58705 | HID | 2101CGGSV | COMPOSITE ICLASS 16K/2, CONFIG, F-GLOSS, B-GLOSS, SEQ.#, VERT SLOT | Ea |  | 1 Year | 9.22 | 5% | 8.759
58706 | HID | 2101HPG1MN | COMPOSITE ICLASS, SR, 16K/2, PROG, F-GLOSS, F-GLOSS W/MAG, MATCH #, NO SLOT | Ea |  | 1 Year | 9.22 | 5% | 8.759
58707 | HID | 2101HPGGMN | COMPOSITE ICLASS, SR, 16K/2, PROG, F-GLOSS, F-GLOSS, MATCH #, NO SLOT | Ea |  | 1 Year | 9.22 | 5% | 8.759
58708 | HID | 2101HPGGSN | COMPOSITE ICLASS 16K/2, SR, PROG, F-GLOSS, B-GLOSS, SEQ.#, NO SLOT | Ea |  | 1 Year | 9.22 | 5% | 8.759
58709 | HID | 2101NGGNN | COMPOSITE ICLASS, 16K/2, NON-PROG, F-GLOSS, B-GLOSS, NO MARK | Ea |  | 1 Year | 9.22 | 5% | 8.759
58710 | HID | 2101PG1MB | COMPOSITE ICLASS 16K/2, PROG, F-GLOSS, B-GLOSS W/MAG, MATCHING#, NO SLOT, LAM | Ea |  | 1 Year | 9.22 | 5% | 8.759
58711 | HID | 2101PG1MN | COMPOSITE ICLASS 16K/2, PROG, F-GLOSS, B-GLOSS W/MAG, MATCHING#, NO SLOT | Ea |  | 1 Year | 9.22 | 5% | 8.759
58712 | HID | 2101PG1NB-2750 | COMPOSITE ICLASS 16K/2, PROG, F-GLOSS, B-GLOSS W/2750 MAG, NO#, NO SLOT, LAM | Ea |  | 1 Year | 9.22 | 5% | 8.759
58713 | HID | 2101PGCMN-110944 | COMPOSITE ICLASS 16K/2, PROG, F-GLOSS, B-IF FOUND - WASHINGTON, DC, MATCHING#, NO SLOT, LAM | Ea |  | 1 Year | 9.22 | 5% | 8.759
58714 | HID | 2101PGCMN-110951 | COMPOSITE ICLASS 16K/2, PROG, F-GLOSS, B-GALLATIN AIRPORT TEXT, MATCHING#, NO SLOT, LAM | Ea |  | 1 Year | 9.22 | 5% | 8.759
58715 | HID | 2101PGGAN | COMPOSITE ICLASS 16K/2, PROG, F-GLOSS, B-GLOSS, LASER#, NO SLOT | Ea |  | 1 Year | 9.22 | 5% | 8.759
58716 | HID | 2101PGGAV | COMPOSITE ICLASS 16K/2, PROG, F-GLOSS, B-GLOSS, SEQ. MATCH. LASER, VERT. SLOT | Ea |  | 1 Year | 9.22 | 5% | 8.759
58717 | HID | 2101PGGMN | COMPOSITE ICLASS 16K/2, PROG, F-GLOSS, B-GLOSS, MATCHING#, NO SLOT | Ea |  | 1 Year | 9.22 | 5% | 8.759
58718 | HID | 2101PGGMV | COMPOSITE ICLASS 16K/2, PROG, F-GLOSS, B-GLOSS, MATCHING#, SLOTTED | Ea |  | 1 Year | 9.22 | 5% | 8.759
58719 | HID | 2101PGGSN | COMPOSITE ICLASS 16K/2, PROG, F-GLOSS, B-GLOSS, SEQ.#, NO SLOT | Ea |  | 1 Year | 9.22 | 5% | 8.759
58720 | HID | 2102CG1NN | COMPOSITE ICLASS, 16K/16, CONFIGURED, F-GLOSS, B-GLOSS W/ MAG, NO#, NO SLOT | Ea |  | 1 Year | 9.22 | 5% | 8.759
58721 | HID | 2102CG1SN | COMPOSITE ICLASS, 16K/16, CONFIGURED, F-GLOSS, B-GLOSS W/MAG, SEQ.#, NO SLOT | Ea |  | 1 Year | 9.22 | 5% | 8.759
58722 | HID | 2102CG1SN-A000011 | COMPOSITE ICLASS, 16K/16, CONFIGURED, F-GLOSS, B-GLOSS W/MAG, SEQ.#, NO SLOT | Ea |  | 1 Year | 9.22 | 5% | 8.759
58723 | HID | 2102CGGNN | COMPOSITE ICLASS, 16K/16, CONFIGURED, F-GLOSS, B-GLOSS, NO#, NO SLOT | Ea |  | 1 Year | 9.22 | 5% | 8.759
58724 | HID | 2102CGGSB | COMPOSITE ICLASS, 16K/16, PROG, F-GLOSS, B-HORZ & VERT SLOT INDICATORS, SEQ. NON #, NO SLOT, LAM | Ea |  | 1 Year | 9.22 | 5% | 8.759
58725 | HID | 2102CGGSN-A000011 | COMPOSITE ICLASS, 16K/16, CONFIGURED, F-GLOSS, B-GLOSS, SEQ #, NO SLOT | Ea |  | 1 Year | 9.22 | 5% | 8.759
58726 | HID | 2102HPG1MB | COMPOSITE ICLASS, SR, 16K/16, PROG, F-GLOSS, F-GLOSS, MATCH #, NO SLOT, LAM | Ea |  | 1 Year | 9.22 | 5% | 8.759
58727 | HID | 2102HPGGMB | COMPOSITE ICLASS, 16K/16, SR, PROG, F-GLOSS, B-HORZ & VERT SLOT INDICATORS, MATCHING#, NO SLOT, LAM | Ea |  | 1 Year | 9.22 | 5% | 8.759
58728 | HID | 2102HPGGMN | COMPOSITE ICLASS, SR, 16K/16, PROG, F-GLOSS, F-GLOSS, MATCH #, NO SLOT | Ea |  | 1 Year | 9.22 | 5% | 8.759
58729 | HID | 2102HPGGSN | COMPOSITE ICLASS SR 16K/16, PROG, F-GLOSS, B-GLOSS, SEQ. NON-MATCHING# | Ea |  | 1 Year | 9.22 | 5% | 8.759
58730 | HID | 2102PG1AN | COMPOSITE ICLASS, 16K/16, PROG, F-GLOSS, B-GLOSS W/MAG, LASER# | Ea |  | 1 Year | 9.22 | 5% | 8.759
58731 | HID | 2102PG1MB | COMPOSITE ICLASS, 16K/16, PRGMD, F-GLOSS, B-MAG W/BOTH VERT. & HORZ. SLOT INDICATORS, MATCH #, NO SLOT, LAM | Ea |  | 1 Year | 9.22 | 5% | 8.759
58732 | HID | 2102PG1MH | COMPOSITE ICLASS, 16K/16, PROG, F-GLOSS, B-GLOSS W/MAG, MATCHING#, HORZ. SLOT, LAM | Ea |  | 1 Year | 9.22 | 5% | 8.759
58733 | HID | 2102PG1MN | COMPOSITE ICLASS, 16K/16, PROG, F-GLOSS, B-GLOSS W/ MAG, MATCHING# | Ea |  | 1 Year | 9.22 | 5% | 8.759
58734 | HID | 2102PG1MV | COMPOSITE ICLASS, 16K/16, PROG, F-GLOSS, B-GLOSS W/ MAG, MATCHING#, VERT SLOT | Ea |  | 1 Year | 9.22 | 5% | 8.759
58735 | HID | 2102PG1NN | COMPOSITE ICLASS, 16K/16, PROG, F-GLOSS, B-GLOSS W/MAG, NO#, NO SLOT | Ea |  | 1 Year | 9.22 | 5% | 8.759
58736 | HID | 2102PGGAN | COMPOSITE ICLASS, 16K/16, PROG, F-GLOSS, B-GLOSS, SEQ. MATCHING LASER#, NO SLOT | Ea |  | 1 Year | 9.22 | 5% | 8.759
58737 | HID | 2102PGGBN | COMPOSITE ICLASS, 16K/16, PROG, F-GLOSS, B-GLOSS, SEQUENTIAL LASER #, NO SLOT | Ea |  | 1 Year | 9.22 | 5% | 8.759
58738 | HID | 2102PGGMB | COMPOSITE ICLASS, 16K/16, PROG, F-GLOSS, B-HORZ & VERT SLOT INDICATORS, MATCHING#, NO SLOT, LAM | Ea |  | 1 Year | 9.22 | 5% | 8.759
58739 | HID | 2102PGGMH | COMPOSITE ICLASS, 16K/16, PROG, F-GLOSS, B-GLOSS, MATCHING#, HORZ. SLOT, LAM | Ea |  | 1 Year | 9.22 | 5% | 8.759
58740 | HID | 2102PGGMN | COMPOSITE ICLASS, 16K/16, PROG, F-GLOSS, B-GLOSS, MATCHING# | Ea |  | 1 Year | 9.22 | 5% | 8.759
58741 | HID | 2102PGGMV | COMPOSITE ICLASS, 16K/16, PROG, F-GLOSS, B-GLOSS, MATCHING#, VERT SLOT, LAM | Ea |  | 1 Year | 9.22 | 5% | 8.759
58742 | HID | 2102PGGNB | COMPOSITE ICLASS, 16K/16, PROG, F-GLOSS, B-HORZ & VERT SLOT INDICATORS, NO#, NO SLOT, LAM | Ea |  | 1 Year | 9.22 | 5% | 8.759
58743 | HID | 2102PGGNN | COMPOSITE ICLASS, 16K/16, PROG, F-GLOSS, B-GLOSS, NO SLOT, NO# | Ea |  | 1 Year | 9.22 | 5% | 8.759
58744 | HID | 2102PGGSN | COMPOSITE ICLASS, 16K/16, PROG, F-GLOSS, B-GLOSS, SEQ. NON-MATCHING# | Ea |  | 1 Year | 9.22 | 5% | 8.759
58745 | HID | 2103CG1BN | ICLASS 32K (16K/2 + 16K/1), COMPOSITE, CONFIGURED, F-GLOSS, B-GLOSS W/ MAG, SEQ. NON-MATCHING #, NO SLOT | Ea |  | 1 Year | 9.6 | 5% | 9.12
58746 | HID | 2103CGGNN | ICLASS 32K (16K/2 + 16K/1), COMPOSITE, CONFIGURED, F-GLOSS, B-GLOSS, NO #, NO SLOT | Ea |  | 1 Year | 9.6 | 5% | 9.12
58747 | HID | 2103HPGGMN | COMPOSITE ICLASS, SR, 32K (16K/2 + 16K/1), PROG, F-GLOSS, F-GLOSS, MATCH #, NO SLOT | Ea |  | 1 Year | 9.6 | 5% | 9.12
58748 | HID | 2103HPGGSN | COMPOSITE ICLASS, SR, 32K (16K/2 + 16K/1), PROG, F-GLOSS, F-GLOSS, SEQUENTIAL INTERNAL / SEQUENTIAL NON-MATCHING EXTERNAL #, NO SLOT | Ea |  | 1 Year | 9.6 | 5% | 9.12
58749 | HID | 2103NGGNN | ICLASS 32K COMPOSITE, NON-PRGMD, F-GLOSS, B-GLOSS, NO #, NO SLOT | Ea |  | 1 Year | 9.6 | 5% | 9.12
58750 | HID | 2103PG1MN | ICLASS 32K (16K/2 + 16K/1), COMPOSITE, PROGRAMMED, F-GLOSS, B-GLOSS W/ MAG, MATCHING #, NO SLOT | Ea |  | 1 Year | 9.6 | 5% | 9.12
58751 | HID | 2103PGGMN | ICLASS 32K (16K/2 + 16K/1), COMPOSITE, PROGRAMMED, F-GLOSS, B-GLOSS, MATCHING #, NO SLOT | Ea |  | 1 Year | 9.6 | 5% | 9.12
58752 | HID | 2103PGGMV | ICLASS 32K (16K/2 + 16K/1), COMPOSITE, PROGRAMMED, F-GLOSS, B-GLOSS, MATCHING #, NO SLOT | Ea |  | 1 Year | 9.6 | 5% | 9.12
58753 | HID | 2103PGGSV | COMPOSITE ICLASS 32K (16K/2 + 16K/1), PROG., F-GLOSS, B-GLOSS, SEQ.#, VERT. SLOT | Ea |  | 1 Year | 9.6 | 5% | 9.12
58754 | HID | 2104CG1NB | COMPOSITE ICLASS 32K (16K/16+16K/1), CONFIG, F-GLOSS, B-GLOSS W/MAG, NO #, VERT/HORZ COMPATIBLE SLOT, LAM | Ea |  | 1 Year | 9.6 | 5% | 9.12
58755 | HID | 2104CG1NN | ICLASS 32K (16K/16 + 16K/1), COMPOSITE, CONFIGURED, F-GLOSS, B-GLOSS W/ MAG, NO #, NO SLOT | Ea |  | 1 Year | 9.6 | 5% | 9.12
58756 | HID | 2104CGGNN | ICLASS 32K (16K/16 + 16K/1), COMPOSITE, CONFIGURED, F-GLOSS, B-GLOSS, NO #, NO SLOT | Ea |  | 1 Year | 9.6 | 5% | 9.12
58757 | HID | 2104HPG1AN | COMPOSITE ICLASS, SR, 32K (16K/16 + 16K/1), PROG, F-GLOSS, F-GLOSS W/MAG, LASER #, NO SLOT | Ea |  | 1 Year | 9.6 | 5% | 9.12
58758 | HID | 2104HPG1AV | COMPOSITE ICLASS, SR, 32K (16K/16 + 16K/1), PROG, F-GLOSS, F-GLOSS W/MAG, LASER MATCHING ICLASS #, VERT. SLOT | Ea |  | 1 Year | 9.6 | 5% | 9.12
58759 | HID | 2104HPG1MN | COMPOSITE ICLASS, SR, 32K (16K/16 + 16K/1), PROG, F-GLOSS, F-GLOSS W/MAG, MATCH. #, NO SLOT | Ea |  | 1 Year | 9.6 | 5% | 9.12
58760 | HID | 2104HPG1SN | COMPOSITE ICLASS, SR, 32K (16K/16+16K/1), PROG, F-GLOSS, B-GLOSS W/MAG, SEQ NON-MATCHING #, NO SLOT | Ea |  | 1 Year | 9.6 | 5% | 9.12
58761 | HID | 2104HPGGAN | COMPOSITE ICLASS, SR, 32K (16K/16 + 16K/1), PROG, F-GLOSS, F-GLOSS, LASER MATCH #, NO SLOT | Ea |  | 1 Year | 9.6 | 5% | 9.12
58762 | HID | 2104HPGGBN | COMPOSITE ICLASS, SR, 32K (16K/16 + 16K/1), PROG, F-GLOSS, B-GLOSS, LASER MATCHING #, NO SLOT | Ea |  | 1 Year | 9.6 | 5% | 9.12
58763 | HID | 2104HPGGMN | COMPOSITE ICLASS, SR, 32K (16K/16 + 16K/1), PROG, F-GLOSS, F-GLOSS, MATCH #, NO SLOT | Ea |  | 1 Year | 9.6 | 5% | 9.12
58764 | HID | 2104HPGGNN | COMPOSITE ICLASS, SR, 32K (16K/16 + 16K/1), PROG, F-GLOSS, F-GLOSS, NO #, NO SLOT | Ea |  | 1 Year | 9.6 | 5% | 9.12
58765 | HID | 2104PCCNN-A000368 | ICLASS 32K (16K/16+16K/1), COMPOSITE, PROG., UK GOV STAFF CARD, F-BLANK-,B-BLACK RETURNADRESS NO #, NO SLOT, LAM | Ea |  | 1 Year | 9.6 | 5% | 9.12
58766 | HID | 2104PG1AN | ICLASS 32K (16K/16 + 16K/1), COMPOSITE, PROGRAMMED, F-GLOSS, B-GLOSS W/ MAG, SEQ MATCH LASER #, NO SLOT | Ea |  | 1 Year | 9.6 | 5% | 9.12
58767 | HID | 2104PG1CN | ICLASS 32K (16K/16 + 16K/1), COMPOSITE, PROG., F-GLOSS, B-GLOSS W/MAG, RANDOM LASER #, NO SLOT | Ea |  | 1 Year | 9.6 | 5% | 9.12
58768 | HID | 2104PG1MB | COMPOSITE ICLASS 32K (16K/16+16K/1), PROG., F-GLOSS, B-GLOSS W/MAG, MATCHING ICLASS #, NO SLOT, LAM | Ea |  | 1 Year | 9.6 | 5% | 9.12
58769 | HID | 2104PG1MN | ICLASS 32K (16K/16 + 16K/1), COMPOSITE, PROGRAMMED, F-GLOSS, B-GLOSS W/ MAG, MATCHING #, NO SLOT | Ea |  | 1 Year | 9.6 | 5% | 9.12
58770 | HID | 2104PG1MN-120188 | COMPOSITE ICLASS 32K (16K/16 + 16K/1), PROG, F-GLOSS, B-GLOSS W/ MAG, CUSTOM THICKNESS .034, MATCHING#, NO SLOT | Ea |  | 1 Year | 9.6 | 5% | 9.12
58771 | HID | 2104PG1MN-120888 | ICLASS 32K (16K/16 + 16K/1), COMPOSITE, PROG., F-CUSTOM THICKNESS, B-GLOSS W/ MAG, MATCHING #, NO SLOT, LAM | Ea |  | 1 Year | 9.6 | 5% | 9.12
58772 | HID | 2104PG1MV | ICLASS 32K (16K/16 + 16K/1), COMPOSITE, PROG., F-GLOSS, B-GLOSS W/ MAG, MATCHING #, VERT. SLOT | Ea |  | 1 Year | 9.6 | 5% | 9.12
58773 | HID | 2104PG1NN | ICLASS 32K (16K/16 + 16K/1), COMPOSITE, PROGRAMMED, F-GLOSS, B-GLOSS W/ MAG, NO #, NO SLOT | Ea |  | 1 Year | 9.6 | 5% | 9.12
58774 | HID | 2104PG7MN | ICLASS 32K (16K/16 + 16K/1), COMPOSITE, PROGRAMMED, F-GLOSS, B-GLOSS W/DUAL MAG, MATCHING #, NO SLOT | Ea |  | 1 Year | 9.6 | 5% | 9.12
58775 | HID | 2104PGGAB | COMPOSITE, ICLASS 32K (16K/16 + 16K/1), PROG., F-GLOSS, B-GLOSS, LASER SEQ. MATCHING INT. ICLASS #, NO SLOT | Ea |  | 1 Year | 9.6 | 5% | 9.12
58776 | HID | 2104PGGAN | ICLASS 32K (16K/16 + 16K/1), COMPOSITE, PROG., F-GLOSS, B-GLOSS, LASER MATCH ICLASS #, NO SLOT | Ea |  | 1 Year | 9.6 | 5% | 9.12
58777 | HID | 2104PGGBB | COMPOSITE, ICLASS 32K (16K/16 + 16K/1), PROG., F-GLOSS, B-GLOSS, LASER SEQ. NON-MATCHING ICLASS #, NO SLOT | Ea |  | 1 Year | 9.6 | 5% | 9.12
58778 | HID | 2104PGGBN | ICLASS 32K (16K/16 + 16K/1), COMPOSITE, PROG., F-GLOSS, B-GLOSS, SEQ. NON-MATCH LASER ICLASS #, NO SLOT | Ea |  | 1 Year | 9.6 | 5% | 9.12
58779 | HID | 2104PGGMB | COMPOSITE, ICLASS 32K (16K/16 + 16K/1), PROG., F-GLOSS, B-GLOSS, MATCHING ICLASS #, NO SLOT | Ea |  | 1 Year | 9.6 | 5% | 9.12
58780 | HID | 2104PGGMN | ICLASS 32K (16K/16 + 16K/1), COMPOSITE, PROGRAMMED, F-GLOSS, B-GLOSS, MATCHING #, NO SLOT | Ea |  | 1 Year | 9.6 | 5% | 9.12
58781 | HID | 2104PGGMV | COMPOSITE ICLASS 32K (16K/16 + 16K/1), PROG., F-GLOSS, B-GLOSS, MATCH #, VERT SLOT | Ea |  | 1 Year | 9.6 | 5% | 9.12
58782 | HID | 2104PGGNN | ICLASS 32K (16K/16 + 16K/1), COMPOSITE, PROGRAMMED, F-GLOSS, B-GLOSS, NO #, NO SLOT | Ea |  | 1 Year | 9.6 | 5% | 9.12
58783 | HID | 2104PGGNV | ICLASS 32K (16K/16 + 16K/1), COMPOSITE, PROGRAMMED, F-GLOSS, B-GLOSS, NO #, VERT SLOT | Ea |  | 1 Year | 9.6 | 5% | 9.12
58784 | HID | 2104PGGSN | ICLASS 32K (16K/16 + 16K/1), COMPOSITE, PROGRAMMED, F-GLOSS, B-GLOSS, SEQ #, NO SLOT | Ea |  | 1 Year | 9.6 | 5% | 9.12
58785 | HID | 2110CG1NN | COMPOSITE ICLASS 2K/2, EMBEDDABLE, CONFIGURED NON-PROG, F-GLOSS, B-GLOSS W/MAG, NO #, NO SLOT, LAM | Ea |  | 1 Year | 10.71 | 5% | 10.1745
58786 | HID | 2110CGGNN | COMPOSITE ICLASS EMBED 2K/2, CONFIG, F-GLOSS, B-GLOSS, NO #, NO SLOT | Ea |  | 1 Year | 10.71 | 5% | 10.1745
58787 | HID | 2110NG1NN | COMPOSITE ICLASS 2K/2, EMBEDDABLE, NON-PROG, F-GLOSS, B-GLOSS W/MAG, NO #, NO SLOT, LAM | Ea |  | 1 Year | 10.71 | 5% | 10.1745
58788 | HID | 2110NGGNN | COMPOSITE ICLASS 2K/2, EMBEDDABLE, NON-PROG, F-GLOSS, B-GLOSS, NO #, NO SLOT, LAM | Ea |  | 1 Year | 10.71 | 5% | 10.1745
58789 | HID | 2110PG1MN | COMPOSITE ICLASS EMBED 2K/2, PROGRAM, F-GLOSS, MAGSTRIPE, MATCH #, NO SLOT | Ea |  | 1 Year | 10.71 | 5% | 10.1745
58790 | HID | 2110PG1SN | COMPOSITE ICLASS EMBED 2K/2, PROGRAM, F-GLOSS, MAGSTRIPE, SEQ NON-MATCH #, NO SLOT | Ea |  | 1 Year | 10.71 | 5% | 10.1745
58791 | HID | 2110PGGMN | COMPOSITE ICLASS EMBED 2K/2, PRGMD, F-GLOSS, B-GLOSS, MATCH #, NO SLOT | Ea |  | 1 Year | 10.71 | 5% | 10.1745
58792 | HID | 2110PGGMV | COMPOSITE ICLASS EMBED 2K/2, PRGMD, F-GLOSS, B-GLOSS, MATCH #, VERT. SLOT | Ea |  | 1 Year | 10.71 | 5% | 10.1745
58793 | HID | 2110PGGNN | COMPOSITE ICLASS EMBED 2K/2, PRGMD, F-GLOSS, B-GLOSS, NO #, NO SLOT | Ea |  | 1 Year | 10.71 | 5% | 10.1745
58794 | HID | 2111CGGNN | ICLASS 16K/2, COMPOSITE EMBEDDABLE, CONF, F-GLOSS, B-GLOSS, NO #, NO SLOT | Ea |  | 1 Year | 11.85 | 5% | 11.2575
58795 | HID | 2111CGGNV | ICLASS 16K/2, COMPOSITE EMBEDDABLE, CONF, F-GLOSS, B-GLOSS, NO #, VERT SLOT | Ea |  | 1 Year | 11.85 | 5% | 11.2575
58796 | HID | 2111PGGMN | ICLASS 16K/2, COMPOSITE EMBEDDABLE, PROG, F-GLOSS, B-GLOSS, MATCHING #, NO SLOT | Ea |  | 1 Year | 11.85 | 5% | 11.2575
58797 | HID | 2111PGGMV | ICLASS 16K/2, COMPOSITE EMBEDDABLE, PROG, F-GLOSS, B-GLOSS, MATCHING #, VERT. SLOT | Ea |  | 1 Year | 11.85 | 5% | 11.2575
58798 | HID | 2112CGGNN | ICLASS EMBED (16K/16), COMPOSITE, CONFIG. , F-GLOSS, B-GLOSS, NO ICLASS #, NO SLOT | Ea |  | 1 Year | 11.85 | 5% | 11.2575
58799 | HID | 2112PG1AN | COMPOSITE ICLASS 16K/16, EMBED, PROG, F-GLOSS, B-GLOSS W/MAG, LASER #, NO SLOT, LAM | Ea |  | 1 Year | 11.85 | 5% | 11.2575
58800 | HID | 2112PG1MN | ICLASS 16K/16, COMPOSITE EMBEDDABLE, PROG, F-GLOSS, B-GLOSS W/MAG, MATCHING #, NO SLOT, LAM | Ea |  | 1 Year | 11.85 | 5% | 11.2575
58801 | HID | 2112PG1SN | ICLASS 16K/16, COMPOSITE EMBEDDABLE, PROG, F-GLOSS, B-GLOSS W/ MAG, SEQ #, NO SLOT, LAM | Ea |  | 1 Year | 11.85 | 5% | 11.2575
58802 | HID | 2112PGGMN | ICLASS 16K/16, COMPOSITE EMBEDDABLE, PROG, F-GLOSS, B-GLOSS, MATCHING #, NO SLOT, LAM | Ea |  | 1 Year | 11.85 | 5% | 11.2575
58803 | HID | 2112PGGNN | ICLASS 16K/16, COMPOSITE EMBEDDABLE, PROG, F-GLOSS, B-GLOSS, MATCHING #, NO SLOT | Ea |  | 1 Year | 11.9 | 5% | 11.305
58804 | HID | 21138-001 | ENC,BEZEL,WALL,SWITCH,BLACK | Ea |  | 1 Year | 15 | 5% | 14.25
58805 | HID | 2113CG1NN | ICLASS 32K (16K/2 + 16K/1), COMPOSITE EMBEDDABLE, CONFIGURED, F-GLOSS, B-GLOSS W/ MAG, NO #, NO SLOT | Ea |  | 1 Year | 12.26 | 5% | 11.647
58806 | HID | 2113NG1NN | ICLASS 32K (16K/2 + 16K/1), COMPOSITE EMBEDDABLE, NON-PRGMD, F-GLOSS, B-GLOSS W/ MAG, NO #, NO SLOT | Ea |  | 1 Year | 12.26 | 5% | 11.647
58807 | HID | 2113PG1MN | ICLASS 32K (16K/2 + 16K/1), COMPOSITE EMBEDDABLE, PROG, F-GLOSS, B-GLOSS W/ MAG, MATCH #, NO SLOT | Ea |  | 1 Year | 12.26 | 5% | 11.647
58808 | HID | 2113PG1SN | ICLASS 32K (16K/2 + 16K/1), COMPOSITE EMBEDDABLE, PROG, F-GLOSS, B-GLOSS W/ MAG, SEQ #, NO SLOT | Ea |  | 1 Year | 12.26 | 5% | 11.647
58809 | HID | 2113PGGMN | ICLASS 32K (16K/2 + 16K/1), COMPOSITE EMBEDDABLE, PROG, F-GLOSS, B-GLOSS, MATCH #, NO SLOT | Ea |  | 1 Year | 12.26 | 5% | 11.647
58810 | HID | 2113PGGMV | COMPOSITE ICLASS 32K (16K/2 + 16K/1),EMBEDDABLE, PROG, F-GLOSS, B-GLOSS, MATCH #, VERT. SLOT | Ea |  | 1 Year | 12.26 | 5% | 11.647
58811 | HID | 2113PGGNN | COMPOSITE ICLASS 32K (16K/2 + 16K/1), EMBEDDABLE, PROG, F-GLOSS, B-GLOSS, NO ICLASS #, NO SLOT | Ea |  | 1 Year | 12.26 | 5% | 11.647
58812 | HID | 2113PGGSN | ICLASS 32K (16K/2 + 16K/1), COMPOSITE EMBEDDABLE, PROG, F-GLOSS, B-GLOSS, SEQ #, NO SLOT | Ea |  | 1 Year | 12.26 | 5% | 11.647
58813 | HID | 2114CG1NN | ICLASS 32K (16K/16 + 16K/1), COMPOSITE EMBEDDABLE, CONFIGURED, F-GLOSS, B-GLOSS W/ MAG, NO #,NO SLOT | Ea |  | 1 Year | 12.26 | 5% | 11.647
58814 | HID | 2114CGGNN | ICLASS 32K (16K/16 + 16K/1), COMPOSITE EMBEDDABLE, CONFIGURED, F-GLOSS, B-GLOSS, NO #, NO SLOT | Ea |  | 1 Year | 12.26 | 5% | 11.647
58815 | HID | 2114PG1MN | ICLASS 32K (16K/16 + 16K/1), COMPOSITE EMBEDDABLE, PROG, F-GLOSS, B-GLOSS W/ MAG, MATCH #, NO SLOT | Ea |  | 1 Year | 12.26 | 5% | 11.647
58816 | HID | 2114PG1SN | ICLASS 32K (16K/16 + 16K/1), COMPOSITE EMBEDDABLE, PROG, F-GLOSS, B-GLOSS W/ MAG, SEQ #, NO SLOT | Ea |  | 1 Year | 12.26 | 5% | 11.647
58817 | HID | 2114PG3MN-110897 | ICLASS 32K (16K/16 + 16K/1), COMPOSITE EMBEDDABLE, PROG, F-GLOSS, B-GLOSS W/MAG, MATCH #, NO SLOT | Ea |  | 1 Year | 12.26 | 5% | 11.647
58818 | HID | 2114PGGAV | ICLASS 32K (16K/16 + 16K/1), COMPOSITE EMBEDDABLE, PROG, F-GLOSS, B-GLOSS, LASER #, VERT. SLOT | Ea |  | 1 Year | 12.26 | 5% | 11.647
58819 | HID | 2114PGGMN | ICLASS 32K (16K/16 + 16K/1), COMPOSITE EMBEDDABLE, PROG, F-GLOSS, B-GLOSS, MATCH #, NO SLOT | Ea |  | 1 Year | 12.26 | 5% | 11.647
58820 | HID | 2114PGGSN | ICLASS 32K (16K/16 + 16K/1), COMPOSITE EMBEDDABLE, PROG, F-GLOSS, B-GLOSS, SEQ #, NO SLOT | Ea |  | 1 Year | 12.26 | 5% | 11.647
58821 | HID | 2120AG1NNM | COMPOSITE ICLASS PROX 2K/2, CONFIG. ICLASS/PROG. PROX, F-GLOSS, B-GLOSS W/MAG, NO #, NO SLOT, MATCH. PROX # | Ea |  | 1 Year | 10.97 | 5% | 10.4215
58822 | HID | 2120AG1NNN | COMPOSITE ICLASS PROX 2K/2, CONFIG. ICLASS/PROG. PROX, F-GLOSS, B-GLOSS W/MAG, NO #, NO SLOT, NO 125K # | Ea |  | 1 Year | 10.97 | 5% | 10.4215
58823 | HID | 2120AGGNNM | COMPOSITE ICLASS PROX 2K/2, CONFIG. ICLASS/PROX PROG., F-GLOSS, B-GLOSS, NO #, NO SLOT, MATCH PROX # | Ea |  | 1 Year | 10.97 | 5% | 10.4215
58824 | HID | 2120AGGNNN | COMPOSITE ICLASS PROX 2K/2, NON-PRGMD CONFIGURED, F-GLOSS, B-GLOSS, NO #, NO SLOT, NO 125K # | Ea |  | 1 Year | 10.97 | 5% | 10.4215
58825 | HID | 2120AGGNVM | COMPOSITE ICLASS PROX 2K/2, CONFIG ICLASS, PROG PROX, F-GLOSS, B-GLOSS, NO ICLASS #, VERT SLOT, MATCHING PROX # | Ea |  | 1 Year | 10.97 | 5% | 10.4215
58826 | HID | 2120BG1MNM | COMPOSITE ICLASS PROX 2K/2, PROGRAMMED, F-GLOSS, B-GLOSS, MATCHING, NO SLOT, MATCHING 125K # | Ea |  | 1 Year | 10.97 | 5% | 10.4215
58827 | HID | 2120BG1MNN | COMPOSITE ICLASS PROX 2K/2, PROGRAMMED, F-GLOSS, B-GLOSS, MATCHING, NO SLOT, NO 125K # | Ea |  | 1 Year | 10.97 | 5% | 10.4215
58828 | HID | 2120BG1MVM | COMPOSITE ICLASS PROX 2K/2, PROG., F-GLOSS, B-GLOSS W/MAG, MATCHING ICLASS#, VERT. SLOT, MATCHING PROX # | Ea |  | 1 Year | 10.97 | 5% | 10.4215
58829 | HID | 2120BG1MVS | COMPOSITE ICLASS PROX 2K/2, PROG ICLASS/PROX, F-GLOSS, B-GLOSS W/MAG, MATCHING ICLASS #, VERT SLOT, SEQ NON-MATCHING PROX # | Ea |  | 1 Year | 10.97 | 5% | 10.4215
58830 | HID | 2120BG1NNM | COMPOSITE ICLASS PROX 2K/2, PROG ICLASS/PROX, F-GLOSS, B-GLOSS W/MAG, NO ICLASS #, NO SLOT, MATCHING PROX # | Ea |  | 1 Year | 10.97 | 5% | 10.4215
58831 | HID | 2120BG1NNN | COMPOSITE ICLASS PROX 2K/2, PROG., F-GLOSS, B-GLOSS W/MAG, NO ICLASS#, NO SLOT, NO PROX # | Ea |  | 1 Year | 10.97 | 5% | 10.4215
58832 | HID | 2120BG1SNN | COMPOSITE ICLASS PROX 2K/2, PROG., F-GLOSS, B-GLOSS W/MAG, SEQ NON-MATCHING ICLASS#, NO SLOT, NO PROX # | Ea |  | 1 Year | 10.97 | 5% | 10.4215
58833 | HID | 2120BG1SNS | COMPOSITE ICLASS PROX 2K/2, PROG., F-GLOSS, B-GLOSS W/MAG, SEQ NON-MATCHING ICLASS#, NO SLOT, SEQ. NON-MATCHING PROX # | Ea |  | 1 Year | 10.97 | 5% | 10.4215
58834 | HID | 2120BG1SVS | COMPOSITE ICLASS PROX 2K/2, PROG., F-GLOSS, B-GLOSS W/MAG, SEQ NON-MATCHING ICLASS#, VERT. SLOT, SEQ. NON-MATCHING PROX # | Ea |  | 1 Year | 10.97 | 5% | 10.4215
58835 | HID | 2120BG7MNM | COMPOSITE ICLASS PROX 2K/2, PROG., F-GLOSS, B-GLOSS W/DUAL MAG AND DEBIT STRIPE, MATCHING ICLASS#, NO SLOT, MATCHING PROX #, LAM | Ea |  | 1 Year | 10.97 | 5% | 10.4215
58836 | HID | 2120BGGANA | COMPOSITE ICLASS PROX 2K/2, PROG, F-GLOSS, B-GLOSS, SEQ LASER ICLASS, NO SLOT, SEQ LASER 125K # | Ea |  | 1 Year | 10.97 | 5% | 10.4215
58837 | HID | 2120BGGANN | COMPOSITE ICLASS PROX 2K/2, PROG, F-GLOSS, B-GLOSS, SEQ LASER ICLASS, NO SLOT, NO 125K # | Ea |  | 1 Year | 10.97 | 5% | 10.4215
58838 | HID | 2120BGGCNC | COMPOSITE ICLASS PROX 2K/2, PROG, F-GLOSS, B-GLOSS, RANDOM LASER, NO SLOT, RANDOM LASER125K # | Ea |  | 1 Year | 10.97 | 5% | 10.4215
58839 | HID | 2120BGGCVC | COMPOSITE ICLASS PROX 2K/2, PROG, F-GLOSS, B-GLOSS, RANDOM LASER ICLASS #, VERT SLOT, RANDOM LASER PROX # | Ea |  | 1 Year | 10.97 | 5% | 10.4215
58840 | HID | 2120BGGMNM | COMPOSITE ICLASS PROX 2K/2, PROG, F-GLOSS, B-GLOSS, MATCHING, NO SLOT, MATCH 125K # | Ea |  | 1 Year | 10.97 | 5% | 10.4215
58841 | HID | 2120BGGMNN | COMPOSITE ICLASS PROX 2K/2, PROGRAMMED, F-GLOSS, B-GLOSS, MATCHING, NO SLOT, NO 125K # | Ea |  | 1 Year | 10.97 | 5% | 10.4215
58842 | HID | 2120BGGMVM | COMPOSITE ICLASS PROX 2K/2, PROGRAMMED, F-GLOSS, B-GLOSS, MATCHING, VERT SLOT, MATCH 125K # | Ea |  | 1 Year | 10.97 | 5% | 10.4215
58843 | HID | 2120BGGMVN | COMPOSITE ICLASS PROX 2K/2, PROG., F-GLOSS, B-GLOSS, MATCHING ICLASS, VERT SLOT, NO 125K #, LAM | Ea |  | 1 Year | 10.97 | 5% | 10.4215
58844 | HID | 2120BGGMVR | COMPOSITE ICLASS PROX 2K/2, PROG., F-GLOSS, B-GLOSS, MATCHING ICLASS, VERT SLOT, RANDOM 125K #, LAM | Ea |  | 1 Year | 10.97 | 5% | 10.4215
58845 | HID | 2120BGGNNM | COMPOSITE ICLASS PROX 2K/2, PROGRAMMED, F-GLOSS, B-GLOSS, NO ICLASS #, NO SLOT, MATCH 125K # | Ea |  | 1 Year | 10.97 | 5% | 10.4215
58846 | HID | 2120BGGNNN | COMPOSITE ICLASS PROX 2K/2, PROGR., F-GLOSS, B-GLOSS, NO ICLASS#, NO SLOT, NO PROX# | Ea |  | 1 Year | 10.97 | 5% | 10.4215
58847 | HID | 2120BGGNVM | COMPOSITE ICLASS PROX 2K/2, PROG., F-GLOSS, B-GLOSS, NO ICLASS #, VERT. SLOT, MATCH PROX # | Ea |  | 1 Year | 10.97 | 5% | 10.4215
58848 | HID | 2120BGGSNM | COMPOSITE ICLASS PROX 2K/2, PROGRAMMED, F-GLOSS, B-GLOSS, SEQ. NON-MATCHING ICLASS, NO SLOT, MATCH 125K # | Ea |  | 1 Year | 10.97 | 5% | 10.4215
58849 | HID | 2120BGGSNN | COMPOSITE ICLASS PROX 2K/2, PROG. ICLASS/PROX, F-GLOSS, B-GLOSS, SEQ. NON-MATCHING ICLASS#, NO SLOT, NO PROX # | Ea |  | 1 Year | 10.97 | 5% | 10.4215
58850 | HID | 2120BGGSNN-PACK50 | COMPOSITE ICLASS PROX 2K/2, PROG. ICLASS/PROX, F-GLOSS, B-GLOSS, SEQ. NON-MATCHING ICLASS#, NO SLOT, NO PROX #, PACK IN BOXES OF 50 | Ea |  | 1 Year | 10.97 | 5% | 10.4215
58851 | HID | 2120BGGSNS | COMPOSITE ICLASS PROX 2K/2, PROGRAMMED, F-GLOSS, B-GLOSS, SEQ. NON-MATCHING ICLASS, NO SLOT, SEQ. NON-MATCHING 125K # | Ea |  | 1 Year | 10.97 | 5% | 10.4215
58852 | HID | 2120BGGSVS | COMPOSITE ICLASS PROX 2K/2, PROG. ICLASS/PROX, F-GLOSS, B-GLOSS , SEQ NON-MATCHING ICLASS#, VERT SLOT, SEQ NON-MATCHING PROX # | Ea |  | 1 Year | 10.97 | 5% | 10.4215
58853 | HID | 2120CG1NNN | COMPOSITE ICLASS PROX 2K/2, CONFIGURED., F-GLOSS, B-GLOSS W/MAG, NO #, NO SLOT, NO PROX #, LAM | Ea |  | 1 Year | 10.97 | 5% | 10.4215
58854 | HID | 2120CGGNNN | COMPOSITE ICLASS/PROX (2K/2), CONFIG. ICLASS, NON-PROG. PROX, F-GLOSS, B-GLOSS, NO ICLASS #, NO SLOT, NO PROX # | Ea |  | 1 Year | 10.97 | 5% | 10.4215
58855 | HID | 2120CGGSNN | COMPOSITE ICLASS PROX 2K/2, CONFIGURED, F-GLOSS, B-GLOSS, SEQ. NON-MATCHING ICLASS#, NO SLOT, NO EXTERNAL # | Ea |  | 1 Year | 10.97 | 5% | 10.4215
58856 | HID | 2120HBG1MNM | COMPOSITE ICLASS PROX 2K/2, SR, PROG, F-GLOSS, B-GLOSS W/MAG, MATCHING, NO SLOT, MATCH 125K # | Ea |  | 1 Year | 10.97 | 5% | 10.4215
58857 | HID | 2120HBG1MNN | COMPOSITE ICLASS PROX 2K/2, SR, PROG., F-GLOSS, B-GLOSS W/MAG, MATCH. ICLASS#, NO SLOT, NO PROX # | Ea |  | 1 Year | 10.97 | 5% | 10.4215
58858 | HID | 2120HBG1NNN | COMPOSITE ICLASS PROX 2K/2, SR, PROG, F-GLOSS, B-GLOSS W/MAG, NO ICLASS #, NO SLOT, NO 125K # | Ea |  | 1 Year | 10.97 | 5% | 10.4215
58859 | HID | 2120HBGGBNB | COMPOSITE ICLASS PROX 2K/2, SR, PROG ICLASS & PROX, F-GLOSS, B-GLOSS, LASER SEQ ICLASS #, NO SLOT, LASER SEQ PROX # , LAM | Ea |  | 1 Year | 10.97 | 5% | 10.4215
58860 | HID | 2120HBGGMNM | COMPOSITE ICLASS PROX 2K/2, SR, PROG, F-GLOSS, B-GLOSS, MATCHING, NO SLOT, MATCH 125K # | Ea |  | 1 Year | 10.97 | 5% | 10.4215
58861 | HID | 2120HBGGMNN | COMPOSITE ICLASS PROX 2K/2, SR, PROG., F-GLOSS, B-GLOSS, MATCHING, NO SLOT, NO 125K # | Ea |  | 1 Year | 10.97 | 5% | 10.4215
58862 | HID | 2120HBGGMNN-310064 | COMPOSITE ICLASS PROX 2K/2, SR, PROG., F-GLOSS, B-GLOSS, MATCH ICLASS #, NO SLOT, NO 125K #, NO SALES ORDER NUMBER | Ea |  | 1 Year | 10.97 | 5% | 10.4215
58863 | HID | 2120HBGGMVM | COMPOSITE ICLASS PROX 2K/2, SR, PROG ICLASS/PROX, F-GLOSS, B-GLOSS, MATCHING ICLASS #, VERT SLOT, SEQ PROX # | Ea |  | 1 Year | 10.97 | 5% | 10.4215
58864 | HID | 2120HBGGMVN | COMPOSITE ICLASS PROX 2K/2, SR, PROG ICLASS/PROX, F-GLOSS, B-GLOSS, MATCHING ICLASS #, VERT SLOT, NO PROX # | Ea |  | 1 Year | 10.97 | 5% | 10.4215
58865 | HID | 2120HBGGNNM | COMPOSITE ICLASS PROX 2K/2, SR, PROG., F-GLOSS, B-GLOSS, NO ICLASS #, NO SLOT, MATCH PROX # | Ea |  | 1 Year | 10.97 | 5% | 10.4215
58866 | HID | 2120HBGGNNN | COMPOSITE ICLASS PROX 2K/2, SR, PROG., F-GLOSS, B-GLOSS, NO MATCHING, NO SLOT, NO 125K # | Ea |  | 1 Year | 10.97 | 5% | 10.4215
58867 | HID | 2120HPGGMNM | COMPOSITE ICLASS PROX 2K/2, SR, PROG, F-GLOSS, B-GLOSS, MATCHING, NO SLOT, MATCH 125K # | Ea |  | 1 Year | 10.97 | 5% | 10.4215
58868 | HID | 2120HPGGMNN | COMPOSITE ICLASS PROX 2K/2, SR, PROG, F-GLOSS, B-GLOSS, MATCHING ICLASS #, NO SLOT, NO 125K # | Ea |  | 1 Year | 10.97 | 5% | 10.4215
58869 | HID | 2120PG1MNN | COMPOSITE ICLASS PROX 2K/2, PROG. ICLASS, F-GLOSS, B-GLOSS W/MAG, MATCHING #, NO SLOT, NO 125K # | Ea |  | 1 Year | 10.97 | 5% | 10.4215
58870 | HID | 2120PGGMNN | COMPOSITE ICLASS PROX 2K/2, PROG. ICLASS, F-GLOSS, B-GLOSS, MATCHING #, NO SLOT, NO 125K # | Ea |  | 1 Year | 10.97 | 5% | 10.4215
58871 | HID | 2120PGGNNN | COMPOSITE ICLASS PROX 2K/2, PROG ICLASS, NON-PROG PROX, F-GLOSS, B-GLOSS, NO ICLASS #, NO SLOT, NO PROX # | Ea |  | 1 Year | 10.97 | 5% | 10.4215
58872 | HID | 21211-001 | ENC,BASE,ASR-620 | Ea |  | 1 Year | 42.85 | 5% | 40.7075
58873 | HID | 21212-001 | ENC,COVER,ASR-620++ | Ea |  | 1 Year | 42.85 | 5% | 40.7075
58874 | HID | 2121AG1NNM | COMPOSITE ICLASS/PROX 16K/2, CONF. ICLASS, PROG. PROX, F-GLOSS, B-GLOSS W/MAG, NO ICLASS#, NO SLOT, MATCHING. PROX# | Ea |  | 1 Year | 12.96 | 5% | 12.312
58875 | HID | 2121AG1NNS | COMPOSITE ICLASS/PROX 16K/2, CONF. ICLASS, PROG. PROX, F-GLOSS, B-GLOSS W/MAG, NO ICLASS#, NO SLOT, SEQ. PROX# | Ea |  | 1 Year | 12.96 | 5% | 12.312
58876 | HID | 2121AGGNNM | COMPOSITE ICLASS/PROX 16K/2, CONF. ICLASS, PROG. PROX, F-GLOSS, B-GLOSS, NO ICLASS#, NO SLOT, MATCHING PROX# | Ea |  | 1 Year | 12.96 | 5% | 12.312
58877 | HID | 2121AGGNNN | COMPOSITE ICLASS/PROX 16K/2, CONF. ICLASS, PROG. PROX, F-GLOSS, B-GLOSS, NO ICLASS#, NO SLOT, NO PROX# | Ea |  | 1 Year | 13.37 | 5% | 12.7015
58878 | HID | 2121AGGNVM | COMPOSITE ICLASS/PROX 16K/2, CONFIG ICLASS, PROG. PROX, F-GLOSS, B-GLOSS, NO ICLASS#, VERT. SLOT, MATCHING PROX # | Ea |  | 1 Year | 12.96 | 5% | 12.312
58879 | HID | 2121AGGSNS | COMPOSITE ICLASS/PROX 16K/2, CONFIG ICLASS, PROG. PROX, F-GLOSS, B-GLOSS, SEQ NON MATCHING ICLASS#, NO SLOT, SEQ NON MATCHING. PROX # | Ea |  | 1 Year | 12.96 | 5% | 12.312
58880 | HID | 2121BG1AVA | COMPOSITE ICLASS/PROX 16K/2, PROG. ICLASS/PROX, F-GLOSS, B-GLOSS W/MAG, LASER ICLASS#, NO SLOT, LASER PROX# | Ea |  | 1 Year | 12.96 | 5% | 12.312
58881 | HID | 2121BG1MNM | COMPOSITE ICLASS/PROX 16K/2, PROG. ICLASS/PROX, F-GLOSS, B-GLOSS W/MAG, MATCHING ICLASS#, NO SLOT, MATCHING PROX# | Ea |  | 1 Year | 12.96 | 5% | 12.312
58882 | HID | 2121BG1NNN | COMPOSITE ICLASS/PROX 16K/2, PROG. ICLASS/PROX, F-GLOSS, B-GLOSS W/MAG, NO ICLASS#, NO SLOT, NO PROX# | Ea |  | 1 Year | 12.96 | 5% | 12.312
58883 | HID | 2121BGGANA | COMPOSITE ICLASS/PROX 16K/2, PROG. ICLASS/PROX, F-GLOSS, B-GLOSS, LASER MATCHING ICLASS#, NO SLOT, LASER MATCHING PROX # | Ea |  | 1 Year | 12.96 | 5% | 12.312
58884 | HID | 2121BGGANN | COMPOSITE ICLASS/PROX 16K/2, PROG. ICLASS/PROX, F-GLOSS, B-GLOSS, LASER MATCHING ICLASS#, NO SLOT, NO PROX # | Ea |  | 1 Year | 12.96 | 5% | 12.312
58885 | HID | 2121BGGAVA | COMPOSITE ICLASS/PROX 16K/2, PROG. ICLASS/PROX, F-GLOSS, B-GLOSS, LASER MATCHING ICLASS#, VERT. SLOT, LASER MATCHING PROX # | Ea |  | 1 Year | 12.96 | 5% | 12.312
58886 | HID | 2121BGGBNB | COMPOSITE ICLASS/PROX 16K/2, PROG. ICLASS/PROX, F-GLOSS, B-GLOSS, LASER NON MATCHING ICLASS#, NO SLOT, LASER NON MATCHING PROX # | Ea |  | 1 Year | 12.96 | 5% | 12.312
58887 | HID | 2121BGGMNM | COMPOSITE ICLASS/PROX 16K/2, PROG. ICLASS/PROX, F-GLOSS, B-GLOSS, MATCHING ICLASS#, NO SLOT, MATCHING PROX# | Ea |  | 1 Year | 12.96 | 5% | 12.312
58888 | HID | 2121BGGMNN | COMPOSITE ICLASS/PROX 16K/2, PROG. ICLASS/PROX, F-GLOSS, B-GLOSS, MATCHING ICLASS#, NO SLOT, NO PROX # | Ea |  | 1 Year | 12.96 | 5% | 12.312
58889 | HID | 2121BGGMVM | COMPOSITE ICLASS/PROX 16K/2, PROG. ICLASS/PROX, F-GLOSS, B-GLOSS , MATCHING ICLASS#, VERT SLOT, MATCHING PROX# | Ea |  | 1 Year | 12.96 | 5% | 12.312
58890 | HID | 2121BGGNNM | COMPOSITE ICLASS/PROX 16K/2, PROG. ICLASS/PROX, F-GLOSS, B-GLOSS, NO ICLASS#, NO SLOT, MATCHING PROX# | Ea |  | 1 Year | 12.96 | 5% | 12.312
58891 | HID | 2121BGGNNN | COMPOSITE ICLASS/PROX 16K/2, PROG. ICLASS/PROX, F-GLOSS, B-GLOSS, NO ICLASS#, NO SLOT, NO 125 # | Ea |  | 1 Year | 12.96 | 5% | 12.312
58892 | HID | 2121BGGNNS | COMPOSITE ICLASS/PROX 16K/2, PROG. ICLASS/PROX, F-GLOSS, B-GLOSS, NO ICLASS#, NO SLOT, SEQ NON MATCHING PROX # | Ea |  | 1 Year | 12.96 | 5% | 12.312
58893 | HID | 2121BGGNVM | COMPOSITE ICLASS/PROX 16K/2, PROG. ICLASS/PROX, F-GLOSS, B-GLOSS, NO ICLASS#, VERT. SLOT, MATCHING PROX # | Ea |  | 1 Year | 12.96 | 5% | 12.312
58894 | HID | 2121BGGNVN | COMPOSITE ICLASS/PROX 16K/2, PROG. ICLASS/PROX, F-GLOSS, B-GLOSS, NO ICLASS#, VERT. SLOT, NO PROX # | Ea |  | 1 Year | 12.96 | 5% | 12.312
58895 | HID | 2121BGGSNM | COMPOSITE ICLASS/PROX 16K/2, PROG. ICLASS/PROX, F-GLOSS, B-GLOSS, SEQ NON MATCHING ICLASS#, NO SLOT, MATCHING PROX # | Ea |  | 1 Year | 12.96 | 5% | 12.312
58896 | HID | 2121BGGSNN | COMPOSITE ICLASS/PROX 16K/2, PROG. ICLASS/PROX, F-GLOSS, B-GLOSS, SEQ ICLASS#, NO SLOT, NO 125 # | Ea |  | 1 Year | 12.96 | 5% | 12.312
58897 | HID | 2121BGGSNS | COMPOSITE ICLASS/PROX 16K/2, PROG. ICLASS/PROX, F-GLOSS, B-GLOSS, SEQ NON MATCHING ICLASS#, NO SLOT, SEQ NON MATCHING PROX # | Ea |  | 1 Year | 12.96 | 5% | 12.312
58898 | HID | 2121BGGSVS | COMPOSITE ICLASS/PROX 16K/2, PROG. ICLASS/PROX, F-GLOSS, B-GLOSS, SEQ NON MATCHING ICLASS #, VERT. SLOT, SEQ NON MATCHING PROX # | Ea |  | 1 Year | 12.96 | 5% | 12.312
58899 | HID | 2121CGGNNN | COMPOSITE ICLASS/PROX 16K/2, CONF. ICLASS/PROX, F-GLOSS, B-GLOSS, NO ICLASS#, NO SLOT, NO PROX# | Ea |  | 1 Year | 13.18 | 5% | 12.521
58900 | HID | 2121CGGNVN | COMPOSITE ICLASS/PROX 16K/2, CONFIG ICLASS, NON-PROG PROX, F-GLOSS, B-GLOSS, NO ICLASS#, VERT. SLOT, NO PROX# | Ea |  | 1 Year | 12.96 | 5% | 12.312
58901 | HID | 2121CGGSNN | COMPOSITE ICLASS/PROX 16K/2, CONFIG ICLASS, NON-PROG PROX, F-GLOSS, B-GLOSS, SEQ NON-MATCHING ICLASS#, NO SLOT, NO PROX# | Ea |  | 1 Year | 12.96 | 5% | 12.312
58902 | HID | 2121CGGSNS | COMPOSITE ICLASS/PROX 16K/2, CONFIG ICLASS, NON-PROG PROX, F-GLOSS, B-GLOSS, SEQ NON-MATCHING ICLASS#, NO SLOT, SEQ NON-MATCHING PROX# | Ea |  | 1 Year | 12.96 | 5% | 12.312
58903 | HID | 2121CGGSVS | COMPOSITE ICLASS/PROX 16K/2, CONFIG ICLASS, NON-PROG PROX, F-GLOSS, B-GLOSS, SEQ NON-MATCHING ICLASS#, VERT. SLOT, SEQ NON-MATCHING PROX# | Ea |  | 1 Year | 12.96 | 5% | 12.312
58904 | HID | 2121HBG1AVA | COMPOSITE ICLASS/PROX 16K/2, SR, PROG. ICLASS/PROX, F-GLOSS, B-GLOSS W/MAG, MATCH LASER. ICLASS#, VERT SLOT, MATCH LASER PROX#, | Ea |  | 1 Year | 12.96 | 5% | 12.312
58905 | HID | 2121HBG1MVM | COMPOSITE ICLASS/PROX 16K/2, SR, PROG. ICLASS/PROX, F-GLOSS, B-GLOSS W/MAG, MATCH ICLASS#, VERT SLOT, MATCH PROX#, | Ea |  | 1 Year | 12.96 | 5% | 12.312
58906 | HID | 2121HBGGMNM | COMPOSITE ICLASS/PROX 16K/2, SR, PROG. ICLASS/PROX, F-GLOSS, B-GLOSS, MATCH. ICLASS#, NO SLOT, MATCH. PROX# | Ea |  | 1 Year | 12.96 | 5% | 12.312
58907 | HID | 2121HBGGMNN | COMPOSITE ICLASS/PROX 16K/2, SR, PROG ICLASS / PROX, F-GLOSS, B-GLOSS, MATCHING ICLASS#, NO SLOT, NO PROX# | Ea |  | 1 Year | 12.96 | 5% | 12.312
58908 | HID | 2121HBGGNNM | COMPOSITE ICLASS/PROX 16K/2, SR, PROG. ICLASS/PROX, F-GLOSS, B-GLOSS, NO ICLASS#, NO SLOT, MATCH. PROX# | Ea |  | 1 Year | 12.96 | 5% | 12.312
58909 | HID | 2121HBGGNNN | COMPOSITE ICLASS/PROX 16K/2, SR, PROG ICLASS/PROX, F-GLOSS, B-GLOSS, NO ICLASS#, NO SLOT, NO PROX# | Ea |  | 1 Year | 12.96 | 5% | 12.312
58910 | HID | 2121HBGGNVN | COMPOSITE ICLASS/PROX 16K/2, SR, PROG ICLASS/PROX, F-GLOSS, B-GLOSS, NO ICLASS#, VERTICAL SLOT, NO PROX# | Ea |  | 1 Year | 12.96 | 5% | 12.312
58911 | HID | 2121HBGGSNS | COMPOSITE ICLASS/PROX 16K/2, SR, PROG ICLASS/PROX, F-GLOSS, B-GLOSS, SEQ NON-MATCHING ICLASS#, NO SLOT, SEQ NON-MATCHING PROX# | Ea |  | 1 Year | 12.96 | 5% | 12.312
58912 | HID | 2121HPGGMNN | COMPOSITE ICLASS/PROX 16K/2, SR, PROG. ICLASS, F-GLOSS, B-GLOSS, MATCHING ICLASS#, NO SLOT, NO PROX# | Ea |  | 1 Year | 12.96 | 5% | 12.312
58913 | HID | 2121HPGGMNS | COMPOSITE ICLASS/PROX 16K/2, SR, PROG ICLASS, NON-PROG PROX, F-GLOSS, B-GLOSS, MATCHING ICLASS#, NO SLOT, SEQ NON-MATCHING PROX# | Ea |  | 1 Year | 12.96 | 5% | 12.312
58914 | HID | 2121LG1NNM | COMPOSITE ICLASS/PROX 16K/2, PROG PROX, F-GLOSS, B-GLOSS W/MAG, NO ICLASS#, NO SLOT, MATCHING PROX# | Ea |  | 1 Year | 12.96 | 5% | 12.312
58915 | HID | 2121PGGMNN | COMPOSITE ICLASS/PROX 16K/2, PROG ICLASS, NON-PROG PROX, F-GLOSS, B-GLOSS, MATCHING ICLASS#, NO SLOT, NO PROX# | Ea |  | 1 Year | 12.96 | 5% | 12.312
58916 | HID | 2121PGGMVN | COMPOSITE ICLASS PROX 16K/2, PROG ICLASS, NON-PROG PROX, F-GLOSS, B-GLOSS, MATCHING ICLASS #, VERT SLOT, NO PROX # | Ea |  | 1 Year | 13.18 | 5% | 12.521
58917 | HID | 2121PGGNNN | COMPOSITE ICLASS/PROX 16K/2, PROG ICLASS, NON-PROG PROX, F-GLOSS, B-GLOSS, NO ICLASS#, NO SLOT, NO PROX# | Ea |  | 1 Year | 12.96 | 5% | 12.312
58918 | HID | 2122AGGNNM | COMPOSITE ICLASS/PROX, 16K/16, CONF. NON-PROG ICLASS, F-GLOSS, F-GLOSS, NO ICLASS#, NO SLOT, MATCHING PROX# | Ea |  | 1 Year | 12.96 | 5% | 12.312
58919 | HID | 2122AGGNNN | COMPOSITE ICLASS/PROX 16K/16, CONFIG. ICLASS, PROG. PROX, F-GLOSS, B-GLOSS, NO ICLASS#, NO SLOT, NO PROX# | Ea |  | 1 Year | 12.96 | 5% | 12.312
58920 | HID | 2122AGGNVM | COMPOSITE ICLASS/PROX, 16K/16, CONF. NON-PROG ICLASS, F-GLOSS, F-GLOSS, NO ICLASS#, VERT SLOT, MATCHING PROX# | Ea |  | 1 Year | 12.96 | 5% | 12.312
58921 | HID | 2122AGGSNM | COMPOSITE ICLASS/PROX 16K/16, CONFIG. ICLASS, PROG. PROX, F-GLOSS, B-GLOSS, SEQ NON-MATCHING ICLASS#, NO SLOT, MATCHING PROX# | Ea |  | 1 Year | 12.96 | 5% | 12.312
58922 | HID | 2122AGGSNS | COMPOSITE ICLASS/PROX 16K/16, CONFIG. ICLASS, PROG. PROX, F-GLOSS, B-GLOSS, SEQ NON-MATCHING ICLASS#, NO SLOT, SEQ NON-MATCHING PROX# | Ea |  | 1 Year | 12.96 | 5% | 12.312
58923 | HID | 2122BG1ANN | COMPOSITE ICLASS/PROX, 16K/16, PROG, F-GLOSS, B-GLOSS W/ MAG, SEQ LASER ICLASS#, NO SLOT, NO 125K# | Ea |  | 1 Year | 12.96 | 5% | 12.312
58924 | HID | 2122BG1MNM | COMPOSITE ICLASS/PROX, 16K/16, PROG, F-GLOSS, B-GLOSS W/ MAG, MATCHING#, NO SLOT, MATCHING 125K# | Ea |  | 1 Year | 12.96 | 5% | 12.312
58925 | HID | 2122BG1MNN | COMPOSITE ICLASS/PROX, 16K/16, PROG, F-GLOSS, B-GLOSS W/ MAG, MATCHING#, NO SLOT, NO 125K# | Ea |  | 1 Year | 12.96 | 5% | 12.312
58926 | HID | 2122BG1MVM | COMPOSITE ICLASS/PROX, 16K/16, PROG, F-GLOSS, B-GLOSS W/ MAG, MATCHING#, VERT SLOT, MATCH 125K# | Ea |  | 1 Year | 12.96 | 5% | 12.312
58927 | HID | 2122BG1MVN | COMPOSITE ICLASS/PROX, 16K/16, PROG, F-GLOSS, B-GLOSS W/ MAG, MATCHING#, VERT SLOT, NO PROX# | Ea |  | 1 Year | 12.96 | 5% | 12.312
58928 | HID | 2122BG1NNN | COMPOSITE ICLASS/PROX, 16K/16, PROG, F-GLOSS, B-GLOSS W/ MAG, NO ICLASS #, NO SLOT, NO 125K# LAM | Ea |  | 1 Year | 12.96 | 5% | 12.312
58929 | HID | 2122BG1SNS | COMPOSITE ICLASS/PROX, 16K/16, PROG, F-GLOSS, B-GLOSS W/ MAG, SEQ.G#, NO SLOT, SEQ. 125K# | Ea |  | 1 Year | 12.96 | 5% | 12.312
58930 | HID | 2122BG1SVS | COMPOSITE ICLASS/PROX, 16K/16, PROG, F-GLOSS, B-GLOSS W/ MAG, SEQ.G#, VERT SLOT, SEQ. 125K# | Ea |  | 1 Year | 12.96 | 5% | 12.312
58931 | HID | 2122BGGANA | COMPOSITE ICLASS/PROX, 16K/16, PROG, F-GLOSS, F-GLOSS, LASER ICLASS#, NO SLOT, LASER PROX# | Ea |  | 1 Year | 12.96 | 5% | 12.312
58932 | HID | 2122BGGANN | COMPOSITE ICLASS/PROX, 16K/16, PROG, F-GLOSS, F-GLOSS, LASER ICLASS#, NO SLOT, NO PROX | Ea |  | 1 Year | 12.96 | 5% | 12.312
58933 | HID | 2122BGGAVA | COMPOSITE ICLASS/PROX, 16K/16, PROG, F-GLOSS, B-GLOSS, LASER ICLASS#, VERT. SLOT, LASER PROX# | Ea |  | 1 Year | 12.96 | 5% | 12.312
58934 | HID | 2122BGGBNB | COMPOSITE ICLASS/PROX 16K/16, PROG. ICLASS/PROX, F-GLOSS, B-GLOSS, LASER SEQ NON-MATCHING ICLASS#, NO SLOT, LASER SEQ NON-MATCHING PROX# | Ea |  | 1 Year | 12.96 | 5% | 12.312
58935 | HID | 2122BGGBNS | COMPOSITE ICLASS/PROX 16K/16, PROG. ICLASS/PROX, F-GLOSS, B-GLOSS, LASER SEQ NON-MATCHING ICLASS#, NO SLOT, SEQ NON-MATCHING PROX# | Ea |  | 1 Year | 12.96 | 5% | 12.312
58936 | HID | 2122BGGMNA | COMPOSITE ICLASS/PROX 16K/16, PROG. ICLASS/PROX, F-GLOSS, B-GLOSS, MATCHING ICLASS#, NO SLOT, LASER MATCHING PROX# | Ea |  | 1 Year | 12.96 | 5% | 12.312
58937 | HID | 2122BGGMNM | COMPOSITE ICLASS/PROX, 16K/16, PROG, F-GLOSS, F-GLOSS, MATCHING#, NO SLOT | Ea |  | 1 Year | 12.96 | 5% | 12.312
58938 | HID | 2122BGGMNN | COMPOSITE ICLASS/PROX, 16K/16, PROG, F-GLOSS, F-GLOSS, MATCHING ICLASS#, NO SLOT, NO PROX# | Ea |  | 1 Year | 12.96 | 5% | 12.312
58939 | HID | 2122BGGMNN-120129 | COMPOSITE ICLASS PROX 16K/16, PROG ICLASS/PROX, F-GLOSS, B-GLOSS, MATCHING ICLASS #, NO SLOT, NO PROX #, CUSTOM THICKNESS .034", LAM | Ea |  | 1 Year | 12.96 | 5% | 12.312
58940 | HID | 2122BGGMNS | COMPOSITE ICLASS/PROX, 16K/16, PROG, F-GLOSS, F-GLOSS, MATCH. ICLASS#, NO SLOT, SEQ. PROX | Ea |  | 1 Year | 12.96 | 5% | 12.312
58941 | HID | 2122BGGMVM | COMPOSITE ICLASS/PROX, 16K/16, PROG, F-GLOSS, F-GLOSS, MATCH. ICLASS#, VERT. SLOT, MATCH. PROX# | Ea |  | 1 Year | 12.96 | 5% | 12.312
58942 | HID | 2122BGGMVN | COMPOSITE ICLASS/PROX, 16K/16, PROG, F-GLOSS, F-GLOSS, MATCHING ICLASS#, VERT. SLOT, NO PROX# | Ea |  | 1 Year | 12.96 | 5% | 12.312
58943 | HID | 2122BGGNNA | COMPOSITE ICLASS/PROX 16K/16, PROG. ICLASS/PROX, F-GLOSS, B-GLOSS, NO ICLASS#, NO SLOT, LASER MATCHING PROX# | Ea |  | 1 Year | 12.96 | 5% | 12.312
58944 | HID | 2122BGGNNM | COMPOSITE ICLASS/PROX, 16K/16, PROG, F-GLOSS, F-GLOSS, MATCHING#, NO SLOT | Ea |  | 1 Year | 12.96 | 5% | 12.312
58945 | HID | 2122BGGNNN | COMPOSITE ICLASS/PROX, 16K/16, PROG, F-GLOSS, F-GLOSS, NO ICLASS#, NO SLOT, NO PROX# | Ea |  | 1 Year | 12.96 | 5% | 12.312
58946 | HID | 2122BGGNNS | COMPOSITE ICLASS/PROX, 16K/16, PROG, F-GLOSS, F-GLOSS, NO ICLASS #, NO SLOT, SEQ 125 # | Ea |  | 1 Year | 12.96 | 5% | 12.312
58947 | HID | 2122BGGNVM | COMPOSITE ICLASS/PROX 16K/16, PROG. ICLASS/PROX, F-GLOSS, B-GLOSS, NO ICLASS#, VERT. SLOT, MATCHING PROX# | Ea |  | 1 Year | 12.96 | 5% | 12.312
58948 | HID | 2122BGGNVN | COMPOSITE ICLASS/PROX, 16K/16, PROG, F-GLOSS, F-GLOSS, NO ICLASS#, VERT. SLOT, NO PROX# | Ea |  | 1 Year | 12.96 | 5% | 12.312
58949 | HID | 2122BGGRNM | COMPOSITE ICLASS/PROX, 16K/16, PROG, F-GLOSS, F-GLOSS, RANDOM ICLASS#, NO SLOT, MATCH. PROX# | Ea |  | 1 Year | 12.96 | 5% | 12.312
58950 | HID | 2122BGGRNN | COMPOSITE ICLASS/PROX 16K/16, PROG. ICLASS/PROX, F-GLOSS, B-GLOSS, RANDOM ICLASS#, NO SLOT, NO PROX# | Ea |  | 1 Year | 12.96 | 5% | 12.312
58951 | HID | 2122BGGRNR | COMPOSITE ICLASS/PROX 16K/16, PROG. ICLASS/PROX, F-GLOSS, B-GLOSS, RANDOM ICLASS#, NO SLOT, RANDOM PROX# | Ea |  | 1 Year | 12.96 | 5% | 12.312
58952 | HID | 2122BGGRVN | COMPOSITE ICLASS/PROX 16K/16, PROG. ICLASS/PROX, F-GLOSS, B-GLOSS, RANDOM ICLASS#, VERT. SLOT, NO PROX# | Ea |  | 1 Year | 12.96 | 5% | 12.312
58953 | HID | 2122BGGSNM | COMPOSITE ICLASS/PROX, 16K/16, PROG, F-GLOSS, F-GLOSS, SEQ. ICLASS#, NO SLOT, MATCH. PROX# | Ea |  | 1 Year | 12.96 | 5% | 12.312
58954 | HID | 2122BGGSNN | COMPOSITE ICLASS PROX 16K/16, PROG ICLASS/PROX, F-GLOSS, B-GLOSS, SEQ NON-MATCHING ICLASS #, NO SLOT, NO PROX # | Ea |  | 1 Year | 12.96 | 5% | 12.312
58955 | HID | 2122BGGSNS | COMPOSITE ICLASS/PROX, 16K/16, PROG, F-GLOSS, F-GLOSS, SEQ. ICLASS#, NO SLOT, SEQ. PROX# | Ea |  | 1 Year | 12.96 | 5% | 12.312
58956 | HID | 2122BGGSVS | COMPOSITE ICLASS/PROX 16K/16, PROG. ICLASS/PROX, F-GLOSS, B-GLOSS, SEQ NON-MATCHING ICLASS, VERT. SLOT, SEQ NON-MATCHING PROX# | Ea |  | 1 Year | 12.96 | 5% | 12.312
58957 | HID | 2122CGGNNN | COMPOSITE ICLASS/PROX 16K/16, CONFIGURED, F-GLOSS, B-GLOSS, NO ICLASS#, NO SLOT, NO PROX # | Ea |  | 1 Year | 12.96 | 5% | 12.312
58958 | HID | 2122CGGNNS | COMPOSITE ICLASS/PROX 16K/16, CONFIG. ICLASS, NON-PROG. PROX, F-GLOSS, B-GLOSS, NO ICLASS#, NO SLOT, SEQ NON-MATCHING PROX# | Ea |  | 1 Year | 12.96 | 5% | 12.312
58959 | HID | 2122CGGNVN | COMPOSITE ICLASS/PROX 16K/16, CONFIG. ICLASS, NON-PROG. PROX, F-GLOSS, B-GLOSS, NO ICLASS#, VERT. SLOT, NO PROX# | Ea |  | 1 Year | 12.96 | 5% | 12.312
58960 | HID | 2122CGGSNN | COMPOSITE ICLASS/PROX 16K/16, CONFIG. ICLASS, NON-PROG. PROX, F-GLOSS, B-GLOSS, SEQ. NON-MATCHING ICLASS#, NO SLOT, NO PROX# | Ea |  | 1 Year | 12.96 | 5% | 12.312
58961 | HID | 2122CGGSNS | COMPOSITE ICLASS/PROX 16K/16, CONFIG. ICLASS, NON-PROG. PROX, F-GLOSS, B-GLOSS, SEQ. NON-MATCHING ICLASS#, NO SLOT, SEQ NON-MATCHING PROX# | Ea |  | 1 Year | 12.96 | 5% | 12.312
58962 | HID | 2122CGGSVS | COMPOSITE ICLASS/PROX 16K/16, CONFIG. ICLASS, NON-PROG. PROX, F-GLOSS, B-GLOSS, SEQ. NON-MATCHING ICLASS#, VERT. SLOT, SEQ NON-MATCHING PROX# | Ea |  | 1 Year | 12.96 | 5% | 12.312
58963 | HID | 2122HBGGMNM | COMPOSITE ICLASS/PROX SR, 16K/16, PROG, F-GLOSS, F-GLOSS, MATCH ICLASS#, NO SLOT, MATCH PROX# | Ea |  | 1 Year | 12.96 | 5% | 12.312
58964 | HID | 2122HBGGMNN | COMPOSITE ICLASS/PROX SR, 16K/16, PROG, F-GLOSS, F-GLOSS, MATCH. ICLASS#, NO SLOT, NO PROX# | Ea |  | 1 Year | 12.96 | 5% | 12.312
58965 | HID | 2122HBGGMVM | COMPOSITE ICLASS PROX 16K/16, SR, PROG ICLASS/PROX, F-GLOSS, B-GLOSS, MATCHING ICLASS #, VERT SLOT, MATCHING PROX # | Ea |  | 1 Year | 12.96 | 5% | 12.312
58966 | HID | 2122HBGGNNM | COMPOSITE ICLASS/PROX SR, 16K/16, PROG, F-GLOSS, F-GLOSS, NO ICLASS#, NO SLOT, MATCHING PROX# | Ea |  | 1 Year | 12.96 | 5% | 12.312
58967 | HID | 2122HBGGNNN | COMPOSITE ICLASS/PROX 16K/16, ICLASS PROG, W/SIOS, PROX, F-GLOSS, B-GLOSS, NO ICLASS#, NO SLOT, NO PROX# | Ea |  | 1 Year | 12.96 | 5% | 12.312
58968 | HID | 2122HBGGNNS | COMPOSITE ICLASS/PROX 16K/16, SR, PROG, F-GLOSS, F-GLOSS, NO ICLASS #, NO SLOT, SEQ 125 # | Ea |  | 1 Year | 12.96 | 5% | 12.312
58969 | HID | 2122HBGGSNN | COMPOSITE ICLASS/PROX 16K/16, SR, PROG ICLASS / PROX, F-GLOSS, B-GLOSS, SEQ NON-MATCHING ICLASS#, NO SLOT, NO PROX# | Ea |  | 1 Year | 12.96 | 5% | 12.312
58970 | HID | 2122PGGMNN | COMPOSITE ICLASS/PROX, 16K/16, PROG, F-GLOSS, F-GLOSS, MATCHING ICLASS#, NO SLOT, NO PROX# | Ea |  | 1 Year | 12.96 | 5% | 12.312
58971 | HID | 2122PGGMVN | COMPOSITE ICLASS/PROX 16K/16, PROG. ICLASS, NON-PROG. PROX, F-GLOSS, B-GLOSS, MATCHING ICLASS#, VERT. SLOT, NO PROX# | Ea |  | 1 Year | 12.96 | 5% | 12.312
58972 | HID | 2122PGGSNN | COMPOSITE ICLASS/PROX 16K/16, PROG. ICLASS, NON-PROG. PROX, F-GLOSS, B-GLOSS, SEQ. NON-MATCHING ICLASS#, NO SLOT, NO PROX# | Ea |  | 1 Year | 12.96 | 5% | 12.312
58973 | HID | 2123AGGNNM | ICLASS, PROX 32K(16K/2+16K/1), COMPOS,CONFIG/PROG 125K, F-GL, B-GL, NO ICLASS #, NO SLOT, MATCH 125K | Ea |  | 1 Year | 13.18 | 5% | 12.521
58974 | HID | 2123AGGNVM | COMPOSITE ICLASS/PROX 32K (16K/2+16K/1), CONFIG. ICLASS, PROG PROX, F-GLOSS, B-GLOSS, NO ICLASS#, VERT. SLOT, MATCHING PROX# | Ea |  | 1 Year | 13.18 | 5% | 12.521
58975 | HID | 2123BGGMNM | COMPOSITE ICLASS, PROX 32K(16K/2+16K/1), PROG 125K/ICLASS, F-GL, B-GL, MATCH ICLASS#, NO SLOT, MATCH 125K | Ea |  | 1 Year | 13.18 | 5% | 12.521
58976 | HID | 2123BGGMNN | COMPOSITE ICLASS, PROX 32K(16K/2+16K/1), PROG 125K/ICLASS, F-GLOSS, B-GLOSS, MATCH ICLASS#, NO SLOT, NO 125K # | Ea |  | 1 Year | 13.18 | 5% | 12.521
58977 | HID | 2123BGGMVM | ICLASS, PROX 32K(16K/2+16K/1), COMP,PROG 125K/ICLASS, F-GL, B-GL, MATCH ICLASS#, VERT. SLOT, MATCH 125K | Ea |  | 1 Year | 13.18 | 5% | 12.521
58978 | HID | 2123BGGNNM | COMPOSITE ICLASS/PROX 32K (16K/2+16K/1), PROG ICLASS/PROX, F-GLOSS, B-GLOSS, NO ICLASS#, NO SLOT, MATCHING PROX# | Ea |  | 1 Year | 13.18 | 5% | 12.521
58979 | HID | 2123BGGNNN | COMPOSITE ICLASS/PROX 32K (16K/2+16K/1), PROG ICLASS/PROX, F-GLOSS, B-GLOSS, NO ICLASS#, NO SLOT, NO PROX# | Ea |  | 1 Year | 13.18 | 5% | 12.521
58980 | HID | 2123BGGNVN | COMPOSITE ICLASS/PROX 32K (16K/2+16K/1), PROG ICLASS/PROX, F-GLOSS, B-GLOSS, NO ICLASS#, VERT. SLOT, NO PROX# | Ea |  | 1 Year | 13.18 | 5% | 12.521
58981 | HID | 2123BGGSNS | COMPOSITE ICLASS PROX 32K(16K/2+16K/1), PROG., F-GLOSS, B-GLOSS, SEQ. ICLASS#, NO SLOT, SEQ. PROX | Ea |  | 1 Year | 13.18 | 5% | 12.521
58982 | HID | 2123BGGSVS | COMPOSITE ICLASS 32K(16K/2+16K/1) PROX, PROG, F-GLOSS, B-GLOSS, SEQ. ICLASS#, VERT. SLOT, SEQ. PROX | Ea |  | 1 Year | 13.18 | 5% | 12.521
58983 | HID | 2123CGGNNN | ICLASS, PROX 32K (16K/2+16K/1), COMPOSITE, CONFIG, F-GL, B-GL, NO ICLASS #, NO SLOT, NO 125K | Ea |  | 1 Year | 13.18 | 5% | 12.521
58984 | HID | 2123CGGNVS | ICLASS, PROX 32K (16K/2+16K/1), COMPOSITE, CONFIG, F-GLOSS, B-GLOSS, NO ICLASS #, VERT. SLOT, SEQ. 125K | Ea |  | 1 Year | 13.18 | 5% | 12.521
58985 | HID | 2123CGGSNN | COMPOSITE ICLASS/PROX 32K (16K/2+16K/1), CONFIG. ICLASS, NON-PROG. PROX, F-GLOSS, B-GLOSS, SEQ. NON-MATCHING ICLASS#, NO SLOT, NO PROX# | Ea |  | 1 Year | 13.18 | 5% | 12.521
58986 | HID | 2123HBG1MNM | COMPOSITE ICLASS PROX 32K (16K/2+16K/1), SR, PROG. ICLASS/PROX, F-GLOSS, B-GLOSS W/MAG, MATCHING ICLASS #, NO SLOT, MATCHING PROX #, LAM | Ea |  | 1 Year | 13.18 | 5% | 12.521
58987 | HID | 2123HBGGMNM | COMPOSITE ICLASS PROX 32K(16K/2+16K/1), SR, PROG., F-GLOSS, B-GLOSS, MATCH. ICLASS#, NO SLOT, MATCH. PROX | Ea |  | 1 Year | 13.18 | 5% | 12.521
58988 | HID | 2123HBGGMNN | COMPOSITE ICLASS/PROX 32K (16K/2+16K/1), SR, PROG. ICLASS/PROX, F-GLOSS, B-GLOSS, MATCHING ICLASS#, NO SLOT, NO PROX# | Ea |  | 1 Year | 13.18 | 5% | 12.521
58989 | HID | 2123HBGGMVM | ICLASS SR, PROX 32K(16K/2+16K/1), COMP,PROG 125K/ICLASS, F-GL, B-GL, MATCH ICLASS#, VERT. SLOT, MATCH 125K | Ea |  | 1 Year | 13.18 | 5% | 12.521
58990 | HID | 2123HBGGNNN | COMPOSITE ICLASS PROX 32K(16K/2+16K/1), SR, PROG., F-GLOSS, B-GLOSS, NO ICLASS#, NO SLOT, NO PROX | Ea |  | 1 Year | 13.18 | 5% | 12.521
58991 | HID | 2123HBGGNNS | COMPOSITE ICLASS PROX 32K (16K/2+16K/1), SR, PROG ICLASS/PROX, F-GLOSS, B-GLOSS, NO ICLASS #, NO SLOT, SEQ NON-MATCHING PROX # | Ea |  | 1 Year | 13.18 | 5% | 12.521
58992 | HID | 2123IGGSNN | COMPOSITE ICLASS 32K (16K/2+16K/1)/HITAG 2, CONFIG ICLASS, HITAG 2 BLANK, F-GLOSS, B-GLOSS, SEQ NON-MATCHING ICLASS #, NO SLOT, NO PROX | Ea |  | 1 Year | 13.18 | 5% | 12.521
58993 | HID | 2123NGGNNN | COMPOSITE ICLASS PROX 32K, KB, NON-PRGMD, F-GLOSS, B-GLOSS, NO #, NO SLOT, NO 125K #, LAM | Ea |  | 1 Year | 13.18 | 5% | 12.521
58994 | HID | 2123PGGMNN | ICLASS, PROX 32K (16K/2+16K/1), COMPOSITE, PROG ICLASS, F-GL, B-GL, MATCH ICLASS #, NO SLOT, NO 125 | Ea |  | 1 Year | 13.18 | 5% | 12.521
58995 | HID | 2123PGGMVN | COMPOSITE ICLASS/PROX 32K (16K/2+16K/1), PROG. ICLASS, NON-PROG PROX, F-GLOSS, B-GLOSS, MATCHING ICLASS#, VERT SLOT, NO PROX# | Ea |  | 1 Year | 13.18 | 5% | 12.521
58996 | HID | 2124AG1NNM | ICLASS, PROX 32K(16K/16+16K/1),COMP,CONFIG/PROG 125K, F-GL, B-GLW/MAG, NO ICLASS#, NO SLOT,MATCH 125 | Ea |  | 1 Year | 13.18 | 5% | 12.521
58997 | HID | 2124AGGNNM | ICLASS, PROX 32K(16K/16+16K/1), COMP, CONFIG/PROG 125K, F-GL, B-GL, NO ICLASS #, NO SLOT, MATCH 125K | Ea |  | 1 Year | 13.18 | 5% | 12.521
58998 | HID | 2124AGGNVM | COMPOSITE ICLASS/PROX 32K (16K/16+16K/1), CONFIG. ICLASS, PROG PROX, F-GLOSS, B-GLOSS, NO ICLASS#, VERT SLOT, MATCHING PROX# | Ea |  | 1 Year | 13.18 | 5% | 12.521
58999 | HID | 2124BG1ANN | ICLASS/PROX 32K (16K/16+16K/1), COMP, PROG. , F-GL, B-GL W/MAG, LASER ICLASS#, NO SLOT, NO 125# | Ea |  | 1 Year | 13.18 | 5% | 12.521
59000 | HID | 2124BG1MNM | ICLASS, PROX 32K(16K/16+16K/1), COMP, PROG 125K/ICLASS, F-GL, B-GLW/MAG, MATCH ICLASS#, NO SLOT, MATCH 125 | Ea |  | 1 Year | 13.18 | 5% | 12.521
59001 | HID | 2124BG1MNN | ICLASS, PROX 32K(16K/16+16K/1),COMP,PROG 125K/ICLASS,F-GL,B-GLW/MAG,MATCH ICLASS#, NO SLOT,NO 125 | Ea |  | 1 Year | 13.18 | 5% | 12.521
59002 | HID | 2124BG1MVN | COMPOSITE ICLASS PROX 32K(16K/16+16K/1), PROG., F-GLOSS, B-GLOSS W/MAG, MATCH ICLASS#, VERT. SLOT, NO PROX# | Ea |  | 1 Year | 13.18 | 5% | 12.521
59003 | HID | 2124BG1NNM | COMPOSITE ICLASS, PROX 32K(16K/16+16K/1), PROG 125K/ICLASS, F-GL, B-GL W/MAG, NO ICLASS#, NO SLOT, MATCH 125# | Ea |  | 1 Year | 13.18 | 5% | 12.521
59004 | HID | 2124BG1NNN | COMPOSITE ICLASS PROX 32K (16K/16+16K/1), PROG ICLASS/PROX, F-GLOSS, B-GLOSS W/MAG, NO ICLASS #, NO SLOT, NO PROX # | Ea |  | 1 Year | 13.18 | 5% | 12.521
59005 | HID | 2124BG1SNN | ICLASS, PROX 32K (16K/16+16K/1), COMP, PROG. , F-GL, B-GL W/MAG, SEQ ICLASS#, NO SLOT, NO 125# | Ea |  | 1 Year | 13.18 | 5% | 12.521
59006 | HID | 2124BGGANA | ICLASS, PROX 32K(16K/16+16K/1),COMP, PROG 125K/ICLASS, F - GLOSS, B - GLOSS, LASER MATCHING ICLASS#, NO SLOT, MATCHING LASER 125 # | Ea |  | 1 Year | 13.18 | 5% | 12.521
59007 | HID | 2124BGGBNN | COMPOSITE ICLASS, PROX 32K(16K/16+16K/1), PROG 125K/ICLASS, F-GLOSS, B-GLOSS, LASER ICLASS#, NO SLOT, NO 125 # | Ea |  | 1 Year | 13.18 | 5% | 12.521
59008 | HID | 2124BGGMNM | ICLASS, PROX 32K(16K/16+16K/1),COMP, PROG 125K/ICLASS, F-GL, B-GL, MATCH ICLASS#, NO SLOT, MATCH 125 | Ea |  | 1 Year | 13.18 | 5% | 12.521
59009 | HID | 2124BGGMNN | COMPOSITE ICLASS, PROX 32K(16K/16+16K/1), PROG 125K/ICLASS, F-GLOSS, B-GLOSS, MATCH ICLASS#, NO SLOT, NO 125 # | Ea |  | 1 Year | 13.18 | 5% | 12.521
59010 | HID | 2124BGGMNS | COMPOSITE ICLASS/PROX 32K (16K/16+16K/1), PROG. ICLASS/PROX, F-GLOSS, B-GLOSS, MATCHING ICLASS#, NO SLOT, SEQ NON-MATCHING PROX# | Ea |  | 1 Year | 13.18 | 5% | 12.521
59011 | HID | 2124BGGMVM | COMPOSITE ICLASS, PROX 32K(16K/16+16K/1), PROG 125K/ICLASS, F-GLOSS, B-GLOSS, MATCH. ICLASS#, VERT SLOT, MATCH 125 | Ea |  | 1 Year | 13.18 | 5% | 12.521
59012 | HID | 2124BGGMVN | ICOMPOSITE CLASS, PROX 32K(16K/16+16K/1), PROG 125K/ICLASS, F-GLOSS, B-GLOSS, MATCH ICLASS#, VERT. SLOT, NO 125 # | Ea |  | 1 Year | 13.18 | 5% | 12.521
59013 | HID | 2124BGGNNA | COMPOSITE ICLASS, PROX 32K(16K/16+16K/1),PROG 125K/ICLASS, F-GL, B-GL, NO ICLASS#, NO SLOT, SEQ LASER 125 # | Ea |  | 1 Year | 13.18 | 5% | 12.521
59014 | HID | 2124BGGNNM | COMPOSITE ICLASS, PROX 32K(16K/16+16K/1), PROG 125K/ICLASS, F-GLOSS, B-GLOSS, NO ICLASS#, NO SLOT, MATCH 125 | Ea |  | 1 Year | 13.18 | 5% | 12.521
59015 | HID | 2124BGGNNN | ICLASS, PROX 32K(16K/16+16K/1),COMP, PROG 125K/ICLASS, F-GL, B-GL, NO ICLASS#, NO SLOT, NO 125 # | Ea |  | 1 Year | 13.18 | 5% | 12.521
59016 | HID | 2124BGGNVM | COMPOSITE ICLASS/PROX 32K (16K/16+16K/1), PROG. ICLASS/PROX, F-GLOSS, B-GLOSS, NO ICLASS#, VERT SLOT, MATCHING PROX# | Ea |  | 1 Year | 13.18 | 5% | 12.521
59017 | HID | 2124BGGSNM | COMPOSITE ICLASS/PROX 32K (16K/16+16K/1), PROG. ICLASS/PROX, F-GLOSS, B-GLOSS, SEQ NON-MATCHING ICLASS#, NO SLOT, MATCHING PROX# | Ea |  | 1 Year | 13.18 | 5% | 12.521
59018 | HID | 2124BGGSNN | COMPOSITE ICLASS/PROX 32K (16K/16+16K/1), ICLASS/PROX PROG, F-GLOSS, B-GLOSS, SEQ NON-MATCHING ICLASS#, NO SLOT, NO PROX# | Ea |  | 1 Year | 13.18 | 5% | 12.521
59019 | HID | 2124BGGSNS | COMPOSITE ICLASS/PROX 32K (16K/16+16K/1), PROG. ICLASS/PROX, F-GLOSS, B-GLOSS, SEQ NON-MATCHING ICLASS#, NO SLOT, SEQ NON-MATCHING PROX# | Ea |  | 1 Year | 13.18 | 5% | 12.521
59020 | HID | 2124BGGSVM | COMPOSITE ICLASS/PROX 32K (16K/16+16K/1), PROG. ICLASS/PROX, F-GLOSS, B-GLOSS, SEQ NON-MATCHING ICLASS#, VERT. SLOT, MATCHING PROX# | Ea |  | 1 Year | 13.18 | 5% | 12.521
59021 | HID | 2124BGGSVS | COMPOSITE ICLASS/PROX 32K (16K/16+16K/1), PROG. ICLASS/PROX, F-GLOSS, B-GLOSS, SEQ NON-MATCHING ICLASS#, VERT. SLOT, SEQ NON-MATCHING PROX# | Ea |  | 1 Year | 13.18 | 5% | 12.521
59022 | HID | 2124CGGNNN | COMPOSITE ICLASS, PROX 32K (16K/16+16K/1), CONFIGURED, F-GLOSS, B-GLOSS, NO ICLASS #, NO SLOT, NO 125K | Ea |  | 1 Year | 13.18 | 5% | 12.521
59023 | HID | 2124CGGNVN | COMPOSITE ICLASS, PROX 32K (16K/16+16K/1), CONFIG., F-GLOSS, B-GLOSS, NO ICLASS #, VERT. SLOT, NO 125K# | Ea |  | 1 Year | 13.18 | 5% | 12.521
59024 | HID | 2124CGGSNN | COMPOSITE ICLASS/PROX 32K (16K/16+16K/1), CONFIG ICLASS, NON-PROG PROX, F-GLOSS, B-GLOSS, SEQ NON-MATCHING ICLASS#, NO SLOT, NO PROX# | Ea |  | 1 Year | 13.18 | 5% | 12.521
59025 | HID | 2124CGGSNS | COMPOSITE ICLASS PROX 32K (16K/16+16K/1), CONFIG ICLASS, NON-PROG PROX, F-GLOSS, B-GLOSS, SEQ NON-MATCHING ICLASS #, NO SLOT, SEQ NON-MATCHING PROX # | Ea |  | 1 Year | 13.18 | 5% | 12.521
59026 | HID | 2124HBG1MNM | COMPOSITE ICLASS PROX 32K(16K/16+16K/1), SR, PROG., F-GLOSS, B-GLOSS W/ MAG, MATCH ICLASS#, NO SLOT, MATCH PROX# | Ea |  | 1 Year | 13.18 | 5% | 12.521
59027 | HID | 2124HBG1MNN | COMPOSITE ICLASS PROX 32K(16K/16+16K/1), SR, PROG., F-GLOSS, B-GLOSS W/ MAG, MATCH ICLASS#, NO SLOT, NO PROX# | Ea |  | 1 Year | 13.18 | 5% | 12.521
59028 | HID | 2124HBGGANN | COMPOSITE ICLASS/PROX 32K (16K/16+16K/1), SR, PROG ICLASS AND PROX, F-GLOSS, B-GLOSS, MATCH LASER#, NO SLOT, NO PROX | Ea |  | 1 Year | 13.18 | 5% | 12.521
59029 | HID | 2124HBGGBNN | COMPOSITE ICLASS PROX 32K(16K/16+16K/1), SR, PROG., F-GLOSS, B-GLOSS, SEQ LASER ICLASS#, NO SLOT, NO PROX# | Ea |  | 1 Year | 13.18 | 5% | 12.521
59030 | HID | 2124HBGGMNM | COMPOSITE ICLASS/PROX 32K (16K/16+16K/1), SR, PROG ICLASS AND PROX, F-GLOSS, B-GLOSS, MATCH ICLASS#, NO SLOT, MATCH PROX | Ea |  | 1 Year | 13.18 | 5% | 12.521
59031 | HID | 2124HBGGMNN | COMPOSITE ICLASS PROX 32K(16K/16+16K/1), SR, PROG., F-GLOSS, B-GLOSS, MATCH ICLASS#, NO SLOT, NO PROX# | Ea |  | 1 Year | 13.18 | 5% | 12.521
59032 | HID | 2124HBGGMVM | COMPOSITE ICLASS/PROX 32K (16K/16+16K/1), SR, PROG ICLASS AND PROX, F-GLOSS, B-GLOSS, MATCH ICLASS#, VERTICAL SLOT, MATCH PROX | Ea |  | 1 Year | 13.18 | 5% | 12.521
59033 | HID | 2124HBGGNNM | COMPOSITE ICLASS/PROX 32K (16K/16+16K/1), SR, PROG ICLASS/PROX, F-GLOSS, B-GLOSS, NO ICLASS#, NO SLOT, MATCHING PROX# | Ea |  | 1 Year | 13.18 | 5% | 12.521
59034 | HID | 2124HBGGSNN | COMPOSITE ICLASS/PROX 32K (16K/16+16K/1), SR, PROG ICLASS/PROX, F-GLOSS, B-GLOSS, SEQ NON-MATCHING ICLASS#, NO SLOT, NO PROX# | Ea |  | 1 Year | 13.18 | 5% | 12.521
59035 | HID | 2124HPG1MVN | COMPOSITE ICLASS/PROX 32K (16K/16+16K/1), SR, PROG ICLASS, F-GLOSS, B-GLOSS W/MAG, MATCH ICLASS#, VERT. SLOT, NO PROX | Ea |  | 1 Year | 13.18 | 5% | 12.521
59036 | HID | 2124HPGGMVN | COMPOSITE ICLASS/PROX 32K (16K/16+16K/1), SR, PROG ICLASS, NON-PROG PROX, F-GLOSS, B-GLOSS, MATCHING ICLASS#, VERT. SLOT, NO PROX# | Ea |  | 1 Year | 13.18 | 5% | 12.521
59037 | HID | 2124MGGMNN | COMPOSITE ICLASS 32K (16K/16+16K/1)/HITAG 2, PROG ICLASS, HITAG 2 BLANK, F-GLOSS, B-GLOSS, MATCHING ICLASS #, NO SLOT, NO HITAG 2 #, LAM | Ea |  | 1 Year | 13.18 | 5% | 12.521
59038 | HID | 2124NG1NNN | COMPOSITE ICLASS PROX 32K, KB, NON-PRGMD, F-GLOSS, B-GLOSS W/ MAG, NO #, NO SLOT, NO 125K #, LAM | Ea |  | 1 Year | 13.18 | 5% | 12.521
59039 | HID | 2124PG1MNN | COMPOSITE ICLASS PROX 32K (16K/16+16K/1), PROG ICLASS, NON-PROG PROX, F-GLOSS, B-GLOSS W/MAG, MATCHING ICLASS #, NO SLOT, NO PROX #, LAM | Ea |  | 1 Year | 13.18 | 5% | 12.521
59040 | HID | 2124PGGMNN | COMPOSITE ICLASS, PROX 32K (16K/16 + 16K/1), PROG ICLASS, F-GLOSS, B-GLOSS, MATCH ICLASS #, NO SLOT, NO 125 # | Ea |  | 1 Year | 13.18 | 5% | 12.521
59041 | HID | 2124PGGMVN | COMPOSITE ICLASS/PROX 32K (16K/16+16K/1), PROG ICLASS, NON-PROG PROX, F-GLOSS, B-GLOSS, MATCHING ICLASS#, VERT. SLOT, NO PROX# | Ea |  | 1 Year | 13.18 | 5% | 12.521
59042 | HID | 2131AGGNNN | COMPOSITE ICLASS PROX EMBED 16K, CONFIG NON-PROG, F-GLOSS, B-GLOSS , NO#, NO SLOT, | Ea |  | 1 Year | 15.95 | 5% | 15.1525
59043 | HID | 2131BG1MNM | ICLASS PROX COMP EMBED 16K, PROG, F-GLOSS, B-GLOSS W/ MAG, MATCH ICLASS #, NO SLOT, MATCH 125K | Ea |  | 1 Year | 15.95 | 5% | 15.1525
59044 | HID | 2131BG1MNN | ICLASS PROX COMP EMBED 16K, PROG, F-GLOSS, B-GLOSS W/ MAG, MATCH ICLASS #, NO SLOT, NO PROX, LAM | Ea |  | 1 Year | 15.95 | 5% | 15.1525
59045 | HID | 2131BGGANA | ICLASS PROX COMP EMBED 16K, PROG, F-GLOSS, B-GLOSS, LASER ICLASS #, NO SLOT, LASER 125K, LAM | Ea |  | 1 Year | 15.95 | 5% | 15.1525
59046 | HID | 2131BGGMNM | ICLASS PROX COMP EMBED 16K, PROG, F-GLOSS, B-GLOSS, MATCH ICLASS #, NO SLOT, MATCH 125K, LAM | Ea |  | 1 Year | 15.95 | 5% | 15.1525
59047 | HID | 2131PGGMNN | COMPOSITE ICLASS PROX EMBEDDABLE 16K/2, PROG ICLASS, NON-PROG PROX, F-GLOSS, B-GLOSS, MATCHING ICLASS #, NO SLOT, NO PROX # | Ea |  | 1 Year | 15.95 | 5% | 15.1525
59048 | HID | 2132AG1NNM | ICLASS PROX COMP EMBED 16K, CONFIG., F-GLOSS, B-GLOSS W/MAG, MATCHING#, NO SLOT | Ea |  | 1 Year | 15.95 | 5% | 15.1525
59049 | HID | 2132BG1MNM | ICLASS PROX COMP EMBED 16K, PROG., F-GLOSS, B-GLOSS W/MAG & BUG, MATCHING#, NO SLOT, LAM | Ea |  | 1 Year | 15.95 | 5% | 15.1525
59050 | HID | 2132BG1MNN | ICLASS PROX COMP EMBED 16K, PROG., F-GLOSS, B-GLOSS W/MAG & BUG, MATCHING#, NO SLOT, LAM | Ea |  | 1 Year | 15.95 | 5% | 15.1525
59051 | HID | 2132BGGMNM | ICLASS PROX COMP EMBED 16K, PROG., F-GLOSS, B-GLOSS, MATCHING#, NO SLOT, LAM | Ea |  | 1 Year | 15.95 | 5% | 15.1525
59052 | HID | 2132BGGMNN | ICLASS PROX COMP EMBED 16K, PROG., F-GLOSS, B-GLOSS, MATCHING ICLASS#, NO SLOT, NO 125K # | Ea |  | 1 Year | 15.95 | 5% | 15.1525
59053 | HID | 2132BGGMVM | ICLASS PROX COMP EMBED 16K, PROG., F-GLOSS, B-GLOSS, MATCHING#, VERT. SLOT, LAM | Ea |  | 1 Year | 15.95 | 5% | 15.1525
59054 | HID | 2132CG1NNN | ICLASS PROX COMP EMBED 16K, CONF., F-GLOSS, B-GLOSS W/MAG & BUG, NO#, NO SLOT, LAM | Ea |  | 1 Year | 15.95 | 5% | 15.1525
59055 | HID | 2132CGGNNN | ICLASS PROX COMP EMBED 16K, CONF., F-GLOSS, B-GLOSS, NO#, NO SLOT, LAM | Ea |  | 1 Year | 15.95 | 5% | 15.1525
59056 | HID | 2133BGGANA | ICLASS, PROX 32K(16K/2+16K/1), COMPOSITE, EMBED, PROG ICLASS/PROX, F-GLOSS, B-GLOSS, LASER MATCHING ICLASS #, NO SLOT, LASER MATCHING PROX # | Ea |  | 1 Year | 16.2 | 5% | 15.39
59057 | HID | 2133BGGMNM | ICLASS, PROX 32K(16K/2+16K/1),COMP,EMBED,PROG 125K/ICLASS, F-GL, B-GL, MATCHICLASS#,NO SLOT,MAT 125# | Ea |  | 1 Year | 16.2 | 5% | 15.39
59058 | HID | 2133BGGMNN | COMPOSITE ICLASS/PROX 32K (16K/2+16K/1), EMBED, PROG ICLASS/PROX, F-GLOSS, B-GLOSS, MATCH. ICLASS#, NO SLOT, NO PROX# | Ea |  | 1 Year | 16.2 | 5% | 15.39
59059 | HID | 2133BGGNNN | ICLASS, PROX 32K(16K/2+16K/1), COMP, EMBED, PROG 125K/ICLASS, F-GLOSS, B-GLOSS, NO ICLASS#, NO SLOT, NO 125# | Ea |  | 1 Year | 16.2 | 5% | 15.39
59060 | HID | 2133NG1NNN | ICLASS, PROX 32K(16K/2+16K/1), COMP, EMBED, NON-PRGMD, F-GLOSS, B-GLOSS W/MAG, NO #, NO SLOT, NO125 | Ea |  | 1 Year | 16.2 | 5% | 15.39
59061 | HID | 2133NGGNNN | COMPOSITE ICLASS PROX 32K (16K/2+16K/1), EMBEDDABLE, NON-PROG, F-GLOSS, B-GLOSS, NO ICLASS #, NO SLOT, NO PROX # | Ea |  | 1 Year | 16.2 | 5% | 15.39
59062 | HID | 2134BG1ANN | ICLASS/PROX 32K (16K/16+16K/1), COMP, EMBED, PROG., F-GL, B-GL W/MAG, LASER ICLASS#, NO SLOT, NO 125# | Ea |  | 1 Year | 16.2 | 5% | 15.39
59063 | HID | 2134BG1MNM | COMPOSITE ICLASS PROX 32K (16K/16+16K/1), EMBEDDABLE, PROG ICLASS/PROX, F-GLOSS, B-GLOSS W/MAG, MATCHING ICLASS #, NO SLOT, MATCHING PROX # | Ea |  | 1 Year | 16.2 | 5% | 15.39
59064 | HID | 2134BG1MNN | ICLASS,PROX32K(16K/16+16K/1), EMBEDABLE, ICLASS AND PROX PROG , F - GLOSS, B - GLOSS W/MAG, MATCHING ICLASS#,NO SLOT, NO PROX | Ea |  | 1 Year | 16.2 | 5% | 15.39
59065 | HID | 2134BGGMNM | ICLASS, PROX 32K(16K/16+16K/1),COMP,EMBED,PROG 125K/ICLASS, F-GL, B-GL, MATICLASS#,NO SLOT,MAT 125# | Ea |  | 1 Year | 16.2 | 5% | 15.39
59066 | HID | 2134BGGMVM | ICLASS, PROX 32K (16K/16+16K/1), COMP, EMBED, PROG 125K/ICLASS, F-GL, B-GL, MATCH ICLASS#,VERTICAL SLOT, MATCH 125# | Ea |  | 1 Year | 16.2 | 5% | 15.39
59067 | HID | 2134BGGNNA | ICLASS PROX COMP EMBED 32K (16K/1+16K/1), PROG., F-GLOSS, B-GLOSS, NO ICLASS #, NO SLOT, MATCHING LASER PROX# | Ea |  | 1 Year | 16.2 | 5% | 15.39
59068 | HID | 2134BGGRNS | ICLASS, PROX 32K(16K/16+16K/1),COMP,EMBED,PROG 125K/ICLASS, F-GL, B-GL, RANDOM ICLASS#,NO SLOT,SEQ 125# | Ea |  | 1 Year | 16.2 | 5% | 15.39
59069 | HID | 2134CG1NNN | ICLASS, PROX 32K(16K/16+16K/1), COMP,EMBED,CONFIGURED, F-GL, B-GL W/ MAG ,NO ICLASS#, NO SLOT, NO125 | Ea |  | 1 Year | 18.03 | 5% | 17.1285
59070 | HID | 2134CGGNNN | ICLASS, PROX 32K (16K/16+16K/1), COMP, EMBED,CONFIGURED, F-GL, B-GL, NO ICLASS #, NO SLOT, NO 125K | Ea |  | 1 Year | 16.2 | 5% | 15.39
59071 | HID | 220082N | BELT 105 GRV .080P 1/8" WIDTH | Ea |  | 1 Year | 9.23 | 5% | 8.7685
59072 | HID | 2270-0580 | HARDWARE PACK, 6 WIRE, MODEL 507/544/584 | Ea |  | 1 Year | 45.72 | 5% | 43.434
59073 | HID | 2290-0001 | SOFTWARE, MODEL 450 | Ea |  | 1 Year | 428.57 | 5% | 407.1415
59074 | HID | 2310-0037 | INKJET MARKING (PER CARD) | Ea |  | 1 Year | 0.3 | 5% | 0.285
59075 | HID | 2320AMGGNNN | ICLASS 2K/MIFARE 1K, CONFIG NON PROGRAM ICLASS, PROGRAM MIFARE F-GLOSS, B-GLOSS, MATCHING ICLASS#, NO SLOT, NO MIFARE#, LAM | Ea |  | 1 Year | 7.98 | 5% | 7.581
59076 | HID | 2320BMG1MNM | ICLASS 2K/MIFARE 1K, PROG. ICLASS, F-GLOSS, B-GLOSS W/MAG, MATCHING ICLASS#, NO SLOT, MATCHING MIFARE#, LAM | Ea |  | 1 Year | 7.98 | 5% | 7.581
59077 | HID | 2320BMGGANN | ICLASS 2K/MIFARE 1K, PROG., F-GLOSS, B-GLOSS, LASER ICLASS#, NO SLOT, NO MIFARE# | Ea |  | 1 Year | 7.98 | 5% | 7.581
59078 | HID | 2320BMGGMNM | ICLASS 2K/MIFARE 1K, PROG, F-GLOSS, B-GLOSS, MATCH ICLASS#, NO SLOT, MATCH MIFARE#, LAM | Ea |  | 1 Year | 7.98 | 5% | 7.581
59079 | HID | 2320BMGGMNN | ICLASS 2K/MIFARE 1K, PROG., F-GLOSS, B-GLOSS, MATCHING ICLASS#, NO SLOT, NO MIFARE# | Ea |  | 1 Year | 7.98 | 5% | 7.581
59080 | HID | 2320BMGGMNN-210458 | ICLASS 2K/MIFARE 1K, PROG., F-GLOSS, B-GLOSS, MATCHING ICLASS#, NO SLOT, NO MIFARE#, CUSTOM PROGRAMMING | Ea |  | 1 Year | 7.98 | 5% | 7.581
59081 | HID | 2320BMGGNNN | ICLASS 2K/MIFARE 1K, PROG, F-GLOSS, B-GLOSS, NO ICLASS#, NO SLOT, NO MIFARE#, LAM | Ea |  | 1 Year | 7.98 | 5% | 7.581
59082 | HID | 2320CMG1NNN | ICLASS 2K/MIFARE 1K, CONFIG. ICLASS, F-GLOSS, B-GLOSS W/MAG, NO ICLASS#, NO SLOT, NO MIFARE#, LAM | Ea |  | 1 Year | 7.98 | 5% | 7.581
59083 | HID | 2320CMGGNNN | ICLASS 2K/MIFARE 1K, CONFIG. ICLASS, F-GLOSS, B-GLOSS, NO ICLASS#, NO SLOT, NO MIFARE#, LAM | Ea |  | 1 Year | 7.98 | 5% | 7.581
59084 | HID | 2320CMGGSNN | ICLASS 2K/MIFARE 1K, CONFIG. ICLASS, F-GLOSS, B-GLOSS, SEQ. ICLASS#, NO SLOT, NO MIFARE# | Ea |  | 1 Year | 7.98 | 5% | 7.581
59085 | HID | 2320HMGGMNN | ICLASS 2K/MIFARE 1K, SR, PROG., F-GLOSS, B-GLOSS, MATCH. ICLASS#, NO SLOT, NO MIFARE# | Ea |  | 1 Year | 7.98 | 5% | 7.581
59086 | HID | 2320NMGGNNN | ICLASS 2K/MIFARE 1K, NON-PROG, F-GLOSS, B-GLOSS, NO ICLASS#, NO SLOT, NO MIFARE#, LAM | Ea |  | 1 Year | 7.98 | 5% | 7.581
59087 | HID | 2320PMG1MNN | ICLASS 2K/MIFARE 1K, PROG. ICLASS, F-GLOSS, B-GLOSS W/MAG, MATCHING ICLASS#, NO SLOT, NO MIFARE#, LAM | Ea |  | 1 Year | 7.98 | 5% | 7.581
59088 | HID | 2320PMG1MNN-A000232 | ICLASS 2K/MIFARE 1K, PROG. ICLASS, F-GLOSS, B-GLOSS W/MAG ON TOP, MATCHING ICLASS#, NO SLOT, NO MIFARE#, LAM | Ea |  | 1 Year | 7.98 | 5% | 7.581
59089 | HID | 2320PMGGMNN | ICLASS 2K/MIFARE 1K, PROG. ICLASS, F-GLOSS, B-GLOSS, MATCHING ICLASS#, NO SLOT, NO MIFARE#, LAM | Ea |  | 1 Year | 7.98 | 5% | 7.581
59090 | HID | 2322PPGGBNN | ICLASS 16K/16, ICLASS PROGRAMMED / LEGIC BLANK, LEGIV PRIME 1024 BYTE, F- GLOSS, B-GLOSS, LASER ICLASS #, NO SLOT, NO LEGIC # | Ea |  | 1 Year | 13.49 | 5% | 12.8155
59091 | HID | 2322PPGGMNN | ICLASS 16K/16, ICLASS PROGRAMMED / LEGIC BLANK, LEGIC PRIME 1024 BYTE, F- GLOSS, B-GLOSS, MATCH ICLASS #, NO SLOT, NO LEGIC # | Ea |  | 1 Year | 13.49 | 5% | 12.8155
59092 | HID | 2323BNGGMNM | ICLASS 32K (16K/2 + 16K/1)/MIFARE 4K, PROG., F-GLOSS, B-GLOSS, MATCHING ICLASS #, NO SLOT, MATCHING MIFARE#, LAM | Ea |  | 1 Year | 12.88 | 5% | 12.236
59093 | HID | 2323BNGGMNN | ICLASS 32K (16K/2 + 16K/1)/MIFARE 4K, PROG., F-GLOSS, B-GLOSS, MATCHING ICLASS #, NO SLOT, NO MIFARE#, LAM | Ea |  | 1 Year | 12.88 | 5% | 12.236
59094 | HID | 2323CKGGNNN | ICLASS 32K (16K/2 + 16K/1)/DESFIRE EV1 8K, CONFIG. ICLASS, F-GLOSS, B-GLOSS, NO ICLASS #, NO SLOT, NO DESFIRE#, LAM | Ea |  | 1 Year | 14.06 | 5% | 13.357
59095 | HID | 2323CNGGNNN | ICLASS 32K (16K/2 + 16K/1)/MIFARE 4K, CONFIG. ICLASS, F-GLOSS, B-GLOSS, NO ICLASS #, NO SLOT, NO DESFIRE#, LAM | Ea |  | 1 Year | 12.88 | 5% | 12.236
59096 | HID | 2323HKGGNNN | ICLASS 32K (16K/2 + 16K/1) SR, DESFIRE EV1 8K, PROG. ICLASS, F-GLOSS, B-GLOSS, NO ICLASS #, NO SLOT, NO DESFIRE#, LAM | Ea |  | 1 Year | 14.06 | 5% | 13.357
59097 | HID | 2323HNGGMNN | ICLASS 32K (16K/2+16K/1) / MIFARE 4K, SR, F-GLOSS, B-GLOSS, MATCH. ICLASS#, NO SLOT, NO MIFARE# | Ea |  | 1 Year | 12.88 | 5% | 12.236
59098 | HID | 2323PKGGMNN | ICLASS 32K (16K/2 + 16K/1)/DESFIRE EV1 8K, PROG. ICLASS, F-GLOSS, B-GLOSS, MATCHING ICLASS #, NO SLOT, NO DESFIRE#, LAM | Ea |  | 1 Year | 14.06 | 5% | 13.357
59099 | HID | 2323PNGCMNN-110671 | ICLASS 32K (16K/2 + 16K/1) MIFARE 4K, PVC, PROG, F-GLOSS, B-CUSTOM INKJET LOCATION, MATCHING ICLASS #, NO SLOT, NO MIFARE | Ea |  | 1 Year | 12.88 | 5% | 12.236
59100 | HID | 2323PNGGANN | ICLASS 32K (16K/2 + 16K/1) MIFARE 4K, PVC, PROG, F-GLOSS, B-GLOSS, LASER ICLASS #, NO SLOT, NO MIFARE | Ea |  | 1 Year | 12.88 | 5% | 12.236
59101 | HID | 2323PNGGMNN | ICLASS 32K (16K/2 + 16K/1) MIFARE 4K, PVC, PROG, F-GLOSS, B-GLOSS, MATCHING ICLASS #, NO SLOT, NO MIFARE | Ea |  | 1 Year | 12.88 | 5% | 12.236
59102 | HID | 2323PNGGMNN-210408 | ICLASS 32K (16K/2+16K/1) / MIFARE 4K, F-GLOSS, B-GLOSS, MATCHING ICLASS#, NO SLOT, NO MIFARE# | Ea |  | 1 Year | 12.88 | 5% | 12.236
59103 | HID | 2324BKCCANN-210349 | ICLASS 32K/4K/MIFARE DESFIRE EV1 8K, F-ICLASS/MIFARE DESFIRE EV1, B-CLEAR, LASER ICLASS#, NO SLOT, NO DESFIRE#, LAM | Ea |  | 1 Year | 14.06 | 5% | 13.357
59104 | HID | 2324BKG1MNN | ICLASS 32K (16K/16+16K/1)/DESFIRE EV1 8K, PROG., F-GLOSS, B-GLOSS W/MAG, MATCHING ICLASS#, NO SLOT, NO DESFIRE# | Ea |  | 1 Year | 14.06 | 5% | 13.357
59105 | HID | 2324BNCCANN-210275 | ICLASS 32K/MIFARE 4K/CONTACT CHIP, F-ORANGE STATOIL VEHICLE, B- STATOIL W/BUG, LASER ICLASS#, NO SLOT, NO# | Ea |  | 1 Year | 12.88 | 5% | 12.236
59106 | HID | 2324BNG1ANN | ICLASS 32K/MIFARE 4K/MAGSTRIPE, F-GLOSS, B-GLOSS W/MAG, LASER ICLASS#, NO SLOT, NO MIFARE# | Ea |  | 1 Year | 12.88 | 5% | 12.236
59107 | HID | 2324BNG1MNN | ICLASS 32K/MIFARE 4K/MAGSTRIPE, F-GLOSS, B-GLOSS W/MAG, MATCH. ICLASS#, NO SLOT, NO MIFARE# | Ea |  | 1 Year | 12.88 | 5% | 12.236
59108 | HID | 2324BNGGMNN | ICLASS 32K/MIFARE 4K, F-GLOSS, B-GLOSS W/MAG, MATCHING ICLASS#, NO SLOT, NO MIFARE# | Ea |  | 1 Year | 12.88 | 5% | 12.236
59109 | HID | 2324CKGGNNN | ICLASS 32K/DESFIRE EV1 8K, CONF. ICLASS, F-GLOSS, B-GLOSS, NO ICLASS#, NO SLOT, NO MIFARE# | Ea |  | 1 Year | 14.06 | 5% | 13.357
59110 | HID | 2324CNG1NNN | ICLASS 32K/MIFARE 4K, CONF. ICLASS, F-GLOSS, B-GLOSS W/MAG, NO ICLASS#, NO SLOT, NO MIFARE#, LAM | Ea |  | 1 Year | 12.88 | 5% | 12.236
59111 | HID | 2324CNGGNNN | ICLASS 32K/MIFARE 4K, CONF. ICLASS, F-GLOSS, B-GLOSS, NO ICLASS#, NO SLOT, NO MIFARE# | Ea |  | 1 Year | 12.88 | 5% | 12.236
59112 | HID | 2324JKGGMNM | ICLASS 32K (16K/16+16K/1)/DESFIRE EV1 8K, SR PROG. ICLASS/DESFIRE, F-GLOSS, B-GLOSS, MATCHING ICLASS #, NO SLOT, MATCHING DESFIRE #, LAM | Ea |  | 1 Year | 14.06 | 5% | 13.357
59113 | HID | 2324NNG1NNN-1210352 | ICLASS 32K/MIFARE 4K/PROX, F-GLOSS, B-CLEAR TRANSPARENT WITH HID BUG, W/MAG, NO#, NO SLOT, NO# | Ea |  | 1 Year | 12.88 | 5% | 12.236
59114 | HID | 2324PKG1MNN | ICLASS 32K (16K/16+16K/1)/DESFIRE EV1 8K, F-GLOSS, B-GLOSS W/MAG, MATCHING ICLASS#, NO SLOT, NO DESFIRE# | Ea |  | 1 Year | 14.06 | 5% | 13.357
59115 | HID | 2324PKGGMNN | ICLASS 32K (16K/16+16K/1)/DESFIRE EV1 8K, F-GLOSS, B-GLOSS, MATCHING ICLASS#, NO SLOT, NO DESFIRE# | Ea |  | 1 Year | 14.06 | 5% | 13.357
59116 | HID | 2324PNC1ANN-210313 | ICLASS 32K/MIFARE 4K, F-BKK W/PERSONALIZATION, B-GLOSS W/MAG, LASER MATCHING ICLASS#, NO SLOT, NO MIFARE# | Ea |  | 1 Year | 12.88 | 5% | 12.236
59117 | HID | 2324PNG1ANN | ICLASS 32K (16K/16+16K/1)/MIFARE 4K, PROG. ICLASS, F-GLOSS, B-GLOSS W/MAG, SEQ. MATCHING LASER ICLASS#, NO SLOT, NO MIFARE# | Ea |  | 1 Year | 12.88 | 5% | 12.236
59118 | HID | 2324PNG1MNN | ICLASS 32K (16K/16+16K/1) / MIFARE 4K, PROGRAM ICLASS, F-GLOSS, B-GLOSS W/ MAG, MATCH. ICLASS#, NO SLOT, NO MIFARE# | Ea |  | 1 Year | 12.88 | 5% | 12.236
59119 | HID | 2324PNGGMNN | ICLASS 32K (16K/16+16K/1) / MIFARE 4K, F-GLOSS, B-GLOSS, MATCHING ICLASS#, NO SLOT, NO MIFARE# | Ea |  | 1 Year | 12.88 | 5% | 12.236
59120 | HID | 2324PNGGMNN-210459 | ICLASS 32K (16K/16+16K/1) / MIFARE 4K, F-GLOSS, B-GLOSS, MATCHING ICLASS#, NO SLOT, NO MIFARE#, CUSTOM PROGRAMMING | Ea |  | 1 Year | 12.88 | 5% | 12.236
59121 | HID | 2324PNGGNNN | ICLASS 32K (16K/16+16K/1) / MIFARE 4K, F-GLOSS, B-GLOSS, NO ICLASS#, NO SLOT, NO MIFARE# | Ea |  | 1 Year | 12.88 | 5% | 12.236
59122 | HID | 2420BMG1MNN | COMPOSITE ICLASS 2K/MIFARE 1K, PROG., F-GLOSS, B-GLOSS W/MAG, MATCH. ICLASS#, NO SLOT, NO MIFARE#, LAM LIST PRICE $7.75 | Ea |  | 1 Year | 7.98 | 5% | 7.581
59123 | HID | 2420BMGGMNM | COMPOSITE ICLASS 2K/MIFARE 1K, PROG., F-GLOSS, B-GLOSS, MATCHING ICLASS#, NO SLOT, MATCH. MIFARE#, LAM | Ea |  | 1 Year | 7.98 | 5% | 7.581
59124 | HID | 2420BMGGMNN | COMPOSITE ICLASS 2K MIFARE 1K, PROG., F-GLOSS, B-GLOSS, MATCH. ICLASS#, NO SLOT, MATCH. MIFARE#, LAM | Ea |  | 1 Year | 7.98 | 5% | 7.581
59125 | HID | 2420CMG1NNN | COMPOSITE ICLASS 2K/2 MIFARE 1K, CONFIG ICLASS, NON-PROG MIFARE, F-GLOSS, B-GLOSS W/MAG, NO ICLASS #, NO SLOT, NO MIFARE #, LAM | Ea |  | 1 Year | 7.98 | 5% | 7.581
59126 | HID | 2420CMGGNNN | COMPOSITE ICLASS 2K/2 MIFARE 1K, CONFIG ICLASS, NON-PROG MIFARE, F-GLOSS, B-GLOSS, NO ICLASS #, NO SLOT, NO MIFARE # | Ea |  | 1 Year | 7.98 | 5% | 7.581
59127 | HID | 2420CMGGSNN | COMPOSITE ICLASS 2K/2 MIFARE 1K, CONFIG ICLASS, NON-PROG MIFARE, F-GLOSS, B-GLOSS, SEQ NON-MATCHING ICLASS #, NO SLOT, NO MIFARE # | Ea |  | 1 Year | 7.98 | 5% | 7.581
59128 | HID | 2420HMG1MNM | COMPOSITE ICLASS 2K MIFARE 1K, SR, PROG., F-GLOSS, B-GLOSS W/MAG, MATCH. ICLASS#, NO SLOT, MATCH. MIFARE#, LAM | Ea |  | 1 Year | 7.98 | 5% | 7.581
59129 | HID | 2420HMGGMNN | COMPOSITE ICLASS 2K MIFARE 1K, SR, PROG., F - GLOSS, B - GLOSS , MATCH. ICLASS#, NO SLOT, NO MIFARE#, LAM | Ea |  | 1 Year | 7.98 | 5% | 7.581
59130 | HID | 2420JMG1MNM | COMPOSITE ICLASS 2K MIFARE 1K, SR, PROG. BOTH, F-GLOSS, B-GLOSS W/MAG, MATCH. ICLASS#, NO SLOT, MATCH. MIFARE#, LAM | Ea |  | 1 Year | 7.98 | 5% | 7.581
59131 | HID | 2420JMGGMNM | COMPOSITE ICLASS 2K/2 MIFARE 1K, SR, PROG ICLASS/MIFARE, F-GLOSS, B-GLOSS, MATCHING ICLASS #, NO SLOT, MATCHING MIFARE # | Ea |  | 1 Year | 7.98 | 5% | 7.581
59132 | HID | 2420JMGGMNN | COMPOSITE ICLASS 2K/2 MIFARE 1K, SR, PROG ICLASS/MIFARE, F-GLOSS, B-GLOSS, MATCHING ICLASS #, NO SLOT, NO MIFARE # | Ea |  | 1 Year | 7.98 | 5% | 7.581
59133 | HID | 2420NMG1NNN | COMPOSITE ICLASS 2K/MIFARE 1K, NON PROG, F-GLOSS, B-GLOSS W/MAG, NO ICLASS #, NO SLOT, NO MIFARE #, LAM | Ea |  | 1 Year | 7.98 | 5% | 7.581
59134 | HID | 2420NMGGNNN | COMPOSITE ICLASS 2K/MIFARE 1K, NON-PROG, F-GLOSS, B-GLOSS, NO ICLASS#, NO SLOT, NO MIFARE#, LAM | Ea |  | 1 Year | 7.98 | 5% | 7.581
59135 | HID | 2420PMG1MNN | COMPOSITE ICLASS 2K/MIFARE 1K, PROG. ICLASS, F-GLOSS, B-GLOSS, MATCHING ICLASS#, NO SLOT, NO MIFARE#, LAM | Ea |  | 1 Year | 7.98 | 5% | 7.581
59136 | HID | 2420PMGGMNN | COMPOSITE ICLASS 2K/2 MIFARE 1K, PROG ICLASS, NON-PROG MIFARE, F-GLOSS, B-GLOSS, MATCHING ICLASS #, NO SLOT, NO MIFARE # | Ea |  | 1 Year | 7.98 | 5% | 7.581
59137 | HID | 2422NTCCNNN-210225 | ICLASS 32K / HITAG 2, F-SWEDBANK, B-SWEDBANK, NO ICLASS#, NO SLOT, NO#, LAM | Ea |  | 1 Year | 12.88 | 5% | 12.236
59138 | HID | 2423BKG1MNN | COMPOSITE ICLASS 32K (16K/2+16K/1) DESFIRE EV1 8K, PROG., F-GLOSS, B-GLOSS W/ MAG, MATCHING ICLASS#, NO SLOT, NO DESFIRE#, LAM | Ea |  | 1 Year | 14.06 | 5% | 13.357
59139 | HID | 2423BNGGMNN | COMPOSITE ICLASS 32K (16K/2+16K/1) MIFARE 4K, PROGRAM ICLASS/MIFARE, F-GLOSS, B-GLOSS, MATCHING ICLASS #, NO SLOT, NO MIFARE # | Ea |  | 1 Year | 12.88 | 5% | 12.236
59140 | HID | 2423CKG1NNN | COMPOSITE ICLASS 32K (16K/2+16K/1) DESFIRE EV1 8K, CONFIG. ICLASS, NON-PROG. MIFARE, F-GLOSS, B-GLOSS W/MAG, NO ICLASS #, NO SLOT, NO DESFIRE #, LAM | Ea |  | 1 Year | 12.88 | 5% | 12.236
59141 | HID | 2423HKG1MNN | COMPOSITE ICLASS 32K (16K/2+16K/1) DESFIRE EV1 8K, SR PROG. ICLASS, F-GLOSS, B-GLOSS W/ MAG, MATCHING ICLASS#, NO SLOT, NO DESFIRE#, LAM | Ea |  | 1 Year | 14.06 | 5% | 13.357
59142 | HID | 2423HNGGMNN | COMPOSITE ICLASS SR 32K (16K/2+16K/1) MIFARE 4K, F-GLOSS, B-GLOSS, MATCHING ICLASS #, NO SLOT, NO MIFARE # | Ea |  | 1 Year | 12.88 | 5% | 12.236
59143 | HID | 2423JKGGMNM | COMPOSITE ICLASS SR 32K (16K/2+16K/1) DESFIRE EV1 8K, PROG. BOTH, F-GLOSS, B-GLOSS, MATCHING ICLASS #, NO SLOT, MATCHING DESFIRE # | Ea |  | 1 Year | 12.88 | 5% | 12.236
59144 | HID | 2423JKGGMNN | COMPOSITE ICLASS SR 32K (16K/2+16K/1) DESFIRE EV1 8K, PROG. BOTH, F-GLOSS, B-GLOSS, MATCHING ICLASS #, NO SLOT, NO SLOT, NO DESFIRE # | Ea |  | 1 Year | 14.06 | 5% | 13.357
59145 | HID | 2423JKGGNNN | COMPOSITE ICLASS 32K (16K/2+16K/1)/DESFIRE EV1 8K, SR, PROG. ICLASS/DESFIRE, F-GLOSS, B-GLOSS, NO ICLASS #, NO SLOT, NO DESFIRE # | Ea |  | 1 Year | 14.06 | 5% | 13.357
59146 | HID | 2423JKGGRNR | COMPOSITE ICLASS SR 32K (16K/2+16K/1) DESFIRE EV1 8K, PROG. BOTH, F-GLOSS, B-GLOSS, RANDOM NON-MATCHING ICLASS #, NO SLOT, RANDOM NON-MATCHING DESFIRE # | Ea |  | 1 Year | 14.06 | 5% | 13.357
59147 | HID | 2423NKGGNNN | COMPOSITE ICLASS 32K (16K/2 + 16K/1)/DESFIRE EV1 8K, NON-PROG, F-GLOSS, B-GLOSS, NO ICLASS #, NO SLOT, NO DESFIRE#, LAM | Ea |  | 1 Year | 14.06 | 5% | 13.357
59148 | HID | 2423PKG1MNN | COMPOSITE ICLASS 32K (16K/2+16K/1)/DESFIRE EV1 8K, PROG ICLASS, NON-PROG DESFIRE, F-GLOSS, B-GLOSS W/MAG, MATCHING ICLASS #, NO SLOT, NO DESFIRE #, LAM | Ea |  | 1 Year | 14.06 | 5% | 13.357
59149 | HID | 2423PKGGMNM | COMPOSITE ICLASS 32K (16K/2+16K/1) DESFIRE EV1 8K, PROG. ICLASS, F-GLOSS, B-GLOSS, MATCHING ICLASS#, NO SLOT, MATCH DESFIRE#, LAM | Ea |  | 1 Year | 14.06 | 5% | 13.357
59150 | HID | 2423PKGGMNN | COMPOSITE ICLASS 32K (16K/2+16K/1) DESFIRE EV1 8K, PROG. ICLASS, F-GLOSS, B-GLOSS, MATCHING ICLASS#, NO SLOT, NO DESFIRE#, LAM | Ea |  | 1 Year | 12.88 | 5% | 12.236
59151 | HID | 2423PNGGMNN | COMPOSITE ICLASS 32K (16K/2+16K/1) MIFARE 4K, -PROG. ICLASS, F-GLOSS, B-GLOSS, MATCHING ICLASS#, NO SLOT, NO MIFARE#, LAM | Ea |  | 1 Year | 12.88 | 5% | 12.236
59152 | HID | 2424BKGGANA | COMPOSITE ICLASS 32K (16K/16+16K/1) DESFIRE EV1 8K, PROG. ICLASS/DESFIRE, F-GLOSS, B-GLOSS, LASER MATCHING ICLASS #, NO SLOT, LASER MATCHING DESFIRE # | Ea |  | 1 Year | 12.88 | 5% | 12.236
59153 | HID | 2424BNGGMNM | COMPOSITE ICLASS 32K/MIFARE 4K, F-GLOSS, B-GLOSS, MATCH ICLASS#, NO SLOT, MATCHING MIFARE#, LAM | Ea |  | 1 Year | 12.88 | 5% | 12.236
59154 | HID | 2424BNGGMNN | COMPOSITE ICLASS 32K/MIFARE 4K, F-GLOSS, B-GLOSS, MATCH ICLASS#, NO SLOT, NO MIFARE#, LAM | Ea |  | 1 Year | 12.88 | 5% | 12.236
59155 | HID | 2424CKC3NNN-210448 | ICLASS 32K (16K/16+16K/1) DESFIRE EV1 8K, CONF., F-AMBER, B-RETURN TEXT W/MAG, NO ICLASS#, NO SLOT, NO DESFIRE#, LAM | Ea |  | 1 Year | 14.06 | 5% | 13.357
59156 | HID | 2424CKG1NNN | ICLASS 32K (16K/16+16K/1) DESFIRE EV1 8K, CONF., F-GLOSS, B-GLOSS, NO ICLASS#, NO SLOT, NO DESFIRE#, LAM | Ea |  | 1 Year | 14.06 | 5% | 13.357
59157 | HID | 2424CKGGNNN | ICLASS 32K (16K/16+16K/1) DESFIRE EV1 8K, CONFIGURED, F - GLOSS, B - GLOSS, NO ICLASS#, NO SLOT, NO DESFIRE#, LAM | Ea |  | 1 Year | 14.06 | 5% | 13.357
59158 | HID | 2424CNG3NNN-A000276 | COMPOSITE ICLASS 32K (16K/16+16K/1) MIFARE 4K, CONFIG. ICLASS, NON-PROG. MIFARE, F-GLOSS, B-WESTERN UNIVERSITY TEXT W/MAG, NO ICLASS#, NO SLOT, NO MIFARE#, LAM | Ea |  | 1 Year | 12.88 | 5% | 12.236
59159 | HID | 2424CNG3NNN-A000279 | COMPOSITE ICLASS 32K (16K/16+16K/1) MIFARE 4K, CONFIG. ICLASS, NON-PROG. MIFARE, F-GLOSS, B- KINGS'S UNIVERSITY COLLEGE AND WESTERN UNIVERSITY TEXT W/MAG, NO ICLASS#, NO SLOT, NO MIFARE#, LAM | Ea |  | 1 Year | 12.88 | 5% | 12.236
59160 | HID | 2424CNGGNNN | ICLASS 32K (16K/16+16K/1) MIFARE 4K, NON-PROG., F-GLOSS, B-GLOSS, NO ICLASS#, NO SLOT, NO MIFARE#, LAM | Ea |  | 1 Year | 12.88 | 5% | 12.236
59161 | HID | 2424HNGGMNN | COMPOSITE ICLASS 32K (16K/16+16K/1)/MIFARE 4K, SR, PROG ICLASS, NON-PROG MIFARE, F-GLOSS, B-GLOSS, MATCHING ICLASS #, NO SLOT, NO MIFARE # | Ea |  | 1 Year | 12.88 | 5% | 12.236
59162 | HID | 2424JKG1MNM | COMPOSITE ICLASS SR 32K (16K/16+16K/1) DESFIRE EV1 8K, PROG. BOTH, F-GLOSS, B-GLOSS W/MAG, MATCHING ICLASS #, NO SLOT, MATCHING DESFIRE #, LAM | Ea |  | 1 Year | 14.06 | 5% | 13.357
59163 | HID | 2424JKGGANN | COMPOSITE ICLASS SR 32K (16K/16+16K/1) DESFIRE EV1 8K, PROG. BOTH, F-GLOSS, B-GLOSS, LASER MATCHING ICLASS #, NO SLOT, NO DESFIRE #, LAM | Ea |  | 1 Year | 14.06 | 5% | 13.357
59164 | HID | 2424NNG1NNN | COMPOSITE ICLASS 32K (16K/16+16K/1) MIFARE 4K, NON-PROG., F-GLOSS, B-GLOSS W/MAG, NO ICLASS#, NO SLOT, NO MIFARE#, LAM | Ea |  | 1 Year | 12.88 | 5% | 12.236
59165 | HID | 2424PKG1MNN | COMPOSITE ICLASS 32K (16K/16+16K/1)/DESFIRE EV1 8K, PROG ICLASS, NON-PROG DESFIRE, F-GLOSS, B-GLOSS W/MAG, MATCHING ICLASS #, NO SLOT, NO DESFIRE #, LAM | Ea |  | 1 Year | 14.06 | 5% | 13.357
59166 | HID | 2424PKGGMNN | COMPOSITE ICLASS 32K (16K/16+16K/1) DESFIRE EV1 8K, PROG. ICLASS, F-GLOSS, B-GLOSS, MATCHING ICLASS#, NO SLOT, NO DESFIRE#, LAM | Ea |  | 1 Year | 14.06 | 5% | 13.357
59167 | HID | 2424PNG1CNN | COMPOSITE ICLASS 32K/MIFARE 4K, PROG. ICLASS, F-WHITE GLOSSY, B- WHITE W/MAG, RANDOM/NON MATCHING LASER ICLASS#, NO SLOT, NO #, LAM | Ea |  | 1 Year | 12.88 | 5% | 12.236
59168 | HID | 2424PNG1MNN | COMPOSITE ICLASS 32K/MIFARE 4K, PROG. ICLASS, F-WHITE GLOSSY, B- WHITE W/MAG, MATCH INK ICLASS#, NO SLOT, NO#, LAM | Ea |  | 1 Year | 12.88 | 5% | 12.236
59169 | HID | 2424PNGGMNN | ICLASS 32K (16K/16+16K/1) MIFARE 4K, PROG., F-GLOSS, B-GLOSS, MATCHING ICLASS#, NO SLOT, NO MIFARE#, LAM | Ea |  | 1 Year | 12.88 | 5% | 12.236
59170 | HID | 2424PNGGNNN | ICLASS 32K (16K/16+16K/1) MIFARE 4K, PROG., F-GLOSS, B-GLOSS, NO ICLASS#, NO SLOT, NO MIFARE#, LAM | Ea |  | 1 Year | 12.88 | 5% | 12.236
59171 | HID | 2430PMGGMNN | COMPOSITE ICLASS 2K/MIFARE 1K, PROG. ICLASS, F-GLOSS, B-GLOSS, MATCH ICLASS#, NO SLOT, NO MIFARE#, LAM | Ea |  | 1 Year | 11.59 | 5% | 11.0105
59172 | HID | 2433PKGGMNN | COMPOSITE ICLASS 32K (16K/2+16K/1) DESFIRE EV1 8K, PROG. ICLASS, F-GLOSS, B-GLOSS, MATCHING ICLASS#, NO SLOT, NO DESFIRE#, LAM | Ea |  | 1 Year | 15.6 | 5% | 14.82
59173 | HID | 2433PNGGMNN | ICLASS 32K (16K/16+16K/1) MIFARE 4K, PROG. ICLASS, F-GLOSS, B-GLOSS, MATCHING ICLASS#, NO SLOT, NO MIFARE#, LAM | Ea |  | 1 Year | 14.42 | 5% | 13.699
59174 | HID | 2434CKG1NNN | COMPOSITE ICLASS 32K (16K/16+16K/1) DESFIRE EV1 8K, EMB, CONFIG. ICLASS, F-GLOSS, B-GLOSS, NO ICLASS#, NO SLOT, NO DESFIRE#, LAM | Ea |  | 1 Year | 15.6 | 5% | 14.82
59175 | HID | 2434PKGGMNN | COMPOSITE ICLASS 32K (16K/16+16K/1) DESFIRE EV1 8K, PROG. ICLASS, F-GLOSS, B-GLOSS, MATCHING ICLASS#, NO SLOT, NO DESFIRE#, LAM | Ea |  | 1 Year | 15.6 | 5% | 14.82
59176 | HID | 2434PNGGMNN | COMPOSITE ICLASS 32K (16K/16+16K/1) MIFARE 4K, PROG. ICLASS, F-GLOSS, B-GLOSS, MATCH ICLASS#, NO SLOT, NO MIFARE#, LAM | Ea |  | 1 Year | 14.42 | 5% | 13.699
59177 | HID | 2434PNGGRNN | COMPOSITE ICLASS 32K (16K/16+16K/1) MIFARE 4K, PROG. ICLASS, F-GLOSS, B-GLOSS, RANDOM ICLASS#, NO SLOT, NO MIFARE#, LAM | Ea |  | 1 Year | 14.42 | 5% | 13.699
59178 | HID | 2520BMPGGMNMM | ICLASS 2K/MIFARE 1K/PROX, PROG. ICLASS/MIFARE/PROX, F-GLOSS, B-GLOSS, MATCHING ICLASS #, NO SLOT, MATCHING MIFARE #, MATCHING PROX #, LAM | Ea |  | 1 Year | 12.62 | 5% | 11.989
59179 | HID | 2520KMPGGNNMM | ICLASS SR 2K/MIFARE 1K/PROX, PROGRAM ICLASS SIO SR, MIFARE NON SIO, PROG PROX, F-GLOSS, B-GLOSS, NO ICLASS#, NO SLOT, MATCH MIFARE#, MATCHING PROX# | Ea |  | 1 Year | 12.62 | 5% | 11.989
59180 | HID | 2520PMPGGMNNM | ICLASS 2K/MIFARE 1K/PROX, PROG. ICLASS/PROX, F-GLOSS, B-GLOSS, MATCH ICLASS #, NO SLOT, NO MIFARE #, MATCH PROX #, LAM | Ea |  | 1 Year | 12.62 | 5% | 11.989
59181 | HID | 2523BKCG1MNMM | ICLASS 32K (16/2 + 16/1)/DESFIRE/PROX, PROG. INDALA/CASI PROX, F-GLOSS, B- GLOSS W/MAG, MATCH. ICLASS#, NO SLOT, MATCH. DESFIRE#, MATCH. PROX#, LAM | Ea |  | 1 Year | 17.3 | 5% | 16.435
59182 | HID | 2523BKPG1ANNN | ICLASS 32K (16/2 + 16/1)/DESFIRE/PROX, F-GLOSS, B- GLOSS W/MAG, SEQ. LASER ICLASS#, NO SLOT, NO DESFIRE#, NO PROX# | Ea |  | 1 Year | 17.3 | 5% | 16.435
59183 | HID | 2523BKPG1MNNM | ICLASS 32K (16/2 + 16/1)/DESFIRE/PROX, PROG., F-GLOSS, B- GLOSS W/MAG, MATCH. ICLASS#, NO SLOT, NO DESFIRE#, NO SLOT, MATCH. PROX# | Ea |  | 1 Year | 17.3 | 5% | 16.435
59184 | HID | 2523BKPGGMNNM | ICLASS 32K (16/2 + 16/1)/DESFIRE EVI 8K/PROX, F-GLOSS, B- GLOSS, MATCH. ICLASS#, NO SLOT, NO DESFIRE#, MATCH PROX#, LAM | Ea |  | 1 Year | 17.3 | 5% | 16.435
59185 | HID | 2523BNPGGMNMM | ICLASS 32K (16/2 + 16/1)/MIFARE 4K/PROX, PROG., F-GLOSS, B-GLOSS, MATCH. ICLASS#, NO SLOT, MATCH. MIFARE#, MATCH. PROX#, LAM | Ea |  | 1 Year | 16.17 | 5% | 15.3615
59186 | HID | 2523BNPGGMNNN | ICLASS 32K (16/2 + 16/1)/MIFARE 4K/PROX, PROG., F-GLOSS, B-GLOSS, MATCH. ICLASS#, NO SLOT, NO MIFARE#, NO PROX#, LAM | Ea |  | 1 Year | 16.17 | 5% | 15.3615
59187 | HID | 2523BNPGGNNNN | ICLASS 32K (16/2 + 16/1)/MIFARE/PROX, F-GLOSS, B- GLOSS, NO ICLASS#, NO SLOT, NO MIFARE#, NO PROX# | Ea |  | 1 Year | 16.17 | 5% | 15.3615
59188 | HID | 2523CDPNG1NNNN | ICLASS 32K (16/2 + 16/1)/MIFARE 4K/PROX, CONF. ICLASS, F-GLOSS, B-GLOSS W/MAG, NO ICLASS#, NO SLOT, NO MIFARE#, NO PROX#, LAM | Ea |  | 1 Year | 16.17 | 5% | 15.3615
59189 | HID | 2523CNPGGNNNM | ICLASS 32K (16/2 + 16/1)/MIFARE 4K/PROX, CONF., F-GLOSS, B-GLOSS, NO ICLASS#, NO SLOT, NO MIFARE#, MATCH. PROX#, LAM | Ea |  | 1 Year | 16.17 | 5% | 15.3615
59190 | HID | 2523HKPGGMNNM | ICLASS 32K (16/2 + 16/1)/DESFIRE EV1 8K/PROX, SR, F-GLOSS, B- GLOSS, MATCH ICLASS#, NO SLOT, NO MIFARE#, MATCH PROX#, LAM | Ea |  | 1 Year | 17.3 | 5% | 16.435
59191 | HID | 2523HNCGGNNNN | ICLASS 32K (16/2 + 16/1)/MIFARE 4K/PROX, SR, F-GLOSS, B- GLOSS, NO ICLASS#, NO SLOT, NO MIFARE#, NO PROX#, LAM | Ea |  | 1 Year | 16.17 | 5% | 15.3615
59192 | HID | 2523HNPGGMNNM | ICLASS 32K (16/2 + 16/1)/MIFARE 4K/PROX, SR, F-GLOSS, B- GLOSS, MATCH ICLASS#, NO SLOT, NO MIFARE#, MATCH PROX#, LAM | Ea |  | 1 Year | 16.17 | 5% | 15.3615
59193 | HID | 2523HOCGGMNNM | ICLASS 32K (16/2 + 16/1)/LEGIC PRIME 1024/PROX, SR, INDALAPROG. PROX, F-GLOSS, B-GLOSS, MATCHING ICLASS#, NO SLOT, MATCHING PROX#, LAM | Ea |  | 1 Year | 19.57 | 5% | 18.5915
59194 | HID | 2523HONGGMNNN | ICLASS 32K (16/2 + 16/1)/LEGIC PRIME 1024/PROX, SR, INITIALIZED. PROX, F-GLOSS, B-GLOSS, MATCHING ICLASS#, NO SLOT, NO MIFARE#, NO PROX#, LAM | Ea |  | 1 Year | 19.57 | 5% | 18.5915
59195 | HID | 2523HOPGGMNNM | ICLASS 32K/LEGIC/PROX, SR, PROG. F-GLOSS, B-GLOSS, MATCHING ICLASS#, NO SLOT, NO LEGIC #, MATCHING PROX# | Ea |  | 1 Year | 19.57 | 5% | 18.5915
59196 | HID | 2523HOPGGNNNN | ICLASS 32K (16/2 + 16/1)/LEGIC PRIME 1024/PROX, SR, PROG. PROX, F-GLOSS, B-GLOSS, NO ICLASS#, NO SLOT, NO MIFARE#, NO PROX#, LAM | Ea |  | 1 Year | 19.57 | 5% | 18.5915
59197 | HID | 2523PDPG1MNNN | ICLASS 32K (16/2 + 16/1)/DESFIRE/PROX, F-GLOSS, B- GLOSS W/MAG, MATCH. ICLASS#, NO SLOT, NO DESFIRE#, NO PROX# | Ea |  | 1 Year | 17.3 | 5% | 16.435
59198 | HID | 2523PDPPG1ANNN | ICLASS 32K (16/2 + 16/1)/DESFIRE/PROX, F-GLOSS, B- GLOSS W/MAG, SEQ. LASER ICLASS#, NO SLOT, NO DESFIRE#, NO PROX# | Ea |  | 1 Year | 17.3 | 5% | 16.435
59199 | HID | 2523PKCG1MNNM | ICLASS 32K/DESFIRE EV1 8K/PROX, PROG ICLASS, NO DESFIRE, INDALA/CASI PROX, F - GLOSS, B - GLOSS W/MAG, MATCH ICLASS#, NO SLOT, NO DESFIRE#, MATCH PROX#, LAM | Ea |  | 1 Year | 17.3 | 5% | 16.435
59200 | HID | 2523PKPG1ANNN | ICLASS 32K/DESFIE EV1 8K/PROX, F-GLOSS, B- GLOSS W/MAG, LASER MATCH ICLASS#, NO SLOT, NO MIFARE#, NO PROX#, LAM | Ea |  | 1 Year | 17.3 | 5% | 16.435
59201 | HID | 2523PKPGGANNN | ICLASS 32K (16/2 + 16/1)/DESFIRE EVI 8K/PROX, F-GLOSS, B-GLOSS, LASER ICLASS#, NO SLOT, NO DESFIRE#, NO PROX#, LAM | Ea |  | 1 Year | 17.3 | 5% | 16.435
59202 | HID | 2523PKPGGMNNM | ICLASS 32K (16/2 + 16/1)/DESFIRE EVI 8K/PROX, F-GLOSS, B- GLOSS, MATCH. ICLASS#, NO SLOT, NO DESFIRE#, MATCH PROX#, LAM | Ea |  | 1 Year | 17.3 | 5% | 16.435
59203 | HID | 2523PKPGGMNNN | ICLASS 32K (16/2 + 16/1)/DESFIRE EVI 8K/PROX, F-GLOSS, B- GLOSS, MATCH. ICLASS#, NO SLOT, NO DESFIRE#, NO PROX#, LAM | Ea |  | 1 Year | 17.3 | 5% | 16.435
59204 | HID | 2523PNCG1MNNM | ICLASS 32K (16/2 + 16/1)/MIFARE 4K/PROX, PROG. ICLASS, INDALA CASI PROX PROGRAM, F-GLOSS, B-GLOSS W/MAG, MATCH. ICLASS#, NO SLOT, NO MIFARE#, MATCHING PROX#, LAM | Ea |  | 1 Year | 16.17 | 5% | 15.3615
59205 | HID | 2523PNPG1MNNN | ICLASS 32K (16/2 + 16/1)/MIFARE 4K/PROX, PROG. ICLASS/PROX, F-GLOSS, B-GLOSS W/MAG, MATCH. ICLASS#, NO SLOT, NO MIFARE#, NO PROX#, LAM | Ea |  | 1 Year | 16.17 | 5% | 15.3615
59206 | HID | 2523PNPGGMNNM | ICLASS 32K (16/2 + 16/1)/MIFARE 4K/PROX, PROG. ICLASS/PROX, F-GLOSS, B- GLOSS, MATCH. ICLASS#, NO SLOT, NO MIFARE#, MATCH. PROX#, LAM | Ea |  | 1 Year | 16.17 | 5% | 15.3615
59207 | HID | 2524BKPG1MNNM | ICLASS 32K (16K/16+16K/1)/DESFIRE EVI 8K/PROX, PROG ICLASS/DESFIRE/PROX, F-GLOSS, B- GLOSS W/MAG, MATCHING ICLASS #, NO SLOT, NO DESFIRE #, MATCHING PROX #, LAM | Ea |  | 1 Year | 17.3 | 5% | 16.435
59208 | HID | 2524BKPGGMNMM | ICLASS 32K/DESFIRE/PROX, PROG., F-GLOSS, B- GLOSS, MATCH. ICLASS#, NO SLOT, MATCH. DESFIRE#, MATCH. PROX#, LAM | Ea |  | 1 Year | 17.3 | 5% | 16.435
59209 | HID | 2524BKPGGMNN | ICLASS 32K/DESFIRE/PROX, PROG., F-GLOSS, B- GLOSS, MATCH. ICLASS#, NO SLOT, NO DESFIRE#, NO PROX#, LAM | Ea |  | 1 Year | 17.3 | 5% | 16.435
59210 | HID | 2524BKPGGMNNM | ICLASS 32K/DESFIRE/PROX, PROG., F - GLOSS, B - GLOSS, MATCH. ICLASS#, NO SLOT, NO DESFIRE#, MATCH. PROX#, LAM | Ea |  | 1 Year | 17.3 | 5% | 16.435
59211 | HID | 2524BMPGG | ICLASS 32K/MIFARE 1K/PROX, F-GLOSS, B- ICLASS M1 G8H BUG, NO#, NO SLOT, NO# | Ea |  | 1 Year | 16.17 | 5% | 15.3615
59212 | HID | 2524BNC3ANN-210242-P | ICLASS 32K/MIFARE 4K/PROX, F-PURPLE STATOIL W/MAG, B- PURPLE STATOIL, LASER ICLASS#, NO SLOT, NO# | Ea |  | 1 Year | 16.17 | 5% | 15.3615
59213 | HID | 2524BNC3ANN-210243-P | ICLASS 32K/MIFARE 4K/PROX/CONTACT CHIP, F-GRAY STATOIL W/MAG, B- GRAY STATOIL, LASER ICLASS#, NO SLOT, NO# | Ea |  | 1 Year | 16.17 | 5% | 15.3615
59214 | HID | 2524BNCGGMNNN | ICLASS 32K/MIFARE 4K/PROX/CONTACT CHIP, F-GLOSS, B- GLOSS, MATCH ICLASS#, NO SLOT, NO#, NO# | Ea |  | 1 Year | 16.17 | 5% | 15.3615
59215 | HID | 2524BNPCCANNN-210346 | ICLASS 32K/MIFARE 4K/PROX, F-ICLASS/MIFARE CLASSIC, B-CLEAR, LASER ICLASS#, NO SLOT, NO MIFARE#, NO PROX# | Ea |  | 1 Year | 16.17 | 5% | 15.3615
59216 | HID | 2524BNPG1ANNN | ICLASS 32K/MIFARE 4K/PROX/CONTACT CHIP, F-GLOSS, B-GLOSS W/MAG, LASER ICLASS#, NO SLOT, NO#, NO# | Ea |  | 1 Year | 16.17 | 5% | 15.3615
59217 | HID | 2524BNPGGMNMM | ICLASS 32K (16/16 + 16K/1)/MIFARE 4K/PROX, PROG., F-GLOSS, B-GLOSS, MATCH. ICLASS#, NO SLOT, MATCH. MIFARE#, MATCH. PROX#, LAM | Ea |  | 1 Year | 16.17 | 5% | 15.3615
59218 | HID | 2524BNPGGMNNN | ICLASS 32K/MIFARE 4K/PROX, F-GLOSS, B-GLOSS, MATCH ICLASS#, NO SLOT, NO MIFARE#, NO PROX#, LAM | Ea |  | 1 Year | 16.17 | 5% | 15.3615
59219 | HID | 2524CKNGGNNNN | ICLASS 32K/DESFIRE EV1 8K/PROX, CONFIG. ICLASS, INTIAL PROX, F-GLOSS, B-GLOSS, NO ICLASS#, NO SLOT, NO DESFIRE#, NO PROX#, LAM | Ea |  | 1 Year | 17.3 | 5% | 16.435
59220 | HID | 2524CNNG1NNNN | ICLASS 32K/MIFARE 4K/PROX, CONF. ICLASS, F-GLOSS, B- GLOSS W/MAG, NO ICLASS#, NO SLOT, NO MIFARE#, NO PROX# | Ea |  | 1 Year | 16.17 | 5% | 15.3615
59221 | HID | 2524CNNGGNNNN | ICLASS 32K/MIFARE 4K/PROX, CONF. ICLASS, F-GLOSS, B- GLOSS, NO ICLASS#, NO SLOT, NO MIFARE#, NO PROX# | Ea |  | 1 Year | 16.17 | 5% | 15.3615
59222 | HID | 2524HNPGGMNNM | ICLASS SR 32K/MIFARE 4K/PROX, F-GLOSS, B-GLOSS, MATCH ICLASS#, NO SLOT, NO MIFARE#, MATCHING PROX#, LAM | Ea |  | 1 Year | 16.17 | 5% | 15.3615
59223 | HID | 2524HOCGGMNNM | ICLASS 32K/LEGIC/PROX, SR, PROG. INDALA/CASI, F-GLOSS, B-GLOSS, MATCHING ICLASS#, NO SLOT, NO LEGIC #, MATCHING PROX# | Ea |  | 1 Year | 19.57 | 5% | 18.5915
59224 | HID | 2524HOCGGMNNN | ICLASS 32K/LEGIC/PROX, SR, PROG. INDALA/CASI, F-GLOSS, B-GLOSS, MATCHING ICLASS#, NO SLOT, NO LEGIC #, NO PROX# | Ea |  | 1 Year | 19.57 | 5% | 18.5915
59225 | HID | 2524HOCGGNNNN | ICLASS 32K/LEGIC/PROX, SR, PROG. INDALA/CASI, F-GLOSS, B-GLOSS, NO ICLASS#, NO SLOT, NO LEGIC #, NO PROX# | Ea |  | 1 Year | 19.57 | 5% | 18.5915
59226 | HID | 2524HOPGGMNNM | ICLASS 32K/LEGIC/PROX, SR, PROG. F-GLOSS, B-GLOSS, MATCHING ICLASS#, NO SLOT, NO LEGIC #, MATCHING PROX# | Ea |  | 1 Year | 19.57 | 5% | 18.5915
59227 | HID | 2524PKPGGMNNM | ICLASS 32K/DESFIRE EV1 8K/PROX, F-GLOSS, B-GLOSS, MATCH ICLASS#, NO SLOT, NO DESFIRE#, MATCHING PROX#, LAM | Ea |  | 1 Year | 17.3 | 5% | 16.435
59228 | HID | 2524PKPGGMNNN | ICLASS 32K/DESFIE EV1 8K/PROX, F-GLOSS, B- GLOSS, MATCH ICLASS#, NO SLOT, NO MIFARE#, NO PROX# | Ea |  | 1 Year | 17.3 | 5% | 16.435
59229 | HID | 2524PKPGGNNNM | ICLASS 32K/DESFIE EV1 8K/PROX, F-GLOSS, B- GLOSS, NO ICLASS#, NO SLOT, NO MIFARE#, MATCH. PROX# | Ea |  | 1 Year | 17.3 | 5% | 16.435
59230 | HID | 2524PNPGGMNNM | ICLASS 32K/MIFARE 4K/PROX, F-GLOSS, B- GLOSS, MATCH ICLASS#, NO SLOT, NO MIFARE#, MATCHING PROX# | Ea |  | 1 Year | 16.17 | 5% | 15.3615
59231 | HID | 2524PNPGGMNNN | ICLASS 32K/MIFARE 4K/PROX, F-GLOSS, B- GLOSS, MATCH ICLASS#, NO SLOT, NO MIFARE#, NO PROX# | Ea |  | 1 Year | 16.17 | 5% | 15.3615
59232 | HID | 2620BMCG1MNMM | COMPOSITE ICLASS 2K/MIFARE 1K/PROX, PROG. ICLASS/PROX, F - GLOSSY, B - GLOSS W/MAG, MATCH. ICLASS#, NO SLOT, MATCH MIFARE#, MATCH. PROX#, LAM | Ea |  | 1 Year | 12.62 | 5% | 11.989
59233 | HID | 2620BMCGGMNMM | COMPOSITE ICLASS 2K/MIFARE 1K/PROX, PROG ICLASS/MIFARE/INDALA CASI PROX, F-GLOSS, B-GLOSS, MATCHING ICLASS #, NO SLOT, MATCHING MIFARE #, MATCHING PROX # | Ea |  | 1 Year | 12.62 | 5% | 11.989
59234 | HID | 2620BMCGGSNNN | COMPOSITE ICLASS 2K/MIFARE 1K/PROX, PROG. ICLASS/MIFARE/INDALA CASI PROX, F-GLOSS, B-GLOSS, SEQ NON-MATCHING ICLASS #, NO SLOT, NO MIFARE #, NO PROX # | Ea |  | 1 Year | 12.62 | 5% | 11.989
59235 | HID | 2620BMPCGANNN-A000051 | ICLASS 2K/MIFARE 1K/PROX, PROG ICLASS/MIFARE, F-OVI ORACLE TEMPORARY DAY PASS, B-GLOSS, MATCH. ICLASS LASER, NO SLOT, NO MIFARE#, NO PROX#, LAM | Ea |  | 1 Year | 12.62 | 5% | 11.989
59236 | HID | 2620BMPGGMNNM | COMPOSITE ICLASS 2K/MIFARE 1K/PROX, PROG ICLASS/MIFARE, PROG PROX, F-GLOSS, B-GLOSS, MATCHING ICLASS #, NO SLOT, NO MIFARE #, MATCHING PROX # | Ea |  | 1 Year | 12.62 | 5% | 11.989
59237 | HID | 2620BMPGGMNNN | COMPOSITE ICLASS 2K/MIFARE 1K/PROX, PROG ICLASS/MIFARE, PROG PROX, F-GLOSS, B-GLOSS, MATCHING ICLASS #, NO SLOT, NO MIFARE #, NO PROX # | Ea |  | 1 Year | 12.62 | 5% | 11.989
59238 | HID | 2620CMNGGNNNN | COMPOSITE ICLASS 2K/MIFARE 1K/PROX, CONFIG NON-PROG. ICLASS, NON PROG. MIFARE, NON PROG PROX, F-GLOSS, B-GLOSS, NO ICLASS#, NO SLOT, NO MIFARE#, NO PROX#, LAM | Ea |  | 1 Year | 12.62 | 5% | 11.989
59239 | HID | 2620HMNGGMNNN | COMPOSITE ICLASS 2K/MIFARE 1K/PROX, PROG. ICLASS INITIALIZED PROX, F - GLOSS, B - GLOSS , MATCH. ICLASS#, NO SLOT, NO MIFARE#, NO. PROX#, LAM | Ea |  | 1 Year | 12.62 | 5% | 11.989
59240 | HID | 2620HMPGGMNNM | COMPOSITE ICLASS SR 2K/MIFARE 1K/PROX, PROG ICLASS SIO SR, NON-PROG MIFARE, PROG PROX, F-GLOSS, B-GLOSS, MATCHING ICLASS #, NO SLOT, NO MIFARE #, MATCHING PROX # | Ea |  | 1 Year | 12.62 | 5% | 11.989
59241 | HID | 2620JMPGGMNMM | COMPOSITE ICLASS SR 2K/MIFARE 1K/PROX, PROG ICLASS/ MIFARE SIO SR, PROG PROX, F-GLOSS, B-GLOSS, MATCHING ICLASS #, NO SLOT, MATCHING MIFARE #, MATCHING PROX # | Ea |  | 1 Year | 12.62 | 5% | 11.989
59242 | HID | 2620KMPGGNNMM | COMPOSITE ICLASS SR 2K/MIFARE 1K/PROX, PROG ICLASS SIO SR, PROG MIFAR NON SIO, PROG PROX, F-GLOSS, B-GLOSS, NO ICLASS #, NO SLOT, MATCHING MIFARE #, MATCHING PROX # | Ea |  | 1 Year | 12.62 | 5% | 11.989
59243 | HID | 2620PMCG1SNNS | COMPOSITE ICLASS 2K/MIFARE 1K/PROX, PROG ICLASS_NON-PROG MIFARE_PROG INDALA/CASI PROX, F-GLOSS, B-GLOSS W/MAG, SEQ NON-MATCHING ICLASS #, NO SLOT, NO MIFARE #, SEQ NON-MATCHING PROX #, LAM | Ea |  | 1 Year | 12.62 | 5% | 11.989
59244 | HID | 2620PMCGGMNNM | COMPOSITE ICLASS 2K/MIFARE 1K/PROX, PROG. ICLASS, NON PROG. MIFARE, PROG. INDALA/CASI PROX, F - GLOSS, B - GLOSS, MATCHING ICLASS#, NO SLOT, NO MIFARE#, MATCH. PROX#, LAM | Ea |  | 1 Year | 12.62 | 5% | 11.989
59245 | HID | 2620PMPG1MNNM | COMPOSITE ICLASS 2K/MIFARE 4K/PROX, PROG. ICLASS/PROX, F-GLOSSY, B- GLOSS W/MAG, MATCH. ICLASS#, NO SLOT, NO MIFARE#, MATCH. PROX#, LAM | Ea |  | 1 Year | 12.62 | 5% | 11.989
59246 | HID | 2620PMPG1MNNN | COMPOSITE ICLASS 2K/MIFARE 1K/PROX, PROG ICLASS_NON-PROG MIFARE_PROG PROX, F-GLOSS, B-GLOSS W/MAG, MATCHING ICLASS #, NO SLOT, NO MIFARE #, NO PROX #, LAM | Ea |  | 1 Year | 12.62 | 5% | 11.989
59247 | HID | 2620PMPGGMNNM | COMPOSITE ICLASS 2K/MIFARE 1K/PROX, PROG ICLASS_NON-PROG MIFARE_PROG PROX, F-GLOSS, B-GLOSS, MATCHING ICLASS #, NO SLOT, NO MIFARE #, MATCHING PROX # | Ea |  | 1 Year | 12.62 | 5% | 11.989
59248 | HID | 2620PMPGGMNNN | COMPOSITE ICLASS 2K/MIFARE 1K/PROX, PROG ICLASS, NON-PROG MIFARE, PROG PROX, F-GLOSS, B-GLOSS, MATCHING ICLASS #, NO SLOT, NO MIFARE #, NO PROX # | Ea |  | 1 Year | 12.62 | 5% | 11.989
59249 | HID | 2623AKPGGNNMM | COMPOSITE ICLASS 32K (16K/2+16K/1)/DESFIRE EVI 8K/PROX, CONFIG. ICLASS, PROG. DESFIRE/PROX, F-GLOSS, B-GLOSS, NO ICLASS #, NO SLOT, MATCHING DESFIRE #, MATCHING PROX # | Ea |  | 1 Year | 17.3 | 5% | 16.435
59250 | HID | 2623CKNGGNNNN | COMPOSITE ICLASS 32K (16K/2+16K/1)/DESFIRE EVI 8K/PROX, CONFIG. ICLASS, NON-PROG. DESFIRE, PROG. PROX, F-GLOSS, B-GLOSS, NO ICLASS #, NO SLOT, NO DESFIRE #, NO PROX # | Ea |  | 1 Year | 17.3 | 5% | 16.435
59251 | HID | 2623HNPG1MNNN | COMPOSITE ICLASS 32K (16K/2+16K/1)/MIFARE 4K/PROX, SR, PROG ICLASS_NON-PROG MIFARE_PROG PROX, F-GLOSS, B-GLOSS W/MAG, MATCHING ICLASS #, NO SLOT, NO MIFARE #, NO PROX #, LAM | Ea |  | 1 Year | 16.17 | 5% | 15.3615
59252 | HID | 2623HNPGGMNNN | COMPOSITE ICLASS 32K/MIFARE 4K/PROX, SR, PROG., F-GLOSS, B-GLOSS, MATCH. ICLASS#, NO SLOT, NO MIFARE#, NO PROX#, LAM | Ea |  | 1 Year | 16.17 | 5% | 15.3615
59253 | HID | 2623NKNGGNNNN | COMPOSITE ICLASS 32K (16/2 + 16/1)/DESFire EV1 8K/PROX, F-GLOSS, B- GLOSS, NO ICLASS#, NO SLOT, NO DESFIRE#, NO PROX#, LAM | Ea |  | 1 Year | 16.17 | 5% | 15.3615
59254 | HID | 2623PKPGGMNNM | COMPOSITE ICLASS 32K/ (16K/2 + 16K/1)DESFIRE EVI 8K/PROX, PROG. ICLASS/PROX, F-GLOSSY, B-GLOSSY, MATCHING ICLASS#, NO SLOT, NO DESFIRE#, MATCHING PROX#, LAM | Ea |  | 1 Year | 17.3 | 5% | 16.435
59255 | HID | 2623PNPGGMNNM | COMPOSITE ICLASS 32K (16K/2 + 16K/1)/MIFARE 4K/PROX, PROG. ICLASS/PROX, F-GLOSSY, B- GLOSS, MATCHING ICLASS#, NO SLOT, NO MIFARE#, MATCH. PROX, LAM | Ea |  | 1 Year | 16.17 | 5% | 15.3615
59256 | HID | 2624BNPG1MNNN | COMPOSITE ICLASS 32K/MIFARE 4K/PROX, F - GLOSS, B - GLOSS W/MAG, MATCH ICLASS#, NO SLOT, NO MIFARE#, NO PROX# | Ea |  | 1 Year | 16.17 | 5% | 15.3615
59257 | HID | 2624BNPGGMNNN | COMPOSITE ICLASS 32K (16K/16+16K/1)/MIFARE 4K/PROX, PROG ICLASS/DESFIRE/PROX, F-GLOSS, B-GLOSS, MATCHING ICLASS #, NO SLOT, NO MIFARE #, NO PROX #, LAM | Ea |  | 1 Year | 16.17 | 5% | 15.3615
59258 | HID | 2624CNNGGNNNN | ICLASS 32K/MIFARE 4K/PROX, CONFIG.. F-GLOSS, B-GLOSS, NO ICLASS#, NO SLOT, NO MIFARE#, NO PROX# | Ea |  | 1 Year | 16.17 | 5% | 15.3615
59259 | HID | 2624HKPG1MNNN | COMPOSITE ICLASS 32K/DESFIRE EVI 8K/PROX, SR, PROG. ICLASS/PROX, F-GLOSSY, B-GLOSSY W/MAG, MATCHING ICLASS#, NO SLOT, NO DESFIRE#, NO PROX#, LAM | Ea |  | 1 Year | 17.3 | 5% | 16.435
59260 | HID | 2624HKPGGMNNN | COMPOSITE ICLASS 32K (16K/16+16K/1)/DESFIRE EVI 8K/PROX, SR, PROG. ICLASS/PROX, F-GLOSS, B-GLOSS, MATCHING ICLASS #, NO SLOT, NO MIFARE #, NO PROX #, LAM | Ea |  | 1 Year | 17.3 | 5% | 16.435
59261 | HID | 2624HNPG1NNNM | COMPOSITE ICLASS 32K/MIFARE 4K/PROX, SR, PROG. ICLASS/PROX, F-GLOSSY, B-GLOSSY W.MAG, NO ICLASS#, NO SLOT, NO MIFARE #, MATCHING PROX#, LAM | Ea |  | 1 Year | 16.17 | 5% | 15.3615
59262 | HID | 2624HNPGGMNNM | COMPOSITE ICLASS 32K/MIFARE 4K/PROX, SR, PROG. ICLASS/PROX, F - GLOSS, B - GLOSS, MATCHING ICLASS#, NO SLOT, NO MIFARE #, MATCHING PROX#, LAM | Ea |  | 1 Year | 16.17 | 5% | 15.3615
59263 | HID | 2624HOCGGMNNM | ICLASS 32K/LEGIC/PROX, SR, PROG. INDALA/CASI, PET, F-GLOSS, B-GLOSS, MATCHING ICLASS#, NO SLOT, NO LEGIC #, MATCHING PROX# | Ea |  | 1 Year | 19.57 | 5% | 18.5915
59264 | HID | 2624JKNGGANNN | COMPOSITE ICLASS 32K/DESFIRE EVI 8K/PROX, SR, PROG. ICLASS/DESFIRE, INIT PROX, F-GLOSSY, B-GLOSSY, LASER MATCHING ICLASS#, NO SLOT, NO DESFIRE#, NO PROX#, LAM | Ea |  | 1 Year | 17.3 | 5% | 16.435
59265 | HID | 2624JKPG1ANN-A000131 | NORWEGIAN POST, COMPOSITE ICLASS 32K/DESFIRE EVI 8K/PROX, PROG. ICLASS/PROX, SR, F-GLOSS, B-GLOSS W/MAG, LASER ICLASS#, NO SLOT, NO DESFIRE#, NO PROX#, LAM, FLIPPED PRELAM | Ea |  | 1 Year | 17.3 | 5% | 16.435
59266 | HID | 2624JKPG1ANNN | COMPOSITE ICLASS 32K/DESFIRE EVI 8K/PROX, PROG. ICLASS/PROX, SR, F-GLOSS, B-GLOSS W/MAG, LASER ICLASS#, NO SLOT, NO DESFIRE#, NO PROX#, LAM | Ea |  | 1 Year | 17.3 | 5% | 16.435
59267 | HID | 2624JKPGGANNN | COMPOSITE ICLASS 32K/DESFIRE EVI 8K/PROX, SR, PROG. ICLASS/DESFIRE, PROG. PROX, F-GLOSS, B-GLOSS, LASER MATCHING ICLASS #, NO SLOT, NO DESFIRE #, NO PROX #, LAM | Ea |  | 1 Year | 17.3 | 5% | 16.435
59268 | HID | 2624JKPGGMNNN | COMPOSITE ICLASS 32K/DESFIRE EVI 8K/PROX, SR, PROG. ICLASS/DESFIRE, PROG PROX, F-GLOSSY, B-GLOSSY, MATCHING ICLASS#, NO SLOT, NO DESIRE #, NO PROX#, LAM | Ea |  | 1 Year | 17.3 | 5% | 16.435
59269 | HID | 2624JKPGGMNNN-A000142 | COMPOSITE ICLASS 32K/DESFIRE EVI 8K/PROX SR, CUSTOM PROGRAMMED, F-GLOSSY, B-GLOSSY, MATCHING ICLASS#, NO SLOT, NO DESIRE #, NO PROX#, LAM | Ea |  | 1 Year | 17.3 | 5% | 16.435
59270 | HID | 2624KNPG1NNNM | COMPOSITE ICLASS 32K/MIFARE 4K/PROX, SR, PROG. ICLASS; NON SIO PROG MIFARE; PROG PROX, F-GLOSSY, B-GLOSSY W/MAG, NO ICLASS #, NO SLOT, NO MIFARE #, MATCHING PROX #, LAM | Ea |  | 1 Year | 16.17 | 5% | 15.3615
59271 | HID | 2624PKCGGMNNM | COMPOSITE ICLASS 32K/DESFIRE EVI 8K/PROX, PROG. ICLASS/PROX, F-GLOSSY, B-GLOSSY, MATCHING ICLASS#, NO SLOT, NO DESFIRE#, MATCHING PROX#, LAM | Ea |  | 1 Year | 17.3 | 5% | 16.435
59272 | HID | 2624PKPGGMNNM | COMPOSITE ICLASS 32K (16K/16+16K/1)/DESFIRE EV1 8K/PROX, PROG ICLASS_NON-PROG DESFIRE_ PROG PROX, F-GLOSS, B-GLOSS, MATCHING ICLASS #, NO SLOT, NO DESFIRE #, MATCHING PROX # | Ea |  | 1 Year | 17.3 | 5% | 16.435
59273 | HID | 2624PKPGGNNNM | COMPOSITE ICLASS 32K/DESFIRE EVI 8K/PROX, PROG. ICLASS/PROX, F-GLOSSY, B-GLOSSY, NO ICLASS#, NO SLOT, NO DESFIRE#, MATCHING PROX#, LAM | Ea |  | 1 Year | 17.3 | 5% | 16.435
59274 | HID | 2624PNCGGANNN | COMPOSITE ICLASS 32K (16K/16+16K/1)/MIFARE 4K/PROX, PROG ICLASS_NON-PROG MIFARE_PROG PROX, F-GLOSS, B-GLOSS, MATCHING ICLASS LASER #, NO SLOT, NO MIFARE #, NO PROX # | Ea |  | 1 Year | 16.17 | 5% | 15.3615
59275 | HID | 2624PNPG1ANNN | COMPOSITE ICLASS 32K/MIFARE 4K/PROX, PROG. ICLASS/PROX, F-WHITE GLOSSY, B- WHITE W/MAG, LASER ICLASS#, NO SLOT, NO MIFARE#, NO PROX#, LAM | Ea |  | 1 Year | 16.17 | 5% | 15.3615
59276 | HID | 2624PNPG1MNNN | COMPOSITE ICLASS 32K/MIFARE 4K/PROX, PROG. ICLASS/PROX, F-WHITE GLOSSY, B- WHITE W/MAG, MATCHING ICLASS#, NO SLOT, NO#, LAM | Ea |  | 1 Year | 16.17 | 5% | 15.3615
59277 | HID | 2624PNPGGANNN | COMPOSITE ICLASS 32K (16K/16 + 16K/1)/MIFARE 4K/PROX, PROG. ICLASS/PROX, F-GLOSSY, B- GLOSS, LASER ICLASS#, NO SLOT, NO MIFARE#, NO PROX, LAM | Ea |  | 1 Year | 16.17 | 5% | 15.3615
59278 | HID | 2624PNPGGMNNM | COMPOSITE ICLASS 32K (16K/16 + 16K/1)/MIFARE 4K/PROX, PROG. ICLASS/PROX, F-GLOSSY, B- GLOSS, MATCHING ICLASS#, NO SLOT, NO MIFARE#, MATCH. PROX, LAM | Ea |  | 1 Year | 16.17 | 5% | 15.3615
59279 | HID | 2630PMPGGMNNM | COMPOSITE ICLASS 2K/MIFARE 1K/PROX, PROG. ICLASS/PROX, F-GLOSS, B- GLOSS, MATCH ICLASS#, NO SLOT, NO MIFARE#, MATCH. PROX#, LAM | Ea |  | 1 Year | 16.22 | 5% | 15.409
59280 | HID | 2630TMPGGMNMM | COMPOSITE ICLASS 2K/MIFARE 1K/PROX, PROG. ICLASS/MIFARE/PROX, F-GLOSS, B- GLOSS, MATCH ICLASS#, NO SLOT, MATCH MIFARE#, MATCH. PROX#, | Ea |  | 1 Year | 16.22 | 5% | 15.409
59281 | HID | 2633NKPG1NNNN | COMPOSITE ICLASS 32K (16K/2 + 16K/1)/DESFIRE EV1 8K/PROX, NON PROG. ICLASS/PROX, F-GLOSS, B- GLOSS W/ MAG, NO ICLASS#, NO SLOT, NO DESFIRE#, NO PROX#, LAM | Ea |  | 1 Year | 17.72 | 5% | 16.834
59282 | HID | 2633NNNGGNNNN | ICLASS 32K/MIFARE 4K/PROX, NON-PROG., F-GLOSS, B- GLOSS, NO#, NO SLOT, LAM | Ea |  | 1 Year | 17.72 | 5% | 16.834
59283 | HID | 2633PKPGGMNNM | COMPOSITE ICLASS 32K (16K/2 + 16K/1)/DESFIRE EV1 8K/PROX, PROG. ICLASS/PROX, F-GLOSS, B- GLOSS, MATCH ICLASS#, NO SLOT, NO DESFIRE#, MATCH. PROX#, LAM | Ea |  | 1 Year | 18.85 | 5% | 17.9075
59284 | HID | 2633PNPGGMNNM | COMPOSITE ICLASS 32K (16K/2 + 16K/1)/MIFARE 4K/PROX, PROG. ICLASS/PROX, F-GLOSS, B- GLOSS, MATCH ICLASS#, NO SLOT, NO MIFARE#, MATCH. PROX#, LAM | Ea |  | 1 Year | 17.72 | 5% | 16.834
59285 | HID | 2633TKPGGMNNN | COMPOSITE ICLASS 32K (16K/2 + 16K/1)/DESFIRE EV1 8K/PROX, PROG. ICLASS/DESFIRE/PROX, F-GLOSS, B- GLOSS, MATCH ICLASS#, NO SLOT, NO DESFIRE#, NO PROX#, LAM | Ea |  | 1 Year | 18.85 | 5% | 17.9075
59286 | HID | 2633TNPGGANAA | COMPOSITE ICLASS 32K (16K/2+16K/1) + MIFARE 4K + PROX, EMBEDDABLE, PROG ICLASS/MIFARE/PROX, F-GLOSS, B-GLOSS, MATCHING ICLASS LASER #, NO SLOT, MATCHING MIFARE LASER #, MATCHING PROX LASER #, LAM | Ea |  | 1 Year | 17.72 | 5% | 16.834
59287 | HID | 2633TNPGGMNMM | COMPOSITE ICLASS 32K (16K/2 + 16K/1)/MIFARE 4K/PROX, PROG. ICLASS/MIFARE/PROX, F-GLOSS, B- GLOSS, MATCH ICLASS#, NO SLOT, MATCH MIFARE#, MATCH. PROX# | Ea |  | 1 Year | 17.72 | 5% | 16.834
59288 | HID | 2634BKPGGMNMM | ICLASS 32K/DESFIRE 8K EV1/PROX, PROG., F-GLOSS, B- GLOSS, MATCH ICLASS#, NO SLOT, MATCH. DESFIRE#, MATCH. PROX, LAM | Ea |  | 1 Year | 18.85 | 5% | 17.9075
59289 | HID | 2634PKPGGMNNM | COMPOSITE ICLASS 32K (16K/16 + 16K/1)/DESFIRE EV1 8K/PROX, PROG. ICLASS/PROX, F-GLOSS, B- GLOSS, MATCH ICLASS#, NO SLOT, NO DESFIRE#, MATCH. PROX#, LAM | Ea |  | 1 Year | 18.85 | 5% | 17.9075
59290 | HID | 2634PNPGGMNNM | COMPOSITE ICLASS 32K (16K/16 + 16K/1)/MIFARE 4K/PROX, PROG. ICLASS/PROX, F-GLOSS, B- GLOSS, MATCH ICLASS#, NO SLOT, NO MIFARE#, MATCH. PROX#, LAM | Ea |  | 1 Year | 17.72 | 5% | 16.834
59291 | HID | 2718030-4000 | CASI MAG STRIPE | Ea |  | 1 Year | 1.61 | 5% | 1.5295
59292 | HID | 272NAKGGNNM | HID MIFARE 4K DESFIRE EV1 8KB, PROG DESFIRE, F-GLOSS, B-GLOSS, NO MIFARE #, NO SLOT, MATCH DESFIRE, LAM | Ea |  | 1 Year | 14.3 | 5% | 13.585
59293 | HID | 272NBKGGMNM | HID MIFARE 4K DESFIRE EV1 8KB, PROG BOTH, F-GLOSS, B-GLOSS, MATCH MIFARE #, NO SLOT, MATCH DESFIRE, LAM | Ea |  | 1 Year | 14.3 | 5% | 13.585
59294 | HID | 272NPKGGMNN | HID MIFARE 4K DESFIRE EV1 8KB, PROG, F-GLOSS, B-GLOSS, MATCH MIFARE #, NO SLOT, NO DESFIRE, LAM | Ea |  | 1 Year | 14.3 | 5% | 13.585
59295 | HID | 295ONKPGGNNNN | LEGIC PRIME 1024, DESFIRE EV1 8K, HID PROX, MELINEX CARD BODY, PROX PROG., F-GLOSS, B-GLOSS, NO EXTERNAL MARKING, NO SLOT, | Ea |  | 1 Year | 19.5 | 5% | 18.525
59296 | HID | 295ONKPGGNNNN-A000328 | RWE, LEGIC PRIME 1024, DESFIRE EV1 8K, HID PROX, MELINEX CARD BODY, PROX PROG., F-GLOSS, B-GLOSS, NO EXTERNAL MARKING, NO SLOT, | Ea |  | 1 Year | 19.5 | 5% | 18.525
59297 | HID | 30-0001-01 | SW, SPST-BSC , SMD-4X LEAD FREE | Ea |  | 1 Year | 30 | 5% | 28.5
59298 | HID | 30-0003-01 | SW MATRIX, MOLDED RUBBER, 3 X 4, LEAD FREE | Ea |  | 1 Year | 31.2 | 5% | 29.64
59299 | HID | 3000PCCMN-A000056 | ICLASS 2K/2, SE, PROG., F-DTK SAMPLE CARD, B-ICLASS 2K SE, MATCH.#, NO SLOT | Ea |  | 1 Year | 9.6 | 5% | 9.12
59300 | HID | 3000PCCMN-A000113 | ICLASS 2K/2, SE, PROG., F- SAMPLE CARD ICLASS SE 2/2K, B-ICLASS 2K SE W/BUG, MATCH.#, NO SLOT | Ea |  | 1 Year | 5.1 | 5% | 4.845
59301 | HID | 3000PG1MB | ICLASS SE 2K/2, PROG, F-GLOSS, B-GLOSS W/MAG, MATCHING #, HORIZONTAL SLOT COMPATABLE, LAM | Ea |  | 1 Year | 5.1 | 5% | 4.845
59302 | HID | 3000PG1MH | ICLASS 2K/2, PROG, SE, F-GLOSS, B-GLOSS W/MAG, MATCHING #, HORIZONTAL SLOT, LAM | Ea |  | 1 Year | 5.1 | 5% | 4.845
59303 | HID | 3000PG1MN | ICLASS 2K/2 SE, PROG, F-GLOSS, B-GLOSS W/MAG, MATCH, NO SLOT | Ea |  | 1 Year | 5.1 | 5% | 4.845
59304 | HID | 3000PG1MV | ICLASS 2K/2 SE, PROG, F-GLOSS, B-GLOSS W/MAG, MATCH, VERT SLOT | Ea |  | 1 Year | 5.1 | 5% | 4.845
59305 | HID | 3000PG1SB-PACK50 | ICLASS SE 2K/2, PROG, F-GLOSS, B-GLOSS W/MAG & VERT/HORZ SLOT DOTS, SEQ NON-MATCHING #, NO SLOT, LAM, PACK 50 PER BOX | Ea |  | 1 Year | 5.1 | 5% | 4.845
59306 | HID | 3000PGGAN | ICLASS SE 2K/2, PROG, F-GLOSS, B-GLOSS, LASER MATCHING #, NO SLOT | Ea |  | 1 Year | 5.1 | 5% | 4.845
59307 | HID | 3000PGGAN-ISOB | ICLASS SE (2K/2), PROG, F-GLOSS, B-GLOSS, MATCHING ICLASS LASER #, NO SLOT, ISOB | Ea |  | 1 Year | 5.1 | 5% | 4.845
59308 | HID | 3000PGGCN | ICLASS 2K/2 SE, PROG, F - GLOSS, B - GLOSS, RANDOM INTERNAL/NON-MATCHING SEQ EXTERNAL LASER, NO SLOT | Ea |  | 1 Year | 5.1 | 5% | 4.845
59309 | HID | 3000PGGMB | ICLASS 2K/2, PROG, SE, F-GLOSS, B-GLOSS W/ BOTH VERT. & HORZ. SLOT INDICATORS, MATCH #, NO SLOT | Ea |  | 1 Year | 5.1 | 5% | 4.845
59310 | HID | 3000PGGMH | ICLASS 2K/2, PROG, SE, F-GLOSS, B-GLOSS, MATCHING #, HORIZONTAL SLOT, LAM | Ea |  | 1 Year | 5.1 | 5% | 4.845
59311 | HID | 3000PGGMN | ICLASS 2K/2 SE, PROG, F-GLOSS, B-GLOSS, MATCH, NO SLOT | Ea |  | 1 Year | 5.1 | 5% | 4.845
59312 | HID | 3000PGGMV | ICLASS 2K/2 SE, PROG, F-GLOSS, B-GLOSS, MATCH, VERT SLOT | Ea |  | 1 Year | 5.1 | 5% | 4.845
59313 | HID | 3000PGGNN | ICLASS SE 2K/2, PROG, F-GLOSS, B-GLOSS, NO #, NO SLOT | Ea |  | 1 Year | 5.1 | 5% | 4.845
59314 | HID | 3000PGGNV | ICLASS 2K/2 SE, PROG, F-GLOSS, B-GLOSS, NO #, VERT SLOT | Ea |  | 1 Year | 5.1 | 5% | 4.845
59315 | HID | 3000PGGRV-PACK50 | ICLASS SE 2K/2, PROG, F-GLOSS, B-GLOSS, RANDOM NON-MATCHING SEQ #, VERT SLOT, PACK 50 CARDS PER BOX | Ea |  | 1 Year | 254.93 | 5% | 242.1835
59316 | HID | 3000PGGSB | ICLASS 2K/2, PROG, SE, F-GLOSS, B-GLOSS W/ BOTH VERT. & HORZ. SLOT INDICATORS, SEQ. #, NO SLOT | Ea |  | 1 Year | 5.1 | 5% | 4.845
59317 | HID | 3000PGGSB-PACK50 | ICLASS 2K/2, PROG, SE, F-GLOSS, B-GLOSS W/BOTH VERT. & HORZ. SLOT DOTS, SEQ. #, NO SLOT, LAM, PACK 50 PER BOX | Ea |  | 1 Year | 5.1 | 5% | 4.845
59318 | HID | 3000PGGSN | ICLASS 2K/2 SE, PROG, F-GLOSS, B-GLOSS, SEQ. MATCH, NO SLOT | Ea |  | 1 Year | 5.1 | 5% | 4.845
59319 | HID | 3000PGGSN-PACK50 | ICLASS 2K/2 SE, PROG, F-GLOSS, B-GLOSS, SEQ, NO SLOT | Ea |  | 1 Year | 5.1 | 5% | 4.845
59320 | HID | 3000PGGSV | ICLASS 2K/2 SE, PROG, F-GLOSS, B-GLOSS, SEQ, VERT SLOT | Ea |  | 1 Year | 5.1 | 5% | 4.845
59321 | HID | 3000VGGNB | ICLASS SE 2K/2, ER CONFIGURED, F-GLOSS, B-GLOSS, NO #, NO SLOT | Ea |  | 1 Year | 5.1 | 5% | 4.845
59322 | HID | 3000VGGNN | ICLASS 2K/2, ER PROG., F-GLOSS, B-GLOSS, NO #, NO SLOT | Ea |  | 1 Year | 5.1 | 5% | 4.845
59323 | HID | 3000VGGNV | ICLASS SE 2K/2, ER CONFIGURED, F-GLOSS, B-GLOSS, NO #, VERT SLOT | Ea |  | 1 Year | 5.1 | 5% | 4.845
59324 | HID | 3000VGGSN | ICLASS SE 2K/2, ER CONFIGURED, F-GLOSS, B-GLOSS, SEQ NON-MATCHING #, NO SLOT | Ea |  | 1 Year | 5.1 | 5% | 4.845
59325 | HID | 3001PGGBV | ICLASS 16K/2 SE, PROG, F-GLOSS, B-GLOSS, SEQ INTERNAL / SEQ NON-MATCH.# EXTERNAL, LASER, VERTICAL SLOT | Ea |  | 1 Year | 9.22 | 5% | 8.759
59326 | HID | 3001PGGMH | ICLASS 16K/2 SE, PROG, F-GLOSS, B-GLOSS, MATCH.#, HORIZONTAL SLOT | Ea |  | 1 Year | 9.22 | 5% | 8.759
59327 | HID | 3001PGGMN | ICLASS 16K/2 SE, PROG, F-GLOSS, B-GLOSS, MATCHING, NO SLOT | Ea |  | 1 Year | 9.22 | 5% | 8.759
59328 | HID | 3001PGGMV | ICLASS 16K/2 SE, PROG, F-GLOSS, B-GLOSS, MATCH.#, VERT. SLOT | Ea |  | 1 Year | 9.22 | 5% | 8.759
59329 | HID | 3001PGGSN | ICLASS 16K/2 SE, PROG, F-GLOSS, B-GLOSS, SEQ, NO SLOT | Ea |  | 1 Year | 9.22 | 5% | 8.759
59330 | HID | 3002PG1MN | ICLASS 16K/16 SE, PROG, F-GLOSS, B-GLOSS W/MAG, MATCH.#, NO SLOT | Ea |  | 1 Year | 9.22 | 5% | 8.759
59331 | HID | 3002PGGMH | ICLASS 16K/16, SE, PROG, F-GLOSS, B-GLOSS, MATCH #, HORZ SLOT, LAM | Ea |  | 1 Year | 9.22 | 5% | 8.759
59332 | HID | 3002PGGMN | ICLASS 16K/16 SE, PROG, F-GLOSS, B-GLOSS, MATCHING, NO SLOT | Ea |  | 1 Year | 9.22 | 5% | 8.759
59333 | HID | 3002PGGMV | ICLASS 16K/16 SE, PROG, F-GLOSS, B-GLOSS, MATCHING, VERT. SLOT | Ea |  | 1 Year | 9.22 | 5% | 8.759
59334 | HID | 3002PGGSB-PACK50 | ICLASS 16K/16, SE, PROG, F-GLOSS, B-GLOSS W/BOTH VERT. & HORZ. SLOT DOTS, SEQ. #, NO SLOT, LAM, PACK 50 PER BOX | Ea |  | 1 Year | 9.22 | 5% | 8.759
59335 | HID | 3002PGGSN-PACK50 | ICLASS 16K/16 SE, PROG, F-GLOSS, B-GLOSS, SEQUENTIAL, NO SLOT | Ea |  | 1 Year | 12.96 | 5% | 12.312
59336 | HID | 3002VGGNN | ICLASS 16K/16, ER PROG, F-GLOSS, B-GLOSS, NO ICLASS #, NO SLOT | Ea |  | 1 Year | 9.22 | 5% | 8.759
59337 | HID | 3003PCCMN-A000058 | ICLASS 32K (16K/2 +16K/1), SE, PROG., F-DTK SAMPLE CARD, B-ICLASS 16K/2 +16K/1K SE, MATCH#, NO SLOT | Ea |  | 1 Year | 9.6 | 5% | 9.12
59338 | HID | 3003PG1MN | ICLASS SE 32K (16K/2 + 16K/1), PROG., F-GLOSS, B-GLOSS W/ MAG, MATCHING #, NO SLOT | Ea |  | 1 Year | 9.6 | 5% | 9.12
59339 | HID | 3003PGGAN-ISOB | ICLASS SE (16K/2 + 16K/1), PROG, F-GLOSS, B-GLOSS, MATCHING ICLASS LASER #, NO SLOT, ISOB | Ea |  | 1 Year | 9.6 | 5% | 9.12
59340 | HID | 3003PGGMN | ICLASS 32K (16K/2 + 16K/1) SE, PROG, F-GLOSS, B-GLOSS, MATCHING, NO SLOT | Ea |  | 1 Year | 9.6 | 5% | 9.12
59341 | HID | 3003PGGMV | ICLASS SE 32K (16K/2+16K/1), PROG, F-GLOSS, B-GLOSS, MATCHING #, VERT SLOT | Ea |  | 1 Year | 9.6 | 5% | 9.12
59342 | HID | 3003PGGNN | ICLASS 32K (16K/2 + 16K/1) SE, PROG, F-GLOSS, B-GLOSS, NO#, NO SLOT | Ea |  | 1 Year | 9.6 | 5% | 9.12
59343 | HID | 3003PGGSN | ICLASS SE 32K (16K/2+16K/1), PROG, F-GLOSS, B-GLOSS, SEQ NON-MATCHING #, NO SLOT | Ea |  | 1 Year | 9.6 | 5% | 9.12
59344 | HID | 3003VGGNN | ICLASS 32K, ER PROG., F-GLOSS, B-GLOSS, NO #, NO SLOT | Ea |  | 1 Year | 9.6 | 5% | 9.12
59345 | HID | 3004PCCMN-A000059 | ICLASS 32K (16K/16 +16K/1), SE, PROG., F-DTK SAMPLE CARD, B-ICLASS 16K/2 +16K/1K SE, MATCH#, NO SLOT | Ea |  | 1 Year | 9.6 | 5% | 9.12
59346 | HID | 3004PG1MN | ICLASS 32K (16K/16 + 16K/1) SE, PROG, F-GLOSS, B-GLOSS W/MAG, MATCHING, NO SLOT | Ea |  | 1 Year | 9.6 | 5% | 9.12
59347 | HID | 3004PGGAN-ISOB | ICLASS SE (16K/16 + 16K/1), PROG, F-GLOSS, B-GLOSS, MATCHING ICLASS LASER #, NO SLOT, ISOB | Ea |  | 1 Year | 9.6 | 5% | 9.12
59348 | HID | 3004PGGMN | ICLASS 32K (16K/16 + 16K/1) SE, PROG, F-GLOSS, B-GLOSS, MATCHING, NO SLOT | Ea |  | 1 Year | 9.6 | 5% | 9.12
59349 | HID | 3004PGGMV | ICLASS 32K (16K/16 + 16K/1) SE, PROG, F-GLOSS, B-GLOSS, MATCHING, VERT. SLOT | Ea |  | 1 Year | 9.6 | 5% | 9.12
59350 | HID | 3004PGGNN | ICLASS 32K (16K/16 + 16K/1) SE, PROG, F-GLOSS, B-GLOSS, NO#, NO SLOT | Ea |  | 1 Year | 9.6 | 5% | 9.12
59351 | HID | 3004PGGRN | ICLASS 32K (16K/16 + 16K/1) SE, PROG, F-GLOSS, B-GLOSS, RANDOM#, NO SLOT | Ea |  | 1 Year | 9.6 | 5% | 9.12
59352 | HID | 3004PGGSN | ICLASS 32K (16K/16 + 16K/1) SE, PROG, F-GLOSS, B-GLOSS, SEQ.#, NO SLOT | Ea |  | 1 Year | 9.6 | 5% | 9.12
59353 | HID | 3004PGGSV | ICLASS 32K (16K/16 + 16K/1) SE, PROG, F-GLOSS, B-GLOSS, SEQ. NON MATCHING, VERT. SLOT | Ea |  | 1 Year | 9.6 | 5% | 9.12
59354 | HID | 3004VGGNN | ICLASS SE 32K (16K/16+16K/1), ER CONFIGURED, F-GLOSS, B-GLOSS, NO #, NO SLOT | Ea |  | 1 Year | 9.6 | 5% | 9.12
59355 | HID | 3010-101-01 | MT, PRGMR/DRK/DEMO, HID MIFARE RDR | Ea |  | 1 Year | 40 | 5% | 38
59356 | HID | 3014PGGRN | COMPOSITE ICLASS 32K (16K/16 + 16K/1) SE, PROG, F-GLOSS, B-GLOSS, RANDOM#, NO SLOT | Ea |  | 1 Year | 9.6 | 5% | 9.12
59357 | HID | 3050PG1AN | ICLASS 2K/2 SE, COMPOSITE, PROG, F-GLOSS, B-GLOSS W/MAG, MATCHING LASER, NO SLOT | Ea |  | 1 Year | 5.1 | 5% | 4.845
59358 | HID | 3050PG1AV | COMPOSITE ICLASS SE 2K/2, PROG, F-GLOSS, B-GLOSS W/MAG, MATCHING LASER #, VERT SLOT | Ea |  | 1 Year | 5.1 | 5% | 4.845
59359 | HID | 3050PG1MB | ICLASS 2K/2, SE, PROG., F-GLOSS, B-GLOSS W/MAG & BOTH VERT/HORZ. SLOT DOTS, MATCHING #, NO SLOT, LAM | Ea |  | 1 Year | 5.1 | 5% | 4.845
59360 | HID | 3050PG1MN | ICLASS 2K/2 SE, COMPOSITE, PROG, F-GLOSS, B-GLOSS W/MAG, MATCHING, NO SLOT | Ea |  | 1 Year | 5.1 | 5% | 4.845
59361 | HID | 3050PG1MV | COMPOSITE ICLASS 2K/2, SE, PROG, F - GLOSS, B - GLOSS W/MAG, MATCH. #, VERT. SLOT | Ea |  | 1 Year | 5.1 | 5% | 4.845
59362 | HID | 3050PG1NB | ICLASS 2K/2, SE, PROG., F-GLOSS, B-GLOSS W/MAG & BOTH VERT/HORZ. SLOT DOTS, NO #, NO SLOT, LAM | Ea |  | 1 Year | 5.1 | 5% | 4.845
59363 | HID | 3050PGGMB | ICLASS 2K/2, SE, PROG., F-GLOSS, B-GLOSS W/ BOTH VERT. & HORZ. SLOT INDICATORS, MATCH #, NO SLOT, LAM | Ea |  | 1 Year | 5.1 | 5% | 4.845
59364 | HID | 3050PGGMN | ICLASS 2K/2 SE, COMPOSITE, PROG, F-GLOSS, B-GLOSS, MATCHING, NO SLOT | Ea |  | 1 Year | 5.1 | 5% | 4.845
59365 | HID | 3050PGGMV | COMPOSITE ICLASS 2K/2, SE, PROG, F-GLOSS, B-GLOSS, MATCH. #, VERT. SLOT | Ea |  | 1 Year | 5.1 | 5% | 4.845
59366 | HID | 3050PGGNH | COMPOSITE ICLASS 2K/2, SE, PROG, F-GLOSS, B-GLOSS, NO #, HORZ. SLOT, LAM | Ea |  | 1 Year | 5.1 | 5% | 4.845
59367 | HID | 3050PGGNN | ICLASS 2K/2 SE, COMPOSITE, PROG, F-GLOSS, B-GLOSS, NO #, NO SLOT | Ea |  | 1 Year | 5.1 | 5% | 4.845
59368 | HID | 3050PGGNV | COMPOSITE ICLASS 2K/2, SE, PROG, F-GLOSS, B-GLOSS, NO #, VERT. SLOT | Ea |  | 1 Year | 5.1 | 5% | 4.845
59369 | HID | 3050PGGRN | ICLASS 2K/2 SE, COMPOSITE, PROG, F-GLOSS, B-GLOSS, RANDOM, NO SLOT | Ea |  | 1 Year | 5.1 | 5% | 4.845
59370 | HID | 3050PGGSN | ICLASS 2K/2 SE, COMPOSITE, PROG, F-GLOSS, B-GLOSS, SEQUENTIAL, NO SLOT | Ea |  | 1 Year | 5.1 | 5% | 4.845
59371 | HID | 3050VGGNN | COMPOSITE ICLASS 2K/2 SE, ER PROG., F-GLOSS, B-GLOSS, NO #, NO SLOT | Ea |  | 1 Year | 5.1 | 5% | 4.845
59372 | HID | 3050VGGNV | COMPOSITE ICLASS 2K/2 SE, ER PROG., F-GLOSS, B-GLOSS, NO #, VERTICAL SLOT | Ea |  | 1 Year | 4.95 | 5% | 4.7025
59373 | HID | 3051PGGMN | ICLASS 16K/2 SE, COMPOSITE, PROG, F-GLOSS, B-GLOSS, MATCHING, NO SLOT | Ea |  | 1 Year | 9.22 | 5% | 8.759
59374 | HID | 3051PGGRN | ICLASS 16K/2 SE, COMPOSITE, PROG, F-GLOSS, B-GLOSS, RANDOM, NO SLOT | Ea |  | 1 Year | 9.22 | 5% | 8.759
59375 | HID | 3052PGGMH | ICLASS 16K/16 SE, COMPOSITE, PROG, F-GLOSS, B-GLOSS, MATCHING, HORIZONTAL SLOT, LAM | Ea |  | 1 Year | 9.22 | 5% | 8.759
59376 | HID | 3052PGGMN | ICLASS 16K/16 SE, COMPOSITE, PROG, F-GLOSS, B-GLOSS, MATCHING, NO SLOT | Ea |  | 1 Year | 9.22 | 5% | 8.759
59377 | HID | 3052PGGMV | COMPOSITE ICLASS SE 16K/16, PROG, F-GLOSS, B-GLOSS, MATCHING #, VERT SLOT | Ea |  | 1 Year | 9.22 | 5% | 8.759
59378 | HID | 3053PG1MN | ICLASS 32K (16K/2 + 16K/1) SE, COMPOSITE, PROG, F-GLOSS, B-GLOSS W/MAG, MATCHING, NO SLOT | Ea |  | 1 Year | 9.6 | 5% | 9.12
59379 | HID | 3053PG1RV | COMPOSITE ICLASS SE 32K (16K/2+16K/1), PROG, F-GLOSS, B-GLOSS W/MAG, RANDOM NON-MATCHING SEQ #, VERT SLOT | Ea |  | 1 Year | 9.6 | 5% | 9.12
59380 | HID | 3053PGGAN | COMPOSITE, ICLASS 32K (16K/2 + 16K/1) SE, PROG, F-GLOSS, B-GLOSS, LASER#, NO SLOT | Ea |  | 1 Year | 9.6 | 5% | 9.12
59381 | HID | 3053PGGAV | COMPOSITE, ICLASS 32K (16K/2 + 16K/1) SE, PROG, F-GLOSS, B-GLOSS, LASER#, VERT. SLOT | Ea |  | 1 Year | 9.6 | 5% | 9.12
59382 | HID | 3053PGGMN | ICLASS 32K (16K/2 + 16K/1) SE, COMPOSITE, PROG, F-GLOSS, B-GLOSS, MATCHING, NO SLOT | Ea |  | 1 Year | 9.6 | 5% | 9.12
59383 | HID | 3053VGGNN | ICLASS 32K (16K/2 + 16K/1) SE, COMPOSITE, NON-PROG, F-GLOSS, B-GLOSS, NO ICLASS #, NO SLOT | Ea |  | 1 Year | 9.6 | 5% | 9.12
59384 | HID | 3054PGGMN | ICLASS 32K (16K/16 + 16K/1) SE, COMPOSITE, PROG, F-GLOSS, B-GLOSS, MATCHING, NO SLOT | Ea |  | 1 Year | 9.6 | 5% | 9.12
59385 | HID | 3054PGGMV | COMPOSITE ICLASS 32K (16K/16 + 16K/1) SE, PROG, F-GLOSS, B-GLOSS, MATCH., VERT. SLOT | Ea |  | 1 Year | 9.6 | 5% | 9.12
59386 | HID | 3054PGGNN | ICLASS 32K (16K/16 + 16K/1) SE, COMPOSITE, PROG, F-GLOSS, B-GLOSS, NO #, NO SLOT | Ea |  | 1 Year | 9.6 | 5% | 9.12
59387 | HID | 3054PGGRN | ICLASS 32K (16K/16 + 16K/1) SE, COMPOSITE, PROG, F-GLOSS, B-GLOSS, RANDOM, NO SLOT | Ea |  | 1 Year | 9.6 | 5% | 9.12
59388 | HID | 31-0003-01 | LED LENS, 3MM DOME, .360 LONG LEAD FREE | Ea |  | 1 Year | 0.5 | 5% | 0.475
59389 | HID | 31-0003-02 | LED LENS, 2.25MM DOME, LEAD FREE | Ea |  | 1 Year | 0.5 | 5% | 0.475
59390 | HID | 3100PGGANN | ICLASS PROX SE 2K/2, PROG., F-GLOSS, B-GLOSS, MATCH LASER ICLASS#, NO SLOT, NO PROX # | Ea |  | 1 Year | 10.97 | 5% | 10.4215
59391 | HID | 3100PGGMNN | ICLASS PROX SE 2K/2, PROG., F-GLOSS, B-GLOSS, MATCH. ICLASS#, NO SLOT, NO PROX # | Ea |  | 1 Year | 10.97 | 5% | 10.4215
59392 | HID | 3100PGGMVM | ICLASS PROX SE 2K/2, PROG., F-GLOSS, B-GLOSS, MATCH. ICLASS#, VERT SLOT, MATCH. PROX # | Ea |  | 1 Year | 10.97 | 5% | 10.4215
59393 | HID | 3100PGGNVN | ICLASS PROX SE 2K/2, PROG ICLASS, NON-PROG PROX, F-GLOSS, B-GLOSS, NO ICLASS #, VERTICAL SLOT, NO PROX # | Ea |  | 1 Year | 10.97 | 5% | 10.4215
59394 | HID | 3100RG1MNM | ICLASS PROX SE 2K/2, PROG ICLASS/PROX, F-GLOSS, B-GLOSS W/MAG, MATCH ICLASS#, NO SLOT, MATCH PROX # | Ea |  | 1 Year | 10.97 | 5% | 10.4215
59395 | HID | 3100RG1MNN | ICLASS PROX SE 2K/2, PROG ICLASS/PROX, F-GLOSS, B-GLOSS W/MAG, MATCH ICLASS#, NO SLOT, NO PROX # | Ea |  | 1 Year | 10.97 | 5% | 10.4215
59396 | HID | 3100RG1MVN | ICLASS PROX SE 2K/2, PROG ICLASS/PROX, F-GLOSS, B-GLOSS W/MAG, MATCHING ICLASS #, VERTICAL SLOT, NO PROX # | Ea |  | 1 Year | 10.97 | 5% | 10.4215
59397 | HID | 3100RGGMNM | ICLASS PROX SE 2K/2, PROG ICLASS/PROX, F-GLOSS, B-GLOSS, MATCH ICLASS#, NO SLOT, MATCH PROX # | Ea |  | 1 Year | 10.97 | 5% | 10.4215
59398 | HID | 3100RGGMNN | ICLASS PROX SE 2K/2, PROG ICLASS/PROX, F-GLOSS, B-GLOSS, MATCH ICLASS#, NO SLOT, NO PROX # | Ea |  | 1 Year | 10.97 | 5% | 10.4215
59399 | HID | 3100RGGMVM | ICLASS PROX SE 2K/2, PROG., F-GLOSS, B-GLOSS, MATCH ICLASS#, VERT. SLOT, MATCH PROX # | Ea |  | 1 Year | 10.97 | 5% | 10.4215
59400 | HID | 3100RGGNNM | ICLASS PROX SE 2K/2, PROG ICLASS/PROX, F-GLOSS, B-GLOSS, NO ICLASS#, NO SLOT, MATCH. PROX # | Ea |  | 1 Year | 10.97 | 5% | 10.4215
59401 | HID | 3100RGGNNN | ICLASS PROX SE 2K/2, PROG ICLASS/PROX, F-GLOSS, B-GLOSS, NO ICLASS#, NO SLOT, NO PROX # | Ea |  | 1 Year | 10.97 | 5% | 10.4215
59402 | HID | 3100VGGNNN | ICLASS SE PROX 2K/2, ER CONFIG, F-GLOSS, B-GLOSS, NO ICLASS #, NO SLOT, NO PROX # | Ea |  | 1 Year | 10.97 | 5% | 10.4215
59403 | HID | 3101RGGMNM | ICLASS PROX SE (16K/2), PROG. ICLASS/PROX, F-GLOSS, B-GLOSS, MATCH ICLASS#, NO SLOT, MATCH. PROX# | Ea |  | 1 Year | 12.96 | 5% | 12.312
59404 | HID | 3101RGGMNN | ICLASS PROX SE (16K/2), PROG. ICLASS/PROX, F-GLOSS, B-GLOSS, MATCH ICLASS#, NO SLOT, NO PROX# | Ea |  | 1 Year | 12.96 | 5% | 12.312
59405 | HID | 3101RGGMVM | ICLASS PROX SE (16K/2), PROG. ICLASS/PROX, F-GLOSS, B-GLOSS, MATCH ICLASS#, VERT. SLOT, MATCH. PROX# | Ea |  | 1 Year | 12.96 | 5% | 12.312
59406 | HID | 3102RGGMNM | ICLASS PROX SE (16K/16), PROG ICLASS/PROX, F-GLOSS, B-GLOSS, MATCH ICLASS #, NO SLOT, MATCH PROX# | Ea |  | 1 Year | 12.96 | 5% | 12.312
59407 | HID | 3102RGGMNN | ICLASS PROX SE (16K/16), PROG ICLASS/PROX, F-GLOSS, B-GLOSS, MATCH ICLASS #, NO SLOT, NO PROX# | Ea |  | 1 Year | 12.96 | 5% | 12.312
59408 | HID | 3102RGGMVM | ICLASS PROX SE (16K/16), PROG ICLASS/PROX, F-GLOSS, B-GLOSS, MATCH ICLASS #, VERT. SLOT, MATCH PROX# | Ea |  | 1 Year | 12.96 | 5% | 12.312
59409 | HID | 3103PG1MNM | ICLASS 32K SE (16K/2+16K/1), PROX, PROG ICLASS, F-GL, B-GL W/MAG, MATCH ICLASS #, NO SLOT, MATCH 125K # | Ea |  | 1 Year | 13.18 | 5% | 12.521
59410 | HID | 3103PGGMNN | ICLASS, PROX SE 32K(16K/2+16K/1), PROG ICLASS, F-GLOSS, B-GLOSS, MATCH. ICLASS#, NO SLOT, NO PROX# | Ea |  | 1 Year | 13.18 | 5% | 12.521
59411 | HID | 3103PGGNNN | ICLASS, PROX SE 32K(16K/2+16K/1), PROG ICLASS, F-GLOSS, B-GLOSS, NO ICLASS#, NO SLOT, NO PROX# | Ea |  | 1 Year | 13.18 | 5% | 12.521
59412 | HID | 3103RGGMNM | ICLASS, PROX SE 32K(16K/2+16K/1), PROG ICLASS/PROX, F-GLOSS, B-GLOSS, MATCH ICLASS#, NO SLOT, MATCH PROX# | Ea |  | 1 Year | 13.18 | 5% | 12.521
59413 | HID | 3103RGGMNN | ICLASS PROX SE 32K (16K/2+16K/1), PROG ICLASS/PROX, F-GLOSS, B-GLOSS, MATCHING ICLASS #, NO SLOT, NO PROX # | Ea |  | 1 Year | 13.18 | 5% | 12.521
59414 | HID | 3103RGGNNN | ICLASS PROX SE 32K (16K/2+16K/1), PROG ICLASS/PROX, F-GLOSS, B-GLOSS, NO ICLASS #, NO SLOT, NO PROX # | Ea |  | 1 Year | 13.18 | 5% | 12.521
59415 | HID | 3103VGGNNN | ICLASS SE PROX 32K (16K/2+16K/1), ER PROG., F-GLOSS, B-GLOSS, NO ICLASS #, NO SLOT, NO PROX # | Ea |  | 1 Year | 13.18 | 5% | 12.521
59416 | HID | 3104PGGMNN | ICLASS PROX 32K(16K/16+16K/1), SE, PROG ICLASS, F-GLOSS, B-GLOSS, MATCH ICLASS#, NO SLOT, NO. PROX# | Ea |  | 1 Year | 13.18 | 5% | 12.521
59417 | HID | 3104PGGNNN | ICLASS PROX 32K(16K/16+16K/1), SE, PROG ICLASS, F-GLOSS, B-GLOSS, NOH ICLASS#, NO SLOT, NO. PROX# | Ea |  | 1 Year | 13.18 | 5% | 12.521
59418 | HID | 3104RGGMNM | ICLASS PROX SE 32K(16K/16+16K/1), PROG ICLASS/PROX, F-GLOSS, B-GLOSS, MATCH ICLASS#, NO SLOT, MATCH PROX# | Ea |  | 1 Year | 13.18 | 5% | 12.521
59419 | HID | 3104RGGMNN | ICLASS PROX SE 32K(16K/16+16K/1), PROG ICLASS/PROX, F-GLOSS, B-GLOSS, MATCH ICLASS#, NO SLOT, NO PROX# | Ea |  | 1 Year | 13.18 | 5% | 12.521
59420 | HID | 3110PGGNNN | COMPOSITE ICLASS PROX 2K/2, SE, PROG ICLASS, NON-PROG PROX, F-GLOSS, B-GLOSS, NO ICLASS #, NO SLOT, NO PROX #, LAM | Ea |  | 1 Year | 13.77 | 5% | 13.0815
59421 | HID | 3110RG1MNM | COMPOSITE ICLASS PROX 2K/2, SE, PROG ICLASS/PROX, F-GLOSS, B-GLOSS W/MAG, MATCHING ICLASS #, NO SLOT, MATCHING PROX #, LAM | Ea |  | 1 Year | 13.77 | 5% | 13.0815
59422 | HID | 3113RGGMNN | COMPOSITE ICLASS PROX 32K (16K/2+16K/1), SE, EMBEDDABLE, PROG ICLASS/PROX, F-GLOSS, B-GLOSS, MATCHING ICLASS #, NO SLOT, NO PROX # | Ea |  | 1 Year | 15.73 | 5% | 14.9435
59423 | HID | 3114-0508 | JOB CODE PROM, MODEL 415, BARCODE #76413270508 | Ea |  | 1 Year | 285.72 | 5% | 271.434
59424 | HID | 3114-0515 | JC PROM (SINGLE IC), OLD HONEYWELL PANELS, BARCODE #76413270515 | Ea |  | 1 Year | 148.86 | 5% | 141.417
59425 | HID | 3114-4463 | ISO THIN, COMPOSITE PROXCARD W/MAGSTRIPE, PROGRAM, EMPI ENCODING, DIRECT PRINT | Ea |  | 1 Year | 6.54 | 5% | 6.213
59426 | HID | 3150PG1MNN | COMPOSITE ICLASS PROX SE 2K/2, PROG ICLASS, NON-PROG PROX, F-GLOSS, B-GLOSS W/MAG, MATCHING ICLASS #, NO SLOT, NO PROX # | Ea |  | 1 Year | 10.97 | 5% | 10.4215
59427 | HID | 3150PG1NNN | COMPOSITE ICLASS PROX SE 2K/2, PROG ICLASS, F-GLOSS, B-GLOSS W/MAG, MATCH ICLASS#, NO SLOT, NO PROX # | Ea |  | 1 Year | 10.97 | 5% | 10.4215
59428 | HID | 3150PGGMNN | COMPOSITE ICLASS PROX SE 2K/2, PROG ICLASS, F-GLOSS, B-GLOSS, MATCH ICLASS#, NO SLOT, NO PROX # | Ea |  | 1 Year | 10.97 | 5% | 10.4215
59429 | HID | 3150PGGNNN | COMPOSITE ICLASS (2K/2) PROX, PROG ICLASS SE, NON-PROG. PROX, F-GLOSS, B-GLOSS, NO ICLASS#, NO SLOT, NO PROX # | Ea |  | 1 Year | 10.97 | 5% | 10.4215
59430 | HID | 3150RG1MNM | COMPOSITE ICLASS PROX SE 2K/2, PROG ICLASS/PROX, F-GLOSS, B-GLOSS W/MAG, MATCH ICLASS#, NO SLOT, MATCH PROX # | Ea |  | 1 Year | 10.97 | 5% | 10.4215
59431 | HID | 3150RG1MNN | COMPOSITE ICLASS PROX SE 2K/2, PROG ICLASS/PROX, F-GLOSS, B-GLOSS W/MAG, MATCH ICLASS#, NO SLOT, NO PROX # | Ea |  | 1 Year | 10.97 | 5% | 10.4215
59432 | HID | 3150RG1SNN | COMPOSITE ICLASS PROX SE 2K/2, PROG ICLASS/PROX, F-GLOSS, B-GLOSS W/MAG, SEQ ICLASS#, NO SLOT, NO PROX # | Ea |  | 1 Year | 10.97 | 5% | 10.4215
59433 | HID | 3150RGGANN | COMPOSITE ICLASS PROX SE 2K/2, PROG ICLASS/PROX, F-GLOSS, B-GLOSS, MATCH LASER ICLASS#, NO SLOT, NO PROX # | Ea |  | 1 Year | 10.97 | 5% | 10.4215
59434 | HID | 3150RGGMNM | COMPOSITE ICLASS PROX SE 2K/2, PROG ICLASS/PROX, F-GLOSS, B-GLOSS, MATCH ICLASS#, NO SLOT, MATCH PROX # | Ea |  | 1 Year | 10.97 | 5% | 10.4215
59435 | HID | 3150RGGMNN | COMPOSITE ICLASS PROX SE 2K/2, PROG ICLASS/PROX, F-GLOSS, B-GLOSS, MATCH ICLASS#, NO SLOT, NO PROX # | Ea |  | 1 Year | 10.97 | 5% | 10.4215
59436 | HID | 3150RGGMNS | COMPOSITE ICLASS PROX SE 2K/2, PROG ICLASS/PROX, F-GLOSS, B-GLOSS, MATCH ICLASS#, NO SLOT, SEQ NON-MATCHING PROX # | Ea |  | 1 Year | 10.97 | 5% | 10.4215
59437 | HID | 3150RGGMVM | COMPOSITE ICLASS PROX SE 2K/2, PROG ICLASS/PROX, F-GLOSS, B-GLOSS, MATCH ICLASS#, VERT. SLOT, MATCH PROX # | Ea |  | 1 Year | 10.97 | 5% | 10.4215
59438 | HID | 3150RGGMVN | COMPOSITE ICLASS PROX SE 2K/2, PROG ICLASS/PROX, F-GLOSS, B-GLOSS, MATCH. ICLASS#, VERT. SLOT, NO PROX # | Ea |  | 1 Year | 10.97 | 5% | 10.4215
59439 | HID | 3150RGGNNM | COMPOSITE ICLASS PROX SE 2K/2, PROG ICLASS/PROX, F-GLOSS, B-GLOSS, NO ICLASS#, NO SLOT, MATCH PROX # | Ea |  | 1 Year | 10.97 | 5% | 10.4215
59440 | HID | 3150RGGNNN | COMPOSITE ICLASS PROX SE 2K/2, PROG ICLASS/PROX, F-GLOSS, B-GLOSS, NO ICLASS#, NO SLOT, NO # | Ea |  | 1 Year | 10.97 | 5% | 10.4215
59441 | HID | 3150RGGNNS | COMPOSITE ICLASS PROX SE 2K/2, PROG ICLASS/PROX, F-GLOSS, B-GLOSS, NO ICLASS#, NO SLOT, SEQ PROX # | Ea |  | 1 Year | 10.97 | 5% | 10.4215
59442 | HID | 3150RGGNNS-A000089 | COMPOSITE ICLASS PROX SE 2K/2, PROG ICLASS/PROX, F-GLOSS, B-GLOSS, NO ICLASS#, NO SLOT, SEQ PROX #, CUSTOM OUTPUT FILE AS REQUESTED IN JIR APPLICATION-230 | Ea |  | 1 Year | 10.97 | 5% | 10.4215
59443 | HID | 3150RGGNVM | COMPOSITE ICLASS PROX SE 2K/2, PROG ICLASS/PROX, F-GLOSS, B-GLOSS, NO ICLASS#, VERT. SLOT, MATCH PROX # | Ea |  | 1 Year | 10.97 | 5% | 10.4215
59444 | HID | 3150RGGNVN | COMPOSITE ICLASS PROX SE 2K/2, PROG ICLASS/PROX, F-GLOSS, B-GLOSS, NO ICLASS#, VERT. SLOT, NO PROX # | Ea |  | 1 Year | 10.97 | 5% | 10.4215
59445 | HID | 3150RGGSNN | COMPOSITE ICLASS PROX SE 2K/2, PROG ICLASS/PROX, F-GLOSS, B-GLOSS, SEQ ICLASS#, NO SLOT, NO PROX # | Ea |  | 1 Year | 10.97 | 5% | 10.4215
59446 | HID | 3150RGGSNN-A000089 | COMPOSITE ICLASS PROX SE 2K/2, PROG ICLASS/PROX, F-GLOSS, B-GLOSS, SEQ ICLASS#, NO SLOT, NO PROX #, CUSTOM OUTPUT FILE AS REQUESTED IN JIRA APPLICATION-230 | Ea |  | 1 Year | 10.97 | 5% | 10.4215
59447 | HID | 3150RGGSNS | COMPOSITE ICLASS PROX SE 2K/2, PROG ICLASS/PROX, F-GLOSS, B-GLOSS, SEQ. ICLASS#, NO SLOT, SEQ. PROX # | Ea |  | 1 Year | 10.97 | 5% | 10.4215
59448 | HID | 3151RGGMNM | COMPOSITE ICLASS PROX SE (16K/2), PROG. ICLASS/PROX, F-GLOSS, B-GLOSS, MATCH ICLASS#, NO SLOT, MATCH. PROX# | Ea |  | 1 Year | 12.96 | 5% | 12.312
59449 | HID | 3151RGGMNN | COMPOSITE ICLASS/PROX SE (16K/2), PROG. ICLASS/PROX, F-GLOSS, B-GLOSS, MATCHING ICLASS#, NO SLOT, NO PROX# | Ea |  | 1 Year | 12.96 | 5% | 12.312
59450 | HID | 3151RGGMVM | COMPOSITE ICLASS/PROX SE (16K/2), PROG. ICLASS/PROX, F-GLOSS, B-GLOSS, MATCHING ICLASS#, VERT. SLOT, MATCHING PROX# | Ea |  | 1 Year | 12.96 | 5% | 12.312
59451 | HID | 3152RG1MNM | COMPOSITE ICLASS PROX SE (16K/16), PROG ICLASS/PROX, F-GLOSS, B-GLOSS W/ MAG, MATCH ICLASS #, NO SLOT, MATCH PROX# | Ea |  | 1 Year | 12.96 | 5% | 12.312
59452 | HID | 3152RGGMNM | COMPOSITE ICLASS PROX SE (16K/16), PROG ICLASS/PROX, F-GLOSS, B-GLOSS, MATCHING ICLASS#, NO SLOT, MATCHING PROX# | Ea |  | 1 Year | 12.96 | 5% | 12.312
59453 | HID | 3152RGGMNN | COMPOSITE ICLASS PROX SE (16K/16), PROG ICLASS/PROX, F-GLOSS, B-GLOSS, MATCH ICLASS #, NO SLOT, NO PROX# | Ea |  | 1 Year | 12.96 | 5% | 12.312
59454 | HID | 3152RGGMVM | COMPOSITE ICLASS/PROX SE (16K/16), PROG. ICLASS/PROX, F-GLOSS, B-GLOSS, MATCHING ICLASS#, VERT. SLOT, MATCHING PROX# | Ea |  | 1 Year | 12.96 | 5% | 12.312
59455 | HID | 3153PG1MNM | COMPOSITE ICLASS PROX SE 32K (16K/16+16K/1), PROG ICLASS, NON-PROG PROX, F-GLOSS, B-MAGSTRIPE, MATCHING ICLASS #, NO SLOT, MATCHING PROX # | Ea |  | 1 Year | 13.18 | 5% | 12.521
59456 | HID | 3153PGGMNN | COMPOSITE ICLASS/PROX SE 32K(16K/2+16K/1), PROG ICLASS, NON-PROG PROX, F-GLOSS, B-GLOSS, MATCHING ICLASS#, NO SLOT, NO PROX# | Ea |  | 1 Year | 13.18 | 5% | 12.521
59457 | HID | 3153PGGNNN | COMPOSITE ICLASS/PROX SE 32K(16K/2+16K/1), PROG ICLASS, NON-PROG PROX, F-GLOSS, B-GLOSS, NO ICLASS#, NO SLOT, NO PROX# | Ea |  | 1 Year | 13.18 | 5% | 12.521
59458 | HID | 3153RGGMNM | COMPOSITE ICLASS, PROX SE 32K(16K/2+16K/1), PROG ICLASS/PROX, F-GLOSS, B-GLOSS, MATCH ICLASS#, NO SLOT, MATCH PROX# | Ea |  | 1 Year | 13.18 | 5% | 12.521
59459 | HID | 3153RGGMNN | COMPOSITE ICLASS, PROX SE 32K(16K/2+16K/1), PROG ICLASS/PROX, F-GLOSS, B-GLOSS, MATCH ICLASS#, NO SLOT, NO PROX# | Ea |  | 1 Year | 13.18 | 5% | 12.521
59460 | HID | 3153RGGNNM | COMPOSITE ICLASS, PROX SE 32K(16K/2+16K/1), PROG ICLASS/PROX, F-GLOSS, B-GLOSS, NO ICLASS#, NO SLOT, MATCHING PROX# | Ea |  | 1 Year | 13.18 | 5% | 12.521
59461 | HID | 3153RGGNVM | COMPOSITE ICLASS, PROX SE 32K(16K/2+16K/1), PROG ICLASS/PROX, F-GLOSS, B-GLOSS, NO ICLASS#, VERT SLOT, MATCHING PROX# | Ea |  | 1 Year | 13.18 | 5% | 12.521
59462 | HID | 3154PGGMNN | COMPOSITE ICLASS PROX SE 32K (16K/16+16K/1), PROG ICLASS, NON-PROG PROX, F-GLOSS, B-GLOSS, MATCHING ICLASS #, NO SLOT, NO PROX # | Ea |  | 1 Year | 13.18 | 5% | 12.521
59463 | HID | 3154PGGNNN | COMPOSITE ICLASS/PROX SE 32K(16K/16+16K/1), PROG ICLASS, NON-PROG PROX, F-GLOSS, B-GLOSS, NO ICLASS#, NO SLOT, NO PROX# | Ea |  | 1 Year | 13.18 | 5% | 12.521
59464 | HID | 3154RGGMNM | COMPOSITE ICLASS PROX SE 32K(16K/16+16K/1), PROG ICLASS/PROX, F-GLOSS, B-GLOSS, MATCH ICLASS#, NO SLOT, MATCH PROX# | Ea |  | 1 Year | 13.18 | 5% | 12.521
59465 | HID | 3154RGGMNN | COMPOSITE ICLASS PROX SE 32K(16K/16+16K/1), PROG. ICLASS/PROX, F-GLOSS, B-GLOSS, MATCH ICLASS#, NO SLOT, NO PROX# | Ea |  | 1 Year | 13.18 | 5% | 12.521
59466 | HID | 3154RGGNNN | COMPOSITE ICLASS PROX SE 32K (16K/16+16K/1), PROG ICLASS/PROX, F-GLOSS, B-GLOSS, NO ICLASS #, NO SLOT, NO PROX # | Ea |  | 1 Year | 13.18 | 5% | 12.521
59467 | HID | 3250PNNAN | ICLASS SE KEYFOB 2K/2, PROG ICLASS, BLACK W/BLUE HID, SEQ LASER ICLASS # | Ea |  | 1 Year | 6.62 | 5% | 6.289
59468 | HID | 3250PNNAN-A000186 | ICLASS SE KEYFOB 2K/2, PROG, F-BLACK W/BLUE HID, B-NONE, CUSTOM LASER MATCHING # | Ea |  | 1 Year | 6.62 | 5% | 6.289
59469 | HID | 3250PNNMN | ICLASS SE KEYFOB 2K/2, PROG ICLASS, BLACK W/BLUE HID, MATCH ICLASS # | Ea |  | 1 Year | 6.62 | 5% | 6.289
59470 | HID | 3250PNNMN-P002 | ICLASS SE KEYFOB 2K/2, PROG ICLASS, BLACK W/BLUE HID, MATCH ICLASS #, W29, FFS08802692, ESMI | Ea |  | 1 Year | 6.62 | 5% | 6.289
59471 | HID | 3250PNNNN | ICLASS SE KEYFOB 2K/2, PROG ICLASS, BLACK W/BLUE HID, NO ICLASS # | Ea |  | 1 Year | 6.62 | 5% | 6.289
59472 | HID | 3250PNNRN | ICLASS SE KEYFOB 2K/2, PROG ICLASS, BLACK W/BLUE HID, RANDOM ICLASS # | Ea |  | 1 Year | 6.62 | 5% | 6.289
59473 | HID | 3250PNNSN | ICLASS SE KEYFOB 2K/2, PROG ICLASS, BLACK W/BLUE HID, SEQ. ICLASS # | Ea |  | 1 Year | 6.62 | 5% | 6.289
59474 | HID | 3250PNNSN-A000198 | ICLASS SE KEYFOB 2K/2, PROG ICLASS, BLACK W/BLUE HID, SEQ. ICLASS #, CUSTOM MARKING | Ea |  | 1 Year | 6.62 | 5% | 6.289
59475 | HID | 3250PNNSN-PACK50 | ICLASS SE KEYFOB 2K/2, PROG ICLASS, BLACK W/BLUE HID, SEQ. ICLASS #, PACK 50 PER BOX | Ea |  | 1 Year | 6.62 | 5% | 6.289
59476 | HID | 3250VNNNN | ICLASS KEYFOB 2K/2, PROG , NEW FOB, NONE, NO #, NONE | Ea |  | 1 Year | 6.62 | 5% | 6.289
59477 | HID | 3251PNNMN | ICLASS SE KEYFOB 16K/2, PROG ICLASS, BLACK W/BLUE HID, MATCH ICLASS #, NO SLOT | Ea |  | 1 Year | 11.02 | 5% | 10.469
59478 | HID | 3252PNNMN | ICLASS SE KEYFOB 16K/16, ICLASS PROG, BLACK W/BLUE HID, MATCH ICLASS # | Ea |  | 1 Year | 11.02 | 5% | 10.469
59479 | HID | 3252PNNNN | ICLASS SE KEYFOB 16K/16, ICLASS PROG, BLACK W/BLUE HID, NO ICLASS # | Ea |  | 1 Year | 11.02 | 5% | 10.469
59480 | HID | 3253PNNMN | ICLASS SE KF 32K (16K/2+16K/1), PRGMD, BLK W/BLUE INSERT, NONE, MATCHING #, NONE LEAD FREE | Ea |  | 1 Year | 11.4 | 5% | 10.83
59481 | HID | 3253VNNNN | ICLASS KF 32K (16K/2+16K/1), PRGMD, NEW FOB, NONE, NO #, NONE | Ea |  | 1 Year | 11.4 | 5% | 10.83
59482 | HID | 3254PNNMN | ICLASS SE KF 32K, PROG., BLACK W/BLUE HID, MATCHING #, NONE LEAD FREE | Ea |  | 1 Year | 11.4 | 5% | 10.83
59483 | HID | 3254PNNNN | ICLASS SE KF 32K, PROG., BLACK W/BLUE HID, NO #, NONE LEAD FREE | Ea |  | 1 Year | 11.4 | 5% | 10.83
59484 | HID | 3254PNNRN | ICLASS SE KF 32K, PROG., BLACK W/BLUE HID, RANDOM #, NONE LEAD FREE | Ea |  | 1 Year | 11.4 | 5% | 10.83
59485 | HID | 3300PKSMN | ICLASS TAG 2K/2, SE, ICLASS PROG, BLACK W/HID STANDARD ARTWORK, MATCH ICLASS # | Ea |  | 1 Year | 4.46 | 5% | 4.237
59486 | HID | 3300PKSNN | ICLASS TAG 2K/2, SE, ICLASS PROG, BLACK W/HID STANDARD ARTWORK, NO ICLASS # | Ea |  | 1 Year | 4.46 | 5% | 4.237
59487 | HID | 3300PKSSN-PACK50 | ICLASS TAG 2K/2, SE, CONFIG., BLACK W/HID STANDARD ARTWORK, SEQUENTIAL #, NO SLOT, PACKED 50 PER BOX | Ea |  | 1 Year | 4.46 | 5% | 4.237
59488 | HID | 3300PSSMN | ICLASS SE TAG 2K/2, PROG ICLASS, F-HID LOGO, B-HID LOGO, MATCH ICLASS #, NO SLOT | Ea |  | 1 Year | 4.46 | 5% | 4.237
59489 | HID | 3300VKSNN | ICLASS SE TAG 2K/2, NON-PROG, F-BLACK W/HID STANDARD ARTWORK, B-ADHESIVE BACKING, NO #, NO SLOT | Ea |  | 1 Year | 4.46 | 5% | 4.237
59490 | HID | 3301PKSMN | ICLASS TG 16K/2+16K/1, PRGMD, F-BLK, B- ADH, MATCH. #, NONE LEAD FREE | Ea |  | 1 Year | 7.67 | 5% | 7.2865
59491 | HID | 3302PKSMN | ICLASS SE TAG, 16K/16, PROG ICLASS, BLK, ADH, F-HID LOGO, B-HID LOGO, MATCH #, NO SLOT | Ea |  | 1 Year | 7.67 | 5% | 7.2865
59492 | HID | 3303PKSMN | ICLASS TAG 32K(16K/2+16K/1), PROG. SE, F-BLACK, B - ADH, MATCHING#, NO SLOT LEAD FREE | Ea |  | 1 Year | 8.05 | 5% | 7.6475
59493 | HID | 3303VKSNN | ICLASS SE TAG 32K (16K/2+16K/1), NON-PROG, F-BLACK W/HID STANDARD ARTWORK, B-ADHESIVE BACKING, NO #, NO SLOT | Ea |  | 1 Year | 8.05 | 5% | 7.6475
59494 | HID | 3304PKSMN | ICLASS SE TAG 32K (16K/16+16K/1), PROG, F-BLACK W/HID STANDARD ARTWORK, B-ADHESIVE BACKING, MATCHING #, NO SLOT | Ea |  | 1 Year | 8.05 | 5% | 7.6475
59495 | HID | 3304PKSNN | ICLASS TAG 32K (16K/16+16K/1), SE, PROG., BLACK, ADH, MATCHING, NONE LEAD FREE | Ea |  | 1 Year | 8.05 | 5% | 7.6475
59496 | HID | 3350PCCMV-A000255 | ICLASS CLAMSHELL SE 2K/2, PROG ICLASS, F-ATV KEYCARD, B-ATV KEYCARD, MATCH ICLASS #, VERT SLOT | Ea |  | 1 Year | 3.4 | 5% | 3.23
59497 | HID | 3350PGSMV | ICLASS CLAMSHELL SE, PROG ICLASS, F-GLOSS, B-HID LOGO, MATCH ICLASS #, VERT SLOT | Ea |  | 1 Year | 3.4 | 5% | 3.23
59498 | HID | 3350PGSNV | ICLASS CLAMSHELL SE, PROG ICLASS, F-GLOSS, B-HID LOGO, NO ICLASS #, VERT SLOT | Ea |  | 1 Year | 3.4 | 5% | 3.23
59499 | HID | 3350PGSSV | ICLASS CLAMSHELL SE, PROG ICLASS, F-GLOSS, B-HID LOGO, SEQ ICLASS #, VERT SLOT | Ea |  | 1 Year | 3.4 | 5% | 3.23
59500 | HID | 3350PMSMV | ICLASS CLAMSHELL SE, PROG ICLASS, F-MATTE, B-HID LOGO, MATCH ICLASS #, VERT SLOT | Ea |  | 1 Year | 3.4 | 5% | 3.23
59501 | HID | 3350PMSSV | ICLASS CLAMSHELL SE, PROG ICLASS, F-MATTE, B-HID LOGO, SEQ ICLASS #, VERT SLOT | Ea |  | 1 Year | 3.4 | 5% | 3.23
59502 | HID | 3350PMSSV-PACK50 | ICLASS, SE, PROG, F-MATTE, B-HID LOGO, SEQ #, VERT SLOT, PACKED 50 PER BOX | Ea |  | 1 Year | 3.4 | 5% | 3.23
59503 | HID | 3350VMSNV | ICLASS 2K/2 CLAMSHELL, ER PROG., F-MATTE, B-HID LOGO, NO#, VERT SLOT | Ea |  | 1 Year | 3.4 | 5% | 3.23
59504 | HID | 3350VMSSV | ICLASS 2K/2 CLAMSHELL, ER PROG., F-MATTE, B-HID LOGO, SEQ. NON MATCHING#, VERT SLOT | Ea |  | 1 Year | 3.4 | 5% | 3.23
59505 | HID | 3400PG1MN | HID MIFARE 1K SE, PROG, F-GLOSS, B-GLOSS W/ MAG, MATCHING, NO SLOT | Ea |  | 1 Year | 4.1 | 5% | 3.895
59506 | HID | 3400PGGMN | HID MIFARE 1K SE, PROG, F-GLOSS, B-GLOSS, MATCHING, NO SLOT | Ea |  | 1 Year | 4.1 | 5% | 3.895
59507 | HID | 3400PGGMV | HID MIFARE 1K SE, PROG, F-GLOSS, B-GLOSS, MATCHING, VERT SLOT | Ea |  | 1 Year | 4.1 | 5% | 3.895
59508 | HID | 3400PGGNN | HID MIFARE 1K SE, PROG, F-GLOSS, B-GLOSS, NO #, NO SLOT | Ea |  | 1 Year | 4.1 | 5% | 3.895
59509 | HID | 3400PGGVN-310148 | HID MIFARE 1K SE, PROG, F-GLOSS, B-GLOSS, 7 BYTE UID (CSN) DECIMAL #, NO SLOT, LAM | Ea |  | 1 Year | 4.1 | 5% | 3.895
59510 | HID | 3400VGGNN | HID MIFARE, ER PROG., F-GLOSS, B-GLOSS, NO #, NO SLOT | Ea |  | 1 Year | 4.1 | 5% | 3.895
59511 | HID | 3406PCCMN-A000064 | HID MIFARE 4K, SE, PROG, F-DTK SAMPLE CARD, B-ICLASS MIFARE 4K SE, MATCH.#, NO SLOT | Ea |  | 1 Year | 8 | 5% | 7.6
59512 | HID | 3406PGGAN | HID MIFARE 4K SE, PROG, F-GLOSS, B-GLOSS, MATCHING LASER #, NO SLOT | Ea |  | 1 Year | 8 | 5% | 7.6
59513 | HID | 3406PGGMN | HID MIFARE 4K SE, PROG, F-GLOSS, B-GLOSS, MATCHING, NO SLOT | Ea |  | 1 Year | 8 | 5% | 7.6
59514 | HID | 3406PGGNN | HID MIFARE 4K SE, PROG, F-GLOSS, B-GLOSS, NO#, NO SLOT | Ea |  | 1 Year | 8 | 5% | 7.6
59515 | HID | 3406VGGNN | HID MIFARE 4K, ER PROG., F-GLOSS, B-GLOSS, NO #, NO SLOT | Ea |  | 1 Year | 8 | 5% | 7.6
59516 | HID | 3450PG1MN | HID MIFARE 1K SE, COMPOSITE, PROG, F-GLOSS, B-GLOSS W/MAG, MATCHING, NO SLOT | Ea |  | 1 Year | 4.1 | 5% | 3.895
59517 | HID | 3450PGGMN | HID MIFARE 1K SE, COMPOSITE, PROG, F-GLOSS, B-GLOSS, MATCHING, NO SLOT | Ea |  | 1 Year | 4.1 | 5% | 3.895
59518 | HID | 3450VGGNN | HID MIFARE 1K SE, COMPOSITE, ER PROG., F-GLOSS, B-GLOSS, NO MIFARE #, NO SLOT | Ea |  | 1 Year | 4.1 | 5% | 3.895
59519 | HID | 3456PG1MN | HID MIFARE 4K SE, COMPOSITE, PROG, F-GLOSS, B-GLOSS W/MAG, MATCHING, NO SLOT | Ea |  | 1 Year | 8 | 5% | 7.6
59520 | HID | 3456PGGMN | HID MIFARE 4K SE, COMPOSITE, PROG, F-GLOSS, B-GLOSS, MATCHING, NO SLOT | Ea |  | 1 Year | 8.4 | 5% | 7.98
59521 | HID | 3500RG1MNN | HID MIFARE/PROX 1K SE, PROG., F-GLOSS, B-GLOSS W/ MAG, MATCHING , MIFARE # , NO SLOT, NO PROX# | Ea |  | 1 Year | 7.7 | 5% | 7.315
59522 | HID | 3500RGGANA | HID MIFARE/PROX 1K SE, PROG., F-GLOSS, B-GLOSS, SEQ LASER MIFARE #, VERT SLOT, SEQ LASER PROX # | Ea |  | 1 Year | 7.7 | 5% | 7.315
59523 | HID | 3500RGGMNM | HID MIFARE/PROX 1K SE, PROG., F-GLOSS, B-GLOSS, MATCHING PROX#, NO SLOT, MATCHING MIFARE# | Ea |  | 1 Year | 7.7 | 5% | 7.315
59524 | HID | 3500RGGMNN | HID MIFARE/PROX 1K SE, PROG., F-GLOSS, B-GLOSS, MATCHING MIFARE #, NO SLOT, NO PROX # | Ea |  | 1 Year | 7.7 | 5% | 7.315
59525 | HID | 3500RGGMVN | HID MIFARE/PROX 1K SE, PROG., F-GLOSS, B-GLOSS, MATCHING MIFARE #, VERT SLOT, NO PROX # | Ea |  | 1 Year | 7.7 | 5% | 7.315
59526 | HID | 3500RGGNNM | HID MIFARE PROX 1K, SE, PROG. MIFARE/PROX, F-GLOSS, B-GLOSS, NO MIFARE #, NO SLOT, MATCHING PROX # | Ea |  | 1 Year | 7.7 | 5% | 7.315
59527 | HID | 3500RGGNNN | HID MIFARE/PROX 1K SE, PROG., F-GLOSS, B-GLOSS, NO MIFARE#, NO SLOT, NO PROX# | Ea |  | 1 Year | 7.7 | 5% | 7.315
59528 | HID | 3500VGGNNN | HID MIFARE PROX 1K, SE, ER PROG MIFARE, NON-PROG PROX, F-GLOSS, B-GLOSS, NO MIFARE #, NO SLOT, NO PROX # | Ea |  | 1 Year | 7.7 | 5% | 7.315
59529 | HID | 3506PGGMNN | HID MIFARE 4K/PROX, SE, PROG., F-GLOSS, B-GLOSS, MATCHING MIFARE#, NO SLOT, NO PROX# | Ea |  | 1 Year | 10.4 | 5% | 9.88
59530 | HID | 3506PGGNNN | HID MIFARE 4K/PROX, SE, PROG., F-GLOSS, B-GLOSS, NO MIFARE#, NO SLOT, NO PROX# | Ea |  | 1 Year | 10.4 | 5% | 9.88
59531 | HID | 3506PGGSNN | HID MIFARE 4K/PROX, SE, PROG. MIFARE, F-GLOSS, B-GLOSS, SEQ NON MATCHING MIFARE #, NO SLOT, NO PROX # | Ea |  | 1 Year | 10.4 | 5% | 9.88
59532 | HID | 3506RG1MNN-A000100 | HID MIFARE 4K/PROX, SE, PROG., F-GLOSS, B-GLOSS W/MAG, MATCHING MIFARE#, NO SLOT, NO PROX# | Ea |  | 1 Year | 10.4 | 5% | 9.88
59533 | HID | 3506RGGMNM | HID MIFARE/PROX 4K SE, PROG., F-GLOSS, B-GLOSS, MATCHING PROX#, NO SLOT, MATCHING MIFARE# | Ea |  | 1 Year | 10.4 | 5% | 9.88
59534 | HID | 3506RGGMNN | HID MIFARE/PROX 4K SE, AND PROX PROG., F - GLOSS, B - GLOSS, MATCHING MIFARE#, NO SLOT, NO PROX# | Ea |  | 1 Year | 10.4 | 5% | 9.88
59535 | HID | 3506RGGMVM | HID MIFARE PROX 4K, SE, PROG MIFARE/PROX, F-GLOSS, B-GLOSS, MATCHING MIFARE #, VERT SLOT, MATCHING PROX # | Ea |  | 1 Year | 10.4 | 5% | 9.88
59536 | HID | 3506RGGSNN | HID MIFARE 4K/PROX, SE, PROG MIFARE/PROX., F-GLOSS, B-GLOSS, SEQ NON MATCHING MIFARE #, NO SLOT, NO PROX # | Ea |  | 1 Year | 10.4 | 5% | 9.88
59537 | HID | 3506VGGNNN | HID MIFARE/PROX 4K ER, PROG., F-GLOSS, B-GLOSS, NO MIFARE, NO SLOT, NO PROX # | Ea |  | 1 Year | 10.4 | 5% | 9.88
59538 | HID | 3550RG1NNM | COMPOSITE MIFARE PROX 1K, SE, PROG MIFARE/PROX, F-GLOSS, B-GLOSS W/MAG, NO MIFARE #, NO SLOT, MATCHING PROX # | Ea |  | 1 Year | 7.7 | 5% | 7.315
59539 | HID | 3550RG1NNN | COMPOSITE MIFARE PROX 1K, SE, PROG. MIFARE/PROX, F-GLOSS, B-GLOSS W/MAG, NO MIFARE #, NO SLOT, NO PROX # | Ea |  | 1 Year | 7.7 | 5% | 7.315
59540 | HID | 3550RGGMNM | HID MIFARE/PROX 1K SE,COMP., PROG., F-GLOSS, B-GLOSS, MATCHING PROX#, NO SLOT, MATCHING MIFARE# | Ea |  | 1 Year | 7.7 | 5% | 7.315
59541 | HID | 3550RGGMNN | COMPOSITE MIFARE PROX 1K, SE, PROG. MIFARE/PROX, F-GLOSS, B-GLOSS, MATCHING MIFARE #, NO SLOT, NO PROX # | Ea |  | 1 Year | 7.7 | 5% | 7.315
59542 | HID | 3550RGGNNM | COMPOSITE MIFARE PROX 1K, SE, PROG. MIFARE/PROX, F-GLOSS, B-GLOSS, NO MIFARE #, NO SLOT, MATCHING PROX # | Ea |  | 1 Year | 7.7 | 5% | 7.315
59543 | HID | 3550RGSNNN | HID MIFARE 1K/PROX SE, COMP, PROG, F-GLOSS, B-GLOSS, NO NUMERING, NO SLOT, | Ea |  | 1 Year | 7.7 | 5% | 7.315
59544 | HID | 3556PGGMNN | HID MIFARE 4K/PROX, SE, COMP., PROG., F-GLOSS, B-GLOSS, MATCHING MIFARE#, NO SLOT, NO PROX# | Ea |  | 1 Year | 10.4 | 5% | 9.88
59545 | HID | 3556PGGNNN | HID MIFARE 4K/PROX, SE, COMP., PROG., F-GLOSS, B-GLOSS, NO MIFARE#, NO SLOT, NO PROX# | Ea |  | 1 Year | 10.4 | 5% | 9.88
59546 | HID | 3556RGGMNM | HID MIFARE/PROX 4K SE,COMP., PROG., F-GLOSS, B-GLOSS, MATCHING PROX#, NO SLOT, MATCHING MIFARE# | Ea |  | 1 Year | 10.4 | 5% | 9.88
59547 | HID | 3700CPCCMN-210442 | HID MIFARE/DESFIRE EV1 SE, PROG, F-DESFIRE SE CARD, B-GLOSS, MATCHING, NO SLOT, LAM | Ea |  | 1 Year | 6.1 | 5% | 5.795
59548 | HID | 3700CPCCMN-A000065 | HID DESFIRE EV1 8KB, PROG, F-DTK SAMPLE CARD, B-ICLASS DESFIRE EV1 8K SE, MATCH #, NO SLOT | Ea |  | 1 Year | 6.1 | 5% | 5.795
59549 | HID | 3700CPCCMN-A000114 | HID DESFIRE EV1 8KB, PROG, F-SAMPLE CARD MIFARE DESFIRE EVI 8K SE , B-TEXT, MATCH #, NO SLOT | Ea |  | 1 Year | 6.1 | 5% | 5.795
59550 | HID | 3700CPCGMN-210442 | HID MIFARE/DESFIRE EV1 SE, PROG, F-DESFIRE SE CARD, B-GLOSS, MATCHING, NO SLOT, LAM | Ea |  | 1 Year | 6.1 | 5% | 5.795
59551 | HID | 3700CPG1MN | HID MIFARE / DESFIRE EV1, SE, PROG, F-GLOSS, B-GLOSS W/MAG, MATCH. #, NO SLOT | Ea |  | 1 Year | 6.1 | 5% | 5.795
59552 | HID | 3700CPG1NN | HID MIFARE / DESFIRE EV1, SE, PROG, F-GLOSS, B-GLOSS W/MAG, NO #, NO SLOT | Ea |  | 1 Year | 6.1 | 5% | 5.795
59553 | HID | 3700CPGGAN | HID MIFARE DESFIRE EV1 8KB, SE, PROG, F-GLOSS, B-GLOSS, MATCHING LASER #, NO SLOT | Ea |  | 1 Year | 6.1 | 5% | 5.795
59554 | HID | 3700CPGGMN | HID MIFARE / DESFIRE EV1 SE, PROG, F-GLOSS, B-GLOSS, MATCHING, NO SLOT | Ea |  | 1 Year | 6.1 | 5% | 5.795
59555 | HID | 3700CPGGNN | HID MIFARE / DESFIRE EV1 SE, PROG, F-GLOSS, B-GLOSS, NO #, NO SLOT | Ea |  | 1 Year | 6.1 | 5% | 5.795
59556 | HID | 3700CPGGRN | HID MIFARE / DESFIRE EV1 SE, PROG, F-GLOSS, B-GLOSS, RANDOM/NON MATCH. #, NO SLOT | Ea |  | 1 Year | 6.1 | 5% | 5.795
59557 | HID | 3700CPGGSN | HID MIFARE / DESFIRE EV1 SE, PROG, F-GLOSS, B-GLOSS, SEQ. #, NO SLOT | Ea |  | 1 Year | 6.1 | 5% | 5.795
59558 | HID | 3700CVG1NN | HID DESFIRE EV1 8KB, ER PROG, F-GLOSS, B-GLOSS W/MAG, NO #, NO SLOT | Ea |  | 1 Year | 6.1 | 5% | 5.795
59559 | HID | 3700CVGGNN | HID DESFIRE EV1 8KB, ER PROG, F-GLOSS, B-GLOSS, NO #, NO SLOT | Ea |  | 1 Year | 6.1 | 5% | 5.795
59560 | HID | 3750CPG1MN | COMPOSITE MIFARE DESFIRE EV1 8K, SE, PROG, F-GLOSS, B-GLOSS W/MAG, MATCHING, NO SLOT | Ea |  | 1 Year | 6.1 | 5% | 5.795
59561 | HID | 3750CPGGAN | COMPOSITE HID MIFARE DESFIRE EV1 8KB, SE, PROG, F-GLOSS, B-GLOSS, MATCHING LASER #, NO SLOT | Ea |  | 1 Year | 6.1 | 5% | 5.795
59562 | HID | 3750CPGGMN | COMPOSITE HID MIFARE DESFIRE EV1 SE, PROG, F-GLOSS, B-GLOSS, MATCHING, NO SLOT | Ea |  | 1 Year | 6.1 | 5% | 5.795
59563 | HID | 3750CPGGNN | COMPOSITE MIFARE DESFIRE EV1 8K, SE, PROG, F-GLOSS, B-GLOSS, NO DESFIRE#, NO SLOT | Ea |  | 1 Year | 6.1 | 5% | 5.795
59564 | HID | 3750CPGGNN-A000457 | COMPOSITE HID MIFARE DESFIRE EV1 8KB, SE, CUSTOM PROG, F-GLOSS, B-GLOSS W/HID BUG ONLY, NO #, NO SLOT, LAM | Ea |  | 1 Year | 6.1 | 5% | 5.795
59565 | HID | 3800CPG1MNN | HID DESFIRE EV1 8KB/PROX, SE, PROG DESFIRE, NON-PROG PROX, F-GLOSS, B-GLOSS W/MAG, MATCHING DESFIRE #, NO SLOT, NO PROX # | Ea |  | 1 Year | 12.8 | 5% | 12.16
59566 | HID | 3800CPGGANN | HID DESFIRE EVI 8KB/PROX, PROG DESFIRE SE, CONFIG PROX, F-GLOSS, B-GLOSS, LASER MATCH DESIRE #, NO SLOT, NO PROX# | Ea |  | 1 Year | 12.8 | 5% | 12.16
59567 | HID | 3800CPGGMNN | HID DESFIRE EVI 8KB/PROX SE, PROG, F-GLOSS, B-GLOSS, MATCH. PROX, NO SLOT, NO DESFIRE# | Ea |  | 1 Year | 12.8 | 5% | 12.16
59568 | HID | 3800CPGGMNS | HID DESFIRE EVI 8KB/PROX SE, PROG, F-GLOSS, B-GLOSS, MATCH. PROX, NO SLOT, SEQ. DESFIRE# | Ea |  | 1 Year | 12.8 | 5% | 12.16
59569 | HID | 3800CRG1MNN | HID DESFIRE EVI 8KB/PROX, PROG, F-GLOSS, B-GLOSS W/MAG, MATCHING PROX, NO SLOT, NO DESFIRE# | Ea |  | 1 Year | 12.8 | 5% | 12.16
59570 | HID | 3800CRGGMNM | HID DESFIRE EVI 8KB/PROX SE, PROG, F-GLOSS, B-GLOSS, MATCHING PROX, NO SLOT, DESFIRE# | Ea |  | 1 Year | 12.8 | 5% | 12.16
59571 | HID | 3800CRGGMNM-HIDSTAND | HID DESFIRE EVI 8KB/PROX SE, PROG, F-GLOSS, B-GLOSS, MATCHING PROX, NO SLOT, DESFIRE#, ELITE PROGRAMMING FOR DESFIRE WITH DEFAULT HID STANDARD KEY | Ea |  | 1 Year | 12.8 | 5% | 12.16
59572 | HID | 3800CRGGMNM-ICE0176 | HID DESFIRE EVI 8KB/PROX SE, PROG, F-GLOSS, B-GLOSS, MATCHING PROX, NO SLOT, DESFIRE#, ELITE PROGRAMMING FOR DESFIRE WITH ELITE KEY: ICE0176 | Ea |  | 1 Year | 12.8 | 5% | 12.16
59573 | HID | 3800CRGGMNN | HID DESFIRE EVI 8KB/PROX SE, PROG, F-GLOSS, B-GLOSS, MATCHING DESFIRE, NO SLOT, NO PROX# | Ea |  | 1 Year | 12.8 | 5% | 12.16
59574 | HID | 3800CRGGMNS | HID DESFIRE EVI 8KB/PROX SE, PROG, F-GLOSS, B-GLOSS, MATCHING DESFIRE, NO SLOT, SEQ. PROX# | Ea |  | 1 Year | 12.8 | 5% | 12.16
59575 | HID | 3800CRGGNNM | HID DESFIRE EVI 8KB/PROX SE, PROG, F - GLOSS, B - GLOSS, NO DESFIRE # , NO SLOT, MATCHING PROX# | Ea |  | 1 Year | 12.8 | 5% | 12.16
59576 | HID | 3800CRGGNNN | HID DESFIRE EVI 8KB/PROX SE, PROG, F - GLOSS, B - GLOSS, NO DESFIRE # , NO SLOT, NO PROX# | Ea |  | 1 Year | 12.8 | 5% | 12.16
59577 | HID | 3800CRGGNNS | HID DESFIRE EVI 8KB/PROX SE, PROG, F-GLOSS, B-GLOSS, NO DESFIRE, NO SLOT, SEQ. PROX# | Ea |  | 1 Year | 12.8 | 5% | 12.16
59578 | HID | 3800CRGGRNR | HID DESFIRE EVI 8KB/PROX SE, PROG, F - GLOSS, B - GLOSS, RANDOM INTERNAL / SEQUENTIAL NON-MATCHING EXTERNAL DESFIRE, NO SLOT, RANDOM INTERNAL / SEQUENTIAL NON-MATCHING EXTERNAL PROX# | Ea |  | 1 Year | 12.8 | 5% | 12.16
59579 | HID | 3800CVGGNNN | HID DESFIRE EVI 8KB/PROX SE, ER PROG., F-GLOSS, B-GLOSS, NO DESFIRE #, NO SLOT, NO PROX | Ea |  | 1 Year | 12.8 | 5% | 12.16
59580 | HID | 3850CPEGSNN | COMPOSITE HID MIFARE, DESFIRE EV1 8K / PROX, SIO PROG DESFIRE, CONFIG PROX, F-GLOSS, B-GLOSS, DESFIRE SEQUENTIAL NONE MATCHING #, NO SLOT, NO PROX#, LAM | Ea |  | 1 Year | 15.73 | 5% | 14.9435
59581 | HID | 3850CPGGANN | COMPOSITE HID DESFIRE EV1 8KB/PROX, SE, PROG DESFIRE, CONFIG PROX, F-GLOSS, B-GLOSS, LASER MATCHING DESFIRE #, NO SLOT, NO PROX # | Ea |  | 1 Year | 12.8 | 5% | 12.16
59582 | HID | 3850CPGGMNN | COMPOSITE HID DESFIRE EV1 8KB/PROX, SE, PROG DESFIRE, NON-PROG PROX, F-GLOSS, B-GLOSS, MATCHING DESFIRE #, NO SLOT, NO PROX # | Ea |  | 1 Year | 12.8 | 5% | 12.16
59583 | HID | 3850CREGSNN | COMPOSITE HID MIFARE, DESFIRE EV1 8K / PROX, SIO PROG DESFIRE, PROG PROX, F-GLOSS, B-GLOSS, DESFIRE SEQUENTIAL NONE MATCHING #, NO SLOT, NO PROX#, LAM | Ea |  | 1 Year | 15.73 | 5% | 14.9435
59584 | HID | 3850CRG1MNM | HID DESFIRE EVI 8K/PROX SE, COMP, PROG, F-GLOSS, B-GLOSS, MATCH. DESFIRE, NO SLOT, MATCH. PROX | Ea |  | 1 Year | 12.8 | 5% | 12.16
59585 | HID | 3850CRGGCNC | COMPOSITE HID DESFIRE EVI 8KB SE, PROX, PROG DESFIRE, PROG PROX, F-GLOSS, B-GLOSS, RANDOM NON-MATCHING SEQ LASER DESFIRE #, NO SLOT, RANDOM NON-MATCHING SEQ LASER PROX # | Ea |  | 1 Year | 12.8 | 5% | 12.16
59586 | HID | 3850CRGGMNM | HID DESFIRE EVI 8KB/PROX SE, COMP, PROG, F - GLOSS, B - GLOSS, MATCHING DESFIRE, NO SLOT, MATCHING PROX | Ea |  | 1 Year | 12.8 | 5% | 12.16
59587 | HID | 3850CRGGMNN | COMPOSITE HID DESFIRE EV1 8KB/PROX, SE, PROG DESFIRE/PROX, F-GLOSS, B-GLOSS, MATCHING DESFIRE #, NO SLOT, NO PROX # | Ea |  | 1 Year | 12.8 | 5% | 12.16
59588 | HID | 3850CRGGNNM | HID DESFIRE EVI 8KB/PROX SE, COMP, PROG, F-GLOSS, B-GLOSS, NO DESFIRE, NO SLOT, MATCH. PROX | Ea |  | 1 Year | 12.8 | 5% | 12.16
59589 | HID | 3850CRGGNNN | HID DESFIRE EVI 8K/PROX SE, COMP, PROG, F-GLOSS, B-GLOSS, NO NUMERING, NO SLOT, | Ea |  | 1 Year | 12.8 | 5% | 12.16
59590 | HID | 3850CRGGRNR | HID DESFIRE EVI 8KB/PROX SE, COMP, PROG, F-GLOSS, B-GLOSS, RANDOM DESFIRE, NO SLOT, RANDOM PROX | Ea |  | 1 Year | 12.8 | 5% | 12.16
59591 | HID | 3850CVGGNNN | HID DESFIRE EVI 8KB/PROX SE, COMP, ER PROG., F-GLOSS, B-GLOSS, NO PROX, NO SLOT, NO DESFIRE# | Ea |  | 1 Year | 12.8 | 5% | 12.16
59592 | HID | 3900PMG1MNN | ICLASS 2K/MIFARE 1K, SE, PROG. ICLASS, F-GLOSS, B-GLOSS W/MAG, MATCH. ICLASS#, NO SLOT, NO MIFARE#, LAM | Ea |  | 1 Year | 7.98 | 5% | 7.581
59593 | HID | 3900PMGGMNN | ICLASS 2K/MIFARE 1K, SE, PROG. ICLASS, F-GLOSS, B-GLOSS, MATCHING ICLASS#, NO SLOT, NO MIFARE# | Ea |  | 1 Year | 7.98 | 5% | 7.581
59594 | HID | 3900RMG1MNM | ICLASS 2K/MIFARE 1K, SE, PROG., F-GLOSS, B-GLOSS W/MAG, MATCH. ICLASS#, NO SLOT, MATCH. MIFARE# | Ea |  | 1 Year | 7.98 | 5% | 7.581
59595 | HID | 3900RMGGNNN | ICLASS 2K/MIFARE 1K, SE, PROG., F-GLOSS, B-GLOSS, NO ICLASS#, NO SLOT, NO MIFARE# | Ea |  | 1 Year | 7.98 | 5% | 7.581
59596 | HID | 3900VMG1NNN | ICLASS 2K/MIFARE 1K, SE PROG, F-GLOSS, B-GLOSS W/ MAG, NO ICLASS#, NO SLOT, NO MIFARE# | Ea |  | 1 Year | 7.98 | 5% | 7.581
59597 | HID | 3903PKG1MNN | ICLASS SE 32K (16K/2 + 16K/1)/DESFIRE EV1 8K, PROG. ICLASS, F-GLOSS, B-GLOSS W/ MAG, MATCHING ICLASS #, NO SLOT, NO DESFIRE# | Ea |  | 1 Year | 14.06 | 5% | 13.357
59598 | HID | 3903RKGGANN | ICLASS 32K (16K/2 + 16K/1)/DESFIRE EV1 8K, PROG BOTH, F-GLOSS, B-GLOSS, MATCH LASER ICLASS #, NO SLOT, NO DESFIRE# | Ea |  | 1 Year | 14.06 | 5% | 13.357
59599 | HID | 3904PKG1MNN | ICLASS SE 32K (16K/2 + 16K/1)/DESFIRE EV1 8K, PROG. ICLASS, F-GLOSS, B-GLOSS W/ MAG, MATCHING ICLASS #, NO SLOT, NO DESFIRE# | Ea |  | 1 Year | 14.06 | 5% | 13.357
59600 | HID | 3904PNGGMNN | ICLASS SE 32K (16K/16+16K/1) MIFARE 4K, PROG. ICLASS, F-GLOSS, B-GLOSS, MATCH. ICLASS#, NO SLOT, NO MIFARE# | Ea |  | 1 Year | 12.88 | 5% | 12.236
59601 | HID | 3904PNGGRNN | ICLASS SE 32K (16K/16+16K/1) MIFARE 4K, PROG. ICLASS, F-GLOSS, B-GLOSS, RANDOM ICLASS#, NO SLOT, NO MIFARE#, LAM | Ea |  | 1 Year | 12.88 | 5% | 12.236
59602 | HID | 3910KMGGMNM | COMPOSITE ICLASS SE 2K/MIFARE 1K, PROG. ICLASS/MIFARE LEGACY, F-GLOSS, B-GLOSS, MATCHING ICLASS #, NO SLOT, MATCHING MIFARE # | Ea |  | 1 Year | 7.98 | 5% | 7.581
59603 | HID | 3910PMG1MNN | COMPOSITE SE ICLASS 2K/MIFARE 1K, PROG. ICLASS, F-GLOSS, B-GLOSS W/MAG, MATCH. ICLASS#, NO SLOT, NO MIFARE#, LAM | Ea |  | 1 Year | 7.98 | 5% | 7.581
59604 | HID | 3910PMG1MNN-2750 | COMPOSITE SE ICLASS 2K/MIFARE 1K, PROG. ICLASS, F-GLOSS, B-GLOSS W/2750 MAG, MATCHING ICLASS #, NO SLOT, NO MIFARE #, LAM | Ea |  | 1 Year | 7.98 | 5% | 7.581
59605 | HID | 3910PMGGANN | COMPOSITE ICLASS SE 2K/2 MIFARE 1K, PROG ICLASS, NO MIFARE PROG, F-GLOSS, B-GLOSS, MATCHING LASER ICLASS #, NO SLOT, NO MIFARE # | Ea |  | 1 Year | 7.98 | 5% | 7.581
59606 | HID | 3910PMGGMNN | COMPOSITE SE ICLASS 2K/MIFARE 1K, PROG. ICLASS, F-GLOSS, B-GLOSS, MATCHING ICLASS#, NO SLOT, NO MIFARE# | Ea |  | 1 Year | 7.98 | 5% | 7.581
59607 | HID | 3910PMGGMNN-310064 | COMPOSITE SE ICLASS 2K/MIFARE 1K, PROG. ICLASS, F-GLOSS, B-GLOSS, NO SALES ORDER NUMBER , MATCHING ICLASS#, NO SLOT, NO MIFARE# | Ea |  | 1 Year | 7.98 | 5% | 7.581
59608 | HID | 3910PMGGNNN | COMPOSITE ICLASS SE 2K/2 MIFARE 1K, PROG ICLASS, NO MIFARE PROG, F-GLOSS, B-GLOSS, NO ICLASS #, NO SLOT, NO MIFARE # | Ea |  | 1 Year | 7.98 | 5% | 7.581
59609 | HID | 3910RMGGMNM | COMPOSITE ICLASS SE 2K/MIFARE 1K, PROG. ICLASS/MIFARE, F-GLOSS, B-GLOSS, MATCHING ICLASS #, NO SLOT, MATCHING MIFARE # | Ea |  | 1 Year | 7.98 | 5% | 7.581
59610 | HID | 3910VMGGNNN | COMPOSITE ICLASS SE 2K/2 MIFARE 1K, ER PROG ICLASS, NON-PROG MIFARE, F-GLOSS, B-GLOSS, NO ICLASS #, NO SLOT, NO MIFARE # | Ea |  | 1 Year | 7.98 | 5% | 7.581
59611 | HID | 3910VMGGSNN | COMPOSITE ICLASS SE 2K/2 MIFARE 1K, ER PROG ICLASS, NON-PROG MIFARE, F-GLOSS, B-GLOSS, SEQ NON-MATCHING ICLASS #, NO SLOT, NO MIFARE # | Ea |  | 1 Year | 7.98 | 5% | 7.581
59612 | HID | 3913PKG1MNN | ICLASS SE 32K (16K/2 + 16K/1)/DESFIRE EV1 8K, PROG. ICLASS, F - GLOSS, B - GLOSS W/ MAG, MATCHING ICLASS #, NO SLOT, NO DESFIRE# | Ea |  | 1 Year | 14.06 | 5% | 13.357
59613 | HID | 3913PKGGMNN | COMPOSITE ICLASS 32K (16K/2+16K/1) DESFIRE EV1 8K, PROG. ICLASS, F-GLOSS, B-GLOSS, MATCHING ICLASS#, NO SLOT, NO DESFIRE# | Ea |  | 1 Year | 14.06 | 5% | 13.357
59614 | HID | 3913PNGGMNN | COMPOSITE SE ICLASS 32K (16K/2+16K/1) MIFARE 4K, PROG. ICLASS, F-GLOSS, B-GLOSS, MATCHING ICLASS#, NO SLOT, NO MIFARE#, LAM | Ea |  | 1 Year | 12.88 | 5% | 12.236
59615 | HID | 3913RKGGANN | COMPOSITE ICLASS SE 32K (16K/2+16K/1)/DESFIRE EV1 8K, PROG. ICLASS/DESFIRE, F-GLOSS, B-GLOSS, LASER MATCHING ICLASS #, NO SLOT, NO DESFIRE # | Ea |  | 1 Year | 14.06 | 5% | 13.357
59616 | HID | 3913RNGGNNN | COMPOSITE ICLASS SE 32K (16K/2+16K/1)/MIFARE 4K, PROG. ICLASS/DESFIRE, F-GLOSS, B-GLOSS, NO ICLASS #, NO SLOT, NO MIFARE # | Ea |  | 1 Year | 16.17 | 5% | 15.3615
59617 | HID | 3913VKGGNNN | COMPOSITE ICLASS SE 32K (16K/2+16K/1)/DESFIRE EV1 8K, CONFIG. ICLASS, NON-PROG. DESFIRE, F-GLOSS, B-GLOSS, NO ICLASS #, NO SLOT, NO DESFIRE # | Ea |  | 1 Year | 14.06 | 5% | 13.357
59618 | HID | 3913VNGGNNN | COMPOSITE ICLASS SE 32K (16K/2+16K/1)/MIFARE 4K, CONFIG. ICLASS, NON-PROG. MIFARE, F-GLOSS, B-GLOSS, NO ICLASS #, NO SLOT, NO MIFARE # | Ea |  | 1 Year | 12.88 | 5% | 12.236
59619 | HID | 3914AKGGNNM | COMPOSITE ICLASS 32K (16K/16+16K/1) MIFARE DESFIRE EV1 8K, CONFIG., NON PROGRAM ICLASS, PROGRAM MIFARE DESFIRE, F-GLOSS, B-GLOSS, NO ICLASS #, NO SLOT, MATCH MIFARE DESFIRE # | Ea |  | 1 Year | 13.97 | 5% | 13.2715
59620 | HID | 3914ANGGNNN-A000182 | COMPOSITE ICLASS 32K (16K/16+16K/1) MIFARE 4K, CONFIGURED ICLASS, MIFARE PROGRAMMED, F - GLOSS, B - GLOSS w Crescendo BUG, NO ICLASS#, NO SLOT, NO MIFARE#, NO SO#, NO LINE# | Ea |  | 1 Year | 12.88 | 5% | 12.236
59621 | HID | 3914PKG1MNN | COMPOSITE ICLASS 32K (16K/16+16K/1) DESFIRE EV1 8K, PROG. ICLASS, F-GLOSS, B-GLOSS W/MAG, MATCHING ICLASS#, NO SLOT, NO DESFIRE# | Ea |  | 1 Year | 14.06 | 5% | 13.357
59622 | HID | 3914PKGGMNN | COMPOSITE ICLASS 32K (16K/16+16K/1) DESFIRE EV1 8K, PROG. ICLASS, F-GLOSS, B-GLOSS, MATCHING ICLASS#, NO SLOT, NO DESFIRE# | Ea |  | 1 Year | 14.06 | 5% | 13.357
59623 | HID | 3914PNGGMNN | COMPOSITE SE ICLASS 32K (16K/16+16K/1) MIFARE 4K, PROG., F-GLOSS, B-GLOSS, MATCHING ICLASS#, NO SLOT, NO MIFARE# | Ea |  | 1 Year | 12.88 | 5% | 12.236
59624 | HID | 3914PNGGNNN | COMPOSITE ICLASS SE 32K (16K/16+16K/1) MIFARE 4K, PROG ICLASS, NON-PROG MIFARE, F-GLOSS, B-GLOSS, NO ICLASS #, NO SLOT, NO MIFARE # | Ea |  | 1 Year | 12.88 | 5% | 12.236
59625 | HID | 3914PNGGRNN | COMPOSITE SE ICLASS 32K (16K/16+16K/1) MIFARE 4K, PROG., F-GLOSS, B-GLOSS, RANDOM ICLASS#, NO SLOT, NO MIFARE# | Ea |  | 1 Year | 12.88 | 5% | 12.236
59626 | HID | 3914RKGGMNM | COMPOSITE ICLASS 32K (16K/16+16K/1) DESFIRE EV1 8K, PROG. ICLASS/DESFIRE, F-GLOSS, B-GLOSS, MATCHING ICLASS#, NO SLOT, MATCH DESFIRE# | Ea |  | 1 Year | 14.06 | 5% | 13.357
59627 | HID | 3914RNGGMNM | COMPOSITE SE ICLASS 32K (16K/16+16K/1) MIFARE 4K, PROG. ICLASS/MIFARE, F-GLOSS, B-GLOSS, MATCHING ICLASS#, NO SLOT, MATCH. MIFARE# | Ea |  | 1 Year | 12.88 | 5% | 12.236
59628 | HID | 3924PNGGMNN | COMPOSITE ICLASS SE 32K (16K/16+16K/1) MIFARE 4K, PROG. ICLASS, F-GLOSS, B-GLOSS, MATCH. ICLASS#, NO SLOT, NO MIFARE#, LAM | Ea |  | 1 Year | 14.42 | 5% | 13.699
59629 | HID | 3924PNGGRNN | COMPOSITE ICLASS SE 32K (16K/16+16K/1) MIFARE 4K, PROG. ICLASS, F-GLOSS, B-GLOSS, RANDOM ICLASS#, NO SLOT, NO MIFARE#, LAM | Ea |  | 1 Year | 14.42 | 5% | 13.699
59630 | HID | 3950PMCG1MNNM | ICLASS SE 2K/MIFARE 1K/PROX, PROG. ICLASS/CASI PROX, F-GLOSS, B-GLOSS W/MAG, MATCH ICLASS#, NO SLOT, NO MIFARE#, MATCH PROX#, LAM | Ea |  | 1 Year | 12.62 | 5% | 11.989
59631 | HID | 3950PMCGGMNNN | ICLASS 2K/MIFARE 1K/PROX, SE, PROG. ICLASS/CASI PROX, F-GLOSS, B-GLOSS, MATCH ICLASS#, NO SLOT, NO MIFARE#, NO PROX#, LAM | Ea |  | 1 Year | 12.62 | 5% | 11.989
59632 | HID | 3950PMCGGNNNN | ICLASS 2K/MIFARE 1K/PROX, SE, PROG. ICLASS/CASI PROX, F-GLOSS, B-GLOSS, MATCH ICLASS#, NO SLOT, NO MIFARE#, NO PROX#, LAM | Ea |  | 1 Year | 12.62 | 5% | 11.989
59633 | HID | 3950PMPG1MNNM | ICLASS SE 2K/MIFARE 1K/PROX, PROG. ICLASS/PROX, F-GLOSS, B- GLOSS W/ MAG, MATCH ICLASS#, NO SLOT, NO MIFARE#, MATCH PROX# | Ea |  | 1 Year | 12.62 | 5% | 11.989
59634 | HID | 3950RMPGGMNMM | ICLASS 2K/MIFARE 1K/PROX, SE, PROG. ICLASS/MIFARE SIO, F-GLOSS, B-GLOSS, MATCH ICLASS#, NO SLOT, MATCHING MIFARE#, MATCHING PROX#, LAM | Ea |  | 1 Year | 12.62 | 5% | 11.989
59635 | HID | 3954RKPGGMNMM | ICLASS SE 32K/DESFIRE EV1 8K/PROX, F-GLOSS, B-GLOSS, MATCHING ICLASS#, NO SLOT, MATCHING DESFIRE#, MATCHING PROX# | Ea |  | 1 Year | 17.3 | 5% | 16.435
59636 | HID | 3960PMCG1MNNN | COMPOSITE SE ICLASS 2K/MIFARE 4K/PROX, PROG. ICLASS/PROX, F-GLOSSY, B- GLOSS W/MAG, MATCH. ICLASS#, NO SLOT, NO MIFARE#, NO PROX# | Ea |  | 1 Year | 12.62 | 5% | 11.989
59637 | HID | 3960PMCG1NNNN | COMPOSITE SE ICLASS 2K/MIFARE 4K/PROX, PROG. ICLASS/CASI PROX, F-GLOSSY, B- GLOSS W/MAG, NO ICLASS#, NO SLOT, NO MIFARE#, NO PROX# | Ea |  | 1 Year | 12.62 | 5% | 11.989
59638 | HID | 3960PMPG1MNNM | COMPOSITE SE ICLASS 2K/MIFARE 1K/PROX, PROG. ICLASS/PROX, F-GLOSSY, B- GLOSS W/MAG STRIPE, MATCHING ICLASS#, NO SLOT, NO MIFARE#, MATCH. PROX# | Ea |  | 1 Year | 12.62 | 5% | 11.989
59639 | HID | 3960PMPGGMNNM | COMPOSITE SE ICLASS 2K/MIFARE 4K/PROX, PROG. ICLASS/PROX, F-GLOSSY, B- GLOSS, MATCHING ICLASS#, NO SLOT, NO MIFARE#, MATCH. PROX# | Ea |  | 1 Year | 12.62 | 5% | 11.989
59640 | HID | 3960PMPGGNNNM | COMPOSITE SE ICLASS 2K/MIFARE 4K/PROX, PROG. ICLASS/PROX, F-GLOSS, B- GLOSS, NO ICLASS#, NO SLOT, NO MIFARE, MATCH. PROX# | Ea |  | 1 Year | 12.62 | 5% | 11.989
59641 | HID | 3960PMPGGNNVM | COMPOSITE SE ICLASS 2K/MIFARE 4K/PROX, PROG. ICLASS/PROX, F-GLOSS, B- GLOSS, NO ICLASS#, NO SLOT, CSN NUMBER, MATCH. PROX# | Ea |  | 1 Year | 12.62 | 5% | 11.989
59642 | HID | 3960RMPGGNNMM | COMPOSITE ICLASS 2K/MIFARE 1K/PROX, SE, PROG. ICLASS/MIFARE SIO, F-GLOSS, B-GLOSS, NO ICLASS#, NO SLOT, MATCHING MIFARE#, MATCHING PROX# | Ea |  | 1 Year | 12.62 | 5% | 11.989
59643 | HID | 3960RMPGGNNNN | COMPOSITE ICLASS SE 2K/MIFARE 1K/PROX, PROG. ICLASS/MIFARE/PROX, F-GLOSS, B-GLOSS, NO ICLASS #, NO SLOT, NO MIFARE #, NO PROX # | Ea |  | 1 Year | 12.62 | 5% | 11.989
59644 | HID | 3963PKPGGMNNM | COMPOSITE SE ICLASS 32K/ (16K/2 + 16K/1)DESFIRE EVI 8K/PROX, PROG. ICLASS/PROX, F-GLOSS, B-GLOSS, MATCHING ICLASS#, NO SLOT, NO DESFIRE#, MATCHING PROX# | Ea |  | 1 Year | 17.3 | 5% | 16.435
59645 | HID | 3963PNPGGMNNM | COMPOSITE SE ICLASS 32K (16K/2 + 16K/1)/MIFARE 4K/PROX, PROG. ICLASS/PROX, F-GLOSSY, B- GLOSS, MATCHING ICLASS#, NO SLOT, NO MIFARE#, MATCH. PROX | Ea |  | 1 Year | 16.17 | 5% | 15.3615
59646 | HID | 3963RKPGGMNMM | COMPOSITE SE ICLASS 32K (16K/2 + 16K/1) DESFIRE EVI 8K, PROG ICLASS/DESFIRE SIO, PROG PROX, F-GLOSS, B-GLOSS, MATCHING ICLASS #, NO SLOT, MATCHING DESFIRE #, MATCHING PROX # | Ea |  | 1 Year | 17.3 | 5% | 16.435
59647 | HID | 3963RNPGGNNNM | COMPOSITE ICLASS SE 32K (16K/2+16K/1)/MIFARE 4K/PROX, PROG. ICLASS/MIFARE/PROX, F-GLOSS, B- GLOSS, NO ICLASS #, NO SLOT, NO MIFARE #, MATCHING PROX # | Ea |  | 1 Year | 16.17 | 5% | 15.3615
59648 | HID | 3963VKNGGNNNN | COMPOSITE SE ICLASS 32K/ (16K/2 + 16K/1)DESFIRE EVI 8K/PROX, ER PROG. F-GLOSS, B-GLOSS, NO ICLASS#, NO SLOT, NO DESFIRE#, NO PROX# | Ea |  | 1 Year | 17.3 | 5% | 16.435
59649 | HID | 3964PKCG1MNNN | COMPOSITE ICLASS SE 32K (16K/16+16K/1)_ DESFIRE EVI 8K_PROX, PROG ICLASS_NON-PROG DESFIRE_PROG INDALA/CASI PROX, F-GLOSS, B-GLOSS W/MAG, MATCHING ICLASS #, NO SLOT, NO DESFIRE #, NO PROX #, LAM | Ea |  | 1 Year | 17.3 | 5% | 16.435
59650 | HID | 3964PKPG1MNNN | COMPOSITE SE ICLASS 32K (16K/16 + 16K/1)/DESFIRE EVI 8K/PROX, PROG ICLASS/PROX, F-GLOSS, B-GLOSS W/MAG, MATCHING ICLASS #, NO SLOT, NO DESFIRE #, NO PROX # | Ea |  | 1 Year | 14.06 | 5% | 13.357
59651 | HID | 3964PKPGGMNNM | COMPOSITE SE ICLASS 32K/DESFIRE EVI 8K/PROX, PROG. ICLASS/PROX, F-GLOSS, B-GLOSS, MATCHING ICLASS#, NO SLOT, NO DESFIRE#, MATCHING PROX# | Ea |  | 1 Year | 17.3 | 5% | 16.435
59652 | HID | 3964PKPGGMNNN | COMPOSITE SE ICLASS 32K/DESFIRE EVI 8K/PROX, PROG. ICLASS/PROX, F-GLOSS, B-GLOSS, MATCHING ICLASS#, NO SLOT, NO DESFIRE#, NO PROX# | Ea |  | 1 Year | 17.3 | 5% | 16.435
59653 | HID | 3964PNPGGMNNM | COMPOSITE SE ICLASS 32K (16K/16 + 16K/1)/MIFARE 4K/PROX, PROG. ICLASS/PROX, F-GLOSSY, B- GLOSS, MATCHING ICLASS#, NO SLOT, NO MIFARE#, MATCH. PROX | Ea |  | 1 Year | 16.17 | 5% | 15.3615
59654 | HID | 3964RKPGGMNMM | COMPOSITE ICLASS SE 32K (16K/16+16K/1)_DESFIRE EVI 8K_PROX, PROG ICLASS/DESFIRE/PROX, F-GLOSS, B-GLOSS, MATCHING ICLASS #, NO SLOT, MATCHING DESFIRE #, MATCHING PROX # | Ea |  | 1 Year | 17.3 | 5% | 16.435
59655 | HID | 3964VKNGGNNNN | COMPOSITE SE ICLASS 32K/DESFIRE EVI 8K/PROX, ER PROG., F-GLOSS, B-GLOSS, NO ICLASS#, NO SLOT, NO DESFIRE#, NO PROX# | Ea |  | 1 Year | 17.3 | 5% | 16.435
59656 | HID | 40-0004-01 | ANT, PROXPRO LEAD FREE | Ea |  | 1 Year | 20 | 5% | 19
59657 | HID | 40-0008-01 | ANT, AIR CORE, 690UH 1KHZ, RECT, LEAD FREE | Ea |  | 1 Year | 10.4 | 5% | 9.88
59658 | HID | 40-0026-01 | ANT, AIR CORE, 674UH | Ea |  | 1 Year | 10 | 5% | 9.5
59659 | HID | 40-0032-02 | ANT, AIR CORE, 720UH LEAD FREE | Ea |  | 1 Year | 10.4 | 5% | 9.88
59660 | HID | 4000-P19A-A000045 | CONTACT ONLY, NON-TECH, PC CARD TYPE | Ea |  | 1 Year | 19.95 | 5% | 18.9525
59661 | HID | 400-2D71-06 | SCR M FL-82 SPNR .138-32X.375 SS LEAD FREE | Ea |  | 1 Year | 0.5 | 5% | 0.475
59662 | HID | 400-3D04-14 | SCR M FL-82 PHIL .164-32X.875 BLK LEAD FREE | Ea |  | 1 Year | 0.1 | 5% | 0.095
59663 | HID | 4004-D07A | CONTACT/CONTACTLESS, MIFARE 4K, CUSTOMER SUPPLIED MODULE | Ea |  | 1 Year | 35.3 | 5% | 33.535
59664 | HID | 400A-D09A | ICLASS 32K/PROX CONTACT/CONTACTLESS, ICLASS 32K AND INDALA PROX, CUSTOMER SUPPLIED MODULE | Ea |  | 1 Year | 33 | 5% | 31.35
59665 | HID | 400A-P17S | CONTACT/CONTACTLESS, ICLASS 32K PROX, JC2 | Ea |  | 1 Year | 20.51 | 5% | 19.4845
59666 | HID | 400A-P27A | CONTACT/CONTACTLESS, ICLASS 32K / PROX, P27A SPCL | Ea |  | 1 Year | 31 | 5% | 29.45
59667 | HID | 400AP-P27A | CONTACT/CONTACTLESS, ICLASS 32K / PROX, SE, P27A SPCL | Ea |  | 1 Year | 31 | 5% | 29.45
59668 | HID | 4045-105-01 | MTG PL, MULLION, ANT, ENTRYPROX, LEAD FREE | Ea |  | 1 Year | 11.44 | 5% | 10.868
59669 | HID | 4045-303-01 | ANT ASSY, ENTRYPROX, LEAD FREE | Ea |  | 1 Year | 91.52 | 5% | 86.944
59670 | HID | 4045-390-03 | ACC KIT, SPARE, ENTRYPROX | Ea |  | 1 Year | 57.2 | 5% | 54.34
59671 | HID | 4045CGNU0 | RDR, ENTRYPROX SC, GRY, LEAD FREE | Ea |  | 1 Year | 404.16 | 5% | 383.952
59672 | HID | 4045CGNU0-1575A | ENTRYPROX,GRAY,ARITECH AC1740 | Ea |  | 1 Year | 404.16 | 5% | 383.952
59673 | HID | 4045CGNU0-310006 | ENTRYPROX, CUSTOM INNER RANGE LABEL | Ea |  | 1 Year | 404.16 | 5% | 383.952
59674 | HID | 4045CGNU0-CHINA | RDR, ENTRYPROX SC, GRY, CHINA CM MANUFACTURING LICENSED RDR, LEAD FREE | Ea |  | 1 Year | 404.16 | 5% | 383.952
59675 | HID | 4045-SD | SIMPLE TECH SECURE DIGITAL CARD, 512MB | Ea |  | 1 Year | 50 | 5% | 47.5
59676 | HID | 46-0007-03 | TERM STP, PLUG, 3.5MM, 3 PIN LEAD FREE | Ea |  | 1 Year | 6 | 5% | 5.7
59677 | HID | 46-0007-06 | CONN TERM-STP PL .138 CTR 6 POS LEAD FREE | Ea |  | 1 Year | 6 | 5% | 5.7
59678 | HID | 46-0007-08 | CONN TERM-STP PL .138 CTR 8 POS LEAD FREE | Ea |  | 1 Year | 6 | 5% | 5.7
59679 | HID | 50025-001 | PWR,SUPPLY,PROXSMITH,UNIVERSAL | Ea |  | 1 Year | 140 | 5% | 133
59680 | HID | 5005PG1MN | COMPOSITE ICLASS SEOS CONTACTLESS SMART CARD 16K, PROG, F-GLOSS, B-GLOSS W/MAG, MATCHING #, NO SLOT, LAM | Ea |  | 1 Year | 10.08 | 5% | 9.576
59681 | HID | 5005PG1MNT | COMPOSITE ICLASS SEOS CONTACTLESS SMART CARD 16K, PROG, F-GLOSS, B-GLOSS W/MAG, MATCHING #, NO SLOT, SHRINK WRAP IN LOTS OF 10 PER WRI-02064 | Ea |  | 1 Year | 10.08 | 5% | 9.576
59682 | HID | 5005PGGAN | COMPOSITE ICLASS SEOS 16K, PROG SEOS, F - GLOSS, B - GLOSS, LASER MATCHING SEOS #, NO SLOT | Ea |  | 1 Year | 10.08 | 5% | 9.576
59683 | HID | 5005PGGMN | COMPOSITE ICLASS SEOS CONTACTLESS SMART CARD 16 KB MEMORY, PROG., F-GLOSS, B-GLOSS, MATCH. ICLASS #, NO SLOT, LAM | Ea |  | 1 Year | 10.08 | 5% | 9.576
59684 | HID | 5005PGGMNT | COMPOSITE ICLASS SEOS CONTACTLESS SMART CARD 16 KB MEMORY, PROG., F-GLOSS, B-GLOSS, MATCH. ICLASS #, NO SLOT, LAM, 10 PACK | Ea |  | 1 Year | 10.08 | 5% | 9.576
59685 | HID | 5005PGGNN | COMPOSITE ICLASS SEOS CONTACTLESS SMART CARD 16 KB MEMORY, PROG., F-GLOSS, B-GLOSS, NO ICLASS #, NO SLOT, LAM | Ea |  | 1 Year | 10.08 | 5% | 9.576
59686 | HID | 5005PGGNNT | COMPOSITE ICLASS SEOS CONTACTLESS SMART CARD 16 KB MEMORY, PROG., F-GLOSS, B-GLOSS, NO ICLASS #, NO SLOT, LAM, 10 PACK | Ea |  | 1 Year | 10.08 | 5% | 9.576
59687 | HID | 5005PGGRN | COMPOSITE ICLASS SEOS CONTACTLESS SMART CARD 16 KB MEMORY, PROG., F-GLOSS, B-GLOSS, RANDOM#. ICLASS #, NO SLOT | Ea |  | 1 Year | 10.08 | 5% | 9.576
59688 | HID | 5005PGGRNT | COMPOSITE ICLASS SEOS CONTACTLESS SMART CARD 16 KB MEMORY, PROG., F-GLOSS, B-GLOSS, RANDOM#. ICLASS #, NO SLOT, 10 PACK | Ea |  | 1 Year | 10.08 | 5% | 9.576
59689 | HID | 5005PGGSN | COMPOSITE ICLASS SEOS CONTACTLESS SMART CARD 16 KB MEMORY, PROG., F-GLOSS, B-GLOSS, SEQ. #. ICLASS #, NO SLOT | Ea |  | 1 Year | 10.08 | 5% | 9.576
59690 | HID | 5005PGGSNT | COMPOSITE ICLASS SEOS CONTACTLESS SMART CARD 16 KB MEMORY, PROG., F-GLOSS, B-GLOSS, SEQ. #. ICLASS #, NO SLOT, 10 PACK | Ea |  | 1 Year | 10.08 | 5% | 9.576
59691 | HID | 5005VGGNN | COMPOSITE ICLASS SEOS CONTACTLESS SMART CARD 16 KB MEMORY, ER PROG., F-GLOSS, B-GLOSS, NO ICLASS #, NO SLOT | Ea |  | 1 Year | 10.08 | 5% | 9.576
59692 | HID | 5005VGGNNT | COMPOSITE ICLASS SEOS CONTACTLESS SMART CARD 16 KB MEMORY, ER PROG., F-GLOSS, B-GLOSS, NO ICLASS #, NO SLOT, 10 PACK | Ea |  | 1 Year | 10.08 | 5% | 9.576
59693 | HID | 5005ZGGNN | COMPOSITE ICLASS SEOS CONTACTLESS SMART CARD 16K, SEOS OS LOADED, NON-PROG., F-GLOSS, B-GLOSS, NO ICLASS #, NO SLOT, LAM | Ea |  | 1 Year | 10.08 | 5% | 9.576
59694 | HID | 5006PG1AN7 | COMPOSITE ICLASS SEOS CONTACTLESS SMART CARD 8KB MEMORY, PROG, F-GLOSS, B-GLOSS, W/MAG, LASER MATCHING SEOS #, NO SLOT, 7BUID | Ea |  | 1 Year | 4.95 | 5% | 4.7025
59695 | HID | 5006PG1BN | COMPOSITE ICLASS SEOS CONTACTLESS SMART CARD 8K, PROG, F-GLOSS, B-GLOSS W/MAG, SEQ NON-MATCHING LASER #, NO SLOT | Ea |  | 1 Year | 4.95 | 5% | 4.7025
59696 | HID | 5006PG1MN | COMPOSITE ICLASS SEOS CONTACTLESS SMART CARD 8K, SEOS OS LOADED, PROG., F-GLOSS, B-GLOSS, W/MAG, MATCHING ICLASS #, NO SLOT | Ea |  | 1 Year | 4.95 | 5% | 4.7025
59697 | HID | 5006PG1MN7 | COMPOSITE ICLASS SEOS CONTACTLESS SMART CARD 8KB MEMORY, PROG., F-GLOSS, B-GLOSS, W/MAG, MATCHING ICLASS #, NO SLOT, STATIC 7 BYTE UID | Ea |  | 1 Year | 4.95 | 5% | 4.7025
59698 | HID | 5006PG1MNT | COMPOSITE ICLASS SEOS CONTACTLESS SMART CARD 8K, SEOS OS LOADED, PROG., F-GLOSS, B-GLOSS, W/MAG, MATCHING ICLASS #, NO SLOT, 10 PACK | Ea |  | 1 Year | 4.95 | 5% | 4.7025
59699 | HID | 5006PG1NN | COMPOSITE ICLASS SEOS CONTACTLESS SMART CARD 8K, PROG, F-GLOSS, B-GLOSS W/MAG, NO SEOS #, NO SLOT | Ea |  | 1 Year | 4.95 | 5% | 4.7025
59700 | HID | 5006PGGAN | COMPOSITE ICLASS SEOS CONTACTLESS SMART CARD 8K, PROG, F-GLOSS, B-GLOSS, MATCHING SEOS LASER #, NO SLOT | Ea |  | 1 Year | 4.95 | 5% | 4.7025
59701 | HID | 5006PGGAN7 | COMPOSITE ICLASS SEOS CONTACTLESS SMART CARD 8KB MEMORY, PROG, F-GLOSS, B-GLOSS, LASER MATCHING SEOS #, NO SLOT, 7BUID | Ea |  | 1 Year | 4.95 | 5% | 4.7025
59702 | HID | 5006PGGBN-PACK50 | COMPOSITE ICLASS SEOS CONTACTLESS SMART CARD 8K, PROG., F-GLOSS, B-GLOSS, SEQ NON-MATCHING LASER #, NO SLOT, LAM, PACK 50 CARDS PER BOX | Ea |  | 1 Year | 247.5 | 5% | 235.125
59703 | HID | 5006PGGCNT | COMPOSITE ICLASS SEOS CONTACTLESS SMART CARD 8K, PROG., F-GLOSS, B-GLOSS, RANDOM ENCODED/NON-MATCHING SEQ LASER ICLASS #, NO SLOT, 10 PACK | Ea |  | 1 Year | 49.5 | 5% | 47.025
59704 | HID | 5006PGGMN | COMPOSITE ICLASS SEOS CONTACTLESS SMART CARD 8 KB MEMORY, PROG., F-GLOSS, B-GLOSS, MATCH. ICLASS #, NO SLOT, LAM | Ea |  | 1 Year | 4.95 | 5% | 4.7025
59705 | HID | 5006PGGMN7 | COMPOSITE ICLASS SEOS CONTACTLESS SMART CARD 8 KB MEMORY, PROG., F-GLOSS, B-GLOSS, MATCH. ICLASS #, NO SLOT, STATIC 7 BYTE UID | Ea |  | 1 Year | 4.95 | 5% | 4.7025
59706 | HID | 5006PGGMN7T | COMPOSITE ICLASS SEOS CONTACTLESS SMART CARD 8 KB MEMORY, PROG., F-GLOSS, B-GLOSS, MATCH. ICLASS #, NO SLOT, STATIC 7 BYTE UID, 10 PACK | Ea |  | 1 Year | 4.95 | 5% | 4.7025
59707 | HID | 5006PGGMNT | COMPOSITE ICLASS SEOS CONTACTLESS SMART CARD 8 KB MEMORY, PROG., F-GLOSS, B-GLOSS, MATCH. ICLASS #, NO SLOT, LAM, 10 PACK | Ea |  | 1 Year | 4.95 | 5% | 4.7025
59708 | HID | 5006PGGNN | COMPOSITE ICLASS SEOS CONTACTLESS SMART CARD 8 KB MEMORY, PROG., F-GLOSS, B-GLOSS, NO ICLASS #, NO SLOT, LAM | Ea |  | 1 Year | 4.95 | 5% | 4.7025
59709 | HID | 5006PGGNN7 | COMPOSITE ICLASS SEOS CONTACTLESS SMART CARD 8K, PROG, F-GLOSS, B-GLOSS, NO SEOS #, NO SLOT, STATIC 7 BYTE UID | Ea |  | 1 Year | 4.95 | 5% | 4.7025
59710 | HID | 5006PGGNN-A000570 | COMPOSITE ICLASS SEOS CONTACTLESS SMART CARD 8 KB MEMORY, PROG., F-GLOSS, B-GLOSS, NO ICLASS #, NO SO #, NO SLOT, NO HID BUG, LAM | Ea |  | 1 Year | 4.95 | 5% | 4.7025
59711 | HID | 5006PGGNNT | COMPOSITE ICLASS SEOS CONTACTLESS SMART CARD 8 KB MEMORY, PROG., F-GLOSS, B-GLOSS, NO ICLASS #, NO SLOT, LAM, 10 PACK | Ea |  | 1 Year | 4.95 | 5% | 4.7025
59712 | HID | 5006PGGRN | COMPOSITE ICLASS SEOS CONTACTLESS SMART CARD 8 KB MEMORY, PROG., F-GLOSS, B-GLOSS, RANDOM ICLASS #, NO SLOT | Ea |  | 1 Year | 4.95 | 5% | 4.7025
59713 | HID | 5006PGGSN | COMPOSITE ICLASS SEOS CONTACTLESS SMART CARD 8 KB MEMORY, PROG., F-GLOSS, B-GLOSS, SEQ. ICLASS #, NO SLOT | Ea |  | 1 Year | 4.95 | 5% | 4.7025
59714 | HID | 5006PGGSN7 | COMPOSITE ICLASS SEOS CONTACTLESS SMART CARD 8KB MEMORY, PROG, F-GLOSS, B-GLOSS, SEQUENTIAL ENCODED/SEQUENTIAL NON-MATCHING SEOS #, NO SLOT, 7BUID | Ea |  | 1 Year | 4.95 | 5% | 4.7025
59715 | HID | 5006PGGSNT | COMPOSITE ICLASS SEOS CONTACTLESS SMART CARD 8 KB MEMORY, PROG., F-GLOSS, B-GLOSS, SEQ. ICLASS #, NO SLOT, 10 PACK | Ea |  | 1 Year | 4.95 | 5% | 4.7025
59716 | HID | 5006VG1NN | COMPOSITE ICLASS SEOS CONTACTLESS SMART CARD 8K, SEOS LOADED, ER PROG., F-GLOSS, B-GLOSS W/ MAG, NO ICLASS #, NO SLOT | Ea |  | 1 Year | 4.95 | 5% | 4.7025
59717 | HID | 5006VGGBN | COMPOSITE ICLASS SEOS CONTACTLESS SMART CARD 8K, SEOS OS LOADED, NON-PROG, F-GLOSS, B-GLOSS, SEQ INTERNAL/SEQ NON-MATCHING EXTERNAL LASER, NO SLOT | Ea |  | 1 Year | 4.95 | 5% | 4.7025
59718 | HID | 5006VGGNN | COMPOSITE ICLASS SEOS CONTACTLESS SMART CARD 8K, SEOS LOADED, ER PROG., F-GLOSS, B-GLOSS, NO ICLASS #, NO SLOT | Ea |  | 1 Year | 4.95 | 5% | 4.7025
59719 | HID | 5006VGGNN7 | COMPOSITE ICLASS SEOS CONTACTLESS SMART CARD 8K, SEOS OS LOADED, ER PROG, F-GLOSS, B-GLOSS, NO SEOS #, NO SLOT, STATIC 7 BYTE UID | Ea |  | 1 Year | 4.95 | 5% | 4.7025
59720 | HID | 5006VGGNNT | COMPOSITE ICLASS SEOS CONTACTLESS SMART CARD 8K, SEOS LOADED, ER PROG., F-GLOSS, B-GLOSS, NO ICLASS #, NO SLOT, 10 PACK | Ea |  | 1 Year | 4.95 | 5% | 4.7025
59721 | HID | 5006VGGSN | COMPOSITE ICLASS SEOS CONTACTLESS SMART CARD 8K, SEOS LOADED, NON-PROG., F - GLOSS, B - GLOSS, SEQUENTIAL ENCODED/SEQUENTIAL NON-MATCHING PRINTED, NO SLOT | Ea |  | 1 Year | 4.95 | 5% | 4.7025
59722 | HID | 5006ZG1NN | COMPOSITE ICLASS SEOS CONTACTLESS SMART CARD 8K, SEOS OS LOADED, NON-PROG., F-GLOSS, B-GLOSS, W/MAG, NO ICLASS #, NO SLOT, LAM | Ea |  | 1 Year | 4.95 | 5% | 4.7025
59723 | HID | 501-1204 | EM4102 CARD WHITE SURFACE GLOSSY FINISH | Ea |  | 1 Year | 6.49 | 5% | 6.1655
59724 | HID | 501-1210 | HITAG 1 CARD WHITE SURFACE GLOSSY FINISH | Ea |  | 1 Year | 9 | 5% | 8.55
59725 | HID | 501-1212 | HITAGE 2 CARD WHITE SURFACE GLOSSY FINISH | Ea |  | 1 Year | 6.75 | 5% | 6.4125
59726 | HID | 501-1213 | HITAG 1 CARD WHITE SURFACE GLOSSY FINISH WITH HI-CO MAGSTRIPE | Ea |  | 1 Year | 9.55 | 5% | 9.0725
59727 | HID | 501-1226 | EM4102/Mifare Combi Card With Magstripe | Ea |  | 1 Year | 7.61 | 5% | 7.2295
59728 | HID | 501-1301 | MIFARE 1K (ISO 14443-A)TAG BLACK EPOXY | Ea |  | 1 Year | 7 | 5% | 6.65
59729 | HID | 501-1303 | EM4102 TAG BLACK EPOXY | Ea |  | 1 Year | 4.72 | 5% | 4.484
59730 | HID | 501-1480 | DESFire card white surface glossy finish | Ea |  | 1 Year | 5.2 | 5% | 4.94
59731 | HID | 5015PGGMN | COMPOSITE ICLASS SEOS EMBEDDABLE CONTACTLESS SMART CARD 16K, PROG. ICLASS, F-GLOSS, B-GLOSS, MATCH. ICLASS #, NO SLOT, LAM | Ea |  | 1 Year | 9.78 | 5% | 9.291
59732 | HID | 5015PGGMNT | COMPOSITE ICLASS SEOS EMBEDDABLE CONTACTLESS SMART CARD 16K, PROG. ICLASS, F-GLOSS, B-GLOSS, MATCH. ICLASS #, NO SLOT, LAM, 10 PACK | Ea |  | 1 Year | 9.78 | 5% | 9.291
59733 | HID | 5015PGGNN | COMPOSITE ICLASS SEOS EMBEDDABLE CONTACTLESS SMART CARD 16K, PROG. ICLASS, F-GLOSS, B-GLOSS, NO ICLASS #, NO SLOT, LAM | Ea |  | 1 Year | 9.78 | 5% | 9.291
59734 | HID | 5015PGGNNT | COMPOSITE ICLASS SEOS EMBEDDABLE CONTACTLESS SMART CARD 16K, PROG. ICLASS, F-GLOSS, B-GLOSS, NO ICLASS #, NO SLOT, LAM, 10 PACK | Ea |  | 1 Year | 9.78 | 5% | 9.291
59735 | HID | 5016NGGNN | COMPOSITE ICLASS SEOS CONTACTLESS SMART CARD 8 KB MEMORY, NONE PROG., F-GLOSS, B-GLOSS, NO #, NO SLOT, LAM, EMBEDDABLE | Ea |  | 1 Year | 4.95 | 5% | 4.7025
59736 | HID | 5016PGGAN | COMPOSITE ICLASS SEOS CONTACTLESS SMART CARD 8K, EMBEDDABLE, PROG, F-GLOSS, B-GLOSS, MATCHING LASER #, NO SLOT, LAM | Ea |  | 1 Year | 4.95 | 5% | 4.7025
59737 | HID | 5016PGGNN | COMPOSITE ICLASS SEOS CONTACTLESS SMART CARD 8 KB MEMORY, PROG., F-GLOSS, B-GLOSS, NO #, NO SLOT, LAM, EMBEDDABLE | Ea |  | 1 Year | 4.95 | 5% | 4.7025
59738 | HID | 501-9930 | HITAG 2 CARD WHITE SURFACE GLOSSY FINISH WITH HI-CO MAGSTRIPE | Ea |  | 1 Year | 7.32 | 5% | 6.954
59739 | HID | 501-9931 | HITAG 2 TAG BLACK EPOXY | Ea |  | 1 Year | 11.55 | 5% | 10.9725
59740 | HID | 51-0001-54 | NUT, LKG, KNRLD, 8-32, BLK ZINC LEAD FREE | Ea |  | 1 Year | 0.1 | 5% | 0.095
59741 | HID | 5105PGGMNN | COMPOSITE ICLASS SEOS PROX 16K, PROG. ICLASS, F-GLOSS, B-GLOSS, MATCH. ICLASS #, NO SLOT, NO PROX # | Ea |  | 1 Year | 13.19 | 5% | 12.5305
59742 | HID | 5105PGGNNN | COMPOSITE ICLASS SEOS PROX 16K, PROG. ICLASS, F-GLOSS, B-GLOSS, NO ICLASS #, NO SLOT, NO PROX # | Ea |  | 1 Year | 13.19 | 5% | 12.5305
59743 | HID | 5105RG1MNM | COMPOSITE ICLASS SEOS PROX 16K, PROG. ICLASS, F-GLOSS, B-GLOSS W/MAG, MATCH. ICLASS #, NO SLOT, MATCH. PROX #, LAM | Ea |  | 1 Year | 13.19 | 5% | 12.5305
59744 | HID | 5105RG1MNN | COMPOSITE ICLASS SEOS PROX 16K, PROG. ICLASS, F-GLOSS, B-GLOSS W/MAG, MATCH. ICLASS #, NO SLOT, MATCH. PROX # | Ea |  | 1 Year | 13.19 | 5% | 12.5305
59745 | HID | 5105RG1NNM | COMPOSITE ICLASS SEOS PROX 16K, PROG. ICLASS/PROX F-GLOSS, B-GLOSS W/MAG, NO ICLASS #, NO SLOT, MATCH. PROX #, LAM | Ea |  | 1 Year | 13.19 | 5% | 12.5305
59746 | HID | 5105RGGMNM | COMPOSITE ICLASS SEOS PROX 16K, PROG. ICLASS, F-GLOSS, B-GLOSS, MATCH. ICLASS #, NO SLOT, MATCH. PROX # | Ea |  | 1 Year | 13.19 | 5% | 12.5305
59747 | HID | 5105RGGMNN | COMPOSITE ICLASS SEOS PROX 16K, PROG. ICLASS, F-GLOSS, B-GLOSS, MATCH. ICLASS #, NO SLOT, NO PROX # | Ea |  | 1 Year | 13.19 | 5% | 12.5305
59748 | HID | 5105RGGNNM | COMPOSITE ICLASS SEOS PROX 16K, PROG. ICLASS, F-GLOSS, B-GLOSS, NO ICLASS #, NO SLOT, MATCH. PROX # | Ea |  | 1 Year | 13.19 | 5% | 12.5305
59749 | HID | 5105RGGNNN | COMPOSITE ICLASS SEOS PROX CONTACTLESS SMART CARD 16K, PROG SEOS/PROX, F-GLOSS, B-GLOSS, NO SEOS #, NO SLOT, NO PROX # | Ea |  | 1 Year | 13.19 | 5% | 12.5305
59750 | HID | 5105RGGNNS | COMPOSITE ICLASS SEOS PROX 16K, PROG. ICLASS, F-GLOSS, B-GLOSS, NO ICLASS #, NO SLOT, SEQ. PROX # | Ea |  | 1 Year | 13.19 | 5% | 12.5305
59751 | HID | 5105RGGSNN | COMPOSITE ICLASS SEOS PROX 16K, PROG. ICLASS, F-GLOSS, B-GLOSS, SEQ. ICLASS #, NO SLOT, NO PROX # | Ea |  | 1 Year | 13.19 | 5% | 12.5305
59752 | HID | 5105VGGNNN | COMPOSITE ICLASS SEOS CONTACTLESS SMART CARD, 16/KG PROX ER PROG, F-GLOSS, B-GLOSS, NO. ICLASS #, NO SLOT, NO PROX # | Ea |  | 1 Year | 13.19 | 5% | 12.5305
59753 | HID | 5105ZGGNNN | COMPOSITE ICLASS SEOS PROX CONTACTLESS SMART CARD 16K, SEOS OS LOADED, NON-PROG., F-GLOSS, B-GLOSS, NO ICLASS #, NO PROX #, NO SLOT, LAM | Ea |  | 1 Year | 13.19 | 5% | 12.5305
59754 | HID | 5106NGGNNN | COMPOSITE ICLASS SEOS PROX CONTACTLESS SMART CARD 8K, SEOS OS NOT LOADED, NON-PROG., F-GLOSS, B-GLOSS, NO ICLASS #, NO PROX #, NO SLOT, LAM | Ea |  | 1 Year | 10.33 | 5% | 9.8135
59755 | HID | 5106PG1ANN7 | ISO COMPOSITE CARD ICLASS SEOS 8K PROX, SEOS PROG, F-GLOSS, B-GLOSS W/MAG, LASER MATCHING SEOS #, NO SLOT, NO PROX #, 7BUID | Ea |  | 1 Year | 10.33 | 5% | 9.8135
59756 | HID | 5106PG1MNN | COMPOSITE ICLASS SEOS PROX CONTACTLESS SMART CARD 8K, PROG SEOS, NON-PROG PROX, F-GLOSS, B-GLOSS W/MAG, MATCHING SEOS #, NO SLOT, NO PROX #, LAM | Ea |  | 1 Year | 10.33 | 5% | 9.8135
59757 | HID | 5106PG1MNN7 | CLASS SEOS 8K / PROX CARD, COMPOSITE, PROGRAMMED SEOS ONLY, F-GLOSS, B-GLOSS W/ MAG, MATCHING ICLASS #, NO SLOT, NO PROX #, STATIC 7 BYTE UID | Ea |  | 1 Year | 10.33 | 5% | 9.8135
59758 | HID | 5106PGGANN | ISO COMPOSITE CARD ICLASS SEOS 8K / PROX, SEOS PROG, PROX NON-PROG, F-GLOSS, B-GLOSS, LASER MATCHING SEOS #, NO SLOT, NO PROX # | Ea |  | 1 Year | 10.33 | 5% | 9.8135
59759 | HID | 5106PGGANN7 | ISO COMPOSITE CARD ICLASS SEOS 8K PROX, SEOS PROG, F-GLOSS, B-GLOSS, LASER MATCHING SEOS #, NO SLOT, NO PROX #, 7BUID | Ea |  | 1 Year | 10.33 | 5% | 9.8135
59760 | HID | 5106PGGMNN | COMPOSITE ICLASS SEOS PROX CONTACTLESS SMART CARD 8K, PROG. ICLASS,NON PROGRAM PROX, F-GLOSS, B-GLOSS, MATCHING ICLASS #, NO SLOT, NO PROX # | Ea |  | 1 Year | 10.33 | 5% | 9.8135
59761 | HID | 5106PGGMNN7 | COMPOSITE ICLASS SEOS PROX CONTACTLESS SMART CARD 8K, PROG SEOS ONLY, F-GLOSS, B-GLOSS, MATCHING ICLASS #, NO SLOT, NO PROX #, STATIC 7 BYTE UID | Ea |  | 1 Year | 10.33 | 5% | 9.8135
59762 | HID | 5106PGGNNN | COMPOSITE ICLASS SEOS PROX CONTACTLESS SMART CARD 8K, PROG ICLASS, NON-PROG PROX, F-GLOSS, B-GLOSS, NO ICLASS #, NO SLOT, NO PROX # | Ea |  | 1 Year | 10.33 | 5% | 9.8135
59763 | HID | 5106PGGSNS | COMPOSITE ICLASS SEOS PROX CONTACTLESS SMART CARD 8K, PROG. ICLASS, NON-PROG PROX, F-GLOSS, B-GLOSS, SEQ NON-MATCHING ICLASS #, NO SLOT, SEQ NON-MATCHING PROX # | Ea |  | 1 Year | 10.33 | 5% | 9.8135
59764 | HID | 5106RG1ANA7 | COMPOSITE ICLASS SEOS PROX CONTACTLESS SMART CARD 8K, PROG SEOS/PROX, F-GLOSS, B-GLOSS W/MAG, MATCHING SEOS LASER #, NO SLOT, MATCHING PROX LASER #, STATIC 7 BYTE UID, LAM | Ea |  | 1 Year | 10.33 | 5% | 9.8135
59765 | HID | 5106RG1ANB | COMPOSITE ICLASS SEOS PROX CONTACTLESS SMART CARD 8K, PROG SEOS/PROX, F-GLOSS, B-GLOSS W/MAG, MATCHING SEOS LASER #, NO SLOT, SEQ NON-MATCHING PROX LASER #, LAM | Ea |  | 1 Year | 10.33 | 5% | 9.8135
59766 | HID | 5106RG1MNM | COMPOSITE ICLASS SEOS PROX CONTACTLESS SMART CARD 8K, PROG SEOS/PROX, F-GLOSS, B-GLOSS W/MAG, MATCHING SEOS #, NO SLOT, MATCHING PROX #, LAM | Ea |  | 1 Year | 10.33 | 5% | 9.8135
59767 | HID | 5106RG1MNN | COMPOSITE ICLASS SEOS PROX CONTACTLESS SMART CARD 8K, PROG SEOS/PROX, F-GLOSS, B-GLOSS W/MAG, MATCHING SEOS #, NO SLOT, NO PROX #, LAM | Ea |  | 1 Year | 10.33 | 5% | 9.8135
59768 | HID | 5106RG1MNN7 | COMPOSITE ICLASS SEOS PROX CONTACTLESS SMART CARD 8K, PROG SEOS/PROX, F-GLOSS, B-GLOSS W/MAG, MATCHING SEOS #, NO SLOT, NO PROX #, STATIC 7 BYTE UID, LAM | Ea |  | 1 Year | 10.33 | 5% | 9.8135
59769 | HID | 5106RG1NNM | COMPOSITE ICLASS SEOS PROX CONTACTLESS SMART CARD 8K, PROG SEOS/PROX, F-GLOSS, B-GLOSS W/MAG, NO SEOS #, NO SLOT, MATCHING PROX #, LAM | Ea |  | 1 Year | 10.33 | 5% | 9.8135
59770 | HID | 5106RG1NNN | COMPOSITE ICLASS SEOS PROX CONTACTLESS SMART CARD 8K, PROG SEOS/PROX, F-GLOSS, B-GLOSS W/MAG, NO SEOS #, NO SLOT, NO PROX #, LAM | Ea |  | 1 Year | 10.33 | 5% | 9.8135
59771 | HID | 5106RG1SNS | COMPOSITE ICLASS SEOS PROX CONTACTLESS SMART CARD 8K, PROG SEOS/PROX, F-GLOSS, B-GLOSS W/MAG, SEQ NON-MATCHING SEOS #, NO SLOT, SEQ NON-MATCHING PROX #, LAM | Ea |  | 1 Year | 10.33 | 5% | 9.8135
59772 | HID | 5106RGCMNM-A000844 | COMPOSITE ICLASS SEOS PROX CONTACTLESS SMART CARD 8K, PROG SEOS/PROX, F-GLOSS, B-AARP TEXT, MATCHING SEOS #, NO SLOT, MATCHING PROX #, LAM | Ea |  | 1 Year | 10.33 | 5% | 9.8135
59773 | HID | 5106RGGANN | COMPOSITE ICLASS SEOS PROX CONTACTLESS SMART CARD 8K, PROG. ICLASS/PROX, F-GLOSS, B-GLOSS, LASER MATCH ICLASS #, NO SLOT, NO PROX # | Ea |  | 1 Year | 10.33 | 5% | 9.8135
59774 | HID | 5106RGGBNB | COMPOSITE ICLASS SEOS PROX CONTACTLESS SMART CARD 8K, PROG SEOS/PROX, F-GLOSS, B-GLOSS, LASER SEQ NON-MATCHING SEOS #, NO SLOT, LASER SEQ NON-MATCHING PROX # | Ea |  | 1 Year | 10.33 | 5% | 9.8135
59775 | HID | 5106RGGBNN | COMPOSITE ICLASS SEOS PROX CONTACTLESS SMART CARD 8K, PROG SEOS/PROX, F-GLOSS, B-GLOSS, SEQ NON-MATCHING SEOS LASER #, NO SLOT, NO PROX # | Ea |  | 1 Year | 10.33 | 5% | 9.8135
59776 | HID | 5106RGGMNM | COMPOSITE ICLASS SEOS PROX CONTACTLESS SMART CARD 8K, PROG. ICLASS/PROX, F-GLOSS, B-GLOSS, MATCHING ICLASS #, NO SLOT, MATCHING PROX # | Ea |  | 1 Year | 10.33 | 5% | 9.8135
59777 | HID | 5106RGGMNM7 | COMPOSITE ICLASS SEOS PROX CONTACTLESS SMART CARD 8K, PROG SEOS/PROX, F-GLOSS, B-GLOSS, MATCHING SEOS #, NO SLOT, MATCHING PROX #, STATIC 7 BYTE UID | Ea |  | 1 Year | 10.33 | 5% | 9.8135
59778 | HID | 5106RGGMNM-ES | COMPOSITE ICLASS SEOS PROX CONTACTLESS SMART CARD 8K, PROG SEOS WITH ADF PROFILE FOR EMBEDDED SOLUTIONS/PROG PROX, F-GLOSS, B-GLOSS, MATCHING SEOS #, NO SLOT, MATCHING PROX # | Ea |  | 1 Year | 10.33 | 5% | 9.8135
59779 | HID | 5106RGGMNN | COMPOSITE ICLASS SEOS PROX CONTACTLESS SMART CARD 8K, PROG. ICLASS/PROX, F-GLOSS, B-GLOSS, MATCHING ICLASS #, NO SLOT, NO PROX # | Ea |  | 1 Year | 10.33 | 5% | 9.8135
59780 | HID | 5106RGGMNN7 | COMPOSITE ICLASS SEOS PROX CONTACTLESS SMART CARD 8K, PROG SEOS/PROX, F-GLOSS, B-GLOSS, MATCHING SEOS #, NO SLOT, NO PROX #, STATIC 7 BYTE UID | Ea |  | 1 Year | 10.33 | 5% | 9.8135
59781 | HID | 5106RGGMNN7T | COMPOSITE ICLASS SEOS PROX CONTACTLESS SMART CARD 8K, PROG SEOS/PROX, F-GLOSS, B-GLOSS, MATCHING SEOS #, NO SLOT, NO PROX #, STATIC 7 BYTE UID, PACK 10 | Ea |  | 1 Year | 10.33 | 5% | 9.8135
59782 | HID | 5106RGGMNS | COMPOSITE ICLASS SEOS PROX CONTACTLESS SMART CARD 8K, PROG. ICLASS/PROX, F-GLOSS, B-GLOSS, MATCHING ICLASS #, SEQ. NON MATCHING PROX #, NO SLOT | Ea |  | 1 Year | 10.33 | 5% | 9.8135
59783 | HID | 5106RGGNNN | COMPOSITE ICLASS SEOS PROX CONTACTLESS SMART CARD 8K, ICLASS SIO PROGRAMMED, PROX HID FORMAT, F-GLOSS, B-GLOSS, NO ICLASS #, NO PROX #, NO SLOT, LAM | Ea |  | 1 Year | 10.33 | 5% | 9.8135
59784 | HID | 5106RGGRNM | COMPOSITE ICLASS SEOS PROX CONTACTLESS SMART CARD 8K, PROG SEOS/PROX, F-GLOSS, B-GLOSS, RANDOM NON-MATCHING SEQ SEOS #, NO SLOT, MATCHING PROX # | Ea |  | 1 Year | 10.33 | 5% | 9.8135
59785 | HID | 5106RGGRNN | COMPOSITE ICLASS SEOS PROX CONTACTLESS SMART CARD 8K, PROG. ICLASS/PROX, F-GLOSS, B-GLOSS, RANDOM ICLASS #, NO PROX #, NO SLOT | Ea |  | 1 Year | 10.33 | 5% | 9.8135
59786 | HID | 5106RGGSNN | COMPOSITE ICLASS SEOS PROX CONTACTLESS SMART CARD 8K, PROG. ICLASS/PROX, F - GLOSS, B - GLOSS, SEQ NON-MATCHING ICLASS #, NO SLOT, NO PROX # | Ea |  | 1 Year | 10.33 | 5% | 9.8135
59787 | HID | 5106RGGSNS | COMPOSITE ICLASS SEOS PROX CONTACTLESS SMART CARD 8K, PROG. ICLASS/PROX, F-GLOSS, B-GLOSS, SEQ NON-MATCHING ICLASS #, NO SLOT, SEQ NON-MATCHING PROX # | Ea |  | 1 Year | 10.33 | 5% | 9.8135
59788 | HID | 5106VG1NNN | COMPOSITE ICLASS SEOS PROX CONTACTLESS SMART CARD 8K, ER PROG SEOS, NON-PROG PROX, F-GLOSS, B-GLOSS W/MAG, NO SEOS #, NO SLOT, NO PROX #, LAM | Ea |  | 1 Year | 10.33 | 5% | 9.8135
59789 | HID | 5106VGGNNN | COMPOSITE ICLASS SEOS PROX CONTACTLESS SMART CARD 8K, SEOS LOADED, ER PROG., F-GLOSS, B-GLOSS, NO ICLASS #, NO PROX #, NO SLOT | Ea |  | 1 Year | 10.33 | 5% | 9.8135
59790 | HID | 5106VGGNNN7 | COMPOSITE ICLASS SEOS PROX CONTACTLESS SMART CARD 8K, ER PROG SEOS, NON-PROG PROX, F-GLOSS, B-GLOSS, NO SEOS #, NO PROX #, NO SLOT, STATIC 7 BYTE UID | Ea |  | 1 Year | 10.33 | 5% | 9.8135
59791 | HID | 5115RG1MNM | COMPOSITE ICLASS SEOS PROX EMBEDDABLE CONTACTLESS SMART CARD 16K, PROG ICLASS/PROX, F-GLOSS, B-GLOSS, MATCHING SEOS #, NO SLOT, MATCHING PROX #, LAM | Ea |  | 1 Year | 13.19 | 5% | 12.5305
59792 | HID | 5115RGGMNN | COMPOSITE ICLASS SEOS PROX EMBEDDABLE CONTACTLESS SMART CARD 16K, PROG. ICLASS/PROX, F-GLOSS, B-GLOSS, MATCH. ICLASS #, NO SLOT, NO PROX #, LAM | Ea |  | 1 Year | 13.19 | 5% | 12.5305
59793 | HID | 5116RG1MNM | COMPOSITE ICLASS SEOS PROX EMBEDDABLE CONTACTLESS SMART CARD 8K, PROG SEOS/PROX, F-GLOSS, B-GLOSS W/MAG, MATCHING SEOS #, NO SLOT, MATCHING PROX #, LAM | Ea |  | 1 Year | 10.33 | 5% | 9.8135
59794 | HID | 5116RGGMNM | COMPOSITE ICLASS SEOS PROX EMBEDDABLE CONTACTLESS SMART CARD 8K, PROG ICLASS/PROX, F-GLOSS, B-GLOSS, MATCHING SEOS #, NO SLOT, MATCHING PROX #, LAM | Ea |  | 1 Year | 10.33 | 5% | 9.8135
59795 | HID | 5116RGGMNN | COMPOSITE ICLASS SEOS PROX EMBEDDABLE CONTACTLESS SMART CARD 8K, PROG. ICLASS/PROX, F-GLOSS, B-GLOSS, MATCH. ICLASS #, NO SLOT, NO PROX #, LAM | Ea |  | 1 Year | 10.33 | 5% | 9.8135
59796 | HID | 5116RGGNNN | COMPOSITE ICLASS SEOS PROX EMBEDDABLE CONTACTLESS SMART CARD 8K, PROG ICLASS/PROX, F-GLOSS, B-GLOSS, NO SEOS #, NO SLOT, NO PROX #, LAM | Ea |  | 1 Year | 10.33 | 5% | 9.8135
59797 | HID | 5116ZGGNNN | COMPOSITE ICLASS SEOS PROX EMBEDDABLE CONTACTLESS SMART CARD 8K, SEOS OS LOADED, NON-PROG, F-GLOSS, B-GLOSS, NO SEOS #, NO SLOT, NO PROX #, LAM | Ea |  | 1 Year | 10.33 | 5% | 9.8135
59798 | HID | 52060PHNG1MNNN | ISO CARD COMPOSITE ICLASS SEOS 8K, ICLASS 2K, PROX, PROG SEOS, PROG STD ICLASS, NO PROX PROG, F - GLOSS, B - GLOSS W/MAG, MATCH SEOS, NO ICLASS, NO PROX, NO SLOT | Ea |  | 1 Year | 13.1 | 5% | 12.445
59799 | HID | 52060PHNGGMMNN | ISO CARD COMPOSITE SEOS 8K, ICLASS 2K, PROX, PROG SEOS, PROG STD ICLASS, NO PROX PROG, F-GLOSS, B-GLOSS, MATCH SEOS, MATCH ICLASS, NO PROX, NO SLOT | Ea |  | 1 Year | 13.1 | 5% | 12.445
59800 | HID | 52060PHNGGMNNN | ISO CARD COMPOSITE SEOS 8K, ICLASS 2K, PROX, PROG SEOS, PROG STD ICLASS, NO PROX PROG, F-GLOSS, B-GLOSS, MATCH SEOS, NO ICLASS, NO PROX, NO SLOT | Ea |  | 1 Year | 13.1 | 5% | 12.445
59801 | HID | 52060PHPG1MNMN | ISO CARD COMPOSITE SEOS 8K+ICLASS 2K/2+PROX, PROG SEOS, PROG STD ICLASS, PROG PROX, F-GLOSS, B-GLOSS W/MAG, MATCHING SEOS #, NO ICLASS #, MATCHING PROX #, NO SLOT, LAM | Ea |  | 1 Year | 13.1 | 5% | 12.445
59802 | HID | 52060PHPGGAAAN7 | ISO CARD COMPOSITE ICLASS SEOS 8K, ICLASS 2K, PROX, SEOS PROG, ICLASS STD PROG, PROX PROG, F-GLOSS, B-GLOSS, LASER MATCH SEOS #, LASER MATCH ICLASS #, LASER MATCH PROX #, NO SLOT, 7BUID | Ea |  | 1 Year | 13.1 | 5% | 12.445
59803 | HID | 52060PHPGGMMMN | ISO CARD COMPOSITE SEOS 8K, ICLASS 2K, PROX, PROG SEOS, PROG STD ICLASS, PROG PROX PROG, F-GLOSS, B-GLOSS, MATCH SEOS, MATCH ICLASS, MATCH PROX, NO SLOT | Ea |  | 1 Year | 13.1 | 5% | 12.445
59804 | HID | 52060PHPGGMMMN7 | ICLASS SEOS 8K, ICLASS 2K, PROX CARD, COMPOSITE, PROGRAMMED SEOS, PROGRAM STD ICLASS, PROGRAM PROX,, F-GLOSS, B-GLOSS, SEOS MARKING, MATCH SEOS, MATCH ICLASS, MATCH PROX, NO SLOT, STATIC 7 BYTE UID | Ea |  | 1 Year | 13.1 | 5% | 12.445
59805 | HID | 52060PHPGGMMSN | ISO CARD COMPOSITE SEOS 8K, ICLASS 2K, PROX, PROG SEOS, PROG STD ICLASS, PROG PROX PROG, F-GLOSS, B-GLOSS, MATCH SEOS, MATCH ICLASS, SEQUENTIAL INTERNAL/SEQUENTIAL NON-MATCHING ENTERNAL PROX, NO SLOT | Ea |  | 1 Year | 13.1 | 5% | 12.445
59806 | HID | 52060PPNGGMMNN | ISO CARD COMPOSITE SEOS 8K, ICLASS 2K, PROX, PROGRAM ICLASS SEOS, ICLASS, NON PROG PROX, WHITE | Ea |  | 1 Year | 13.1 | 5% | 12.445
59807 | HID | 52060PPPGGANNN | ICLASS SEOS 8K / ICLASS 2K / PROX CARD, COMPOSITE, PROG. SEOS, PROG. ICLASS SE, PROG. PROX, F-GLOSS, B-GLOSS, LASER MATCH SEOS #, NO ICLASS #, NO PROX #, NO SLOT | Ea |  | 1 Year | 13.1 | 5% | 12.445
59808 | HID | 52060PPPGGMMMN | ISO CARD COMPOSITE ICLASS SEOS 8K, ICLASS 2K, PROX, F- GLOSS, B-GLOSS, MATCH ICLASS SEOS, MATCH ICLASS, MATCH PROX, NO SLOT | Ea |  | 1 Year | 13.1 | 5% | 12.445
59809 | HID | 52060PPPGGNNNN | ISO CARD COMPOSITE SEOS 8K, ICLASS 2K, PROX, INITIALIZED, WHITE | Ea |  | 1 Year | 13.1 | 5% | 12.445
59810 | HID | 52060PSNG1MNNN | ISO CARD COMPOSITE ICLASS SEOS 8K, ICLASS 2K/2, PROX, PROG SEOS, PROG STD ICLASS, NON-PROG PROX, F-GLOSS, B-GLOSS W/MAG, MATCH SEOS #, NO ICLASS #, NO PROX #, NO SLOT, LAM | Ea |  | 1 Year | 13.1 | 5% | 12.445
59811 | HID | 52060PSNGGMMNN | ISO CARD COMPOSITE SEOS 8K, ICLASS 2K, PROX, PROG SEOS, PROG STD ICLASS, NO PROX PROG, F-GLOSS, B-GLOSS, MATCH SEOS, MATCH ICLASS, NO PROX, NO SLOT | Ea |  | 1 Year | 13.1 | 5% | 12.445
59812 | HID | 52060PSPG1MNNN | ISO CARD COMPOSITE SEOS 8K_ICLASS 2K/2_PROX, PROG SEOS_PROG SIO AND STD ICLASS_PROG PROX, F-GLOSS, B-GLOSS W/MAG, MATCHING SEOS #, NO ICLASS #, NO PROX #, NO SLOT, LAM | Ea |  | 1 Year | 13.1 | 5% | 12.445
59813 | HID | 52060PSPGGAAAN7 | ISO CARD COMPOSITE ICLASS SEOS 8K, ICLASS 2K, PROX, SEOS PROG, ICLASS STD PROG, PROX PROG, F-GLOSS, B-GLOSS, LASER MATCH SEOS #, LASER MATCH ICLASS #, LASER MATCH PROX #, NO SLOT, 7BUID | Ea |  | 1 Year | 13.1 | 5% | 12.445
59814 | HID | 52060PSPGGAANN7 | ISO CARD COMPOSITE ICLASS SEOS 8K, ICLASS 2K, PROX, SEOS PROG, ICLASS PROG SR, PROX PROG, F-GLOSS, B-GLOSS, LASER MATCH SEOS #, LASER MATCH ICLASS #, NO PROX #, NO SLOT, 7B STATIC UID | Ea |  | 1 Year | 13.1 | 5% | 12.445
59815 | HID | 52060PSPGGANAN7 | ISO CARD COMPOSITE ICLASS SEOS 8K, ICLASS 2K, PROX, SEOS PROG, ICLASS PROG SR, PROX PROG, F-GLOSS, B-GLOSS, LASER MATCH SEOS #, NO ICLASS #, LASER MATCH PROX #, NO SLOT, 7B STATIC UID | Ea |  | 1 Year | 13.1 | 5% | 12.445
59816 | HID | 52060PSPGGANNN | ISO CARD COMPOSITE SEOS 8K, ICLASS 2K/2, PROX, PROG SEOS, PROG ICLASS SR, PROG PROX, F-GLOSS, B-GLOSS, LASER MATCHING SEOS #, NO ICLASS #, NO PROX #, NO SLOT | Ea |  | 1 Year | 13.1 | 5% | 12.445
59817 | HID | 52060PSPGGANNN7 | ISO CARD COMPOSITE SEOS 8K_ICLASS 2K/2_PROX, PROG SEOS_PROG SIO AND STD ICLASS_PROG PROX, F-GLOSS, B-GLOSS, MATCHING SEOS LASER #, NO ICLASS #, NO PROX #, NO SLOT, STATIC 7 BYTE UID | Ea |  | 1 Year | 13.1 | 5% | 12.445
59818 | HID | 52060PSPGGMMMN | ISO CARD COMPOSITE SEOS 8K, ICLASS 2K, PROX, PROG SEOS, PROG STD ICLASS, PROG PROX , F-GLOSS, B-GLOSS, MATCH SEOS, MATCH ICLASS, MATCH PROX, NO SLOT | Ea |  | 1 Year | 13.1 | 5% | 12.445
59819 | HID | 52060PSPGGMMMN7 | ICLASS SEOS 8K, ICLASS 2K, PROX CARD, COMPOSITE, PROGRAMMED SEOS, PROG STD ICLASS, PROG PROX , F-GLOSS, B-GLOSS, MATCH SEOS, MATCH ICLASS, MATCH PROX, NO SLOT, STATIC 7 BYTE UID | Ea |  | 1 Year | 13.1 | 5% | 12.445
59820 | HID | 52060PSPGGMNNN | ISO CARD COMPOSITE SEOS 8K, ICLASS 2K, PROX, PROG SEOS, PROG STD ICLASS, PROG PROX, F-GLOSS, B-GLOSS, MATCH SEOS #, NO ICLASS #, NO PROX #, NO SLOT, LAM | Ea |  | 1 Year | 13.1 | 5% | 12.445
59821 | HID | 52060PSPGGNNNN | ISO CARD COMPOSITE SEOS 8K_ICLASS 2K/2_PROX, PROG SEOS_PROG SIO AND STD ICLASS_PROG PROX, F-GLOSS, B-GLOSS, NO SEOS #, NO ICLASS #, NO PROX #, NO SLOT | Ea |  | 1 Year | 13.1 | 5% | 12.445
59822 | HID | 52060VCNG1NNNN | ISO CARD COMPOSITE SEOS 8K, ICLASS 2K, PROX, OS LOADED, CONFIGURED, FIELD ENCODER USAGE ICLASS, F-GLOSS, B-GLOSS W/ MAG, NO SEOS #, NO ICLASS #, NO PROX #, NO SLOT, LAM | Ea |  | 1 Year | 13.1 | 5% | 12.445
59823 | HID | 52060VCNGGNNNN | ISO CARD COMPOSITE SEOS 8K, ICLASS 2K, PROX, INITIALIZED, WHITE | Ea |  | 1 Year | 13.1 | 5% | 12.445
59824 | HID | 52060VCPGGNNMN | ISO CARD COMPOSITE SEOS 8K, ICLASS 2K, PROX, FIELD ENCODER USAGE SEOS, FIELD ENCODER USAGE ICLASS, PROG PROX, F-GLOSS, B-GLOSS, NO SEOS #, NO ICLASS #, MATCHING PROX #, NO SLOT | Ea |  | 1 Year | 13.1 | 5% | 12.445
59825 | HID | 52063PHNGGANNN | ISO CARD COMPOSITE SEOS 8K, ICLASS 32K 16K/2+16K/1, PROX, PROG SEOS, PROG STD ICLASS, NON PROG PROX, F-GLOSS, B-GLOSS, LASER MATCHING SEOS #, NO ICLASS #, NO PROX #, NO SLOT | Ea |  | 1 Year | 15.18 | 5% | 14.421
59826 | HID | 52063PHPGGANNN | ISO CARD COMPOSITE SEOS 8K, ICLASS 32K 16K/2+16K/1, PROX, PROG SEOS, PROG STD ICLASS, PROG PROX, F-GLOSS, B-GLOSS, LASER MATCHING SEOS #, NO ICLASS #, NO PROX #, NO SLOT | Ea |  | 1 Year | 15.18 | 5% | 14.421
59827 | HID | 52063PSPGGAAAN | COMPOSITE ICLASS SEOS 8K_ICLASS 32K (16K/2+16K/1)_PROX, PROG SEOS_PROG SR AND STD ICLASS_PROG PROX, F-GLOSS, B-GLOSS, LASER MATCH SEOS #, LASER MATCH ICLASS #, LASER MATCH PROX #, NO SLOT | Ea |  | 1 Year | 15.18 | 5% | 14.421
59828 | HID | 52063PSPGGAAAN7 | COMPOSITE ICLASS SEOS 8K/ICLASS 32K (16K/2+16K/1)/PROX, PROG SEOS/ICLASS/PROX, SR, F-GLOSS, B-GLOSS, LASER MATCHING SEOS #, LASER MATCHING ICLASS #, LASER MATCHING PROX #, NO SLOT, 7 BYTE STATIC UID | Ea |  | 1 Year | 15.18 | 5% | 14.421
59829 | HID | 52063PSPGGANNN | ISO CARD COMPOSITE SEOS 8K_ICLASS 32K (16K/2+16K/1)_PROX, PROG SEOS_PROG SIO AND STD ICLASS_PROG PROX, F-GLOSS, B-GLOSS, LASER MATCH SEOS #, NO ICLASS #, NO PROX #, NO SLOT | Ea |  | 1 Year | 15.18 | 5% | 14.421
59830 | HID | 52063PSPGGNNAN | ISO CARD COMPOSITE SEOS 8K_ICLASS 32K (16K/2+16K/1)_PROX, PROG SEOS_PROG SIO AND STD ICLASS_PROG PROX, F-GLOSS, B-GLOSS, NO SEOS #, NO ICLASS #, MATCHING PROX LASER #, NO SLOT | Ea |  | 1 Year | 15.18 | 5% | 14.421
59831 | HID | 52063PSPGGNNNN | ISO CARD COMPOSITE SEOS 8K_ICLASS 32K (16K/2+16K/1)_PROX, PROG SEOS_PROG SIO AND STD ICLASS_PROG PROX, F-GLOSS, B-GLOSS, NO SEOS #, NO ICLASS #, NO PROX #, NO SLOT | Ea |  | 1 Year | 15.18 | 5% | 14.421
59832 | HID | 52064PHNGGANNN | ISO CARD COMPOSITE SEOS 8K, ICLASS 32K 16K/16+16K/1, PROX, PROG SEOS, PROG STD ICLASS, NON PROG PROX, F-GLOSS, B-GLOSS, LASER MATCHING SEOS #, NO ICLASS #, NO PROX #, NO SLOT | Ea |  | 1 Year | 15.18 | 5% | 14.421
59833 | HID | 52064PHNGGANNN7 | ISO CARD COMPOSITE SEOS 8K, ICLASS 32K 16K/16+16K/1, PROX, PROG SEOS, PROG STD ICLASS, NON PROG PROX, F-GLOSS, B-GLOSS, LASER MATCHING SEOS #, NO ICLASS #, NO PROX #, NO SLOT | Ea |  | 1 Year | 15.18 | 5% | 14.421
59834 | HID | 52064PHPG1ANNN | ISO CARD COMPOSITE SEOS 8K, ICLASS 32K 16K/16+16K/1, PROX, PROG SEOS, PROG STD ICLASS, PROG PROX, F-GLOSS, B-GLOSS W/MAG, LASER MATCHING SEOS #, NO ICLASS #, NO PROX #, NO SLOT,LAM | Ea |  | 1 Year | 15.18 | 5% | 14.421
59835 | HID | 52064PHPGGAAAN | ISO CARD COMPOSITE SEOS 8K, ICLASS 32K 16K/16+16K/1, PROX, PROG SEOS, PROG STD ICLASS, PROG PROX, F-GLOSS, B-GLOSS, LASER MATCHING SEOS #, LASER MATCHING ICLASS #, LASER MATCHING PROX #, NO SLOT | Ea |  | 1 Year | 15.18 | 5% | 14.421
59836 | HID | 52064PHPGGAANN | ISO CARD COMPOSITE SEOS 8K, ICLASS 32K 16K/16+16K/1, PROX, PROG SEOS, PROG STD ICLASS, PROG PROX, F-GLOSS, B-GLOSS, LASER MATCHING SEOS #, LASER MATCHING ICLASS #, NO PROX #, NO SLOT | Ea |  | 1 Year | 15.18 | 5% | 14.421
59837 | HID | 52064PHPGGANNN | ISO CARD COMPOSITE SEOS 8K, ICLASS 32K 16K/16+16K/1, PROX, PROG SEOS, PROG STD ICLASS, PROG PROX, F-GLOSS, B-GLOSS, LASER MATCHING SEOS #, NO ICLASS #, NO PROX #, NO SLOT | Ea |  | 1 Year | 15.18 | 5% | 14.421
59838 | HID | 52064PSPGGAAAN7 | ISO CARD COMPOSITE SEOS 8K, ICLASS 32K (16K/16+16K/1), PROX, PROG SEOS/ICLASS/PROX, SR, F-GLOSS, B-GLOSS, LASER MATCHING SEOS #, LASER MATCHING ICLASS #, LASER MATCHING PROX #, NO SLOT, 7 BYTE STATIC UID | Ea |  | 1 Year | 15.65 | 5% | 14.8675
59839 | HID | 52064PSPGGANAN | ISO CARD COMPOSITE SEOS 8K, ICLASS 32K (16K/16+16K/1)_PROX, PROG SEOS_PROG SIO AND STD ICLASS_PROG PROX, F-GLOSS, B-GLOSS, LASER MATCHING SEOS #, NO ICLASS #, LASER MATCHING PROX #, NO SLOT | Ea |  | 1 Year | 15.18 | 5% | 14.421
59840 | HID | 52064PSPGGNNNN | ISO CARD COMPOSITE SEOS 8K, ICLASS 32K (16K/16+16K/1)_PROX, PROG SEOS_PROG SIO AND STD ICLASS_PROG PROX, F-GLOSS, B-GLOSS, NO SEOS #, NO ICLASS #, NO PROX #, NO SLOT | Ea |  | 1 Year | 15.18 | 5% | 14.421
59841 | HID | 52064PSPGGNNNN7 | ISO CARD COMPOSITE SEOS 8K/ ICLASS 32K (16K/16+16K/1)/PROX, PROG SEOS, PROG ICLASS SIO AND STD, PROG. PROX, F-GLOSS, B-GLOSS, NO SEOS #, NO ICLASS #, NO PROX #, NO SLOT, 7 BYTE STATIC UID | Ea |  | 1 Year | 15.18 | 5% | 14.421
59842 | HID | 52064VCNGGNNNN | ISO CARD COMPOSITE ICLASS SEOS 8K, ICLASS 32K (16K/16+16K/1), PROX, ER SEOS, CONFIG ICLASS, PROX NON-PROG, F-GLOSS, B-GLOSS, NO SEOS #, NO ICLASS #, NO PROX #, NO SLOT | Ea |  | 1 Year | 15.18 | 5% | 14.421
59843 | HID | 52260PCGGANN7 | ISO CARD COMPOSITE SEOS 8K/ICLASS 2K, PROG SEOS, ICLASS ER, F-GLOSS, B-GLOSS, MATCHING SEOS LASER #, NO ICLASS #, NO SLOT, STATIC 7 BYTE UID | Ea |  | 1 Year | 8.68 | 5% | 8.246
59844 | HID | 52260PHG1AAN | ISO CARD COMPOSITE SEOS 8K, ICLASS 2K, PROG SEOS, PROG STD ICLASS, F-GLOSS, B-GLOSS W/MAG, LASER MATCHING SEOS #, LASER MATCHING ICLASS #, NO SLOT, LAM | Ea |  | 1 Year | 8.68 | 5% | 8.246
59845 | HID | 52260PHG1ANN | ISO CARD COMPOSITE SEOS 8K_ICLASS 2K, PROG SEOS, PROG STD ICLASS, F-GLOSS, B-GLOSS W/MAG, LASER MATCHING SEOS #, NO ICLASS #, NO SLOT, LAM | Ea |  | 1 Year | 8.68 | 5% | 8.246
59846 | HID | 52260PHGGAAN | ISO CARD COMPOSITE SEOS 8K, ICLASS 2K, PROG SEOS, PROG STD ICLASS, F-GLOSS, B-GLOSS, LASER MATCHING SEOS #, LASER MATCHING ICLASS #, NO SLOT | Ea |  | 1 Year | 8.68 | 5% | 8.246
59847 | HID | 52260PHGGANN | ISO CARD COMPOSITE SEOS 8K, ICLASS 2K, PROG SEOS, PROG STD ICLASS, F-GLOSS, B-GLOSS, LASER MATCHING SEOS #, NO ICLASS #, NO SLOT | Ea |  | 1 Year | 8.68 | 5% | 8.246
59848 | HID | 52260PPGGAAN | ISO CARD COMPOSITE SEOS 8K_ICLASS 2K, PROG SEOS/ICLASS SE, F-GLOSS, B-GLOSS, MATCHING SEOS LASER #, MATCHING ICLASS LASER #, NO SLOT | Ea |  | 1 Year | 8.68 | 5% | 8.246
59849 | HID | 52260PSG1ANN | ISO CARD COMPOSITE SEOS 8K, ICLASS 2K, PROG SEOS, PROG ICLASS, F-GLOSS, B-GLOSS W/MAG, LASER MATCHING SEOS #, NO ICLASS #, NO SLOT, LAM | Ea |  | 1 Year | 8.68 | 5% | 8.246
59850 | HID | 52260PSGGAAN | ISO CARD COMPOSITE SEOS 8K, ICLASS 2K, PROG SEOS, PROG ICLASS, F-GLOSS, B-GLOSS, LASER MATCHING SEOS #, LASER MATCHING ICLASS #, NO SLOT | Ea |  | 1 Year | 8.68 | 5% | 8.246
59851 | HID | 52260PSGGAAN7 | ISO CARD COMPOSITE SEOS 8K, ICLASS 2K, PROG SEOS, PROG ICLASS, F-GLOSS, B-GLOSS, LASER MATCHING SEOS #, LASER MATCHING ICLASS #, NO SLOT | Ea |  | 1 Year | 8.68 | 5% | 8.246
59852 | HID | 52260PSGGANN | ISO CARD COMPOSITE SEOS 8K, ICLASS 2K, PROG SEOS, PROG ICLASS, F-GLOSS, B-GLOSS, LASER MATCHING SEOS #, NO ICLASS #, NO SLOT | Ea |  | 1 Year | 8.68 | 5% | 8.246
59853 | HID | 52260PSGGBBN | ISO CARD COMPOSITE SEOS 8K, ICLASS 2K, PROG SEOS/ICLASS, SR, F-GLOSS, B-GLOSS, SEQ NON MATCH LASER SEOS #, SEQ NON MATCH LASER ICLASS #, NO SLOT | Ea |  | 1 Year | 8.68 | 5% | 8.246
59854 | HID | 52260PSGGNAN | ISO CARD COMPOSITE SEOS 8K_ICLASS 2K, PROG SEOS/ICLASS, F-GLOSS, B-GLOSS, NO SEOS #, LASER MATCHING ICLASS #, NO SLOT | Ea |  | 1 Year | 8.68 | 5% | 8.246
59855 | HID | 52260VCGGNNN | ISO CARD COMPOSITE SEOS 8K_ICLASS 2K, CONFIG SEOS/ICLASS, F-GLOSS, B-GLOSS, NO SEOS #, NO ICLASS #, NO SLOT | Ea |  | 1 Year | 8.68 | 5% | 8.246
59856 | HID | 52263PHGGAAN | ISO CARD COMPOSITE SEOS 8K, ICLASS 32K 16K/2+16K/1, PROG SEOS, PROG STD ICLASS, F-GLOSS, B-GLOSS, LASER MATCHING SEOS #, LASER MATCHING ICLASS #, NO SLOT | Ea |  | 1 Year | 12.46 | 5% | 11.837
59857 | HID | 52263PHGGANN | ISO CARD COMPOSITE SEOS 8K, ICLASS 32K 16K/2+16K/1, PROG SEOS, PROG STD ICLASS, F-GLOSS, B-GLOSS, LASER MATCHING SEOS #, NO ICLASS #, NO SLOT | Ea |  | 1 Year | 12.46 | 5% | 11.837
59858 | HID | 52263PSGGAAN | ISO CARD COMPOSITE SEOS 8K, ICLASS 32K 16K/2+16K/1, PROG SEOS, PROG ICLASS, F-GLOSS, B-GLOSS, LASER MATCHING SEOS #, LASER MATCHING ICLASS #, NO SLOT | Ea |  | 1 Year | 12.46 | 5% | 11.837
59859 | HID | 52263PSGGANN | ISO CARD COMPOSITE SEOS 8K, ICLASS 32K 16K/2+16K/1, PROG SEOS, PROG ICLASS, F-GLOSS, B-GLOSS, LASER MATCHING SEOS #, NO ICLASS #, NO SLOT | Ea |  | 1 Year | 12.46 | 5% | 11.837
59860 | HID | 52263VCGGNNN | ISO CARD COMPOSITE SEOS 8K_ICLASS 32K (16K/2+16K/1), CONFIG SEOS/ICLASS, F-GLOSS, B-GLOSS, NO SEOS #, NO ICLASS #, NO SLOT | Ea |  | 1 Year | 12.46 | 5% | 11.837
59861 | HID | 52264PCGGANN | ISO CARD COMPOSITE SEOS 8K, ICLASS 32K 16K/16+16K/1, PROG SEOS, CONFIG ICLASS, F-GLOSS, B-GLOSS, LASER MATCHING SEOS #, NO ICLASS #, NO SLOT | Ea |  | 1 Year | 12.46 | 5% | 11.837
59862 | HID | 52264PHGGAAN | ISO CARD COMPOSITE SEOS 8K, ICLASS 32K 16K/16+16K/1, PROG SEOS, PROG STD ICLASS, F-GLOSS, B-GLOSS, LASER MATCHING SEOS #, LASER MATCHING ICLASS #, NO SLOT | Ea |  | 1 Year | 12.46 | 5% | 11.837
59863 | HID | 52264PHGGANN | ISO CARD COMPOSITE SEOS 8K, ICLASS 32K 16K/16+16K/1, PROG SEOS, PROG STD ICLASS, F-GLOSS, B-GLOSS, LASER MATCHING SEOS #, NO ICLASS #, NO SLOT | Ea |  | 1 Year | 12.46 | 5% | 11.837
59864 | HID | 52264PSGGAAN | ISO CARD COMPOSITE SEOS 8K, ICLASS 32K 16K/16+16K/1, PROG SEOS, PROG ICLASS, F-GLOSS, B-GLOSS, LASER MATCHING SEOS #, LASER MATCHING ICLASS #, NO SLOT | Ea |  | 1 Year | 12.46 | 5% | 11.837
59865 | HID | 52264PSGGANN | ISO CARD COMPOSITE SEOS 8K, ICLASS 32K 16K/16+16K/1, PROG SEOS, PROG ICLASS, F-GLOSS, B-GLOSS, LASER MATCHING SEOS #, NO ICLASS #, NO SLOT | Ea |  | 1 Year | 12.46 | 5% | 11.837
59866 | HID | 52264VCGGNNN | ISO CARD COMPOSITE SEOS 8K_ICLASS 32K (16K/16+16K/1), ER SEOS_CONFIG ICLASS, F-GLOSS, B-GLOSS, NO SEOS #, NO ICLASS #, NO SLOT | Ea |  | 1 Year | 12.46 | 5% | 11.837
59867 | HID | 5350-101-01 | BASE, PROXPRO, GRY LEAD FREE | Ea |  | 1 Year | 32.14 | 5% | 30.533
59868 | HID | 5350-101-02 | BASE, PROXPRO, BEI | Ea |  | 1 Year | 32.14 | 5% | 30.533
59869 | HID | 5350-113-01 | BEZEL, PROXPRO, GRY, W/KYBD LEAD FREE | Ea |  | 1 Year | 11.78 | 5% | 11.191
59870 | HID | 5350-113-02 | BEZEL, PROXPRO, GRY LEAD FREE | Ea |  | 1 Year | 11.78 | 5% | 11.191
59871 | HID | 5350-113-03 | BEZEL, PROXPRO, BEI, W/KYBD | Ea |  | 1 Year | 11.78 | 5% | 11.191
59872 | HID | 5350-113-04 | BEZEL, PROXPRO, BEI | Ea |  | 1 Year | 11.78 | 5% | 11.191
59873 | HID | 5352-305-H1311 | MIPRCS, PROXPRO, CSTM HTFLD | Ea |  | 1 Year | 130 | 5% | 123.5
59874 | HID | 5352ABK00 | PROXPRO SERIAL, BEIGE, KEYPAD, LEAD FREE | Ea |  | 1 Year | 538.43 | 5% | 511.5085
59875 | HID | 5352ABN00 | PROXPRO SERIAL, BEIGE, NO KEYPAD, LEAD FREE | Ea |  | 1 Year | 339.83 | 5% | 322.8385
59876 | HID | 5352ABN00-310006 | PROXPRO SERIAL, BEIGE, NO KEYPAD, CUSTOM LABEL INNER RANGE, LEAD FREE | Ea |  | 1 Year | 339.83 | 5% | 322.8385
59877 | HID | 5352ABS00 | PROXPRO SERIAL, BEIGE, KEYPAD, LEAD FREE | Ea |  | 1 Year | 538.43 | 5% | 511.5085
59878 | HID | 5352AGK00 | PROXPRO SERIAL, GRAY, KEYPAD | Ea |  | 1 Year | 538.43 | 5% | 511.5085
59879 | HID | 5352AGK09 | PROXPRO SERIAL, GRAY, KEYPAD, LEAD FREE | Ea |  | 1 Year | 538.43 | 5% | 511.5085
59880 | HID | 5352AGK10 | PROXPRO SERIAL, GRAY, KEYPAD, | Ea |  | 1 Year | 538.43 | 5% | 511.5085
59881 | HID | 5352AGK11 | PROXPRO SERIAL, GRAY, KEYPAD, LEAD FREE | Ea |  | 1 Year | 538.43 | 5% | 511.5085
59882 | HID | 5352AGK14 | PROXPRO SERIAL, GRAY, KEYPAD, LEAD FREE | Ea |  | 1 Year | 538.43 | 5% | 511.5085
59883 | HID | 5352AGK19 | PROXPRO SERIAL, GRAY, KEYPAD, LEAD FREE | Ea |  | 1 Year | 538.43 | 5% | 511.5085
59884 | HID | 5352AGK20 | PROXPRO SERIAL, GRAY, KEYPAD | Ea |  | 1 Year | 538.43 | 5% | 511.5085
59885 | HID | 5352AGN00 | PROXPRO SERIAL, GRAY, NO KEYPAD LEAD FREE | Ea |  | 1 Year | 339.83 | 5% | 322.8385
59886 | HID | 5352AGN00-1575A | PROXPRO, SERIAL, GRAY, NO KPD, ARITECH, LEAD FREE | Ea |  | 1 Year | 339.83 | 5% | 322.8385
59887 | HID | 5352AGN00-2065A | RDR, PROXPRO, SERIAL, NO KPD, NAT'L CTRL SYSTEMS - BELGIUM, GRAY, LEAD FREE | Ea |  | 1 Year | 339.83 | 5% | 322.8385
59888 | HID | 5352AGN00-310006 | PROXPRO SERIAL, GRY, NO KEYPAD, CUSTOM LABEL INNER RANGE, LEAD FREE | Ea |  | 1 Year | 339.83 | 5% | 322.8385
59889 | HID | 5352AGN00-CHINA | RDR, PROXPRO SERIAL, GRAY, NO KEYPAD,CHINA CM MANUFACTURING LICENSED RDR, LEAD FREE | Ea |  | 1 Year | 339.83 | 5% | 322.8385
59890 | HID | 5352AGN14 | PROXPRO SER, GRY, NO KEYPAD, LEAD FREE | Ea |  | 1 Year | 339.83 | 5% | 322.8385
59891 | HID | 5352AGS00 | PROXPRO SERIAL, GRAY, KEYPAD LEAD FREE | Ea |  | 1 Year | 538.43 | 5% | 511.5085
59892 | HID | 5352AGS10 | PROXPRO SER, GRY, KEYPAD, LEAD FREE | Ea |  | 1 Year | 538.43 | 5% | 511.5085
59893 | HID | 5352AGS14 | PROXPRO SERIAL, GRY, KEYPAD, LEAD FREE | Ea |  | 1 Year | 538.43 | 5% | 511.5085
59894 | HID | 5355-320-01 | PRGMD ASSY, PROXPRO DFM LEAD FREE | Ea |  | 1 Year | 278.51 | 5% | 264.5845
59895 | HID | 5355-320-I1031 | MIPRCS, PROXPRO, INFOGRPH | Ea |  | 1 Year | 171.39 | 5% | 162.8205
59896 | HID | 5355A-302-01 | COV ASSY, PROXPRO, GRY W/KEYPAD HOLES LEAD FREE | Ea |  | 1 Year | 32.14 | 5% | 30.533
59897 | HID | 5355A-302-02 | COV ASSY, PROXPRO, GRY, NO KEYPAD LEAD FREE | Ea |  | 1 Year | 32.14 | 5% | 30.533
59898 | HID | 5355A-302-03 | COV ASSY, PROXPRO, BEI, W/KEYPAD HOLES, LEAD FREE | Ea |  | 1 Year | 32.14 | 5% | 30.533
59899 | HID | 5355A-302-04 | COV ASSY, PROXPRO, BEI, NO KEYPAD, LEAD FREE | Ea |  | 1 Year | 32.14 | 5% | 30.533
59900 | HID | 5355A-305-01 | PRGMD ASSY, PROXPRO, LEAD FREE | Ea |  | 1 Year | 139.26 | 5% | 132.297
59901 | HID | 5355A-306-01 | COV ASSY, PROXPRO, GRY, W/KEYPAD, LEAD FREE | Ea |  | 1 Year | 278.51 | 5% | 264.5845
59902 | HID | 5355A-306-02 | COV ASSY, PROXPRO, BEI, W/KEYPAD, LEAD FREE | Ea |  | 1 Year | 278.51 | 5% | 264.5845
59903 | HID | 5355A-306-03 | COV ASSY, PROXPRO, GRY, W/DIR CONN KEYPAD LEAD FREE | Ea |  | 1 Year | 278.51 | 5% | 264.5845
59904 | HID | 5355A-306-04 | COV ASSY, PROXPRO, BEI, W/DIR CONN KEYPAD, LEAD FREE | Ea |  | 1 Year | 278.51 | 5% | 264.5845
59905 | HID | 5355A-306-05 | COV ASSY, PROXPRO, GRY, W/KEYPAD AND BEZEL, LEAD FREE | Ea |  | 1 Year | 289.22 | 5% | 274.759
59906 | HID | 5355A-306-06 | COV ASSY, PROXPRO, BEIGE, W/KEYPAD AND BEZEL, LEAD FREE | Ea |  | 1 Year | 289.22 | 5% | 274.759
59907 | HID | 5355A-306-07 | COV ASSY, PROXPRO, GRY, W/DIR CONN KEYPAD & BEZEL, LEAD FREE | Ea |  | 1 Year | 289.22 | 5% | 274.759
59908 | HID | 5355A-306-08 | COV ASSY, PROXPRO, BEI, W/DIR CONN KEYPAD & BEZEL, LEAD FREE | Ea |  | 1 Year | 289.22 | 5% | 274.759
59909 | HID | 5355ABD00 | PROXPRO WIEGAND, BEIGE, KEYPAD, LEAD FREE | Ea |  | 1 Year | 538.43 | 5% | 511.5085
59910 | HID | 5355ABK00 | PROXPRO WIEGAND, BEIGE, KEYPAD, LEAD FREE | Ea |  | 1 Year | 538.43 | 5% | 511.5085
59911 | HID | 5355ABK00-110315 | PROXPRO WIEGAND, BEIGE, KEYPAD, LEAD FREE, HID SLEEVE & LABEL | Ea |  | 1 Year | 538.43 | 5% | 511.5085
59912 | HID | 5355ABK00-C1221 | RDR, PROXPRO, CSTM, BEIGE, KEYPAD, CHUBB, LEAD FREE | Ea |  | 1 Year | 538.43 | 5% | 511.5085
59913 | HID | 5355ABK00-CHINA | RDR, PROXPRO WIEGAND, BEIGE, KEYPAD, CHINA CM MANUFACTURING LICENSED RDR, LEAD FREE | Ea |  | 1 Year | 538.43 | 5% | 511.5085
59914 | HID | 5355ABK00-G1021 | RDR, PROXPRO, CSTM, GIC, LEAD FREE | Ea |  | 1 Year | 538.43 | 5% | 511.5085
59915 | HID | 5355ABK00-N1001 | PROXPRO WIEGAND, BEIGE, KEYPAD, HONEYWELL, LEAD FREE | Ea |  | 1 Year | 538.43 | 5% | 511.5085
59916 | HID | 5355ABK00-R1013 | PROXPRO WIEGAND, CLASSIC BEIGE, KEYPAD, RFI, CUSTOM FIRMWARE, LEAD FREE | Ea |  | 1 Year | 538.43 | 5% | 511.5085
59917 | HID | 5355ABK00-S107R | RDR, PROXPRO W/2X7 KEYPAD, SENSORMATIC, BEI, | Ea |  | 1 Year | 538.43 | 5% | 511.5085
59918 | HID | 5355ABK00-S1291 | RDR, PROXPRO, WIEGAND, BEIGE, KEYPAD, CSTM, SPLX, LEAD FREE | Ea |  | 1 Year | 538.43 | 5% | 511.5085
59919 | HID | 5355ABK08 | PROXPRO WIEGAND, BEIGE, KEYPAD, LEAD FREE, PCSC OUTPUT | Ea |  | 1 Year | 538.43 | 5% | 511.5085
59920 | HID | 5355ABK09 | PROXPRO WIEGAND, BEIGE, KEYPAD, LEAD FREE | Ea |  | 1 Year | 538.43 | 5% | 511.5085
59921 | HID | 5355ABK09-A1028 | RDR, PROXPRO, WIEG, BEIGE, KEYBD, ANDOVER LBL, PN:01-7000-214, 8 BIT BURST, LEAD FREE | Ea |  | 1 Year | 538.43 | 5% | 511.5085
59922 | HID | 5355ABK09-CHINA | PROXPRO WIEGAND, BEIGE, KEYPAD, BUFFER ONE KEY AND ADD COMPLIMENT, 8 BIT MESSAGE (DORADO, CARDKEY) | Ea |  | 1 Year | 538.43 | 5% | 511.5085
59923 | HID | 5355ABK11 | PROXPRO WIEGAND, BEIGE, KEYPAD, LEAD FREE | Ea |  | 1 Year | 538.43 | 5% | 511.5085
59924 | HID | 5355ABK14 | PROXPRO WIEGAND, BEIGE, KEYPAD, LEAD FREE | Ea |  | 1 Year | 538.43 | 5% | 511.5085
59925 | HID | 5355ABK15 | PROXPRO WIEGAND, BEIGE, KEYPAD, LEAD FREE | Ea |  | 1 Year | 538.43 | 5% | 511.5085
59926 | HID | 5355ABK19 | PROXPRO WIE, BEI, KEYPAD, LEAD FREE | Ea |  | 1 Year | 538.43 | 5% | 511.5085
59927 | HID | 5355ABK19-S1291 | RDR, PROXPRO, CSTM, BEI KEYPAD, SPLX, LEAD FREE | Ea |  | 1 Year | 538.43 | 5% | 511.5085
59928 | HID | 5355ABK20 | PROXPRO WIE, BEIGE, KEYPAD, LEAD FREE | Ea |  | 1 Year | 538.43 | 5% | 511.5085
59929 | HID | 5355ABN00 | PROXPRO WIEGAND, BEIGE, NO KEYPAD, LEAD FREE | Ea |  | 1 Year | 339.83 | 5% | 322.8385
59930 | HID | 5355ABN00-A1028 | RDR, PROXPRO, WIEG, BEI, ANDOVER LBL, PN: 01-7000-112, LEAD FREE | Ea |  | 1 Year | 339.83 | 5% | 322.8385
59931 | HID | 5355ABN00-CHINA | RDR, PROXPRO WIEGAND, BEIGE, NO KEYPAD,CHINA CM MANUFACTURING LICENSED RDR, LEAD FREE | Ea |  | 1 Year | 339.83 | 5% | 322.8385
59932 | HID | 5355ABN00-G1021 | RDR, PROXPRO, CSTM, BEIGE, NO KPD, GIC, LEAD FREE | Ea |  | 1 Year | 339.83 | 5% | 322.8385
59933 | HID | 5355ABN00-N1001 | RDR, PROXPRO, CSTM, BEI, NO KPD, HONEYWELL, LEAD FREE | Ea |  | 1 Year | 339.83 | 5% | 322.8385
59934 | HID | 5355ABN00-R1011 | RDR, PROXPRO, CSTM, RCPTRS, LEAD FREE | Ea |  | 1 Year | 339.83 | 5% | 322.8385
59935 | HID | 5355ABN00-S107R | RDR, PROXPRO, SENSORMATIC, BEI, LEAD FREE | Ea |  | 1 Year | 339.83 | 5% | 322.8385
59936 | HID | 5355ABN00-S1291 | RDR, PROXPRO, CSTM, SPLX TIME, LEAD FREE | Ea |  | 1 Year | 339.83 | 5% | 322.8385
59937 | HID | 5355ABN14 | PROXPRO WIEGAND, BEIGE, NO KEYPAD, LEAD FREE | Ea |  | 1 Year | 339.83 | 5% | 322.8385
59938 | HID | 5355ABS00 | PROXPRO WIEGAND, BEIGE, KEYPAD, LEAD FREE | Ea |  | 1 Year | 538.43 | 5% | 511.5085
59939 | HID | 5355ABS00-G1021 | RDR, PROXPRO, DIR CON, CSTM, BEIGE, KEYPAD, GIC, LEAD FREE | Ea |  | 1 Year | 538.43 | 5% | 511.5085
59940 | HID | 5355ABS00-S107R | RDR, PROXPRO W/3X4 KEYPAD, SENSORMATIC, BEI, LEAD FREE | Ea |  | 1 Year | 538.43 | 5% | 511.5085
59941 | HID | 5355ABS08 | PROXPRO WIEGAND, BEIGE, KEYPAD, LEAD FREE, PCSC OUTPUT | Ea |  | 1 Year | 538.43 | 5% | 511.5085
59942 | HID | 5355ABS14 | PROXPRO WIEGAND, BEIGE, KEYPAD, LEAD FREE | Ea |  | 1 Year | 538.43 | 5% | 511.5085
59943 | HID | 5355AGD00 | PROXPRO WIEGAND, GRAY, BUFFERED DIRECT CONNECT KEYPAD (3 X 4 TYPE), LEAD FREE | Ea |  | 1 Year | 538.43 | 5% | 511.5085
59944 | HID | 5355AGD00-N1001 | RDR, PROXPRO, CSTM HONEYWELL, LEAD FREE | Ea |  | 1 Year | 538.43 | 5% | 511.5085
59945 | HID | 5355AGK00 | PROXPRO WIEGAND, GRAY, KEYPAD, LEAD FREE | Ea |  | 1 Year | 538.43 | 5% | 511.5085
59946 | HID | 5355AGK00-12421 | PROXPOINT, GRAY, KEYPAD, (KEYSCAN),LEAD FREE | Ea |  | 1 Year | 538.43 | 5% | 511.5085
59947 | HID | 5355AGK00-1575A | PROXPRO W/ KEYPAD, ARITECH ACI757, LEAD FREE | Ea |  | 1 Year | 538.43 | 5% | 511.5085
59948 | HID | 5355AGK00-2065A | RDR, PROXPRO, NAT'L CTRL SYSTEMS, WIEG, GRAY, KEYPAD, LEAD FREE | Ea |  | 1 Year | 538.43 | 5% | 511.5085
59949 | HID | 5355AGK00-310006 | PROXPRO WIEGAND, GRAY, KEYPAD, CUSTOM INNER RANGE LABEL, LEAD FREE | Ea |  | 1 Year | 538.43 | 5% | 511.5085
59950 | HID | 5355AGK00-C1221 | RDR, PROXPRO, CSTM, GRY, KEYPAD, CHUBB, LEAD FREE | Ea |  | 1 Year | 538.43 | 5% | 511.5085
59951 | HID | 5355AGK00-CHINA | RDR, PROXPRO WIEGAND, GRAY, KEYPAD, CHINA CM MANUFACTURING LICENSED RDR, LEAD FREE | Ea |  | 1 Year | 538.43 | 5% | 511.5085
59952 | HID | 5355AGK00-G1021 | RDR, PROXPRO, KEYBD, CSTM, GIC, LEAD FREE | Ea |  | 1 Year | 538.43 | 5% | 511.5085
59953 | HID | 5355AGK00-N1001 | RDR, PROXPRO, HONEYWELL, LEAD FREE | Ea |  | 1 Year | 538.43 | 5% | 511.5085
59954 | HID | 5355AGK00-R1011 | PROXPRO WIEGAND, GRAY, KEYPAD, RECEPTORS 1031 CUSTOM FIRMWARE, LEAD FREE | Ea |  | 1 Year | 538.43 | 5% | 511.5085
59955 | HID | 5355AGK01-3451 | PROXPRO WIEGAND, GRAY, KEYPAD, WIEGAND PULSE WIDTH TIME=200US,WIEGAND PULSE INTERVAL TIME=400US, GROVENSOR TECHNOLOGY, LEAD FREE | Ea |  | 1 Year | 538.43 | 5% | 511.5085
59956 | HID | 5355AGK09 | PROXPRO WIEGAND, GRAY, KEYPAD, LEAD FREE | Ea |  | 1 Year | 538.43 | 5% | 511.5085
59957 | HID | 5355AGK09-A1028 | RDR, PROXPRO, WIEG, GRY, KEYPAD, ANDOVER LBL, PN:01-7000-213, 8 BIT BURST, LEAD FREE | Ea |  | 1 Year | 538.43 | 5% | 511.5085
59958 | HID | 5355AGK09-CHINA | PROXPRO WIEGAND, GRAY, KEYPAD, BUFFER ONE KEY AND ADD COMPLIMENT, 8 BIT MESSAGE (DORADO, CARDKEY) | Ea |  | 1 Year | 538.43 | 5% | 511.5085
59959 | HID | 5355AGK09-G1021 | RDR, PROXPRO, GREY, KEYBD, CSTM, GIC, LEAD FREE | Ea |  | 1 Year | 538.43 | 5% | 511.5085
59960 | HID | 5355AGK10 | PROXPRO WIEGAND, GRAY, KEYPAD, LEAD FREE | Ea |  | 1 Year | 538.43 | 5% | 511.5085
59961 | HID | 5355AGK11 | PROXPRO WIEGAND, GRAY, KEYPAD, LEAD FREE | Ea |  | 1 Year | 538.43 | 5% | 511.5085
59962 | HID | 5355AGK14 | PROXPRO WIEGAND, GRAY, KEYPAD, LEAD FREE | Ea |  | 1 Year | 538.43 | 5% | 511.5085
59963 | HID | 5355AGK14-S1291 | PROXPRO WIEGAND, GRAY, KEYPAD, LEAD FREE | Ea |  | 1 Year | 538.43 | 5% | 511.5085
59964 | HID | 5355AGK15 | PROXPRO WIEGAND, GRAY, KEYPAD, LEAD FREE | Ea |  | 1 Year | 538.43 | 5% | 511.5085
59965 | HID | 5355AGK17 | PROXPRO WIEGAND, GRAY, KEYPAD, LEAD FREE | Ea |  | 1 Year | 538.43 | 5% | 511.5085
59966 | HID | 5355AGK19 | PROXPRO WIEGAND, GRAY, KEYPAD, LEAD FREE | Ea |  | 1 Year | 538.43 | 5% | 511.5085
59967 | HID | 5355AGK20 | PROXPRO WIEGAND, GRAY, KEYPAD, LEAD FREE | Ea |  | 1 Year | 538.43 | 5% | 511.5085
59968 | HID | 5355AGK23 | PROXPRO WIEGAND, GRAY, KEYPAD, 11 KEY BUFFERED OUTPUT, LEAD FREE | Ea |  | 1 Year | 538.43 | 5% | 511.5085
59969 | HID | 5355AGN00 | PROXPRO WIEGAND, GRAY, NO KEYPAD LEAD FREE | Ea |  | 1 Year | 339.83 | 5% | 322.8385
59970 | HID | 5355AGN00-11711 | RDR, PROXPRO, WIEGAND, GRY, NO KPAD, LOGIPLEX, LEAD FREE | Ea |  | 1 Year | 339.83 | 5% | 322.8385
59971 | HID | 5355AGN00-12421 | PROXPRO WIEGAND, GRAY, NO KEYPAD, (KEYSCAN), LEAD FREE | Ea |  | 1 Year | 339.83 | 5% | 322.8385
59972 | HID | 5355AGN00-1575A | PROXPRO, ARITECH ACI755, LEAD FREE | Ea |  | 1 Year | 339.83 | 5% | 322.8385
59973 | HID | 5355AGN00-2065A | RDR, PROXPRO, WIEGAND, GRY, NO KPAD, NAT'L CTRL SYSTEMS, LEAD FREE | Ea |  | 1 Year | 339.83 | 5% | 322.8385
59974 | HID | 5355AGN00-310006 | PROXPRO WIEG, GRY, NO KEYPAD, INNER RANGE LABEL, LEAD FREE | Ea |  | 1 Year | 339.83 | 5% | 322.8385
59975 | HID | 5355AGN00-3451 | PROXPRO WIEGAND, GRAY, NO KEYPAD, WIEGAND PULSE WIDTH TIME=200US,WIEGAND PULSE INTERVAL TIME=400US, GROSVENOR TECHNOLOGY, LEAD FREE | Ea |  | 1 Year | 339.83 | 5% | 322.8385
59976 | HID | 5355AGN00-A1041 | RDR, PROXPRO, CSTM, APLD RLTM, LEAD FREE | Ea |  | 1 Year | 339.83 | 5% | 322.8385
59977 | HID | 5355AGN00-C1021 | RDR, PROXPRO, CSTM, CONTINENTAL, LEAD FREE | Ea |  | 1 Year | 339.83 | 5% | 322.8385
59978 | HID | 5355AGN00-C1221 | RDR, PROXPRO, WIEGAND, GRY, NO KPAD, CSTM, CHUBB, LEAD FREE | Ea |  | 1 Year | 339.83 | 5% | 322.8385
59979 | HID | 5355AGN00-CHINA | RDR, PROXPRO WIEGAND, GRAY, NO KEYPAD, CHINA CM MANUFACTURING LICENSED RDR, LEAD FREE | Ea |  | 1 Year | 339.83 | 5% | 322.8385
59980 | HID | 5355AGN00-G1021 | RDR, PROXPRO, CSTM, GIC, LEAD FREE | Ea |  | 1 Year | 339.83 | 5% | 322.8385
59981 | HID | 5355AGN00-G104E | RDR,PROXPRO, WIEGAND, GRY, NO KPAD, CSTM FRMWR RDR, GIC, LEAD FREE | Ea |  | 1 Year | 339.83 | 5% | 322.8385
59982 | HID | 5355AGN00-G1201 | RDR, PROXPRO, CSTM, GEOFF UK-SKB, LEAD FREE | Ea |  | 1 Year | 339.83 | 5% | 322.8385
59983 | HID | 5355AGN00-M1021 | RDR, PROXPRO, CSTM, MDI, LEAD FREE | Ea |  | 1 Year | 339.83 | 5% | 322.8385
59984 | HID | 5355AGN00-R1001 | RDR, PROXPRO, GRY, RADIONICS, D8223, LEAD FREE | Ea |  | 1 Year | 339.83 | 5% | 322.8385
59985 | HID | 5355AGN00-R1011 | RDR, PROXPRO, CSTM, RCPTRS, LEAD FREE | Ea |  | 1 Year | 339.83 | 5% | 322.8385
59986 | HID | 5355AGN00-S1431 | RDR, PROXPRO, CSTM, SMF SYS, LEAD FREE | Ea |  | 1 Year | 339.83 | 5% | 322.8385
59987 | HID | 5355AGN00-SKT | RDR, PROXPRO, STANDARD FIRMWARE, W/SOCKET, LEAD FREE | Ea |  | 1 Year | 339.83 | 5% | 322.8385
59988 | HID | 5355AGN00-T1212 | RDR, PROXPRO, WIEGAND, GRY, NO KPAD, TECKTALK, BELGIUM, LEAD FREE | Ea |  | 1 Year | 339.83 | 5% | 322.8385
59989 | HID | 5355AGN01 | PROXPRO WIEGAND, GRAY, NO KEYPAD, LEAD FREE | Ea |  | 1 Year | 339.83 | 5% | 322.8385
59990 | HID | 5355AGN01-3451 | PROXPRO WIEGAND, GRAY, NO KEYPAD,WIEGAND PULSE WIDTH TIME=200US,WIEGAND PULSE INTERVAL TIME=400US, GROSVENSOR TECHNOLOGY, LEAD FREE | Ea |  | 1 Year | 339.83 | 5% | 322.8385
59991 | HID | 5355AGN02 | PROXPRO WIEGAND, GRAY, NO KEYPAD, LEAD FREE | Ea |  | 1 Year | 339.83 | 5% | 322.8385
59992 | HID | 5355AGN02-T1212 | PROXPRO WIEGAND, GRAY, NO KEYPAD, LEAD FREE | Ea |  | 1 Year | 339.83 | 5% | 322.8385
59993 | HID | 5355AGN04 | PROXPRO WIEGAND, GRAY, NO KEYPAD, LEAD FREE | Ea |  | 1 Year | 339.83 | 5% | 322.8385
59994 | HID | 5355AGN10 | PROXPRO WIEGAND, GRAY, NO KEYPAD, LEAD FREE | Ea |  | 1 Year | 339.83 | 5% | 322.8385
59995 | HID | 5355AGN11 | PROXPRO WIEGAND, GRAY, NO KEYPAD, LEAD FREE | Ea |  | 1 Year | 339.83 | 5% | 322.8385
59996 | HID | 5355AGN17 | PROXPRO WIEGAND, GRAY, NO KEYPAD, LEAD FREE | Ea |  | 1 Year | 339.83 | 5% | 322.8385
59997 | HID | 5355AGS00-G1021 | RDR, PRXPRO, CSTM, GIC, LEAD FREE | Ea |  | 1 Year | 538.43 | 5% | 511.5085
59998 | HID | 5355AGS06 | PROXPRO WIEGAND, GRAY, KEYPAD, LEAD FREE | Ea |  | 1 Year | 538.43 | 5% | 511.5085
59999 | HID | 5355AGS10 | PROXPRO WIEGAND, GRAY, KEYPAD, LEAD FREE | Ea |  | 1 Year | 538.43 | 5% | 511.5085
60000 | HID | 5355AGS14 | PROXPRO WIEG, GRY, KEYPAD, LEAD FREE | Ea |  | 1 Year | 538.43 | 5% | 511.5085
60001 | HID | 5355AGS20 | PROXPRO WIEGAND, GRAY, KEYPAD, LEAD FREE, SINGLE KEY BUFFERING | Ea |  | 1 Year | 517.72 | 5% | 491.834
60002 | HID | 5358ABN00 | PROXPRO CLOCK & DATA, BEIGE, NO KEYPAD, SW1-P1=OFF | Ea |  | 1 Year | 339.83 | 5% | 322.8385
60003 | HID | 5358AGK00 | PROXPRO CLOCK & DATA, GRAY, KEYPAD, SW1-P1=OFF | Ea |  | 1 Year | 538.43 | 5% | 511.5085
60004 | HID | 5358AGK09 | PROXPRO CLOCK & DATA, GRAY, KEYPAD, (SW -P1=OFF) | Ea |  | 1 Year | 538.43 | 5% | 511.5085
60005 | HID | 5358AGK11 | PROXPRO CLOCK & DATA, GRAY, KEYPAD | Ea |  | 1 Year | 538.43 | 5% | 511.5085
60006 | HID | 5358AGK14 | PROXPRO CLOCK & DATA, CLASSIC GRAY, KEYPAD | Ea |  | 1 Year | 538.43 | 5% | 511.5085
60007 | HID | 5358AGN00 | PROXPRO CLOCK & DATA, GRAY, NO KEYPAD, SW1-P1=OFF | Ea |  | 1 Year | 339.83 | 5% | 322.8385
60008 | HID | 5358AGS14 | PROXPRO C&D, GRY, KEYPAD | Ea |  | 1 Year | 538.43 | 5% | 511.5085
60009 | HID | 5365-108-02 | BOX, HAZ ALTRD W/MTG HOLES, ROHS | Ea |  | 1 Year | 331 | 5% | 314.45
60010 | HID | 5365-359-01 | ACC KIT, MP | Ea |  | 1 Year | 6.18 | 5% | 5.871
60011 | HID | 5365-360-01 | PRGMD ASSY, MIPRCS, MP DFM, LEAD FREE | Ea |  | 1 Year | 50.5 | 5% | 47.975
60012 | HID | 5365-371-01 | COV ASSY, UNIV MP, GRY LEAD FREE | Ea |  | 1 Year | 21.42 | 5% | 20.349
60013 | HID | 5365-371-02 | COV ASSY, MP, BEI LEAD FREE | Ea |  | 1 Year | 21.42 | 5% | 20.349
60014 | HID | 5365-371-03 | COV ASSY, MP, BLK, LEAD FREE | Ea |  | 1 Year | 21.42 | 5% | 20.349
60015 | HID | 5365-371-04 | COV ASSY, MP, WHT LEAD FREE | Ea |  | 1 Year | 21.42 | 5% | 20.349
60016 | HID | 5365-372-01 | COV ASSY, MP, DSGNR, BLK | Ea |  | 1 Year | 21.42 | 5% | 20.349
60017 | HID | 5365-372-02 | COV ASSY, UNIV MP, DSGNR, GRY | Ea |  | 1 Year | 21.42 | 5% | 20.349
60018 | HID | 5365E1H00 | MINIPROX WIEGAND, DESIGNER BLACK, HAZARDOUS BOX, LEAD FREE | Ea |  | 1 Year | 615.66 | 5% | 584.877
60019 | HID | 5365E1P00 | MINIPROX WIEGAND, DESIGNER BLACK, CABLE, LEAD FREE | Ea |  | 1 Year | 295.69 | 5% | 280.9055
60020 | HID | 5365E1P00-110315 | MINIPROX WIEGAND, DESIGNER BLACK, CABLE, HID SLEEVE & LABEL. | Ea |  | 1 Year | 295.69 | 5% | 280.9055
60021 | HID | 5365E1P00-S107R | MINIPROX WIEGAND, DESIGNER BLACK, CABLE, SENSORMATIC | Ea |  | 1 Year | 295.69 | 5% | 280.9055
60022 | HID | 5365E1P01 | MINIPROX WIEGAND, DESIGNER BLACK, CABLE | Ea |  | 1 Year | 295.69 | 5% | 280.9055
60023 | HID | 5365E1P04 | MINIPROX WIEGAND, DESIGNER BLACK, CABLE | Ea |  | 1 Year | 295.69 | 5% | 280.9055
60024 | HID | 5365E1P06 | MINIPROX WIEGAND, DESIGNER BLACK, CABLE | Ea |  | 1 Year | 295.69 | 5% | 280.9055
60025 | HID | 5365E1P07 | MINIPROX WIEGAND, DESIGNER BLACK, CABLE | Ea |  | 1 Year | 295.69 | 5% | 280.9055
60026 | HID | 5365E1T00 | MINIPROX WIEGAND, DESIGNER BLACK, TERMINAL, LEAD FREE | Ea |  | 1 Year | 295.69 | 5% | 280.9055
60027 | HID | 5365E1T00-110315 | MINIPROX WIEGAND, DESIGNER BLACK, TERMINAL, HID SLEEVE & LABEL | Ea |  | 1 Year | 295.69 | 5% | 280.9055
60028 | HID | 5365E1T06 | MINIPROX WIEGAND, DESIGNER BLACK, TERMINAL | Ea |  | 1 Year | 295.69 | 5% | 280.9055
60029 | HID | 5365E2P00 | MINIPROX WIEGAND, DESIGNER GRAY, CABLE, LEAD FREE | Ea |  | 1 Year | 295.69 | 5% | 280.9055
60030 | HID | 5365E2P00-110315 | MINIPROX WIEGAND, DESIGNER GRAY, CABLE, HID SLEEVE & LABEL | Ea |  | 1 Year | 295.69 | 5% | 280.9055
60031 | HID | 5365E2P00-H1111 | MINIPROX WIEGAND, DESIGNER GRAY, CABLE, LEAD FREE, HONEYWELL | Ea |  | 1 Year | 295.69 | 5% | 280.9055
60032 | HID | 5365E2P00-S107R | MINIPROX WIEGAND, DESIGNER GRAY, CABLE, SENSORMATIC | Ea |  | 1 Year | 295.69 | 5% | 280.9055
60033 | HID | 5365E2P00-S1291 | MINIPROX WIEGAND, DESIGNER CHARCOAL GRAY, CABLE, SIMPLEX | Ea |  | 1 Year | 295.69 | 5% | 280.9055
60034 | HID | 5365E2P01 | MINIPROX WIEGAND, DESIGNER GRAY, CABLE | Ea |  | 1 Year | 295.69 | 5% | 280.9055
60035 | HID | 5365E2P04 | MP WIEG, DSGNR GRY, CBL | Ea |  | 1 Year | 295.69 | 5% | 280.9055
60036 | HID | 5365E2P05 | MINIPROX WIEGAND, DESIGNER GRAY, CABLE | Ea |  | 1 Year | 295.69 | 5% | 280.9055
60037 | HID | 5365E2P06 | MINIPROX WIEGAND, DESIGNER GRAY, CABLE | Ea |  | 1 Year | 295.69 | 5% | 280.9055
60038 | HID | 5365E2T00 | MINIPROX WIEGAND, DESIGNER GRAY, TERMINAL, LEAD FREE | Ea |  | 1 Year | 295.69 | 5% | 280.9055
60039 | HID | 5365E2T00-110315 | MINIPROX WIEGAND, DESIGNER GRAY, TERMINAL, HID SLEEVE & LABEL | Ea |  | 1 Year | 295.69 | 5% | 280.9055
60040 | HID | 5365E2T04 | MINIPROX WIEGAND, DESIGNER GRAY, TERMINAL | Ea |  | 1 Year | 295.69 | 5% | 280.9055
60041 | HID | 5365E2T06 | MINIPROX WIEGAND, DESIGNER GRAY, TERMINAL | Ea |  | 1 Year | 295.69 | 5% | 280.9055
60042 | HID | 5365E5P00 | MINIPROX WIEGAND, DESIGNER WHITE, CABLE, LEAD FREE | Ea |  | 1 Year | 295.69 | 5% | 280.9055
60043 | HID | 5365E5T00 | MINIPROX WIEGAND, DESIGNER WHITE, TERMINAL, LEAD FREE | Ea |  | 1 Year | 295.69 | 5% | 280.9055
60044 | HID | 5365EBH00 | MINIPROX WEIGAND, BEIGE, HAZARDOUS BOX | Ea |  | 1 Year | 615.66 | 5% | 584.877
60045 | HID | 5365EBP00 | MP WIEG, CLASSIC BEI, 18" PIGTAIL, ROHS PROX DFM | Ea |  | 1 Year | 295.69 | 5% | 280.9055
60046 | HID | 5365EBP00-110315 | MINIPROX WIEGAND, CLASSIC BEIGE, CABLE, HID SLEEVE & LABEL. | Ea |  | 1 Year | 295.69 | 5% | 280.9055
60047 | HID | 5365EBP00-CHINA | MINIPROX, WIEG, CLASSIC BEIGE, 18" CBL, CHINA CM MANUFACTURING LICENSED RDR, LEAD FREE | Ea |  | 1 Year | 295.69 | 5% | 280.9055
60048 | HID | 5365EBP00-J1221 | MP WIEG, CLASSIC BEI, 18" PIGTAIL, ROHS PROX, W/JCI LOGO | Ea |  | 1 Year | 295.69 | 5% | 280.9055
60049 | HID | 5365EBP00-N1001 | RDR, MP, WIEG, BEI, PIG, HONEYWELL | Ea |  | 1 Year | 295.69 | 5% | 280.9055
60050 | HID | 5365EBP00-S107R | MINIPROX WIEGAND, CLASSIC BEIGE, CABLE, SENSORMATIC | Ea |  | 1 Year | 295.69 | 5% | 280.9055
60051 | HID | 5365EBP01 | MINIPROX WIEGAND, BEIGE, CABLE | Ea |  | 1 Year | 295.69 | 5% | 280.9055
60052 | HID | 5365EBP02 | MINIPROX WIEGAND, BEIGE, CABLE | Ea |  | 1 Year | 295.69 | 5% | 280.9055
60053 | HID | 5365EBP04 | MINIPROX WIEGAND, CLASSIC BEIGE, CABLE | Ea |  | 1 Year | 295.69 | 5% | 280.9055
60054 | HID | 5365EBP05 | MINIPROX WIEGAND,CLASSIC BEIGE,CABLE,LEAD FREE. | Ea |  | 1 Year | 295.69 | 5% | 280.9055
60055 | HID | 5365EBP06 | MINIPROX WIEGAND, CLASSIC BEIGE, CABLE | Ea |  | 1 Year | 295.69 | 5% | 280.9055
60056 | HID | 5365EBT00 | MP WIEG, CLASSIC BEI, TERMINAL, ROHS PROX DFM | Ea |  | 1 Year | 295.69 | 5% | 280.9055
60057 | HID | 5365EBT00-C1221 | MINIPROX WIEGAND, BEIGE, TERMINAL, CHUBB LOGO | Ea |  | 1 Year | 295.69 | 5% | 280.9055
60058 | HID | 5365EBT00-J1221 | MINIPROX WIEGAND, BEIGE, TERMINAL, JOHNSON CONTROL LABEL | Ea |  | 1 Year | 295.69 | 5% | 280.9055
60059 | HID | 5365EBT04 | MINIPROX WIEGAND, BEIGE, TERMINAL | Ea |  | 1 Year | 295.69 | 5% | 280.9055
60060 | HID | 5365EBT06 | MINIPROX WIEGAND, CLASSIC BEIGE, TERMINAL | Ea |  | 1 Year | 295.69 | 5% | 280.9055
60061 | HID | 5365EBT07 | MINIPROX WIEGAND, BEIGE, TERMINAL | Ea |  | 1 Year | 295.69 | 5% | 280.9055
60062 | HID | 5365EGH00 | MP WIEG, CLASSIC GRY, HAZ BOX, LEAD FREE | Ea |  | 1 Year | 615.66 | 5% | 584.877
60063 | HID | 5365EGH00-310006 | MINIPROX WIEGAND, CLASSIC GRAY, HAZARDOUS BOX, CUSTOM INNER RANGE LABEL | Ea |  | 1 Year | 615.66 | 5% | 584.877
60064 | HID | 5365EGH00-S107R | MINIPROX WIEGAND, GRAY, HAZARDOUS BOX, SENSORMATIC, SW PT# 140-330-HAZ | Ea |  | 1 Year | 615.66 | 5% | 584.877
60065 | HID | 5365EGH01 | MINIPROX WIEGAND, CLASSIC GRAY, HAZARDOUS BOX | Ea |  | 1 Year | 615.66 | 5% | 584.877
60066 | HID | 5365EGH04 | MINIPROX WIEGAND, GRAY, HAZARDOUS BOX | Ea |  | 1 Year | 615.66 | 5% | 584.877
60067 | HID | 5365EGH06 | MP WIEG, CLASSIC GRY, HAZ BOX | Ea |  | 1 Year | 615.66 | 5% | 584.877
60068 | HID | 5365EGL04 | MP WIEG, CLASSIC GRY, 9FT CBL, LEAD FREE | Ea |  | 1 Year | 295.69 | 5% | 280.9055
60069 | HID | 5365EGL07 | MP, WEIGAND, CLASSIC GRY, 9FT CBL, LEAD FREE | Ea |  | 1 Year | 284.32 | 5% | 270.104
60070 | HID | 5365EGP00 | MP WIEG, CLASSIC GRY, CBL, LEAD FREE | Ea |  | 1 Year | 295.69 | 5% | 280.9055
60071 | HID | 5365EGP00-12421 | MINIPROX WIEGAND, CLASSIC GRAY, (KEYSCAN), CABLE | Ea |  | 1 Year | 295.69 | 5% | 280.9055
60072 | HID | 5365EGP00-1575A | MINIPROX, ARITECH ACI765 | Ea |  | 1 Year | 295.69 | 5% | 280.9055
60073 | HID | 5365EGP00-A1028 | RDR, MP, WIEG, GRY, ANDOVER LBL, PN:01-7000-117 | Ea |  | 1 Year | 295.69 | 5% | 280.9055
60074 | HID | 5365EGP00-CHINA | MINIPROX WIEG, CLASSIC GRY, 18" CBL, CHINA CM MANUFACTURING LICENSED RDR, LEAD FREE | Ea |  | 1 Year | 295.69 | 5% | 280.9055
60075 | HID | 5365EGP00-R1001 | RDR, MP, WIEG, GRY, CABLE, RADIONICS | Ea |  | 1 Year | 295.69 | 5% | 280.9055
60076 | HID | 5365EGP00-S1291 | RDR, MP, SIMPLEX | Ea |  | 1 Year | 295.69 | 5% | 280.9055
60077 | HID | 5365EGP01 | MINIPROX WIEGAND, CLASSIC GRAY, CABLE | Ea |  | 1 Year | 295.69 | 5% | 280.9055
60078 | HID | 5365EGP01-110315 | MINIPROX WIEGAND, CLASSIC GRAY, CABLE, WITH SLEEVE | Ea |  | 1 Year | 295.69 | 5% | 280.9055
60079 | HID | 5365EGP01-3451 | MINIPROX WIEGAND, CLASSIC GRAY,CABLE, WIEGAND PULSE WIDTH TIME=200US,WIEGAND PULSE INTERVAL TIME=400US, GROSVENOR TECHNOLOGY, LTD | Ea |  | 1 Year | 295.69 | 5% | 280.9055
60080 | HID | 5365EGP02 | MINIPROX WIEGAND, CLASSIC GRAY, CABLE | Ea |  | 1 Year | 295.69 | 5% | 280.9055
60081 | HID | 5365EGP02-T1212 | MINIPROX WIEGAND, CLASSIC GRAY, CABLE | Ea |  | 1 Year | 295.69 | 5% | 280.9055
60082 | HID | 5365EGP03 | MINIPROX WIEGAND, CLASSIC GRAY, CABLE | Ea |  | 1 Year | 295.69 | 5% | 280.9055
60083 | HID | 5365EGP04 | MINIPROX WIEGAND, CLASSIC GRAY, CABLE | Ea |  | 1 Year | 295.69 | 5% | 280.9055
60084 | HID | 5365EGP05 | MINIPROX WIEGAND, CLASSIC GRAY, CABLE | Ea |  | 1 Year | 295.69 | 5% | 280.9055
60085 | HID | 5365EGP06 | MINIPROX WIEGAND, CLASSIC GRAY, CABLE | Ea |  | 1 Year | 295.69 | 5% | 280.9055
60086 | HID | 5365EGP07 | MINIPROX WIEGAND, CLASSIC GRAY, CABLE | Ea |  | 1 Year | 295.69 | 5% | 280.9055
60087 | HID | 5365EGP17 | MINIPROX WIEGAND, CLASSIC GRAY, CABLE | Ea |  | 1 Year | 295.69 | 5% | 280.9055
60088 | HID | 5365EGT00 | MP WIEG, CLASSIC GRY, TERM, LEAD FREE | Ea |  | 1 Year | 295.69 | 5% | 280.9055
60089 | HID | 5365EGT00-110315 | MINIPROX WIEGAND, CLASSIC GRAY, TERMINAL, HID SLEEVE & LABEL | Ea |  | 1 Year | 295.69 | 5% | 280.9055
60090 | HID | 5365EGT00-1575A | RDR, MINIPROX, ARITECH ACI766 | Ea |  | 1 Year | 295.69 | 5% | 280.9055
60091 | HID | 5365EGT00-C1221 | RDR, MP, CSTM, CHUBB | Ea |  | 1 Year | 295.69 | 5% | 280.9055
60092 | HID | 5365EGT00-CHINA | MINIPROX WIEG, CLASSIC GRY, TERM STP, CHINA CM MANUFACTURING LICENSED RDR, LEAD FREE | Ea |  | 1 Year | 295.69 | 5% | 280.9055
60093 | HID | 5365EGT00-N1001 | RDR, MP, WIEG, GRY, TER, HONEYWELL | Ea |  | 1 Year | 295.69 | 5% | 280.9055
60094 | HID | 5365EGT01 | MINIPROX WIEGAND, CLASSIC GRAY, TERMINAL | Ea |  | 1 Year | 295.69 | 5% | 280.9055
60095 | HID | 5365EGT02 | MINIPROX WIEGAND, CLASSIC GRAY, TERMINAL | Ea |  | 1 Year | 295.69 | 5% | 280.9055
60096 | HID | 5365EGT02-T1212 | RDR, MP, CUSTOM, TECHTALK | Ea |  | 1 Year | 295.69 | 5% | 280.9055
60097 | HID | 5365EGT03 | MINIPROX WIEGAND, CLASSIC GRAY, TERMINAL | Ea |  | 1 Year | 295.69 | 5% | 280.9055
60098 | HID | 5365EGT04 | MINIPROX WIEGAND, CLASSIC GRAY, TERMINAL | Ea |  | 1 Year | 295.69 | 5% | 280.9055
60099 | HID | 5365EGT04-J1221 | RDR, MP, JOHNSON CONTROLS, GRAY, TERMINAL | Ea |  | 1 Year | 295.69 | 5% | 280.9055
60100 | HID | 5365EGT05 | MINIPROX WIEGAND, CLASSIC GRAY, TERMINAL | Ea |  | 1 Year | 295.69 | 5% | 280.9055
60101 | HID | 5365EGT06 | MINIPROX WIEGAND, CLASSIC GRAY, TERMINAL | Ea |  | 1 Year | 295.69 | 5% | 280.9055
60102 | HID | 5365EGT06-2065A | MINIPROX WIEGAND, CLASSIC GRAY, TERMINAL, NAT'L CTRL SYSTEMS | Ea |  | 1 Year | 295.69 | 5% | 280.9055
60103 | HID | 5365EGT06-SES | RDR, MP, SIEMENS, GRY, TERM | Ea |  | 1 Year | 295.69 | 5% | 280.9055
60104 | HID | 5365EGT07 | MP WIEG, CLASSIC GRY, TERM | Ea |  | 1 Year | 295.69 | 5% | 280.9055
60105 | HID | 5365EGT07-45526 | MP WIEG, CLASSIC GRY, TERM | Ea |  | 1 Year | 295.69 | 5% | 280.9055
60106 | HID | 5365EKH00 | MINIPROX WIEGAND, CLASSIC BLACK, HAZARDOUS BOX, LEAD FREE | Ea |  | 1 Year | 615.66 | 5% | 584.877
60107 | HID | 5365EKH01 | MINIPROX WIEGAND, CLASSIC BLACK, HAZARDOUS BOX | Ea |  | 1 Year | 615.66 | 5% | 584.877
60108 | HID | 5365EKH04 | MINIPROX WIEGAND, CLASSIC BLACK, HAZARDOUS BOX | Ea |  | 1 Year | 615.66 | 5% | 584.877
60109 | HID | 5365EKP00 | MP WIEG, CLASSIC BLK, 18" PIGTAIL, ROHS PROX DFM | Ea |  | 1 Year | 295.69 | 5% | 280.9055
60110 | HID | 5365EKP00-110315 | MINIPROX WIEGAND,CLASSIC BLACK,CABLE, HID SLEEVE & LABEL. | Ea |  | 1 Year | 295.69 | 5% | 280.9055
60111 | HID | 5365EKP00-2941 | MP WIEG, CLASSIC BLK, 18" PIGTAIL, ROHS PROX DFM, IMRON | Ea |  | 1 Year | 295.69 | 5% | 280.9055
60112 | HID | 5365EKP00-CHINA | MINIPROX WIEG, CLASSIC BLACK, 18" CBL, CHINA CM MANUFACTURING LICENSED RDR, LEAD FREE | Ea |  | 1 Year | 295.69 | 5% | 280.9055
60113 | HID | 5365EKP00-RB | MINIPROX WIEGAND, CLASSIC BLACK, CABLE, BOSCH | Ea |  | 1 Year | 295.69 | 5% | 280.9055
60114 | HID | 5365EKP01 | MINIPROX WIEGAND, BLACK, CABLE | Ea |  | 1 Year | 295.69 | 5% | 280.9055
60115 | HID | 5365EKP02 | MINIPROX WIEGAND, CLASSIC BLACK, CABLE | Ea |  | 1 Year | 295.69 | 5% | 280.9055
60116 | HID | 5365EKP03 | MP WIEG, CLASSIC BLK, CBL | Ea |  | 1 Year | 295.69 | 5% | 280.9055
60117 | HID | 5365EKP04 | MP WIEG, CLASSIC BLK, CBL | Ea |  | 1 Year | 295.69 | 5% | 280.9055
60118 | HID | 5365EKP05 | MINIPROX WIEGAND,CLASSIC BLACK,CABLE. | Ea |  | 1 Year | 295.69 | 5% | 280.9055
60119 | HID | 5365EKP06 | MP WIEG, CLASSIC BLK, CBL | Ea |  | 1 Year | 295.69 | 5% | 280.9055
60120 | HID | 5365EKP07 | MINIPROX WIEGAND, BLACK, CABLE | Ea |  | 1 Year | 295.69 | 5% | 280.9055
60121 | HID | 5365EKT00 | MP WIEG, CLASSIC BLK, TERMINAL, ROHS PROX DFM | Ea |  | 1 Year | 295.69 | 5% | 280.9055
60122 | HID | 5365EKT00-110315 | MINIPROX WIEGAND, CLASSIC BLACK, TERMINAL, HID SLEEVE & LABEL | Ea |  | 1 Year | 295.69 | 5% | 280.9055
60123 | HID | 5365EKT00-CHINA | MINIPROX WIEG, CLASSIC BLK, TERM STP, CHINA CM MANUFACTURING LICENSED RDR, LEAD FREE | Ea |  | 1 Year | 295.69 | 5% | 280.9055
60124 | HID | 5365EKT00-S1291 | RDR, MP, BLK, SIMPLEX | Ea |  | 1 Year | 295.69 | 5% | 280.9055
60125 | HID | 5365EKT01 | MINIPROX WIEGAND, BLACK, TERMINAL | Ea |  | 1 Year | 295.69 | 5% | 280.9055
60126 | HID | 5365EKT02 | MINIPROX WIEGAND, BLACK, TERMINAL | Ea |  | 1 Year | 295.69 | 5% | 280.9055
60127 | HID | 5365EKT03 | MINIPROX WIEGAND, BLACK, TERMINAL | Ea |  | 1 Year | 295.69 | 5% | 280.9055
60128 | HID | 5365EKT04 | MINIPROX WIEGAND, CLASSIC BLACK, TERMINAL | Ea |  | 1 Year | 295.69 | 5% | 280.9055
60129 | HID | 5365EKT05 | MINI PROX WIEGAND, BLACK, TERMINAL | Ea |  | 1 Year | 295.69 | 5% | 280.9055
60130 | HID | 5365EKT06 | MINIPROX WIEGAND, CLASSIC BLACK, TERMINAL | Ea |  | 1 Year | 295.69 | 5% | 280.9055
60131 | HID | 5365EKT07 | MINIPROX WIEGAND, BLACK, TERMINAL | Ea |  | 1 Year | 295.69 | 5% | 280.9055
60132 | HID | 5365EWH00 | MP WIEG, CLASSIC WHT, WITH HAZARDOUS BACK BOX, LEAD FREE | Ea |  | 1 Year | 615.66 | 5% | 584.877
60133 | HID | 5365EWP00 | MP WIEG, CLASSIC WHT, CBL LEAD FREE | Ea |  | 1 Year | 295.69 | 5% | 280.9055
60134 | HID | 5365EWP00-110315 | MINIPROX WIEGAND, CLASSIC WHITE, CABLE, HID SLEEVE & LABEL | Ea |  | 1 Year | 295.69 | 5% | 280.9055
60135 | HID | 5365EWP00-12421 | MP WIEG, CLASSIC WHT, CBL LEAD FREE, KEYSCAN | Ea |  | 1 Year | 295.69 | 5% | 280.9055
60136 | HID | 5365EWP00-S107R | MINIPROX WIEGAND, CLASSIC WHITE, CABLE, SENSORMATIC | Ea |  | 1 Year | 295.69 | 5% | 280.9055
60137 | HID | 5365EWP01 | MP WIEG, CLASSIC WHT, CBL LEAD FREE | Ea |  | 1 Year | 295.69 | 5% | 280.9055
60138 | HID | 5365EWP02 | MP WIEG, CLASSIC WHT, CBL LEAD FREE | Ea |  | 1 Year | 295.69 | 5% | 280.9055
60139 | HID | 5365EWP04 | MINIPROX WIEGAND, CLASSIC WHITE, CABLE | Ea |  | 1 Year | 295.69 | 5% | 280.9055
60140 | HID | 5365EWP06 | MINIPROX WIEGAND, CLASSIC WHITE, CABLE | Ea |  | 1 Year | 295.69 | 5% | 280.9055
60141 | HID | 5365EWT00 | MP WIEG, CLASSIC WHT, TERM LEAD FREE | Ea |  | 1 Year | 295.69 | 5% | 280.9055
60142 | HID | 5365EWT00-110315 | MINIPROX WIEGAND, WHITE, TERMINAL, STANDARD, HID SLEEVE & LABEL. | Ea |  | 1 Year | 295.69 | 5% | 280.9055
60143 | HID | 5365EWT01 | MINIPROX WIEGAND, WHITE, TERMINAL | Ea |  | 1 Year | 295.69 | 5% | 280.9055
60144 | HID | 5365EWT01-3451 | MINIPROX WIEGAND, CLASSIC WHITE, TERMINAL,WIEGAND PULSE WIDTH TIME=200US,WIEGAND PULSE INTERVAL TIME=400US, GROSVENOR TECHNOLOGY, LTD, LEAD FREE | Ea |  | 1 Year | 295.69 | 5% | 280.9055
60145 | HID | 5365EWT02 | MINIPROX WIEGAND, WHITE, TERMINAL, STANDARD, 26 BIT | Ea |  | 1 Year | 295.69 | 5% | 280.9055
60146 | HID | 5365EWT04 | MINIPROX,WIEGAND,WHITE,TERMINAL,LED FREE | Ea |  | 1 Year | 295.69 | 5% | 280.9055
60147 | HID | 5365EWT07 | MINIPROX WIEGAND, WHITE, TERMINAL | Ea |  | 1 Year | 295.69 | 5% | 280.9055
60148 | HID | 5365EWT17 | MINIPROX WIEGAND, CLASSIC WHITE, TERMINAL, CUSTOM FOR HAVERHILL | Ea |  | 1 Year | 295.69 | 5% | 280.9055
60149 | HID | 5368E1P00 | MINIPROX CLOCK & DATA, DESIGNER BLACK, CABLE | Ea |  | 1 Year | 295.69 | 5% | 280.9055
60150 | HID | 5368E1T00 | MINIPROX CLOCK & DATA, DESIGNER BLACK, TERMINAL | Ea |  | 1 Year | 295.69 | 5% | 280.9055
60151 | HID | 5368E2P00 | MINIPROX CLOCK & DATA, DESIGNER GRAY, CABLE | Ea |  | 1 Year | 295.69 | 5% | 280.9055
60152 | HID | 5368E2P04 | MINIPROX CLOCK & DATA, DESIGNER GRAY, CABLE | Ea |  | 1 Year | 295.69 | 5% | 280.9055
60153 | HID | 5368E2T00 | MINIPROX CLOCK & DATA, DESIGNER GRAY, TERMINAL | Ea |  | 1 Year | 295.69 | 5% | 280.9055
60154 | HID | 5368E2T04 | MINIPROX CLOCK & DATA, DESIGNER GRAY, TERMINAL | Ea |  | 1 Year | 295.69 | 5% | 280.9055
60155 | HID | 5368EBP00 | MP C&D, CLASSIC BEI, CBL | Ea |  | 1 Year | 295.69 | 5% | 280.9055
60156 | HID | 5368EBP06 | MP C&D, CLASSIC BEI, CBL | Ea |  | 1 Year | 284.32 | 5% | 270.104
60157 | HID | 5368EBP07 | MP C&D, CLASSIC BEI, CBL | Ea |  | 1 Year | 295.69 | 5% | 280.9055
60158 | HID | 5368EBT00 | MP C&D, CLASSIC BEI, TERM | Ea |  | 1 Year | 295.69 | 5% | 280.9055
60159 | HID | 5368EBT06 | MP C&D, CLASSIC BEI, TERM | Ea |  | 1 Year | 295.69 | 5% | 280.9055
60160 | HID | 5368EGH00 | MINIPROX CLOCK & DATA, CLASSIC GRAY, HAZARDOUS BOX | Ea |  | 1 Year | 615.66 | 5% | 584.877
60161 | HID | 5368EGP00 | MINIPROX CLOCK & DATA, CLASSIC GRAY, CABLE | Ea |  | 1 Year | 295.69 | 5% | 280.9055
60162 | HID | 5368EGP01 | MP C&D, CLASSIC GRY, CBL | Ea |  | 1 Year | 295.69 | 5% | 280.9055
60163 | HID | 5368EGP02 | MP C&D, CLASSIC GRY, CBL | Ea |  | 1 Year | 295.69 | 5% | 280.9055
60164 | HID | 5368EGP03 | MP C&D, CLASSIC GRY, CBL | Ea |  | 1 Year | 295.69 | 5% | 280.9055
60165 | HID | 5368EGP04 | MP C&D, CLASSIC GRY, CBL | Ea |  | 1 Year | 295.69 | 5% | 280.9055
60166 | HID | 5368EGP06 | MP C&D, CLASSIC GRY, CBL | Ea |  | 1 Year | 295.69 | 5% | 280.9055
60167 | HID | 5368EGP07 | MP C&D, CLASSIC GRY, CBL | Ea |  | 1 Year | 295.69 | 5% | 280.9055
60168 | HID | 5368EGP13 | MP C&D, CLASSIC GRY, CBL | Ea |  | 1 Year | 295.69 | 5% | 280.9055
60169 | HID | 5368EGT00 | MINIPROX CLOCK & DATA, CLASSIC GRAY, TERMINAL | Ea |  | 1 Year | 295.69 | 5% | 280.9055
60170 | HID | 5368EGT01 | MINIPROX CLOCK & DATA,CLASSIC GRAY,TERMINAL,LEAD FREE. | Ea |  | 1 Year | 295.69 | 5% | 280.9055
60171 | HID | 5368EGT02 | MINIPROX CLOCK & DATA, CLASSIC GRAY, TERMINAL | Ea |  | 1 Year | 295.69 | 5% | 280.9055
60172 | HID | 5368EGT03 | MINIPROX CLOCK & DATA, CLASSIC GRAY, TERMINAL | Ea |  | 1 Year | 295.69 | 5% | 280.9055
60173 | HID | 5368EGT04 | MINIPROX CLOCK & DATA, GRAY, TERMINAL | Ea |  | 1 Year | 295.69 | 5% | 280.9055
60174 | HID | 5368EGT06 | MINIPROX CLOCK & DATA, CLASSIC GRAY, TERMINAL | Ea |  | 1 Year | 295.69 | 5% | 280.9055
60175 | HID | 5368EKH00 | MINIPROX CLOCK & DATA, CLASSIC BLACK, HAZARDOUS BOX | Ea |  | 1 Year | 615.66 | 5% | 584.877
60176 | HID | 5368EKL00 | MINIPROX CLOCK & DATA, BLACK, 9FT CABLE | Ea |  | 1 Year | 295.69 | 5% | 280.9055
60177 | HID | 5368EKP00 | MINIPROX CLOCK & DATA, CLASSIC BLK, CBL, LEAD FREE | Ea |  | 1 Year | 295.69 | 5% | 280.9055
60178 | HID | 5368EKP04 | MINIPROX CLOCK & DATA, CLASSIC BLK, CBL, LEAD FREE | Ea |  | 1 Year | 295.69 | 5% | 280.9055
60179 | HID | 5368EKP06 | MINIPROX CLOCK & DATA, CLASSIC BLK, CBL, LEAD FREE | Ea |  | 1 Year | 295.69 | 5% | 280.9055
60180 | HID | 5368EKT00 | MP C&D, CLASSIC BLK, TERM | Ea |  | 1 Year | 295.69 | 5% | 280.9055
60181 | HID | 5368EKT01 | MINIPROX CLOCK & DATA, CLASSIC BLACK, TERMINAL | Ea |  | 1 Year | 295.69 | 5% | 280.9055
60182 | HID | 5368EKT04 | MINIPROX CLOCK & DATA, BLACK, TERMINAL | Ea |  | 1 Year | 295.69 | 5% | 280.9055
60183 | HID | 5368EKT06 | MINIPROX CLOCK & DATA, BLACK, TERMINAL | Ea |  | 1 Year | 295.69 | 5% | 280.9055
60184 | HID | 5368EKT07 | MINIPROX CLOCK & DATA, CLASSIC BLACK, TERMINAL | Ea |  | 1 Year | 295.69 | 5% | 280.9055
60185 | HID | 5368EWP00 | MINIPROX CLOCK & DATA, CLASSIC WHITE, PIGTAIL | Ea |  | 1 Year | 295.69 | 5% | 280.9055
60186 | HID | 5368EWT00 | MINIPROX CLOCK & DATA, CLASSIC WHITE, TERMINAL | Ea |  | 1 Year | 295.69 | 5% | 280.9055
60187 | HID | 5370A-305-01 | COV ASSY, MAXIPROX, GRY, NO BUZ | Ea |  | 1 Year | 64.27 | 5% | 61.0565
60188 | HID | 5375-106-01 | LBL, LOGO, MAXIPROX DFM | Ea |  | 1 Year | 2.14 | 5% | 2.033
60189 | HID | 5375-313-01 | ACC KIT, MAXIPROX DFM LEAD FREE | Ea |  | 1 Year | 32.14 | 5% | 30.533
60190 | HID | 5375-325-01 | PRGMD ASSY, MICPROCESSOR, MAXIPROX DFM | Ea |  | 1 Year | 139.26 | 5% | 132.297
60191 | HID | 5375AGN00 | MAXIPROX WIEGAND, GRAY, TERMINAL, LEAD FREE | Ea |  | 1 Year | 880.46 | 5% | 836.437
60192 | HID | 5375AGN00-110315 | MAXIPROX WIEGAND, GRAY, TERMINAL, LEAD FREE, HID SLEEVE & LABEL | Ea |  | 1 Year | 880.46 | 5% | 836.437
60193 | HID | 5375AGN00-12421 | MAXIPROX WIEGAND, GRAY, TERMINAL, (KEYSCAN), LEAD FREE | Ea |  | 1 Year | 880.46 | 5% | 836.437
60194 | HID | 5375AGN00-1575A | MAXIPROX, ARITECH ACI775, LEAD FREE | Ea |  | 1 Year | 880.46 | 5% | 836.437
60195 | HID | 5375AGN00-2065A | RDR, MAXIPROX, NAT'L CTRL SYS, LEAD FREE | Ea |  | 1 Year | 880.46 | 5% | 836.437
60196 | HID | 5375AGN00-310006 | MAXIPROX WIEGAND, GRAY, TERMINAL, LEAD FREE | Ea |  | 1 Year | 880.46 | 5% | 836.437
60197 | HID | 5375AGN00-A1071 | 466027-001, MAXIPROX, GRY, AM MAG, LEAD FREE | Ea |  | 1 Year | 880.46 | 5% | 836.437
60198 | HID | 5375AGN00-ADT1 | RDR, MAXIPROX, CSTM, GRAY, LEAD FREE, ADT | Ea |  | 1 Year | 880.46 | 5% | 836.437
60199 | HID | 5375AGN00-CHINA | MAXIPROX WIEGAND, GRAY, TERMINAL, CHINA CM MANUFACTURING LICENSED RDR, LEAD FREE | Ea |  | 1 Year | 880.46 | 5% | 836.437
60200 | HID | 5375AGN00-G1021 | RDR, MAXIPROX, CSTM, GIC, LEAD FREE | Ea |  | 1 Year | 880.46 | 5% | 836.437
60201 | HID | 5375AGN00-S107R | RDR, MAXIPROX, SENSORMATIC, CHARCOAL, LEAD FREE | Ea |  | 1 Year | 880.46 | 5% | 836.437
60202 | HID | 5375AGN00-S1431 | RDR, MAXIPROX, WIEG, SMF SYS SFWR, LEAD FREE | Ea |  | 1 Year | 880.46 | 5% | 836.437
60203 | HID | 5375AGN00-T1212 | RDR, MAXIPROX, TECHTALK, LEAD FREE | Ea |  | 1 Year | 880.46 | 5% | 836.437
60204 | HID | 5375AGN04 | MAXIPROX WIEGAND, GRAY, TERMINAL, LEAD FREE | Ea |  | 1 Year | 880.46 | 5% | 836.437
60205 | HID | 5375AGN06 | MAXIPROX WIEGAND, GRAY, TERMINAL, LEAD FREE | Ea |  | 1 Year | 880.46 | 5% | 836.437
60206 | HID | 5375AGN17 | MAXIPROX WIEGAND, GRAY, TERMINAL, LEAD FREE | Ea |  | 1 Year | 880.46 | 5% | 836.437
60207 | HID | 5375AGN18 | MAXIPROX WIEGAND, GRAY, TERMINAL, LEAD FREE | Ea |  | 1 Year | 880.46 | 5% | 836.437
60208 | HID | 5395-103-01 | BASE, THINLINE DFM LEAD FREE | Ea |  | 1 Year | 32.14 | 5% | 30.533
60209 | HID | 5395-104-01 | COV, THINLINE DFM, WHT | Ea |  | 1 Year | 32.14 | 5% | 30.533
60210 | HID | 5395-104-02 | COV, THINLINE DFM, BEI | Ea |  | 1 Year | 32.14 | 5% | 30.533
60211 | HID | 5395-104-03 | COV, THINLINE DFM, BLK LEAD FREE | Ea |  | 1 Year | 32.14 | 5% | 30.533
60212 | HID | 5395-104-04 | COV, THINLINE DFM, GRY LEAD FREE | Ea |  | 1 Year | 32.14 | 5% | 30.533
60213 | HID | 5395-371-01 | COV ASSY, THINLINE UNIV, DSGNR, BLK | Ea |  | 1 Year | 32.14 | 5% | 30.533
60214 | HID | 5395-371-02 | COV ASSY, THINLINE UNIV, DSGNR, GRY | Ea |  | 1 Year | 32.14 | 5% | 30.533
60215 | HID | 5395-371-05 | COV ASSY, THINLINE, DSGNR, WHT | Ea |  | 1 Year | 32.14 | 5% | 30.533
60216 | HID | 5395C1100 | THINLINE II WIEGAND, DESIGNER BLACK, CABLE, ROHS PROX DFM | Ea |  | 1 Year | 301.21 | 5% | 286.1495
60217 | HID | 5395C1100-110315 | THINLINE II WIEGAND, DESIGNER BLACK, CABLE, LEAD FREE, HID SLEEVE & LABEL. | Ea |  | 1 Year | 301.21 | 5% | 286.1495
60218 | HID | 5395C1100-S107R | THINELINE II WIEGAND, DESIGNER BLACK, CABLE, SENSORMATIC, LEAD FREE | Ea |  | 1 Year | 301.21 | 5% | 286.1495
60219 | HID | 5395C1101 | RDR, THINLINE, WIEG, PGTL18, DSNR BLK CVR, BEEP OFF, LED ON, SINGLE LINE, LEAD FREE | Ea |  | 1 Year | 301.21 | 5% | 286.1495
60220 | HID | 5395C1104 | THINLINE II WIEGAND, DESIGNER BLACK, CABLE, LEAD FREE | Ea |  | 1 Year | 301.21 | 5% | 286.1495
60221 | HID | 5395C1105 | THINLINE II WIEGAND, DESIGNER BLACK, CABLE, LEAD FREE | Ea |  | 1 Year | 301.21 | 5% | 286.1495
60222 | HID | 5395C1106 | THINLINE II WIEGAND, DESIGNER BLACK, CABLE, LEAD FREE | Ea |  | 1 Year | 301.21 | 5% | 286.1495
60223 | HID | 5395C2100 | THINLINE II WIEGAND, DESIGNER GRAY, CABLE, ROHS PROX DFM | Ea |  | 1 Year | 301.21 | 5% | 286.1495
60224 | HID | 5395C2100-110315 | THINLINE II WIEGAND, DESIGNER GRAY, CABLE, LEAD FREE, HID SLEEVE & LABEL. | Ea |  | 1 Year | 301.21 | 5% | 286.1495
60225 | HID | 5395C2100-1575A | THINLINE II WIEGAND, DESIGNER GRAY, CABLE, ARITECH ACI795, LEAD FREE | Ea |  | 1 Year | 301.21 | 5% | 286.1495
60226 | HID | 5395C2100-CHINA | THINLINE II WIEGAND, DESIGNER GRAY, CABLE, CHINA CM MANUFACTURING LICENSED RDR, ROHS PROX DFM | Ea |  | 1 Year | 301.21 | 5% | 286.1495
60227 | HID | 5395C2100-S1291 | THINLINE II WIEGAND, DESIGNER GRAY, CABLE, SIMPLEX, LEAD FREE | Ea |  | 1 Year | 301.21 | 5% | 286.1495
60228 | HID | 5395C2104 | THINLINE II WIEGAND, DESIGNER GRAY, CABLE, LEAD FREE | Ea |  | 1 Year | 301.21 | 5% | 286.1495
60229 | HID | 5395C2106 | THINLINE II WIEGAND, DESIGNER GRAY, CABLE, LEAD FREE | Ea |  | 1 Year | 301.21 | 5% | 286.1495
60230 | HID | 5395C4100 | THINLINE II WIEGAND, DESIGNER BLUE, CABLE, ROHS PROX DFM | Ea |  | 1 Year | 301.21 | 5% | 286.1495
60231 | HID | 5395C4106 | THINLINE II WIEGAND, DESIGNER BLUE, CABLE, ROHS PROX DFM, LEAD FREE | Ea |  | 1 Year | 301.21 | 5% | 286.1495
60232 | HID | 5395C5100 | THINLINE II WIEGAND, DESIGNER WHITE, CABLE, ROHS PROX DFM | Ea |  | 1 Year | 301.21 | 5% | 286.1495
60233 | HID | 5395C5104 | THINLINE II WIEGAND, DESIGNER WHITE, CABLE, LEAD FREE | Ea |  | 1 Year | 289.63 | 5% | 275.1485
60234 | HID | 5395CB100 | THINLINE II WIEGAND, CLASSIC BEIGE, CABLE, ROHS PROX DFM | Ea |  | 1 Year | 301.21 | 5% | 286.1495
60235 | HID | 5395CB100-110315 | THINLINE II WIEGAND, CLASSIC BEIGE, CABLE, LEAD FREE, HID SLEEVE & LABEL | Ea |  | 1 Year | 301.21 | 5% | 286.1495
60236 | HID | 5395CB100-12421 | THINLINE II WIEGAND, CLASSIC BEIGE, CABLE, (KEYSCAN), LEAD FREE | Ea |  | 1 Year | 301.21 | 5% | 286.1495
60237 | HID | 5395CB100-A1028 | RDR, THINLINE, WIEG, BEIGE, ANDOVER LBL, PN:01-7000-142, LEAD FREE | Ea |  | 1 Year | 301.21 | 5% | 286.1495
60238 | HID | 5395CB100-CHINA | THINLINE II WIEGAND, BEIGE, CABLE, CHINA CM MANUFACTURING LICENSED RDR, ROHS PROX DFM | Ea |  | 1 Year | 301.21 | 5% | 286.1495
60239 | HID | 5395CB100-N1001 | RDR, TL, BEI, CSTM-HONEYWELL, LEAD FREE | Ea |  | 1 Year | 301.21 | 5% | 286.1495
60240 | HID | 5395CB100-S107R | RDR, THINLINE, SENSORMATIC, BEI, LEAD FREE | Ea |  | 1 Year | 301.21 | 5% | 286.1495
60241 | HID | 5395CB101 | THINLINE II WIEGAND, CLASSIC BEIGE, CABLE, LEAD FREE | Ea |  | 1 Year | 301.21 | 5% | 286.1495
60242 | HID | 5395CB102 | THINLINE II WIEGAND, CLASSIC BEIGE, CABLE, LEAD FREE | Ea |  | 1 Year | 301.21 | 5% | 286.1495
60243 | HID | 5395CB103 | THINLINE II WIEGAND, CLASSIC BEIGE, CABLE, LEAD FREE | Ea |  | 1 Year | 301.21 | 5% | 286.1495
60244 | HID | 5395CB104 | THINLINE II WIEGAND, CLASSIC BEIGE, CABLE, LEAD FREE | Ea |  | 1 Year | 301.21 | 5% | 286.1495
60245 | HID | 5395CB105 | THINLINE II WIEGAND, CLASSIC BEIGE, CABLE, LEAD FREE | Ea |  | 1 Year | 301.21 | 5% | 286.1495
60246 | HID | 5395CB106 | THINLINE II WIEGAND, CLASSIC BEIGE, CABLE, LEAD FREE | Ea |  | 1 Year | 301.21 | 5% | 286.1495
60247 | HID | 5395CB107 | THINLINE II WIEGAND, CLASSIC BEIGE, CABLE, LEAD FREE | Ea |  | 1 Year | 301.21 | 5% | 286.1495
60248 | HID | 5395CG100 | THINLINE II WIEGAND, CLASSIC GRAY, CABLE, ROHS PROX DFM | Ea |  | 1 Year | 301.21 | 5% | 286.1495
60249 | HID | 5395CG100-12421 | THINLINE II WIEGAND, CLASSIC GRAY, CABLE, (KEYSCAN), LEAD FREE | Ea |  | 1 Year | 301.21 | 5% | 286.1495
60250 | HID | 5395CG100-A1028 | RDR, THINLINE, WIEG, GRY, ANDOVER LBL, PN:01-7000-204, LEAD FREE | Ea |  | 1 Year | 301.21 | 5% | 286.1495
60251 | HID | 5395CG100-CHINA | THINLINE II WIEGAND, CLASSIC GRAY, CABLE, CHINA CM MANUFACTURING LICENSED RDR, ROHS PROX DFM | Ea |  | 1 Year | 301.21 | 5% | 286.1495
60252 | HID | 5395CG100-N1001 | RDR, TL, GRY, CSTM-NORHTERN CMPTR, LEAD FREE | Ea |  | 1 Year | 301.21 | 5% | 286.1495
60253 | HID | 5395CG100-S107R | RDR, THINLINE, SENSORMATIC, CHARCOAL, LEAD FREE | Ea |  | 1 Year | 301.21 | 5% | 286.1495
60254 | HID | 5395CG101 | THINLINE II WIEGAND, CLASSIC GRAY, CABLE, LEAD FREE | Ea |  | 1 Year | 301.21 | 5% | 286.1495
60255 | HID | 5395CG102 | THINLINE II WIEGAND, CLASSIC GRAY, CABLE, LEAD FREE | Ea |  | 1 Year | 301.21 | 5% | 286.1495
60256 | HID | 5395CG102-21381 | RDR, THINLINE II, WALL MT GRY, EST CTN LBL, LEAD FREE | Ea |  | 1 Year | 301.21 | 5% | 286.1495
60257 | HID | 5395CG102-T1212 | THINLINE II WIEGAND, CLASSIC GRAY, CABLE, TECHTALK, LEAD FREE | Ea |  | 1 Year | 301.21 | 5% | 286.1495
60258 | HID | 5395CG103 | THINLINE II WIEGAND, CLASSIC GRAY, CABLE, LEAD FREE | Ea |  | 1 Year | 301.21 | 5% | 286.1495
60259 | HID | 5395CG104 | THINLINE II WIEGAND, CLASSIC GRAY, CABLE, LEAD FREE | Ea |  | 1 Year | 301.21 | 5% | 286.1495
60260 | HID | 5395CG105 | THINLINE II WIEGAND, CLASSIC GRAY, CABLE, LEAD FREE | Ea |  | 1 Year | 301.21 | 5% | 286.1495
60261 | HID | 5395CG106 | THINLINE II WIEGAND, CLASSIC GRAY, CABLE, LEAD FREE | Ea |  | 1 Year | 301.21 | 5% | 286.1495
60262 | HID | 5395CG107 | THINLINE II WIEGAND, CLASSIC GRAY, CABLE, LEAD FREE | Ea |  | 1 Year | 301.21 | 5% | 286.1495
60263 | HID | 5395CK100 | THINLINE II WIEGAND, CLASSIC BLACK, CABLE, ROHS PROX DFM | Ea |  | 1 Year | 301.21 | 5% | 286.1495
60264 | HID | 5395CK100-110315 | THINLINE II WIEGAND, CLASSIC BLACK, CABLE LEAD FREE, HID SLEEVE & LABEL | Ea |  | 1 Year | 301.21 | 5% | 286.1495
60265 | HID | 5395CK100-1575A | THINLINE II, ARITECH ACI795, LEAD FREE | Ea |  | 1 Year | 301.21 | 5% | 286.1495
60266 | HID | 5395CK100-2941 | THINLINE II WIEGAND, CLASSIC BLACK, CABLE, ROHS PROX DFM, IMRON | Ea |  | 1 Year | 301.21 | 5% | 286.1495
60267 | HID | 5395CK100-A1028 | RDR, THINLINE, WIEG, BLK, ANDOVER LBL, PN:01-7000-144, LEAD FREE | Ea |  | 1 Year | 301.21 | 5% | 286.1495
60268 | HID | 5395CK100-CHINA | THINLINE II WIEGAND, CLASSIC BLACK, CABLE, CHINA CM MANUFACTURING LICENSED RDR, ROHS PROX DFM | Ea |  | 1 Year | 301.21 | 5% | 286.1495
60269 | HID | 5395CK101 | THINLINE II WIEGAND, CLASSIC BLACK, CABLE, LEAD FREE | Ea |  | 1 Year | 301.21 | 5% | 286.1495
60270 | HID | 5395CK101-3451 | THINLINE II WIEGAND, CLASSIC BLACK, CABLE, WIEGAND PULSE WIDTH TIME=200US,WIEGAND PULSE INTERVAL TIME=400US, GROSVERNOR TECHNOLOGY, LEAD FREE | Ea |  | 1 Year | 301.21 | 5% | 286.1495
60271 | HID | 5395CK102 | THINLINE II WIEGAND, CLASSIC BLACK, CABLE, LEAD FREE | Ea |  | 1 Year | 301.21 | 5% | 286.1495
60272 | HID | 5395CK103 | THINLINE II WIEGAND, CLASSIC BLACK, CABLE, LEAD FREE | Ea |  | 1 Year | 301.21 | 5% | 286.1495
60273 | HID | 5395CK104 | THINLINE II WIEGAND, CLASSIC BLACK, CABLE, LEAD FREE | Ea |  | 1 Year | 301.21 | 5% | 286.1495
60274 | HID | 5395CK105 | THINLINE II WIEGAND, CLASSIC BLACK, CABLE, LEAD FREE | Ea |  | 1 Year | 301.21 | 5% | 286.1495
60275 | HID | 5395CK106 | THINLINE II WIEGAND, CLASSIC BLACK, CABLE, LEAD FREE | Ea |  | 1 Year | 301.21 | 5% | 286.1495
60276 | HID | 5395CK107 | THINLINE II WIEGAND, CLASSIC BLACK, CABLE, LEAD FREE | Ea |  | 1 Year | 301.21 | 5% | 286.1495
60277 | HID | 5395CK117 | THINLINE II WIEGAND, CLASSIC BLACK, CABLE, LEAD FREE | Ea |  | 1 Year | 301.21 | 5% | 286.1495
60278 | HID | 5395CN100 | RDR, TL, WIEG, NO-COV, STD-PIG, POT, LEAD FREE | Ea |  | 1 Year | 301.21 | 5% | 286.1495
60279 | HID | 5395CW100 | THINLINE II WIEGAND, CLASSIC WHITE, CABLE, ROHS PROX DFM | Ea |  | 1 Year | 301.21 | 5% | 286.1495
60280 | HID | 5395CW100-110315 | THINLINE II WIEGAND, CLASSIC WHITE, CABLE, LEAD FREE, HID SLEEVE & LABEL | Ea |  | 1 Year | 301.21 | 5% | 286.1495
60281 | HID | 5395CW100-12421 | RDR, TL, WHT, CSTM ,LEAD FREE, KEYSCAN | Ea |  | 1 Year | 301.21 | 5% | 286.1495
60282 | HID | 5395CW100-1575A | THINLINE II, ARITECH ACI795W, LEAD FREE | Ea |  | 1 Year | 301.21 | 5% | 286.1495
60283 | HID | 5395CW100-A1028 | RDR, THINLINE, WIEG, WHT, ANDOVER LBL, PN:01-7000-143, LEAD FREE | Ea |  | 1 Year | 301.21 | 5% | 286.1495
60284 | HID | 5395CW100-A1366 | RDR, THINLINE, WIEG, WHT, PN: 08061935, LEAD FREE | Ea |  | 1 Year | 301.21 | 5% | 286.1495
60285 | HID | 5395CW100-CHINA | THINLINE II WIEGAND, CLASSIC WHITE, CABLE, CHINA CM MANUFACTURING LICENSED RDR, ROHS PROX DFM | Ea |  | 1 Year | 301.21 | 5% | 286.1495
60286 | HID | 5395CW100-N1001 | RDR, TL, WHT, CSTM-HONEYWELL, LEAD FREE | Ea |  | 1 Year | 301.21 | 5% | 286.1495
60287 | HID | 5395CW100-S107R | RDR, THINLINE, SENSORMATIC, WHT, LEAD FREE | Ea |  | 1 Year | 301.21 | 5% | 286.1495
60288 | HID | 5395CW101 | THINLINE II WIEGAND, CLASSIC WHITE, CABLE, LEAD FREE | Ea |  | 1 Year | 301.21 | 5% | 286.1495
60289 | HID | 5395CW102 | THINLINE II WIEGAND, CLASSIC WHITE, CABLE, LEAD FREE | Ea |  | 1 Year | 301.21 | 5% | 286.1495
60290 | HID | 5395CW104 | THINLINE II WIEGAND, CLASSIC WHITE, CABLE, LEAD FREE | Ea |  | 1 Year | 301.21 | 5% | 286.1495
60291 | HID | 5395CW105 | THINLINE II WIEGAND, CLASSIC WHITE, CABLE, LEAD FREE | Ea |  | 1 Year | 301.21 | 5% | 286.1495
60292 | HID | 5395CW106 | THINLINE II WIEGAND, CLASSIC WHITE, CABLE, LEAD FREE | Ea |  | 1 Year | 301.21 | 5% | 286.1495
60293 | HID | 5395CW107 | THINLINE II WIEGAND, CLASSIC WHITE, CABLE, LEAD FREE | Ea |  | 1 Year | 301.21 | 5% | 286.1495
60294 | HID | 5398C1100 | THINLINE II CLOCK & DATA, DESIGNER BLACK, CABLE | Ea |  | 1 Year | 301.21 | 5% | 286.1495
60295 | HID | 5398C1104 | THINLINE II CLOCK & DATA, DESIGNER BLACK, CABLE | Ea |  | 1 Year | 301.21 | 5% | 286.1495
60296 | HID | 5398CB100 | THINLINE II CLOCK & DATA, CLASSIC BEIGE, CABLE | Ea |  | 1 Year | 301.21 | 5% | 286.1495
60297 | HID | 5398CB104 | THINLINE II CLOCK & DATA, CLASSIC BEIGE, CABLE | Ea |  | 1 Year | 301.21 | 5% | 286.1495
60298 | HID | 5398CB106 | THINLINE II CLOCK & DATA, CLASSIC BEIGE, CABLE | Ea |  | 1 Year | 301.21 | 5% | 286.1495
60299 | HID | 5398CG100 | THINLINE II CLOCK & DATA, CLASSIC GRAY, CABLE | Ea |  | 1 Year | 301.21 | 5% | 286.1495
60300 | HID | 5398CG104 | THINLINE II CLOCK & DATA, CLASSIC GRAY, CABLE | Ea |  | 1 Year | 301.21 | 5% | 286.1495
60301 | HID | 5398CG107 | THINLINE II CLOCK & DATA, CLASSIC GRAY, CABLE | Ea |  | 1 Year | 301.21 | 5% | 286.1495
60302 | HID | 5398CK100 | THINLINE II CLOCK & DATA, CLASSIC BLACK, CABLE LEAD FREE | Ea |  | 1 Year | 301.21 | 5% | 286.1495
60303 | HID | 5398CK101 | THINLINE II CLOCK & DATA, CLASSIC BLACK, CABLE | Ea |  | 1 Year | 301.21 | 5% | 286.1495
60304 | HID | 5398CK102 | THINLINE II CLOCK & DATA, CLASSIC BLACK, CABLE | Ea |  | 1 Year | 301.21 | 5% | 286.1495
60305 | HID | 5398CK103 | THINLINE II CLOCK & DATA, CLASSIC BLACK, CABLE | Ea |  | 1 Year | 301.21 | 5% | 286.1495
60306 | HID | 5398CK106 | THINLINE II CLOCK & DATA, CLASSIC BLACK, CABLE | Ea |  | 1 Year | 301.21 | 5% | 286.1495
60307 | HID | 5398CW100 | THINLINE II CLOCK & DATA, CLASSIC WHITE, CABLE | Ea |  | 1 Year | 301.21 | 5% | 286.1495
60308 | HID | 5398CW104 | THINLINE II CLOCK & DATA, CLASSIC WHITE, CABLE | Ea |  | 1 Year | 301.21 | 5% | 286.1495
60309 | HID | 5405-103-02 | BEZEL, PROX 80, GRY LEAD FREE | Ea |  | 1 Year | 32.14 | 5% | 30.533
60310 | HID | 5405-103-05 | BEZEL, PROX 80, WHT LEAD FREE | Ea |  | 1 Year | 32.14 | 5% | 30.533
60311 | HID | 5455-311-01 | COV ASSY, PROXPRO II, GRY LEAD FREE | Ea |  | 1 Year | 32.14 | 5% | 30.533
60312 | HID | 5455-311-02 | COV ASSY, PROXPRO II, BEI LEAD FREE | Ea |  | 1 Year | 32.14 | 5% | 30.533
60313 | HID | 5455-311-03 | COV ASSY, PROXPRO II, BLK LEAD FREE | Ea |  | 1 Year | 32.14 | 5% | 30.533
60314 | HID | 5455-311-04 | COV ASSY, PROXPRO II, WHT | Ea |  | 1 Year | 32.14 | 5% | 30.533
60315 | HID | 5455AGM00 | ACC KIT, PROXPRO/PROXPRO II, GL MT | Ea |  | 1 Year | 19.28 | 5% | 18.316
60316 | HID | 5455BBN00 | PROXPRO II WIEGAND, BEIGE, NO KEYPAD, CABLE, ROHS PROX DFM | Ea |  | 1 Year | 306.72 | 5% | 291.384
60317 | HID | 5455BBN00-C1221 | RDR, PROXPRO II, WIEG, BEIGE, CHUBB LABEL | Ea |  | 1 Year | 306.72 | 5% | 291.384
60318 | HID | 5455BBN00-CHINA | PROXPRO II WIEG, BEIGE, NO KEYPAD, CBL, CHINA CM MANUFACTURING LICENSED RDR, LEAD FREE | Ea |  | 1 Year | 306.72 | 5% | 291.384
60319 | HID | 5455BBN00-S107R | PROXPRO II WIEGAND, BEIGE, NO KEYPAD, CABLE,SENSORMATIC | Ea |  | 1 Year | 306.72 | 5% | 291.384
60320 | HID | 5455BBN00-S1291 | RDR, PROXPRO II, WIEG, BEI | Ea |  | 1 Year | 306.72 | 5% | 291.384
60321 | HID | 5455BBN02 | PROXPRO II WIEGAND, BEIGE, NO KEYPAD, CABLE | Ea |  | 1 Year | 306.72 | 5% | 291.384
60322 | HID | 5455BBN04-110315 | PROXPRO II WIEGAND, BEIGE, NO KEYPAD, CABLE, HID SLEEVE & LABEL, ADI | Ea |  | 1 Year | 306.72 | 5% | 291.384
60323 | HID | 5455BBN06 | PROXPRO II WIEGAND, BEIGE, CABLE | Ea |  | 1 Year | 306.72 | 5% | 291.384
60324 | HID | 5455BBN06-2065A | PROXPRO II WIEGAND, BEIGE, NO KEY PAD, CABLE, NAT'LCTRL SYSTEMS, CUSTOM SOFTWARE | Ea |  | 1 Year | 306.72 | 5% | 291.384
60325 | HID | 5455BGN00 | PROXPRO II WIEG, GRY, NO KEYPAD, CBL, LEAD FREE | Ea |  | 1 Year | 306.72 | 5% | 291.384
60326 | HID | 5455BGN00-12421 | PROXPRO II WIEGAND, GRAY, NO KEYPAD, CABLE, (KEYSCAN) | Ea |  | 1 Year | 306.72 | 5% | 291.384
60327 | HID | 5455BGN00-2065A | PROXPRO II WIEGAND, GRAY, NO KEY PAD, CABLE, NAT'L CTRL SYSTEMS, CUSTOM SOFTWARE | Ea |  | 1 Year | 306.72 | 5% | 291.384
60328 | HID | 5455BGN00-CHINA | PROXPRO II WIEG, GRY, NO KEYPAD, CBL, CHINA CM MANUFACTURING LICENSED RDR, LEAD FREE | Ea |  | 1 Year | 306.72 | 5% | 291.384
60329 | HID | 5455BGN00-N1001 | RDR, PROXPRO II, WIEGAND, GRY, HONEYWELL | Ea |  | 1 Year | 306.72 | 5% | 291.384
60330 | HID | 5455BGN00-S107R | PROXPRO II WIEGAND, GRAY, NO KEYPAD, CABLE, SENSORMATIC | Ea |  | 1 Year | 306.72 | 5% | 291.384
60331 | HID | 5455BGN01 | PROXPRO II WIEGAND, GRAY, NO KEYPAD, CABLE, STANDARD, REVERSE 32 BIT | Ea |  | 1 Year | 306.72 | 5% | 291.384
60332 | HID | 5455BGN02 | PROXPRO II WIEGAND, GRAY, NO KEYPAD, CABLE | Ea |  | 1 Year | 306.72 | 5% | 291.384
60333 | HID | 5455BGN03 | PROXPRO II WIEGAND, CLASSIC GRAY, NO KEYPAD | Ea |  | 1 Year | 306.72 | 5% | 291.384
60334 | HID | 5455BGN04 | PROXPRO II WIEGAND, GRAY, NO KEYPAD, CABLE | Ea |  | 1 Year | 306.72 | 5% | 291.384
60335 | HID | 5455BGN05 | PROXPRO II WIEGAND, GRAY, NO KEYPAD, CABLE | Ea |  | 1 Year | 306.72 | 5% | 291.384
60336 | HID | 5455BGN06 | PROXPRO II WIEGAND, GRAY, NO KEYPAD, CABLE | Ea |  | 1 Year | 306.72 | 5% | 291.384
60337 | HID | 5455BGN06-2065A | PROXPRO II WIEGAND, GRAY, NO KEY PAD, CABLE, NAT'L CTRL SYSTEMS, CUSTOM SOFTWARE | Ea |  | 1 Year | 306.72 | 5% | 291.384
60338 | HID | 5455BGN07 | PROXPRO II WIEGAND,GRAY,NO KEYPAD,CABLE,LEAD FREE. | Ea |  | 1 Year | 306.72 | 5% | 291.384
60339 | HID | 5455BKN00 | PROXPRO II WIEGAND, BLACK, NO KEYPAD, CABLE, LEAD FREE | Ea |  | 1 Year | 306.72 | 5% | 291.384
60340 | HID | 5455BKN00-110315 | PROXPRO II WIEGAND, BLACK, NO KEYPAD, CABLE, HID SLEEVE & LABEL | Ea |  | 1 Year | 306.72 | 5% | 291.384
60341 | HID | 5455BKN00-CHINA | PROXPRO II WIEG, BLK, NO KEYPAD, CBL, CHINA CM MANUFACTURING LICENSED RDR, LEAD FREE | Ea |  | 1 Year | 306.72 | 5% | 291.384
60342 | HID | 5455BKN00-S1291 | RDR, PROXPRO II, WEIG, 18-IN-PIG, BLK | Ea |  | 1 Year | 306.72 | 5% | 291.384
60343 | HID | 5455BKN01 | PROXPRO II WIEGAND, BLACK, NO KEYPAD, CABLE | Ea |  | 1 Year | 306.72 | 5% | 291.384
60344 | HID | 5455BKN02 | PROXPRO II WIEGAND, BLACK, NO KEYPAD, CABLE | Ea |  | 1 Year | 306.72 | 5% | 291.384
60345 | HID | 5455BKN03 | PROXPRO II WIEGAND, BLACK, NO KEYPAD, CABLE | Ea |  | 1 Year | 306.72 | 5% | 291.384
60346 | HID | 5455BKN04 | PROXPRO II WIEGAND, BLACK, NO KEYPAD, CABLE | Ea |  | 1 Year | 306.72 | 5% | 291.384
60347 | HID | 5455BKN05 | PROXPRO II WIEGAND, BLACK, NO KEYPAD, CABLE | Ea |  | 1 Year | 306.72 | 5% | 291.384
60348 | HID | 5455BKN06 | PROXPRO II WIEGAND, BLACK, NO KEYPAD, CABLE | Ea |  | 1 Year | 306.72 | 5% | 291.384
60349 | HID | 5455BKN07 | PROXPRO II WIEGAND, BLACK, NO KEYPAD, CABLE | Ea |  | 1 Year | 306.72 | 5% | 291.384
60350 | HID | 5455BWN00 | PROXPRO II WIEGAND, WHITE, NO KEYPAD, CABLE, LEAD FREE | Ea |  | 1 Year | 306.72 | 5% | 291.384
60351 | HID | 5455BWN00-110315 | PROXPRO II WIEGAND, WHITE, NO KEYPAD, CABLE, HID SLEEVE & LABEL | Ea |  | 1 Year | 306.72 | 5% | 291.384
60352 | HID | 5455BWN00-S107R | PROXPRO II WIEGAND, WHITE, NO KEYPAD, CABLE,SENSORMATIC | Ea |  | 1 Year | 306.72 | 5% | 291.384
60353 | HID | 5455BWN00-S1291 | RDR, PROXPRO II, WIEG, WHT, SIMPLEX | Ea |  | 1 Year | 306.72 | 5% | 291.384
60354 | HID | 5455BWN00-T1212 | PROXPRO II WIEGAND, GRAY, NO KEYPAD, CABLE, TECHTALK | Ea |  | 1 Year | 306.72 | 5% | 291.384
60355 | HID | 5455BWN02 | PROXPRO II WIEGAND, WHITE, CABLE, STANDARD, 26 BIT | Ea |  | 1 Year | 306.72 | 5% | 291.384
60356 | HID | 5455BWN04 | PROXPRO II WIEGAND, WHITE, NO KEYPAD, CABLE | Ea |  | 1 Year | 306.72 | 5% | 291.384
60357 | HID | 5455BWN05 | PROXPRO II WIEGAND, WHITE, NO KEYPAD, CABLE | Ea |  | 1 Year | 306.72 | 5% | 291.384
60358 | HID | 5455BWN06 | PROXPRO II WIEGAND, WHITE, NO KEYPAD, CABLE | Ea |  | 1 Year | 306.72 | 5% | 291.384
60359 | HID | 5458BBN00 | PROXPRO II CLOCK & DATA, BEIGE, NO KEYPAD, CABLE | Ea |  | 1 Year | 306.72 | 5% | 291.384
60360 | HID | 5458BBN04 | PROXPRO II CLOCK & DATA, BEIGE, NO KEY PAD | Ea |  | 1 Year | 306.72 | 5% | 291.384
60361 | HID | 5458BGN00 | PROXPRO II CLOCK & DATA, GRAY, NO KEYPAD, CABLE | Ea |  | 1 Year | 306.72 | 5% | 291.384
60362 | HID | 5458BGN04 | PROXPRO II CLOCK & DATA, GRAY, NO KEYPAD, CABLE | Ea |  | 1 Year | 306.72 | 5% | 291.384
60363 | HID | 5458BGN06 | PROXPRO II CLOCK & DATA, GRAY, NO KEYPAD, CABLE | Ea |  | 1 Year | 306.72 | 5% | 291.384
60364 | HID | 5458BGN07 | PROXPRO II CLOCK & DATA, GRAY, CABLE | Ea |  | 1 Year | 306.72 | 5% | 291.384
60365 | HID | 5458BKN00 | PROXPRO II CLOCK & DATA, BLACK, NO KEYPAD, CABLE LEAD FREE | Ea |  | 1 Year | 306.72 | 5% | 291.384
60366 | HID | 5458BKN01 | PROXPRO II CLOCK & DATA, BLACK, NO KEYPAD, CABLE | Ea |  | 1 Year | 306.72 | 5% | 291.384
60367 | HID | 5458BWN00 | PROXPRO II CLOCK & DATA, WHITE, NO KEYPAD, CABLE | Ea |  | 1 Year | 306.72 | 5% | 291.384
60368 | HID | 56-0001-01 | GSKT, PROXPRO, LEAD FREE | Ea |  | 1 Year | 2.36 | 5% | 2.242
60369 | HID | 56-0002-01 | O-RING, MAXIPROX LEAD FREE | Ea |  | 1 Year | 16.07 | 5% | 15.2665
60370 | HID | 57-0001-02 | RING, KEY, 1.0 INCH I.D. | Ea |  | 1 Year | 0.2 | 5% | 0.19
60371 | HID | 5800ZZG1NNN4 | ISO CARD COMPOSITE HF JCOP, SEOS APPLET LOADED, SEOS MEMORY UNCONFIGURED, MIFARE CLASSIC 4K EMULATION UNCONFIGURED, F-GLOSS, B-GLOSS W/MAG, NO SEOS #, NO MIFARE #, NO SLOT, 4 BYTE NUID, LAM | Ea |  | 1 Year | 13.5 | 5% | 12.825
60372 | HID | 5806PMGGAAN4-TEST | ISO CARD COMPOSITE SEOS 8K, MIFARE 4K IMPLEMENTATION, PROG SEOS, PROG HID MIFARE, F-GLOSS, B-GLOSS, LASER MATCH SEOS #, LASER MATCH MIFARE #, NO SLOT, 4 BYTE NUID - FOR TEST PURPOSES ONLY | Ea |  | 1 Year | 13.5 | 5% | 12.825
60373 | HID | 5806PNGGANN4-TEST | ISO CARD COMPOSITE SEOS 8K, MIFARE 4K IMPLEMENTATION, PROG SEOS, NON-PROG MIFARE, F-GLOSS, B-GLOSS W/MAG, LASER MATCHING SEOS #, NO MIFARE #, NO SLOT, 4 BYTE NUID - FOR TEST PURPOSES ONLY | Ea |  | 1 Year | 13.5 | 5% | 12.825
60374 | HID | 5900ZZG1NNN7 | ISO CARD COMPOSITE HF JCOP, SEOS APPLET LOADED, SEOS MEMORY UNCONFIGURED, DESFIRE EV1 8K EMULATION UNCONFIGURED, F-GLOSS, B-GLOSS W/MAG, NO SEOS #, NO DESFIRE #, NO SLOT, 7 BYTE NUID, LAM | Ea |  | 1 Year | 13.5 | 5% | 12.825
60375 | HID | 5906PNGGANN7 | ISO CARD COMPOSITE HF JCOP, SEOS 8K, PROG SEOS, NON-PROG DESFIRE, F-GLOSS, B-GLOSS, LASER MATCHING SEOS #, NO DESFIRE #, NO SLOT, 7 BYTE UID | Ea |  | 1 Year | 13.5 | 5% | 12.825
60376 | HID | 5906PNGGANN7-TEST | ISO CARD COMPOSITE SEOS 8K, DESFIRE EV1 IMPLEMENTATION, PROG SEOS, NON-PROG DESFIRE, F-GLOSS, B-GLOSS W/MAG, LASER MATCH SEOS #, NO DESFIRE #, NO SLOT, 7 BYTE STATIC UID - FOR TEST PURPOSES ONLY | Ea |  | 1 Year | 13.5 | 5% | 12.825
60377 | HID | 60-0093-BLK | LBL, ICLASS KEYPAD RDRS, BLACK, NO LOGO | Ea |  | 1 Year | 3.93 | 5% | 3.7335
60378 | HID | 60-0107-BLK | LBL,CUSTOM, ICLASS/ARTEMIS RDR, BLACK. NO LOGO | Ea |  | 1 Year | 3.9 | 5% | 3.705
60379 | HID | 6005-111-01 | COV, PROXPT, THICK, WHT LEAD FREE | Ea |  | 1 Year | 16.07 | 5% | 15.2665
60380 | HID | 6005-111-02 | COV, PROXPT, THICK, BEI LEAD FREE | Ea |  | 1 Year | 16.07 | 5% | 15.2665
60381 | HID | 6005-111-03 | COV, PROXPT, THICK, BLK LEAD FREE | Ea |  | 1 Year | 16.07 | 5% | 15.2665
60382 | HID | 6005-111-04 | COV, PROXPT, THICK, GRY LEAD FREE | Ea |  | 1 Year | 16.07 | 5% | 15.2665
60383 | HID | 6005-312-01 | COV ASSY, PROXPT, DSGNR, BLK LEAD FREE | Ea |  | 1 Year | 16.07 | 5% | 15.2665
60384 | HID | 6005-312-02 | COV ASSY, PROXPT, DSGNR, GRY LEAD FREE | Ea |  | 1 Year | 16.07 | 5% | 15.2665
60385 | HID | 6005-312-04 | COV ASSY, PROXPT, DSGNR, WAVE | Ea |  | 1 Year | 16.07 | 5% | 15.2665
60386 | HID | 6005-312-05 | COV ASSY, PROXPT, DSGNR, WHT | Ea |  | 1 Year | 16.07 | 5% | 15.2665
60387 | HID | 6005B1B00 | PROXPOINT WIEGAND, DESIGNER BLACK, CABLE LEAD FREE | Ea |  | 1 Year | 152.26 | 5% | 144.647
60388 | HID | 6005B1B00-110315 | PROXPOINT WIEGAND, UNIV DFM, DESIGNER BLACK, CABLE, HID SLEEVE & LABEL | Ea |  | 1 Year | 152.26 | 5% | 144.647
60389 | HID | 6005B1B00-S107R | PROXPOINT WIEGAND, DESIGNER BLACK, CABLE, SENSORMATIC | Ea |  | 1 Year | 152.26 | 5% | 144.647
60390 | HID | 6005B1B01 | PROXPOINT WIEGAND, DESIGNER BLACK, CABLE | Ea |  | 1 Year | 152.26 | 5% | 144.647
60391 | HID | 6005B1B02 | RDR, PP, WIEG, PGTL-18, BLK, DSGN CVR, BEEP ON, LED OFF | Ea |  | 1 Year | 152.26 | 5% | 144.647
60392 | HID | 6005B1B04 | PROXPT WIEG, DSGNR BLK, CBL | Ea |  | 1 Year | 152.26 | 5% | 144.647
60393 | HID | 6005B1B05 | PROXPOINT WIEGAND, DESIGNER BLACK, CABLE | Ea |  | 1 Year | 152.26 | 5% | 144.647
60394 | HID | 6005B1B06 | PROXPOINT WIEGAND, DESIGNER BLACK, CABLE | Ea |  | 1 Year | 152.26 | 5% | 144.647
60395 | HID | 6005B1B07 | PROXPOINT WIEGAND, DESIGNER BLACK, CABLE | Ea |  | 1 Year | 152.26 | 5% | 144.647
60396 | HID | 6005B1L00 | PROXPOINT WIEGAND, DESIGNER BLACK, 9FT CABLE, LEAD FREE | Ea |  | 1 Year | 152.26 | 5% | 144.647
60397 | HID | 6005B1L01 | PROXPOINT WIEGAND, DESIGNER BLACK, 9 FT CABLE | Ea |  | 1 Year | 152.26 | 5% | 144.647
60398 | HID | 6005B1L04 | PROXPOINT WIEGAND, DESIGNER BLACK, 9 FT CABLE | Ea |  | 1 Year | 152.26 | 5% | 144.647
60399 | HID | 6005B1L06 | PROXPOINT WEIGAND, DESIGNER BLACK, 9FT CABLE | Ea |  | 1 Year | 152.26 | 5% | 144.647
60400 | HID | 6005B1L07 | PROXPOINT WIEGAND, DESIGNER BLACK, 9 FT CABLE | Ea |  | 1 Year | 152.26 | 5% | 144.647
60401 | HID | 6005B2B00 | PROXPOINT WIEGAND, DESIGNER GRAY, CABLE, ROHS PROX DFM | Ea |  | 1 Year | 152.26 | 5% | 144.647
60402 | HID | 6005B2B00-110315 | PROXPOINT WIEGAND, UNIV DFM, DESIGNER GRAY, CABLE, LEAD FREE, HID SLEEVE & LABEL. | Ea |  | 1 Year | 152.26 | 5% | 144.647
60403 | HID | 6005B2B00-S107R | PROXPOINT WIEGAND, DESIGNER GRAY, CABLE, SENSORMATIC | Ea |  | 1 Year | 152.26 | 5% | 144.647
60404 | HID | 6005B2B01 | PROXPOINT WIEGAND, DESIGNER GRAY, CABLE | Ea |  | 1 Year | 152.26 | 5% | 144.647
60405 | HID | 6005B2B03 | PROXPOINT WIEGAND, DESIGNER GRAY, CABLE | Ea |  | 1 Year | 152.26 | 5% | 144.647
60406 | HID | 6005B2B04 | PROXPOINT WIEGAND, DESIGNER GRAY, CABLE | Ea |  | 1 Year | 152.26 | 5% | 144.647
60407 | HID | 6005B2B05 | PROXPOINT WIEGAND, DESIGNER GRAY, CABLE | Ea |  | 1 Year | 152.26 | 5% | 144.647
60408 | HID | 6005B2B06 | PROXPOINT WIEGAND, DESIGNER GRAY, CABLE | Ea |  | 1 Year | 152.26 | 5% | 144.647
60409 | HID | 6005B2B07 | PROXPOINT WIEGAND, DESIGNER GRAY, CABLE | Ea |  | 1 Year | 152.26 | 5% | 144.647
60410 | HID | 6005B2L00 | PROXPOINT WIEGAND, DESIGNER GRAY, 9FT CABLE, LEAD FREE | Ea |  | 1 Year | 152.26 | 5% | 144.647
60411 | HID | 6005B2L00-H1111 | PROXPOINT, WIEGAND, DESIGNER GRAY, 9FT CABLE, LEAD FREE, HONEYWELL | Ea |  | 1 Year | 152.26 | 5% | 144.647
60412 | HID | 6005B2L04 | PROXPOINT WIEGAND, DESIGNER GRAY, 9FT CABLE | Ea |  | 1 Year | 152.26 | 5% | 144.647
60413 | HID | 6005B2L06 | PROXPOINT WIEGAND, DESIGNER GRAY, 9FT CABLE | Ea |  | 1 Year | 152.26 | 5% | 144.647
60414 | HID | 6005B4B00 | PROXPOINT WIEGAND, DESIGNER BLUE, CABLE, LEAD FREE | Ea |  | 1 Year | 146.4 | 5% | 139.08
60415 | HID | 6005B4L00 | PROXPOINT WIEGAND, DESIGNER BLUE, 9FT CABLE, LEAD FREE | Ea |  | 1 Year | 152.26 | 5% | 144.647
60416 | HID | 6005B5B00 | PROXPOINT WIEGAND, DESIGNER WHITE, CABLE, LEAD FREE | Ea |  | 1 Year | 152.26 | 5% | 144.647
60417 | HID | 6005B5L00 | PROXPOINT WIEGAND, DESIGNER WHITE, 9FT CABLE, LEAD FREE | Ea |  | 1 Year | 152.26 | 5% | 144.647
60418 | HID | 6005B5L03 | PROXPOINT WIEGAND, DESIGNER WHITE, 9FT CABLE | Ea |  | 1 Year | 152.26 | 5% | 144.647
60419 | HID | 6005B5L06 | PROXPOINT WIEGAND, DESIGNER WHITE, 9FT CABLE | Ea |  | 1 Year | 152.26 | 5% | 144.647
60420 | HID | 6005BBB00 | PROXPT WIEG, CLASSIC BEI, CBL, ROHS PROX DFM | Ea |  | 1 Year | 152.26 | 5% | 144.647
60421 | HID | 6005BBB00-110315 | PROXPOINT WIEGAND, UNIV DFM, CLASSIC BEIGE, CABLE, HID SLEEVE & LABEL | Ea |  | 1 Year | 152.26 | 5% | 144.647
60422 | HID | 6005BBB00-C1221 | RDR, PROXPT, WIEG, BLK, BOXED, CHUBB | Ea |  | 1 Year | 152.26 | 5% | 144.647
60423 | HID | 6005BBB00-CHINA | PROXPOINT PLUS WIEG, BEIGE, CBL, CHINA CM MANUFACTURING LICENSED RDR, LEAD FREE | Ea |  | 1 Year | 152.26 | 5% | 144.647
60424 | HID | 6005BBB01 | PROXPOINT WIEGAND, CLASSIC BEIGE, CABLE | Ea |  | 1 Year | 152.26 | 5% | 144.647
60425 | HID | 6005BBB01-I1491 | RDR, PROXPOINT, BEI, INT'L ELEK | Ea |  | 1 Year | 152.26 | 5% | 144.647
60426 | HID | 6005BBB02 | PROXPOINT WIEGAND, CLASSIC BEIGE, CABLE | Ea |  | 1 Year | 152.26 | 5% | 144.647
60427 | HID | 6005BBB04 | PROXPOINT WIEGAND, CLASSIC BEIGE, CABLE | Ea |  | 1 Year | 152.26 | 5% | 144.647
60428 | HID | 6005BBB06 | PROXPOINT WIEGAND, CLASSIC BEIGE, CABLE | Ea |  | 1 Year | 152.26 | 5% | 144.647
60429 | HID | 6005BBB06-2065A | PROXPOINT WIEGAND, CLASSIC BEIGE, CABLE | Ea |  | 1 Year | 152.26 | 5% | 144.647
60430 | HID | 6005BBB07 | PROXPT WIEG, CLC BEI, CBL | Ea |  | 1 Year | 152.26 | 5% | 144.647
60431 | HID | 6005BBL00 | PROXPOINT WIEGAND, CLASSIC BEIGE, 9FT CABLE, LEAD FREE | Ea |  | 1 Year | 152.26 | 5% | 144.647
60432 | HID | 6005BBL06 | PROXPOINT WIEGAND, BEIGE, 9FT CABLE | Ea |  | 1 Year | 152.26 | 5% | 144.647
60433 | HID | 6005BBL07 | PROXPOINT WIEGAND, CLASSIC BEIGE, 9FT CABLE | Ea |  | 1 Year | 152.26 | 5% | 144.647
60434 | HID | 6005BGB00 | PROXP WIEG, CLASSIC GRY, CBL, LEAD FREE | Ea |  | 1 Year | 152.26 | 5% | 144.647
60435 | HID | 6005BGB00-12421 | PROXPOINT WIEGAND, CLASSIC GRAY, CABLE, (KEYSCAN) | Ea |  | 1 Year | 152.26 | 5% | 144.647
60436 | HID | 6005BGB00-1575A | PROXPT, BOXED, ARITECH AC1760 | Ea |  | 1 Year | 152.26 | 5% | 144.647
60437 | HID | 6005BGB00-21381 | RDR, PROXPOINT, MULLION MOUNT, GRAY, EST CARTON LABEL | Ea |  | 1 Year | 152.26 | 5% | 144.647
60438 | HID | 6005BGB00-A1028 | RDR, PROXPT, PLUS, WIEG, GRY, ANDOVER LBL, PN:01-7000-249 | Ea |  | 1 Year | 152.26 | 5% | 144.647
60439 | HID | 6005BGB00-A1366 | RDR, PROXPT, WIEG, GREY | Ea |  | 1 Year | 152.26 | 5% | 144.647
60440 | HID | 6005BGB00-CHINA | PROXPOINT PLUS WIEG, CLASSIC GRY, CBL, CHINA CM MANUFACTURING LICENSED RDR, LEAD FREE | Ea |  | 1 Year | 152.26 | 5% | 144.647
60441 | HID | 6005BGB00-S107R | RDR, PROXPT, SENSORMATIC, CHARCOAL | Ea |  | 1 Year | 152.26 | 5% | 144.647
60442 | HID | 6005BGB00-S1291 | RDR, PROXPT, SPLX LOGO, P/N 655144, PID 3209-9508 | Ea |  | 1 Year | 152.26 | 5% | 144.647
60443 | HID | 6005BGB00-T1212 | RDR, PROXPT, TECHTALK, BELGIUM | Ea |  | 1 Year | 152.26 | 5% | 144.647
60444 | HID | 6005BGB01 | PROXPOINT WIEGAND, CLASSIC GRAY, CABLE | Ea |  | 1 Year | 152.26 | 5% | 144.647
60445 | HID | 6005BGB01-CHINA-I1491 | RDR, PROXPT, GRY, INT'L ELEK, CHINA | Ea |  | 1 Year | 152.26 | 5% | 144.647
60446 | HID | 6005BGB02 | PROXPOINT WIEGAND, CLASSIC GRAY, CABLE | Ea |  | 1 Year | 152.26 | 5% | 144.647
60447 | HID | 6005BGB02-T1212 | PROXPOINT WIEGAND, GRAY, CABLE, TECHTALK, BELGIUM | Ea |  | 1 Year | 152.26 | 5% | 144.647
60448 | HID | 6005BGB03 | PROXPOINT WIEGAND, CLASSIC GRAY, CABLE | Ea |  | 1 Year | 152.26 | 5% | 144.647
60449 | HID | 6005BGB04 | PROXPOINT WIEGAND, CLASSIC GRAY, CABLE | Ea |  | 1 Year | 152.26 | 5% | 144.647
60450 | HID | 6005BGB05 | PROXPT WIEG, CLAC GRY, CBL | Ea |  | 1 Year | 152.26 | 5% | 144.647
60451 | HID | 6005BGB06 | PROXPOINT WIEGAND, CLASSIC GRAY, CABLE | Ea |  | 1 Year | 152.26 | 5% | 144.647
60452 | HID | 6005BGB06-2065A | RDR, PROXPOINT, NAT'L CTRL SYSTEMS, GRAY | Ea |  | 1 Year | 152.26 | 5% | 144.647
60453 | HID | 6005BGB07 | PROXPOINT WIEGAND, CLASSIC GRAY, CABLE | Ea |  | 1 Year | 152.26 | 5% | 144.647
60454 | HID | 6005BGB17 | PROXPOINT WIEGAND, CLASSIC GRAY, CABLE | Ea |  | 1 Year | 152.26 | 5% | 144.647
60455 | HID | 6005BGL00 | PROXPOINT WIEGAND, CLASSIC GRAY, 9FT CABLE, LEAD FREE | Ea |  | 1 Year | 152.26 | 5% | 144.647
60456 | HID | 6005BGL00-1575A | PROXPOINT WIEGAND, CLASSIC GRAY, 9FT CABLE, ARITECH #ACI760 | Ea |  | 1 Year | 152.26 | 5% | 144.647
60457 | HID | 6005BGL01 | PROXPOINT WIEGAND, CLASSIC GRAY, 9FT CABLE | Ea |  | 1 Year | 152.26 | 5% | 144.647
60458 | HID | 6005BGL01-3451 | PROXPOINT WIEGAND, CLASSIC GRAY, 9 FT CABLE, WIEGAND PULSE WIDTH TIME=200US,WIEGAND PULSE INTERVAL TIME=400US, GROSVENOR TECHNOLOGY LTD, LEAD FREE | Ea |  | 1 Year | 152.26 | 5% | 144.647
60459 | HID | 6005BGL02 | PROXPOINT WIEGAND, CLASSIC GRAY, 9FT CABLE | Ea |  | 1 Year | 152.26 | 5% | 144.647
60460 | HID | 6005BGL02-T1212 | PROXPOINT WIEGAND, CLASSIC GRAY, 9FT CABLE, TECK TALK | Ea |  | 1 Year | 152.26 | 5% | 144.647
60461 | HID | 6005BGL04 | PROXPOINT WIEGAND, CLASSIC GRAY, 9FT CABLE | Ea |  | 1 Year | 152.26 | 5% | 144.647
60462 | HID | 6005BGL06 | PROXPOINT WIEGAND, CLASSIC GRAY, 9FT CABLE | Ea |  | 1 Year | 152.26 | 5% | 144.647
60463 | HID | 6005BGL06-2065A | PROXPOINT WIEGAND, GRAY, 9FT CABLE, NATIONAL CONTROL SYSTEMS | Ea |  | 1 Year | 152.26 | 5% | 144.647
60464 | HID | 6005BGL07 | PROXPOINT WIEGAND, CLASSIC GRAY, 9FT CABLE | Ea |  | 1 Year | 152.26 | 5% | 144.647
60465 | HID | 6005BGL07-45526 | PROXPOINT WIEGAND, CLASSIC GRAY, 9FT CABLE | Ea |  | 1 Year | 152.26 | 5% | 144.647
60466 | HID | 6005BGL17 | PROXPOINT WIEGAND, GRAY, 9FT CABLE, HAVERHILL ONLY | Ea |  | 1 Year | 152.26 | 5% | 144.647
60467 | HID | 6005BKB00 | PROXPT WIEG, CLASSIC BLK, CBL, ROHS PROX DFM | Ea |  | 1 Year | 152.26 | 5% | 144.647
60468 | HID | 6005BKB00-2941 | PROXPT WIEG, CLASSIC BLK, CBL, ROHS, CUSTOM IMRON | Ea |  | 1 Year | 152.26 | 5% | 144.647
60469 | HID | 6005BKB00-A1028 | RDR, PROXPT PLUS, WIEG, BLK, ANDOVER LBL, PN:01-7000-252 | Ea |  | 1 Year | 152.26 | 5% | 144.647
60470 | HID | 6005BKB00-C1221 | RDR, PROXPT, WIEG, BLK, BOXED, CHUBB | Ea |  | 1 Year | 152.26 | 5% | 144.647
60471 | HID | 6005BKB00-CHINA | PROXPOINT PLUS WIEG, BLK, CBL, CHINA CM MANUFACTURING LICENSED RDR, LEAD FREE | Ea |  | 1 Year | 152.26 | 5% | 144.647
60472 | HID | 6005BKB00-H1112 | RDR, PROXPOINT, HONEYWELL | Ea |  | 1 Year | 152.26 | 5% | 144.647
60473 | HID | 6005BKB00-HW | RDR, PROXPOINT PLUS, BLACK, HU/6005BKB00 | Ea |  | 1 Year | 152.26 | 5% | 144.647
60474 | HID | 6005BKB00-S107R | RDR, PROXPOINT, SENSORMATIC, BLK | Ea |  | 1 Year | 152.26 | 5% | 144.647
60475 | HID | 6005BKB01 | PROXPOINT WIEGAND, CLASSIC BLACK, CABLE | Ea |  | 1 Year | 152.26 | 5% | 144.647
60476 | HID | 6005BKB01-CHINA-I1491 | RDR, PROXPT, BLK, INT'L ELEK, CHINA | Ea |  | 1 Year | 152.26 | 5% | 144.647
60477 | HID | 6005BKB02 | PROXPOINT WIEGAND, BLACK, CABLE | Ea |  | 1 Year | 152.26 | 5% | 144.647
60478 | HID | 6005BKB03 | PROXPOINT WIEGAND, CLASSIC BLACK, CABLE | Ea |  | 1 Year | 152.26 | 5% | 144.647
60479 | HID | 6005BKB04 | PROXPT WIEG, CLASSC BLK, CBL | Ea |  | 1 Year | 152.26 | 5% | 144.647
60480 | HID | 6005BKB05 | PROXPT WIEG, CLC BLK, CBL | Ea |  | 1 Year | 152.26 | 5% | 144.647
60481 | HID | 6005BKB06 | PROXPT WIEG, CLC BLK, CBL | Ea |  | 1 Year | 152.26 | 5% | 144.647
60482 | HID | 6005BKB06-SES | PROXPT WIEG, CLC BLK, CBL, SIEMENS | Ea |  | 1 Year | 152.26 | 5% | 144.647
60483 | HID | 6005BKB07 | PROXPT WIEG, CLAC BLK, CBL | Ea |  | 1 Year | 152.26 | 5% | 144.647
60484 | HID | 6005BKL00 | PROXPOINT WIEGAND, CLASSIC BLACK, 9FT CABLE, LEAD FREE | Ea |  | 1 Year | 152.26 | 5% | 144.647
60485 | HID | 6005BKL02 | PROXPOINT WIEGAND, BLACK, 9FT CABLE | Ea |  | 1 Year | 152.26 | 5% | 144.647
60486 | HID | 6005BKL04 | PROXPOINT WIEGAND, BLACK, 9FT CABLE | Ea |  | 1 Year | 152.26 | 5% | 144.647
60487 | HID | 6005BKL06 | PROXPOINT WIEGAND, BLACK, 9FT CABLE | Ea |  | 1 Year | 152.26 | 5% | 144.647
60488 | HID | 6005BKL07 | PROXPOINT WIEGAND, BLACK, 9FT CABLE | Ea |  | 1 Year | 152.26 | 5% | 144.647
60489 | HID | 6005BWB00 | PROXPOINT WIEGAND, CLASSIC WHITE, CABLE, ROHS PROX DFM | Ea |  | 1 Year | 152.26 | 5% | 144.647
60490 | HID | 6005BWB00-CHINA | PROXPOINT PLUS WIEG, CLASSIC WHITE, CBL, CHINA CM MANUFACTURING LICENSED RDR, LEAD FREE | Ea |  | 1 Year | 152.26 | 5% | 144.647
60491 | HID | 6005BWB00-S107R | RDR, PROXPOINT, SENSORMATIC, WHITE | Ea |  | 1 Year | 152.26 | 5% | 144.647
60492 | HID | 6005BWB00-S1291 | RDR, PROXPT, WHT, SPLX LOGO | Ea |  | 1 Year | 152.26 | 5% | 144.647
60493 | HID | 6005BWB01 | PROXPOINT WIEGAND, CLASSIC WHITE, CABLE | Ea |  | 1 Year | 152.26 | 5% | 144.647
60494 | HID | 6005BWB02 | PROXPOINT WIEGAND, CLASSIC WHITE, CABLE | Ea |  | 1 Year | 152.26 | 5% | 144.647
60495 | HID | 6005BWB04 | PROXPOINT WIEGAND, CLASSIC WHITE, CABLE | Ea |  | 1 Year | 152.26 | 5% | 144.647
60496 | HID | 6005BWB05 | PROXPOINT WIEGAND, CLASSIC WHITE, CABLE | Ea |  | 1 Year | 152.26 | 5% | 144.647
60497 | HID | 6005BWB06 | PROXPOINT WIEGAND, CLASSIC WHITE, CABLE | Ea |  | 1 Year | 152.26 | 5% | 144.647
60498 | HID | 6005BWB06-2065A | RDR, PROXPOINT, NAT'L CTRL SYSTEMS, WHT | Ea |  | 1 Year | 152.26 | 5% | 144.647
60499 | HID | 6005BWB07 | PROXPOINT WIEGAND, CLASSIC WHITE, CABLE | Ea |  | 1 Year | 152.26 | 5% | 144.647
60500 | HID | 6005BWL00 | PROXPOINT WIEGAND, CLASSIC WHITE, 9FT CABLE, LEAD FREE | Ea |  | 1 Year | 152.26 | 5% | 144.647
60501 | HID | 6005BWL01-3451 | PROXPOINT WIEGAND, CLASSIC WHITE, LONG PIGTAIL | Ea |  | 1 Year | 152.26 | 5% | 144.647
60502 | HID | 6005BWL04 | PROXPOINT WIEGAND, CLASSIC WHITE, LONG PIGTAIL | Ea |  | 1 Year | 152.26 | 5% | 144.647
60503 | HID | 6005BWL06 | PROXPOINT WIEGAND, CLASSIC WHITE, 9FT CABLE, | Ea |  | 1 Year | 152.26 | 5% | 144.647
60504 | HID | 6005BWL07 | PROXPOINT WIEGAND, CLASSIC WHITE, 9 FT CABLE | Ea |  | 1 Year | 152.26 | 5% | 144.647
60505 | HID | 6008B1B00 | PROXPOINT CLOCK & DATA, DESIGNER BLACK, CABLE | Ea |  | 1 Year | 152.26 | 5% | 144.647
60506 | HID | 6008B1B01 | PROXPOINT CLOCK & DATA, DESIGNER BLACK, CABLE | Ea |  | 1 Year | 152.26 | 5% | 144.647
60507 | HID | 6008B1B04 | PROXPOINT CLOCK & DATA, DESIGNER BLACK, CABLE | Ea |  | 1 Year | 152.26 | 5% | 144.647
60508 | HID | 6008B1B05 | PROXPOINT CLOCK & DATA, DESIGNER BLACK, CABLE | Ea |  | 1 Year | 152.26 | 5% | 144.647
60509 | HID | 6008B1B07 | PROXPOINT CLOCK & DATA, DESIGNER BLACK, CABLE | Ea |  | 1 Year | 152.26 | 5% | 144.647
60510 | HID | 6008B1L00 | PROXPOINT CLOCK & DATA, DESIGNER BLACK, 9FT CABLE | Ea |  | 1 Year | 152.26 | 5% | 144.647
60511 | HID | 6008B2B00 | PROXPOINT CLOCK & DATA, DESIGNER GRAY, CABLE | Ea |  | 1 Year | 152.26 | 5% | 144.647
60512 | HID | 6008B2B01 | PROXPOINT CLOCK & DATA, DESIGNER GRAY, CABLE | Ea |  | 1 Year | 152.26 | 5% | 144.647
60513 | HID | 6008B2B04 | PROXPOINT CLOCK & DATA, DESIGNER GRAY, CABLE | Ea |  | 1 Year | 152.26 | 5% | 144.647
60514 | HID | 6008B2B05 | PROXPOINT CLOCK & DATA, DESIGNER GRAY, CABLE | Ea |  | 1 Year | 152.26 | 5% | 144.647
60515 | HID | 6008B2B07 | PROXPOINT CLOCK & DATA, DESIGNER GRAY, CABLE | Ea |  | 1 Year | 152.26 | 5% | 144.647
60516 | HID | 6008B4L00 | PROXPOINT CLOCK & DATA, DESIGNER BLUE, 9FT CABLE | Ea |  | 1 Year | 152.26 | 5% | 144.647
60517 | HID | 6008BBB00 | PROXPOINT CLOCK & DATA, CLASSIC BEIGE, CABLE | Ea |  | 1 Year | 152.26 | 5% | 144.647
60518 | HID | 6008BBB02 | PROXPOINT CLOCK & DATA, CLASSIC BEIGE, CABLE | Ea |  | 1 Year | 152.26 | 5% | 144.647
60519 | HID | 6008BBB04 | PROXPOINT CLOCK & DATA, CLASSIC BEIGE, CABLE | Ea |  | 1 Year | 152.26 | 5% | 144.647
60520 | HID | 6008BBB06 | PROXPT C & D, CLC BEI, CBL | Ea |  | 1 Year | 152.26 | 5% | 144.647
60521 | HID | 6008BBL06 | PROXPOINT CLOCK & DATA, CLASSIC BEIGE, 9FT CABLE | Ea |  | 1 Year | 152.26 | 5% | 144.647
60522 | HID | 6008BGB00 | PROXPOINT CLOCK & DATA, CLASSIC GRAY, CABLE | Ea |  | 1 Year | 152.26 | 5% | 144.647
60523 | HID | 6008BGB00-1575A | RDR, PROXPT MCM, C&D, GRY, BOXED, ARITECH AC1760 | Ea |  | 1 Year | 152.26 | 5% | 144.647
60524 | HID | 6008BGB01 | PROXPOINT CLOCK & DATA, CLASSIC GRAY, CABLE | Ea |  | 1 Year | 152.26 | 5% | 144.647
60525 | HID | 6008BGB01-CHINA | PROXPOINT CLOCK & DATA, CLASSIC GRAY, CHINA CM MANUFACTURING LICENSED RDR, CABLE | Ea |  | 1 Year | 152.26 | 5% | 144.647
60526 | HID | 6008BGB03 | PROXPOINT CLOCK & DATA, CLASSIC GRAY, CABLE | Ea |  | 1 Year | 152.26 | 5% | 144.647
60527 | HID | 6008BGB03-8478A | PROXPT C&D, CLASSIC GRY, CBL, CSTM, ID SYS | Ea |  | 1 Year | 152.26 | 5% | 144.647
60528 | HID | 6008BGB04 | PROXPOINT CLOCK & DATA, CLASSIC GRAY, CABLE | Ea |  | 1 Year | 152.26 | 5% | 144.647
60529 | HID | 6008BGB05 | PROXPT C & D, CLC GRY, CBL | Ea |  | 1 Year | 152.26 | 5% | 144.647
60530 | HID | 6008BGB06 | PROXPT, C & D, CLC GRY, CBL | Ea |  | 1 Year | 152.26 | 5% | 144.647
60531 | HID | 6008BGB07 | PROXPT, C & D, CLC GRY, CBL | Ea |  | 1 Year | 152.26 | 5% | 144.647
60532 | HID | 6008BGL00 | PROXPOINT CLOCK & DATA, CLASSIC GRAY, 9FT CABLE | Ea |  | 1 Year | 152.26 | 5% | 144.647
60533 | HID | 6008BGL01 | PROXPOINT CLOCK & DATA, CLASSIC GRAY, 9FT CABLE | Ea |  | 1 Year | 152.26 | 5% | 144.647
60534 | HID | 6008BGL07 | PROXPOINT CLOCK & DATA, CLASSIC GRAY, 9FT CABLE | Ea |  | 1 Year | 152.26 | 5% | 144.647
60535 | HID | 6008BKB00 | PROXPOINT CLOCK & DATA, CLASSIC BLACK, CABLE LEAD FREE | Ea |  | 1 Year | 152.26 | 5% | 144.647
60536 | HID | 6008BKB01 | PROXPOINT CLOCK & DATA, CLASSIC BLACK, CABLE | Ea |  | 1 Year | 152.26 | 5% | 144.647
60537 | HID | 6008BKB02 | PROXPOINT CLOCK & DATA, CLASSIC BLACK, CABLE | Ea |  | 1 Year | 152.26 | 5% | 144.647
60538 | HID | 6008BKB03 | PROXPOINT CLOCK & DATA, CLASSIC BLACK, CABLE | Ea |  | 1 Year | 152.26 | 5% | 144.647
60539 | HID | 6008BKB04 | RDR, PROXPOINT MCM, CLOCK & DATA, BLACK | Ea |  | 1 Year | 152.26 | 5% | 144.647
60540 | HID | 6008BKB06 | PROXPOINT CLOCK & DATA, CLASSIC BLACK, CABLE | Ea |  | 1 Year | 152.26 | 5% | 144.647
60541 | HID | 6008BKB07 | PROXPOINT CLOCK & DATA, CLASSIC BLACK, CABLE | Ea |  | 1 Year | 152.26 | 5% | 144.647
60542 | HID | 6008BKL00 | PROXPOINT CLOCK & DATA, CLASSIC BLACK, 9FT CABLE | Ea |  | 1 Year | 152.26 | 5% | 144.647
60543 | HID | 6008BKL01 | PROXPOINT CLOCK & DATA, BLACK, 9FT CABLE | Ea |  | 1 Year | 152.26 | 5% | 144.647
60544 | HID | 6008BKL06 | PROXPOINT CLOCK & DATA, CLASSIC BLACK, 9FT CABLE | Ea |  | 1 Year | 152.26 | 5% | 144.647
60545 | HID | 6008BWB00 | PROXPOINT CLOCK & DATA, CLASSIC WHITE, CABLE | Ea |  | 1 Year | 152.26 | 5% | 144.647
60546 | HID | 6008BWB03 | PROXPOINT CLOCK & DATA, WHITE, CABLE | Ea |  | 1 Year | 152.26 | 5% | 144.647
60547 | HID | 600NG1NN | ISO CARD COMPOSITE MONZA 4QT, BLANK, F-GLOSS, B-GLOSS W/MAGSTRIPE 4000OE, NO #, NO SLOT, LAM | Ea |  | 1 Year | 10.08 | 5% | 9.576
60548 | HID | 600NGGNN | ISO CARD COMPOSITE MONZA 4QT - BLANK - WHITE | Ea |  | 1 Year | 10.08 | 5% | 9.576
60549 | HID | 600TG1AN | ISO CARD COMPOSITE MONZA 4QT, PROG, WHITE, MAGSTRIPE 4000OE, LASER MATCHING | Ea |  | 1 Year | 10.08 | 5% | 9.576
60550 | HID | 600TG1BN | ISO CARD COMPOSITE MONZA 4QT, PROG, WHITE, MAGSTRIPE 4000OE, LASER NON-MATCHING | Ea |  | 1 Year | 10.08 | 5% | 9.576
60551 | HID | 600TG1CN | ISO CARD COMPOSITE MONZA 4QT, PROG, WHITE, MAGSTRIPE 4000OE, LASER RANDOM | Ea |  | 1 Year | 10.08 | 5% | 9.576
60552 | HID | 600TG1NN | ISO CARD COMPOSITE MONZA 4QT, PROG, WHITE, MAGSTRIPE 4000OE | Ea |  | 1 Year | 10.08 | 5% | 9.576
60553 | HID | 600TGGAN | ISO CARD COMPOSITE MONZA 4QT, PROG, WHITE, LASER MATCHING | Ea |  | 1 Year | 10.08 | 5% | 9.576
60554 | HID | 600TGGBN | ISO CARD COMPOSITE MONZA 4QT, PROG, WHITE, LASER NON-MATCHING | Ea |  | 1 Year | 10.08 | 5% | 9.576
60555 | HID | 600TGGBN-PACK50 | ISO CARD COMPOSITE MONZA 4QT, PROG, F-GLOSS, B-GLOSS, SEQ NON-MATCHING LASER #, NO SLOT, PACK 50 CARDS PER BOX | Ea |  | 1 Year | 504 | 5% | 478.8
60556 | HID | 600TGGCN | ISO CARD COMPOSITE MONZA 4QT, PROG, WHITE, LASER RANDOM | Ea |  | 1 Year | 10.08 | 5% | 9.576
60557 | HID | 600TGGNN | ISO CARD COMPOSITE MONZA 4QT, INITIALISED, WHITE | Ea |  | 1 Year | 10.08 | 5% | 9.576
60558 | HID | 6011TGGANA | ISO CARD COMPOSITE UHF + ICLASS 32K (16K/2), PROG UHF/ICLASS SE, F-GLOSS, B-GLOSS, MATCHING UHF LASER #, NO SLOT, LASER MATCH ICLASS # | Ea |  | 1 Year | 12.05 | 5% | 11.4475
60559 | HID | 6011TGGNNN-001 | ISO CARD COMPOSITE UHF + ICLASS 32K (16K/2), PROG UHF/ICLASS SE, F-GLOSS, B-GLOSS, NO UHF #, NO ICLASS #, NO SLOT | Ea |  | 1 Year | 12.05 | 5% | 11.4475
60560 | HID | 6013CGGANN | ISO CARD COMPOSITE UHF + ICLASS 32K (16K/2+16K/1), PROG UHF/CONFIG ICLASS, F-GLOSS, B-GLOSS, MATCHING UHF LASER #, NO ICLASS #, NO SLOT | Ea |  | 1 Year | 12.05 | 5% | 11.4475
60561 | HID | 6013CGGNNN | ISO CARD COMPOSITE UHF + ICLASS 32K (16K/2+16K/1), PROG UHF/CONFIG ICLASS, F-GLOSS, B-GLOSS, NO UHF #, NO ICLASS #, NO SLOT | Ea |  | 1 Year | 12.05 | 5% | 11.4475
60562 | HID | 6013HG1AAN | ISO CARD COMPOSITE UHF + ICLASS 32K (16K/2+16K/1), PROG UHF/STD ICLASS, F-GLOSS, B-GLOSS W/MAG, MATCHING UHF LASER #, MATCHING ICLASS LASER #, NO SLOT | Ea |  | 1 Year | 12.05 | 5% | 11.4475
60563 | HID | 6013HGGAAN | ISO CARD COMPOSITE UHF + ICLASS 32K (16K/2+16K/1), PROG UHF/STD ICLASS, F-GLOSS, B-GLOSS, MATCHING UHF LASER #, MATCHING ICLASS LASER #, NO SLOT | Ea |  | 1 Year | 12.05 | 5% | 11.4475
60564 | HID | 6013HGGANN | ISO CARD COMPOSITE UHF + ICLASS 32K (16K/2+16K/1), PROG UHF/STD ICLASS, F-GLOSS, B-GLOSS, MATCHING UHF LASER #, NO ICLASS #, NO SLOT | Ea |  | 1 Year | 12.05 | 5% | 11.4475
60565 | HID | 6013HGGBBN | ISO CARD COMPOSITE UHF + ICLASS 32K (16K/2+16K/1), PROG UHF/STD ICLASS, F-GLOSS, B-GLOSS, SEQ NON-MATCHING UHF LASER #, SEQ NON-MATCHING ICLASS LASER #, NO SLOT | Ea |  | 1 Year | 12.05 | 5% | 11.4475
60566 | HID | 6013HGGNAN | ISO CARD COMPOSITE UHF + ICLASS 32K (16K/2+16K/1), PROG UHF/STD ICLASS, F-GLOSS, B-GLOSS, NO UHF #, MATCHING ICLASS LASER #, NO SLOT | Ea |  | 1 Year | 12.05 | 5% | 11.4475
60567 | HID | 6013NG1NNN | ISO CARD COMPOSITE UHF + ICLASS 32K (16K/2+16K/1), NON-PROG UHF/ICLASS, F-GLOSS, B-GLOSS W/MAG, NO UHF #, NO ICLASS #, NO SLOT | Ea |  | 1 Year | 12.05 | 5% | 11.4475
60568 | HID | 6013SG1AAN | ISO CARD COMPOSITE UHF + ICLASS 32K (16K/2+16K/1), PROG UHF/ICLASS SR, F-GLOSS, B-GLOSS W/MAG, MATCHING UHF LASER #, MATCHING ICLASS LASER #, NO SLOT | Ea |  | 1 Year | 12.05 | 5% | 11.4475
60569 | HID | 6013SGGAAN | ISO CARD COMPOSITE UHF + ICLASS 32K (16K/2+16K/1), PROG UHF/ICLASS SR, F-GLOSS, B-GLOSS, MATCHING UHF LASER #, MATCHING ICLASS LASER #, NO SLOT | Ea |  | 1 Year | 12.05 | 5% | 11.4475
60570 | HID | 6013SGGANN | ISO CARD COMPOSITE UHF + ICLASS 32K (16K/2+16K/1), PROG UHF/ICLASS SR, F-GLOSS, B-GLOSS, MATCHING UHF LASER #, NO ICLASS #, NO SLOT | Ea |  | 1 Year | 12.05 | 5% | 11.4475
60571 | HID | 6013SGGNNN | ISO CARD COMPOSITE UHF + ICLASS 32K (16K/2+16K/1), PROG UHF/ICLASS SR, F-GLOSS, B-GLOSS, NO UHF #, NO ICLASS #, NO SLOT | Ea |  | 1 Year | 12.05 | 5% | 11.4475
60572 | HID | 6013TG1AAN | ISO CARD COMPOSITE UHF + ICLASS 32K (16K/2+16K/1), PROG UHF/ICLASS SE, F-GLOSS, B-GLOSS W/MAG, MATCHING UHF LASER #, MATCHING ICLASS LASER #, NO SLOT | Ea |  | 1 Year | 12.05 | 5% | 11.4475
60573 | HID | 6013TG1ANN | ISO CARD COMPOSITE UHF + ICLASS 32K (16K/2+16K/1), PROG UHF/ICLASS SE, F-GLOSS, B-GLOSS W/MAG, MATCHING UHF LASER #, NO ICLASS #, NO SLOT | Ea |  | 1 Year | 12.05 | 5% | 11.4475
60574 | HID | 6013TG1BNN | ISO CARD COMPOSITE UHF + ICLASS 32K (16K/2+16K/1), PROG UHF/ICLASS SE, F-GLOSS, B-GLOSS W/MAG, SEQ NON-MATCHING UHF LASER #, NO ICLASS #, NO SLOT | Ea |  | 1 Year | 12.05 | 5% | 11.4475
60575 | HID | 6013TG1CNN | ISO CARD COMPOSITE UHF + ICLASS 32K (16K/2+16K/1), PROG UHF/ICLASS SE, F-GLOSS, B-GLOSS W/MAG, RANDOM NON-MATCHING SEQ UHF LASER #, NO ICLASS #, NO SLOT | Ea |  | 1 Year | 12.05 | 5% | 11.4475
60576 | HID | 6013TG1NAN | ISO CARD COMPOSITE UHF + ICLASS 32K (16K/2+16K/1), PROG UHF/ICLASS SE, F-GLOSS, B-GLOSS W/MAG, NO UHF #, MATCHING ICLASS LASER #, NO SLOT | Ea |  | 1 Year | 12.05 | 5% | 11.4475
60577 | HID | 6013TG1NBN | ISO CARD COMPOSITE UHF + ICLASS 32K (16K/2+16K/1), PROG UHF/ICLASS SE, F-GLOSS, B-GLOSS W/MAG, NO UHF #, SEQ NON-MATCHING ICLASS LASER #, NO SLOT | Ea |  | 1 Year | 12.05 | 5% | 11.4475
60578 | HID | 6013TG1NCN | ISO CARD COMPOSITE UHF + ICLASS 32K (16K/2+16K/1), PROG UHF/ICLASS SE, F-GLOSS, B-GLOSS W/MAG, NO UHF #, RANDOM NON-MATCHING SEQ ICLASS LASER #, NO SLOT | Ea |  | 1 Year | 12.05 | 5% | 11.4475
60579 | HID | 6013TG1NNN | ISO CARD COMPOSITE UHF + ICLASS 32K (16K/2+16K/1), PROG UHF/ICLASS SE, F-GLOSS, B-GLOSS W/MAG, NO UHF #, NO ICLASS #, NO SLOT | Ea |  | 1 Year | 12.05 | 5% | 11.4475
60580 | HID | 6013TGGAAN | ISO CARD COMPOSITE UHF + ICLASS 32K (16K/2+16K/1), PROG UHF/ICLASS SE, F-GLOSS, B-GLOSS, MATCHING UHF LASER #, MATCHING ICLASS LASER #, NO SLOT | Ea |  | 1 Year | 12.05 | 5% | 11.4475
60581 | HID | 6013TGGANN | ISO CARD COMPOSITE UHF + ICLASS 32K (16K/2+16K/1), PROG UHF/ICLASS SE, F-GLOSS, B-GLOSS, MATCHING UHF LASER #, NO ICLASS #, NO SLOT | Ea |  | 1 Year | 12.05 | 5% | 11.4475
60582 | HID | 6013TGGBNN | ISO CARD COMPOSITE UHF + ICLASS 32K (16K/2+16K/1), PROG UHF/ICLASS SE, F-GLOSS, B-GLOSS, SEQ NON-MATCHING UHF LASER #, NO ICLASS #, NO SLOT | Ea |  | 1 Year | 12.05 | 5% | 11.4475
60583 | HID | 6013TGGBNN-PACK50 | ISO CARD COMPOSITE UHF + ICLASS 32K (16K/2+16K/1), PROG UHF/ICLASS SE, F-GLOSS, B-GLOSS, SEQ NON-MATCHING UHF LASER #, NO ICLASS #, NO SLOT, CUSTOM PACKAGING-SHRINK WRAP IN LOTS OF 50, PACK 50/BOX | Ea |  | 1 Year | 602.5 | 5% | 572.375
60584 | HID | 6013TGGCNN | ISO CARD COMPOSITE UHF + ICLASS 32K (16K/2+16K/1), PROG UHF/ICLASS SE, F-GLOSS, B-GLOSS, RANDOM NON-MATCHING SEQ UHF LASER #, NO ICLASS #, NO SLOT | Ea |  | 1 Year | 12.05 | 5% | 11.4475
60585 | HID | 6013TGGNAN | ISO CARD COMPOSITE UHF + ICLASS 32K (16K/2+16K/1), PROG UHF/ICLASS SE, F-GLOSS, B-GLOSS, NO UHF #, MATCHING ICLASS LASER #, NO SLOT | Ea |  | 1 Year | 12.05 | 5% | 11.4475
60586 | HID | 6013TGGNBN | ISO CARD COMPOSITE UHF + ICLASS 32K (16K/2+16K/1), PROG UHF/ICLASS SE, F-GLOSS, B-GLOSS, NO UHF #, SEQ NON-MATCHING ICLASS LASER #, NO SLOT | Ea |  | 1 Year | 12.05 | 5% | 11.4475
60587 | HID | 6013TGGNCN | ISO CARD COMPOSITE UHF + ICLASS 32K (16K/2+16K/1), PROG UHF/ICLASS SE, F-GLOSS, B-GLOSS, NO UHF #, RANDOM NON-MATCHING SEQ ICLASS LASER #, NO SLOT | Ea |  | 1 Year | 12.05 | 5% | 11.4475
60588 | HID | 6013TGGNNN | ISO CARD COMPOSITE UHF + ICLASS 32K (16K/2+16K/1), PROG UHF/ICLASS SE, F-GLOSS, B-GLOSS, NO UHF #, NO ICLASS #, NO SLOT | Ea |  | 1 Year | 12.05 | 5% | 11.4475
60589 | HID | 6014CGGANN | ISO CARD COMPOSITE UHF + ICLASS 32K (16K/16+16K/1), PROG UHF/CONFIG ICLASS, F-GLOSS, B-GLOSS, MATCHING UHF LASER #, NO ICLASS #, NO SLOT | Ea |  | 1 Year | 12.05 | 5% | 11.4475
60590 | HID | 6014CGGNNN | ISO CARD COMPOSITE UHF + ICLASS 32K (16K/16+16K/1), PROG UHF/CONFIG ICLASS, F-GLOSS, B-GLOSS, NO UHF #, NO ICLASS #, NO SLOT | Ea |  | 1 Year | 12.05 | 5% | 11.4475
60591 | HID | 6014HGGAAN | ISO CARD COMPOSITE UHF + ICLASS 32K (16K/16+16K/1), PROG UHF/STD ICLASS, F-GLOSS, B-GLOSS, MATCHING UHF LASER #, MATCHING ICLASS LASER #, NO SLOT | Ea |  | 1 Year | 12.05 | 5% | 11.4475
60592 | HID | 6014HGGANN | ISO CARD COMPOSITE UHF + ICLASS 32K (16K/16+16K/1), PROG UHF/STD ICLASS, F-GLOSS, B-GLOSS, MATCHING UHF LASER #, NO ICLASS #, NO SLOT | Ea |  | 1 Year | 12.05 | 5% | 11.4475
60593 | HID | 6014SG1ANN | ISO CARD COMPOSITE UHF + ICLASS 32K (16K/16+16K/1), PROG UHF/ICLASS SR, F-GLOSS, B-GLOSS W/MAG, MATCHING UHF LASER #, NO ICLASS #, NO SLOT | Ea |  | 1 Year | 12.05 | 5% | 11.4475
60594 | HID | 6014SGGAAN | ISO CARD COMPOSITE UHF + ICLASS 32K (16K/16+16K/1), PROG UHF/ICLASS SR, F-GLOSS, B-GLOSS, MATCHING UHF LASER #, MATCHING ICLASS LASER #, NO SLOT | Ea |  | 1 Year | 12.05 | 5% | 11.4475
60595 | HID | 6014SGGANN | ISO CARD COMPOSITE UHF + ICLASS 32K (16K/16+16K/1), PROG UHF/ICLASS SR, F-GLOSS, B-GLOSS, MATCHING UHF LASER #, NO ICLASS #, NO SLOT | Ea |  | 1 Year | 12.05 | 5% | 11.4475
60596 | HID | 6014SGGNAN | ISO CARD COMPOSITE UHF + ICLASS 32K (16K/16+16K/1), PROG UHF/ICLASS SR, F-GLOSS, B-GLOSS, NO UHF #, MATCHING ICLASS LASER #, NO SLOT | Ea |  | 1 Year | 12.05 | 5% | 11.4475
60597 | HID | 6014SGGNNN | ISO CARD COMPOSITE UHF + ICLASS 32K (16K/16+16K/1), PROG UHF/ICLASS SR, F-GLOSS, B-GLOSS, NO UHF #, NO ICLASS #, NO SLOT | Ea |  | 1 Year | 12.05 | 5% | 11.4475
60598 | HID | 6014TG1ANN | ISO CARD COMPOSITE UHF + ICLASS 32K (16K/16+16K/1), PROG UHF/ICLASS SE, F-GLOSS, B-GLOSS W/MAG, MATCHING UHF LASER #, NO ICLASS #, NO SLOT | Ea |  | 1 Year | 12.05 | 5% | 11.4475
60599 | HID | 6014TG1BNN | ISO CARD COMPOSITE UHF + ICLASS 32K (16K/16+16K/1), PROG UHF/ICLASS SE, F-GLOSS, B-GLOSS W/MAG, SEQ NON-MATCHING UHF LASER #, NO ICLASS #, NO SLOT | Ea |  | 1 Year | 12.05 | 5% | 11.4475
60600 | HID | 6014TG1CNN | ISO CARD COMPOSITE UHF + ICLASS 32K (16K/16+16K/1), PROG UHF/ICLASS SE, F-GLOSS, B-GLOSS W/MAG, RANDOM NON-MATCHING SEQ UHF LASER #, NO ICLASS #, NO SLOT | Ea |  | 1 Year | 12.05 | 5% | 11.4475
60601 | HID | 6014TG1NAN | ISO CARD COMPOSITE UHF + ICLASS 32K (16K/16+16K/1), PROG UHF/ICLASS SE, F-GLOSS, B-GLOSS W/MAG, NO UHF #, MATCHING ICLASS LASER #, NO SLOT | Ea |  | 1 Year | 12.05 | 5% | 11.4475
60602 | HID | 6014TG1NBN | ISO CARD COMPOSITE UHF + ICLASS 32K (16K/16+16K/1), PROG UHF/ICLASS SE, F-GLOSS, B-GLOSS W/MAG, NO UHF #, SEQ NON-MATCHING ICLASS LASER #, NO SLOT | Ea |  | 1 Year | 12.05 | 5% | 11.4475
60603 | HID | 6014TG1NCN | ISO CARD COMPOSITE UHF + ICLASS 32K (16K/16+16K/1), PROG UHF/ICLASS SE, F-GLOSS, B-GLOSS W/MAG, NO UHF #, RANDOM NON-MATCHING SEQ ICLASS LASER #, NO SLOT | Ea |  | 1 Year | 12.05 | 5% | 11.4475
60604 | HID | 6014TGGAAN | ISO CARD COMPOSITE UHF + ICLASS 32K (16K/16+16K/1), PROG UHF/ICLASS SE, F-GLOSS, B-GLOSS, MATCHING UHF LASER #, MATCHING ICLASS LASER #, NO SLOT | Ea |  | 1 Year | 12.05 | 5% | 11.4475
60605 | HID | 6014TGGANN | ISO CARD COMPOSITE UHF + ICLASS 32K (16K/16+16K/1), PROG UHF/ICLASS SE, F-GLOSS, B-GLOSS, MATCHING UHF LASER #, NO ICLASS #, NO SLOT | Ea |  | 1 Year | 12.05 | 5% | 11.4475
60606 | HID | 6014TGGBNN | ISO CARD COMPOSITE UHF + ICLASS 32K (16K/16+16K/1), PROG UHF/ICLASS SE, F-GLOSS, B-GLOSS, SEQ NON-MATCHING UHF LASER #, NO ICLASS #, NO SLOT | Ea |  | 1 Year | 12.05 | 5% | 11.4475
60607 | HID | 6014TGGCNN | ISO CARD COMPOSITE UHF + ICLASS 32K (16K/16+16K/1), PROG UHF/ICLASS SE, F-GLOSS, B-GLOSS, RANDOM NON-MATCHING SEQ UHF LASER #, NO ICLASS #, NO SLOT | Ea |  | 1 Year | 12.05 | 5% | 11.4475
60608 | HID | 6014TGGNAN | ISO CARD COMPOSITE UHF + ICLASS 32K (16K/16+16K/1), PROG UHF/ICLASS SE, F-GLOSS, B-GLOSS, NO UHF #, MATCHING ICLASS LASER #, NO SLOT | Ea |  | 1 Year | 12.05 | 5% | 11.4475
60609 | HID | 6014TGGNBN | ISO CARD COMPOSITE UHF + ICLASS 32K (16K/16+16K/1), PROG UHF/ICLASS SE, F-GLOSS, B-GLOSS, NO UHF #, SEQ NON-MATCHING ICLASS LASER #, NO SLOT | Ea |  | 1 Year | 12.05 | 5% | 11.4475
60610 | HID | 6014TGGNCN | ISO CARD COMPOSITE UHF + ICLASS 32K (16K/16+16K/1), PROG UHF/ICLASS SE, F-GLOSS, B-GLOSS, NO UHF #, RANDOM NON-MATCHING SEQ ICLASS LASER #, NO SLOT | Ea |  | 1 Year | 12.05 | 5% | 11.4475
60611 | HID | 6014TGGNNN | ISO CARD COMPOSITE UHF + ICLASS 32K (16K/16+16K/1), PROG UHF/ICLASS SE, F-GLOSS, B-GLOSS, NO UHF #, NO ICLASS #, NO SLOT | Ea |  | 1 Year | 12.05 | 5% | 11.4475
60612 | HID | 603HMGGANN | ISO CARD COMPOSITE UHF/HF MIFARE CLASSIC 4K, WHITE, UHF (SIO LOADED) + HF (HID MIFARE), BLANK | Ea |  | 1 Year | 13.05 | 5% | 12.3975
60613 | HID | 603JMGGANA | ISO CARD COMPOSITE UHF/HF (UHF SIO LOADED / MIFARE CLASSIC 4K SIO LOADED), BLANK, WHITE | Ea |  | 1 Year | 13.05 | 5% | 12.3975
60614 | HID | 603KMGGANA | ISO CARD COMPOSITE UHF/HF (UHF SIO LOADED / MIFARE CLASSIC 4K PROGRAMMED), WHITE | Ea |  | 1 Year | 13.05 | 5% | 12.3975
60615 | HID | 603NMGGNNN | ISO CARD COMPOSITE UHF/HF MIFARE CLASSIC 4K, BLANK, WHITE | Ea |  | 1 Year | 13.05 | 5% | 12.3975
60616 | HID | 603PMGGCNN | ISO CARD COMPOSITE UHF/HF (MONZA 4QT WITH SIO LOADED / MIFARE EV1 4K), BLANK, WHITE, LASER RANDOM | Ea |  | 1 Year | 13.05 | 5% | 12.3975
60617 | HID | 6080-515 | NAS GPL SOURCE CD | Ea |  | 1 Year | 150 | 5% | 142.5
60618 | HID | 6091-302-01 | BEZEL ASSY, ICLASS RDR, MULLION, BLK, LEAD FREE | Ea |  | 1 Year | 20 | 5% | 19
60619 | HID | 6091-302-02 | BEZEL ASSY, ICLASS RDR, MULLION, GRY | Ea |  | 1 Year | 20 | 5% | 19
60620 | HID | 6091-302-04 | BEZEL ASSY, ICLASS RDR, MULLION, WHT | Ea |  | 1 Year | 30 | 5% | 28.5
60621 | HID | 6092-302-01 | BEZEL ASSY, ICLASS RDR, EURO, BLK, LEAD FREE | Ea |  | 1 Year | 30 | 5% | 28.5
60622 | HID | 6092-302-02 | BEZEL ASSY, ICLASS RDR, EURO, GRY | Ea |  | 1 Year | 30 | 5% | 28.5
60623 | HID | 6093-101-01 | MTG PL, ICLASS RDR, US, LEAD FREE | Ea |  | 1 Year | 30 | 5% | 28.5
60624 | HID | 6093-302-01 | BEZEL ASSY, ICLASS RDR, U.S., BLK, LEAD FREE | Ea |  | 1 Year | 30 | 5% | 28.5
60625 | HID | 6093-302-02 | BEZEL ASSY, ICLASS RDR, U.S., GRY | Ea |  | 1 Year | 30 | 5% | 28.5
60626 | HID | 6094-101-01 | MT PLATE, ICLASS RDR, KEYPAD, BLK, LEAD FREE | Ea |  | 1 Year | 14 | 5% | 13.3
60627 | HID | 6094-107-01 | LBL, OVERLAY, KEYPAD, ICLASS, BLK, LEAD FREE | Ea |  | 1 Year | 5 | 5% | 4.75
60628 | HID | 61-0008-01 | BEZEL, SW PL, WHT | Ea |  | 1 Year | 11 | 5% | 10.45
60629 | HID | 61-0008-03 | BEZEL, SW PL, BLK | Ea |  | 1 Year | 11 | 5% | 10.45
60630 | HID | 6118CGT0000 | RDR, R30, ICLASS, DFM, CLOCK AND DATA, GRAY, TERM, 32 BIT, NO SAMX, LEAD FREE | Ea |  | 1 Year | 265 | 5% | 251.75
60631 | HID | 6125CGE0000 | RDR, RP40 MULTICLASS DFM, GRY, 18" PIG, STNDRD CONFIG, 32 BIT, EM (ASK) PROX,NO SAMX | Ea |  | 1 Year | 317 | 5% | 301.15
60632 | HID | 6125CKE000U | RDR, RP40, MULTICLASS, DFM, BLK, 18"PIG, EM4102 (ASK) PROX, NO SAMX, BEEP/LED=00, EM4102 34 BIT WIEGAND-MLF, PARITY ON (MIFARE CSN SUPPRESSED), PICO15693-HID APP, PROX-ICLASS PRIORITY | Ea |  | 1 Year | 317 | 5% | 301.15
60633 | HID | 6130CKN000000-F | RDR, RK40, ICLASS DFM II KEYPAD, BLK, PIG, 32 BIT, NO SAMX, FOB & TAG VERSION, BUFFER ONE KEY, NO PARITY, 4 BIT, LEAD FREE | Ea |  | 1 Year | 505 | 5% | 479.75
60634 | HID | 6132AGT | SPACER KIT, ICLASS SE, R40/RP40, 0.5", GRY | Ea |  | 1 Year | 15 | 5% | 14.25
60635 | HID | 6132AGT-M | END ITEM, SPACER ACC KIT, ICLASS R40/RP40 RDR, 0.5", GRY, BLE | Ea |  | 1 Year | 20 | 5% | 19
60636 | HID | 6132AK | SPACER ACC KIT, ICLASS RK40/RPK40 RDR, 1.0", BLK | Ea |  | 1 Year | 15 | 5% | 14.25
60637 | HID | 6132AKB | SPACER ACC KIT, ICLASS R10/RP10 RDR, 0.5", BLK | Ea |  | 1 Year | 15 | 5% | 14.25
60638 | HID | 6132AKB-M | END ITEM, SPACER ACC KIT, ICLASS R10/RP10 RDR, 0.5", BLK, BLE | Ea |  | 1 Year | 20 | 5% | 19
60639 | HID | 6132AKC | SPACER ACC KIT, ICLASS R15/RP15, RDR, 0.5", BLK | Ea |  | 1 Year | 15 | 5% | 14.25
60640 | HID | 6132AKC-M | END ITEM, SPACER ACC KIT, ICLASS R15/RP15 RDR, 0.5", BLK, BLE | Ea |  | 1 Year | 20 | 5% | 19
60641 | HID | 6132AKD | SPACER ACC KIT, ICLASS R30/RP30 RDR, 1.0", BLK | Ea |  | 1 Year | 15 | 5% | 14.25
60642 | HID | 6132AKD-M | END ITEM, SPACER ACC KIT, ICLASS R30/RP30 RDR, 1.0", BLK, BLE | Ea |  | 1 Year | 20 | 5% | 19
60643 | HID | 6132AKE | SPACER ACC KIT, ICLASS R40/RP40 RDR, 1.0", BLK | Ea |  | 1 Year | 15 | 5% | 14.25
60644 | HID | 6132AKE-M | END ITEM, SPACER ACC KIT, ICLASS R40/RP40 RDR, 1.0", BLK, BLE | Ea |  | 1 Year | 20 | 5% | 19
60645 | HID | 6132AKF | SPACER ACC KIT, ICLASS RMP40 AND RMPK40 MAG STRIPE RDR, BLK | Ea |  | 1 Year | 15 | 5% | 14.25
60646 | HID | 6132AKG | SPACER ACC KIT, ICLASS RMP40 AND RMPK40 MAG STRIPE RDR, BLK, ERGO ANGLE, LEFT | Ea |  | 1 Year | 28.36 | 5% | 26.942
60647 | HID | 6132AKK | SPACER ACC KIT, PIVCLASS RDR, BLK, ERGO ANGLE, RIGHT | Ea |  | 1 Year | 15 | 5% | 14.25
60648 | HID | 6132AKL | SPACER ACC KIT, PIVCLASS RDR, BLK, ERGO ANGLE, LEFT | Ea |  | 1 Year | 15 | 5% | 14.25
60649 | HID | 6132AKP | SPACER ACC KIT, STANDARD, SE MAGNETO | Ea |  | 1 Year | 15 | 5% | 14.25
60650 | HID | 6132AKR | SPACER ACC KIT, ANGLED, SE MAGSTRIPE | Ea |  | 1 Year | 15 | 5% | 14.25
60651 | HID | 6132AKT | SPACER KIT, ICLASS SE, R40/RP40, 0.5", BLK | Ea |  | 1 Year | 15 | 5% | 14.25
60652 | HID | 6132AKT-M | END ITEM, SPACER ACC KIT, ICLASS R40/RP40 RDR, 0.5", BLK, BLE | Ea |  | 1 Year | 20 | 5% | 19
60653 | HID | 6132AKU | SPACER KIT, ICLASS SE, RK40/RPK40, 0.5", BLK | Ea |  | 1 Year | 15 | 5% | 14.25
60654 | HID | 6132AKU-M | END ITEM, SPACER ACC KIT, ICLASS RK40/RPK40 RDR, 0.5", BLK, BLE | Ea |  | 1 Year | 20 | 5% | 19
60655 | HID | 6133CKD070000 | RDR. RPK40, MULTICLASS, KYD, DFM II, CLOCK & DATA BLK, 32 BIT INDALA PROX, NO SAMX, BUFFER ONE KEY, NO PARITY, 4 BIT, LEAD FREE | Ea |  | 1 Year | 545 | 5% | 517.75
60656 | HID | 6134CGD000600 | ICLASS DFM II KEYPAD RPK40 RDR, GRY, PIGTAIL, INDALA PROX, NO SAMX, LEAD FREE, FELICA OR CEPAS, BEEP/LED = 00, MIFARE_CSN = 07, FELICA 64 BIT CSN LSB 1ST OR CEPAS 64 BIT CSN LSB 1ST, KEYPAD = 00 | Ea |  | 1 Year | 655 | 5% | 622.25
60657 | HID | 6139CGN000F00 | RDR, RK40-T, ICLASS DFM, KEYPAD, TRANSIT, GRAY, 64 BIT CSN LSB, NO SAMX, BUFFER ONE KEY, NO PARITY, 4 BIT, LEAD FREE | Ea |  | 1 Year | 605 | 5% | 574.75
60658 | HID | 6144CGN000D | RDR,RP15-T, ICLASS DFM, HID PROX, TRANSIT,GRAY,64 BIT REVERSE BCD FELICA, NO SAMX, LEAD FREE | Ea |  | 1 Year | 357 | 5% | 339.15
60659 | HID | 6145CGE0000 | RDR, RP15 MULTICLASS DFM, GRY, 18" PIG, STNDRD CONFIG, 32 BIT, EM (ASK) PROX,NO SAMX | Ea |  | 1 Year | 317 | 5% | 301.15
60660 | HID | 6145CGX0000 | RDR, RP15 MULTICLASS DFM, GRY, 18" PIG, STNDRD CONFIG, 32 BIT, NO MODULE,NO SAMX | Ea |  | 1 Year | 317 | 5% | 301.15
60661 | HID | 6145CKX0000 | RDR, RP15 MULTICLASS DFM, BLK, 18" PIG, STNDRD CONFIG, 32 BIT, NO MODULE,NO SAMX | Ea |  | 1 Year | 317 | 5% | 301.15
60662 | HID | 6190BKN000000 | RDR, BIO 500, ICLASS, BLK, STD CONFIG, LEAD FREE | Ea |  | 1 Year | 655 | 5% | 622.25
60663 | HID | 6251-302-01 | SFWR, UTIL CD, ICLASS BIO PRGMR, CONTR SFWR | Ea |  | 1 Year | 50 | 5% | 47.5
60664 | HID | 6305-312-01 | BEZEL ASSY, ICLASS RDR, U.S., BLK, LEAD FREE | Ea |  | 1 Year | 30 | 5% | 28.5
60665 | HID | 6309-103-01 | MOUNTING PLATE, HSG, ICLASS RDR R15/RP15 | Ea |  | 1 Year | 14 | 5% | 13.3
60666 | HID | 6402-103-01 | BASEPLATE, ICLASS DFM, R30, BLK | Ea |  | 1 Year | 14 | 5% | 13.3
60667 | HID | 6402-109-01 | BASEPLATE, ICLASS DFM, R30, BLK, NEW TOOL | Ea |  | 1 Year | 14 | 5% | 13.3
60668 | HID | 6403-109-01 | BASEPLATE, ICLASS DFM, R40, BLK, NEW TOOL | Ea |  | 1 Year | 14 | 5% | 13.3
60669 | HID | 6700-306-05 | FNL ASSY, RS485 FDX/HDX COMBO PWB, UART CFG, NO SIDECAR CONN, NO MAG CONN, NO XCVR, NO MICRO, NO TEMP SNSR, NO FLASH, UART X-OVER, LOW PROFILE COVER, SUPERVISOR IC | Ea |  | 1 Year | 35 | 5% | 33.25
60670 | HID | 6706-303-03 | ACC KIT, ICLASS SE, REV E KPD, ARTEMIS, PIG VERSIONS, LEAD FREE | Ea |  | 1 Year | 8 | 5% | 7.6
60671 | HID | 6706-303-04 | ACC KIT, ICLASS SE, REV E KPD, ARTEMIS RDR, TERM STP VERSIONS, LEAD FREE | Ea |  | 1 Year | 10 | 5% | 9.5
60672 | HID | 6715-305-01 | SUB ASSY, COVER ASSY, EURO, ARCHITECTURAL RDR, WHT/WHT | Ea |  | 1 Year | 14 | 5% | 13.3
60673 | HID | 6715-305-04 | SUB ASSY, COVER ASSY, EURO, ARCHITECTURAL RDR, BLK/BLK | Ea |  | 1 Year | 14 | 5% | 13.3
60674 | HID | 71309630-01 | STICKER, FRONT, NO LOGO, SMART READER | Ea |  | 1 Year | 2.5 | 5% | 2.375
60675 | HID | 760219N | BEARING - RBN ROLLER | Ea |  | 1 Year | 0.26 | 5% | 0.247
60676 | HID | 760343N | BEARING - DRIVE ROLLER | Ea |  | 1 Year | 0.66 | 5% | 0.627
60677 | HID | 760363N | BEARING - CAM SHAFT | Ea |  | 1 Year | 0.9 | 5% | 0.855
60678 | HID | 760386N | SPACER - CLUTCH | Ea |  | 1 Year | 1.82 | 5% | 1.729
60679 | HID | 82000-114-01 | BASEPLATE, EDGE A7, BLK | Ea |  | 1 Year | 21 | 5% | 19.95
60680 | HID | 82000-126-01 | BASEPLATE, EDGE A7 CNTL W MOD, BLK | Ea |  | 1 Year | 21 | 5% | 19.95
60681 | HID | 82000-130-01 | BASEPLATE, EDGE A7 DUAL MOD, BLK | Ea |  | 1 Year | 21 | 5% | 19.95
60682 | HID | 82000-325-01 | ACC KIT, EDGE EVO, EH400 CONTROLLER | Ea |  | 1 Year | 12.6 | 5% | 11.97
60683 | HID | 82000-325-02 | ACC KIT, EDGE EVO, EHR40 & ERHP40 | Ea |  | 1 Year | 12.6 | 5% | 11.97
60684 | HID | 82000-342-01 | ACC KIT, EDGE EVO EH400-K CNTLR | Ea |  | 1 Year | 12.6 | 5% | 11.97
60685 | HID | 82000-342-02 | ACC KIT, EDGE EVO, DOOR & WIEGAND MOUNTABLE DUAL MOD, EDWM-M | Ea |  | 1 Year | 12.6 | 5% | 11.97
60686 | HID | 82000-342-03 | ACC KIT, EDGE A7 DOOR MOUNTABLE MOD, EDM-M | Ea |  | 1 Year | 12.6 | 5% | 11.97
60687 | HID | 82000-342-04 | ACC KIT, EDGE A7 INPUT MOUNTABLE MOD,EIM-M | Ea |  | 1 Year | 12.6 | 5% | 11.97
60688 | HID | 82000-342-05 | ACC KIT, EDGE A7 WIEGAND MOD,EWM-M | Ea |  | 1 Year | 12.6 | 5% | 11.97
60689 | HID | 820621N | WASHER - ENCODER WHEEL SUPPORT | Ea |  | 1 Year | 0.92 | 5% | 0.874
60690 | HID | 82100AKA | SPACER ACC KIT, EDGE RDR, EHR40, BLK | Ea |  | 1 Year | 26.25 | 5% | 24.9375
60691 | HID | 82100AKB | SPACER ACC KIT, EDGE CNTL, EH400, BLK | Ea |  | 1 Year | 26.25 | 5% | 24.9375
60692 | HID | 82100AKB-R | REVERSE MT ACC KIT, EDGE CNTL, EH400, BLK | Ea |  | 1 Year | 26.25 | 5% | 24.9375
60693 | HID | 82100AKC | SPACER ACC KIT, EDGE MODULE, BLK | Ea |  | 1 Year | 26.25 | 5% | 24.9375
60694 | HID | 82100AKC-R | REVERSE MT ACC KIT, EDGE MODULE, BLK | Ea |  | 1 Year | 26.25 | 5% | 24.9375
60695 | HID | 82100AKD | SPACER ACC KIT, EDGE CNTL, EH400-K, BLK | Ea |  | 1 Year | 26.25 | 5% | 24.9375
60696 | HID | 82100AKD-R | REVERSE MT ACC KIT, EDGE CNTL, EH400-K, BLK | Ea |  | 1 Year | 26.25 | 5% | 24.9375
60697 | HID | 83000CKE | END ITEM, EDGE EVO SOLO CONTROLLER WITH EDM & EWDM MODULES, BLK, ESH400-K | Ea |  | 1 Year | 420 | 5% | 399
60698 | HID | 83120CKI000 | END ITEM, EDGE EVO SOLO KIT, ESHR40 RDR AND EDM-M, BLK | Ea |  | 1 Year | 472.5 | 5% | 448.875
60699 | HID | 83120CKL000 | END ITEM, EDGE EVO SOLO KIT, ESHR40 RDR AND ELM, BLK | Ea |  | 1 Year | 410.55 | 5% | 390.0225
60700 | HID | 83125AKI000 | EDGEPLUS SOLO RP40 KIT - ESRP40 | Ea |  | 1 Year | 516.6 | 5% | 490.77
60701 | HID | 83125CKI000 | END ITEM, EDGE EVO SOLO KIT, ESHRP40 RDR AND EDWM-M, BLK | Ea |  | 1 Year | 516.6 | 5% | 490.77
60702 | HID | 83125CKI000-D | END ITEM, EDGE EVO SOLO KIT, ESHRP40 RDR AND EDWM-M, BLK, INDALA FORMAT | Ea |  | 1 Year | 516.6 | 5% | 490.77
60703 | HID | 83360AKM | END ITEM, EDGE EVO SOLO WIEGAND MOUNTABLE MODULE, EWM-M, BLK | Ea |  | 1 Year | 105 | 5% | 99.75
60704 | HID | 895679N | LABEL STOCK 2 X 1" WHITE | Ea |  | 1 Year | 104 | 5% | 98.8
60705 | HID | 895685N | LABEL STOCK 4.5X4.5 WHITE PERF | Ea |  | 1 Year | 2.8 | 5% | 2.66
60706 | HID | 900LBNNEKMA0E5 | RDR, RP10, MULTICLASS, SE E, LF CST, HF SEOS/MA, HTRC110 BASE RDR, WIEG, PIG, BLK, LED RED, FLSH GRN, BZR ON, OPT TAMP, OPEN COLL, IPM OFF, MOBILE READY | Ea |  | 1 Year | 282 | 5% | 267.9
60707 | HID | 900LHRNEK0003Q | RDR, RP10-H, PIVCLASS, SE E, LF CST, HF STD/SIO/SEOS/FIPS/CAK, 485FDX, PIG, BLK, STD-1, LED RED, FLSH GRN, BZR ON, OPT TAMP, OPEN COLL, FIPS 200-BIT, IPM OFF, UART OFF, WIEG ON | Ea |  | 1 Year | 232 | 5% | 220.4
60708 | HID | 900LHRNEK0039V | RDR, RP10-H, PIVCLASS, SE E, LF CST, HF STD/SIO/SEOS/FIPS/CAK, 485FDX, PIG, BLK, STD-1, LED RED, FLSH GRN, BZR ON, OPT TAMP, OPEN COLL, IPM OFF, UART ON, WIEG OFF | Ea |  | 1 Year | 232 | 5% | 220.4
60709 | HID | 900LHRNEK00405 | RDR, RP10-H, PIVCLASS, SE E, LF CST, HF STD/SIO/SEOS/FIPS/CAK, 485FDX, PIG, BLK, STD-1, LED RED, FLSH GRN, BZR ON, OPT TAMP, OPEN COLL, FIPS 40-BIT, RVRS BCD, IPM OFF, UART OFF, WIEG ON | Ea |  | 1 Year | 232 | 5% | 220.4
60710 | HID | 900LNCTEK2039C | RDR, RP10, MULTICLASS, SE E, LF CST, HF SIO/SEOS, SE INDALA MODULE, C&D, TERM, BLK, STD-2, LED RED, FLSH GRN, BZR ON, OPT TAMP, OPEN COLL, IPM OFF | Ea |  | 1 Year | 197 | 5% | 187.15
60711 | HID | 900LNNNEK200D3 | RDR, RP10, MULTICLASS, SE E, LF CST, HF SIO/SEOS, CUSTOM SETTINGS, CUST PRIORITY, SE INDALA MODULE, WIEG, PIG, BLK, STD-2, LED RED, FLSH OFF, BZR ON, OPT TAMP, OPEN COLL, IPM OFF | Ea |  | 1 Year | 197 | 5% | 187.15
60712 | HID | 900LNNNEK200D4 | RDR, RP10, MULTICLASS, SE E, LF CST, HF OFF, CUSTOM SETTINGS, CUST PRIORITY, SE INDALA MODULE, WIEG, PIG, BLK, STD-2, LED RED, FLSH GRN, BZR ON, OPT TAMP, OPEN COLL, IPM OFF | Ea |  | 1 Year | 197 | 5% | 187.15
60713 | HID | 900LNNNEK20383 | RDR, RP10, MULTICLASS, SE E, LF STD, HF SIO/SEOS, SE INDALA MODULE, WIEG, PIG, BLK, STD-2, LED RED, FLSH GRN, BZR ON,, IPM OFF | Ea |  | 1 Year | 197 | 5% | 187.15
60714 | HID | 900LNNNEK2038L | RDR, RP10, MULTICLASS, SE E, LF CST, HF SIO, CUSTOM SETTINGS, CUST PRIORITY, SE INDALA MODULE, WIEG, PIG, BLK, STD-2, LED RED, FLSH GRN, BZR ON, OPT TAMP, OPEN COLL, IPM OFF | Ea |  | 1 Year | 197 | 5% | 187.15
60715 | HID | 900LNNNEK2038Q | RDR, RP10, MULTICLASS, SE E, LF CST, HF SIO/SEOS, SE INDALA MODULE, WIEG, PIG, BLK, STD-2, LED RED, FLSH GRN, BZR ON, OPT TAMP, OPEN COLL, IPM OFF | Ea |  | 1 Year | 197 | 5% | 187.15
60716 | HID | 900LNNNEK2038R | RDR, RP10, MULTICLASS, SE E, LF CST, HF SIO, CUSTOM SETTINGS, PICOPASS-SIO, PROX-PSK ONLY, ALL OTHERS DISABLED, SE INDALA MODULE, WIEG, PIG, BLK, STD-2, LED RED, FLSH GRN, BZR ON, OPT TAMP, OPEN COLL, IPM OFF | Ea |  | 1 Year | 197 | 5% | 187.15
60717 | HID | 900LNNNEK2039B | RDR, RP10, MULTICLASS, SE E, LF CST, HF OFF, CUSTOM SETTINGS, CUSTOM PROX-PSK ONLY, ALL OTHERS DISABLED, SE INDALA MODULE, WIEG, PIG, BLK, STD-2, LED RED, FLSH GRN, BZR ON, OPT TAMP, OPEN COLL, IPM OFF | Ea |  | 1 Year | 197 | 5% | 187.15
60718 | HID | 900LNNNEK2039U | RDR, RP10, MULTICLASS, SE E, LF CST, HF STD, CUSTOM SETTINGS, HID PROX REMOVED AND LF DELAY SET TO 250MS, SE INDALA MODULE, WIEG, PIG, BLK, STD-2, LED RED, FLSH GRN, BZR ON, OPT TAMP, OPEN COLL, IPM OFF | Ea |  | 1 Year | 197 | 5% | 187.15
60719 | HID | 900LNNNEK20452 | RDR, RP10, MULTICLASS, SE E, LF CST, HF SIO, CUSTOM SETTINGS, CUST PRIORITY, SE INDALA MODULE, WIEG, PIG, BLK, STD-2, LED OFF, FLSH OFF, BZR ON, OPT TAMP, OPEN COLL, EM4102 32-BIT, IPM OFF | Ea |  | 1 Year | 197 | 5% | 187.15
60720 | HID | 900LNNNEKE038L | RDR, RP10, MULTICLASS, SE E, LF CST, HF SIO, CUSTOM SETTINGS, CUST PRIORITY, SE INDALA MODULE, WIEG, PIG, BLK, ELITE KEYS, LED RED, FLSH GRN, BZR ON, OPT TAMP, OPEN COLL, IPM OFF | Ea |  | 1 Year | 197 | 5% | 187.15
60721 | HID | 900LNNNEKE038Q | RDR, RP10, MULTICLASS, SE E, LF CST, HF SIO/SEOS, SE INDALA MODULE, WIEG, PIG, BLK, ELITE KEYS, LED RED, FLSH GRN, BZR ON, OPT TAMP, OPEN COLL, IPM OFF | Ea |  | 1 Year | 197 | 5% | 187.15
60722 | HID | 900LNNNEKE038R | RDR, RP10, MULTICLASS, SE E, LF CST, HF SIO, CUSTOM SETTINGS, PICOPASS-SIO, PROX-PSK ONLY, ALL OTHERS DISABLED, SE INDALA MODULE, WIEG, PIG, BLK, ELITE KEYS, LED RED, FLSH GRN, BZR ON, OPT TAMP, OPEN COLL, IPM OFF | Ea |  | 1 Year | 197 | 5% | 187.15
60723 | HID | 900LNNNEKE039B | RDR, RP10, MULTICLASS, SE E, LF CST, HF OFF, CUSTOM SETTINGS, CUSTOM PROX-PSK ONLY, ALL OTHERS DISABLED, SE INDALA MODULE, WIEG, PIG, BLK, ELITE KEYS, LED RED, FLSH GRN, BZR ON, OPT TAMP, OPEN COLL, IPM OFF | Ea |  | 1 Year | 197 | 5% | 187.15
60724 | HID | 900LNNNEKE039U | RDR, RP10, MULTICLASS, SE E, LF CST, HF STD, CUSTOM SETTINGS, HID PROX REMOVED AND LF DELAY SET TO 250MS, SE INDALA MODULE, WIEG, PIG, BLK, ELITE KEYS, LED RED, FLSH GRN, BZR ON, OPT TAMP, OPEN COLL, IPM OFF | Ea |  | 1 Year | 197 | 5% | 187.15
60725 | HID | 900LNNNEKE0402 | RDR, RP10, MULTICLASS, SE E, LF CST, HF CST, CUSTOM SETTINGS, ICLASS PRIORITIZE, SE INDALA MODULE, WIEG, PIG, BLK, ELITE KEYS, LED RED, FLSH GRN, BZR ON, OPT TAMP, OPEN COLL, IPM OFF | Ea |  | 1 Year | 197 | 5% | 187.15
60726 | HID | 900LNNTEK2037K | RDR, RP10, MULTICLASS, SE E, LF CST, HF SIO, SE INDALA MODULE, TERM, BLK, STD-2, LED BLUE, IPM OFF | Ea |  | 1 Year | 197 | 5% | 187.15
60727 | HID | 900LNNTEK2048L | RDR, RP10, MULTICLASS, SE E, LF CST, HF OFF, SE INDALA MODULE, WIEG, TERM, BLK, STD-1, LED BLUE, FLSH GRN, BZR ON, IPM OFF, SRP | Ea |  | 1 Year | 197 | 5% | 187.15
60728 | HID | 900LNPNEK2039H | RDR, RP10, MULTICLASS, SE E, LF CST, HF SIO/SEOS, 485HDX, PIG, BLK, STD-2, A/V OFF, OSDP V1, OPN COL, OSDP TAMP ENBLD, TEST KEY, POLL=75MS, VAR BIT OUTPUT PER SIO, EM4102 32-BIT, IPM OFF, UART OFF, WIEG OFF | Ea |  | 1 Year | 232 | 5% | 220.4
60729 | HID | 900LNPNEKE039H | RDR, RP10, MULTICLASS, SE E, LF CST, HF SIO/SEOS, 485HDX, PIG, BLK, ELITE, A/V OFF, OSDP V1, OPN COL, OSDP TAMP ENBLD, TEST KEY, POLL=75MS, VAR BIT OUTPUT PER SIO, EM4102 32-BIT, IPM OFF, UART OFF, WIEG OFF | Ea |  | 1 Year | 232 | 5% | 220.4
60730 | HID | 900LNPTEK2039H | RDR, RP10, MULTICLASS, SE E, LF CST, HF SIO/SEOS, 485HDX, TERM, BLK, STD-2, A/V OFF, OSDP V1, OPN COL, OSDP TAMP ENBLD, TEST KEY, POLL=75MS, VAR BIT OUTPUT PER SIO, EM4102 32-BIT, IPM OFF, UART OFF, WIEG OFF | Ea |  | 1 Year | 232 | 5% | 220.4
60731 | HID | 900LNPTEKE039H | RDR, RP10, MULTICLASS, SE E, LF CST, HF SIO/SEOS, 485HDX, TERM, BLK, ELITE, A/V OFF, OSDP V1, OPN COL, OSDP TAMP ENBLD, TEST KEY, POLL=75MS, VAR BIT OUTPUT PER SIO, EM4102 32-BIT, IPM OFF, UART OFF, WIEG OFF | Ea |  | 1 Year | 232 | 5% | 220.4
60732 | HID | 900LTCNEK0008C | RDR, RP10, MULTICLASS, SE E, LF CST, HF STD/SIO/SEOS, SE INDALA MODULE, C&D LED RED, FLSH GRN, BZR ON, CSN 32-BIT MSB, IPM OFF | Ea |  | 1 Year | 197 | 5% | 187.15
60733 | HID | 900LTNNEK0000D | RDR, RP10, MULTICLASS, SE E, LF CST, HF STD/SIO/SEOS, SE INDALA MODULE, WIEG, PIG, BLK, STD-1, LED RED, FLSH GRN, BZR ON, CSN 32-BIT MSB, IPM OFF | Ea |  | 1 Year | 197 | 5% | 187.15
60734 | HID | 900LTNNEK00017 | RDR, RP10, MULTICLASS, SE E, LF CST, HF STD/SIO/SEOS, SE INDALA MODULE, WIEG, PIG, BLK, STD-1, LED RED, FLSH GRN, BZR ON, OPT TAMP, OPEN COLL, CSN 32-BIT MSB, IPM OFF | Ea |  | 1 Year | 197 | 5% | 187.15
60735 | HID | 900LTNNEK0001G | RDR, RP10, MULTICLASS, SE E, LF CST, HF STD/SIO/SEOS, SE INDALA MODULE, WIEG, LED OFF, FLSH OFF, BZR ON, CSN 32-BIT MSB, IPM OFF | Ea |  | 1 Year | 197 | 5% | 187.15
60736 | HID | 900LTNNEK0004T | RDR, RP10, MULTICLASS, SE E, LF CST, HF STD/SIO/SEOS, SE INDALA MODULE, WIEG, PIG, BLK, STD-1, LED RED, FLSH GRN, BZR ON, CSN 26-BIT (W/DEFAULT FC), IPM OFF | Ea |  | 1 Year | 197 | 5% | 187.15
60737 | HID | 900LTNNEK000AP | RDR, RP10, MULTICLASS, SE E, LF CST, HF STD/SIO/SEOS, SE INDALA MODULE, WIEG, PIG, BLK, STD-1,LED OFF, FLSH OFF, BZR ON, OPT TAMP, OPEN COLL, CSN 56-BIT MSB, IPM OFF, IM ALIVE 60 SECONDS, MSG-AA, PROX INDALA & FSK ONLY | Ea |  | 1 Year | 197 | 5% | 187.15
60738 | HID | 900LTNNEK000KK | RDR, RP10, MULTICLASS, SE E, LF CST, HF STD/SIO/SEOS, SE INDALA MODULE, WIEG, PIG, BLK, STD-1, LED RED, FLSH GRN, BZR ON, OPT TAMP, OPEN COLL, CSN 56-BIT LSB, IPM OFF | Ea |  | 1 Year | 197 | 5% | 187.15
60739 | HID | 900LTNNEK000Q4 | RDR, RP10, MULTICLASS, SE E, LF CST, HF STD/SIO/SEOS, SE INDALA MODULE, WIEG, PIG, BLK, STD-1, LED RED, FLSH GRN, BZR ON, OPT TAMP, OPEN COLL, CSN 34-BIT MSB, IPM OFF | Ea |  | 1 Year | 197 | 5% | 187.15
60740 | HID | 900LTNNEK0015L | RDR, RP10, MULTICLASS, SE E, LF CST, HF STD/SIO/SEOS, SE INDALA MODULE, WIEG, PIG, BLK, STD-1, LED RED, FLSH GRN, BZR ON, OPT TAMP, OPEN COLL, CSN 32-BIT LSB, IPM OFF | Ea |  | 1 Year | 197 | 5% | 187.15
60741 | HID | 900LTNNEK0021B | RDR, RP10, MULTICLASS, SE E, LF CST, HF STD/SIO/SEOS/MIFSPR, SE INDALA MODULE, WIEG, PIG, BLK, STD-1, LED RED, FLSH GRN, BZR ON, CSN MIF SUPPR, IPM OFF | Ea |  | 1 Year | 197 | 5% | 187.15
60742 | HID | 900LTNNEK00409 | RDR, RP10, MULTICLASS, SE E, LF STD, HF STD, CUST SETTINGS, PSK ONLY, DISBL PROX FSK/PROX ASK, 13.56 MHZ ICLASS SIO + ICLASS HID APP, HF PRIOR DISBL 14443A - ALL, WIEG, LED RED, FLSH GRN, BZR ON, OPT TAMP, OPEN COLL, CSN 32-BIT MSB, IPM OFF | Ea |  | 1 Year | 197 | 5% | 187.15
60743 | HID | 900LTNNEK0040B | RDR, RP10, MULTICLASS, SE E, LF CST, HF STD, CUSTOM SETTINGS, PICOPASS-SIO, DESFIRE-CSN-56BIT LSB, PROX-PSK ONLY, ALL OTHERS DISABLED, SE INDALA MODULE, WIEG, PIG, BLK, STD-1, LED RED, FLSH GRN, BZR ON, OPT TAMP, OPEN COLL, IPM OFF | Ea |  | 1 Year | 197 | 5% | 187.15
60744 | HID | 900LTNNEK00446 | RDR, RP10, MULTICLASS, SE E, LF CST, HF STD/SIO/SEOS, , SE INDALA MODULE, WIEG, PIG, BLK, STD-1, LED RED, FLSH GRN, BZR OFF, OPT TAMP, OPEN COLL, CSN 32-BIT MSB, EM4102 32-BIT, CSTM WIEG TIMING, IPM OFF | Ea |  | 1 Year | 197 | 5% | 187.15
60745 | HID | 900LTNNEK00494 | RDR, RP10, MULTICLASS, SE E, LF CST, HF STD/SIO/SEOS, SE INDALA MODULE, WIEG, LED OFF, FLSH GRN, BZR ON, CSTM LOW PWR REG SETTINGS AMP=255MS, 14443 CSN 32-BIT MSB, IPM OFF, CROWN ELECTRIC | Ea |  | 1 Year | 197 | 5% | 187.15
60746 | HID | 900LTNNEK0052H | RDR, RP10, MULTICLASS, SE E, LF CST, HF STD/SIO/SEOS/MF SUPPR, SE INDALA MODULE, WIEG, PIG, BLK, STD-1, LED RED, FLSH GRN, BZR ON, OPT TAMP, OPEN COLL, IPM OFF | Ea |  | 1 Year | 197 | 5% | 187.15
60747 | HID | 900LTNNEK0052U | RDR, RP10, MULTICLASS, SE E, LF CST, HF STD/SIO/SEOS, SE INDALA MODULE, WIEG, PIG, BLK, STD-1, LED BLUE, FLSH GRN, BZR ON, OPT TAMP, OPEN COLL, CSN 32-BIT LSB, IPM OFF | Ea |  | 1 Year | 197 | 5% | 187.15
60748 | HID | 900LTNNEK005AH | RDR, RP10, MULTICLASS, SE E, LF CST, HF STD/SIO/SEOS, SE INDALA MODULE, WIEG, PIG, BLK, STD-1, LED RED, FLSH GRN, BZR ON, CSN 26 BIT (WDEFAULT FC), IPM OFF. APB DISABLED, INDALA | Ea |  | 1 Year | 197 | 5% | 187.15
60749 | HID | 900LTNNEK0-MASTER | RDR, RP10, MULTICLASS, SE E, LF CST, HF STD/SIO/SEOS, SE INDALA MOD, WIEG, PIG, BLK, STD-1, XXXX | Ea |  | 1 Year | 197 | 5% | 187.15
60750 | HID | 900LTNNEKE0000 | RDR, RP10, MULTICLASS, SE E, LF STD, HF STD/SIO/SEOS, SE INDALA MODULE, WIEG, PIG, BLK, ELITE KEYS, LED RED, FLSH GRN, BZR ON, OPT TAMP, OPEN COLL, CSN 32-BIT MSB, IPM OFF | Ea |  | 1 Year | 197 | 5% | 187.15
60751 | HID | 900LTNNEKE0017 | RDR, RP10, MULTICLASS, SE E, LF CST, HF STD/SIO/SEOS, SE INDALA MODULE, ELITE, WIEG, PIG, BLK, STD-1, LED RED, FLSH GRN, BZR ON, OPT TAMP, OPEN COLL, CSN 32-BIT MSB, IPM OFF | Ea |  | 1 Year | 197 | 5% | 187.15
60752 | HID | 900LTNNEKE040B | RDR, RP10, MULTICLASS, SE E, LF CST, HF STD, CUSTOM SETTINGS, PICOPASS-SIO, DESFIRE-CSN-56BIT LSB, PROX-PSK ONLY, ALL OTHERS DISABLED, SE INDALA MODULE, WIEG, PIG, BLK, ELITE KEYS, LED RED, FLSH GRN, BZR ON, OPT TAMP, OPEN COLL, IPM OFF | Ea |  | 1 Year | 197 | 5% | 187.15
60753 | HID | 900LTNNEKE0486 | RDR, RP10, MULTICLASS, SE E, LF CST, HF STD/SIO/SEOS/MIFSPR, SE INDALA MODULE, WIEG, PIG, BLK, ELITE KEYS, LED OFF, FLSH OFF, BZR ON, CSN MIF SUPPR, APB=250MS, CUSTOM DATAMODELS, IPM OFF | Ea |  | 1 Year | 197 | 5% | 187.15
60754 | HID | 900LTNNEKE0500 | RDR, RP10, MULTICLASS, SE E, LF CST, HF OFF, SE INDALA MODULE, CUSTOM SETTINGS, PSK ONLY, INDALA MODULE, WIEG, PIG, BLK, ELITE KEYS, LED MAGENTA, FLSH OFF, BZR ON, OPT TAMP, OPEN COLL, IPM OFF | Ea |  | 1 Year | 197 | 5% | 187.15
60755 | HID | 900LTNTEK0000D | RDR, RP10, MULTICLASS, SE E, LF CST, HF STD/SIO/SEOS, SE INDALA MODULE, STD WIEGAND, TERM, BLK, STD 1 SECURITY, LED RED, FLASH GREEN, BRZ ON, IPM OFF, 32 BIT | Ea |  | 1 Year | 197 | 5% | 187.15
60756 | HID | 900LTNTEK00446 | RDR, RP10, MULTICLASS, SE E, LF CST, HF STD/SIO/SEOS, , SE INDALA MODULE, WIEG, TERM, BLK, STD-1, LED RED, FLSH GRN, BZR OFF, OPT TAMP, OPEN COLL, CSN 32-BIT MSB, EM4102 32-BIT, CSTM WIEG TIMING, IPM OFF | Ea |  | 1 Year | 197 | 5% | 187.15
60757 | HID | 900LTPNEK00387 | RDR, RP10, MULTICLASS, SE E, LF CST, HF STD/SIO/SEOS, 485HDX, PIG, BLK, STD-1, A/V OFF, OSDP V1, OPN COL, OSDP TAMP ENBLD, TEST KEY, POLL=75MS, CSN 32-BIT MSB, EM4102 32-BIT, IPM OFF, UART OFF, WIEG OFF | Ea |  | 1 Year | 232 | 5% | 220.4
60758 | HID | 900LTPNEKE0387 | RDR, RP10, MULTICLASS, SE E, LF CST, HF STD/SIO/SEOS, 485HDX, PIG, BLK, ELITE, A/V OFF, OSDP V1, OPN COL, OSDP TAMP ENBLD, TEST KEY, POLL=75MS, CSN 32-BIT MSB, EM4102 32-BIT, IPM OFF, UART OFF, WIEG OFF | Ea |  | 1 Year | 232 | 5% | 220.4
60759 | HID | 900LWNNEK00324 | RDR, RP10, MULTICLASS, SE E, LF STD, HF STD/SIO/SEOS/MIGR, HTRC110 BASE RDR, HF MIGR PFL EVP00000, IPM OFF, NO KPD, PROX | Ea |  | 1 Year | 257 | 5% | 244.15
60760 | HID | 900NBNNEK20000 | RDR, R10, ICLASS, SE E, LF OFF, HF SEOS, WIEG, PIG, BLK, STD-2, LED RED, FLSH GRN, BZR ON, VAR BIT OUTPUT PER SIO, IPM OFF, VEL ON, MOBILE READY | Ea |  | 1 Year | 240 | 5% | 228
60761 | HID | 900NBNNEK2S077 | RDR, R10, ICLASS, SE E, LF OFF, HF SEOS/MA, WIEG, PIG, BLK, STD-2, LED BLUE, FLSH GRN, BZR ON, OPT TAMP, OPEN COLL, I'M ALIVE, VAR OUTPUT PER SIO, IPM OFF, VEL ON, RESET TO FACTORY DEFAULTS R/RP READERS TARGET, MOBILE-READY | Ea |  | 1 Year | 240 | 5% | 228
60762 | HID | 900NBNNEKE0000 | RDR, R10, ICLASS, SE E, LF OFF, HF SEOS, WIEG, PIG, BLK, STD-2, LED RED, FLSH GRN, BZR ON, VAR BIT OUTPUT PER SIO, IPM OFF, VEL ON, MOBILE-ENABLED-FORMAT | Ea |  | 1 Year | 240 | 5% | 228
60763 | HID | 900NBNNEKES077 | RDR, R10, ICLASS, SE E, LF OFF, HF SEOS/MA, WIEG, PIG, BLK, STD-2, LED BLUE, FLSH GRN, BZR ON, OPT TAMP, OC, I'M ALIVE, VAR OUTPUT PER SIO, IPM OFF, VEL ON, RESET TO FACTORY DEFAULTS R/RP READERS TARGET MOBILE-ENABLED-FMT | Ea |  | 1 Year | 240 | 5% | 228
60764 | HID | 900NBNNFK20000 | RDR, R10, ICLASS, SE F, LF OFF, HF SEOS/MA, WIEG, PIG, BLK, STD-2, LED RED, FLSH GRN, BZR ON, OPT TAMP, CSN SUPPR, IPM OFF, VEL OFF, METAL OFF | Ea |  | 1 Year | 165 | 5% | 156.75
60765 | HID | 900NBNNFK20075 | RDR, R10, ICLASS, SE F, LF OFF, HF SEOS/MA, WIEG, PIG, BLK, STD-2, LED RED, FLSH GRN, BZR OFF, OPT TAMP, CSN SUPPR, IPM ON, VEL OFF, METAL ON | Ea |  | 1 Year | 165 | 5% | 156.75
60766 | HID | 900NBNNFKE0145 | RDR, R10, ICLASS, SE F, LF OFF, HF SEOS/MA, WIEG, PIG, BLK, ELITE, LED RED, FLSH OFF, BZR ON, OPT TAMP, CSN SUPPR, IPM OFF, VEL OFF, METAL ON | Ea |  | 1 Year | 165 | 5% | 156.75
60767 | HID | 900NBNTEK20000 | RDR, R10, ICLASS, SE E, LF OFF, HF SEOS, WIEG, TERM, BLK, STD-2, LED RED, FLSH GRN, BZR ON, VAR BIT OUTPUT PER SIO, IPM OFF, VEL ON, MOBILE READY | Ea |  | 1 Year | 240 | 5% | 228
60768 | HID | 900NBNTEK2S077 | RDR, R10, ICLASS, SE E, LF OFF, HF SEOS/MA, WIEG, TERM, BLK, STD-2, LED BLUE, FLSH GRN, BZR ON, OPT TAMP, OPEN COLL, I'M ALIVE, VAR OUTPUT PER SIO, IPM OFF, VEL ON, RESET TO FACTORY DEFAULTS R/RP READERS TARGET, MOBILE-READY | Ea |  | 1 Year | 240 | 5% | 228
60769 | HID | 900NBNTEKE0000 | RDR, R10, ICLASS, SE E, LF OFF, HF SEOS, WIEG, TERM, BLK, STD-2, LED RED, FLSH GRN, BZR ON, VAR BIT OUTPUT PER SIO, IPM OFF, VEL ON, MOBILE-ENABLED-FORMAT | Ea |  | 1 Year | 240 | 5% | 228
60770 | HID | 900NBNTEKES077 | RDR, R10, ICLASS, SE E, LF OFF, HF SEOS/MA, WIEG, TERM, BLK, STD-2, LED BLUE, FLSH GRN, BZR ON, OPT TAMP, OPEN COLL, I'M ALIVE, VAR OUTPUT PER SIO, IPM OFF, VEL ON, RESET TO FACTORY DEFAULTS R/RP READERS TARGET, MOBILE-ENABLED-FMT | Ea |  | 1 Year | 240 | 5% | 228
60771 | HID | 900NBPNEKMA07M | RDR, R10, ICLASS, SE E, LF OFF, HF SEOS/MA, 485HDX, PIG, BLK, A/V OFF, OSDP V2, OPT TAMP, OPEN COLL, OSDP TAMP ENBLD, TEST KEY, POLL=50MS, CSN SUPPR, IPM OFF, MOBILE-READY | Ea |  | 1 Year | 240 | 5% | 228
60772 | HID | 900NCNNFK20000 | RDR, R10, ICLASS, SE F, LF OFF, HF SEOS/CSN, WIEG, PIG, BLK, STD-2, LED RED, FLSH GRN, BZR ON, OPT TAMP, CSN 32-BIT MSB, IPM OFF, VEL OFF, METAL OFF | Ea |  | 1 Year | 155 | 5% | 147.25
60773 | HID | 900NCNNFK20002 | RDR, R10, ICLASS, SE F, LF OFF, HF SEOS/CSN, WIEG, PIG, BLK, STD-2, LED RED, FLSH GRN, BZR ON, OPT TAMP, CSN 32-BIT MSB, IPM ON, VEL OFF, METAL OFF | Ea |  | 1 Year | 155 | 5% | 147.25
60774 | HID | 900NCNNFKE0016 | RDR, R10, ICLASS, SE F, LF OFF, HF SEOS/CSN, WIEG, PIG, BLK, ELITE, LED RED, FLSH GRN, BZR ON, OPT TAMP, CSN 26-BIT (W/DEFAULT FC), IPM OFF, VEL OFF, METAL OFF | Ea |  | 1 Year | 155 | 5% | 147.25
60775 | HID | 900NHPNEK0000R | RDR, R10-H, PIVCLASS, SE E, LF OFF, HF STD/SIO/SEOS/FIPS/CAK, 485HDX, PIG, BLK, STD-1, OSDP V1, OPEN COLL, OSDP TAMP ENBLD, TEST KEYS, POLL=75MS, A/V OFF, FIPS 200-BIT, IPM OFF, UART OFF, WIEG OFF | Ea |  | 1 Year | 190 | 5% | 180.5
60776 | HID | 900NHPNEK00088 | RDR, R10-H, PIVCLASS, SE E, LF OFF, HF STD/SIO/SEOS/FIPS/CAK, 485HDX, PIG, BLK, STD-1, LED RED, FLSH GRN, BZR ON, OPT TAMP, OPEN COLL, FIPS 64-BIT REVERSE BCD, IPM OFF, UART OFF, WIEG ON | Ea |  | 1 Year | 190 | 5% | 180.5
60777 | HID | 900NHPNEK000H9 | RDR, R10-H, PIVCLASS, SE E, LF OFF, HF STD/SIO/SEOS/FIPS/CAK, 485HDX, PIG, BLK, STD-1, LED RED, FLSH GRN, BZR ON, FIPS 128-BIT REVERSED, IPM OFF, UART OFF, WIEG ON | Ea |  | 1 Year | 190 | 5% | 180.5
60778 | HID | 900NHPNEK000UF | RDR, R10-H, PIVCLASS, SE E, LF OFF, HF STD/SIO/SEOS/FIPS/CAK, 485HDX, PIG, BLK, STD-1, OSDP V2, OPEN COLL, OSDP TAMP ENBLD, TEST KEYS, POLL=75MS, A/V OFF, FIPS 200-BIT, IPM OFF, UART OFF, WIEG OFF | Ea |  | 1 Year | 190 | 5% | 180.5
60779 | HID | 900NHPNEK0032Q | RDR, R10-H, PIVCLASS, SE E, LF OFF, HF STD/SIO/SEOS/FIPS/CAK, 485HDX, PIG, BLK, STD-1, LED RED, FLSH GRN, BZR ON, OPT TAMP, OPEN COLL, FIPS 200-BIT, IPM OFF, UART OFF, WIEG ON | Ea |  | 1 Year | 190 | 5% | 180.5
60780 | HID | 900NHPNEK00330 | RDR, R10-H, PIVCLASS, SE E, LF OFF, HF STD/SIO/SEOS/FIPS/CAK, 485HDX, PIG, BLK, STD-1, OSDP V1, OPEN COLL, OSDP TAMP ENBLD, TEST KEYS, POLL=75MS, A/V OFF, FIPS 75-BIT, IPM OFF, UART OFF, WIEG OFF | Ea |  | 1 Year | 190 | 5% | 180.5
60781 | HID | 900NHPNEK00331 | RDR, R10-H, PIVCLASS, SE E, LF OFF, HF STD/SIO/SEOS/FIPS/CAK, 485HDX, PIG, BLK, STD-1, OSDP V1, OPEN COLL, OSDP TAMP ENBLD, TEST KEYS, POLL=75MS, A/V OFF, FIPS 64-BIT, IPM OFF, UART OFF, WIEG OFF | Ea |  | 1 Year | 190 | 5% | 180.5
60782 | HID | 900NHPNEK00336 | RDR, R10-H, PIVCLASS, SE E, LF OFF, HF STD/SIO/SEOS/FIPS/CAK, 485HDX, PIG, BLK, STD-1, LED RED, FLSH GRN, BZR ON, OPT TAMP, OPEN COLL, FIPS 75-BIT, IPM OFF, UART OFF, WIEG ON | Ea |  | 1 Year | 190 | 5% | 180.5
60783 | HID | 900NHPNEK00337 | RDR, R10-H, PIVCLASS, SE E, LF OFF, HF STD/SIO/SEOS/FIPS/CAK, 485HDX, PIG, BLK, STD-1, LED RED, FLSH GRN, BZR ON, OPT TAMP, OPEN COLL, FIPS 64-BIT, IPM OFF, UART OFF, WIEG ON | Ea |  | 1 Year | 190 | 5% | 180.5
60784 | HID | 900NHPNEKE000R | RDR, R10-H, PIVCLASS, SE E, LF OFF, HF STD/SIO/SEOS/FIPS/CAK, 485HDX, PIG, BLK, STD-1, OSDP V1, OPEN COLL, OSDP TAMP ENBLD, TEST KEYS, POLL=75MS, A/V OFF, FIPS 200-BIT, IPM OFF, UART OFF, WIEG OFF | Ea |  | 1 Year | 190 | 5% | 180.5
60785 | HID | 900NHPNEKE0088 | RDR, R10-H, PIVCLASS, SE E, LF OFF, HF STD/SIO/SEOS/FIPS/CAK, 485HDX, PIG, BLK, STD-1, LED RED, FLSH GRN, BZR ON, OPT TAMP, OPEN COLL, FIPS 64-BIT REVERSE BCD, IPM OFF, UART OFF, WIEG ON | Ea |  | 1 Year | 190 | 5% | 180.5
60786 | HID | 900NHPNEKE00H9 | RDR, R10-H, PIVCLASS, SE E, LF OFF, HF STD/SIO/SEOS/FIPS/CAK, 485HDX, PIG, BLK, ELITE, LED RED, FLSH GRN, BZR ON, FIPS 128-BIT REVERSED, IPM OFF, UART OFF, WIEG ON | Ea |  | 1 Year | 190 | 5% | 180.5
60787 | HID | 900NHPNEKE032Q | RDR, R10-H, PIVCLASS, SE E, LF OFF, HF STD/SIO/SEOS/FIPS/CAK, 485HDX, PIG, BLK, STD-1, LED RED, FLSH GRN, BZR ON, OPT TAMP, OPEN COLL, FIPS 200-BIT, IPM OFF, UART OFF, WIEG ON | Ea |  | 1 Year | 190 | 5% | 180.5
60788 | HID | 900NHPNEKE0330 | RDR, R10-H, PIVCLASS, SE E, LF OFF, HF STD/SIO/SEOS/FIPS/CAK, 485HDX, PIG, BLK, STD-1, OSDP V1, OPEN COLL, OSDP TAMP ENBLD, TEST KEYS, POLL=75MS, A/V OFF, FIPS 75-BIT, IPM OFF, UART OFF, WIEG OFF | Ea |  | 1 Year | 190 | 5% | 180.5
60789 | HID | 900NHPNEKE0331 | RDR, R10-H, PIVCLASS, SE E, LF OFF, HF STD/SIO/SEOS/FIPS/CAK, 485HDX, PIG, BLK, STD-1, OSDP V1, OPEN COLL, OSDP TAMP ENBLD, TEST KEYS, POLL=75MS, A/V OFF, FIPS 64-BIT, IPM OFF, UART OFF, WIEG OFF | Ea |  | 1 Year | 190 | 5% | 180.5
60790 | HID | 900NHPNEKE0336 | RDR, R10-H, PIVCLASS, SE E, LF OFF, HF STD/SIO/SEOS/FIPS/CAK, 485HDX, PIG, BLK, STD-1, LED RED, FLSH GRN, BZR ON, OPT TAMP, OPEN COLL, FIPS 75-BIT, IPM OFF, UART OFF, WIEG ON | Ea |  | 1 Year | 190 | 5% | 180.5
60791 | HID | 900NHPNEKE0337 | RDR, R10-H, PIVCLASS, SE E, LF OFF, HF STD/SIO/SEOS/FIPS/CAK, 485HDX, PIG, BLK, STD-1, LED RED, FLSH GRN, BZR ON, OPT TAMP, OPEN COLL, FIPS 64-BIT, IPM OFF, UART OFF, WIEG ON | Ea |  | 1 Year | 190 | 5% | 180.5
60792 | HID | 900NHPTEK0000R | RDR, R10-H, PIVCLASS, SE E, LF OFF, HF STD/SIO/SEOS/FIPS/CAK, 485HDX, TERM, BLK, STD-1, OSDP V1, OPEN COLL, OSDP TAMP ENBLD, TEST KEYS, POLL=75MS, A/V OFF, FIPS 200-BIT, IPM OFF, UART OFF, WIEG OFF | Ea |  | 1 Year | 190 | 5% | 180.5
60793 | HID | 900NHPTEK00088 | RDR, R10-H, PIVCLASS, SE E, LF OFF, HF STD/SIO/SEOS/FIPS/CAK, 485HDX, TERM, BLK, STD-1, LED RED, FLSH GRN, BZR ON, FIPS 64-BIT REVERSE BCD, IPM OFF, UART OFF, WIEG ON | Ea |  | 1 Year | 190 | 5% | 180.5
60794 | HID | 900NHPTEK000H9 | RDR, R10-H, PIVCLASS, SE E, LF OFF, HF STD/SIO/SEOS/FIPS/CAK, 485HDX, TERM, BLK, STD-1, LED RED, FLSH GRN, BZR ON, FIPS 128-BIT REVERSED, IPM OFF, UART OFF, WIEG ON | Ea |  | 1 Year | 190 | 5% | 180.5
60795 | HID | 900NHPTEK000UF | RDR, R10-H, PIVCLASS, SE E, LF OFF, HF STD/SIO/SEOS/FIPS/CAK, 485HDX, TERM, BLK, STD-1, OSDP V2, OPEN COLL, OSDP TAMP ENBLD, TEST KEYS, POLL=75MS, A/V OFF, FIPS 200-BIT, IPM OFF, UART OFF, WIEG OFF | Ea |  | 1 Year | 190 | 5% | 180.5
60796 | HID | 900NHPTEK0032Q | RDR, R10-H, PIVCLASS, SE E, LF OFF, HF STD/SIO/SEOS/FIPS/CAK, 485HDX, TERM, BLK, STD-1, LED RED, FLSH GRN, BZR ON, OPT TAMP, OPEN COLL, FIPS 200-BIT, IPM OFF, UART OFF, WIEG ON | Ea |  | 1 Year | 190 | 5% | 180.5
60797 | HID | 900NHPTEK00330 | RDR, R10-H, PIVCLASS, SE E, LF OFF, HF STD/SIO/SEOS/FIPS/CAK, 485HDX, TERM, BLK, STD-1, OSDP V1, OPEN COLL, OSDP TAMP ENBLD, TEST KEYS, POLL=75MS, A/V OFF, FIPS 75-BIT, IPM OFF, UART OFF, WIEG OFF | Ea |  | 1 Year | 190 | 5% | 180.5
60798 | HID | 900NHPTEK00331 | RDR, R10-H, PIVCLASS, SE E, LF OFF, HF STD/SIO/SEOS/FIPS/CAK, 485HDX, TERM, BLK, STD-1, OSDP V1, OPEN COLL, OSDP TAMP ENBLD, TEST KEYS, POLL=75MS, A/V OFF, FIPS 64-BIT, IPM OFF, UART OFF, WIEG OFF | Ea |  | 1 Year | 190 | 5% | 180.5
60799 | HID | 900NHPTEK00336 | RDR, R10-H, PIVCLASS, SE E, LF OFF, HF STD/SIO/SEOS/FIPS/CAK, 485HDX, TERM, BLK, STD-1, LED RED, FLSH GRN, BZR ON, OPT TAMP, OPEN COLL, FIPS 75-BIT, IPM OFF, UART OFF, WIEG ON | Ea |  | 1 Year | 190 | 5% | 180.5
60800 | HID | 900NHPTEK00337 | RDR, R10-H, PIVCLASS, SE E, LF OFF, HF STD/SIO/SEOS/FIPS/CAK, 485HDX, TERM, BLK, STD-1, LED RED, FLSH GRN, BZR ON, OPT TAMP, OPEN COLL, FIPS 64-BIT, IPM OFF, UART OFF, WIEG ON | Ea |  | 1 Year | 190 | 5% | 180.5
60801 | HID | 900NHPTEK0036L | RDR, R10-H, PIVCLASS, SE E, LF OFF, HF STD/SIO/SEOS/FIPS/CAK, 485HDX, TERM, BLK, STD-1, A/V OFF, OSDP V1, OPT TAMP, OPEN COLL, OSDP TAMP DISBLD, TEST KEYS, POLL=75MS, FIPS 200-BIT, IPM OFF, UART OFF, WIEG OFF | Ea |  | 1 Year | 190 | 5% | 180.5
60802 | HID | 900NHPTEKE000R | RDR, R10-H, PIVCLASS, SE E, LF OFF, HF STD/SIO/SEOS/FIPS/CAK, 485HDX, TERM, BLK, STD-1, OSDP V1, OPEN COLL, OSDP TAMP ENBLD, TEST KEYS, POLL=75MS, A/V OFF, FIPS 200-BIT, IPM OFF, UART OFF, WIEG OFF | Ea |  | 1 Year | 190 | 5% | 180.5
60803 | HID | 900NHPTEKE0088 | RDR, R10-H, PIVCLASS, SE E, LF OFF, HF STD/SIO/SEOS/FIPS/CAK, 485HDX, TERM, BLK, STD-1, LED RED, FLSH GRN, BZR ON, OPT TAMP, OPEN COLL, FIPS 64-BIT REVERSE BCD, IPM OFF, UART OFF, WIEG ON | Ea |  | 1 Year | 190 | 5% | 180.5
60804 | HID | 900NHPTEKE00H9 | RDR, R10-H, PIVCLASS, SE E, LF OFF, HF STD/SIO/SEOS/FIPS/CAK, 485HDX, TERM, BLK, ELITE, LED RED, FLSH GRN, BZR ON, FIPS 128-BIT REVERSED, IPM OFF, UART OFF, WIEG ON | Ea |  | 1 Year | 190 | 5% | 180.5
60805 | HID | 900NHPTEKE032Q | RDR, R10-H, PIVCLASS, SE E, LF OFF, HF STD/SIO/SEOS/FIPS/CAK, 485HDX, TERM, BLK, STD-1, LED RED, FLSH GRN, BZR ON, OPT TAMP, OPEN COLL, FIPS 200-BIT, IPM OFF, UART OFF, WIEG ON | Ea |  | 1 Year | 190 | 5% | 180.5
60806 | HID | 900NHPTEKE0330 | RDR, R10-H, PIVCLASS, SE E, LF OFF, HF STD/SIO/SEOS/FIPS/CAK, 485HDX, TERM, BLK, STD-1, OSDP V1, OPEN COLL, OSDP TAMP ENBLD, TEST KEYS, POLL=75MS, A/V OFF, FIPS 75-BIT, IPM OFF, UART OFF, WIEG OFF | Ea |  | 1 Year | 190 | 5% | 180.5
60807 | HID | 900NHPTEKE0331 | RDR, R10-H, PIVCLASS, SE E, LF OFF, HF STD/SIO/SEOS/FIPS/CAK, 485HDX, TERM, BLK, STD-1, OSDP V1, OPEN COLL, OSDP TAMP ENBLD, TEST KEYS, POLL=75MS, A/V OFF, FIPS 64-BIT, IPM OFF, UART OFF, WIEG OFF | Ea |  | 1 Year | 190 | 5% | 180.5
60808 | HID | 900NHPTEKE0336 | RDR, R10-H, PIVCLASS, SE E, LF OFF, HF STD/SIO/SEOS/FIPS/CAK, 485HDX, TERM, BLK, STD-1, LED RED, FLSH GRN, BZR ON, OPT TAMP, OPEN COLL, FIPS 75-BIT, IPM OFF, UART OFF, WIEG ON | Ea |  | 1 Year | 190 | 5% | 180.5
60809 | HID | 900NHPTEKE0337 | RDR, R10-H, PIVCLASS, SE E, LF OFF, HF STD/SIO/SEOS/FIPS/CAK, 485HDX, TERM, BLK, STD-1, LED RED, FLSH GRN, BZR ON, OPT TAMP, OPEN COLL, FIPS 64-BIT, IPM OFF, UART OFF, WIEG ON | Ea |  | 1 Year | 190 | 5% | 180.5
60810 | HID | 900NHPTEKE036L | RDR, R10-H, PIVCLASS, SE E, LF OFF, HF STD/SIO/SEOS/FIPS/CAK, 485HDX, TERM, ELITE, BLK, STD-1, A/V OFF, OSDP V1, OPT TAMP, OPEN COLL, OSDP TAMP DISBLD, TEST KEYS, POLL=75MS, FIPS 200-BIT, IPM OFF, UART OFF, WIEG OFF | Ea |  | 1 Year | 190 | 5% | 180.5
60811 | HID | 900NHPTEKE036N | RDR, R10-H, PIVCLASS, SE E, LF OFF, HF STD/SIO/SEOS/FIPS/CAK, 485HDX, TERM, BLK, ELITE, A/V OFF, OSDP V1, OPT TAMP, OPEN COLL, OSDP TAMP ENBLD, TEST KEYS, POLL=75MS, FIPS 200-BIT, IPM OFF, UART OFF, WIEG OFF | Ea |  | 1 Year | 190 | 5% | 180.5
60812 | HID | 900NHRNEK0000C | RDR, R10-H, PIVCLASS, SE E, LF OFF, HF STD/SIO/SEOS/FIPS/CAK, 485FDX, PIG, BLK, STD-1, LED RED, FLSH GRN, BZR ON, OPT TAMP, OPEN COLL, FIPS 200-BIT, IPM OFF, UART OFF, WIEG ON | Ea |  | 1 Year | 190 | 5% | 180.5
60813 | HID | 900NHRNEK00018 | RDR, R10-H, PIVCLASS, SE E, LF OFF, HF STD/SIO/SEOS/FIPS/CAK, 485FDX, PIG, BLK, STD-1, LED RED, FLSH GRN, BZR ON, OPT TAMP, OPEN COLL, FIPS 75-BIT, MIF/DES 56-BIT CSN, IPM OFF, UART OFF, WIEG ON | Ea |  | 1 Year | 190 | 5% | 180.5
60814 | HID | 900NHRNEK0001T | RDR, R10-H, PIVCLASS, SE E, LF OFF, HF STD/SIO/SEOS/FIPS/CAK, 485FDX, PIG, BLK, STD-1, LED RED, FLSH GRN, BZR ON, OPT TAMP, OPEN COLL, FIPS 75-BIT, IPM OFF, UART OFF, WIEG ON | Ea |  | 1 Year | 190 | 5% | 180.5
60815 | HID | 900NHRNEK0001Y | RDR, R10-H, PIVCLASS, SE E, LF OFF, HF STD/SIO/SEOS/FIPS/CAK, 485FDX, PIG, BLK, STD-1, LED RED, FLSH OFF, BZR ON, OPT TAMP, OPEN COLL, FIPS 64-BIT, BCD, IPM OFF, UART OFF, WIEG ON | Ea |  | 1 Year | 190 | 5% | 180.5
60816 | HID | 900NHRNEK00032 | RDR, R10-H, PIVCLASS, SE E, LF OFF, HF STD/SIO/SEOS/FIPS/CAK, 485FDX, PIG, BLK, STD-1, LED OFF, FLSH OFF, BZR ON, OPT TAMP, OPEN COLL, FIPS 64-BIT, RVRS BCD, IPM OFF, UART OFF, WIEG ON | Ea |  | 1 Year | 190 | 5% | 180.5
60817 | HID | 900NHRNEK00038 | RDR, R10-H, PIVCLASS, SE E, LF OFF, HF STD/SIO/SEOS/FIPS/CAK, 485FDX, PIG, BLK, STD-1, LED RED, FLSH GRN, BZR ON, OPT TAMP, OPEN COLL, FIPS 200-BIT, MIF/DES 56-BIT CSN, IPM OFF, UART OFF, WIEG ON | Ea |  | 1 Year | 190 | 5% | 180.5
60818 | HID | 900NHRNEK0003C | RDR, R10-H, PIVCLASS, SE E, LF OFF, HF STD/SIO/SEOS/FIPS/CAK, 485FDX, PIG, BLK, STD-1, LED OFF, FLSH OFF, BZR ON, OPT TAMP, OPEN COLL, FIPS 200-BIT, IPM OFF, UART OFF, WIEG ON | Ea |  | 1 Year | 190 | 5% | 180.5
60819 | HID | 900NHRNEK0005W | RDR, R10-H, PIVCLASS, SE E, LF OFF, HF STD/SIO/SEOS/FIPS/CAK, 485FDX, PIG, BLK, STD-1, LED RED, FLSH GRN, BZR ON, OPT TAMP, OPEN COLL, FIPS 64-BIT, BCD, IPM OFF, UART OFF, WIEG ON | Ea |  | 1 Year | 190 | 5% | 180.5
60820 | HID | 900NHRNEK0006W | RDR, R10-H, PIVCLASS, SE E, LF OFF, HF STD/SIO/SEOS/FIPS/CAK, 485FDX, PIG, BLK, STD-1, LED RED, FLSH OFF, BZR ON, OPT TAMP, OPEN COLL, FIPS 64-BIT, RVRS BCD, IPM OFF, UART OFF, WIEG ON | Ea |  | 1 Year | 190 | 5% | 180.5
60821 | HID | 900NHRNEK000H9 | RDR, R10-H, PIVCLASS, SE E, LF OFF, HF STD/SIO/SEOS/FIPS/CAK, 485FDX, PIG, BLK, STD-1, LED RED, FLSH GRN, BZR ON, FIPS 128-BIT REVERSED, IPM OFF, UART OFF, WIEG ON | Ea |  | 1 Year | 190 | 5% | 180.5
60822 | HID | 900NHRNEK00104 | RDR, R10-H, PIVCLASS, SE E, LF OFF, HF STD/SIO/SEOS/FIPS/CAK, 485FDX, PIG, BLK, STD-1, LED RED, FLSH OFF, BZR OFF, OPT TAMP, OPEN COLL, FIPS 64-BIT, BCD, IPM OFF, UART OFF, WIEG ON | Ea |  | 1 Year | 190 | 5% | 180.5
60823 | HID | 900NHRNEK00110 | RDR, R10-H, PIVCLASS, SE E, LF OFF, HF STD/SIO/SEOS/FIPS/CAK, 485FDX, PIG, BLK, STD-1, LED RED, FLSH GRN, BZR ON, OPT TAMP, OPEN COLL, FIPS 40-BIT, BCD, IPM OFF, UART OFF, WIEG ON | Ea |  | 1 Year | 190 | 5% | 180.5
60824 | HID | 900NHRNEK0012W | RDR, R10-H, PIVCLASS, SE E, LF OFF, HF STD/SIO/SEOS/FIPS/CAK, 485FDX, PIG, BLK, STD-1, LED RED, FLSH OFF, BZR ON, OPT TAMP, OPEN COLL, FIPS 75-BIT, IPM OFF, UART OFF, WIEG ON | Ea |  | 1 Year | 190 | 5% | 180.5
60825 | HID | 900NHRNEK0016A | RDR, R10-H, PIVCLASS, SE E, LF OFF, HF STD/SIO/SEOS/FIPS/CAK, 485FDX, PIG, BLK, STD-1, LED RED, FLSH OFF, BZR ON, OPT TAMP, OPEN COLL, FIPS 200-BIT, IPM OFF, UART OFF, WIEG ON | Ea |  | 1 Year | 190 | 5% | 180.5
60826 | HID | 900NHRNEK00220 | RDR, R10-H, PIVCLASS, SE E, LF OFF, HF STD/SIO/SEOS/FIPS/CAK, 485FDX, PIG, BLK, STD-1, LED RED, FLSH GRN, BZR ON, OPT TAMP, OPEN COLL, FIPS 128-BIT, FASCN + RMV OVRHD, IPM OFF, UART OFF, WIEG ON | Ea |  | 1 Year | 190 | 5% | 180.5
60827 | HID | 900NHRNEK00226 | RDR, R10-H, PIVCLASS, SE E, LF OFF, HF STD/SIO/SEOS/FIPS/CAK, 485FDX, PIG, BLK, STD-1, LED OFF, FLSH GRN, BZR OFF, OPT TAMP, OPEN COLL, FIPS 200-BIT, IPM OFF, UART OFF, WIEG ON | Ea |  | 1 Year | 190 | 5% | 180.5
60828 | HID | 900NHRNEK00228 | RDR, R10-H, PIVCLASS, SE E, LF OFF, HF STD/SIO/SEOS/FIPS/CAK, 485FDX, PIG, BLK, STD-1, LED OFF, FLSH OFF, BZR ON, OPT TAMP, OPEN COLL, FIPS 200-BIT, MIF/DES 26-BIT CSN, IPM OFF, UART OFF, WIEG ON | Ea |  | 1 Year | 190 | 5% | 180.5
60829 | HID | 900NHRNEK0022L | RDR, R10-H, PIVCLASS, SE E, LF OFF, HF STD/SIO/SEOS/FIPS/CAK, 485FDX, PIG, BLK, STD-1, LED RED, FLSH GRN, BZR ON, OPT TAMP, OPEN COLL, FIPS 75-BIT, IPM OFF, UART OFF, C/D ON | Ea |  | 1 Year | 190 | 5% | 180.5
60830 | HID | 900NHRNEK0032Y | RDR, R10-H, PIVCLASS, SE E, LF OFF, HF STD/SIO/SEOS/FIPS/CAK, 485FDX, PIG, BLK, STD-1, LED RED, FLSH GRN, BZR ON, OPT TAMP, OPEN COLL, IPM OFF, UART ON, WIEG OFF | Ea |  | 1 Year | 190 | 5% | 180.5
60831 | HID | 900NHRNEK0037D | RDR, R10-H, PIVCLASS, SE E, LF OFF, HF STD/SIO/SEOS/FIPS/CAK, 485FDX, PIG, BLK, STD-1, LED RED, FLSH GRN, BZR ON, OPT TAMP, OPEN COLL, FIPS 64-BIT REVERSE BCD, IPM OFF, UART OFF, WIEG ON | Ea |  | 1 Year | 190 | 5% | 180.5
60832 | HID | 900NHRNEKE000C | RDR, R10-H, PIVCLASS, SE E, LF OFF, HF STD/SIO/SEOS/FIPS/CAK, 485FDX, PIG, BLK, ELITE KEYS, LED RED, FLSH GRN, BZR ON, OPT TAMP, OPEN COLL, FIPS 200-BIT, IPM OFF, UART OFF, WIEG ON | Ea |  | 1 Year | 190 | 5% | 180.5
60833 | HID | 900NHRNEKE001T | RDR, R10-H, PIVCLASS, SE E, LF OFF, HF STD/SIO/SEOS/FIPS/CAK, 485FDX, PIG, BLK, ELITE KEYS, LED RED, FLSH GRN, BZR ON, OPT TAMP, OPEN COLL, FIPS 75-BIT, IPM OFF, UART OFF, WIEG ON | Ea |  | 1 Year | 190 | 5% | 180.5
60834 | HID | 900NHRNEKE005W | RDR, R10-H, PIVCLASS, SE E, LF OFF, HF STD/SIO/SEOS/FIPS/CAK, 485FDX, PIG, BLK, STD-1, LED RED, FLSH GRN, BZR ON, OPT TAMP, OPEN COLL, FIPS 64-BIT, IPM OFF, UART OFF, WIEG ON | Ea |  | 1 Year | 190 | 5% | 180.5
60835 | HID | 900NHRNEKE00H9 | RDR, R10-H, PIVCLASS, SE E, LF OFF, HF STD/SIO/SEOS/FIPS/CAK, 485FDX, PIG, BLK, ELITE, LED RED, FLSH GRN, BZR ON, FIPS 128-BIT REVERSED, IPM OFF, UART OFF, WIEG ON | Ea |  | 1 Year | 190 | 5% | 180.5
60836 | HID | 900NHRNEKE032Y | RDR, R10-H, PIVCLASS, SE E, LF OFF, HF STD/SIO/SEOS/FIPS/CAK, 485FDX, PIG, BLK, STD-1, LED RED, FLSH GRN, BZR ON, OPT TAMP, OPEN COLL, IPM OFF, UART ON, WIEG OFF | Ea |  | 1 Year | 190 | 5% | 180.5
60837 | HID | 900NHRNEKE037D | RDR, R10-H, PIVCLASS, SE E, LF OFF, HF STD/SIO/SEOS/FIPS/CAK, 485FDX, PIG, BLK, STD-1, LED RED, FLSH GRN, BZR ON, OPT TAMP, OPEN COLL, FIPS 64-BIT REVERSE BCD, IPM OFF, UART OFF, WIEG ON | Ea |  | 1 Year | 190 | 5% | 180.5
60838 | HID | 900NHRTEK0000C | RDR, R10-H, PIVCLASS, SE E, LF OFF, HF STD/SIO/SEOS/FIPS/CAK, 485FDX, TERM, BLK, STD-1, LED RED, FLSH GRN, BZR ON, OPT TAMP, OPEN COLL, FIPS 200-BIT, IPM OFF, UART OFF, WIEG ON | Ea |  | 1 Year | 190 | 5% | 180.5
60839 | HID | 900NHRTEK00018 | RDR, R10-H, PIVCLASS, SE E, LF OFF, HF STD/SIO/SEOS/FIPS/CAK, 485FDX, TERM, BLK, STD-1, LED RED, FLSH GRN, BZR ON, OPT TAMP, OPEN COLL, FIPS 75-BIT, MIF/DES 56-BIT CSN, IPM OFF, UART OFF, WIEG ON | Ea |  | 1 Year | 190 | 5% | 180.5
60840 | HID | 900NHRTEK0001T | RDR, R10-H, PIVCLASS, SE E, LF OFF, HF STD/SIO/SEOS/FIPS/CAK, 485FDX, TERM, BLK, STD-1, LED RED, FLSH GRN, BZR ON, OPT TAMP, OPEN COLL, FIPS 75-BIT, IPM OFF, UART OFF, WIEG ON | Ea |  | 1 Year | 190 | 5% | 180.5
60841 | HID | 900NHRTEK0001Y | RDR, R10-H, PIVCLASS, SE E, LF OFF, HF STD/SIO/SEOS/FIPS/CAK, 485FDX, TERM, BLK, STD-1, LED RED, FLSH OFF, BZR ON, OPT TAMP, OPEN COLL, FIPS 64-BIT, BCD, IPM OFF, UART OFF, WIEG ON | Ea |  | 1 Year | 190 | 5% | 180.5
60842 | HID | 900NHRTEK00038 | RDR, R10-H, PIVCLASS, SE E, LF OFF, HF STD/SIO/SEOS/FIPS/CAK, 485FDX, TERM, BLK, STD-1, LED RED, FLSH GRN, BZR ON, OPT TAMP, OPEN COLL, FIPS 200-BIT, MIF/DES 56-BIT CSN, IPM OFF, UART OFF, WIEG ON | Ea |  | 1 Year | 190 | 5% | 180.5
60843 | HID | 900NHRTEK0003C | RDR, R10-H, PIVCLASS, SE E, LF OFF, HF STD/SIO/SEOS/FIPS/CAK, 485FDX, TERM, BLK, STD-1, LED OFF, FLSH OFF, BZR ON, OPT TAMP, OPEN COLL, FIPS 200-BIT, IPM OFF, UART OFF, WIEG ON | Ea |  | 1 Year | 190 | 5% | 180.5
60844 | HID | 900NHRTEK0005W | RDR, R10-H, PIVCLASS, SE E, LF OFF, HF STD/SIO/SEOS/FIPS/CAK, 485FDX, TERM, BLK, STD-1, LED RED, FLSH GRN, BZR ON, OPT TAMP, OPEN COLL, FIPS 64-BIT, IPM OFF, UART OFF, WIEG ON | Ea |  | 1 Year | 190 | 5% | 180.5
60845 | HID | 900NHRTEK0006W | RDR, R10-H, PIVCLASS, SE E, LF OFF, HF STD/SIO/SEOS/FIPS/CAK, 485FDX, TERM, BLK, STD-1, LED RED, FLSH OFF, BZR ON, OPT TAMP, OPEN COLL, FIPS 64-BIT, RVRS BCD, IPM OFF, UART OFF, WIEG ON | Ea |  | 1 Year | 190 | 5% | 180.5
60846 | HID | 900NHRTEK0007J | RDR, R10-H, PIVCLASS, SE E, LF OFF, HF STD/SIO/SEOS/FIPS/CAK, 485FDX, TERM, BLK, STD-1, LED RED, FLSH GRN, BZR ON, OPT TAMP, OPEN COLL, FIPS 200-BIT, MIF/DES 26-BIT CSN, IPM OFF, UART OFF, WIEG ON | Ea |  | 1 Year | 190 | 5% | 180.5
60847 | HID | 900NHRTEK000H9 | RDR, R10-H, PIVCLASS, SE E, LF OFF, HF STD/SIO/SEOS/FIPS/CAK, 485FDX, TERM, BLK, STD-1, LED RED, FLSH GRN, BZR ON, FIPS 128-BIT REVERSED, IPM OFF, UART OFF, WIEG ON | Ea |  | 1 Year | 190 | 5% | 180.5
60848 | HID | 900NHRTEK00220 | RDR, R10-H, PIVCLASS, SE E, LF OFF, HF STD/SIO/SEOS/FIPS/CAK, 485FDX, TERM, BLK, STD-1, LED RED, FLSH GRN, BZR ON, OPT TAMP, OPEN COLL, FIPS 128-BIT, FASCN + RMV OVRHD, IPM OFF, UART OFF, WIEG ON | Ea |  | 1 Year | 190 | 5% | 180.5
60849 | HID | 900NHRTEK0022M | RDR, R10-H, PIVCLASS, SE E, LF OFF, HF STD/SIO/SEOS/FIPS/CAK, 485FDX, TERM, BLK, STD-1, LED RED, FLSH GRN, BZR ON, OPT TAMP, OPEN COLL, FIPS 200-BIT, IPM OFF, UART OFF, C/D ON | Ea |  | 1 Year | 190 | 5% | 180.5
60850 | HID | 900NHRTEK0032Y | RDR, R10-H, PIVCLASS, SE E, LF OFF, HF STD/SIO/SEOS/FIPS/CAK, 485FDX, TERM, BLK, STD-1, LED RED, FLSH GRN, BZR ON, OPT TAMP, OPEN COLL, IPM OFF, UART ON, WIEG OFF | Ea |  | 1 Year | 190 | 5% | 180.5
60851 | HID | 900NHRTEK0037D | RDR, R10-H, PIVCLASS, SE E, LF OFF, HF STD/SIO/SEOS/FIPS/CAK, 485FDX, TERM, BLK, STD-1, LED RED, FLSH GRN, BZR ON, OPT TAMP, OPEN COLL, FIPS 64-BIT REVERSE BCD, IPM OFF, UART OFF, WIEG ON | Ea |  | 1 Year | 190 | 5% | 180.5
60852 | HID | 900NHRTEKE000C | RDR, R10-H, PIVCLASS, SE E, LF OFF, HF STD/SIO/SEOS/FIPS/CAK, 485FDX, TERM, BLK, STD-1, LED RED, FLSH GRN, BZR ON, OPT TAMP, OPEN COLL, FIPS 200-BIT, IPM OFF, UART OFF, WIEG ON | Ea |  | 1 Year | 190 | 5% | 180.5
60853 | HID | 900NHRTEKE001T | RDR, R10-H, PIVCLASS, SE E, LF OFF, HF STD/SIO/SEOS/FIPS/CAK, 485FDX, TERM, BLK, STD-1, LED RED, FLSH GRN, BZR ON, OPT TAMP, OPEN COLL, FIPS 75-BIT, IPM OFF, UART OFF, WIEG ON | Ea |  | 1 Year | 190 | 5% | 180.5
60854 | HID | 900NHRTEKE005W | RDR, R10-H, PIVCLASS, SE E, LF OFF, HF STD/SIO/SEOS/FIPS/CAK, 485FDX, TERM, BLK, STD-1, LED RED, FLSH GRN, BZR ON, OPT TAMP, OPEN COLL, FIPS 64-BIT, IPM OFF, UART OFF, WIEG ON | Ea |  | 1 Year | 190 | 5% | 180.5
60855 | HID | 900NHRTEKE00H9 | RDR, R10-H, PIVCLASS, SE E, LF OFF, HF STD/SIO/SEOS/FIPS/CAK, 485FDX, TERM, BLK, ELITE, LED RED, FLSH GRN, BZR ON, OPT TAMP, OPEN COLL, FIPS 128-BIT REVERSED, IPM OFF, UART OFF, WIEG ON | Ea |  | 1 Year | 190 | 5% | 180.5
60856 | HID | 900NHRTEKE032Y | RDR, R10-H, PIVCLASS, SE E, LF OFF, HF STD/SIO/SEOS/FIPS/CAK, 485FDX, TERM, BLK, STD-1, LED RED, FLSH GRN, BZR ON, OPT TAMP, OPEN COLL, IPM OFF, UART ON, WIEG OFF | Ea |  | 1 Year | 190 | 5% | 180.5
60857 | HID | 900NHRTEKE037D | RDR, R10-H, PIVCLASS, SE E, LF OFF, HF STD/SIO/SEOS/FIPS/CAK, 485FDX, TERM, BLK, STD-1, LED RED, FLSH GRN, BZR ON, OPT TAMP, OPEN COLL, FIPS 64-BIT REVERSE BCD, IPM OFF, UART OFF, WIEG ON | Ea |  | 1 Year | 190 | 5% | 180.5
60858 | HID | 900NMCNEKEA08V | RDR, R10, ICLASS, SE E, LF OFF, HF STD/SIO/SEOS/MA, C&D, PIG, BLK, STD-1, LED RED, FLSH GRN, BZR ON, CSN 32-BIT MSB, IPM OFF, MOBILE-ENABLED-FMT | Ea |  | 1 Year | 240 | 5% | 228
60859 | HID | 900NMCTEKEA08V | RDR, R10, ICLASS, SE E, LF OFF, HF STD/SIO/SEOS/MA, C&D, TERM, BLK, STD-1, LED RED, FLSH GRN, BZR ON, CSN 32-BIT MSB, IPM OFF, MOBILE-ENABLED-FMT | Ea |  | 1 Year | 240 | 5% | 228
60860 | HID | 900NMCTEKEA0DE | RDR, R10, ICLASS, SE E, LF OFF, HF STD/SIO/SEOS/MA, C&D, TERM, BLK, A/V OFF, OPT TAMP, OPEN COLL, CSN 32-BIT MSB, IPM OFF, MOBILE-ENABLED-FMT | Ea |  | 1 Year | 240 | 5% | 228
60861 | HID | 900NMCTEKEA10N | RDR, R10, ICLASS, SE E, LF OFF, HF STD/SIO/SEOS/MA, C&D, TERM, BLK, STD-1, LED OFF, FLSH OFF, BZR OFF, CSN 32-BIT MSB, IPM OFF, MOBILE-ENABLED-FMT | Ea |  | 1 Year | 240 | 5% | 228
60862 | HID | 900NMNNEKEA001 | RDR, R10, ICLASS, SE E, LF OFF, HF STD/SIO/SEOS/MA, WIEG, PIG, BLK, LED RED, FLSH GRN, BZR ON, OPT TAMP, OPEN COLL, CSN 32-BIT MSB, IPM OFF, MOBILE-ENABLED-FMT | Ea |  | 1 Year | 240 | 5% | 228
60863 | HID | 900NMNNEKEA061 | RDR, R10, ICLASS, SE E, LF OFF, HF STD/SIO/SEOS/MA, WIEG, PIG, BLK, STD-1, LED RED, FLSH GRN, BZR ON, CSN 34-BIT MSB, IPM OFF, MOBILE-ENABLED-FMT | Ea |  | 1 Year | 240 | 5% | 228
60864 | HID | 900NMNNEKEA063 | RDR, R10, ICLASS, SE E, LF OFF, HF STD/SIO/SEOS/MA, WIEG, PIG, BLK, STD-1, LED RED, FLSH GRN, BZR ON, CSN 26-BIT (W/DEFAULT FC), IPM OFF, MOBILE-ENABLED-FMT | Ea |  | 1 Year | 240 | 5% | 228
60865 | HID | 900NMNNEKEA064 | RDR, R10, ICLASS, SE E, LF OFF, HF STD/SIO/SEOS/MA, WIEG, PIG, BLK, STD-1, LED OFF, FLSH OFF, BZR ON, CSN 32-BIT MSB, IPM OFF, MOBILE-ENABLED-FMT | Ea |  | 1 Year | 240 | 5% | 228
60866 | HID | 900NMNNEKEA066 | RDR, R10, ICLASS, SE E, LF OFF, HF STD/SIO/SEOS/MA, WIEG, PIG, BLK, STD-1, LED RED, FLSH GRN, BZR ON, CSN 32-BIT LSB, IPM OFF, MOBILE-ENABLED-FMT | Ea |  | 1 Year | 240 | 5% | 228
60867 | HID | 900NMNNEKEA06D | RDR, R10, ICLASS, SE E, LF OFF, HF STD/SIO/SEOS/MA, WIEG, PIG, BLK, STD-1, LED RED, FLSH GRN, BZR ON, CSN 40-BIT MSB, IPM OFF, MOBILE-ENABLED-FMT | Ea |  | 1 Year | 240 | 5% | 228
60868 | HID | 900NMNNEKEA06E | RDR, R10, ICLASS, SE E, LF OFF, HF STD/SIO/SEOS/MA, WIEG, PIG, BLK, STD-1, LED OFF, FLSH OFF, BZR OFF, CSN 32-BIT MSB, IPM OFF, MOBILE-ENABLED-FMT | Ea |  | 1 Year | 240 | 5% | 228
60869 | HID | 900NMNNEKEA06G | RDR, R10, ICLASS, SE E, LF OFF, HF STD/SIO/SEOS/MA, WIEG, PIG, BLK, STD-1, LED OFF, FLSH OFF, BZR OFF, CSN 34-BIT MSB, IPM OFF, MOBILE-ENABLED-FMT | Ea |  | 1 Year | 240 | 5% | 228
60870 | HID | 900NMNNEKEA06K | RDR, R10, ICLASS, SE E, LF OFF, HF STD/SIO/SEOS/MA, WIEG, PIG, BLK, STD-1, LED RED, FLSH OFF, BZR ON, CSN 26-BIT (W/DEFAULT FC), IPM OFF, MOBILE-ENABLED-FMT | Ea |  | 1 Year | 240 | 5% | 228
60871 | HID | 900NMNNEKEA06M | RDR, R10, ICLASS, SE E, LF OFF, HF STD/SIO/SEOS/MA, WIEG, PIG, BLK, STD-1, LED RED, FLSH GRN, BZR OFF, CSN 32-BIT MSB, IPM OFF, MOBILE-ENABLED-FMT | Ea |  | 1 Year | 240 | 5% | 228
60872 | HID | 900NMNNEKEA06Q | RDR, R10, ICLASS, SE E, LF OFF, HF STD/SIO/SEOS/MA, WIEG, PIG, BLK, STD-1, LED RED, FLSH OFF, BZR ON, CSN 32-BIT MSB, IPM OFF, MOBILE-ENABLED-FMT | Ea |  | 1 Year | 240 | 5% | 228
60873 | HID | 900NMNNEKEA06V | RDR, R10, ICLASS, SE E, LF OFF, HF STD/SIO/SEOS/MA, WIEG, PIG, BLK, STD-1, LED RED, FLSH GRN, BZR ON, CSN 37-BIT LSB, IPM OFF, MOBILE-ENABLED-FMT | Ea |  | 1 Year | 240 | 5% | 228
60874 | HID | 900NMNNEKEA079 | RDR, R10, ICLASS, SE E, LF OFF, HF STD/SIO/SEOS/MA, WIEG, PIG, BLK, STD-1, LED OFF, FLSH OFF, BZR ON, OPT TAMP, OPEN COLL, CSN 37-BIT LSB, IPM OFF, MOBILE-ENABLED-FMT | Ea |  | 1 Year | 240 | 5% | 228
60875 | HID | 900NMNNEKEA07A | RDR, R10, ICLASS, SE E, LF OFF, HF STD/SIO/SEOS/MA, WIEG, PIG, BLK, STD-1, LED OFF, FLSH GRN, BZR ON, CSN 26-BIT (W/DEFAULT FC), IPM OFF, MOBILE-ENABLED-FMT | Ea |  | 1 Year | 240 | 5% | 228
60876 | HID | 900NMNNEKEA07H | RDR, R10, ICLASS, SE E, LF OFF, HF STD/SIO/SEOS/MA/MIFSPR, WIEG, PIG, BLK, STD-1, LED RED, FLSH GRN, BZR ON, CSN MIF SUPPR, IPM OFF, MOBILE-ENABLED-FMT | Ea |  | 1 Year | 240 | 5% | 228
60877 | HID | 900NMNNEKEA07R | RDR, R10, ICLASS, SE E, LF OFF, HF STD/SIO/SEOS/MA/MIFSPR, WIEG, PIG, BLK, STD-1, LED OFF, FLSH OFF, BZR ON, OPT TAMP, OPEN COLL, CSN MIF SUPPR, IPM OFF, MOBILE-ENABLED-FMT | Ea |  | 1 Year | 240 | 5% | 228
60878 | HID | 900NMNNEKEA080 | RDR, R10, ICLASS, SE E, LF OFF, HF STD/SIO/SEOS/MA, WIEG, PIG, BLK, STD-1, LED RED, FLSH OFF, BZR ON, CSN 40-BIT MSB, IPM OFF, MOBILE-ENABLED-FMT | Ea |  | 1 Year | 240 | 5% | 228
60879 | HID | 900NMNNEKEA08A | RDR, R10, ICLASS, SE E, LF OFF, HF STD/SIO/SEOS/MA, WIEG, PIG, BLK, STD-1, LED RED, FLSH OFF, BZR ON, CSN 34-BIT MSB, IPM OFF, MOBILE-ENABLED-FMT | Ea |  | 1 Year | 240 | 5% | 228
60880 | HID | 900NMNNEKEA08C | RDR, R10, ICLASS, SE E, LF OFF, HF STD/SIO/SEOS/MA, WIEG, PIG, BLK, STD-1, LED RED, FLSH GRN, BZR ON, CSN 56-BIT LSB, IPM OFF, MOBILE-ENABLED-FMT | Ea |  | 1 Year | 240 | 5% | 228
60881 | HID | 900NMNNEKEA08G | RDR, R10, ICLASS, SE E, LF OFF, HF STD/SIO/SEOS/MA, WIEG, PIG, BLK, STD-1, LED RED, FLSH GRN, BZR OFF, CSN 26-BIT (W/DEFAULT FC), IPM OFF, MOBILE-ENABLED-FMT | Ea |  | 1 Year | 240 | 5% | 228
60882 | HID | 900NMNNEKEA08J | RDR, R10, ICLASS, SE E, LF OFF, HF STD/SIO/SEOS/MA, WIEG, PIG, BLK, STD-1, LED OFF, FLSH OFF, BZR ON, CSN 26-BIT (W/DEFAULT FC), IPM OFF, MOBILE-ENABLED-FMT | Ea |  | 1 Year | 240 | 5% | 228
60883 | HID | 900NMNNEKEA08P | RDR, R10, ICLASS, SE E, LF OFF, HF STD/SIO/SEOS/MA, WIEG, PIG, BLK, STD-1, LED OFF, FLSH GRN, BZR ON, OPT TAMP, OPEN COLL, CSN 32-BIT MSB, IPM OFF, MOBILE-ENABLED-FMT | Ea |  | 1 Year | 240 | 5% | 228
60884 | HID | 900NMNNEKEA08X | RDR, R10, ICLASS, SE E, LF OFF, HF STD/SIO/SEOS/MA, WIEG, PIG, BLK, STD-1, LED OFF, FLSH GRN, BZR ON, CSN 32-BIT MSB, IPM OFF, MOBILE-ENABLED-FMT | Ea |  | 1 Year | 240 | 5% | 228
60885 | HID | 900NMNNEKEA09N | RDR, R10, ICLASS, SE E, LF OFF, HF STD/SIO/SEOS/MA, WIEG, PIG, BLK, STD-1, LED OFF, FLSH OFF, BZR ON, CSN 34-BIT MSB, IPM OFF, MOBILE-ENABLED-FMT | Ea |  | 1 Year | 240 | 5% | 228
60886 | HID | 900NMNNEKEA09U | RDR, R10, ICLASS, SE E, LF OFF, HF STD/SIO/SEOS/MA, WIEG, PIG, BLK, STD-1, LED RED, FLSH OFF, BZR OFF, CSN 32-BIT MSB, IPM OFF, MOBILE-ENABLED-FMT | Ea |  | 1 Year | 240 | 5% | 228
60887 | HID | 900NMNNEKEA0C9 | RDR, R10, ICLASS, SE E, LF OFF, HF STD/SIO/SEOS/MIG/MA, WIEG, PIG, BLK, LED RED, FLSH GRN, BZR ON, OPT TAMP, OPEN COLL, CSN 32-BIT MSB, IPM OFF, MOBILE-ENABLED-FMT | Ea |  | 1 Year | 240 | 5% | 228
60888 | HID | 900NMNNEKEA0CH | RDR, R10, ICLASS, SE E, LF OFF, HF STD/SIO/SEOS/MA, WIEG, PIG, BLK, LED BLUE, FLSH GRN, BZR ON, OPT TAMP, OPEN COLL, CSN 32-BIT MSB, IPM OFF, MOBILE-ENABLED-FMT | Ea |  | 1 Year | 240 | 5% | 228
60889 | HID | 900NMNNEKEA0D4 | RDR, R10, ICLASS, SE E, LF OFF, HF STD/SIO/SEOS/TRANS/MA, WIEG, PIG, BLK, LED RED, FLSH GRN, BZR ON, OPT TAMP, OPEN COLL, 64-BIT LSB FELICA OR 64-BIT MIFARE, IPM OFF, MOBILE-ENABLED-FMT | Ea |  | 1 Year | 300 | 5% | 285
60890 | HID | 900NMNNEKEA0FA | RDR, R10, ICLASS, SE E, LF OFF, HF STD/SIO/SEOS/HID MIFARE APPLICATION/MF CSN SUPPR/MA, WIEG, PIG, BLK, LED RED, FLSH GRN, BZR ON, OPT TAMP, OPEN COLL, CSN MIF SUPPR, IPM OFF, MOBILE ENABLED FMT | Ea |  | 1 Year | 240 | 5% | 228
60891 | HID | 900NMNNEKEA0FH | RDR, R10, ICLASS, SE E, LF OFF, HF STD/SIO/SEOS/MA, WIEG, PIG, BLK, LED RED, FLSH GRN, BZR ON, OPT TAMP, OPEN COLL, CSN 32-BIT MSB, I'M ALIVE 10 SEC, IPM OFF, MOBILE-ENABLED-FMT | Ea |  | 1 Year | 240 | 5% | 228
60892 | HID | 900NMNNEKEA0HE | RDR, R10, ICLASS, SE E, LF OFF, HF STD/SIO/SEOS/MIGR/TRANS/MA, WIEG, PIG, BLK, LED RED, FLSH GRN, BZR ON, HF MIGR PFL EVP00000, 64-BIT LSB FELICA, IPM OFF, MOBILE-ENABLED-FMT | Ea |  | 1 Year | 240 | 5% | 228
60893 | HID | 900NMNNEKEA0HF | RDR, R10, ICLASS, SE E, LF OFF, HF STD/SIO/SEOS/MA, WIEG, PIG, BLK, LED RED, FLSH GRN, BZR ON, CSN 34-BIT MSB, 0 CSN DELAY, IPM OFF, MOBILE-ENABLED-FMT | Ea |  | 1 Year | 240 | 5% | 228
60894 | HID | 900NMNNEKEA0J9 | RDR, R10, ICLASS, SE E, LF OFF, HF STD/SIO/SEOS/MA, WIEG, PIG, BLK, LED RED, FLSH GRN, BZR ON, OPT TAMP, OPEN COLL, CSN 56-BIT MSB, IPM OFF, MOBILE-ENABLED-FMT | Ea |  | 1 Year | 240 | 5% | 228
60895 | HID | 900NMNNEKEA0K6 | RDR, R10, ICLASS, SE E, LF OFF, HF STD/SIO/SEOS/MIGR/MA, WIEG, PIG, BLK, LED AMBER, FLSH AMBER, BZR ON, OPT TAMP, OPEN COLL, CSN 56-BIT MSB, MIGR PFL EVP00000, IPM OFF, MOBILE-ENABLED-FMT | Ea |  | 1 Year | 240 | 5% | 228
60896 | HID | 900NMNNEKEA10Q | RDR, R10, ICLASS, SE E, LF OFF, HF STD/SIO/SEOS/MA, WIEG, PIG, BLK, STD-1, LED RED, FLSH OFF, BZR ON, CSN 37-BIT LSB, IPM OFF, MOBILE-ENABLED-FMT | Ea |  | 1 Year | 240 | 5% | 228
60897 | HID | 900NMNNEKEA115 | RDR, R10, ICLASS, SE E, LF OFF, HF STD/SIO/SEOS/MA, WIEG, PIG, BLK, STD-1, LED RED, FLSH GRN, BZR ON, OPT TAMP, OPEN COLL, CSN 34-BIT MSB, IPM OFF, MOBILE-ENABLED-FMT | Ea |  | 1 Year | 240 | 5% | 228
60898 | HID | 900NMNNEKEA129 | RDR, R10, ICLASS, SE E, LF OFF, HF STD/SIO/SEOS/MA/MIGR, WIEG, PIG, BLK, HF MIGR PFL EVP00000, IPM OFF, MOBILE-ENABLED-FMT | Ea |  | 1 Year | 300 | 5% | 285
60899 | HID | 900NMNNEKEA130 | RDR, R10, ICLASS, SE E, LF OFF, HF STD/SIO/SEOS/MA, WIEG, PIG, BLK, STD-1, LED RED, FLSH OFF, BZR ON, OPT TAMP, OPEN COLL, CSN 32-BIT MSB, IPM OFF, MOBILE-ENABLED-FMT | Ea |  | 1 Year | 240 | 5% | 228
60900 | HID | 900NMNNEKEA13J | RDR, R10, ICLASS, SE E, LF OFF, HF STD/SIO/SEOS/MA, WIEG, PIG, BLK, STD-1, LED RED, FLSH GRN, BZR ON, OPT TAMP, OPEN COLL, CSN 32-BIT MSB, I'M ALIVE 10SEC, IPM OFF, MOBILE-ENABLED-FMT | Ea |  | 1 Year | 240 | 5% | 228
60901 | HID | 900NMNNEKEA13M | RDR, R10, ICLASS, SE E, LF OFF, HF STD/SIO/SEOS/MA, WIEG, LED RED, FLSH GRN, BZR ON, OPT TAMP, OPEN COLL, CSN 32-BIT MSB, ISO14443B 32-BIT CSN, IPM OFF, MOBILE-ENABLED-FMT | Ea |  | 1 Year | 240 | 5% | 228
60902 | HID | 900NMNNEKEA13P | RDR, R10, ICLASS, SE E, CSTM, LF OFF, HF STD/SIO/SEOS/MA, WIEG, PIG, BLK, STD-1, LED RED, FLSH GRN, BZR OFF, OPT TAMP, OPEN COLL, CSN 32-BIT MSB, CSTM WIEG TIMING, IPM OFF, GROSVENOR, MOBILE-ENABLED-FMT | Ea |  | 1 Year | 240 | 5% | 228
60903 | HID | 900NMNNEKEA143 | RDR, R10, ICLASS, SE E, LF OFF, HF STD/SIO/SEOS/MA, WIEG, PIG, BLK, STD-1, LED BLUE, FLSH GRN, BZR ON, CSN 32-BIT LSB, IPM OFF, TAMPER OC, MOBILE-ENABLED-FMT | Ea |  | 1 Year | 240 | 5% | 228
60904 | HID | 900NMNNEKEA14C | RDR, R10, ICLASS, SE REV E, LF OFF, HF STD/MA, WIEGAND, PIG, BLK, STD 1 SECURITY, LED RED, FLASH GRN, BZR ON, IPM OFF, 32 BIT, MOBILE-ENABLED-FMT | Ea |  | 1 Year | 240 | 5% | 228
60905 | HID | 900NMNNEKEA14H | RDR, R10, ICLASS, SE E, LF OFF, HF STD/SIO/SEOS/MA, WIEG, PIG, BLK, STD-1, LED OFF, FLSH OFF, BZR ON, CSN 32-BIT MSB, IPM OFF, ISO14443B CSN ENABLED, MOBILE-ENABLED-FMT | Ea |  | 1 Year | 240 | 5% | 228
60906 | HID | 900NMNNEKEA14T | RDR, R10, ICLASS, SE E, LF OFF, HF STD/SIO/SEOS/MA/MIFSPR, WIEG, LED OFF, FLSH OFF, BZR OFF, OPT TAMP, OPEN COLL, CSN MIF SUPPR, IPM OFF, MOBILE-ENABLED-FMT | Ea |  | 1 Year | 240 | 5% | 228
60907 | HID | 900NMNNEKEA150 | RDR, R10, ICLASS, SE E, LF OFF, HF STD/SIO/SEOS/MA, WIEG, LED RED, FLSH GRN, BZR ON, OPT TAMP, OPEN COLL, ISO15693 CSN, ISO14443A CSN 32-BIT MSB, IPM OFF, MOBILE-ENABLED-FMT | Ea |  | 1 Year | 240 | 5% | 228
60908 | HID | 900NMNNEKEA15C | RDR, R10, ICLASS, SE E, LF OFF, HF STD/SIO/SEOS/MA, WIEG, PIG, BLK, STD-1, LED REDF, FLSH GRN, BZR ON, OPEN COLL, OTP TAMP, CSN 32-BIT MSB, IPM OFF, R8, MOBILE-ENABLED-FMT | Ea |  | 1 Year | 240 | 5% | 228
60909 | HID | 900NMNNEKEA15H | RDR, R10, ICLASS, SE E, LF OFF, HF STD/SIO/SEOS/MA, WIEG, PIG, BLK, STD-1, LED RED, FLSH GRN, BZR ON, OPT TAMP, OPEN COLL, CSN 32-BIT MSB, ISO14443B 32-BIT CSN, R10 PICO15693 MOD DEPTH 10%, IPM OFF, MOBILE-ENABLED-FMT | Ea |  | 1 Year | 240 | 5% | 228
60910 | HID | 900NMNNEKEA15Q | RDR, R10, ICLASS, SE, LF OFF, HF STD/SIO/SEOS/MA, WIEG, LED RED, FLSH GRN, BZR ON, OPT TAMP, OPEN COLL, CSN 32-BIT LSB, ISO14443B 32-BIT CSN, R10 PICO15693 MOD DEPTH 10%, IPM OFF, MOBILE-ENABLED-FMT | Ea |  | 1 Year | 240 | 5% | 228
60911 | HID | 900NMNNEKEA15Y | RDR, R10, ICLASS, SE E, LF OFF, HF STD/SIO/SEOS/MA, WIEG, PIG, BLK, STD-1, LED OFF, FLSH OFF, BZR OFF, OPT TAMP, OPEN COLL, CSN 40-BIT MSB, IPM OFF, MOBILE-ENABLED-FMT | Ea |  | 1 Year | 240 | 5% | 228
60912 | HID | 900NMNNEKEA166 | RDR, R10, ICLASS, SE E, LF OFF, HF CSTM/MA, MIFARE ONLY, PIG, BLK, STD-1, LED RED, FLSH GRN, BZR ON, OPT TAMP, OPN COLL, CSN 32-BIT MSB, IPM OFF, UART OFF, WEIG ON, MOBILE-ENABLED-FMT | Ea |  | 1 Year | 240 | 5% | 228
60913 | HID | 900NMNNEKMA001 | RDR, R10, ICLASS, SE E, LF OFF, HF STD/SIO/SEOS/MA, WIEG, PIG, BLK, LED RED, FLSH GRN, BZR ON, OPT TAMP, OPEN COLL, CSN 32-BIT MSB, IPM OFF, MOBILE-READY | Ea |  | 1 Year | 240 | 5% | 228
60914 | HID | 900NMNNEKMA001-110315 | RDR, R10, ICLASS, SE E, LF OFF, HF STD/SIO/SEOS/MA, WIEG, PIG, BLK, LED RED, FLSH GRN, BZR ON, OPT TAMP, OPEN COLL, CSN 32-BIT MSB, IPM OFF, MOBILE-READY, TOP-BOX LABEL, UPC: 639399012211 | Ea |  | 1 Year | 240 | 5% | 228
60915 | HID | 900NMNNEKMA00U | RDR, R10, ICLASS, SE E, LF OFF, HF SIO/SEOS/MA, WIEG, PIG, BLK, LED BLUE, FLSH GRN, BZR ON, OPT TAMP, OPEN COLL, CSN SURPPRESSED, IPM OFF, MOBILE-READY | Ea |  | 1 Year | 240 | 5% | 228
60916 | HID | 900NMNNEKMA022 | RDR, R10, ICLASS, SE E, LF OFF, HF LEG/SIO/SEOS/MA, WIEG, LED BLUE, FLSH GRN, BZR ON, OPT TAMP, OPEN COLL, CSN 32-BIT MSB, IPM OFF, DEMO STD/ICE0235/MOB0001/MOB0022 KEYS MOBILE ENABLED | Ea |  | 1 Year | 240 | 5% | 228
60917 | HID | 900NMNNEKMA022-MAD | RDR, R10, ICLASS, SE E, LF OFF, HF LEG/SIO/SEOS/MA, WIEG, PIG, BLK, LED BLUE, FLSH GRN, BZR ON, OPT TAMP, OPEN COLL, CSN 32-BIT MSB, IPM OFF, DEMO STD/ICE0235/MOB0001 KEYS, MOBILE-ENABLED, WITH MOBILE ADMIN CARD, TAP/TWIST N GO ENABLED | Ea |  | 1 Year | 240 | 5% | 228
60918 | HID | 900NMNNEKMA02Q | RDR, R10, ICLASS, SE E, LF OFF, HF STD/SIO/SEOS/MIFSPR/MA, WIEG, LED BLUE, FLSH GRN, BZR ON, CSN MIF SUPPR, IPM OFF, STD/MOB0035 KEYS, MOBILE ENABLED | Ea |  | 1 Year | 240 | 5% | 228
60919 | HID | 900NMNNEKMA04G | RDR, R10, ICLASS, SE E, LF OFF, HF ICLASS LEG & SIO/SEOS/MIFSPR/MA, WIEG, PIG, BLK, LED BLUE, FLSH GRN, BZR ON, OPT TAMP, OPEN COLL, CSN MIF SUPR,IPM OFF, MOBILE READY | Ea |  | 1 Year | 240 | 5% | 228
60920 | HID | 900NMNNEKMA04V | RDR, R10, ICLASS, SE E, LF OFF, HF STD/SIO/SEOS/MIFSPR/MA, WIEG, PIG, BLK, LED BLUE, FLSH GRN, BZR ON, OPT TAMP, OPEN COLL, CSN MIF SUPPR, IPM OFF, MOBILE-READY | Ea |  | 1 Year | 240 | 5% | 228
60921 | HID | 900NMNNEKMA050 | RDR,R10,ICLASS,SE E,LF OFF, HF STD/SIO/SEOS/MIGR/MA, WIEG, PIG, BLK, LED ON, FLSH ON, BZR ON,, OPT TAMP, OPEN COLL, CSN 56-BIT MSB, IPM OFF, UART OFF, WIEG ON, EVP00000, STD-1/MOB0044 KEYS, MOBILE-ENABLED | Ea |  | 1 Year | 300 | 5% | 285
60922 | HID | 900NMNNEKMA05A | RDR, R10, ICLASS, SE E, LF OFF, HF STD/SIO/SEOS/MA, WIEG, PIG, BLK, LED RED, FLSH GRN, BZR ON, OPT TAMP, OPEN COLL, CSN 32-BIT MSB, IPM OFF, STD-1/MOB0030 KEYS, MOBILE-ENABLED, SELESTA | Ea |  | 1 Year | 240 | 5% | 228
60923 | HID | 900NMNNEKMA05C | RDR, R10, ICLASS, SE E, LF OFF, HF SIO/SEOS/MA, WIEG, PIG, BLK, LED OFF, FLSH OFF, BZR ON, OPT TAMP, OPEN COLL, IPM OFF, ICE0218 KEYS, MOBILE-ENABLED | Ea |  | 1 Year | 240 | 5% | 228
60924 | HID | 900NMNNEKMA0A4 | RDR, R10, ICLASS, SE E, LF OFF, HF STD/SIO/SEOS/MA/MIGR, WIEG, PIG, BLK, LED BLUE, FLSH GRN, BZR ON, HF MIGR PFL EVP00000, CSN 32-BIT MSB, IPM OFF, MOBILE-READY | Ea |  | 1 Year | 300 | 5% | 285
60925 | HID | 900NMNNEKMA0A5 | RDR, R10, ICLASS, SE E, LF OFF, HF STD/SIO/SEOS/MIFSPR/MA, WIEG, PIG, BLK, LED BLUE, FLSH GRN, BZR ON, OPT TAMP, OPEN COLL, IPM OFF, STD1/MOB0061 KEYS, MOBILE ENABLED | Ea |  | 1 Year | 240 | 5% | 228
60926 | HID | 900NMNNEKMA0A9 | RDR, R10, ICLASS, SE E, LF OFF, HF STD/SIO/SEOS/MA/MIFSPR, WIEG, PIG, BLK, LED BLUE, FLSH GRN, BZR ON, OPT TAMP, OPEN COLL, CSN MIF SUPPR, PROX FSK ONLY, IPM OFF, MOBILE-READY | Ea |  | 1 Year | 240 | 5% | 228
60927 | HID | 900NMNNEKMA0AW | RDR, R10, ICLASS, SE E, LF OFF, HF SIO/SEOS/MIFSPR/MA, WIEG, PIG, BLK, LED BLUE, FLSH GRN, BZR ON, OPT TAMP, OPEN COLL, CSN MIF SUPPR, IPM OFF, STD2/MOB0131, MOBILE-ENABLED | Ea |  | 1 Year | 240 | 5% | 228
60928 | HID | 900NMNNEKMA0C1 | RDR, R10, ICLASS, SE E, LF OFF, HF STD/SIO/SEOS/MA, WIEG, PIG, BLK, LED OFF, FLSH OFF, BZR ON, OPT TAMP, OPEN COLL, CSN 32-BIT LSB, IPM OFF, MOBILE-READY | Ea |  | 1 Year | 240 | 5% | 228
60929 | HID | 900NMNNEKMA0C9 | RDR, R10, ICLASS, SE E, LF OFF, HF STD/SIO/SEOS/MIG/MA, WIEG, PIG, BLK, LED RED, FLSH GRN, BZR ON, OPT TAMP, OPEN COLL, CSN 32-BIT MSB, IPM OFF, MOBILE-READY | Ea |  | 1 Year | 300 | 5% | 285
60930 | HID | 900NMNNEKMA0CH | RDR, R10, ICLASS, SE E, LF OFF, HF STD/SIO/SEOS/MA, WIEG, PIG, BLK, LED BLUE, FLSH GRN, BZR ON, OPT TAMP, OPEN COLL, CSN 32-BIT MSB, IPM OFF, MOBILE-READY | Ea |  | 1 Year | 240 | 5% | 228
60931 | HID | 900NMNNEKMA0CU | RDR, R10, ICLASS, SE E, LF OFF, HF CST LEG/HID MIFARE APPLICATION/MF CSN SUPPR/MA, WIEG, PIG, BLK, LED RED, FLSH GRN, BZR ON, OPT TAMP, OPEN COLL, IPM OFF, MOBILE READY | Ea |  | 1 Year | 240 | 5% | 228
60932 | HID | 900NMNNEKMA0D3 | RDR, R10, ICLASS, SE E, LF OFF, HF STD/SIO/SEOS/MA, WIEG, PIG, BLK, LED OFF, FLSH OFF, BZR ON, OPT TAMP, OPEN COLL, IPM OFF, STD-1/MOB0495 KEYS, MOBILE-ENABLED, SPICA INTERNATIONAL | Ea |  | 1 Year | 240 | 5% | 228
60933 | HID | 900NMNNEKMA0E6 | RDR, R10, ICLASS, SE E, LF OFF, HF SEOS/MA, WIEG, PIG, BLK, LED RED, FLSH GRN, BZR ON, OPT TAMP, OPEN COLL, IPM OFF, ELITE SEOS ICE0838 KEY, MOBILE ENABLED MOB0035 KEYS | Ea |  | 1 Year | 240 | 5% | 228
60934 | HID | 900NMNNEKMA0FF | RDR, R10, ICLASS, LF OFF, HF SIO/SEOS/MA/HID MIFARE APP, WIEG, PIG, BLK, LED RED, FLSH GRN, BZR ON, OPT TAMP, OPEN COLL, VAR BIT OUTPUT PER SIO, CSN MIF SUPPR, IPM OFF, MOBILE-READY | Ea |  | 1 Year | 240 | 5% | 228
60935 | HID | 900NMNNEKMA0G4 | RDR, R10, ICLASS, SE E, LF OFF, HF STD/SIO/SEOS/MA, WIEG, PIG, BLK, LED RED, FLSH GRN, BZR OFF, OPT TAMP, OPEN COLL, CSN 32-BIT MSB, CSTM WIEG TIMING, IPM OFF, MOBILE-READY, GROSVENOR | Ea |  | 1 Year | 240 | 5% | 228
60936 | HID | 900NMNNEKMA0H0 | RDR, R10, ICLASS, SE E, LF OFF, HF STD/SIO/SEOS/MIGR/MA, WIEG, PIG, BLK, LED OFF, FLSH OFF, BZR ON, OPT TAMP, OPEN COLL, CSN 32-BIT MSB, HF MIGR PFL EVP00000, IPM OFF, MOBILE-READY | Ea |  | 1 Year | 300 | 5% | 285
60937 | HID | 900NMNNEKMA0HJ | RDR, R10, ICLASS, SE E, LF OFF, HF STD/SIO/SEOS/MA, WIEG, PIG, BLK, LED BLUE, FLSH GRN, BZR ON, CSN SUPPR, IPM OFF, STD/MOBA0MW + MOBA0U0 KEYS, MOBILE-ENABLED | Ea |  | 1 Year | 240 | 5% | 228
60938 | HID | 900NMNTEKEA001 | RDR, R10, ICLASS, SE E, LF OFF, HF STD/SIO/SEOS/MA, WIEG, TERM, BLK, LED RED, FLSH GRN, BZR ON, OPT TAMP, OPEN COLL, CSN 32-BIT MSB, IPM OFF, MOBILE-ENABLED-FMT | Ea |  | 1 Year | 240 | 5% | 228
60939 | HID | 900NMNTEKEA061 | RDR, R10, ICLASS, SE E, LF OFF, HF STD/SIO/SEOS/MA, WIEG, TERM, BLK, STD-1, LED RED, FLSH GRN, BZR ON, CSN 34-BIT MSB, IPM OFF, MOBILE-ENABLED-FMT | Ea |  | 1 Year | 240 | 5% | 228
60940 | HID | 900NMNTEKEA063 | RDR, R10, ICLASS, SE E, LF OFF, HF STD/SIO/SEOS/MA, WIEG, TERM, BLK, STD-1, LED RED, FLSH GRN, BZR ON, CSN 26-BIT (W/DEFAULT FC), IPM OFF, MOBILE-ENABLED-FMT | Ea |  | 1 Year | 240 | 5% | 228
60941 | HID | 900NMNTEKEA064 | RDR, R10, ICLASS, SE E, LF OFF, HF STD/SIO/SEOS/MA, WIEG, TERM, BLK, STD-1, LED OFF, FLSH OFF, BZR ON, CSN 32-BIT MSB, IPM OFF, MOBILE-ENABLED-FMT | Ea |  | 1 Year | 240 | 5% | 228
60942 | HID | 900NMNTEKEA06C | RDR, R10, ICLASS, SE E, LF OFF, HF STD/SIO/SEOS/MA, WIEG, TERM, BLK, STD-1, LED RED, FLSH GRN, BZR ON, OPT TAMP, OPEN COLL, CSN 32-BIT MSB, IPM OFF, MOBILE-ENABLED-FMT | Ea |  | 1 Year | 240 | 5% | 228
60943 | HID | 900NMNTEKEA06D | RDR, R10, ICLASS, SE E, LF OFF, HF STD/SIO/SEOS/MA, WIEG, TERM, BLK, STD-1, LED RED, FLSH GRN, BZR ON, CSN 40-BIT MSB, IPM OFF, MOBILE-ENABLED-FMT | Ea |  | 1 Year | 240 | 5% | 228
60944 | HID | 900NMNTEKEA06E | RDR, R10, ICLASS, SE E, LF OFF, HF STD/SIO/SEOS/MA, WIEG, TERM, BLK, STD-1, LED OFF, FLSH OFF, BZR OFF, CSN 32-BIT MSB, IPM OFF, MOBILE-ENABLED-FMT | Ea |  | 1 Year | 240 | 5% | 228
60945 | HID | 900NMNTEKEA06G | RDR, R10, ICLASS, SE E, LF OFF, HF STD/SIO/SEOS/MA, WIEG, TERM, BLK, STD-1, LED OFF, FLSH OFF, BZR OFF, CSN 34-BIT MSB, IPM OFF, MOBILE-ENABLED-FMT | Ea |  | 1 Year | 240 | 5% | 228
60946 | HID | 900NMNTEKEA06K | RDR, R10, ICLASS, SE E, LF OFF, HF STD/SIO/SEOS/MA, WIEG, TERM, BLK, STD-1, LED RED, FLSH OFF, BZR ON, CSN 26-BIT (W/DEFAULT FC), IPM OFF, MOBILE-ENABLED-FMT | Ea |  | 1 Year | 240 | 5% | 228
60947 | HID | 900NMNTEKEA06Q | RDR, R10, ICLASS, SE E, LF OFF, HF STD/SIO/SEOS/MA, WIEG, TERM, BLK, STD-1, LED RED, FLSH OFF, BZR ON, CSN 32-BIT MSB, IPM OFF, MOBILE-ENABLED-FMT | Ea |  | 1 Year | 240 | 5% | 228
60948 | HID | 900NMNTEKEA06V | RDR, R10, ICLASS, SE E, LF OFF, HF STD/SIO/SEOS/MA, WIEG, TERM, BLK, STD-1, LED RED, FLSH GRN, BZR ON, CSN 37-BIT LSB, IPM OFF, MOBILE-ENABLED-FMT | Ea |  | 1 Year | 240 | 5% | 228
60949 | HID | 900NMNTEKEA07A | RDR, R10, ICLASS, SE E, LF OFF, HF STD/SIO/SEOS/MA, WIEG, TERM, BLK, STD-1, LED OFF, FLSH GRN, BZR ON, CSN 26-BIT (W/DEFAULT FC), IPM OFF, MOBILE-ENABLED-FMT | Ea |  | 1 Year | 240 | 5% | 228
60950 | HID | 900NMNTEKEA07H | RDR, R10, ICLASS, SE E, LF OFF, HF STD/SIO/SEOS/MA/MIFSPR, WIEG, TERM, BLK, LED RED, FLSH GRN, BZR ON, CSN MIF SUPPR, IPM OFF, MOBILE-ENABLED-FMT | Ea |  | 1 Year | 240 | 5% | 228
60951 | HID | 900NMNTEKEA07N | RDR, R10, ICLASS, SE E, LF OFF, HF STD/SIO/SEOS/MA, WIEG, TERM, BLK, STD-1, LED OFF, FLSH OFF, BZR ON, OPT TAMP, OPEN COLL, CSN 32-BIT MSB, IPM OFF, MOBILE-ENABLED-FMT | Ea |  | 1 Year | 240 | 5% | 228
60952 | HID | 900NMNTEKEA07R | RDR, R10, ICLASS, SE E, LF OFF, HF STD/SIO/SEOS/MA/MIFSPR, WIEG, TERM, BLK, STD-1, LED OFF, FLSH OFF, BZR ON, OPT TAMP, OPEN COLL, CSN MIF SUPPR, IPM OFF, MOBILE-ENABLED-FMT | Ea |  | 1 Year | 240 | 5% | 228
60953 | HID | 900NMNTEKEA07T | RDR, R10, ICLASS, SE E, LF OFF, HF STD/SIO/SEOS/MA, WIEG, TERM, BLK, STD-1, LED RED, FLSH OFF, BZR ON, OPT TAMP, OPEN COLL, CSN 26-BIT (W/DEFAULT FC), IPM OFF, MOBILE-ENABLED-FMT | Ea |  | 1 Year | 240 | 5% | 228
60954 | HID | 900NMNTEKEA07U | RDR, R10, ICLASS, SE E, LF OFF, HF STD/SIO/SEOS/MA, WIEG, TERM, BLK, STD-1, LED OFF, FLSH OFF, BZR OFF, CSN 26-BIT (W/DEFAULT FC), IPM OFF, MOBILE-ENABLED-FMT | Ea |  | 1 Year | 240 | 5% | 228
60955 | HID | 900NMNTEKEA08C | RDR, R10, ICLASS, SE E, LF OFF, HF STD/SIO/SEOS/MA, WIEG, TERM, BLK, STD-1, LED RED, FLSH GRN, BZR ON, CSN 56-BIT LSB, IPM OFF, MOBILE-ENABLED-FMT | Ea |  | 1 Year | 240 | 5% | 228
60956 | HID | 900NMNTEKEA08J | RDR, R10, ICLASS, SE E, LF OFF, HF STD/SIO/SEOS/MA, WIEG, TERM, BLK, STD-1, LED OFF, FLSH OFF, BZR ON, CSN 26-BIT (W/DEFAULT FC), IPM OFF, MOBILE-ENABLED-FMT | Ea |  | 1 Year | 240 | 5% | 228
60957 | HID | 900NMNTEKEA08X | RDR, R10, ICLASS, SE E, LF OFF, HF STD/SIO/SEOS/MA, WIEG, TERM, BLK, STD-1, LED OFF, FLSH GRN, BZR ON, CSN 32-BIT MSB, IPM OFF, MOBILE-ENABLED-FMT | Ea |  | 1 Year | 240 | 5% | 228
60958 | HID | 900NMNTEKEA09N | RDR, R10, ICLASS, SE E, LF OFF, HF STD/SIO/SEOS/MA, WIEG, TERM, BLK, STD-1, LED OFF, FLSH OFF, BZR ON, OPT TAMP, OPEN COLL, CSN 34-BIT MSB, IPM OFF, MOBILE-ENABLED-FMT | Ea |  | 1 Year | 240 | 5% | 228
60959 | HID | 900NMNTEKEA0C9 | RDR, R10, ICLASS, SE E, LF OFF, HF STD/SIO/SEOS/MIG/MA, WIEG, TERM, BLK, STD-1, LED RED, FLSH GRN, BZR ON, OPT TAMP, OPEN COLL, CSN 32-BIT MSB, IPM OFF, MOBILE-ENABLED-FMT | Ea |  | 1 Year | 300 | 5% | 285
60960 | HID | 900NMNTEKEA0CH | RDR, R10, ICLASS, SE E, LF OFF, HF STD/SIO/SEOS/MA, WIEG, TERM, BLK, LED BLUE, FLSH GRN, BZR ON, OPT TAMP, OPEN COLL, CSN 32-BIT MSB, IPM OFF, MOBILE-ENABLED-FMT | Ea |  | 1 Year | 240 | 5% | 228
60961 | HID | 900NMNTEKEA0ET | RDR, R10, ICLASS, SE E, LF OFF, HF SIO/SEOS/MA, WIEG, TERM, BLK, STD-1, LED RED, FLSH GRN, BZR ON, OPT TAMP, OPEN COLL, CSN RAW, IPM OFF, MOBILE-ENABLED-FMT | Ea |  | 1 Year | 240 | 5% | 228
60962 | HID | 900NMNTEKEA0J9 | RDR, R10, ICLASS, SE E, LF OFF, HF STD/SIO/SEOS/MA, WIEG, TERM, BLK, LED RED, FLSH GRN, BZR ON, OPT TAMP, OPEN COLL, CSN 56-BIT MSB, IPM OFF, MOBILE-ENABLED-FMT | Ea |  | 1 Year | 240 | 5% | 228
60963 | HID | 900NMNTEKEA0K6 | RDR, R10, ICLASS, SE E, LF OFF, HF STD/SIO/SEOS/MIGR/MA, WIEG, TERM, BLK, LED AMBER, FLSH AMBER, BZR ON, OPT TAMP, OPEN COLL, CSN 56-BIT MSB, MIGR PFL EVP00000, IPM OFF, MOBILE-ENABLED-FMT | Ea |  | 1 Year | 240 | 5% | 228
60964 | HID | 900NMNTEKEA10P | RDR, R10, ICLASS, SE E, LF OFF, HF STD/SIO/SEOS/MA, WIEG, TERM, BLK, STD-1, LED OFF, FLSH GRN, BZR OFF, CSN 26-BIT (W/DEFAULT FC), IPM OFF, MOBILE-ENABLED-FMT | Ea |  | 1 Year | 240 | 5% | 228
60965 | HID | 900NMNTEKEA10Q | RDR, R10, ICLASS, SE E, LF OFF, HF STD/SIO/SEOS/MA, WIEG, TERM, BLK, STD-1, LED RED, FLSH OFF, BZR ON, CSN 37-BIT LSB, IPM OFF, MOBILE-ENABLED-FMT | Ea |  | 1 Year | 240 | 5% | 228
60966 | HID | 900NMNTEKEA129 | RDR, R10, ICLASS, SE E, LF OFF, HF STD/SIO/SEOS/MA/MIGR, WIEG, TERM, BLK, HF MIGR PFL EVP00000, IPM OFF, MOBILE-ENABLED-FMT | Ea |  | 1 Year | 300 | 5% | 285
60967 | HID | 900NMNTEKEA13P | RDR, R10, ICLASS, SE E, CSTM, LF OFF, HF STD/SIO/SEOS/MA, WIEG, TERM, BLK, STD-1, LED RED, FLSH GRN, BZR OFF, OPT TAMP, OPEN COLL, CSN 32-BIT MSB, CSTM WIEG TIMING, IPM OFF, GROSVENOR, MOBILE-ENABLED-FMT | Ea |  | 1 Year | 240 | 5% | 228
60968 | HID | 900NMNTEKMA001 | RDR, R10, ICLASS, SE E, LF OFF, HF STD/SIO/SEOS/MA, WIEG, TERM, BLK, LED RED, FLSH GRN, BZR ON, OPT TAMP, OPEN COLL, CSN 32-BIT MSB, IPM OFF, MOBILE-READY | Ea |  | 1 Year | 240 | 5% | 228
60969 | HID | 900NMNTEKMA022 | RDR, R10, ICLASS, SE E, LF OFF, HF LEG/SIO/SEOS/MA, WIEG, LED BLUE, FLSH GRN, BZR ON, OPT TAMP, OPEN COLL, CSN 32-BIT MSB, IPM OFF, DEMO STD/ICE0235/MOB0001/MOB0022 KEYS MOBILE ENABLED | Ea |  | 1 Year | 240 | 5% | 228
60970 | HID | 900NMNTEKMA022-MAD | RDR, R10, ICLASS, SE E, LF OFF, HF LEG/SIO/SEOS/MA, WIEG, TERM, BLK, LED BLUE, FLSH GRN, BZR ON, OPT TAMP, OPEN COLL, CSN 32-BIT MSB, IPM OFF, DEMO STD/ICE0235/MOB0001 KEYS, MOBILE-ENABLED, WITH MOBILE ADMIN CARD, TAP/TWIST N GO ENABLED | Ea |  | 1 Year | 240 | 5% | 228
60971 | HID | 900NMNTEKMA050 | RDR,R10,ICLASS,SE E,LF OFF, HF STD/SIO/SEOS/MIGR/MA, WIEG, TERM,BLK, LED ON, FLSH ON, BZR ON,, OPT TAMP, OPEN COLL, CSN 56-BIT MSB, IPM OFF, UART OFF, WIEG ON, EVP00000, STD-1/MOB0044 KEYS, MOBILE-ENABLED | Ea |  | 1 Year | 300 | 5% | 285
60972 | HID | 900NMNTEKMA0A9 | RDR, R10, ICLASS, SE E, LF OFF, HF STD/SIO/SEOS/MA/MIFSPR, WIEG, TERM, BLK, LED BLUE, FLSH GRN, BZR ON, OPT TAMP, OPEN COLL, CSN MIF SUPPR, PROX FSK ONLY, IPM OFF, MOBILE-READY | Ea |  | 1 Year | 240 | 5% | 228
60973 | HID | 900NMNTEKMA0AY | RDR, R10, ICLASS, SE E, LF OFF, HF STD/SIO/SEOS/MIFSPR/MIG/MA, WIEG, TERM, BLK, STD-1, LED RED, FLSH GRN, BZR ON, CSN MIF SUPPR, HF MIGR READY, IPM OFF, MOBILE-READY | Ea |  | 1 Year | 300 | 5% | 285
60974 | HID | 900NMNTEKMA0C9 | RDR, R10, ICLASS, SE E, LF OFF, HF STD/SIO/SEOS/MIG/MA, WIEG, TERM, BLK, STD-1, LED RED, FLSH GRN, BZR ON, OPT TAMP, OPEN COLL, CSN 32-BIT MSB, IPM OFF, MOBILE-READY | Ea |  | 1 Year | 300 | 5% | 285
60975 | HID | 900NMNTEKMA0CH | RDR, R10, ICLASS, SE E, LF OFF, HF STD/SIO/SEOS/MA, WIEG, TERM, BLK, LED BLUE, FLSH GRN, BZR ON, OPT TAMP, OPEN COLL, CSN 32-BIT MSB, IPM OFF, MOBILE-READY | Ea |  | 1 Year | 240 | 5% | 228
60976 | HID | 900NMNTEKMA0FC | RDR, R10, ICLASS, SE E, LF OFF, HF STD/SIO/SEOS/MA, WIEG, TERM, BLK, LED BLUE, FLSH GRN, BZR ON, OPT TAMP, OPEN COLL, CSN 32-BIT MSB, IPM OFF, STD/ICE0869/MOB1418 KEYS, MOBILE ENABLED | Ea |  | 1 Year | 240 | 5% | 228
60977 | HID | 900NMNTEKMA0G4 | RDR, R10, ICLASS, SE E, LF OFF, HF STD/SIO/SEOS/MA, WIEG, TERM, BLK, LED RED, FLSH GRN, BZR OFF, OPT TAMP, OPEN COLL, CSN 32-BIT MSB, CSTM WIEG TIMING, IPM OFF, MOBILE-READY, GROSVENOR | Ea |  | 1 Year | 240 | 5% | 228
60978 | HID | 900NMNTEKMA0H0 | RDR, R10, ICLASS, SE E, LF OFF, HF STD/SIO/SEOS/MIGR/MA, WIEG, TERM, BLK, LED OFF, FLSH OFF, BZR ON, OPT TAMP, OPEN COLL, CSN 32-BIT MSB, HF MIGR PFL EVP00000, IPM OFF, MOBILE-READY | Ea |  | 1 Year | 300 | 5% | 285
60979 | HID | 900NMNTEKMA-MASTER | RDR, R10, ICLASS, SE E, LF OFF, HF STD/SIO/SEOS/MA, WIEG, TERM, BLK, XXXX | Ea |  | 1 Year | 240 | 5% | 228
60980 | HID | 900NMPNEKEA005 | RDR, R10, ICLASS, SE E, LF OFF, HF STD/SIO/SEOS/MA, OSDP, PIG, BLK, A/V OFF, OPT TAMP, OPEN COLL, CSN 32-BIT LSB, EM4102 32-BIT, IPM OFF, MOBILE-ENABLED-FMT | Ea |  | 1 Year | 240 | 5% | 228
60981 | HID | 900NMPNEKEA00D | RDR, R10, ICLASS, SE E, LF OFF, HF STD/SIO/SEOS/MIG/MA, 485HDX, PIG, BLK, A/V OFF, OSDP V1, OPT TAMP, OPEN COLL, OSDP TAMP ENBLD, TEST KEY, POLL=75MS, CSN SUPPR, HF MIGR PFL EVP00000, IPM OFF, MOBILE-ENABLED-FMT | Ea |  | 1 Year | 240 | 5% | 228
60982 | HID | 900NMPNEKEA083 | RDR, R10, ICLASS, SE E, LF OFF, HF STD/SIO/SEOS/MA, 485HDX, PIG, BLK, STD-1, OSDP V1, A/V OFF, OPEN COLL, OSDP TAMP ENBLD, TEST KEYS, POLL=75MS, CSN 32-BIT MSB, IPM OFF, UART OFF, WIEG OFF, MOBILE-ENABLED-FMT | Ea |  | 1 Year | 240 | 5% | 228
60983 | HID | 900NMPNEKEA09E | RDR, R10, ICLASS, SE E, LF OFF, HF STD/SIO/SEOS/MA, 485HDX, PIG, BLK, STD-1, A/V OFF, OSDP V1, OPN COL, OSDP TAMP ENBLD, TEST KEY, POLL=75MS, CSN 32-BIT MSB, IPM OFF, UART OFF, WIEG OFF, MOBILE-ENABLED-FMT | Ea |  | 1 Year | 240 | 5% | 228
60984 | HID | 900NMPNEKEA0DL | RDR, R10, ICLASS, SE E, LF OFF, HF STD/SIO/SEOS/MIG/MA, 485HDX, PIG, BLK, A/V OFF, OSDP V1, OPT TAMP, OPEN COLL, OSDP TAMP ENBLD, TEST KEY, POLL=75MS, CSN 32-BIT MSB, HF MIGR PFL EVP00000, IPM OFF, MOBILE-ENABLED-FMT | Ea |  | 1 Year | 300 | 5% | 285
60985 | HID | 900NMPNEKEA0EW | RDR, R10, ICLASS, SE E, LF OFF, HF STD/SIO/SEOS/MA, 485HDX, PIG, BLK, STD-1, A/V OFF, OSDP V2, SECURE MODE OFF, OSDP TAMP ENBLD, TEST KEYS, POLL=75MS, BAUD RATE 115.2K, CSN 32-BIT MSB, IPM OFF, APB 250MS, MOBILE-ENABLED-FMT | Ea |  | 1 Year | 240 | 5% | 228
60986 | HID | 900NMPNEKMA005 | RDR, R10, ICLASS, SE E, LF OFF, HF STD/SIO/SEOS/MA, OSDP, PIG, BLK, A/V OFF, OPT TAMP, OPEN COLL, CSN 32-BIT MSB, EM4102 32-BIT, IPM OFF, MOBILE-READY | Ea |  | 1 Year | 240 | 5% | 228
60987 | HID | 900NMPNEKMA00D | RDR, R10, ICLASS, SE E, LF OFF, HF STD/SIO/SEOS/MIG/MA, 485HDX, PIG, BLK, A/V OFF, OSDP V1, OPT TAMP, OPEN COLL, OSDP TAMP ENBLD, TEST KEY, POLL=75MS, CSN SUPPR, HF MIGR PFL EVP00000, IPM OFF, MOBILE-READY | Ea |  | 1 Year | 240 | 5% | 228
60988 | HID | 900NMPNEKMA0BP | RDR, R10, ICLASS, SE E, LF OFF, HF STD/SIO/SEOS/MA, 485HDX, PIG, BLK, A/V OFF, OSDP V2, OPT TAMP, OPEN COLL, OSDP TAMP ENBLD, TEST KEY, POLL=50MS, CSN 32-BIT MSB, EM4102 32-BIT, KPF, ASCII, BFFRD 1 KEY, IPM OFF, MOBILE-READY | Ea |  | 1 Year | 240 | 5% | 228
60989 | HID | 900NMPNEKMA0DL | RDR, R10, ICLASS, SE E, LF OFF, HF STD/SIO/SEOS/MIG/MA, 485HDX, PIG, BLK, A/V OFF, OSDP V1, OPT TAMP, OPEN COLL, OSDP TAMP ENBLD, TEST KEY, POLL=75MS, CSN 32-BIT MSB, HF MIGR PFL EVP00000, IPM OFF, MOBILE-READY | Ea |  | 1 Year | 300 | 5% | 285
60990 | HID | 900NMPNEKMA0H4 | RDR, R10, ICLASS, SE E, LF OFF, HF STD/SIO/SEOS/MIGR/MA, 485HDX, PIG, BLK, OSDP V2, A/V OFF, OPT TAMP, OPEN COLL, OPT TAMP, CSN 32-BIT MSB, HF MIGR PFL EVP00000, IPM OFF, MOBILE-READY | Ea |  | 1 Year | 300 | 5% | 285
60991 | HID | 900NMPNEKMA0HA | RDR, R10, ICLASS, SE E, LF OFF, HF CST LEG/HID MIFARE APP/MA, 485HDX, PIG, BLK, A/V OFF, OSDP V1, OPT TAMP, OPEN COLL, OSDP TAMP ENBLD, CSN SUPPR, IPM OFF, MOBILE READY | Ea |  | 1 Year | 240 | 5% | 228
60992 | HID | 900NMPNEKMA0J0 | RDR, R10, ICLASS, SE E, LF OFF, HF STD/SIO/SEOS/MA, 485HDX, PIG, BLK, A/V OFF, OSDP V2, OPT TAMP, OPEN COLL, OSDP TAMP ENBLD, CSN SUPPR, IPM OFF, MOBILE-READY, ANSSI | Ea |  | 1 Year | 226 | 5% | 214.7
60993 | HID | 900NMPNEKMA-MASTER | RDR, R10, ICLASS, SE E, LF OFF, HF STD/SIO/SEOS/MA, 485HDX, PIG, BLK, XXXX | Ea |  | 1 Year | 240 | 5% | 228
60994 | HID | 900NMPTEKEA005 | RDR, R10, ICLASS, SE E, LF OFF, HF STD/SIO/SEOS/MA, OSDP, TERM, BLK, A/V OFF, OPT TAMP, OPEN COLL, CSN 32-BIT LSB, IPM OFF, MOBILE-ENABLED-FMT | Ea |  | 1 Year | 240 | 5% | 228
60995 | HID | 900NMPTEKEA00D | RDR, R10, ICLASS, SE E, LF OFF, HF STD/SIO/SEOS/MIG/MA, 485HDX, TERM, BLK, A/V OFF, OSDP V1, OPT TAMP, OPEN COLL, OSDP TAMP ENBLD, TEST KEY, POLL=75MS, CSN SUPPR, HF MIGR PFL EVP00000, IPM OFF, MOBILE-ENABLED-FMT | Ea |  | 1 Year | 240 | 5% | 228
60996 | HID | 900NMPTEKEA09E | RDR, R10, ICLASS, SE E, LF OFF, HF STD/SIO/SEOS/MA, 485HDX, TERM, BLK, STD-1, A/V OFF, OSDP V1, OPN COL, OSDP TAMP ENBLD, TEST KEY, POLL=75MS, CSN 32-BIT MSB, IPM OFF, UART OFF, WIEG OFF, MOBILE-ENABLED-FMT | Ea |  | 1 Year | 240 | 5% | 228
60997 | HID | 900NMPTEKEA0DL | RDR, R10, ICLASS, SE E, LF OFF, HF STD/SIO/SEOS/MIG/MA, 485HDX, TERM, BLK, A/V OFF, OSDP V1, OPT TAMP, OPEN COLL, OSDP TAMP ENBLD, TEST KEY, POLL=75MS, CSN 32-BIT MSB, HF MIGR PFL EVP00000, IPM OFF, MOBILE-ENABLED-FMT | Ea |  | 1 Year | 300 | 5% | 285
60998 | HID | 900NMPTEKEA0EW | RDR, R10, ICLASS, SE E, LF OFF, HF STD/SIO/SEOS/MA, 485HDX, TERM, BLK, STD-1, A/V OFF, OSDP V2, SECURE MODE OFF, OSDP TAMP ENBLD, TEST KEYS, POLL=75MS, BAUD RATE 115.2K, CSN 32-BIT MSB, IPM OFF, APB 250MS, MOBILE-ENABLED-FMT | Ea |  | 1 Year | 240 | 5% | 228
60999 | HID | 900NMPTEKMA005 | RDR, R10, ICLASS, SE E, LF OFF, HF STD/SIO/SEOS/MA, OSDP, TERM, BLK, A/V OFF, OPT TAMP, OPEN COLL, CSN 32-BIT MSB, EM4102 32-BIT, IPM OFF, MOBILE-READY | Ea |  | 1 Year | 240 | 5% | 228
61000 | HID | 900NMPTEKMA00D | RDR, R10, ICLASS, SE E, LF OFF, HF STD/SIO/SEOS/MIG/MA, 485HDX, TERM, BLK, A/V OFF, OSDP V1, OPT TAMP, OPEN COLL, OSDP TAMP ENBLD, TEST KEY, POLL=75MS, CSN SUPPR, HF MIGR PFL EVP00000, IPM OFF, MOBILE-READY | Ea |  | 1 Year | 240 | 5% | 228
61001 | HID | 900NMPTEKMA04X | RDR, R10, ICLASS, SE E, LF OFF, HF SIO/SEOS, 485HDX, TERM, BLK, ELITE, A/V OFF, OSDP V2, OPN COL, OSDP TAMP ENBLD, TEST KEY, POLL=75MS, VAR BIT OUTPUT PER SIO, IPM OFF, UART OFF, WIEG OFF, MOBILE-READY | Ea |  | 1 Year | 240 | 5% | 228
61002 | HID | 900NMPTEKMA062 | RDR, R10, ICLASS, SE E, LF OFF, HF ICLASS SIO/SEOS/MA, OSDP V2, TERM, BLK, A/V OFF, OPT TAMP, OPEN COLL, OSDP TAMP, TEST KEYS, CSN SUPPR, IPM OFF, UART OFF | Ea |  | 1 Year | 240 | 5% | 228
61003 | HID | 900NMPTEKMA0BK | RDR, R10,ICLASS,SE E,LF OFF,HF STD/SIO/SEOS/MIFSPR/MIG/MA, 485HDX,TERM, BLK, A/V OFF, OSDP V1,OPT TAMP, OC, OSDP TAMP ENBLD,TEST KEYS,POLL=75MS,CSN 56-BIT MSB,HF MIGR PFL EVP00000,IPM OFF, MOBILE READY | Ea |  | 1 Year | 300 | 5% | 285
61004 | HID | 900NMPTEKMA0CM | RDR, R10, ICLASS, SE E, LF OFF, HF STD/SIO/SEOS/MA, 485HDX, TERM, BLK, A/V OFF, OSDP V2, OPT TAMP, OPEN COLL, OSDP TAMP ENBLD, TEST KEY, POLL=50MS, BAUD RATE 115200, CSN 32-BIT MSB, IPM OFF, MOBILE-READY | Ea |  | 1 Year | 240 | 5% | 228
61005 | HID | 900NMPTEKMA0DL | RDR, R10, ICLASS, SE E, LF OFF, HF STD/SIO/SEOS/MIG/MA, 485HDX, TERM, BLK, A/V OFF, OSDP V1, OPT TAMP, OPEN COLL, OSDP TAMP ENBLD, TEST KEY, POLL=75MS, CSN 32-BIT MSB, HF MIGR PFL EVP00000, IPM OFF, MOBILE-READY | Ea |  | 1 Year | 300 | 5% | 285
61006 | HID | 900NMPTEKMA0FU | RDR, R10, ICLASS, LF OFF, HF STD/SIO/SEOS/MIGR/MA, 485HDX, TERM, BLK, STD-1, A/V OFF, OSDP V2, OPT TAMP, OPEN COLL, CSN SUPPR, HF MIGR PFL EVP00000, IPM OFF, MOBILE-READY | Ea |  | 1 Year | 300 | 5% | 285
61007 | HID | 900NMPTEKMA0H4 | RDR, R10, ICLASS, SE E, LF OFF, HF STD/SIO/SEOS/MIGR/MA, 485HDX, TERM, BLK, OSDP V2, A/V OFF, OPT TAMP, OPEN COLL, OPT TAMP, CSN 32-BIT MSB, HF MIGR PFL EVP00000, IPM OFF, MOBILE-READY | Ea |  | 1 Year | 300 | 5% | 285
61008 | HID | 900NMPTEKMA0HU | RDR,R10,ICLASS,SE E,LF OFF, HF STD/SIO/SEOS/MIGR/MA, 485HDX, TERM, BLK, A/V OFF, OSDP V2, OPT TAMP, OPEN COLL, OSDP TAMP ENBLD, CSN 56-BIT MSB, IPM OFF, UART OFF, WIEG OFF, EVP00000, STD-1/MOB0044 KEYS, MOBILE-ENABLED | Ea |  | 1 Year | 300 | 5% | 285
61009 | HID | 900NMPTEKMA0J0 | RDR, R10, ICLASS, SE E, LF OFF, HF STD/SIO/SEOS/MA, 485HDX, TERM, BLK, A/V OFF, OSDP V2, OPT TAMP, OPEN COLL, OSDP TAMP ENBLD, CSN SUPPR, IPM OFF, MOBILE-READY, ANSSI | Ea |  | 1 Year | 240 | 5% | 228
61010 | HID | 900NMPTEKMA-MASTER | RDR, R10, ICLASS, SE E, LF OFF, HF STD/SIO/SEOS/MA, 485HDX, TERM, BLK, XXXX | Ea |  | 1 Year | 240 | 5% | 228
61011 | HID | 900NNNNEK2004E | RDR, R10, ICLASS, SE E, LF OFF, HF SIO/SEOS, WIEG, PIG, BLK, STD-2, LED RED, FLSH GRN, BZR ON, OPT TAMP, OPEN COLL, CSN SURPPRESSED, IPM OFF | Ea |  | 1 Year | 155 | 5% | 147.25
61012 | HID | 900NNNNEK200FQ | RDR, R10, ICLASS, LF OFF, HF SIO/SEOS/MIFSPR/HID MIFARE APP, WIEG, PIG, BLK, STD-2, LED RED, FLSH GRN, BZR ON, OPT TAMP, OPEN COLL, VAR BIT OUTPUT PER SIO, CSN MIF SUPPR, IPM OFF | Ea |  | 1 Year | 155 | 5% | 147.25
61013 | HID | 900NNNNEK2037P | RDR, R10, ICLASS, SE E, LF OFF, HF SIO/SEOS, WIEG, PIG, BLK, STD-2, LED RED, FLSH GRN, BZR ON, VAR BIT OUTPUT PER SIO, IPM OFF | Ea |  | 1 Year | 155 | 5% | 147.25
61014 | HID | 900NNNNEK2037P-IR | RDR, R10, ICLASS, SE E, LF OFF, HF SIO/SEOS, WIEG, PIG, BLK, STD-2, LED RED, FLSH GRN, BZR ON, VAR BIT OUTPUT PER SIO, IPM OFF, INNER RANGE | Ea |  | 1 Year | 155 | 5% | 147.25
61015 | HID | 900NNNNEK2038N | RDR, R10, ICLASS, SE E, LF OFF, HF SIO/SEOS, WIEG, PIG, BLK, STD-2, LED RED, FLSH GRN, BZR OFF, OPT TAMP, OPEN COLL, IPM OFF | Ea |  | 1 Year | 155 | 5% | 147.25
61016 | HID | 900NNNNEK2045A | RDR, R10, ICLASS, SE E, LF OFF, HF SIO, CUSTOM SETTINGS, CUST PRIORITY, WIEG, PIG, BLK, STD-2, LED OFF, FLSH OFF, BZR ON, OPT TAMP, OPEN COLL, EM4102 32-BIT, IPM OFF | Ea |  | 1 Year | 155 | 5% | 147.25
61017 | HID | 900NNNNEK2048G | RDR, R10, ICLASS, SE E, LF OFF, HF SIO/SEOS, WIEG, PIG, BLK, STD-2, LED ON, FLSH ON, BZR ON, OPT TAMP, OPEN COLL, IPM OFF, UK POLICE | Ea |  | 1 Year | 155 | 5% | 147.25
61018 | HID | 900NNNNEK2058C | RDR, R10, ICLASS, SE E, LF OFF, HF SIO/SEOS, WIEG, PIG, BLK, STD-2, LED RED, FLSH GRN, BZR ON, OPT TAMP, OPEN COLL, CSN 32-BIT MSB, IPM OFF, APB DISABLED | Ea |  | 1 Year | 155 | 5% | 147.25
61019 | HID | 900NNNNEKE00NH | RDR, R10, ICLASS, SE E, LF OFF, HF ICLASS SIO/SEOS/MIFSPR, WIEG, PIG, BLK, ELITE, LED RED, FLSH GRN, BZR ON, CSN MIF SUPPR, IPM OFF | Ea |  | 1 Year | 155 | 5% | 147.25
61020 | HID | 900NNNNEKE00TP | RDR, R10, ICLASS, SE E, LF OFF, HF SIO/SEOS, WIEG, PIG, BLK, LED BLUE, FLSH GRN, BZR ON, OPT TAMP, OPEN COLL, CSN SUPPR, IPM OFF, STD-2/SEOS ICE0695 KEYS | Ea |  | 1 Year | 155 | 5% | 147.25
61021 | HID | 900NNNNEKE037P | RDR, R10, ICLASS, SE E, LF OFF, HF SIO/SEOS, WIEG, PIG, BLK, ELITE KEYS, LED RED, FLSH GRN, BZR ON, VAR BIT OUTPUT PER SIO, IPM OFF | Ea |  | 1 Year | 155 | 5% | 147.25
61022 | HID | 900NNNNEKE039G | RDR, R10, ICLASS, SE E, LF OFF, HF SIO/SEOS, WIEG, PIG, BLK, ELITE, LED OFF, FLSH OFF, BZR ON, OPT TAMP, OPEN COLL, IPM OFF | Ea |  | 1 Year | 155 | 5% | 147.25
61023 | HID | 900NNNTEK2037P | RDR, R10, ICLASS, SE E, LF OFF, HF SIO/SEOS, WIEG, TERM, BLK, STD-2, LED RED, FLSH GRN, BZR ON, VAR BIT OUTPUT PER SIO, IPM OFF | Ea |  | 1 Year | 155 | 5% | 147.25
61024 | HID | 900NNNTEK2038N | RDR, R10, ICLASS, SE E, LF OFF, HF SIO/SEOS, WIEG, TERM, BLK, STD-2, LED RED, FLSH GRN, BZR OFF, OPT TAMP, OPEN COLL, IPM OFF | Ea |  | 1 Year | 155 | 5% | 147.25
61025 | HID | 900NNNTEK2039G | RDR, R10, ICLASS, SE E, LF OFF, HF SIO/SEOS, WIEG, TERM, BLK, STD-2, LED OFF, FLSH OFF, BZR ON, OPT TAMP, OPEN COLL, IPM OFF | Ea |  | 1 Year | 155 | 5% | 147.25
61026 | HID | 900NNNTEK2047C | RDR, R10, ICLASS, LF OFF, HF SIO/SEOS/MIGR, CSTM HID MIFARE + HID MIFARE KEY, WIEG, LED RED, FLSH GRN, BZR ON, OPT TAMP, OPEN COLL, VAR BIT OUTPUT PER SIO, CSN 32-BIT MSB, IPM OFF | Ea |  | 1 Year | 155 | 5% | 147.25
61027 | HID | 900NNNTEK2048G | RDR, R10, ICLASS, SE E, LF OFF, HF SIO/SEOS, WIEG, TERM, BLK, STD-2, LED ON, FLSH ON, BZR ON, OPT TAMP, OPEN COLL, IPM OFF, UK POLICE | Ea |  | 1 Year | 155 | 5% | 147.25
61028 | HID | 900NNNTEK2-MASTER | RDR, R10, ICLASS, SE E, LF OFF, HF SIO/SEOS, WIEG, TERM, BLK, STD-2, XXXX | Ea |  | 1 Year | 155 | 5% | 147.25
61029 | HID | 900NNNTEKE037P | RDR, R10, ICLASS, SE E, LF OFF, HF SIO/SEOS, WIEG, TERM, BLK, ELITE KEYS, LED RED, FLSH GRN, BZR ON, VAR BIT OUTPUT PER SIO, IPM OFF | Ea |  | 1 Year | 155 | 5% | 147.25
61030 | HID | 900NNNTEKE039G | RDR, R10, ICLASS, SE E, LF OFF, HF SIO/SEOS, WIEG, TERM, BLK, ELITE KEYS, LED OFF, FLSH OFF, BZR ON, OPT TAMP, OPEN COLL, IPM OFF | Ea |  | 1 Year | 155 | 5% | 147.25
61031 | HID | 900NNPNEK20390 | RDR, R10, ICLASS, SE E, LF OFF, HF SIO/SEOS, 485HDX, PIG, BLK, STD-2, A/V OFF, OSDP V1, OPEN COLL, OSDP TAMP ENBLD, TEST KEYS, POLL=75MS, IPM OFF, UART OFF, WIEG OFF | Ea |  | 1 Year | 190 | 5% | 180.5
61032 | HID | 900NNPNEK2041R | RDR, R10, ICLASS, SE E, LF OFF, HF SIO/SEOS, 485HDX, PIG, BLK, STD-2, A/V OFF, OSDP V1, OPN COL, OSDP TAMP ENBLD, TEST KEY, POLL=75MS, VAR BIT OUTPUT PER SIO, IPM OFF, UART OFF, WIEG OFF | Ea |  | 1 Year | 190 | 5% | 180.5
61033 | HID | 900NNPNEK2050W | RDR, R10, ICLASS, SE E, LF OFF, HF CST SEOS READ ONLY, 485HDX, PIG, BLK, STD-2, A/V OFF, OSDP V1, OPN COL, OSDP TAMP ENBLD, LED RED, FLSH GRN, BZR ON, IMP OFF | Ea |  | 1 Year | 190 | 5% | 180.5
61034 | HID | 900NNPNEKE0390 | RDR, R10, ICLASS, SE E, LF OFF, HF SIO/SEOS, 485HDX, PIG, BLK, ELITE, A/V OFF, OSDP V1, OPEN COLL, OSDP TAMP ENBLD, TEST KEYS, POLL=75MS, IPM OFF, UART OFF, WIEG OFF | Ea |  | 1 Year | 190 | 5% | 180.5
61035 | HID | 900NNPNEKE041R | RDR, R10, ICLASS, SE E, LF OFF, HF SIO/SEOS, 485HDX, PIG, BLK, ELITE, A/V OFF, OSDP V1, OPN COL, OSDP TAMP ENBLD, TEST KEY, POLL=75MS, VAR BIT OUTPUT PER SIO, IPM OFF, UART OFF, WIEG OFF | Ea |  | 1 Year | 190 | 5% | 180.5
61036 | HID | 900NNPTEK20395 | RDR, R10, ICLASS, SE E, LF OFF, HF SIO/SEOS, 485HDX, TERM, BLK, STD-2, A/V OFF, OSDP V1, OPEN COLL, OSDP TAMP ENBLD, TEST KEYS, POLL=75MS, IPM OFF, UART OFF, WIEG OFF | Ea |  | 1 Year | 190 | 5% | 180.5
61037 | HID | 900NNPTEK2041R | RDR, R10, ICLASS, SE E, LF OFF, HF SIO/SEOS, 485HDX, TERM, BLK, STD-2, A/V OFF, OSDP V1, OPN COL, OSDP TAMP ENBLD, TEST KEY, POLL=75MS, VAR BIT OUTPUT PER SIO, IPM OFF, UART OFF, WIEG OFF | Ea |  | 1 Year | 190 | 5% | 180.5
61038 | HID | 900NNPTEK2-MASTER | RDR, R10, ICLASS, SE E, LF OFF, HF SIO/SEOS, 485HDX, TERM, BLK, STD-2, XXXX | Ea |  | 1 Year | 190 | 5% | 180.5
61039 | HID | 900NNPTEKE0053 | RDR, R10, ICLASS, SE E, LF OFF, HF SIO/SEOS, 485HDX, TERM, BLK, ELITE, A/V OFF, OSDP V2, OPN COL, OSDP TAMP ENBLD, TEST KEY, POLL=75MS, VAR BIT OUTPUT PER SIO, IPM OFF, UART OFF, WIEG OFF | Ea |  | 1 Year | 190 | 5% | 180.5
61040 | HID | 900NNPTEKE041R | RDR, R10, ICLASS, SE E, LF OFF, HF SIO/SEOS, 485HDX, TERM, BLK, ELITE, A/V OFF, OSDP V1, OPN COL, OSDP TAMP ENBLD, TEST KEY, POLL=75MS, VAR BIT OUTPUT PER SIO, IPM OFF, UART OFF, WIEG OFF | Ea |  | 1 Year | 190 | 5% | 180.5
61041 | HID | 900NRNNEK000B0 | RDR, R10, ICLASS, SE E, LF OFF, HF STD/SIO/SEOS/TRANS, WIEG, PIG, BLK, STD-1, LED RED, FLSH GRN, BZR ON, OPT TAMP, OPEN COLL, 26-BIT (EP+8BIT FC=01+16BIT CSN MSB+OP) FELICA OR CEPAS CAN, IPM OFF | Ea |  | 1 Year | 215 | 5% | 204.25
61042 | HID | 900NRNNEK000B1 | RDR, R10, ICLASS, SE E, LF OFF, HF STD/SIO/SEOS/TRANS, WIEG, PIG, BLK, STD-1, LED RED, FLSH GRN, BZR ON, OPT TAMP, OPEN COLL, 34-BIT MSB FELICA OR MIFARE, IPM OFF | Ea |  | 1 Year | 215 | 5% | 204.25
61043 | HID | 900NRNNEK00182 | RDR, R10, ICLASS, SE E, LF OFF, HF STD/SIO/SEOS/TRANS, WIEG, PIG, BLK, STD-1, LED RED, FLSH GRN, BZR ON, OPT TAMP, OPEN COLL, 64-BIT LSB FELICA OR 64-BIT MIFARE, IPM OFF | Ea |  | 1 Year | 215 | 5% | 204.25
61044 | HID | 900NRNNEK00183 | RDR, R10, ICLASS, SE E, LF OFF, HF STD/SIO/SEOS/TRANS, WIEG, PIG, BLK, STD-1, LED RED, FLSH GRN, BZR ON, OPT TAMP, OPEN COLL, 64-BIT LSB FELICA, 64-BIT MSB CEPAS CAN , IPM OFF | Ea |  | 1 Year | 215 | 5% | 204.25
61045 | HID | 900NRNNEK00184 | RDR, R10, ICLASS, SE E, LF OFF, HF STD/SIO/SEOS/TRANS, WIEG, PIG, BLK, STD-1, LED RED, FLSH GRN, BZR ON, OPT TAMP, OPEN COLL, 26-BIT (EP+8BIT FC=01+16BIT CSN MSB+OP) FELICA OR CEPAS CAN OR MIFARE, IPM OFF | Ea |  | 1 Year | 215 | 5% | 204.25
61046 | HID | 900NRNNEK00185 | RDR, R10, ICLASS, SE E, LF OFF, HF STD/SIO/SEOS/TRANS, WIEG, PIG, BLK, STD-1, LED RED, FLSH GRN, BZR ON, OPT TAMP, OPEN COLL, 64-BIT LSB FELICA, IPM OFF | Ea |  | 1 Year | 215 | 5% | 204.25
61047 | HID | 900NRNNEK00186 | RDR, R10, ICLASS, SE E, LF OFF, HF STD/SIO/SEOS/TRANS, WIEG, PIG, BLK, STD-1, LED RED, FLSH GRN, BZR ON, OPT TAMP, OPEN COLL, 26-BIT (EP+24-BIT+OP) FELICA, IPM OFF | Ea |  | 1 Year | 215 | 5% | 204.25
61048 | HID | 900NRNNEK00187 | RDR, R10, ICLASS, SE E, LF OFF, HF STD/SIO/SEOS/TRANS, WIEG, PIG, BLK, STD-1, LED RED, FLSH GRN, BZR ON, OPT TAMP, OPEN COLL, 64-BIT LSB FELCIA, 64-BIT MSB CEPAS CAN OR MIFARE, IPM OFF | Ea |  | 1 Year | 215 | 5% | 204.25
61049 | HID | 900NRNNEK00188 | RDR, R10, ICLASS, SE E, LF OFF, HF STD/SIO/SEOS/TRANS, WIEG, PIG, BLK, STD-1, LED RED, FLSH GRN, BZR ON, OPT TAMP, OPEN COLL, 64-BIT LSB FELICA, 64-BIT MSB CEPAS CSN, IPM OFF | Ea |  | 1 Year | 215 | 5% | 204.25
61050 | HID | 900NRNNEK00189 | RDR, R10, ICLASS, SE E, LF OFF, HF STD/SIO/SEOS/TRANS, WIEG, PIG, BLK, STD-1, LED RED, FLSH GRN, BZR ON, OPT TAMP, OPEN COLL, 64-BIT LSB FELICA, 64-BIT MSB CEPAS CSN OR MIFARE, IPM OFF | Ea |  | 1 Year | 215 | 5% | 204.25
61051 | HID | 900NRNNEK0018A | RDR, R10, ICLASS, SE E, LF OFF, HF STD/SIO/SEOS/TRANS, WIEG, PIG, BLK, STD-1, LED OFF, FLSH OFF, BZR ON, OPT TAMP, OPEN COLL, 64-BIT LSB FELICA OR 64-BIT MIFARE, IPM OFF | Ea |  | 1 Year | 215 | 5% | 204.25
61052 | HID | 900NRNTEK00182 | RDR, R10, ICLASS, SE E, LF OFF, HF STD/SIO/SEOS/TRANS, WIEG, TERM, BLK, STD-1, LED RED, FLSH GRN, BZR ON, OPT TAMP, OPEN COLL, 64-BIT LSB FELICA OR 64-BIT MIFARE, IPM OFF | Ea |  | 1 Year | 215 | 5% | 204.25
61053 | HID | 900NRNTEK0-MASTER | RDR, R10, ICLASS, SE E, LF OFF, HF STD/SIO/SEOS/TRANS, WIEG, TERM, BLK, STD-1, XXXX | Ea |  | 1 Year | 215 | 5% | 204.25
61054 | HID | 900NSNNEK20000 | RDR, R10, ICLASS, SE E, LF OFF, HF SEOS, WIEG, PIG, BLK, STD-2, LED RED, FLSH GRN, BZR ON, VAR BIT OUTPUT PER SIO, IPM OFF, VEL ON | Ea |  | 1 Year | 155 | 5% | 147.25
61055 | HID | 900NSNNEKE0000 | RDR, R10, ICLASS, SE E, LF OFF, HF SEOS, WIEG, PIG, BLK, ELITE KEYS, LED RED, FLSH GRN, BZR ON, VAR BIT OUTPUT PER SIO, IPM OFF, VEL ON | Ea |  | 1 Year | 155 | 5% | 147.25
61056 | HID | 900NSNNEKES070-GMU | RDR, R10, ICLASS, SE E, LF OFF, HF SEOS/MIFSPR, WIEG, PIG, BLK, ELITE KEYS, LED RED, FLSH GRN, BZR ON, CSN MIF SUPPR, IPM OFF,GMU LOGO LBL | Ea |  | 1 Year | 155 | 5% | 147.25
61057 | HID | 900NSNNEKES072 | RDR, R10, ICLASS, SE E, LF OFF, HF SEOS ONLY, WIEG, PIG, BLK, ELITE, CUSTOM A/V, OPT TAMP, OPEN COLL, WIEG PW 40US - PS 1000US, IPM OFF | Ea |  | 1 Year | 155 | 5% | 147.25
61058 | HID | 900NSNTEK20000 | RDR, R10, ICLASS, SE E, LF OFF, HF SEOS, WIEG, TERM, BLK, STD-2, LED RED, FLSH GRN, BZR ON, VAR BIT OUTPUT PER SIO, IPM OFF, VEL ON | Ea |  | 1 Year | 155 | 5% | 147.25
61059 | HID | 900NSNTEKE0000 | RDR, R10, ICLASS, SE E, LF OFF, HF SEOS, WIEG, TERM, BLK, ELITE KEYS, LED RED, FLSH GRN, BZR ON, VAR BIT OUTPUT PER SIO, IPM OFF, VEL ON | Ea |  | 1 Year | 155 | 5% | 147.25
61060 | HID | 900NSPNEK2008H | RDR, R10, ICLASS, SE E, LF OFF, HF SEOS, 485HDX, PIG, BLK, A/V OFF, OSDP V2, OPT TAMP, OPEN COLL, OSDP TAMP ENBLD, TEST KEY, POLL=50MS, CSN SUPPR, IPM OFF | Ea |  | 1 Year | 190 | 5% | 180.5
61061 | HID | 900NTCNEK0006J | RDR, R10, ICLASS, SE E, LF OFF, HF STD/SIO/SEOS, C&D, PIG, BLK, STD-1, LED RED, FLSH GRN, BZR ON, CSN 32-BIT MSB, IPM OFF | Ea |  | 1 Year | 155 | 5% | 147.25
61062 | HID | 900NTCNEK0012P | RDR, R10, ICLASS, SE E, LF OFF, HF STD/SIO/SEOS, C&D, PIG, BLK, STD-1, LED OFF, FLSH OFF, BZR OFF, CSN 32-BIT MSB, IPM OFF | Ea |  | 1 Year | 155 | 5% | 147.25
61063 | HID | 900NTCNEK00168 | RDR, R10, ICLASS, SE E, LF OFF, HF STD/SIO/SEOS, C&D, PIG, BLK, STD-1, LED OFF, FLSH OFF, BZR ON, CSN 32-BIT MSB, IPM OFF | Ea |  | 1 Year | 155 | 5% | 147.25
61064 | HID | 900NTCTEK0006J | RDR, R10, ICLASS, SE E, LF OFF, HF STD/SIO/SEOS, C&D, TERM, BLK, STD-1, LED RED, FLSH GRN, BZR ON, CSN 32-BIT MSB, IPM OFF | Ea |  | 1 Year | 155 | 5% | 147.25
61065 | HID | 900NTCTEK0008B | RDR, R10, ICLASS, SE E, LF OFF, HF STD/SIO/SEOS, C&D, TERM, BLK, STD-1, LED RED, FLSH GRN, BZR ON, CSN 26-BIT (W/DEFAULT FC), IPM OFF | Ea |  | 1 Year | 155 | 5% | 147.25
61066 | HID | 900NTCTEK0012P | RDR, R10, ICLASS, SE E, LF OFF, HF STD/SIO/SEOS, C&D, TERM, BLK, STD-1, LED OFF, FLSH OFF, BZR OFF, CSN 32-BIT MSB, IPM OFF | Ea |  | 1 Year | 155 | 5% | 147.25
61067 | HID | 900NTNNEK00000 | RDR, R10, ICLASS, SE REV E, NO PROX, STD, WIEGAND, PIG, BLK, STD 1 SECURITY, LED RED, FLASH GRN, BZR ON, IPM OFF, 32 BIT | Ea |  | 1 Year | 155 | 5% | 147.25
61068 | HID | 900NTNNEK0000K | RDR, R10, ICLASS, SE E, LF OFF, HF STD/SIO/SEOS, WIEG, PIG, BLK, STD-1, LED RED, FLSH GRN, BZR ON, OPT TAMP, OPEN COLL, CSN 26-BIT MSB, IPM OFF | Ea |  | 1 Year | 155 | 5% | 147.25
61069 | HID | 900NTNNEK00010 | RDR, R10, ICLASS, SE E, LF OFF, HF STD/SIO/SEOS/MIFSPR, WIEG, PIG, BLK, STD-1, LED RED, FLSH GRN, BZR ON CSTM TMPL, CSN MIF SUPPR, IPM OFF | Ea |  | 1 Year | 155 | 5% | 147.25
61070 | HID | 900NTNNEK00015 | RDR, R10, ICLASS, SE E, LF OFF, HF STD/SIO/SEOS, WIEG, PIG, BLK, STD-1, LED RED, FLSH GRN, BZR ON, CSN 34-BIT MSB, IPM OFF | Ea |  | 1 Year | 155 | 5% | 147.25
61071 | HID | 900NTNNEK0001D | RDR, R10, ICLASS, SE E, LF OFF, HF STD/SIO/SEOS, WIEG, PIG, BLK, STD-1, LED RED, FLSH GRN, BZR ON, CSN 26-BIT (W/DEFAULT FC), IPM OFF | Ea |  | 1 Year | 155 | 5% | 147.25
61072 | HID | 900NTNNEK0001F | RDR, R10, ICLASS, SE E, LF OFF, HF STD/SIO/SEOS, WIEG, PIG, BLK, STD-1, LED OFF, FLSH OFF, BZR ON, CSN 32-BIT MSB, IPM OFF | Ea |  | 1 Year | 155 | 5% | 147.25
61073 | HID | 900NTNNEK0001L | RDR, R10, ICLASS, SE E, LF OFF, HF STD/SIO/SEOS, WIEG, PIG, BLK, STD-1, LED RED, FLSH GRN, BZR ON, CSN 32-BIT LSB, IPM OFF | Ea |  | 1 Year | 155 | 5% | 147.25
61074 | HID | 900NTNNEK0001W | RDR, R10, ICLASS, SE E, LF OFF, HF STD/SIO/SEOS, WIEG, PIG, BLK, STD-1, LED RED, FLSH GRN, BZR ON, OPT TAMP, OPEN COLL, CSN 32-BIT MSB, IPM OFF | Ea |  | 1 Year | 155 | 5% | 147.25
61075 | HID | 900NTNNEK00020 | RDR, R10, ICLASS, SE E, LF OFF, HF STD/SIO/SEOS, WIEG, PIG, BLK, STD-1, LED RED, FLSH GRN, BZR ON, CSN 40-BIT MSB, IPM OFF | Ea |  | 1 Year | 155 | 5% | 147.25
61076 | HID | 900NTNNEK00021 | RDR, R10, ICLASS, SE E, LF OFF, HF STD/SIO/SEOS, WIEG, PIG, BLK, STD-1, LED OFF, FLSH OFF, BZR OFF, CSN 32-BIT MSB, IPM OFF | Ea |  | 1 Year | 155 | 5% | 147.25
61077 | HID | 900NTNNEK00025 | RDR, R10, ICLASS, SE E, LF OFF, HF STD/SIO/SEOS, WIEG, PIG, BLK, STD-1, LED OFF, FLSH OFF, BZR OFF, CSN 34-BIT MSB, IPM OFF | Ea |  | 1 Year | 155 | 5% | 147.25
61078 | HID | 900NTNNEK00029 | RDR, R10, ICLASS, SE E, LF OFF, HF STD/SIO/SEOS, WIEG, PIG, BLK, STD-1, LED RED, FLSH OFF, BZR ON, CSN 26-BIT (W/DEFAULT FC), IPM OFF | Ea |  | 1 Year | 155 | 5% | 147.25
61079 | HID | 900NTNNEK0002B | RDR, R10, ICLASS, SE E, LF OFF, HF STD/SIO/SEOS, WIEG, PIG, BLK, STD-1, LED RED, FLSH GRN, BZR OFF, CSN 32-BIT MSB, IPM OFF | Ea |  | 1 Year | 155 | 5% | 147.25
61080 | HID | 900NTNNEK0002J | RDR, R10, ICLASS, SE E, LF OFF, HF STD/SIO/SEOS, WIEG, PIG, BLK, STD-1, LED RED, FLSH OFF, BZR ON, CSN 32-BIT MSB, IPM OFF | Ea |  | 1 Year | 155 | 5% | 147.25
61081 | HID | 900NTNNEK0002Q | RDR, R10, ICLASS, SE E, LF OFF, HF STD/SIO/SEOS, WIEG, PIG, BLK, STD-1, LED RED, FLSH GRN, BZR ON, CSN 37-BIT LSB, IPM OFF | Ea |  | 1 Year | 155 | 5% | 147.25
61082 | HID | 900NTNNEK0003D | RDR, R10, ICLASS, SE E, LF OFF, HF STD/SIO/SEOS, WIEG, PIG, BLK, STD-1, LED OFF, FLSH OFF, BZR ON, OPT TAMP, OPEN COLL, CSN 37-BIT LSB, IPM OFF | Ea |  | 1 Year | 155 | 5% | 147.25
61083 | HID | 900NTNNEK0003E | RDR, R10, ICLASS, SE E, LF OFF, HF STD/SIO/SEOS, WIEG, PIG, BLK, STD-1, LED OFF, FLSH GRN, BZR ON, CSN 26-BIT (W/DEFAULT FC), IPM OFF | Ea |  | 1 Year | 155 | 5% | 147.25
61084 | HID | 900NTNNEK0003M | RDR, R10, ICLASS, SE E, LF OFF, HF STD/SIO/SEOS, WIEG, PIG, BLK, STD-1, LED RED, FLSH OFF, BZR OFF, CSN 56-BIT LSB, IPM OFF | Ea |  | 1 Year | 155 | 5% | 147.25
61085 | HID | 900NTNNEK0003V | RDR, R10, ICLASS, SE E, LF OFF, HF STD/SIO/SEOS/MIFSPR, WIEG, PIG, BLK, STD-1, LED RED, FLSH GRN, BZR ON, CSN MIF SUPPR, IPM OFF | Ea |  | 1 Year | 155 | 5% | 147.25
61086 | HID | 900NTNNEK00048 | RDR, R10, ICLASS, SE E, LF OFF, HF STD/SIO/SEOS, WIEG, PIG, BLK, STD-1, LED OFF, FLSH OFF, BZR OFF, OPT TAMP, OPEN COLL, CSN 32-BIT MSB, IPM OFF | Ea |  | 1 Year | 155 | 5% | 147.25
61087 | HID | 900NTNNEK0004F | RDR, R10, ICLASS, SE E, LF OFF, HF STD/SIO/SEOS/MIFSPR, WIEG, PIG, BLK, STD-1, LED OFF, FLSH OFF, BZR ON, OPT TAMP, OPEN COLL, CSN MIF SUPPR, IPM OFF | Ea |  | 1 Year | 155 | 5% | 147.25
61088 | HID | 900NTNNEK0004G | RDR, R10, ICLASS, SE E, LF OFF, HF STD/SIO/SEOS, WIEG, PIG, BLK, STD-1, LED RED, FLSH OFF, BZR ON, OPT TAMP, OPEN COLL, CSN 26-BIT (W/DEFAULT FC), IPM OFF | Ea |  | 1 Year | 155 | 5% | 147.25
61089 | HID | 900NTNNEK0004H | RDR, R10, ICLASS, SE E, LF OFF, HF STD/SIO/SEOS, WIEG, PIG, BLK, STD-1, LED OFF, FLSH OFF, BZR OFF, CSN 26-BIT (W/DEFAULT FC), IPM OFF | Ea |  | 1 Year | 155 | 5% | 147.25
61090 | HID | 900NTNNEK0004W | RDR, R10, ICLASS, SE E, LF OFF, HF STD/SIO/SEOS, WIEG, PIG, BLK, STD-1, LED RED, FLSH OFF, BZR ON, CSN 40-BIT MSB, IPM OFF | Ea |  | 1 Year | 155 | 5% | 147.25
61091 | HID | 900NTNNEK0005B | RDR, R10, ICLASS, SE E, LF OFF, HF STD/SIO/SEOS, WIEG, PIG, BLK, STD-1, LED RED, FLSH OFF, BZR ON, CSN 34-BIT MSB, IPM OFF | Ea |  | 1 Year | 155 | 5% | 147.25
61092 | HID | 900NTNNEK0005J | RDR, R10, ICLASS, SE E, LF OFF, HF STD/SIO/SEOS, WIEG, PIG, BLK, STD-1, LED RED, FLSH GRN, BZR ON, CSN 56-BIT LSB, IPM OFF | Ea |  | 1 Year | 155 | 5% | 147.25
61093 | HID | 900NTNNEK0005R | RDR, R10, ICLASS, SE E, LF OFF, HF ICLASS SIO/ISO14443B CSN ONLY, WIEG, LED RED, FLSH GRN, BZR ON, OPT TAMP, OPEN COLL, ISO14443B CSN 32-BIT MSB, IPM OFF | Ea |  | 1 Year | 155 | 5% | 147.25
61094 | HID | 900NTNNEK0005Y | RDR, R10, ICLASS, SE E, LF OFF, HF STD/SIO/SEOS, WIEG, PIG, BLK, STD-1, LED RED, FLSH GRN, BZR OFF, CSN 26-BIT (W/DEFAULT FC), IPM OFF | Ea |  | 1 Year | 155 | 5% | 147.25
61095 | HID | 900NTNNEK00061 | RDR, R10, ICLASS, SE E, LF OFF, HF STD/SIO/SEOS, WIEG, PIG, BLK, STD-1, LED OFF, FLSH OFF, BZR ON, CSN 26-BIT (W/DEFAULT FC), IPM OFF | Ea |  | 1 Year | 155 | 5% | 147.25
61096 | HID | 900NTNNEK0006B | RDR, R10, ICLASS, SE E, LF OFF, HF STD/SIO/SEOS, WIEG, PIG, BLK, STD-1, LED OFF, FLSH GRN, BZR ON, OPT TAMP, OPEN COLL, CSN 32-BIT MSB, IPM OFF | Ea |  | 1 Year | 155 | 5% | 147.25
61097 | HID | 900NTNNEK0006K | RDR, R10, ICLASS, SE E, LF OFF, HF STD/SIO/SEOS, WIEG, PIG, BLK, STD-1, LED OFF, FLSH GRN, BZR ON, CSN 32-BIT MSB, IPM OFF | Ea |  | 1 Year | 155 | 5% | 147.25
61098 | HID | 900NTNNEK0008L | RDR, R10, ICLASS, SE E, LF OFF, HF STD/SIO/SEOS, WIEG, PIG, BLK, STD-1, LED OFF, FLSH OFF, BZR ON, CSN 34-BIT MSB, IPM OFF | Ea |  | 1 Year | 155 | 5% | 147.25
61099 | HID | 900NTNNEK0009D | RDR, R10, ICLASS, SE E, LF OFF, HF STD/SIO/SEOS, WIEG, PIG, BLK, STD-1, LED RED, FLSH OFF, BZR OFF, CSN 32-BIT MSB, IPM OFF | Ea |  | 1 Year | 155 | 5% | 147.25
61100 | HID | 900NTNNEK000A0 | RDR, R10, ICLASS, SE E, LF OFF, HF STD/SIO/SEOS, WIEG, PIG, BLK, STD-1, LED RED, FLSH OFF, BZR ON, OPT TAMP, OPEN COLL, CSN 32-BIT MSB, IPM OFF, APB DISABLED | Ea |  | 1 Year | 155 | 5% | 147.25
61101 | HID | 900NTNNEK000BJ | RDR, R10, ICLASS, SE E, LF OFF, HF STD/SIO/SEOS, WIEG, PIG, BLK, STD-1, LED OFF, FLSH AMBER, BZR OFF, CSN 56-BIT MSB, IPM OFF | Ea |  | 1 Year | 155 | 5% | 147.25
61102 | HID | 900NTNNEK000CT | RDR, R10, ICLASS, SE E, LF OFF, HF CSTM, ISO15693 CSN ONLY, WIEG, PIG, BLK, STD-1, LED RED, FLSH GRN, BZR ON, OPT TAMP, OPEN COLL, IPM OFF | Ea |  | 1 Year | 155 | 5% | 147.25
61103 | HID | 900NTNNEK000G5 | RDR, R10, ICLASS, SE E, LF OFF, HF STD/SIO/SEOS, WIEG, PIG, BLK, STD-1, LED RED, FLSH GRN, BZR ON, CSN 34-BIT MSB, OPT TAMP, OPEN COLL-IM ALIVE INVERTED, I'M ALIVE 60 SEC, IPM OFF | Ea |  | 1 Year | 155 | 5% | 147.25
61104 | HID | 900NTNNEK000G8 | RDR, R10, ICLASS, SE E, LF OFF, HF CST, ISO14443B 34-BIT CSN ONLY, WIEG, PIG, BLK, STD-1, LED RED, FLSH OFF, BZR ON, OPT TAMP, OPEN COLL, IPM OFF | Ea |  | 1 Year | 155 | 5% | 147.25
61105 | HID | 900NTNNEK000KA | RDR, R10, ICLASS, SE E, LF OFF, HF STD/SIO/SEOS, WIEG, PIG, BLK, STD-1, LED RED, FLSH GRN, BZR ON, CSN 32-BIT MSB, WIEG PW 100US - PS 2000US, IPM OFF | Ea |  | 1 Year | 155 | 5% | 147.25
61106 | HID | 900NTNNEK000L1 | RDR, R10, ICLASS, SE E, LF OFF, LF OFF, HF STD/SIO/SEOS/HID MIFARE APP, WIEG, PIG, BLK, STD-1, LED RED, FLASH GRN, BZR ON, CSN 40-BIT MSB, IPM OFF, HID MIFARE APP KEY | Ea |  | 1 Year | 155 | 5% | 147.25
61107 | HID | 900NTNNEK000L2 | RDR, R10, ICLASS, SE E, LF OFF, HF CST LEG/DES/SIO/SEOS/HID MIFARE APPLI/MF CSN SUPPR/MIFARE SIO DIABLED, WIEG, PIG, BLK, STD-1, LED RED, FLSH GRN, BZR ON, OPT TAMP, OPEN COLL, IPM OFF | Ea |  | 1 Year | 155 | 5% | 147.25
61108 | HID | 900NTNNEK000L4 | RDR, R10, ICLASS, SE E, LF OFF, HF STD/SIO/SEOS, WIEG, PIG, BLK, STD-1, LED RED, FLSH GRN, BZR ON, CSN 34-BIT MSB, NO MIFARE DELAY, IPM OFF | Ea |  | 1 Year | 155 | 5% | 147.25
61109 | HID | 900NTNNEK000MQ | RDR, R10, ICLASS, SE E, LF OFF, HF ISO14443B CSN ONLY, WIEG, LED RED, FLSH GRN, BZR ON, OPT TAMP, OPEN COLL, ISO14443B 32-BIT CSN, IPM OFF | Ea |  | 1 Year | 155 | 5% | 147.25
61110 | HID | 900NTNNEK000MW | RDR, R10, SE E, LF OFF, HF HID MIFARE APPLICATION/MIFARE CSN, WIEG, PIG, BLK, LED RED, FLSH GRN, BZR ON, CSN 32 BIT MSB, HID MIFARE STANDARD KEY, IPM OFF | Ea |  | 1 Year | 155 | 5% | 147.25
61111 | HID | 900NTNNEK000NY | RDR, R10, ICLASS, SE E, LF OFF, HF STD/SIO/SEOS, WIEG, PIG, BLK, STD-1, LED RED, FLSH GRN, BZR ON, CSN 32-BIT MSB, IPM OFF, ANTIPASSBACK 200MS | Ea |  | 1 Year | 155 | 5% | 147.25
61112 | HID | 900NTNNEK000PH | RDR, R10, ICLASS, SE E, LF OFF, HF STD/SIO/SEOS/MIFSPR, WIEG, PIG, BLK, STD-1, LED RED, FLSH GRN, BZR ON, OPT TAMP, OPEN COLL, CSN MIF SUPPR, IM ALIVE 10SEC, IPM OFF | Ea |  | 1 Year | 155 | 5% | 147.25
61113 | HID | 900NTNNEK000Q8 | RDR, R10, ICLASS, SE E, LF OFF, HF ICLASS LEG & SIO ONLY, WIEG, PIG, BLK, STD-1, LED RED, FLSH GRN, BZR ON, IPM OFF | Ea |  | 1 Year | 155 | 5% | 147.25
61114 | HID | 900NTNNEK000RR | RDR, R10, ICLASS, SE E, LF OFF, HF CSTM, ISO15693 CSN ONLY, WIEG, PIG, BLK, STD-1, LED RED, FLSH GRN, BZR ON, CSN REVERSED, OPT TAMP, OPEN COLL, IPM OFF | Ea |  | 1 Year | 155 | 5% | 147.25
61115 | HID | 900NTNNEK000TV | RDR, R10, ICLASS, SE E, LF OFF, HF STD/SIO/SEOS, WIEG, PIG, BLK, STD-1, LED BLUE, FLSH OFF, BZR ON, OPT TAMP, OPEN COLL, CSN 32-BIT MSB, IPM OFF | Ea |  | 1 Year | 155 | 5% | 147.25
61116 | HID | 900NTNNEK000W3 | RDR, R10, ICLASS, SE E, LF OFF, HF STD/SIO/SEOS, WIEG, PIG, BLK, STD-1, LED RED, FLSH OFF, BZR ON, OPT TAMP, OPEN COLL, CSN SUPPR, IPM OFF | Ea |  | 1 Year | 155 | 5% | 147.25
61117 | HID | 900NTNNEK0012Q | RDR, R10, ICLASS, SE E, LF OFF, HF STD/SIO/SEOS, WIEG, PIG, BLK, STD-1, LED OFF, FLSH OFF, BZR ON, CSN 56-BIT LSB, IPM OFF | Ea |  | 1 Year | 155 | 5% | 147.25
61118 | HID | 900NTNNEK0012T | RDR, R10, ICLASS, SE E, LF OFF, HF STD/SIO/SEOS, WIEG, PIG, BLK, STD-1, LED RED, FLSH OFF, BZR ON, CSN 37-BIT LSB, IPM OFF | Ea |  | 1 Year | 155 | 5% | 147.25
61119 | HID | 900NTNNEK0012V | RDR, R10, ICLASS, SE E, LF OFF, HF STD/SIO/SEOS, WIEG, PIG, BLK, STD-1, LED RED, FLSH OFF, BZR ON, CSN 32-BIT LSB, IPM OFF | Ea |  | 1 Year | 155 | 5% | 147.25
61120 | HID | 900NTNNEK0014N | RDR, R10, ICLASS, SE E, LF OFF, HF STD/SIO/SEOS, WIEG, PIG, BLK, STD-1, LED RED, FLSH GRN, BZR ON, OPT TAMP, OPEN COLL, CSN 34-BIT MSB, IPM OFF | Ea |  | 1 Year | 155 | 5% | 147.25
61121 | HID | 900NTNNEK0014P | RDR, R10, ICLASS, SE E, LF OFF, HF STD/SIO/SEOS, WIEG, PIG, BLK, STD-1, LED OFF, FLSH GRN, BZR OFF, CSN 32-BIT MSB, IPM OFF | Ea |  | 1 Year | 155 | 5% | 147.25
61122 | HID | 900NTNNEK00225 | RDR, R10, ICLASS, SE E, LF OFF, HF STD/SIO/SEOS, WIEG, PIG, BLK, STD-1, LED RED, FLSH GRN, BZR OFF, CSN 56-BIT LSB, IPM OFF | Ea |  | 1 Year | 155 | 5% | 147.25
61123 | HID | 900NTNNEK00229 | RDR, R10, ICLASS, SE E, LF OFF, HF STD/SIO/SEOS, WIEG, PIG, BLK, STD-1, LED OFF, FLSH OFF, BZR OFF, CSN 37-BIT LSB, IPM OFF | Ea |  | 1 Year | 155 | 5% | 147.25
61124 | HID | 900NTNNEK00363 | RDR, R10, ICLASS, SE E, LF OFF, HF STD/SIO/SEOS, WIEG, PIG, BLK, STD-1, LED RED, FLSH OFF, BZR ON, OPT TAMP, OPEN COLL, CSN 32-BIT MSB, IPM OFF | Ea |  | 1 Year | 155 | 5% | 147.25
61125 | HID | 900NTNNEK00397 | RDR, R10, ICLASS, SE E, ISO14443B PROTOCOL W/MINTEL APPLICATION, WIEG, PIG, BLK, STD-1, LED RED, FLSH GRN, BZR ON, OPT TAMP, OPEN COLL, CSN 32-BIT MSB, IPM OFF | Ea |  | 1 Year | 155 | 5% | 147.25
61126 | HID | 900NTNNEK00432 | RDR, R10, ICLASS, SE E, LF OFF, HF STD/SIO/SEOS, WIEG, PIG, BLK, STD-1, LED RED, FLSH GRN, BZR ON, OPT TAMP, OPEN COLL, ISO15693 CSN, ISO14443A CSN 32-BIT MSB, IPM OFF | Ea |  | 1 Year | 155 | 5% | 147.25
61127 | HID | 900NTNNEK0043J | RDR, R10, ICLASS, SE E, LF OFF, HF STD/SIO/SEOS, WIEG, PIG, BLK, STD-1, LED RED, FLSH GRN, BZR ON, OPT TAMP, OPEN COLL, CSN 32-BIT MSB, I'M ALIVE 10SEC, IPM OFF | Ea |  | 1 Year | 155 | 5% | 147.25
61128 | HID | 900NTNNEK0043N | RDR, R10, ICLASS, SE E, LF OFF, HF STD/SIO/SEOS, WIEG, LED RED, FLSH GRN, BZR ON, OPT TAMP, OPEN COLL, CSN 32-BIT MSB, ISO14443B 32-BIT CSN, IPM OFF | Ea |  | 1 Year | 155 | 5% | 147.25
61129 | HID | 900NTNNEK0045E | RDR, R10, ICLASS, SE E, LF OFF, HF STD/SIO/SEOS, WIEG, PIG, BLK, STD-1, LED BLUE, FLSH GRN, BZR ON, CSN 32-BIT MSB, IPM OFF, TAMPER OC | Ea |  | 1 Year | 155 | 5% | 147.25
61130 | HID | 900NTNNEK0045T | RDR, R10, ICLASS, SE E, LF OFF, HF STD/SIO/SEOS, WIEG, PIG, BLK, STD-1, LED RED, FLSH GRN, BZR ON, OPT TAMP, OPEN COLL, CSN 32 BIT MSB, IPM WIEG, HOLD APB 500MS, CSN FILTER DISABLED | Ea |  | 1 Year | 155 | 5% | 147.25
61131 | HID | 900NTNNEK00461 | RDR, R10, ICLASS, SE REV E, NO PROX, STD, WIEGAND, PIG, BLK, STD 1 SECURITY, LED RED, FLASH GRN, BZR ON, IPM OFF, 32 BIT | Ea |  | 1 Year | 155 | 5% | 147.25
61132 | HID | 900NTNNEK0046Q | RDR, R10, ICLASS, SE E, LF OFF, HF STD/SIO/SEOS, WIEG, PIG, BLK, STD-1, LED OFF, FLSH OFF, BZR ON, CSN 32-BIT MSB, IPM OFF, ISO14443B CSN ENABLED | Ea |  | 1 Year | 155 | 5% | 147.25
61133 | HID | 900NTNNEK0046T | RDR, R10, ICLASS, SE E, LF OFF, HF STD/SIO/SEOS, WIEG, PIG, BLK, STD-1, LED OFF, FLSH OFF, BZR ON OPT TAMP, OPEN COLL,, CSN 32-BIT MSB, IPM OFF, IM ALIVE 20 SECONDS | Ea |  | 1 Year | 155 | 5% | 147.25
61134 | HID | 900NTNNEK0046Y | RDR, R10, ICLASS, SE E, LF OFF, HF STD/SIO/SEOS, WIEG, PIG, BLK, STD-1, LED RED, FLSH GRN, BZR ON, CSN 34-BIT REVERSED, IPM OFF | Ea |  | 1 Year | 155 | 5% | 147.25
61135 | HID | 900NTNNEK0047Q | RDR, R10, ICLASS, SE E, LF OFF, HF STD/SIO/SEOS/MIFSPR, WIEG, LED OFF, FLSH OFF, BZR OFF, OPT TAMP, OPEN COLL, CSN MIF SUPPR, IPM OFF | Ea |  | 1 Year | 155 | 5% | 147.25
61136 | HID | 900NTNNEK00484 | RDR, R10, ICLASS, SE E, LF OFF, HF STD/SIO/SEOS, WIEG, LED RED, FLSH GRN, BZR ON, OPT TAMP, OPEN COLL, ISO15693 CSN, ISO14443A CSN 32-BIT MSB, IPM OFF | Ea |  | 1 Year | 155 | 5% | 147.25
61137 | HID | 900NTNNEK0050Q | RDR, R10, ICLASS, SE E, LF OFF, HF STD/SIO/SEOS, WIEG, PIG, BLK, STD-1, LED RED, FLSH GRN, BZR ON, OPT TAMP, OPEN COLL, CSN 32-BIT MSB, ISO14443B 32-BIT CSN, R10 PICO15693 MOD DEPTH 10%, IPM OFF | Ea |  | 1 Year | 155 | 5% | 147.25
61138 | HID | 900NTNNEK0052T | RDR, R10, ICLASS, SE, LF OFF, HF STD/SIO/SEOS, WIEG, LED RED, FLSH GRN, BZR ON, OPT TAMP, OPEN COLL, CSN 32-BIT LSB, ISO14443B 32-BIT CSN, R10 PICO15693 MOD DEPTH 10%, IPM OFF | Ea |  | 1 Year | 155 | 5% | 147.25
61139 | HID | 900NTNNEK00538 | RDR, R10, ICLASS, SE E, LF OFF, HF STD/SIO/SEOS, WIEG, PIG, BLK, STD-1, LED OFF, FLSH OFF, BZR OFF, OPT TAMP, OPEN COLL, CSN 40-BIT MSB, IPM OFF | Ea |  | 1 Year | 155 | 5% | 147.25
61140 | HID | 900NTNNEK0056B | RDR, R10, ICLASS, SE E, LF OFF, HF STD/SIO/SEOS, WIEG, PIG, BLK, STD-1, LED RED, FLSH GRN, BZR ON,OPT TAMP, OPEN COLL, CSN 32-BIT MSB, I'M ALIVE 10 SEC, IPM OFF | Ea |  | 1 Year | 155 | 5% | 147.25
61141 | HID | 900NTNNEK00570 | RDR, R10, ICLASS, SE E, LF OFF, HF STD/SIO/SEOS, WIEG, PIG, BLK, STD-1, LED OFF, FLSH OFF, BZR ON, CSN 32-BIT LSB, IPM OFF | Ea |  | 1 Year | 155 | 5% | 147.25
61142 | HID | 900NTNNEK00574 | RDR, R10, ICLASS, SE E, LF OFF, HF CSTM, MIFARE ONLY, PIG, BLK, STD-1, LED RED, FLSH GRN, BZR ON, OPT TAMP, OPN COLL, CSN 32-BIT MSB, IPM OFF, UART OFF, WEIG ON | Ea |  | 1 Year | 155 | 5% | 147.25
61143 | HID | 900NTNNEK00575 | RDR, R10, ICLASS, SE E, LF OFF, HF CST, ICLASS CSN REVERSED/SIO/SEOS/MIFSPR, WIEG, PIG, BLK, STD-1, LED RED, FLSH GRN, BZR ON, OPT TAMP, OPEN COLL, CSN MIF SUPPR, IPM OFF | Ea |  | 1 Year | 155 | 5% | 147.25
61144 | HID | 900NTNNEK0057B | RDR, R10, ICLASS, SE E, LF OFF, HF STD/SIO/SEOS, WIEG, PIG, BLK, STD-1, LED RED, FLSH GRN, BZR ON, CSN 56 BIT MSB, IPM OFF, IM ALIVE 10 SECONDS.MSG-AA | Ea |  | 1 Year | 155 | 5% | 147.25
61145 | HID | 900NTNNEK0058A | RDR, R10, ICLASS, SE E, LF OFF, HF STD/SIO/SEOS, WIEG, PIG, BLK, STD-1, LED RED, FLSH GRN, BZR ON, OPT TAMP, OPEN COLL, CSN 32-BIT MSB, IPM OFF, APB DISABLED | Ea |  | 1 Year | 155 | 5% | 147.25
61146 | HID | 900NTNNEK0059T | RDR, R10, ICLASS, SE E, LF OFF, HF STD/SIO/SEOS, WIEG, PIG, BLK, STD-1, LED RED, FLSH GRN, BZR ON, OPT TAMP, OPEN COLL, CSN MIF SUPPR, IPM OFF, APB DISABLED | Ea |  | 1 Year | 155 | 5% | 147.25
61147 | HID | 900NTNNEKE0000 | RDR, R10, ICLASS, SE E, LF OFF, HF STD/SIO/SEOS, WIEG, PIG, BLK, ELITE KEYS, LED RED, FLSH GRN, BZR ON, CSN 32-BIT MSB, IPM OFF | Ea |  | 1 Year | 155 | 5% | 147.25
61148 | HID | 900NTNNEKE001D | RDR, R10, ICLASS, SE E, LF OFF, HF STD/SIO/SEOS, WIEG, PIG, BLK, ELITE KEYS, LED RED, FLSH GRN, BZR ON, CSN 26-BIT (W/DEFAULT FC), IPM OFF | Ea |  | 1 Year | 155 | 5% | 147.25
61149 | HID | 900NTNNEKE001F | RDR, R10, ICLASS, SE E, LF OFF, HF STD/SIO/SEOS, WIEG, PIG, BLK, ELITE KEYS, LED OFF, FLSH OFF, BZR ON, CSN 32-BIT MSB, IPM OFF | Ea |  | 1 Year | 155 | 5% | 147.25
61150 | HID | 900NTNNEKE0020 | RDR, R10, ICLASS, SE E, LF OFF, HF STD/SIO/SEOS, WIEG, PIG, BLK, ELITE KEYS, LED RED, FLSH GRN, BZR ON, CSN 40-BIT MSB, IPM OFF | Ea |  | 1 Year | 155 | 5% | 147.25
61151 | HID | 900NTNNEKE002B | RDR, R10, ICLASS, SE E, LF OFF, HF STD/SIO/SEOS, WIEG, PIG, BLK, ELITE KEYS, LED RED, FLSH GRN, BZR OFF, CSN 32-BIT MSB, IPM OFF | Ea |  | 1 Year | 155 | 5% | 147.25
61152 | HID | 900NTNNEKE002J | RDR, R10, ICLASS, SE E, LF OFF, HF STD/SIO/SEOS, WIEG, PIG, BLK, ELITE KEYS, LED RED, FLSH OFF, BZR ON, CSN 32-BIT MSB, IPM OFF | Ea |  | 1 Year | 155 | 5% | 147.25
61153 | HID | 900NTNNEKE003V | RDR, R10, ICLASS, SE E, LF OFF, HF STD/SIO/SEOS/MIFSPR, WIEG, PIG, BLK, ELITE KEYS, LED RED, FLSH GRN, BZR ON, CSN MIF SUPPR, IPM OFF | Ea |  | 1 Year | 155 | 5% | 147.25
61154 | HID | 900NTNNEKE005B | RDR, R10, ICLASS, SE E, LF OFF, HF STD/SIO/SEOS, WIEG, PIG, BLK, ELITE KEYS, LED RED, FLSH GRN, BZR ON, CSN 34-BIT MSB, IPM OFF | Ea |  | 1 Year | 155 | 5% | 147.25
61155 | HID | 900NTNNEKE005J | RDR, R10, ICLASS, SE E, LF OFF, HF STD/SIO/SEOS, WIEG, PIG, BLK, ELITE, LED RED, FLSH GRN, BZR ON, CSN 56-BIT LSB, IPM OFF | Ea |  | 1 Year | 155 | 5% | 147.25
61156 | HID | 900NTNNEKE0063 | RDR, R10, ICLASS, SE E, LF OFF, HF SIO/SEOS/MA, WIEG, PIG, BLK, LED RED, FLSH GRN, BZR ON, OPT TAMP, OPEN COLL, CSN MIF SUPPR, ISO 15693 CSN, IPM OFF, STD-1/MOB0090 KEYS, NFC ONLY, SAMSUNG | Ea |  | 1 Year | 155 | 5% | 147.25
61157 | HID | 900NTNNEKE006B | RDR, R10, ICLASS, SE E, LF OFF, HF STD/SIO/SEOS, WIEG, PIG, BLK, ELITE, LED OFF, FLSH GRN, BZR ON, OPT TAMP, OPEN COLL, CSN 32-BIT MSB, IPM OFF | Ea |  | 1 Year | 155 | 5% | 147.25
61158 | HID | 900NTNNEKE00PA | RDR, R10, ICLASS, SE E, LF OFF, HF STD/SIO/SEOS/MIFSPR, WIEG, PIG, BLK, ELITE, LED OFF, FLSH OFF, BZR ON, CSN MIF SUPPR, APB=250MS, CUSTOM DATAMODELS, IPM OFF | Ea |  | 1 Year | 155 | 5% | 147.25
61159 | HID | 900NTNNEKE00PT | RDR, R10, ICLASS, SE E, LF OFF, HF STD/SIO/SEOS, WIEG, PIG, BLK, ELITE, LED OFF, FLSH OFF, BZR ON, OPT TAMP, OPEN COLL, CSN 32-BIT MSB, IPM OFF, ANTIPASSBACK BLUE LED DISABLED | Ea |  | 1 Year | 155 | 5% | 147.25
61160 | HID | 900NTNNEKE00WT | RDR, R10, ICLASS, SE E, LF OFF, HF STD/SIO/SEOS/MA, WIEG, PIG, BLK, LED BLUE, FLSH AMBER, BZR ON, OPT TAMP, OPEN COLL, CSN 32-BIT MSB, IPM OFF, STD/MOB0807 KEYS, NFC ONLY, MOBILE-ENABLED | Ea |  | 1 Year | 155 | 5% | 147.25
61161 | HID | 900NTNNEKE043J | RDR, R10, ICLASS, SE E, LF OFF, HF STD/SIO/SEOS, WIEG, PIG, BLK, ELITE KEYS, LED RED, FLSH GRN, BZR ON, CSN 32-BIT MSB, I'M ALIVE 10 SEC, IPM OFF | Ea |  | 1 Year | 155 | 5% | 147.25
61162 | HID | 900NTNNEKE0465 | RDR, R10, ICLASS, SE E, LF OFF, HF ICLASS LEG ONLY, WIEG, PIG, BLK, ELITE KEYS, LED OFF, FLSH OFF, BZR ON, OPEN COLLECTOR TAMPER ENABLE,IPM OFF | Ea |  | 1 Year | 155 | 5% | 147.25
61163 | HID | 900NTNNEKE046M | RDR, R10, ICLASS, SE E, LF OFF, HF STD/SIO/SEOS, WIEG, PIG, BLK, ELITE, LED RED, FLSH GRN, BZR ON, OPT TAMP, OPEN COLL, CSN 32-BIT MSB, IPM OFF, MAIL.RU, ICE0354 SEOS | Ea |  | 1 Year | 155 | 5% | 147.25
61164 | HID | 900NTNNEKE056B | RDR, R10, ICLASS, SE E, LF OFF, HF STD/SIO/SEOS, WIEG, PIG, BLK, ELITE KEYS, LED RED, FLSH GRN, BZR ON,OPT TAMP, OPEN COLL, CSN 32-BIT MSB, I'M ALIVE 10 SEC, IPM OFF | Ea |  | 1 Year | 155 | 5% | 147.25
61165 | HID | 900NTNNEKE058A | RDR, R10, ICLASS, SE E, LF OFF, HF STD/SIO/SEOS, WIEG, PIG, BLK, ELITE, LED RED, FLSH GRN, BZR ON, OPT TAMP, OPEN COLL, CSN 32-BIT MSB, IPM OFF, APB DISABLED | Ea |  | 1 Year | 155 | 5% | 147.25
61166 | HID | 900NTNTEK00000 | RDR, R10, ICLASS, SE REV E, NO PROX, STD, WIEGAND, TERM, BLK, STD 1 SECURITY, LED RED, FLASH GRN, BZR ON, IPM OFF, 32 BIT | Ea |  | 1 Year | 155 | 5% | 147.25
61167 | HID | 900NTNTEK00015 | RDR, R10, ICLASS, SE E, LF OFF, HF STD/SIO/SEOS, WIEG, TERM, BLK, STD-1, LED RED, FLSH GRN, BZR ON, CSN 34-BIT MSB, IPM OFF | Ea |  | 1 Year | 155 | 5% | 147.25
61168 | HID | 900NTNTEK0001D | RDR, R10, ICLASS, SE E, LF OFF, HF STD/SIO/SEOS, WIEG, TERM, BLK, STD-1, LED RED, FLSH GRN, BZR ON, CSN 26-BIT (W/DEFAULT FC), IPM OFF | Ea |  | 1 Year | 155 | 5% | 147.25
61169 | HID | 900NTNTEK0001F | RDR, R10, ICLASS, SE E, LF OFF, HF STD/SIO/SEOS, WIEG, TERM, BLK, STD-1, LED OFF, FLSH OFF, BZR ON, CSN 32-BIT MSB, IPM OFF | Ea |  | 1 Year | 155 | 5% | 147.25
61170 | HID | 900NTNTEK0001L | RDR, R10, ICLASS, SE E, LF OFF, HF STD/SIO/SEOS, WIEG, TERM, BLK, STD-1, LED RED, FLSH GRN, BZR ON, CSN 32-BIT LSB, IPM OFF | Ea |  | 1 Year | 155 | 5% | 147.25
61171 | HID | 900NTNTEK0001W | RDR, R10, ICLASS, SE E, LF OFF, HF STD/SIO/SEOS, WIEG, TERM, BLK, STD-1, LED RED, FLSH GRN, BZR ON, OPT TAMP, OPEN COLL, CSN 32-BIT MSB, IPM OFF | Ea |  | 1 Year | 155 | 5% | 147.25
61172 | HID | 900NTNTEK00020 | RDR, R10, ICLASS, SE E, LF OFF, HF STD/SIO/SEOS, WIEG, TERM, BLK, STD-1, LED RED, FLSH GRN, BZR ON, CSN 40-BIT MSB, IPM OFF | Ea |  | 1 Year | 155 | 5% | 147.25
61173 | HID | 900NTNTEK00021 | RDR, R10, ICLASS, SE E, LF OFF, HF STD/SIO/SEOS, WIEG, TERM, BLK, STD-1, LED OFF, FLSH OFF, BZR OFF, CSN 32-BIT MSB, IPM OFF | Ea |  | 1 Year | 155 | 5% | 147.25
61174 | HID | 900NTNTEK00025 | RDR, R10, ICLASS, SE E, LF OFF, HF STD/SIO/SEOS, WIEG, TERM, BLK, STD-1, LED OFF, FLSH OFF, BZR OFF, CSN 34-BIT MSB, IPM OFF | Ea |  | 1 Year | 155 | 5% | 147.25
61175 | HID | 900NTNTEK00029 | RDR, R10, ICLASS, SE E, LF OFF, HF STD/SIO/SEOS, WIEG, TERM, BLK, STD-1, LED RED, FLSH OFF, BZR ON, CSN 26-BIT (W/DEFAULT FC), IPM OFF | Ea |  | 1 Year | 155 | 5% | 147.25
61176 | HID | 900NTNTEK0002B | RDR, R10, ICLASS, SE E, LF OFF, HF STD/SIO/SEOS, WIEG, TERM, BLK, STD-1, LED RED, FLSH GRN, BZR OFF, CSN 32-BIT MSB, IPM OFF | Ea |  | 1 Year | 155 | 5% | 147.25
61177 | HID | 900NTNTEK0002J | RDR, R10, ICLASS, SE E, LF OFF, HF STD/SIO/SEOS, WIEG, TERM, BLK, STD-1, LED RED, FLSH OFF, BZR ON, CSN 32-BIT MSB, IPM OFF | Ea |  | 1 Year | 155 | 5% | 147.25
61178 | HID | 900NTNTEK0002Q | RDR, R10, ICLASS, SE E, LF OFF, HF STD/SIO/SEOS, WIEG, TERM, BLK, STD-1, LED RED, FLSH GRN, BZR ON, CSN 37-BIT LSB, IPM OFF | Ea |  | 1 Year | 155 | 5% | 147.25
61179 | HID | 900NTNTEK0003E | RDR, R10, ICLASS, SE E, LF OFF, HF STD/SIO/SEOS, WIEG, TERM, BLK, STD-1, LED OFF, FLSH GRN, BZR ON, CSN 26-BIT (W/DEFAULT FC), IPM OFF | Ea |  | 1 Year | 155 | 5% | 147.25
61180 | HID | 900NTNTEK0003V | RDR, R10, ICLASS, SE E, LF OFF, HF STD/SIO/SEOS/MIFSPR, WIEG, TERM, BLK, STD-1, LED RED, FLSH GRN, BZR ON, CSN MIF SUPPR, IPM OFF | Ea |  | 1 Year | 155 | 5% | 147.25
61181 | HID | 900NTNTEK00046 | RDR, R10, ICLASS, SE E, LF OFF, HF STD/SIO/SEOS, WIEG, TERM, BLK, STD-1, LED OFF, FLSH OFF, BZR ON, OPT TAMP, OPEN COLL, CSN 32-BIT MSB, IPM OFF | Ea |  | 1 Year | 155 | 5% | 147.25
61182 | HID | 900NTNTEK0004F | RDR, R10, ICLASS, SE E, LF OFF, HF STD/SIO/SEOS/MIFSPR, WIEG, TERM, BLK, STD-1, LED OFF, FLSH OFF, BZR ON, OPT TAMP, OPEN COLL, CSN MIF SUPPR, IPM OFF | Ea |  | 1 Year | 155 | 5% | 147.25
61183 | HID | 900NTNTEK0004G | RDR, R10, ICLASS, SE E, LF OFF, HF STD/SIO/SEOS, WIEG, TERM, BLK, STD-1, LED RED, FLSH OFF, BZR ON, OPT TAMP, OPEN COLL, CSN 26-BIT (W/DEFAULT FC), IPM OFF | Ea |  | 1 Year | 155 | 5% | 147.25
61184 | HID | 900NTNTEK0004H | RDR, R10, ICLASS, SE E, LF OFF, HF STD/SIO/SEOS, WIEG, TERM, BLK, STD-1, LED OFF, FLSH OFF, BZR OFF, CSN 26-BIT (W/DEFAULT FC), IPM OFF | Ea |  | 1 Year | 155 | 5% | 147.25
61185 | HID | 900NTNTEK0005B | RDR, R10, ICLASS, SE E, LF OFF, HF STD/SIO/SEOS, WIEG, TERM, BLK, STD-1, LED RED, FLSH OFF, BZR ON, CSN 34-BIT MSB, IPM OFF | Ea |  | 1 Year | 155 | 5% | 147.25
61186 | HID | 900NTNTEK0005J | RDR, R10, ICLASS, SE E, LF OFF, HF STD/SIO/SEOS, WIEG, TERM, BLK, STD-1, LED RED, FLSH GRN, BZR ON, CSN 56-BIT LSB, IPM OFF | Ea |  | 1 Year | 155 | 5% | 147.25
61187 | HID | 900NTNTEK0005Y | RDR, R10, ICLASS, SE E, LF OFF, HF STD/SIO/SEOS, WIEG, TERM, BLK, STD-1, LED RED, FLSH GRN, BZR OFF, CSN 26-BIT (W/DEFAULT FC), IPM OFF | Ea |  | 1 Year | 155 | 5% | 147.25
61188 | HID | 900NTNTEK00061 | RDR, R10, ICLASS, SE E, LF OFF, HF STD/SIO/SEOS, WIEG, TERM, BLK, STD-1, LED OFF, FLSH OFF, BZR ON, CSN 26-BIT (W/DEFAULT FC), IPM OFF | Ea |  | 1 Year | 155 | 5% | 147.25
61189 | HID | 900NTNTEK0006K | RDR, R10, ICLASS, SE E, LF OFF, HF STD/SIO/SEOS, WIEG, TERM, BLK, STD-1, LED OFF, FLSH GRN, BZR ON, CSN 32-BIT MSB, IPM OFF | Ea |  | 1 Year | 155 | 5% | 147.25
61190 | HID | 900NTNTEK0007N | RDR, R10, ICLASS, SE E, LF OFF, HF ICLASS SIO/SEOS, WIEG, TERM, BLK, STD-1, LED BLUE, FLSH OFF, BZR ON, OPT TAMP, OPEN COLL, TEST KEYS, CSN SUPPR, IPM OFF, UART OFF | Ea |  | 1 Year | 155 | 5% | 147.25
61191 | HID | 900NTNTEK000BJ | RDR, R10, ICLASS, SE E, LF OFF, HF STD/SIO/SEOS, WIEG, TERM, BLK, STD-1, LED OFF, FLSH AMBER, BZR OFF, CSN 56-BIT MSB, IPM OFF | Ea |  | 1 Year | 155 | 5% | 147.25
61192 | HID | 900NTNTEK000EJ | RDR, R10, ICLASS, SE E, LF OFF, HF STD/SIO/SEOS/HID MIFARE APP, WIEG, TERM, BLK, STD-1, LED RED, FLSH GRN, BZR ON, OPT TAMP, OPEN COLL, CSN 32-BIT, IPM OFF, HID MIFARE APP KEY | Ea |  | 1 Year | 155 | 5% | 147.25
61193 | HID | 900NTNTEK000KA | RDR, R10, ICLASS, SE E, LF OFF, HF STD/SIO/SEOS, WIEG, TERM, BLK, STD-1, LED RED, FLSH GRN, BZR ON, CSN 32-BIT MSB, WIEG PW 100US - PS 2000US, IPM OFF | Ea |  | 1 Year | 155 | 5% | 147.25
61194 | HID | 900NTNTEK000MW | RDR, R10, ICLASS, SE E, LF OFF, HF HID MIFARE APPLICATION/MIFARE CSN, WIEG, TERM, BLK, STD-1, LED RED, FLSH GRN, BZR ON, CSN 32 BIT MSB, HID MIFARE STANDARD KEY, IPM OFF | Ea |  | 1 Year | 155 | 5% | 147.25
61195 | HID | 900NTNTEK0012R | RDR, R10, ICLASS, SE E, LF OFF, HF STD/SIO/SEOS, WIEG, TERM, BLK, STD-1, LED OFF, FLSH GRN, BZR OFF, CSN 26-BIT (W/DEFAULT FC), IPM OFF | Ea |  | 1 Year | 155 | 5% | 147.25
61196 | HID | 900NTNTEK0012T | RDR, R10, ICLASS, SE E, LF OFF, HF STD/SIO/SEOS, WIEG, TERM, BLK, STD-1, LED RED, FLSH OFF, BZR ON, CSN 37-BIT LSB, IPM OFF | Ea |  | 1 Year | 155 | 5% | 147.25
61197 | HID | 900NTNTEK0014N | RDR, R10, ICLASS, SE E, LF OFF, HF STD/SIO/SEOS, WIEG, TERM, BLK, STD-1, LED RED, FLSH GRN, BZR ON, OPT TAMP, OPEN COLL, CSN 34-BIT MSB, IPM OFF | Ea |  | 1 Year | 155 | 5% | 147.25
61198 | HID | 900NTNTEK00166 | RDR, R10, ICLASS, SE E, LF OFF, HF STD/SIO/SEOS, WIEG, TERM, BLK, STD-1, LED OFF, FLSH OFF, BZR ON, CSN 37-BIT LSB, IPM OFF | Ea |  | 1 Year | 155 | 5% | 147.25
61199 | HID | 900NTNTEK00167 | RDR, R10, ICLASS, SE E, LF OFF, HF STD/SIO/SEOS/MIFSPR, WIEG, TERM, BLK, STD-1, LED OFF, FLSH OFF, BZR ON, CSN MIF SUPPR, IPM OFF | Ea |  | 1 Year | 155 | 5% | 147.25
61200 | HID | 900NTNTEK0022A | RDR, R10, ICLASS, SE E, LF OFF, HF STD/SIO/SEOS, WIEG, TERM, BLK, STD-1, LED RED, FLSH GRN, BZR OFF, CSN 37-BIT LSB, IPM OFF | Ea |  | 1 Year | 155 | 5% | 147.25
61201 | HID | 900NTNTEK00362 | RDR, R10, ICLASS, SE E, LF OFF, HF STD/SIO/SEOS, WIEG, TERM, BLK, STD-1, LED OFF, FLSH OFF, BZR OFF, OPT TAMP, OPEN COLL, CSN 56-BIT LSB, IPM OFF | Ea |  | 1 Year | 155 | 5% | 147.25
61202 | HID | 900NTNTEK00432 | RDR, R10, ICLASS, SE E, LF STD, HF STD/SIO/SEOS, WIEG, TERM, BLK, STD-1, LED RED, FLSH GRN, BZR ON, OPT TAMP, OPEN COLL, ISO15693 CSN, ISO14443A CSN 32-BIT MSB, IPM OFF | Ea |  | 1 Year | 155 | 5% | 147.25
61203 | HID | 900NTNTEK0043J | RDR, R10, ICLASS, SE E, LF OFF, HF STD/SIO/SEOS, WIEG, TERM, BLK, STD-1, LED RED, FLSH GRN, BZR ON, OPT TAMP, OPEN COLL, CSN 32-BIT MSB, I'M ALIVE 10SEC, IPM OFF | Ea |  | 1 Year | 155 | 5% | 147.25
61204 | HID | 900NTNTEK0045T | RDR, R10, ICLASS, SE E, LF OFF, HF STD/SIO/SEOS, WIEG, TERM, BLK, STD-1, LED RED, FLSH GRN, BZR ON, OPT TAMP, OPEN COLL, CSN 32 BIT MSB, IPM WIEG, HOLD APB 500MS, CSN FILTER DISABLED | Ea |  | 1 Year | 155 | 5% | 147.25
61205 | HID | 900NTNTEK0047Q | RDR, R10, ICLASS, SE E, LF OFF, HF STD/SIO/SEOS/MIFSPR, WIEG, TERM, BLK, STD-1, LED OFF, FLSH OFF, BZR OFF, OPT TAMP, OPEN COLL, CSN MIF SUPPR, IPM OFF | Ea |  | 1 Year | 155 | 5% | 147.25
61206 | HID | 900NTNTEK0-MASTER | RDR, R10, ICLASS, SE E, LF OFF, HF STD/SIO/SEOS, WIEG, TERM, BLK, STD-1, XXXX | Ea |  | 1 Year | 155 | 5% | 147.25
61207 | HID | 900NTNTEKE0000 | RDR, R10, ICLASS, SE E, LF OFF, HF STD/SIO/SEOS, WIEG, TERM, BLK, ELITE KEYS, LED RED, FLSH GRN, BZR ON, CSN 32-BIT MSB, IPM OFF | Ea |  | 1 Year | 155 | 5% | 147.25
61208 | HID | 900NTNTEKE001D | RDR, R10, ICLASS, SE E, LF OFF, HF STD/SIO/SEOS, WIEG, TERM, BLK, ELITE KEYS, LED RED, FLSH OFF, BZR ON, CSN 26 BIT MSB, IPM OFF | Ea |  | 1 Year | 155 | 5% | 147.25
61209 | HID | 900NTNTEKE002J | RDR, R10, ICLASS, SE E, LF OFF, HF STD/SIO/SEOS, WIEG, TERM, BLK, ELITE KEYS, LED RED, FLSH OFF, BZR ON, CSN 32-BIT MSB, IPM OFF | Ea |  | 1 Year | 155 | 5% | 147.25
61210 | HID | 900NTNTEKE002Q | RDR, R10, ICLASS, SE E, LF OFF, HF STD/SIO/SEOS, WIEG, TERM, BLK, ELITE KEYS, LED RED, FLSH GRN, BZR ON, CSN 37-BIT LSB, IPM OFF | Ea |  | 1 Year | 155 | 5% | 147.25
61211 | HID | 900NTNTEKE003V | RDR, R10, ICLASS, SE E, LF OFF, HF STD/SIO/SEOS/MIFSPR, WIEG, TERM, BLK, ELITE KEYS, LED RED, FLSH GRN, BZR ON, CSN MIF SUPPR, IPM OFF | Ea |  | 1 Year | 155 | 5% | 147.25
61212 | HID | 900NTNTEKE006B | RDR, R10, ICLASS, SE E, LF OFF, HF STD/SIO/SEOS, WIEG, TERM, BLK, ELITE KEYS, LED OFF, FLSH GRN, BZR ON, OPT TAMP, OPEN COLL, CSN 32-BIT MSB, IPM OFF | Ea |  | 1 Year | 155 | 5% | 147.25
61213 | HID | 900NTNTEKE00WT | RDR, R10, ICLASS, SE E, LF OFF, HF STD/SIO/SEOS/MA, WIEG, TERM, BLK, LED BLUE, FLSH AMBER, BZR ON, OPT TAMP, OPEN COLL, CSN 32-BIT MSB, IPM OFF, STD/MOB0807 KEYS, NFC ONLY, MOBILE-ENABLED | Ea |  | 1 Year | 155 | 5% | 147.25
61214 | HID | 900NTNTEKE0570 | RDR, R10, ICLASS, SE E, LF OFF, HF STD/SIO/SEOS, WIEG, TERM, BLK, ELITE KEYS, LED OFF, FLSH OFF, BZR ON, CSN 32-BIT LSB, IPM OFF | Ea |  | 1 Year | 155 | 5% | 147.25
61215 | HID | 900NTPNEK00014 | RDR, R10, ICLASS, SE E, LF OFF, HF STD/SIO/SEOS, 485HDX, PIG, BLK, A/V OFF, OSDP V1, OPT TAMP, OPEN COLL, OSDP TAMP ENBLD, TEST KEY, CSN 56-BIT MSB, IPM OFF, APB DISABLED, UART OFF, WIEG OFF | Ea |  | 1 Year | 190 | 5% | 180.5
61216 | HID | 900NTPNEK00055 | RDR, R10, ICLASS, SE E, LF OFF, HF STD/SIO/SEOS, 485HDX, PIG, BLK, STD-1, OSDP V1, A/V OFF, OPEN COLL, OSDP TAMP ENBLD, TEST KEYS, POLL=75MS, CSN 32-BIT MSB, IPM OFF, UART OFF, WIEG OFF | Ea |  | 1 Year | 190 | 5% | 180.5
61217 | HID | 900NTPNEK0007V | RDR, R10, ICLASS, SE E, LF OFF, HF STD/SIO/SEOS, 485HDX, PIG, BLK, STD-1, A/V OFF, OSDP V1, OPN COL, OSDP TAMP ENBLD, TEST KEY, POLL=75MS, CSN 32-BIT MSB, IPM OFF, UART OFF, WIEG OFF | Ea |  | 1 Year | 190 | 5% | 180.5
61218 | HID | 900NTPNEK000C8 | RDR, R10, ICLASS, LF OFF, HF STD/SIO/SEOS, 485HDX, PIG, BLK, STD-1, A/V OFF, OSDP V2, OPT TAMP, OPEN COLL, OSDP TAMP ENBLD, CSN SUPPR, IPM OFF | Ea |  | 1 Year | 190 | 5% | 180.5
61219 | HID | 900NTPNEK000EG | RDR, R10, ICLASS, SE E, LF OFF, HF STD/SIO/SEOS, 485HDX, PIG, BLK, STD-1, 485HDX, OSDP V1, A/V OFF, OPEN COLL, OSDP TAMP ENBLD, TEST KEYS, POLL=75MS, CSN 34-BIT MSB, IPM OFF, UART OFF, WIEG OFF | Ea |  | 1 Year | 190 | 5% | 180.5
61220 | HID | 900NTPNEK000FA | RDR, R10, ICLASS, SE E, LF OFF, HF STD/SIO/SEOS, 485HDX, PIG, BLK, STD-1, A/V OFF, OSDP V2, OPT TAMP, OPEN COLL, OSDP TAMP ENBLD, TEST KEY, POLL=50MS, CSN 32-BIT MSB, IPM OFF, UART OFF, WIEG OFF | Ea |  | 1 Year | 190 | 5% | 180.5
61221 | HID | 900NTPNEK000QH | RDR, R10, ICLASS, SE E, LF OFF, HF STD/SIO/SEOS, 485HDX, PIG, BLK, STD-1, A/V OFF, OSDP V1, OPT TAMP, OPEN COLL, OSDP TAMP ENBLD, TEST KEY, POLL=75MS, CSN MIF SUPPR, IPM OFF, UART OFF, WIEG OFF | Ea |  | 1 Year | 190 | 5% | 180.5
61222 | HID | 900NTPNEK00176 | RDR, R10, ICLASS, SE E, LF OFF, HF STD/SIO/SEOS, 485HDX, PIG, BLK, STD-1, A/V OFF, OSDP V1, OPT TAMP, OPEN COLL, OSDP TAMP DISBLD, TEST KEY, POLL=75MS, CSN MIF SUPPR, IPM OFF, UART OFF, WIEG OFF | Ea |  | 1 Year | 190 | 5% | 180.5
61223 | HID | 900NTPNEKE007V | RDR, R10, ICLASS, SE E, LF OFF, HF STD/SIO/SEOS, 485HDX, PIG, BLK, ELITE, A/V OFF, OSDP V1, OPN COL, OSDP TAMP ENBLD, TEST KEY, POLL=75MS, CSN 32-BIT MSB, IPM OFF, UART OFF, WIEG OFF | Ea |  | 1 Year | 190 | 5% | 180.5
61224 | HID | 900NTPNEKE00FA | RDR, R10, ICLASS, SE E, LF OFF, HF STD/SIO/SEOS, 485HDX, PIG, BLK, ELITE, A/V OFF, OSDP V2, OPT TAMP, OPEN COLL, OSDP TAMP ENBLD, TEST KEY, POLL=50MS, CSN 32-BIT MSB, IPM OFF, UART OFF, WIEG OFF | Ea |  | 1 Year | 190 | 5% | 180.5
61225 | HID | 900NTPNEKE0176 | RDR, R10, ICLASS, SE E, LF OFF, HF STD/SIO/SEOS, 485HDX, PIG, BLK, ELITE, A/V OFF, OSDP V1, OPT TAMP, OPEN COLL, OSDP TAMP DISBLD, TEST KEY, POLL=75MS, CSN MIF SUPPR, IPM OFF, UART OFF, WIEG OFF | Ea |  | 1 Year | 190 | 5% | 180.5
61226 | HID | 900NTPNEKE041P | RDR, R10, ICLASS, SE E, LF OFF, HF ICLASS LEG/SEOS, 485HDX, PIG, BLK, ELITE, LED OFF, FLSH OFF, BZR ON, OSDP V1, OPN COL, OSDP TAMP ENBLD, TEST KEY, POLL=75MS, IPM OFF, UART OFF, WIEG OFF, MICROSOFT | Ea |  | 1 Year | 190 | 5% | 180.5
61227 | HID | 900NTPTEK00013 | RDR, R10, ICLASS, SE E, LF OFF, HF STD/SIO/SEOS, 485HDX, TERM, BLK, A/V OFF, OSDP V1, OPT TAMP, OPEN COLL, TEST KEY, CSN 56-BIT MSB, IPM OFF, APB DISABLED, UART OFF, WIEG OFF | Ea |  | 1 Year | 190 | 5% | 180.5
61228 | HID | 900NTPTEK0007V | RDR, R10, ICLASS, SE E, LF OFF, HF STD/SIO/SEOS, 485HDX, TERM, BLK, STD-1, A/V OFF, OSDP V1, OPN COL, OSDP TAMP ENBLD, TEST KEY, POLL=75MS, CSN 32-BIT MSB, IPM OFF, UART OFF, WIEG OFF | Ea |  | 1 Year | 190 | 5% | 180.5
61229 | HID | 900NTPTEK000FA | RDR, R10, ICLASS, SE E, LF OFF, HF STD/SIO/SEOS, 485HDX, TERM, BLK, STD-1, A/V OFF, OSDP V2, OPT TAMP, OPEN COLL, OSDP TAMP ENBLD, TEST KEY, POLL=50MS, CSN 32-BIT MSB, IPM OFF, UART OFF, WIEG OFF | Ea |  | 1 Year | 190 | 5% | 180.5
61230 | HID | 900NTPTEK00176 | RDR, R10, ICLASS, SE E, LF OFF, HF STD/SIO/SEOS, 485HDX, TERM, BLK, STD-1, A/V OFF, OSDP V1, OPT TAMP, OPEN COLL, OSDP TAMP DISBLD, TEST KEY, POLL=75MS, CSN MIF SUPPR, IPM OFF, UART OFF, WIEG OFF | Ea |  | 1 Year | 190 | 5% | 180.5
61231 | HID | 900NTPTEKE007V | RDR, R10, ICLASS, SE E, LF OFF, HF STD/SIO/SEOS, 485HDX, TERM, BLK, ELITE, A/V OFF, OSDP V1, OPN COL, OSDP TAMP ENBLD, TEST KEY, POLL=75MS, CSN 32-BIT MSB, IPM OFF, UART OFF, WIEG OFF | Ea |  | 1 Year | 190 | 5% | 180.5
61232 | HID | 900NTPTEKE0176 | RDR, R10, ICLASS, SE E, LF OFF, HF STD/SIO/SEOS, 485HDX, TERM, BLK, ELITE, A/V OFF, OSDP V1, OPT TAMP, OPEN COLL, OSDP TAMP DISBLD, TEST KEY, POLL=75MS, CSN MIF SUPPR, IPM OFF, UART OFF, WIEG OFF | Ea |  | 1 Year | 190 | 5% | 180.5
61233 | HID | 900NTPTEKE041P | RDR, R10, ICLASS, SE E, LF OFF, HF ICLASS LEG/SEOS, 485HDX, TERM, BLK, ELITE, LED OFF, FLSH OFF, BZR ON, OSDP V1, OPN COL, OSDP TAMP ENBLD, TEST KEY, POLL=75MS, IPM OFF, UART OFF, WIEG OFF, MICROSOFT | Ea |  | 1 Year | 190 | 5% | 180.5
61234 | HID | 900NWNLEG00324 | RDR, R10, ICLASS, SE E, LF OFF, HF STD/SIO/SEOS/MIGR, WIEG, LONG PIG, GRAY, HF MIGR PFL EVP00000, IPM OFF | Ea |  | 1 Year | 215 | 5% | 204.25
61235 | HID | 900NWNNEK000BK | RDR, R10, ICLASS, SE E, LF OFF, HF STD/SIO/SEOS/MIGR, WIEG, PIG, BLK, LED OFF, FLSH AMBER, BZR OFF, CSN 56-BIT MSB, HF MIGR PFL EVP00000, IPM OFF | Ea |  | 1 Year | 215 | 5% | 204.25
61236 | HID | 900NWNNEK00324 | RDR, R10, ICLASS, SE E, LF OFF, HF STD/SIO/SEOS/MIGR, WIEG, PIG, BLK, HF MIGR PFL EVP00000, IPM OFF | Ea |  | 1 Year | 215 | 5% | 204.25
61237 | HID | 900NWNNEKE00AT | RDR, R10, ICLASS, SE E, LF OFF, HF STD/SIO/SEOS/MIGR, WIEG, PIG, BLK, LED RED, FLSH GRN, BZR ON, OPT TAMP, OPEN COLL, CSN 32-BIT MSB, IPM OFF, HF MIGR PFL EVP00000_ICE0318, IPM OFF | Ea |  | 1 Year | 215 | 5% | 204.25
61238 | HID | 900NWNNEKE00FL | RDR, R10, ICLASS, SE E, LF OFF, HF MIGR ONLY, WIEG, PIG, BLK, LED RED, FLSH GRN, BZR ON, IPM OFF, HF MIGR PFL EVC00000_ICE0619, ABP_GROSVENOR | Ea |  | 1 Year | 215 | 5% | 204.25
61239 | HID | 900NWNNEKE00G4 | RDR, R10, ICLASS, SE E, LF OFF, HF STD/SIO/SEOS/MIGR/HID MIFARE APPLICATION/MF CSN SUPPR, WIEG, PIG, BLK, LED RED, FLSH GRN, BZR ON, OPT TAMP, OPEN COLL, IPM OFF | Ea |  | 1 Year | 215 | 5% | 204.25
61240 | HID | 900NWNNEKE00GK | RDR, R10, ICLASS, SE E, LF OFF, HF MIGR ONLY, WIEG, PIG, BLK,LED RED, FLSH GRN, BZR ON, IPM OFF, HF MIGR PFL EVC23807_ICE0705, CBORD | Ea |  | 1 Year | 215 | 5% | 204.25
61241 | HID | 900NWNNEKE00H6 | RDR, R10, ICLASS, SE E, LF OFF, HF STD/SIO/SEOS/MIGR, WIEG, PIG, BLK, LED OFF, FLASH OFF, BZR OFF, OPT TAMP, OPEN COLL, HF MIGR PFL EVP00000_ICE0318, IPM OFF | Ea |  | 1 Year | 215 | 5% | 204.25
61242 | HID | 900NWNNEKE00KP | RDR, R10, ICLASS, SE E, LF OFF, HF ICLASS LEG/MIG, WIEG, PIG, BLK, LED OFF, FLSH OFF, BZR ON, OPT TAMP, OPEN COLL, MIFARE CSN SUPPR, IPM OFF, PICO15693 10 PERCENT MODULATION, EVC107781_ICE0706 | Ea |  | 1 Year | 215 | 5% | 204.25
61243 | HID | 900NWNNEKE00M0 | RDR, R10, ICLASS, SE E, LF OFF, HF STD/SIO/SEOS/MIGR, WIEG, PIG, BLK, LED RED, FLSH GRN, BZR ON, HF MIGR PFL EVP00000, I'M ALIVE 10SEC, IPM OFF | Ea |  | 1 Year | 215 | 5% | 204.25
61244 | HID | 900NWNNEKE00U2 | RDR, R10, ICLASS, LF OFF, HF STD/SIO/SEOS/MIGR, WIEG, PIG, BLK, STD-1, LED OFF, FLSH OFF, BZR ON, OPT TAMP, OPEN COLL, CSN 32-BIT MSB, HF MIGR PFL EVP00000, IPM OFF | Ea |  | 1 Year | 215 | 5% | 204.25
61245 | HID | 900NWNNEKE00VA | RDR, R10, ICLASS, SE E, LF OFF, HF STD/SIO/SEOS/MIGR, WIEG, PIG, BLK, LED OFF, FLSH OFF, BZR ON, OPT TAMP, OPEN COLL, CSN 32-BIT MSB, HF MIGR PFL EVP00000, IPM OFF | Ea |  | 1 Year | 215 | 5% | 204.25
61246 | HID | 900NWNNEKE0317 | RDR, R10, ICLASS, SE E, LF OFF, HF STD/SIO/SEOS/MIGR, WIEG, PIG, BLK, HF MIGR PFL EVC179421, IPM OFF | Ea |  | 1 Year | 215 | 5% | 204.25
61247 | HID | 900NWNNEKE050J | RDR, R10, ICLASS, SE E, LF OFF, HF STD/SIO/SEOS/MIGR, WIEG, PIG, BLK, LED RED, FLSH OFF, BRZ ON, IPM OFF, HF MIGR PFL EVCS5164 | Ea |  | 1 Year | 215 | 5% | 204.25
61248 | HID | 900NWNNEKE0533 | RDR, R10, ICLASS, SE E, LF OFF, HF CST LEG/HID MIFARE APPL/MF CSN SUPPR, WIEG, PIG, BLK, LED RED, FLSH GRN, BZR ON, OPT TAMP, OPEN COLL, IPM OFF MIGR PFL EVPH0026 | Ea |  | 1 Year | 215 | 5% | 204.25
61249 | HID | 900NWNNEKE0536 | RDR, R10, ICLASS, SE E, LF OFF, HF MIGR, WIEG, PIG, BLK, LED OFF, FLSH OFF, BZR ON, IPM OFF, HF MIGR PFL EVC00000_ICE0440, DIVERSIFIED KEY DISABLED | Ea |  | 1 Year | 215 | 5% | 204.25
61250 | HID | 900NWNNEKE05A7 | RDR, R10, ICLASS, SE E, LF OFF, HF STD/SIO/SEOS/MIGR, WIEG, PIG, BLK, LED RED, FLSH OFF, BZR ON, WIEGAND PULSE TIME 100US, IPM OFF, HF MIGR PFL EVCS5164 | Ea |  | 1 Year | 215 | 5% | 204.25
61251 | HID | 900NWNTEG00324 | RDR, R10, ICLASS, SE E, LF OFF, HF STD/SIO/SEOS/MIGR, WIEG, TERM, GRY, HF MIGR PFL EVP00000, IPM OFF | Ea |  | 1 Year | 215 | 5% | 204.25
61252 | HID | 900NWNTEK000BK | RDR, R10, ICLASS, SE E, LF OFF, HF STD/SIO/SEOS/MIGR, WIEG, TERM, BLK, LED OFF, FLSH AMBER, BZR OFF, CSN 56-BIT MSB, HF MIGR PFL EVP00000, IPM OFF | Ea |  | 1 Year | 215 | 5% | 204.25
61253 | HID | 900NWNTEK00324 | RDR, R10, ICLASS, SE E, LF OFF, HF STD/SIO/SEOS/MIGR, WIEG, TERM, BLK, HF MIGR PFL EVP00000, IPM OFF | Ea |  | 1 Year | 215 | 5% | 204.25
61254 | HID | 900NWNTEK00328 | RDR, R10, ICLASS, SE E, LF OFF, HF STD/SIO/SEOS/MIGR, WIEG, TERM, BLK, HF MIGR PFL EVP156537, IPM OFF | Ea |  | 1 Year | 215 | 5% | 204.25
61255 | HID | 900NWNTEK00329 | RDR, R10, ICLASS, SE E, LF OFF, HF STD/SIO/SEOS/MIGR, WIEG, TERM, BLK, HF MIGR PFL EVP185091, IPM OFF | Ea |  | 1 Year | 215 | 5% | 204.25
61256 | HID | 900NWNTEK0042Y | RDR, R10, ICLASS, SE E, LF OFF, HF STD/SIO/SEOS/MIG, WIEG, TERM, BLK, HF MIGR PFL EVP219587, IPM OFF | Ea |  | 1 Year | 215 | 5% | 204.25
61257 | HID | 900NWNTEK0043A | RDR, R10, ICLASS, SE E, LF OFF, HF STD/SIO/SEOS/MIG, WIEG, TERM, BLK, HF MIGR PFL EVP237805, IPM OFF | Ea |  | 1 Year | 215 | 5% | 204.25
61258 | HID | 900NWNTEKE006X | RDR, R40, ICLASS, SE E, LF OFF, HF STD/SIO/SEOS/MIG, WIEG, TERM, BLK, LED RED, FLSH OFF, BZR ON, OPT TAMP, OPEN COLL, CSN SUPPR, HF MIGR PFL EVP00000, IPM OFF | Ea |  | 1 Year | 215 | 5% | 204.25
61259 | HID | 900NWNTEKE00BP | RDR, R10, ICLASS, SE E, LF OFF, HF SIO/SEOS/MIGR, WIEG, TERM, BLK, LED RED, FLSH GRN, BZR ON, IPM OFF, HF MIGR PFL EVCS5165_ICE0292, GM | Ea |  | 1 Year | 215 | 5% | 204.25
61260 | HID | 900NWNTEKE00DP | RDR, R10, ICLASS, SE E, LF OFF, HF STD/SIO/SEOS/MIGR, WIEG, TERM, BLK, LED OFF, FLASH OFF, BZR OFF, HF MIGR PFL EVP00000_ICE0318, IPM OFF | Ea |  | 1 Year | 215 | 5% | 204.25
61261 | HID | 900NWNTEKE00JE | RDR, R10, ICLASS, SE E, LF OFF, HF SIO/SEOS/MIGR, WIEG, TERM, BLK, LED RED, FLSH GRN, BZR ON, IPM OFF, HF MIGR PFL EVCS5713_ICE0596 | Ea |  | 1 Year | 215 | 5% | 204.25
61262 | HID | 900NWNTEKE00KP | RDR, R10, ICLASS, SE E, LF OFF, HF ICLASS LEG/MIG, WIEG, TERM, BLK, LED OFF, FLSH OFF, BZR ON, OPT TAMP, OPEN COLL, MIFARE CSN SUPPR, IPM OFF, PICO15693 10 PERCENT MODULATION, EVC107781_ICE0706 | Ea |  | 1 Year | 215 | 5% | 204.25
61263 | HID | 900NWNTEKE00M0 | RDR, R10, ICLASS, SE E, LF OFF, HF STD/SIO/SEOS/MIGR, WIEG, TERM, BLK, LED RED, FLSH GRN, BZR ON, HF MIGR PFL EVP00000, I'M ALIVE 10SEC, IPM OFF | Ea |  | 1 Year | 215 | 5% | 204.25
61264 | HID | 900NWNTEKE00NE | RDR, R10, ICLASS, SE E, LF OFF, HF SIO/SEOS/MIGR, WIEG, PIG, BLK, LED RED, FLSH GRN, BZR ON, CSN 32-BIT MSB, HF MIGR PFL EVC00000_ICE0732 | Ea |  | 1 Year | 215 | 5% | 204.25
61265 | HID | 900NWNTEKE00U2 | RDR, R10, ICLASS, LF OFF, HF STD/SIO/SEOS/MIGR, WIEG, TERM, BLK, STD-1, LED OFF, FLSH OFF, BZR ON, OPT TAMP, OPEN COLL, CSN 32-BIT MSB, HF MIGR PFL EVP00000, IPM OFF | Ea |  | 1 Year | 215 | 5% | 204.25
61266 | HID | 900NWNTEKE00UM | RDR, R10, ICLASS, SE E, LF OFF, HF STD/SIO/SEOS/MIGR, WIEG, TERM, BLK, LED RED, FSH GRN, BZR ON, OPT TAMP, OPEN COLL, CSN-56-BIT MSB, HF MIGR PFL EVP00000, IPM OFF | Ea |  | 1 Year | 215 | 5% | 204.25
61267 | HID | 900NWNTEKE00VA | RDR, R10, ICLASS, SE E, LF OFF, HF STD/SIO/SEOS/MIGR, WIEG, TERM, BLK, LED OFF, FLSH OFF, BZR ON, OPT TAMP, OPEN COLL, CSN 32-BIT MSB, HF MIGR PFL EVP00000, IPM OFF | Ea |  | 1 Year | 215 | 5% | 204.25
61268 | HID | 900NWNTEKE030N | RDR, R10, ICLASS, SE E, LF OFF, HF STD/SIO/SEOS/MIGR, WIEG, TERM, BLK, HF MIGR PFL EVC111086, IPM OFF | Ea |  | 1 Year | 215 | 5% | 204.25
61269 | HID | 900NWNTEKE0311 | RDR, R10, ICLASS, SE E, LF OFF, HF STD/SIO/SEOS/MIGR, WIEG, TERM, BLK, HF MIGR PFL EVC128877, IPM OFF | Ea |  | 1 Year | 215 | 5% | 204.25
61270 | HID | 900NWNTEKE031H | RDR, R10, ICLASS, SE E, LF OFF, HF STD/SIO/SEOS/MIGR, WIEG, TERM, BLK, HF MIGR PFL EVC52545, IPM OFF | Ea |  | 1 Year | 215 | 5% | 204.25
61271 | HID | 900NWNTEKE031J | RDR, R10, ICLASS, SE E, LF OFF, HF STD/SIO/SEOS/MIGR, WIEG, TERM, BLK, HF MIGR PFL EVC63410, IPM OFF | Ea |  | 1 Year | 215 | 5% | 204.25
61272 | HID | 900NWNTEKE042A | RDR, R10, ICLASS, SE E, LF OFF, HF STD/SIO/SEOS/MIG, WIEG, TERM, BLK, HF MIGR PFL EVC01210, IPM OFF | Ea |  | 1 Year | 215 | 5% | 204.25
61273 | HID | 900NWNTEKE042R | RDR, R10, ICLASS, SE E, LF OFF, HF STD/SIO/SEOS/MIG, WIEG, TERM, BLK, HF MIGR PFL EVC244856, IPM OFF | Ea |  | 1 Year | 215 | 5% | 204.25
61274 | HID | 900NWNTEKE048U | RDR, R10, ICLASS, SE E, LF OFF, HF STD/SIO/SEOS/MIG, WIEG, TERM, BLK, HF MIGR PFL EVCS0209_ICE0326, IPM OFF | Ea |  | 1 Year | 215 | 5% | 204.25
61275 | HID | 900NWNTEKE050J | RDR, R10, ICLASS, SE E, LF OFF, HF STD/SIO/SEOS/MIGR, WIEG, TERM, BLK, LED RED, FLSH OFF, BRZ ON, IPM OFF, HF MIGR PFL EVCS5164 | Ea |  | 1 Year | 215 | 5% | 204.25
61276 | HID | 900NWNTEKE0533 | RDR, R10, ICLASS, SE E, LF OFF, HF CST LEG/HID MIFARE APPL/MF CSN SUPPR, WIEG, TERM, BLK, LED RED, FLSH GRN, BZR ON, OPT TAMP, OPEN COLL, IPM OFF MIGR PFL EVPH0026 | Ea |  | 1 Year | 215 | 5% | 204.25
61277 | HID | 900NWNTEKE0536 | RDR, R10, ICLASS, SE E, LF OFF, HF MIGR, WIEG, TERM, BLK, LED OFF, FLSH OFF, BZR ON, IPM OFF, HF MIGR PFL EVC00000_ICE0440, DIVERSIFIED KEY DISABLED | Ea |  | 1 Year | 215 | 5% | 204.25
61278 | HID | 900NWNTEKE054T | RDR, R10, ICLASS, SE E, LF OFF, HF SEOS/MIG, WIEG, TERM, BLK, HF MIGR PFL EVCF0114_ICE0363, IPM OFF, ADOBE | Ea |  | 1 Year | 215 | 5% | 204.25
61279 | HID | 900NWNTEKE0576 | RDR, R10, ICLASS, SE E, LF OFF, HF STD/SIO/SEOS/MIGR, WIEG, TERM, BLK, HF MIGR PFL EVP00000_ICE0318, IPM OFF | Ea |  | 1 Year | 215 | 5% | 204.25
61280 | HID | 900NWPNEK0047N | RDR, R10, ICLASS, SE E, LF OFF, HF STD/SIO/SEOS/MIGR, 485HDX, PIG, BLK, HF MIGR A/V OFF, OSDP V2, OPT TAMP, OPEN COLL, OSDP TAMP ENABLED, TEST KEY, POLL=75MS, CSN 56-BIT MSB, IPM OFF, UART OFF, WIEG OFF, EVP00000 | Ea |  | 1 Year | 250 | 5% | 237.5
61281 | HID | 900NWPNEK00483 | RDR, R10, ICLASS, SE E, LF OFF, HF STD/SIO/SEOS/MIGR, 485HDX, PIG, BLK, HF MIGR,WIEG, LED OFF, FLSH OFF, BZR OFF,, OPT TAMP, OPEN COLL, CSN 56-BIT MSB, IPM OFF, UART OFF, WIEG ON, EVP00000 | Ea |  | 1 Year | 250 | 5% | 237.5
61282 | HID | 900NWPNEKE00KV | RDR, R10, ICLASS, LF OFF, HF STD/SIO/SEOS/MIGR, 485HDX, PIG, BLK, STD-1, A/V OFF, OSDP V2, OPT TAMP, OPEN COLL, CSN 32-BIT MSB, HF MIGR PFL EVP00000, IPM OFF | Ea |  | 1 Year | 250 | 5% | 237.5
61283 | HID | 900NWPNEKE00VE | RDR, R10, ICLASS, SE E, LF OFF, HF STD/SIO/SEOS/MIGR, 485HDX, PIG, BLK, OSDP V2, A/V OFF, OPT TAMP, OPEN COLL, OPT TAMP, CSN 32-BIT MSB, HF MIGR PFL EVP00000, IPM OFF | Ea |  | 1 Year | 250 | 5% | 237.5
61284 | HID | 900NWPTEK00324 | RDR, R10, ICLASS, SE E, LF OFF, HF STD/SIO/SEOS/MIGR, 485HDX, TERM, BLK, HF MIGR PFL EVP00000_ICE0318, IPM OFF, NO KPD, NO PROX, OSDPV1 | Ea |  | 1 Year | 250 | 5% | 237.5
61285 | HID | 900NWPTEK00327 | RDR, R10, ICLASS, SE E, LF OFF, HF STD/SIO/SEOS/MIGR, 485HDX, TERM, BLK, HF MIGR PFL EVP00120, IPM OFF | Ea |  | 1 Year | 250 | 5% | 237.5
61286 | HID | 900NWPTEK0047N | RDR, R10, ICLASS, SE E, LF OFF, HF STD/SIO/SEOS/MIGR, 485HDX, TERM, BLK, HF MIGR A/V OFF, OSDP V2, OPT TAMP, OPEN COLL, OSDP TAMP ENABLED, TEST KEY, POLL=75MS, CSN 56-BIT MSB, IPM OFF, UART OFF, WIEG OFF, EVP00000 | Ea |  | 1 Year | 250 | 5% | 237.5
61287 | HID | 900NWPTEK00483 | RDR, R10, ICLASS, SE E, LF OFF, HF STD/SIO/SEOS/MIGR, 485HDX, TERM, BLK, HF MIGR,WIEG, LED OFF, FLSH OFF, BZR OFF,, OPT TAMP, OPEN COLL, CSN 56-BIT MSB, A/V IPM OFF, UART OFF, WIEG ON, EVP00000 | Ea |  | 1 Year | 250 | 5% | 237.5
61288 | HID | 900NWPTEKE00KV | RDR, R10, ICLASS, LF OFF, HF STD/SIO/SEOS/MIGR, 485HDX, TERM, BLK, STD-1, A/V OFF, OSDP V2, OPT TAMP, OPEN COLL, CSN 32-BIT MSB, HF MIGR PFL EVP00000, IPM OFF | Ea |  | 1 Year | 250 | 5% | 237.5
61289 | HID | 900NWPTEKE00UR | RDR, R10, ICLASS, SE E, LF OFF, HF STD/SIO/SEOS/MIGR, 485HDX, TERM, BLK, A/V OFF, OSDP V2, OPT TAMP, OPEN COLL, OPT TAMP ENBLD, CSN SUPPR, IPM OFF, HF MIGR PFL EVP00000_ICE0318 | Ea |  | 1 Year | 250 | 5% | 237.5
61290 | HID | 900NWPTEKE00VE | RDR, R10, ICLASS, SE E, LF OFF, HF STD/SIO/SEOS/MIGR, 485HDX, TERM, BLK, OSDP V2, A/V OFF, OPT TAMP, OPEN COLL, OPT TAMP, CSN 32-BIT MSB, HF MIGR PFL EVP00000, IPM OFF | Ea |  | 1 Year | 250 | 5% | 237.5
61291 | HID | 900NWPTEKE056U | RDR, R10, ICLASS, SE E, LF OFF, HF STD/SIO/SEOS/MIGR, 485HDX, TERM, BLK, A/V OFF, OSDP V1, OPT TAMP, OPEN COLL, OSDP TAMP ENBLD, HF MIGR PFL EVCE26503_ICE0315_ICE0324_ICE0178, IPM OFF, AKER SOLUTION | Ea |  | 1 Year | 250 | 5% | 237.5
61292 | HID | 900PBNNEK20000 | RDR, RP10, MULTICLASS, SE E, LF FSK ONLY, HF SEOS, WIEG, PIG, BLK, STD-2, LED RED, FLSH GRN, BZR ON, VAR BIT OUTPUT PER SIO, IPM OFF, VEL ON, MOBILE READY | Ea |  | 1 Year | 282 | 5% | 267.9
61293 | HID | 900PBNNEK2S077 | RDR, RP10, MULTICLASS, SE E, HF SEOS/MA, WIEG, PIG, BLK, STD-2, LED BLUE, FLSH GRN, BZR ON, OPT TAMP, OPEN COLL, I'M ALIVE, VAR OUTPUT PER SIO, IPM OFF, VEL ON, RESET TO FACTORY DEFAULTS R/RP READERS TARGET, MOBILE-READY | Ea |  | 1 Year | 282 | 5% | 267.9
61294 | HID | 900PBNNEKE0000 | RDR, RP10, MULTICLASS, SE E, LF FSK ONLY, HF SEOS, WIEG, PIG, BLK, STD-2, LED RED, FLSH GRN, BZR ON, VAR BIT OUTPUT PER SIO, IPM OFF, VEL ON, MOBILE-ENABLED-FORMAT | Ea |  | 1 Year | 282 | 5% | 267.9
61295 | HID | 900PBNNEKES077 | RDR, RP10, MULTICLASS, SE E, HF SEOS/MA, WIEG, PIG, BLK, STD-2, LED BLUE, FLSH GRN, BZR ON, OPT TAMP, OPEN COLL, I'M ALIVE, VAR OUTPUT PER SIO, IPM OFF, VEL ON, RESET TO FACTORY DEFAULTS R/RP READERS TARGET, MOBILE-ENABLED-FMT | Ea |  | 1 Year | 282 | 5% | 267.9
61296 | HID | 900PBNTEK20000 | RDR, RP10, MULTICLASS, SE E, LF FSK ONLY, HF SEOS, WIEG, TERM, BLK, STD-2, LED RED, FLSH GRN, BZR ON, VAR BIT OUTPUT PER SIO, IPM OFF, VEL ON, MOBILE READY | Ea |  | 1 Year | 282 | 5% | 267.9
61297 | HID | 900PBNTEK2S077 | RDR, RP10, MULTICLASS, SE E, HF SEOS/MA, WIEG, TERM, BLK, STD-2, LED BLUE, FLSH GRN, BZR ON, OPT TAMP, OPEN COLL, I'M ALIVE, VAR OUTPUT PER SIO, IPM OFF, VEL ON, RESET TO FACTORY DEFAULTS R/RP READERS TARGET, MOBILE-READY | Ea |  | 1 Year | 282 | 5% | 267.9
61298 | HID | 900PBNTEKE0000 | RDR, RP10, MULTICLASS, SE E, LF FSK ONLY, HF SEOS, WIEG, TERM, BLK, STD-2, LED RED, FLSH GRN, BZR ON, VAR BIT OUTPUT PER SIO, IPM OFF, VEL ON, MOBILE-ENABLED-FORMAT | Ea |  | 1 Year | 282 | 5% | 267.9
61299 | HID | 900PBNTEKES077 | RDR, RP10, MULTICLASS, SE E, HF SEOS/MA, WIEG, TERM, BLK, STD-2, LED BLUE, FLSH GRN, BZR ON, OPT TAMP, OPEN COLL, I'M ALIVE, VAR OUTPUT PER SIO, IPM OFF, VEL ON, RESET TO FACTORY DEFAULTS R/RP READERS TARGET, MOBILE-ENABLED-FMT | Ea |  | 1 Year | 282 | 5% | 267.9
61300 | HID | 900PBPNEKEA0H8 | RDR, RP10, MULTICLASS, SE E, LF FSK, HF SEOS/MA, 485HDX, PIG, BLK, A/V OFF, OSDP V2, OPT TAMP, OPEN COLL, OSDP TAMP ENBLD, CSN SUPPR, IPM OFF, MOBILE-ENABLED-FMT | Ea |  | 1 Year | 282 | 5% | 267.9
61301 | HID | 900PHPNEK0000V | RDR, RP10-H, PIVCLASS, SE E, LF STD, HF STD/SIO/SEOS/FIPS/CAK, 485HDX, PIG, BLK, STD-1, OSDP V1, OPEN COLL, OSDP TAMP ENBLD, TEST KEYS, POLL=75MS, A/V OFF, FIPS 200-BIT, IPM OFF, UART OFF, WIEG OFF | Ea |  | 1 Year | 232 | 5% | 220.4
61302 | HID | 900PHPNEK0003Y | RDR, RP10-H, PIVCLASS, SE E, LF STD, HF STD/SIO/SEOS/FIPS/CAK, 485HDX, PIG, BLK, STD-1, LED RED, FLSH GRN, BZR ON, OPT TAMP, OPEN COLL, FIPS 64-BIT REVERSE BCD, IPM OFF, UART OFF, WIEG ON | Ea |  | 1 Year | 232 | 5% | 220.4
61303 | HID | 900PHPNEK000HA | RDR, RP10-H, PIVCLASS, SE E, LF STD, HF STD/SIO/SEOS/FIPS/CAK, 485HDX, PIG, BLK, STD-1, LED RED, FLSH GRN, BZR ON, FIPS 128-BIT REVERSED, IPM OFF, UART OFF, WIEG ON | Ea |  | 1 Year | 232 | 5% | 220.4
61304 | HID | 900PHPNEK000UH | RDR, RP10-H, PIVCLASS, SE E, LF STD, HF STD/SIO/SEOS/FIPS/CAK, 485HDX, PIG, BLK, STD-1, OSDP V2, OPEN COLL, OSDP TAMP ENBLD, TEST KEYS, POLL=75MS, A/V OFF, FIPS 200-BIT, IPM OFF, UART OFF, WIEG OFF | Ea |  | 1 Year | 232 | 5% | 220.4
61305 | HID | 900PHPNEK0032U | RDR, RP10-H, PIVCLASS, SE E, LF STD,HF STD/SIO/SEOS/FIPS/CAK, 485HDX, PIG, BLK, STD-1, LED RED, FLSH GRN, BZR ON, OPT TAMP, OPEN COLL, FIPS 200-BIT, IPM OFF, UART OFF, WIEG ON | Ea |  | 1 Year | 232 | 5% | 220.4
61306 | HID | 900PHPNEK00332 | RDR, RP10-H, PIVCLASS, SE E, LF STD, HF STD/SIO/SEOS/FIPS/CAK, 485HDX, PIG, BLK, STD-1, OSDP V1, OPEN COLL, OSDP TAMP ENBLD, TEST KEYS, POLL=75MS, A/V OFF, FIPS 75-BIT, IPM OFF, UART OFF, WIEG OFF | Ea |  | 1 Year | 232 | 5% | 220.4
61307 | HID | 900PHPNEK00335 | RDR, RP10-H, PIVCLASS, SE E, LF STD, HF STD/SIO/SEOS/FIPS/CAK, 485HDX, PIG, BLK, STD-1, OSDP V1, OPEN COLL, OSDP TAMP ENBLD, TEST KEYS, POLL=75MS, A/V OFF, FIPS 64-BIT, IPM OFF, UART OFF, WIEG OFF | Ea |  | 1 Year | 232 | 5% | 220.4
61308 | HID | 900PHPNEK00338 | RDR, RP10-H, PIVCLASS, SE E, LF STD,HF STD/SIO/SEOS/FIPS/CAK, 485HDX, PIG, BLK, STD-1, LED RED, FLSH GRN, BZR ON, OPT TAMP, OPEN COLL, FIPS 75-BIT, IPM OFF, UART OFF, WIEG ON | Ea |  | 1 Year | 232 | 5% | 220.4
61309 | HID | 900PHPNEK00339 | RDR, RP10-H, PIVCLASS, SE E, LF STD,HF STD/SIO/SEOS/FIPS/CAK, 485HDX, PIG, BLK, STD-1, LED RED, FLSH GRN, BZR ON, OPT TAMP, OPEN COLL, FIPS 64-BIT, IPM OFF, UART OFF, WIEG ON | Ea |  | 1 Year | 232 | 5% | 220.4
61310 | HID | 900PHPNEKE000V | RDR, RP10-H, PIVCLASS, SE E, LF STD, HF STD/SIO/SEOS/FIPS/CAK, 485HDX, PIG, BLK, STD-1, OSDP V1, OPEN COLL, OSDP TAMP ENBLD, TEST KEYS, POLL=75MS, A/V OFF, FIPS 200-BIT, IPM OFF, UART OFF, WIEG OFF | Ea |  | 1 Year | 232 | 5% | 220.4
61311 | HID | 900PHPNEKE003Y | RDR, RP10-H, PIVCLASS, SE E, LF STD, HF STD/SIO/SEOS/FIPS/CAK, 485HDX, PIG, BLK, STD-1, LED RED, FLSH GRN, BZR ON, OPT TAMP, OPEN COLL, FIPS 64-BIT REVERSE BCD, IPM OFF, UART OFF, WIEG ON | Ea |  | 1 Year | 232 | 5% | 220.4
61312 | HID | 900PHPNEKE00HA | RDR, RP10-H, PIVCLASS, SE E, LF STD,HF STD/SIO/SEOS/FIPS/CAK, 485HDX, PIG, BLK, ELITE, LED RED, FLSH GRN, BZR ON, FIPS 128-BIT REVERSED, IPM OFF, UART OFF, WIEG ON | Ea |  | 1 Year | 232 | 5% | 220.4
61313 | HID | 900PHPNEKE032U | RDR, RP10-H, PIVCLASS, SE E, LF STD,HF STD/SIO/SEOS/FIPS/CAK, 485HDX, PIG, BLK, STD-1, LED RED, FLSH GRN, BZR ON, OPT TAMP, OPEN COLL, FIPS 200-BIT, IPM OFF, UART OFF, WIEG ON | Ea |  | 1 Year | 232 | 5% | 220.4
61314 | HID | 900PHPNEKE0332 | RDR, RP10-H, PIVCLASS, SE E, LF STD, HF STD/SIO/SEOS/FIPS/CAK, 485HDX, PIG, BLK, STD-1, OSDP V1, OPEN COLL, OSDP TAMP ENBLD, TEST KEYS, POLL=75MS, A/V OFF, FIPS 75-BIT, IPM OFF, UART OFF, WIEG OFF | Ea |  | 1 Year | 232 | 5% | 220.4
61315 | HID | 900PHPNEKE0335 | RDR, RP10-H, PIVCLASS, SE E, LF STD, HF STD/SIO/SEOS/FIPS/CAK, 485HDX, PIG, BLK, STD-1, OSDP V1, OPEN COLL, OSDP TAMP ENBLD, TEST KEYS, POLL=75MS, A/V OFF, FIPS 64-BIT, IPM OFF, UART OFF, WIEG OFF | Ea |  | 1 Year | 232 | 5% | 220.4
61316 | HID | 900PHPNEKE0338 | RDR, RP10-H, PIVCLASS, SE E, LF STD,HF STD/SIO/SEOS/FIPS/CAK, 485HDX, PIG, BLK, STD-1, LED RED, FLSH GRN, BZR ON, OPT TAMP, OPEN COLL, FIPS 75-BIT, IPM OFF, UART OFF, WIEG ON | Ea |  | 1 Year | 232 | 5% | 220.4
61317 | HID | 900PHPNEKE0339 | RDR, RP10-H, PIVCLASS, SE E, LF STD,HF STD/SIO/SEOS/FIPS/CAK, 485HDX, PIG, BLK, STD-1, LED RED, FLSH GRN, BZR ON, OPT TAMP, OPEN COLL, FIPS 64-BIT, IPM OFF, UART OFF, WIEG ON | Ea |  | 1 Year | 232 | 5% | 220.4
61318 | HID | 900PHPTEK0000V | RDR, RP10-H, PIVCLASS, SE E, LF STD, HF STD/SIO/SEOS/FIPS/CAK, 485HDX, TERM, BLK, STD-1, OSDP V1, OPEN COLL, OSDP TAMP ENBLD, TEST KEYS, POLL=75MS, A/V OFF, FIPS 200-BIT, IPM OFF, UART OFF, WIEG OFF | Ea |  | 1 Year | 232 | 5% | 220.4
61319 | HID | 900PHPTEK0003Y | RDR, RP10-H, PIVCLASS, SE E, LF STD, HF STD/SIO/SEOS/FIPS/CAK, 485HDX, TERM, BLK, STD-1, LED RED, FLSH GRN, BZR ON, OPT TAMP, OPEN COLL, FIPS 64-BIT REVERSE BCD, IPM OFF, UART OFF, WIEG ON | Ea |  | 1 Year | 232 | 5% | 220.4
61320 | HID | 900PHPTEK000HA | RDR, RP10-H, PIVCLASS, SE E, LF STD,HF STD/SIO/SEOS/FIPS/CAK, 485HDX, TERM, BLK, STD-1, LED RED, FLSH GRN, BZR ON, FIPS 128-BIT REVERSED, IPM OFF, UART OFF, WIEG ON | Ea |  | 1 Year | 232 | 5% | 220.4
61321 | HID | 900PHPTEK000UH | RDR, RP10-H, PIVCLASS, SE E, LF STD, HF STD/SIO/SEOS/FIPS/CAK, 485HDX, TERM, BLK, STD-1, OSDP V2, OPEN COLL, OSDP TAMP ENBLD, TEST KEYS, POLL=75MS, A/V OFF, FIPS 200-BIT, IPM OFF, UART OFF, WIEG OFF | Ea |  | 1 Year | 232 | 5% | 220.4
61322 | HID | 900PHPTEK0032U | RDR, RP10-H, PIVCLASS, SE E, LF STD,HF STD/SIO/SEOS/FIPS/CAK, 485HDX, TERM, BLK, STD-1, LED RED, FLSH GRN, BZR ON, OPT TAMP, OPEN COLL, FIPS 200-BIT, IPM OFF, UART OFF, WIEG ON | Ea |  | 1 Year | 232 | 5% | 220.4
61323 | HID | 900PHPTEK00332 | RDR, RP10-H, PIVCLASS, SE E, LF STD, HF STD/SIO/SEOS/FIPS/CAK, 485HDX, TERM, BLK, STD-1, OSDP V1, OPEN COLL, OSDP TAMP ENBLD, TEST KEYS, POLL=75MS, A/V OFF, FIPS 75-BIT, IPM OFF, UART OFF, WIEG OFF | Ea |  | 1 Year | 232 | 5% | 220.4
61324 | HID | 900PHPTEK00335 | RDR, RP10-H, PIVCLASS, SE E, LF STD, HF STD/SIO/SEOS/FIPS/CAK, 485HDX, TERM, BLK, STD-1, OSDP V1, OPEN COLL, OSDP TAMP ENBLD, TEST KEYS, POLL=75MS, A/V OFF, FIPS 64-BIT, IPM OFF, UART OFF, WIEG OFF | Ea |  | 1 Year | 232 | 5% | 220.4
61325 | HID | 900PHPTEK00338 | RDR, RP10-H, PIVCLASS, SE E, LF STD,HF STD/SIO/SEOS/FIPS/CAK, 485HDX, TERM, BLK, STD-1, LED RED, FLSH GRN, BZR ON, OPT TAMP, OPEN COLL, FIPS 75-BIT, IPM OFF, UART OFF, WIEG ON | Ea |  | 1 Year | 232 | 5% | 220.4
61326 | HID | 900PHPTEK00339 | RDR, RP10-H, PIVCLASS, SE E, LF STD,HF STD/SIO/SEOS/FIPS/CAK, 485HDX, TERM, BLK, STD-1, LED RED, FLSH GRN, BZR ON, OPT TAMP, OPEN COLL, FIPS 64-BIT, IPM OFF, UART OFF, WIEG ON | Ea |  | 1 Year | 232 | 5% | 220.4
61327 | HID | 900PHPTEKE000V | RDR, RP10-H, PIVCLASS, SE E, LF STD, HF STD/SIO/SEOS/FIPS/CAK, 485HDX, TERM, BLK, STD-1, OSDP V1, OPEN COLL, OSDP TAMP ENBLD, TEST KEYS, POLL=75MS, A/V OFF, FIPS 200-BIT, IPM OFF, UART OFF, WIEG OFF | Ea |  | 1 Year | 232 | 5% | 220.4
61328 | HID | 900PHPTEKE003Y | RDR, RP10-H, PIVCLASS, SE E, LF STD, HF STD/SIO/SEOS/FIPS/CAK, 485HDX, TERM, BLK, STD-1, LED RED, FLSH GRN, BZR ON, OPT TAMP, OPEN COLL, FIPS 64-BIT REVERSE BCD, IPM OFF, UART OFF, WIEG ON | Ea |  | 1 Year | 232 | 5% | 220.4
61329 | HID | 900PHPTEKE00HA | RDR, RP10-H, PIVCLASS, SE E, LF STD,HF STD/SIO/SEOS/FIPS/CAK, 485HDX, TERM, BLK, ELITE, LED RED, FLSH GRN, BZR ON, FIPS 128-BIT REVERSED, IPM OFF, UART OFF, WIEG ON | Ea |  | 1 Year | 232 | 5% | 220.4
61330 | HID | 900PHPTEKE032U | RDR, RP10-H, PIVCLASS, SE E, LF STD,HF STD/SIO/SEOS/FIPS/CAK, 485HDX, TERM, BLK, STD-1, LED RED, FLSH GRN, BZR ON, OPT TAMP, OPEN COLL, FIPS 200-BIT, IPM OFF, UART OFF, WIEG ON | Ea |  | 1 Year | 232 | 5% | 220.4
61331 | HID | 900PHPTEKE0332 | RDR, RP10-H, PIVCLASS, SE E, LF STD, HF STD/SIO/SEOS/FIPS/CAK, 485HDX, TERM, BLK, STD-1, OSDP V1, OPEN COLL, OSDP TAMP ENBLD, TEST KEYS, POLL=75MS, A/V OFF, FIPS 75-BIT, IPM OFF, UART OFF, WIEG OFF | Ea |  | 1 Year | 232 | 5% | 220.4
61332 | HID | 900PHPTEKE0335 | RDR, RP10-H, PIVCLASS, SE E, LF STD, HF STD/SIO/SEOS/FIPS/CAK, 485HDX, TERM, BLK, STD-1, OSDP V1, OPEN COLL, OSDP TAMP ENBLD, TEST KEYS, POLL=75MS, A/V OFF, FIPS 64-BIT, IPM OFF, UART OFF, WIEG OFF | Ea |  | 1 Year | 232 | 5% | 220.4
61333 | HID | 900PHPTEKE0338 | RDR, RP10-H, PIVCLASS, SE E, LF STD,HF STD/SIO/SEOS/FIPS/CAK, 485HDX, TERM, BLK, STD-1, LED RED, FLSH GRN, BZR ON, OPT TAMP, OPEN COLL, FIPS 75-BIT, IPM OFF, UART OFF, WIEG ON | Ea |  | 1 Year | 232 | 5% | 220.4
61334 | HID | 900PHPTEKE0339 | RDR, RP10-H, PIVCLASS, SE E, LF STD,HF STD/SIO/SEOS/FIPS/CAK, 485HDX, TERM, BLK, STD-1, LED RED, FLSH GRN, BZR ON, OPT TAMP, OPEN COLL, FIPS 64-BIT, IPM OFF, UART OFF, WIEG ON | Ea |  | 1 Year | 232 | 5% | 220.4
61335 | HID | 900PHRNEK00004 | RDR, RP10-H, PIVCLASS, SE E, LF STD, HF STD/SIO/SEOS/FIPS/CAK, 485FDX, PIG, BLK, STD-1, LED RED, FLSH GRN, BZR ON, OPT TAMP, OPEN COLL, FIPS 200-BIT, IPM OFF, UART OFF, WIEG ON | Ea |  | 1 Year | 232 | 5% | 220.4
61336 | HID | 900PHRNEK00005 | RDR, RP10-H, PIVCLASS, SE E, LF STD, HF STD/SIO/SEOS/FIPS/CAK, 485FDX, PIG, BLK, STD-1, LED RED, FLSH GRN, BZR ON, OPT TAMP, OPEN COLL, FIPS 75-BIT, IPM OFF, UART OFF, WIEG ON | Ea |  | 1 Year | 232 | 5% | 220.4
61337 | HID | 900PHRNEK00006 | RDR, RP10-H, PIVCLASS, SE E, LF STD, HF STD/SIO/SEOS/FIPS/CAK, 485FDX, PIG, BLK, STD-1, LED RED, FLSH GRN, BZR ON, OPT TAMP, OPEN COLL, FIPS 64-BIT, IPM OFF, UART OFF, WIEG ON | Ea |  | 1 Year | 232 | 5% | 220.4
61338 | HID | 900PHRNEK00007 | RDR, RP10-H, PIVCLASS, SE E, LF STD, HF STD/SIO/SEOS/FIPS/CAK, 485FDX, PIG, BLK, STD-1, LED RED, FLSH GRN, BZR ON, OPT TAMP, OPEN COLL, IPM OFF, UART ON, WIEG OFF | Ea |  | 1 Year | 232 | 5% | 220.4
61339 | HID | 900PHRNEK00016 | RDR, RP10-H, PIVCLASS, SE E, LF STD, HF STD/SIO/SEOS/FIPS/CAK, 485FDX, PIG, BLK, STD-1, LED RED, FLSH GRN, BZR ON, OPT TAMP, OPEN COLL, FIPS 75-BIT, MIF/DES 56-BIT CSN, IPM OFF, UART OFF, WIEG ON | Ea |  | 1 Year | 232 | 5% | 220.4
61340 | HID | 900PHRNEK0003U | RDR, RP10-H, PIVCLASS, SE E, LF STD, HF STD/SIO/SEOS/FIPS/CAK, 485FDX, PIG, BLK, STD-1, LED RED, FLSH OFF, BZR ON, OPT TAMP, OPEN COLL, FIPS 40-BIT, BCD, IPM OFF, UART OFF, WIEG ON | Ea |  | 1 Year | 232 | 5% | 220.4
61341 | HID | 900PHRNEK000HA | RDR, RP10-H, PIVCLASS, SE E, LF STD, HF STD/SIO/SEOS/FIPS/CAK, 485FDX, PIG, BLK, STD-1, LED RED, FLSH GRN, BZR ON, FIPS 128-BIT REVERSED, IPM OFF, UART OFF, WIEG ON | Ea |  | 1 Year | 232 | 5% | 220.4
61342 | HID | 900PHRNEK000K2 | RDR, RP10-H, PIVCLASS, SE E, LF STD, HF STD/SIO/SEOS/FIPS/CAK, 485FDX, PIG, BLK, STD-1, LED ON, FLSH OFF, BZR ON, OPT TAMP, OPEN COLL, FIPS 200 BIT, PROX FSK, IPM OFF, UART OFF, WIEG ON, CSTM SEOS LEDS | Ea |  | 1 Year | 232 | 5% | 220.4
61343 | HID | 900PHRNEK0012K | RDR, RP10-H, PIVCLASS, SE E, LF STD, HF STD/SIO/SEOS/FIPS/CAK, 485FDX, PIG, BLK, STD-1, LED RED, FLSH OFF, BZR ON, OPT TAMP, OPEN COLL, RVRS BCD, IPM OFF, UART OFF, WIEG ON | Ea |  | 1 Year | 232 | 5% | 220.4
61344 | HID | 900PHRNEK0037E | RDR, RP10-H, PIVCLASS, SE E, LF STD, HF STD/SIO/SEOS/FIPS/CAK, 485FDX, PIG, BLK, STD-1, LED RED, FLSH GRN, BZR ON, OPT TAMP, OPEN COLL, FIPS 64-BIT REVERSE BCD, IPM OFF, UART OFF, WIEG ON | Ea |  | 1 Year | 232 | 5% | 220.4
61345 | HID | 900PHRNEK00466 | RDR, RP10-H, PIVCLASS, SE E, LF STD, HF STD/SIO/SEOS/FIPS/CAK, 485FDX, PIG, BLK, STD-1,CSN SUPPRESSED, LED RED, FLSH GRN, BZR ON, IPM OFF, UART OFF, WIEG ON | Ea |  | 1 Year | 232 | 5% | 220.4
61346 | HID | 900PHRNEKE0004 | RDR, RP10-H, PIVCLASS, SE E, LF STD, HF STD/SIO/SEOS/FIPS/CAK, 485FDX, PIG, BLK, STD-1, LED RED, FLSH GRN, BZR ON, OPT TAMP, OPEN COLL, FIPS 200-BIT, IPM OFF, UART OFF, WIEG ON | Ea |  | 1 Year | 232 | 5% | 220.4
61347 | HID | 900PHRNEKE0005 | RDR, RP10-H, PIVCLASS, SE E, LF STD, HF STD/SIO/SEOS/FIPS/CAK, 485FDX, PIG, BLK, STD-1, LED RED, FLSH GRN, BZR ON, OPT TAMP, OPEN COLL, FIPS 75-BIT, IPM OFF, UART OFF, WIEG ON | Ea |  | 1 Year | 232 | 5% | 220.4
61348 | HID | 900PHRNEKE0006 | RDR, RP10-H, PIVCLASS, SE E, LF STD, HF STD/SIO/SEOS/FIPS/CAK, 485FDX, PIG, BLK, STD-1, LED RED, FLSH GRN, BZR ON, OPT TAMP, OPEN COLL, FIPS 64-BIT, IPM OFF, UART OFF, WIEG ON | Ea |  | 1 Year | 232 | 5% | 220.4
61349 | HID | 900PHRNEKE0007 | RDR, RP10-H, PIVCLASS, SE E, LF STD, HF STD/SIO/SEOS/FIPS/CAK, 485FDX, PIG, BLK, STD-1, LED RED, FLSH GRN, BZR ON, OPT TAMP, OPEN COLL, IPM OFF, UART ON, WIEG OFF | Ea |  | 1 Year | 232 | 5% | 220.4
61350 | HID | 900PHRNEKE00HA | RDR, RP10-H, PIVCLASS, SE E, LF STD, HF STD/SIO/SEOS/FIPS/CAK, 485FDX, PIG, BLK, ELITE, LED RED, FLSH GRN, BZR ON, FIPS 128-BIT REVERSED, IPM OFF, UART OFF, WIEG ON | Ea |  | 1 Year | 232 | 5% | 220.4
61351 | HID | 900PHRNEKE037E | RDR, RP10-H, PIVCLASS, SE E, LF STD, HF STD/SIO/SEOS/FIPS/CAK, 485FDX, PIG, BLK, STD-1, LED RED, FLSH GRN, BZR ON, OPT TAMP, OPEN COLL, FIPS 64-BIT REVERSE BCD, IPM OFF, UART OFF, WIEG ON | Ea |  | 1 Year | 232 | 5% | 220.4
61352 | HID | 900PHRTEK00004 | RDR, RP10-H, PIVCLASS, SE E, LF STD, HF STD/SIO/SEOS/FIPS/CAK, 485FDX, TERM, BLK, STD-1, LED RED, FLSH GRN, BZR ON, OPT TAMP, OPEN COLL, FIPS 200-BIT, IPM OFF, UART OFF, WIEG ON | Ea |  | 1 Year | 232 | 5% | 220.4
61353 | HID | 900PHRTEK00005 | RDR, RP10-H, PIVCLASS, SE E, LF STD, HF STD/SIO/SEOS/FIPS/CAK, 485FDX, TERM, BLK, STD-1, LED RED, FLSH GRN, BZR ON, OPT TAMP, OPEN COLL, FIPS 75-BIT, IPM OFF, UART OFF, WIEG ON | Ea |  | 1 Year | 232 | 5% | 220.4
61354 | HID | 900PHRTEK00006 | RDR, RP10-H, PIVCLASS, SE E, LF STD, HF STD/SIO/SEOS/FIPS/CAK, 485FDX, TERM, BLK, STD-1, LED RED, FLSH GRN, BZR ON, OPT TAMP, OPEN COLL, FIPS 64-BIT, IPM OFF, UART OFF, WIEG ON | Ea |  | 1 Year | 232 | 5% | 220.4
61355 | HID | 900PHRTEK00007 | RDR, RP10-H, PIVCLASS, SE E, LF STD, HF STD/SIO/SEOS/FIPS/CAK, 485FDX, TERM, BLK, STD-1, LED RED, FLSH GRN, BZR ON, OPT TAMP, OPEN COLL, IPM OFF, UART ON, WIEG OFF | Ea |  | 1 Year | 232 | 5% | 220.4
61356 | HID | 900PHRTEK00016 | RDR, RP10-H, PIVCLASS, SE E, LF STD, HF STD/SIO/SEOS/FIPS/CAK, 485FDX, TERM, BLK, STD-1, LED RED, FLSH GRN, BZR ON, OPT TAMP, OPEN COLL, FIPS 75-BIT, IPM OFF, UART OFF, WIEG ON | Ea |  | 1 Year | 232 | 5% | 220.4
61357 | HID | 900PHRTEK000HA | RDR, RP10-H, PIVCLASS, SE E, LF STD, HF STD/SIO/SEOS/FIPS/CAK, 485FDX, TERM, BLK, STD-1, LED RED, FLSH GRN, BZR ON, FIPS 128-BIT REVERSED, IPM OFF, UART OFF, WIEG ON | Ea |  | 1 Year | 232 | 5% | 220.4
61358 | HID | 900PHRTEK0037E | RDR, RP10-H, PIVCLASS, SE E, LF STD, HF STD/SIO/SEOS/FIPS/CAK, 485FDX, TERM, BLK, STD-1, LED RED, FLSH GRN, BZR ON, OPT TAMP, OPEN COLL, FIPS 64-BIT REVERSE BCD, IPM OFF, UART OFF, WIEG ON | Ea |  | 1 Year | 232 | 5% | 220.4
61359 | HID | 900PHRTEK00466 | RDR, RP10-H, PIVCLASS, SE E, LF STD, HF STD/SIO/SEOS/FIPS/CAK, 485FDX, TERM, BLK, STD-1,CSN SUPPRESSED, LED RED, FLSH GRN, BZR ON, IPM OFF, UART OFF, WIEG ON | Ea |  | 1 Year | 232 | 5% | 220.4
61360 | HID | 900PHRTEK0059B | RDR, RP10-H, PIVCLASS, SE E, LF STD, HF STD/SIO/SEOS/FIPS/CAK, 485FDX, TERM, BLK, STD-1, LED RED, FLSH GRN, BZR ON, OPT TAMP, OPN COL, FIPS 200-BIT, IPM OFF, UART OFF, WIEG ON, PATH NY NJ | Ea |  | 1 Year | 232 | 5% | 220.4
61361 | HID | 900PHRTEKE0004 | RDR, RP10-H, PIVCLASS, SE E, LF STD, HF STD/SIO/SEOS/FIPS/CAK, 485FDX, TERM, BLK, STD-1, LED RED, FLSH GRN, BZR ON, OPT TAMP, OPEN COLL, FIPS 200-BIT, IPM OFF, UART OFF, WIEG ON | Ea |  | 1 Year | 232 | 5% | 220.4
61362 | HID | 900PHRTEKE0005 | RDR, RP10-H, PIVCLASS, SE E, LF STD, HF STD/SIO/SEOS/FIPS/CAK, 485FDX, TERM, BLK, STD-1, LED RED, FLSH GRN, BZR ON, OPT TAMP, OPEN COLL, FIPS 75-BIT, IPM OFF, UART OFF, WIEG ON | Ea |  | 1 Year | 232 | 5% | 220.4
61363 | HID | 900PHRTEKE0006 | RDR, RP10-H, PIVCLASS, SE E, LF STD, HF STD/SIO/SEOS/FIPS/CAK, 485FDX, TERM, BLK, STD-1, LED RED, FLSH GRN, BZR ON, OPT TAMP, OPEN COLL, FIPS 64-BIT, IPM OFF, UART OFF, WIEG ON | Ea |  | 1 Year | 232 | 5% | 220.4
61364 | HID | 900PHRTEKE0007 | RDR, RP10-H, PIVCLASS, SE E, LF STD, HF STD/SIO/SEOS/FIPS/CAK, 485FDX, TERM, BLK, STD-1, LED RED, FLSH GRN, BZR ON, OPT TAMP, OPEN COLL, IPM OFF, UART ON, WIEG OFF | Ea |  | 1 Year | 232 | 5% | 220.4
61365 | HID | 900PHRTEKE00HA | RDR, RP10-H, PIVCLASS, SE E, LF STD, HF STD/SIO/SEOS/FIPS/CAK, 485FDX, TERM, BLK, ELITE, LED RED, FLSH GRN, BZR ON, OPT TAMP, OPEN COLL, FIPS 128-BIT REVERSED, IPM OFF, UART OFF, WIEG ON | Ea |  | 1 Year | 232 | 5% | 220.4
61366 | HID | 900PHRTEKE037E | RDR, RP10-H, PIVCLASS, SE E, LF STD, HF STD/SIO/SEOS/FIPS/CAK, 485FDX, TERM, BLK, STD-1, LED RED, FLSH GRN, BZR ON, OPT TAMP, OPEN COLL, FIPS 64-BIT REVERSE BCD, IPM OFF, UART OFF, WIEG ON | Ea |  | 1 Year | 232 | 5% | 220.4
61367 | HID | 900PMCNEKEA09H | RDR, RP10, MULTICLASS, SE E, LF STD, HF STD/SIO/SEOS/MA, C&D, PIG, BLK, STD-1, LED RED, FLSH GRN, BZR ON, OPT TAMP, OPEN COLL, CSN 32-BIT MSB, IPM OFF, MOBILE-ENABLED-FMT | Ea |  | 1 Year | 282 | 5% | 267.9
61368 | HID | 900PMCTEKEA09H | RDR, RP10, MULTICLASS, SE E, LF STD, HF STD/SIO/SEOS/MA, C&D, TERM, BLK, STD-1, LED RED, FLSH GRN, BZR ON, CSN 32-BIT MSB, IPM OFF, MOBILE-ENABLED-FMT | Ea |  | 1 Year | 282 | 5% | 267.9
61369 | HID | 900PMNNEKEA001 | RDR, RP10, MULTICLASS, SE E, LF OFF, HF STD/SIO/SEOS/MA, WIEG, PIG, BLK, LED RED, FLSH GRN, BZR ON, OPT TAMP, OPEN COLL, CSN 32-BIT MSB, IPM OFF, MOBILE-ENABLED-FMT | Ea |  | 1 Year | 282 | 5% | 267.9
61370 | HID | 900PMNNEKEA003 | RDR, RP10, MULTICLASS, SE E, LF STD, HF STD/SIO/SEOS/MA, WIEG, PIG, BLK, LED RED, FLSH GRN, BZR ON, OPT TAMP, OPEN COLL, CSN 32-BIT MSB, EM4102 32-BIT, IPM OFF, MOBILE-ENABLED-FMT | Ea |  | 1 Year | 282 | 5% | 267.9
61371 | HID | 900PMNNEKEA068 | RDR, RP10, MULTICLASS, SE E, LF STD, HF STD/SIO/SEOS/MA, WIEG, PIG, BLK, STD-1, LED OFF, FLSH OFF, BZR ON, OPT TAMP, OPEN COLL, CSN 32-BIT MSB, EM4102 32-BIT, IPM OFF, MOBILE-ENABLED-FMT | Ea |  | 1 Year | 282 | 5% | 267.9
61372 | HID | 900PMNNEKEA069 | RDR, RP10, MULTICLASS, SE E, LF STD, HF STD/SIO/SEOS/MA, WIEG, PIG, BLK, STD-1, LED RED, FLSH GRN, BZR ON, CSN 26-BIT MSB, IPM OFF, MOBILE-ENABLED-FMT | Ea |  | 1 Year | 282 | 5% | 267.9
61373 | HID | 900PMNNEKEA06U | RDR, RP10, MULTICLASS, SE E, LF STD, HF STD/SIO/SEOS/MA, WIEG, PIG, BLK, STD-1, LED RED, FLSH GRN, BZR ON, CSN 34-BIT MSB, IPM OFF, MOBILE-ENABLED-FMT | Ea |  | 1 Year | 282 | 5% | 267.9
61374 | HID | 900PMNNEKEA071 | RDR, RP10, MULTICLASS, SE E, LF STD, HF STD/SIO/SEOS/MA, WIEG, PIG, BLK, STD-1, LED RED, FLSH GRN, BZR ON, OPT TAMP, OPEN COLL, CSN 32-BIT LSB, IPM OFF, MOBILE-ENABLED-FMT | Ea |  | 1 Year | 282 | 5% | 267.9
61375 | HID | 900PMNNEKEA073 | RDR, RP10, MULTICLASS, SE E, LF STD, HF STD/SIO/SEOS/MA, WIEG, PIG, BLK, LED RED, FLSH GRN, BZR ON, OPT TAMP, OPEN COLL, CSN 32-BIT MSB, EM4102 32-BIT, IPM OFF, NO DELAY ON LF, MOBILE-ENABLED-FMT | Ea |  | 1 Year | 282 | 5% | 267.9
61376 | HID | 900PMNNEKEA075 | RDR, RP10, MULTICLASS, SE E, LF STD, HF STD/SIO/SEOS/MA, WIEG, PIG, BLK, STD-1, LED RED, FLSH OFF, BZR ON, CSN 32-BIT MSB, IPM OFF, MOBILE-ENABLED-FMT | Ea |  | 1 Year | 282 | 5% | 267.9
61377 | HID | 900PMNNEKEA084 | RDR, RP10, MULTICLASS, SE E, LF STD, HF STD/SIO/SEOS/MA, WIEG, PIG, BLK, STD-1, LED RED, FLSH GRN, BZR ON, CSN 32-BIT MSB, EM4102 32-BIT, IPM OFF, MOBILE-ENABLED-FMT | Ea |  | 1 Year | 282 | 5% | 267.9
61378 | HID | 900PMNNEKEA08C | RDR, RP10, MULTICLASS, SE E, LF OFF, HF STD/SIO/SEOS/MA, WIEG, PIG, BLK, STD-1, LED RED, FLSH GRN, BZR ON, OPT TAMP, OPEN COLL, CSN 56-BIT LSB, IPM OFF, MOBILE-ENABLED-FMT | Ea |  | 1 Year | 282 | 5% | 267.9
61379 | HID | 900PMNNEKEA08Q | RDR, RP10, MULTICLASS, SE E, LF STD, HF STD/SIO/SEOS/MA, WIEG, PIG, BLK, STD-1, LED RED, FLSH OFF, BZR OFF, OPT TAMP, OPEN COLL, CSN 32-BIT MSB, IPM OFF, MOBILE-ENABLED-FMT | Ea |  | 1 Year | 282 | 5% | 267.9
61380 | HID | 900PMNNEKEA095 | RDR, RP10, MULTICLASS, SE E, LF CST, HF STD/SIO/SEOS/MA, WIEG, PIG, BLK, LED OFF, FLSH OFF, BZR ON, OTP TAMP, OPEN COLL, EM4102 40 BIT, IPM OFF, ICLASS SIO ONLY, MOBILE-ENABLED-FMT | Ea |  | 1 Year | 282 | 5% | 267.9
61381 | HID | 900PMNNEKEA09J | RDR, RP10, MULTICLASS, SE E, LF STD, HF STD/SIO/SEOS/MA, WIEG, PIG, BLK, STD-1, LED OFF, FLSH GRN, BZR ON, OPT TAMP, OPEN COLL, CSN 32-BIT MSB, IPM OFF, MOBILE-ENABLED-FMT | Ea |  | 1 Year | 282 | 5% | 267.9
61382 | HID | 900PMNNEKEA0CB | RDR, RP10, MULTICLASS, SE E, LF STD, HF STD/SIO/SEOS/MIG/MA, WIEG, PIG, BLK, LED RED, FLSH GRN, BZR ON, OPT TAMP, OPEN COLL, CSN 32-BIT MSB, EM4102 32-BIT, IPM OFF, MOBILE-ENABLED-FMT | Ea |  | 1 Year | 342 | 5% | 324.9
61383 | HID | 900PMNNEKEA0CG | RDR, RP10, MULTICLASS, SE E, LF STD, HF STD/SIO/SEOS/MA, WIEG, PIG, BLK, LED BLUE, FLSH GRN, BZR ON, OPT TAMP, OPEN COLL, CSN 32-BIT MSB, EM4102 32-BIT, IPM OFF, MOBILE-ENABLED-FMT | Ea |  | 1 Year | 282 | 5% | 267.9
61384 | HID | 900PMNNEKEA0CW | RDR, RP10, MULTICLASS, SE E, LF STD, HF SIO/SEOS/MIFSPR/MA/HID MIFARE APP, WIEG, PIG, BLK, LED RED, FLSH GRN, BZR ON, OPT TAMP, OPEN COLL, CSN MIF SUPPR, EM4102 32-BIT, IPM OFF, MOBILE-ENABLED-FMT | Ea |  | 1 Year | 342 | 5% | 324.9
61385 | HID | 900PMNNEKEA0D5 | RDR, RP10, MULTICLASS, SE E, LF STD, HF STD/SIO/SEOS/MA, WIEG, PIG, BLK, LED BLUE, FLSH GRN, BZR ON, EM4102 40-BIT(RAW), MIFARE CSN SUPPR, IPM OFF, MOBILE-ENABLED-FMT | Ea |  | 1 Year | 282 | 5% | 267.9
61386 | HID | 900PMNNEKEA0DT | RDR, RP10, MULTICLASS, SE E, LF STD, HF STD/SIO/SEOS/MA, WIEG, PIG, BLK, LED RED, FLSH GRN, BZR ON, CSN 34-BIT MSB, EM4102 34-BIT, IPM OFF, MOBILE-ENABLED-FMT | Ea |  | 1 Year | 282 | 5% | 267.9
61387 | HID | 900PMNNEKEA0EQ | RDR, RP10, MULTICLASS, SE E, LF OFF, HF STD/SIO/SEOS/MA, WIEG, PIG, BLK, STD-1, LED RED, FLSH GRN, BZR ON, MIFARE CSN SUPPR, WIEG, IPM OFF, MOBILE-ENABLED-FMT | Ea |  | 1 Year | 282 | 5% | 267.9
61388 | HID | 900PMNNEKEA0FD | RDR, RP10, MULTICLASS, SE E, LF FSK, HF STD/SIO/SEOS/TRANS/MA, WIEG, PIG, BLK, LED RED, FLSH GRN, BZR ON, OPT TAMP, OPEN COLL, 64-BIT LSB FELICA OR 64-BIT MIFARE, IPM OFF, MOBILE-ENABLED-FMT | Ea |  | 1 Year | 282 | 5% | 267.9
61389 | HID | 900PMNNEKEA0G5 | RDR, RP10, MULTICLASS, SE E, LF STD, HF STD/SIO/SEOS/MA, WIEG, PIG, BLK, LED RED, FLSH GRN, BZR OFF, OPT TAMP, OPEN COLL, CSN 32-BIT MSB, CSTM WIEG TIMING, IPM OFF, MOBILE-ENABLED-FMT, GROSVENOR | Ea |  | 1 Year | 282 | 5% | 267.9
61390 | HID | 900PMNNEKEA0HY | RDR, RP10, MULTICLASS, SE E, LF STD, HF STD/SIO/SEOS/MA, WIEG, PIG, BLK, LED RED, FLSH GRN, BZR ON, OPT TAMP, OPEN COLL, CSN 26-BIT MSB, EM4102 32-BIT, IPM OFF, MOBILE-ENABLED-FMT | Ea |  | 1 Year | 2852 | 5% | 2709.4
61391 | HID | 900PMNNEKEA11C | RDR, RP10, MULTICLASS, SE E, LF STD, HF STD/SIO/SEOS/MA, WIEG, PIG, BLK, STD-1, LED RED, FLSH GRN, BZR ON, OPT TAMP, OPEN COLL, CSN 34-BIT MSB, IPM OFF, MOBILE-ENABLED-FMT | Ea |  | 1 Year | 282 | 5% | 267.9
61392 | HID | 900PMNNEKEA11N | RDR, RP10, MULTICLASS, SE E, LF STD, HF STD/SIO/SEOS/MA, WIEG, PIG, BLK, STD-1, LED RED, FLSH GRN, BZR ON, 40 BIT (RAW) EM4102, MIFARE CSN SUPPR, IPM OFF, MOBILE-ENABLED-FMT | Ea |  | 1 Year | 282 | 5% | 267.9
61393 | HID | 900PMNNEKEA124 | RDR, RP10, MULTICLASS, SE E, LF STD, HF STD/SIO/SEOS/MA, WIEG, PIG, BLK, STD-1, LED OFF, FLSH OFF, BZR OFF CSN 34-BIT MSB, IPM OFF, MOBILE-ENABLED-FMT | Ea |  | 1 Year | 282 | 5% | 267.9
61394 | HID | 900PMNNEKEA129 | RDR, RP10, MULTICLASS, SE, LF STD, HF STD/SIO/SEOS/MA/MIGR, WIEG, PIG, HF MIGR PFL EVP00000, IPM OFF, MOBILE-ENABLED-FMT | Ea |  | 1 Year | 342 | 5% | 324.9
61395 | HID | 900PMNNEKEA13A | RDR, RP10, MULTICLASS, SE E, LF STD, HF STD/SIO/SEOS/MA, WIEG, PIG, BLK, STD-1, LED OFF, FLSH OFF, BZR OFF, OPT TAMP, OPEN COLL, CSN 26-BIT (W/DEFAULT FC), IPM OFF, MOBILE-ENABLED-FMT | Ea |  | 1 Year | 282 | 5% | 267.9
61396 | HID | 900PMNNEKEA13B | RDR, RP10, MULTICLASS, SE E, LF STD, HF STD/SIO/SEOS/MA, WIEG, PIG, BLK, STD-1, LED RED, FLSH GRN, BZR ON, OPT TAMP, OPEN COLL, CSN 32-BIT MSB, IPM OFF, MOBILE-ENABLED-FMT | Ea |  | 1 Year | 282 | 5% | 267.9
61397 | HID | 900PMNNEKEA13U | RDR, RP10, MULTICLASS, SE E, LF STD, HF STD/SIO/SEOS/MA, WIEG, STD-1, LED RED, FLSH GRN, BZR ON, CSN 32-BIT MSB, EM4102 40-BIT, IPM OFF, IM ALIVE 20 SECONDS, MOBILE-ENABLED-FMT | Ea |  | 1 Year | 282 | 5% | 267.9
61398 | HID | 900PMNNEKEA13X | RDR, RP10, MULTICLASS, SE E, LF STD, HF STD/SIO/SEOS/MA, WIEG, PIG, BLK, STD-1, LED RED, FLSH GRN, BZR ON, OPT TAMP, OPEN COLL, CSN 32-BIT MSB, EM4102 40-BIT, PROX PRIORITY, IPM OFF, MOBILE-ENABLED-FMT | Ea |  | 1 Year | 282 | 5% | 267.9
61399 | HID | 900PMNNEKEA14D | RDR, RP10, MULTICLASS, SE REV E, LF STD, HF STD/MA, WIEGAND, PIG, BLK, STD 1 SECURITY, LED RED, FLASH GRN, BZR ON, IPM OFF, 32 BIT, MOBILE-ENABLED-FMT | Ea |  | 1 Year | 282 | 5% | 267.9
61400 | HID | 900PMNNEKEA14K | RDR, RP10, MULTICLASS, SE E, LF STD, HF STD/SIO/SEOS/MA, WIEG, PIG, BLK, STD-1, LED OFF, FLSH OFF, BZR ON, OPT TAMP, OPEN COLL, EM4102 26 BIT MSB, IPM OFF, MOBILE-ENABLED-FMT | Ea |  | 1 Year | 282 | 5% | 267.9
61401 | HID | 900PMNNEKEA14M | RDR, RP10, MULTICLASS, SE E, LF STD, HF STD/SIO/SEOS/MA, WIEG, PIG, BLK, STD-1, LED OFF, FLSH OFF, BZR ON, OPT TAMP, OPEN COLL, EM4102 32 BIT, CSN 32 BIT MSB, IPM OFF, MOBILE-ENABLED-FMT | Ea |  | 1 Year | 282 | 5% | 267.9
61402 | HID | 900PMNNEKEA156 | RDR, RP10, MULTICLASS, SE E, LF STD, HF STD/SIO/SEOS/MA, WIEG, PIG, BLK, STD-1, LED OFF, FLSH ON, BZR ON, OPT TAMP OFF, IPM OFF, CSTM LOW PWR REG SETTNGS, AMP=255MS, 14443A CSN 32-BIT MSB, FSK PRIORITY, CROWN ELECTRIC, MOBILE-ENABLED-FMT | Ea |  | 1 Year | 282 | 5% | 267.9
61403 | HID | 900PMNNEKEA15B | RDR, RP10, MULTICLASS, SE E, LF STD, HF STD/SIO/SEOS/MA, WIEG, PIG, BLK, STD-1,LED RED, FLSH GRN, BZR OFF, OPT TAMP, OPEN COLL, CSN 32-BIT MSB, CSTM WIEG TIMING, IPM OFF, GROSVENOR, MOBILE-ENABLED-FMT | Ea |  | 1 Year | 282 | 5% | 267.9
61404 | HID | 900PMNNEKEA15E | RDR, RP10, MULTICLASS, SE E, LF STD, HF STD/SIO/SEOS/MA, WIEG, PIG, BLK, STD-1, LED RED, FLSH GRN, BZR ON, OPT TAMP, OPEN COLL, CSN 32-BIT MSB, EM4102 32 -BIT, IPM OFF, MOBILE-ENABLED-FMT | Ea |  | 1 Year | 282 | 5% | 267.9
61405 | HID | 900PMNNEKEA15K | RDR, RP10, MULTICLASS, SE E, LF ASK, HF ISO14443B CSN/MA, 34-BIT CSN, WIEG, PIG, BLK, STD-1, LED RED, FLSH OFF, BZR ON, OPT TAMP, OPEN COLL, EM4102 42-BIT WIEG, IPM OFF, MOBILE-ENABLED-FMT | Ea |  | 1 Year | 282 | 5% | 267.9
61406 | HID | 900PMNNEKEA169 | RDR, RP10, MULTICLASS, SE E, LF CST, HF STD/SIO/SEOS/MA,WIEG, PIG, BLK, STD-1, LED RED, FLSH GRN, BZR ON, OPT TAMP, OPEN COLL, IPM OFF, HITAG CSN READ ONLY, MOBILE-ENABLED-FMT | Ea |  | 1 Year | 282 | 5% | 267.9
61407 | HID | 900PMNNEKEA16C | RDR, RP10, MULTICLASS, SE E, LF STD, HF STD/SIO/SEOS/MA/MA, WIEG, PIG, BLK, LED RED, FLSH GRN, BZR ON, OPT TAMP, OPEN COLL, CSN 32-BIT MSB, EM4102 32-BIT, IPM OFF, STD-1/MOB0043 KEYS, MOBILE-ENABLED-FMT, MOBILE-ENABLED-FMT | Ea |  | 1 Year | 282 | 5% | 267.9
61408 | HID | 900PMNNEKMA003 | RDR, RP10, MULTICLASS, SE E, LF STD, HF STD/SIO/SEOS/MA, WIEG, PIG, BLK, LED RED, FLSH GRN, BZR ON, OPT TAMP, OPEN COLL, CSN 32-BIT MSB, EM4102 32-BIT, IPM OFF, MOBILE-READY | Ea |  | 1 Year | 282 | 5% | 267.9
61409 | HID | 900PMNNEKMA003-110315 | RDR, RP10, MULTICLASS, SE E, LF STD, HF STD/SIO/SEOS/MA, WIEG, PIG, BLK, LED RED, FLSH GRN, BZR ON, OPT TAMP, OPEN COLL, CSN 32-BIT MSB, EM4102 32-BIT, IPM OFF, MOBILE-READY, ADI W/UPC | Ea |  | 1 Year | 282 | 5% | 267.9
61410 | HID | 900PMNNEKMA00H | RDR, RP10, MULTICLASS, SE E, LF STD, HF STD/SIO/SEOS/MA, WIEG, LED RED, FLSH GRN, BZR ON, OPT TAMP, OPEN COLL, CSN 32-BIT LSB, EM4102 32-BIT, IPM OFF, STD/MOB0034 KEYS, MOBILE-ENABLED | Ea |  | 1 Year | 282 | 5% | 267.9
61411 | HID | 900PMNNEKMA00W | RDR, RP10, MULTICLASS, SE E, LF FSK, HF SIO/SEOS/MA, WIEG, PIG, BLK, LED BLUE, FLSH GRN, BZR ON, OPT TAMP, OPEN COLL, CSN SURPPRESSED, IPM OFF, MOBILE-READY | Ea |  | 1 Year | 282 | 5% | 267.9
61412 | HID | 900PMNNEKMA024 | RDR, RP10, MULTICLASS, SE E, LF STD, HF LEG/SIO/SEOS/MA, WIEG, LED BLUE, FLSH GRN, BZR ON, OPT TAMP, OPEN COLL, CSN 32-BIT MSB, IPM OFF, DEMO STD/ICE0235/MOB0001/MOB0022 KEYS MOBILE ENABLED, TAP/TWIST N GO ENABLED | Ea |  | 1 Year | 282 | 5% | 267.9
61413 | HID | 900PMNNEKMA024-MAD | RDR, RP10, MULTICLASS, SE E, LF STD, HF LEG/SIO/SEOS/MA, WIEG, PIG, BLK, LED BLUE, FLSH GRN, BZR ON, OPT TAMP, OPEN COLL, CSN 32-BIT MSB, IPM OFF, DEMO STD/ICE0235/MOB0001 KEYS, MOBILE-ENABLED, WITH MOBILE ADMIN CARD, TAP/TWIST N GO ENBL | Ea |  | 1 Year | 282 | 5% | 267.9
61414 | HID | 900PMNNEKMA04K | RDR, RP10, MULTICLASS, SE E, LF STD, HF OFF/ CUSTOM SETTINGS. FSK ONLY, WIEG, PIG, BLK, LED BLUE, FLSH GRN, BZR ON, OPT TAMP, OPEN COLL, IPM OFF, MOBILE-READY | Ea |  | 1 Year | 282 | 5% | 267.9
61415 | HID | 900PMNNEKMA04W | RDR, RP10, MULTICLASS, SE E, LF STD, HF STD/SIO/SEOS/MIFSPR/MA, WIEG, PIG, BLK, LED BLUE, FLSH GRN, BZR ON, OPT TAMP, OPEN COLL, CSN MIF SUPPR, EM4102 32-BIT, IPM OFF, MOBILE-READY | Ea |  | 1 Year | 282 | 5% | 267.9
61416 | HID | 900PMNNEKMA05G | RDR, RP10, MULTICLASS, SE E, LF STD, HF STD/SIO/SEOS/MA, WIEG, PIG, BLK, LED BLUE, FLSH GRN, BZR ON, OPT TAMP, OPEN COLL, CSN MIF SUPPR, IPM OFF, STD/MOB0084 KEYS, MOBILE ENABLED | Ea |  | 1 Year | 282 | 5% | 267.9
61417 | HID | 900PMNNEKMA099 | RDR, RP10, MULTICLASS, SE E, LF STD, HF STD/SIO/SEOS/MA, WIEG, PIG, BLK, A/V OFF, OPT TAMP, OPEN COLL, CSN 32-BIT MSB, EM4102 32-BIT, IPM OFF, MOBILE-READY | Ea |  | 1 Year | 282 | 5% | 267.9
61418 | HID | 900PMNNEKMA0A8 | RDR, RP10, MULTICLASS, SE E, LF STD, HF STD/SIO/SEOS/MA, WIEG, PIG, BLK, LED BLUE, FLSH GRN, BZR ON, OPT TAMP, OPEN COLL, CSN MIF SUPPR, IPM OFF, STD-1/MOB0035 KEYS, MOBILE-ENABLED | Ea |  | 1 Year | 282 | 5% | 267.9
61419 | HID | 900PMNNEKMA0AA | RDR, RP10, MULTICLASS, SE E, LF STD, HF STD/SIO/SEOS/MA/MIFSPR, WIEG, PIG, BLK, LED BLUE, FLSH GRN, BZR ON, OPT TAMP, OPEN COLL, CSN MIF SUPPR, PROX FSK ONLY, IPM OFF, MOBILE-READY | Ea |  | 1 Year | 282 | 5% | 267.9
61420 | HID | 900PMNNEKMA0BN | RDR, RP10, MULTICLASS,, SE E, LF STD, HF STD/SIO/SEOS/MA, WIEG, PIG, BLK, LED RED, FLSH GRN, BZR ON, OPT TAMP, OPEN COLL, CSN 32-BIT LSB, EM4102 32-BIT, IPM OFF, MOB0109 | Ea |  | 1 Year | 282 | 5% | 267.9
61421 | HID | 900PMNNEKMA0C2 | RDR, RP10, MULTICLASS, SE E, LF STD, HF STD/SIO/SEOS/MA, WIEG, PIG, BLK, LED OFF, FLSH OFF, BZR ON, OPT TAMP, OPEN COLL, CSN 32-BIT LSB, EM4102 32-BIT, IPM OFF, MOBILE-READY | Ea |  | 1 Year | 282 | 5% | 267.9
61422 | HID | 900PMNNEKMA0CB | RDR, RP10, MULTICLASS, SE E, LF STD, HF STD/SIO/SEOS/MIG/MA, WIEG, PIG, BLK, LED RED, FLSH GRN, BZR ON, OPT TAMP, OPEN COLL, CSN 32-BIT MSB, EM4102 32-BIT, IPM OFF, MOBILE-READY | Ea |  | 1 Year | 342 | 5% | 324.9
61423 | HID | 900PMNNEKMA0CG | RDR, RP10, MULTICLASS, SE E, LF STD, HF STD/SIO/SEOS/MA, WIEG, PIG, BLK, LED BLUE, FLSH GRN, BZR ON, OPT TAMP, OPEN COLL, CSN 32-BIT MSB, EM4102 32-BIT, IPM OFF, MOBILE-READY | Ea |  | 1 Year | 282 | 5% | 267.9
61424 | HID | 900PMNNEKMA0CL | RDR, RP10, MULTICLASS, SE E, LF STD, HF STD/SIO/SEOS/MIFSPR/TRANS/MA, WIEG, PIG, BLK, STD-1, LED RED, FLSH GRN, BZR ON, OPT TAMP, OPEN COLL, CSN MIF SUPPR, EM4102 32-BIT, 64-BIT LSB FELCIA, IPM OFF, STD-1/MOB0302 KEYS, MOBILE ENABLED | Ea |  | 1 Year | 342 | 5% | 324.9
61425 | HID | 900PMNNEKMA0D2 | RDR, RP10, MULTICLASS, SE E, LF STD, HF STD/SIO/SEOS/TRANS/MA, WIEG, PIG, BLK, LED RED, FLSH GRN, BZR ON, OPT TAMP, OPEN COLL, 64-BIT LSB FELICA OR 64-BIT MIFARE, IPM OFF, STD1/MOB0470 KEYS, MOBILE ENABLED | Ea |  | 1 Year | 342 | 5% | 324.9
61426 | HID | 900PMNNEKMA0D5 | RDR, RP10, MULTICLASS, SE E, LF STD, HF STD/SIO/SEOS/MA, WIEG, PIG, BLK, LED BLUE, FLSH GRN, BZR ON, EM4102 40-BIT(RAW), MIFARE CSN SUPPR, IPM OFF, MOBILE READY | Ea |  | 1 Year | 282 | 5% | 267.9
61427 | HID | 900PMNNEKMA0D6 | RDR, RP10, MULTICLASS, SE E, LF STD, HF STD/SIO/SEOS/TRANS/MA, WIEG, PIG, BLK, LED RED, FLSH GRN, BZR ON, OPT TAMP, OPEN COLL, EM4102 32-BIT, 64-BIT LSB FELICA, IPM OFF, STD1/MOB0526 KEYS, MOBILE ENABLED | Ea |  | 1 Year | 342 | 5% | 324.9
61428 | HID | 900PMNNEKMA0EC | RDR, RP10, MULTICLASS, SE E, LF STD, HF STD/SIO/SEOS/MA, WIEG, PIG, BLK, LED RED, FLSH GRN, BZR ON, OPT TAMP, OPEN COLL, CSN 32-BIT MSB, EM4102 26-BIT, IPM OFF, MOBILE-READY | Ea |  | 1 Year | 282 | 5% | 267.9
61429 | HID | 900PMNNEKMA0F8-H1111 | RDR, RP10, MULTICLASS, SE E, LF STD, HF STD/SIO/SEOS/MA, WIEG, PIG, BLK, LED BLUE, FLSH GRN, BZR ON, OPT TAMP, OPEN COLL, CSN 32-BIT MSB, EM4102 32-BIT, IPM OFF, MOBILE-READY, HONEYWELL LOGO | Ea |  | 1 Year | 282 | 5% | 267.9
61430 | HID | 900PMNNEKMA0G5 | RDR, RP10, MULTICLASS, SE E, LF STD, HF STD/SIO/SEOS/MA, WIEG, PIG, BLK, LED RED, FLSH GRN, BZR OFF, OPT TAMP, OPEN COLL, CSN 32-BIT MSB, CSTM WIEG TIMING, IPM OFF, MOBILE-READY, GROSVENOR | Ea |  | 1 Year | 282 | 5% | 267.9
61431 | HID | 900PMNNEKMA0H2 | RDR, RP10, ICLASS, SE E, LF STD, HF STD/SIO/SEOS/MIGR/MA, WIEG, PIG, BLK, LED OFF, FLSH OFF, BZR ON, OPT TAMP, OPEN COLL, CSN 32-BIT MSB, EM4102 32-BIT, HF MIGR PFL EVP00000, IPM OFF, MOBILE-READY | Ea |  | 1 Year | 342 | 5% | 324.9
61432 | HID | 900PMNNEKMA0HG | RDR, RP10, MULTICLASS, SE E, LF FSK, HF SIO/SEOS/MA, WIEG, PIG, BLK, LED RED, FLSH GRN, BZR ON, OPT TAMP, OPEN COLL, CSN SUPPR, IPM OFF, MOBILE-READY | Ea |  | 1 Year | 282 | 5% | 267.9
61433 | HID | 900PMNNEKMA-MASTER | RDR, RP10, MULTICLASS, SE E, LF STD, HF STD/SIO/SEOS/MA, WIEG, PIG, BLK, XXXX | Ea |  | 1 Year | 282 | 5% | 267.9
61434 | HID | 900PMNTEKEA003 | RDR, RP10, MULTICLASS, SE E, LF STD, HF STD/SIO/SEOS/MA, WIEG, TERM, BLK, LED RED, FLSH GRN, BZR ON, OPT TAMP, OPEN COLL, CSN 32-BIT MSB, EM4102 32-BIT, IPM OFF, MOBILE-ENABLED-FMT | Ea |  | 1 Year | 282 | 5% | 267.9
61435 | HID | 900PMNTEKEA068 | RDR, RP10, MULTICLASS, SE E, LF STD, HF STD/SIO/SEOS/MA, WIEG, TERM, BLK, STD-1, LED OFF, FLSH OFF, BZR ON, OPT TAMP, OPEN COLL, CSN 32-BIT MSB, EM4102 32-BIT, IPM OFF, MOBILE-ENABLED-FMT | Ea |  | 1 Year | 282 | 5% | 267.9
61436 | HID | 900PMNTEKEA06P | RDR, RP10, MULTICLASS, SE E, LF STD, HF STD/SIO/SEOS/MA, WIEG, TERM, BLK, STD-1, LED RED, FLSH GRN, BZR ON, CSN 37-BIT LSB, IPM OFF, MOBILE-ENABLED-FMT | Ea |  | 1 Year | 282 | 5% | 267.9
61437 | HID | 900PMNTEKEA0AM | RDR, RP10, MULTICLASS, SE E, LF STD, HF STD/SIO/SEOS/MA, WIEG, TERM, BLK, STD-1, LED BLUE, FLSH GRN, BZR ON, OPT TAMP, OPEN COLL, CSN MIF SUPPR, PROX AWID ONLY, IPM OFF, MOBILE-ENABLED-FMT | Ea |  | 1 Year | 282 | 5% | 267.9
61438 | HID | 900PMNTEKEA0CB | RDR, RP10, MULTICLASS, SE E, LF STD, HF STD/SIO/SEOS/MIG/MA, WIEG, TERM, BLK, LED RED, FLSH GRN, BZR ON, OPT TAMP, OPEN COLL, CSN 32-BIT MSB, EM4102 32-BIT, IPM OFF, MOBILE-ENABLED-FMT | Ea |  | 1 Year | 342 | 5% | 324.9
61439 | HID | 900PMNTEKEA0CG | RDR, RP10, MULTICLASS, SE E, LF STD, HF STD/SIO/SEOS/MA, WIEG, TERM, BLK, LED BLUE, FLSH GRN, BZR ON, OPT TAMP, OPEN COLL, CSN 32-BIT MSB, EM4102 32-BIT, IPM OFF, MOBILE-ENABLED-FMT | Ea |  | 1 Year | 282 | 5% | 267.9
61440 | HID | 900PMNTEKEA0D5 | RDR, RP10, MULTICLASS, SE E, LF STD, HF STD/SIO/SEOS/MA, WIEG, TERM, BLK, LED BLUE, FLSH GRN, BZR ON, EM4102 40-BIT(RAW), MIFARE CSN SUPPR, IPM OFF, MOBILE-ENABLED-FMT | Ea |  | 1 Year | 282 | 5% | 267.9
61441 | HID | 900PMNTEKEA0DT | RDR, RP10, MULTICLASS, SE E, LF STD, HF STD/SIO/SEOS/MA, WIEG, TERM, BLK, LED RED, FLSH GRN, BZR ON, CSN 34-BIT MSB, EM4102 34-BIT, IPM OFF, MOBILE-ENABLED-FMT | Ea |  | 1 Year | 282 | 5% | 267.9
61442 | HID | 900PMNTEKEA0G5 | RDR, RP10, MULTICLASS, SE E, LF STD, HF STD/SIO/SEOS/MA, WIEG, TERM, BLK, LED RED, FLSH GRN, BZR OFF, OPT TAMP, OPEN COLL, CSN 32-BIT MSB, CSTM WIEG TIMING, IPM OFF, MOBILE-ENABLED-FMT, GROSVENOR | Ea |  | 1 Year | 282 | 5% | 267.9
61443 | HID | 900PMNTEKEA0GE | RDR, RP10, MULTICLASS, SE E, LF STD, HF STD/SIO/SEOS/MA, WIEG, TERM, BLK, LED RED, FLSH GRN, BZR ON, OPT TAMP, OPEN COLL, CSN 32-BIT MSB, EM4102 32-BIT, IPM OFF, MOBILE-ENABLED-FMT | Ea |  | 1 Year | 282 | 5% | 267.9
61444 | HID | 900PMNTEKEA10D | RDR, RP10, MULTICLASS, SE E, LF STD, HF STD/SIO/SEOS/MA, WIEG, TERM, BLK, STD-1, LED RED, FLSH GRN, BZR ON CSN 56-BIT LBS, IPM OFF, MOBILE-ENABLED-FMT | Ea |  | 1 Year | 282 | 5% | 267.9
61445 | HID | 900PMNTEKEA129 | RDR, RP10, MULTICLASS, SE, LF STD, HF STD/SIO/SEOS/MA/MIGR, WIEG, TERM, HF MIGR PFL EVP00000, IPM OFF, MOBILE-ENABLED-FMT | Ea |  | 1 Year | 342 | 5% | 324.9
61446 | HID | 900PMNTEKEA14M | RDR, RP10, MULTICLASS, SE E, LF STD, HF STD/SIO/SEOS/MA, WIEG, LED OFF, FLSH OFF, BZR ON, OPT TAMP, OPEN COLL, EM4102 32-BIT, CSN 32-BIT MSB, IPM OFF, MOBILE-ENABLED-FMT | Ea |  | 1 Year | 282 | 5% | 267.9
61447 | HID | 900PMNTEKEA159 | RDR, RP10, MULTICLASS, SE E, LF STD, HF STD/SIO/SEOS/MA, WIEG, TERM, BLK, STD-1,LED RED, FLSH GRN, BZR ON, OPT TAMP, OPEN COLL, CSN 32-BIT MSB, EM4102 40-BIT, IPM OFF, MOBILE-ENABLED-FMT | Ea |  | 1 Year | 282 | 5% | 267.9
61448 | HID | 900PMNTEKEA15B | RDR, RP10, MULTICLASS, SE E, LF STD, HF STD/SIO/SEOS/MA, WIEG, TERM, BLK, STD-1,LED RED, FLSH GRN, BZR OFF, OPT TAMP, OPEN COLL, CSN 32-BIT MSB, CSTM WIEG TIMING, IPM OFF, GROSVENOR, MOBILE-ENABLED-FMT | Ea |  | 1 Year | 282 | 5% | 267.9
61449 | HID | 900PMNTEKMA003 | RDR, RP10, MULTICLASS, SE E, LF STD, HF STD/SIO/SEOS/MA, WIEG, TERM, BLK, LED RED, FLSH GRN, BZR ON, OPT TAMP, OPEN COLL, CSN 32-BIT MSB, EM4102 32-BIT, IPM OFF, MOBILE-READY | Ea |  | 1 Year | 282 | 5% | 267.9
61450 | HID | 900PMNTEKMA01B | RDR, RP10, MULTICLASS, SE E, LF STD, HF STD/SIO/SEOS/MA, WIEG, LED RED, FLSH GRN, BZR ON, OPT TAMP, OPEN COLL, CSN 32-BIT LSB, EM4102 32-BIT, IPM OFF, STD/MOB0006 KEYS, MOBILE-ENABLED | Ea |  | 1 Year | 282 | 5% | 267.9
61451 | HID | 900PMNTEKMA024 | RDR, RP10, MULTICLASS, SE E, LF STD, HF LEG/SIO/SEOS/MA, WIEG, LED BLUE, FLSH GRN, BZR ON, OPT TAMP, OPEN COLL, CSN 32-BIT MSB, IPM OFF, DEMO STD/ICE0235/MOB0001/MOB0022 KEYS MOBILE ENABLED, TAP/TWIST N GO ENABLED | Ea |  | 1 Year | 282 | 5% | 267.9
61452 | HID | 900PMNTEKMA024-MAD | RDR, RP10, MULTICLASS, SE E, LF STD, HF LEG/SIO/SEOS/MA, WIEG, TERM, BLK, LED BLUE, FLSH GRN, BZR ON, OPT TAMP, OPEN COLL, CSN 32-BIT MSB, IPM OFF, DEMO STD/ICE0235/MOB0001 KEYS, MOBILE-ENABLED, WITH MOBILE ADMIN CARD, TAP/TWIST N GO ENBL | Ea |  | 1 Year | 282 | 5% | 267.9
61453 | HID | 900PMNTEKMA026 | RDR, RP10, MULTICLASS, SE E, LF STD, HF SEOS, WIEG, LED RED, FLSH GRN, BZR ON, CSN 32-BIT MSB, IPM OFF, STD/ICE0431/MOB0019 KEYS, MOBILE READY | Ea |  | 1 Year | 282 | 5% | 267.9
61454 | HID | 900PMNTEKMA07W | RDR, RP10, MULTICLASS, SE E, LF STD, HF STD/SIO/SEOS/MIFSPR/MIG/MA, WIEG, LED RED, FLSH GRN, BZR ON, CSN SUPPR, EM4102 32-BIT, HF MIGR PFL EVP00000, IPM OFF, MOBILE-READY | Ea |  | 1 Year | 282 | 5% | 267.9
61455 | HID | 900PMNTEKMA0AA | RDR, RP10, MULTICLASS, SE E, LF STD, HF STD/SIO/SEOS/MA/MIFSPR, WIEG, TERM, BLK, LED BLUE, FLSH GRN, BZR ON, OPT TAMP, OPEN COLL, CSN MIF SUPPR, PROX FSK ONLY, IPM OFF, MOBILE-READY | Ea |  | 1 Year | 282 | 5% | 267.9
61456 | HID | 900PMNTEKMA0AG | RDR, RP10, MULTICLASS, SE E, LF STD, HF STD/SIO/SEOS/MA, WIEG, TERM, BLK, LED RED, FLSH GRN, BZR ON, OPT TAMP, OPEN COLL, CSN 32-BIT MSB, EM4102 32-BIT, IPM OFF, STD/MOB0113 KEYS, MOBILE-ENABLED, BRICOMP SOLUTIONS PTE LTD. INDONESIA | Ea |  | 1 Year | 282 | 5% | 267.9
61457 | HID | 900PMNTEKMA0AY | RDR, RP10, MULTICLASS, SE E, LF OFF, HF STD/SIO/SEOS/MIFSPR/MIG/MA, WIEG, LED RED, FLSH GRN, BZR ON, CSN MIF SUPPR, HF MIGR READY, IPM OFF, MOBILE-READY | Ea |  | 1 Year | 342 | 5% | 324.9
61458 | HID | 900PMNTEKMA0BN | RDR, RP10, MULTICLASS,, SE E, LF STD, HF STD/SIO/SEOS/MA, WIEG, TERM, BLK, LED RED, FLSH GRN, BZR ON, OPT TAMP, OPEN COLL, CSN 32-BIT LSB, EM4102 32-BIT, IPM OFF, MOB0109 | Ea |  | 1 Year | 282 | 5% | 267.9
61459 | HID | 900PMNTEKMA0CB | RDR, RP10, MULTICLASS, SE E, LF STD, HF STD/SIO/SEOS/MIG/MA, WIEG, TERM, BLK, LED RED, FLSH GRN, BZR ON, OPT TAMP, OPEN COLL, CSN 32-BIT MSB, EM4102 32-BIT, IPM OFF, MOBILE-READY | Ea |  | 1 Year | 342 | 5% | 324.9
61460 | HID | 900PMNTEKMA0CG | RDR, RP10, MULTICLASS, SE E, LF STD, HF STD/SIO/SEOS/MA, WIEG, TERM, BLK, LED BLUE, FLSH GRN, BZR ON, OPT TAMP, OPEN COLL, CSN 32-BIT MSB, EM4102 32-BIT, IPM OFF, MOBILE-READY | Ea |  | 1 Year | 282 | 5% | 267.9
61461 | HID | 900PMNTEKMA0D5 | RDR, RP10, MULTICLASS, SE E, LF STD, HF STD/SIO/SEOS/MA, WIEG, TERM, BLK, LED BLUE, FLSH GRN, BZR ON, EM4102 40-BIT(RAW), MIFARE CSN SUPPR, IPM OFF, MOBILE READY | Ea |  | 1 Year | 282 | 5% | 267.9
61462 | HID | 900PMNTEKMA0G5 | RDR, RP10, MULTICLASS, SE E, LF STD, HF STD/SIO/SEOS/MA, WIEG, TERM, BLK, LED RED, FLSH GRN, BZR OFF, OPT TAMP, OPEN COLL, CSN 32-BIT MSB, CSTM WIEG TIMING, IPM OFF, MOBILE-READY, GROSVENOR | Ea |  | 1 Year | 282 | 5% | 267.9
61463 | HID | 900PMNTEKMA0H2 | RDR, RP10, ICLASS, SE E, LF STD, HF STD/SIO/SEOS/MIGR/MA, WIEG, TERM, BLK, LED OFF, FLSH OFF, BZR ON, OPT TAMP, OPEN COLL, CSN 32-BIT MSB, EM4102 32-BIT, HF MIGR PFL EVP00000, IPM OFF, MOBILE-READY | Ea |  | 1 Year | 342 | 5% | 324.9
61464 | HID | 900PMNTEKMA-MASTER | RDR, RP10, MULTICLASS, SE E, LF STD, HF STD/SIO/SEOS/MA, WIEG, TERM, BLK, XXXX | Ea |  | 1 Year | 282 | 5% | 267.9
61465 | HID | 900PMPNEKEA007 | RDR, RP10, MULTICLASS, SE E, LF STD, HF STD/SIO/SEOS/MA, OSDP, PIG, BLK, A/V OFF, OPT TAMP, OPEN COLL, CSN 32-BIT LSB, EM4102 32-BIT, IPM OFF, MOBILE-ENABLED-FMT | Ea |  | 1 Year | 282 | 5% | 267.9
61466 | HID | 900PMPNEKEA00F | RDR, RP10, MULTICLASS, SE E, LF STD, HF STD/SIO/SEOS/MIG/MA, 485HDX, PIG, BLK, A/V OFF, OSDP V1, OPT TAMP, OPEN COLL, OSDP TAMP ENBLD, TEST KEY, POLL=75MS, CSN SUPPR, EM4102 32-BIT, HF MIGR PFL EVP00000, IPM OFF, MOBILE-ENABLED-FMT | Ea |  | 1 Year | 282 | 5% | 267.9
61467 | HID | 900PMPNEKEA0DN | RDR, RP10, MULTICLASS, SE E, LF STD, HF STD/SIO/SEOS/MIG/MA, 485HDX, PIG, BLK, A/V OFF, OSDP V1, OPT TAMP, OPEN COLL, OSDP TAMP ENBLD, TEST KEY, POLL=75MS, CSN 32-BIT MSB, EM4102 32-BIT, HF MIGR PFL EVP00000, IPM OFF, MOBILE-ENABLED-FMT | Ea |  | 1 Year | 342 | 5% | 324.9
61468 | HID | 900PMPNEKEA0EY | RDR, RP10, MULTICLASS, SE E, LF STD, HF STD/SIO/SEOS/MA, 485HDX, PIG, BLK, STD-1, A/V OFF, OSDP V2, SECURE MODE OFF, OSDP TAMP ENBLD, TEST KEYS, POLL=75MS, BAUD RATE 115.2K, CSN 32-BIT MSB, IPM OFF, APB 250MS, MOBILE-ENABLED-FMT | Ea |  | 1 Year | 282 | 5% | 267.9
61469 | HID | 900PMPNEKEA135 | RDR, RP10, MULTICLASS, SE E, LF STD, HF STD/SIO/SEOS/MA, 485HDX, PIG, BLK, STD-1, A/V OFF, OSDP V1, OPN COL, OSDP TAMP ENBLD, TEST KEY, POLL=75MS, CSN 32-BIT MSB, EM4102 32-BIT, IPM OFF, UART OFF, WIEG OFF, MOBILE-ENABLED-FMT | Ea |  | 1 Year | 282 | 5% | 267.9
61470 | HID | 900PMPNEKMA007 | RDR, RP10, MULTICLASS, SE E, LF STD, HF STD/SIO/SEOS/MA, 485HDX, A/V OFF, OSDP V1, PIG, BLK, OPT TAMP, OPEN COLL, OSDP TAMP ENBLD, TEST KEY, POLL=75MS, CSN 32-BIT MSB, EM4102 32-BIT, IPM OFF, UART OFF, WIEG OFF, MOBILE-READY | Ea |  | 1 Year | 282 | 5% | 267.9
61471 | HID | 900PMPNEKMA00F | RDR, RP10, MULTICLASS, SE E, LF STD, HF STD/SIO/SEOS/MIG/MA, 485HDX, PIG, BLK, A/V OFF, OSDP V1, OPT TAMP, OPEN COLL, OSDP TAMP ENBLD, TEST KEY, POLL=75MS, CSN SUPPR, EM4102 32-BIT, HF MIGR PFL EVP00000, IPM OFF, MOBILE-READY | Ea |  | 1 Year | 282 | 5% | 267.9
61472 | HID | 900PMPNEKMA0BQ | RDR, RP10, MULTICLASS, SE E, LF STD, HF STD/SIO/SEOS/MA, 485HDX, A/V OFF, OSDP V2, PIG, BLK, OPT TAMP, OPEN COLL, OSDP TAMP ENBLD, TEST KEY, POLL=50MS, CSN 32-BIT MSB, EM4102 32-BIT, IPM OFF, MOBILE-READY | Ea |  | 1 Year | 282 | 5% | 267.9
61473 | HID | 900PMPNEKMA0DN | RDR, RP10, MULTICLASS, SE E, LF STD, HF STD/SIO/SEOS/MIG/MA, 485HDX, PIG, BLK, A/V OFF, OSDP V1, OPT TAMP, OPEN COLL, OSDP TAMP ENBLD, TEST KEY, POLL=75MS, CSN 32-BIT MSB, EM4102 32-BIT, HF MIGR PFL EVP00000, IPM OFF, MOBILE-READY | Ea |  | 1 Year | 342 | 5% | 324.9
61474 | HID | 900PMPNEKMA0EK | RDR, RP10, MULTICLASS, SE E, LF STD, HF STD/SIO/SEOS/MA/MIFSPR, 485HDX, PIG, BLK, A/V OFF, OSDP V2, OPT TAMP, OPEN COLL, OSDP TAMP ENBLD, TEST KEY, POLL=50MS, CSN MIF SUPPR, EM4102 32-BIT, IPM OFF, MOBILE-READY | Ea |  | 1 Year | 282 | 5% | 267.9
61475 | HID | 900PMPNEKMA0H6 | RDR, RP10, ICLASS, SE E, LF STD, HF STD/SIO/SEOS/MIGR/MA, 485HDX, PIG, BLK, OSDP V2, A/V OFF, OPT TAMP, OPEN COLL, OPT TAMP, CSN 32-BIT MSB, EM4102 32-BIT, HF MIGR PFL EVP00000, IPM OFF, MOBILE-READY | Ea |  | 1 Year | 342 | 5% | 324.9
61476 | HID | 900PMPNEKMA-MASTER | RDR, RP10, MULTICLASS, SE E, LF STD, HF STD/SIO/SEOS/MA, 485HDX, PIG, BLK, XXXX | Ea |  | 1 Year | 282 | 5% | 267.9
61477 | HID | 900PMPTEKEA007 | RDR, RP10, MULTICLASS, SE E, LF STD, HF STD/SIO/SEOS/MA, OSDP, TERM, BLK, LED RED, FLSH GRN, BZR ON, OPT TAMP, OPEN COLL, CSN 32-BIT LSB, EM4102 32-BIT, IPM OFF, MOBILE-ENABLED-FMT | Ea |  | 1 Year | 282 | 5% | 267.9
61478 | HID | 900PMPTEKEA00F | RDR, RP10, MULTICLASS, SE E, LF STD, HF STD/SIO/SEOS/MIG/MA, 485HDX, TERM, BLK, A/V OFF, OSDP V1, OPT TAMP, OPEN COLL, OSDP TAMP ENBLD, TEST KEY, POLL=75MS, CSN SUPPR, EM4102 32-BIT, HF MIGR PFL EVP00000, IPM OFF, MOBILE-ENABLED-FMT | Ea |  | 1 Year | 282 | 5% | 267.9
61479 | HID | 900PMPTEKEA0DN | RDR, RP10, MULTICLASS, SE E, LF STD, HF STD/SIO/SEOS/MIG/MA, 485HDX, TERM, BLK, A/V OFF, OSDP V1, OPT TAMP, OPEN COLL, OSDP TAMP ENBLD, TEST KEY, POLL=75MS, CSN 32-BIT MSB, EM4102 32-BIT, HF MIGR PFL EVP00000, IPM OFF, MOBILE-ENABLED-FMT | Ea |  | 1 Year | 342 | 5% | 324.9
61480 | HID | 900PMPTEKEA0EY | RDR, RP10, MULTICLASS, SE E, LF STD, HF STD/SIO/SEOS/MA, 485HDX, TERM, BLK, STD-1, A/V OFF, OSDP V2, SECURE MODE OFF, OSDP TAMP ENBLD, TEST KEYS, POLL=75MS, BAUD RATE 115.2K, CSN 32-BIT MSB, IPM OFF, APB 250MS, MOBILE-ENABLED-FMT | Ea |  | 1 Year | 282 | 5% | 267.9
61481 | HID | 900PMPTEKMA007 | RDR, RP10, MULTICLASS, SE E, LF STD, HF STD/SIO/SEOS/MA, OSDP, TERM, BLK, LED RED, FLSH GRN, BZR ON, OPT TAMP, OPEN COLL, CSN 32-BIT MSB, EM4102 32-BIT, IPM OFF, MOBILE-READY | Ea |  | 1 Year | 282 | 5% | 267.9
61482 | HID | 900PMPTEKMA00F | RDR, RP10, MULTICLASS, SE E, LF STD, HF STD/SIO/SEOS/MIG/MA, 485HDX, TERM, BLK, A/V OFF, OSDP V1, OPT TAMP, OPEN COLL, OSDP TAMP ENBLD, TEST KEY, POLL=75MS, CSN SUPPR, EM4102 32-BIT, HF MIGR PFL EVP00000, IPM OFF, MOBILE-READY | Ea |  | 1 Year | 282 | 5% | 267.9
61483 | HID | 900PMPTEKMA0A7 | RDR, RP10, MULTICLASS, SE E, LF STD, HF LEG/SIO/SEOS/MA, 485HDX, TERM, BLK, A/V OFF, OSDP V1, OPT TAMP, OPEN COLL, OSDP TAMP ENBLD, TEST KEYS,POLL=75MS,CSN 32-BIT MSB, IPM OFF,UART OFF, WIEG OFF,STD/ICE0235/MOB0001/MOB0022 KEYS MOBILE ENBL | Ea |  | 1 Year | 282 | 5% | 267.9
61484 | HID | 900PMPTEKMA0DN | RDR, RP10, MULTICLASS, SE E, LF STD, HF STD/SIO/SEOS/MIG/MA, 485HDX, TERM, BLK, A/V OFF, OSDP V1, OPT TAMP, OPEN COLL, OSDP TAMP ENBLD, TEST KEY, POLL=75MS, CSN 32-BIT MSB, EM4102 32-BIT, HF MIGR PFL EVP00000, IPM OFF, MOBILE-READY | Ea |  | 1 Year | 342 | 5% | 324.9
61485 | HID | 900PMPTEKMA0EH | RDR, RP10, MULTICLASS, SE E, LF STD, HF STD/SIO/SEOS/MA, 485HDX, TERM, BLK, A/V OFF, OSDP V1, OPT TAMP, OPEN COLL, OSDP TAMP ENBLD, TEST KEY, POLL=75MS, CSN 56-BIT MSB, EM4102 40-BIT, IPM OFF, UART OFF, WIEG OFF, MOBILE-READY | Ea |  | 1 Year | 282 | 5% | 267.9
61486 | HID | 900PMPTEKMA0H6 | RDR, RP10, ICLASS, SE E, LF STD, HF STD/SIO/SEOS/MIGR/MA, 485HDX, TERM, BLK, OSDP V2, A/V OFF, OPT TAMP, OPEN COLL, OPT TAMP, CSN 32-BIT MSB, EM4102 32-BIT, HF MIGR PFL EVP00000, IPM OFF, MOBILE-READY | Ea |  | 1 Year | 342 | 5% | 324.9
61487 | HID | 900PMPTEKMA-MASTER | RDR, RP10, MULTICLASS, SE E, LF STD, HF STD/SIO/SEOS/MA, 485HDX, TERM, BLK, XXXX | Ea |  | 1 Year | 282 | 5% | 267.9
61488 | HID | 900PNCTEK2038K | RDR, RP10, MULTICLASS, SE E, LF STD, HF SIO/SEOS, C&D, TERM, BLK, STD-2, LED RED, FLSH GRN, BZR ON, OPT TAMP, OPEN COLL, IPM OFF | Ea |  | 1 Year | 197 | 5% | 187.15
61489 | HID | 900PNNNEK2004N | RDR, RP10, MULTICLASS, SE E, LF FSK, HF SIO/SEOS, WIEG, PIG, BLK, STD-2, LED RED, FLSH GRN, BZR ON, OPT TAMP, OPEN COLL, CSN SURPPRESSED, IPM OFF | Ea |  | 1 Year | 197 | 5% | 187.15
61490 | HID | 900PNNNEK2005C | RDR, RP10, MULTICLASS, SE E, LF FSK, HF SIO/SEOS, WIEG, PIG, BLK, STD-2, LED RED, FLSH GRN, BZR ON, OPT TAMP, OPEN COLL, CSN SUPPR, IPM OFF | Ea |  | 1 Year | 197 | 5% | 187.15
61491 | HID | 900PNNNEK200ML | RDR, RP10, MULTICLASS, SE E, LF STD, HF SIO/SEOS/MIFSPR/HID MIFARE APP, WIEG, PIG, BLK, STD-2, LED RED, FLSH GRN, BZR ON, OPT TAMP, OPEN COLL, CSN MIF SUPPR, EM4102 32-BIT, IPM OFF | Ea |  | 1 Year | 197 | 5% | 187.15
61492 | HID | 900PNNNEK2037Q | RDR, RP10, MULTICLASS, SE E, LF STD, HF SIO/SEOS, WIEG, PIG, BLK, STD-2, LED RED, FLSH GRN, BZR ON, VAR BIT OUTPUT PER SIO, IPM OFF | Ea |  | 1 Year | 197 | 5% | 187.15
61493 | HID | 900PNNNEK2037W | RDR, RP10, MULTICLASS, SE E, LF STD, HF STD/SIO/SEOS, WIEG, PIG, BLK, STD-2, LED RED, FLSH GRN, BZR ON, OPT TAMP, OPEN COLL, CSN MIF SUPPR, IPM OFF | Ea |  | 1 Year | 197 | 5% | 187.15
61494 | HID | 900PNNNEK2038L | RDR, RP10, MULTICLASS, SE E, LF CST, HF SIO, CUSTOM SETTINGS, CUST PRIORITY, WIEG, PIG, BLK, STD-2, LED RED, FLSH GRN, BZR ON, OPT TAMP, OPEN COLL, IPM OFF | Ea |  | 1 Year | 197 | 5% | 187.15
61495 | HID | 900PNNNEK20391 | RDR, RP10, MULTICLASS, SE E, LF STD, HF SIO/SEOS, WIEG, PIG, BLK, STD-2, LED BLUE, OPT TAMP, OPEN COLL, IPM OFF | Ea |  | 1 Year | 197 | 5% | 187.15
61496 | HID | 900PNNNEK20398 | RDR, RP10, MULTICLASS, SE E, LF STD, HF SIO/SEOS, WIEG, PIG, BLK, STD-2, LED RED, FLSH GRN, BZR ON, OPT TAMP, OPEN COLL, IPM ON (30MIN) | Ea |  | 1 Year | 197 | 5% | 187.15
61497 | HID | 900PNNNEK2039A | RDR, RP10, MULTICLASS, SE E, LF STD, HF OFF, CUSTOM SETTINGS, PSK ONLY, SUPPRESS 13.56 MHZ - HF OFF, WIEG, PIG, BLK, STD-2, LED RED, FLSH GRN, BZR ON, OPT TAMP, OPEN COLL, IPM OFF | Ea |  | 1 Year | 197 | 5% | 187.15
61498 | HID | 900PNNNEK2039F | RDR, RP10, MULTICLASS, SE E, LF STD, HF SIO, CUSTOM SETTING, 125KHZ PROX FSK DISABLE PROX PSK/PROX ASK, 13.56MHZ SIO DESFIRE DISABLE MIFARE, DISABLE ICLASS ALL, WIEG, PIG, BLK, STD-2, LED RED, FLSH GRN, BZR ON, OPT TAMP, OPEN COLL, IPM OFF | Ea |  | 1 Year | 197 | 5% | 187.15
61499 | HID | 900PNNNEK2059P | RDR, RP10, MULTICLASS, SE E, LF STD, HF STD/SIO/SEOS, WIEG, PIG, BLK, STD-2, LED RED, FLSH GRN, BZR ON, OPT TAMP, OPEN COLL, CSN 32-BIT MSB, IPM OFF, APB DISABLED | Ea |  | 1 Year | 197 | 5% | 187.15
61500 | HID | 900PNNNEKE037Q | RDR, RP10, MULTICLASS, SE E, LF STD, HF SIO/SEOS, WIEG, PIG, BLK, ELITE KEYS, LED RED, FLSH GRN, BZR ON, VAR BIT OUTPUT PER SIO, IPM OFF | Ea |  | 1 Year | 197 | 5% | 187.15
61501 | HID | 900PNNNEKE038L | RDR, RP10, MULTICLASS, SE E, LF CST, HF SIO, CUSTOM SETTINGS, CUST PRIORITY, WIEG, PIG, BLK, ELITE KEYS, LED RED, FLSH GRN, BZR ON, OPT TAMP, OPEN COLL, IPM OFF | Ea |  | 1 Year | 197 | 5% | 187.15
61502 | HID | 900PNNNEKE043B | RDR, R10, ICLASS, SE E, LF STD, HF SIO/SEOS, WIEG, PIG, BLK, ELITE, CSTM DATAMODELS, ASK ONLY, 14443A SIO ONLY, LED RED FLSH GRN BZR ON, OPT TAMP, OPEN COLL, EM4102-40BIT, IPM OFF, TURKCELL | Ea |  | 1 Year | 197 | 5% | 187.15
61503 | HID | 900PNNTEK2037Q | RDR, RP10, MULTICLASS, SE E, LF STD, HF SIO/SEOS, WIEG, TERM, BLK, STD-2, LED RED, FLSH GRN, BZR ON, VAR BIT OUTPUT PER SIO, IPM OFF | Ea |  | 1 Year | 197 | 5% | 187.15
61504 | HID | 900PNNTEK2057J | RDR, RP10, MULTICLASS, SE E, LF CSTM, HF CSTM, WIEG, LED AMBER, FLSH GRN, BZR ON, OPT TAMP, OPEN COLL, CSN MIF SUPPR, FSK ONLY, ICLASS SIO AND SEOS ONLY, IPM OFF | Ea |  | 1 Year | 197 | 5% | 187.15
61505 | HID | 900PNNTEKE037Q | RDR, RP10, MULTICLASS, SE E, LF STD, HF SIO/SEOS, WIEG, TERM, BLK, ELITE KEYS, LED RED, FLSH GRN, BZR ON, VAR BIT OUTPUT PER SIO, IPM OFF | Ea |  | 1 Year | 197 | 5% | 187.15
61506 | HID | 900PNNTEKE045K | RDR, RP10, MULTICLASS, SE E, LF STD, HF SIO/SEOS/MIFSPR, WIEG, TERM, BLK, ELITE KEYS, LED OFF, FLSH OFF, BZR ON, OPT TAMP, OPEN COLL, CSN MIF SUPPR, EM4102 40-BIT, IPM OFF | Ea |  | 1 Year | 197 | 5% | 187.15
61507 | HID | 900PNPNEK2038W | RDR, RP10, MULTICLASS, SE E, LF STD, HF SIO/SEOS, 485HDX, PIG, BLK, STD-2, A/V OFF, OSDP V1, OPEN COLL, OSDP TAMP ENBLD, TEST KEYS, POLL=75MS, EM4102 32-BIT, IPM OFF, UART OFF, WIEG OFF | Ea |  | 1 Year | 232 | 5% | 220.4
61508 | HID | 900PNPNEK2039H | RDR, RP10, MULTICLASS, SE E, LF STD, HF SIO/SEOS, 485HDX, PIG, BLK, STD-2, A/V OFF, OSDP V1, OPN COL, OSDP TAMP ENBLD, TEST KEY, POLL=75MS, VAR BIT OUTPUT PER SIO, EM4102 32-BIT, IPM OFF, UART OFF, WIEG OFF | Ea |  | 1 Year | 232 | 5% | 220.4
61509 | HID | 900PNPNEKE039H | RDR, RP10, MULTICLASS, SE E, LF STD, HF SIO/SEOS, 485HDX, PIG, BLK, ELITE, A/V OFF, OSDP V1, OPN COL, OSDP TAMP ENBLD, TEST KEY, POLL=75MS, VAR BIT OUTPUT PER SIO, EM4102 32-BIT, IPM OFF, UART OFF, WIEG OFF | Ea |  | 1 Year | 232 | 5% | 220.4
61510 | HID | 900PNPTEK2038W | RDR, RP10, MULTICLASS, SE E, LF STD, HF SIO/SEOS, 485HDX, TERM, BLK, STD-2, A/V OFF, OSDP V1, OPEN COLL, OSDP TAMP ENBLD, TEST KEYS, POLL=75MS, EM4102 32-BIT, IPM OFF, UART OFF, WIEG OFF | Ea |  | 1 Year | 232 | 5% | 220.4
61511 | HID | 900PNPTEK2039H | RDR, RP10, MULTICLASS, SE E, LF STD, HF SIO/SEOS, 485HDX, TERM, BLK, STD-2, A/V OFF, OSDP V1, OPN COL, OSDP TAMP ENBLD, TEST KEY, POLL=75MS, VAR BIT OUTPUT PER SIO, EM4102 32-BIT, IPM OFF, UART OFF, WIEG OFF | Ea |  | 1 Year | 232 | 5% | 220.4
61512 | HID | 900PNPTEKE039H | RDR, RP10, MULTICLASS, SE E, LF STD, HF SIO/SEOS, 485HDX, TERM, BLK, ELITE, A/V OFF, OSDP V1, OPN COL, OSDP TAMP ENBLD, TEST KEY, POLL=75MS, VAR BIT OUTPUT PER SIO, EM4102 32-BIT, IPM OFF, UART OFF, WIEG OFF | Ea |  | 1 Year | 232 | 5% | 220.4
61513 | HID | 900PRNNEK00084 | RDR, RP10, MULTICLASS, SE E, LF STD, HF STD/SIO/SEOS/TRANS, WIEG, PIG, BLK, STD-1, LED RED, FLSH GRN, BZR ON, OPT TAMP, OPEN COLL, 64-BIT LSB FELCIA, 64-BIT MSB CEPAS CAN OR MIFARE, IPM OFF | Ea |  | 1 Year | 257 | 5% | 244.15
61514 | HID | 900PSNNEK20000 | RDR, RP10, MULTICLASS, SE E, LF FSK ONLY, HF SEOS, WIEG, PIG, BLK, STD-2, LED RED, FLSH GRN, BZR ON, VAR BIT OUTPUT PER SIO, IPM OFF, VEL ON | Ea |  | 1 Year | 197 | 5% | 187.15
61515 | HID | 900PSNNEKE0000 | RDR, RP10, MULTICLASS, SE E, LF FSK ONLY, HF SEOS, WIEG, PIG, BLK, ELITE KEYS, LED RED, FLSH GRN, BZR ON, VAR BIT OUTPUT PER SIO, IPM OFF, VEL ON | Ea |  | 1 Year | 197 | 5% | 187.15
61516 | HID | 900PSNNEKES073 | RDR, RP10, MULTICLASS, SE E, LF STD, HF SEOS, WIEG, PIG, BLK, ELITE KEYS, CUSTOM A/V, OPT TAMP, OPEN COLL, WIEG PW 40US - PS 1000US, PROX FSK ONLY, IPM OFF | Ea |  | 1 Year | 197 | 5% | 187.15
61517 | HID | 900PSNTEK20000 | RDR, RP10, MULTICLASS, SE E, LF FSK ONLY, HF SEOS, WIEG, TERM, BLK, STD-2, LED RED, FLSH GRN, BZR ON, VAR BIT OUTPUT PER SIO, IPM OFF, VEL ON | Ea |  | 1 Year | 197 | 5% | 187.15
61518 | HID | 900PSNTEKE0000 | RDR, RP10, MULTICLASS, SE E, LF FSK ONLY, HF SEOS, WIEG, TERM, BLK, ELITE KEYS, LED RED, FLSH GRN, BZR ON, VAR BIT OUTPUT PER SIO, IPM OFF, VEL ON | Ea |  | 1 Year | 197 | 5% | 187.15
61519 | HID | 900PSPNEK200UK | RDR, RP10, MULTICLASS, SE E, LF STD, HF SEOS, 485HDX, PIG, BLK, A/V OFF, OSDP V2, OPT TAMP, OPEN COLL, OSDP TAMP ENBLD, TEST KEY, POLL=50MS, CSN SUPPR, IPM OFF | Ea |  | 1 Year | 232 | 5% | 220.4
61520 | HID | 900PTCNEK0008A | RDR, RP10, MULTICLASS, SE E, LF STD, HF STD/SIO/SEOS, C&D, PIG, BLK, STD-1, LED RED, FLSH GRN, BZR ON, OPT TAMP, OPEN COLL, CSN 32-BIT MSB, IPM OFF | Ea |  | 1 Year | 197 | 5% | 187.15
61521 | HID | 900PTCTEK0008A | RDR, RP10, MULTICLASS, SE E, LF STD, HF STD/SIO/SEOS, C&D, TERM, BLK, STD-1, LED RED, FLSH GRN, BZR ON, CSN 32-BIT MSB, IPM OFF | Ea |  | 1 Year | 197 | 5% | 187.15
61522 | HID | 900PTNNEK00000 | RDR, RP10, MULTICLASS, SE REV E, STD PROX, STD, WIEGAND, PIG, BLK, STD 1 SECURITY, LED RED, FLASH GRN, BZR ON, IPM OFF, 32 BIT | Ea |  | 1 Year | 197 | 5% | 187.15
61523 | HID | 900PTNNEK0001M | RDR, RP10, MULTICLASS, SE E, LF STD, HF STD/SIO/SEOS, WIEG, PIG, BLK, STD-1, LED OFF, FLSH OFF, BZR ON, OPT TAMP, OPEN COLL, CSN 32-BIT MSB, EM4102 32-BIT, IPM OFF | Ea |  | 1 Year | 197 | 5% | 187.15
61524 | HID | 900PTNNEK0001Q | RDR, RP10, MULTICLASS, SE E, LF STD, HF STD/SIO/SEOS, WIEG, PIG, BLK, STD-1, LED RED, FLSH GRN, BZR ON, CSN 26-BIT MSB, IPM OFF | Ea |  | 1 Year | 197 | 5% | 187.15
61525 | HID | 900PTNNEK00028 | RDR, RP10, MULTICLASS, SE E, LF STD, HF STD/SIO/SEOS/MIFSPR, WIEG, PIG, BLK, STD-1, LED RED, FLSH GRN, BZR ON, CSN MIF SUPPR, IPM OFF | Ea |  | 1 Year | 197 | 5% | 187.15
61526 | HID | 900PTNNEK0002P | RDR, RP10, MULTICLASS, SE E, LF STD, HF STD/SIO/SEOS, WIEG, PIG, BLK, STD-1, LED RED, FLSH GRN, BZR ON, CSN 34-BIT MSB, IPM OFF | Ea |  | 1 Year | 197 | 5% | 187.15
61527 | HID | 900PTNNEK0002V | RDR, RP10, MULTICLASS, SE E, LF STD, HF STD/SIO/SEOS, WIEG, PIG, BLK, STD-1, LED RED, FLSH GRN, BZR ON, OPT TAMP, OPEN COLL, CSN 32-BIT LSB, IPM OFF | Ea |  | 1 Year | 197 | 5% | 187.15
61528 | HID | 900PTNNEK00033 | RDR, RP10, MULTICLASS, SE E, LF STD, HF STD/SIO/SEOS, WIEG, PIG, BLK, STD-1, LED RED, FLSH OFF, BZR ON, CSN 32-BIT MSB, IPM OFF | Ea |  | 1 Year | 197 | 5% | 187.15
61529 | HID | 900PTNNEK00056 | RDR, RP10, MULTICLASS, SE E, LF STD, HF STD/SIO/SEOS, WIEG, PIG, BLK, STD-1, LED RED, FLSH GRN, BZR ON, CSN 32-BIT MSB, EM4102 32-BIT, IPM OFF | Ea |  | 1 Year | 197 | 5% | 187.15
61530 | HID | 900PTNNEK0006C | RDR, RP10, MULTICLASS, SE E, LF STD, HF STD/SIO/SEOS, WIEG, PIG, BLK, STD-1, LED RED, FLSH OFF, BZR OFF, OPT TAMP, OPEN COLL, CSN 32-BIT MSB, IPM OFF | Ea |  | 1 Year | 197 | 5% | 187.15
61531 | HID | 900PTNNEK0008D | RDR, RP10, MULTICLASS, SE E, LF STD, HF STD/SIO/SEOS, WIEG, PIG, BLK, STD-1, LED OFF, FLSH GRN, BZR ON, OPT TAMP, OPEN COLL, CSN 32-BIT MSB, IPM OFF | Ea |  | 1 Year | 197 | 5% | 187.15
61532 | HID | 900PTNNEK000AH | RDR, RP10, MULTICLASS, SE E, LF STD, HF CST, ICLASS CSN REVERSED/SIO/SEOS/MIFSPR, WIEG, PIG, BLK, STD-1, LED RED, FLSH GRN, BZR ON, OPT TAMP, OPEN COLL, CSN MIF SUPPR, IPM OFF | Ea |  | 1 Year | 197 | 5% | 187.15
61533 | HID | 900PTNNEK000AM | RDR, RP10, MULTICLASS, SE E, LF STD, HF STD/SIO/SEOS, WIEG, PIG, BLK, STD-1, LED OFF, FLSH OFF, BZR OFF, CSN 32-BIT MSB, IPM OFF | Ea |  | 1 Year | 197 | 5% | 187.15
61534 | HID | 900PTNNEK000AQ | RDR, RP10, MULTICLASS, SE E, LF STD, HF STD/SIO/SEOS, W/MODULE WIEG, PIG, BLK, STD-1, LED OFF, FLSH OFF, BZR ON, OPT TAMP, OPEN COLL, CSN 56-BIT MSB, IPM OFF, IM ALIVE 60 SECONDS, MSG-AA, PROX FSK ONLY | Ea |  | 1 Year | 197 | 5% | 187.15
61535 | HID | 900PTNNEK000D8 | RDR, RP10, MULTICLASS, SE E, LF FSK, HF STD/SIO/SEOS, WIEG, PIG, BLK, STD-1, LED RED, FLSH GRN, BZR ON, OPT TAMP, OPEN COLL, CSN SUPPR, IPM OFF | Ea |  | 1 Year | 197 | 5% | 187.15
61536 | HID | 900PTNNEK000JP | RDR, RP10, MULTICLASS, SE E, LF STD, HF STD/SIO/SEOS, WIEG, PIG, BLK, STD-1, LED RED, FLSH GRN, BZR ON, CSN 32-BIT MSB, EM4102 32-BIT, IPM ON-30SEC | Ea |  | 1 Year | 197 | 5% | 187.15
61537 | HID | 900PTNNEK000KC | RDR, RP10, MULTICLASS, SE E, LF STD, HF STD/SIO/SEOS, WIEG, PIG, BLK, STD-1, LED RED, FLSH GRN, BZR ON, CSN 32-BIT MSB, EM4102 32-BIT, WIEG PW 100US - PS 2000US, IPM OFF | Ea |  | 1 Year | 197 | 5% | 187.15
61538 | HID | 900PTNNEK000M6 | RDR, RP10, MULTICLASS, SE E, LF STD, HF STD/SIO/SEOS, WIEG, PIG, BLK, STD-1, LED RED, FLSH GRN, BZR ON, CSN 56-BIT LSB, EM4102 34-BIT, IPM OFF | Ea |  | 1 Year | 197 | 5% | 187.15
61539 | HID | 900PTNNEK000N7 | RDR, RP10, MULTICLASS, SE E, LF STD, HF STD/SIO/SEOS, WIEG, PIG, BLK, STD-1, LED RED, FLSH GRN, BZR OFF, OPT TAMP, OPEN COLL, CSN 32-BIT MSB, EM4102 32-BIT, IPM OFF | Ea |  | 1 Year | 197 | 5% | 187.15
61540 | HID | 900PTNNEK000NQ | RDR, RP10, MULTICLASS, SE E, LF STD, HF STD/SIO/SEOS/MIFSPR, WIEG, PIG, BLK, STD-1, LED RED, FLSH GRN, BZR ON, CSN MIF SUPPR, OPT TAMP, OPEN COLL-IM ALIVE INVERTED, I'M ALIVE 60 SEC, IPM OFF | Ea |  | 1 Year | 197 | 5% | 187.15
61541 | HID | 900PTNNEK000PC | RDR, RP10, MULTICLASS, SE E, LF STD, HF STD/SIO/SEOS, WIEG, PIG, BLK, STD-1, LED RED, FLSH GRN, BZR ON, OPT TAMP, OPEN COLL, CSN 32-BIT LSB, EM4102 32-BIT, ISO14443B 32-BIT CSN, RP10 PICO15693 MOD DEPTH 10%, IPM OFF | Ea |  | 1 Year | 197 | 5% | 187.15
61542 | HID | 900PTNNEK000QA | RDR, RP10, MULTICLASS, SE E, LF STD, HF ICLASS LEG & SIO ONLY, WIEG, PIG, BLK, STD-1, LED RED, FLSH GRN, BZR ON, EM4102 32-BIT, IPM OFF | Ea |  | 1 Year | 197 | 5% | 187.15
61543 | HID | 900PTNNEK000QQ | RDR, RP10, MULTICLASS, SE E, LF FSK, HF STD/SIO/SEOS, WIEG, PIG, BLK, STD-1, LED RED, FLSH OFF, BZR OFF, OPT TAMP, OPEN COLL, CSN 32-BIT MSB, HID PROX ONLY, IPM OFF | Ea |  | 1 Year | 197 | 5% | 187.15
61544 | HID | 900PTNNEK000RD | RDR, RP10, MULTICLASS, SE E, LF FSK, HF 14443A CSN ONLY, WIEG, PIG, BLK, STD-1, LED RED, FLSH ON, BZR ON, OPT TAMP, OPEN COLL, CSN 32-BIT MSB, HID PROX ONLY, IPM OFF | Ea |  | 1 Year | 197 | 5% | 187.15
61545 | HID | 900PTNNEK000RE | RDR, RP10, MULTICLASS, SE E, LF STD, HF STD/SIO/SEOS, WIEG, PIG, BLK, STD-1, LED RED, FLSH GRN, BZR ON, OPT TAMP, OPEN COLL, CSN 26-BIT MSB, EM4102 26-BIT, IPM OFF | Ea |  | 1 Year | 197 | 5% | 187.15
61546 | HID | 900PTNNEK000W4 | RDR, RP10, MULTICLASS, SE E, LF STD, HF STD/SIO/SEOS, WIEG, PIG, BLK, STD-1, LED RED, FLSH OFF, BZR ON, OPT TAMP, OPEN COLL, CSN SUPPR, IPM OFF | Ea |  | 1 Year | 197 | 5% | 187.15
61547 | HID | 900PTNNEK0011D | RDR, RP10, MULTICLASS, SE E, LF STD, HF STD/SIO/SEOS, WIEG, PIG, BLK, STD-1, LED RED, FLSH GRN, BZR ON CSN 56-BIT LBS, IPM OFF | Ea |  | 1 Year | 197 | 5% | 187.15
61548 | HID | 900PTNNEK00156 | RDR, RP10, MULTICLASS, SE E, LF STD, HF STD/SIO/SEOS, WIEG, PIG, BLK, STD-1, LED RED, FLSH GRN, BZR ON, OPT TAMP, OPEN COLL, CSN 34-BIT MSB, IPM OFF | Ea |  | 1 Year | 197 | 5% | 187.15
61549 | HID | 900PTNNEK0023P | RDR, RP10, MULTICLASS, SE E, LF STD, HF STD/SIO/SEOS, WIEG, PIG, BLK, STD-1, LED RED, FLSH GRN, BZR ON, 40 BIT (RAW) EM4102, MIFARE CSN SUPPR, IPM OFF | Ea |  | 1 Year | 197 | 5% | 187.15
61550 | HID | 900PTNNEK0027N | RDR, RP10, MULTICLASS, SE E, LF STD, HF STD/SIO/SEOS, WIEG, PIG, BLK, STD-1, LED OFF, FLSH OFF, BZR OFF CSN 34-BIT MSB, IPM OFF | Ea |  | 1 Year | 197 | 5% | 187.15
61551 | HID | 900PTNNEK00344 | RDR, RP10, MULTICLASS, SE E, LF STD, HF STD/SIO/SEOS, WIEG, PIG, BLK, STD-1, LED RED, FLSH GRN, BZR ON, CSN 32-BIT MSB, IPM OFF, UTC | Ea |  | 1 Year | 197 | 5% | 187.15
61552 | HID | 900PTNNEK00401 | RDR, RP10, MULTICLASS, SE E, LF STD, HF STD/SIO/SEOS, WIEG, PIG, BLK, STD-1, LED RED, FLSH GRN, BZR ON, OPT TAMP, OPEN COLL, CSN 34-BIT MSB, IPM OFF | Ea |  | 1 Year | 197 | 5% | 187.15
61553 | HID | 900PTNNEK0040H | RDR, RP10, MULTICLASS, SE E, LF STD, HF STD/SIO/SEOS, WIEG, PIG, BLK, STD-1, LED OFF, FLSH OFF, BZR OFF, OPT TAMP, OPEN COLL, CSN 26-BIT (W/DEFAULT FC), IPM OFF | Ea |  | 1 Year | 197 | 5% | 187.15
61554 | HID | 900PTNNEK0040J | RDR, RP10, MULTICLASS, SE E, LF STD, HF STD, CUSTOM SETTINGS, W/MOBILE MICRO SD, WIEG, PIG, BLK, STD-1, LED RED, FLSH GRN, BZR ON, OPT TAMP, OPEN COLL, CSN 32-BIT MSB, IPM OFF | Ea |  | 1 Year | 197 | 5% | 187.15
61555 | HID | 900PTNNEK0040K | RDR, RP10, MULTICLASS, SE E, LF STD, HF STD/SIO/SEOS, WIEG, PIG, BLK, STD-1, LED RED, FLSH GRN, BZR ON, OPT TAMP, OPEN COLL, CSN 32-BIT MSB, IPM OFF | Ea |  | 1 Year | 197 | 5% | 187.15
61556 | HID | 900PTNNEK00430 | RDR, RP10, MULTICLASS, SE E, LF STD, HF STD/SIO/SEOS, WIEG, PIG, BLK, STD-1, LED RED, FLSH GRN, BZR ON, OPT TAMP, OPEN COLL, ISO15693 CSN, ISO14443A CSN 32-BIT MSB, IPM OFF | Ea |  | 1 Year | 197 | 5% | 187.15
61557 | HID | 900PTNNEK00443 | RDR, RP10, MULTICLASS, SE E, LF STD, HF STD/SIO/SEOS, LED RED, FLSH GRN, BZR OFF, OPT TAMP, OPEN COLL, CSN 32-BIT MSB, EM4102 32-BIT, CSTM WIEG TIMING, IPM OFF, GROSVENOR | Ea |  | 1 Year | 197 | 5% | 187.15
61558 | HID | 900PTNNEK0044G | RDR, RP10, MULTICLASS, SE E, LF STD, HF STD/SIO/SEOS, WIEG, STD-1, LED RED, FLSH GRN, BZR ON, CSN 32-BIT MSB, EM4102 40-BIT, IPM OFF, IM ALIVE 20 SECONDS | Ea |  | 1 Year | 197 | 5% | 187.15
61559 | HID | 900PTNNEK00451 | RDR, RP10, MULTICLASS, SE E, LF STD, HF STD/SIO/SEOS, WIEG, PIG, BLK, STD-1, LED RED, FLSH GRN, BZR ON, OPT TAMP, OPEN COLL, CSN 32-BIT MSB, EM4102 40-BIT, PROX PRIORITY, IPM OFF | Ea |  | 1 Year | 197 | 5% | 187.15
61560 | HID | 900PTNNEK0045M | RDR, RP10, MULTICLASS, SE E, LF STD, HF STD/SIO/SEOS, WIEG, PIG, BLK, STD-1, LED RED, FLSH GRN, BZR ON, OPT TAMP, OPEN COLLECT, CSN 32 BIT MSB, IPM OFF, WIEG, HOLD APB 500MS, CSN FILTER DISABLED | Ea |  | 1 Year | 197 | 5% | 187.15
61561 | HID | 900PTNNEK00460 | RDR, RP10, MULTICLASS, SE E, LF STD, HF STD/SIO/SEOS, WIEG, PIG, BLK, STD-1, LED BLUE, FLSH GRN, BZR ON, CSN 32-BIT MSB, IPM OFF, TAMPER OC | Ea |  | 1 Year | 197 | 5% | 187.15
61562 | HID | 900PTNNEK00462 | RDR, RP10, MULTICLASS, SE REV E, STD PROX, STD, WIEGAND, PIG, BLK, STD 1 SECURITY, LED RED, FLASH GRN, BZR ON, IPM OFF, 32 BIT | Ea |  | 1 Year | 197 | 5% | 187.15
61563 | HID | 900PTNNEK0046U | RDR, RP10, MULTICLASS, SE E, LF STD, HF STD/SIO/SEOS, WIEG, PIG, BLK, STD-1, LED OFF, FLSH OFF, BZR ON, OPT TAMP, OPEN COLL, EM4102 26 BIT MSB, IPM OFF | Ea |  | 1 Year | 197 | 5% | 187.15
61564 | HID | 900PTNNEK0046V | RDR, RP10, MULTICLASS, SE E, LF STD, HF STD/SIO/SEOS, WIEG, PIG, BLK, STD-1, LED OFF, FLSH OFF, BZR ON, OPT TAMP, OPEN COLL, EM4102 32 BIT, CSN 32 BIT MSB, IPM OFF | Ea |  | 1 Year | 197 | 5% | 187.15
61565 | HID | 900PTNNEK00493 | RDR, RP10, MULTICLASS, SE E, LF STD, HF STD/SIO/SEOS, WIEG, PIG, BLK, STD-1, LED OFF, FLSH ON, BZR ON, OPT TAMP OFF, IPM OFF, CSTM LOW PWR REG SETTNGS, AMP=255MS, 14443A CSN 32-BIT MSB, FSK PRIORITY, CROWN ELECTRIC | Ea |  | 1 Year | 197 | 5% | 187.15
61566 | HID | 900PTNNEK0050X | RDR, RP10, MULTICLASS, SE E, LF STD, HF STD/SIO/SEOS/MIFSPR, WIEG, PIG, BLK, STD-1, LED RED, FLSH OFF, BZR ON, OPT TAMP, OPEN COLL, CSN MIF SUPPR, FSK PROX READ ONLY, PROX PRIORITY, IPM OFF | Ea |  | 1 Year | 197 | 5% | 187.15
61567 | HID | 900PTNNEK0051A | RDR, RP10, MULTICLASS, SE E, LF ASK, HF ISO14443B CSN, 34-BIT CSN, WIEG, PIG, BLK, STD-1, LED RED, FLSH OFF, BZR ON, OPT TAMP, OPEN COLL, EM4102 42-BIT WIEG, IPM OFF | Ea |  | 1 Year | 197 | 5% | 187.15
61568 | HID | 900PTNNEK00532 | RDR, RP10, MULTICLASS, SE E, LF CST, HF CST LEG/DES/SIO/SEOS/HID MIFARE APPLI/MF CSN SUPPR/MIFARE SIO DIABLED, PROX FSK ONLY WIEG, PIG, BLK, STD-1, LED RED, FLSH GRN, BZR ON, OPT TAMP, OPEN COLL, IPM OFF | Ea |  | 1 Year | 197 | 5% | 187.15
61569 | HID | 900PTNNEK00541 | RDR, RP10, MULTICLASS, SE E, LF STD, HF STD/SIO/SEOS, WIEG, PIG, BLK, STD-1, LED RED, FLSH GRN, BZR ON, CSN 32-BIT MSB, OPT TAMP, OPEN COLLECT, PROX FSK ONLY, IPM OFF, APB INDICATOR DISABLED, EXXON MOBILE | Ea |  | 1 Year | 197 | 5% | 187.15
61570 | HID | 900PTNNEK00571 | RDR, RP10, MULTICLASS, SE E, LF STD, HF STD/SIO/SEOS, WIEG, PIG, BLK, STD-1, LED OFF, FLSH OFF, BZR ON, CSN 32-BIT LSB, EM4102 32-BIT, IPM OFF | Ea |  | 1 Year | 197 | 5% | 187.15
61571 | HID | 900PTNNEK0058E | RDR, RP10, MULTICLASS, SE E, LF STD, HF STD/SIO/SEOS, WIEG, PIG, BLK, STD-1, LED RED, FLSH GRN, BZR ON, OPT TAMP, OPEN COLL, CSN 32-BIT MSB, IPM OFF, APB DISABLED | Ea |  | 1 Year | 197 | 5% | 187.15
61572 | HID | 900PTNNEK0058L | RDR, RP10, MULTICLASS, SE E, LF CST, HF STD/SIO/SEOS,WIEG, PIG, BLK, STD-1, LED RED, FLSH GRN, BZR ON, OPT TAMP, OPEN COLL, IPM OFF, HITAG CSN READ ONLY | Ea |  | 1 Year | 197 | 5% | 187.15
61573 | HID | 900PTNNEK005AQ | RDR, RP10, MULTICLASS, SE E, LF STD, HF STD/SIO/SEOS, WIEG, PIG, BLK, STD-1, LED RED, FLSH GRN, BZR ON, OPT TAMP, OPEN COLL, CSN 32-BIT MSB, FSK PROX READ ONLY, TECH-TALK T12101, IPM OFF | Ea |  | 1 Year | 197 | 5% | 187.15
61574 | HID | 900PTNNEKE0000 | RDR, RP10, MULTICLASS, SE E, LF STD, HF STD/SIO/SEOS, WIEG, PIG, BLK, STD-1, ELITE, LED RED, FLSH GRN, BZR OFF, IPM OFF | Ea |  | 1 Year | 197 | 5% | 187.15
61575 | HID | 900PTNNEKE0028 | RDR, RP10, MULTICLASS, SE E, LF STD, HF STD/SIO/SEOS/MIFSPR, WIEG, PIG, BLK, ELITE, LED RED, FLSH GRN, BZR ON, CSN MIF SUPPR, IPM OFF | Ea |  | 1 Year | 197 | 5% | 187.15
61576 | HID | 900PTNNEKE040D | RDR, RP10, MULTICLASS, SE E, LF STD, HF STD, CSTM, FSK ONLY, DISABLE PSK/ASK, 13.56MHZ ICLASS SIO + ICLASS HID APP, HF PRIROIRTY DISABLE 14443A-ALL MEDIA OUTPUT, WIEG, LED RED, FLSH GRN, BZR ON, OPT TAMP, OPEN COLL, CSN 32-BIT MSB, IPM OFF | Ea |  | 1 Year | 197 | 5% | 187.15
61577 | HID | 900PTNNEKE043J | RDR, RP10, MULTICLASS, SE E, LF STD, HF STD/SIO/SEOS, WIEG, PIG, BLK, ELITE KEYS, LED RED, FLSH GRN, BZR ON, OPT TAMP, OPEN COLL, CSN 32-BIT MSB, I'M ALIVE 10SEC, IPM OFF | Ea |  | 1 Year | 197 | 5% | 187.15
61578 | HID | 900PTNNEKE044B | RDR, RP10, MULTICLASS, SE E, LF STD, HF STD/SIO/SEOS, WIEG, PIG, BLK, ELITE KEYS, LED RED, FLSH GRN, BZR ON, I'M ALIVE 10 SEC, IPM OFF | Ea |  | 1 Year | 197 | 5% | 187.15
61579 | HID | 900PTNNEKE044G | RDR, RP10, MULTICLASS, SE REV E, LF STD, HF STD/SIO/SEOS, WIEG, ELITE, LED RED, FLASH GRN, BZR ON, CSN 32-BIT MSB, EM4102 40-BIT, IPM OFF, IM ALIVE 20 SECONDS | Ea |  | 1 Year | 197 | 5% | 187.15
61580 | HID | 900PTNTEG00000 | RDR, RP10, MULTICLASS, SE REV E, STD PROX, STD, WIEGAND, TERM, GRY, STD 1 SECURITY, LED RED, FLASH GRN, BZR ON, IPM OFF, 32 BIT | Ea |  | 1 Year | 197 | 5% | 187.15
61581 | HID | 900PTNTEK00000 | RDR, RP10, MULTICLASS, SE REV E, STD PROX, STD, WIEGAND, TERM, BLK, STD 1 SECURITY, LED RED, FLASH GRN, BZR ON, IPM OFF, 32 BIT | Ea |  | 1 Year | 197 | 5% | 187.15
61582 | HID | 900PTNTEK0001M | RDR, RP10, MULTICLASS, SE E, LF STD, HF STD/SIO/SEOS, WIEG, TERM, BLK, STD-1, LED OFF, FLSH OFF, BZR ON, OPT TAMP, OPEN COLL, CSN 32-BIT MSB, EM4102 32-BIT, IPM OFF | Ea |  | 1 Year | 197 | 5% | 187.15
61583 | HID | 900PTNTEK0002F | RDR, RP10, MULTICLASS, SE E, LF STD, HF STD/SIO/SEOS, WIEG, TERM, BLK, STD-1, LED RED, FLSH GRN, BZR ON, CSN 37-BIT LSB, IPM OFF | Ea |  | 1 Year | 197 | 5% | 187.15
61584 | HID | 900PTNTEK00056 | RDR, RP10, MULTICLASS, SE E, LF STD, HF STD/SIO/SEOS, WIEG, TERM, BLK, STD-1, LED RED, FLSH GRN, BZR ON, CSN 32-BIT MSB, EM4102 32-BIT, IPM OFF | Ea |  | 1 Year | 197 | 5% | 187.15
61585 | HID | 900PTNTEK000AQ | RDR, RP10, MULTICLASS, SE E, LF STD, HF STD/SIO/SEOS, W/MODULE WIEG, TERM, BLK, STD-1, LED OFF, FLSH OFF, BZR ON, OPT TAMP, OPEN COLL, CSN 56-BIT MSB, IPM OFF, IM ALIVE 60 SECONDS, MSG-AA, PROX FSK ONLY | Ea |  | 1 Year | 197 | 5% | 187.15
61586 | HID | 900PTNTEK000D8 | RDR, RP10, MULTICLASS, SE E, LF FSK, HF STD/SIO/SEOS, WIEG, TERM, BLK, STD-1, LED RED, FLSH GRN, BZR ON, OPT TAMP, OPEN COLL, CSN SUPPR, IPM OFF | Ea |  | 1 Year | 197 | 5% | 187.15
61587 | HID | 900PTNTEK000KC | RDR, RP10, MULTICLASS, SE E, LF STD, HF STD/SIO/SEOS, WIEG, TERM, BLK, STD-1, LED RED, FLSH GRN, BZR ON, CSN 32-BIT MSB, EM4102 32-BIT, WIEG PW 100US - PS 2000US, IPM OFF | Ea |  | 1 Year | 197 | 5% | 187.15
61588 | HID | 900PTNTEK000R1 | RDR, RP10, MULTICLASS, SE E, LF STD, HF STD/SIO/SEOS, WIEG, TERM, BLK, STD-1, LED RED, FLSH GRN, BZR ON, OPT TAMP, OPEN COLL, CSN 32-BIT MSB, EM4102 34-BIT MLF, IPM OFF | Ea |  | 1 Year | 197 | 5% | 187.15
61589 | HID | 900PTNTEK000RE | RDR, RP10, MULTICLASS, SE E, LF STD, HF STD/SIO/SEOS, WIEG, TERM, BLK, STD-1, LED RED, FLSH GRN, BZR ON, OPT TAMP, OPEN COLL, CSN 26-BIT MSB, EM4102 26-BIT, IPM OFF | Ea |  | 1 Year | 197 | 5% | 187.15
61590 | HID | 900PTNTEK0011D | RDR, RP10, MULTICLASS, SE E, LF STD, HF STD/SIO/SEOS, WIEG, TERM, BLK, STD-1, LED RED, FLSH GRN, BZR ON CSN 56-BIT LBS, IPM OFF | Ea |  | 1 Year | 197 | 5% | 187.15
61591 | HID | 900PTNTEK0027N | RDR, RP10, MULTICLASS, SE E, LF STD, HF STD/SIO/SEOS, WIEG, TERM, BLK, STD-1, LED OFF, FLSH OFF, BZR OFF CSN 34-BIT MSB, IPM OFF | Ea |  | 1 Year | 197 | 5% | 187.15
61592 | HID | 900PTNTEK0034R | RDR, RP10, MULTICLASS, SE E, LF STD, HF STD/SIO/SEOS, WIEG, TERM, BLK, STD-1, LED RED, FLSH GRN, BZR ON, CSN 26-BIT (W/DEFAULT FC), EM4102 26-BIT, IPM OFF | Ea |  | 1 Year | 197 | 5% | 187.15
61593 | HID | 900PTNTEK0040J | RDR, RP10, MULTICLASS, SE E, LF STD, HF STD, CUSTOM SETTINGS, W/MOBILE MICRO SD, WIEG, TERM, BLK, STD-1, LED RED, FLSH GRN, BZR ON, OPT TAMP, OPEN COLL, CSN 32-BIT MSB, IPM OFF | Ea |  | 1 Year | 197 | 5% | 187.15
61594 | HID | 900PTNTEK00430 | RDR, RP10, MULTICLASS, SE E, LF STD, HF STD/SIO/SEOS, WIEG, TERM, BLK, STD-1, LED RED, FLSH GRN, BZR ON, OPT TAMP, OPEN COLL, ISO15693 CSN, ISO14443A CSN 32-BIT MSB, IPM OFF | Ea |  | 1 Year | 197 | 5% | 187.15
61595 | HID | 900PTNTEK0045M | RDR, RP10, MULTICLASS, SE E, LF STD, HF STD/SIO/SEOS, WIEG, TERM, BLK, STD-1, LED RED, FLSH GRN, BZR ON, OPT TAMP, OPEN COLLECT, CSN 32 BIT MSB, IPM OFF, WIEG, HOLD APB 500MS, CSN FILTER DISABLED | Ea |  | 1 Year | 197 | 5% | 187.15
61596 | HID | 900PTNTEK0046V | RDR, RP10, MULTICLASS, SE E, LF STD, HF STD/SIO/SEOS, WIEG, LED OFF, FLSH OFF, BZR ON, OPT TAMP, OPEN COLL, EM4102 32-BIT, CSN 32-BIT MSB, IPM OFF | Ea |  | 1 Year | 197 | 5% | 187.15
61597 | HID | 900PTNTEKE0000 | RDR, RP10, MULTICLASS, SE E, LF STD, HF STD/SIO/SEOS, WIEG, TERM, BLK, ELITE KEYS, LED RED, FLSH GRN, BZR ON, CSN 32-BIT MSB, IPM OFF | Ea |  | 1 Year | 197 | 5% | 187.15
61598 | HID | 900PTPNEK000A4 | RDR, RP10, MULTICLASS, SE E, LF STD, HF STD/SIO/SEOS, 485HDX, PIG, BLK, STD-1, A/V OFF, OSDP V2, OPN COL, OSDP TAMP ENBLD, TEST KEY, POLL=75MS, CSN 32-BIT MSB, EM4102 32-BIT, IPM OFF, UART OFF, WIEG OFF | Ea |  | 1 Year | 232 | 5% | 220.4
61599 | HID | 900PTPNEK000AJ | RDR, RP10, MULTICLASS, SE E, LF STD, HF CST, ICLASS LEG & SIO/SEOS/MIFSPR, 485HDX, PIG, BLK, STD-1, A/V OFF, OSDP V2, OPT TAMP, OPEN COLL, OSDP TAMP ENBLD, TEST KEY, POLL=75MS, CSN MIF SUPPR, IPM OFF, UART OFF, WIEG OFF | Ea |  | 1 Year | 232 | 5% | 220.4
61600 | HID | 900PTPNEK000AN | RDR, RP10, MULTICLASS, SE E, LF STD, HF STD/SIO/SEOS, 485HDX, PIG, BLK, STD-1, A/V OFF, OSDP V1, OPT TAMP, OPEN COLL, OSDP TAMP ENBLD, TEST KEY, POLL=75MS, CSN 32-BIT MSB, IPM OFF, UART OFF, WIEG OFF | Ea |  | 1 Year | 232 | 5% | 220.4
61601 | HID | 900PTPNEK000FC | RDR, RP10, MULTICLASS, SE E, LF STD, HF STD/SIO/SEOS, 485HDX, PIG, BLK, STD-1, A/V OFF, OSDP V2, OPT TAMP, OPEN COLL, OSDP TAMP ENBLD, TEST KEY, POLL=50MS, CSN 32-BIT MSB, EM4102 32-BIT, IPM OFF, UART OFF, WIEG OFF | Ea |  | 1 Year | 232 | 5% | 220.4
61602 | HID | 900PTPNEK000RJ | RDR, RP10, MULTICLASS, SE E, LF STD, HF STD/SIO/SEOS/MIFSPR, 485HDX, PIG, BLK, STD-1, A/V OFF, OSDP V2, OPT TAMP, OPEN COLL, OSDP TAMP ENBLD, TEST KEY, POLL=50MS, CSN MIF SUPPR, EM4102 32-BIT, IPM OFF, UART OFF, WIEG OFF | Ea |  | 1 Year | 232 | 5% | 220.4
61603 | HID | 900PTPNEK00387 | RDR, RP10, MULTICLASS, SE E, LF STD, HF STD/SIO/SEOS, 485HDX, PIG, BLK, STD-1, A/V OFF, OSDP V1, OPN COL, OSDP TAMP ENBLD, TEST KEY, POLL=75MS, CSN 32-BIT MSB, EM4102 32-BIT, IPM OFF, UART OFF, WIEG OFF | Ea |  | 1 Year | 232 | 5% | 220.4
61604 | HID | 900PTPNEK005AP | RDR, RP10, MULTICLASS, SE E, LF STD, HF STD/SIO/SEOS, 485HDX, PIG, BLK, STD-1, LED RED, FLSH OFF, BZR OFF, OSDP V1, OPT TAMP, OC OSDP TAMP ENBLD, TK, POLL=75MS, CSN 32-BIT MSB, EM4102 32-BIT, IPM OFF, UART OFF, WIEG OFF, ELITE ICE0657 KEYS | Ea |  | 1 Year | 232 | 5% | 220.4
61605 | HID | 900PTPNEKE0387 | RDR, RP10, MULTICLASS, SE E, LF STD, HF STD/SIO/SEOS, 485HDX, PIG, BLK, ELITE, A/V OFF, OSDP V1, OPN COL, OSDP TAMP ENBLD, TEST KEY, POLL=75MS, CSN 32-BIT MSB, EM4102 32-BIT, IPM OFF, UART OFF, WIEG OFF | Ea |  | 1 Year | 232 | 5% | 220.4
61606 | HID | 900PTPTEK000AN | RDR, RP10, MULTICLASS, SE E, LF STD, HF STD/SIO/SEOS, 485HDX, TERM, BLK, STD-1, A/V OFF, OSDP V1, OPT TAMP, OPEN COLL, OSDP TAMP ENBLD, TEST KEY, POLL=75MS, CSN 32-BIT MSB, IPM OFF, UART OFF, WIEG OFF | Ea |  | 1 Year | 232 | 5% | 220.4
61607 | HID | 900PTPTEK000RH | RDR, RP10, MULTICLASS, SE E, LF STD, HF STD/SIO/SEOS, 485HDX, TERM, BLK, STD-1, A/V OFF, OSDP V1, OPT TAMP, OPEN COLL, OSDP TAMP ENBLD, TEST KEY, POLL=75MS, CSN 56-BIT MSB, EM4102 40-BIT, IPM OFF, UART OFF, WIEG OFF | Ea |  | 1 Year | 232 | 5% | 220.4
61608 | HID | 900PTPTEK00387 | RDR, RP10, MULTICLASS, SE E, LF STD, HF STD/SIO/SEOS, 485HDX, TERM, BLK, STD-1, A/V OFF, OSDP V1, OPN COL, OSDP TAMP ENBLD, TEST KEY, POLL=75MS, CSN 32-BIT MSB, EM4102 32-BIT, IPM OFF, UART OFF, WIEG OFF | Ea |  | 1 Year | 232 | 5% | 220.4
61609 | HID | 900PTPTEKE00WU | RDR, RP10, MULTICLASS, SE E, LF STD, HF STD/SIO/SEOS, 485HDX, TERM, BLK, ELITE, LED RED, FLSH OFF, BZR OFF, OSDP V2, OPEN COLL, OSDP TAMP ENBLD, TEST KEY, POLL=75MS, CSN SUPPR, EM4102 32-BIT, IPM OFF, UART OFF, WIEG OFF | Ea |  | 1 Year | 232 | 5% | 220.4
61610 | HID | 900PTPTEKE0387 | RDR, RP10, MULTICLASS, SE E, LF STD, HF STD/SIO/SEOS, 485HDX, TERM, BLK, ELITE, A/V OFF, OSDP V1, OPN COL, OSDP TAMP ENBLD, TEST KEY, POLL=75MS, CSN 32-BIT MSB, EM4102 32-BIT, IPM OFF, UART OFF, WIEG OFF | Ea |  | 1 Year | 232 | 5% | 220.4
61611 | HID | 900PWNNEK00324 | RDR, RP10, MULTICLASS, SE, LF STD, HF STD/SIO/SEOS/MIGR, WIEG, PIG, HF MIGR PFL EVP00000, IPM OFF | Ea |  | 1 Year | 257 | 5% | 244.15
61612 | HID | 900PWNNEK00473 | RDR, RP10, MULTICLASS, SE, LF OFF, HF STD/SIO/SEOS/MIGR, WIEG, PIG, CSTM KEYS, LED RED, FLSH GRN, BZR ON, OPT TAMP, OPEN COLL, CSN 32-BIT MSB, IPM OFF, HF MIGR PFL EVP00000, CSTM KEYS, CSTM DATAMOD, HID DEMO | Ea |  | 1 Year | 257 | 5% | 244.15
61613 | HID | 900PWNNEKE00M1 | RDR, RP10, MULTICLASS, SE, LF STD, HF STD/SIO/SEOS/MIGR/MIFSPR, WIEG, PIG, BLK, LED RED, FLSH GRN, BZR ON, EM4102 32-BIT, HF MIGR PFL EVP00000, I'M ALIVE 10SEC, IPM OFF | Ea |  | 1 Year | 257 | 5% | 244.15
61614 | HID | 900PWNNEKE00U3 | RDR, RP10, MULTICLASS, LF STD, HF STD/SIO/SEOS/MIGR, WIEG, PIG, BLK, STD-1, LED OFF, FLSH OFF, BZR ON, OPT TAMP, OPEN COLL, OSDP TAMP, CSN 32-BIT MSB, EM4102 32-BIT, HF MIGR PFL EVP00000, IPM OFF | Ea |  | 1 Year | 257 | 5% | 244.15
61615 | HID | 900PWNNEKE00VC | RDR, RP10, ICLASS, SE E, LF STD, HF STD/SIO/SEOS/MIGR, WIEG, PIG, BLK, LED OFF, FLSH OFF, BZR ON, OPT TAMP, OPEN COLL, CSN 32-BIT MSB, EM4102 32-BIT, HF MIGR PFL EVP00000, IPM OFF | Ea |  | 1 Year | 257 | 5% | 244.15
61616 | HID | 900PWNTEK00324 | RDR, RP10, MULTICLASS, SE, LF STD, HF STD/SIO/SEOS/MIGR, WIEG, TERM, HF MIGR PFL EVP00000, IPM OFF | Ea |  | 1 Year | 257 | 5% | 244.15
61617 | HID | 900PWNTEK00473 | RDR, RP10, MULTICLASS, SE, LF OFF, HF STD/SIO/SEOS/MIGR, WIEG, TERM, CSTM KEYS, LED RED, FLSH GRN, BZR ON, OPT TAMP, OPEN COLL, CSN 32-BIT MSB, IPM OFF, HF MIGR PFL EVP00000, CSTM KEYS, CSTM DATAMOD, HID DEMO | Ea |  | 1 Year | 257 | 5% | 244.15
61618 | HID | 900PWNTEKE00GE | RDR, RP10, MULTICLASS, SE, LF STD, HF SIO/SEOS/MIFSPR/MIGR, WIEG, TERM, BLK, STD-2, LED RED, FLSH GRN, BZR ON, CSN MIF SUPPR, HF MIGR PFL EVC00000_ICE0636, IPM OFF | Ea |  | 1 Year | 257 | 5% | 244.15
61619 | HID | 900PWNTEKE00M1 | RDR, RP10, MULTICLASS, SE, LF STD, HF SIO/SEOS/MIG, WIEG, TERM, BLK, LED RED, FLSH GRN, BZR ON, EM4102 32-BIT, HF MIGR PFL EVP00000, I'M ALIVE 10SEC, IPM OFF | Ea |  | 1 Year | 257 | 5% | 244.15
61620 | HID | 900PWNTEKE00U3 | RDR, RP10, MULTICLASS, LF STD, HF STD/SIO/SEOS/MIGR, WIEG, TERM, BLK, STD-1, LED OFF, FLSH OFF, BZR ON, OPT TAMP, OPEN COLL, OSDP TAMP, CSN 32-BIT MSB, EM4102 32-BIT, HF MIGR PFL EVP00000, IPM OFF | Ea |  | 1 Year | 257 | 5% | 244.15
61621 | HID | 900PWNTEKE00VC | RDR, RP10, ICLASS, SE E, LF STD, HF STD/SIO/SEOS/MIGR, WIEG, TERM, BLK, LED OFF, FLSH OFF, BZR ON, OPT TAMP, OPEN COLL, CSN 32-BIT MSB, EM4102 32-BIT, HF MIGR PFL EVP00000, IPM OFF | Ea |  | 1 Year | 257 | 5% | 244.15
61622 | HID | 900PWNTEKE052R | RDR, RP10, MULTICLASS, SE, LF STD, HF SIO/SEOS/MIG, WIEG, TERM, BLK, HF MIGR PFL EVC123561_ICE0260, IPM OFF | Ea |  | 1 Year | 257 | 5% | 244.15
61623 | HID | 900PWPNEKE008N | RDR, RP10,MULTICLASS, SE E, LF STD, HF STD/SIO/SEOS/TRANS/MIGR, 485HDX, PIG, BLK, A/V OFF, OSDP V2, OPT TAMP, OC, OSDP TAMP ENBLD, TK, POLL=75MS, 64-BIT LSB FELICA, 64-BIT MSB CEPAS CAN OR MIFARE,EM4102 40-BIT, HF MIGR PFL EVP00000, IPM O | Ea |  | 1 Year | 292 | 5% | 277.4
61624 | HID | 900PWPNEKE00KY | RDR, RP10, MULTICLASS, LF STD, HF STD/SIO/SEOS/MIGR, 485HDX, PIG, BLK, STD-1, A/V OFF, OSDP V2, OPT TAMP, OPEN COLL, OSDP TAMP, CSN 32-BIT MSB, EM4102 32-BIT, HF MIGR PFL EVP00000, IPM OFF | Ea |  | 1 Year | 292 | 5% | 277.4
61625 | HID | 900PWPNEKE00T5 | RDR, RP10, MULTICLASS, SE E, LF STD, HF STD/SIO/SEOS/MIGR, 485HDX, PIG, BLK, A/V OFF, OSDP V1, OPT TAMP, OPEN COLL, OSDP TAMP ENBLD, TEST KEY, POLL=75MS, CSN 32-BIT MSB, EM4102 40-BIT, HF MIGR PFL EVP00000, IPM OFF | Ea |  | 1 Year | 292 | 5% | 277.4
61626 | HID | 900PWPNEKE00VG | RDR, RP10, ICLASS, SE E, LF STD, HF STD/SIO/SEOS/MIGR, 485HDX, PIG, BLK, OSDP V2, A/V OFF, OPT TAMP, OPEN COLL, OPT TAMP, CSN 32-BIT MSB, EM4102 32-BIT, HF MIGR PFL EVP00000, IPM OFF | Ea |  | 1 Year | 292 | 5% | 277.4
61627 | HID | 900PWPTEK000HG | RDR, RP10, ICLASS, SE E, LF STD, HF STD/SIO/SEOS/MIGR, 485HDX, WIEG, TERM, BLK, A/V OFF, OSDP V1, OPT TAMP, OPEN COLL, TEST KEY, POLL=75MS, EM4102 40-BIT, CSN MIF SUPPR, IPM OFF, UART OFF, WIEG OFF | Ea |  | 1 Year | 292 | 5% | 277.4
61628 | HID | 900PWPTEK0047V | RDR, RP10, ICLASS, SE E, LF STD, HF STD/SIO/SEOS/MIGR, 485HDX, WIEG, TERM, BLK, A/V OFF, OSDP V1, OPT TAMP, OPEN COLL, TEST KEY, POLL=75MS, EM4102 40-BIT, CSN MIF SUPPR, HF MIGR PFL EVP00000, IPM OFF | Ea |  | 1 Year | 292 | 5% | 277.4
61629 | HID | 900PWPTEKE00KY | RDR, RP10, MULTICLASS, LF STD, HF STD/SIO/SEOS/MIGR, 485HDX, TERM, BLK, STD-1, A/V OFF, OSDP V2, OPT TAMP, OPEN COLL, OSDP TAMP, CSN 32-BIT MSB, EM4102 32-BIT, HF MIGR PFL EVP00000, IPM OFF | Ea |  | 1 Year | 292 | 5% | 277.4
61630 | HID | 900PWPTEKE00T5 | RDR, RP10, MULTICLASS, SE E, LF STD, HF STD/SIO/SEOS/MIGR, 485HDX, TERM, BLK, A/V OFF, OSDP V1, OPT TAMP, OPEN COLL, OSDP TAMP ENBLD, TEST KEY, POLL=75MS, CSN 32-BIT MSB, EM4102 40-BIT, HF MIGR PFL EVP00000, IPM OFF | Ea |  | 1 Year | 292 | 5% | 277.4
61631 | HID | 900PWPTEKE00VG | RDR, RP10, ICLASS, SE E, LF STD, HF STD/SIO/SEOS/MIGR, 485HDX, TERM, BLK, OSDP V2, A/V OFF, OPT TAMP, OPEN COLL, OPT TAMP, CSN 32-BIT MSB, EM4102 32-BIT, HF MIGR PFL EVP00000, IPM OFF | Ea |  | 1 Year | 292 | 5% | 277.4
61632 | HID | 9033ANN00 | MDL, WIEG INTFC, CDKEY W/O RDR, LEAD FREE | Ea |  | 1 Year | 42 | 5% | 39.9
61633 | HID | 9033ANR00 | MDL, WIEG INTFC, CDKEY W/ RDR | Ea |  | 1 Year | 36 | 5% | 34.2
61634 | HID | 910LNNNEK2038Q | RDR, RP15, MULTICLASS, SE E, LF CST, HF SIO/SEOS, SE INDALA MODULE, WIEG, PIG, BLK, STD-2, LED RED, FLSH GRN, BZR ON, OPT TAMP, OPEN COLL, IPM OFF | Ea |  | 1 Year | 317 | 5% | 301.15
61635 | HID | 910LNNNEK2038R | RDR, RP15, MULTICLASS, SE E, LF CST, HF SIO, CUSTOM SETTINGS, PICOPASS-SIO, PROX-PSK ONLY, ALL OTHERS DISABLED, SE INDALA MODULE, WIEG, PIG, BLK, STD-2, LED RED, FLSH GRN, BZR ON, OPT TAMP, OPEN COLL, IPM OFF | Ea |  | 1 Year | 317 | 5% | 301.15
61636 | HID | 910LNNNEK2039U | RDR, RP15, MULTICLASS, SE E, LF CST, HF STD, CUSTOM SETTINGS, HID PROX REMOVED AND LF DELAY SET TO 250MS, SE INDALA MODULE, WIEG, PIG, BLK, STD-2, LED RED, FLSH GRN, BZR ON, OPT TAMP, OPEN COLL, IPM OFF | Ea |  | 1 Year | 317 | 5% | 301.15
61637 | HID | 910LNNNEK2048L | RDR, RP15, MULTICLASS, SE E, LF CST, HF OFF, SE INDALA MODULE, WIEG, PIG, BLK, STD-2, LED BLUE, FLSH GRN, BZR ON, IPM OFF, SRP | Ea |  | 1 Year | 317 | 5% | 301.15
61638 | HID | 910LNNNEKE038L | RDR, RP15, MULTICLASS, SE E, LF CST, HF SIO, CUSTOM SETTINGS, CUST PRIORITY, SE INDALA MODULE, WIEG, PIG, BLK, ELITE KEYS, LED RED, FLSH GRN, BZR ON, OPT TAMP, OPEN COLL, IPM OFF | Ea |  | 1 Year | 317 | 5% | 301.15
61639 | HID | 910LNNNEKE038R | RDR, RP15, MULTICLASS, SE E, LF CST, HF SIO, CUSTOM SETTINGS, PICOPASS-SIO, PROX-PSK ONLY, ALL OTHERS DISABLED, SE INDALA MODULE, WIEG, PIG, BLK, ELITE KEYS, LED RED, FLSH GRN, BZR ON, OPT TAMP, OPEN COLL, IPM OFF | Ea |  | 1 Year | 317 | 5% | 301.15
61640 | HID | 910LNNNEKE0402 | RDR, RP15, MULTICLASS, SE E, LF CST, HF STD, CUSTOM SETTINGS, ICLASS PRIORITIZE, SE INDALA MODULE, WIEG, PIG, BLK, ELITE KEYS, LED RED, FLSH GRN, BZR ON, OPT TAMP, OPEN COLL, IPM OFF | Ea |  | 1 Year | 317 | 5% | 301.15
61641 | HID | 910LNPNEK2039H | RDR, RP15, MULTICLASS, SE E, LF CST, HF SIO/SEOS, 485HDX, PIG, BLK, STD-2, A/V OFF, OSDP V1, OPN COL, OSDP TAMP ENBLD, TEST KEY, POLL=75MS, VAR BIT OUTPUT PER SIO, EM4102 32-BIT, IPM OFF, UART OFF, WIEG OFF | Ea |  | 1 Year | 352 | 5% | 334.4
61642 | HID | 910LNPNEKE039H | RDR, RP15, MULTICLASS, SE E, LF CST, HF SIO/SEOS, 485HDX, PIG, BLK, ELITE, A/V OFF, OSDP V1, OPN COL, OSDP TAMP ENBLD, TEST KEY, POLL=75MS, VAR BIT OUTPUT PER SIO, EM4102 32-BIT, IPM OFF, UART OFF, WIEG OFF | Ea |  | 1 Year | 352 | 5% | 334.4
61643 | HID | 910LTCNEK0008C | RDR, RP15, MULTICLASS, SE E, LF CST, HF STD/SIO/SEOS, SE INDALA MODULE, C&D, PIG, BLK, STD-1, LED RED, FLSH GRN, BZR ON, CSN 32-BIT MSB, IPM OFF | Ea |  | 1 Year | 317 | 5% | 301.15
61644 | HID | 910LTNNEK0000D | RDR, RP15, MULTICLASS, SE E, LF CST, HF STD/SIO/SEOS, SE INDALA MODULE, WIEG, PIG, BLK, STD-1, LED RED, FLSH GRN, BZR ON, CSN 32-BIT MSB, IPM OFF | Ea |  | 1 Year | 317 | 5% | 301.15
61645 | HID | 910LTNNEK00017 | RDR, RP15, MULTICLASS, SE E, LF CST, HF STD/SIO/SEOS, SE INDALA MODULE, WIEG, PIG, BLK, STD-1, LED RED, FLSH GRN, BZR ON, CSN 32-BIT MSB, IPM OFF | Ea |  | 1 Year | 317 | 5% | 301.15
61646 | HID | 910LTNNEK0001G | RDR, RP15, MULTICLASS, SE E, LF CST, HF STD/SIO/SEOS, SE INDALA MODULE, WIEG, PIG, BLK, STD-1, LED OFF, FLSH OFF, BZR ON, CSN 32-BIT MSB, IPM OFF | Ea |  | 1 Year | 317 | 5% | 301.15
61647 | HID | 910LTNNEK0003K | RDR, RP15, MULTICLASS, SE E, LF CST, HF STD/SIO/SEOS, SE INDALA MODULE, WIEG, PIG, BLK, STD-1, LED RED, FLSH GRN, BZR OFF, CSN 32-BIT MSB, IPM OFF | Ea |  | 1 Year | 317 | 5% | 301.15
61648 | HID | 910LTNNEK0004T | RDR, RP15, MULTICLASS, SE E, LF CST, HF STD/SIO/SEOS, SE INDALA MODULE, WIEG, PIG, BLK, STD-1, LED RED, FLSH GRN, BZR ON, CSN 26-BIT (W/DEFAULT FC), IPM OFF | Ea |  | 1 Year | 317 | 5% | 301.15
61649 | HID | 910LTNNEK0005F | RDR, RP15, MULTICLASS, SE E, LF CST, HF STD/SIO/SEOS, SE INDALA MODULE, WIEG, PIG, BLK, STD-1, LED RED, FLSH OFF, BZR ON, CSN 32-BIT MSB, IPM OFF | Ea |  | 1 Year | 317 | 5% | 301.15
61650 | HID | 910LTNNEK00105 | RDR, RP15, MULTICLASS, SE E, LF CST, HF STD/SIO/SEOS, SE INDALA MODULE, WIEG, PIG, BLK, STD-1, LED RED, FLSH GRN, BZR OFF, CSN 37-BIT LSB, IPM OFF | Ea |  | 1 Year | 317 | 5% | 301.15
61651 | HID | 910LTNNEK0013H | RDR, RP15, MULTICLASS, SE E, LF CST, HF STD/SIO/SEOS, SE INDALA MODULE, WIEG, PIG, BLK, STD-1, LED RED, FLSH GRN, BZR ON, CSN 34-BIT MSB, IPM OFF | Ea |  | 1 Year | 317 | 5% | 301.15
61652 | HID | 910LTNNEK0015L | RDR, RP15, MULTICLASS, SE E, LF CST, HF STD/SIO/SEOS, SE INDALA MODULE, WIEG, PIG, BLK, STD-1, LED RED, FLSH GRN, BZR ON, CSN 32-BIT LSB, IPM OFF | Ea |  | 1 Year | 317 | 5% | 301.15
61653 | HID | 910LTNNEK0021B | RDR, RP15, MULTICLASS, SE E, LF CST, HF STD/SIO/SEOS/MIFSPR, SE INDALA MODULE, WIEG, PIG, BLK, STD-1, LED RED, FLSH GRN, BZR ON, CSN MIF SUPPR, IPM OFF | Ea |  | 1 Year | 317 | 5% | 301.15
61654 | HID | 910LTNNEK0027H | RDR, RP15, MULTICLASS, SE E, LF CST, HF STD/SIO/SEOS, SE INDALA MODULE, WIEG, PIG, BLK, STD-1, LED RED, FLSH OFF, BZR OFF, CSN 32-BIT MSB, IPM OFF | Ea |  | 1 Year | 317 | 5% | 301.15
61655 | HID | 910LTNNEK0034Q | RDR, RP15, MULTICLASS, SE E, LF CST, HF STD/SIO/SEOS, SE INDALA MODULE, WIEG, PIG, BLK, STD-1, LED OFF, FLSH OFF, BZR OFF, CSN 32-BIT MSB, IPM OFF | Ea |  | 1 Year | 317 | 5% | 301.15
61656 | HID | 910LTNNEK0040B | RDR, RP15, MULTICLASS, SE E, LF CST, HF STD, CUSTOM SETTINGS, PICOPASS-SIO, DESFIRE-CSN-56BIT LSB, PROX-PSK ONLY, ALL OTHERS DISABLED, SE INDALA MODULE, WIEG, PIG, BLK, STD-1, LED RED, FLSH GRN, BZR ON, OPT TAMP, OPEN COLL, IPM OFF | Ea |  | 1 Year | 317 | 5% | 301.15
61657 | HID | 910LTNNEK0044Q | RDR, RP15, MULTICLASS, SE E, LF CST, HF STD/SIO/SEOS, SE INDALA MODULE, WIEG, PIG, BLK, STD-1, LED RED, FLSH GRN, BZR ON, CSN 32-BIT MSB, IPM OFF, INDALA ASP15296 | Ea |  | 1 Year | 317 | 5% | 301.15
61658 | HID | 910LTNNEK0044T | RDR, RP15, MULTICLASS, SE E, LF CST, HF CST, SE INDALA MODULE, WIEG, PIG, BLK, STD-1, LED RED, FLSH GRN, BZR ON, UNIV READ MODE, CST APB AND PRIORITY DELAY, IPM OFF, CITY OF SEATTLE | Ea |  | 1 Year | 317 | 5% | 301.15
61659 | HID | 910LTNNEK00524 | RDR, RP15, MULTICLASS, SE E, LF CST, HF STD/SIO/SEOS, HTRC110 BASE RDR, WIEG, PIG, BLK, STD-1, LED RED, FLSH GRN, BZR ON, OPT TAMP, OPEN COLL, CSN 32-BIT MSB, IPM OFF, FSK/ASK/PSK ENABLED | Ea |  | 1 Year | 317 | 5% | 301.15
61660 | HID | 910LTNNEK0052H | RDR, RP15, MULTICLASS, SE E, LF CST, HF STD/SIO/SEOS/MIFSPR, SE INDALA MODULE, WIEG, PIG, BLK, STD-1, LED RED, FLSH GRN, BZR ON, OPT TAMP, OPEN COLL,CSN MIF SUPPR, IPM OFF | Ea |  | 1 Year | 317 | 5% | 301.15
61661 | HID | 910LTNNEKE0017 | RDR, RP15, MULTICLASS, SE E, LF CST, HF STD/SIO/SEOS, SE INDALA MODULE, WIEG, PIG, BLK, ELITE KEYS, LED RED, FLSH GRN, BZR ON, OPT TAMP, OPEN COLL, CSN 32-BIT MSB, IPM OFF | Ea |  | 1 Year | 317 | 5% | 301.15
61662 | HID | 910LTNNEKE001G | RDR, RP15, MULTICLASS, SE E, LF CST, HF STD/SIO/SEOS, SE INDALA MODULE, WIEG, PIG, BLK, ELITE KEYS, LED OFF, FLSH OFF, BZR ON, CSN 32-BIT MSB, IPM OFF | Ea |  | 1 Year | 317 | 5% | 301.15
61663 | HID | 910LTNNEKE005F | RDR, RP15, MULTICLASS, SE E, LF CST, HF STD/SIO/SEOS, SE INDALA MODULE, WIEG, PIG, BLK, ELITE KEYS, LED RED, FLSH OFF, BZR ON, CSN 32-BIT MSB, IPM OFF | Ea |  | 1 Year | 317 | 5% | 301.15
61664 | HID | 910LTNNEKE040B | RDR, RP15, MULTICLASS, SE E, LF CST, HF STD, CUSTOM SETTINGS, PICOPASS-SIO, DESFIRE-CSN-56BIT LSB, PROX-PSK ONLY, ALL OTHERS DISABLED, SE INDALA MODULE, WIEG, PIG, BLK, ELITE KEYS, LED RED, FLSH GRN, BZR ON, OPT TAMP, OPEN COLL, IPM OFF | Ea |  | 1 Year | 317 | 5% | 301.15
61665 | HID | 910LTNNEKE0486 | RDR, RP15, MULTICLASS, SE E, LF CST, HF STD/SIO/SEOS/MIFSPR, SE INDALA MODULE, WIEG, PIG, BLK, ELITE KEYS, LED OFF, FLSH OFF, BZR ON, CSN MIF SUPPR, APB=250MS, CUSTOM DATAMODELS, IPM OFF | Ea |  | 1 Year | 317 | 5% | 301.15
61666 | HID | 910LTNNEKE0500 | RDR, RP15, MULTICLASS, SE E, LF CST, HF OFF, CUSTOM SETTINGS, PSK ONLY, SE INDALA MODULE, WIEG, PIG, BLK, ELITE KEYS, LED MAGENTA, FLSH OFF, BZR ON, OPT TAMP, OPEN COLL, IPM OFF | Ea |  | 1 Year | 317 | 5% | 301.15
61667 | HID | 910LTPNEK00387 | RDR, RP15, MULTICLASS, SE E, LF CST, HF STD/SIO/SEOS, 485HDX, PIG, BLK, STD-1, A/V OFF, OSDP V1, OPN COL, OSDP TAMP ENBLD, TEST KEY, POLL=75MS, CSN 32-BIT MSB, EM4102 32-BIT, IPM OFF, UART OFF, WIEG OFF | Ea |  | 1 Year | 352 | 5% | 334.4
61668 | HID | 910LTPNEKE0387 | RDR, RP15, MULTICLASS, SE E, LF CST, HF STD/SIO/SEOS, 485HDX, PIG, BLK, ELITE, A/V OFF, OSDP V1, OPN COL, OSDP TAMP ENBLD, TEST KEY, POLL=75MS, CSN 32-BIT MSB, EM4102 32-BIT, IPM OFF, UART OFF, WIEG OFF | Ea |  | 1 Year | 352 | 5% | 334.4
61669 | HID | 910NBNNEK20000 | RDR, R15, ICLASS, SE E, LF OFF, HF SEOS, WIEG, PIG, BLK, STD-2, LED RED, FLSH GRN, BZR ON, VAR BIT OUTPUT PER SIO, IPM OFF, VEL ON, MOBILE READY | Ea |  | 1 Year | 360 | 5% | 342
61670 | HID | 910NBNNEKE0000 | RDR, R15, ICLASS, SE E, LF OFF, HF SEOS, WIEG, PIG, BLK, STD-2, LED RED, FLSH GRN, BZR ON, VAR BIT OUTPUT PER SIO, IPM OFF, VEL ON, MOBILE-ENABLED-FMT | Ea |  | 1 Year | 360 | 5% | 342
61671 | HID | 910NBNTEK20000 | RDR, R15, ICLASS, SE E, LF OFF, HF SEOS, WIEG, TERM, BLK, STD-2, LED RED, FLSH GRN, BZR ON, VAR BIT OUTPUT PER SIO, IPM OFF, VEL ON, MOBILE READY | Ea |  | 1 Year | 360 | 5% | 342
61672 | HID | 910NBNTEKE0000 | RDR, R15, ICLASS, SE E, LF OFF, HF SEOS, WIEG, TERM, BLK, STD-2, LED RED, FLSH GRN, BZR ON, VAR BIT OUTPUT PER SIO, IPM OFF, VEL ON, MOBILE-ENABLED-FMT | Ea |  | 1 Year | 360 | 5% | 342
61673 | HID | 910NMCNEKEA08V | RDR, R15, ICLASS, SE E, LF OFF, HF STD/SIO/SEOS/MA, C&D, PIG, BLK, STD-1, LED RED, FLSH GRN, BZR ON, OPT TAMP, OPEN COLL, CSN 32-BIT MSB, IPM OFF, MOBILE-ENABLED-FMT | Ea |  | 1 Year | 360 | 5% | 342
61674 | HID | 910NMNNEKEA001 | RDR, R15, ICLASS, SE E, LF OFF, HF STD/SIO/SEOS/MA, WIEG, PIG, BLK, LED RED, FLSH GRN, BZR ON, OPT TAMP, OPEN COLL, CSN 32-BIT MSB, IPM OFF, MOBILE-ENABLED-FMT | Ea |  | 1 Year | 360 | 5% | 342
61675 | HID | 910NMNNEKEA061 | RDR, R15, ICLASS, SE E, LF OFF, HF STD/SIO/SEOS/MA, WIEG, PIG, BLK, STD-1, LED RED, FLSH GRN, BZR ON, CSN 34-BIT MSB, IPM OFF, MOBILE-ENABLED-FMT | Ea |  | 1 Year | 360 | 5% | 342
61676 | HID | 910NMNNEKEA063 | RDR, R15, ICLASS, SE E, LF OFF, HF STD/SIO/SEOS/MA, WIEG, PIG, BLK, STD-1, LED RED, FLSH GRN, BZR ON, CSN 26-BIT (W/DEFAULT FC), IPM OFF, MOBILE-ENABLED-FMT | Ea |  | 1 Year | 360 | 5% | 342
61677 | HID | 910NMNNEKEA066 | RDR, R15, ICLASS, SE E, LF OFF, HF STD/SIO/SEOS/MA, WIEG, PIG, BLK, STD-1, LED RED, FLSH GRN, BZR ON, CSN 32-BIT LSB, IPM OFF, MOBILE-ENABLED-FMT | Ea |  | 1 Year | 360 | 5% | 342
61678 | HID | 910NMNNEKEA06C | RDR, R15, ICLASS, SE E, LF OFF, HF STD/SIO/SEOS/MA, WIEG, PIG, BLK, STD-1, LED RED, FLSH GRN, BZR ON, OPT TAMP, OPEN COLL, CSN 32-BIT MSB, IPM OFF, MOBILE-ENABLED-FMT | Ea |  | 1 Year | 360 | 5% | 342
61679 | HID | 910NMNNEKEA06D | RDR, R15, ICLASS, SE E, LF OFF, HF STD/SIO/SEOS/MA, WIEG, PIG, BLK, STD-1, LED RED, FLSH GRN, BZR ON, CSN 40-BIT MSB, IPM OFF, MOBILE-ENABLED-FMT | Ea |  | 1 Year | 360 | 5% | 342
61680 | HID | 910NMNNEKEA06K | RDR, R15, ICLASS, SE E, LF OFF, HF STD/SIO/SEOS/MA, WIEG, PIG, BLK, STD-1, LED RED, FLSH OFF, BZR ON, CSN 26-BIT (W/DEFAULT FC), IPM OFF, MOBILE-ENABLED-FMT | Ea |  | 1 Year | 360 | 5% | 342
61681 | HID | 910NMNNEKEA07P | RDR, R15, ICLASS, SE E, LF OFF, HF STD/SIO/SEOS/MA, WIEG, PIG, BLK, STD-1, OPT TAMP, OPEN COLL, LED OFF, FLSH OFF, BZR OFF, CSN 32 BIT MSB, IPM OFF, MOBILE-ENABLED-FMT | Ea |  | 1 Year | 360 | 5% | 342
61682 | HID | 910NMNNEKEA08J | RDR, R15, ICLASS, SE E, LF OFF, HF STD/SIO/SEOS/MA, WIEG, PIG, BLK, STD-1, LED OFF, FLSH OFF, BZR ON, CSN 26-BIT (W/DEFAULT FC), IPM OFF, MOBILE-ENABLED-FMT | Ea |  | 1 Year | 360 | 5% | 342
61683 | HID | 910NMNNEKEA08P | RDR, R15, ICLASS, SE E, LF OFF, HF STD/SIO/SEOS/MA, WIEG, PIG, BLK, LED OFF, FLSH GRN, BZR ON, OPT TAMP, OPEN COLL, CSN 32-BIT MSB, IPM OFF, MOBILE-ENABLED-FMT | Ea |  | 1 Year | 360 | 5% | 342
61684 | HID | 910NMNNEKEA0C9 | RDR, R15, ICLASS, SE E, LF OFF, HF STD/SIO/SEOS/MIG/MA, WIEG, PIG, BLK, LED RED, FLSH GRN, BZR ON, OPT TAMP, OPEN COLL, CSN 32-BIT MSB, IPM OFF, MOBILE-ENABLED-FMT | Ea |  | 1 Year | 360 | 5% | 342
61685 | HID | 910NMNNEKEA0CH | RDR, R15, ICLASS, SE E, LF OFF, HF STD/SIO/SEOS/MA, WIEG, PIG, BLK, LED BLUE, FLSH GRN, BZR ON, OPT TAMP, OPEN COLL, CSN 32-BIT MSB, IPM OFF, MOBILE-ENABLED-FMT | Ea |  | 1 Year | 360 | 5% | 342
61686 | HID | 910NMNNEKEA0FA | RDR, R15, ICLASS, SE E, LF OFF, HF STD/SIO/SEOS/HID MIFARE APPLICATION/MF CSN SUPPR/MA, WIEG, PIG, BLK, LED RED, FLSH GRN, BZR ON, OPT TAMP, OPEN COLL, CSN MIF SUPPR, IPM OFF, MOBILE ENABLED FMT | Ea |  | 1 Year | 360 | 5% | 342
61687 | HID | 910NMNNEKEA129 | RDR, R15, ICLASS, SE E, LF OFF, HF STD/SIO/SEOS/MA/MIGR, WIEG, PIG, BLK, HF MIGR PFL EVP00000, IPM OFF, MOBILE-ENABLED-FMT | Ea |  | 1 Year | 360 | 5% | 342
61688 | HID | 910NMNNEKEA13M | RDR, R15, ICLASS, SE E, LF OFF, HF STD/SIO/SEOS/MA, WIEG, LED RED, FLSH GRN, BZR ON, OPT TAMP, OPEN COLL, CSN 32-BIT MSB, ISO14443B 32-BIT CSN, IPM OFF, MOBILE-ENABLED-FMT | Ea |  | 1 Year | 360 | 5% | 342
61689 | HID | 910NMNNEKEA143 | RDR, R15, ICLASS, SE E, LF OFF, HF STD/SIO/SEOS/MA, WIEG, PIG, BLK, STD-1, LED BLUE, FLSH GRN, BZR ON, CSN 32-BIT MSB, IPM OFF, TAMPER OC, MOBILE-ENABLED-FMT | Ea |  | 1 Year | 360 | 5% | 342
61690 | HID | 910NMNNEKEA14C | RDR, R15, ICLASS, SE REV E, LF OFF, STD/MA, WIEGAND, PIG, BLK, STD 1 SECURITY, LED RED, FLASH GRN, BZR ON, IPM OFF, 32 BIT, MOBILE-ENABLED-FMT | Ea |  | 1 Year | 360 | 5% | 342
61691 | HID | 910NMNNEKMA001 | RDR, R15, ICLASS, SE E, LF OFF, HF STD/SIO/SEOS/MA, WIEG, PIG, BLK, LED RED, FLSH GRN, BZR ON, OPT TAMP, OPEN COLL, CSN 32-BIT MSB, IPM OFF, MOBILE-READY | Ea |  | 1 Year | 360 | 5% | 342
61692 | HID | 910NMNNEKMA001-110315 | RDR, R15, ICLASS, SE E, LF OFF, HF STD/SIO/SEOS/MA, WIEG, PIG, BLK, LED RED, FLSH GRN, BZR ON, OPT TAMP, OPEN COLL, CSN 32-BIT MSB, IPM OFF, MOBILE-READY, TOP BOX LABEL, UPC: 639399012631 | Ea |  | 1 Year | 360 | 5% | 342
61693 | HID | 910NMNNEKMA00U | RDR, R15, ICLASS, SE E, LF OFF, HF SIO/SEOS/MA, WIEG, PIG, BLK, LED BLUE, FLSH GRN, BZR ON, OPT TAMP, OPEN COLL, CSN SURPPRESSED, IPM OFF, MOBILE-READY | Ea |  | 1 Year | 360 | 5% | 342
61694 | HID | 910NMNNEKMA022 | RDR, R15, ICLASS, SE E, LF OFF, HF LEG/SIO/SEOS/MA, WIEG, LED BLUE, FLSH GRN, BZR ON, OPT TAMP, OPEN COLL, CSN 32-BIT MSB, IPM OFF, DEMO STD/ICE0235/MOB0001/MOB0022 KEYS MOBILE ENABLED | Ea |  | 1 Year | 360 | 5% | 342
61695 | HID | 910NMNNEKMA022-MAD | RDR, R15, ICLASS, SE E, LF OFF, HF LEG/SIO/SEOS/MA, WIEG, PIG, BLK, LED BLUE, FLSH GRN, BZR ON, OPT TAMP, OPEN COLL, CSN 32-BIT MSB, IPM OFF, DEMO STD/ICE0235/MOB0001 KEYS, MOBILE-ENABLED, WITH MOBILE ADMIN CARD, TAP/TWIST N GO ENABLED | Ea |  | 1 Year | 380 | 5% | 361
61696 | HID | 910NMNNEKMA032 | RDR, R15, ICLASS, SE E, LF OFF, HF LEG/ICLASS SIO/SEOS/MIFSPR/MA, WIEG, BLK, PIG, LED RED, FLSH GRN, BZR ON, OPT TAMP, OPEN COLL, IPM OFF, ICE0160/MOB0002 KEYS, MOBILE ENABLED | Ea |  | 1 Year | 360 | 5% | 342
61697 | HID | 910NMNNEKMA05H | RDR, R15, ICLASS, SE E, LF OFF, HF LEG/ICLASS SIO/SEOS/MIFSPR/MA, WIEG, PIG, BLK, LED BLUE, FLSH GRN, BZR ON, CSN MIF SUPPR, IPM OFF, STD/ICE0617 KEYS, MOBILE ENABLED | Ea |  | 1 Year | 360 | 5% | 342
61698 | HID | 910NMNNEKMA0A9 | RDR, R15, ICLASS, SE E, LF OFF, HF STD/SIO/SEOS/MA/MIFSPR, WIEG, PIG, BLK, LED BLUE, FLSH GRN, BZR ON, OPT TAMP, OPEN COLL, CSN MIF SUPPR, PROX FSK ONLY, IPM OFF, MOBILE-READY | Ea |  | 1 Year | 360 | 5% | 342
61699 | HID | 910NMNNEKMA0C9 | RDR, R15, ICLASS, SE E, LF OFF, HF STD/SIO/SEOS/MIG/MA, WIEG, PIG, BLK, LED RED, FLSH GRN, BZR ON, OPT TAMP, OPEN COLL, CSN 32-BIT MSB, IPM OFF, MOBILE-READY | Ea |  | 1 Year | 420 | 5% | 399
61700 | HID | 910NMNNEKMA0CH | RDR, R15, ICLASS, SE E, LF OFF, HF STD/SIO/SEOS/MA, WIEG, PIG, BLK, LED BLUE, FLSH GRN, BZR ON, OPT TAMP, OPEN COLL, CSN 32-BIT MSB, IPM OFF, MOBILE-READY | Ea |  | 1 Year | 360 | 5% | 342
61701 | HID | 910NMNNEKMA0CU | RDR, R15, ICLASS, SE E, LF OFF, HF CST LEG/HID MIFARE APPLICATION/MF CSN SUPPR/MA, WIEG, PIG, BLK, , LED RED, FLSH GRN, BZR ON, OPT TAMP, OPEN COLL, IPM OFF, MOBILE READY | Ea |  | 1 Year | 360 | 5% | 342
61702 | HID | 910NMNNEKMA0E3 | RDR, R15, ICLASS, SE E, CFG PFL, LF OFF, HF SEOS/MIFSPR/MA, WIEG, PIG, BLK, LED RED, FLSH GRN, BZR ON, CSN SURPPRESSED, IPM OFF, ICE0668 KEYS, MOBILE ENABLED | Ea |  | 1 Year | 360 | 5% | 342
61703 | HID | 910NMNNEKMA0G4 | RDR, R15, ICLASS, SE E, LF OFF, HF STD/SIO/SEOS/MA, WIEG, PIG, BLK, LED RED, FLSH GRN, BZR OFF, OPT TAMP, OPEN COLL, CSN 32-BIT MSB, CSTM WIEG TIMING, IPM OFF, MOBILE-READY, GROSVENOR | Ea |  | 1 Year | 360 | 5% | 342
61704 | HID | 910NMNNEKMA0H0 | RDR, R15, ICLASS, SE E, LF OFF, HF STD/SIO/SEOS/MIGR/MA, WIEG, PIG, BLK, LED OFF, FLSH OFF, BZR ON, OPT TAMP, OPEN COLL, CSN 32-BIT MSB, HF MIGR PFL EVP00000, IPM OFF, MOBILE-READY | Ea |  | 1 Year | 420 | 5% | 399
61705 | HID | 910NMNNEKMA-MASTER | RDR, R15, ICLASS, SE E, LF OFF, HF STD/SIO/SEOS/MA, WIEG, PIG, BLK, XXXX | Ea |  | 1 Year | 360 | 5% | 342
61706 | HID | 910NMNTEKEA001 | RDR, R15, ICLASS, SE E, LF OFF, HF STD/SIO/SEOS/MA, WIEG, TERM, BLK, LED RED, FLSH GRN, BZR ON, OPT TAMP, OPEN COLL, CSN 32-BIT MSB, IPM OFF, MOBILE-ENABLED-FMT | Ea |  | 1 Year | 360 | 5% | 342
61707 | HID | 910NMNTEKEA063 | RDR, R15, ICLASS, SE E, LF OFF, HF STD/SIO/SEOS/MA, WIEG, TERM, BLK, STD-1, LED RED, FLSH GRN, BZR ON, CSN 26-BIT (W/DEFAULT FC), IPM OFF, MOBILE-ENABLED-FMT | Ea |  | 1 Year | 360 | 5% | 342
61708 | HID | 910NMNTEKEA066 | RDR, R15, ICLASS, SE E, LF OFF, HF STD/SIO/SEOS/MA, WIEG, TERM, BLK, STD-1, LED RED, FLSH GRN, BZR ON, CSN 32-BIT LSB, IPM OFF, MOBILE-ENABLED-FMT | Ea |  | 1 Year | 360 | 5% | 342
61709 | HID | 910NMNTEKEA07H | RDR, R15, ICLASS, SE E, LF OFF, HF STD/SIO/SEOS/MA/MIFSPR, WIEG, TERM, BLK, LED RED, FLSH GRN, BZR ON, CSN MIF SUPPR, IPM OFF, MOBILE-ENABLED-FMT | Ea |  | 1 Year | 360 | 5% | 342
61710 | HID | 910NMNTEKEA07N | RDR, R15, ICLASS, SE E, LF OFF, HF STD/SIO/SEOS/MA, WIEG, TERM, BLK, STD-1, LED OFF, FLSH OFF, BZR ON, OPT TAMP, OPEN COLL, CSN 32-BIT MSB, IPM OFF, MOBILE-ENABLED-FMT | Ea |  | 1 Year | 360 | 5% | 342
61711 | HID | 910NMNTEKEA0C9 | RDR, R15, ICLASS, SE E, LF OFF, HF STD/SIO/SEOS/MIG/MA, WIEG, TERM, BLK, LED RED, FLSH GRN, BZR ON, OPT TAMP, OPEN COLL, CSN 32-BIT MSB, IPM OFF, MOBILE-ENABLED-FMT | Ea |  | 1 Year | 420 | 5% | 399
61712 | HID | 910NMNTEKEA0CH | RDR, R15, ICLASS, SE E, LF OFF, HF STD/SIO/SEOS/MA, WIEG, TERM, BLK, LED BLUE, FLSH GRN, BZR ON, OPT TAMP, OPEN COLL, CSN 32-BIT MSB, IPM OFF, MOBILE-ENABLED-FMT | Ea |  | 1 Year | 360 | 5% | 342
61713 | HID | 910NMNTEKEA129 | RDR, R15, ICLASS, SE E, LF OFF, HF STD/SIO/SEOS/MA/MIGR, WIEG, TERM, BLK, HF MIGR PFL EVP00000, IPM OFF, MOBILE-ENABLED-FMT | Ea |  | 1 Year | 420 | 5% | 399
61714 | HID | 910NMNTEKMA001 | RDR, R15, ICLASS, SE E, LF OFF, HF STD/SIO/SEOS/MA, WIEG, TERM, BLK, LED RED, FLSH GRN, BZR ON, OPT TAMP, OPEN COLL, CSN 32-BIT MSB, IPM OFF, MOBILE-READY | Ea |  | 1 Year | 360 | 5% | 342
61715 | HID | 910NMNTEKMA022 | RDR, R15, ICLASS, SE E, LF OFF, HF LEG/SIO/SEOS/MA, WIEG, LED BLUE, FLSH GRN, BZR ON, OPT TAMP, OPEN COLL, CSN 32-BIT MSB, IPM OFF, DEMO STD STD/ICE0235/MOB0001/MOB0022 KEYS MOBILE ENABLED | Ea |  | 1 Year | 360 | 5% | 342
61716 | HID | 910NMNTEKMA022-MAD | RDR, R15, ICLASS, SE E, LF OFF, HF LEG/SIO/SEOS/MA, WIEG, TERM, BLK, LED BLUE, FLSH GRN, BZR ON, OPT TAMP, OPEN COLL, CSN 32-BIT MSB, IPM OFF, DEMO STD/ICE0235/MOB0001 KEYS, MOBILE-ENABLED, WITH MOBILE ADMIN CARD, TAP/TWIST N GO ENABLED | Ea |  | 1 Year | 380 | 5% | 361
61717 | HID | 910NMNTEKMA0A9 | RDR, R15, ICLASS, SE E, LF OFF, HF STD/SIO/SEOS/MA/MIFSPR, WIEG, TERM, BLK, LED BLUE, FLSH GRN, BZR ON, OPT TAMP, OPEN COLL, CSN MIF SUPPR, PROX FSK ONLY, IPM OFF, MOBILE-READY | Ea |  | 1 Year | 226 | 5% | 214.7
61718 | HID | 910NMNTEKMA0AY | RDR, R15, ICLASS, SE E, LF OFF, HF STD/SIO/SEOS/MIFSPR/MIG/MA, WIEG, TERM, BLK, STD-1, LED RED, FLSH GRN, BZR ON, CSN MIF SUPPR, HF MIGR READY, IPM OFF, MOBILE-READY | Ea |  | 1 Year | 420 | 5% | 399
61719 | HID | 910NMNTEKMA0C9 | RDR, R15, ICLASS, SE E, LF OFF, HF STD/SIO/SEOS/MIG/MA, WIEG, TERM, BLK, LED RED, FLSH GRN, BZR ON, OPT TAMP, OPEN COLL, CSN 32-BIT MSB, IPM OFF, MOBILE-READY | Ea |  | 1 Year | 420 | 5% | 399
61720 | HID | 910NMNTEKMA0CH | RDR, R15, ICLASS, SE E, LF OFF, HF STD/SIO/SEOS/MA, WIEG, TERM, BLK, LED BLUE, FLSH GRN, BZR ON, OPT TAMP, OPEN COLL, CSN 32-BIT MSB, IPM OFF, MOBILE-READY | Ea |  | 1 Year | 360 | 5% | 342
61721 | HID | 910NMNTEKMA0FG | RDR, R15, ICLASS, SE E, LF OFF, HF STD/SIO/SEOS/MIGR/MA, WIEG, TERM, BLK, LED RED, FLSH OFF, BZR ON, OPT TAMP, OPEN COLL, CSN SUPPR, HF MIGR PFL EVP00000, IPM OFF, MOBILE-READY | Ea |  | 1 Year | 420 | 5% | 399
61722 | HID | 910NMNTEKMA0G4 | RDR, R15, ICLASS, SE E, LF OFF, HF STD/SIO/SEOS/MA, WIEG, TERM, BLK, LED RED, FLSH GRN, BZR OFF, OPT TAMP, OPEN COLL, CSN 32-BIT MSB, CSTM WIEG TIMING, IPM OFF, MOBILE-READY, GROSVENOR | Ea |  | 1 Year | 360 | 5% | 342
61723 | HID | 910NMNTEKMA0H0 | RDR, R15, ICLASS, SE E, LF OFF, HF STD/SIO/SEOS/MIGR/MA, WIEG, TERM, BLK, LED OFF, FLSH OFF, BZR ON, OPT TAMP, OPEN COLL, CSN 32-BIT MSB, HF MIGR PFL EVP00000, IPM OFF, MOBILE-READY | Ea |  | 1 Year | 420 | 5% | 399
61724 | HID | 910NMPNEKEA005 | RDR, R15, ICLASS, SE E, LF OFF, HF STD/SIO/SEOS/MA, OSDP, PIG, BLK, A/V OFF, OPT TAMP, OPEN COLL, CSN 32-BIT LSB, EM4102 32-BIT, IPM OFF, MOBILE-ENABLED-FMT | Ea |  | 1 Year | 360 | 5% | 342
61725 | HID | 910NMPNEKEA00D | RDR, R15, ICLASS, SE E, LF OFF, HF STD/SIO/SEOS/MIG/MA, 485HDX, PIG, BLK, A/V OFF, OSDP V1, OPT TAMP, OPEN COLL, OSDP TAMP ENBLD, TEST KEY, POLL=75MS, CSN SUPPR, HF MIGR PFL EVP00000, IPM OFF, MOBILE-ENABLED-FMT | Ea |  | 1 Year | 360 | 5% | 342
61726 | HID | 910NMPNEKEA09E | RDR, R15, ICLASS, SE E, LF OFF, HF STD/SIO/SEOS/MA, 485HDX, PIG, BLK, STD-1, A/V OFF, OSDP V1, OPN COL, OSDP TAMP ENBLD, TEST KEY, POLL=75MS, CSN 32-BIT MSB, IPM OFF, UART OFF, WIEG OFF, MOBILE-ENABLED-FMT | Ea |  | 1 Year | 360 | 5% | 342
61727 | HID | 910NMPNEKEA0DL | RDR, R15, ICLASS, SE E, LF OFF, HF STD/SIO/SEOS/MIG/MA, 485HDX, PIG, BLK, A/V OFF, OSDP V1, OPT TAMP, OPEN COLL, OSDP TAMP ENBLD, TEST KEY, POLL=75MS, CSN 32-BIT MSB, HF MIGR PFL EVP00000, IPM OFF, MOBILE-ENABLED-FMT | Ea |  | 1 Year | 420 | 5% | 399
61728 | HID | 910NMPNEKMA005 | RDR, R15, ICLASS, SE E, LF OFF, HF STD/SIO/SEOS/MA, OSDP, PIG, BLK, A/V OFF, OPT TAMP, OPEN COLL, CSN 32-BIT MSB, EM4102 32-BIT, IPM OFF, MOBILE-READY | Ea |  | 1 Year | 360 | 5% | 342
61729 | HID | 910NMPNEKMA00D | RDR, R15, ICLASS, SE E, LF OFF, HF STD/SIO/SEOS/MIG/MA, 485HDX, PIG, BLK, A/V OFF, OSDP V1, OPT TAMP, OPEN COLL, OSDP TAMP ENBLD, TEST KEY, POLL=75MS, CSN SUPPR, HF MIGR PFL EVP00000, IPM OFF, MOBILE-READY | Ea |  | 1 Year | 360 | 5% | 342
61730 | HID | 910NMPNEKMA0BP | RDR, R15, ICLASS, SE E, LF OFF, HF STD/SIO/SEOS/MA, 485HDX, PIG, BLK, A/V OFF, OSDP V2, OPT TAMP, OPEN COLL, OSDP TAMP ENBLD, TEST KEY, POLL=50MS, CSN 32-BIT MSB, IPM OFF, MOBILE-READY | Ea |  | 1 Year | 360 | 5% | 342
61731 | HID | 910NMPNEKMA0DL | RDR, R15, ICLASS, SE E, LF OFF, HF STD/SIO/SEOS/MIG/MA, 485HDX, PIG, BLK, A/V OFF, OSDP V1, OPT TAMP, OPEN COLL, OSDP TAMP ENBLD, TEST KEY, POLL=75MS, CSN 32-BIT MSB, HF MIGR PFL EVP00000, IPM OFF, MOBILE-READY | Ea |  | 1 Year | 420 | 5% | 399
61732 | HID | 910NMPNEKMA0H4 | RDR, R15, ICLASS, SE E, LF OFF, HF STD/SIO/SEOS/MIGR/MA, 485HDX, PIG, BLK, OSDP V2, A/V OFF, OPT TAMP, OPEN COLL, OPT TAMP, CSN 32-BIT MSB, HF MIGR PFL EVP00000, IPM OFF, MOBILE-READY | Ea |  | 1 Year | 420 | 5% | 399
61733 | HID | 910NMPNEKMA0HA | RDR, R15, ICLASS, SE E, LF OFF, HF CST LEG/HID MIFARE APP/MA, 485HDX, PIG, BLK, , A/V OFF, OSDP V1, OPT TAMP, OPEN COLL, OSDP TAMP ENBLD, CSN SUPPR, IPM OFF, MOBILE READY | Ea |  | 1 Year | 360 | 5% | 342
61734 | HID | 910NMPNEKMA-MASTER | RDR, R15, ICLASS, SE E, LF OFF, HF STD/SIO/SEOS/MA, 485HDX, PIG, BLK, XXXX | Ea |  | 1 Year | 360 | 5% | 342
61735 | HID | 910NMPTEKEA005 | RDR, R15, ICLASS, SE E, LF OFF, HF STD/SIO/SEOS/MA, OSDP, TERM, BLK, A/V OFF, OPT TAMP, OPEN COLL, CSN 32-BIT LSB, EM4102 32-BIT, IPM OFF, MOBILE-ENALBED-FMT | Ea |  | 1 Year | 360 | 5% | 342
61736 | HID | 910NMPTEKEA00D | RDR, R15, ICLASS, SE E, LF OFF, HF STD/SIO/SEOS/MIG/MA, 485HDX, TERM, BLK, A/V OFF, OSDP V1, OPT TAMP, OPEN COLL, OSDP TAMP ENBLD, TEST KEY, POLL=75MS, CSN SUPPR, HF MIGR PFL EVP00000, IPM OFF, MOBILE-ENABLED-FMT | Ea |  | 1 Year | 360 | 5% | 342
61737 | HID | 910NMPTEKEA07B | RDR, R15, ICLASS, SE E, LF OFF, HF STD/SIO/SEOS/MA, 485HDX, TERM, BLK, STD-1, A/V OFF, OSDP V1, OPN COL, OSDP TAMP DISBLD, TEST KEY, POLL=75MS, CSN 32-BIT MSB, IPM OFF, UART OFF, WIEG OFF, MOBILE-ENABLED-FMT | Ea |  | 1 Year | 360 | 5% | 342
61738 | HID | 910NMPTEKEA09E | RDR, R15, ICLASS, SE E, LF OFF, HF STD/SIO/SEOS/MA, 485HDX, TERM, BLK, STD-1, A/V OFF, OSDP V1, OPN COL, OSDP TAMP ENBLD, TEST KEY, POLL=75MS, CSN 32-BIT MSB, IPM OFF, UART OFF, WIEG OFF, MOBILE-ENABLED-FMT | Ea |  | 1 Year | 360 | 5% | 342
61739 | HID | 910NMPTEKEA09F | RDR, R15, ICLASS, SE E, LF OFF, HF STD/SIO/SEOS/MA, 485HDX, TERM, BLK, STD-1, A/V OFF, OSDP V1, OPN COL, OSDP TAMP DISBLD, TEST KEY, POLL=75MS, CSN 56-BIT MSB, IPM OFF, UART OFF, WIEG OFF, MOBILE-ENABLED-FMT | Ea |  | 1 Year | 360 | 5% | 342
61740 | HID | 910NMPTEKEA0DL | RDR, R15, ICLASS, SE E, LF OFF, HF STD/SIO/SEOS/MIG/MA, 485HDX, TERM, A/V OFF, OSDP V1, OPT TAMP, OPEN COLL, OSDP TAMP ENBLD, TEST KEY, POLL=75MS, CSN 32-BIT MSB, HF MIGR PFL EVP00000, IPM OFF, MOBILE-ENABLED-FMT | Ea |  | 1 Year | 420 | 5% | 399
61741 | HID | 910NMPTEKMA005 | RDR, R15, ICLASS, SE E, LF OFF, HF STD/SIO/SEOS/MA, OSDP, TERM, BLK, A/V OFF, OPT TAMP, OPEN COLL, CSN 32-BIT MSB, EM4102 32-BIT, IPM OFF, MOBILE-READY | Ea |  | 1 Year | 360 | 5% | 342
61742 | HID | 910NMPTEKMA00D | RDR, R15, ICLASS, SE E, LF OFF, HF STD/SIO/SEOS/MIG/MA, 485HDX, TERM, BLK, A/V OFF, OSDP V1, OPT TAMP, OPEN COLL, OSDP TAMP ENBLD, TEST KEY, POLL=75MS, CSN SUPPR, HF MIGR PFL EVP00000, IPM OFF, MOBILE-READY | Ea |  | 1 Year | 360 | 5% | 342
61743 | HID | 910NMPTEKMA062 | RDR, R15, ICLASS, SE E, LF OFF, HF ICLASS SIO/SEOS/MA, OSDP V2, TERM, BLK, A/V OFF, OPT TAMP, OPEN COLL, OSDP TAMP, TEST KEYS, CSN SUPPR, IPM OFF, UART OFF | Ea |  | 1 Year | 360 | 5% | 342
61744 | HID | 910NMPTEKMA096 | RDR, R15, ICLASS, SE E, LF OFF, HF STD/SIO/SEOS/MIG/MA, 485HDX, TERM, A/V OFF, OSDP V2, OPT TAMP, OPEN COLL, OSDP TAMP ENBLD, TEST KEY, POLL=75MS, CSN 32-BIT MSB, HF MIGR PFL EVP00000, IPM OFF, MOBILE-READY | Ea |  | 1 Year | 420 | 5% | 399
61745 | HID | 910NMPTEKMA097 | RDR, R15, ICLASS, SE E, LF OFF, HF STD/SIO/SEOS/MIG/MA, 485HDX, TERM, A/V OFF, OSDP V2, SECURE MODE ON, OPT TAMP, OPEN COLL, OSDP TAMP ENBLD, TEST KEY, POLL=75MS, CSN 32-BIT MSB, HF MIGR PFL EVP00000, IPM OFF, MOBILE-READY | Ea |  | 1 Year | 420 | 5% | 399
61746 | HID | 910NMPTEKMA0DL | RDR, R15, ICLASS, SE E, LF OFF, HF STD/SIO/SEOS/MIG/MA, 485HDX, TERM, A/V OFF, OSDP V1, OPT TAMP, OPEN COLL, OSDP TAMP ENBLD, TEST KEY, POLL=75MS, CSN 32-BIT MSB, HF MIGR PFL EVP00000, IPM OFF, MOBILE-READY | Ea |  | 1 Year | 420 | 5% | 399
61747 | HID | 910NMPTEKMA0H4 | RDR, R15, ICLASS, SE E, LF OFF, HF STD/SIO/SEOS/MIGR/MA, 485HDX, TERM, BLK, OSDP V2, A/V OFF, OPT TAMP, OPEN COLL, OPT TAMP, CSN 32-BIT MSB, HF MIGR PFL EVP00000, IPM OFF, MOBILE-READY | Ea |  | 1 Year | 420 | 5% | 399
61748 | HID | 910NMPTEKMA-MASTER | RDR, R15, ICLASS, SE E, LF OFF, HF STD/SIO/SEOS/MA, 485HDX, TERM, BLK, XXXX | Ea |  | 1 Year | 360 | 5% | 342
61749 | HID | 910NNNNEK2004E | RDR, R15, ICLASS, SE E, LF OFF, HF SIO/SEOS, WIEG, PIG, BLK, STD-2, LED RED, FLSH GRN, BZR ON, OPT TAMP, OPEN COLL, CSN SURPPRESSED, IPM OFF | Ea |  | 1 Year | 275 | 5% | 261.25
61750 | HID | 910NNNNEK200FQ | RDR, R15, ICLASS, LF OFF, HF SIO/SEOS/MIFSPR/HID MIFARE APP, WIEG, PIG, BLK, STD-2, LED RED, FLSH GRN, BZR ON, OPT TAMP, OPEN COLL, VAR BIT OUTPUT PER SIO, CSN MIF SUPPR, IPM OFF | Ea |  | 1 Year | 275 | 5% | 261.25
61751 | HID | 910NNNNEK2037P | RDR, R15, ICLASS, SE E, LF OFF, HF SIO/SEOS, WIEG, PIG, BLK, STD-2, LED RED, FLSH GRN, BZR ON, VAR BIT OUTPUT PER SIO, IPM OFF | Ea |  | 1 Year | 275 | 5% | 261.25
61752 | HID | 910NNNNEK2058C | RDR, R15, ICLASS, SE E, LF OFF, HF SIO/SEOS, WIEG, PIG, BLK, STD-2, LED RED, FLSH GRN, BZR ON, OPT TAMP, OPEN COLL, CSN 32-BIT MSB, IPM OFF, APB DISABLED | Ea |  | 1 Year | 275 | 5% | 261.25
61753 | HID | 910NNNNEK2058P | RDR, R15, ICLASS, SE E, LF OFF, HF CST DESFIRE SIO/SEOS ONLY, WIEG, PIG, BLK, STD-2, LED RED, FLSH GRN, BZR ON, OPT TAMP, OPEN COLL, IPM OFF | Ea |  | 1 Year | 275 | 5% | 261.25
61754 | HID | 910NNNNEKE00TP | RDR, R15, ICLASS, SE E, LF OFF, HF SIO/SEOS, WIEG, PIG, BLK, LED BLUE, FLSH GRN, BZR ON, OPT TAMP, OPEN COLL, CSN SUPPR, IPM OFF, STD-2/SEOS ICE0695 KEYS | Ea |  | 1 Year | 275 | 5% | 261.25
61755 | HID | 910NNNNEKE037P | RDR, R15, ICLASS, SE E, LF OFF, HF SIO/SEOS, WIEG, PIG, BLK, ELITE KEYS, LED RED, FLSH GRN, BZR ON, VAR BIT OUTPUT PER SIO, IPM OFF | Ea |  | 1 Year | 275 | 5% | 261.25
61756 | HID | 910NNNTEK2037P | RDR, R15, ICLASS, SE E, LF OFF, HF SIO/SEOS, WIEG, TERM, BLK, STD-2, LED RED, FLSH GRN, BZR ON, VAR BIT OUTPUT PER SIO, IPM OFF | Ea |  | 1 Year | 275 | 5% | 261.25
61757 | HID | 910NNNTEK2047C | RDR, R15, ICLASS, LF OFF, HF SIO/SEOS/MIGR, CSTM HID MIFARE + HID MIFARE KEY, WIEG, LED RED, FLSH GRN, BZR ON, OPT TAMP, OPEN COLL, VAR BIT OUTPUT PER SIO, CSN 32-BIT MSB, IPM OFF | Ea |  | 1 Year | 275 | 5% | 261.25
61758 | HID | 910NNNTEKE037P | RDR, R15, ICLASS, SE E, LF OFF, HF SIO/SEOS, WIEG, TERM, BLK, ELITE KEYS, LED RED, FLSH GRN, BZR ON, VAR BIT OUTPUT PER SIO, IPM OFF | Ea |  | 1 Year | 275 | 5% | 261.25
61759 | HID | 910NNNTEKE045K | RDR, R15, ICLASS, SE E, LF OFF, HF SIO/SEOS, WIEG, TERM, BLK, ELITE KEYS, LED OFF, FLSH OFF, BZR ON, OPT TAMP, OPEN COLL, CSN MIF SUPPR, EM4102 40-BIT, IPM OFF | Ea |  | 1 Year | 275 | 5% | 261.25
61760 | HID | 910NNPNEK20346 | RDR, R15, ICLASS, SE E, LF OFF, HF SIO/SEOS, 485HDX, PIG, BLK, STD-2, A/V OFF, OSDP V1, OPEN COLL, OSDP TAMP ENBLD, TEST KEYS, POLL=75MS, IPM OFF | Ea |  | 1 Year | 310 | 5% | 294.5
61761 | HID | 910NNPNEK20390 | RDR, R15, ICLASS, SE E, LF OFF, HF SIO/SEOS, 485HDX, PIG, BLK, STD-2, A/V OFF, OSDP V1, OPEN COLL, OSDP TAMP ENBLD, TEST KEYS, POLL=75MS, IPM OFF, UART OFF, WIEG OFF | Ea |  | 1 Year | 310 | 5% | 294.5
61762 | HID | 910NNPNEK2041R | RDR, R15, ICLASS, SE E, LF OFF, HF SIO/SEOS, 485HDX, PIG, BLK, STD-2, A/V OFF, OSDP V1, OPN COL, OSDP TAMP ENBLD, TEST KEY, POLL=75MS, VAR BIT OUTPUT PER SIO, IPM OFF, UART OFF, WIEG OFF | Ea |  | 1 Year | 310 | 5% | 294.5
61763 | HID | 910NNPNEK2050W | RDR, R15, ICLASS, SE E, LF OFF, HF CST SEOS READ ONLY, 485HDX, PIG, BLK, STD-2, A/V OFF, OSDP V1, OPEN COLL, OSDP TAMP ENBLD, IPM OFF | Ea |  | 1 Year | 310 | 5% | 294.5
61764 | HID | 910NNPNEKE041R | RDR, R15, ICLASS, SE E, LF OFF, HF SIO/SEOS, 485HDX, PIG, BLK, ELITE, A/V OFF, OSDP V1, OPN COL, OSDP TAMP ENBLD, TEST KEY, POLL=75MS, VAR BIT OUTPUT PER SIO, IPM OFF, UART OFF, WIEG OFF | Ea |  | 1 Year | 310 | 5% | 294.5
61765 | HID | 910NNPTEK20346 | RDR, R15, ICLASS, SE E, LF OFF, HF SIO/SEOS, 485HDX, TERM, BLK, STD-2, A/V OFF, OSDP V1, OPEN COLL, OSDP TAMP ENBLD, TEST KEYS, POLL=75MS, IPM OFF | Ea |  | 1 Year | 310 | 5% | 294.5
61766 | HID | 910NNPTEK20390 | RDR, R15, ICLASS, SE E, LF OFF, HF SIO/SEOS, 485HDX, TERM, BLK, STD-2, A/V OFF, OSDP V1, OPEN COLL, OSDP TAMP ENBLD, TEST KEYS, POLL=75MS, IPM OFF, UART OFF, WIEG OFF | Ea |  | 1 Year | 310 | 5% | 294.5
61767 | HID | 910NNPTEK2041R | RDR, R15, ICLASS, SE E, LF OFF, HF SIO/SEOS, 485HDX, TERM, BLK, STD-2, A/V OFF, OSDP V1, OPN COL, OSDP TAMP ENBLD, TEST KEY, POLL=75MS, VAR BIT OUTPUT PER SIO, IPM OFF, UART OFF, WIEG OFF | Ea |  | 1 Year | 310 | 5% | 294.5
61768 | HID | 910NNPTEKE041R | RDR, R15, ICLASS, SE E, LF OFF, HF SIO/SEOS, 485HDX, TERM, BLK, ELITE, A/V OFF, OSDP V1, OPN COL, OSDP TAMP ENBLD, TEST KEY, POLL=75MS, VAR BIT OUTPUT PER SIO, IPM OFF, UART OFF, WIEG OFF | Ea |  | 1 Year | 310 | 5% | 294.5
61769 | HID | 910NRNNEK00183 | RDR, R15, ICLASS, SE E, LF OFF, HF STD/SIO/SEOS/TRANS, WIEG, PIG, BLK, STD-1, LED RED, FLSH GRN, BZR ON, OPT TAMP, OPEN COLL, 64-BIT LSB FELICA, 64-BIT MSB CEPAS CAN , IPM OFF | Ea |  | 1 Year | 335 | 5% | 318.25
61770 | HID | 910NRNNEK00185 | RDR, R15, ICLASS, SE E, LF OFF, HF STD/SIO/SEOS/TRANS, WIEG, PIG, BLK, STD-1, LED RED, FLSH GRN, BZR ON, OPT TAMP, OPEN COLL, 64-BIT LSB FELICA, IPM OFF | Ea |  | 1 Year | 335 | 5% | 318.25
61771 | HID | 910NRNNEK00187 | RDR, R15, ICLASS, SE E, LF OFF, HF STD/SIO/SEOS/TRANS, WIEG, PIG, BLK, STD-1, LED RED, FLSH GRN, BZR ON, OPT TAMP, OPEN COLL, 64-BIT LSB FELCIA, 64-BIT MSB CEPAS CAN OR MIFARE, IPM OFF | Ea |  | 1 Year | 335 | 5% | 318.25
61772 | HID | 910NRNNEK00188 | RDR, R15, ICLASS, SE E, LF OFF, HF STD/SIO/SEOS/TRANS, WIEG, PIG, BLK, STD-1, LED RED, FLSH GRN, BZR ON, OPT TAMP, OPEN COLL, 64-BIT LSB FELICA, 64-BIT MSB CEPAS CSN, IPM OFF | Ea |  | 1 Year | 335 | 5% | 318.25
61773 | HID | 910NRNNEK00189 | RDR, R15, ICLASS, SE E, LF OFF, HF STD/SIO/SEOS/TRANS, WIEG, PIG, BLK, STD-1, LED RED, FLSH GRN, BZR ON, OPT TAMP, OPEN COLL, 64-BIT LSB FELICA, 64-BIT MSB CEPAS CSN OR MIFARE, IPM OFF | Ea |  | 1 Year | 335 | 5% | 318.25
61774 | HID | 910NSNNEK20000 | RDR, R15, ICLASS, SE E, LF OFF, HF SEOS, WIEG, PIG, BLK, STD-2, LED RED, FLSH GRN, BZR ON, VAR BIT OUTPUT PER SIO, IPM OFF, VEL ON | Ea |  | 1 Year | 275 | 5% | 261.25
61775 | HID | 910NSNNEKE0000 | RDR, R15, ICLASS, SE E, LF OFF, HF SEOS, WIEG, PIG, BLK, ELITE, LED RED, FLSH GRN, BZR ON, VAR BIT OUTPUT PER SIO, IPM OFF, VEL ON | Ea |  | 1 Year | 275 | 5% | 261.25
61776 | HID | 910NSNNEKES070-GMU | RDR, R15, ICLASS, SE E, LF OFF, HF SEOS/MIFSPR, WIEG, PIG, BLK, ELITE KEYS, LED RED, FLSH GRN, BZR ON, CSN MIF SUPPR, IPM OFF,GMU LOGO LBL | Ea |  | 1 Year | 275 | 5% | 261.25
61777 | HID | 910NSNTEK20000 | RDR, R15, ICLASS, SE E, LF OFF, HF SEOS, WIEG, TERM, BLK, STD-2, LED RED, FLSH GRN, BZR ON, VAR BIT OUTPUT PER SIO, IPM OFF, VEL ON | Ea |  | 1 Year | 275 | 5% | 261.25
61778 | HID | 910NSNTEKE0000 | RDR, R15, ICLASS, SE E, LF OFF, HF SEOS, WIEG, TERM, BLK, ELITE, LED RED, FLSH GRN, BZR ON, VAR BIT OUTPUT PER SIO, IPM OFF, VEL ON | Ea |  | 1 Year | 275 | 5% | 261.25
61779 | HID | 910NSPNEKE00QU | RDR, R15, ICLASS, SE E, LF OFF, HF SEOS, 485HDX, PIG, BLK, ELITE, LED RED, FLSH GRN, BZR ON, OSDP V2, OPT TAMP, OPEN COLL, OSDP TAMP ENBLD, TEST KEY, POLL=50MS, CSN 32-BIT MSB, IPM OFF, UART OFF, WIEG ON | Ea |  | 1 Year | 310 | 5% | 294.5
61780 | HID | 910NTCNEK0006J | RDR, R15, ICLASS, SE E, LF OFF, HF STD/SIO/SEOS, C&D, PIG, BLK, STD-1, LED RED, FLSH GRN, BZR ON, OPT TAMP, OPEN COLL, CSN 32-BIT MSB, IPM OFF | Ea |  | 1 Year | 275 | 5% | 261.25
61781 | HID | 910NTNNEK00000 | RDR, R15, ICLASS, SE REV E, NO PROX, STD, WIEGAND, PIG, BLK, STD 1 SECURITY, LED RED, FLASH GRN, BZR ON, IPM OFF, 32 BIT | Ea |  | 1 Year | 275 | 5% | 261.25
61782 | HID | 910NTNNEK00015 | RDR, R15, ICLASS, SE E, LF OFF, HF STD/SIO/SEOS, WIEG, PIG, BLK, STD-1, LED RED, FLSH GRN, BZR ON, CSN 34-BIT MSB, IPM OFF | Ea |  | 1 Year | 275 | 5% | 261.25
61783 | HID | 910NTNNEK0001D | RDR, R15, ICLASS, SE E, LF OFF, HF STD/SIO/SEOS, WIEG, PIG, BLK, STD-1, LED RED, FLSH GRN, BZR ON, CSN 26-BIT (W/DEFAULT FC), IPM OFF | Ea |  | 1 Year | 275 | 5% | 261.25
61784 | HID | 910NTNNEK0001F | RDR, R15, ICLASS, SE E, LF OFF, HF STD/SIO/SEOS, WIEG, PIG, BLK, STD-1, LED OFF, FLSH OFF, BZR ON, CSN 32-BIT MSB, IPM OFF | Ea |  | 1 Year | 275 | 5% | 261.25
61785 | HID | 910NTNNEK0001L | RDR, R15, ICLASS, SE E, LF OFF, HF STD/SIO/SEOS, WIEG, PIG, BLK, STD-1, LED RED, FLSH GRN, BZR ON, CSN 32-BIT LSB, IPM OFF | Ea |  | 1 Year | 275 | 5% | 261.25
61786 | HID | 910NTNNEK0001W | RDR, R15, ICLASS, SE E, LF OFF, HF STD/SIO/SEOS, WIEG, PIG, BLK, STD-1, LED RED, FLSH GRN, BZR ON, OPT TAMP, OPEN COLL, CSN 32-BIT MSB, IPM OFF | Ea |  | 1 Year | 275 | 5% | 261.25
61787 | HID | 910NTNNEK00020 | RDR, R15, ICLASS, SE E, LF OFF, HF STD/SIO/SEOS, WIEG, PIG, BLK, STD-1, LED RED, FLSH GRN, BZR ON, CSN 40-BIT MSB, IPM OFF | Ea |  | 1 Year | 275 | 5% | 261.25
61788 | HID | 910NTNNEK00029 | RDR, R15, ICLASS, SE E, LF OFF, HF STD/SIO/SEOS, WIEG, PIG, BLK, STD-1, LED RED, FLSH OFF, BZR ON, CSN 26-BIT (W/DEFAULT FC), IPM OFF | Ea |  | 1 Year | 275 | 5% | 261.25
61789 | HID | 910NTNNEK0003D | RDR, R15, ICLASS, SE E, LF OFF, HF STD/SIO/SEOS, WIEG,PIG, BLK, STD-1, LED OFF , FLSH GRN, BZR ON, CSN 37-BIT LSB, IPM OFF | Ea |  | 1 Year | 275 | 5% | 261.25
61790 | HID | 910NTNNEK00048 | RDR, R15, ICLASS, SE E, LF OFF, HF STD/SIO/SEOS, WIEG, PIG, BLK, STD-1, OPT TAMP, OPEN COLL, LED OFF, FLSH OFF, BZR OFF, CSN 32 BIT MSB, IPM OFF | Ea |  | 1 Year | 275 | 5% | 261.25
61791 | HID | 910NTNNEK0005B | RDR, R15, ICLASS, SE E, LF OFF, HF STD/SIO/SEOS, WIEG, PIG, BLK, STD-1, LED RED, FLSH OFF, BZR ON, CSN 34-BIT MSB, IPM OFF | Ea |  | 1 Year | 275 | 5% | 261.25
61792 | HID | 910NTNNEK0005J | RDR, R15, ICLASS, SE E, LF OFF, HF STD/SIO/SEOS, WIEG, PIG, BLK, STD-1, LED RED, FLSH GRN, BZR ON, OPT TAMP, OPEN COLL, CSN 56-BIT LSB, IPM OFF | Ea |  | 1 Year | 275 | 5% | 261.25
61793 | HID | 910NTNNEK00061 | RDR, R15, ICLASS, SE E, LF OFF, HF STD/SIO/SEOS, WIEG, PIG, BLK, STD-1, LED OFF, FLSH OFF, BZR ON, CSN 26-BIT (W/DEFAULT FC), IPM OFF | Ea |  | 1 Year | 275 | 5% | 261.25
61794 | HID | 910NTNNEK000L2 | RDR, R15, ICLASS, SE E, LF OFF, HF CST LEG/DES/SIO/SEOS/HID MIFARE APPLI/MF CSN SUPPR/MIFARE SIO DIABLED, WIEG, PIG, BLK, STD-1, LED RED, FLSH GRN, BZR ON, OPT TAMP, OPEN COLL, IPM OFF | Ea |  | 1 Year | 275 | 5% | 261.25
61795 | HID | 910NTNNEK000MW | RDR, R15, ICLASS, SE E, LF OFF, HF HID MIFARE APPLICATION/MIFARE CSN, WIEG, PIG, BLK, STD-1, LED RED, FLSH GRN, BZR ON, CSN 32 BIT MSB, HID MIFARE STANDARD KEY, IPM OFF | Ea |  | 1 Year | 275 | 5% | 261.25
61796 | HID | 910NTNNEK000W3 | RDR, R15, ICLASS, SE E, LF OFF, HF STD/SIO/SEOS, WIEG, PIG, BLK, STD-1, LED RED, FLSH OFF, BZR ON, OPT TAMP, OPEN COLL, CSN SUPPR, IPM OFF | Ea |  | 1 Year | 275 | 5% | 261.25
61797 | HID | 910NTNNEK00432 | RDR, R15, ICLASS, SE E, LF OFF, HF STD/SIO/SEOS, WIEG, PIG, BLK, STD-1, LED RED, FLSH GRN, BZR ON, OPT TAMP, OPEN COLL, ISO15693 CSN, ISO14443A CSN 32-BIT MSB, IPM OFF | Ea |  | 1 Year | 275 | 5% | 261.25
61798 | HID | 910NTNNEK0043N | RDR, R15, ICLASS, SE E, LF OFF, HF STD/SIO/SEOS, WIEG, LED RED, FLSH GRN, BZR ON, OPT TAMP, OPEN COLL, CSN 32-BIT MSB, ISO14443B 32-BIT CSN, IPM OFF | Ea |  | 1 Year | 275 | 5% | 261.25
61799 | HID | 910NTNNEK0045E | RDR, R15, ICLASS, SE E, LF OFF, HF STD/SIO/SEOS, WIEG, PIG, BLK, STD-1, LED BLUE, FLSH GRN, BZR ON, CSN 32-BIT MSB, IPM OFF, TAMPER OC | Ea |  | 1 Year | 275 | 5% | 261.25
61800 | HID | 910NTNNEK0045T | RDR, R15, ICLASS, SE E, LF OFF, HF STD/SIO/SEOS, WIEG, PIG, BLK, STD-1, LED RED, FLSH GRN, BZR ON, OPT TAMP, OPEN COLL, CSN 32 BIT MSB, IPM OFF, WIEG HOLD APB 500MS, CSN FILTER DISABLED | Ea |  | 1 Year | 275 | 5% | 261.25
61801 | HID | 910NTNNEK00461 | RDR, R15, ICLASS, SE REV E, NO PROX, STD, WIEGAND, PIG, BLK, STD 1 SECURITY, LED RED, FLASH GRN, BZR ON, IPM OFF, 32 BIT | Ea |  | 1 Year | 275 | 5% | 261.25
61802 | HID | 910NTNNEK0046Y | RDR, R15, ICLASS, SE E, LF OFF, HF STD/SIO/SEOS, WIEG, PIG, BLK, STD-1, LED RED, FLSH GRN, BZR ON, CSN 34-BIT REVERSED, IPM OFF | Ea |  | 1 Year | 275 | 5% | 261.25
61803 | HID | 910NTNNEK0058A | RDR, R15, ICLASS, SE E, LF OFF, HF STD/SIO/SEOS, WIEG, PIG, BLK, STD-1, LED RED, FLSH GRN, BZR ON, OPT TAMP, OPEN COLL, CSN 32-BIT MSB, IPM OFF, APB DISABLED | Ea |  | 1 Year | 275 | 5% | 261.25
61804 | HID | 910NTNNEK0059T | RDR, R15, ICLASS, SE E, LF OFF, HF STD/SIO/SEOS, WIEG, PIG, BLK, STD-1, LED RED, FLSH GRN, BZR ON, OPT TAMP, OPEN COLL, CSN MIF SUPPR, IPM OFF, APB DISABLED | Ea |  | 1 Year | 275 | 5% | 261.25
61805 | HID | 910NTNNEKE0000 | RDR, R15, ICLASS, SE E, LF OFF, HF STD/SIO/SEOS, WIEG, PIG, BLK, ELITE KEYS, LED RED, FLSH GRN, BZR ON, CSN 32-BIT MSB, IPM OFF | Ea |  | 1 Year | 275 | 5% | 261.25
61806 | HID | 910NTNNEKE001F | RDR, R15, ICLASS, SE E, LF OFF, HF STD/SIO/SEOS, WIEG, PIG, BLK, ELITE KEYS, LED OFF, FLSH OFF, BZR ON, CSN 32-BIT MSB, IPM OFF | Ea |  | 1 Year | 275 | 5% | 261.25
61807 | HID | 910NTNNEKE003V | RDR, R15, ICLASS, SE E, LF OFF, HF STD/SIO/SEOS, WIEG, PIG, BLK, ELITE KEYS, LED RED, FLSH GRN, BZR ON, CSN MIF SUPPR, IPM OFF | Ea |  | 1 Year | 275 | 5% | 261.25
61808 | HID | 910NTNNEKE00PA | RDR, R15, ICLASS, SE E, LF OFF, HF STD/SIO/SEOS/MIFSPR, WIEG, PIG, BLK, ELITE, LED OFF, FLSH OFF, BZR ON, CSN MIF SUPPR, APB=250MS, CUSTOM DATAMODELS, IPM OFF | Ea |  | 1 Year | 275 | 5% | 261.25
61809 | HID | 910NTNNEKE0465 | RDR, R15, ICLASS, SE E, LF OFF, HF IICLASS LEG/SEOS, WIEG, PIG, BLK, ELITE KEYS, LED OFF, FLSH OFF, BZR ON, OPEN COLLECTOR TAMPER ENABLE, IPM OFF | Ea |  | 1 Year | 275 | 5% | 261.25
61810 | HID | 910NTNTEK00000 | RDR, R15, ICLASS, SE REV E, NO PROX, STD, WIEGAND, TERM, BLK, STD 1 SECURITY, LED RED, FLASH GRN, BZR ON, IPM OFF, 32 BIT | Ea |  | 1 Year | 275 | 5% | 261.25
61811 | HID | 910NTNTEK0001D | RDR, R15, ICLASS, SE E, LF OFF, HF STD/SIO/SEOS, WIEG, TERM, BLK, STD-1, LED RED, FLSH GRN, BZR ON, CSN 26-BIT (W/DEFAULT FC), IPM OFF | Ea |  | 1 Year | 275 | 5% | 261.25
61812 | HID | 910NTNTEK0001L | RDR, R15, ICLASS, SE E, LF OFF, HF STD/SIO/SEOS, WIEG, TERM, BLK, STD-1, LED RED, FLSH GRN, BZR ON, CSN 32-BIT LSB, IPM OFF | Ea |  | 1 Year | 275 | 5% | 261.25
61813 | HID | 910NTNTEK0002Q | RDR, R15, ICLASS, SE E, LF OFF, HF STD/SIO/SEOS, WIEG, TERM, BLK, STD-1, LED RED, FLSH GRN, BZR ON, CSN 37-BIT LSB, IPM OFF | Ea |  | 1 Year | 275 | 5% | 261.25
61814 | HID | 910NTNTEK00046 | RDR, R15, ICLASS, SE E, LF OFF, HF STD/SIO/SEOS, WIEG, TERM, BLK, STD-1, LED OFF, FLSH OFF, BZR ON, OPT TAMP, OPEN COLL, CSN 32-BIT MSB, IPM OFF | Ea |  | 1 Year | 275 | 5% | 261.25
61815 | HID | 910NTNTEK0007N | RDR, R15, ICLASS, SE E, LF OFF, HF ICLASS SIO/SEOS, WIEG, TERM, BLK, STD-1, LED BLUE, FLSH OFF, BZR ON, OPT TAMP, OPEN COLL, TEST KEYS, CSN SUPPR, IPM OFF, UART OFF | Ea |  | 1 Year | 275 | 5% | 261.25
61816 | HID | 910NTNTEK000EJ | RDR, R15, ICLASS, SE REV E, LF OFF, HF STD/SIO/SEOS/HID MIFARE APP, WIEG, TERM, BLK, STD-1, LED RED, FLASH GRN, BZR ON, CSN 32-BIT MSB, IPM OFF, HID MIFARE APP KEY | Ea |  | 1 Year | 275 | 5% | 261.25
61817 | HID | 910NTNTEK000MW | RDR, R15, ICLASS, SE E, LF OFF, HF HID MIFARE APPLICATION/MIFARE CSN, WIEG, TERM, BLK, STD-1, LED RED, FLSH GRN, BZR ON, CSN 32 BIT MSB, HID MIFARE STANDARD KEY, IPM OFF | Ea |  | 1 Year | 275 | 5% | 261.25
61818 | HID | 910NTNTEK00432 | RDR, R15, ICLASS, SE E, LF OFF, HF STD/SIO/SEOS, WIEG, TERM, BLK, STD-1, LED RED, FLSH GRN, BZR ON, OPT TAMP, OPEN COLL, ISO15693 CSN, ISO14443A CSN 32-BIT MSB, IPM OFF | Ea |  | 1 Year | 275 | 5% | 261.25
61819 | HID | 910NTNTEKE0000 | RDR, R15, ICLASS, SE E, LF OFF, HF STD/SIO/SEOS, WIEG, TERM, BLK, ELITE KEYS, LED RED, FLSH GRN, BZR ON, CSN 32-BIT MSB, IPM OFF | Ea |  | 1 Year | 275 | 5% | 261.25
61820 | HID | 910NTNTEKE001F | RDR, R15, ICLASS, SE E, LF OFF, HF STD/SIO/SEOS, WIEG, TERM, BLK, ELITE KEYS, LED OFF, FLSH OFF, BZR ON, CSN 32-BIT MSB, IPM OFF | Ea |  | 1 Year | 275 | 5% | 261.25
61821 | HID | 910NTNTEKE003V | RDR, R15, ICLASS, SE E, LF OFF, HF STD/SIO/SEOS, WIEG, TERM, BLK, ELITE KEYS, LED RED, FLSH GRN, BZR ON, CSN MIF SUPPR, IPM OFF | Ea |  | 1 Year | 275 | 5% | 261.25
61822 | HID | 910NTNTEKE005J | RDR, R15, ICLASS, SE E, LF OFF, HF STD/SIO/SEOS, WIEG, TERM, BLK, ELITE KEYS, LED RED, FLSH GRN, BZR ON, CSN 56-BIT LSB, IPM OFF | Ea |  | 1 Year | 275 | 5% | 261.25
61823 | HID | 910NTPNEK0007V | RDR, R15, ICLASS, SE E, LF OFF, HF STD/SIO/SEOS, 485HDX, PIG, BLK, STD-1, A/V OFF, OSDP V1, OPN COL, OSDP TAMP ENBLD, TEST KEY, POLL=75MS, CSN 32-BIT MSB, IPM OFF, UART OFF, WIEG OFF | Ea |  | 1 Year | 310 | 5% | 294.5
61824 | HID | 910NTPNEK000FA | RDR, R15, ICLASS, SE E, LF OFF, HF STD/SIO/SEOS, 485HDX, PIG, BLK, STD-1, A/V OFF, OSDP V2, OPT TAMP, OPEN COLL, OSDP TAMP ENBLD, TEST KEY, POLL=50MS, CSN 32-BIT MSB, IPM OFF, UART OFF, WIEG OFF | Ea |  | 1 Year | 310 | 5% | 294.5
61825 | HID | 910NTPNEKE007V | RDR, R15, ICLASS, SE E, LF OFF, HF STD/SIO/SEOS, 485HDX, PIG, BLK, ELITE, A/V OFF, OSDP V1, OPN COL, OSDP TAMP ENBLD, TEST KEY, POLL=75MS, CSN 32-BIT MSB, IPM OFF, UART OFF, WIEG OFF | Ea |  | 1 Year | 310 | 5% | 294.5
61826 | HID | 910NTPNEKE041P | RDR, R15, ICLASS, SE E, LF OFF, HF ICLASS LEG/SEOS, 485HDX, PIG, BLK, ELITE, LED OFF, FLSH OFF, BZR ON, OSDP V1, OPN COL, OSDP TAMP ENBLD, TEST KEY, POLL=75MS, IPM OFF, UART OFF, WIEG OFF, MICROSOFT | Ea |  | 1 Year | 310 | 5% | 294.5
61827 | HID | 910NTPTEK0003F | RDR, R15, ICLASS, SE E, LF OFF, HF STD/SIO/SEOS, 485HDX, TERM, BLK, STD-1, A/V OFF, OSDP V1, OPN COL, OSDP TAMP DISBLD, TEST KEY, POLL=75MS, CSN 32-BIT MSB, IPM OFF, UART OFF, WIEG OFF | Ea |  | 1 Year | 310 | 5% | 294.5
61828 | HID | 910NTPTEK0007V | RDR, R15, ICLASS, SE E, LF OFF, HF STD/SIO/SEOS, 485HDX, TERM, BLK, STD-1, A/V OFF, OSDP V1, OPN COL, OSDP TAMP ENBLD, TEST KEY, POLL=75MS, CSN 32-BIT MSB, IPM OFF, UART OFF, WIEG OFF | Ea |  | 1 Year | 310 | 5% | 294.5
61829 | HID | 910NTPTEK0007Y | RDR, R15, ICLASS, SE E, LF OFF, HF STD/SIO/SEOS, 485HDX, TERM, BLK, STD-1, A/V OFF, OSDP V1, OPN COL, OSDP TAMP DISBLD, TEST KEY, POLL=75MS, CSN 56-BIT MSB, IPM OFF, UART OFF, WIEG OFF | Ea |  | 1 Year | 310 | 5% | 294.5
61830 | HID | 910NTPTEK000FA | RDR, R15, ICLASS, SE E, LF OFF, HF STD/SIO/SEOS, 485HDX, TERM, BLK, STD-1, A/V OFF, OSDP V2, OPT TAMP, OPEN COLL, OSDP TAMP ENBLD, TEST KEY, POLL=50MS, CSN 32-BIT MSB, IPM OFF, UART OFF, WIEG OFF | Ea |  | 1 Year | 310 | 5% | 294.5
61831 | HID | 910NTPTEK0010D | RDR, R15, ICLASS, SE E, LF OFF, HF STD/SIO/SEOS, 485HDX, TERM, BLK, STD-1, A/V OFF, OSDP V1, OPN COL, OSDP TAMP DISBLD, TEST KEY, POLL=75MS, CSN 26-BIT (W/DEFAULT FC), IPM OFF, UART OFF, WIEG OFF | Ea |  | 1 Year | 310 | 5% | 294.5
61832 | HID | 910NTPTEK00165 | RDR, R15, ICLASS, SE E, LF OFF, HF STD/SIO/SEOS, 485HDX, TERM, BLK, STD-1, A/V OFF, OSDP V1, OPN COL, OSDP TAMP ENBLD, TEST KEY, POLL=75MS, CSN 56-BIT MSB, IPM OFF, UART OFF, WIEG OFF | Ea |  | 1 Year | 310 | 5% | 294.5
61833 | HID | 910NTPTEK00176 | RDR, R15, ICLASS, SE E, LF OFF, HF STD/SIO/SEOS/MIFSPR, 485HDX, TERM, BLK, STD-1, A/V OFF, OSDP V1, OPN COL, OSDP TAMP DISBLD, TEST KEY, POLL=75MS, CSN MIF SUPPR, IPM OFF | Ea |  | 1 Year | 310 | 5% | 294.5
61834 | HID | 910NTPTEK0033V | RDR, R15, ICLASS, SE E, LF OFF, HF STD/SIO/SEOS, 485HDX, TERM, BLK, STD-1, OSDP V1, OPEN COLL, OSDP TAMP ENBLD, TEST KEYS, POLL=75MS, A/V OFF, CSN 32-BIT MSB, IPM OFF, UART OFF, WIEG OFF, UTC | Ea |  | 1 Year | 310 | 5% | 294.5
61835 | HID | 910NTPTEK0056F | RDR, R15, ICLASS, SE E, LF OFF, HF STD/SIO/SEOS, 485HDX, TERM, BLK, STD-1, A/V OFF, OSDP V1, OSDP ADDRESS 05, OPT TAMP, OPEN COLL, OSDP TAMP DISBLD, TEST KEY, POLL=75MS, CSN 32-BIT MSB, IPM OFF, UART OFF, WIEG OFF | Ea |  | 1 Year | 310 | 5% | 294.5
61836 | HID | 910NTPTEK0056G | RDR, R15, ICLASS, SE E, LF OFF, HF STD/SIO/SEOS, 485HDX, TERM, BLK, STD-1, A/V OFF, OSDP V1, OPT TAMP, OPEN COLL, OSDP TAMP DISBLD, TEST KEY, POLL=75MS, CSN 32-BIT MSB, IPM OFF, UART OFF, WIEG OFF | Ea |  | 1 Year | 310 | 5% | 294.5
61837 | HID | 910NTPTEK0056H | RDR, R15, ICLASS, SE E, LF OFF, HF STD/SIO/SEOS, 485HDX, TERM, BLK, STD-1, A/V OFF, OSDP V1, OPT TAMP, OPEN COLL, OSDP TAMP DISBLD, TEST KEY, POLL=75MS, CSN 32-BIT MSB, IPM OFF, UART OFF, WIEG OFF | Ea |  | 1 Year | 310 | 5% | 294.5
61838 | HID | 910NTPTEKE007V | RDR, R15, ICLASS, SE E, LF OFF, HF STD/SIO/SEOS, 485HDX, TERM, BLK, ELITE, A/V OFF, OSDP V1, OPN COL, OSDP TAMP ENBLD, TEST KEY, POLL=75MS, CSN 32-BIT MSB, IPM OFF, UART OFF, WIEG OFF | Ea |  | 1 Year | 310 | 5% | 294.5
61839 | HID | 910NTPTEKE041P | RDR, R15, ICLASS, SE E, LF OFF, HF ICLASS LEG/SEOS, 485HDX, TERM, BLK, ELITE, LED OFF, FLSH OFF, BZR ON, OSDP V1, OPN COL, OSDP TAMP ENBLD, TEST KEY, POLL=75MS, IPM OFF, UART OFF, WIEG OFF, MICROSOFT | Ea |  | 1 Year | 310 | 5% | 294.5
61840 | HID | 910NWNNEK00324 | RDR, R15, ICLASS, SE E, LF OFF, HF STD/SIO/SEOS/MIGR, WIEG, PIG, BLK, HF MIGR PFL EVP00000, IPM OFF | Ea |  | 1 Year | 335 | 5% | 318.25
61841 | HID | 910NWNNEKE00EE | RDR, R15, ICLASS, SE E, LF OFF, HF CSTM/DESFIRE CSN ONLY/MIGR, WIEG, PIG, BLK, LED RED, FLSH GRN, BZR ON, OPT TAMP, OPEN COLL, CSN 56-BIT MSB, IPM OFF, EVCS4046 | Ea |  | 1 Year | 335 | 5% | 318.25
61842 | HID | 910NWNNEKE00G4 | RDR, R15, ICLASS, SE E, LF OFF, HF STD/SIO/SEOS/MIGR/HID MIFARE APPLICATION/MF CSN SUPPR, WIEG, PIG, BLK, LED RED, FLSH GRN, BZR ON, OPT TAMP, OPEN COLL, IPM OFF | Ea |  | 1 Year | 335 | 5% | 318.25
61843 | HID | 910NWNNEKE00GK | RDR, R15, ICLASS, SE E, LF OFF, HF MIGR ONLY, WIEG, PIG, BLK, ELITE, LED RED, FLSH GRN, BZR ON, IPM OFF, HF MIGR PFL EVC23807_ICE0705, CBORD | Ea |  | 1 Year | 335 | 5% | 318.25
61844 | HID | 910NWNNEKE00U2 | RDR, R15, ICLASS, LF OFF, HF STD/SIO/SEOS/MIGR, WIEG, PIG, BLK, STD-1, LED OFF, FLSH OFF, BZR ON, OPT TAMP, OPEN COLL, CSN 32-BIT MSB, HF MIGR PFL EVP00000, IPM OFF | Ea |  | 1 Year | 335 | 5% | 318.25
61845 | HID | 910NWNNEKE00VA | RDR, R15, ICLASS, SE E, LF OFF, HF STD/SIO/SEOS/MIGR, WIEG, PIG, BLK, LED OFF, FLSH OFF, BZR ON, OPT TAMP, OPEN COLL, CSN 32-BIT MSB, HF MIGR PFL EVP00000, IPM OFF | Ea |  | 1 Year | 335 | 5% | 318.25
61846 | HID | 910NWNNEKE047F | RDR, R15, ICLASS, SE E, LF OFF, HF SIO/SEOS/MIGR, WIEG, PIG, BLK,HF MIGR PFL EVC00000_ICE0393, IPM OFF,ASIA PACIFIC (HK), ACG FIRE & SECURITY | Ea |  | 1 Year | 335 | 5% | 318.25
61847 | HID | 910NWNNEKE050J | RDR, R15, ICLASS, SE E, LF OFF, HF SIO/SEOS/MIGR, WIEG, PIG, BLK, LED RED, FSH OFF, BRZ ON, IPM OFF, MIGR PFL EVCS5164 | Ea |  | 1 Year | 335 | 5% | 318.25
61848 | HID | 910NWNTEK00324 | RDR, R15, ICLASS, SE E, LF OFF, HF STD/SIO/SEOS/MIGR, WIEG, TERM, BLK, HF MIGR PFL EVP00000, IPM OFF | Ea |  | 1 Year | 335 | 5% | 318.25
61849 | HID | 910NWNTEKE006X | RDR, R15, ICLASS, SE E, LF OFF, HF STD/SIO/SEOS/MIG, WIEG, TERM, BLK, LED RED, FLSH OFF, BZR ON, OPT TAMP, OPEN COLL, CSN SUPPR, HF MIGR PFL EVP00000, IPM OFF | Ea |  | 1 Year | 335 | 5% | 318.25
61850 | HID | 910NWNTEKE00AT | RDR, R15, ICLASS, SE E, LF OFF, HF STD/SIO/SEOS/MIGR, WIEG, PIG, BLK, LED RED, FLSH GRN, BZR ON, OPT TAMP, OPEN COLL, CSN 32-BIT MSB, HF MIGR PFL EVP00000_ICE0318, IPM OFF | Ea |  | 1 Year | 335 | 5% | 318.25
61851 | HID | 910NWNTEKE00CF | RDR, R15, ICLASS, SE E, LF OFF, HF SIO/SEOS/MIGR, WIEG, TERM, BLK, LED RED, FLSH GRN, BZR ON, IPM OFF, HF MIGR PFL EVCS0011_ICE0629 | Ea |  | 1 Year | 335 | 5% | 318.25
61852 | HID | 910NWNTEKE00CH | RDR, R15, ICLASS, SE E, LF OFF, HF MIGR ONLY, MIFARE/DESFIRE CSN 56-BIT, WIEG, TERM, BLK, LED RED, FLSH GRN, BZR ON, IPM OFF, HF MIGR PFL EVCS4041_ICE0632 | Ea |  | 1 Year | 335 | 5% | 318.25
61853 | HID | 910NWNTEKE00E5 | RDR, R15, ICLASS, SE E, LF OFF, HF CSTM/MIFARE ONLY/MIGR, WIEG, TERM, BLK, LED RED, FLSH GRN, BZR ON, IPM OFF, EVCS5209_ICE0618 | Ea |  | 1 Year | 335 | 5% | 318.25
61854 | HID | 910NWNTEKE00EE | RDR, R15, ICLASS, SE E, LF OFF, HF CSTM/DESFIRE CSN ONLY/MIGR, WIEG, TERM, BLK, LED RED, FLSH GRN, BZR ON, OPT TAMP, OPEN COLL, CSN 56-BIT MSB, IPM OFF, EVCS4046 | Ea |  | 1 Year | 335 | 5% | 318.25
61855 | HID | 910NWNTEKE00NG | RDR, R15, ICLASS, SE E, LF OFF, HF MIGR ONLY, WIEG, TERM, BLK, LED RED, FLSH GRN, BZR ON, IPM OFF, HF MIGR PFL EVCS5160_ICE0744, MIFARE 7-BYTE UID CARDS ONLY | Ea |  | 1 Year | 335 | 5% | 318.25
61856 | HID | 910NWNTEKE00U2 | RDR, R15, ICLASS, LF OFF, HF STD/SIO/SEOS/MIGR, WIEG, TERM, BLK, STD-1, LED OFF, FLSH OFF, BZR ON, OPT TAMP, OPEN COLL, CSN 32-BIT MSB, HF MIGR PFL EVP00000, IPM OFF | Ea |  | 1 Year | 335 | 5% | 318.25
61857 | HID | 910NWNTEKE00VA | RDR, R15, ICLASS, SE E, LF OFF, HF STD/SIO/SEOS/MIGR, WIEG, TERM, BLK, LED OFF, FLSH OFF, BZR ON, OPT TAMP, OPEN COLL, CSN 32-BIT MSB, HF MIGR PFL EVP00000, IPM OFF | Ea |  | 1 Year | 335 | 5% | 318.25
61858 | HID | 910NWNTEKE042A | RDR, R15, ICLASS, SE E, LF OFF, HF SIO/SEOS/MIGR, WIEG, TERM, BLK, LED RED, FSH GRN, BRZ ON, IPM OFF, MIGR PFL EVC01210 | Ea |  | 1 Year | 335 | 5% | 318.25
61859 | HID | 910NWNTEKE044Y | RDR, R15, ICLASS, SE E, LF OFF, HF STD/SIO/SEOS/MIGR, WIEG, TERM, BLK, ELITE, HF MIGR PFL EVCF0114, CSTM HID MIFARE, IPM OFF, ADOBE | Ea |  | 1 Year | 335 | 5% | 318.25
61860 | HID | 910NWNTEKE050J | RDR, R15, ICLASS, SE E, LF OFF, HF SIO/SEOS/MIGR, WIEG, TERM, BLK, LED RED, FSH OFF, BRZ ON, IPM OFF, MIGR PFL EVCS5164 | Ea |  | 1 Year | 335 | 5% | 318.25
61861 | HID | 910NWNTEKE054T | RDR, R15, ICLASS, SE E, LF OFF, HF SEOS/MIGR, WIEG, TERM, BLK, HF MIGR PFL EVCF0114, CSTM HID MIFARE, IPM OFF, ADOBE | Ea |  | 1 Year | 335 | 5% | 318.25
61862 | HID | 910NWNTEKE05A7 | RDR, R15, ICLASS, SE E, LF OFF, HF STD/SIO/SEOS/MIGR, WIEG, TERM, BLK, LED RED, FLSH OFF, BZR ON, WIEGAND PULSE TIME 100US, IPM OFF, HF MIGR PFL EVCS5164 | Ea |  | 1 Year | 335 | 5% | 318.25
61863 | HID | 910NWPNEKE00KV | RDR, R15, ICLASS, LF OFF, HF STD/SIO/SEOS/MIGR, 485HDX, PIG, BLK, STD-1, A/V OFF, OSDP V2, OPT TAMP, OPEN COLL, CSN 32-BIT MSB, HF MIGR PFL EVP00000, IPM OFF | Ea |  | 1 Year | 370 | 5% | 351.5
61864 | HID | 910NWPNEKE00VE | RDR, R15, ICLASS, SE E, LF OFF, HF STD/SIO/SEOS/MIGR, 485HDX, PIG, BLK, OSDP V2, A/V OFF, OPT TAMP, OPEN COLL, OPT TAMP, CSN 32-BIT MSB, HF MIGR PFL EVP00000, IPM OFF | Ea |  | 1 Year | 370 | 5% | 351.5
61865 | HID | 910NWPTEKE00KV | RDR, R15, ICLASS, LF OFF, HF STD/SIO/SEOS/MIGR, 485HDX, TERM, BLK, STD-1, A/V OFF, OSDP V2, OPT TAMP, OPEN COLL, CSN 32-BIT MSB, HF MIGR PFL EVP00000, IPM OFF | Ea |  | 1 Year | 370 | 5% | 351.5
61866 | HID | 910NWPTEKE00UR | RDR, R15, ICLASS, SE E, LF OFF, HF STD/SIO/SEOS/MIGR, 485HDX, TERM, BLK, A/V OFF, OSDP V2, OPT TAMP, OPEN COLL, OPT TAMP ENBLD, CSN SUPPR, IPM OFF, HF MIGR PFL EVP00000_ICE0318 | Ea |  | 1 Year | 370 | 5% | 351.5
61867 | HID | 910NWPTEKE00VE | RDR, R15, ICLASS, SE E, LF OFF, HF STD/SIO/SEOS/MIGR, 485HDX, TERM, BLK, OSDP V2, A/V OFF, OPT TAMP, OPEN COLL, OPT TAMP, CSN 32-BIT MSB, HF MIGR PFL EVP00000, IPM OFF | Ea |  | 1 Year | 370 | 5% | 351.5
61868 | HID | 910NWPTEKE00WK | RDR, R15, ICLASS, SE E, LF OFF, HF SEOS/MIGR, WIEG, TERM, BLK, LED RED, FLSH GRN, BZR ON, CSN 56-BIT, IPM OFF, HF MIGR PFL EVCS4041_ICE0632, OSDP-READY | Ea |  | 1 Year | 370 | 5% | 351.5
61869 | HID | 910PBNNEK20000 | RDR, RP15, MULTICLASS, SE E, LF STD, HF SEOS/MA, WIEG, PIG, BLK, STD-2. LED RED, FLSH GRN, BZR ON, OPT TAMP, OPEN COLL, I'M ALIVE, VAR OUTPUT PER SIO, IPM OFF, VEL ON, MOBILE READY | Ea |  | 1 Year | 402 | 5% | 381.9
61870 | HID | 910PBNNEKE0000 | RDR, RP15, MULTICLASS, SE E, LF STD, HF SEOS/MA, WIEG, PIG, BLK, STD-2. LED RED, FLSH GRN, BZR ON, OPT TAMP, OPEN COLL, I'M ALIVE, VAR OUTPUT PER SIO, IPM OFF, VEL ON, MOBILE-ENABLED-FMT | Ea |  | 1 Year | 402 | 5% | 381.9
61871 | HID | 910PBNTEK20000 | RDR, RP15, MULTICLASS, SE E, LF STD, HF SEOS/MA, WIEG, TERM, BLK, STD-2, LED RED, FLSH GRN, BZR ON, OPT TAMP, OPEN COLL, I'M ALIVE, VAR OUTPUT PER SIO, IPM OFF, VEL ON, MOBILE READY | Ea |  | 1 Year | 402 | 5% | 381.9
61872 | HID | 910PBNTEKE0000 | RDR, RP15, MULTICLASS, SE E, LF STD, HF SEOS/MA, WIEG, TERM, BLK, STD-2, LED RED, FLSH GRN, BZR ON, OPT TAMP, OPEN COLL, I'M ALIVE, VAR OUTPUT PER SIO, IPM OFF, VEL ON, MOBILE-ENABLED-FMT | Ea |  | 1 Year | 402 | 5% | 381.9
61873 | HID | 910PBPNEKEA0H8 | RDR, RP15, MULTICLASS, SE E, LF FSK, HF SEOS/MA, 485HDX, PIG, BLK, A/V OFF, OSDP V2, OPT TAMP, OPEN COLL, OSDP TAMP ENBLD, CSN SUPPR, IPM OFF, MOBILE-ENABLED-FMT | Ea |  | 1 Year | 402 | 5% | 381.9
61874 | HID | 910PMCNEKEA09H | RDR, RP15, MULTICLASS, SE E, LF STD, HF STD/SIO/SEOS/MA, C&D, PIG, BLK, STD-1, LED RED, FLSH GRN, BZR ON, CSN 32-BIT MSB, IPM OFF, MOBILE-ENABLED-FMT | Ea |  | 1 Year | 402 | 5% | 381.9
61875 | HID | 910PMNNEKEA003 | RDR, RP15, MULTICLASS, SE E, LF STD, HF STD/SIO/SEOS/MA, WIEG, PIG, BLK, LED RED, FLSH GRN, BZR ON, OPT TAMP, OPEN COLL, CSN 32-BIT MSB, EM4102 32-BIT, IPM OFF, MOBILE-ENABLED-FMT | Ea |  | 1 Year | 402 | 5% | 381.9
61876 | HID | 910PMNNEKEA065 | RDR, RP15, MULTICLASS, SE E, LF STD, HF STD/SIO/SEOS/MA, WIEG, PIG, BLK, STD-1, LED OFF, FLSH GRN, BZR ON, CSN 40-BIT MSB, IPM OFF, MOBILE-ENABLED-FMT | Ea |  | 1 Year | 402 | 5% | 381.9
61877 | HID | 910PMNNEKEA069 | RDR, RP15, MULTICLASS, SE E, LF STD, HF STD/SIO/SEOS/MA, WIEG, PIG, BLK, STD-1, LED RED, FLSH GRN, BZR ON, CSN 26-BIT (W/DEFAULT FC), IPM OFF, MOBILE-ENABLED-FMT | Ea |  | 1 Year | 402 | 5% | 381.9
61878 | HID | 910PMNNEKEA06H | RDR, RP15, MULTICLASS, SE E, LF STD, HF STD/SIO/SEOS/MA, WIEG, PIG, BLK, STD-1, LED RED, FLSH GRN, BZR ON, OPT TAMP, OPEN COLL, CSN 32-BIT MSB, IPM OFF, MOBILE-ENABLED-FMT | Ea |  | 1 Year | 402 | 5% | 381.9
61879 | HID | 910PMNNEKEA06J | RDR, RP15, MULTICLASS, SE E, LF STD, HF STD/SIO/SEOS/MA/MIFSPR, WIEG, PIG, BLK, STD-1, LED RED, FLSH GRN, BZR ON, CSN MIF SUPPR, IPM OFF, MOBILE-ENABLED-FMT | Ea |  | 1 Year | 402 | 5% | 381.9
61880 | HID | 910PMNNEKEA06P | RDR, RP15, MULTICLASS, SE E, LF STD, HF STD/SIO/SEOS/MA, WIEG, PIG, BLK, STD-1, LED RED, FLSH GRN, BZR ON, CSN 37-BIT LSB, IPM OFF, MOBILE-ENABLED-FMT | Ea |  | 1 Year | 402 | 5% | 381.9
61881 | HID | 910PMNNEKEA06U | RDR, RP15, MULTICLASS, SE E, LF STD, HF STD/SIO/SEOS/MA, WIEG, PIG, BLK, STD-1, LED RED, FLSH GRN, BZR ON, CSN 34-BIT MSB, IPM OFF, MOBILE-ENABLED-FMT | Ea |  | 1 Year | 402 | 5% | 381.9
61882 | HID | 910PMNNEKEA075 | RDR, RP15, MULTICLASS, SE E, LF STD, HF STD/SIO/SEOS/MA, WIEG, PIG, BLK, STD-1, LED RED, FLSH OFF, BZR ON, CSN 32-BIT MSB, IPM OFF, MOBILE-ENABLED-FMT | Ea |  | 1 Year | 402 | 5% | 381.9
61883 | HID | 910PMNNEKEA07G | RDR, RP15, MULTICLASS, SE E, LF STD, HF STD/SIO/SEOS/MA, WIEG, PIG, BLK, STD-1, LED RED, FLSH GRN, BZR ON, CSN 40-BIT MSB, IPM OFF, MOBILE-ENABLED-FMT | Ea |  | 1 Year | 402 | 5% | 381.9
61884 | HID | 910PMNNEKEA084 | RDR, RP15, MULTICLASS, SE E, LF STD, HF STD/SIO/SEOS/MA, WIEG, PIG, BLK, STD-1, LED RED, FLSH GRN, BZR ON, CSN 32-BIT MSB, EM4102 32-BIT, IPM OFF, MOBILE-ENABLED-FMT | Ea |  | 1 Year | 402 | 5% | 381.9
61885 | HID | 910PMNNEKEA090 | RDR, RP15, MULTICLASS, SE E, LF STD, HF STD/SIO/SEOS/MA, WIEG, PIG, BLK, STD-1, LED OFF, FLSH OFF, BZR OFF, CSN 32-BIT MSB, IPM OFF, MOBILE-ENABLED-FMT | Ea |  | 1 Year | 402 | 5% | 381.9
61886 | HID | 910PMNNEKEA09J | RDR, RP15, MULTICLASS, SE E, LF STD, HF STD/SIO/SEOS/MA, WIEG, PIG, BLK, STD-1, LED OFF, FLSH GRN, BZR ON, CSN 32-BIT MSB, IPM OFF, MOBILE-ENABLED-FMT | Ea |  | 1 Year | 402 | 5% | 381.9
61887 | HID | 910PMNNEKEA09R | RDR, RP15, MULTICLASS, SE E, LF STD, HF STD/SIO/SEOS/MA, WIEG, PIG, BLK, STD-1, LED RED, FLSH OFF, BZR ON, CSN 26-BIT (W/DEFAULT FC), IPM OFF, MOBILE-ENABLED-FMT | Ea |  | 1 Year | 402 | 5% | 381.9
61888 | HID | 910PMNNEKEA09X | RDR, RP15, MULTICLASS, SE E, LF STD, HF STD/SIO/SEOS/MA, WIEG, PIG, BLK, STD-1, LED RED, FLSH GRN, BZR ON, EM4102 32-BIT, MIFARE CSN SUPPR, WIEG, IPM OFF, MOBILE-ENABLED-FMT | Ea |  | 1 Year | 402 | 5% | 381.9
61889 | HID | 910PMNNEKEA0AM | RDR, RP15, MULTICLASS, SE E, LF STD, HF STD/SIO/SEOS/MIFSPR/MA, WIEG, PIG, BLK, LED BLUE, FLSH GRN, BZR ON, OPT TAMP, OPEN COLL, CSN MIF SUPPR, PROX AWID ONLY, IPM OFF, MOBILE-ENABLED-FMT | Ea |  | 1 Year | 402 | 5% | 381.9
61890 | HID | 910PMNNEKEA0CB | RDR, RP15, MULTICLASS, SE E, LF STD, HF STD/SIO/SEOS/MIG/MA, WIEG, PIG, BLK, LED RED, FLSH GRN, BZR ON, OPT TAMP, OPEN COLL, CSN 32-BIT MSB, EM4102 32-BIT, IPM OFF, MOBILE-ENABLED-FMT | Ea |  | 1 Year | 462 | 5% | 438.9
61891 | HID | 910PMNNEKEA0CG | RDR, RP15, MULTICLASS, SE E, LF STD, HF STD/SIO/SEOS/MA, WIEG, PIG, BLK, LED BLUE, FLSH GRN, BZR ON, OPT TAMP, OPEN COLL, CSN 32-BIT MSB, EM4102 32-BIT, IPM OFF, MOBILE-ENABLED-FMT | Ea |  | 1 Year | 402 | 5% | 381.9
61892 | HID | 910PMNNEKEA0CW | RDR, RP15, MULTICLASS, SE E, LF STD, HF SIO/SEOS/MIFSPR/MA/HID MIFARE APP, WIEG, PIG, BLK, LED RED, FLSH GRN, BZR ON, OPT TAMP, OPEN COLL, CSN MIF SUPPR, EM4102 32-BIT, IPM OFF, MOBILE-ENABLED-FMT | Ea |  | 1 Year | 402 | 5% | 381.9
61893 | HID | 910PMNNEKEA0DT | RDR, RP15, MULTICLASS, SE E, LF STD, HF STD/SIO/SEOS/MA, PIG, BLK, WIEG, LED RED, FLSH GRN, BZR ON, CSN 34-BIT MSB, EM4102 34-BIT, IPM OFF, MOBILE-ENABLED-FMT | Ea |  | 1 Year | 402 | 5% | 381.9
61894 | HID | 910PMNNEKEA100 | RDR, RP15, MULTICLASS, SE E, LF STD, HF STD/SIO/SEOS/MA, WIEG, PIG, BLK, STD-1, LED OFF, FLSH OFF, BZR ON, CSN 34-BIT MSB, EM4102 34-BIT, IPM OFF, MOBILE-ENABLED-FMT | Ea |  | 1 Year | 402 | 5% | 381.9
61895 | HID | 910PMNNEKEA109 | RDR, RP15, MULTICLASS, SE E, LF STD, HF STD/SIO/SEOS/MA, WIEG, PIG, BLK, STD-1, LED OFF, FLSH OFF, BZR ON, CSN 26-BIT (W/DEFAULT FC), IPM OFF, MOBILE-ENABLED-FMT | Ea |  | 1 Year | 402 | 5% | 381.9
61896 | HID | 910PMNNEKEA10D | RDR, RP15, MULTICLASS, SE E, LF STD, HF STD/SIO/SEOS/MA, WIEG, PIG, BLK, STD-1, LED RED, FLSH GRN, BZR ON, CSN 56-BIT LSB, IPM OFF, MOBILE-ENABLED-FMT | Ea |  | 1 Year | 402 | 5% | 381.9
61897 | HID | 910PMNNEKEA112 | RDR, RP15, MULTICLASS, SE E, LF STD, HF STD/SIO/SEOS/MA, WIEG, PIG, BLK, STD-1, LED OFF, FLSH GRN, BZR ON, OPT TAMP, OPEN COLL, CSN 32-BIT MSB, IPM OFF, MOBILE-ENABLED-FMT | Ea |  | 1 Year | 402 | 5% | 381.9
61898 | HID | 910PMNNEKEA11C | RDR, RP15, MULTICLASS, SE E, LF STD, HF STD/SIO/SEOS/MA, WIEG, PIG, BLK, STD-1, LED RED, FLSH GRN, BZR ON, OPT TAMP, OPEN COLL, CSN 34-BIT MSB, IPM OFF, MOBILE-ENABLED-FMT | Ea |  | 1 Year | 402 | 5% | 381.9
61899 | HID | 910PMNNEKEA11H | RDR, RP15, MULTICLASS, SE E, LF STD, HF STD/SIO/SEOS/MA, WIEG, PIG, BLK, STD-1, LED RED, FLSH GRN, BZR ON, EM4102 42-BIT WIEG, PAR MOD, MIFARE CSN SUPPR, IPM OFF, MOBILE-ENABLED-FMT | Ea |  | 1 Year | 402 | 5% | 381.9
61900 | HID | 910PMNNEKEA11N | RDR, RP15, MULTICLASS, SE E, LF STD, HF STD/SIO/SEOS/MA, WIEG, PIG, BLK, STD-1, LED RED, FLSH GRN, BZR ON, EM4102 40-BIT(RAW), MIFARE CSN SUPPR, WIEG, IPM OFF, MOBILE-ENABLED-FMT | Ea |  | 1 Year | 402 | 5% | 381.9
61901 | HID | 910PMNNEKEA124 | RDR, RP15, MULTICLASS, SE E, LF STD, HF STD/SIO/SEOS/MA, WIEG, PIG, BLK, STD-1, LED OFF, FLSH OFF, BZR OFF, CSN 34-BIT MSB, IPM OFF, MOBILE-ENABLED-FMT | Ea |  | 1 Year | 402 | 5% | 381.9
61902 | HID | 910PMNNEKEA129 | RDR, RP15, MULTICLASS, SE E, LF STD, HF STD/SIO/SEOS/MA/MIGR, WIEG, PIG, BLK, HF MIGR PFL EVP00000, IPM OFF, MOBILE-ENABLED-FMT | Ea |  | 1 Year | 462 | 5% | 438.9
61903 | HID | 910PMNNEKEA12U | RDR, RP15, MULTICLASS, SE E, LF STD, HF STD/SIO/SEOS/MA, WIEG, PIG, BLK, STD-1, LED RED, FLSH GRN, BZR ON, CSN 26-BIT (W/DEFAULT FC), EM4102 26-BIT, IPM OFF, MOBILE-ENABLED-FMT | Ea |  | 1 Year | 402 | 5% | 381.9
61904 | HID | 910PMNNEKEA132 | RDR, RP15, MULTICLASS, SE E, LF STD, HF STD/SIO/SEOS/MA, WIEG, PIG, BLK, STD-1, LED MAGENTA, FLSH GRN, BZR ON, OPT TAMP, OPEN COLL, CSN 32-BIT MSB, IPM OFF, MOBILE-ENABLED-FMT | Ea |  | 1 Year | 402 | 5% | 381.9
61905 | HID | 910PMNNEKEA139 | RDR, RP15, MULTICLASS, SE E, LF STD, HF STD/SIO/SEOS/MA, WIEG, PIG, BLK, STD-1, LED RED, FLSH GRN, BZR ON, OPT TAMP, OPEN COLL, CSN 32-BIT MSB, IPM OFF, MOBILE-ENABLED-FMT | Ea |  | 1 Year | 402 | 5% | 381.9
61906 | HID | 910PMNNEKEA13Q | RDR, RP15, MULTICLASS, SE E, CSTM, LF STD, HF STD/SIO/SEOS/MA, WIEG, PIG, BLK, STD-1, LED RED, FLSH GRN, BZR OFF, OPT TAMP, OPEN COLL, CSN 32-BIT MSB, EM4102 32-BIT, CSTM WIEG TIMING, IPM OFF, GROSVENOR, MOBILE-ENABLED-FMT | Ea |  | 1 Year | 402 | 5% | 381.9
61907 | HID | 910PMNNEKEA13X | RDR, RP15, MULTICLASS, SE E, LF STD, HF STD/SIO/SEOS/MA, WIEG, PIG, BLK, STD-1, LED RED, FLSH GRN, BZR ON, OPT TAMP, OPEN COLL, CSN 32-BIT MSB, EM4102 40-BIT, PROX PRIORITY, IPM OFF, MOBILE-ENABLED-FMT | Ea |  | 1 Year | 402 | 5% | 381.9
61908 | HID | 910PMNNEKEA14B | RDR, RP15, MULTICLASS, SE E, LF STD, HF STD/SIO/SEOS/MA, WIEG, PIG, BLK, STD-1, LED BLUE, FLSH GRN, BZR ON, CSN 32 BIT MSB, IPM OFF, TAMPER OC,, MOBILE-ENABLED-FMT | Ea |  | 1 Year | 402 | 5% | 381.9
61909 | HID | 910PMNNEKEA14D | RDR, RP15, MULTICLASS, SE REV E, LF STD, HF STD/MA, WIEGAND, PIG, BLK, STD 1 SECURITY, LED RED, FLASH GRN, BZR ON, IPM OFF, 32 BIT, MOBILE-ENABLED-FMT | Ea |  | 1 Year | 402 | 5% | 381.9
61910 | HID | 910PMNNEKEA153 | RDR, RP15, MULTICLASS, SE E, LF STD, HF STD/SIO/SEOS/MA, WIEG, PIG, BLK, STD-1, LED OFF, FLSH OFF, BZR ON, OPT TAMP, OPEN COLL, CSN 37-BIT LSB, IPM OFF, MOBILE-ENABLED-FMT | Ea |  | 1 Year | 402 | 5% | 381.9
61911 | HID | 910PMNNEKEA15E | RDR, RP15, MULTICLASS, SE E, LF STD, HF STD/SIO/SEOS/MA, WIEG, PIG, BLK, STD-1, LED RED, FLSH GRN, BZR ON, OPT TAMP, OPEN COLL, CSN 32-BIT MSB, EM4102 32-BIT, IPM OFF, MOBILE-ENABLED-FMT | Ea |  | 1 Year | 402 | 5% | 381.9
61912 | HID | 910PMNNEKEA15J | RDR, RP15, MULTICLASS, SE E, LF STD, HF STD/SIO/SEOS/MA/MIFSPR, WIEG, PIG, BLK, STD-1, LED RED, FLSH OFF, BZR ON, OPT TAMP, OPEN COLL, CSN MIF SUPPR, FSK PROX READ ONLY, PROX PRIORITY, IPM OFF, MOBILE-ENABLED-FMT | Ea |  | 1 Year | 402 | 5% | 381.9
61913 | HID | 910PMNNEKEA15R | RDR, RP15, MULTICLASS, SE E, LF STD, HF STD/SIO/SEOS/MA, WIEG, PIG, BLK, STD-1, LED RED, FLSH GRN, BZR ON, OPT TAMP, OPEN COLL, CSN 32-BIT MSB, FSK PROX READ ONLY, PROX PRIORITY 500MS, IPM OFF, MOBILE-ENABLED-FMT | Ea |  | 1 Year | 402 | 5% | 381.9
61914 | HID | 910PMNNEKEA160 | RDR, RP15, MULTICLASS, SE E, LF STD, HF STD/SIO/SEOS/MA, WIEG, PIG, BLK, STD-1, LED RED, FLSH GRN, BZR ON, OPT TAMP, OPEN COLL, CSN 32-BIT MSB, PROX FSK ONLY, IPM OFF, APB INDICATOR DISABLED, EXXON MOBILE, MOBILE-ENABLED-FMT | Ea |  | 1 Year | 402 | 5% | 381.9
61915 | HID | 910PMNNEKMA003 | RDR, RP15, MULTICLASS, SE E, LF STD, HF STD/SIO/SEOS/MA, WIEG, PIG, BLK, LED RED, FLSH GRN, BZR ON, OPT TAMP, OPEN COLL, CSN 32-BIT MSB, EM4102 32-BIT, IPM OFF, MOBILE-READY | Ea |  | 1 Year | 402 | 5% | 381.9
61916 | HID | 910PMNNEKMA003-110315 | RDR, RP15, MULTICLASS, SE E, LF STD, HF STD/SIO/SEOS/MA, WIEG, PIG, BLK, LED RED, FLSH GRN, BZR ON, OPT TAMP, OPEN COLL, CSN 32-BIT MSB, EM4102 32-BIT, IPM OFF, MOBILE-READY, TOP BOX LABEL, UPC: 639399020759 | Ea |  | 1 Year | 402 | 5% | 381.9
61917 | HID | 910PMNNEKMA00H | RDR, RP15, MULTICLASS, SE E, LF STD, HF LEG/SIO/SEOS/MA, WIEG, LED RED, FLSH GRN, BZR ON, OPT TAMP, OPEN COLL, CSN 32-BIT LSB, EM4102 32-BIT, IPM OFF, STD/MOB0034 KEYS, MOBILE ENABLED | Ea |  | 1 Year | 402 | 5% | 381.9
61918 | HID | 910PMNNEKMA00W | RDR, RP15, MULTICLASS, SE E, LF FSK, HF SIO/SEOS/MA, WIEG, PIG, BLK, LED BLUE, FLSH GRN, BZR ON, OPT TAMP, OPEN COLL, CSN SURPPRESSED, IPM OFF, MOBILE-READY | Ea |  | 1 Year | 402 | 5% | 381.9
61919 | HID | 910PMNNEKMA01Y | RDR, RP15, MULTICLASS, SE E, LF STD, HF LEG/SIO/SEOS/MA, WIEG, LED RED, FLSH GRN, BZR ON, OPT TAMP, OPEN COLL, CSN 32-BIT MSB, IPM OFF,STD/MOB0023 KEYS, MOBILE-ENABLED | Ea |  | 1 Year | 402 | 5% | 381.9
61920 | HID | 910PMNNEKMA024 | RDR, RP15, MULTICLASS, SE E, LF STD, HF LEG/SIO/SEOS/MA, WIEG, LED BLUE, FLSH GRN, BZR ON, OPT TAMP, OPEN COLL, CSN 32-BIT MSB, IPM OFF, DEMO STD STD/ICE0235/MOB0001/MOB0022 KEYS MOBILE ENABLED, TAP/TWIST N GO ENABLED | Ea |  | 1 Year | 402 | 5% | 381.9
61921 | HID | 910PMNNEKMA024-MAD | RDR, RP15, MULTICLASS, SE E, LF STD, HF LEG/SIO/SEOS/MA, WIEG, PIG, BLK, LED BLUE, FLSH GRN, BZR ON, OPT TAMP, OPEN COLL, CSN 32-BIT MSB, IPM OFF, DEMO STD/ICE0235/MOB0001 KEYS, MOBILE-ENABLED, WITH MOBILE ADMIN CARD, TAP/TWIST N GO ENBL | Ea |  | 1 Year | 422 | 5% | 400.9
61922 | HID | 910PMNNEKMA0AA | RDR, RP15, MULTICLASS, SE E, LF STD, HF STD/SIO/SEOS/MA/MIFSPR, WIEG, PIG, BLK, LED BLUE, FLSH GRN, BZR ON, OPT TAMP, OPEN COLL, CSN MIF SUPPR, PROX FSK ONLY, IPM OFF, MOBILE-READY | Ea |  | 1 Year | 402 | 5% | 381.9
61923 | HID | 910PMNNEKMA0CB | RDR, RP15, MULTICLASS, SE E, LF STD, HF STD/SIO/SEOS/MIG/MA, WIEG, PIG, BLK, LED RED, FLSH GRN, BZR ON, OPT TAMP, OPEN COLL, CSN 32-BIT MSB, EM4102 32-BIT, IPM OFF, MOBILE READY | Ea |  | 1 Year | 462 | 5% | 438.9
61924 | HID | 910PMNNEKMA0CG | RDR, RP15, MULTICLASS, SE E, LF STD, HF STD/SIO/SEOS/MA, WIEG, PIG, BLK, LED BLUE, FLSH GRN, BZR ON, OPT TAMP, OPEN COLL, CSN 32-BIT MSB, EM4102 32-BIT, IPM OFF, MOBILE-READY | Ea |  | 1 Year | 402 | 5% | 381.9
61925 | HID | 910PMNNEKMA0EM | RDR, RP15, MULTICLASS, SE E, LF STD, HF STD/SIO/SEOS/MA, WIEG, LED RED, FLSH GRN, BZR ON, OPT TAMP, OPEN COLL, CSN 32-BIT MSB, EM4102 32-BIT, IPM OFF, MOB0103 KEYS, MOBILE-ENABLED | Ea |  | 1 Year | 402 | 5% | 381.9
61926 | HID | 910PMNNEKMA0G5 | RDR, RP15, MULTICLASS, SE E, LF STD, HF STD/SIO/SEOS/MA, WIEG, PIG, BLK, LED RED, FLSH GRN, BZR OFF, OPT TAMP, OPEN COLL, CSN 32-BIT MSB, CSTM WIEG TIMING, IPM OFF, MOBILE-READY, GROSVENOR | Ea |  | 1 Year | 402 | 5% | 381.9
61927 | HID | 910PMNNEKMA0H2 | RDR, RP15, ICLASS, SE E, LF STD, HF STD/SIO/SEOS/MIGR/MA, WIEG, PIG, BLK, LED OFF, FLSH OFF, BZR ON, OPT TAMP, OPEN COLL, CSN 32-BIT MSB, EM4102 32-BIT, HF MIGR PFL EVP00000, IPM OFF, MOBILE-READY | Ea |  | 1 Year | 462 | 5% | 438.9
61928 | HID | 910PMNTEKEA003 | RDR, RP15, MULTICLASS, SE E, LF STD, HF STD/SIO/SEOS/MA, WIEG, TERM, BLK, LED RED, FLSH GRN, BZR ON, OPT TAMP, OPEN COLL, CSN 32-BIT MSB, EM4102 32-BIT, IPM OFF, MOBILE-ENABLED-FMT | Ea |  | 1 Year | 402 | 5% | 381.9
61929 | HID | 910PMNTEKEA0AM | RDR, RP15, MULTICLASS, SE E, LF STD, HF STD/SIO/SEOS/MIFSPR/MA, WIEG, TERM, BLK, LED BLUE, FLSH GRN, BZR ON, OPT TAMP, OPEN COLL, CSN MIF SUPPR, PROX AWID ONLY, IPM OFF, MOBILE-ENABLED-FMT | Ea |  | 1 Year | 402 | 5% | 381.9
61930 | HID | 910PMNTEKEA0CB | RDR, RP15, MULTICLASS, SE E, LF STD, HF STD/SIO/SEOS/MIG/MA, WIEG, TERM, BLK, LED RED, FLSH GRN, BZR ON, OPT TAMP, OPEN COLL, CSN 32-BIT MSB, EM4102 32-BIT, IPM OFF, MOBILE-ENABLED-FMT | Ea |  | 1 Year | 462 | 5% | 438.9
61931 | HID | 910PMNTEKEA0CG | RDR, RP15, MULTICLASS, SE E, LF STD, HF STD/SIO/SEOS/MA, WIEG, TERM, BLK, LED BLUE, FLSH GRN, BZR ON, OPT TAMP, OPEN COLL, CSN 32-BIT MSB, EM4102 32-BIT, IPM OFF, MOBILE-ENABLED-FMT | Ea |  | 1 Year | 402 | 5% | 381.9
61932 | HID | 910PMNTEKEA0DT | RDR, RP15, MULTICLASS, SE E, LF STD, HF STD/SIO/SEOS/MA, WIEG, TERM, BLK, LED RED, FLSH GRN, BZR ON, CSN 34-BIT MSB, EM4102 34-BIT, IPM OFF, MOBILE-ENABLED-FMT | Ea |  | 1 Year | 402 | 5% | 381.9
61933 | HID | 910PMNTEKEA129 | RDR, RP15, MULTICLASS, SE E, LF STD, HF STD/SIO/SEOS/MA/MIGR, WIEG, TERM, BLK, HF MIGR PFL EVP00000, IPM OFF, MOBILE-ENABLED-FMT | Ea |  | 1 Year | 462 | 5% | 438.9
61934 | HID | 910PMNTEKEA13Q | RDR, RP15, MULTICLASS, SE E, LF STD, HF STD/SIO/SEOS/MA, WIEG, TERM, BLK, STD-1, LED RED, FLSH GRN, BZR OFF, OPT TAMP, OPEN COLL, CSN 32-BIT MSB, EM4102 32 BIT IPM OFF,, MOBILE-ENABLED-FMT | Ea |  | 1 Year | 402 | 5% | 381.9
61935 | HID | 910PMNTEKMA003 | RDR, RP15, MULTICLASS, SE E, LF STD, HF STD/SIO/SEOS/MA, WIEG, TERM, BLK, LED RED, FLSH GRN, BZR ON, OPT TAMP, OPEN COLL, CSN 32-BIT MSB, EM4102 32-BIT, IPM OFF, MOBILE-READY | Ea |  | 1 Year | 402 | 5% | 381.9
61936 | HID | 910PMNTEKMA01B | RDR, RP15, MULTICLASS, SE E, LF STD, HF STD/SIO/SEOS/MA, WIEG, LED RED, FLSH GRN, BZR ON, OPT TAMP, OPEN COLL, CSN 32-BIT LSB, EM4102 32-BIT, IPM OFF, STD/MOB0006 KEYS, MOBILE-ENABLED | Ea |  | 1 Year | 402 | 5% | 381.9
61937 | HID | 910PMNTEKMA024 | RDR, RP15, MULTICLASS, SE E, LF STD, HF LEG/SIO/SEOS/MA, WIEG, LED BLUE, FLSH GRN, BZR ON, OPT TAMP, OPEN COLL, CSN 32-BIT MSB, IPM OFF, DEMO STD/ICE0235/MOB0001/MOB0022 KEYS MOBILE ENABLED, TAP/TWIST N GO ENABLED | Ea |  | 1 Year | 402 | 5% | 381.9
61938 | HID | 910PMNTEKMA024-MAD | RDR, RP15, MULTICLASS, SE E, LF STD, HF LEG/SIO/SEOS/MA, WIEG, TERM, BLK, LED BLUE, FLSH GRN, BZR ON, OPT TAMP, OPEN COLL, CSN 32-BIT MSB, IPM OFF, DEMO STD/ICE0235/MOB0001 KEYS, MOBILE-ENABLED, WITH MOBILE ADMIN CARD, TAP/TWIST N GO ENBL | Ea |  | 1 Year | 422 | 5% | 400.9
61939 | HID | 910PMNTEKMA026 | RDR, RP15, MULTICLASS, SE E, LF STD, HF SEOS/MA, WIEG, LED RED, FLSH GRN, BZR ON, CSN 32-BIT MSB, IPM OFF, STD/ICE0431/MOB0019 KEYS, MOBILE READY | Ea |  | 1 Year | 402 | 5% | 381.9
61940 | HID | 910PMNTEKMA07W | RDR, RP15, MULTICLASS, SE E, LF STD, HF STD/SIO/SEOS/MIFSPR/MIG/MA, WIEG, LED RED, FLSH GRN, BZR ON, CSN SUPPR, EM4102 32-BIT, HF MIGR PFL EVP00000, IPM OFF, MOBILE-READY | Ea |  | 1 Year | 402 | 5% | 381.9
61941 | HID | 910PMNTEKMA0AA | RDR, RP15, MULTICLASS, SE E, LF STD, HF STD/SIO/SEOS/MA/MIFSPR, WIEG, TERM, BLK, LED BLUE, FLSH GRN, BZR ON, OPT TAMP, OPEN COLL, CSN MIF SUPPR, PROX FSK ONLY, IPM OFF, MOBILE-READY | Ea |  | 1 Year | 402 | 5% | 381.9
61942 | HID | 910PMNTEKMA0CB | RDR, RP15, MULTICLASS, SE E, LF STD, HF STD/SIO/SEOS/MIG/MA, WIEG, TERM, BLK, LED RED, FLSH GRN, BZR ON, OPT TAMP, OPEN COLL, CSN 32-BIT MSB, EM4102 32-BIT, IPM OFF, MOBILE READY | Ea |  | 1 Year | 462 | 5% | 438.9
61943 | HID | 910PMNTEKMA0G5 | RDR, RP15, MULTICLASS, SE E, LF STD, HF STD/SIO/SEOS/MA, WIEG, TERM, BLK, LED RED, FLSH GRN, BZR OFF, OPT TAMP, OPEN COLL, CSN 32-BIT MSB, CSTM WIEG TIMING, IPM OFF, MOBILE-READY, GROSVENOR | Ea |  | 1 Year | 402 | 5% | 381.9
61944 | HID | 910PMNTEKMA0H2 | RDR, RP15, ICLASS, SE E, LF STD, HF STD/SIO/SEOS/MIGR/MA, WIEG, TERM, BLK, LED OFF, FLSH OFF, BZR ON, OPT TAMP, OPEN COLL, CSN 32-BIT MSB, EM4102 32-BIT, HF MIGR PFL EVP00000, IPM OFF, MOBILE-READY | Ea |  | 1 Year | 462 | 5% | 438.9
61945 | HID | 910PMPNEKEA007 | RDR, RP15, MULTICLASS, SE E, LF STD, HF STD/SIO/SEOS/MA, OSDP, PIG, BLK, A/V OFF, OPT TAMP, OPEN COLL, CSN 32-BIT LSB, EM4102 32-BIT, IPM OFF, MOBILE-ENABLED-FMT | Ea |  | 1 Year | 402 | 5% | 381.9
61946 | HID | 910PMPNEKEA00F | RDR, RP15, MULTICLASS, SE E, LF STD, HF STD/SIO/SEOS/MIG/MA,485HDX, PIG, BLK, A/V OFF, OSDP V1, OPT TAMP, OPEN COLL, OSDP TAMP ENBLD, TEST KEY, POLL=75MS, CSN SUPPR, EM4102 32-BIT, HF MIGR PFL EVP00000, IPM OFF, MOBILE-ENABLED-FMT | Ea |  | 1 Year | 402 | 5% | 381.9
61947 | HID | 910PMPNEKEA0DN | RDR, RP15, MULTICLASS, SE E, LF STD, HF STD/SIO/SEOS/MIG/MA,485HDX, PIG, BLK, A/V OFF, OSDP V1, OPT TAMP, OPEN COLL, OSDP TAMP ENBLD, TEST KEY, POLL=75MS, CSN 32-BIT MSB, EM4102 32-BIT, HF MIGR PFL EVP00000, IPM OFF, MOBILE-ENABLED-FMT | Ea |  | 1 Year | 462 | 5% | 438.9
61948 | HID | 910PMPNEKEA0GC | RDR, RP15, MULTICLASS, SE E, LF FSK, HF STD/SIO/SEOS/MA, 485HDX, PIG, BLK, A/V OFF, OSDP V2, OPT TAMP, OPEN COLL, OSDP TAMP ENBLD, TEST KEY, CSN 32-BIT MSB, IPM OFF, MOBILE-ENABLED-FMT | Ea |  | 1 Year | 402 | 5% | 381.9
61949 | HID | 910PMPNEKEA135 | RDR, RP15, MULTICLASS, SE E, LF STD, HF STD/SIO/SEOS/MA, 485HDX, PIG, BLK, STD-1, A/V OFF, OSDP V1, OPN COL, OSDP TAMP ENBLD, TEST KEY, POLL=75MS, CSN 32-BIT MSB, EM4102 32-BIT, IPM OFF, UART OFF, WIEG OFF, MOBILE-ENABLED-FMT | Ea |  | 1 Year | 402 | 5% | 381.9
61950 | HID | 910PMPNEKMA007 | RDR, RP15, MULTICLASS, SE E, LF STD, HF STD/SIO/SEOS/MA, OSDP, PIG, BLK, A/V OFF, OPT TAMP, OPEN COLL, CSN 32-BIT MSB, EM4102 32-BIT, IPM OFF, MOBILE-READY | Ea |  | 1 Year | 402 | 5% | 381.9
61951 | HID | 910PMPNEKMA00F | RDR, RP15, MULTICLASS, SE E, LF STD, HF STD/SIO/SEOS/MIG/MA,485HDX, PIG, BLK, A/V OFF, OSDP V1, OPT TAMP, OPEN COLL, OSDP TAMP ENBLD, TEST KEY, POLL=75MS, CSN SUPPR, EM4102 32-BIT, HF MIGR PFL EVP00000, IPM OFF, MOBILE-READY | Ea |  | 1 Year | 402 | 5% | 381.9
61952 | HID | 910PMPNEKMA0BQ | RDR, RP15, MULTICLASS, SE E, LF STD, HF STD/SIO/SEOS/MA, 485HDX, PIG, BLK, A/V OFF, OSDP V2, OPT TAMP, OPEN COLL, OSDP TAMP ENBLD, TEST KEY, POLL=50MS, CSN 32-BIT MSB, EM4102 32-BIT, IPM OFF, MOBILE-READY | Ea |  | 1 Year | 402 | 5% | 381.9
61953 | HID | 910PMPNEKMA0H6 | RDR, RP15, ICLASS, SE E, LF STD, HF STD/SIO/SEOS/MIGR/MA, 485HDX, PIG, BLK, OSDP V2, A/V OFF, OPT TAMP, OPEN COLL, OPT TAMP, CSN 32-BIT MSB, EM4102 32-BIT, HF MIGR PFL EVP00000, IPM OFF, MOBILE-READY | Ea |  | 1 Year | 462 | 5% | 438.9
61954 | HID | 910PMPNEKMA-MASTER | RDR, RP15, MULTICLASS, SE E, LF STD, HF STD/SIO/SEOS/MA, 485HDX, PIG, BLK, XXXX | Ea |  | 1 Year | 402 | 5% | 381.9
61955 | HID | 910PMPTEKEA007 | RDR, RP15, MULTICLASS, SE E, LF STD, HF STD/SIO/SEOS/MA, OSDP, TERM, BLK, A/V OFF, OPT TAMP, OPEN COLL, CSN 32-BIT LSB, EM4102 32-BIT, IPM OFF, MOBILE-ENABLED-FMT | Ea |  | 1 Year | 402 | 5% | 381.9
61956 | HID | 910PMPTEKEA00F | RDR, RP15, MULTICLASS, SE E, LF STD, HF STD/SIO/SEOS/MIG/MA, 485HDX, TERM, BLK, A/V OFF, OSDP V1, OPT TAMP, OPEN COLL, OSDP TAMP ENBLD, TEST KEY, POLL=75MS, CSN SUPPR, EM4102 32-BIT, HF MIGR PFL EVP00000, IPM OFF, MOBILE-ENABLED-FMT | Ea |  | 1 Year | 402 | 5% | 381.9
61957 | HID | 910PMPTEKEA0DN | RDR, RP15, MULTICLASS, SE E, LF STD, HF STD/SIO/SEOS/MIG/MA, 485HDX, TERM, BLK, A/V OFF, OSDP V1, OPT TAMP, OPEN COLL, OSDP TAMP ENBLD, TEST KEY, POLL=75MS, CSN 32-BIT MSB, EM4102 32-BIT, HF MIGR PFL EVP00000, IPM OFF, MOBILE-ENABLED-FMT | Ea |  | 1 Year | 462 | 5% | 438.9
61958 | HID | 910PMPTEKMA007 | RDR, RP15, MULTICLASS, SE E, LF STD, HF STD/SIO/SEOS/MA, OSDP, TERM, BLK, A/V OFF, OSDP V1, OPT TAMP, OPEN COLL, OSDP TAMP ENBLD, TEST KEY, POLL=75MS, CSN 32-BIT MSB, EM4102 32-BIT, IPM OFF, UART OFF, WIEG OFF, NO CST SPC KEYS, MOBILE-READY | Ea |  | 1 Year | 402 | 5% | 381.9
61959 | HID | 910PMPTEKMA00F | RDR, RP15, MULTICLASS, SE E, LF STD, HF STD/SIO/SEOS/MIG/MA, 485HDX, TERM, BLK, A/V OFF, OSDP V1, OPT TAMP, OPEN COLL, OSDP TAMP ENBLD, TEST KEY, POLL=75MS, CSN SUPPR, EM4102 32-BIT, HF MIGR PFL EVP00000, IPM OFF, MOBILE-READY | Ea |  | 1 Year | 402 | 5% | 381.9
61960 | HID | 910PMPTEKMA0EH | RDR, RP15, MULTICLASS, SE E, LF STD, HF STD/SIO/SEOS/MA, 485HDX, TERM, BLK, A/V OFF, OSDP V1, OPT TAMP, OPEN COLL, OSDP TAMP ENBLD, TEST KEY, POLL=75MS, CSN 56-BIT MSB, EM4102 40-BIT, IPM OFF, UART OFF, WIEG OFF, MOBILE-READY | Ea |  | 1 Year | 402 | 5% | 381.9
61961 | HID | 910PMPTEKMA0H6 | RDR, RP15, ICLASS, SE E, LF STD, HF STD/SIO/SEOS/MIGR/MA, 485HDX, TERM, BLK, OSDP V2, A/V OFF, OPT TAMP, OPEN COLL, OPT TAMP, CSN 32-BIT MSB, EM4102 32-BIT, HF MIGR PFL EVP00000, IPM OFF, MOBILE-READY | Ea |  | 1 Year | 462 | 5% | 438.9
61962 | HID | 910PMPTEKMA-MASTER | RDR, RP15, MULTICLASS, SE E, LF STD, HF STD/SIO/SEOS/MA, 485HDX, TERM, BLK, XXXX | Ea |  | 1 Year | 402 | 5% | 381.9
61963 | HID | 910PNNNEK2004N | RDR, RP15, MULTICLASS, SE E, LF FSK, HF SIO/SEOS, WIEG, PIG, BLK, STD-2, LED RED, FLSH GRN, BZR ON, OPT TAMP, OPEN COLL, CSN SURPPRESSED, IPM OFF | Ea |  | 1 Year | 317 | 5% | 301.15
61964 | HID | 910PNNNEK2037Q | RDR, RP15, MULTICLASS, SE E, LF STD, HF SIO/SEOS, WIEG, PIG, BLK, STD-2, LED RED, FLSH GRN, BZR ON, VAR BIT OUTPUT PER SIO, IPM OFF | Ea |  | 1 Year | 317 | 5% | 301.15
61965 | HID | 910PNNNEK20398 | RDR, RP15, MULTICLASS, SE E, LF STD, HF SIO/SEOS, WIEG, PIG, BLK, STD-2, LED RED, FLSH GRN, BZR ON, OPT TAMP, OPEN COLL, IPM ON (30MIN) | Ea |  | 1 Year | 317 | 5% | 301.15
61966 | HID | 910PNNNEK20399 | RDR, RP15, MULTICLASS, SE E, LF STD, HF SIO/SEOS, WIEG, PIG, BLK, STD-2, LED RED, FLSH GRN, BZR OFF, OPT TAMP, OPEN COLL, IPM OFF | Ea |  | 1 Year | 317 | 5% | 301.15
61967 | HID | 910PNNNEK2059P | RDR, RP15, MULTICLASS, SE E, LF STD, HF SIO/SEOS, WIEG, PIG, BLK, STD-2, LED RED, FLSH GRN, BZR ON, OPT TAMP, OPEN COLL, CSN 32-BIT MSB, IPM OFF, APB DISABLED | Ea |  | 1 Year | 317 | 5% | 301.15
61968 | HID | 910PNNNEKE037Q | RDR, RP15, MULTICLASS, SE E, LF STD, HF SIO/SEOS, WIEG, PIG, BLK, ELITE KEYS, LED RED, FLSH GRN, BZR ON, VAR BIT OUTPUT PER SIO, IPM OFF | Ea |  | 1 Year | 317 | 5% | 301.15
61969 | HID | 910PNNNEKE038L | RDR, RP15, MULTICLASS, SE E, LF STD, HF SIO, CUSTOM SETTINGS, CUST PRIORITY, WIEG, PIG, BLK, ELITE KEYS, LED RED, FLSH GRN, BZR ON, OPT TAMP, OPEN COLL, IPM OFF | Ea |  | 1 Year | 317 | 5% | 301.15
61970 | HID | 910PNNNEKE045K | RDR, RP15, MULTICLASS, SE E, LF STD, HF SIO/SEOS/MIFSPR, WIEG, PIG, BLK, ELITE KEYS, LED OFF, FLSH OFF, BZR ON, OPT TAMP, OPEN COLL, CSN MIF SUPPR, EM4102 40-BIT, IPM OFF | Ea |  | 1 Year | 317 | 5% | 301.15
61971 | HID | 910PNNTEK2037Q | RDR, RP15, MULTICLASS, SE E, LF STD, HF SIO/SEOS, WIEG, TERM, BLK, STD-2, LED RED, FLSH GRN, BZR ON, VAR BIT OUTPUT PER SIO, IPM OFF | Ea |  | 1 Year | 317 | 5% | 301.15
61972 | HID | 910PNNTEK2057J | RDR, RP15, MULTICLASS, SE E, LF CSTM, HF CSTM, WIEG, LED AMBER, FLSH GRN, BZR ON, OPT TAMP, OPEN COLL, CSN MIF SUPPR, FSK ONLY, ICLASS SIO AND SEOS ONLY, IPM OFF | Ea |  | 1 Year | 317 | 5% | 301.15
61973 | HID | 910PNNTEKE037Q | RDR, RP15, MULTICLASS, SE E, LF STD, HF SIO/SEOS, WIEG, TERM, BLK, ELITE KEYS, LED RED, FLSH GRN, BZR ON, VAR BIT OUTPUT PER SIO, IPM OFF | Ea |  | 1 Year | 317 | 5% | 301.15
61974 | HID | 910PNNTEKE045K | RDR, RP15, MULTICLASS, SE E, LF STD, HF SIO/SEOS/MIFSPR, WIEG, TERM, BLK, ELITE KEYS, LED OFF, FLSH OFF, BZR ON, OPT TAMP, OPEN COLL, CSN MIF SUPPR, EM4102 40-BIT, IPM OFF | Ea |  | 1 Year | 317 | 5% | 301.15
61975 | HID | 910PNPNEK2038W | RDR, RP15, MULTICLASS, SE E, LF STD, HF SIO/SEOS, 485HDX, PIG, BLK, STD-2, A/V OFF, OSDP V1, OPEN COLL, OSDP TAMP ENBLD, TEST KEYS, POLL=75MS, EM4102 32-BIT, IPM OFF, UART OFF, WIEG OFF | Ea |  | 1 Year | 352 | 5% | 334.4
61976 | HID | 910PNPNEK2039H | RDR, RP15, MULTICLASS, SE E, LF STD, HF SIO/SEOS, 485HDX, PIG, BLK, STD-2, A/V OFF, OSDP V1, OPN COL, OSDP TAMP ENBLD, TEST KEY, POLL=75MS, VAR BIT OUTPUT PER SIO, EM4102 32-BIT, IPM OFF, UART OFF, WIEG OFF | Ea |  | 1 Year | 352 | 5% | 334.4
61977 | HID | 910PNPNEKE039H | RDR, RP15, MULTICLASS, SE E, LF STD, HF SIO/SEOS, 485HDX, PIG, BLK, ELITE, A/V OFF, OSDP V1, OPN COL, OSDP TAMP ENBLD, TEST KEY, POLL=75MS, VAR BIT OUTPUT PER SIO, EM4102 32-BIT, IPM OFF, UART OFF, WIEG OFF | Ea |  | 1 Year | 352 | 5% | 334.4
61978 | HID | 910PNPTEK2038W | RDR, RP15, MULTICLASS, SE E, LF STD, HF SIO/SEOS, 485HDX, TERM, BLK, STD-2, A/V OFF, OSDP V1, OPEN COLL, OSDP TAMP ENBLD, TEST KEYS, POLL=75MS, EM4102 32-BIT, IPM OFF, UART OFF, WIEG OFF | Ea |  | 1 Year | 352 | 5% | 334.4
61979 | HID | 910PNPTEK2039H | RDR, RP15, MULTICLASS, SE E, LF STD, HF SIO/SEOS, 485HDX, TERM, BLK, STD-2, A/V OFF, OSDP V1, OPN COL, OSDP TAMP ENBLD, TEST KEY, POLL=75MS, VAR BIT OUTPUT PER SIO, EM4102 32-BIT, IPM OFF, UART OFF, WIEG OFF | Ea |  | 1 Year | 352 | 5% | 334.4
61980 | HID | 910PNPTEK2-MASTER | RDR, RP15, MULTICLASS, SE E, LF STD, HF SIO/SEOS, 485HDX, TERM, BLK, STD-2, XXXX | Ea |  | 1 Year | 352 | 5% | 334.4
61981 | HID | 910PNPTEKE039H | RDR, RP15, MULTICLASS, SE E, LF STD, HF SIO/SEOS, 485HDX, TERM, BLK, ELITE, A/V OFF, OSDP V1, OPN COL, OSDP TAMP ENBLD, TEST KEY, POLL=75MS, VAR BIT OUTPUT PER SIO, EM4102 32-BIT, IPM OFF, UART OFF, WIEG OFF | Ea |  | 1 Year | 352 | 5% | 334.4
61982 | HID | 910PRNNEK0002M | RDR, RP15, MULTICLASS, SE E, LF STD, HF STD/SIO/SEOS/TRANS, WIEG, PIG, BLK, STD-1, LED RED, FLSH GRN, BZR ON, OPT TAMP, OPEN COLL, 64-BIT LSB FELICA, IPM OFF | Ea |  | 1 Year | 377 | 5% | 358.15
61983 | HID | 910PRNNEK0003J | RDR, RP15, MULTICLASS, SE E, LF STD, HF STD/SIO/SEOS/TRANS, WIEG, PIG, BLK, STD-1, LED RED, FLSH GRN, BZR ON, OPT TAMP, OPEN COLL, 64-BIT LSB FELICA OR 64-BIT MIFARE, IPM OFF | Ea |  | 1 Year | 377 | 5% | 358.15
61984 | HID | 910PRNNEK00084 | RDR, RP15, MULTICLASS, SE E, LF STD, HF STD/SIO/SEOS/TRANS, WIEG, PIG, BLK, STD-1, LED RED, FLSH GRN, BZR ON, OPT TAMP, OPEN COLL, 64-BIT LSB FELCIA, 64-BIT MSB CEPAS CAN OR MIFARE, IPM OFF | Ea |  | 1 Year | 377 | 5% | 358.15
61985 | HID | 910PRNNEK0009W | RDR, RP15, MULTICLASS, SE E, LF STD, HF STD/SIO/SEOS/TRANS, WIEG, PIG, BLK, STD-1, LED RED, FLSH GRN, BZR ON, OPT TAMP, OPEN COLL, 64-BIT LSB FELICA, 64-BIT MSB CEPAS CSN OR MIFARE, IPM OFF | Ea |  | 1 Year | 377 | 5% | 358.15
61986 | HID | 910PRNNEK000BB | RDR, RP15, MULTICLASS, SE E, LF STD, HF STD/SIO/SEOS/TRANS, WIEG, PIG, BLK, STD-1, LED RED, FLSH GRN, BZR ON, OPT TAMP, OPEN COLL, 26-BIT (EP+8BIT FC=01+16BIT CSN MSB+OP) FELCIA OR CEPAS CAN, IPM OFF | Ea |  | 1 Year | 377 | 5% | 358.15
61987 | HID | 910PRNNEK000BD | RDR, RP15, MULTICLASS, SE E, LF STD, HF STD/SIO/SEOS/TRANS, WIEG, PIG, BLK, STD-1, LED OFF, FLSH GRN, BZR ON, OPT TAMP, OPEN COLL, 26-BIT (EP+8BIT FC=01+16BIT CSN MSB+OP) FELCIA OR CEPAS CAN OR MIFARE, IPM OFF | Ea |  | 1 Year | 377 | 5% | 358.15
61988 | HID | 910PRNNEK0013L | RDR, RP15, MULTICLASS, SE E, LF STD, HF STD/SIO/SEOS/TRANS, WIEG, PIG, BLK, STD-1, LED RED, FLSH GRN, BZR ON, OPT TAMP, OPEN COLL, 26-BIT (EP+24-BIT+OP) FELICA, IPM OFF | Ea |  | 1 Year | 377 | 5% | 358.15
61989 | HID | 910PRNNEK0023A | RDR, RP15, MULTICLASS, SE E, LF STD, HF STD/SIO/SEOS/TRANS, WIEG, PIG, BLK, STD-1, LED RED, FLSH GRN, BZR ON, OPT TAMP, OPEN COLL, 64-BIT LSB FELICA, 64-BIT MSB CEPAS CSN, IPM OFF | Ea |  | 1 Year | 377 | 5% | 358.15
61990 | HID | 910PRNNEK00352 | RDR, RP15, MULTICLASS, SE E, LF STD, HF STD/SIO/SEOS/TRANS, WIEG, PIG, BLK, STD-1, LED RED, FLSH GRN, BZR ON, OPT TAMP, OPEN COLL, 64-BIT LSB FELICA, 64-BIT MSB CEPAS CAN , IPM OFF | Ea |  | 1 Year | 377 | 5% | 358.15
61991 | HID | 910PSNNEK20000 | RDR, RP15, MULTICLASS, SE E, LF STD, HF SEOS, WIEG, PIG, BLK, STD-2, LED RED, FLSH GRN, BZR ON, OPT TAMP, OPEN COLL, I'M ALIVE, VAR OUTPUT PER SIO, IPM OFF, VEL ON | Ea |  | 1 Year | 317 | 5% | 301.15
61992 | HID | 910PSNNEKE0000 | RDR, RP15, MULTICLASS, SE E, LF STD, HF SEOS, WIEG, PIG, BLK, ELITE, LED RED, FLSH GRN, BZR ON, OPT TAMP, OPEN COLL, I'M ALIVE, VAR OUTPUT PER SIO, IPM OFF, VEL ON | Ea |  | 1 Year | 317 | 5% | 301.15
61993 | HID | 910PSNTEK20000 | RDR, RP15, MULTICLASS, SE E, LF STD, HF SEOS, WIEG, TERM, BLK, STD-2, LED RED, FLSH GRN, BZR ON, OPT TAMP, OPEN COLL, I'M ALIVE, VAR OUTPUT PER SIO, IPM OFF, VEL ON | Ea |  | 1 Year | 317 | 5% | 301.15
61994 | HID | 910PSNTEKE0000 | RDR, RP15, MULTICLASS, SE E, LF STD, HF SEOS, WIEG, TERM, BLK, ELITE, LED RED, FLSH GRN, BZR ON, OPT TAMP, OPEN COLL, I'M ALIVE, VAR OUTPUT PER SIO, IPM OFF, VEL ON | Ea |  | 1 Year | 317 | 5% | 301.15
61995 | HID | 910PTCNEK0008A | RDR, RP15, MULTICLASS, SE E, LF STD, HF STD/SIO/SEOS, C&D, PIG, BLK, STD-1, LED RED, FLSH GRN, BZR ON, CSN 32-BIT MSB, IPM OFF | Ea |  | 1 Year | 317 | 5% | 301.15
61996 | HID | 910PTCNEK00162 | RDR, RP15, MULTICLASS, SE E, LF STD, HF STD/SIO/SEOS, C&D, PIG, BLK, STD-1, LED RED, FLSH GRN, BZR ON, EM4102 ABA, 10-DIG BCD, MIFARE CSN SUPPR, IPM OFF | Ea |  | 1 Year | 317 | 5% | 301.15
61997 | HID | 910PTCNEK0027E | RDR, RP15, MULTICLASS, SE E, LF STD, HF STD/SIO/SEOS, C&D, PIG, BLK, STD-1, LED RED, FLSH OFF, BZR OFF, CSN 32-BIT MSB, IPM OFF | Ea |  | 1 Year | 317 | 5% | 301.15
61998 | HID | 910PTNNEK00000 | RDR, RP15, MULTICLASS, SE REV E, STD PROX, STD, WIEGAND, PIG, BLK, STD 1 SECURITY, LED RED, FLASH GRN, BZR ON, IPM OFF, 32 BIT | Ea |  | 1 Year | 317 | 5% | 301.15
61999 | HID | 910PTNNEK0001H | RDR, RP15, MULTICLASS, SE E, LF STD, HF STD/SIO/SEOS, WIEG, PIG, BLK, STD-1, LED OFF, FLSH GRN, BZR ON, CSN 40-BIT MSB, IPM OFF | Ea |  | 1 Year | 317 | 5% | 301.15
62000 | HID | 910PTNNEK0001M | RDR, RP15, MULTICLASS, SE E, LF STD, HF STD/SIO/SEOS, WIEG, PIG, BLK, STD-1, LED OFF, FLSH OFF, BZR ON, CSN 32-BIT MSB, EM4102 32-BIT, IPM OFF | Ea |  | 1 Year | 317 | 5% | 301.15
62001 | HID | 910PTNNEK0001Q | RDR, RP15, MULTICLASS, SE E, LF STD, HF STD/SIO/SEOS, WIEG, PIG, BLK, STD-1, LED RED, FLSH GRN, BZR ON, CSN 26-BIT (W/DEFAULT FC), IPM OFF | Ea |  | 1 Year | 317 | 5% | 301.15
62002 | HID | 910PTNNEK00026 | RDR, RP15, MULTICLASS, SE E, LF STD, HF STD/SIO/SEOS, WIEG, PIG, BLK, STD-1, LED RED, FLSH GRN, BZR ON, OPT TAMP, OPEN COLL, CSN 32-BIT MSB, IPM OFF | Ea |  | 1 Year | 317 | 5% | 301.15
62003 | HID | 910PTNNEK00028 | RDR, RP15, MULTICLASS, SE E, LF STD, HF STD/SIO/SEOS/MIFSPR, WIEG, PIG, BLK, STD-1, LED RED, FLSH GRN, BZR ON, CSN MIF SUPPR, IPM OFF | Ea |  | 1 Year | 317 | 5% | 301.15
62004 | HID | 910PTNNEK0002F | RDR, RP15, MULTICLASS, SE E, LF STD, HF STD/SIO/SEOS, WIEG, PIG, BLK, STD-1, LED RED, FLSH GRN, BZR ON, CSN 37-BIT LSB, IPM OFF | Ea |  | 1 Year | 317 | 5% | 301.15
62005 | HID | 910PTNNEK0002P | RDR, RP15, MULTICLASS, SE E, LF STD, HF STD/SIO/SEOS, WIEG, PIG, BLK, STD-1, LED RED, FLSH GRN, BZR ON, CSN 34-BIT MSB, IPM OFF | Ea |  | 1 Year | 317 | 5% | 301.15
62006 | HID | 910PTNNEK0002V | RDR, RP15, MULTICLASS, SE E, LF STD, HF STD/SIO/SEOS, WIEG, PIG, BLK, STD-1, LED RED, FLSH GRN, BZR ON, CSN 32-BIT LSB, IPM OFF | Ea |  | 1 Year | 317 | 5% | 301.15
62007 | HID | 910PTNNEK00033 | RDR, RP15, MULTICLASS, SE E, LF STD, HF STD/SIO/SEOS, WIEG, PIG, BLK, STD-1, LED RED, FLSH OFF, BZR ON, CSN 32-BIT MSB, IPM OFF | Ea |  | 1 Year | 317 | 5% | 301.15
62008 | HID | 910PTNNEK0003T | RDR, RP15, MULTICLASS, SE E, LF STD, HF STD/SIO/SEOS, WIEG, PIG, BLK, STD-1, LED RED, FLSH GRN, BZR ON, CSN 40-BIT MSB, IPM OFF | Ea |  | 1 Year | 317 | 5% | 301.15
62009 | HID | 910PTNNEK00056 | RDR, RP15, MULTICLASS, SE E, LF STD, HF STD/SIO/SEOS, WIEG, PIG, BLK, STD-1, LED RED, FLSH GRN, BZR ON, CSN 32-BIT MSB, EM4102 32-BIT, IPM OFF | Ea |  | 1 Year | 317 | 5% | 301.15
62010 | HID | 910PTNNEK0005Q | RDR, RP15, MULTICLASS, SE E, LF STD, HF STD/SIO/SEOS, WIEG, PIG, BLK, STD-1, LED RED, FLSH GRN, BZR ON, EM4102 26-BIT, MIFARE CSN SUPPR, WIEG, IPM OFF | Ea |  | 1 Year | 317 | 5% | 301.15
62011 | HID | 910PTNNEK0006C | RDR, RP15, MULTICLASS, SE E, LF STD, HF STD/SIO/SEOS, WIEG, PIG, BLK, STD-1, LED RED, FLSH OFF, BZR OFF, CSN 32-BIT MSB, IPM OFF | Ea |  | 1 Year | 317 | 5% | 301.15
62012 | HID | 910PTNNEK0006G | RDR, RP15, MULTICLASS, SE E, LF STD, HF STD/SIO/SEOS, WIEG, PIG, BLK, STD-1, LED RED, FLSH GRN, BZR ON, OPT TAMP, OPEN COLL, CSN 26-BIT (W/DEFAULT FC), IPM OFF | Ea |  | 1 Year | 317 | 5% | 301.15
62013 | HID | 910PTNNEK0006Y | RDR, RP15, MULTICLASS, SE E, LF STD, HF STD/SIO/SEOS, WIEG, PIG, BLK, STD-1, LED OFF, FLSH OFF, BZR OFF, CSN 32-BIT MSB, IPM OFF | Ea |  | 1 Year | 317 | 5% | 301.15
62014 | HID | 910PTNNEK0007D | RDR, RP15, MULTICLASS, SE E, LF STD, HF STD/SIO/SEOS, WIEG, PIG, BLK, STD-1, LED RED, FLSH GRN, BZR OFF, CSN 32-BIT MSB, IPM OFF | Ea |  | 1 Year | 317 | 5% | 301.15
62015 | HID | 910PTNNEK0008D | RDR, RP15, MULTICLASS, SE E, LF STD, HF STD/SIO/SEOS, WIEG, PIG, BLK, STD-1, LED OFF, FLSH GRN, BZR ON, CSN 32-BIT MSB, IPM OFF | Ea |  | 1 Year | 317 | 5% | 301.15
62016 | HID | 910PTNNEK00096 | RDR, RP15, MULTICLASS, SE E, LF STD, HF STD/SIO/SEOS, WIEG, PIG, BLK, STD-1, LED RED, FLSH OFF, BZR ON, CSN 26-BIT (W/DEFAULT FC), IPM OFF | Ea |  | 1 Year | 317 | 5% | 301.15
62017 | HID | 910PTNNEK0009G | RDR, RP15, MULTICLASS, SE E, LF STD, HF STD/SIO/SEOS, WIEG, PIG, BLK, STD-1, LED RED, FLSH GRN, BZR ON, EM4102 32-BIT, MIFARE CSN SUPPR, WIEG, IPM OFF | Ea |  | 1 Year | 317 | 5% | 301.15
62018 | HID | 910PTNNEK0009R | RDR, RP15, MULTICLASS, SE E, LF STD, HF STD/SIO/SEOS, WIEG, PIG, BLK, STD-1, LED OFF, FLSH OFF, BZR ON, CSN 34-BIT MSB, EM4102 34-BIT, IPM OFF | Ea |  | 1 Year | 317 | 5% | 301.15
62019 | HID | 910PTNNEK000W4 | RDR, RP15, MULTICLASS, SE E, LF STD, HF STD/SIO/SEOS, WIEG, PIG, BLK, STD-1, LED RED, FLSH OFF, BZR ON, OPT TAMP, OPEN COLL, CSN SUPPR, IPM OFF | Ea |  | 1 Year | 317 | 5% | 301.15
62020 | HID | 910PTNNEK0010Y | RDR, RP15, MULTICLASS, SE E, LF STD, HF STD/SIO/SEOS, WIEG, PIG, BLK, STD-1, LED OFF, FLSH OFF, BZR ON, CSN 26-BIT (W/DEFAULT FC), IPM OFF | Ea |  | 1 Year | 317 | 5% | 301.15
62021 | HID | 910PTNNEK0011D | RDR, RP15, MULTICLASS, SE E, LF STD, HF STD/SIO/SEOS, WIEG, PIG, BLK, STD-1, LED RED, FLSH GRN, BZR ON, CSN 56-BIT LSB, IPM OFF | Ea |  | 1 Year | 317 | 5% | 301.15
62022 | HID | 910PTNNEK0014A | RDR, RP15, MULTICLASS, SE E, LF STD, HF STD/SIO/SEOS, WIEG, PIG, BLK, STD-1, LED OFF, FLSH GRN, BZR ON, OPT TAMP, OPEN COLL, CSN 32-BIT MSB, IPM OFF | Ea |  | 1 Year | 317 | 5% | 301.15
62023 | HID | 910PTNNEK00156 | RDR, RP15, MULTICLASS, SE E, LF STD, HF STD/SIO/SEOS, WIEG, PIG, BLK, STD-1, LED RED, FLSH GRN, BZR ON, OPT TAMP, OPEN COLL, CSN 34-BIT MSB, IPM OFF | Ea |  | 1 Year | 317 | 5% | 301.15
62024 | HID | 910PTNNEK0015K | RDR, RP15, MULTICLASS, SE E, LF STD, HF STD/SIO/SEOS, WIEG, PIG, BLK, STD-1, LED OFF, FLSH OFF, BZR OFF, CSN 37-BIT LSB, IPM OFF | Ea |  | 1 Year | 317 | 5% | 301.15
62025 | HID | 910PTNNEK00205 | RDR, RP15, MULTICLASS, SE E, LF STD, HF STD/SIO/SEOS, WIEG, PIG, BLK, STD-1, LED RED, FLSH GRN, BZR ON, EM4102 42-BIT WIEG, PAR MOD, MIFARE CSN SUPPR, IPM OFF | Ea |  | 1 Year | 317 | 5% | 301.15
62026 | HID | 910PTNNEK00218 | RDR, RP15, MULTICLASS, SE E, LF STD, HF STD/SIO/SEOS, WIEG, PIG, BLK, STD-1, LED RED, FLSH GRN, BZR ON, CSN 34-BIT MSB, EM4102 34-BIT, IPM OFF | Ea |  | 1 Year | 317 | 5% | 301.15
62027 | HID | 910PTNNEK00219 | RDR, RP15, MULTICLASS, SE E, LF STD, HF STD/SIO/SEOS, WIEG, PIG, BLK, STD-1, LED RED, FLSH GRN, BZR ON, EM4102, 34-BIT, WIEG, PAR MOD, 34-BIT MIFARE CSN, IPM OFF | Ea |  | 1 Year | 317 | 5% | 301.15
62028 | HID | 910PTNNEK0023P | RDR, RP15, MULTICLASS, SE E, LF STD, HF STD/SIO/SEOS, WIEG, PIG, BLK, STD-1, LED RED, FLSH GRN, BZR ON, EM4102 40-BIT(RAW), MIFARE CSN SUPPR, WIEG, IPM OFF | Ea |  | 1 Year | 317 | 5% | 301.15
62029 | HID | 910PTNNEK0023Q | RDR, RP15, MULTICLASS, SE E, LF STD, HF STD/SIO/SEOS, WIEG, PIG, BLK, STD-1, LED RED, FLSH GRN, BZR ON, EM4102 34-BIT, WIEG, PAR MOD, MIFARE CSN SUPPR, IPM OFF | Ea |  | 1 Year | 317 | 5% | 301.15
62030 | HID | 910PTNNEK0023R | RDR, RP15, MULTICLASS, SE E, LF STD, HF STD/SIO/SEOS, WIEG, PIG, BLK, STD-1, LED RED, FLSH GRN, BZR ON, OPT TAMP, OPEN COLL, CSN 32-BIT MSB, IPM OFF | Ea |  | 1 Year | 317 | 5% | 301.15
62031 | HID | 910PTNNEK0027N | RDR, RP15, MULTICLASS, SE E, LF STD, HF STD/SIO/SEOS, WIEG, PIG, BLK, STD-1, LED OFF, FLSH OFF, BZR OFF, CSN 34-BIT MSB, IPM OFF | Ea |  | 1 Year | 317 | 5% | 301.15
62032 | HID | 910PTNNEK0034R | RDR, RP15, MULTICLASS, SE E, LF STD, HF STD/SIO/SEOS, WIEG, PIG, BLK, STD-1, LED RED, FLSH GRN, BZR ON, CSN 26-BIT (W/DEFAULT FC), EM4102 26-BIT, IPM OFF | Ea |  | 1 Year | 317 | 5% | 301.15
62033 | HID | 910PTNNEK0037V | RDR, RP15, MULTICLASS, SE E, LF STD, HF STD/SIO/SEOS, WIEG, PIG, BLK, STD-1, LED MAGENTA, FLSH GRN, BZR ON, OPT TAMP, OPEN COLL, CSN 32-BIT MSB, IPM OFF | Ea |  | 1 Year | 317 | 5% | 301.15
62034 | HID | 910PTNNEK00401 | RDR, RP15, MULTICLASS, SE E, LF STD, HF STD/SIO/SEOS, WIEG, PIG, BLK, STD-1, LED RED, FLSH GRN, BZR ON, OPT TAMP, OPEN COLL, CSN 34-BIT MSB, IPM OFF | Ea |  | 1 Year | 317 | 5% | 301.15
62035 | HID | 910PTNNEK00403 | RDR, RP15, MULTICLASS, SE E, LF STD, HF STD/SIO/SEOS, WIEG, PIG, BLK, STD-1, LED RED, FLSH GRN, BZR ON, OPT TAMP, OPEN COLL, CSN 32-BIT MSB, IPM OFF | Ea |  | 1 Year | 317 | 5% | 301.15
62036 | HID | 910PTNNEK00404 | RDR, RP15, MULTICLASS, SE E, LF STD, HF STD/SIO/SEOS, WIEG, PIG, BLK, STD-1, LED CYN, FLSH AMB, BZR ON, REJ WHT, OPT TAMP, OPEN COLL, CSN 26-BIT (W/DEFAULT FC), IPM ON (30MIN) | Ea |  | 1 Year | 317 | 5% | 301.15
62037 | HID | 910PTNNEK00430 | RDR, RP15, MULTICLASS, SE E, LF STD, HF STD/SIO/SEOS, WIEG, PIG, BLK, STD-1, LED RED, FLSH GRN, BZR ON, OPT TAMP, OPEN COLL, ISO15693 CSN, ISO14443A CSN 32-BIT MSB, IPM OFF | Ea |  | 1 Year | 317 | 5% | 301.15
62038 | HID | 910PTNNEK00451 | RDR, RP15, MULTICLASS, SE E, LF STD, HF STD/SIO/SEOS, WIEG, PIG, BLK, STD-1, LED RED, FLSH GRN, BZR ON, OPT TAMP, OPEN COLL, CSN 32-BIT MSB, EM4102 40-BIT, PROX PRIORITY, IPM OFF | Ea |  | 1 Year | 317 | 5% | 301.15
62039 | HID | 910PTNNEK00453 | RDR, RP15, MULTICLASS, SE E, LF STD, HF OFF, WIEG, PIG, BLK, STD-1, LED RED, FLSH GRN, BZR ON, OPT TAMP, OPEN COLL, EM4102 40-BIT, IPM OFF | Ea |  | 1 Year | 317 | 5% | 301.15
62040 | HID | 910PTNNEK0045M | RDR, RP15, MULTICLASS, SE E, LF STD, HF STD/SIO/SEOS, WIEG, PIG, BLK, STD-1, LED RED, FLSH GRN, BZR ON, OPT TAMP, OPEN COLL, CSN 32 BIT MSB, IPM OFF, WIEG, HOLD APB 500MS, CSN FILTER DISABLED | Ea |  | 1 Year | 317 | 5% | 301.15
62041 | HID | 910PTNNEK00460 | RDR, RP15, MULTICLASS, SE E, LF STD, HF STD/SIO/SEOS, WIEG, PIG, BLK, STD-1, LED BLUE, FLSH GRN, BZR ON, CSN 32 BIT MSB, IPM OFF, TAMPER OC, | Ea |  | 1 Year | 317 | 5% | 301.15
62042 | HID | 910PTNNEK00462 | RDR, RP15, MULTICLASS, SE REV E, STD PROX, STD, WIEGAND, PIG, BLK, STD 1 SECURITY, LED RED, FLASH GRN, BZR ON, IPM OFF, 32 BIT | Ea |  | 1 Year | 317 | 5% | 301.15
62043 | HID | 910PTNNEK0048R | RDR, RP15, MULTICLASS, SE E, LF STD, HF STD/SIO/SEOS, WIEG, PIG, BLK, STD-1, LED OFF, FLSH OFF, BZR ON, OPT TAMP, OPEN COLL, CSN 37-BIT LSB, IPM OFF | Ea |  | 1 Year | 317 | 5% | 301.15
62044 | HID | 910PTNNEK0050X | RDR, RP15, MULTICLASS, SE E, LF STD, HF STD/SIO/SEOS/MIFSPR, WIEG, PIG, BLK, STD-1, LED RED, FLSH OFF, BZR ON, OPT TAMP, OPEN COLL, CSN MIF SUPPR, FSK PROX READ ONLY, PROX PRIORITY, IPM OFF | Ea |  | 1 Year | 317 | 5% | 301.15
62045 | HID | 910PTNNEK00530 | RDR, RP15, MULTICLASS, SE E, LF CST, PROX GIC ONLY, HF STD/SIO/SEOS, WIEG, PIG, BLK, STD-1, LED RED, FLSH GRN, BZR ON, OPT TAMP, OPEN COLL, CSN 32-BIT MSB, IPM OFF | Ea |  | 1 Year | 317 | 5% | 301.15
62046 | HID | 910PTNNEK00532 | RDR, RP15, MULTICLASS, SE E,, LF CST, HF CST LEG/DES SIO/SEOS/HID MIFARE APPLICATION/MF CSN SUPPR/MIFARE SIO DISABLED, PROX FSK ONLY, WIEG PIG, BLK, , LED RED, FLSH GRN, BZR ON, OPT TAMP, OPEN COLL, IPM OFF | Ea |  | 1 Year | 317 | 5% | 301.15
62047 | HID | 910PTNNEK00541 | RDR, RP15, MULTICLASS, SE E, LF STD, HF STD/SIO/SEOS, WIEG, PIG, BLK, STD-1, LED RED, FLSH GRN, BZR ON, OPT TAMP, OPEN COLL, CSN 32-BIT MSB, PROX FSK ONLY, IPM OFF, APB INDICATOR DISABLED, EXXON MOBILE | Ea |  | 1 Year | 317 | 5% | 301.15
62048 | HID | 910PTNNEK0058E | RDR, RP15, MULTICLASS, SE E, LF STD, HF STD/SIO/SEOS, WIEG, PIG, BLK, STD-1, LED RED, FLSH GRN, BZR ON, OPT TAMP, OPEN COLL, CSN 32-BIT MSB, IPM OFF, APB DISABLED | Ea |  | 1 Year | 317 | 5% | 301.15
62049 | HID | 910PTNNEKE0000 | RDR, RP15, MULTICLASS, SE E, LF STD, HF STD/SIO/SEOS, WIEG, PIG, BLK, ELITE KEYS, LED RED, FLSH GRN, BZR ON, CSN 32-BIT MSB, IPM OFF | Ea |  | 1 Year | 317 | 5% | 301.15
62050 | HID | 910PTNNEKE001M | RDR, RP15, MULTICLASS, SE E, LF STD, HF STD/SIO/SEOS, WIEG, PIG, BLK, ELITE KEYS, LED OFF, FLSH OFF, BZR ON, CSN 32-BIT MSB, EM4102 32-BIT, IPM OFF | Ea |  | 1 Year | 317 | 5% | 301.15
62051 | HID | 910PTNNEKE0026 | RDR, RP15, MULTICLASS, SE E, LF STD, HF STD/SIO/SEOS, WIEG, PIG, BLK, ELITE KEYS, LED RED, FLSH GRN, BZR ON, OPT TAMP, OPEN COLL, CSN 32-BIT MSB, IPM OFF | Ea |  | 1 Year | 317 | 5% | 301.15
62052 | HID | 910PTNNEKE0028 | RDR, RP15, MULTICLASS, SE E, LF STD, HF STD/SIO/SEOS/MIFSPR, WIEG, PIG, BLK, ELITE KEYS, LED RED, FLSH GRN, BZR ON, CSN MIF SUPPR, IPM OFF | Ea |  | 1 Year | 317 | 5% | 301.15
62053 | HID | 910PTNNEKE002F | RDR, RP15, MULTICLASS, SE E, LF STD, HF STD/SIO/SEOS, WIEG, PIG, BLK, ELITE KEYS, LED RED, FLSH GRN, BZR ON, CSN 37-BIT LSB, IPM OFF | Ea |  | 1 Year | 317 | 5% | 301.15
62054 | HID | 910PTNNEKE0033 | RDR, RP15, MULTICLASS, SE E, LF STD, HF STD/SIO/SEOS, WIEG, PIG, BLK, ELITE KEYS, LED RED, FLSH OFF, BZR ON, CSN 32-BIT MSB, IPM OFF | Ea |  | 1 Year | 317 | 5% | 301.15
62055 | HID | 910PTNNEKE0046 | RDR, RP15, MULTICLASS, SE E, LF STD, HF STD/SIO/SEOS, WIEG, PIG, BLK, ELITE KEYS, LED OFF, FLSH OFF, BZR ON, CSN 32 BIT MSB, IPM OFF | Ea |  | 1 Year | 317 | 5% | 301.15
62056 | HID | 910PTNNEKE0056 | RDR, RP15, MULTICLASS, SE E, LF STD, HF STD/SIO/SEOS, WIEG, PIG, BLK, ELITE KEYS, LED RED, FLSH GRN, BZR ON, CSN 32-BIT MSB, EM4102 32-BIT, IPM OFF | Ea |  | 1 Year | 317 | 5% | 301.15
62057 | HID | 910PTNNEKE027L | RDR, RP15, MULTICLASS, SE E, LF STD, HF STD/SIO/SEOS, WIEG, PIG, BLK, ELITE KEYS, LED RED, FLSH GRN, BZR OFF, CSN 56-BIT LSB, IPM OFF | Ea |  | 1 Year | 317 | 5% | 301.15
62058 | HID | 910PTNTEK00000 | RDR, RP15, MULTICLASS, SE REV E, STD PROX, STD, WIEGAND, TERM, BLK, STD 1 SECURITY, LED RED, FLASH GRN, BZR ON, IPM OFF, 32 BIT | Ea |  | 1 Year | 317 | 5% | 301.15
62059 | HID | 910PTNTEK0001M | RDR, RP15, MULTICLASS, SE E, LF STD, HF STD/SIO/SEOS, WIEG, TERM, BLK, STD-1, LED OFF, FLSH OFF, BZR ON, OPT TAMP, OPEN COLL, CSN 32-BIT MSB, EM4102 32-BIT, IPM OFF | Ea |  | 1 Year | 317 | 5% | 301.15
62060 | HID | 910PTNTEK00028 | RDR, RP15, MULTICLASS, SE E, LF STD, HF STD/SIO/SEOS/MIFSPR, WIEG, TERM, BLK, STD-1, LED RED, FLSH GRN, BZR ON, CSN MIF SUPPR, IPM OFF | Ea |  | 1 Year | 317 | 5% | 301.15
62061 | HID | 910PTNTEK00056 | RDR, RP15, MULTICLASS, SE E, LF STD, HF STD/SIO/SEOS, WIEG, TERM, BLK, STD-1, LED RED, FLSH GRN, BZR ON, CSN 32-BIT MSB, EM4102 32-BIT, IPM OFF | Ea |  | 1 Year | 317 | 5% | 301.15
62062 | HID | 910PTNTEK0009R | RDR, RP15, MULTICLASS, SE E, LF STD, HF STD/SIO/SEOS, WIEG, TERM, BLK, STD-1, LED OFF, FLSH OFF, BZR ON, CSN 34-BIT MSB, EM4102 34 BIT IPM OFF, | Ea |  | 1 Year | 317 | 5% | 301.15
62063 | HID | 910PTNTEK0011D | RDR, RP15, MULTICLASS, SE E, LF STD, HF STD/SIO/SEOS, WIEG, TERM, BLK, STD-1, LED RED, FLSH GRN, BZR ON, CSN 56-BIT LSB, IPM OFF | Ea |  | 1 Year | 317 | 5% | 301.15
62064 | HID | 910PTNTEK0027N | RDR, RP15, MULTICLASS, SE E, LF STD, HF STD/SIO/SEOS, WIEG, TERM, BLK, STD-1, LED OFF, FLSH OFF, BZR OFF, CSN 34-BIT MSB, IPM OFF | Ea |  | 1 Year | 317 | 5% | 301.15
62065 | HID | 910PTNTEK00401 | RDR, RP15, MULTICLASS, SE E, LF STD, HF STD/SIO/SEOS, WIEG, TERM, BLK, STD-1, LED RED, FLSH GRN, BZR ON, OPT TAMP, OPEN COLL, CSN 34-BIT MSB, IPM OFF | Ea |  | 1 Year | 317 | 5% | 301.15
62066 | HID | 910PTNTEK00430 | RDR, RP15, MULTICLASS, SE E, LF STD, HF STD/SIO/SEOS, WIEG, TERM, BLK, STD-1, LED RED, FLSH GRN, BZR ON, OPT TAMP, OPEN COLL, ISO15693 CSN, ISO14443A CSN 32-BIT MSB, IPM OFF | Ea |  | 1 Year | 317 | 5% | 301.15
62067 | HID | 910PTNTEK00443 | RDR, RP15, MULTICLASS, SE E, LF STD, HF STD/SIO/SEOS, WIEG, TERM, BLK, STD-1, LED RED, FLSH GRN, BZR OFF, OPT TAMP, OPEN COLL, CSN 32-BIT MSB, EM4102 32 BIT IPM OFF, | Ea |  | 1 Year | 317 | 5% | 301.15
62068 | HID | 910PTNTEKE0000 | RDR, RP15, MULTICLASS, SE E, LF STD, HF STD/SIO/SEOS, WIEG, TERM, BLK, ELITE KEYS, LED RED, FLSH GRN, BZR ON, CSN 32-BIT MSB, IPM OFF, | Ea |  | 1 Year | 317 | 5% | 301.15
62069 | HID | 910PTPNEK000FC | RDR, RP15, MULTICLASS, SE E, LF STD, HF STD/SIO/SEOS, 485HDX, PIG, BLK, STD-1, A/V OFF, OSDP V2, OPT TAMP, OPEN COLL, OSDP TAMP ENBLD, TEST KEY, POLL=50MS, CSN 32-BIT MSB, EM4102 32-BIT, IPM OFF, UART OFF, WIEG OFF | Ea |  | 1 Year | 352 | 5% | 334.4
62070 | HID | 910PTPNEK000WP | RDR, RP15, MULTICLASS, SE E, LF STD, HF STD/SIO/SEOS, WIEG, PIG, BLK, STD-1, LED RED, FLSH GRN, BZR ON, OPT TAMP, OPEN COLL, TEST KEY, POLL=75MS, CSN 32-BIT MSB, EM4102 32-BIT, IPM OFF, OSDP-READY | Ea |  | 1 Year | 352 | 5% | 334.4
62071 | HID | 910PTPNEK00387 | RDR, RP15, MULTICLASS, SE E, LF STD, HF STD/SIO/SEOS, 485HDX, PIG, BLK, STD-1, A/V OFF, OSDP V1, OPN COL, OSDP TAMP ENBLD, TEST KEY, POLL=75MS, CSN 32-BIT MSB, EM4102 32-BIT, IPM OFF, UART OFF, WIEG OFF | Ea |  | 1 Year | 352 | 5% | 334.4
62072 | HID | 910PTPNEK005AP | RDR, RP15, MULTICLASS, SE E, LF STD, HF STD/SIO/SEOS, 485HDX, PIG, BLK, STD-1, LED RED, FLSH OFF, BZR OFF, OSDP V1, OPT TAMP, OC, OSDP TAMP ENBLD, TK, POLL=75MS, CSN 32-BIT MSB, EM4102 32-BIT, IPM OFF, UART OFF, WIEG OFF, ELITE ICE0657 KEY | Ea |  | 1 Year | 352 | 5% | 334.4
62073 | HID | 910PTPNEKE0387 | RDR, RP15, MULTICLASS, SE E, LF STD, HF STD/SIO/SEOS, 485HDX, PIG, BLK, ELITE, A/V OFF, OSDP V1, OPN COL, OSDP TAMP ENBLD, TEST KEY, POLL=75MS, CSN 32-BIT MSB, EM4102 32-BIT, IPM OFF, UART OFF, WIEG OFF | Ea |  | 1 Year | 352 | 5% | 334.4
62074 | HID | 910PTPTEK000RH | RDR, RP15, MULTICLASS, SE E, LF STD, HF STD/SIO/SEOS, 485HDX, TERM, BLK, STD-1, A/V OFF, OSDP V1, OPT TAMP, OPEN COLL, OSDP TAMP ENBLD, TEST KEY, POLL=75MS, CSN 56-BIT MSB, EM4102 40-BIT, IPM OFF, UART OFF, WIEG OFF | Ea |  | 1 Year | 352 | 5% | 334.4
62075 | HID | 910PTPTEK00387 | RDR, RP15, MULTICLASS, SE E, LF STD, HF STD/SIO/SEOS, 485HDX, TERM, BLK, STD-1, A/V OFF, OSDP V1, OPN COL, OSDP TAMP ENBLD, TEST KEY, POLL=75MS, CSN 32-BIT MSB, EM4102 32-BIT, IPM OFF, UART OFF, WIEG OFF | Ea |  | 1 Year | 352 | 5% | 334.4
62076 | HID | 910PTPTEKE0387 | RDR, RP15, MULTICLASS, SE E, LF STD, HF STD/SIO/SEOS, 485HDX, TERM, BLK, ELITE, A/V OFF, OSDP V1, OPN COL, OSDP TAMP ENBLD, TEST KEY, POLL=75MS, CSN 32-BIT MSB, EM4102 32-BIT, IPM OFF, UART OFF, WIEG OFF | Ea |  | 1 Year | 352 | 5% | 334.4
62077 | HID | 910PWNNEK00324 | RDR, RP15, MULTICLASS, SE E, LF STD, HF STD/SIO/SEOS/MIGR, WIEG, PIG, BLK, HF MIGR PFL EVP00000, IPM OFF | Ea |  | 1 Year | 377 | 5% | 358.15
62078 | HID | 910PWNNEKE00DR | RDR, RP15, MULTICLASS, SE E, LF STD, HF SIO/SEOS/MIGR, WIEG, PIG, BLK, LED RED, FLSH GRN, BZR ON, IPM OFF, HF MIGR PFL EVCF65427_ICE0286, ERICSSON | Ea |  | 1 Year | 377 | 5% | 358.15
62079 | HID | 910PWNNEKE00FV | RDR, RP15, MULTICLASS, SE E, LF STD, HF MIGR ONLY, WIEG, PIG, BLK, HF MIGR PFL EVC00000_ICE0600, PROX FSK ONLY, IPM OFF, ERICSSON | Ea |  | 1 Year | 377 | 5% | 358.15
62080 | HID | 910PWNNEKE00U3 | RDR, RP15, MULTICLASS, LF STD, HF STD/SIO/SEOS/MIGR, WIEG, PIG, BLK, STD-1, LED OFF, FLSH OFF, BZR ON, OPT TAMP, OPEN COLL, OSDP TAMP, CSN 32-BIT MSB, EM4102 32-BIT, HF MIGR PFL EVP00000, IPM OFF | Ea |  | 1 Year | 377 | 5% | 358.15
62081 | HID | 910PWNNEKE00VC | RDR, RP15, ICLASS, SE E, LF STD, HF STD/SIO/SEOS/MIGR, WIEG, PIG, BLK, LED OFF, FLSH OFF, BZR ON, OPT TAMP, OPEN COLL, CSN 32-BIT MSB, EM4102 32-BIT, HF MIGR PFL EVP00000, IPM OFF | Ea |  | 1 Year | 377 | 5% | 358.15
62082 | HID | 910PWNNEKE0309 | RDR, RP15, MULTICLASS, SE E, LF STD, HF STD/SIO/SEOS/MIGR, WIEG, PIG, BLK, HF MIGR PFL EVC00106, IPM OFF | Ea |  | 1 Year | 377 | 5% | 358.15
62083 | HID | 910PWNNEKE030A | RDR, RP15, MULTICLASS, SE E, LF STD, HF STD/SIO/SEOS/MIGR, WIEG, PIG, BLK, HF MIGR PFL EVC01123, IPM OFF | Ea |  | 1 Year | 377 | 5% | 358.15
62084 | HID | 910PWNNEKE030B | RDR, RP15, MULTICLASS, SE E, LF STD, HF STD/SIO/SEOS/MIGR, WIEG, PIG, BLK, HF MIGR PFL EVC01124, IPM OFF | Ea |  | 1 Year | 377 | 5% | 358.15
62085 | HID | 910PWNNEKE031H | RDR, RP15, MULTICLASS, SE E, LF STD, HF STD/SIO/SEOS/MIGR, WIEG, PIG, BLK, HF MIGR PFL EVC52545, IPM OFF | Ea |  | 1 Year | 377 | 5% | 358.15
62086 | HID | 910PWNNEKE042H | RDR, RP15, MULTICLASS, SE E, LF STD, HF STD/SIO/SEOS/MIG, WIEG, PIG, BLK, HF MIGR PFL EVC210327, IPM OFF | Ea |  | 1 Year | 377 | 5% | 358.15
62087 | HID | 910PWNNEKE0473 | RDR, RP15, MULTICLASS, SE, LF OFF, HF STD/SIO/SEOS/MIGR, WIEG, PIG, CSTM KEYS, LED RED, FLSH GRN, BZR ON, OPT TAMP, OPEN COLL, CSN 32-BIT MSB, IPM OFF, HF MIGR PFL EVP00000, CSTM KEYS, CSTM DATAMOD, HID DEMO | Ea |  | 1 Year | 377 | 5% | 358.15
62088 | HID | 910PWNNEKE0502 | RDR, RP15, MULTICLASS, SE E, LF STD, HF STD/SIO/SEOS/MIGR, WIEG, PIG, BLK, HF MIGR PFL EVCS5821, IPM OFF | Ea |  | 1 Year | 377 | 5% | 358.15
62089 | HID | 910PWNTEK00324 | RDR, RP15, MULTICLASS, SE E, LF STD, HF STD/SIO/SEOS/MIGR, WIEG, TERM, BLK, HF MIGR PFL EVP00000, IPM OFF | Ea |  | 1 Year | 377 | 5% | 358.15
62090 | HID | 910PWNTEKE00GE | RDR, RP15, MULTICLASS, SE E, LF STD, HF SIO/SEOS/MIFSPR/MIGR, WIEG, TERM, BLK, STD-2, LED RED, FLSH GRN, BZR ON, CSN MIF SUPPR, HF MIGR PFL EVC00000_ICE0636, IPM OFF | Ea |  | 1 Year | 377 | 5% | 358.15
62091 | HID | 910PWNTEKE00U3 | RDR, RP15, MULTICLASS, LF STD, HF STD/SIO/SEOS/MIGR, WIEG, TERM, BLK, STD-1, LED OFF, FLSH OFF, BZR ON, OPT TAMP, OPEN COLL, OSDP TAMP, CSN 32-BIT MSB, EM4102 32-BIT, HF MIGR PFL EVP00000, IPM OFF | Ea |  | 1 Year | 377 | 5% | 358.15
62092 | HID | 910PWNTEKE00VC | RDR, RP15, ICLASS, SE E, LF STD, HF STD/SIO/SEOS/MIGR, WIEG, TERM, BLK, LED OFF, FLSH OFF, BZR ON, OPT TAMP, OPEN COLL, CSN 32-BIT MSB, EM4102 32-BIT, HF MIGR PFL EVP00000, IPM OFF | Ea |  | 1 Year | 377 | 5% | 358.15
62093 | HID | 910PWNTEKE0502 | RDR, RP15, MULTICLASS, SE E, LF STD, HF STD/SIO/SEOS/MIGR, WIEG, TERM, BLK, HF MIGR PFL EVCS5821, IPM OFF | Ea |  | 1 Year | 377 | 5% | 358.15
62094 | HID | 910PWPNEKE00KY | RDR, RP15, MULTICLASS, LF STD, HF STD/SIO/SEOS/MIGR, 485HDX, PIG, BLK, STD-1, A/V OFF, OSDP V2, OPT TAMP, OPEN COLL, OSDP TAMP, CSN 32-BIT MSB, EM4102 32-BIT, HF MIGR PFL EVP00000, IPM OFF | Ea |  | 1 Year | 412 | 5% | 391.4
62095 | HID | 910PWPNEKE00VG | RDR, RP15, ICLASS, SE E, LF STD, HF STD/SIO/SEOS/MIGR, 485HDX, PIG, BLK, OSDP V2, A/V OFF, OPT TAMP, OPEN COLL, OPT TAMP, CSN 32-BIT MSB, EM4102 32-BIT, HF MIGR PFL EVP00000, IPM OFF | Ea |  | 1 Year | 412 | 5% | 391.4
62096 | HID | 910PWPTEKE00KY | RDR, RP15, MULTICLASS, LF STD, HF STD/SIO/SEOS/MIGR, 485HDX, TERM, BLK, STD-1, A/V OFF, OSDP V2, OPT TAMP, OPEN COLL, OSDP TAMP, CSN 32-BIT MSB, EM4102 32-BIT, HF MIGR PFL EVP00000, IPM OFF | Ea |  | 1 Year | 412 | 5% | 391.4
62097 | HID | 910PWPTEKE00VG | RDR, RP15, ICLASS, SE E, LF STD, HF STD/SIO/SEOS/MIGR, 485HDX, TERM, BLK, OSDP V2, A/V OFF, OPT TAMP, OPEN COLL, OPT TAMP, CSN 32-BIT MSB, EM4102 32-BIT, HF MIGR PFL EVP00000, IPM OFF | Ea |  | 1 Year | 412 | 5% | 391.4
62098 | HID | 920LHRNEK0001R | RDR, RP40-H, PIVCLASS, SE E, LF CST, HF STD/SIO/SEOS/FIPS/CAK, 485FDX, PIG, BLK, STD-1, LED RED, FLSH GRN, BZR ON, OPT TAMP, OPEN COLL, FIPS 75-BIT, IPM OFF, UART OFF, WIEG ON | Ea |  | 1 Year | 352 | 5% | 334.4
62099 | HID | 920LHRNEK0003Q | RDR, RP40-H, PIVCLASS, SE E, LF CST, HF STD/SIO/SEOS/FIPS/CAK, 485FDX, PIG, BLK, STD-1, LED RED, FLSH GRN, BZR ON, OPT TAMP, OPEN COLL, FIPS 200-BIT, IPM OFF, UART OFF, WIEG ON | Ea |  | 1 Year | 352 | 5% | 334.4
62100 | HID | 920LHRNEK0011P | RDR, RP40-H, PIVCLASS, SE E, LF CST, HF STD/SIO/SEOS/FIPS/CAK, 485FDX, PIG, BLK, STD-1, LED RED, FLSH GRN, BZR ON, OPT TAMP, OPEN COLL, FIPS 75-BIT, MIF/DES 56-BIT CSN, IPM OFF, UART OFF, WIEG ON | Ea |  | 1 Year | 352 | 5% | 334.4
62101 | HID | 920LHRNEK00142 | RDR, RP40-H, PIVCLASS, SE E, LF CST, HF STD/SIO/SEOS/FIPS/CAK, 485FDX, PIG, BLK, STD-1, LED RED, FLSH GRN, BZR ON, OPT TAMP, OPEN COLL, FIPS 64-BIT, BCD, IPM OFF | Ea |  | 1 Year | 352 | 5% | 334.4
62102 | HID | 920LHRNEK00204 | RDR, RP40-H, PIVCLASS, SE E, LF CST, HF STD/SIO/SEOS/FIPS/CAK, 485FDX, PIG, BLK, STD-1, LED OFF, FLSH OFF, BZR ON, OPT TAMP, OPEN COLL, FIPS 75-BIT, IPM OFF | Ea |  | 1 Year | 352 | 5% | 334.4
62103 | HID | 920LHRNEK00207 | RDR, RP40-H, PIVCLASS, SE E, LF CST, HF STD/SIO/SEOS/FIPS/CAK, 485FDX, PIG, BLK, STD-1, LED RED, FLSH GRN, BZR ON, OPT TAMP, OPEN COLL, FIPS 40-BIT, BCD, IPM OFF | Ea |  | 1 Year | 352 | 5% | 334.4
62104 | HID | 920LHRNEK0023M | RDR, RP40-H, PIVCLASS, SE E, LF CST, HF STD/SIO/SEOS/FIPS/CAK, 485FDX, PIG, BLK, STD-1, LED RED, FLSH GRN, BZR ON, OPT TAMP, OPEN COLL, IPM OFF, UART OFF, WIEG ON | Ea |  | 1 Year | 352 | 5% | 334.4
62105 | HID | 920LHRNEK0039V | RDR, RP40-H, PIVCLASS, SE E, LF CST, HF STD/SIO/SEOS/FIPS/CAK, 485FDX, PIG, BLK, STD-1, LED RED, FLSH GRN, BZR ON, OPT TAMP, OPEN COLL, IPM OFF, UART ON, WIEG OFF | Ea |  | 1 Year | 352 | 5% | 334.4
62106 | HID | 920LHRNEK200MM | RDR, RP40-H, PIVCLASS, SE E, LF CST, HF /SEOS/FIPS/CAK, 485FDX, PIG, BLK, STD-2, LED OFF, FLSH WHT, BZR ON, OPT TAMP, OPEN COLL, FIPS 75-BIT, IPM OFF, UART OFF, WIEG ON | Ea |  | 1 Year | 352 | 5% | 334.4
62107 | HID | 920LNNNEK200AY | RDR, RP40, MULTICLASS, SE E, LF CST, HF OFF CST SETTINGS, PSK ONLY, SE INDALA MODULE, WIEG, PIG, BLK, STD-2, LED BLUE, FLSH OFF, BZR ON, OPT TAMP, OPEN COLL, IPM OFF | Ea |  | 1 Year | 317 | 5% | 301.15
62108 | HID | 920LNNNEK200D3 | RDR, RP40, MULTICLASS, SE E, LF CST, HF SIO/SEOS, CUSTOM SETTINGS, CUST PRIORITY, SE INDALA MODULE, WIEG, PIG, BLK, STD-2, LED RED, FLSH OFF, BZR ON, OPT TAMP, OPEN COLL, IPM OFF | Ea |  | 1 Year | 317 | 5% | 301.15
62109 | HID | 920LNNNEK2037K | RDR, RP40, MULTICLASS, SE E, LF CST, HF SIO, SE INDALA MODULE, WIEG, PIG, BLK, STD-2, LED BLUE, IPM OFF | Ea |  | 1 Year | 317 | 5% | 301.15
62110 | HID | 920LNNNEK20383 | RDR, RP40, MULTICLASS, SE E, LF CST, HF SIO, SE INDALA MODULE, WIEGAND, PIG, BLK, LED RED, FLASH GRN, BZR ON, IPM OFF, KPF 4-BIT | Ea |  | 1 Year | 317 | 5% | 301.15
62111 | HID | 920LNNNEK2038L | RDR, RP40, MULTICLASS, SE E, LF CST, HF SIO, CUSTOM SETTINGS, CUST PRIORITY, SE INDALA MODULE, WIEG, PIG, BLK, STD-2, LED RED, FLSH GRN, BZR ON, OPT TAMP, OPEN COLL, IPM OFF | Ea |  | 1 Year | 317 | 5% | 301.15
62112 | HID | 920LNNNEK2038Q | RDR, RP40, MULTICLASS, SE E, LF CST, HF SIO/SEOS, SE INDALA MODULE, WIEG, PIG, BLK, STD-2, LED RED, FLSH GRN, BZR ON, OPT TAMP, OPEN COLL, IPM OFF | Ea |  | 1 Year | 317 | 5% | 301.15
62113 | HID | 920LNNNEK2038R | RDR, RP40, MULTICLASS, SE E, LF CST, HF SIO, CUSTOM SETTINGS, PICOPASS-SIO, PROX-PSK ONLY, ALL OTHERS DISABLED, SE INDALA MODULE, WIEG, PIG, BLK, STD-2, LED RED, FLSH GRN, BZR ON, OPT TAMP, OPEN COLL, IPM OFF | Ea |  | 1 Year | 317 | 5% | 301.15
62114 | HID | 920LNNNEK2039U | RDR, RP40, MULTICLASS, SE E, LF CST, HF STD, CUSTOM SETTINGS, HID PROX REMOVED AND LF DELAY SET TO 250MS, SE INDALA MODULE, WIEG, PIG, BLK, STD-2, LED RED, FLSH GRN, BZR ON, OPT TAMP, OPEN COLL, IPM OFF | Ea |  | 1 Year | 317 | 5% | 301.15
62115 | HID | 920LNNNEK2044J | RDR, RP40, MULTICLASS, SE E, LF CST, HF SIO/SEOS, SE INDALA MODULE, WIEG, PIG, BLK, STD-2, LED RED, FLSH GRN, BZR ON,IPM OFF, INDALA FORMAT ASP14966 | Ea |  | 1 Year | 317 | 5% | 301.15
62116 | HID | 920LNNNEK20452 | RDR, RP40, MULTICLASS, SE E, LF CST, HF SIO, CUSTOM SETTINGS, CUST PRIORITY, SE INDALA MODULE, WIEG, PIG, BLK, STD-2, LED OFF, FLSH OFF, BZR ON, OPT TAMP, OPEN COLL, EM4102 32-BIT, IPM OFF | Ea |  | 1 Year | 317 | 5% | 301.15
62117 | HID | 920LNNNEK2048L | RDR, RP40, MULTICLASS, SE E, LF CST, HF OFF, SE INDALA MODULE, WIEG, PIG, BLK, STD-1, LED BLUE, FLSH GRN, BZR ON, IPM OFF, SRP | Ea |  | 1 Year | 317 | 5% | 301.15
62118 | HID | 920LNNNEKE038L | RDR, RP40, MULTICLASS, SE E, LF CST, HF SIO, CUSTOM SETTINGS, CUST PRIORITY, SE INDALA MODULE, WIEG, PIG, BLK, ELITE KEYS, LED RED, FLSH GRN, BZR ON, OPT TAMP, OPEN COLL, IPM OFF | Ea |  | 1 Year | 317 | 5% | 301.15
62119 | HID | 920LNNNEKE038Q | RDR, RP40, MULTICLASS, SE E, LF CST, HF SIO/SEOS, SE INDALA MODULE, WIEG, PIG, BLK, ELITE KEYS, LED RED, FLSH GRN, BZR ON, OPT TAMP, OPEN COLL, IPM OFF | Ea |  | 1 Year | 317 | 5% | 301.15
62120 | HID | 920LNNNEKE038R | RDR, RP40, MULTICLASS, SE E, LF CST, HF SIO, CUSTOM SETTINGS, PICOPASS-SIO, PROX-PSK ONLY, ALL OTHERS DISABLED, SE INDALA MODULE, WIEG, PIG, BLK, ELITE KEYS, LED RED, FLSH GRN, BZR ON, OPT TAMP, OPEN COLL, IPM OFF | Ea |  | 1 Year | 317 | 5% | 301.15
62121 | HID | 920LNNNEKE038T | RDR, RP40, MULTICLASS, SE E, LF CST, HF SIO/SEOS, SE INDALA MODULE, WIEG, PIG, BLK, ELITE KEYS, LED RED, FLSH GRN, BZR OFF, OPT TAMP, OPEN COLL, IPM OFF | Ea |  | 1 Year | 317 | 5% | 301.15
62122 | HID | 920LNNNEKE039U | RDR, RP40, MULTICLASS, SE E, LF CST, HF STD, CUSTOM SETTINGS, HID PROX REMOVED AND LF DELAY SET TO 250MS, SE INDALA MODULE, WIEG, PIG, BLK, ELITE KEYS, LED RED, FLSH GRN, BZR ON, OPT TAMP, OPEN COLL, IPM OFF | Ea |  | 1 Year | 317 | 5% | 301.15
62123 | HID | 920LNNNEKE0402 | RDR, RP40, MULTICLASS, SE E, LF CST, HF CST, CUSTOM SETTINGS, ICLASS PRIORITIZE, SE INDALA MODULE, WIEG, PIG, BLK, ELITE KEYS, LED RED, FLSH GRN, BZR ON, OPT TAMP, OPEN COLL, IPM OFF | Ea |  | 1 Year | 317 | 5% | 301.15
62124 | HID | 920LNPNEK2039H | RDR, RP40, MULTICLASS, SE E, LF CST, HF SIO/SEOS, 485HDX, PIG, BLK, STD-2, A/V OFF, OSDP V1, OPN COL, OSDP TAMP ENBLD, TEST KEY, POLL=75MS, VAR BIT OUTPUT PER SIO, EM4102 32-BIT, IPM OFF, UART OFF, WIEG OFF | Ea |  | 1 Year | 352 | 5% | 334.4
62125 | HID | 920LNPNEKE039H | RDR, RP40, MULTICLASS, SE E, LF CST, HF SIO/SEOS, 485HDX, PIG, BLK, ELITE, A/V OFF, OSDP V1, OPN COL, OSDP TAMP ENBLD, TEST KEY, POLL=75MS, VAR BIT OUTPUT PER SIO, EM4102 32-BIT, IPM OFF, UART OFF, WIEG OFF | Ea |  | 1 Year | 352 | 5% | 334.4
62126 | HID | 920LTCNEK0008C | RDR, RP40, MULTICLASS, SE E, LF CST, HF STD/SIO/SEOS, SE INDALA MODULE, C&D, PIG, BLK, STD-1, LED RED, FLSH GRN, BZR ON, CSN 32-BIT MSB, IPM OFF | Ea |  | 1 Year | 317 | 5% | 301.15
62127 | HID | 920LTCNEK00209 | RDR, RP40, MULTICLASS, SE E, LF CST, HF STD/SIO/SEOS, SE INDALA MODULE, C&D, PIG, BLK, STD-1, LED OFF, FLSH OFF, BZR OFF, CSN 32-BIT MSB, IPM OFF | Ea |  | 1 Year | 317 | 5% | 301.15
62128 | HID | 920LTNNEK0000D | RDR, RP40, MULTICLASS, SE E, LF CST, HF STD/SIO/SEOS, SE INDALA MODULE, WIEGAND, PIG, BLK, STD-1, LED RED, FLSH GRN, BZR ON, CSN 32-BIT MSB, IPM OFF | Ea |  | 1 Year | 317 | 5% | 301.15
62129 | HID | 920LTNNEK00017 | RDR, RP40, MULTICLASS, SE E, LF CST, HF STD/SIO/SEOS, SE INDALA MODULE, WIEG, PIG, BLK, STD-1, LED RED, FLSH GRN, BZR ON, CSN 32-BIT MSB, IPM OFF | Ea |  | 1 Year | 317 | 5% | 301.15
62130 | HID | 920LTNNEK0001G | RDR, RP40, MULTICLASS, SE E, LF CST, HF STD/SIO/SEOS, SE INDALA MODULE, WIEG, PIG, BLK, STD-1, LED OFF, FLSH OFF, BZR ON, CSN 32-BIT MSB, IPM OFF | Ea |  | 1 Year | 317 | 5% | 301.15
62131 | HID | 920LTNNEK0003K | RDR, RP40, MULTICLASS, SE E, LF CST, HF STD/SIO/SEOS, SE INDALA MODULE, WIEG, PIG, BLK, STD-1, LED RED, FLSH GRN, BZR OFF, CSN 32-BIT MSB, IPM OFF | Ea |  | 1 Year | 317 | 5% | 301.15
62132 | HID | 920LTNNEK0004T | RDR, RP40, MULTICLASS, SE E, LF CST, HF STD/SIO/SEOS, SE INDALA MODULE, WIEG, PIG, BLK, STD-1, LED RED, FLSH GRN, BZR ON, CSN 26-BIT (W/DEFAULT FC), IPM OFF | Ea |  | 1 Year | 317 | 5% | 301.15
62133 | HID | 920LTNNEK0005F | RDR, RP40, MULTICLASS, SE E, LF CST, HF STD/SIO/SEOS, SE INDALA MODULE, WIEG, PIG, BLK, STD-1, LED RED, FLSH OFF, BZR ON, CSN 32-BIT MSB, IPM OFF | Ea |  | 1 Year | 317 | 5% | 301.15
62134 | HID | 920LTNNEK000AP | RDR, RP40, MULTICLASS, SE E, LF CST, HF STD/SIO/SEOS, SE INDALA MODULE, WIEG, PIG, BLK, STD-1,LED OFF, FLSH OFF, BZR ON, OPT TAMP, OPEN COLL, CSN 56-BIT MSB, IPM OFF, IM ALIVE 60 SECONDS, MSG-AA, PROX INDALA & FSK ONLY | Ea |  | 1 Year | 317 | 5% | 301.15
62135 | HID | 920LTNNEK000Q2 | RDR, RP40, MULTICLASS, SE E, LF CST, HF DESFIRE SIO ONLY, SE INDALA MODULE, WIEG, PIG, BLK, STD-1, LED RED, FLSH GRN, BZR ON, PSK-INDALA ONLY, IPM OFF | Ea |  | 1 Year | 317 | 5% | 301.15
62136 | HID | 920LTNNEK00105 | RDR, RP40, MULTICLASS, SE E, LF CST, HF STD/SIO/SEOS, SE INDALA MODULE, WIEG, PIG, BLK, STD-1, LED RED, FLSH GRN, BZR OFF, CSN 37-BIT LSB, IPM OFF | Ea |  | 1 Year | 317 | 5% | 301.15
62137 | HID | 920LTNNEK0012B | RDR, RP40, MULTICLASS, SE E, LF CST, HF STD/SIO/SEOS, SE INDALA MODULE, WIEG, PIG, BLK, STD-1, LED RED, FLSH OFF, BZR ON, CSN 26-BIT (W/DEFAULT FC), IPM OFF | Ea |  | 1 Year | 317 | 5% | 301.15
62138 | HID | 920LTNNEK0012J | RDR, RP40, MULTICLASS, SE E, LF CST, HF STD/SIO/SEOS, SE INDALA MODULE, WIEG, PIG, BLK, STD-1, LED RED, FLSH GRN, BZR ON, CSN 56-BIT MSB, IPM OFF | Ea |  | 1 Year | 317 | 5% | 301.15
62139 | HID | 920LTNNEK0013H | RDR, RP40, MULTICLASS, SE E, LF CST, HF STD/SIO/SEOS, SE INDALA MODULE, WIEG, PIG, BLK, STD-1, LED RED, FLSH GRN, BZR ON, CSN 34-BIT MSB, IPM OFF | Ea |  | 1 Year | 317 | 5% | 301.15
62140 | HID | 920LTNNEK0015A | RDR, RP40, MULTICLASS, SE E, LF CST, HF STD/SIO/SEOS, SE INDALA MODULE, WIEG, PIG, BLK, STD-1, LED OFF, FLSH GRN, BZR ON, CSN 32-BIT MSB, IPM OFF | Ea |  | 1 Year | 317 | 5% | 301.15
62141 | HID | 920LTNNEK0015L | RDR, RP40, MULTICLASS, SE E, LF CST, HF STD/SIO/SEOS, SE INDALA MODULE, WIEG, PIG, BLK, STD-1, LED RED, FLSH GRN, BZR ON, CSN 32-BIT LSB, IPM OFF | Ea |  | 1 Year | 317 | 5% | 301.15
62142 | HID | 920LTNNEK0021B | RDR, RP40, MULTICLASS, SE E, LF CST, HF STD/SIO/SEOS/MIFSPR, SE INDALA MODULE, WIEG, PIG, BLK, STD-1, LED RED, FLSH GRN, BZR ON, CSN MIF SUPPR, IPM OFF | Ea |  | 1 Year | 317 | 5% | 301.15
62143 | HID | 920LTNNEK0023K | RDR, RP40, MULTICLASS, SE E, LF CST, HF STD/SIO/SEOS, SE INDALA MODULE, WIEG, PIG, BLK, STD-1, LED RED, FLSH GRN, BZR ON, CSN 37-BIT LSB, IPM OFF | Ea |  | 1 Year | 317 | 5% | 301.15
62144 | HID | 920LTNNEK0040B | RDR, RP40, MULTICLASS, SE E, LF CST, HF STD, CUSTOM SETTINGS, PICOPASS-SIO, DESFIRE-CSN-56BIT LSB, PROX-PSK ONLY, ALL OTHERS DISABLED, SE INDALA MODULE, WIEG, PIG, BLK, STD-1, LED RED, FLSH GRN, BZR ON, OPT TAMP, OPEN COLL, IPM OFF | Ea |  | 1 Year | 317 | 5% | 301.15
62145 | HID | 920LTNNEK0044Q | RDR, RP40, MULTICLASS, SE E, LF CST, HF STD/SIO/SEOS, SE INDALA MODULE, WIEG, PIG, BLK, STD-1, LED RED, FLSH GRN, BZR ON, CSN 32-BIT MSB, IPM OFF, INDALA ASP15296 | Ea |  | 1 Year | 317 | 5% | 301.15
62146 | HID | 920LTNNEK0044T | RDR, RP40, MULTICLASS, SE E, LF CST, HF CST, SE INDALA MODULE, WIEG, PIG, BLK, STD-1, LED RED, FLSH GRN, BZR ON, UNIV READ MODE, CST APB AND PRIORITY DELAY, IPM OFF, CITY OF SEATTLE | Ea |  | 1 Year | 317 | 5% | 301.15
62147 | HID | 920LTNNEK0049C | RDR, RP40, MULTICLASS, SE E, LF CST, HF STD/SIO/SEOS, SE INDALA MODULE, WIEG, LED RED, FLSH GRN, BZR ON, CSN 32-BIT MSB, IPM OFF, INDALA PRIORITY | Ea |  | 1 Year | 317 | 5% | 301.15
62148 | HID | 920LTNNEK00506 | RDR, RP40, MULTICLASS, SE E, LF CST, HF CST/SIO/SEOS/FIPS, SE INDALA MODULE, WIEG, PIG, BLK, STD-1, LED RED, FLSH GRN, BZR ON, OPT TAMP, OPEN COLL, FIPS 64-BIT, BCD, IPM OFF, WIEG ON, UART OFF, NON TAA COMPLIANT | Ea |  | 1 Year | 317 | 5% | 301.15
62149 | HID | 920LTNNEK00524 | RDR, RP40, MULTICLASS, SE E, LF CST, HF STD/SIO/SEOS, HTRC110, WIEG, PIG, BLK, STD-1, LED RED, FLSH GRN, BZR ON, CSN 32-BIT MSB, IPM OFF, FSK/ASK/PSK ENABLED | Ea |  | 1 Year | 317 | 5% | 301.15
62150 | HID | 920LTNNEK0052H | RDR, RP40, MULTICLASS, SE E, LF CST, HF STD/SIO/SEOS/MIFSPR, SE INDALA MODULE, WIEG, PIG, BLK, STD-1, LED RED, FLSH GRN, BZR ON, OPT TAMP, OPEN COLL, CSN MIF SUPPR, IPM OFF | Ea |  | 1 Year | 317 | 5% | 301.15
62151 | HID | 920LTNNEK0052N | RDR, RP40, MULTICLASS, SE E, LF CST, HF STD/SIO/SEOS, SE INDALA MODULE, WIEG, PIG, BLK, STD-1, OPT TAMP, OPEN COLL, IPM OFF, INDALA 10189 | Ea |  | 1 Year | 317 | 5% | 301.15
62152 | HID | 920LTNNEKE0017 | RDR, RP40, MULTICLASS, SE E, LF CST, HF STD/SIO/SEOS, SE INDALA MODULE, WIEG, PIG, BLK, ELITE KEYS, LED RED, FLSH GRN, BZR ON, CSN 32-BIT MSB, IPM OFF | Ea |  | 1 Year | 317 | 5% | 301.15
62153 | HID | 920LTNNEKE001G | RDR, RP40, MULTICLASS, SE E, LF CST, HF STD/SIO/SEOS, SE INDALA MODULE, WIEG, PIG, BLK, ELITE KEYS, LED OFF, FLSH OFF, BZR ON, CSN 32-BIT MSB, IPM OFF | Ea |  | 1 Year | 317 | 5% | 301.15
62154 | HID | 920LTNNEKE005F | RDR, RP40, MULTICLASS, SE E, LF CST, HF STD/SIO/SEOS, SE INDALA MODULE, WIEG, PIG, BLK, ELITE KEYS, LED RED, FLSH OFF, BZR ON, CSN 32-BIT MSB, IPM OFF | Ea |  | 1 Year | 317 | 5% | 301.15
62155 | HID | 920LTNNEKE012B | RDR, RP40, MULTICLASS, SE E, LF CST, HF STD/SIO/SEOS, SE INDALA MODULE, WIEG, PIG, BLK, ELITE KEYS, LED RED, FLSH OFF, BZR ON, CSN 26-BIT (W/DEFAULT FC), IPM OFF | Ea |  | 1 Year | 317 | 5% | 301.15
62156 | HID | 920LTNNEKE0384 | RDR, RP40, MULTICLASS, SE E, LF CST, HF STD/SIO/SEOS, SE INDALA MODULE, WIEG, PIG, BLK, ELITE KEYS, LED OFF, FLSH GRN, BZR ON, , IPM OFF | Ea |  | 1 Year | 317 | 5% | 301.15
62157 | HID | 920LTNNEKE040B | RDR, RP40, MULTICLASS, SE E, LF CST, HF STD, CUSTOM SETTINGS, PICOPASS-SIO, DESFIRE-CSN-56BIT LSB, PROX-PSK ONLY, ALL OTHERS DISABLED, SE INDALA MODULE, WIEG, PIG, BLK, ELITE KEYS, LED RED, FLSH GRN, BZR ON, OPT TAMP, OPEN COLL, IPM OFF | Ea |  | 1 Year | 317 | 5% | 301.15
62158 | HID | 920LTNNEKE0486 | RDR, RP40, MULTICLASS, SE E, LF CST, HF STD/SIO/SEOS/MIFSPR, SE INDALA MODULE, WIEG, PIG, BLK, ELITE KEYS, LED OFF, FLSH OFF, BZR ON, CSN MIF SUPPR, APB=250MS, CUSTOM DATAMODELS, IPM OFF | Ea |  | 1 Year | 317 | 5% | 301.15
62159 | HID | 920LTNNEKE0500 | RDR, RP40, MULTICLASS, SE E, LF CST, HF OFF, CST SETTINGS, PSK ONLY, SE INDALA MODULE, WIEG, PIG, BLK, ELITE KEYS, LED MAGENTA, FLSH OFF, BZR ON, OPT TAMP, OPEN COLL, IPM OFF | Ea |  | 1 Year | 317 | 5% | 301.15
62160 | HID | 920LTNNEKE0501 | RDR, RP40, MULTICLASS, SE E, LF CST, HF STD/SIO/SEOS, SE INDALA MODULE, WIEG, PIG, BLK, ELITE KEYS, LED MAGENTA, FLSH OFF, BZR ON, OPT TAMP, OPEN COLL, 32 BIT MSB, IPM OFF | Ea |  | 1 Year | 317 | 5% | 301.15
62161 | HID | 920LTPNEK00387 | RDR, RP40, MULTICLASS, SE E, LF CST, HF STD/SIO/SEOS, 485HDX, PIG, BLK, STD-1, A/V OFF, OSDP V1, OPN COL, OSDP TAMP ENBLD, TEST KEY, POLL=75MS, CSN 32-BIT MSB, EM4102 32-BIT, IPM OFF, UART OFF, WIEG OFF | Ea |  | 1 Year | 352 | 5% | 334.4
62162 | HID | 920LTPNEKE0387 | RDR, RP40, MULTICLASS, SE E, LF CST, HF STD/SIO/SEOS, 485HDX, PIG, BLK, ELITE, A/V OFF, OSDP V1, OPN COL, OSDP TAMP ENBLD, TEST KEY, POLL=75MS, CSN 32-BIT MSB, EM4102 32-BIT, IPM OFF, UART OFF, WIEG OFF | Ea |  | 1 Year | 352 | 5% | 334.4
62163 | HID | 920NBNNEK20000 | RDR, R40, ICLASS, SE E, LF OFF, HF SEOS, WIEG, PIG, BLK, STD-2, LED RED, FLSH GRN, BZR ON, VAR BIT OUTPUT PER SIO, IPM OFF, VEL ON, MOBILE READY | Ea |  | 1 Year | 360 | 5% | 342
62164 | HID | 920NBNNEK2S077 | RDR, R40, ICLASS, SE E, LF OFF, HF SEOS/MA, WIEG, PIG, BLK, STD-2, LED BLUE, FLSH GRN, BZR ON, OPT TAMP, OPEN COLL, I'M ALIVE, VAR OUTPUT PER SIO, IPM OFF, VEL ON, RESET TO FACTORY DEFAULTS R/RP READERS TARGET, MOBILE-READY | Ea |  | 1 Year | 360 | 5% | 342
62165 | HID | 920NBNNEKE0000 | RDR, R40, ICLASS, SE E, LF OFF, HF SEOS, WIEG, PIG, BLK, STD-2, LED RED, FLSH GRN, BZR ON, VAR BIT OUTPUT PER SIO, IPM OFF, VEL ON, MOBILE-ENABLED-FORMAT | Ea |  | 1 Year | 360 | 5% | 342
62166 | HID | 920NBNNEKES077 | RDR, R40, ICLASS, SE E, LF OFF, HF SEOS/MA, WIEG, PIG, BLK, STD-2, LED BLUE, FLSH GRN, BZR ON, OPT TAMP, OPEN COLL, I'M ALIVE, VAR OUTPUT PER SIO, IPM OFF, VEL ON, RESET TO FACTORY DEFAULTS R/RP READERS TARGET, MOBILE-ENABLED-FMT | Ea |  | 1 Year | 360 | 5% | 342
62167 | HID | 920NBNTEK20000 | RDR, R40, ICLASS, SE E, LF OFF, HF SEOS, WIEG, TERM, BLK, STD-2, LED RED, FLSH GRN, BZR ON, VAR BIT OUTPUT PER SIO, IPM OFF, VEL ON, MOBILE READY | Ea |  | 1 Year | 360 | 5% | 342
62168 | HID | 920NBNTEK2S077 | RDR, R40, ICLASS, SE E, LF OFF, HF SEOS/MA, WIEG, TERM, BLK, STD-2, LED BLUE, FLSH GRN, BZR ON, OPT TAMP, OPEN COLL, I'M ALIVE, VAR OUTPUT PER SIO, IPM OFF, VEL ON, RESET TO FACTORY DEFAULTS R/RP READERS TARGET, MOBILE-READY | Ea |  | 1 Year | 360 | 5% | 342
62169 | HID | 920NBNTEKE0000 | RDR, R40, ICLASS, SE E, LF OFF, HF SEOS, WIEG, TERM, BLK, STD-2, LED RED, FLSH GRN, BZR ON, VAR BIT OUTPUT PER SIO, IPM OFF, VEL ON, MOBILE-ENABLED-FORMAT | Ea |  | 1 Year | 360 | 5% | 342
62170 | HID | 920NBNTEKES077 | RDR, R40, ICLASS, SE E, LF OFF, HF SEOS/MA, WIEG, TERM, BLK, STD-2, LED BLUE, FLSH GRN, BZR ON, OPT TAMP, OPEN COLL, I'M ALIVE, VAR OUTPUT PER SIO, IPM OFF, VEL ON, RESET TO FACTORY DEFAULTS R/RP READERS TARGET, MOBILE-ENABLED-FMT | Ea |  | 1 Year | 360 | 5% | 342
62171 | HID | 920NBPNEKMA07M | RDR, R40, ICLASS, SE E, LF OFF, HF SEOS/MA, 485HDX, PIG, BLK, A/V OFF, OSDP V2, OPT TAMP, OPEN COLL, OSDP TAMP ENBLD, TEST KEY, POLL=50MS, CSN SUPPR, IPM OFF, MOBILE-READY | Ea |  | 1 Year | 360 | 5% | 342
62172 | HID | 920NHPNEK0000R | RDR, R40-H, PIVCLASS, SE E, LF OFF, HF STD/SIO/SEOS/FIPS/CAK, 485HDX, PIG, BLK, STD-1, OSDP V1, OPEN COLL, OSDP TAMP ENBLD, TEST KEYS, POLL=75MS, A/V OFF, FIPS 200-BIT, IPM OFF, UART OFF, WIEG OFF | Ea |  | 1 Year | 310 | 5% | 294.5
62173 | HID | 920NHPNEK00088 | RDR, R40-H, PIVCLASS, SE E, LF OFF, HF STD/SIO/SEOS/FIPS/CAK, 485HDX, PIG, BLK, STD-1, LED RED, FLSH GRN, BZR ON, OPT TAMP, OPEN COLL, FIPS 64-BIT REVERSE BCD, IPM OFF, UART OFF, WIEG ON | Ea |  | 1 Year | 310 | 5% | 294.5
62174 | HID | 920NHPNEK000H9 | RDR, R40-H, PIVCLASS, SE E, LF OFF, HF STD/SIO/SEOS/FIPS/CAK, 485HDX, PIG, BLK, STD-1, LED RED, FLSH GRN, BZR ON, FIPS 128-BIT REVERSED, IPM OFF, UART OFF, WIEG ON | Ea |  | 1 Year | 310 | 5% | 294.5
62175 | HID | 920NHPNEK000MJ | RDR, R40-H, PIVCLASS, SE E, LF OFF, HF STD/SIO/SEOS/FIPS/CAK, 485HDX, PIG, BLK, STD-1, A/V OFF, OSDP V2, OPT TAMP, OPEN COLL, OSDP TAMP ENBLD, TEST KEYS, POLL=50MS, FIPS 200-BIT, IPM OFF, UART ON, WIEG OFF | Ea |  | 1 Year | 310 | 5% | 294.5
62176 | HID | 920NHPNEK000P1 | RDR, R40-H, PIVCLASS, SE E, LF OFF, HF STD/SIO/SEOS/FIPS/CAK, 485HDX, PIG, BLK, STD-1, A/V OFF, OSDP V2, OPT TAMP, OPEN COLL, OSDP TAMP ENBLD, TEST KEYS, POLL=75MS, IPM OFF | Ea |  | 1 Year | 310 | 5% | 294.5
62177 | HID | 920NHPNEK0032Q | RDR, R40-H, PIVCLASS, SE E, LF OFF, HF STD/SIO/SEOS/FIPS/CAK, 485HDX, PIG, BLK, STD-1, LED RED, FLSH GRN, BZR ON, OPT TAMP, OPEN COLL, FIPS 200-BIT, IPM OFF, UART OFF, WIEG ON | Ea |  | 1 Year | 310 | 5% | 294.5
62178 | HID | 920NHPNEK00330 | RDR, R40-H, PIVCLASS, SE E, LF OFF, HF STD/SIO/SEOS/FIPS/CAK, 485HDX, PIG, BLK, STD-1, OSDP V1, OPEN COLL, OSDP TAMP ENBLD, TEST KEYS, POLL=75MS, A/V OFF, FIPS 75-BIT, IPM OFF, UART OFF, WIEG OFF | Ea |  | 1 Year | 310 | 5% | 294.5
62179 | HID | 920NHPNEK00331 | RDR, R40-H, PIVCLASS, SE E, LF OFF, HF STD/SIO/SEOS/FIPS/CAK, 485HDX, PIG, BLK, STD-1, OSDP V1, OPEN COLL, OSDP TAMP ENBLD, TEST KEYS, POLL=75MS, A/V OFF, FIPS 64-BIT, IPM OFF, UART OFF, WIEG OFF | Ea |  | 1 Year | 310 | 5% | 294.5
62180 | HID | 920NHPNEK00336 | RDR, R40-H, PIVCLASS, SE E, LF OFF, HF STD/SIO/SEOS/FIPS/CAK, 485HDX, PIG, BLK, STD-1, LED RED, FLSH GRN, BZR ON, OPT TAMP, OPEN COLL, FIPS 75-BIT, IPM OFF, UART OFF, WIEG ON | Ea |  | 1 Year | 310 | 5% | 294.5
62181 | HID | 920NHPNEK00337 | RDR, R40-H, PIVCLASS, SE E, LF OFF, HF STD/SIO/SEOS/FIPS/CAK, 485HDX, PIG, BLK, STD-1, LED RED, FLSH GRN, BZR ON, OPT TAMP, OPEN COLL, FIPS 64-BIT, IPM OFF, UART OFF, WIEG ON | Ea |  | 1 Year | 310 | 5% | 294.5
62182 | HID | 920NHPNEKE000R | RDR, R40-H, PIVCLASS, SE E, LF OFF, HF STD/SIO/SEOS/FIPS/CAK, 485HDX, PIG, BLK, STD-1, OSDP V1, OPEN COLL, OSDP TAMP ENBLD, TEST KEYS, POLL=75MS, A/V OFF, FIPS 200-BIT, IPM OFF, UART OFF, WIEG OFF | Ea |  | 1 Year | 310 | 5% | 294.5
62183 | HID | 920NHPNEKE0088 | RDR, R40-H, PIVCLASS, SE E, LF OFF, HF STD/SIO/SEOS/FIPS/CAK, 485HDX, PIG, BLK, STD-1, LED RED, FLSH GRN, BZR ON, OPT TAMP, OPEN COLL, FIPS 64-BIT REVERSE BCD, IPM OFF, UART OFF, WIEG ON | Ea |  | 1 Year | 310 | 5% | 294.5
62184 | HID | 920NHPNEKE00H9 | RDR, R40-H, PIVCLASS, SE E, LF OFF, HF STD/SIO/SEOS/FIPS/CAK, 485HDX, PIG, BLK, ELITE, LED RED, FLSH GRN, BZR ON, FIPS 128-BIT REVERSED, IPM OFF, UART OFF, WIEG ON | Ea |  | 1 Year | 310 | 5% | 294.5
62185 | HID | 920NHPNEKE032Q | RDR, R40-H, PIVCLASS, SE E, LF OFF, HF STD/SIO/SEOS/FIPS/CAK, 485HDX, PIG, BLK, STD-1, LED RED, FLSH GRN, BZR ON, OPT TAMP, OPEN COLL, FIPS 200-BIT, IPM OFF, UART OFF, WIEG ON | Ea |  | 1 Year | 310 | 5% | 294.5
62186 | HID | 920NHPNEKE0330 | RDR, R40-H, PIVCLASS, SE E, LF OFF, HF STD/SIO/SEOS/FIPS/CAK, 485HDX, PIG, BLK, STD-1, OSDP V1, OPEN COLL, OSDP TAMP ENBLD, TEST KEYS, POLL=75MS, A/V OFF, FIPS 75-BIT, IPM OFF, UART OFF, WIEG OFF | Ea |  | 1 Year | 310 | 5% | 294.5
62187 | HID | 920NHPNEKE0331 | RDR, R40-H, PIVCLASS, SE E, LF OFF, HF STD/SIO/SEOS/FIPS/CAK, 485HDX, PIG, BLK, STD-1, OSDP V1, OPEN COLL, OSDP TAMP ENBLD, TEST KEYS, POLL=75MS, A/V OFF, FIPS 64-BIT, IPM OFF, UART OFF, WIEG OFF | Ea |  | 1 Year | 310 | 5% | 294.5
62188 | HID | 920NHPNEKE0336 | RDR, R40-H, PIVCLASS, SE E, LF OFF, HF STD/SIO/SEOS/FIPS/CAK, 485HDX, PIG, BLK, STD-1, LED RED, FLSH GRN, BZR ON, OPT TAMP, OPEN COLL, FIPS 75-BIT, IPM OFF, UART OFF, WIEG ON | Ea |  | 1 Year | 310 | 5% | 294.5
62189 | HID | 920NHPNEKE0337 | RDR, R40-H, PIVCLASS, SE E, LF OFF, HF STD/SIO/SEOS/FIPS/CAK, 485HDX, PIG, BLK, STD-1, LED RED, FLSH GRN, BZR ON, OPT TAMP, OPEN COLL, FIPS 64-BIT, IPM OFF, UART OFF, WIEG ON | Ea |  | 1 Year | 310 | 5% | 294.5
62190 | HID | 920NHPTEK0000R | RDR, R40-H, PIVCLASS, SE E, LF OFF, HF STD/SIO/SEOS/FIPS/CAK, 485HDX, TERM, BLK, STD-1, OSDP V1, OPEN COLL, OSDP TAMP ENBLD, TEST KEYS, POLL=75MS, A/V OFF, FIPS 200-BIT, IPM OFF, UART OFF, WIEG OFF | Ea |  | 1 Year | 310 | 5% | 294.5
62191 | HID | 920NHPTEK00088 | RDR, R40-H, PIVCLASS, SE E, LF OFF, HF STD/SIO/SEOS/FIPS/CAK, 485HDX, TERM, BLK, STD-1, LED RED, FLSH GRN, BZR ON, FIPS 64-BIT REVERSE BCD, IPM OFF, UART OFF, WIEG ON | Ea |  | 1 Year | 310 | 5% | 294.5
62192 | HID | 920NHPTEK000H9 | RDR, R40-H, PIVCLASS, SE E, LF OFF, HF STD/SIO/SEOS/FIPS/CAK, 485HDX, TERM, BLK, STD-1, LED RED, FLSH GRN, BZR ON, FIPS 128-BIT REVERSED, IPM OFF, UART OFF, WIEG ON | Ea |  | 1 Year | 310 | 5% | 294.5
62193 | HID | 920NHPTEK000HH | RDR, R40-H, PIVCLASS, SE E, LF OFF, HF STD/SIO/SEOS/FIPS/CAK, 485HDX, TERM, BLK, STD-1, A/V OFF, OSDP V1, OPT TAMP, OPEN COLL, OSDP TAMP DISBLD, TEST KEYS, POLL=75MS, FIPS 200-BIT, IPM OFF, UART OFF, WIEG OFF | Ea |  | 1 Year | 310 | 5% | 294.5
62194 | HID | 920NHPTEK000P1 | RDR, R40-H, PIVCLASS, SE E, LF OFF, HF STD/SIO/SEOS/FIPS/CAK, 485HDX, TERM, BLK, STD-1, A/V OFF, OSDP V2, OPT TAMP, OPEN COLL, OSDP TAMP ENBLD, TEST KEYS, POLL=75MS, IPM OFF | Ea |  | 1 Year | 310 | 5% | 294.5
62195 | HID | 920NHPTEK0032Q | RDR, R40-H, PIVCLASS, SE E, LF OFF, HF STD/SIO/SEOS/FIPS/CAK, 485HDX, TERM, BLK, STD-1, LED RED, FLSH GRN, BZR ON, OPT TAMP, OPEN COLL, FIPS 200-BIT, IPM OFF, UART OFF, WIEG ON | Ea |  | 1 Year | 310 | 5% | 294.5
62196 | HID | 920NHPTEK00330 | RDR, R40-H, PIVCLASS, SE E, LF OFF, HF STD/SIO/SEOS/FIPS/CAK, 485HDX, TERM, BLK, STD-1, OSDP V1, OPEN COLL, OSDP TAMP ENBLD, TEST KEYS, POLL=75MS, A/V OFF, FIPS 75-BIT, IPM OFF, UART OFF, WIEG OFF | Ea |  | 1 Year | 310 | 5% | 294.5
62197 | HID | 920NHPTEK00331 | RDR, R40-H, PIVCLASS, SE E, LF OFF, HF STD/SIO/SEOS/FIPS/CAK, 485HDX, TERM, BLK, STD-1, OSDP V1, OPEN COLL, OSDP TAMP ENBLD, TEST KEYS, POLL=75MS, A/V OFF, FIPS 64-BIT, IPM OFF, UART OFF, WIEG OFF | Ea |  | 1 Year | 310 | 5% | 294.5
62198 | HID | 920NHPTEK00336 | RDR, R40-H, PIVCLASS, SE E, LF OFF, HF STD/SIO/SEOS/FIPS/CAK, 485HDX, TERM, BLK, STD-1, LED RED, FLSH GRN, BZR ON, OPT TAMP, OPEN COLL, FIPS 75-BIT, IPM OFF, UART OFF, WIEG ON | Ea |  | 1 Year | 310 | 5% | 294.5
62199 | HID | 920NHPTEK00337 | RDR, R40-H, PIVCLASS, SE E, LF OFF, HF STD/SIO/SEOS/FIPS/CAK, 485HDX, TERM, BLK, STD-1, LED RED, FLSH GRN, BZR ON, OPT TAMP, OPEN COLL, FIPS 64-BIT, IPM OFF, UART OFF, WIEG ON | Ea |  | 1 Year | 310 | 5% | 294.5
62200 | HID | 920NHPTEK0036L | RDR, R40-H, PIVCLASS, SE E, LF OFF, HF STD/SIO/SEOS/FIPS/CAK, 485HDX, TERM, BLK, STD-1, A/V OFF, OSDP V1, OPEN COLL, OSDP TAMP DISBLD, TEST KEYS, POLL=75MS, FIPS 200-BIT, IPM OFF, UART OFF, WIEG OFF | Ea |  | 1 Year | 310 | 5% | 294.5
62201 | HID | 920NHPTEK0036N | RDR, R40-H, PIVCLASS, SE E, LF OFF, HF STD/SIO/SEOS/FIPS/CAK, 485HDX, TERM, BLK, A/V OFF, OSDP V1, OPEN COLL, OSDP TAMP ENBLD, TEST KEYS, POLL=75MS, FIPS 200-BIT, IPM OFF, UART OFF, WIEG OFF | Ea |  | 1 Year | 310 | 5% | 294.5
62202 | HID | 920NHPTEK0036W | RDR, R40-H, PIVCLASS, SE E, LF OFF, HF STD/SIO/SEOS/FIPS/CAK, 485HDX, TERM, BLK, STD-1, A/V OFF, OSDP V1, OPEN COLL, OSDP TAMP DISBLD, TEST KEYS, POLL=75MS, FIPS 64-BIT, BCD, IPM OFF, UART OFF, WIEG OFF | Ea |  | 1 Year | 310 | 5% | 294.5
62203 | HID | 920NHPTEKE000R | RDR, R40-H, PIVCLASS, SE E, LF OFF, HF STD/SIO/SEOS/FIPS/CAK, 485HDX, TERM, BLK, STD-1, OSDP V1, OPEN COLL, OSDP TAMP ENBLD, TEST KEYS, POLL=75MS, A/V OFF, FIPS 200-BIT, IPM OFF, UART OFF, WIEG OFF | Ea |  | 1 Year | 310 | 5% | 294.5
62204 | HID | 920NHPTEKE0088 | RDR, R40-H, PIVCLASS, SE E, LF OFF, HF STD/SIO/SEOS/FIPS/CAK, 485HDX, TERM, BLK, STD-1, LED RED, FLSH GRN, BZR ON, OPT TAMP, OPEN COLL, FIPS 64-BIT REVERSE BCD, IPM OFF, UART OFF, WIEG ON | Ea |  | 1 Year | 310 | 5% | 294.5
62205 | HID | 920NHPTEKE00H9 | RDR, R40-H, PIVCLASS, SE E, LF OFF, HF STD/SIO/SEOS/FIPS/CAK, 485HDX, TERM, BLK, ELITE, LED RED, FLSH GRN, BZR ON, FIPS 128-BIT REVERSED, IPM OFF, UART OFF, WIEG ON | Ea |  | 1 Year | 310 | 5% | 294.5
62206 | HID | 920NHPTEKE032Q | RDR, R40-H, PIVCLASS, SE E, LF OFF, HF STD/SIO/SEOS/FIPS/CAK, 485HDX, TERM, BLK, STD-1, LED RED, FLSH GRN, BZR ON, OPT TAMP, OPEN COLL, FIPS 200-BIT, IPM OFF, UART OFF, WIEG ON | Ea |  | 1 Year | 310 | 5% | 294.5
62207 | HID | 920NHPTEKE0330 | RDR, R40-H, PIVCLASS, SE E, LF OFF, HF STD/SIO/SEOS/FIPS/CAK, 485HDX, TERM, BLK, STD-1, OSDP V1, OPEN COLL, OSDP TAMP ENBLD, TEST KEYS, POLL=75MS, A/V OFF, FIPS 75-BIT, IPM OFF, UART OFF, WIEG OFF | Ea |  | 1 Year | 310 | 5% | 294.5
62208 | HID | 920NHPTEKE0331 | RDR, R40-H, PIVCLASS, SE E, LF OFF, HF STD/SIO/SEOS/FIPS/CAK, 485HDX, TERM, BLK, STD-1, OSDP V1, OPEN COLL, OSDP TAMP ENBLD, TEST KEYS, POLL=75MS, A/V OFF, FIPS 64-BIT, IPM OFF, UART OFF, WIEG OFF | Ea |  | 1 Year | 310 | 5% | 294.5
62209 | HID | 920NHPTEKE0336 | RDR, R40-H, PIVCLASS, SE E, LF OFF, HF STD/SIO/SEOS/FIPS/CAK, 485HDX, TERM, BLK, STD-1, LED RED, FLSH GRN, BZR ON, OPT TAMP, OPEN COLL, FIPS 75-BIT, IPM OFF, UART OFF, WIEG ON | Ea |  | 1 Year | 310 | 5% | 294.5
62210 | HID | 920NHPTEKE0337 | RDR, R40-H, PIVCLASS, SE E, LF OFF, HF STD/SIO/SEOS/FIPS/CAK, 485HDX, TERM, BLK, STD-1, LED RED, FLSH GRN, BZR ON, OPT TAMP, OPEN COLL, FIPS 64-BIT, IPM OFF, UART OFF, WIEG ON | Ea |  | 1 Year | 310 | 5% | 294.5
62211 | HID | 920NHPTEKE036N | RDR, R40-H, PIVCLASS, SE E, LF OFF, HF STD/SIO/SEOS/FIPS/CAK, 485HDX, TERM, BLK, ELITE KEYS, A/V OFF, OSDP V1, OPEN COLL, OSDP TAMP ENBLD, TEST KEYS, POLL=75MS, FIPS 200-BIT, IPM OFF, UART OFF, WIEG OFF | Ea |  | 1 Year | 310 | 5% | 294.5
62212 | HID | 920NHRNEK0000C | RDR, R40-H, PIVCLASS, SE E, LF OFF, HF STD/SIO/SEOS/FIPS/CAK, 485FDX, PIG, BLK, STD-1, LED RED, FLSH GRN, BZR ON, FIPS 200-BIT, IPM OFF, UART OFF, WIEG ON | Ea |  | 1 Year | 310 | 5% | 294.5
62213 | HID | 920NHRNEK00018 | RDR, R40-H, PIVCLASS, SE E, LF OFF, HF STD/SIO/SEOS/FIPS/CAK, 485FDX, PIG, BLK, STD-1, LED RED, FLSH GRN, BZR ON, OPT TAMP, OPEN COLL, FIPS 75-BIT, MIF/DES 56-BIT CSN, IPM OFF, UART OFF, WIEG ON | Ea |  | 1 Year | 310 | 5% | 294.5
62214 | HID | 920NHRNEK0001T | RDR, R40-H, PIVCLASS, SE E, LF OFF, HF STD/SIO/SEOS/FIPS/CAK, 485FDX, PIG, BLK, STD-1, LED RED, FLSH GRN, BZR ON, FIPS 75-BIT, IPM OFF, UART OFF, WIEG ON | Ea |  | 1 Year | 310 | 5% | 294.5
62215 | HID | 920NHRNEK0001Y | RDR, R40-H, PIVCLASS, SE E, LF OFF, HF STD/SIO/SEOS/FIPS/CAK, 485FDX, PIG, BLK, STD-1, LED RED, FLSH OFF, BZR ON, OPT TAMP, OPEN COLL, FIPS 64-BIT, BCD, IPM OFF, UART OFF, WIEG ON | Ea |  | 1 Year | 310 | 5% | 294.5
62216 | HID | 920NHRNEK00032 | RDR, R40-H, PIVCLASS, SE E, LF OFF, HF STD/SIO/SEOS/FIPS/CAK, 485FDX, PIG, BLK, STD-1, LED OFF, FLSH OFF, BZR ON, OPT TAMP, OPEN COLL, FIPS 64-BIT, RVRS BCD, IPM OFF, UART OFF, WIEG ON | Ea |  | 1 Year | 310 | 5% | 294.5
62217 | HID | 920NHRNEK00038 | RDR, R40-H, PIVCLASS, SE E, LF OFF, HF STD/SIO/SEOS/FIPS/CAK, 485FDX, PIG, BLK, STD-1, LED RED, FLSH GRN, BZR ON, OPT TAMP, OPEN COLL, FIPS 200-BIT, MIF/DES 56-BIT CSN, IPM OFF, UART OFF, WIEG ON | Ea |  | 1 Year | 310 | 5% | 294.5
62218 | HID | 920NHRNEK0005W | RDR, R40-H, PIVCLASS, SE E, LF OFF, HF STD/SIO/SEOS/FIPS/CAK, 485FDX, PIG, BLK, STD-1, LED RED, FLSH GRN, BZR ON, OPT TAMP, OPEN COLL, FIPS 64-BIT, BCD, IPM OFF, UART OFF, WIEG ON | Ea |  | 1 Year | 310 | 5% | 294.5
62219 | HID | 920NHRNEK0007J | RDR, R40-H, PIVCLASS, SE E, LF OFF, HF STD/SIO/SEOS/FIPS/CAK, 485FDX, PIG, BLK, STD-1, LED RED, FLSH GRN, BZR ON, OPT TAMP, OPEN COLL, FIPS 200-BIT, MIF/DES 26-BIT CSN, IPM OFF, UART OFF, WIEG ON | Ea |  | 1 Year | 310 | 5% | 294.5
62220 | HID | 920NHRNEK000H9 | RDR, R40-H, PIVCLASS, SE E, LF OFF, HF STD/SIO/SEOS/FIPS/CAK, 485FDX, PIG, BLK, STD-1, LED RED, FLSH GRN, BZR ON, FIPS 128-BIT REVERSED, IPM OFF, UART OFF, WIEG ON | Ea |  | 1 Year | 310 | 5% | 294.5
62221 | HID | 920NHRNEK000Q6 | RDR, R40-H, PIVCLASS, SE E, LF OFF, HF STD/SIO/SEOS/FIPS/CAK, 485FDX, PIG, BLK, STD-1, A/V OFF, OPT TAMP, OPEN COLL, FIPS 58-BIT AMAG, IPM OFF, UART OFF, WIEG ON | Ea |  | 1 Year | 310 | 5% | 294.5
62222 | HID | 920NHRNEK0010G | RDR, R40-H, PIVCLASS, SE E, LF OFF, HF STD/SIO/SEOS/FIPS/CAK, 485FDX, PIG, BLK, STD-1, LED OFF, FLSH OFF, BZR ON, OPT TAMP, OPEN COLL, FIPS 75-BIT, IPM OFF, UART OFF, WIEG ON | Ea |  | 1 Year | 310 | 5% | 294.5
62223 | HID | 920NHRNEK00110 | RDR, R40-H, PIVCLASS, SE E, LF OFF, HF STD/SIO/SEOS/FIPS/CAK, 485FDX, PIG, BLK, STD-1, LED RED, FLSH GRN, BZR ON, OPT TAMP, OPEN COLL, FIPS 40-BIT, BCD, IPM OFF, UART OFF, WIEG ON | Ea |  | 1 Year | 310 | 5% | 294.5
62224 | HID | 920NHRNEK0012W | RDR, R40-H, PIVCLASS, SE E, LF OFF, HF STD/SIO/SEOS/FIPS/CAK, 485FDX, PIG, BLK, STD-1, LED RED, FLSH OFF, BZR ON, OPT TAMP, OPEN COLL, FIPS 75-BIT, IPM OFF, UART OFF, WIEG ON | Ea |  | 1 Year | 310 | 5% | 294.5
62225 | HID | 920NHRNEK0013P | RDR, R40-H, PIVCLASS, SE E, LF OFF, HF STD/SIO/SEOS/FIPS/CAK, 485FDX, PIG, BLK, STD-1, LED RED, FLSH GRN, BZR ON, OPT TAMP, OPEN COLL, FIPS 40-BIT, RVRS BCD, IPM OFF, UART OFF, WIEG ON | Ea |  | 1 Year | 310 | 5% | 294.5
62226 | HID | 920NHRNEK00220 | RDR, R40-H, PIVCLASS, SE E, LF OFF, HF STD/SIO/SEOS/FIPS/CAK, 485FDX, PIG, BLK, STD-1, LED RED, FLSH GRN, BZR ON, OPT TAMP, OPEN COLL, FIPS 128-BIT, FASCN + RMV OVRHD, IPM OFF, UART OFF, WIEG ON | Ea |  | 1 Year | 310 | 5% | 294.5
62227 | HID | 920NHRNEK0032Y | RDR, R40-H, PIVCLASS, SE E, LF OFF, HF STD/SIO/SEOS/FIPS/CAK, 485FDX, PIG, BLK, STD-1, LED RED, FLSH GRN, BZR ON, IPM OFF, UART ON, WIEG OFF | Ea |  | 1 Year | 310 | 5% | 294.5
62228 | HID | 920NHRNEK0032Y-KIT | RDR, R40-H, PIVCLASS, SE E, LF OFF, HF STD/SIO/SEOS/FIPS/CAK, 485FDX, PIG, BLK, STD-1, LED RED, FLSH GRN, BZR ON, IPM OFF, UART ON, WIEG OFF, PIVCLASS BUNDLE PRODUCTION MAKE P/N ONLY | Ea |  | 1 Year | 310 | 5% | 294.5
62229 | HID | 920NHRNEK0037D | RDR, R40-H, PIVCLASS, SE E, LF OFF, HF STD/SIO/SEOS/FIPS/CAK, 485FDX, PIG, BLK, STD-1, LED RED, FLSH GRN, BZR ON, OPT TAMP, OPEN COLL, FIPS 64-BIT, RVRS BCD, IPM OFF, UART OFF, WIEG ON | Ea |  | 1 Year | 310 | 5% | 294.5
62230 | HID | 920NHRNEK00434 | RDR, R40-H, PIVCLASS, SE E, LF OFF, HF STD/SIO/SEOS/FIPS/CAK, 485FDX, PIG, BLK, STD-1, LED RED, FLSH GRN, BZR ON, OPT TAMP, OPEN COLL, FIPS 200-BIT, 14443A 56-BIT MIFARE, IPM OFF, UART OFF, WIEG ON | Ea |  | 1 Year | 310 | 5% | 294.5
62231 | HID | 920NHRNEK0043W | RDR, R40-H, PIVCLASS, SE E, LF OFF, HF STD/SIO/SEOS/FIPS/CAK, 485FDX, PIG, BLK, STD-1, LED RED, FLSH GRN, BZR ON, OPT TAMP, OPEN COLL, FIPS 200-BIT, 14443A DES 56-BIT CSN, IPM OFF, UART OFF, WIEG ON | Ea |  | 1 Year | 310 | 5% | 294.5
62232 | HID | 920NHRNEK00578 | RDR, R40-H, PIVCLASS, SE E, LF OFF, HF STD/SIO/SEOS/FIPS/CAK, 485FDX, PIG, BLK, STD-1, LED RED, FLSH GRN, BZR ON, FIPS 128-BIT,FASCN+RMV OVRHD+RMV PAR , IPM OFF | Ea |  | 1 Year | 310 | 5% | 294.5
62233 | HID | 920NHRNEKE000C | RDR, R40-H, PIVCLASS, SE E, LF OFF, HF STD/SIO/SEOS/FIPS/CAK, 485FDX, PIG, BLK, ELITE KEYS, LED RED, FLSH GRN, BZR ON, OPT TAMP, OPEN COLL, FIPS 200-BIT, IPM OFF, UART OFF, WIEG ON | Ea |  | 1 Year | 310 | 5% | 294.5
62234 | HID | 920NHRNEKE001T | RDR, R40-H, PIVCLASS, SE E, LF OFF, HF STD/SIO/SEOS/FIPS/CAK, 485FDX, PIG, BLK, STD-1, LED RED, FLSH GRN, BZR ON, OPT TAMP, OPEN COLL, FIPS 75-BIT, IPM OFF, UART OFF, WIEG ON | Ea |  | 1 Year | 310 | 5% | 294.5
62235 | HID | 920NHRNEKE005W | RDR, R40-H, PIVCLASS, SE E, LF OFF, HF STD/SIO/SEOS/FIPS/CAK, 485FDX, PIG, BLK, STD-1, LED RED, FLSH GRN, BZR ON, OPT TAMP, OPEN COLL, FIPS 64-BIT, IPM OFF, UART OFF, WIEG ON | Ea |  | 1 Year | 310 | 5% | 294.5
62236 | HID | 920NHRNEKE00H9 | RDR, R40-H, PIVCLASS, SE E, LF OFF, HF STD/SIO/SEOS/FIPS/CAK, 485FDX, PIG, BLK, ELITE, LED RED, FLSH GRN, BZR ON, FIPS 128-BIT REVERSED, IPM OFF, UART OFF, WIEG ON | Ea |  | 1 Year | 310 | 5% | 294.5
62237 | HID | 920NHRNEKE012W | RDR, R40-H, PIVCLASS, SE E, LF OFF, HF STD/SIO/SEOS/FIPS/CAK, 485FDX, PIG, BLK, ELITE KEYS, LED RED, FLSH OFF, BZR ON, OPT TAMP, OPEN COLL, FIPS 75-BIT, IPM OFF, UART OFF, WIEG ON | Ea |  | 1 Year | 310 | 5% | 294.5
62238 | HID | 920NHRNEKE032Y | RDR, R40-H, PIVCLASS, SE E, LF OFF, HF STD/SIO/SEOS/FIPS/CAK, 485FDX, PIG, BLK, STD-1, LED RED, FLSH GRN, BZR ON, OPT TAMP, OPEN COLL, IPM OFF, UART ON, WIEG OFF | Ea |  | 1 Year | 310 | 5% | 294.5
62239 | HID | 920NHRNEKE037D | RDR, R40-H, PIVCLASS, SE E, LF OFF, HF STD/SIO/SEOS/FIPS/CAK, 485FDX, PIG, BLK, STD-1, LED RED, FLSH GRN, BZR ON, OPT TAMP, OPEN COLL, FIPS 64-BIT REVERSE BCD, IPM OFF, UART OFF, WIEG ON | Ea |  | 1 Year | 310 | 5% | 294.5
62240 | HID | 920NHRTEK0000C | RDR, R40-H, PIVCLASS, SE E, LF OFF, HF STD/SIO/SEOS/FIPS/CAK, 485FDX, TERM, BLK, STD-1, LED RED, FLSH GRN, BZR ON, FIPS 200-BIT, IPM OFF, UART OFF, WIEG ON | Ea |  | 1 Year | 310 | 5% | 294.5
62241 | HID | 920NHRTEK00018 | RDR, R40-H, PIVCLASS, SE E, LF OFF, HF STD/SIO/SEOS/FIPS/CAK, 485FDX, TERM, BLK, STD-1, LED RED, FLSH GRN, BZR ON, OPT TAMP, OPEN COLL, FIPS 75-BIT, MIF/DES 56-BIT CSN, IPM OFF, UART OFF, WIEG ON | Ea |  | 1 Year | 310 | 5% | 294.5
62242 | HID | 920NHRTEK0001T | RDR, R40-H, PIVCLASS, SE E, LF OFF, HF STD/SIO/SEOS/FIPS/CAK, 485FDX, TERM, BLK, STD-1, LED RED, FLSH GRN, BZR ON, OPT TAMP, OPEN COLL, FIPS 75-BIT, IPM OFF, UART OFF, WIEG ON | Ea |  | 1 Year | 310 | 5% | 294.5
62243 | HID | 920NHRTEK0001Y | RDR, R40-H, PIVCLASS, SE E, LF OFF, HF STD/SIO/SEOS/FIPS/CAK, 485FDX, TERM, BLK, STD-1, LED RED, FLSH OFF, BZR ON, OPT TAMP, OPEN COLL, FIPS 64-BIT, BCD, IPM OFF, UART OFF, WIEG ON | Ea |  | 1 Year | 310 | 5% | 294.5
62244 | HID | 920NHRTEK00038 | RDR, R40-H, PIVCLASS, SE E, LF OFF, HF STD/SIO/SEOS/FIPS/CAK, 485FDX, TERM, BLK, STD-1, LED RED, FLSH GRN, BZR ON, OPT TAMP, OPEN COLL, FIPS 200-BIT, MIF/DES 56-BIT CSN, IPM OFF, UART OFF, WIEG ON | Ea |  | 1 Year | 310 | 5% | 294.5
62245 | HID | 920NHRTEK0003C | RDR, R40-H, PIVCLASS, SE E, LF OFF, HF STD/SIO/SEOS/FIPS/CAK, 485FDX, TERM, BLK, STD-1, LED OFF, FLSH OFF, BZR ON, OPT TAMP, OPEN COLL, FIPS 200-BIT, IPM OFF, UART OFF, WIEG ON | Ea |  | 1 Year | 310 | 5% | 294.5
62246 | HID | 920NHRTEK0005W | RDR, R40-H, PIVCLASS, SE E, LF OFF, HF STD/SIO/SEOS/FIPS/CAK, 485FDX, TERM, BLK, STD-1, LED RED, FLSH GRN, BZR ON, OPT TAMP, OPEN COLL, FIPS 64-BIT, IPM OFF, UART OFF, WIEG ON | Ea |  | 1 Year | 310 | 5% | 294.5
62247 | HID | 920NHRTEK0006W | RDR, R40-H, PIVCLASS, SE E, LF OFF, HF STD/SIO/SEOS/FIPS/CAK, 485FDX, TERM, BLK, STD-1, LED RED, FLSH OFF, BZR ON, OPT TAMP, OPEN COLL, FIPS 64-BIT, RVRS BCD, IPM OFF, UART OFF, WIEG ON | Ea |  | 1 Year | 310 | 5% | 294.5
62248 | HID | 920NHRTEK0007J | RDR, R40-H, PIVCLASS, SE E, LF OFF, HF STD/SIO/SEOS/FIPS/CAK, 485FDX, TERM, BLK, STD-1, LED RED, FLSH GRN, BZR ON, OPT TAMP, OPEN COLL, FIPS 200-BIT, MIF/DES 26-BIT CSN, IPM OFF, UART OFF, WIEG ON | Ea |  | 1 Year | 310 | 5% | 294.5
62249 | HID | 920NHRTEK000H9 | RDR, R40-H, PIVCLASS, SE E, LF OFF, HF STD/SIO/SEOS/FIPS/CAK, 485FDX, TERM, BLK, STD-1, LED RED, FLSH GRN, BZR ON, FIPS 128-BIT REVERSED, IPM OFF, UART OFF, WIEG ON | Ea |  | 1 Year | 310 | 5% | 294.5
62250 | HID | 920NHRTEK000Q6 | RDR, R40-H, PIVCLASS, SE E, LF OFF, HF STD/SIO/SEOS/FIPS/CAK, 485FDX, TERM, BLK, STD-1, A/V OFF, OPT TAMP, OPEN COLL, FIPS 58-BIT AMAG, IPM OFF, UART OFF, WIEG ON | Ea |  | 1 Year | 310 | 5% | 294.5
62251 | HID | 920NHRTEK0010G | RDR, R40-H, PIVCLASS, SE E, LF OFF, HF STD/SIO/SEOS/FIPS/CAK, 485FDX, TERM, BLK, STD-1, LED OFF, FLSH OFF, BZR ON, OPT TAMP, OPEN COLL, FIPS 75-BIT, IPM OFF, UART OFF, WIEG ON | Ea |  | 1 Year | 310 | 5% | 294.5
62252 | HID | 920NHRTEK00111 | RDR, R40-H, PIVCLASS, SE E, LF OFF, HF STD/SIO/SEOS/FIPS/CAK, 485FDX, TERM, BLK, STD-1, LED RED, FLSH GRN, BZR OFF, OPT TAMP, OPEN COLL, FIPS 200-BIT, IPM OFF, UART OFF, WIEG ON | Ea |  | 1 Year | 310 | 5% | 294.5
62253 | HID | 920NHRTEK0013P | RDR, R40-H, PIVCLASS, SE E, LF OFF, HF STD/SIO/SEOS/FIPS/CAK, 485FDX, TERM, BLK, STD-1, LED RED, FLSH GRN, BZR ON, OPT TAMP, OPEN COLL, FIPS 40-BIT, RVRS BCD, IPM OFF, UART OFF, WIEG ON | Ea |  | 1 Year | 310 | 5% | 294.5
62254 | HID | 920NHRTEK00220 | RDR, R40-H, PIVCLASS, SE E, LF OFF, HF STD/SIO/SEOS/FIPS/CAK, 485FDX, TERM, BLK, STD-1, LED RED, FLSH GRN, BZR ON, OPT TAMP, OPEN COLL, FIPS 128-BIT, FASCN + RMV OVRHD, IPM OFF, UART OFF, WIEG ON | Ea |  | 1 Year | 310 | 5% | 294.5
62255 | HID | 920NHRTEK00226 | RDR, R40-H, PIVCLASS, SE E, LF OFF, HF STD/SIO/SEOS/FIPS/CAK, 485FDX, TERM, BLK, STD-1, LED OFF, FLSH GRN, BZR OFF, OPT TAMP, OPEN COLL, FIPS 200-BIT, IPM OFF, UART OFF, WIEG ON | Ea |  | 1 Year | 310 | 5% | 294.5
62256 | HID | 920NHRTEK0022M | RDR, R40-H, PIVCLASS, SE E, LF OFF, HF STD/SIO/SEOS/FIPS/CAK, 485FDX, TERM, BLK, STD-1, LED RED, FLSH GRN, BZR ON, OPT TAMP, OPEN COLL, FIPS 200-BIT, IPM OFF, UART OFF, C/D ON | Ea |  | 1 Year | 310 | 5% | 294.5
62257 | HID | 920NHRTEK0032Y | RDR, R40-H, PIVCLASS, SE E, LF OFF, HF STD/SIO/SEOS/FIPS/CAK, 485FDX, TERM, BLK, STD-1, LED RED, FLSH GRN, BZR ON, IPM OFF, UART ON, WIEG OFF | Ea |  | 1 Year | 310 | 5% | 294.5
62258 | HID | 920NHRTEK0032Y-KIT | RDR, R40-H, PIVCLASS, SE E, LF OFF, HF STD/SIO/SEOS/FIPS/CAK, 485FDX, TERM, BLK, STD-1, LED RED, FLSH GRN, BZR ON, IPM OFF, UART ON, WIEG OFF, PIVCLASS BUNDLE PRODUCTION MAKE P/N ONLY | Ea |  | 1 Year | 310 | 5% | 294.5
62259 | HID | 920NHRTEK0037D | RDR, R40-H, PIVCLASS, SE E, LF OFF, HF STD/SIO/SEOS/FIPS/CAK, 485FDX, TERM, BLK, STD-1, LED RED, FLSH GRN, BZR ON, OPT TAMP, OPEN COLL, FIPS 64-BIT REVERSE BCD, IPM OFF, UART OFF, WIEG ON | Ea |  | 1 Year | 310 | 5% | 294.5
62260 | HID | 920NHRTEK0043W | RDR, R40-H, PIVCLASS, SE E, LF OFF, HF STD/SIO/SEOS/FIPS/CAK, 485FDX, TERM, BLK, STD-1, LED RED, FLSH GRN, BZR ON, OPT TAMP, OPEN COLL, FIPS 200-BIT, 14443A DES 56-BIT CSN, IPM OFF, UART OFF, WIEG ON | Ea |  | 1 Year | 310 | 5% | 294.5
62261 | HID | 920NHRTEKE000C | RDR, R40-H, PIVCLASS, SE E, LF OFF, HF STD/SIO/SEOS/FIPS/CAK, 485FDX, TERM, BLK, STD-1, LED RED, FLSH GRN, BZR ON, OPT TAMP, OPEN COLL, FIPS 200-BIT, IPM OFF, UART OFF, WIEG ON | Ea |  | 1 Year | 310 | 5% | 294.5
62262 | HID | 920NHRTEKE001T | RDR, R40-H, PIVCLASS, SE E, LF OFF, HF STD/SIO/SEOS/FIPS/CAK, 485FDX, TERM, BLK, STD-1, LED RED, FLSH GRN, BZR ON, OPT TAMP, OPEN COLL, FIPS 75-BIT, IPM OFF, UART OFF, WIEG ON | Ea |  | 1 Year | 310 | 5% | 294.5
62263 | HID | 920NHRTEKE005W | RDR, R40-H, PIVCLASS, SE E, LF OFF, HF STD/SIO/SEOS/FIPS/CAK, 485FDX, TERM, BLK, STD-1, LED RED, FLSH GRN, BZR ON, OPT TAMP, OPEN COLL, FIPS 64-BIT, IPM OFF, UART OFF, WIEG ON | Ea |  | 1 Year | 310 | 5% | 294.5
62264 | HID | 920NHRTEKE00H9 | RDR, R40-H, PIVCLASS, SE E, LF OFF, HF STD/SIO/SEOS/FIPS/CAK, 485FDX, TERM, BLK, ELITE, LED RED, FLSH GRN, BZR ON, FIPS 128-BIT REVERSED, IPM OFF, UART OFF, WIEG ON | Ea |  | 1 Year | 310 | 5% | 294.5
62265 | HID | 920NHRTEKE032Y | RDR, R40-H, PIVCLASS, SE E, LF OFF, HF STD/SIO/SEOS/FIPS/CAK, 485FDX, TERM, BLK, STD-1, LED RED, FLSH GRN, BZR ON, OPT TAMP, OPEN COLL, IPM OFF, UART ON, WIEG OFF | Ea |  | 1 Year | 310 | 5% | 294.5
62266 | HID | 920NHRTEKE037D | RDR, R40-H, PIVCLASS, SE E, LF OFF, HF STD/SIO/SEOS/FIPS/CAK, 485FDX, TERM, BLK, STD-1, LED RED, FLSH GRN, BZR ON, OPT TAMP, OPEN COLL, FIPS 64-BIT REVERSE BCD, IPM OFF, UART OFF, WIEG ON | Ea |  | 1 Year | 310 | 5% | 294.5
62267 | HID | 920NMCNEKEA08V | RDR, R40, ICLASS, SE E, LF OFF, HF STD/SIO/SEOS/MA, C&D, PIG, BLK, STD-1, LED RED, FLSH GRN, BZR ON, CSN 32-BIT MSB, IPM OFF, MOBILE-ENABLED-FMT | Ea |  | 1 Year | 360 | 5% | 342
62268 | HID | 920NMCTEKEA08V | RDR, R40, ICLASS, SE E, LF OFF, HF STD/SIO/SEOS/MA, C&D, TERM, BLK, STD-1, LED RED, FLSH GRN, BZR ON, CSN 32-BIT MSB, IPM OFF, MOBILE-ENABLED-FMT | Ea |  | 1 Year | 360 | 5% | 342
62269 | HID | 920NMNNEKEA001 | RDR, R40, ICLASS, SE E, LF OFF, HF STD/SIO/SEOS/MA, WIEG, PIG, BLK, LED RED, FLSH GRN, BZR ON, OPT TAMP, OPEN COLL, CSN 32-BIT MSB, IPM OFF, MOBILE-ENABLED-FMT | Ea |  | 1 Year | 360 | 5% | 342
62270 | HID | 920NMNNEKEA061 | RDR, R40, ICLASS, SE E, LF OFF, HF STD/SIO/SEOS/MA, WIEG, PIG, BLK, STD-1, LED RED, FLSH GRN, BZR ON, CSN 34-BIT MSB, IPM OFF, MOBILE-ENABLED-FMT | Ea |  | 1 Year | 360 | 5% | 342
62271 | HID | 920NMNNEKEA063 | RDR, R40, ICLASS, SE E, LF OFF, HF STD/SIO/SEOS/MA, WIEG, PIG, BLK, STD-1, LED RED, FLSH GRN, BZR ON, CSN 26-BIT (W/DEFAULT FC), IPM OFF, MOBILE-ENABLED-FMT | Ea |  | 1 Year | 360 | 5% | 342
62272 | HID | 920NMNNEKEA064 | RDR, R40, ICLASS, SE E, LF OFF, HF STD/SIO/SEOS/MA, WIEG, PIG, BLK, STD-1, LED OFF, FLSH OFF, BZR ON, CSN 32-BIT MSB, IPM OFF, MOBILE-ENABLED-FMT | Ea |  | 1 Year | 360 | 5% | 342
62273 | HID | 920NMNNEKEA066 | RDR, R40, ICLASS, SE E, LF OFF, HF STD/SIO/SEOS/MA, WIEG, PIG, BLK, STD-1, LED RED, FLSH GRN, BZR ON, CSN 32-BIT LSB, IPM OFF, MOBILE-ENABLED-FMT | Ea |  | 1 Year | 360 | 5% | 342
62274 | HID | 920NMNNEKEA06C | RDR, R40, ICLASS, SE E, LF OFF, HF STD/SIO/SEOS/MA, WIEG, PIG, BLK, STD-1, LED RED, FLSH GRN, BZR ON, OPT TAMP, OPEN COLL, CSN 32-BIT MSB, IPM OFF, MOBILE-ENABLED-FMT | Ea |  | 1 Year | 360 | 5% | 342
62275 | HID | 920NMNNEKEA06D | RDR, R40, ICLASS, SE E, LF OFF, HF STD/SIO/SEOS/MA, WIEG, PIG, BLK, STD-1, LED RED, FLSH GRN, BZR ON, CSN 40-BIT MSB, IPM OFF, MOBILE-ENABLED-FMT | Ea |  | 1 Year | 360 | 5% | 342
62276 | HID | 920NMNNEKEA06E | RDR, R40, ICLASS, SE E, LF OFF, HF STD/SIO/SEOS/MA, WIEG, PIG, BLK, STD-1, LED OFF, FLSH OFF, BZR OFF, CSN 32-BIT MSB, IPM OFF, MOBILE-ENABLED-FMT | Ea |  | 1 Year | 360 | 5% | 342
62277 | HID | 920NMNNEKEA06G | RDR, R40, ICLASS, SE E, LF OFF, HF STD/SIO/SEOS/MA, WIEG, PIG, BLK, STD-1, LED OFF, FLSH OFF, BZR OFF, CSN 34-BIT MSB, IPM OFF, MOBILE-ENABLED-FMT | Ea |  | 1 Year | 360 | 5% | 342
62278 | HID | 920NMNNEKEA06K | RDR, R40, ICLASS, SE E, LF OFF, HF STD/SIO/SEOS/MA, WIEG, PIG, BLK, STD-1, LED RED, FLSH OFF, BZR ON, CSN 26-BIT (W/DEFAULT FC), IPM OFF, MOBILE-ENABLED-FMT | Ea |  | 1 Year | 360 | 5% | 342
62279 | HID | 920NMNNEKEA06M | RDR, R40, ICLASS, SE E, LF OFF, HF STD/SIO/SEOS/MA, WIEG, PIG, BLK, STD-1, LED RED, FLSH GRN, BZR OFF, CSN 32-BIT MSB, IPM OFF, MOBILE-ENABLED-FMT | Ea |  | 1 Year | 360 | 5% | 342
62280 | HID | 920NMNNEKEA06Q | RDR, R40, ICLASS, SE E, LF OFF, HF STD/SIO/SEOS/MA, WIEG, PIG, BLK, STD-1, LED RED, FLSH OFF, BZR ON, CSN 32-BIT MSB, IPM OFF, MOBILE-ENABLED-FMT | Ea |  | 1 Year | 360 | 5% | 342
62281 | HID | 920NMNNEKEA06V | RDR, R40, ICLASS, SE E, LF OFF, HF STD/SIO/SEOS/MA, WIEG, PIG, BLK, STD-1, LED RED, FLSH GRN, BZR ON, CSN 37-BIT LSB, IPM OFF, MOBILE-ENABLED-FMT | Ea |  | 1 Year | 360 | 5% | 342
62282 | HID | 920NMNNEKEA07A | RDR, R40, ICLASS, SE E, LF OFF, HF STD/SIO/SEOS/MA, WIEG, PIG, BLK, STD-1, LED OFF, FLSH GRN, BZR ON, CSN 26-BIT (W/DEFAULT FC), IPM OFF, MOBILE-ENABLED-FMT | Ea |  | 1 Year | 360 | 5% | 342
62283 | HID | 920NMNNEKEA07H | RDR, R40, ICLASS, SE E, LF OFF, HF STD/SIO/SEOS/MA/MIFSPR, WIEG, PIG, BLK, STD-1, LED RED, FLSH GRN, BZR ON, CSN MIF SUPPR, IPM OFF, MOBILE-ENABLED-FMT | Ea |  | 1 Year | 360 | 5% | 342
62284 | HID | 920NMNNEKEA07T | RDR, R40, ICLASS, SE E, LF OFF, HF STD/SIO/SEOS/MA, WIEG, PIG, BLK, STD-1, LED RED, FLSH OFF, BZR ON, OPT TAMP, OPEN COLL, CSN 26-BIT (W/DEFAULT FC), IPM OFF, MOBILE-ENABLED-FMT | Ea |  | 1 Year | 360 | 5% | 342
62285 | HID | 920NMNNEKEA08A | RDR, R40, ICLASS, SE E, LF OFF, HF STD/SIO/SEOS/MA, WIEG, PIG, BLK, STD-1, LED RED, FLSH OFF, BZR ON, CSN 34-BIT MSB, IPM OFF, MOBILE-ENABLED-FMT | Ea |  | 1 Year | 360 | 5% | 342
62286 | HID | 920NMNNEKEA08C | RDR, R40, ICLASS, SE E, LF OFF, HF STD/SIO/SEOS/MA, WIEG, PIG, BLK, STD-1, LED RED, FLSH GRN, BZR ON, CSN 56-BIT LSB, IPM OFF, MOBILE-ENABLED-FMT | Ea |  | 1 Year | 360 | 5% | 342
62287 | HID | 920NMNNEKEA08J | RDR, R40, ICLASS, SE E, LF OFF, HF STD/SIO/SEOS/MA, WIEG, PIG, BLK, STD-1, LED OFF, FLSH OFF, BZR ON, CSN 26-BIT (W/DEFAULT FC), IPM OFF, MOBILE-ENABLED-FMT | Ea |  | 1 Year | 360 | 5% | 342
62288 | HID | 920NMNNEKEA08P | RDR, R40, ICLASS, SE E, LF OFF, HF STD/SIO/SEOS/MA, WIEG, PIG, BLK, LED OFF, FLSH GRN, BZR ON, OPT TAMP, OPEN COLL, CSN 32-BIT MSB, IPM OFF, MOBILE-ENABLED-FMT | Ea |  | 1 Year | 360 | 5% | 342
62289 | HID | 920NMNNEKEA09T | RDR, R40, ICLASS, SE E, LF OFF, HF STD/SIO/SEOS/MA, WIEG, PIG, BLK, STD-1, LED OFF, FLSH GRN, BZR ON, CSN 40-BIT MSB, IPM OFF, MOBILE-ENABLED-FMT | Ea |  | 1 Year | 360 | 5% | 342
62290 | HID | 920NMNNEKEA0C9 | RDR, R40, ICLASS, SE E, LF OFF, HF STD/SIO/SEOS/MIG/MA, WIEG, PIG, BLK, LED RED, FLSH GRN, BZR ON, OPT TAMP, OPEN COLL, CSN 32-BIT MSB, IPM OFF, MOBILE-ENABLED-FMT | Ea |  | 1 Year | 420 | 5% | 399
62291 | HID | 920NMNNEKEA0CH | RDR, R40, ICLASS, SE E, LF OFF, HF STD/SIO/SEOS/MA, WIEG, PIG, BLK, LED BLUE, FLSH GRN, BZR ON, OPT TAMP, OPEN COLL, CSN 32-BIT MSB, IPM OFF, MOBILE-ENABLED-FMT | Ea |  | 1 Year | 360 | 5% | 342
62292 | HID | 920NMNNEKEA0D4 | RDR, R40, ICLASS, SE E, LF OFF, HF STD/SIO/SEOS/TRANS/MA, WIEG, PIG, BLK, LED RED, FLSH GRN, BZR ON, OPT TAMP, OPEN COLL, 64-BIT LSB FELICA OR 64-BIT MIFARE, IPM OFF, MOBILE-ENABLED-FMT | Ea |  | 1 Year | 420 | 5% | 399
62293 | HID | 920NMNNEKEA0FA | RDR, R40, ICLASS, SE E, LF OFF, HF STD/SIO/SEOS/HID MIFARE APPLICATION/MF CSN SUPPR/MA, WIEG, PIG, BLK, LED RED, FLSH GRN, BZR ON, OPT TAMP, OPEN COLL, CSN MIF SUPPR, IPM OFF, MOBILE ENABLED FMT | Ea |  | 1 Year | 360 | 5% | 342
62294 | HID | 920NMNNEKEA0FH | RDR, R40, ICLASS, SE E, LF OFF, HF STD/SIO/SEOS/MA, WIEG, PIG, BLK, LED RED, FLSH GRN, BZR ON, OPT TAMP, OPEN COLL, CSN 32-BIT MSB, I'M ALIVE 10 SEC, IPM OFF, MOBILE-ENABLED-FMT | Ea |  | 1 Year | 360 | 5% | 342
62295 | HID | 920NMNNEKEA0HF | RDR, R40, ICLASS, SE E, LF OFF, HF STD/SIO/SEOS/MA, WIEG, PIG, BLK, LED RED, FLSH GRN, BZR ON, CSN 34-BIT MSB, 0 CSN DELAY, IPM OFF, MOBILE-ENABLED-FMT | Ea |  | 1 Year | 588 | 5% | 558.6
62296 | HID | 920NMNNEKEA0K6 | RDR, R40, ICLASS, SE E, LF OFF, HF STD/SIO/SEOS/MIGR/MA, WIEG, PIG, BLK, LED AMBER, FLSH AMBER, BZR ON, OPT TAMP, OPEN COLL, CSN 56-BIT MSB, MIGR PFL EVP00000, IPM OFF, MOBILE-ENABLED-FMT | Ea |  | 1 Year | 420 | 5% | 399
62297 | HID | 920NMNNEKEA116 | RDR, R40, ICLASS, SE E, LF OFF, HF STD/SIO/SEOS/MA, WIEG, PIG, BLK, STD-1, LED RED, FLSH GRN, BZR ON, OPT TAMP, OPEN COLL, CSN 37-BIT LSB, IPM OFF, MOBILE-ENABLED-FMT | Ea |  | 1 Year | 360 | 5% | 342
62298 | HID | 920NMNNEKEA129 | RDR, R40, ICLASS, SE E, LF OFF, HF STD/SIO/SEOS/MA/MIGR, WIEG, PIG, BLK, HF MIGR PFL EVP00000, IPM OFF, MOBILE-ENABLED-FMT | Ea |  | 1 Year | 420 | 5% | 399
62299 | HID | 920NMNNEKEA13H | RDR, R40, ICLASS, SE E, LF OFF, HF STD/SIO/SEOS/MA, WIEG, PIG, BLK, STD-1, LED RED, FLSH GRN, BZR ON, OPT TAMP, OPEN COLL, ISO15693 CSN, ISO14443A CSN 32-BIT MSB, IPM OFF, MOBILE-ENABLED-FMT | Ea |  | 1 Year | 360 | 5% | 342
62300 | HID | 920NMNNEKEA13M | RDR, R40, ICLASS, SE E, LF OFF, HF STD/SIO/SEOS/MA, WIEG, LED RED, FLSH GRN, BZR ON, OPT TAMP, OPEN COLL, CSN 32-BIT MSB, ISO14443B 32-BIT CSN, IPM OFF, MOBILE-ENABLED-FMT | Ea |  | 1 Year | 360 | 5% | 342
62301 | HID | 920NMNNEKEA13P | RDR, R40, ICLASS, SE E, CSTM, LF OFF, HF STD/SIO/SEOS/MA, WIEG, PIG, BLK, STD-1, LED RED, FLSH GRN, BZR OFF, OPT TAMP, OPEN COLL, CSN 32-BIT MSB, CSTM WIEG TIMING, IPM OFF, GROSVENOR, MOBILE-ENABLED-FMT | Ea |  | 1 Year | 360 | 5% | 342
62302 | HID | 920NMNNEKEA142 | RDR, R40, ICLASS, SE E, LF OFF, HF STD/SIO/SEOS/MA, WIEG, PIG, BLK, STD-1, LED OFF, FLSH GRN, BZR ON, CSN 32 BIT MSB, IPM OFF, TAMPER OC, MOBILE-ENABLED-FMT | Ea |  | 1 Year | 360 | 5% | 342
62303 | HID | 920NMNNEKEA14C | RDR, R40, ICLASS, SE REV E, LF OFF, HF STD/MA, WIEGAND, PIG, BLK, STD 1 SECURITY, LED RED, FLASH GRN, BZR ON, IPM OFF, 32 BIT, MOBILE-ENABLED-FMT | Ea |  | 1 Year | 360 | 5% | 342
62304 | HID | 920NMNNEKEA15C | RDR, R40, ICLASS, SE E, LF OFF, HF STD/SIO/SEOS/MA, WIEG, PIG, BLK, STD-1, LED REDF, FLSH GRN, BZR ON, OPEN COLL, OTP TAMP, CSN 32-BIT MSB, IPM OFF, R8, MOBILE-ENABLED-FMT | Ea |  | 1 Year | 360 | 5% | 342
62305 | HID | 920NMNNEKMA001 | RDR, R40, ICLASS, SE E, LF OFF, HF STD/SIO/SEOS/MA, WIEG, PIG, BLK, LED RED, FLSH GRN, BZR ON, OPT TAMP, OPEN COLL, CSN 32-BIT MSB, IPM OFF, MOBILE-READY | Ea |  | 1 Year | 360 | 5% | 342
62306 | HID | 920NMNNEKMA001-110315 | RDR, R40, ICLASS, SE E, LF OFF, HF STD/SIO/SEOS/MA, WIEG, PIG, BLK, LED RED, FLSH GRN, BZR ON, OPT TAMP, OPEN COLL, CSN 32-BIT MSB, IPM OFF, MOBILE-READY, TOP BOX LABEL, UPC: 639399009686 | Ea |  | 1 Year | 360 | 5% | 342
62307 | HID | 920NMNNEKMA00U | RDR, R40, ICLASS, SE E, LF OFF, HF SIO/SEOS/MA, WIEG, PIG, BLK, LED BLUE, FLSH GRN, BZR ON, OPT TAMP, OPEN COLL, CSN SURPPRESSED, IPM OFF, MOBILE-READY | Ea |  | 1 Year | 360 | 5% | 342
62308 | HID | 920NMNNEKMA011 | RDR, R40, ICLASS, SE E, CFG PFL, LF OFF, HF STD/SIO/SEOS/MA, WIEG, LED BLUE, FLSH GRN, BZR ON, OPT TAMP, OPEN COLL, CSN SUPPR, IPM OFF, MOB0004/ICE0120 KEYS, MOBILE-ENABLED | Ea |  | 1 Year | 360 | 5% | 342
62309 | HID | 920NMNNEKMA022 | RDR, R40, ICLASS, SE E, LF OFF, HF LEG/SIO/SEOS/MA, WIEG, LED BLUE, FLSH GRN, BZR ON, OPT TAMP, OPEN COLL, CSN 32-BIT MSB, IPM OFF, DEMO STD/ICE0235/MOB0001/MOB0022 KEYS MOBILE ENABLED | Ea |  | 1 Year | 360 | 5% | 342
62310 | HID | 920NMNNEKMA022-MAD | RDR, R40, ICLASS, SE E, LF OFF, HF LEG/SIO/SEOS/MA, WIEG, PIG, BLK, LED BLUE, FLSH GRN, BZR ON, OPT TAMP, OPEN COLL, CSN 32-BIT MSB, IPM OFF, DEMO STD/ICE0235/MOB0001 KEYS, MOBILE-ENABLED, WITH MOBILE ADMIN CARD, TAP/TWIST N GO ENABLED | Ea |  | 1 Year | 360 | 5% | 342
62311 | HID | 920NMNNEKMA03G | RDR, R40, ICLASS, SE E, LF OFF, HF LEG/SEOS/MA, WIEG, LED BLUE, FLSH GRN, BZR ON, OPT TAMP, OPEN COLL, IPM OFF, STD/ICE0531 KEYS, MOBILE-ENABLED | Ea |  | 1 Year | 360 | 5% | 342
62312 | HID | 920NMNNEKMA04G | R40, ICLASS, SE E, LF OFF, HF ICLASS LEG & SIO/SEOS/MA/MIFSPR, WIEG, PIG, BLK, LED BLUE, FLSH GRN, BZR ON, OPT TAMP, OPEN COLL, CSN MIF SUPPR, EM4102 32-BIT, IPM OFF, STD-1/MOB0066 KEYS, MOBILE-ENABLED | Ea |  | 1 Year | 360 | 5% | 342
62313 | HID | 920NMNNEKMA050 | RDR, R40, ICLASS, SE E, LF OFF, HF STD/SIO/SEOS/MIGR/MA, WIEG, PIG, BLK, LED ON, FLSH ON, BZR ON, OPT TAMP, OPEN COLL, CSN 56-BIT MSB, IPM OFF, UART OFF, WIEG ON, EVP00000, STD-1/MOB0044 KEYS, MOBILE-ENABLED | Ea |  | 1 Year | 420 | 5% | 399
62314 | HID | 920NMNNEKMA0A9 | RDR, R40, ICLASS, SE E, LF OFF, HF STD/SIO/SEOS/MA/MIFSPR, WIEG, PIG, BLK, LED BLUE, FLSH GRN, BZR ON, OPT TAMP, OPEN COLL, CSN MIF SUPPR, PROX FSK ONLY, IPM OFF, MOBILE-READY | Ea |  | 1 Year | 360 | 5% | 342
62315 | HID | 920NMNNEKMA0BY | RDR, R40, ICLASS, SE E, CFG PFL, LF OFF, HF STD/SIO/SEOS/MA, WIEG, PIG, BLK, LED BLUE, FLSH GRN, BZR ON, OPT TAMP, OPEN COLL, CSN MIF SUPPR, IPM OFF, STD-1/ICE0695 KEYS, MOBILE-ENABLED | Ea |  | 1 Year | 360 | 5% | 342
62316 | HID | 920NMNNEKMA0C9 | RDR, R40, ICLASS, SE E, LF OFF, HF STD/SIO/SEOS/MIG/MA, WIEG, PIG, BLK, LED RED, FLSH GRN, BZR ON, OPT TAMP, OPEN COLL, CSN 32-BIT MSB, IPM OFF, MOBILE-READY | Ea |  | 1 Year | 420 | 5% | 399
62317 | HID | 920NMNNEKMA0CH | RDR, R40, ICLASS, SE E, LF OFF, HF STD/SIO/SEOS/MA, WIEG, PIG, BLK, LED BLUE, FLSH GRN, BZR ON, OPT TAMP, OPEN COLL, CSN 32-BIT MSB, IPM OFF, MOBILE-READY | Ea |  | 1 Year | 360 | 5% | 342
62318 | HID | 920NMNNEKMA0CU | RDR, R40, ICLASS, SE E, LF OFF, HF CST LEG/HID MIFARE APPLICATION/MF CSN SUPPR/MA, WIEG, PIG, BLK, LED RED, FLSH GRN, BZR ON, OPT TAMP, OPEN COLL, IPM OFF, MOBILE READY | Ea |  | 1 Year | 360 | 5% | 342
62319 | HID | 920NMNNEKMA0E2 | RDR, R40, ICLASS, SE E, LF OFF, HF STD/SIO/SEOS/MA, WIEG, PIG, BLK, LED RED, FLSH GRN, BZR ON, OPT TAMP, OPEN COLL, IPM OFF, STD/MOB0502, MOBILE-ENABLED | Ea |  | 1 Year | 360 | 5% | 342
62320 | HID | 920NMNNEKMA0E6 | RDR, R40, ICLASS, SE E, LF OFF, HF SEOS/MA, WIEG, PIG, BLK, LED RED, FLSH GRN, BZR ON, OPT TAMP, OPEN COLL, IPM OFF, ELITE SEOS ICE0838 KEY, MOBILE ENABLED MOB0035 KEYS | Ea |  | 1 Year | 360 | 5% | 342
62321 | HID | 920NMNNEKMA0G4 | RDR, R40, ICLASS, SE E, LF OFF, HF STD/SIO/SEOS/MA, WIEG, PIG, BLK, LED RED, FLSH GRN, BZR OFF, OPT TAMP, OPEN COLL, CSN 32-BIT MSB, CSTM WIEG TIMING, IPM OFF, MOBILE-READY, GROSVENOR | Ea |  | 1 Year | 360 | 5% | 342
62322 | HID | 920NMNNEKMA0H0 | RDR, R40, ICLASS, SE E, LF OFF, HF STD/SIO/SEOS/MIGR/MA, WIEG, PIG, BLK, LED OFF, FLSH OFF, BZR ON, OPT TAMP, OPEN COLL, CSN 32-BIT MSB, HF MIGR PFL EVP00000, IPM OFF, MOBILE-READY | Ea |  | 1 Year | 420 | 5% | 399
62323 | HID | 920NMNTEKEA001 | RDR, R40, ICLASS, SE E, LF OFF, HF STD/SIO/SEOS/MA, WIEG, TERM, BLK, LED RED, FLSH GRN, BZR ON, OPT TAMP, OPEN COLL, CSN 32-BIT MSB, IPM OFF, MOBILE-ENABLED-FMT | Ea |  | 1 Year | 360 | 5% | 342
62324 | HID | 920NMNTEKEA061 | RDR, R40, ICLASS, SE E, LF OFF, HF STD/SIO/SEOS/MA, WIEG, TERM, BLK, STD-1, LED RED, FLSH GRN, BZR ON, CSN 34-BIT MSB, IPM OFF, MOBILE-ENABLED-FMT | Ea |  | 1 Year | 360 | 5% | 342
62325 | HID | 920NMNTEKEA063 | RDR, R40, ICLASS, SE E, LF OFF, HF STD/SIO/SEOS/MA, WIEG, TERM, BLK, STD-1, LED RED, FLSH GRN, BZR ON, CSN 26-BIT (W/DEFAULT FC), IPM OFF, MOBILE-ENABLED-FMT | Ea |  | 1 Year | 360 | 5% | 342
62326 | HID | 920NMNTEKEA064 | RDR, R40, ICLASS, SE E, LF OFF, HF STD/SIO/SEOS/MA, WIEG, TERM, BLK, STD-1, LED OFF, FLSH OFF, BZR ON, CSN 32-BIT MSB, IPM OFF, MOBILE-ENABLED-FMT | Ea |  | 1 Year | 360 | 5% | 342
62327 | HID | 920NMNTEKEA06D | RDR, R40, ICLASS, SE E, LF OFF, HF STD/SIO/SEOS/MA, WIEG, TERM, BLK, STD-1, LED RED, FLSH GRN, BZR ON, CSN 40-BIT MSB, IPM OFF, MOBILE-ENABLED-FMT | Ea |  | 1 Year | 360 | 5% | 342
62328 | HID | 920NMNTEKEA06E | RDR, R40, ICLASS, SE E, LF OFF, HF STD/SIO/SEOS/MA, WIEG, TERM, BLK, STD-1, LED OFF, FLSH OFF, BZR OFF, CSN 32-BIT MSB, IPM OFF, MOBILE-ENABLED-FMT | Ea |  | 1 Year | 360 | 5% | 342
62329 | HID | 920NMNTEKEA06Q | RDR, R40, ICLASS, SE E, LF OFF, HF STD/SIO/SEOS/MA, WIEG, TERM, BLK, STD-1, LED RED, FLSH OFF, BZR ON, CSN 32-BIT MSB, IPM OFF, MOBILE-ENABLED-FMT | Ea |  | 1 Year | 360 | 5% | 342
62330 | HID | 920NMNTEKEA07H | RDR, R40, ICLASS, SE E, LF OFF, HF STD/SIO/SEOS/MA/MIFSPR, WIEG, TERM, BLK, STD-1, LED RED, FLSH GRN, BZR ON, CSN MIF SUPPR, IPM OFF, MOBILE-ENABLED-FMT | Ea |  | 1 Year | 360 | 5% | 342
62331 | HID | 920NMNTEKEA07N | RDR, R40, ICLASS, SE E, LF OFF, HF STD/SIO/SEOS/MA, WIEG, TERM, BLK, STD-1, LED OFF, FLSH OFF, BZR ON, OPT TAMP, OPEN COLL, CSN 32-BIT MSB, IPM OFF, MOBILE-ENABLED-FMT | Ea |  | 1 Year | 360 | 5% | 342
62332 | HID | 920NMNTEKEA07U | RDR, R40, ICLASS, SE E, LF OFF, HF STD/SIO/SEOS/MA, WIEG, TERM, BLK, STD-1, LED OFF, FLSH OFF, BZR OFF, CSN 26-BIT (W/DEFAULT FC), IPM OFF, MOBILE-ENABLED-FMT | Ea |  | 1 Year | 360 | 5% | 342
62333 | HID | 920NMNTEKEA08C | RDR, R40, ICLASS, SE E, LF OFF, HF STD/SIO/SEOS/MA, WIEG, TERM, BLK, STD-1, LED RED, FLSH GRN, BZR ON, CSN 56-BIT LSB, IPM OFF, MOBILE-ENABLED-FMT | Ea |  | 1 Year | 360 | 5% | 342
62334 | HID | 920NMNTEKEA0C9 | RDR, R40, ICLASS, SE E, LF OFF, HF STD/SIO/SEOS/MIG/MA, WIEG, TERM, BLK, STD-1, LED RED, FLSH GRN, BZR ON, OPT TAMP, OPEN COLL, CSN 32-BIT MSB, IPM OFF, MOBILE-ENABLED-FMT | Ea |  | 1 Year | 420 | 5% | 399
62335 | HID | 920NMNTEKEA0CH | RDR, R40, ICLASS, SE E, LF OFF, HF STD/SIO/SEOS/MA, WIEG, TERM, BLK, LED BLUE, FLSH GRN, BZR ON, OPT TAMP, OPEN COLL, CSN 32-BIT MSB, IPM OFF, MOBILE-ENABLED-FMT | Ea |  | 1 Year | 360 | 5% | 342
62336 | HID | 920NMNTEKEA0K6 | RDR, R40, ICLASS, SE E, LF OFF, HF STD/SIO/SEOS/MIGR/MA, WIEG, TERM, BLK, LED AMBER, FLSH AMBER, BZR ON, OPT TAMP, OPEN COLL, CSN 56-BIT MSB, MIGR PFL EVP00000, IPM OFF, MOBILE-ENABLED-FMT | Ea |  | 1 Year | 420 | 5% | 399
62337 | HID | 920NMNTEKEA129 | RDR, R40, ICLASS, SE E, LF OFF, HF STD/SIO/SEOS/MA/MIGR, WIEG, TERM, BLK, HF MIGR PFL EVP00000, IPM OFF, MOBILE-ENABLED-FMT | Ea |  | 1 Year | 420 | 5% | 399
62338 | HID | 920NMNTEKEA13P | RDR, R40, ICLASS, SE E, CSTM, LF OFF, HF STD/SIO/SEOS/MA, WIEG, TERM, BLK, STD-1, LED RED, FLSH GRN, BZR OFF, OPT TAMP, OPEN COLL, CSN 32-BIT MSB, CSTM WIEG TIMING, IPM OFF, GROSVENOR, MOBILE-ENABLED-FMT | Ea |  | 1 Year | 360 | 5% | 342
62339 | HID | 920NMNTEKEA16B | RDR, R40, ICLASS, SE E, LF OFF, HF STD/SIO/SEOS/MA, WIEG, TERM, BLK, STD-1, LED OFF, FLSH OFF, BZR ON, CSN SUPPR, IPM OFF, PICO15693 10 PERCENT MODULATION., MOBILE-ENABLED-FMT | Ea |  | 1 Year | 395 | 5% | 375.25
62340 | HID | 920NMNTEKMA001 | RDR, R40, ICLASS, SE E, LF OFF, HF STD/SIO/SEOS/MA, WIEG, TERM, BLK, LED RED, FLSH GRN, BZR ON, OPT TAMP, OPEN COLL, CSN 32-BIT MSB, IPM OFF, MOBILE-READY | Ea |  | 1 Year | 360 | 5% | 342
62341 | HID | 920NMNTEKMA022 | RDR, R40, ICLASS, SE E, LF OFF, HF LEG/SIO/SEOS/MA, WIEG, LED BLUE, FLSH GRN, BZR ON, OPT TAMP, OPEN COLL, CSN 32-BIT MSB, IPM OFF, DEMO STD/ICE0235/MOB0001/MOB0022 KEYS MOBILE ENABLED | Ea |  | 1 Year | 360 | 5% | 342
62342 | HID | 920NMNTEKMA022-MAD | RDR, R40, ICLASS, SE E, LF OFF, HF LEG/SIO/SEOS/MA, WIEG, TERM, BLK, LED BLUE, FLSH GRN, BZR ON, OPT TAMP, OPEN COLL, CSN 32-BIT MSB, IPM OFF, DEMO STD/ICE0235/MOB0001 KEYS, MOBILE-ENABLED, WITH MOBILE ADMIN CARD, TAP/TWIST N GO ENBL | Ea |  | 1 Year | 360 | 5% | 342
62343 | HID | 920NMNTEKMA04G | R40, ICLASS, SE E, LF OFF, HF ICLASS LEG & SIO/SEOS/MA/MIFSPR, WIEG, TERM, BLK, LED BLUE, FLSH GRN, BZR ON, OPT TAMP, OPEN COLL, CSN MIF SUPPR, EM4102 32-BIT, IPM OFF, STD-1/MOB0066 KEYS, MOBILE-ENABLED | Ea |  | 1 Year | 360 | 5% | 342
62344 | HID | 920NMNTEKMA050 | RDR, R40, ICLASS, SE E, LF OFF, HF STD/SIO/SEOS/MIGR/MA, WIEG, TERM, BLK, LED ON, FLSH ON, BZR ON, OPT TAMP, OPEN COLL, CSN 56-BIT MSB, IPM OFF, UART OFF, WIEG ON, EVP00000, STD-1/MOB0044 KEYS, MOBILE-ENABLED | Ea |  | 1 Year | 420 | 5% | 399
62345 | HID | 920NMNTEKMA0A9 | RDR, R40, ICLASS, SE E, LF OFF, HF STD/SIO/SEOS/MA/MIFSPR, WIEG, TERM, BLK, LED BLUE, FLSH GRN, BZR ON, OPT TAMP, OPEN COLL, CSN MIF SUPPR, PROX FSK ONLY, IPM OFF, MOBILE-READY | Ea |  | 1 Year | 360 | 5% | 342
62346 | HID | 920NMNTEKMA0AY | RDR, R40, ICLASS, SE E, LF OFF, HF STD/SIO/SEOS/MIFSPR/MIG/MA, WIEG, TERM, BLK, STD-1, LED RED, FLSH GRN, BZR ON, CSN MIF SUPPR, HF MIGR READY, IPM OFF, MOBILE-READY | Ea |  | 1 Year | 420 | 5% | 399
62347 | HID | 920NMNTEKMA0C9 | RDR, R40, ICLASS, SE E, LF OFF, HF STD/SIO/SEOS/MIG/MA, WIEG, TERM, BLK, STD-1, LED RED, FLSH GRN, BZR ON, OPT TAMP, OPEN COLL, CSN 32-BIT MSB, IPM OFF, MOBILE-READY | Ea |  | 1 Year | 420 | 5% | 399
62348 | HID | 920NMNTEKMA0CH | RDR, R40, ICLASS, SE E, LF OFF, HF STD/SIO/SEOS/MA, WIEG, TERM, BLK, LED BLUE, FLSH GRN, BZR ON, OPT TAMP, OPEN COLL, CSN 32-BIT MSB, IPM OFF, MOBILE-READY | Ea |  | 1 Year | 360 | 5% | 342
62349 | HID | 920NMNTEKMA0FC | RDR, R40, ICLASS, SE E, LF OFF, HF STD/SIO/SEOS/MA, WIEG, TERM, BLK, LED BLUE, FLSH GRN, BZR ON, OPT TAMP, OPEN COLL, CSN 32-BIT MSB, IPM OFF, STD/ICE0869/MOB1418 KEYS, MOBILE ENABLED | Ea |  | 1 Year | 360 | 5% | 342
62350 | HID | 920NMNTEKMA0G4 | RDR, R40, ICLASS, SE E, LF OFF, HF STD/SIO/SEOS/MA, WIEG, TERM, BLK, LED RED, FLSH GRN, BZR OFF, OPT TAMP, OPEN COLL, CSN 32-BIT MSB, CSTM WIEG TIMING, IPM OFF, MOBILE-READY, GROSVENOR | Ea |  | 1 Year | 360 | 5% | 342
62351 | HID | 920NMNTEKMA0H0 | RDR, R40, ICLASS, SE E, LF OFF, HF STD/SIO/SEOS/MIGR/MA, WIEG, TERM, BLK, LED OFF, FLSH OFF, BZR ON, OPT TAMP, OPEN COLL, CSN 32-BIT MSB, HF MIGR PFL EVP00000, IPM OFF, MOBILE-READY | Ea |  | 1 Year | 420 | 5% | 399
62352 | HID | 920NMPNEKEA005 | RDR, R40, ICLASS, SE E, LF OFF, HF STD/SIO/SEOS/MA, OSDP, PIG, BLK, A/V OFF, OPT TAMP, OPEN COLL, CSN 32-BIT LSB, EM4102 32-BIT, IPM OFF, MOBILE-ENABLED-FMT | Ea |  | 1 Year | 360 | 5% | 342
62353 | HID | 920NMPNEKEA00D | RDR, R40, ICLASS, SE E, LF OFF, HF STD/SIO/SEOS/MIG/MA, 485HDX, PIG, BLK, A/V OFF, OSDP V1, OPT TAMP, OPEN COLL, OSDP TAMP ENBLD, TEST KEY, POLL=75MS, CSN SUPPR, HF MIGR PFL EVP00000, IPM OFF, MOBILE-ENABLED-FMT | Ea |  | 1 Year | 360 | 5% | 342
62354 | HID | 920NMPNEKEA09E | RDR, R40, ICLASS, SE E, LF OFF, HF STD/SIO/SEOS/MA, 485HDX, PIG, BLK, STD-1, A/V OFF, OSDP V1, OPN COL, OSDP TAMP ENBLD, TEST KEY, POLL=75MS, CSN 32-BIT MSB, IPM OFF, UART OFF, WIEG OFF, MOBILE-ENABLED-FMT | Ea |  | 1 Year | 360 | 5% | 342
62355 | HID | 920NMPNEKEA0DL | RDR, R40, ICLASS, SE E, LF OFF, HF STD/SIO/SEOS/MIG/MA, 485HDX, PIG, BLK, A/V OFF, OSDP V1, OPT TAMP, OPEN COLL, OSDP TAMP ENBLD, TEST KEY, POLL=75MS, CSN 32-BIT MSB, HF MIGR PFL EVP00000, IPM OFF, MOBILE-ENABLED-FMT | Ea |  | 1 Year | 420 | 5% | 399
62356 | HID | 920NMPNEKEA0EW | RDR, R40, ICLASS, SE E, LF OFF, HF STD/SIO/SEOS/MA, 485HDX, PIG, BLK, STD-1, A/V OFF, OSDP V2, SECURE MODE OFF, OSDP TAMP ENBLD, TEST KEYS, POLL=75MS, BAUD RATE 115.2K, CSN 32-BIT MSB, IPM OFF, APB 250MS, MOBILE-ENABLED-FMT | Ea |  | 1 Year | 360 | 5% | 342
62357 | HID | 920NMPNEKMA005 | RDR, R40, ICLASS, SE E, LF OFF, HF STD/SIO/SEOS/MA, OSDP, PIG, BLK, A/V OFF, OPT TAMP, OPEN COLL, CSN 32-BIT MSB, EM4102 32-BIT, IPM OFF, MOBILE-READY | Ea |  | 1 Year | 360 | 5% | 342
62358 | HID | 920NMPNEKMA00D | RDR, R40, ICLASS, SE E, LF OFF, HF STD/SIO/SEOS/MIG/MA, 485HDX, PIG, BLK, A/V OFF, OSDP V1, OPT TAMP, OPEN COLL, OSDP TAMP ENBLD, TEST KEY, POLL=75MS, CSN SUPPR, HF MIGR PFL EVP00000, IPM OFF, MOBILE-READY | Ea |  | 1 Year | 360 | 5% | 342
62359 | HID | 920NMPNEKMA0BP | RDR, R40, ICLASS, SE E, LF OFF, HF STD/SIO/SEOS/MA, 485HDX, PIG, BLK, A/V OFF, OSDP V2, OPT TAMP, OPEN COLL, OSDP TAMP ENBLD, TEST KEY, POLL=50MS, CSN 32-BIT MSB, IPM OFF, MOBILE-READY | Ea |  | 1 Year | 360 | 5% | 342
62360 | HID | 920NMPNEKMA0DL | RDR, R40, ICLASS, SE E, LF OFF, HF STD/SIO/SEOS/MIG/MA, 485HDX, PIG, BLK, A/V OFF, OSDP V1, OPT TAMP, OPEN COLL, OSDP TAMP ENBLD, TEST KEY, POLL=75MS, CSN 32-BIT MSB, HF MIGR PFL EVP00000, IPM OFF, MOBILE-READY | Ea |  | 1 Year | 420 | 5% | 399
62361 | HID | 920NMPNEKMA0H4 | RDR, R40, ICLASS, SE E, LF OFF, HF STD/SIO/SEOS/MIGR/MA, 485HDX, PIG, BLK, OSDP V2, A/V OFF, OPT TAMP, OPEN COLL, OPT TAMP, CSN 32-BIT MSB, HF MIGR PFL EVP00000, IPM OFF, MOBILE-READY | Ea |  | 1 Year | 420 | 5% | 399
62362 | HID | 920NMPNEKMA0HA | RDR, R40, ICLASS, SE E, LF OFF, HF CST LEG/HID MIFARE APP/MA, 485HDX, PIG, BLK, A/V OFF, OSDP V1, OPT TAMP, OPEN COLL, OSDP TAMP ENBLD, CSN SUPPR, IPM OFF, MOBILE READY | Ea |  | 1 Year | 360 | 5% | 342
62363 | HID | 920NMPNEKMA0J0 | RDR, R40, ICLASS, SE E, LF OFF, HF STD/SIO/SEOS/MA, 485HDX, PIG, BLK, A/V OFF, OSDP V2, OPT TAMP, OPEN COLL, OSDP TAMP ENBLD, CSN SUPPR, IPM OFF, MOBILE-READY, ANSSI | Ea |  | 1 Year | 360 | 5% | 342
62364 | HID | 920NMPNEKMA-MASTER | RDR, R40, ICLASS, SE E, LF OFF, HF STD/SIO/SEOS/MA, 485HDX, PIG, BLK, XXXX | Ea |  | 1 Year | 360 | 5% | 342
62365 | HID | 920NMPTEKEA005 | RDR, R40, ICLASS, SE E, LF OFF, HF STD/SIO/SEOS/MA, OSDP, TERM, BLK, A/V OFF, OPT TAMP, OPEN COLL, CSN 32-BIT LSB, EM4102 32-BIT, IPM OFF, MOBILE-ENABLED-FMT | Ea |  | 1 Year | 360 | 5% | 342
62366 | HID | 920NMPTEKEA00D | RDR, R40, ICLASS, SE E, LF OFF, HF STD/SIO/SEOS/MIG/MA, 485HDX, TERM, BLK, A/V OFF, OSDP V1, OPT TAMP, OPEN COLL, OSDP TAMP ENBLD, TEST KEY, POLL=75MS, CSN SUPPR, HF MIGR PFL EVP00000, IPM OFF, MOBILE-ENABLED-FMT | Ea |  | 1 Year | 360 | 5% | 342
62367 | HID | 920NMPTEKEA05X | RDR, R40, ICLASS, SE E, LF OFF, HF STD/SIO/SEOS/TRANS/MA, OSDP V1, TERM, BLK, A/V OFF, OPT TAMP, OPEN COLL, 64-BIT LSB FELICA OR 64-BIT MIFARE, IPM OFF, MOBILE-ENABLED-FMT | Ea |  | 1 Year | 420 | 5% | 399
62368 | HID | 920NMPTEKEA07B | RDR, R40, ICLASS, SE E, LF OFF, HF STD/SIO/SEOS/MA, 485HDX, TERM, BLK, STD-1, A/V OFF, OSDP V1, OPN COL, OSDP TAMP DISBLD, TEST KEY, POLL=75MS, CSN 32-BIT MSB, IPM OFF, UART OFF, WIEG OFF, MOBILE-ENABLED-FMT | Ea |  | 1 Year | 360 | 5% | 342
62369 | HID | 920NMPTEKEA083 | RDR, R40, ICLASS, SE E, LF OFF, HF STD/SIO/SEOS/MA, 485HDX, TERM, BLK, STD-1, LED RED, FLSH OFF, BZR OFF, OSDP V1, OPN COL, OSDP TAMP ENBLD, TEST KEY, POLL=75MS, CSN 32-BIT MSB, IPM OFF, UART OFF, WIEG OFF, MOBILE-ENABLED-FMT | Ea |  | 1 Year | 360 | 5% | 342
62370 | HID | 920NMPTEKEA09E | RDR, R40, ICLASS, SE E, LF OFF, HF STD/SIO/SEOS/MA, 485HDX, TERM, BLK, STD-1, A/V OFF, OSDP V1, OPN COL, OSDP TAMP ENBLD, TEST KEY, POLL=75MS, CSN 32-BIT MSB, IPM OFF, UART OFF, WIEG OFF, MOBILE-ENABLED-FMT | Ea |  | 1 Year | 360 | 5% | 342
62371 | HID | 920NMPTEKEA0DL | RDR, R40, ICLASS, SE E, LF OFF, HF STD/SIO/SEOS/MIG/MA, 485HDX, TERM, BLK, A/V OFF, OSDP V1, OPT TAMP, OPEN COLL, OSDP TAMP ENBLD, TEST KEY, POLL=75MS, CSN 32-BIT MSB, HF MIGR PFL EVP00000, IPM OFF, MOBILE-ENABLED-FMT | Ea |  | 1 Year | 420 | 5% | 399
62372 | HID | 920NMPTEKEA0EW | RDR, R40, ICLASS, SE E, LF OFF, HF STD/SIO/SEOS/MA, 485HDX, TERM, BLK, STD-1, A/V OFF, OSDP V2, SECURE MODE OFF, OSDP TAMP ENBLD, TEST KEYS, POLL=75MS, BAUD RATE 115.2K, CSN 32-BIT MSB, IPM OFF, APB 250MS, MOBILE-ENABLED-FMT | Ea |  | 1 Year | 360 | 5% | 342
62373 | HID | 920NMPTEKMA005 | RDR, R40, ICLASS, SE E, LF OFF, HF STD/SIO/SEOS/MA, OSDP, TERM, BLK, A/V OFF, OPT TAMP, OPEN COLL, CSN 32-BIT MSB, EM4102 32-BIT, IPM OFF, MOBILE-READY | Ea |  | 1 Year | 360 | 5% | 342
62374 | HID | 920NMPTEKMA00D | RDR, R40, ICLASS, SE E, LF OFF, HF STD/SIO/SEOS/MIG/MA, 485HDX, TERM, BLK, A/V OFF, OSDP V1, OPT TAMP, OPEN COLL, OSDP TAMP ENBLD, TEST KEY, POLL=75MS, CSN SUPPR, HF MIGR PFL EVP00000, IPM OFF, MOBILE-READY | Ea |  | 1 Year | 360 | 5% | 342
62375 | HID | 920NMPTEKMA062 | RDR, R40, ICLASS, SE E, LF OFF, HF ICLASS SIO/SEOS/MA, OSDP V2, TERM, BLK, A/V OFF, OPT TAMP, OPEN COLL, OSDP TAMP, TEST KEYS, CSN SUPPR, IPM OFF, UART OFF | Ea |  | 1 Year | 360 | 5% | 342
62376 | HID | 920NMPTEKMA0BK | RDR, R40, ICLASS, SE E, LF OFF, HF STD/SIO/SEOS/MIG/MA, 485HDX, PIG, BLK, LED RED,FLSH GRN, BZR ON,OSDP V1,OPT TAMP, OC, OSDP TAMP ENBLD,TEST KEYS,POLL=75MS,CSN 56-BIT MSB,HF MIGR PFL EVP00000,IPM OFF, MOBILE READY | Ea |  | 1 Year | 420 | 5% | 399
62377 | HID | 920NMPTEKMA0DL | RDR, R40, ICLASS, SE E, LF OFF, HF STD/SIO/SEOS/MIG/MA, 485HDX, TERM, BLK, A/V OFF, OSDP V1, OPT TAMP, OPEN COLL, OSDP TAMP ENBLD, TEST KEY, POLL=75MS, CSN 32-BIT MSB, HF MIGR PFL EVP00000, IPM OFF, MOBILE-READY | Ea |  | 1 Year | 420 | 5% | 399
62378 | HID | 920NMPTEKMA0FU | RDR, R40, ICLASS, LF OFF, HF STD/SIO/SEOS/MIGR/MA, 485HDX, TERM, BLK, STD-1, A/V OFF, OSDP V2, OPT TAMP, OPEN COLL, CSN SUPPR, HF MIGR PFL EVP00000, IPM OFF, MOBILE-READY | Ea |  | 1 Year | 420 | 5% | 399
62379 | HID | 920NMPTEKMA0H4 | RDR, R40, ICLASS, SE E, LF OFF, HF STD/SIO/SEOS/MIGR/MA, 485HDX, TERM, BLK, OSDP V2, A/V OFF, OPT TAMP, OPEN COLL, OPT TAMP, CSN 32-BIT MSB, HF MIGR PFL EVP00000, IPM OFF, MOBILE-READY | Ea |  | 1 Year | 420 | 5% | 399
62380 | HID | 920NMPTEKMA0HU | RDR, R40, ICLASS, SE E, LF OFF, HF STD/SIO/SEOS/MIGR/MA, 485HDX, TERM, BLK, A/V OFF, OSDP V2, OPT TAMP, OPEN COLL, OSDP TAMP ENBLD, CSN 56-BIT MSB, IPM OFF, UART OFF, WIEG OFF, EVP00000, STD-1/MOB0044 KEYS, MOBILE-ENABLED | Ea |  | 1 Year | 420 | 5% | 399
62381 | HID | 920NMPTEKMA0J0 | RDR, R40, ICLASS, SE E, LF OFF, HF STD/SIO/SEOS/MA, 485HDX, TERM, BLK, A/V OFF, OSDP V2, OPT TAMP, OPEN COLL, OSDP TAMP ENBLD, CSN SUPPR, IPM OFF, MOBILE-READY, ANSSI | Ea |  | 1 Year | 360 | 5% | 342
62382 | HID | 920NNNNEK2004E | RDR, R40, ICLASS, SE E, LF OFF, HF SIO/SEOS, WIEG, PIG, BLK, STD-2, LED RED, FLSH GRN, BZR ON, OPT TAMP, OPEN COLL, CSN SURPPRESSED, IPM OFF | Ea |  | 1 Year | 275 | 5% | 261.25
62383 | HID | 920NNNNEK200FQ | RDR, R40, ICLASS, LF OFF, HF SIO/SEOS/MIFSPR/HID MIFARE APP, WIEG, PIG, BLK, STD-2, LED RED, FLSH GRN, BZR ON, OPT TAMP, OPEN COLL, VAR BIT OUTPUT PER SIO, CSN MIF SUPPR, IPM OFF | Ea |  | 1 Year | 275 | 5% | 261.25
62384 | HID | 920NNNNEK2037P | RDR, R40, ICLASS, SE E, LF OFF, HF SIO/SEOS, WIEG, PIG, BLK, STD-2, LED RED, FLSH GRN, BZR ON, VAR BIT OUTPUT PER SIO, IPM OFF | Ea |  | 1 Year | 275 | 5% | 261.25
62385 | HID | 920NNNNEK2037P-IR | RDR, R40, ICLASS, SE E, LF OFF, HF SIO/SEOS, WIEG, PIG, BLK, STD-2, LED RED, FLSH GRN, BZR ON, VAR BIT OUTPUT PER SIO, IPM OFF, INNER RANGE | Ea |  | 1 Year | 275 | 5% | 261.25
62386 | HID | 920NNNNEK2058C | RDR, R40, ICLASS, SE E, LF OFF, HF SIO/SEOS, WIEG, PIG, BLK, STD-2, RDR, LF OFF, HF SIO/SEOS, WIEG, LED RED, FLSH GRN, BZR ON, OPT TAMP, OPEN COLL, CSN 32-BIT MSB, IPM OFF, APB DISABLED | Ea |  | 1 Year | 275 | 5% | 261.25
62387 | HID | 920NNNNEK2058P | RDR, R40, ICLASS, SE E, LF OFF, HF CST DESFIRE SIO/SEOS ONLY, WIEG, PIG, BLK, STD-2, LED RED, FLSH GRN, BZR ON, OPT TAMP, OPEN COLL, IPM OFF | Ea |  | 1 Year | 275 | 5% | 261.25
62388 | HID | 920NNNNEKE00TP | RDR, R40, ICLASS, SE E, LF OFF, HF SIO/SEOS, WIEG, PIG, BLK, LED BLUE, FLSH GRN, BZR ON, OPT TAMP, OPEN COLL, CSN SUPPR, IPM OFF, STD-2/SEOS ICE0695 KEYS | Ea |  | 1 Year | 275 | 5% | 261.25
62389 | HID | 920NNNNEKE037P | RDR, R40, ICLASS, SE E, LF OFF, HF SIO/SEOS, WIEG, PIG, BLK, ELITE KEYS, LED RED, FLSH GRN, BZR ON, VAR BIT OUTPUT PER SIO, IPM OFF | Ea |  | 1 Year | 275 | 5% | 261.25
62390 | HID | 920NNNNEKE038N | RDR, R40, ICLASS, SE E, LF OFF, HF SIO/SEOS, WIEG, PIG, BLK, ELITE KEYS, LED RED, FLSH GRN, BZR OFF, OPT TAMP, OPEN COLL, IPM OFF | Ea |  | 1 Year | 275 | 5% | 261.25
62391 | HID | 920NNNTEK2037P | RDR, R40, ICLASS, SE E, LF OFF, HF SIO/SEOS, WIEG, TERM, BLK, STD-2, LED RED, FLSH GRN, BZR ON, VAR BIT OUTPUT PER SIO, IPM OFF | Ea |  | 1 Year | 275 | 5% | 261.25
62392 | HID | 920NNNTEK2038N | RDR, R40, ICLASS, SE E, LF OFF, HF SIO/SEOS, WIEG, TERM, BLK, STD-2, LED RED, FLSH GRN, BZR OFF, OPT TAMP, OPEN COLL, IPM OFF | Ea |  | 1 Year | 275 | 5% | 261.25
62393 | HID | 920NNNTEK2039G | RDR, R40, ICLASS, SE E, LF OFF, HF SIO/SEOS, WIEG, TERM, BLK, STD-2, LED OFF, FLSH OFF, BZR ON, OPT TAMP, OPEN COLL, IPM OFF | Ea |  | 1 Year | 275 | 5% | 261.25
62394 | HID | 920NNNTEK2047C | RDR, R40, ICLASS, LF OFF, HF SIO/SEOS/MIGR, CSTM HID MIFARE + HID MIFARE KEY, WIEG, LED RED, FLSH GRN, BZR ON, OPT TAMP, OPEN COLL, VAR BIT OUTPUT PER SIO, CSN 32-BIT MSB, IPM OFF, | Ea |  | 1 Year | 275 | 5% | 261.25
62395 | HID | 920NNNTEKE037P | RDR, R40, ICLASS, SE E, LF OFF, HF SIO/SEOS, WIEG, TERM, BLK, ELITE KEYS, LED RED, FLSH GRN, BZR ON, VAR BIT OUTPUT PER SIO, IPM OFF | Ea |  | 1 Year | 275 | 5% | 261.25
62396 | HID | 920NNNTEKE038N | RDR, R40, ICLASS, SE E, LF OFF, HF SIO/SEOS, WIEG, TERM, BLK, ELITE KEYS, LED RED, FLSH GRN, BZR OFF, OPT TAMP, OPEN COLL, IPM OFF | Ea |  | 1 Year | 275 | 5% | 261.25
62397 | HID | 920NNPNEK2009Y | RDR, R40, ICLASS, SE E, LF OFF, HF SIO/SEOS, 485HDX, PIG, BLK, STD-2, OSDP V1, OPEN COLL, OSDP TAMP ENBLD, TEST KEYS, POLL=75MS, A/V OFF, CSN 64-BIT MSB, IPM OFF, UART OFF, WIEG OFF | Ea |  | 1 Year | 310 | 5% | 294.5
62398 | HID | 920NNPNEK20390 | RDR, R40, ICLASS, SE E, LF OFF, HF SIO/SEOS, 485HDX, PIG, BLK, STD-2, A/V OFF, OSDP V1, OPEN COLL, OSDP TAMP ENBLD, TEST KEYS, POLL=75MS, IPM OFF, UART OFF, WIEG OFF | Ea |  | 1 Year | 310 | 5% | 294.5
62399 | HID | 920NNPNEK2041R | RDR, R40, ICLASS, SE E, LF OFF, HF SIO/SEOS, 485HDX, PIG, BLK, STD-2, A/V OFF, OSDP V1, OPN COL, OSDP TAMP ENBLD, TEST KEY, POLL=75MS, VAR BIT OUTPUT PER SIO, IPM OFF, UART OFF, WIEG OFF | Ea |  | 1 Year | 310 | 5% | 294.5
62400 | HID | 920NNPNEK2050W | RDR, R40, ICLASS, SE E, LF OFF, HF CST SEOS READ ONLY, 485HDX, PIG, BLK, STD-2, A/V OFF, OSDP V1, OPN COL, OSDP TAMP ENBLD, LED RED, FLSH GRN, BZR ON, IPM OFF | Ea |  | 1 Year | 310 | 5% | 294.5
62401 | HID | 920NNPNEKE041R | RDR, R40, ICLASS, SE E, LF OFF, HF SIO/SEOS, 485HDX, PIG, BLK, ELITE, A/V OFF, OSDP V1, OPN COL, OSDP TAMP ENBLD, TEST KEY, POLL=75MS, VAR BIT OUTPUT PER SIO, IPM OFF, UART OFF, WIEG OFF | Ea |  | 1 Year | 310 | 5% | 294.5
62402 | HID | 920NNPTEK20346 | RDR, R40, ICLASS, SE E, LF OFF, HF SIO (PICOPASS), 485HDX, TERM, BLK, STD-2, A/V OFF, OSDP V1, OPT TAMP, OPEN COLL, OSDP TAMP ENBLD, TEST KEYS, POLL=75MS, CSN SUPPR, IPM OFF | Ea |  | 1 Year | 310 | 5% | 294.5
62403 | HID | 920NNPTEK20390 | RDR, R40, ICLASS, SE E, LF OFF, HF SIO/SEOS, 485HDX, TERM, BLK, STD-2, A/V OFF, OSDP V1, OPEN COLL, OSDP TAMP ENBLD, TEST KEYS, POLL=75MS, IPM OFF, UART OFF, WIEG OFF | Ea |  | 1 Year | 310 | 5% | 294.5
62404 | HID | 920NNPTEK2041R | RDR, R40, ICLASS, SE E, LF OFF, HF SIO/SEOS, 485HDX, TERM, BLK, STD-2, A/V OFF, OSDP V1, OPN COL, OSDP TAMP ENBLD, TEST KEY, POLL=75MS, VAR BIT OUTPUT PER SIO, IPM OFF, UART OFF, WIEG OFF | Ea |  | 1 Year | 310 | 5% | 294.5
62405 | HID | 920NNPTEKE00VL | RDR, R40, ICLASS, SE E, LF OFF, HF DESFIRE SIO, 485HDX, TERM, BLK, ELITE, A/V OFF, OSDP V2, OPT TAMP, OPEN COLL, OSDP TAMP ENBLD, IPM OFF | Ea |  | 1 Year | 310 | 5% | 294.5
62406 | HID | 920NNPTEKE041R | RDR, R40, ICLASS, SE E, LF OFF, HF SIO/SEOS, 485HDX, TERM, BLK, ELITE, A/V OFF, OSDP V1, OPN COL, OSDP TAMP ENBLD, TEST KEY, POLL=75MS, VAR BIT OUTPUT PER SIO, IPM OFF, UART OFF, WIEG OFF | Ea |  | 1 Year | 310 | 5% | 294.5
62407 | HID | 920NRNNEK000B1 | RDR, R40, ICLASS, SE E, LF OFF, HF STD/SIO/SEOS/TRANS, WIEG, PIG, BLK, STD-1, LED RED, FLSH GRN, BZR ON, OPT TAMP, OPEN COLL, 34-BIT MSB FELICA OR MIFARE, IPM OFF | Ea |  | 1 Year | 335 | 5% | 318.25
62408 | HID | 920NRNNEK000B4 | RDR, R40, ICLASS, SE E, LF OFF, HF STD/SIO/SEOS/TRANS, WIEG, PIG, BLK, STD-1, LED RED, FLSH GRN, BZR ON, OPT TAMP, OPEN COLL, 26-BIT (EP+8BIT FC=01+16BIT CSN MSB+OP) FELICA OR CEPAS CSN OR MIFARE CSN, IPM OFF | Ea |  | 1 Year | 335 | 5% | 318.25
62409 | HID | 920NRNNEK000MF | RDR, R40, ICLASS, SE E, LF OFF, HF STD/SIO/SEOS/TRANS, WIEG, PIG, BLK, STD-1, LED RED (PWR UP RED WO COLOR CHANGE ), FLSH BLK, BZR OFF, OPT TAMP, OPEN COLL, 64-BIT LSB FELICA OR 64-BIT MIFARE, IPM OFF | Ea |  | 1 Year | 335 | 5% | 318.25
62410 | HID | 920NRNNEK00182 | RDR, R40, ICLASS, SE E, LF OFF, HF STD/SIO/SEOS/TRANS, WIEG, PIG, BLK, STD-1, LED RED, FLSH GRN, BZR ON, OPT TAMP, OPEN COLL, 64-BIT LSB FELICA OR 64-BIT MIFARE, IPM OFF | Ea |  | 1 Year | 335 | 5% | 318.25
62411 | HID | 920NRNNEK00183 | RDR, R40, ICLASS, SE E, LF OFF, HF STD/SIO/SEOS/TRANS, WIEG, PIG, BLK, STD-1, LED RED, FLSH GRN, BZR ON, OPT TAMP, OPEN COLL, 64-BIT LSB FELICA, 64-BIT MSB CEPAS CAN , IPM OFF | Ea |  | 1 Year | 335 | 5% | 318.25
62412 | HID | 920NRNNEK00185 | RDR, R40, ICLASS, SE E, LF OFF, HF STD/SIO/SEOS/TRANS, WIEG, PIG, BLK, STD-1, LED RED, FLSH GRN, BZR ON, OPT TAMP, OPEN COLL, 64-BIT LSB FELICA, IPM OFF | Ea |  | 1 Year | 335 | 5% | 318.25
62413 | HID | 920NRNNEK00187 | RDR, R40, ICLASS, SE E, LF OFF, HF STD/SIO/SEOS/TRANS, WIEG, PIG, BLK, STD-1, LED RED, FLSH GRN, BZR ON, OPT TAMP, OPEN COLL, 64-BIT LSB FELCIA, 64-BIT MSB CEPAS CAN OR MIFARE, IPM OFF | Ea |  | 1 Year | 335 | 5% | 318.25
62414 | HID | 920NRNNEK00188 | RDR, R40, ICLASS, SE E, LF OFF, HF STD/SIO/SEOS/TRANS, WIEG, PIG, BLK, STD-1, LED RED, FLSH GRN, BZR ON, OPT TAMP, OPEN COLL, 64-BIT LSB FELICA, 64-BIT MSB CEPAS CSN, IPM OFF | Ea |  | 1 Year | 335 | 5% | 318.25
62415 | HID | 920NRNNEK00189 | RDR, R40, ICLASS, SE E, LF OFF, HF STD/SIO/SEOS/TRANS, WIEG, PIG, BLK, STD-1, LED RED, FLSH GRN, BZR ON, OPT TAMP, OPEN COLL, 64-BIT LSB FELICA, 64-BIT MSB CEPAS CSN OR MIFARE, IPM OFF | Ea |  | 1 Year | 335 | 5% | 318.25
62416 | HID | 920NRNTEK00182 | RDR, R40, ICLASS, SE E, LF OFF, HF STD/SIO/SEOS/TRANS, WIEG, TERM, BLK, STD-1, LED RED, FLSH GRN, BZR ON, OPT TAMP, OPEN COLL, 64-BIT LSB FELICA OR 64-BIT MIFARE, IPM OFF | Ea |  | 1 Year | 335 | 5% | 318.25
62417 | HID | 920NRPTEK000C3 | RDR, R40, ICLASS, SE E, LF OFF, HF TRANS, 485HDX, TERM, BLK, A/V OFF, OSDP V1, OSDP TAMP, OPEN COLL, POLL=75MS, 64-BIT LSB FELICA, IPM OFF | Ea |  | 1 Year | 370 | 5% | 351.5
62418 | HID | 920NSNNEK20000 | RDR, R40, ICLASS, SE E, LF OFF, HF SEOS, WIEG, PIG, BLK, STD-2, LED RED, FLSH GRN, BZR ON, VAR BIT OUTPUT PER SIO, IPM OFF, VEL ON | Ea |  | 1 Year | 275 | 5% | 261.25
62419 | HID | 920NSNNEKE0000 | RDR, R40, ICLASS, SE E, LF OFF, HF SEOS, WIEG, PIG, BLK, ELITE KEYS, LED RED, FLSH GRN, BZR ON, VAR BIT OUTPUT PER SIO, IPM OFF, VEL ON | Ea |  | 1 Year | 275 | 5% | 261.25
62420 | HID | 920NSNNEKES070-GMU | RDR, R40, ICLASS, SE E, LF OFF, HF SEOS/MIFSPR, WIEG, PIG, BLK, ELITE KEYS, LED RED, FLSH GRN, BZR ON, CSN MIF SUPPR, IPM OFF,GMU LOGO LBL | Ea |  | 1 Year | 275 | 5% | 261.25
62421 | HID | 920NSNTEK20000 | RDR, R40, ICLASS, SE E, LF OFF, HF SEOS, WIEG, TERM, BLK, STD-2, LED RED, FLSH GRN, BZR ON, VAR BIT OUTPUT PER SIO, IPM OFF, VEL ON | Ea |  | 1 Year | 275 | 5% | 261.25
62422 | HID | 920NSNTEKE0000 | RDR, R40, ICLASS, SE E, LF OFF, HF SEOS, WIEG, TERM, BLK, ELITE KEYS, LED RED, FLSH GRN, BZR ON, VAR BIT OUTPUT PER SIO, IPM OFF, VEL ON | Ea |  | 1 Year | 275 | 5% | 261.25
62423 | HID | 920NSPNEK2008H | RDR, R40, ICLASS, SE E, LF OFF, HF SEOS, 485HDX, PIG, BLK, A/V OFF, OSDP V2, OPT TAMP, OPEN COLL, OSDP TAMP ENBLD, TEST KEY, POLL=50MS, CSN SUPPR, IPM OFF | Ea |  | 1 Year | 310 | 5% | 294.5
62424 | HID | 920NSPNEKE00QU | RDR, R40, ICLASS, SE E, LF OFF, HF SEOS, 485HDX, PIG, BLK, ELITE, LED RED, FLSH GRN, BZR ON, OSDP V2, OPT TAMP, OPEN COLL, OSDP TAMP ENBLD, TEST KEY, POLL=50MS, CSN 32-BIT MSB, IPM OFF, UART OFF, WIEG ON | Ea |  | 1 Year | 310 | 5% | 294.5
62425 | HID | 920NSPTEK2008H | RDR, R40, ICLASS, SE E, LF OFF, HF SEOS, 485HDX, TERM, BLK, A/V OFF, OSDP V2, OPT TAMP, OPEN COLL, OSDP TAMP ENBLD, TEST KEY, POLL=50MS, CSN SUPPR, IPM OFF | Ea |  | 1 Year | 310 | 5% | 294.5
62426 | HID | 920NTCNEK0006J | RDR, R40, ICLASS, SE E, LF OFF, HF STD/SIO/SEOS, C&D, PIG, BLK, STD-1, LED RED, FLSH GRN, BZR ON, CSN 32-BIT MSB, IPM OFF | Ea |  | 1 Year | 275 | 5% | 261.25
62427 | HID | 920NTCTEK0006J | RDR, R40, ICLASS, SE E, LF OFF, HF STD/SIO/SEOS, C&D, TERM, BLK, STD-1, LED RED, FLSH GRN, BZR ON, CSN 32-BIT MSB, IPM OFF | Ea |  | 1 Year | 275 | 5% | 261.25
62428 | HID | 920NTNNEK00000 | RDR, R40, ICLASS, SE REV E, NO PROX, STD, WIEGAND, PIG, BLK, STD 1 SECURITY, LED RED, FLASH GRN, BZR ON, IPM OFF, 32 BIT | Ea |  | 1 Year | 275 | 5% | 261.25
62429 | HID | 920NTNNEK00015 | RDR, R40, ICLASS, SE E, LF OFF, HF STD/SIO/SEOS, WIEG, PIG, BLK, STD-1, LED RED, FLSH GRN, BZR ON, CSN 34-BIT MSB, IPM OFF | Ea |  | 1 Year | 275 | 5% | 261.25
62430 | HID | 920NTNNEK0001D | RDR, R40, ICLASS, SE E, LF OFF, HF STD/SIO/SEOS, WIEG, PIG, BLK, STD-1, LED RED, FLSH GRN, BZR ON, CSN 26-BIT (W/DEFAULT FC), IPM OFF | Ea |  | 1 Year | 275 | 5% | 261.25
62431 | HID | 920NTNNEK0001F | RDR, R40, ICLASS, SE E, LF OFF, HF STD/SIO/SEOS, WIEG, PIG, BLK, STD-1, LED OFF, FLSH OFF, BZR ON, CSN 32-BIT MSB, IPM OFF | Ea |  | 1 Year | 275 | 5% | 261.25
62432 | HID | 920NTNNEK0001L | RDR, R40, ICLASS, SE E, LF OFF, HF STD/SIO/SEOS, WIEG, PIG, BLK, STD-1, LED RED, FLSH GRN, BZR ON, CSN 32-BIT LSB, IPM OFF | Ea |  | 1 Year | 275 | 5% | 261.25
62433 | HID | 920NTNNEK0001W | RDR, R40, ICLASS, SE E, LF OFF, HF STD/SIO/SEOS, WIEG, PIG, BLK, STD-1, LED RED, FLSH GRN, BZR ON, OPT TAMP, OPEN COLL, CSN 32-BIT MSB, IPM OFF | Ea |  | 1 Year | 275 | 5% | 261.25
62434 | HID | 920NTNNEK00020 | RDR, R40, ICLASS, SE E, LF OFF, HF STD/SIO/SEOS, WIEG, PIG, BLK, STD-1, LED RED, FLSH GRN, BZR ON, CSN 40-BIT MSB, IPM OFF | Ea |  | 1 Year | 275 | 5% | 261.25
62435 | HID | 920NTNNEK00021 | RDR, R40, ICLASS, SE E, LF OFF, HF STD/SIO/SEOS, WIEG, PIG, BLK, STD-1, LED OFF, FLSH OFF, BZR OFF, CSN 32-BIT MSB, IPM OFF | Ea |  | 1 Year | 275 | 5% | 261.25
62436 | HID | 920NTNNEK00025 | RDR, R40, ICLASS, SE E, LF OFF, HF STD/SIO/SEOS, WIEG, PIG, BLK, STD-1, LED OFF, FLSH OFF, BZR OFF, CSN 34-BIT MSB, IPM OFF | Ea |  | 1 Year | 275 | 5% | 261.25
62437 | HID | 920NTNNEK00029 | RDR, R40, ICLASS, SE E, LF OFF, HF STD/SIO/SEOS, WIEG, PIG, BLK, STD-1, LED RED, FLSH OFF, BZR ON, CSN 26-BIT (W/DEFAULT FC), IPM OFF | Ea |  | 1 Year | 275 | 5% | 261.25
62438 | HID | 920NTNNEK0002B | RDR, R40, ICLASS, SE E, LF OFF, HF STD/SIO/SEOS, WIEG, PIG, BLK, STD-1, LED RED, FLSH GRN, BZR OFF, CSN 32-BIT MSB, IPM OFF | Ea |  | 1 Year | 275 | 5% | 261.25
62439 | HID | 920NTNNEK0002J | RDR, R40, ICLASS, SE E, LF OFF, HF STD/SIO/SEOS, WIEG, PIG, BLK, STD-1, LED RED, FLSH OFF, BZR ON, CSN 32-BIT MSB, IPM OFF | Ea |  | 1 Year | 275 | 5% | 261.25
62440 | HID | 920NTNNEK0002Q | RDR, R40, ICLASS, SE E, LF OFF, HF STD/SIO/SEOS, WIEG, PIG, BLK, STD-1, LED RED, FLSH GRN, BZR ON, CSN 37-BIT LSB, IPM OFF | Ea |  | 1 Year | 275 | 5% | 261.25
62441 | HID | 920NTNNEK0003D | RDR, R40, ICLASS, SE E, LF OFF, HF STD/SIO/SEOS, WIEG, PIG, BLK, STD-1, LED OFF, FLSH OFF, BZR ON, OPT TAMP, OPEN COLL, CSN 37-BIT LSB, IPM OFF | Ea |  | 1 Year | 275 | 5% | 261.25
62442 | HID | 920NTNNEK0003E | RDR, R40, ICLASS, SE E, LF OFF, HF STD/SIO/SEOS, WIEG, PIG, BLK, STD-1, LED OFF, FLSH GRN, BZR ON, CSN 26-BIT (W/DEFAULT FC), IPM OFF | Ea |  | 1 Year | 275 | 5% | 261.25
62443 | HID | 920NTNNEK0003V | RDR, R40, ICLASS, SE E, LF OFF, HF STD/SIO/SEOS/MIFSPR, WIEG, PIG, BLK, STD-1, LED RED, FLSH GRN, BZR ON, CSN MIF SUPPR, IPM OFF | Ea |  | 1 Year | 275 | 5% | 261.25
62444 | HID | 920NTNNEK0003V-S001 | RDR, R40, ICLASS, SE E, LF OFF, HF STD/SIO/SEOS/MIFSPR, WIEG, PIG, BLK, STD-1, LED RED, FLSH GRN, BZR ON, CSN MIF SUPPR, IPM OFF, SIEMENS CSTM BLK/WHT LOGO LABEL | Ea |  | 1 Year | 275 | 5% | 261.25
62445 | HID | 920NTNNEK0004G | RDR, R40, ICLASS, SE E, LF OFF, HF STD/SIO/SEOS, WIEG, PIG, BLK, STD-1, LED RED, FLSH OFF, BZR ON, OPT TAMP, OPEN COLL, CSN 26-BIT (W/DEFAULT FC), IPM OFF | Ea |  | 1 Year | 275 | 5% | 261.25
62446 | HID | 920NTNNEK0005B | RDR, R40, ICLASS, SE E, LF OFF, HF STD/SIO/SEOS, WIEG, PIG, BLK, STD-1, LED RED, FLSH OFF, BZR ON, CSN 34-BIT MSB, IPM OFF | Ea |  | 1 Year | 275 | 5% | 261.25
62447 | HID | 920NTNNEK0005J | RDR, R40, ICLASS, SE E, LF OFF, HF STD/SIO/SEOS, WIEG, PIG, BLK, STD-1, LED RED, FLSH GRN, BZR ON, CSN 56-BIT LSB, IPM OFF | Ea |  | 1 Year | 275 | 5% | 261.25
62448 | HID | 920NTNNEK00061 | RDR, R40, ICLASS, SE E, LF OFF, HF STD/SIO/SEOS, WIEG, PIG, BLK, STD-1, LED OFF, FLSH OFF, BZR ON, CSN 26-BIT (W/DEFAULT FC), IPM OFF | Ea |  | 1 Year | 275 | 5% | 261.25
62449 | HID | 920NTNNEK0006B | RDR, R40, ICLASS, SE E, LF OFF, HF STD/SIO/SEOS, WIEG, PIG, BLK, STD-1, LED OFF, FLSH GRN, BZR ON, OPT TAMP, OPEN COLL, CSN 32-BIT MSB, IPM OFF | Ea |  | 1 Year | 275 | 5% | 261.25
62450 | HID | 920NTNNEK0006K | RDR, R40, ICLASS, SE E, LF OFF, HF STD/SIO/SEOS, WIEG, PIG, BLK, STD-1, LED OFF, FLSH GRN, BZR ON, CSN 32-BIT MSB, IPM OFF | Ea |  | 1 Year | 275 | 5% | 261.25
62451 | HID | 920NTNNEK0009C | RDR, R40, ICLASS, SE E, LF OFF, HF STD/SIO/SEOS, WIEG, PIG, BLK, STD-1, LED OFF, FLSH GRN, BZR ON, CSN 40-BIT MSB, IPM OFF | Ea |  | 1 Year | 275 | 5% | 261.25
62452 | HID | 920NTNNEK0009D | RDR, R40, ICLASS, SE E, LF OFF, HF STD/SIO/SEOS, WIEG, PIG, BLK, STD-1, LED RED, FLSH OFF, BZR OFF, CSN 32-BIT MSB, IPM OFF | Ea |  | 1 Year | 275 | 5% | 261.25
62453 | HID | 920NTNNEK000A0 | RDR, R40, ICLASS, SE E, LF OFF, HF STD/SIO/SEOS, WIEG, PIG, BLK, STD-1, LED RED, FLSH OFF, BZR ON, OPEN COLL, CSN 32 BIT MSB, IPM OFF, APB DISABLED | Ea |  | 1 Year | 275 | 5% | 261.25
62454 | HID | 920NTNNEK000DV | RDR, R40, ICLASS, SE E, LF OFF, HF STD/SIO/SEOS, WIEG, PIG, BLK, STD-1, LED AMBER, FLSH GRN, BZR ON, OPT TAMP, OPEN COLL, CSN 32-BIT MSB, IPM OFF | Ea |  | 1 Year | 275 | 5% | 261.25
62455 | HID | 920NTNNEK000JF | RDR, R40, ICLASS, SE E, LF OFF, HF STD/SIO/SEOS, WIEG, PIG, BLK, STD-1, LED RED, FLSH GRN, BZR ON, CSN 56-BIT MSB, IPM OFF | Ea |  | 1 Year | 275 | 5% | 261.25
62456 | HID | 920NTNNEK000L2 | RDR, R40, ICLASS, SE E, LF OFF, HF CST LEG/DES/SIO/SEOS/HID MIFARE APPLI/MF CSN SUPPR/MIFARE SIO DIABLED, WIEG, PIG, BLK, STD-1, LED RED, FLSH GRN, BZR ON, OPT TAMP, OPEN COLL, IPM OFF | Ea |  | 1 Year | 275 | 5% | 261.25
62457 | HID | 920NTNNEK000L4 | RDR, R40, ICLASS, SE E, LF OFF, HF STD/SIO/SEOS, WIEG, PIG, BLK, STD-1, LED RED, FLSH GRN, BZR ON, CSN 34-BIT MSB, NO MIFARE DELAY, IPM OFF | Ea |  | 1 Year | 275 | 5% | 261.25
62458 | HID | 920NTNNEK000L5 | RDR, R40, ICLASS, SE E, LF OFF, HF STD/SIO/SEOS, WIEG, PIG, BLK, STD-1, LED RED, FLSH GRN, BZR ON, OPT TAMP, OPEN COLL, ISO15693 CSN, ISO14443A CSN 32-BIT MSB, NO MIFARE DELAY, IPM OFF | Ea |  | 1 Year | 275 | 5% | 261.25
62459 | HID | 920NTNNEK000Q8 | RDR, R40, ICLASS, SE E, LF OFF, HF ICLASS LEG & SIO ONLY, WIEG, PIG, BLK, STD-1, LED RED, FLSH GRN, BZR ON, IPM OFF | Ea |  | 1 Year | 275 | 5% | 261.25
62460 | HID | 920NTNNEK000W3 | RDR, R40, ICLASS, SE E, LF OFF, HF STD/SIO/SEOS, WIEG, PIG, BLK, STD-1, LED RED, FLSH OFF, BZR ON, OPT TAMP, OPEN COLL, CSN SUPPR, IPM OFF | Ea |  | 1 Year | 275 | 5% | 261.25
62461 | HID | 920NTNNEK0012G | RDR, R40, ICLASS, SE E, LF OFF, HF STD/SIO/SEOS, WIEG, PIG, BLK, STD-1, LED OFF, FLSH GRN, BZR ON, CSN 34-BIT MSB, IPM OFF | Ea |  | 1 Year | 275 | 5% | 261.25
62462 | HID | 920NTNNEK0012V | RDR, R40, ICLASS, SE E, LF OFF, HF STD/SIO/SEOS, WIEG, PIG, BLK, STD-1, LED RED, FLSH OFF, BZR ON, CSN 32-BIT LSB, IPM OFF | Ea |  | 1 Year | 275 | 5% | 261.25
62463 | HID | 920NTNNEK0014R | RDR, R40, ICLASS, SE E, LF OFF, HF STD/SIO/SEOS, WIEG, PIG, BLK, STD-1, LED RED, FLSH GRN, BZR ON, OPT TAMP, OPEN COLL, CSN 37-BIT LSB, IPM OFF | Ea |  | 1 Year | 275 | 5% | 261.25
62464 | HID | 920NTNNEK0022V | RDR, R40, ICLASS, SE E, LF OFF, HF STD/SIO/SEOS, WIEG, PIG, BLK, STD-1, LED OFF, FLSH GRN, BZR ON, CSN 32-BIT LSB, IPM OFF | Ea |  | 1 Year | 275 | 5% | 261.25
62465 | HID | 920NTNNEK00397 | RDR, R40, ICLASS, SE E, ISO14443B PROTOCOL W/MINTEL APPLICATION, WIEG, PIG, BLK, STD-1, LED RED, FLSH GRN, BZR ON, OPT TAMP, OPEN COLL, CSN 32-BIT MSB, IPM OFF | Ea |  | 1 Year | 275 | 5% | 261.25
62466 | HID | 920NTNNEK00432 | RDR, R40, ICLASS, SE E, LF OFF, HF STD/SIO/SEOS, WIEG, PIG, BLK, STD-1, LED RED, FLSH GRN, BZR ON, OPT TAMP, OPEN COLL, ISO15693 CSN, ISO14443A CSN 32-BIT MSB, IPM OFF | Ea |  | 1 Year | 275 | 5% | 261.25
62467 | HID | 920NTNNEK0043N | RDR, R40, ICLASS, SE E, LF OFF, HF STD/SIO/SEOS, WIEG, LED RED, FLSH GRN, BZR ON, OPT TAMP, OPEN COLL, CSN 32-BIT MSB, ISO14443B 32-BIT CSN, IPM OFF | Ea |  | 1 Year | 275 | 5% | 261.25
62468 | HID | 920NTNNEK0045C | RDR, R40, ICLASS, SE E, LF OFF, HF STD/SIO/SEOS, WIEG, PIG, BLK, STD-1, LED OFF, FLSH GRN, BZR ON, CSN 32 BIT MSB, IPM OFF, TAMPER OC | Ea |  | 1 Year | 275 | 5% | 261.25
62469 | HID | 920NTNNEK0045E | RDR, R40, ICLASS, SE E, LF OFF, HF STD/SIO/SEOS, WIEG, PIG, BLK, STD-1, LED BLUE, FLSH GRN, BZR ON, CSN 32-BIT MSB, IPM OFF, TAMPER OC | Ea |  | 1 Year | 275 | 5% | 261.25
62470 | HID | 920NTNNEK0045T | RDR, R40, ICLASS, SE E, LF OFF, HF STD/SIO/SEOS, WIEG, PIG, BLK, STD-1, LED RED, FLSH GRN, BZR ON, OPT TAMP, OPEN COLLECT, CSN 32 BIT MSB, IPM OFF, WIEG, HOLD APB 500MS, CSN FILTER DISABLED | Ea |  | 1 Year | 275 | 5% | 261.25
62471 | HID | 920NTNNEK00461 | RDR, R40, ICLASS, SE REV E, NO PROX, STD, WIEGAND, PIG, BLK, STD 1 SECURITY, LED RED, FLASH GRN, BZR ON, IPM OFF, 32 BIT | Ea |  | 1 Year | 275 | 5% | 261.25
62472 | HID | 920NTNNEK0046Y | RDR, R40, ICLASS, SE E, LF OFF, HF STD/SIO/SEOS, WIEG, PIG, BLK, STD-1, LED RED, FLSH GRN, BZR ON, CSN 34-BIT REVERSED, IPM OFF | Ea |  | 1 Year | 275 | 5% | 261.25
62473 | HID | 920NTNNEK00480 | RDR, R40, ICLASS, SE E, LF OFF, HF CUST MIFARE CSN ONLY, WIEG, PIG, BLK, STD-1, LED RED, FLSH GRN, BZR ON, OPT TAMP OPN COLL, CSN 56-BIT LSB, IPM OFF, UART OFF, WIEG ON | Ea |  | 1 Year | 275 | 5% | 261.25
62474 | HID | 920NTNNEK0056B | RDR, R40, ICLASS, SE E, LF OFF, HF STD/SIO/SEOS, WIEG, PIG, BLK, STD-1, LED RED, FLSH GRN, BZR ON,OPT TAMP, OPEN COLL, CSN 32-BIT MSB, I'M ALIVE 10 SEC, IPM OFF | Ea |  | 1 Year | 275 | 5% | 261.25
62475 | HID | 920NTNNEK0058A | RDR, R40, ICLASS, SE E, LF OFF, HF STD/SIO/SEOS, WIEG, PIG, BLK, STD-1, LED RED, FLSH GRN, BZR ON, OPT TAMP, OPEN COLL, CSN 32-BIT MSB, IPM OFF, APB DISABLED | Ea |  | 1 Year | 275 | 5% | 261.25
62476 | HID | 920NTNNEK0059T | RDR, R40, ICLASS, SE E, LF OFF, HF STD/SIO/SEOS, WIEG, PIG, BLK, STD-1, LED RED, FLSH GRN, BZR ON, OPT TAMP, OPEN COLL, CSN MIF SUPPR, IPM OFF, APB DISABLED | Ea |  | 1 Year | 275 | 5% | 261.25
62477 | HID | 920NTNNEKE0000 | RDR, R40, ICLASS, SE E, NO PROX, STD WIEGAND, PIG, BLK, ELITE, LED RED, FLSH GRN, BZR ON, IPM OFF, 32 BIT | Ea |  | 1 Year | 275 | 5% | 261.25
62478 | HID | 920NTNNEKE001D | RDR, R40, ICLASS, SE E, LF OFF, HF STD/SIO/SEOS, WIEG, PIG, BLK, ELITE KEYS, LED RED, FLSH GRN, BZR ON, CSN 26-BIT (W/DEFAULT FC), IPM OFF | Ea |  | 1 Year | 275 | 5% | 261.25
62479 | HID | 920NTNNEKE001F | RDR, R40, ICLASS, SE E, LF OFF, HF STD/SIO/SEOS, WIEG, PIG, BLK, ELITE KEYS, LED OFF, FLSH OFF, BZR ON, CSN 32-BIT MSB, IPM OFF | Ea |  | 1 Year | 275 | 5% | 261.25
62480 | HID | 920NTNNEKE002J | RDR, R40, ICLASS, SE E, LF OFF, HF STD/SIO/SEOS, WIEG, PIG, BLK, ELITE KEYS, LED RED, FLSH OFF, BZR ON, CSN 32-BIT MSB, IPM OFF | Ea |  | 1 Year | 275 | 5% | 261.25
62481 | HID | 920NTNNEKE003V | RDR, R40, ICLASS, SE E, LF OFF, HF STD/SIO/SEOS/MIFSPR, WIEG, PIG, BLK, ELITE KEYS, LED RED, FLSH GRN, BZR ON, CSN MIF SUPPR, IPM OFF | Ea |  | 1 Year | 275 | 5% | 261.25
62482 | HID | 920NTNNEKE00PA | RDR, R40, ICLASS, SE E, LF OFF, HF STD/SIO/SEOS/MIFSPR, WIEG, PIG, BLK, ELITE, LED OFF, FLSH OFF, BZR ON, CSN MIF SUPPR, APB=250MS, CUSTOM DATAMODELS, IPM OFF | Ea |  | 1 Year | 275 | 5% | 261.25
62483 | HID | 920NTNNEKE0465 | RDR, R40, ICLASS, SE E, LF OFF, HF ICLASS LEG/SEOS, WIEG, PIG, BLK, ELITE KEYS, LED OFF, FLSH OFF, BZR ON, OPT, OPEN COLLECTOR, IPM OFF, MIRCOSOFT | Ea |  | 1 Year | 275 | 5% | 261.25
62484 | HID | 920NTNNEKE050V | RDR, R40, ICLASS, SE E, LF OFF, HF STD/SIO/SEOS/MIFSPR, WIEG, PIG, BLK, ELITE KEYS, LED OFF, FLSH OFF, BZR ON, OPT TAMP, CSN MIF SUPPR, IPM OFF | Ea |  | 1 Year | 275 | 5% | 261.25
62485 | HID | 920NTNNEKE051W | RDR, R40, ICLASS, SE E, LF OFF, HF CST/SIO/SEOS/MF-DES SUPPR,, WIEG, PIG, BLK, ELITE KEYS, LED BLUE, FLSH GRN, BZR ON, OPT TAMP, OPEN COLL, IPM OFF | Ea |  | 1 Year | 275 | 5% | 261.25
62486 | HID | 920NTNNEKE056B | RDR, R40, ICLASS, SE E, LF OFF, HF STD/SIO/SEOS, WIEG, PIG, BLK, ELITE KEYS, LED RED, FLSH GRN, BZR ON,OPT TAMP, OPEN COLL, CSN 32-BIT MSB, I'M ALIVE 10 SEC, IPM OFF | Ea |  | 1 Year | 275 | 5% | 261.25
62487 | HID | 920NTNTEK00000 | RDR, R40, ICLASS, SE REV E, NO PROX, STD, WIEGAND, TERM, BLK, STD 1 SECURITY, LED RED, FLASH GRN, BZR ON, IPM OFF, 32 BIT | Ea |  | 1 Year | 275 | 5% | 261.25
62488 | HID | 920NTNTEK00015 | RDR, R40, ICLASS, SE E, LF OFF, HF STD/SIO/SEOS, WIEG, TERM, BLK, STD-1, LED RED, FLSH GRN, BZR ON, CSN 34-BIT MSB, IPM OFF | Ea |  | 1 Year | 275 | 5% | 261.25
62489 | HID | 920NTNTEK0001D | RDR, R40, ICLASS, SE E, LF OFF, HF STD/SIO/SEOS, WIEG, TERM, BLK, STD-1, LED RED, FLSH GRN, BZR ON, CSN 26-BIT (W/DEFAULT FC), IPM OFF | Ea |  | 1 Year | 275 | 5% | 261.25
62490 | HID | 920NTNTEK0001F | RDR, R40, ICLASS, SE E, LF OFF, HF STD/SIO/SEOS, WIEG, TERM, BLK, STD-1, LED OFF, FLSH OFF, BZR ON, CSN 32-BIT MSB, IPM OFF | Ea |  | 1 Year | 275 | 5% | 261.25
62491 | HID | 920NTNTEK0001W | RDR, R40, ICLASS, SE E, LF OFF, HF STD/SIO/SEOS, WIEG, TERM, BLK, STD-1, LED RED, FLSH GRN, BZR ON, OPT TAMP, OPEN COLL, CSN 32-BIT MSB, IPM OFF | Ea |  | 1 Year | 275 | 5% | 261.25
62492 | HID | 920NTNTEK00020 | RDR, R40, ICLASS, SE E, LF OFF, HF STD/SIO/SEOS, WIEG, TERM, BLK, STD-1, LED RED, FLSH GRN, BZR ON, CSN 40-BIT MSB, IPM OFF | Ea |  | 1 Year | 275 | 5% | 261.25
62493 | HID | 920NTNTEK00021 | RDR, R40, ICLASS, SE E, LF OFF, HF STD/SIO/SEOS, WIEG, TERM, BLK, STD-1, LED OFF, FLSH OFF, BZR OFF, CSN 32-BIT MSB, IPM OFF | Ea |  | 1 Year | 275 | 5% | 261.25
62494 | HID | 920NTNTEK00029 | RDR, R40, ICLASS, SE E, LF OFF, HF STD/SIO/SEOS, WIEG, TERM, BLK, STD-1, LED RED, FLSH OFF, BZR ON, CSN 26-BIT (W/DEFAULT FC), IPM OFF | Ea |  | 1 Year | 275 | 5% | 261.25
62495 | HID | 920NTNTEK0002B | RDR, R40, ICLASS, SE E, LF OFF, HF STD/SIO/SEOS, WIEG, TERM, BLK, STD-1, LED RED, FLSH GRN, BZR OFF, CSN 32-BIT MSB, IPM OFF | Ea |  | 1 Year | 275 | 5% | 261.25
62496 | HID | 920NTNTEK0002J | RDR, R40, ICLASS, SE E, LF OFF, HF STD/SIO/SEOS, WIEG, TERM, BLK, STD-1, LED RED, FLSH OFF, BZR ON, CSN 32-BIT MSB, IPM OFF | Ea |  | 1 Year | 275 | 5% | 261.25
62497 | HID | 920NTNTEK0002Q | RDR, R40, ICLASS, SE E, LF OFF, HF STD/SIO/SEOS, WIEG, TERM, BLK, STD-1, LED RED, FLSH GRN, BZR ON, CSN 37-BIT LSB, IPM OFF | Ea |  | 1 Year | 275 | 5% | 261.25
62498 | HID | 920NTNTEK0003V | RDR, R40, ICLASS, SE E, LF OFF, HF STD/SIO/SEOS/MIFSPR, WIEG, TERM, BLK, STD-1, LED RED, FLSH GRN, BZR ON, CSN MIF SUPPR, IPM OFF | Ea |  | 1 Year | 275 | 5% | 261.25
62499 | HID | 920NTNTEK00046 | RDR, R40, ICLASS, SE E, LF OFF, HF STD/SIO/SEOS, WIEG, TERM, BLK, STD-1, LED OFF, FLSH OFF, BZR ON, OPT TAMP, OPEN COLL, CSN 32-BIT MSB, IPM OFF | Ea |  | 1 Year | 275 | 5% | 261.25
62500 | HID | 920NTNTEK0004H | RDR, R40, ICLASS, SE E, LF OFF, HF STD/SIO/SEOS, WIEG, TERM, BLK, STD-1, LED OFF, FLSH OFF, BZR OFF, CSN 26-BIT (W/DEFAULT FC), IPM OFF | Ea |  | 1 Year | 275 | 5% | 261.25
62501 | HID | 920NTNTEK0005J | RDR, R40, ICLASS, SE E, LF OFF, HF STD/SIO/SEOS, WIEG, TERM, BLK, STD-1, LED RED, FLSH GRN, BZR ON, CSN 56-BIT LSB, IPM OFF | Ea |  | 1 Year | 275 | 5% | 261.25
62502 | HID | 920NTNTEK00061 | RDR, R40, ICLASS, SE E, LF OFF, HF STD/SIO/SEOS, WIEG, TERM, BLK, STD-1, LED OFF, FLSH OFF, BZR ON, CSN 26-BIT (W/DEFAULT FC), IPM OFF | Ea |  | 1 Year | 275 | 5% | 261.25
62503 | HID | 920NTNTEK0006K | RDR, R40, ICLASS, SE E, LF OFF, HF STD/SIO/SEOS, WIEG, TERM, BLK, STD-1, LED OFF, FLSH GRN, BZR ON, CSN 32-BIT MSB, IPM OFF | Ea |  | 1 Year | 275 | 5% | 261.25
62504 | HID | 920NTNTEK0007N | RDR, R40, ICLASS, SE E, LF OFF, HF ICLASS SIO/SEOS, WIEG, TERM, BLK, STD-1, LED BLUE, FLSH OFF, BZR ON, OPT TAMP, OPEN COLL, TEST KEYS, CSN SUPPR, IPM OFF, UART OFF | Ea |  | 1 Year | 275 | 5% | 261.25
62505 | HID | 920NTNTEK000EJ | RDR, R40, ICLASS, SE E, LF OFF, HF STD/SIO/SEOS/HID MIFARE APP, WIEG, TERM, BLK, STD-1, LED RED, FLSH GRN, BZR ON, OPT TAMP, OPEN COLL, CSN 32-BIT, IPM OFF, HID MIFARE APP KEY | Ea |  | 1 Year | 275 | 5% | 261.25
62506 | HID | 920NTNTEK00363 | RDR, R40, ICLASS, SE E, LF OFF, HF STD/SIO/SEOS, WIEG, TERM, BLK, STD-1, LED RED, FLSH OFF, BZR ON, OPT TAMP, OPEN COLL, CSN 32-BIT MSB, IPM OFF | Ea |  | 1 Year | 275 | 5% | 261.25
62507 | HID | 920NTNTEK00432 | RDR, R40, ICLASS, SE E, LF OFF, HF STD/SIO/SEOS, WIEG, TERM, BLK, STD-1, LED RED, FLSH GRN, BZR ON, OPT TAMP, OPEN COLL, ISO15693 CSN, ISO14443A CSN 32-BIT MSB, IPM OFF | Ea |  | 1 Year | 275 | 5% | 261.25
62508 | HID | 920NTNTEK0045T | RDR, R40, ICLASS, SE E, LF OFF, HF STD/SIO/SEOS, WIEG, TERM, BLK, STD-1, LED RED, FLSH GRN, BZR ON, OPT TAMP, OPEN COLLECT, CSN 32 BIT MSB, IPM OFF, WIEG, HOLD APB 500MS, CSN FILTER DISABLED | Ea |  | 1 Year | 275 | 5% | 261.25
62509 | HID | 920NTNTEK0053P | RDR, R40, ICLASS, SE E, LF OFF, HF CST MIFARE CSN ONLY, WIEG, TERM, BLK, STD-1, LED RED, FLSH GRN, BZR ON, CSN 34-BIT MSB, SWAPPED, IPM OFF,01SMR-0012 | Ea |  | 1 Year | 275 | 5% | 261.25
62510 | HID | 920NTNTEK005AJ | RDR, R40, ICLASS, SE E, LF OFF, HF STD/SIO/SEOS, WIEG, TERM, BLK, STD-1, LED OFF, FLSH OFF, BZR ON, CSN SUPPR, IPM OFF, PICO15693 10 PERCENT MODULATION. | Ea |  | 1 Year | 275 | 5% | 261.25
62511 | HID | 920NTNTEKE0000 | RDR, R40, ICLASS, SE E, LF OFF, HF STD/SIO/SEOS, WIEG, TERM, BLK, ELITE KEYS, LED RED, FLSH GRN, BZR ON, CSN 32-BIT MSB, IPM OFF | Ea |  | 1 Year | 275 | 5% | 261.25
62512 | HID | 920NTNTEKE001D | RDR, R40, ICLASS, SE E, LF OFF, HF STD/SIO/SEOS, WIEG, TERM, BLK, ELITE KEYS, LED RED, FLSH GRN, BZR ON, CSN 26-BIT (W/DEFAULT FC), IPM OFF | Ea |  | 1 Year | 275 | 5% | 261.25
62513 | HID | 920NTNTEKE001W | RDR, R40, ICLASS, SE E, LF OFF, HF STD/SIO/SEOS, WIEG, TERM, BLK, ELITE KEYS, LED RED, FLSH GRN, BZR ON, OPT TAMP, OPEN COLL, CSN 32-BIT MSB, IPM OFF | Ea |  | 1 Year | 275 | 5% | 261.25
62514 | HID | 920NTNTEKE0021 | RDR, R40, ICLASS, SE E, LF OFF, HF STD/SIO/SEOS, WIEG, TERM, BLK, ELITE KEYS, LED OFF, FLSH OFF, BZR OFF, CSN 32-BIT MSB, IPM OFF | Ea |  | 1 Year | 275 | 5% | 261.25
62515 | HID | 920NTNTEKE002Q | RDR, R40, ICLASS, SE E, LF OFF, HF STD/SIO/SEOS, WIEG, TERM, BLK, ELITE KEYS, LED RED, FLSH GRN, BZR ON, CSN 37-BIT LSB, IPM OFF | Ea |  | 1 Year | 275 | 5% | 261.25
62516 | HID | 920NTNTEKE003V | RDR, R40, ICLASS, SE E, LF OFF, HF STD/SIO/SEOS, WIEG, TERM, BLK, ELITE KEYS, LED RED, FLSH GRN, BZR ON, CSN MIF SUPPR, IPM OFF | Ea |  | 1 Year | 275 | 5% | 261.25
62517 | HID | 920NTNTEKE0046 | RDR, R40, ICLASS, SE E, LF OFF, HF STD/SIO/SEOS, WIEG, TERM, BLK, ELITE KEYS, LED OFF, FLSH OFF, BZR ON, OPT TAMP, OPEN COLL, CSN 32-BIT MSB, IPM OFF | Ea |  | 1 Year | 275 | 5% | 261.25
62518 | HID | 920NTNTEKE005J | RDR, R40, ICLASS, SE E, LF OFF, HF STD/SIO/SEOS, WIEG, TERM, BLK, ELITE KEYS, LED RED, FLSH GRN, BZR ON, CSN 56-BIT LSB, IPM OFF | Ea |  | 1 Year | 275 | 5% | 261.25
62519 | HID | 920NTNTEKE0465 | RDR, R40, ICLASS, SE E, LF OFF, HF ICLASS LEG/SEOS, WIEG, TERM, BLK, ELITE KEYS, LED OFF, FLSH OFF, BZR ON, OPT, OPEN COLLECTOR, IPM OFF, MICROSOFT | Ea |  | 1 Year | 275 | 5% | 261.25
62520 | HID | 920NTNTEKE050V | RDR, R40, ICLASS, SE E, LF OFF, HF STD/SIO/SEOS/MIFSPR, WIEG, TERM, BLK, ELITE KEYS, LED OFF, FLSH OFF, BZR ON, OPT TAMP, CSN MIF SUPPR, IPM OFF | Ea |  | 1 Year | 275 | 5% | 261.25
62521 | HID | 920NTPNEK0007V | RDR, R40, ICLASS, SE E, LF OFF, HF STD/SIO/SEOS, 485HDX, PIG, BLK, STD-1, A/V OFF, OSDP V1, OPN COL, OSDP TAMP ENBLD, TEST KEY, POLL=75MS, CSN 32-BIT MSB, IPM OFF, UART OFF, WIEG OFF | Ea |  | 1 Year | 310 | 5% | 294.5
62522 | HID | 920NTPNEK000FA | RDR, R40, ICLASS, SE E, LF OFF, HF STD/SIO/SEOS, 485HDX, PIG, BLK, STD-1, A/V OFF, OSDP V2, OPT TAMP, OPEN COLL, OSDP TAMP ENBLD, TEST KEY, POLL=50MS, CSN 32-BIT MSB, IPM OFF, UART OFF, WIEG OFF | Ea |  | 1 Year | 310 | 5% | 294.5
62523 | HID | 920NTPNEKE007V | RDR, R40, ICLASS, SE E, LF OFF, HF STD/SIO/SEOS, 485HDX, PIG, BLK, ELITE, A/V OFF, OSDP V1, OPN COL, OSDP TAMP ENBLD, TEST KEY, POLL=75MS, CSN 32-BIT MSB, IPM OFF, UART OFF, WIEG OFF | Ea |  | 1 Year | 310 | 5% | 294.5
62524 | HID | 920NTPNEKE041P | RDR, R40, ICLASS, SE E, LF OFF, HF ICLASS LEG/SEOS, 485HDX, PIG, BLK, ELITE, LED OFF, FLSH OFF, BZR ON, OSDP V1, OPN COL, OSDP TAMP ENBLD, TEST KEY, POLL=75MS, IPM OFF, UART OFF, WIEG OFF, MICROSOFT | Ea |  | 1 Year | 310 | 5% | 294.5
62525 | HID | 920NTPTEK0003F | RDR, R40, ICLASS, SE E, LF OFF, HF STD/SIO/SEOS, 485HDX, TERM, BLK, STD-1, A/V OFF, OSDP V1, OPN COL, OSDP TAMP DISBLD, TEST KEY, POLL=75MS, CSN 32-BIT MSB, IPM OFF, UART OFF, WIEG OFF | Ea |  | 1 Year | 310 | 5% | 294.5
62526 | HID | 920NTPTEK00055 | RDR, R40, ICLASS, SE E, LF OFF, HF STD/SIO/SEOS, 485HDX, TERM, BLK, STD-1, A/V OFF, OSDP V1, OPN COL, OSDP TAMP ENBLD, TEST KEY, POLL=75MS, CSN 32-BIT MSB, IPM OFF, UART OFF, WIEG OFF | Ea |  | 1 Year | 310 | 5% | 294.5
62527 | HID | 920NTPTEK00056E | RDR, R40, ICLASS, SE E, LF OFF, HF STD/SIO/SEOS, 485HDX, TERM, BLK, STD-1, A/V OFF, OSDP V1, OPT TAMP, OPEN COLL, OSDP TAMP ENABLED, TEST KEY, POLL=75MS, CSN 32-BIT MSB, IPM OFF, UART OFF, WIEG OFF | Ea |  | 1 Year | 310 | 5% | 294.5
62528 | HID | 920NTPTEK0007V | RDR, R40, ICLASS, SE E, LF OFF, HF STD/SIO/SEOS, 485HDX, TERM, BLK, STD-1, A/V OFF, OSDP V1, OPN COL, OSDP TAMP ENBLD, TEST KEY, POLL=75MS, CSN 32-BIT MSB, IPM OFF, UART OFF, WIEG OFF | Ea |  | 1 Year | 310 | 5% | 294.5
62529 | HID | 920NTPTEK0007Y | RDR, R40, ICLASS, SE E, LF OFF, HF STD/SIO/SEOS, 485HDX, TERM, BLK, STD-1, A/V OFF, OSDP V1, OPN COL, OSDP TAMP DISBLD, TEST KEY, POLL=75MS, CSN 56-BIT MSB, IPM OFF, UART OFF, WIEG OFF | Ea |  | 1 Year | 310 | 5% | 294.5
62530 | HID | 920NTPTEK000FA | RDR, R40, ICLASS, SE E, LF OFF, HF STD/SIO/SEOS, 485HDX, TERM, BLK, STD-1, A/V OFF, OSDP V2, OPT TAMP, OPEN CA/V OFF,OLL, OSDP TAMP ENBLD, TEST KEY, POLL=50MS, CSN 32-BIT MSB, IPM OFF, UART OFF, WIEG OFF | Ea |  | 1 Year | 310 | 5% | 294.5
62531 | HID | 920NTPTEK00165 | RDR, R40, ICLASS, SE E, LF OFF, HF STD/SIO/SEOS, 485HDX, TERM, BLK, STD-1, A/V OFF, OSDP V1, OPN COL, OSDP TAMP ENBLD, TEST KEY, POLL=75MS, CSN 56-BIT MSB, IPM OFF, UART OFF, WIEG OFF | Ea |  | 1 Year | 310 | 5% | 294.5
62532 | HID | 920NTPTEK00234 | RDR, R40, ICLASS, SE E, LF OFF, HF STD/SIO/SEOS, 485HDX, TERM, BLK, STD-1, A/V OFF, OSDP V1, OPN COL, OSDP TAMP DISBLD, TEST KEY, POLL=75MS, CSN 37-BIT LSB, IPM OFF, UART OFF, WIEG OFF | Ea |  | 1 Year | 310 | 5% | 294.5
62533 | HID | 920NTPTEK0033V | RDR, R40, ICLASS, SE E, LF OFF, HF STD/SIO/SEOS, 485HDX, TERM, BLK, STD-1, OSDP V1, OPEN COLL, OSDP TAMP ENBLD, TEST KEYS, POLL=75MS, A/V OFF, CSN 32-BIT MSB, IPM OFF, UART OFF, WIEG OFF, UTC | Ea |  | 1 Year | 310 | 5% | 294.5
62534 | HID | 920NTPTEK0056E | RDR, R40, ICLASS, SE E, LF OFF, HF STD/SIO/SEOS, 485HDX, TERM, BLK, STD-1, A/V OFF, OSDP V1, OPT TAMP, OPEN COLL, OSDP TAMP ENABLED, TEST KEY, POLL=75MS, CSN 32-BIT MSB, IPM OFF, UART OFF, WIEG OFF | Ea |  | 1 Year | 310 | 5% | 294.5
62535 | HID | 920NTPTEK0056G | RDR, R40, ICLASS, SE E, LF OFF, HF STD/SIO/SEOS, 485HDX, TERM, BLK, STD-1, A/V OFF, OSDP V1, OPT TAMP, OPEN COLL, OSDP TAMP DISBLD, TEST KEY, POLL=75MS, CSN 32-BIT MSB, IPM OFF, UART OFF, WIEG OFF | Ea |  | 1 Year | 310 | 5% | 294.5
62536 | HID | 920NTPTEK0056H | RDR, R40, ICLASS, SE E, LF OFF, HF STD/SIO/SEOS, 485HDX, TERM, BLK, STD-1, A/V OFF, OSDP V1, OPT TAMP, OPEN COLL, OSDP TAMP DISBLD, TEST KEY, POLL=75MS, CSN 32-BIT MSB, IPM OFF, UART OFF, WIEG OFF | Ea |  | 1 Year | 310 | 5% | 294.5
62537 | HID | 920NTPTEKE003F | RDR, R40, ICLASS, SE E, LF OFF, HF STD/SIO/SEOS, 485HDX, TERM, BLK, ELITE, A/V OFF, OSDP V1, OPN COL, OSDP TAMP DISBLD, TEST KEY, POLL=75MS, CSN 32-BIT MSB, IPM OFF, UART OFF, WIEG OFF | Ea |  | 1 Year | 310 | 5% | 294.5
62538 | HID | 920NTPTEKE007V | RDR, R40, ICLASS, SE E, LF OFF, HF STD/SIO/SEOS, 485HDX, TERM, BLK, ELITE, A/V OFF, OSDP V1, OPN COL, OSDP TAMP ENBLD, TEST KEY, POLL=75MS, CSN 32-BIT MSB, IPM OFF, UART OFF, WIEG OFF | Ea |  | 1 Year | 310 | 5% | 294.5
62539 | HID | 920NTPTEKE041P | RDR, R40, ICLASS, SE E, LF OFF, HF ICLASS LEG/SEOS, 485HDX, TERM, BLK, ELITE, LED OFF, FLSH OFF, BZR ON, OSDP V1, OPN COL, OSDP TAMP ENBLD, TEST KEY, POLL=75MS, IPM OFF, UART OFF, WIEG OFF | Ea |  | 1 Year | 310 | 5% | 294.5
62540 | HID | 920NWNNEK00324 | RDR, R40, ICLASS, SE E, LF OFF, HF STD/SIO/SEOS/MIGR, WIEG, PIG, BLK, HF MIGR PFL EVP00000, IPM OFF | Ea |  | 1 Year | 335 | 5% | 318.25
62541 | HID | 920NWNNEKE00AB | RDR, R40, ICLASS, SE E, LF OFF, HF MIGR ONLY, WIEG, PIG, BLK, LED RED, FLSH GRN, BZR ON, IPM OFF, HF MIGR PFL EVC421870_ICE0542 | Ea |  | 1 Year | 335 | 5% | 318.25
62542 | HID | 920NWNNEKE00U2 | RDR, R40, ICLASS, LF OFF, HF STD/SIO/SEOS/MIGR, WIEG, PIG, BLK, STD-1, LED OFF, FLSH OFF, BZR ON, OPT TAMP, OPEN COLL, CSN 32-BIT MSB, HF MIGR PFL EVP00000, IPM OFF | Ea |  | 1 Year | 335 | 5% | 318.25
62543 | HID | 920NWNNEKE00VA | RDR, R40, ICLASS, SE E, LF OFF, HF STD/SIO/SEOS/MIGR, WIEG, PIG, BLK, LED OFF, FLSH OFF, BZR ON, OPT TAMP, OPEN COLL, CSN 32-BIT MSB, HF MIGR PFL EVP00000, IPM OFF | Ea |  | 1 Year | 335 | 5% | 318.25
62544 | HID | 920NWNNEKE047F | RDR, R40, ICLASS, SE E, LF OFF, HF SIO/SEOS/MIGR, WIEG, PIG, BLK, HF MIGR PFL EVC00000_ICE0393, IPM OFF ASIA PACIFIC (HK) ACG FIRE & SECURITY | Ea |  | 1 Year | 335 | 5% | 318.25
62545 | HID | 920NWNNEKE050J | RDR, R40, ICLASS, SE E, LF OFF, HF STD/SIO/SEOS/MIGR, WIEG, PIG, BLK, LED RED, FLSH OFF, BRZ ON, IPM OFF HF MIGR PFL EVCS5164 | Ea |  | 1 Year | 335 | 5% | 318.25
62546 | HID | 920NWNNEKE0533 | RDR, R40, ICLASS, SE E, LF OFF, HF CST LEG/HID MIFARE APPL/MF CSN SUPPR, WIEG, PIG, BLK, LED RED, FLSH GRN, BZR ON, OPT TAMP, OPEN COLL, IPM OFF MIGR PFL EVPH0026 | Ea |  | 1 Year | 335 | 5% | 318.25
62547 | HID | 920NWNTEK00324 | RDR, R40, ICLASS, SE E, LF OFF, HF STD/SIO/SEOS/MIGR, WIEG, TERM, BLK, HF MIGR PFL EVP00000, IPM OFF | Ea |  | 1 Year | 335 | 5% | 318.25
62548 | HID | 920NWNTEK00329 | RDR, R40, ICLASS, SE E, LF OFF, HF STD/SIO/SEOS/MIGR, WIEG, TERM, BLK, HF MIGR PFL EVP185091, IPM OFF | Ea |  | 1 Year | 335 | 5% | 318.25
62549 | HID | 920NWNTEK0042Y | RDR, R40, ICLASS, SE E, LF OFF, HF STD/SIO/SEOS/MIG, WIEG, TERM, BLK, HF MIGR PFL EVP219587, IPM OFF | Ea |  | 1 Year | 335 | 5% | 318.25
62550 | HID | 920NWNTEK0043A | RDR, R40, ICLASS, SE E, LF OFF, HF STD/SIO/SEOS/MIG, WIEG, TERM, BLK, HF MIGR PFL EVP237805, IPM OFF | Ea |  | 1 Year | 335 | 5% | 318.25
62551 | HID | 920NWNTEKE006X | RDR, R40, ICLASS, SE E, LF OFF, HF STD/SIO/SEOS/MIG, WIEG, TERM, BLK, LED RED, FLSH OFF, BZR ON, OPT TAMP, OPEN COLL, CSN SUPPR, HF MIGR PFL EVP00000, IPM OFF | Ea |  | 1 Year | 335 | 5% | 318.25
62552 | HID | 920NWNTEKE00CH | RDR, R40, ICLASS, SE E, LF OFF, HF MIGR ONLY, MIFARE/DESFIRE CSN 56-BIT, WIEG, TERM, BLK, LED RED, FLSH GRN, BZR ON, IPM OFF, HF MIGR PFL EVCS4041_ICE0632 | Ea |  | 1 Year | 335 | 5% | 318.25
62553 | HID | 920NWNTEKE00U2 | RDR, R40, ICLASS, LF OFF, HF STD/SIO/SEOS/MIGR, WIEG, TERM, BLK, STD-1, LED OFF, FLSH OFF, BZR ON, OPT TAMP, OPEN COLL, CSN 32-BIT MSB, HF MIGR PFL EVP00000, IPM OFF | Ea |  | 1 Year | 335 | 5% | 318.25
62554 | HID | 920NWNTEKE00VA | RDR, R40, ICLASS, SE E, LF OFF, HF STD/SIO/SEOS/MIGR, WIEG, TERM, BLK, LED OFF, FLSH OFF, BZR ON, OPT TAMP, OPEN COLL, CSN 32-BIT MSB, HF MIGR PFL EVP00000, IPM OFF | Ea |  | 1 Year | 335 | 5% | 318.25
62555 | HID | 920NWNTEKE030Q | RDR, R40, ICLASS, SE E, LF OFF, HF STD/SIO/SEOS/MIGR, WIEG, TERM, BLK, ELITE KEYS, HF MIGR PFL EVC118844, IPM OFF | Ea |  | 1 Year | 335 | 5% | 318.25
62556 | HID | 920NWNTEKE031G | RDR, R40, ICLASS, SE E, LF OFF, HF STD/SIO/SEOS/MIGR, WIEG, TERM, BLK, HF MIGR PFL EVC38127, IPM OFF | Ea |  | 1 Year | 335 | 5% | 318.25
62557 | HID | 920NWNTEKE031K | RDR, R40, ICLASS, SE E, LF OFF, HF STD/SIO/SEOS/MIGR, WIEG, TERM, BLK, HF MIGR PFL EVC99133, IPM OFF | Ea |  | 1 Year | 335 | 5% | 318.25
62558 | HID | 920NWNTEKE042R | RDR, R40, ICLASS, SE E, LF OFF, HF STD/SIO/SEOS/MIG, WIEG, TERM, BLK, HF MIGR PFL EVC244856, IPM OFF | Ea |  | 1 Year | 335 | 5% | 318.25
62559 | HID | 920NWNTEKE044Y | RDR, R40, ICLASS, SE E, LF OFF, HF STD/SIO/SEOS/MIGR, WIEG, TERM, BLK, ELITE, HF MIGR PFL EVCF0114, CST HID MIFARE, IPM OFF, ADOBE | Ea |  | 1 Year | 335 | 5% | 318.25
62560 | HID | 920NWNTEKE0457 | RDR, R40, ICLASS, SE E, LF OFF, HF STD/SIO/SEOS/MIGR, WIEG, TERM, BLK, HF MIGR PFL EVC191774, IPM OFF | Ea |  | 1 Year | 335 | 5% | 318.25
62561 | HID | 920NWNTEKE050J | RDR, R40, ICLASS, SE E, LF OFF, HF STD/SIO/SEOS/MIGR, WIEG, TERM, BLK, LED RED, FLSH OFF, BRZ ON, IPM OFF HF MIGR PFL EVCS5164 | Ea |  | 1 Year | 335 | 5% | 318.25
62562 | HID | 920NWNTEKE0533 | RDR, R40, ICLASS, SE E, LF OFF, HF CST LEG/HID MIFARE APPL/MF CSN SUPPR, WIEG, TERM, BLK, LED RED, FLSH GRN, BZR ON, OPT TAMP, OPEN COLL, IPM OFF MIGR PFL EVPH0026 | Ea |  | 1 Year | 335 | 5% | 318.25
62563 | HID | 920NWNTEKE054T | RDR, R40, ICLASS, SE E, LF OFF, HF SEOS/MIGR, WIEG, TERM, BLK, HF MIGR PFL EVCF0114_ICE0363, CST HID MIFARE, IPM OFF, ADOBE | Ea |  | 1 Year | 335 | 5% | 318.25
62564 | HID | 920NWNTEKE05A7 | RDR, R40, ICLASS, SE E, LF OFF, HF STD/SIO/SEOS/MIGR, WIEG, TERM, BLK, LED RED, FLSH OFF, BZR ON, WIEGAND PULSE TIME 100US, IPM OFF, HF MIGR PFL EVCS5164 | Ea |  | 1 Year | 335 | 5% | 318.25
62565 | HID | 920NWPNEKE00KV | RDR, R40, ICLASS, LF OFF, HF STD/SIO/SEOS/MIGR, 485HDX, PIG, BLK, STD-1, A/V OFF, OSDP V2, OPT TAMP, OPEN COLL, CSN 32-BIT MSB, HF MIGR PFL EVP00000, IPM OFF | Ea |  | 1 Year | 370 | 5% | 351.5
62566 | HID | 920NWPNEKE00VE | RDR, R40, ICLASS, SE E, LF OFF, HF STD/SIO/SEOS/MIGR, 485HDX, PIG, BLK, OSDP V2, A/V OFF, OPT TAMP, OPEN COLL, OPT TAMP, CSN 32-BIT MSB, HF MIGR PFL EVP00000, IPM OFF | Ea |  | 1 Year | 370 | 5% | 351.5
62567 | HID | 920NWPNEKE047N | RDR, R40, ICLASS, SE E, LF OFF, HF STD/SIO/SEOS/MIGR, 485HDX, PIG, BLK, HF MIGR A/V OFF, OSDP V2, OPT TAMP, OPEN COLL, OSDP TAMP ENABLED, TEST KEY, POLL=75MS, CSN 56-BIT MSB, IPM OFF, UART OFF, WIEG OFF, EVP00000 | Ea |  | 1 Year | 370 | 5% | 351.5
62568 | HID | 920NWPNEKE0483 | RDR, R40, ICLASS, SE E, LF OFF, HF STD/SIO/SEOS/MIGR, 485HDX, PIG, BLK, LED ON, FLSH ON, BZR ON, OPT TAMP, OPEN COLL, CSN 56-BIT MSB, IPM OFF, UART OFF, WIEG ON | Ea |  | 1 Year | 370 | 5% | 351.5
62569 | HID | 920NWPNEKE-MASTER1 | RDR, R40, ICLASS, SE E, LF OFF, XXXX, 485HDX, PIG, BLK, XXXX | Ea |  | 1 Year | 370 | 5% | 351.5
62570 | HID | 920NWPTEK00324 | RDR, R40, ICLASS, SE E, LF OFF, HF STD/SIO/SEOS/MIGR, 485HDX, TERM, BLK, HF MIGR PFL EVP00000, IPM OFF | Ea |  | 1 Year | 370 | 5% | 351.5
62571 | HID | 920NWPTEK00327 | RDR, R40, ICLASS, SE E, LF OFF, HF STD/SIO/SEOS/MIGR, 485HDX, TERM, BLK, HF MIGR PFL EVP00120, IPM OFF | Ea |  | 1 Year | 370 | 5% | 351.5
62572 | HID | 920NWPTEKE00KV | RDR, R40, ICLASS, LF OFF, HF STD/SIO/SEOS/MIGR, 485HDX, TERM, BLK, STD-1, A/V OFF, OSDP V2, OPT TAMP, OPEN COLL, CSN 32-BIT MSB, HF MIGR PFL EVP00000, IPM OFF | Ea |  | 1 Year | 370 | 5% | 351.5
62573 | HID | 920NWPTEKE00UR | RDR, R40, ICLASS, SE E, LF OFF, HF STD/SIO/SEOS/MIGR, 485HDX, TERM, BLK, A/V OFF, OSDP V2, OPT TAMP, OPEN COLL, OPT TAMP ENBLD, CSN SUPPR, IPM OFF, HF MIGR PFL EVP00000_ICE0318 | Ea |  | 1 Year | 370 | 5% | 351.5
62574 | HID | 920NWPTEKE00VE | RDR, R40, ICLASS, SE E, LF OFF, HF STD/SIO/SEOS/MIGR, 485HDX, TERM, BLK, OSDP V2, A/V OFF, OPT TAMP, OPEN COLL, OPT TAMP, CSN 32-BIT MSB, HF MIGR PFL EVP00000, IPM OFF | Ea |  | 1 Year | 370 | 5% | 351.5
62575 | HID | 920NWPTEKE00WK | RDR, R40, ICLASS, SE E, LF OFF, HF SEOS/MIGR, WIEG, TERM, BLK, LED RED, FLSH GRN, BZR ON, CSN 56-BIT, IPM OFF, HF MIGR PFL EVCS4041_ICE0632, OSDP-READY | Ea |  | 1 Year | 370 | 5% | 351.5
62576 | HID | 920NWPTEKE0483 | RDR, R40, ICLASS, SE E, LF OFF, HF STD/SIO/SEOS/MIGR, 485HDX, TERM, BLK, LED ON, FLSH ON, BZR ON, OPT TAMP, OPEN COLL, CSN 56-BIT MSB, IPM OFF, UART OFF, WIEG ON | Ea |  | 1 Year | 370 | 5% | 351.5
62577 | HID | 920PBNNEK20000 | RDR, RP40, MULTICLASS, SE E, LF FSK ONLY, HF SEOS, WIEG, PIG, BLK, STD-2, LED RED, FLSH GRN, BZR ON, VAR BIT OUTPUT PER SIO, IPM OFF, VEL ON, MOBILE READY | Ea |  | 1 Year | 402 | 5% | 381.9
62578 | HID | 920PBNNEK2S077 | RDR, RP40, MULTICLASS, SE E, HF SEOS/MA, WIEG, PIG, BLK, STD-2, LED BLUE, FLSH GRN, BZR ON, OPT TAMP, OPEN COLL, I'M ALIVE, VAR OUTPUT PER SIO, IPM OFF, VEL ON, RESET TO FACTORY DEFAULTS R/RP READERS TARGET, MOBILE-READY | Ea |  | 1 Year | 402 | 5% | 381.9
62579 | HID | 920PBNNEKE0000 | RDR, RP40, MULTICLASS, SE E, LF FSK ONLY, HF SEOS, WIEG, PIG, BLK, STD-2, LED RED, FLSH GRN, BZR ON, VAR BIT OUTPUT PER SIO, IPM OFF, VEL ON, MOBILE-ENABLED-FORMAT | Ea |  | 1 Year | 402 | 5% | 381.9
62580 | HID | 920PBNNEKES077 | RDR, RP40, MULTICLASS, SE E, HF SEOS/MA, WIEG, PIG, BLK, STD-2, LED BLUE, FLSH GRN, BZR ON, OPT TAMP, OPEN COLL, I'M ALIVE, VAR OUTPUT PER SIO, IPM OFF, VEL ON, RESET TO FACTORY DEFAULTS R/RP READERS TARGET, MOBILE-ENABLED-FMT | Ea |  | 1 Year | 402 | 5% | 381.9
62581 | HID | 920PBNTEK20000 | RDR, RP40, MULTICLASS, SE E, LF FSK ONLY, HF SEOS, WIEG, TERM, BLK, STD-2, LED RED, FLSH GRN, BZR ON, VAR BIT OUTPUT PER SIO, IPM OFF, VEL ON, MOBILE READY | Ea |  | 1 Year | 402 | 5% | 381.9
62582 | HID | 920PBNTEK2S077 | RDR, RP40, MULTICLASS, SE E, HF SEOS/MA, WIEG, TERM, BLK, STD-2, LED BLUE, FLSH GRN, BZR ON, OPT TAMP, OPEN COLL, I'M ALIVE, VAR OUTPUT PER SIO, IPM OFF, VEL ON, RESET TO FACTORY DEFAULTS R/RP READERS TARGET, MOBILE-READY | Ea |  | 1 Year | 402 | 5% | 381.9
62583 | HID | 920PBNTEKE0000 | RDR, RP40, MULTICLASS, SE E, LF FSK ONLY, HF SEOS, WIEG, TERM, BLK, STD-2, LED RED, FLSH GRN, BZR ON, VAR BIT OUTPUT PER SIO, IPM OFF, VEL ON, MOBILE-ENABLED-FORMAT | Ea |  | 1 Year | 402 | 5% | 381.9
62584 | HID | 920PBNTEKES077 | RDR, RP40, MULTICLASS, SE E, HF SEOS/MA, WIEG, TERM, BLK, STD-2, LED BLUE, FLSH GRN, BZR ON, OPT TAMP, OPEN COLL, I'M ALIVE, VAR OUTPUT PER SIO, IPM OFF, VEL ON, RESET TO FACTORY DEFAULTS R/RP READERS TARGET, MOBILE-ENABLED-FMT | Ea |  | 1 Year | 402 | 5% | 381.9
62585 | HID | 920PBPNEKEA0H8 | RDR, RP40, MULTICLASS, SE E, LF FSK, HF SEOS/MA, 485HDX, PIG, BLK, A/V OFF, OSDP V2, OPT TAMP, OPEN COLL, OSDP TAMP ENBLD, CSN SUPPR, IPM OFF, MOBILE-ENABLED-FMT | Ea |  | 1 Year | 402 | 5% | 381.9
62586 | HID | 920PHPNEK0000V | RDR, RP40-H, PIVCLASS, SE E, LF STD, HF STD/SIO/SEOS/FIPS/CAK, 485HDX, PIG, BLK, STD-1, OSDP V1, OPEN COLL, OSDP TAMP ENBLD, TEST KEYS, POLL=75MS, A/V OFF, FIPS 200-BIT, IPM OFF, UART OFF, WIEG OFF | Ea |  | 1 Year | 352 | 5% | 334.4
62587 | HID | 920PHPNEK0003Y | RDR, RP40-H, PIVCLASS, SE E, LF STD, HF STD/SIO/SEOS/FIPS/CAK, 485HDX, PIG, BLK, STD-1, LED RED, FLSH GRN, BZR ON, OPT TAMP, OPEN COLL, FIPS 64-BIT REVERSE BCD, IPM OFF, UART OFF, WIEG ON | Ea |  | 1 Year | 352 | 5% | 334.4
62588 | HID | 920PHPNEK000HA | RDR, RP40-H, PIVCLASS, SE E, LF STD, HF STD/SIO/SEOS/FIPS/CAK, 485HDX, PIG, BLK, STD-1, LED RED, FLSH GRN, BZR ON, FIPS 128-BIT REVERSED, IPM OFF, UART OFF, WIEG ON | Ea |  | 1 Year | 352 | 5% | 334.4
62589 | HID | 920PHPNEK000P2 | RDR, RP40-H, PIVCLASS, SE E, LF STD, HF STD/SIO/SEOS/FIPS/CAK, 485HDX, PIG, BLK, STD-1, A/V OFF, OSDP V2, OPT TAMP, OPEN COLL, OSDP TAMP ENBLD, TEST KEYS, POLL=75MS, FIPS 200-BIT, IPM OFF | Ea |  | 1 Year | 352 | 5% | 334.4
62590 | HID | 920PHPNEK0032U | RDR, RP40-H, PIVCLASS, SE E, LF STD, HF STD/SIO/SEOS/FIPS/CAK, 485HDX, PIG, BLK, STD-1, LED RED, FLSH GRN, BZR ON, FIPS 200-BIT, IPM OFF, UART OFF, WIEG ON | Ea |  | 1 Year | 352 | 5% | 334.4
62591 | HID | 920PHPNEK00332 | RDR, RP40-H, PIVCLASS, SE E, LF STD, HF STD/SIO/SEOS/FIPS/CAK, 485HDX, PIG, BLK, STD-1, OSDP V1, OPEN COLL, OSDP TAMP ENBLD, TEST KEYS, POLL=75MS, A/V OFF, FIPS 75-BIT, IPM OFF, UART OFF, WIEG OFF | Ea |  | 1 Year | 352 | 5% | 334.4
62592 | HID | 920PHPNEK00335 | RDR, RP40-H, PIVCLASS, SE E, LF STD, HF STD/SIO/SEOS/FIPS/CAK, 485HDX, PIG, BLK, STD-1, OSDP V1, OPEN COLL, OSDP TAMP ENBLD, TEST KEYS, POLL=75MS, A/V OFF, FIPS 64-BIT, IPM OFF, UART OFF, WIEG OFF | Ea |  | 1 Year | 352 | 5% | 334.4
62593 | HID | 920PHPNEK00338 | RDR, RP40-H, PIVCLASS, SE E, LF STD,HF STD/SIO/SEOS/FIPS/CAK, 485HDX, PIG, BLK, STD-1, LED RED, FLSH GRN, BZR ON, OPT TAMP, OPEN COLL, FIPS 75-BIT, IPM OFF, UART OFF, WIEG ON | Ea |  | 1 Year | 352 | 5% | 334.4
62594 | HID | 920PHPNEK00339 | RDR, RP40-H, PIVCLASS, SE E, LF STD,HF STD/SIO/SEOS/FIPS/CAK, 485HDX, PIG, BLK, STD-1, LED RED, FLSH GRN, BZR ON, OPT TAMP, OPEN COLL, FIPS 64-BIT, IPM OFF, UART OFF, WIEG ON | Ea |  | 1 Year | 352 | 5% | 334.4
62595 | HID | 920PHPNEKE000V | RDR, RP40-H, PIVCLASS, SE E, LF STD, HF STD/SIO/SEOS/FIPS/CAK, 485HDX, PIG, BLK, STD-1, OSDP V1, OPEN COLL, OSDP TAMP ENBLD, TEST KEYS, POLL=75MS, A/V OFF, FIPS 200-BIT, IPM OFF, UART OFF, WIEG OFF | Ea |  | 1 Year | 352 | 5% | 334.4
62596 | HID | 920PHPNEKE003Y | RDR, RP40-H, PIVCLASS, SE E, LF STD, HF STD/SIO/SEOS/FIPS/CAK, 485HDX, PIG, BLK, STD-1, LED RED, FLSH GRN, BZR ON, OPT TAMP, OPEN COLL, FIPS 64-BIT REVERSE BCD, IPM OFF, UART OFF, WIEG ON | Ea |  | 1 Year | 352 | 5% | 334.4
62597 | HID | 920PHPNEKE00HA | RDR, RP40-H, PIVCLASS, SE E, LF STD, HF STD/SIO/SEOS/FIPS/CAK, 485HDX, PIG, BLK, ELITE, LED RED, FLSH GRN, BZR ON, FIPS 128-BIT REVERSED, IPM OFF, UART OFF, WIEG ON | Ea |  | 1 Year | 352 | 5% | 334.4
62598 | HID | 920PHPNEKE032U | RDR, RP40-H, PIVCLASS, SE E, LF STD,HF STD/SIO/SEOS/FIPS/CAK, 485HDX, PIG, BLK, STD-1, LED RED, FLSH GRN, BZR ON, OPT TAMP, OPEN COLL, FIPS 200-BIT, IPM OFF, UART OFF, WIEG ON | Ea |  | 1 Year | 352 | 5% | 334.4
62599 | HID | 920PHPNEKE0332 | RDR, RP40-H, PIVCLASS, SE E, LF STD, HF STD/SIO/SEOS/FIPS/CAK, 485HDX, PIG, BLK, STD-1, OSDP V1, OPEN COLL, OSDP TAMP ENBLD, TEST KEYS, POLL=75MS, A/V OFF, FIPS 75-BIT, IPM OFF, UART OFF, WIEG OFF | Ea |  | 1 Year | 352 | 5% | 334.4
62600 | HID | 920PHPNEKE0335 | RDR, RP40-H, PIVCLASS, SE E, LF STD, HF STD/SIO/SEOS/FIPS/CAK, 485HDX, PIG, BLK, STD-1, OSDP V1, OPEN COLL, OSDP TAMP ENBLD, TEST KEYS, POLL=75MS, A/V OFF, FIPS 64-BIT, IPM OFF, UART OFF, WIEG OFF | Ea |  | 1 Year | 352 | 5% | 334.4
62601 | HID | 920PHPNEKE0338 | RDR, RP40-H, PIVCLASS, SE E, LF STD,HF STD/SIO/SEOS/FIPS/CAK, 485HDX, PIG, BLK, STD-1, LED RED, FLSH GRN, BZR ON, OPT TAMP, OPEN COLL, FIPS 75-BIT, IPM OFF, UART OFF, WIEG ON | Ea |  | 1 Year | 352 | 5% | 334.4
62602 | HID | 920PHPNEKE0339 | RDR, RP40-H, PIVCLASS, SE E, LF STD,HF STD/SIO/SEOS/FIPS/CAK, 485HDX, PIG, BLK, STD-1, LED RED, FLSH GRN, BZR ON, OPT TAMP, OPEN COLL, FIPS 64-BIT, IPM OFF, UART OFF, WIEG ON | Ea |  | 1 Year | 352 | 5% | 334.4
62603 | HID | 920PHPTEK0000V | RDR, RP40-H, PIVCLASS, SE E, LF STD, HF STD/SIO/SEOS/FIPS/CAK, 485HDX, TERM, BLK, STD-1, OSDP V1, OPEN COLL, OSDP TAMP ENBLD, TEST KEYS, POLL=75MS, A/V OFF, FIPS 200-BIT, IPM OFF, UART OFF, WIEG OFF | Ea |  | 1 Year | 352 | 5% | 334.4
62604 | HID | 920PHPTEK0003Y | RDR, RP40-H, PIVCLASS, SE E, LF STD, HF STD/SIO/SEOS/FIPS/CAK, 485HDX, TERM, BLK, STD-1, LED RED, FLSH GRN, BZR ON, FIPS 64-BIT REVERSE BCD, IPM OFF, UART OFF, WIEG ON | Ea |  | 1 Year | 352 | 5% | 334.4
62605 | HID | 920PHPTEK000HA | RDR, RP40-H, PIVCLASS, SE E, LF STD, HF STD/SIO/SEOS/FIPS/CAK, 485HDX, TERM, BLK, STD-1, LED RED, FLSH GRN, BZR ON, FIPS 128-BIT REVERSED, IPM OFF, UART OFF, WIEG ON | Ea |  | 1 Year | 352 | 5% | 334.4
62606 | HID | 920PHPTEK000P2 | RDR, RP40-H, PIVCLASS, SE E, LF STD, HF STD/SIO/SEOS/FIPS/CAK, 485HDX, TERM, BLK, STD-1, A/V OFF, OSDP V2, OPT TAMP, OPEN COLL, OSDP TAMP ENBLD, TEST KEYS, POLL=75MS, FIPS 200-BIT, IPM OFF | Ea |  | 1 Year | 352 | 5% | 334.4
62607 | HID | 920PHPTEK000T0 | RDR, RP40-H, PIVCLASS, SE E, LF FSK ONLY, HF DIW/FIPS/CAK, 485HDX, TERM, BLK, STD-1, LED RED, FLSH GRN, BZR ON, OPT TAMP, OPEN COLL, FIPS 200-BIT, IPM OFF, UART OFF, WIEG ON, SPAWAR | Ea |  | 1 Year | 352 | 5% | 334.4
62608 | HID | 920PHPTEK0032U | RDR, RP40-H, PIVCLASS, SE E, LF STD,HF STD/SIO/SEOS/FIPS/CAK, 485HDX, TERM, BLK, STD-1, LED RED, FLSH GRN, BZR ON, OPT TAMP, OPEN COLL, FIPS 200-BIT, IPM OFF, UART OFF, WIEG ON | Ea |  | 1 Year | 352 | 5% | 334.4
62609 | HID | 920PHPTEK00332 | RDR, RP40-H, PIVCLASS, SE E, LF STD, HF STD/SIO/SEOS/FIPS/CAK, 485HDX, TERM, BLK, STD-1, OSDP V1, OPEN COLL, OSDP TAMP ENBLD, TEST KEYS, POLL=75MS, A/V OFF, FIPS 75-BIT, IPM OFF, UART OFF, WIEG OFF | Ea |  | 1 Year | 352 | 5% | 334.4
62610 | HID | 920PHPTEK00335 | RDR, RP40-H, PIVCLASS, SE E, LF STD, HF STD/SIO/SEOS/FIPS/CAK, 485HDX, TERM, BLK, STD-1, OSDP V1, OPEN COLL, OSDP TAMP ENBLD, TEST KEYS, POLL=75MS, A/V OFF, FIPS 64-BIT, IPM OFF, UART OFF, WIEG OFF | Ea |  | 1 Year | 352 | 5% | 334.4
62611 | HID | 920PHPTEK00338 | RDR, RP40-H, PIVCLASS, SE E, LF STD,HF STD/SIO/SEOS/FIPS/CAK, 485HDX, TERM, BLK, STD-1, LED RED, FLSH GRN, BZR ON, OPT TAMP, OPEN COLL, FIPS 75-BIT, IPM OFF, UART OFF, WIEG ON | Ea |  | 1 Year | 352 | 5% | 334.4
62612 | HID | 920PHPTEK00339 | RDR, RP40-H, PIVCLASS, SE E, LF STD,HF STD/SIO/SEOS/FIPS/CAK, 485HDX, TERM, BLK, STD-1, LED RED, FLSH GRN, BZR ON, OPT TAMP, OPEN COLL, FIPS 64-BIT, IPM OFF, UART OFF, WIEG ON | Ea |  | 1 Year | 352 | 5% | 334.4
62613 | HID | 920PHPTEKE000V | RDR, RP40-H, PIVCLASS, SE E, LF STD, HF STD/SIO/SEOS/FIPS/CAK, 485HDX, TERM, BLK, STD-1, OSDP V1, OPEN COLL, OSDP TAMP ENBLD, TEST KEYS, POLL=75MS, A/V OFF, FIPS 200-BIT, IPM OFF, UART OFF, WIEG OFF | Ea |  | 1 Year | 352 | 5% | 334.4
62614 | HID | 920PHPTEKE003Y | RDR, RP40-H, PIVCLASS, SE E, LF STD, HF STD/SIO/SEOS/FIPS/CAK, 485HDX, TERM, BLK, STD-1, LED RED, FLSH GRN, BZR ON, OPT TAMP, OPEN COLL, FIPS 64-BIT REVERSE BCD, IPM OFF, UART OFF, WIEG ON | Ea |  | 1 Year | 352 | 5% | 334.4
62615 | HID | 920PHPTEKE00HA | RDR, RP40-H, PIVCLASS, SE E, LF STD, HF STD/SIO/SEOS/FIPS/CAK, 485HDX, TERM, BLK, ELITE, LED RED, FLSH GRN, BZR ON, FIPS 128-BIT REVERSED, IPM OFF, UART OFF, WIEG ON | Ea |  | 1 Year | 352 | 5% | 334.4
62616 | HID | 920PHPTEKE032U | RDR, RP40-H, PIVCLASS, SE E, LF STD,HF STD/SIO/SEOS/FIPS/CAK, 485HDX, TERM, BLK, STD-1, LED RED, FLSH GRN, BZR ON, OPT TAMP, OPEN COLL, FIPS 200-BIT, IPM OFF, UART OFF, WIEG ON | Ea |  | 1 Year | 352 | 5% | 334.4
62617 | HID | 920PHPTEKE0332 | RDR, RP40-H, PIVCLASS, SE E, LF STD, HF STD/SIO/SEOS/FIPS/CAK, 485HDX, TERM, BLK, STD-1, OSDP V1, OPEN COLL, OSDP TAMP ENBLD, TEST KEYS, POLL=75MS, A/V OFF, FIPS 75-BIT, IPM OFF, UART OFF, WIEG OFF | Ea |  | 1 Year | 352 | 5% | 334.4
62618 | HID | 920PHPTEKE0335 | RDR, RP40-H, PIVCLASS, SE E, LF STD, HF STD/SIO/SEOS/FIPS/CAK, 485HDX, TERM, BLK, STD-1, OSDP V1, OPEN COLL, OSDP TAMP ENBLD, TEST KEYS, POLL=75MS, A/V OFF, FIPS 64-BIT, IPM OFF, UART OFF, WIEG OFF | Ea |  | 1 Year | 352 | 5% | 334.4
62619 | HID | 920PHPTEKE0338 | RDR, RP40-H, PIVCLASS, SE E, LF STD,HF STD/SIO/SEOS/FIPS/CAK, 485HDX, TERM, BLK, STD-1, LED RED, FLSH GRN, BZR ON, OPT TAMP, OPEN COLL, FIPS 75-BIT, IPM OFF, UART OFF, WIEG ON | Ea |  | 1 Year | 352 | 5% | 334.4
62620 | HID | 920PHPTEKE0339 | RDR, RP40-H, PIVCLASS, SE E, LF STD,HF STD/SIO/SEOS/FIPS/CAK, 485HDX, TERM, BLK, STD-1, LED RED, FLSH GRN, BZR ON, OPT TAMP, OPEN COLL, FIPS 64-BIT, IPM OFF, UART OFF, WIEG ON | Ea |  | 1 Year | 352 | 5% | 334.4
62621 | HID | 920PHRNEK00004 | RDR, RP40-H, PIVCLASS, SE E, LF STD, HF STD/SIO/SEOS/FIPS/CAK, 485FDX, PIG, BLK, STD-1, LED RED, FLSH GRN, BZR ON, FIPS 200-BIT, IPM OFF, UART OFF, WIEG ON | Ea |  | 1 Year | 352 | 5% | 334.4
62622 | HID | 920PHRNEK00005 | RDR, RP40-H, PIVCLASS, SE E, LF STD, HF STD/SIO/SEOS/FIPS/CAK, 485FDX, PIG, BLK, STD-1, LED RED, FLSH GRN, BZR ON, FIPS 75-BIT, IPM OFF, UART OFF, WIEG ON | Ea |  | 1 Year | 352 | 5% | 334.4
62623 | HID | 920PHRNEK00006 | RDR, RP40-H, PIVCLASS, SE E, LF STD, HF STD/SIO/SEOS/FIPS/CAK, 485FDX, PIG, BLK, STD-1, LED RED, FLSH GRN, BZR ON, OPT TAMP, OPEN COLL, FIPS 64-BIT, BCD, IPM OFF, UART OFF, WIEG ON | Ea |  | 1 Year | 352 | 5% | 334.4
62624 | HID | 920PHRNEK00007 | RDR, RP40-H, PIVCLASS, SE E, LF STD, HF STD/SIO/SEOS/FIPS/CAK, 485FDX, PIG, BLK, STD-1, LED RED, FLSH GRN, BZR ON, IPM OFF, UART ON, WIEG OFF | Ea |  | 1 Year | 352 | 5% | 334.4
62625 | HID | 920PHRNEK00016 | RDR, RP40-H, PIVCLASS, SE E, LF STD, HF STD/SIO/SEOS/FIPS/CAK, 485FDX, PIG, BLK, STD-1, LED RED, FLSH GRN, BZR ON, OPT TAMP, OPEN COLL, FIPS 75-BIT, MIF/DES 56-BIT CSN, IPM OFF, UART OFF, WIEG ON | Ea |  | 1 Year | 352 | 5% | 334.4
62626 | HID | 920PHRNEK0003U | RDR, RP40-H, PIVCLASS, SE E, LF STD, HF STD/SIO/SEOS/FIPS/CAK, 485FDX, PIG, BLK, STD-1, LED RED, FLSH OFF, BZR ON, OPT TAMP, OPEN COLL, FIPS 40-BIT, BCD, IPM OFF, UART OFF, WIEG ON | Ea |  | 1 Year | 352 | 5% | 334.4
62627 | HID | 920PHRNEK0004A | RDR, RP40-H, PIVCLASS, SE E, LF STD, HF STD/SIO/SEOS/FIPS/CAK, 485FDX, PIG, BLK, STD-1, LED RED, FLSH OFF, BZR ON, OPT TAMP, OPEN COLL, FIPS 75-BIT, IPM OFF, UART OFF, WIEG ON | Ea |  | 1 Year | 352 | 5% | 334.4
62628 | HID | 920PHRNEK0004V | RDR, RP40-H, PIVCLASS, SE E, LF STD, HF STD/SIO/SEOS/FIPS/CAK, 485FDX, PIG, BLK, STD-1, LED RED, FLSH GRN, BZR ON, OPT TAMP, OPEN COLL, FIPS 40-BIT, BCD, IPM OFF, UART OFF, WIEG ON | Ea |  | 1 Year | 352 | 5% | 334.4
62629 | HID | 920PHRNEK0006T | RDR, RP40-H, PIVCLASS, SE E, LF STD, HF STD/SIO/SEOS/FIPS/CAK, 485FDX, PIG, BLK, STD-1, LED RED, FLSH GRN, BZR ON, OPT TAMP, OPEN COLL, FIPS 200-BIT, MIF/DES 56-BIT CSN, IPM OFF, UART OFF, WIEG ON | Ea |  | 1 Year | 352 | 5% | 334.4
62630 | HID | 920PHRNEK0008U | RDR, RP40-H, PIVCLASS, SE E, LF STD, HF STD/SIO/SEOS/FIPS/CAK, 485FDX, PIG, BLK, STD-1, LED OFF, FLSH OFF, BZR ON, OPT TAMP, OPEN COLL, FIPS 200-BIT, IPM OFF, UART OFF, WIEG ON | Ea |  | 1 Year | 352 | 5% | 334.4
62631 | HID | 920PHRNEK00097 | RDR, RP40-H, PIVCLASS, SE E, LF STD, HF STD/SIO/SEOS/FIPS/CAK, 485FDX, PIG, BLK, STD-1, LED RED, FLSH GRN, BZR ON, OPT TAMP, OPEN COLL, FIPS 200-BIT, MIF/DES 26-BIT CSN, IPM OFF, UART OFF, WIEG ON | Ea |  | 1 Year | 352 | 5% | 334.4
62632 | HID | 920PHRNEK000AA | RDR, RP40, PIVCLASS, SE E, LF CST, PROX GIC ONLY, HF STD/SIO/SEOS/FIPS/CAK, 485FDX, LED RED, FLSH OFF, BZR ON, OPT TAMP, OPEN COLL, FIPS 75-BIT, IPM OFF, UART OFF, WIEG ON, PROX PRIORITY | Ea |  | 1 Year | 352 | 5% | 334.4
62633 | HID | 920PHRNEK000CV | RDR, RP40-H, PIVCLASS, SE E, LF STD, HF CSTM, 485FDX, PIG, BLK, STD-1, LED RED, FLSH GRN, BZR ON, FIPS 200-BIT, OPT TAMP OPN COLL, IPM OFF, UART OFF, WIEG ON, CSTM /FIPS/CAK/MIGR, LF ENBLD, PATH NY NJ | Ea |  | 1 Year | 352 | 5% | 334.4
62634 | HID | 920PHRNEK000FJ | RDR, RP40-H, PIVCLASS, SE E, LF STD, HF STD/SIO/SEOS/FIPS/CAK, 485FDX, PIG, BLK, STD-1, LED RED, FLSH GRN, BZR ON, FIPS 200-BIT, PROX PRIORITY, IPM OFF, UART OFF, WIEG ON | Ea |  | 1 Year | 352 | 5% | 334.4
62635 | HID | 920PHRNEK000G0 | RDR, RP40-H, PIVCLASS, SE E, LF STD, HF STD/SIO/SEOS/FIPS/CAK, 485FDX, PIG, BLK, STD-1, LED OFF, FLSH GRN, BZR ON, OPT TAMP, OPEN COLL, FIPS 200-BIT, IPM OFF, UART OFF, WIEG ON | Ea |  | 1 Year | 352 | 5% | 334.4
62636 | HID | 920PHRNEK000H4 | RDR, RP40-H, PIVCLASS, SE E, LF CST, HF STD/SIO/SEOS/FIPS/CAK, 485FDX, PIG, BLK, STD-1, LED RED, FLSH GRN, BZR ON, OPT TMP, OPEN COLL, FIPS-128-BIT, FASCN+RMVOVRHD+RMVPAR, IPM OFF, UART OFF, WIEG ON | Ea |  | 1 Year | 352 | 5% | 334.4
62637 | HID | 920PHRNEK000HA | RDR, RP40-H, PIVCLASS, SE E, LF STD, HF STD/SIO/SEOS/FIPS/CAK, 485FDX, PIG, BLK, STD-1, LED RED, FLSH GRN, BZR ON, FIPS 128-BIT REVERSED, IPM OFF, UART OFF, WIEG ON | Ea |  | 1 Year | 352 | 5% | 334.4
62638 | HID | 920PHRNEK000KF | RDR, RP40-H, PIVCLASS, SE E, LF STD, HF STD/SIO/SEOS/FIPS/CAK, 485FDX, PIG, BLK, STD-1, LED RED, FLSH GRN, BZR ON, OPT TAMP, OPEN COLL, FIPS 75-BIT, MIF/DES 56-BIT CSN, IPM OFF, UART OFF, WIEG ON, PROX 2 SECOND DELAY | Ea |  | 1 Year | 352 | 5% | 334.4
62639 | HID | 920PHRNEK000MR | RDR, RP40-H, PIVCLASS, SE E, LF STD, HF STD/SIO/SEOS/FIPS/CAK, 485FDX, PIG, BLK, STD-1, LED RED, FLSH GRN, BZR ON, FIPS 75-BIT, PROX PRIORITY, IPM OFF, UART OFF, WIEG ON | Ea |  | 1 Year | 352 | 5% | 334.4
62640 | HID | 920PHRNEK0012K | RDR, RP40-H, PIVCLASS, SE E, LF STD, HF STD/SIO/SEOS/FIPS/CAK, 485FDX, PIG, BLK, STD-1, LED RED, FLSH OFF, BZR ON, OPT TAMP, OPEN COLL, FIPS 64-BIT, RVRS BCD, IPM OFF, UART OFF, WIEG ON | Ea |  | 1 Year | 352 | 5% | 334.4
62641 | HID | 920PHRNEK00143 | RDR, RP40-H, PIVCLASS, SE E, LF STD, HF STD/SIO/SEOS/FIPS/CAK, 485FDX, PIG, BLK, STD-1, LED RED, FLSH OFF, BZR ON, OPT TAMP, OPEN COLL, FIPS 200-BIT, IPM OFF | Ea |  | 1 Year | 352 | 5% | 334.4
62642 | HID | 920PHRNEK00157 | RDR, RP40-H, PIVCLASS, SE E, LF STD, HF STD/SIO/SEOS/FIPS/CAK, 485FDX, PIG, BLK, STD-1, LED RED, FLSH GRN, BZR ON, OPT TAMP, OPEN COLL, FIPS 14443A 32-BIT CSN, IPM OFF | Ea |  | 1 Year | 352 | 5% | 334.4
62643 | HID | 920PHRNEK00158 | RDR, RP40-H, PIVCLASS, SE E, LF STD, HF STD/SIO/SEOS/FIPS/CAK, 485FDX, PIG, BLK, STD-1, LED OFF, FLSH OFF, BZR OFF, OPT TAMP, OPEN COLL, FIPS 200-BIT, IPM OFF | Ea |  | 1 Year | 352 | 5% | 334.4
62644 | HID | 920PHRNEK00202 | RDR, RP40-H, PIVCLASS, SE E, LF STD, HF STD/SIO/SEOS/FIPS/CAK, 485FDX, PIG, BLK, STD-1, LED RED, FLSH OFF, BZR ON, OPT TAMP, OPEN COLL, FIPS 75-BIT, MIF/DES 56-BIT CSN, IPM OFF | Ea |  | 1 Year | 352 | 5% | 334.4
62645 | HID | 920PHRNEK00203 | RDR, RP40-H, PIVCLASS, SE E, LF STD, HF STD/SIO/SEOS/FIPS/CAK, 485FDX, PIG, BLK, STD-1, LED OFF, FLSH OFF, BZR OFF, OPT TAMP, OPEN COLL, FIPS 75-BIT, IPM OFF | Ea |  | 1 Year | 352 | 5% | 334.4
62646 | HID | 920PHRNEK0020A | RDR, RP40-H, PIVCLASS, SE E, LF STD, HF STD/SIO/SEOS/FIPS/CAK, 485FDX, PIG, BLK, STD-1, LED RED, FLSH GRN, BZR ON, OPT TAMP, OPEN COLL, FIPS 200-BIT, IPM OFF, UART OFF, C/D ON | Ea |  | 1 Year | 352 | 5% | 334.4
62647 | HID | 920PHRNEK0023U | RDR, RP40-H, PIVCLASS, SE E, LF STD, HF STD/SIO/SEOS/FIPS/CAK, 485FDX, PIG, BLK, STD-1, LED RED, FLSH GRN, BZR ON, OPT TAMP, OPEN COLL, IPM OFF, UART OFF, WIEG ON | Ea |  | 1 Year | 352 | 5% | 334.4
62648 | HID | 920PHRNEK00244 | RDR, RP40-H, PIVCLASS, SE E, LF STD, HF STD/SIO/SEOS/FIPS/CAK, 485FDX, PIG, BLK, STD-1, LED RED, FLSH OFF, BZR OFF, OPT TAMP, OPEN COLL, FIPS 64-BIT, RVRS BCD, IPM OFF, UART OFF, WIEG ON | Ea |  | 1 Year | 352 | 5% | 334.4
62649 | HID | 920PHRNEK00245 | RDR, RP40-H, PIVCLASS, SE E, LF STD, HF STD/SIO/SEOS/FIPS/CAK, 485FDX, PIG, BLK, STD-1, LED OFF, FLSH OFF, BZR ON, OPT TAMP, OPEN COLL, FIPS 64-BIT, RVRS BCD, IPM OFF, UART OFF, WIEG ON | Ea |  | 1 Year | 352 | 5% | 334.4
62650 | HID | 920PHRNEK00365 | RDR, RP40-H, PIVCLASS, SE E, LF STD, HF STD/SIO/SEOS/FIPS/CAK, 485FDX, PIG, BLK, STD-1, LED OFF, FLSH GRN, BZR ON, OPT TAMP, OPEN COLL, FIPS 75-BIT, IPM OFF, UART OFF, WIEG ON | Ea |  | 1 Year | 352 | 5% | 334.4
62651 | HID | 920PHRNEK0037E | RDR, RP40-H, PIVCLASS, SE E, LF STD, HF STD/SIO/SEOS/FIPS/CAK, 485FDX, PIG, BLK, STD-1, LED RED, FLSH GRN, BZR ON, OPT TAMP, OPEN COLL, FIPS 64-BIT, RVRS BCD, IPM OFF, UART OFF, WIEG ON | Ea |  | 1 Year | 352 | 5% | 334.4
62652 | HID | 920PHRNEK0043V | RDR, RP40-H, PIVCLASS, SE E, LF STD, HF STD/SIO/SEOS/FIPS/CAK, 485FDX, PIG, BLK, STD-1, LED RED, FLSH GRN, BZR ON, OPT TAMP, OPEN COLL, FIPS 75-BIT, 14443A MIF 56-BIT CSN, IPM OFF, UART OFF, WIEG ON | Ea |  | 1 Year | 352 | 5% | 334.4
62653 | HID | 920PHRNEK00450 | RDR, RP40-H, PIVCLASS, SE E, LF STD, HF STD/SIO/SEOS/FIPS/CAK, 485FDX, PIG, BLK, STD-1, LED RED, FLSH GRN, BZR ON, FIPS 200-BIT, PROX DELAY 500MS, APB 2SEC, IPM OFF, UART OFF, WIEG ON | Ea |  | 1 Year | 352 | 5% | 334.4
62654 | HID | 920PHRNEK00466 | RDR, RP40-H, PIVCLASS, SE E, LF STD, HF OFF, 485FDX, PIG, BLK, STD-1, LED RED, FLSH GRN, BZR ON, IPM OFF, UART OFF, WIEG ON | Ea |  | 1 Year | 352 | 5% | 334.4
62655 | HID | 920PHRNEK0046G | RDR, RP40-H, PIVCLASS, SE E, LF STD, HF STD/SIO/SEOS/FIPS/CAK, 485FDX, PIG, BLK, STD-1, LED RED, FLSH GRN, BZR ON, IPM OFF, UART OFF, WIEG ON | Ea |  | 1 Year | 352 | 5% | 334.4
62656 | HID | 920PHRNEK00479 | RDR, RP40-H, PIVCLASS, SE E, LF STD, HF CSTM, 485FDX, PIG, BLK, STD-1, LED RED, FLSH GRN, BZR ON, FIPS 200-BIT, OPT TAMP OPN COLL, IPM OFF, UART OFF, WIEG ON, CSTM STD/SIO/SEOS/FIPS/CAK/MIGR, LF ENBLD, PATH NY NJ | Ea |  | 1 Year | 352 | 5% | 334.4
62657 | HID | 920PHRNEK0050A | RDR, RP40-H, PIVCLASS, SE E, LF STD, HF CSTM, 485FDX, PIG, BLK, STD-1, LED RED, FLSH GRN, BZR ON, FIPS 200-BIT, OPT TAMP OPN COLL, IPM OFF, UART STD/SIO/SEOS/FIPS/CAK/MIGR, PATH NY NJOFF, WIEG ON, CSTM | Ea |  | 1 Year | 352 | 5% | 334.4
62658 | HID | 920PHRNEK0051R | RDR, RP40-H, PIV, SE E, LF CST, HF STD/SIO/SEOS/FIPS/CAK, 485FDX, PIG, BLK, STD-1, LED RED, FLSH GRN, BZR ON, KPF, 1 KEY, NO PAR, 4-BIT MSG, FIPS 200-BIT, FSK PROX READ ONLY, IPM OFF,UART OFF, WIEG ON | Ea |  | 1 Year | 352 | 5% | 334.4
62659 | HID | 920PHRNEK0051U | RDR, RP40-H, PIVCLASS, SE E, LF CST, HF STD/SIO/SEOS/FIPS/CAK, 485FDX, PIG, BLK, STD-1, LED RED, FLSH GRN, BZR ON, OPT TAMP, OPEN COLL, FIPS 75-BIT, MIF/DES 56-BIT CSN, FSK PROX READ ONLY, IPM OFF, UART OFF, WIEG ON | Ea |  | 1 Year | 352 | 5% | 334.4
62660 | HID | 920PHRNEK0053R | RDR, RP40-H, PIVCLASS, SE E, LF STD, HF STD/SIO/SEOS/FIPS/CAK, 485FDX, PIG, BLK, STD-1 LED OFF, FLSH GRN, BZR ON, OPT TAMP, OPEN COLL, CSN 32-BIT MSB, FIPS 75-BIT, IPM OFF, UART OFF, WIEG ON | Ea |  | 1 Year | 352 | 5% | 334.4
62661 | HID | 920PHRNEK0059A | RDR, RP40-H, PIVCLASS, SE E, LF STD, HF STD/SIO/SEOS/FIPS/CAK, 485FDX, PIG, BLK, STD-1, LED RED, FLSH GRN, BZR ON, OPT TAMP, OPEN COLL, FIPS 58-BIT AMAG, IPM OFF, HID PROX ONLY, UART OFF, WIEG ON | Ea |  | 1 Year | 352 | 5% | 334.4
62662 | HID | 920PHRNEKE0004 | RDR, RP40-H, PIVCLASS, SE E, LF STD, HF STD/SIO/SEOS/FIPS/CAK, 485FDX, PIG, BLK, ELITE KEYS, LED RED, FLSH GRN, BZR ON, OPT TAMP, OPEN COLL, FIPS 200-BIT, IPM OFF, UART OFF, WIEG ON | Ea |  | 1 Year | 352 | 5% | 334.4
62663 | HID | 920PHRNEKE0005 | RDR, RP40-H, PIVCLASS, SE E, LF STD, HF STD/SIO/SEOS/FIPS/CAK, 485FDX, PIG, BLK, ELITE KEYS, LED RED, FLSH GRN, BZR ON, OPT TAMP, OPEN COLL, FIPS 75-BIT, IPM OFF, UART OFF, WIEG ON | Ea |  | 1 Year | 352 | 5% | 334.4
62664 | HID | 920PHRNEKE0006 | RDR, RP40-H, PIVCLASS, SE E, LF STD, HF STD/SIO/SEOS/FIPS/CAK, 485FDX, PIG, BLK, STD-1, LED RED, FLSH GRN, BZR ON, OPT TAMP, OPEN COLL, FIPS 64-BIT, IPM OFF, UART OFF, WIEG ON | Ea |  | 1 Year | 352 | 5% | 334.4
62665 | HID | 920PHRNEKE0007 | RDR, RP40-H, PIVCLASS, SE E, LF STD, HF STD/SIO/SEOS/FIPS/CAK, 485FDX, PIG, BLK, STD-1, LED RED, FLSH GRN, BZR ON, OPT TAMP, OPEN COLL, IPM OFF, UART ON, WIEG OFF | Ea |  | 1 Year | 352 | 5% | 334.4
62666 | HID | 920PHRNEKE00HA | RDR, RP40-H, PIVCLASS, SE E, LF STD, HF STD/SIO/SEOS/FIPS/CAK, 485FDX, PIG, BLK, ELITE, LED RED, FLSH GRN, BZR ON, FIPS 128-BIT REVERSED, IPM OFF, UART OFF, WIEG ON | Ea |  | 1 Year | 352 | 5% | 334.4
62667 | HID | 920PHRNEKE0143 | RDR, RP40-H, PIVCLASS, SE E, LF STD, HF STD/SIO/SEOS/FIPS/CAK, 485FDX, PIG, BLK, ELITE KEYS, LED RED, FLSH OFF, BZR ON, OPT TAMP, OPEN COLL, FIPS 200-BIT, IPM OFF | Ea |  | 1 Year | 352 | 5% | 334.4
62668 | HID | 920PHRNEKE037E | RDR, RP40-H, PIVCLASS, SE E, LF STD, HF STD/SIO/SEOS/FIPS/CAK, 485FDX, PIG, BLK, STD-1, LED RED, FLSH GRN, BZR ON, OPT TAMP, OPEN COLL, FIPS 64-BIT REVERSE BCD, IPM OFF, UART OFF, WIEG ON | Ea |  | 1 Year | 352 | 5% | 334.4
62669 | HID | 920PHRTEK00004 | RDR, RP40-H, PIVCLASS, SE E, LF STD, HF STD/SIO/SEOS/FIPS/CAK, 485FDX, TERM, BLK, STD-1, LED RED, FLSH GRN, BZR ON, FIPS 200-BIT, IPM OFF, UART OFF, WIEG ON | Ea |  | 1 Year | 352 | 5% | 334.4
62670 | HID | 920PHRTEK00005 | RDR, RP40-H, PIVCLASS, SE E, LF STD, HF STD/SIO/SEOS/FIPS/CAK, 485FDX, TERM, BLK, STD-1, LED RED, FLSH GRN, BZR ON, OPT TAMP, OPEN COLL, FIPS 75-BIT, IPM OFF, UART OFF, WIEG ON | Ea |  | 1 Year | 352 | 5% | 334.4
62671 | HID | 920PHRTEK00006 | RDR, RP40-H, PIVCLASS, SE E, LF STD, HF STD/SIO/SEOS/FIPS/CAK, 485FDX, TERM, BLK, STD-1, LED RED, FLSH GRN, BZR ON, OPT TAMP, OPEN COLL, FIPS 64-BIT, IPM OFF, UART OFF, WIEG ON | Ea |  | 1 Year | 352 | 5% | 334.4
62672 | HID | 920PHRTEK00007 | RDR, RP40-H, PIVCLASS, SE E, LF STD, HF STD/SIO/SEOS/FIPS/CAK, 485FDX, TERM, BLK, STD-1, LED RED, FLSH GRN, BZR ON, IPM OFF, UART ON, WIEG OFF | Ea |  | 1 Year | 352 | 5% | 334.4
62673 | HID | 920PHRTEK00016 | RDR, RP40-H, PIVCLASS, SE E, LF STD, HF STD/SIO/SEOS/FIPS/CAK, 485FDX, TERM, BLK, STD-1, LED RED, FLSH GRN, BZR ON, OPT TAMP, OPEN COLL, FIPS 75-BIT, MIF/DES 56-BIT CSN, IPM OFF, UART OFF, WIEG ON | Ea |  | 1 Year | 352 | 5% | 334.4
62674 | HID | 920PHRTEK000GJ | RDR, RP40-H, PIVCLASS, SE E, LF STD, HF STD/SIO/SEOS/FIPS/CAK, UART, TERM, BLK, STD-1, LED OFF, FLSH OFF, BZR ON, FIPS 200-BIT, IPM OFF, UART OFF, WIEG ON | Ea |  | 1 Year | 352 | 5% | 334.4
62675 | HID | 920PHRTEK000HA | RDR, RP40-H, PIVCLASS, SE E, LF STD, HF STD/SIO/SEOS/FIPS/CAK, 485FDX, TERM, BLK, STD-1, LED RED, FLSH GRN, BZR ON, FIPS 128-BIT REVERSED, IPM OFF, UART OFF, WIEG ON | Ea |  | 1 Year | 352 | 5% | 334.4
62676 | HID | 920PHRTEK0037E | RDR, RP40-H, PIVCLASS, SE E, LF STD, HF STD/SIO/SEOS/FIPS/CAK, 485FDX, TERM, BLK, STD-1, LED RED, FLSH GRN, BZR ON, OPT TAMP, OPEN COLL, FIPS 64-BIT REVERSE BCD, IPM OFF, UART OFF, WIEG ON | Ea |  | 1 Year | 352 | 5% | 334.4
62677 | HID | 920PHRTEK0043V | RDR, RP40-H, PIVCLASS, SE E, LF STD, HF STD/SIO/SEOS/FIPS/CAK, UART, TERM, BLK, STD-1, LED RED, FLSH GRN, BZR ON, OPT TAMP, OPEN COLL, FIPS 75-BIT, 14443A MIF 56-BIT CSN, IPM OFF | Ea |  | 1 Year | 352 | 5% | 334.4
62678 | HID | 920PHRTEK00449 | RDR, RP40-H, PIVCLASS, SE E, LF STD, HF STD/SIO/SEOS/FIPS/CAK, UART, TERM, BLK, STD-1, LED RED, FLSH GRN, BZR ON, OPT TAMP, OPEN COLL, FIPS 75-BIT, IPM OFF, UART ON, UART CSTM, WIEG OFF | Ea |  | 1 Year | 352 | 5% | 334.4
62679 | HID | 920PHRTEK00466 | RDR, RP40-H, PIVCLASS, SE E, LF STD, HF OFF, 485FDX, TERM, BLK, STD-1, LED RED, FLSH GRN, BZR ON, IPM OFF, UART OFF, WIEG ON | Ea |  | 1 Year | 352 | 5% | 334.4
62680 | HID | 920PHRTEK00477 | RDR, RP40-H, PIVCLASS, SE E, LF STD, HF OFF, 485FDX, TERM, BLK, STD-1 CSN SUPRESSED, BLK, STD-1, LED OFF, FLSH OFF, BZR ON, IPM OFF, UART OFF, WIEG ON | Ea |  | 1 Year | 352 | 5% | 334.4
62681 | HID | 920PHRTEKE0004 | RDR, RP40-H, PIVCLASS, SE E, LF STD, HF STD/SIO/SEOS/FIPS/CAK, 485FDX, TERM, BLK, STD-1, LED RED, FLSH GRN, BZR ON, OPT TAMP, OPEN COLL, FIPS 200-BIT, IPM OFF, UART OFF, WIEG ON | Ea |  | 1 Year | 352 | 5% | 334.4
62682 | HID | 920PHRTEKE0005 | RDR, RP40-H, PIVCLASS, SE E, LF STD, HF STD/SIO/SEOS/FIPS/CAK, 485FDX, TERM, BLK, STD-1, LED RED, FLSH GRN, BZR ON, OPT TAMP, OPEN COLL, FIPS 75-BIT, IPM OFF, UART OFF, WIEG ON | Ea |  | 1 Year | 352 | 5% | 334.4
62683 | HID | 920PHRTEKE0006 | RDR, RP40-H, PIVCLASS, SE E, LF STD, HF STD/SIO/SEOS/FIPS/CAK, 485FDX, TERM, BLK, STD-1, LED RED, FLSH GRN, BZR ON, OPT TAMP, OPEN COLL, FIPS 64-BIT, IPM OFF, UART OFF, WIEG ON | Ea |  | 1 Year | 352 | 5% | 334.4
62684 | HID | 920PHRTEKE0007 | RDR, RP40-H, PIVCLASS, SE E, LF STD, HF STD/SIO/SEOS/FIPS/CAK, 485FDX, TERM, BLK, STD-1, LED RED, FLSH GRN, BZR ON, OPT TAMP, OPEN COLL, IPM OFF, UART ON, WIEG OFF | Ea |  | 1 Year | 352 | 5% | 334.4
62685 | HID | 920PHRTEKE00HA | RDR, RP40-H, PIVCLASS, SE E, LF STD, HF STD/SIO/SEOS/FIPS/CAK, 485FDX, TERM, BLK, ELITE, LED RED, FLSH GRN, BZR ON, FIPS 128-BIT REVERSED, IPM OFF, UART OFF, WIEG ON | Ea |  | 1 Year | 352 | 5% | 334.4
62686 | HID | 920PHRTEKE037E | RDR, RP40-H, PIVCLASS, SE E, LF STD, HF STD/SIO/SEOS/FIPS/CAK, 485FDX, TERM, BLK, STD-1, LED RED, FLSH GRN, BZR ON, OPT TAMP, OPEN COLL, FIPS 64-BIT REVERSE BCD, IPM OFF, UART OFF, WIEG ON | Ea |  | 1 Year | 352 | 5% | 334.4
62687 | HID | 920PHRTEKE043V | RDR, RP40-H, PIVCLASS, SE E, LF STD, HF STD/SIO/SEOS/FIPS/CAK, 485FDX, TERM, BLK, STD-1, LED RED, FLSH GRN, BZR ON, OPT TAMP, OPEN COLL, FIPS 75-BIT, 14443A MIF 56-BIT CSN, IPM OFF, UART OFF, WIEG ON | Ea |  | 1 Year | 352 | 5% | 334.4
62688 | HID | 920PMCNEKEA09H | RDR, RP40, MULTICLASS, SE E, LF STD, HF STD/SIO/SEOS/MA, C&D, PIG, BLK, STD-1, LED RED, FLSH GRN, BZR ON, CSN 32-BIT MSB, IPM OFF, MOBILE-ENABLED-FMT | Ea |  | 1 Year | 402 | 5% | 381.9
62689 | HID | 920PMNNEKEA003 | RDR, RP40, MULTICLASS, SE E, LF STD, HF STD/SIO/SEOS/MA, WIEG, PIG, BLK, LED RED, FLSH GRN, BZR ON, OPT TAMP, OPEN COLL, CSN 32-BIT MSB, EM4102 32-BIT, IPM OFF, MOBILE-ENABLED-FMT | Ea |  | 1 Year | 402 | 5% | 381.9
62690 | HID | 920PMNNEKEA068 | RDR, RP40, MULTICLASS, SE E, LF STD, HF STD/SIO/SEOS/MA, WIEG, PIG, BLK, STD-1, LED OFF, FLSH OFF, BZR ON, CSN 32-BIT MSB, EM4102 32-BIT, IPM OFF, MOBILE-ENABLED-FMT | Ea |  | 1 Year | 402 | 5% | 381.9
62691 | HID | 920PMNNEKEA069 | RDR, RP40, MULTICLASS, SE E, LF STD, HF STD/SIO/SEOS/MA, WIEG, PIG, BLK, STD-1, LED RED, FLSH GRN, BZR ON, CSN 26-BIT (W/DEFAULT FC), IPM OFF, MOBILE-ENABLED-FMT | Ea |  | 1 Year | 402 | 5% | 381.9
62692 | HID | 920PMNNEKEA06F | RDR, RP40, MULTICLASS, SE E, LF STD, HF STD/SIO/SEOS/MA, WIEG, PIG, BLK, STD-1, LED OFF, FLSH OFF, BZR OFF, CSN 56-BIT MSB, IPM OFF, MOBILE-ENABLED-FMT | Ea |  | 1 Year | 402 | 5% | 381.9
62693 | HID | 920PMNNEKEA06H | RDR, RP40, MULTICLASS, SE E, LF STD, HF STD/SIO/SEOS/MA, WIEG, PIG, BLK, STD-1, LED RED, FLSH GRN, BZR ON, OPT TAMP, OPEN COLL, CSN 32-BIT MSB, IPM OFF, MOBILE-ENABLED-FMT | Ea |  | 1 Year | 402 | 5% | 381.9
62694 | HID | 920PMNNEKEA06J | RDR, RP40, MULTICLASS, SE E, LF STD, HF STD/SIO/SEOS/MA/MIFSPR, WIEG, PIG, BLK, STD-1, LED RED, FLSH GRN, BZR ON, CSN MIF SUPPR, IPM OFF, MOBILE-ENABLED-FMT | Ea |  | 1 Year | 402 | 5% | 381.9
62695 | HID | 920PMNNEKEA06P | RDR, RP40, MULTICLASS, SE E, LF STD, HF STD/SIO/SEOS/MA, WIEG, PIG, BLK, STD-1, LED RED, FLSH GRN, BZR ON, CSN 37-BIT LSB, IPM OFF, MOBILE-ENABLED-FMT | Ea |  | 1 Year | 402 | 5% | 381.9
62696 | HID | 920PMNNEKEA06U | RDR, RP40, MULTICLASS, SE E, LF STD, HF STD/SIO/SEOS/MA, WIEG, PIG, BLK, STD-1, LED RED, FLSH GRN, BZR ON, CSN 34-BIT MSB, IPM OFF, MOBILE-ENABLED-FMT | Ea |  | 1 Year | 402 | 5% | 381.9
62697 | HID | 920PMNNEKEA071 | RDR, RP40, MULTICLASS, SE E, LF STD, HF STD/SIO/SEOS/MA, WIEG, PIG, BLK, STD-1, LED RED, FLSH GRN, BZR ON, CSN 32-BIT LSB, IPM OFF, MOBILE-ENABLED-FMT | Ea |  | 1 Year | 402 | 5% | 381.9
62698 | HID | 920PMNNEKEA073 | RDR, RP40, MULTICLASS, SE E, LF STD, HF STD/SIO/SEOS/MA, WIEG, PIG, BLK, LED RED, FLSH GRN, BZR ON, OPT TAMP, OPEN COLL, CSN 32-BIT MSB, EM4102 32-BIT, IPM OFF, NO DELAY ON LF, MOBILE-ENABLED-FMT | Ea |  | 1 Year | 402 | 5% | 381.9
62699 | HID | 920PMNNEKEA075 | RDR, RP40, MULTICLASS, SE E, LF STD, HF STD/SIO/SEOS/MA, WIEG, PIG, BLK, STD-1, LED RED, FLSH OFF, BZR ON, CSN 32-BIT MSB, IPM OFF, MOBILE-ENABLED-FMT | Ea |  | 1 Year | 402 | 5% | 381.9
62700 | HID | 920PMNNEKEA07G | RDR, RP40, MULTICLASS, SE E, LF STD, HF STD/SIO/SEOS/MA, WIEG, PIG, BLK, STD-1, LED RED, FLSH GRN, BZR ON, CSN 40-BIT MSB, IPM OFF, MOBILE-ENABLED-FMT | Ea |  | 1 Year | 402 | 5% | 381.9
62701 | HID | 920PMNNEKEA084 | RDR, RP40, MULTICLASS, SE E, LF STD, HF STD/SIO/SEOS/MA, WIEG, PIG, BLK, STD-1, LED RED, FLSH GRN, BZR ON, CSN 32-BIT MSB, EM4102 32-BIT, IPM OFF, MOBILE-ENABLED-FMT | Ea |  | 1 Year | 402 | 5% | 381.9
62702 | HID | 920PMNNEKEA08C | RDR, RP40, MULTICLASS, SE E, LF OFF, HF STD/SIO/SEOS/MA, WIEG, PIG, BLK, STD-1, LED RED, FLSH GRN, BZR ON, OPT TAMP, OPEN COLL, CSN 56-BIT LSB, IPM OFF, MOBILE-ENABLED-FMT | Ea |  | 1 Year | 402 | 5% | 381.9
62703 | HID | 920PMNNEKEA08F | RDR, RP40, MULTICLASS, SE E, LF STD, HF STD/SIO/SEOS/MA, WIEG, PIG, BLK, STD-1, LED RED, FLSH GRN, BZR ON, EM4102 26-BIT, MIFARE CSN SUPPR, WIEG, IPM OFF, MOBILE-ENABLED-FMT | Ea |  | 1 Year | 402 | 5% | 381.9
62704 | HID | 920PMNNEKEA08T | RDR, RP40, MULTICLASS, SE E, LF STD, HF STD/SIO/SEOS/MA, WIEG, PIG, BLK, STD-1, LED RED, FLSH GRN, BZR ON, OPT TAMP, OPEN COLL, CSN 26-BIT (W/DEFAULT FC), IPM OFF, MOBILE-ENABLED-FMT | Ea |  | 1 Year | 402 | 5% | 381.9
62705 | HID | 920PMNNEKEA090 | RDR, RP40, MULTICLASS, SE E, LF STD, HF STD/SIO/SEOS/MA, WIEG, PIG, BLK, STD-1, LED OFF, FLSH OFF, BZR OFF, CSN 32-BIT MSB, IPM OFF, MOBILE-ENABLED-FMT | Ea |  | 1 Year | 402 | 5% | 381.9
62706 | HID | 920PMNNEKEA098 | RDR, RP40, MULTICLASS, SE E, LF STD, HF STD/SIO/SEOS/MA, WIEG, PIG, BLK, STD-1, LED RED, FLSH GRN, BZR OFF, CSN 32-BIT MSB, IPM OFF, MOBILE-ENABLED-FMT | Ea |  | 1 Year | 402 | 5% | 381.9
62707 | HID | 920PMNNEKEA09J | RDR, RP40, MULTICLASS, SE E, LF STD, HF STD/SIO/SEOS/MA, WIEG, PIG, BLK, STD-1, LED OFF, FLSH GRN, BZR ON, CSN 32-BIT MSB, IPM OFF, MOBILE-ENABLED-FMT | Ea |  | 1 Year | 402 | 5% | 381.9
62708 | HID | 920PMNNEKEA09R | RDR, RP40, MULTICLASS, SE E, LF STD, HF STD/SIO/SEOS/MA, WIEG, PIG, BLK, STD-1, LED RED, FLSH OFF, BZR ON, CSN 26-BIT (W/DEFAULT FC), IPM OFF, MOBILE-ENABLED-FMT | Ea |  | 1 Year | 402 | 5% | 381.9
62709 | HID | 920PMNNEKEA09X | RDR, RP40, MULTICLASS, SE E, LF STD, HF STD/SIO/SEOS/MA, WIEG, PIG, BLK, STD-1, LED RED, FLSH GRN, BZR ON, EM4102 32-BIT, MIFARE CSN SUPPR, WIEG, IPM OFF, MOBILE-ENABLED-FMT | Ea |  | 1 Year | 402 | 5% | 381.9
62710 | HID | 920PMNNEKEA0AM | RDR, RP40, MULTICLASS, SE E, LF STD, HF STD/SIO/SEOS/MIFSPR/MA, WIEG, PIG, BLK, LED BLUE, FLSH GRN, BZR ON, OPT TAMP, OPEN COLL, CSN MIF SUPPR, PROX AWID ONLY, IPM OFF, MOBILE-ENABLED-FMT | Ea |  | 1 Year | 402 | 5% | 381.9
62711 | HID | 920PMNNEKEA0CB | RDR, RP40, MULTICLASS, SE E, LF STD, HF STD/SIO/SEOS/MIG/MA, WIEG, PIG, BLK, LED RED, FLSH GRN, BZR ON, OPT TAMP, OPEN COLL, CSN 32-BIT MSB, EM4102 32-BIT, IPM OFF, MOBILE-ENABLED-FMT | Ea |  | 1 Year | 462 | 5% | 438.9
62712 | HID | 920PMNNEKEA0CG | RDR, RP40, MULTICLASS, SE E, LF STD, HF STD/SIO/SEOS/MA, WIEG, PIG, BLK, LED BLUE, FLSH GRN, BZR ON, OPT TAMP, OPEN COLL, CSN 32-BIT MSB, EM4102 32-BIT, IPM OFF, MOBILE-ENABLED-FMT | Ea |  | 1 Year | 402 | 5% | 381.9
62713 | HID | 920PMNNEKEA0CW | RDR, RP40, MULTICLASS, SE E, LF STD, HF SIO/SEOS/MIFSPR/MA/HID MIFARE APP, WIEG, PIG, BLK, LED RED, FLSH GRN, BZR ON, OPT TAMP, OPEN COLL, CSN MIF SUPPR, EM4102 32-BIT, IPM OFF, MOBILE-ENABLED-FMT | Ea |  | 1 Year | 402 | 5% | 381.9
62714 | HID | 920PMNNEKEA0DT | RDR, RP40, MULTICLASS, SE E, LF STD, HF STD/SIO/SEOS/MA, WIEG, PIG, BLK, LED RED, FLSH GRN, BZR ON, CSN 34-BIT MSB, EM4102 34-BIT, IPM OFF, MOBILE-ENABLED-FMT | Ea |  | 1 Year | 402 | 5% | 381.9
62715 | HID | 920PMNNEKEA0FD | RDR, RP40, MULTICLASS, SE E, LF FSK, HF STD/SIO/SEOS/TRANS/MA, WIEG, PIG, BLK, LED RED, FLSH GRN, BZR ON, OPT TAMP, OPEN COLL, 64-BIT LSB FELICA OR 64-BIT MIFARE, IPM OFF, MOBILE-ENABLED-FMT | Ea |  | 1 Year | 402 | 5% | 381.9
62716 | HID | 920PMNNEKEA0HY | RDR, RP40, MULTICLASS, SE E, LF STD, HF STD/SIO/SEOS/MA, WIEG, PIG, BLK, LED RED, FLSH GRN, BZR ON, OPT TAMP, OPEN COLL, CSN 26-BIT MSB, EM4102 32-BIT, IPM OFF, MOBILE-ENABLED-FMT | Ea |  | 1 Year | 402 | 5% | 381.9
62717 | HID | 920PMNNEKEA100 | RDR, RP40, MULTICLASS, SE E, LF STD, HF STD/SIO/SEOS/MA, WIEG, PIG, BLK, STD-1, LED OFF, FLSH OFF, BZR ON, CSN 34-BIT MSB, EM4102 34-BIT, IPM OFF, MOBILE-ENABLED-FMT | Ea |  | 1 Year | 402 | 5% | 381.9
62718 | HID | 920PMNNEKEA10D | RDR, RP40, MULTICLASS, SE E, LF STD, HF STD/SIO/SEOS/MA, WIEG, PIG, BLK, STD-1, LED RED, FLSH GRN, BZR ON, CSN 56-BIT LSB, IPM OFF, MOBILE-ENABLED-FMT | Ea |  | 1 Year | 402 | 5% | 381.9
62719 | HID | 920PMNNEKEA10K | RDR, RP40, MULTICLASS, SE E, LF STD, HF STD/SIO/SEOS/MA, WIEG, PIG, BLK, STD-1, LED RED, FLSH OFF, BZR ON, CSN 37-BIT LSB, IPM OFF, MOBILE-ENABLED-FMT | Ea |  | 1 Year | 402 | 5% | 381.9
62720 | HID | 920PMNNEKEA10M | RDR, RP40, MULTICLASS, SE E, LF STD, HF STD/SIO/SEOS/MA, WIEG, PIG, BLK, STD-1, LED RED, FLSH GRN, BZR ON, CSN 40-BIT LSB, EM4102 40-BIT, IPM OFF, MOBILE-ENABLED-FMT | Ea |  | 1 Year | 402 | 5% | 381.9
62721 | HID | 920PMNNEKEA11C | RDR, RP40, MULTICLASS, SE E, LF STD, HF STD/SIO/SEOS/MA, WIEG, PIG, BLK, STD-1, LED RED, FLSH GRN, BZR ON, OPT TAMP, OPEN COLL, CSN 34-BIT MSB, IPM OFF, MOBILE-ENABLED-FMT | Ea |  | 1 Year | 402 | 5% | 381.9
62722 | HID | 920PMNNEKEA11M | RDR, RP40, MULTICLASS, SE E, LF STD, HF STD/SIO/SEOS/MA, WIEG, PIG, BLK, STD-1, LED RED, FLSH GRN, BZR OFF, EM4102 26-BIT, MIFARE CSN SUPPR, WIEG, IPM OFF, MOBILE-ENABLED-FMT | Ea |  | 1 Year | 402 | 5% | 381.9
62723 | HID | 920PMNNEKEA11P | RDR, RP40, MULTICLASS, SE E, LF STD, HF STD/SIO/SEOS/MA, WIEG, PIG, BLK, STD-1, LED RED, FLSH GRN, BZR ON, EM4102 34-BIT, WIEG, PAR MOD, MIFARE CSN SUPPR, IPM OFF, MOBILE-ENABLED-FMT | Ea |  | 1 Year | 402 | 5% | 381.9
62724 | HID | 920PMNNEKEA11Q | RDR, RP40, MULTICLASS, SE E, LF STD, HF STD/SIO/SEOS/MA, WIEG, PIG, BLK, STD-1, LED RED, FLSH GRN, BZR ON, OPT TAMP, OPEN COLL, CSN 32-BIT MSB, IPM OFF, MOBILE-ENABLED-FMT | Ea |  | 1 Year | 402 | 5% | 381.9
62725 | HID | 920PMNNEKEA129 | RDR, RP40, MULTICLASS, SE E, LF STD, HF STD/SIO/SEOS/MA/MIGR, WIEG, PIG, BLK, HF MIGR PFL EVP00000, IPM OFF, MOBILE-ENABLED-FMT | Ea |  | 1 Year | 462 | 5% | 438.9
62726 | HID | 920PMNNEKEA12U | RDR, RP40, MULTICLASS, SE E, LF STD, HF STD/SIO/SEOS/MA, WIEG, PIG, BLK, STD-1, LED RED, FLSH GRN, BZR ON, CSN 26-BIT (W/DEFAULT FC), EM4102 26-BIT, IPM OFF, MOBILE-ENABLED-FMT | Ea |  | 1 Year | 402 | 5% | 381.9
62727 | HID | 920PMNNEKEA13C | RDR, RP40, MULTICLASS, SE E, LF STD, HF STD/SIO/SEOS/MA, WIEG, PIG, BLK, STD-1, LED BLUE, OPT TAMP, OPEN COLL, CSN 32-BIT MSB, IPM OFF, MOBILE-ENABLED-FMT | Ea |  | 1 Year | 402 | 5% | 381.9
62728 | HID | 920PMNNEKEA13Q | RDR, RP40, MULTICLASS, SE E, CSTM, LF STD, HF STD/SIO/SEOS/MA, WIEG, PIG, BLK, STD-1, LED RED, FLSH GRN, BZR OFF, OPT TAMP, OPEN COLL, CSN 32-BIT MSB, EM4102 32-BIT, CSTM WIEG TIMING, IPM OFF, GROSVENOR, MOBILE-ENABLED-FMT | Ea |  | 1 Year | 402 | 5% | 381.9
62729 | HID | 920PMNNEKEA13X | RDR, RP40, MULTICLASS, SE E, LF STD, HF STD/SIO/SEOS/MA, WIEG, PIG, BLK, STD-1, LED RED, FLSH GRN, BZR ON, OPT TAMP, OPEN COLL, CSN 32-BIT MSB, EM4102 40-BIT, PROX PRIORITY, IPM OFF, MOBILE-ENABLED-FMT | Ea |  | 1 Year | 402 | 5% | 381.9
62730 | HID | 920PMNNEKEA13Y | RDR, RP40, MULTICLASS, SE E, LF STD, HF OFF/MA, WIEG, PIG, BLK, STD-1, LED RED, FLSH GRN, BZR ON, OPT TAMP, OPEN COLL, EM4102 40-BIT, IPM OFF, MOBILE-ENABLED-FMT | Ea |  | 1 Year | 402 | 5% | 381.9
62731 | HID | 920PMNNEKEA14B | RDR, RP40, MULTICLASS, SE E, LF STD, HF STD/SIO/SEOS/MA, WIEG, PIG, BLK, STD-1, LED BLUE, FLSH GRN, BZR ON, CSN 37-BIT LSB, IPM OFF, MOBILE-ENABLED-FMT | Ea |  | 1 Year | 402 | 5% | 381.9
62732 | HID | 920PMNNEKEA14D | RDR, RP40, MULTICLASS, SE REV E, LF STD, HF STD/MA, WIEGAND, PIG, BLK, STD 1 SECURITY, LED RED, FLASH GRN, BZR ON, IPM OFF, 32 BIT, MOBILE-ENABLED-FMT | Ea |  | 1 Year | 402 | 5% | 381.9
62733 | HID | 920PMNNEKEA155 | RDR, RP40, MULTICLASS, SE E, LF CST, HF OFF/MA, CUSTOM SETTINGS, FSK ONLY, WIEG, LED RED, FLSH ON, BZR ON, OPT TAMP, OPEN COLL, IPM OFF, MOBILE-ENABLED-FMT | Ea |  | 1 Year | 402 | 5% | 381.9
62734 | HID | 920PMNNEKEA15E | RDR, RP40, MULTICLASS, SE E, LF STD, HF STD/SIO/SEOS/MA, WIEG, PIG, BLK, STD-1, LED RED, FLSH GRN, BZR ON, OPT TAMP, OPEN COLL, CSN 32-BIT MSB, EM4102-BIT,PM OFF, MOBILE-ENABLED-FMT | Ea |  | 1 Year | 402 | 5% | 381.9
62735 | HID | 920PMNNEKEA15J | RDR, RP40, MULTICLASS, SE E, LF STD, HF STD/SIO/SEOS/MAMIFSPR, WIEG, PIG, BLK, STD-1, LED RED, FLSH OFF, BZR ON, OPT TAMP, OPEN COLL, CSN MIF SUPPR, FSK PROX READ ONLY, PROX PRIORITY, IPM OFF, MOBILE-ENABLED-FMT | Ea |  | 1 Year | 402 | 5% | 381.9
62736 | HID | 920PMNNEKEA15P | RDR, RP40, MULTICLASS, SE E, LF STD, HF STD/SIO/SEOS/MA, WIEG, PIG, BLK, STD-1, CSN 26-BIT (W/DEFAULT FC), EM PROX SUPPR, IPM OFF, MOBILE-ENABLED-FMT | Ea |  | 1 Year | 402 | 5% | 381.9
62737 | HID | 920PMNNEKEA15U | RDR, RP40, MULTICLASS, SE E, LF STD, HF PROX/MA ONLY, ALL HF DISABLED, WIEG, PIG, BLK, STD-1, LED RED, FLSH GRN, BZR ON, IPM OFF, MOBILE-ENABLED-FMT | Ea |  | 1 Year | 402 | 5% | 381.9
62738 | HID | 920PMNNEKEA15V | RDR, RP40, MULTICLASS, SE E, LF CST, PROX GIC ONLY, HF STD/SIO/SEOS/MA, WIEG, PIG, BLK, STD-1, LED RED, FLSH GRN, BZR ON, OPT TAMP, OPEN COLL, CSN 32-BIT MSB, IPM OFF, MOBILE-ENABLED-FMT | Ea |  | 1 Year | 402 | 5% | 381.9
62739 | HID | 920PMNNEKEA15X | RDR, RP40, MULTICLASS, SE E, LF CST, HF CST LEG/DES SIO/SEOS/HID MIFARE APPLICATION/MF CSN SUPPR/MIFARE SIO DISABLED/MA, PROX FSK ONLY, WIEG PIG, BLK, , LED RED, FLSH GRN, BZR ON, OPT TAMP, OPEN COLL, IPM OFF, MOBILE-ENABLED-FMT | Ea |  | 1 Year | 402 | 5% | 381.9
62740 | HID | 920PMNNEKEA160 | RDR, RP40, MULTICLASS, SE E, LF CUST, HF STD/SIO/SEOS/MA, WIEG, PIG, BLK, STD-1, LED RED, FLSH GRN, BZR ON, OPT TAMP, OPEN COLL, CSN 32-BIT MSB, PROX FSK ONLY IPM OFF, APB INDICATOR DISABLED, EXXON MOBILE, MOBILE-ENABLED-FMT | Ea |  | 1 Year | 402 | 5% | 381.9
62741 | HID | 920PMNNEKMA003 | RDR, RP40, MULTICLASS, SE E, LF STD, HF STD/SIO/SEOS/MA, WIEG, PIG, BLK, LED RED, FLSH GRN, BZR ON, OPT TAMP, OPEN COLL, CSN 32-BIT MSB, EM4102 32-BIT, IPM OFF, MOBILE-READY | Ea |  | 1 Year | 402 | 5% | 381.9
62742 | HID | 920PMNNEKMA003-110315 | RDR, RP40, MULTICLASS, SE E, LF STD, HF STD/SIO/SEOS/MA, WIEG, PIG, BLK, LED RED, FLSH GRN, BZR ON, OPT TAMP, OPEN COLL, CSN 32-BIT MSB, EM4102 32-BIT, IPM OFF, MOBILE-READY, TOP BOX LABEL, UPC: 639399047756 | Ea |  | 1 Year | 402 | 5% | 381.9
62743 | HID | 920PMNNEKMA00H | RDR, RP40, MULTICLASS, SE E, LF STD, HF STD/SIO/SEOS/MA, WIEG, LED RED, FLSH GRN, BZR ON, OPT TAMP, OPEN COLL, CSN 32-BIT LSB, EM4102 32-BIT, IPM OFF, STD/MOB0034 KEYS, MOBILE ENABLED | Ea |  | 1 Year | 402 | 5% | 381.9
62744 | HID | 920PMNNEKMA00W | RDR, RP40, MULTICLASS, SE E, LF FSK, HF SIO/SEOS/MA, WIEG, PIG, BLK, LED BLUE, FLSH GRN, BZR ON, OPT TAMP, OPEN COLL, CSN SURPPRESSED, IPM OFF, MOBILE-READY | Ea |  | 1 Year | 402 | 5% | 381.9
62745 | HID | 920PMNNEKMA01Y | RDR, RP40, MULTICLASS, SE E, LF STD, HF LEG/SIO/SEOS/MA, WIEG, LED RED, FLSH GRN, BZR ON, OPT TAMP, OPEN COLL, CSN 32-BIT MSB, IPM OFF, STD//MOB0023 KEYS, MOBILE-ENABLED | Ea |  | 1 Year | 402 | 5% | 381.9
62746 | HID | 920PMNNEKMA024 | RDR, RP40, MULTICLASS, SE E, LF STD, HF LEG/SIO/SEOS/MA, WIEG, LED BLUE, FLSH GRN, BZR ON, OPT TAMP, OPEN COLL, CSN 32-BIT MSB, IPM OFF, DEMO STD STD/ICE0235/MOB0001/MOB0022 KEYS MOBILE ENABLED | Ea |  | 1 Year | 402 | 5% | 381.9
62747 | HID | 920PMNNEKMA024-MAD | RDR, RP40, MULTICLASS, SE E, LF STD, HF LEG/SIO/SEOS/MA, WIEG, PIG, BLK, LED BLUE, FLSH GRN, BZR ON, OPT TAMP, OPEN COLL, CSN 32-BIT MSB, IPM OFF, DEMO STD/ICE0235/MOB0001 KEYS, MOBILE-ENABLED, WITH MOBILE ADMIN CARD, TAP/TWIST N GO ENBL | Ea |  | 1 Year | 402 | 5% | 381.9
62748 | HID | 920PMNNEKMA026 | RDR, RP40, MULTICLASS, SE E, LF STD, HF STD/SIO/SEOS/MA, WIEG, PIG, LED RED, FLSH GRN, BZR ON, CSN 32-BIT MSB, IPM OFF, STD/ICE0431/MOB0019 KEYS, MOBILE READY | Ea |  | 1 Year | 402 | 5% | 381.9
62749 | HID | 920PMNNEKMA02N | RDR, RP40, MULTICLASS, SE E, LF STD, HF STD/SIO/SEOS/MA, WIEG,LED RED, FLSH GRN, BZR ON, OPT TAMP, OPEN COLL, CSN 32-BIT LSB, EM4102 32-BIT, IPM OFF, STD/MOB0006 KEYS, MOBILE ENABLED | Ea |  | 1 Year | 402 | 5% | 381.9
62750 | HID | 920PMNNEKMA06J | RDR, RP40, MULTICLASS, SE E, LF STD, HF STD/SIO/SEOS/MA/MIFSPR, WIEG, PIG, BLK, STD-1, LED RED, FLSH GRN, BZR ON, CSN MIF SUPPR, IPM OFF, MOBILE-READY | Ea |  | 1 Year | 402 | 5% | 381.9
62751 | HID | 920PMNNEKMA082 | RDR, RP40, MULTICLASS, SE E, LF STD, HF STD/SIO/SEOS/MIFSUPPR/MA, WIEG, PIG, BLK, LED RED, FLSH GRN, BZR ON, OPT TAMP, OPEN COLL, CSN SUPPR, EM4102 32-BIT, IPM OFF, ICE0915 KEYS, MOBILE-ENABLED | Ea |  | 1 Year | 402 | 5% | 381.9
62752 | HID | 920PMNNEKMA098 | RDR, RP40, MULTICLASS, SE E, LF STD, HF STD/SIO/SEOS/MA, WIEG, PIG, BLK, STD-1, LED RED, FLSH GRN, BZR OFF, CSN 32-BIT MSB, IPM OFF, MOBILE-READY | Ea |  | 1 Year | 402 | 5% | 381.9
62753 | HID | 920PMNNEKMA0AA | RDR, RP40, MULTICLASS, SE E, LF STD, HF STD/SIO/SEOS/MA/MIFSPR, WIEG, PIG, BLK, LED BLUE, FLSH GRN, BZR ON, OPT TAMP, OPEN COLL, CSN MIF SUPPR, PROX FSK ONLY, IPM OFF, MOBILE-READY | Ea |  | 1 Year | 402 | 5% | 381.9
62754 | HID | 920PMNNEKMA0C5 | RDR, RP40, MULTICLASS, SE E, LF CST, PROX FSK & GIC ONLY, HF STD/SIO/SEOS/MA, WIEG, PIG, BLK, STD-1, LED BLUE, FLSH GRN, BZR ON, OPT TAMP, OPEN COLL, CSN 32-BIT MSB, IPM OFF, STD-1/MOB0199 KEYS, MOBILE ENABLED | Ea |  | 1 Year | 402 | 5% | 381.9
62755 | HID | 920PMNNEKMA0C8 | RDR, RP40, MULTICLASS, SE E, LF STD, HF STD/SIO/SEOS/TRANS/MA, WIEG, LED RED, FLSH GRN, BZR ON, OPT TAMP, OPEN COLL, EM4102 32-BIT, 64-BIT LSB FELICA, IPM OFF, STD1/MOB0024 KEYS | Ea |  | 1 Year | 462 | 5% | 438.9
62756 | HID | 920PMNNEKMA0CB | RDR, RP40, MULTICLASS, SE E, LF STD, HF STD/SIO/SEOS/MIG/MA, WIEG, PIG, BLK, LED RED, FLSH GRN, BZR ON, OPT TAMP, OPEN COLL, CSN 32-BIT MSB, EM4102 32-BIT, IPM OFF, MOBILE READY | Ea |  | 1 Year | 462 | 5% | 438.9
62757 | HID | 920PMNNEKMA0CG | RDR, RP40, MULTICLASS, SE E, LF STD, HF STD/SIO/SEOS/MA, WIEG, PIG, BLK, LED BLUE, FLSH GRN, BZR ON, OPT TAMP, OPEN COLL, CSN 32-BIT MSB, EM4102 32-BIT, IPM OFF, MOBILE-READY | Ea |  | 1 Year | 402 | 5% | 381.9
62758 | HID | 920PMNNEKMA0DY | RDR, RP40, MULTICLASS, SE E, LF STD, HF STD/SIO/SEOS/TRANS/MA, WIEG, LED RED, FLSH GRN, BZR ON, OPT TAMP, OPEN COLL, 34-BIT MSB FELICA OR 34-BIT MIFARE, EM4102 32-BIT, IPM OFF, STD/MOB0781 KEYS, MOBILE-ENABLED | Ea |  | 1 Year | 462 | 5% | 438.9
62759 | HID | 920PMNNEKMA0FR | RDR, RP40, MULTICLASS, SE E, LF FSK, HF STD/SEOS/MA, WIEG, PIG, BLK, LED RED, FLSH GRN, BZR ON, CSN SUPPR, IPM OFF, STD/MOBA0BV KEYS, MOBILE-ENABLED | Ea |  | 1 Year | 402 | 5% | 381.9
62760 | HID | 920PMNNEKMA0G6 | RDR, RP40, MULTICLASS, SE E, LF STD, HF STD/SIO/SEOS/MA, WIEG, PIG, BLK, LED RED, FLSH GRN, BZR OFF, OPT TAMP, OPEN COLL, CSN 32-BIT MSB, EM4102 32-BIT, CSTM WIEG TIMING, IPM OFF, MOBILE-READY, GROSVENOR | Ea |  | 1 Year | 402 | 5% | 381.9
62761 | HID | 920PMNNEKMA0H2 | RDR, RP40, ICLASS, SE E, LF STD, HF STD/SIO/SEOS/MIGR/MA, WIEG, PIG, BLK, LED OFF, FLSH OFF, BZR ON, OPT TAMP, OPEN COLL, CSN 32-BIT MSB, EM4102 32-BIT, HF MIGR PFL EVP00000, IPM OFF, MOBILE-READY | Ea |  | 1 Year | 462 | 5% | 438.9
62762 | HID | 920PMNNEKMA0JM | RDR, RP40, MULTICLASS, SE E, LF FSK, HF STD/SIO/SEOS/MA, WIEG, PIG, BLK, LED RED, FLSH GRN, BZR ON, OPT TAMP, OPEN COLL, CSN 56-BIT LSB, IPM OFF, MOBILE-READY | Ea |  | 1 Year | 402 | 5% | 381.9
62763 | HID | 920PMNTEKEA003 | RDR, RP40, MULTICLASS, SE E, LF STD, HF STD/SIO/SEOS/MA, WIEG, TERM, BLK, LED RED, FLSH GRN, BZR ON, OPT TAMP, OPEN COLL, CSN 32-BIT MSB, EM4102 32-BIT, IPM OFF, MOBILE-ENABLED-FMT | Ea |  | 1 Year | 402 | 5% | 381.9
62764 | HID | 920PMNTEKEA071 | RDR, RP40, MULTICLASS, SE E, LF STD, HF STD/SIO/SEOS/MA, WIEG, TERM, BLK, STD-1, LED RED, FLSH GRN, BZR ON, CSN 32-BIT LSB, IPM OFF, MOBILE-ENABLED-FMT | Ea |  | 1 Year | 402 | 5% | 381.9
62765 | HID | 920PMNTEKEA075 | RDR, RP40, MULTICLASS, SE E, LF STD, HF STD/SIO/SEOS/MA, WIEG, TERM, BLK, STD-1, LED RED, FLSH OFF, BZR ON, OPT TAMP, OPEN COLL, CSN 32-BIT MSB, IPM OFF, MOBILE-ENABLED-FMT | Ea |  | 1 Year | 402 | 5% | 381.9
62766 | HID | 920PMNTEKEA0AM | RDR, RP40, MULTICLASS, SE E, LF STD, HF STD/SIO/SEOS/MIFSPR/MA, WIEG, TERM, BLK, LED BLUE, FLSH GRN, BZR ON, OPT TAMP, OPEN COLL, CSN MIF SUPPR, PROX AWID ONLY, IPM OFF, MOBILE-ENABLED-FMT | Ea |  | 1 Year | 402 | 5% | 381.9
62767 | HID | 920PMNTEKEA0CB | RDR, RP40, MULTICLASS, SE E, LF STD, HF STD/SIO/SEOS/MIG/MA, WIEG, TERM, BLK, LED RED, FLSH GRN, BZR ON, OPT TAMP, OPEN COLL, CSN 32-BIT MSB, EM4102 32-BIT, IPM OFF, MOBILE-ENABLED-FMT | Ea |  | 1 Year | 462 | 5% | 438.9
62768 | HID | 920PMNTEKEA0CG | RDR, RP40, MULTICLASS, SE E, LF STD, HF STD/SIO/SEOS/MA, WIEG, TERM, BLK, LED BLUE, FLSH GRN, BZR ON, OPT TAMP, OPEN COLL, CSN 32-BIT MSB, EM4102 32-BIT, IPM OFF, MOBILE-ENABLED-FMT | Ea |  | 1 Year | 402 | 5% | 381.9
62769 | HID | 920PMNTEKEA0DT | RDR, RP40, MULTICLASS, SE E, LF STD, HF STD/SIO/SEOS/MA, WIEG, TERM, BLK, LED RED, FLSH GRN, BZR ON, CSN 34-BIT MSB, EM4102 34-BIT, IPM OFF, MOBILE-ENABLED-FMT | Ea |  | 1 Year | 402 | 5% | 381.9
62770 | HID | 920PMNTEKEA10D | RDR, RP40, MULTICLASS, SE E, LF STD, HF STD/SIO/SEOS/MA, WIEG, TERM, BLK, STD-1, LED RED, FLSH GRN, BZR ON, CSN 56-BIT LSB, IPM OFF, MOBILE-ENABLED-FMT | Ea |  | 1 Year | 402 | 5% | 381.9
62771 | HID | 920PMNTEKEA129 | RDR, RP40, MULTICLASS, SE E, LF STD, HF STD/SIO/SEOS/MA/MIGR, WIEG, TERM, BLK, HF MIGR PFL EVP00000, IPM OFF, MOBILE-ENABLED-FMT | Ea |  | 1 Year | 462 | 5% | 438.9
62772 | HID | 920PMNTEKEA13Q | RDR, RP40, MULTICLASS, SE E, LF STD, HF STD/SIO/SEOS/MA, WIEG, TERM, BLK, STD-1, LED RED, FLSH GRN, BZR OFF, OPT TAMP, OPEN COLL, CSN 32-BIT MSB, EM4102 32 BIT IPM OFF,, MOBILE-ENABLED-FMT | Ea |  | 1 Year | 402 | 5% | 381.9
62773 | HID | 920PMNTEKEA149 | RDR, RP40, MULTICLASS, SE E, LF STD, HF STD/SIO/SEOS/MA, WIEG, TERM, BLK, STD-1, LED OFF, FLSH OFF, BZR ON, OTP TAMP, OPEN COLL, CSN 32 BIT MSB, EM4102, IPM OFF, MOBILE-ENABLED-FMT | Ea |  | 1 Year | 402 | 5% | 381.9
62774 | HID | 920PMNTEKEA159 | RDR, RP40, MULTICLASS, SE E, LF STD, HF STD/SIO/SEOS/MA, WIEG, TERM, BLK, STD-1, LED RED, FLSH GRN, BZR ON, OPT TAMP, OPEN COLL, CSN 32-BIT MSB, EM4102 40-BIT, IPM OFF, MOBILE-ENABLED-FMT | Ea |  | 1 Year | 402 | 5% | 381.9
62775 | HID | 920PMNTEKMA003 | RDR, RP40, MULTICLASS, SE E, LF STD, HF STD/SIO/SEOS/MA, WIEG, TERM, BLK, LED RED, FLSH GRN, BZR ON, OPT TAMP, OPEN COLL, CSN 32-BIT MSB, EM4102 32-BIT, IPM OFF, MOBILE-READY | Ea |  | 1 Year | 402 | 5% | 381.9
62776 | HID | 920PMNTEKMA010 | RDR, RP40, MULTICLASS, SE E, LF STD, HF LEG/SIO/SEOS/MA, WIEG, TERM, BLK, LED BLUE, FLSH GRN, BZR ON, OPT TAMP, OPEN COLL, CSN 32-BIT MSB, IPM OFF, STD/ICE0235/MOB0001/MOB0022 KEYS MOBILE ENABLED | Ea |  | 1 Year | 402 | 5% | 381.9
62777 | HID | 920PMNTEKMA01A | RDR, RP40, MULTICLASS, SE E, LF STD, HF STD/SIO/SEOS/MA, WIEG, LED RED, FLSH GRN, BZR ON, OPT TAMP, OPEN COLL, CSN 32-BIT LSB, EM4102 32-BIT, IPM OFF, STD/MOB0005 KEYS, MOBILE-ENABLED | Ea |  | 1 Year | 402 | 5% | 381.9
62778 | HID | 920PMNTEKMA01B | RDR, RP40, MULTICLASS, SE E, LF STD, HF STD/SIO/SEOS/MA, WIEG, LED RED, FLSH GRN, BZR ON, OPT TAMP, OPEN COLL, CSN 32-BIT LSB, EM4102 32-BIT, IPM OFF, STD/MOB0006 KEYS, MOBILE-ENABLED | Ea |  | 1 Year | 402 | 5% | 381.9
62779 | HID | 920PMNTEKMA01C | RDR, RP40, MULTICLASS, SE E, LF STD, HF STD/SIO/SEOS/MA, WIEG, LED RED, FLSH GRN, BZR ON, OPT TAMP, OPEN COLL, CSN 32-BIT LSB, EM4102 32-BIT, IPM OFF, STD/MOB0007 KEYS, MOBILE-ENABLED | Ea |  | 1 Year | 402 | 5% | 381.9
62780 | HID | 920PMNTEKMA01D | RDR, RP40, MULTICLASS, SE E, LF STD, HF STD/SIO/SEOS/MA, WIEG, LED RED, FLSH GRN, BZR ON, OPT TAMP, OPEN COLL, CSN 32-BIT LSB, EM4102 32-BIT, IPM OFF, STD/MOB0008 KEYS, MOBILE-ENABLED | Ea |  | 1 Year | 402 | 5% | 381.9
62781 | HID | 920PMNTEKMA01E | RDR, RP40, MULTICLASS, SE E, LF STD, HF STD/SIO/SEOS/MA, WIEG, LED RED, FLSH GRN, BZR ON, OPT TAMP, OPEN COLL, CSN 32-BIT LSB, EM4102 32-BIT, IPM OFF, STD/MOB0009 KEYS, MOBILE-ENABLED | Ea |  | 1 Year | 402 | 5% | 381.9
62782 | HID | 920PMNTEKMA01T | RDR, RP40, MULTICLASS, SE E, LF CST, HF STD/SIO/SEOS/MIFSPR/MA, WIEG, LED RED, FLSH GRN, BZR ON, OPT TAMP, OPEN COLL, CSN MIF SUPPR, IPM OFF, PROX FSK ONLY, STD/MOB0017 KEYS, MOBILE-ENABLED | Ea |  | 1 Year | 402 | 5% | 381.9
62783 | HID | 920PMNTEKMA024 | RDR, RP40, MULTICLASS, SE E, LF STD, HF LEG/SIO/SEOS/MA, WIEG, LED BLUE, FLSH GRN, BZR ON, OPT TAMP, OPEN COLL, CSN 32-BIT MSB, IPM OFF, DEMO STD/ICE0235/MOB0001/MOB0022 KEYS MOBILE ENABLED | Ea |  | 1 Year | 402 | 5% | 381.9
62784 | HID | 920PMNTEKMA024-MAD | RDR, RP40, MULTICLASS, SE E, LF STD, HF LEG/SIO/SEOS/MA, WIEG, TERM, BLK, LED BLUE, FLSH GRN, BZR ON, OPT TAMP, OPEN COLL, CSN 32-BIT MSB, IPM OFF, DEMO STD/ICE0235/MOB0001 KEYS, MOBILE-ENABLED, WITH MOBILE ADMIN CARD, TAP/TWIST N GO ENBL | Ea |  | 1 Year | 402 | 5% | 381.9
62785 | HID | 920PMNTEKMA026 | RDR, RP40, MULTICLASS, SE E, LF STD, HF STD/SIO/SEOS/MA, WIEG, LED RED, FLSH GRN, BZR ON, CSN 32-BIT MSB, IPM OFF, STD/ICE0431/MOB0019 KEYS, MOBILE READY | Ea |  | 1 Year | 402 | 5% | 381.9
62786 | HID | 920PMNTEKMA02V | RDR, RP40, MULTICLASS, SE E, LF STD, HF STD/SIO/SEOS/MA, WIEG, LED RED, FLSH GRN, BZR ON, OPT TAMP, OPEN COLL, CSN 32-BIT LSB, EM4102 32-BIT, IPM OFF, STD/MOB0024 KEYS | Ea |  | 1 Year | 402 | 5% | 381.9
62787 | HID | 920PMNTEKMA07W | RDR, RP40, MULTICLASS, SE E, LF STD, HF STD/SIO/SEOS/MIFSPR/MIG/MA, WIEG, LED RED, FLSH GRN, BZR ON, CSN SUPPR, EM4102 32-BIT, HF MIGR PFL EVP00000, IPM OFF, MOBILE-READY | Ea |  | 1 Year | 402 | 5% | 381.9
62788 | HID | 920PMNTEKMA0AA | RDR, RP40, MULTICLASS, SE E, LF STD, HF STD/SIO/SEOS/MA/MIFSPR, WIEG, TERM, BLK, LED BLUE, FLSH GRN, BZR ON, OPT TAMP, OPEN COLL, CSN MIF SUPPR, PROX FSK ONLY, IPM OFF, MOBILE-READY | Ea |  | 1 Year | 402 | 5% | 381.9
62789 | HID | 920PMNTEKMA0CB | RDR, RP40, MULTICLASS, SE E, LF STD, HF STD/SIO/SEOS/MIG/MA, WIEG, TERM, BLK, LED RED, FLSH GRN, BZR ON, OPT TAMP, OPEN COLL, CSN 32-BIT MSB, EM4102 32-BIT, IPM OFF, MOBILE READY | Ea |  | 1 Year | 462 | 5% | 438.9
62790 | HID | 920PMNTEKMA0CG | RDR, RP40, MULTICLASS, SE E, LF STD, HF STD/SIO/SEOS/MA, WIEG, TERM, BLK, LED BLUE, FLSH GRN, BZR ON, OPT TAMP, OPEN COLL, CSN 32-BIT MSB, EM4102 32-BIT, IPM OFF, MOBILE-READY | Ea |  | 1 Year | 402 | 5% | 381.9
62791 | HID | 920PMNTEKMA0G6 | RDR, RP40, MULTICLASS, SE E, LF STD, HF STD/SIO/SEOS/MA, WIEG, TERM, BLK, LED RED, FLSH GRN, BZR OFF, OPT TAMP, OPEN COLL, CSN 32-BIT MSB, EM4102 32-BIT, CSTM WIEG TIMING, IPM OFF, MOBILE-READY, GROSVENOR | Ea |  | 1 Year | 402 | 5% | 381.9
62792 | HID | 920PMNTEKMA0H2 | RDR, RP40, ICLASS, SE E, LF STD, HF STD/SIO/SEOS/MIGR/MA, WIEG, TERM, BLK, LED OFF, FLSH OFF, BZR ON, OPT TAMP, OPEN COLL, CSN 32-BIT MSB, EM4102 32-BIT, HF MIGR PFL EVP00000, IPM OFF, MOBILE-READY | Ea |  | 1 Year | 462 | 5% | 438.9
62793 | HID | 920PMNTEKMA-MASTER | RDR, RP40, MULTICLASS, SE E, LF STD, HF STD/SIO/SEOS/MA, WIEG, TERM, BLK, XXXX | Ea |  | 1 Year | 402 | 5% | 381.9
62794 | HID | 920PMPNEKEA007 | RDR, RP40, MULTICLASS, SE E, LF STD, HF STD/SIO/SEOS/MA, OSDP, PIG, BLK, A/V OFF, OPT TAMP, OPEN COLL, CSN 32-BIT LSB, EM4102 32-BIT, IPM OFF, MOBILE-ENABLED-FMT | Ea |  | 1 Year | 402 | 5% | 381.9
62795 | HID | 920PMPNEKEA00F | RDR, RP40, MULTICLASS, SE E, LF STD, HF STD/SIO/SEOS/MIG/MA, 485HDX, PIG, BLK, A/V OFF, OSDP V1, OPT TAMP, OPEN COLL, OSDP TAMP ENBLD, TEST KEY, POLL=75MS, CSN SUPPR, EM4102 32-BIT, HF MIGR PFL EVP00000, IPM OFF, MOBILE-ENABLED-FMT | Ea |  | 1 Year | 402 | 5% | 381.9
62796 | HID | 920PMPNEKEA0DN | RDR, RP40, MULTICLASS, SE E, LF STD, HF STD/SIO/SEOS/MIG/MA, 485HDX, PIG, BLK, A/V OFF, OSDP V1, OPT TAMP, OPEN COLL, OSDP TAMP ENBLD, TEST KEY, POLL=75MS, CSN 32-BIT MSB, EM4102 32-BIT, HF MIGR PFL EVP00000, IPM OFF, MOBILE-ENABLED-FMT | Ea |  | 1 Year | 462 | 5% | 438.9
62797 | HID | 920PMPNEKEA0EY | RDR, RP40, MULTICLASS, SE E, LF STD, HF STD/SIO/SEOS/MA, 485HDX, PIG, BLK, STD-1, A/V OFF, OSDP V2, SECURE MODE OFF, OSDP TAMP ENBLD, TEST KEYS, POLL=75MS, BAUD RATE 115.2K, CSN 32-BIT MSB, IPM OFF, APB 250MS, MOBILE-ENABLED-FMT | Ea |  | 1 Year | 402 | 5% | 381.9
62798 | HID | 920PMPNEKEA0GC | RDR, RP40, MULTICLASS, SE E, LF FSK, HF STD/SIO/SEOS/MA, 485HDX, PIG, BLK, A/V OFF, OSDP V2, OPT TAMP, OPEN COLL, OSDP TAMP ENBLD, TEST KEY, CSN 32-BIT MSB, IPM OFF, MOBILE-ENABLED-FMT | Ea |  | 1 Year | 402 | 5% | 381.9
62799 | HID | 920PMPNEKEA135 | RDR, RP40, MULTICLASS, SE E, LF STD, HF STD/SIO/SEOS/MA, 485HDX, PIG, BLK, STD-1, A/V OFF, OSDP V1, OPN COL, OSDP TAMP ENBLD, TEST KEY, POLL=75MS, CSN 32-BIT MSB, EM4102 32-BIT, IPM OFF, UART OFF, WIEG OFF, MOBILE-ENABLED-FMT | Ea |  | 1 Year | 402 | 5% | 381.9
62800 | HID | 920PMPNEKEA13D | RDR, RP40, MULTICLASS, SE E, LF STD, HF STD/SIO/SEOS/MA, 485HDX, PIG, BLK, STD-1, A/V OFF, CSN 32-BIT MSB, OSDP V1, OPEN COLL, OSDP TAMP ENBLD, TEST KEYS, POLL=75MS, EM4102 32-BIT, IPM OFF, UART OFF, WIEG OFF, MOBILE-ENABL | Ea |  | 1 Year | 402 | 5% | 381.9
62801 | HID | 920PMPNEKMA007 | RDR, RP40, MULTICLASS, SE E, LF STD, HF STD/SIO/SEOS/MA, OSDP, PIG, BLK, A/V OFF, OSDP V1, OPT TAMP, OPEN COLL, OSDP TAMP ENBLD, TEST KEY, POLL=75MS, CSN 32-BIT MSB, EM4102 32-BIT, IPM OFF, UART OFF, WIEG OFF, MOBILE READY | Ea |  | 1 Year | 402 | 5% | 381.9
62802 | HID | 920PMPNEKMA00F | RDR, RP40, MULTICLASS, SE E, LF STD, HF STD/SIO/SEOS/MIG/MA, 485HDX, PIG, BLK, A/V OFF, OSDP V1, OPT TAMP, OPEN COLL, OSDP TAMP ENBLD, TEST KEY, POLL=75MS, CSN SUPPR, EM4102 32-BIT, HF MIGR PFL EVP00000, IPM OFF, MOBILE-READY | Ea |  | 1 Year | 402 | 5% | 381.9
62803 | HID | 920PMPNEKMA030 | RDR, RP40, MULTICLASS, SE E, LF STD, HF SIO/SEOS/MIFSPR/MA, OSDP, PIG, BLK, A/V OFF, OPT TAMP, OPEN COLL, CSN MIF SUPPR, IPM OFF, STD/ICE0235/MOB0001/MOB0022 KEYS MOBILE ENABLED | Ea |  | 1 Year | 402 | 5% | 381.9
62804 | HID | 920PMPNEKMA0BQ | RDR, RP40, MULTICLASS, SE E, LF STD, HF STD/SIO/SEOS/MA, 485HDX, PIG, BLK, A/V OFF, OSDP V2, OPT TAMP, OPEN COLL, OSDP TAMP ENBLD, TEST KEY, POLL=50MS, CSN 32-BIT MSB, EM4102 32-BIT, IPM OFF, MOBILE READY | Ea |  | 1 Year | 402 | 5% | 381.9
62805 | HID | 920PMPNEKMA0DN | RDR, RP40, MULTICLASS, SE E, LF STD, HF STD/SIO/SEOS/MIG/MA, 485HDX, PIG, BLK, A/V OFF, OSDP V1, OPT TAMP, OPEN COLL, OSDP TAMP ENBLD, TEST KEY, POLL=75MS, CSN 32-BIT MSB, EM4102 32-BIT, HF MIGR PFL EVP00000, IPM OFF, MOBILE-READY | Ea |  | 1 Year | 462 | 5% | 438.9
62806 | HID | 920PMPNEKMA0H6 | RDR, RP40, ICLASS, SE E, LF STD, HF STD/SIO/SEOS/MIGR/MA, 485HDX, PIG, BLK, OSDP V2, A/V OFF, OPT TAMP, OPEN COLL, OPT TAMP, CSN 32-BIT MSB, EM4102 32-BIT, HF MIGR PFL EVP00000, IPM OFF, MOBILE-READY | Ea |  | 1 Year | 462 | 5% | 438.9
62807 | HID | 920PMPNEKMA0JB | RDR, RP40, MULTICLASS, SE E, LF STD, HF STD/SIO/SEOS/MA, 485HDX, PIG, BLK, A/V OFF, OSDP V2, OPT TAMP, OPEN COLL, OSDP TAMP ENBLD, TEST KEY, POLL=50MS, CSN SUPPR, EM4102 32-BIT, IPM OFF, MOBILE READY | Ea |  | 1 Year | 402 | 5% | 381.9
62808 | HID | 920PMPNEKMA-MASTER | RDR, RP40, MULTICLASS, SE E, LF STD, HF STD/SIO/SEOS/MA, 485HDX, PIG, BLK, XXXX | Ea |  | 1 Year | 402 | 5% | 381.9
62809 | HID | 920PMPTEKEA007 | RDR, RP40, MULTICLASS, SE E, LF STD, HF STD/SIO/SEOS/MA, OSDP, TERM, BLK, A/V OFF, OPT TAMP, OPEN COLL, CSN 32-BIT LSB, EM4102 32-BIT, IPM OFF, MOBILE-ENABLED-FMT | Ea |  | 1 Year | 402 | 5% | 381.9
62810 | HID | 920PMPTEKEA00F | RDR, RP40, MULTICLASS, SE E, LF STD, HF STD/SIO/SEOS/MIG/MA, 485HDX, TERM, BLK, A/V OFF, OSDP V1, OPT TAMP, OPEN COLL, OSDP TAMP ENBLD, TEST KEY, POLL=75MS, CSN SUPPR, EM4102 32-BIT, HF MIGR PFL EVP00000, IPM OFF, MOBILE-ENABLED-FMT | Ea |  | 1 Year | 402 | 5% | 381.9
62811 | HID | 920PMPTEKEA0DN | RDR, RP40, MULTICLASS, SE E, LF STD, HF STD/SIO/SEOS/MIG/MA, 485HDX, TERM, BLK, A/V OFF, OSDP V1, OPT TAMP, OPEN COLL, OSDP TAMP ENBLD, TEST KEY, POLL=75MS, CSN 32-BIT MSB, EM4102 32-BIT, HF MIGR PFL EVP00000, IPM OFF, MOBILE-ENABLED-FMT | Ea |  | 1 Year | 462 | 5% | 438.9
62812 | HID | 920PMPTEKEA0EY | RDR, RP40, MULTICLASS, SE E, LF STD, HF STD/SIO/SEOS/MA, 485HDX, TERM, BLK, STD-1, A/V OFF, OSDP V2, SECURE MODE OFF, OSDP TAMP ENBLD, TEST KEYS, POLL=75MS, BAUD RATE 115.2K, CSN 32-BIT MSB, IPM OFF, APB 250MS, MOBILE-ENABLED-FMT | Ea |  | 1 Year | 402 | 5% | 381.9
62813 | HID | 920PMPTEKEA135 | RDR, RP40, MULTICLASS, SE E, LF STD, HF STD/SIO/SEOS/MA, 485HDX, TERM, BLK, STD-1, A/V OFF, OSDP V1, OPN COL, OSDP TAMP ENBLD, TEST KEY, POLL=75MS, CSN 32-BIT MSB, EM4102 32-BIT, IPM OFF, UART OFF, WIEG OFF, MOBILE-ENABLED-FMT | Ea |  | 1 Year | 402 | 5% | 381.9
62814 | HID | 920PMPTEKMA007 | RDR, RP40, MULTICLASS, SE E, LF STD, HF STD/SIO/SEOS/MA, OSDP, TERM, BLK, A/V OFF, OSDP V1, OPT TAMP, OPEN COLL, OSDP TAMP ENBLD, TEST KEY, POLL=75MS, CSN 32-BIT MSB, EM4102 32-BIT, IPM OFF, UART OFF, WIEG OFF, MOBILE READY | Ea |  | 1 Year | 402 | 5% | 381.9
62815 | HID | 920PMPTEKMA00F | RDR, RP40, MULTICLASS, SE E, LF STD, HF STD/SIO/SEOS/MIG/MA, 485HDX, TERM, BLK, A/V OFF, OSDP V1, OPT TAMP, OPEN COLL, OSDP TAMP ENBLD, TEST KEY, POLL=75MS, CSN SUPPR, EM4102 32-BIT, HF MIGR PFL EVP00000, IPM OFF, MOBILE-READY | Ea |  | 1 Year | 402 | 5% | 381.9
62816 | HID | 920PMPTEKMA0DN | RDR, RP40, MULTICLASS, SE E, LF STD, HF STD/SIO/SEOS/MIG/MA, 485HDX, TERM, BLK, A/V OFF, OSDP V1, OPT TAMP, OPEN COLL, OSDP TAMP ENBLD, TEST KEY, POLL=75MS, CSN 32-BIT MSB, EM4102 32-BIT, HF MIGR PFL EVP00000, IPM OFF, MOBILE-READY | Ea |  | 1 Year | 462 | 5% | 438.9
62817 | HID | 920PMPTEKMA0EH | RDR, RP40, MULTICLASS, SE E, LF STD, HF STD/SIO/SEOS/MA, 485HDX, TERM, BLK, A/V OFF, OSDP V1, OPT TAMP, OPEN COLL, OSDP TAMP ENBLD, TEST KEY, POLL=75MS, CSN 56-BIT MSB, EM4102 40-BIT, IPM OFF, UART OFF, WIEG OFF, MOBILE READY | Ea |  | 1 Year | 402 | 5% | 381.9
62818 | HID | 920PMPTEKMA0H6 | RDR, RP40, ICLASS, SE E, LF STD, HF STD/SIO/SEOS/MIGR/MA, 485HDX, TERM, BLK, OSDP V2, A/V OFF, OPT TAMP, OPEN COLL, OPT TAMP, CSN 32-BIT MSB, EM4102 32-BIT, HF MIGR PFL EVP00000, IPM OFF, MOBILE-READY | Ea |  | 1 Year | 462 | 5% | 438.9
62819 | HID | 920PMPTEKMA-MASTER | RDR, RP40, MULTICLASS, SE E, LF STD, HF STD/SIO/SEOS/MA, 485HDX, TERM, BLK, XXXX | Ea |  | 1 Year | 402 | 5% | 381.9
62820 | HID | 920PNCNEK2038K | RDR, RP40, MULTICLASS, SE E, LF STD, HF SIO/SEOS, C&D, PIG, BLK, STD-2, LED RED, FLSH GRN, BZR ON, OPT TAMP, OPEN COLL, IPM OFF | Ea |  | 1 Year | 317 | 5% | 301.15
62821 | HID | 920PNNNEK2004N | RDR, RP40, MULTICLASS, SE E, LF FSK, HF SIO/SEOS, WIEG, PIG, BLK, STD-2, LED RED, FLSH GRN, BZR ON, OPT TAMP, OPEN COLL, CSN SURPPRESSED, IPM OFF | Ea |  | 1 Year | 317 | 5% | 301.15
62822 | HID | 920PNNNEK200EC | RDR, RP40, MULTICLASS, SE E, LF STD, HF SIO/SEOS/MIFSPR, WIEG, PIG, BLK, STD-2, LED RED, FLSH GRN, BZR ON, CSN MIF SUPPR, EM4102 26-BIT, IPM OFF | Ea |  | 1 Year | 317 | 5% | 301.15
62823 | HID | 920PNNNEK2037Q | RDR, RP40, MULTICLASS, SE E, LF STD, HF SIO/SEOS, WIEG, PIG, BLK, STD-2, LED RED, FLSH GRN, BZR ON, VAR BIT OUTPUT PER SIO, IPM OFF | Ea |  | 1 Year | 317 | 5% | 301.15
62824 | HID | 920PNNNEK2037W | RDR, RP40, MULTICLASS, SE E, LF STD, HF SIO/SEOS, WIEG, PIG, BLK, STD-2, LED RED, FLSH GRN, BZR ON, OPT TAMP, OPEN COLL, CSN MIF SUPPR, IPM OFF | Ea |  | 1 Year | 317 | 5% | 301.15
62825 | HID | 920PNNNEK2038L | RDR, RP40, MULTICLASS, SE E, LF CST, HF SIO, CUSTOM SETTINGS, HTRC110 BASE READER, CUST PRIORITY, WIEG, PIG, BLK, STD-2, LED RED, FLSH GRN, BZR ON, OPT TAMP, OPEN COLL, IPM OFF | Ea |  | 1 Year | 317 | 5% | 301.15
62826 | HID | 920PNNNEK20391 | RDR, RP40, MULTICLASS, SE E, LF STD, HF SIO/SEOS, WIEG, PIG, BLK, STD-2, LED BLUE, OPT TAMP, OPEN COLL, IPM OFF | Ea |  | 1 Year | 317 | 5% | 301.15
62827 | HID | 920PNNNEK2044W | RDR, RP40, MULTICLASS, SE E, LF STD, HF SIO DISABLED, SEOS, WIEG, PIG, BLK, STD-2, LED RED, FLSH GRN, BZR ON, IPM OFF | Ea |  | 1 Year | 317 | 5% | 301.15
62828 | HID | 920PNNNEK20508 | RDR, RP40, MULTICLASS, SE E, LF CST, HF SIO/SEOS, WIEG, PIG, BLK, STD-2, LED RED, FLSH GRN, BZR ON, IPM OFF, PROX DORADO EMP134-BIT | Ea |  | 1 Year | 317 | 5% | 301.15
62829 | HID | 920PNNNEK2057J | RDR, RP40, MULTICLASS, SE E, LF STD, HF SIO/SEOS, WIEG, PIG, BLK, STD-2, LED AMBER, FLSH GRN, BZR ON, OPT TAMP, OPEN COLL, CSN MIF SUPPR, IPM OFF | Ea |  | 1 Year | 317 | 5% | 301.15
62830 | HID | 920PNNNEK2059P | RDR, RP40, MULTICLASS, SE E, LF STD, HF SIO/SEOS, WIEG, PIG, BLK, STD-2, LED RED, FLSH GRN, BZR ON, OPT TAMP, OPEN COLL, CSN 32-BIT MSB, IPM OFF, APB DISABLED | Ea |  | 1 Year | 317 | 5% | 301.15
62831 | HID | 920PNNNEKE037Q | RDR, RP40, MULTICLASS, SE E, LF STD, HF SIO/SEOS, WIEG, PIG, BLK, ELITE KEYS, LED RED, FLSH GRN, BZR ON, VAR BIT OUTPUT PER SIO, IPM OFF | Ea |  | 1 Year | 317 | 5% | 301.15
62832 | HID | 920PNNNEKE038L | RDR, RP40, MULTICLASS, SE E, LF CST, HF SIO, CUSTOM SETTINGS, HTRC110 BASE READER, CUST PRIORITY, WIEG, PIG, BLK, ELITE KEYS, LED RED, FLSH GRN, BZR ON, OPT TAMP, OPEN COLL, IPM OFF | Ea |  | 1 Year | 317 | 5% | 301.15
62833 | HID | 920PNNTEK2032C | RDR, RP40, MULTICLASS, SE REV E, PROX, SIO, WIEGAND, TERM, BLK, FELICA CSN, FSK ONLY, STD 2 SECURITY, LED RED, FLASH GREEEN, BRZ ON, IPM OFF | Ea |  | 1 Year | 317 | 5% | 301.15
62834 | HID | 920PNNTEK2037Q | RDR, RP40, MULTICLASS, SE E, LF STD, HF SIO/SEOS, WIEG, TERM, BLK, STD-2, LED RED, FLSH GRN, BZR ON, VAR BIT OUTPUT PER SIO, IPM OFF | Ea |  | 1 Year | 317 | 5% | 301.15
62835 | HID | 920PNNTEK20380 | RDR, RP40, MULTICLASS, SE E, LF STD, HF SIO/SEOS, WIEG, TERM, BLK, STD-2, LED OFF, FLSH OFF, BZR ON, OPT TAMP, OPEN COLL, VAR BIT OUTPUT PER SIO, IPM OFF | Ea |  | 1 Year | 317 | 5% | 301.15
62836 | HID | 920PNNTEK20508 | RDR, RP40, MULTICLASS, SE E, LF CST, HF SIO/SEOS, WIEG, TERM, BLK, STD-2, LED RED, FLSH GRN, BZR ON, IPM OFF, PROX DORADO EMP134-BIT | Ea |  | 1 Year | 317 | 5% | 301.15
62837 | HID | 920PNNTEK2057J | RDR, RP40, MULTICLASS, SE E, LF STD, HF SIO/SEOS, WIEG,TERM, BLK, STD-2, LED AMBER, FLSH GRN, BZR ON, OPT TAMP, OPEN COLL, CSN MIF SUPPR, IPM OFF | Ea |  | 1 Year | 317 | 5% | 301.15
62838 | HID | 920PNNTEKE037Q | RDR, RP40, MULTICLASS, SE E, LF STD, HF SIO/SEOS, WIEG, TERM, BLK, ELITE KEYS, LED RED, FLSH GRN, BZR ON, VAR BIT OUTPUT PER SIO, IPM OFF | Ea |  | 1 Year | 317 | 5% | 301.15
62839 | HID | 920PNPNEK2038W | RDR, RP40, MULTICLASS, SE E, LF STD, HF SIO/SEOS, 485HDX, PIG, BLK, STD-2, A/V OFF, OSDP V1, OPEN COLL, OSDP TAMP ENBLD, TEST KEYS, POLL=75MS, EM4102 32-BIT, IPM OFF, UART OFF, WIEG OFF | Ea |  | 1 Year | 352 | 5% | 334.4
62840 | HID | 920PNPNEK2039H | RDR, RP40, MULTICLASS, SE E, LF STD, HF SIO/SEOS, 485HDX, PIG, BLK, STD-2, A/V OFF, OSDP V1, OPN COL, OSDP TAMP ENBLD, TEST KEY, POLL=75MS, VAR BIT OUTPUT PER SIO, EM4102 32-BIT, IPM OFF, UART OFF, WIEG OFF | Ea |  | 1 Year | 352 | 5% | 334.4
62841 | HID | 920PNPNEK2-MASTER | RDR, RP40, MULTICLASS, SE E, LF STD, HF SIO/SEOS, 485HDX, PIG, BLK, STD-2, XXXX | Ea |  | 1 Year | 352 | 5% | 334.4
62842 | HID | 920PNPNEKE039H | RDR, RP40, MULTICLASS, SE E, LF STD, HF SIO/SEOS, 485HDX, PIG, BLK, ELITE, A/V OFF, OSDP V1, OPN COL, OSDP TAMP ENBLD, TEST KEY, POLL=75MS, VAR BIT OUTPUT PER SIO, EM4102 32-BIT, IPM OFF, UART OFF, WIEG OFF | Ea |  | 1 Year | 352 | 5% | 334.4
62843 | HID | 920PNPTEK2038W | RDR, RP40, MULTICLASS, SE E, LF STD, HF SIO/SEOS, 485HDX, TERM, BLK, STD-2, A/V OFF, OSDP V1, OPEN COLL, OSDP TAMP ENBLD, TEST KEYS, POLL=75MS, EM4102 32-BIT, IPM OFF, UART OFF, WIEG OFF | Ea |  | 1 Year | 352 | 5% | 334.4
62844 | HID | 920PNPTEK2039H | RDR, RP40, MULTICLASS, SE E, LF STD, HF SIO/SEOS, 485HDX, TERM, BLK, STD-2, A/V OFF, OSDP V1, OPN COL, OSDP TAMP ENBLD, TEST KEY, POLL=75MS, VAR BIT OUTPUT PER SIO, EM4102 32-BIT, IPM OFF, UART OFF, WIEG OFF | Ea |  | 1 Year | 352 | 5% | 334.4
62845 | HID | 920PNPTEKE039H | RDR, RP40, MULTICLASS, SE E, LF STD, HF SIO/SEOS, 485HDX, TERM, BLK, ELITE, A/V OFF, OSDP V1, OPN COL, OSDP TAMP ENBLD, TEST KEY, POLL=75MS, VAR BIT OUTPUT PER SIO, EM4102 32-BIT, IPM OFF, UART OFF, WIEG OFF | Ea |  | 1 Year | 352 | 5% | 334.4
62846 | HID | 920PRNNEK0002M | RDR, RP40, MULTICLASS, SE E, LF STD, HF STD/SIO/SEOS/TRANS, WIEG, PIG, BLK, STD-1, LED RED, FLSH GRN, BZR ON, OPT TAMP, OPEN COLL, 64-BIT LSB FELICA, IPM OFF | Ea |  | 1 Year | 377 | 5% | 358.15
62847 | HID | 920PRNNEK0003J | RDR, RP40, MULTICLASS, SE E, LF STD, HF STD/SIO/SEOS/TRANS, WIEG, PIG, BLK, STD-1, LED RED, FLSH GRN, BZR ON, OPT TAMP, OPEN COLL, 64-BIT LSB FELICA OR 64-BIT MIFARE, IPM OFF | Ea |  | 1 Year | 377 | 5% | 358.15
62848 | HID | 920PRNNEK00084 | RDR, RP40, MULTICLASS, SE E, LF STD, HF STD/SIO/SEOS/TRANS, WIEG, PIG, BLK, STD-1, LED RED, FLSH GRN, BZR ON, OPT TAMP, OPEN COLL, 64-BIT LSB FELCIA, 64-BIT MSB CEPAS CAN OR MIFARE, IPM OFF | Ea |  | 1 Year | 377 | 5% | 358.15
62849 | HID | 920PRNNEK0009W | RDR, RP40, MULTICLASS, SE E, LF STD, HF STD/SIO/SEOS/TRANS, WIEG, PIG, BLK, STD-1, LED RED, FLSH GRN, BZR ON, OPT TAMP, OPEN COLL, 64-BIT LSB FELICA, 64-BIT MSB CEPAS CSN OR MIFARE, IPM OFF | Ea |  | 1 Year | 377 | 5% | 358.15
62850 | HID | 920PRNNEK000B2 | RDR, RP40, MULTICLASS, SE E, LF STD, HF STD/SIO/SEOS/TRANS, WIEG, PIG, BLK, STD-1, LED RED, FLSH GRN, BZR ON, OPT TAMP, OPEN COLL, 32-BIT LSB FELICA OR CEPAS CAN, IPM OFF | Ea |  | 1 Year | 377 | 5% | 358.15
62851 | HID | 920PRNNEK000B3 | RDR, RP40, MULTICLASS, SE E, LF STD, HF STD/SIO/SEOS/TRANS, WIEG, PIG, BLK, STD-1, LED RED, FLSH GRN, BZR ON, OPT TAMP, OPEN COLL, 64-BIT LSB FELICA OR MIFARE, IPM OFF, PROX PRIORITY | Ea |  | 1 Year | 377 | 5% | 358.15
62852 | HID | 920PRNNEK0013L | RDR, RP40, MULTICLASS, SE E, LF STD, HF STD/SIO/SEOS/TRANS, WIEG, PIG, BLK, STD-1, LED RED, FLSH GRN, BZR ON, OPT TAMP, OPEN COLL, 26-BIT (EP+24-BIT+OP) FELICA, IPM OFF | Ea |  | 1 Year | 377 | 5% | 358.15
62853 | HID | 920PRNNEK0015N | RDR, RP40, MULTICLASS, SE E, LF STD, HF STD/SIO/SEOS/TRANS, WIEG, PIG, BLK, STD-1, LED RED, FLSH GRN, BZR ON, OPT TAMP, OPEN COLL, 26-BIT (EP+8BIT FC=01+16BIT CSN MSB+OP) FELICA OR CEPAS CSN OR MIFARE, IPM OFF | Ea |  | 1 Year | 377 | 5% | 358.15
62854 | HID | 920PRNNEK0023A | RDR, RP40, MULTICLASS, SE E, LF STD, HF STD/SIO/SEOS/TRANS, WIEG, PIG, BLK, STD-1, LED RED, FLSH GRN, BZR ON, OPT TAMP, OPEN COLL, 64-BIT LSB FELICA, 64-BIT MSB CEPAS CSN, IPM OFF | Ea |  | 1 Year | 377 | 5% | 358.15
62855 | HID | 920PRNNEK00352 | RDR, RP40, MULTICLASS, SE E, LF STD, HF STD/SIO/SEOS/TRANS, WIEG, PIG, BLK, STD-1, LED RED, FLSH GRN, BZR ON, OPT TAMP, OPEN COLL, 64-BIT LSB FELICA, 64-BIT MSB CEPAS CAN , IPM OFF | Ea |  | 1 Year | 377 | 5% | 358.15
62856 | HID | 920PRNNEK0050U | RDR, RP40, MULTICLASS, SE E, LF STD, HF STD/SIO/SEOS/TRANS, WIEG, PIG, BLK, STD-1, LED RED, FLSH GRN, BZR ON, OPT TAMP, OPEN COLL, FELICA 32-BIT LSB, CEPAS CAN 64-BIT, MIFARE 32-BIT LSB, IPM OFF | Ea |  | 1 Year | 377 | 5% | 358.15
62857 | HID | 920PSNNEK20000 | RDR, RP40, MULTICLASS, SE E, LF FSK ONLY, HF SEOS, WIEG, PIG, BLK, STD-2, LED RED, FLSH GRN, BZR ON, VAR BIT OUTPUT PER SIO, IPM OFF, VEL ON | Ea |  | 1 Year | 317 | 5% | 301.15
62858 | HID | 920PSNNEKE0000 | RDR, RP40, MULTICLASS, SE E, LF FSK ONLY, HF SEOS, WIEG, PIG, BLK, ELITE KEYS, LED RED, FLSH GRN, BZR ON, VAR BIT OUTPUT PER SIO, IPM OFF, VEL ON | Ea |  | 1 Year | 317 | 5% | 301.15
62859 | HID | 920PSNTEK20000 | RDR, RP40, MULTICLASS, SE E, LF FSK ONLY, HF SEOS, WIEG, TERM, BLK, STD-2, LED RED, FLSH GRN, BZR ON, VAR BIT OUTPUT PER SIO, IPM OFF, VEL ON | Ea |  | 1 Year | 317 | 5% | 301.15
62860 | HID | 920PSNTEKE0000 | RDR, RP40, MULTICLASS, SE E, LF FSK ONLY, HF SEOS, WIEG, TERM, BLK, ELITE KEYS, LED RED, FLSH GRN, BZR ON, VAR BIT OUTPUT PER SIO, IPM OFF, VEL ON | Ea |  | 1 Year | 317 | 5% | 301.15
62861 | HID | 920PSPNEK200UK | RDR, RP40, MULTICLASS, SE E, LF STD, HF SEOS, 485HDX, PIG, BLK, A/V OFF, OSDP V2, OPT TAMP, OPEN COLL, OSDP TAMP ENBLD, TEST KEY, POLL=50MS, CSN SUPPR, IPM OFF | Ea |  | 1 Year | 352 | 5% | 334.4
62862 | HID | 920PTCNEK0008A | RDR, RP40, MULTICLASS, SE E, LF STD, HF STD/SIO/SEOS, C&D, PIG, BLK, STD-1, LED RED, FLSH GRN, BZR ON, CSN 32-BIT MSB, IPM OFF | Ea |  | 1 Year | 317 | 5% | 301.15
62863 | HID | 920PTCNEK00095 | RDR, RP40, MULTICLASS, SE E, LF STD, HF STD/SIO/SEOS/MIFSPR, C&D, PIG, BLK, STD-1, LED RED, FLSH GRN, BZR ON, CSN MIF SUPPR, IPM OFF | Ea |  | 1 Year | 317 | 5% | 301.15
62864 | HID | 920PTCNEK00162 | RDR, RP40, MULTICLASS, SE E, LF STD, HF STD/SIO/SEOS, C&D, PIG, BLK, STD-1, LED RED, FLSH GRN, BZR ON, EM4102 ABA, 10-DIG BCD, MIFARE CSN SUPPR, IPM OFF | Ea |  | 1 Year | 317 | 5% | 301.15
62865 | HID | 920PTCNEK00235 | RDR, RP40, MULTICLASS, SE E, LF STD, HF STD/SIO/SEOS, C&D, PIG, BLK, STD-1, LED OFF, FLSH GRN, BZR OFF, CSN 32-BIT MSB, IPM OFF | Ea |  | 1 Year | 317 | 5% | 301.15
62866 | HID | 920PTNNEK00000 | RDR, RP40, MULTICLASS, SE REV E, STD PROX, STD, WIEGAND, PIG, BLK, STD 1 SECURITY, LED RED, FLASH GRN, BZR ON, IPM OFF, 32 BIT | Ea |  | 1 Year | 317 | 5% | 301.15
62867 | HID | 920PTNNEK0001M | RDR, RP40, MULTICLASS, SE E, LF STD, HF STD/SIO/SEOS, WIEG, PIG, BLK, STD-1, LED OFF, FLSH OFF, BZR ON, CSN 32-BIT MSB, EM4102 32-BIT, IPM OFF | Ea |  | 1 Year | 317 | 5% | 301.15
62868 | HID | 920PTNNEK0001Q | RDR, RP40, MULTICLASS, SE E, LF STD, HF STD/SIO/SEOS, WIEG, PIG, BLK, STD-1, LED RED, FLSH GRN, BZR ON, CSN 26-BIT (W/DEFAULT FC), IPM OFF | Ea |  | 1 Year | 317 | 5% | 301.15
62869 | HID | 920PTNNEK00022 | RDR, RP40, MULTICLASS, SE E, LF STD, HF STD/SIO/SEOS, WIEG, PIG, BLK, STD-1, LED OFF, FLSH OFF, BZR OFF, CSN 56-BIT MSB, IPM OFF | Ea |  | 1 Year | 317 | 5% | 301.15
62870 | HID | 920PTNNEK00026 | RDR, RP40, MULTICLASS, SE E, LF STD, HF STD/SIO/SEOS, WIEG, PIG, BLK, STD-1, LED RED, FLSH GRN, BZR ON, OPT TAMP, OPEN COLL, CSN 32-BIT MSB, IPM OFF | Ea |  | 1 Year | 317 | 5% | 301.15
62871 | HID | 920PTNNEK00028 | RDR, RP40, MULTICLASS, SE E, LF STD, HF STD/SIO/SEOS/MIFSPR, WIEG, PIG, BLK, STD-1, LED RED, FLSH GRN, BZR ON, CSN MIF SUPPR, IPM OFF | Ea |  | 1 Year | 317 | 5% | 301.15
62872 | HID | 920PTNNEK0002F | RDR, RP40, MULTICLASS, SE E, LF STD, HF STD/SIO/SEOS, WIEG, PIG, BLK, STD-1, LED RED, FLSH GRN, BZR ON, CSN 37-BIT LSB, IPM OFF | Ea |  | 1 Year | 317 | 5% | 301.15
62873 | HID | 920PTNNEK0002P | RDR, RP40, MULTICLASS, SE E, LF STD, HF STD/SIO/SEOS, WIEG, PIG, BLK, STD-1, LED RED, FLSH GRN, BZR ON, CSN 34-BIT MSB, IPM OFF | Ea |  | 1 Year | 317 | 5% | 301.15
62874 | HID | 920PTNNEK0002V | RDR, RP40, MULTICLASS, SE E, LF STD, HF STD/SIO/SEOS, WIEG, PIG, BLK, STD-1, LED RED, FLSH GRN, BZR ON, CSN 32-BIT LSB, IPM OFF | Ea |  | 1 Year | 317 | 5% | 301.15
62875 | HID | 920PTNNEK00033 | RDR, RP40, MULTICLASS, SE E, LF STD, HF STD/SIO/SEOS, WIEG, PIG, BLK, STD-1, LED RED, FLSH OFF, BZR ON, CSN 32-BIT MSB, IPM OFF | Ea |  | 1 Year | 317 | 5% | 301.15
62876 | HID | 920PTNNEK0003T | RDR, RP40, MULTICLASS, SE E, LF STD, HF STD/SIO/SEOS, WIEG, PIG, BLK, STD-1, LED RED, FLSH GRN, BZR ON, CSN 40-BIT MSB, IPM OFF | Ea |  | 1 Year | 317 | 5% | 301.15
62877 | HID | 920PTNNEK0004T | RDR, RP40, MULTICLASS, SE E, LF STD, HF STD/SIO/SEOS, WIEG, PIG, BLK, STD-1, LED RED, FLSH GRN, BZR ON, , CSN 26-BIT MSB, IPM OFF | Ea |  | 1 Year | 317 | 5% | 301.15
62878 | HID | 920PTNNEK00056 | RDR, RP40, MULTICLASS, SE E, LF STD, HF STD/SIO/SEOS, WIEG, PIG, BLK, STD-1, LED RED, FLSH GRN, BZR ON, CSN 32-BIT MSB, EM4102 32-BIT, IPM OFF | Ea |  | 1 Year | 317 | 5% | 301.15
62879 | HID | 920PTNNEK0005Q | RDR, RP40, MULTICLASS, SE E, LF STD, HF STD/SIO/SEOS, WIEG, PIG, BLK, STD-1, LED RED, FLSH GRN, BZR ON, EM4102 26-BIT, MIFARE CSN SUPPR, WIEG, IPM OFF | Ea |  | 1 Year | 317 | 5% | 301.15
62880 | HID | 920PTNNEK0006C | RDR, RP40, MULTICLASS, SE E, LF STD, HF STD/SIO/SEOS, WIEG, PIG, BLK, STD-1, LED RED, FLSH OFF, BZR OFF, CSN 32-BIT MSB, IPM OFF | Ea |  | 1 Year | 317 | 5% | 301.15
62881 | HID | 920PTNNEK0006G | RDR, RP40, MULTICLASS, SE E, LF STD, HF STD/SIO/SEOS, WIEG, PIG, BLK, STD-1, LED RED, FLSH GRN, BZR ON, OPT TAMP, OPEN COLL, CSN 26-BIT (W/DEFAULT FC), IPM OFF | Ea |  | 1 Year | 317 | 5% | 301.15
62882 | HID | 920PTNNEK0006Y | RDR, RP40, MULTICLASS, SE E, LF STD, HF STD/SIO/SEOS, WIEG, PIG, BLK, STD-1, LED OFF, FLSH OFF, BZR OFF, CSN 32-BIT MSB, IPM OFF | Ea |  | 1 Year | 317 | 5% | 301.15
62883 | HID | 920PTNNEK0007D | RDR, RP40, MULTICLASS, SE E, LF STD, HF STD/SIO/SEOS, WIEG, PIG, BLK, STD-1, LED RED, FLSH GRN, BZR OFF, CSN 32-BIT MSB, IPM OFF | Ea |  | 1 Year | 317 | 5% | 301.15
62884 | HID | 920PTNNEK0008D | RDR, RP40, MULTICLASS, SE E, LF STD, HF STD/SIO/SEOS, WIEG, PIG, BLK, STD-1, LED OFF, FLSH GRN, BZR ON, CSN 32-BIT MSB, IPM OFF | Ea |  | 1 Year | 317 | 5% | 301.15
62885 | HID | 920PTNNEK00096 | RDR, RP40, MULTICLASS, SE E, LF STD, HF STD/SIO/SEOS, WIEG, PIG, BLK, STD-1, LED RED, FLSH OFF, BZR ON, CSN 26-BIT (W/DEFAULT FC), IPM OFF | Ea |  | 1 Year | 317 | 5% | 301.15
62886 | HID | 920PTNNEK0009G | RDR, RP40, MULTICLASS, SE E, LF STD, HF STD/SIO/SEOS, WIEG, PIG, BLK, STD-1, LED RED, FLSH GRN, BZR ON, EM4102 32-BIT, MIFARE CSN SUPPR, WIEG, IPM OFF | Ea |  | 1 Year | 317 | 5% | 301.15
62887 | HID | 920PTNNEK0009R | RDR, RP40, MULTICLASS, SE E, LF STD, HF STD/SIO/SEOS, WIEG, PIG, BLK, STD-1, LED OFF, FLSH OFF, BZR ON, CSN 34-BIT MSB, EM4102 34-BIT, IPM OFF | Ea |  | 1 Year | 317 | 5% | 301.15
62888 | HID | 920PTNNEK000AQ | RDR, RP40, MULTICLASS, SE E, LF STD, HF STD/SIO/SEOS, WIEG, PIG, BLK, STD-1, LED OFF, FLSH OFF, BZR ON, OPT TAMP, OPEN COLL, CSN 56-BIT MSB, IPM OFF, IM ALIVE 60 SECONDS, MSG-AA, PROX FSK ONLY | Ea |  | 1 Year | 317 | 5% | 301.15
62889 | HID | 920PTNNEK000D5 | RDR, RP40, MULTICLASS, SE E, LF STD, HF STD/SIO/SEOS/MIFSPR, WIEG, PIG, BLK, STD-1, LED BLUE, FLSH WHT, BZR ON, OPT TAMP, OPEN COLL, CSN MIF SUPPR, PROX FSK ONLY, IPM OFF | Ea |  | 1 Year | 317 | 5% | 301.15
62890 | HID | 920PTNNEK000EV | RDR, RP40, MULTICLASS, SE E, LF CST, HF STD/SIO/SEOS, WIEG, PIG, BLK, STD-1, LED RED, FLSH GRN, BZR OFF, CSN 32-BIT MSB, PROX FSK ONLY, PROX DORADO EMPI 34 BIT, PROX PRIORITY, IPM OFF | Ea |  | 1 Year | 317 | 5% | 301.15
62891 | HID | 920PTNNEK000FT | RDR, RP40, MULTICLASS, SE E, LF STD, HF STD/SIO/SEOS, WIEG, PIG, BLK, STD-1, LED RED, FLSH GRN, BZR ON, CSN 32-BIT MSB, EM4102 32-BIT, WIEG PW 100US - PS 2000US, IPM OFF | Ea |  | 1 Year | 317 | 5% | 301.15
62892 | HID | 920PTNNEK000G6 | RDR, RP40, MULTICLASS, SE E, LF STD, HF STD/SIO/SEOS, WIEG, PIG, BLK, STD-1, LED RED, FLSH GRN, BZR ON, CSN 34-BIT MSB, OPT TAMP, OPEN COLL-IM ALIVE INVERTED, I'M ALIVE 60 SEC, IPM OFF | Ea |  | 1 Year | 317 | 5% | 301.15
62893 | HID | 920PTNNEK000JD | RDR, RP40, MULTICLASS, SE E, LF STD, HF OFF, WIEG, PIG, BLK, STD-1, LED OFF, FLSH OFF, BZR ON, OPT TAMP, OPEN COLL, PROX FSK ONLY, IPM OFF | Ea |  | 1 Year | 317 | 5% | 301.15
62894 | HID | 920PTNNEK000NQ | RDR, RP40, MULTICLASS, SE E, LF STD, HF STD/SIO/SEOS/MIFSPR, WIEG, PIG, BLK, STD-1, LED RED, FLSH GRN, BZR ON, CSN MIF SUPPR, OPT TAMP, OPEN COLL-IM ALIVE INVERTED, I'M ALIVE 60 SEC, IPM OFF | Ea |  | 1 Year | 317 | 5% | 301.15
62895 | HID | 920PTNNEK000PD | RDR, RP40, MULTICLASS, SE E, LF STD, HF STD/SIO/SEOS, WIEG, PIG, BLK, STD-1, LED RED, FLSH GRN, BZR ON, OPT TAMP, OPEN COLL, CSN 32-BIT LSB, EM4102 32-BIT, ISO14443B 32-BIT CSN, RP40 PICO15693 MOD DEPTH 10%, IPM OFF | Ea |  | 1 Year | 317 | 5% | 301.15
62896 | HID | 920PTNNEK000QA | RDR, RP40, MULTICLASS, SE E, LF STD, HF ICLASS LEG & SIO ONLY, WIEG, PIG, BLK, STD-1, LED RED, FLSH GRN, BZR ON, EM4102 32-BIT, IPM OFF | Ea |  | 1 Year | 317 | 5% | 301.15
62897 | HID | 920PTNNEK000RD | RDR, RP40, MULTICLASS, SE E, LF FSK, HF 14443A CSN ONLY, WIEG, PIG, BLK, STD-1, LED RED, FLSH ON, BZR ON, OPT TAMP, OPEN COLL, CSN 32-BIT MSB, HID PROX ONLY, IPM OFF | Ea |  | 1 Year | 317 | 5% | 301.15
62898 | HID | 920PTNNEK000W4 | RDR, RP40, MULTICLASS, SE E, LF STD, HF STD/SIO/SEOS, WIEG, PIG, BLK, STD-1, LED RED, FLSH OFF, BZR ON, OPT TAMP, OPEN COLL, CSN SUPPR, IPM OFF | Ea |  | 1 Year | 317 | 5% | 301.15
62899 | HID | 920PTNNEK0011D | RDR, RP40, MULTICLASS, SE E, LF STD, HF STD/SIO/SEOS, WIEG, PIG, BLK, STD-1, LED RED, FLSH GRN, BZR ON, CSN 56-BIT LSB, IPM OFF | Ea |  | 1 Year | 317 | 5% | 301.15
62900 | HID | 920PTNNEK0011N | RDR, RP40, MULTICLASS, SE E, LF STD, HF STD/SIO/SEOS, WIEG, PIG, BLK, STD-1, LED RED, FLSH OFF, BZR ON, OPT TAMP, OPEN COLL, CSN 40-BIT MSB, IPM OFF | Ea |  | 1 Year | 317 | 5% | 301.15
62901 | HID | 920PTNNEK00124 | RDR, RP40, MULTICLASS, SE E, LF STD, HF STD/SIO/SEOS, WIEG, PIG, BLK, STD-1, LED RED, FLSH OFF, BZR ON, CSN 37-BIT LSB, IPM OFF | Ea |  | 1 Year | 317 | 5% | 301.15
62902 | HID | 920PTNNEK0012A | RDR, RP40, MULTICLASS, SE E, LF STD, HF STD/SIO/SEOS, WIEG, PIG, BLK, STD-1, LED RED, FLSH GRN, BZR ON, CSN 40-BIT LSB, EM4102 40-BIT, IPM OFF | Ea |  | 1 Year | 317 | 5% | 301.15
62903 | HID | 920PTNNEK00156 | RDR, RP40, MULTICLASS, SE E, LF STD, HF STD/SIO/SEOS, WIEG, PIG, BLK, STD-1, LED RED, FLSH GRN, BZR ON, OPT TAMP, OPEN COLL, CSN 34-BIT MSB, IPM OFF | Ea |  | 1 Year | 317 | 5% | 301.15
62904 | HID | 920PTNNEK00205 | RDR, RP40, MULTICLASS, SE E, LF STD, HF STD/SIO/SEOS, WIEG, PIG, BLK, STD-1, LED RED, FLSH GRN, BZR ON, EM4102 42-BIT WIEG, PAR MOD, MIFARE CSN SUPPR, IPM OFF | Ea |  | 1 Year | 317 | 5% | 301.15
62905 | HID | 920PTNNEK00219 | RDR, RP40, MULTICLASS, SE E, LF STD, HF STD/SIO/SEOS, WIEG, PIG, BLK, STD-1, LED RED, FLSH GRN, BZR ON, EM4102, 34-BIT, WIEG, PAR MOD, 34-BIT MIFARE CSN, IPM OFF | Ea |  | 1 Year | 317 | 5% | 301.15
62906 | HID | 920PTNNEK0023C | RDR, RP40, MULTICLASS, SE E, LF STD, HF STD/SIO/SEOS, WIEG, PIG, BLK, STD-1, LED RED, FLSH GRN, BZR OFF, EM4102 26-BIT, MIFARE CSN SUPPR, WIEG, IPM OFF | Ea |  | 1 Year | 317 | 5% | 301.15
62907 | HID | 920PTNNEK0023G | RDR, RP40, MULTICLASS, SE E, LF STD, HF STD/SIO/SEOS, WIEG, PIG, BLK, STD-1, LED OFF, FLSH GRN, BZR ON, CSN 32-BIT LSB, IPM OFF | Ea |  | 1 Year | 317 | 5% | 301.15
62908 | HID | 920PTNNEK0023Q | RDR, RP40, MULTICLASS, SE E, LF STD, HF STD/SIO/SEOS, WIEG, PIG, BLK, STD-1, LED RED, FLSH GRN, BZR ON, EM4102 34-BIT, WIEG, PAR MOD, MIFARE CSN SUPPR, IPM OFF | Ea |  | 1 Year | 317 | 5% | 301.15
62909 | HID | 920PTNNEK0023R | RDR, RP40, MULTICLASS, SE E, LF STD, HF STD/SIO/SEOS, WIEG, PIG, BLK, STD-1, LED RED, FLSH GRN, BZR ON, OPT TAMP, OPEN COLL, CSN 32-BIT MSB, IPM OFF | Ea |  | 1 Year | 317 | 5% | 301.15
62910 | HID | 920PTNNEK00243 | RDR, RP40, MULTICLASS, SE E, LF STD, HF STD/SIO/SEOS, WIEG, PIG, BLK, STD-1, LED RED, FLSH OFF, BZR ON, OPT TAMP, OPEN COLL, CSN 32-BIT MSB, IPM OFF | Ea |  | 1 Year | 317 | 5% | 301.15
62911 | HID | 920PTNNEK0034R | RDR, RP40, MULTICLASS, SE E, LF STD, HF STD/SIO/SEOS, WIEG, PIG, BLK, STD-1, LED RED, FLSH GRN, BZR ON, CSN 26-BIT (W/DEFAULT FC), EM4102 26-BIT, IPM OFF | Ea |  | 1 Year | 317 | 5% | 301.15
62912 | HID | 920PTNNEK0037V | RDR, RP40, MULTICLASS, SE E, LF STD, HF STD/SIO/SEOS, WIEG, PIG, BLK, STD-1, LED MAGENTA, FLSH GRN, BZR ON, OPT TAMP, CSN 32-BIT MSB, IPM OFF | Ea |  | 1 Year | 317 | 5% | 301.15
62913 | HID | 920PTNNEK00404 | RDR, RP40, MULTICLASS, SE E, LF STD, HF STD/SIO/SEOS, WIEG, PIG, BLK, STD-1, LED CYN, FLSH AMB, BZR ON, REJ WHT, OPT TAMP, OPEN COLL, CSN 26-BIT (W/DEFAULT FC), IPM ON (30MIN) | Ea |  | 1 Year | 317 | 5% | 301.15
62914 | HID | 920PTNNEK0040L | RDR, RP40, MULTICLASS, SE E, LF STD, HF STD/SIO/SEOS, WIEG, PIG, BLK, STD-1, LED BLUE, OPT TAMP, OPEN COLL, CSN 32-BIT MSB, IPM OFF | Ea |  | 1 Year | 317 | 5% | 301.15
62915 | HID | 920PTNNEK00430 | RDR, RP40, MULTICLASS, SE E, LF STD, HF STD/SIO/SEOS, WIEG, PIG, BLK, STD-1, LED RED, FLSH GRN, BZR ON, OPT TAMP, OPEN COLL, ISO15693 CSN, ISO14443A CSN 32-BIT MSB, IPM OFF | Ea |  | 1 Year | 317 | 5% | 301.15
62916 | HID | 920PTNNEK00451 | RDR, RP40, MULTICLASS, SE E, LF STD, HF STD/SIO/SEOS, WIEG, PIG, BLK, STD-1, LED RED, FLSH GRN, BZR ON, OPT TAMP, OPEN COLL, CSN 32-BIT MSB, EM4102 40-BIT, PROX PRIORITY, IPM OFF | Ea |  | 1 Year | 317 | 5% | 301.15
62917 | HID | 920PTNNEK00453 | RDR, RP40, MULTICLASS, SE E, LF STD, HF OFF, WIEG, PIG, BLK, STD-1, LED RED, FLSH GRN, BZR ON, OPT TAMP, OPEN COLL, EM4102 40-BIT, IPM OFF | Ea |  | 1 Year | 317 | 5% | 301.15
62918 | HID | 920PTNNEK0045M | RDR, RP40, MULTICLASS, SE E, LF STD, HF STD/SIO/SEOS, WIEG, PIG, BLK, STD-1, LED RED, FLSH GRN, BZR ON, OPT TAMP, OPEN COLL, CSN 32 BIT MSB, IPM OFF, WIEG, HOLD APB 500MS, CSN FILTER DISABLED | Ea |  | 1 Year | 317 | 5% | 301.15
62919 | HID | 920PTNNEK00460 | RDR, RP40, MULTICLASS, SE E, LF STD, HF STD/SIO/SEOS, WIEG, PIG, BLK, STD-1, LED BLUE, FLSH GRN, BZR ON, CSN 32-BIT MSB, IPM OFF | Ea |  | 1 Year | 317 | 5% | 301.15
62920 | HID | 920PTNNEK00462 | RDR, RP40, MULTICLASS, SE REV E, STD PROX, STD, WIEGAND, PIG, BLK, STD 1 SECURITY, LED RED, FLASH GRN, BZR ON, IPM OFF, 32 BIT | Ea |  | 1 Year | 317 | 5% | 301.15
62921 | HID | 920PTNNEK00491 | RDR, RP40, MULTICLASS, SE E, LF CST, HF OFF, CUSTOM SETTINGS, FSK ONLY, WIEG, LED RED, FLSH ON, BZR ON, OPT TAMP, OPEN COLL, IPM OFF | Ea |  | 1 Year | 317 | 5% | 301.15
62922 | HID | 920PTNNEK0050X | RDR, RP40, MULTICLASS, SE E, LF STD, HF STD/SIO/SEOSMIFSPR, WIEG, PIG, BLK, STD-1, LED RED, FLSH OFF, BZR ON, OPT TAMP, OPEN COLL, CSN MIF SUPPR, FSK PROX READ ONLY, PROX PRIORITY, IPM OFF | Ea |  | 1 Year | 317 | 5% | 301.15
62923 | HID | 920PTNNEK0052P | RDR, RP40, MULTICLASS, SE E, LF STD, HF STD/SIO/SEOS, WIEG, PIG, BLK, STD-1, CSN 26-BIT (W/DEFAULT FC), EM PROX SUPPR, IPM OFF | Ea |  | 1 Year | 317 | 5% | 301.15
62924 | HID | 920PTNNEK0052Y | RDR, RP40, MULTICLASS, SE E, LF STD, HF PROX ONLY, ALL HF DISABLED, WIEG, PIG, BLK, STD-1, LED RED, FLSH GRN, BZR ON, IPM OFF | Ea |  | 1 Year | 317 | 5% | 301.15
62925 | HID | 920PTNNEK00530 | RDR, RP40, MULTICLASS, SE E, LF CST, PROX GIC ONLY, HF STD/SIO/SEOS, WIEG, PIG, BLK, STD-1, LED RED, FLSH GRN, BZR ON, OPT TAMP, OPEN COLL, CSN 32-BIT MSB, IPM OFF | Ea |  | 1 Year | 317 | 5% | 301.15
62926 | HID | 920PTNNEK00532 | RDR, RP40, MULTICLASS, SE E,, LF CST, HF CST LEG/DES SIO/SEOS/HID MIFARE APPLICATION/MF CSN SUPPR/MIFARE SIO DISABLED, PROX FSK ONLY, WIEG PIG, BLK, , LED RED, FLSH GRN, BZR ON, OPT TAMP, OPEN COLL, IPM OFF | Ea |  | 1 Year | 317 | 5% | 301.15
62927 | HID | 920PTNNEK00541 | RDR, RP40, MULTICLASS, SE E, LF CUST, HF STD/SIO/SEOS, WIEG, PIG, BLK, STD-1, LED RED, FLSH GRN, BZR ON, OPT TAMP, OPEN COLL, CSN 32-BIT MSB, PROX FSK ONLY IPM OFF, APB INDICATOR DISABLED, EXXON MOBILE | Ea |  | 1 Year | 317 | 5% | 301.15
62928 | HID | 920PTNNEK0058E | RDR, RP40, MULTICLASS, SE E, LF STD, HF STD/SIO/SEOS, WIEG, PIG, BLK, STD-1, LED RED, FLSH GRN, BZR ON, OPT TAMP, OPEN COLL, CSN 32-BIT MSB, IPM OFF, APB DISABLED | Ea |  | 1 Year | 317 | 5% | 301.15
62929 | HID | 920PTNNEKE0000 | RDR, RP40, MULTICLASS, SE E, LF STD, HF STD/SIO/SEOS, WIEG, PIG, BLK, ELITE KEYS, LED RED, FLSH GRN, BZR ON, CSN 32-BIT MSB, IPM OFF | Ea |  | 1 Year | 317 | 5% | 301.15
62930 | HID | 920PTNNEKE001M | RDR, RP40, MULTICLASS, SE E, LF STD, HF STD/SIO/SEOS, WIEG, PIG, BLK, ELITE KEYS, LED OFF, FLSH OFF, BZR ON, CSN 32-BIT MSB, EM4102 32-BIT, IPM OFF | Ea |  | 1 Year | 317 | 5% | 301.15
62931 | HID | 920PTNNEKE001P | RDR, RP40, ICLASS, SE PROX, STD, WIEG, PIG, BLK, STD SECURITY, 32 BIT, ELITE, LED OFF, FLASH OFF, BRZ ON | Ea |  | 1 Year | 317 | 5% | 301.15
62932 | HID | 920PTNNEKE0026 | RDR, RP40, MULTICLASS, SE E, LF STD, HF STD/SIO/SEOS, WIEG, PIG, BLK, ELITE KEYS, LED RED, FLSH GRN, BZR ON, OPT TAMP, OPEN COLL, CSN 32-BIT MSB, IPM OFF | Ea |  | 1 Year | 317 | 5% | 301.15
62933 | HID | 920PTNNEKE0028 | RDR, RP40, MULTICLASS, SE E, LF STD, HF STD/SIO/SEOS/MIFSPR, WIEG, PIG, BLK, ELITE KEYS, LED RED, FLSH GRN, BZR ON, CSN MIF SUPPR, IPM OFF | Ea |  | 1 Year | 317 | 5% | 301.15
62934 | HID | 920PTNNEKE002F | RDR, RP40, MULTICLASS, SE E, LF STD, HF STD/SIO/SEOS, WIEG, PIG, BLK, ELITE KEYS, LED RED, FLSH GRN, BZR ON, CSN 37-BIT LSB, IPM OFF | Ea |  | 1 Year | 317 | 5% | 301.15
62935 | HID | 920PTNNEKE0033 | RDR, RP40, MULTICLASS, SE E, LF STD, HF STD/SIO/SEOS, WIEG, PIG, BLK, ELITE KEYS, LED RED, FLSH OFF, BZR ON, CSN 32-BIT MSB, IPM OFF | Ea |  | 1 Year | 317 | 5% | 301.15
62936 | HID | 920PTNNEKE003T | RDR, RP40, MULTICLASS, SE E, LF STD, HF STD/SIO/SEOS, WIEG, PIG, BLK, ELITE KEYS, LED RED, FLSH GRN, BZR ON, CSN 40-BIT MSB, IPM OFF | Ea |  | 1 Year | 317 | 5% | 301.15
62937 | HID | 920PTNNEKE0046 | RDR, RP40, MULTICLASS, SE E, LF STD, HF STD/SIO/SEOS, WIEG, PIG, BLK, ELITE KEYS, LED OFF, FLSH OFF, BZR ON,ELITE, OPT TAMP, OPEN COLL, CSN 32-BIT MSB, IPM OFF | Ea |  | 1 Year | 317 | 5% | 301.15
62938 | HID | 920PTNNEKE011D | RDR, RP40, MULTICLASS, SE E, LF STD, HF STD/SIO/SEOS, WIEG, PIG, BLK, ELITE KEYS, LED RED, FLSH GRN, BZR ON, CSN 56-BIT LSB, IPM OFF | Ea |  | 1 Year | 317 | 5% | 301.15
62939 | HID | 920PTNNEKE027L | RDR, RP40, MULTICLASS, SE E, LF STD, HF STD/SIO/SEOS, WIEG, PIG, BLK, ELITE KEYS, LED RED, FLSH GRN, BZR OFF CSN 56-BIT LSB, IPM OFF | Ea |  | 1 Year | 317 | 5% | 301.15
62940 | HID | 920PTNTEK00000 | RDR, RP40, MULTICLASS, SE REV E, STD PROX, STD, WIEGAND, TERM, BLK, STD 1 SECURITY, LED RED, FLASH GRN, BZR ON, IPM OFF, 32 BIT | Ea |  | 1 Year | 317 | 5% | 301.15
62941 | HID | 920PTNTEK0001E | RDR, RP40, MULTICLASS, SE E, LF FSK, HF STD/SIO/SEOS, WIEG, TERM, BLK, STD-1, LED RED, FLSH GRN, BZR ON, OPT TAMP, OPEN COLL, IM ALIVE INVERTED, CSN 32-BIT MSB, I'M ALIVE 10 SEC, IPM OFF | Ea |  | 1 Year | 317 | 5% | 301.15
62942 | HID | 920PTNTEK0001M | RDR, RP40, MULTICLASS, SE E, LF STD, HF STD/SIO/SEOS, WIEG, TERM, BLK, STD-1, LED OFF, FLSH OFF, BZR ON, OPT TAMP, OPEN COLL, CSN 32-BIT MSB, EM4102 32-BIT, IPM OFF | Ea |  | 1 Year | 317 | 5% | 301.15
62943 | HID | 920PTNTEK00028 | RDR, RP40, MULTICLASS, SE E, LF STD, HF STD/SIO/SEOS/MIFSPR, WIEG, TERM, BLK, STD-1, LED RED, FLSH GRN, BZR ON, CSN MIF SUPPR, IPM OFF | Ea |  | 1 Year | 317 | 5% | 301.15
62944 | HID | 920PTNTEK0002V | RDR, RP40, MULTICLASS, SE E, LF STD, HF STD/SIO/SEOS, WIEG, TERM, BLK, STD-1, LED RED, FLSH GRN, BZR ON, CSN 32-BIT LSB, IPM OFF | Ea |  | 1 Year | 317 | 5% | 301.15
62945 | HID | 920PTNTEK00033 | RDR, RP40, MULTICLASS, SE E, LF STD, HF STD/SIO/SEOS, WIEG, TERM, BLK, STD-1, LED RED, FLSH OFF, BZR ON, OPT TAMP, OPEN COLL, CSN 32-BIT MSB, IPM OFF | Ea |  | 1 Year | 317 | 5% | 301.15
62946 | HID | 920PTNTEK0003T | RDR, RP40, MULTICLASS, SE E, LF STD, HF STD/SIO/SEOS, WIEG, TERM, BLK, STD-1, LED RED, FLSH GRN, BZR ON, CSN 40-BIT MSB, IPM OFF | Ea |  | 1 Year | 317 | 5% | 301.15
62947 | HID | 920PTNTEK00056 | RDR, RP40, MULTICLASS, SE E, LF STD, HF STD/SIO/SEOS, WIEG, TERM, BLK, STD-1, LED RED, FLSH GRN, BZR ON, CSN 32-BIT MSB, EM4102 32-BIT, IPM OFF | Ea |  | 1 Year | 317 | 5% | 301.15
62948 | HID | 920PTNTEK0006Y | RDR, RP40, MULTICLASS, SE E, LF STD, HF STD/SIO/SEOS, WIEG, TERM, BLK, STD-1, LED OFF, FLSH OFF, BZR OFF, CSN 32-BIT MSB, IPM OFF | Ea |  | 1 Year | 317 | 5% | 301.15
62949 | HID | 920PTNTEK000AQ | RDR, RP40, MULTICLASS, SE E, LF STD, HF STD/SIO/SEOS, WIEG, TERM, BLK, STD-1, LED OFF, FLSH OFF, BZR ON, OPT TAMP, OPEN COLL, CSN 56-BIT MSB, IPM OFF, IM ALIVE 60 SECONDS, MSG-AA, PROX FSK ONLY | Ea |  | 1 Year | 317 | 5% | 301.15
62950 | HID | 920PTNTEK000KE | RDR, RP40, MULTICLASS, SE E, LF STD, HF STD/SIO/SEOS, WIEG, TERM, BLK, STD-1, LED RED, FLSH GRN, BZR ON, OPT TAMP, OPEN COLL, CSN MIF SUPPR, PICO15693 MOD DEPTH 10% RP40, IPM OFF | Ea |  | 1 Year | 317 | 5% | 301.15
62951 | HID | 920PTNTEK000MT | RDR, RP40, MULTICLASS, SE E, LF STD, HF STD/SIO/SEOS, WIEG, TERM, BLK, STD-1, LED RED, FLSH GRN, BZR ON, CSN 56-BIT MSB REVERSE BYTE, PROX FSK ONLY, IPM OFF | Ea |  | 1 Year | 317 | 5% | 301.15
62952 | HID | 920PTNTEK0011D | RDR, RP40, MULTICLASS, SE E, LF STD, HF STD/SIO/SEOS, WIEG, TERM, BLK, STD-1, LED RED, FLSH GRN, BZR ON, CSN 56-BIT LSB, IPM OFF | Ea |  | 1 Year | 317 | 5% | 301.15
62953 | HID | 920PTNTEK00430 | RDR, RP40, MULTICLASS, SE E, LF STD, HF STD/SIO/SEOS, WIEG, TERM, BLK, STD-1, LED RED, FLSH GRN, BZR ON, OPT TAMP, OPEN COLL, ISO15693 CSN, ISO14443A CSN 32-BIT MSB, IPM OFF | Ea |  | 1 Year | 317 | 5% | 301.15
62954 | HID | 920PTNTEK00443 | RDR, RP40, MULTICLASS, SE E, LF STD, HF STD/SIO/SEOS, WIEG, TERM, BLK, STD-1, LED RED, FLSH GRN, BZR OFF, OPT TAMP, OPEN COLL, CSN 32-BIT MSB, EM4102 32 BIT IPM OFF, | Ea |  | 1 Year | 317 | 5% | 301.15
62955 | HID | 920PTNTEK0045M | RDR, RP40, MULTICLASS, SE E, LF STD, HF STD/SIO/SEOS, WIEG, TERM, BLK, STD-1, LED RED, FLSH GRN, BZR ON, OPT TAMP, OPEN COLL, CSN 32 BIT MSB, IPM OFF, WIEG, HOLD APB 500MS, CSN FILTER DISABLED | Ea |  | 1 Year | 317 | 5% | 301.15
62956 | HID | 920PTNTEK0045V | RDR, RP40, MULTICLASS, SE E, LF STD, HF STD/SIO/SEOS, WIEG, TERM, BLK, STD-1, LED OFF, FLSH OFF, BZR ON, OTP TAMP, OPEN COLL, CSN 32 BIT MSB, EM4102, IPM OFF | Ea |  | 1 Year | 317 | 5% | 301.15
62957 | HID | 920PTNTEK0050X | RDR, RP40, MULTICLASS, SE E, LF STD, HF STD/SIO/SEOS, WIEG, TERM, BLK, STD-1, LED RED, FLSH OFF, BZR ON, OPT TAMP, OPEN COLL, CSN MIF SUPPR, FSK PROX READ ONLY, PROX PRIORITY, IPM OFF | Ea |  | 1 Year | 317 | 5% | 301.15
62958 | HID | 920PTNTEK0059G | RDR, RP40, MULTICLASS, SE E, LF CST, HF STD/SIO/SEOS, WIEG, TERM, BLK, STD-1, LED RED, FLSH GRN, BZR ON, OPT TAMP, OPEN COLL, CSN 32-BIT MSB, FSK PROX ONLY, MIFARE PRIORITY, IPM OFF | Ea |  | 1 Year | 317 | 5% | 301.15
62959 | HID | 920PTNTEKE0000 | RDR, RP40, MULTICLASS, SE E, LF STD, HF STD/SIO/SEOS, WIEG, TERM, BLK, ELITE KEYS, LED RED, FLSH GRN, BZR ON, OPT TAMP, OPEN COLL, CSN 32-BIT MSB, IPM OFF | Ea |  | 1 Year | 317 | 5% | 301.15
62960 | HID | 920PTNTEKE001M | RDR, RP40, MULTICLASS, SE E, LF STD, HF STD/SIO/SEOS, WIEG, TERM, BLK, ELITE STD-1, LED RED, FLSH OFF, BZR ON, CSN 32-BIT MSB, EM4102 32-BIT, IPM OFF, BUFFED 1 KKEY. DOR COMPL, NO PAR, 8 BIT MSG | Ea |  | 1 Year | 317 | 5% | 301.15
62961 | HID | 920PTPNEK000FC | RDR, RP40, MULTICLASS, SE E, LF STD, HF STD/SIO/SEOS, 485HDX, PIG, BLK, STD-1, A/V OFF, OSDP V2, OPT TAMP, OPEN COLL, OSDP TAMP ENBLD, TEST KEY, POLL=50MS, CSN 32-BIT MSB, EM4102 32-BIT, IPM OFF, UART OFF, WIEG OFF | Ea |  | 1 Year | 352 | 5% | 334.4
62962 | HID | 920PTPNEK000QN | RDR, RP40, MULTICLASS, SE E, LF STD, HF STD/SIO/SEOS, 485HDX, PIG, BLK, STD-1, A/V OFF, OSDP V2, OPT TAMP, OPEN COLL, OSDP TAMP ENBLD, TEST KEY, POLL=50MS, CSN 32-BIT MSB, EM4102 32-BIT, IPM OFF, UART OFF, WIEG OFF, BAUD 38400 | Ea |  | 1 Year | 352 | 5% | 334.4
62963 | HID | 920PTPNEK000WP | RDR, RP40, MULTICLASS, SE E, LF STD, HF STD/SIO/SEOS, WIEG, PIG, BLK, STD-1, LED RED, FLSH GRN, BZR ON, OPT TAMP, OPEN COLL, TEST KEYS, POLL=75MS, CSN 32-BIT MSB, EM4102 32-BIT, IPM OFF, OSDP-READY | Ea |  | 1 Year | 352 | 5% | 334.4
62964 | HID | 920PTPNEK00387 | RDR, RP40, MULTICLASS, SE E, LF STD, HF STD/SIO/SEOS, 485HDX, PIG, BLK, STD-1, A/V OFF, OSDP V1, OPN COL, OSDP TAMP ENBLD, TEST KEY, POLL=75MS, CSN 32-BIT MSB, EM4102 32-BIT, IPM OFF, UART OFF, WIEG OFF | Ea |  | 1 Year | 352 | 5% | 334.4
62965 | HID | 920PTPNEK0040M | RDR, RP40, MULTICLASS, SE E, LF STD, HF STD/SIO/SEOS, 485HDX, PIG, BLK, STD-1, A/V OFF, CSN 32-BIT MSB, OSDP V1, OPEN COLL, OSDP TAMP ENBLD, TEST KEYS, POLL=75MS, EM4102 32-BIT, IPM OFF, UART OFF, WIEG OFF | Ea |  | 1 Year | 352 | 5% | 334.4
62966 | HID | 920PTPNEK005AP | RDR, RP40, MULTICLASS, SE E, LF STD, HF STD/SIO/SEOS, 485HDX, PIG, BLK, STD-1, LED RED, FLSH OFF, BZR OFF, OSDP V1, OPT TAMP, OC, OSDP TAMP ENBLD, TK, POLL=75MS, CSN 32-BIT MSB, EM4102 32-BIT, IPM OFF, UART OFF, WIEG OFF, ELITE ICE0657 KEYS | Ea |  | 1 Year | 352 | 5% | 334.4
62967 | HID | 920PTPNEKE0387 | RDR, RP40, MULTICLASS, SE E, LF STD, HF STD/SIO/SEOS, 485HDX, PIG, BLK, ELITE, A/V OFF, OSDP V1, OPN COL, OSDP TAMP ENBLD, TEST KEY, POLL=75MS, CSN 32-BIT MSB, EM4102 32-BIT, IPM OFF, UART OFF, WIEG OFF | Ea |  | 1 Year | 352 | 5% | 334.4
62968 | HID | 920PTPTEK00387 | RDR, RP40, MULTICLASS, SE E, LF STD, HF STD/SIO/SEOS, 485HDX, TERM, BLK, STD-1, A/V OFF, OSDP V1, OPN COL, OSDP TAMP ENBLD, TEST KEY, POLL=75MS, CSN 32-BIT MSB, EM4102 32-BIT, IPM OFF, UART OFF, WIEG OFF | Ea |  | 1 Year | 352 | 5% | 334.4
62969 | HID | 920PTPTEKE0387 | RDR, RP40, MULTICLASS, SE E, LF STD, HF STD/SIO/SEOS, 485HDX, TERM, BLK, ELITE, A/V OFF, OSDP V1, OPN COL, OSDP TAMP ENBLD, TEST KEY, POLL=75MS, CSN 32-BIT MSB, EM4102 32-BIT, IPM OFF, UART OFF, WIEG OFF | Ea |  | 1 Year | 352 | 5% | 334.4
62970 | HID | 920PWNNEK00324 | RDR, RP40, MULTICLASS, SE E, LF STD, HF STD/SIO/SEOS/MIGR, WIEG, PIG, BLK, HF MIGR PFL EVP00000, IPM OFF | Ea |  | 1 Year | 377 | 5% | 358.15
62971 | HID | 920PWNNEKE00DR | RDR, RP40, MULTICLASS, SE E, LF STD, HF SIO/SEOS/MIGR, WIEG, PIG, BLK, LED RED, FLSH GRN, BZR ON, IPM OFF, HF MIGR PFL EVCF65427_ICE0286, ERICSSON | Ea |  | 1 Year | 377 | 5% | 358.15
62972 | HID | 920PWNNEKE00DW | RDR, RP40, MULTICLASS, SE E, LF STD, HF STD/SIO/SEOS/MIFSPR/MIGR, WIEG, PIG, BLK, LED RED, FLSH GRN, BZR ON, CSN MIF SUPPR, HF MIGR PFL EVC11123_ICE0241, IPM OFF, AMANO MCGANN | Ea |  | 1 Year | 377 | 5% | 358.15
62973 | HID | 920PWNNEKE00FV | RDR, RP40, MULTICLASS, SE E, LF STD, HF MIGR ONLY, WIEG, PIG, BLK, HF MIGR PFL EVC00000_ICE0600, PROX FSK ONLY, IPM OFF, ERICSSON | Ea |  | 1 Year | 377 | 5% | 358.15
62974 | HID | 920PWNNEKE00U3 | RDR, RP40, MULTICLASS, LF STD, HF STD/SIO/SEOS/MIGR, WIEG, PIG, BLK, STD-1, LED OFF, FLSH OFF, BZR ON, OPT TAMP, OPEN COLL, OSDP TAMP, CSN 32-BIT MSB, EM4102 32-BIT, HF MIGR PFL EVP00000, IPM OFF | Ea |  | 1 Year | 377 | 5% | 358.15
62975 | HID | 920PWNNEKE00VC | RDR, RP40, ICLASS, SE E, LF STD, HF STD/SIO/SEOS/MIGR, WIEG, PIG, BLK, LED OFF, FLSH OFF, BZR ON, OPT TAMP, OPEN COLL, CSN 32-BIT MSB, EM4102 32-BIT, HF MIGR PFL EVP00000, IPM OFF | Ea |  | 1 Year | 377 | 5% | 358.15
62976 | HID | 920PWNNEKE030A | RDR, RP40, MULTICLASS, SE E, LF STD, HF STD/SIO/SEOS/MIGR, WIEG, PIG, BLK, HF MIGR PFL EVC01123, IPM OFF | Ea |  | 1 Year | 377 | 5% | 358.15
62977 | HID | 920PWNNEKE030B | RDR, RP40, MULTICLASS, SE E, LF STD, HF STD/SIO/SEOS/MIGR, WIEG, PIG, BLK, ELITE KEYS, HF MIGR PFL EVC01124, IPM OFF | Ea |  | 1 Year | 377 | 5% | 358.15
62978 | HID | 920PWNNEKE0539 | RDR, RP40, MULTICLASS, SE, LF STD, HF STD/SIO/SEOS/MIGR/MIFSPR, WIEG, PIG, BLK, LED RED, FLSH GRN, BZR ON, CSN MIF SUPPR, IPM OFF, PROX DORADO, HF MIGR PFL EVP00000. ICLASS KEYS ICE0450, PK SECURITY SOLUTIONS | Ea |  | 1 Year | 377 | 5% | 358.15
62979 | HID | 920PWNTEK00324 | RDR, RP40, MULTICLASS, SE E, LF STD, HF STD/SIO/SEOS/MIGR, WIEG, TERM, BLK, HF MIGR PFL EVP00000, IPM OFF | Ea |  | 1 Year | 377 | 5% | 358.15
62980 | HID | 920PWNTEK00473 | RDR, RP40, MULTICLASS, SE E, LF STD, HF STD/SIO/SEOS/MIGR, WIEG, TERM, BLK, CSTM KEYS, LED RED, FLSH GRN, BZR ON, OPT TAMP, OPEN COLLECTOR, 32 BIT MSB, IPM OFF, HF MIGR PFL EVP00000, CSTM KEYS, CSTM FW, CSTM DATAMOD, HID DEMO | Ea |  | 1 Year | 377 | 5% | 358.15
62981 | HID | 920PWNTEKE00GE | RDR, RP40, MULTICLASS, SE E, LF STD, HF SIO/SEOS/MIFSPR/MIGR, WIEG, TERM, BLK, STD-2, LED RED, FLSH GRN, BZR ON, CSN MIF SUPPR, HF MIGR PFL EVC00000_ICE0636, IPM OFF | Ea |  | 1 Year | 377 | 5% | 358.15
62982 | HID | 920PWNTEKE00U3 | RDR, RP40, MULTICLASS, LF STD, HF STD/SIO/SEOS/MIGR, WIEG, TERM, BLK, STD-1, LED OFF, FLSH OFF, BZR ON, OPT TAMP, OPEN COLL, OSDP TAMP, CSN 32-BIT MSB, EM4102 32-BIT, HF MIGR PFL EVP00000, IPM OFF | Ea |  | 1 Year | 377 | 5% | 358.15
62983 | HID | 920PWNTEKE00VC | RDR, RP40, ICLASS, SE E, LF STD, HF STD/SIO/SEOS/MIGR, WIEG, TERM, BLK, LED OFF, FLSH OFF, BZR ON, OPT TAMP, OPEN COLL, CSN 32-BIT MSB, EM4102 32-BIT, HF MIGR PFL EVP00000, IPM OFF | Ea |  | 1 Year | 377 | 5% | 358.15
62984 | HID | 920PWNTEKE052R | RDR, RP40, MULTICLASS, SE E, LF STD, HF STD/SIO/SEOS/MIGR, WIEG, TERM, BLK, HF MIGR PFL EVC123561_ICE0260, IPM OFF | Ea |  | 1 Year | 377 | 5% | 358.15
62985 | HID | 920PWPNEKE008N | RDR, RP40, MULTICLASS, SE E, LF STD, HF STD/SIO/SEOS/TRANS/MIGR, 485HDX, PIG, BLK, A/V OFF, OSDP V2, OPT TAMP, OC, OSDP TAMP ENBLD, TK, POLL=75MS, 64-BIT LSB FELICA, 64-BIT MSB CEPAS CAN OR MIFARE, EM4102 40-BIT,HF MIGR PFL EVP00000,IPM OFF | Ea |  | 1 Year | 412 | 5% | 391.4
62986 | HID | 920PWPNEKE00KY | RDR, RP40, MULTICLASS, LF STD, HF STD/SIO/SEOS/MIGR, 485HDX, PIG, BLK, STD-1, A/V OFF, OSDP V2, OPT TAMP, OPEN COLL, OSDP TAMP, CSN 32-BIT MSB, EM4102 32-BIT, HF MIGR PFL EVP00000, IPM OFF | Ea |  | 1 Year | 412 | 5% | 391.4
62987 | HID | 920PWPNEKE00T5 | RDR, RP40, MULTICLASS, SE E, LF STD, HF STD/SIO/SEOS/MIGR, 485HDX, PIG, BLK, A/V OFF, OSDP V1, OPT TAMP, OPEN COLL, OSDP TAMP ENBLD, TEST KEY, POLL=75MS, CSN 32-BIT MSB, EM4102 40-BIT, HF MIGR PFL EVP00000, IPM OFF | Ea |  | 1 Year | 412 | 5% | 391.4
62988 | HID | 920PWPNEKE00VG | RDR, RP40, ICLASS, SE E, LF STD, HF STD/SIO/SEOS/MIGR, 485HDX, PIG, BLK, OSDP V2, A/V OFF, OPT TAMP, OPEN COLL, OPT TAMP, CSN 32-BIT MSB, EM4102 32-BIT, HF MIGR PFL EVP00000, IPM OFF | Ea |  | 1 Year | 412 | 5% | 391.4
62989 | HID | 920PWPTEKE00E2 | RDR, RP40, MULTICLASS,SE E,LF STD,HF STD/SIO/SEOS/MIGR,485HDX,TERM,BLK,STD-1, A/V OFF, CSN SUPPRESSED,OSDP V1, CRC REV,,OPEN COLL,OSDP TAMP ENBLD, TEST KEYS,POLL=75MS,EM4102 32-BIT,IPM OFF,UART OFF,WIEG,EVP00000 | Ea |  | 1 Year | 412 | 5% | 391.4
62990 | HID | 920PWPTEKE00KY | RDR, RP40, MULTICLASS, LF STD, HF STD/SIO/SEOS/MIGR, 485HDX, TERM, BLK, STD-1, A/V OFF, OSDP V2, OPT TAMP, OPEN COLL, OSDP TAMP, CSN 32-BIT MSB, EM4102 32-BIT, HF MIGR PFL EVP00000, IPM OFF | Ea |  | 1 Year | 412 | 5% | 391.4
62991 | HID | 920PWPTEKE00T5 | RDR, RP40, MULTICLASS, SE E, LF STD, HF STD/SIO/SEOS/MIGR, 485HDX, TERM, BLK, A/V OFF, OSDP V1, OPT TAMP, OPEN COLL, OSDP TAMP ENBLD, TEST KEY, POLL=75MS, CSN 32-BIT MSB, EM4102 40-BIT, HF MIGR PFL EVP00000, IPM OFF | Ea |  | 1 Year | 412 | 5% | 391.4
62992 | HID | 920PWPTEKE00VG | RDR, RP40, ICLASS, SE E, LF STD, HF STD/SIO/SEOS/MIGR, 485HDX, TERM, BLK, OSDP V2, A/V OFF, OPT TAMP, OPEN COLL, OPT TAMP, CSN 32-BIT MSB, EM4102 32-BIT, HF MIGR PFL EVP00000, IPM OFF | Ea |  | 1 Year | 412 | 5% | 391.4
62993 | HID | 921LHRNEK00106 | RDR, RPK40-H, PIVCLASS, SE E, LF CST, HF STD/SIO/SEOS/FIPS/CAK, 485FDX, PIG, BLK, STD-1, LED RED, FLSH GRN, BZR ON, OPT TAMP, OPEN COLL, FIPS 75-BIT, KPF, BFFRD 1 KEY, NO PAR, 4-BIT MSG, IPM OFF, UART OFF, WIEG ON | Ea |  | 1 Year | 580 | 5% | 551
62994 | HID | 921LHRNEK00112 | RDR, RPK40-H, PIVCLASS, SE E, LF CST, HF STD/SIO/SEOS/FIPS/CAK, 485FDX, PIG, BLK, STD-1, LED RED, FLSH GRN, BZR ON, OPT TAMP, OPEN COLL, FIPS 75-BIT, KPF, BFFRD 1 KEY, DOR COMPL, NO PAR, 8-BIT MSG, IPM OFF, UART OFF, WIEG ON | Ea |  | 1 Year | 580 | 5% | 551
62995 | HID | 921LHRNEK00113 | RDR, RPK40-H, PIVCLASS, SE E, LF CST, HF STD/SIO/SEOS/FIPS/CAK, 485FDX, PIG, BLK, STD-1, LED RED, FLSH GRN, BZR ON, OPT TAMP, OPEN COLL, FIPS 75-BIT, KPF, BFFRD 1 TO 5 KEYS, PAR, USER ENTRD FC, 26-BIT MSG, IPM OFF, UART OFF, WIEG ON | Ea |  | 1 Year | 580 | 5% | 551
62996 | HID | 921LHRNEK00215 | RDR, RPK40-H, PIVCLASS, SE E, LF CST, HF STD/SIO/SEOS/FIPS/CAK, 485FDX, PIG, BLK, STD-1, LED RED, FLSH GRN, BZR ON, OPT TAMP, OPEN COLL, FIPS 200-BIT, KPF, BFFRD 1 KEY, NO PAR, 4-BIT MSG, IPM OFF, UART OFF, WIEG ON | Ea |  | 1 Year | 580 | 5% | 551
62997 | HID | 921LHRNEK00261 | RDR, RPK40-H, PIVCLASS, SE E, LF CST, HF STD/SIO/SEOS/FIPS/CAK, 485FDX, PIG, BLK, STD-1, LED RED, FLSH GRN, BZR ON, OPT TAMP, OPEN COLL, KPF, BFFRD 1 KEY, DOR COMPL, NO PAR, 8-BIT MSG, IPM OFF, UART OFF, WIEG ON | Ea |  | 1 Year | 580 | 5% | 551
62998 | HID | 921LHRNEK00407 | RDR, RPK40-H, PIVCLASS, SE E, LF CST, HF STD/SIO/SEOS/FIPS/CAK, 485FDX, PIG, BLK, STD-1, LED RED, FLSH GRN, BZR ON, OPT TAMP, OPEN COLL, KPF, ASCII, XMIT CMPLT, IPM OFF, UART ON, WIEG OFF | Ea |  | 1 Year | 580 | 5% | 551
62999 | HID | 921LHRNEK200MN | RDR, RPK40-H, PIVCLASS, SE E, LF CST, HF /SEOS/FIPS/CAK, 485FDX, PIG, BLK, STD-2, LED OFF, FLSH WHT, BZR ON, OPT TAMP, OPEN COLL, FIPS 75-BIT, KPF, BFFRD 1 KEY, NO PAR, 4-BIT MSG, IPM OFF, UART OFF, WIEG ON | Ea |  | 1 Year | 580 | 5% | 551
63000 | HID | 921LNNNEK20388 | RDR, RPK40, MULTICLASS, SE E, LF CST, HF SIO, CUSTOM SETTINGS, CUST PRIORITY, SE INDALA MODULE, WIEG, PIG, BLK, STD-2, LED RED, FLSH GRN, BZR ON, OPT TAMP, OPEN COLL, KPF, BFFRD 1 KEY, NO PAR, 4-BIT MSG, IPM OFF | Ea |  | 1 Year | 545 | 5% | 517.75
63001 | HID | 921LNNNEK2038M | RDR, RPK40, MULTICLASS, SE E, LF CST, HF STD, CUSTOM SETTINGS, HID PROX REMOVED AND LF DELAY SET TO 250MS, SE INDALA MODULE, WIEG, PIG, BLK, STD-2, LED RED, FLSH GRN, BZR ON, OPT TAMP, OPEN COLL, KPF, BFFRD 1 KEY, NO PAR, 4-BIT MSG, IPM OFF | Ea |  | 1 Year | 545 | 5% | 517.75
63002 | HID | 921LNNNEK2038R | RDR, RPK40, MULTICLASS, SE E, LF CST, HF SIO, CUSTOM SETTINGS, PICOPASS-SIO, PROX-PSK ONLY, ALL OTHERS DISABLED, SE INDALA MODULE, WIEG, PIG, BLK, STD-2, LED RED, FLSH GRN, BZR ON, OPT TAMP, OPEN COLL, IPM OFF | Ea |  | 1 Year | 545 | 5% | 517.75
63003 | HID | 921LNNNEK2039P | RDR, RPK40, MULTICLASS, SE E, LF CST, HF SIO/SEOS, SE INDALA MODULE, WIEG, PIG, BLK, STD-2, LED RED, FLSH GRN, BZR ON, OPT TAMP, OPEN COLL, KPF, BFFRD 1 KEY, NO PAR, 4-BIT MSG, IPM OFF | Ea |  | 1 Year | 545 | 5% | 517.75
63004 | HID | 921LNNNEK2048C | RDR, RPK40, MULTICLASS, SE E, LF CST, HF SIO/SEOS/MIFSPR, SE INDALA MODULE, WIEG, LED RED, FLSH GRN, BZR ON, CSN MIF SUPPR, KPF, BFFRD 1 KEY, PAR, 6-BIT MSG, IPM OFF, INDALA | Ea |  | 1 Year | 545 | 5% | 517.75
63005 | HID | 921LNNNEK20498 | RDR, RPK40, MULTICLASS, SE E, LF CST, HF SIO, SE INDALA MODULE, WIEG, CUSTOM SETTINGS, CUST PRIORITY, BLK, STD-2, LED OFF, FLSH OFF, BZR ON, OPT TAMP, OPEN COLL, EM4102 32-BIT, KPF, BFFRD 1 TO 5 KEYS, PAR, USER ENTRD FC, 26-BIT MSG, IPM OFF | Ea |  | 1 Year | 545 | 5% | 517.75
63006 | HID | 921LNNNEK20512 | RDR, RPK40, MULTICLASS, SE E, LF CST, HF SIO, SE INDALA MODULE, WIEG, CUSTOM SETTINGS, CUST PRIORITY, BLK, STD-2, LED OFF, FLSH OFF, BZR ON, OPT TAMP, OPEN COLL, EM4102 32-BIT, KPF, BFFRD 1 KEY, DOR COMPL, NO PAR, 8-BIT MSG, IPM OFF | Ea |  | 1 Year | 545 | 5% | 517.75
63007 | HID | 921LNNNEK205AM | RDR, RPK40, MULTICLASS, SE E, LF CST, HF OFF, SE INDALA MODULE, WIEG, PIG, BLK, STD-2, LED BLUE, KPF, BFFRED 1 KEY, DOR COMPL, NO PAR, 8-BIT MSG, INDALA ONLY | Ea |  | 1 Year | 545 | 5% | 517.75
63008 | HID | 921LNNNEKE0388 | RDR, RPK40, MULTICLASS, SE E, LF CST, HF SIO, CUSTOM SETTINGS, CUST PRIORITY, SE INDALA MODULE, WIEG, PIG, BLK, ELITE KEYS, LED RED, FLSH GRN, BZR ON, OPT TAMP, OPEN COLL, KPF, BFFRD 1 KEY, NO PAR, 4-BIT MSG, IPM OFF | Ea |  | 1 Year | 545 | 5% | 517.75
63009 | HID | 921LNNNEKE038M | RDR, RPK40, MULTICLASS, SE E, LF CST, HF STD, CUSTOM SETTINGS, HID PROX REMOVED AND LF DELAY SET TO 250MS, WIEG, PIG, BLK, ELITE KEYS, LED RED, FLSH GRN, BZR ON, OPT TAMP, OPEN COLL, KPF, BFFRD 1 KEY, NO PAR, 4-BIT MSG, IPM OFF | Ea |  | 1 Year | 545 | 5% | 517.75
63010 | HID | 921LNNNEKE038R | RDR, RPK40, MULTICLASS, SE E, LF CST, HF SIO, CUSTOM SETTINGS, PICOPASS-SIO, PROX-PSK ONLY, ALL OTHERS DISABLED, SE INDALA MODULE, WIEG, PIG, BLK, ELITE KEYS, LED RED, FLSH GRN, BZR ON, OPT TAMP, OPEN COLL, IPM OFF | Ea |  | 1 Year | 545 | 5% | 517.75
63011 | HID | 921LNNNEKE039P | RDR, RPK40, MULTICLASS, SE E, LF CST, HF SIO/SEOS, SE INDALA MODULE, WIEG, PIG, BLK, ELITE KEYS, LED RED, FLSH GRN, BZR ON, OPT TAMP, OPEN COLL, KPF, BFFRD 1 KEY, NO PAR, 4-BIT MSG, IPM OFF | Ea |  | 1 Year | 545 | 5% | 517.75
63012 | HID | 921LNNNEKE039Y | RDR, RPK40, MULTICLASS, SE E, LF CST, HF CST, CUSTOM SETTINGS, ICLASS PRIORITIZE, SE INDALA MODULE, WIEG, PIG, BLK, ELITE KEYS, LED RED, FLSH GRN, BZR ON, OPT TAMP, OPEN COLL, KPF, BFFRD 1 KEY, NO PAR, 4-BIT MSG, IPM OFF | Ea |  | 1 Year | 545 | 5% | 517.75
63013 | HID | 921LNPNEK20392 | RDR, RPK40, MULTICLASS, SE E, LF CST, HF SIO/SEOS, HTRC110 BASE READER, 485HDX, PIG, BLK, STD-2, A/V OFF, OSDP V1,OPN COL,OSDP TMP ENBLD,TEST KEY,POLL=75MS,VAR BIT OUTPUT PER SIO,KPF,ASCII,BFRD 1 KEY,EM4102 32-BIT,IPM OFF,UART OFF,WIEG OFF | Ea |  | 1 Year | 580 | 5% | 551
63014 | HID | 921LNPNEKE0392 | RDR, RPK40, MULTICLASS, SE E, LF CST, HF SIO/SEOS, HTRC110 BASE READER, 485HDX, PIG, BLK, ELITE, A/V OFF, OSDP V1,OPN COL,OSDP TMP ENBLD,TEST KEY,POLL=75MS,VAR BIT OUTPUT PER SIO,KPF,ASCII,BFRD 1 KEY,EM4102 32-BIT,IPM OFF,UART OFF,WIEG OFF | Ea |  | 1 Year | 580 | 5% | 551
63015 | HID | 921LTCNEK000BY | RDR, RPK40, MULTICLASS, SE E, LF CST, HF ICLASS LEG & SIO/SEOS/MIFSPR, SE INDALA MODULE, C&D, PIG, BLK, STD-1, LED RED, FLSH GRN, BZR ON, OPT TAMP, OPEN COLL, CSN MIF SUPPR, KPF, BFFRD 1 KEY, DOR COMPL, NO PAR, 8-BIT MSG, IPM OFF | Ea |  | 1 Year | 545 | 5% | 517.75
63016 | HID | 921LTCNEK00149 | RDR, RPK40, MULTICLASS, SE E, LF CST, HF STD/SIO/SEOS, SE INDALA MODULE, C&D, PIG, BLK, STD-1, LED OFF, FLSH OFF, BZR OFF, CSN 32-BIT MSB, KPF, BFFRD 1 KEY, NO PAR, 4-BIT MSG, IPM OFF | Ea |  | 1 Year | 545 | 5% | 517.75
63017 | HID | 921LTCNEK00213 | RDR, RPK40, MULTICLASS, SE E, LF CST, HF STD/SIO/SEOS, SE INDALA MODULE, C&D, PIG, BLK, STD-1, LED RED, FLSH GRN, BZR ON, CSN 32-BIT MSB, KPF, BFFRD 1 KEY, DOR COMPL, NO PAR, 8-BIT MSG, IPM OFF | Ea |  | 1 Year | 545 | 5% | 517.75
63018 | HID | 921LTNNEK00027 | RDR, RPK40, MULTICLASS, SE E, LF CST, HF STD/SIO/SEOS, SE INDALA MODULE, WIEG, PIG, BLK, STD-1, LED OFF, FLSH OFF, BZR ON, CSN 32-BIT MSB, KPF, BFFRD 1 KEY, DOR COMPL, NO PAR, 8-BIT MSG, IPM OFF | Ea |  | 1 Year | 545 | 5% | 517.75
63019 | HID | 921LTNNEK0002N | RDR, RPK40, MULTICLASS, SE E, LF CST, HF STD/SIO/SEOS, SE INDALA MODULE, WIEG, PIG, BLK, STD-1, LED RED, FLSH GRN, BZR ON, CSN 32-BIT MSB, KPF, BFFRD 1 KEY, NO PAR, 4-BIT MSG, IPM OFF | Ea |  | 1 Year | 545 | 5% | 517.75
63020 | HID | 921LTNNEK0003N | RDR, RPK40, MULTICLASS, SE E, LF CST, HF STD/SIO/SEOS, SE INDALA MODULE, WIEG, PIG, BLK, STD-1, LED RED, FLSH GRN, BZR ON, CSN 34-BIT MSB, KPF, BFFRD 1 KEY, NO PAR, 4-BIT MSG, IPM OFF | Ea |  | 1 Year | 545 | 5% | 517.75
63021 | HID | 921LTNNEK0004P | RDR, RPK40, MULTICLASS, SE E, LF CST, HF STD/SIO/SEOS, SE INDALA MODULE, WIEG, PIG, BLK, STD-1, LED RED, FLSH GRN, BZR ON, CSN 32-BIT MSB, KPF, BFFRD 1 KEY, DOR COMPL, NO PAR, 8-BIT MSG, IPM OFF | Ea |  | 1 Year | 545 | 5% | 517.75
63022 | HID | 921LTNNEK0007K | RDR, RPK40, MULTICLASS, SE E, LF CST, HF STD/SIO/SEOS, SE INDALA MODULE, WIEG, PIG, BLK, STD-1, LED RED, FLSH GRN, BZR ON, CSN 32-BIT MSB, KPF, BFFRD 1 KEY, DOR COMPL, NO PAR, 8-BIT MSG, IPM OFF, WIEG GUARD TIME 150MS | Ea |  | 1 Year | 545 | 5% | 517.75
63023 | HID | 921LTNNEK0007T | RDR, RPK40, MULTICLASS, SE E, LF CST, HF STD/SIO/SEOS, SE INDALA MODULE, WIEG, PIG, BLK, STD-1, LED RED, FLSH GRN, BZR ON, CSN 26-BIT (W/DEFAULT FC), KPF, BFFRD 1 KEY, NO PAR, 4-BIT MSG, IPM OFF | Ea |  | 1 Year | 545 | 5% | 517.75
63024 | HID | 921LTNNEK000A8 | RDR, RPK40, MULTICLASS, SE E, LF STD, HF STD/SIO/SEOS, SE INDALA MODULE, WIEG, LED RED, FLSH GRN, BZR ON, CSN 32-BIT MSB, KPF, BFFRD 1 KEY, DOR COMPL, NO PAR, 8-BIT MSG, IPM OFF, INDALA ASP15296 | Ea |  | 1 Year | 545 | 5% | 517.75
63025 | HID | 921LTNNEK000A9 | RDR, RPK40, MULTICLASS, SE E, LF STD, HF STD/SIO/SEOS, SE INDALA MODULE, WIEG, LED RED, FLSH GRN, BZR ON, CSN 32-BIT MSB, KPF, BFFRD 1 KEY, NO PAR, 4-BIT MSG, IPM OFF, INDALA ASP15296 | Ea |  | 1 Year | 545 | 5% | 517.75
63026 | HID | 921LTNNEK000BG | RDR, RPK40, MULTICLASS, SE E, LF CST, HF STD/SIO/SEOS, HTRC110 BASE RDR, WIEG, PIG, BLK, STD-1, LED RED, FLSH GRN, BZR ON, OPT TAMP, OPEN COL, CSN 32-BIT MSB, KPF, BFFRD 1 KEY, DOR COMP, NO PAR, 8-BIT MSG, IPM OFF, FSK/PSK ENABLED | Ea |  | 1 Year | 545 | 5% | 517.75
63027 | HID | 921LTNNEK000EU | RDR, RPK40, MULTICLASS, SE E, LF CST, HF STD/SIO/SEOS/MIFSPR, SE INDALA MODULE, WIEG, PIG, BLK, STD-1, LED RED, FLSH GRN, BZR ON, CSN MIF SUPPR, KPF, BFFRD 1 KEY, DOR COMPL, NO PAR, 8-BIT MSG, IPM OFF, INDALA | Ea |  | 1 Year | 545 | 5% | 517.75
63028 | HID | 921LTNNEK000FG | RDR, RPK40, MULTICLASS, SE E, LF CST, HF STD/SIO/SEOS, SE INDALA MODULE, WIEG, PIG, BLK, STD-1, LED OFF, FLSH OFF, BZR ON, CSN 26-BIT (W/DEFAULT FC), KPF, BFFRD 1 KEY, DOR COMPL, NO PAR, 8-BIT MSG, IPM OFF, INDALA | Ea |  | 1 Year | 545 | 5% | 517.75
63029 | HID | 921LTNNEK000FH | RDR, RPK40, MULTICLASS, SE E, LF CST, HF STD/SIO/SEOS, SE INDALA MODULE, WIEG, PIG, BLK, STD-1, LED OFF, FLSH OFF, BZR ON, CSN 26-BIT (W/DEFAULT FC), KPF, BFFRD 1 KEY, NO PAR, 4-BIT MSG, IPM OFF, INDALA | Ea |  | 1 Year | 545 | 5% | 517.75
63030 | HID | 921LTNNEK000MG | RDR, RPK40, MULTICLASS, SE E, LF CST, HF STD/SIO/SEOS, SE INDALA MODULE, WIEG, PIG, BLK, STD-1, LED OFF, FLSH OFF, BZR ON, OPT TAMP, OPEN COLL, CSN 32-BIT MSB, KPF, BFFRD 1 KEY, PAR, 6-BIT MSG, IPM OFF | Ea |  | 1 Year | 545 | 5% | 517.75
63031 | HID | 921LTNNEK000PW | RDR, RPK40, MULTICLASS, SE E, LF CST, HF STD/SIO/SEOS, SE INDALA MODULE., WIEG, PIG, BLK, STD-1, LED RED, FLSH GRN, BZR ON, CSN 32-BIT MSB, KPF, BFFRD 1 TO 5 KEYS, PAR, FC=17, 26-BIT MSG, IPM OFF | Ea |  | 1 Year | 545 | 5% | 517.75
63032 | HID | 921LTNNEK00100 | RDR, RPK40, MULTICLASS, SE E, LF CST, HF STD/SIO/SEOS, SE INDALA MODULE, WIEG, PIG, BLK, STD-1, LED RED, FLSH GRN, BZR ON, CSN 26-BIT (W/DEFAULT FC), KPF, BFFRD 1 TO 5 KEYS, PAR, USER ENTRD FC, 26-BIT MSG, IPM OFF | Ea |  | 1 Year | 545 | 5% | 517.75
63033 | HID | 921LTNNEK0012L | RDR, RPK40, MULTICLASS, SE E, LF CST, HF STD/SIO/SEOS, SE INDALA MODULE, WIEG, PIG, BLK, STD-1, LED RED, FLSH GRN, BZR ON, CSN 32-BIT MSB, KPF, BFFRD 1 TO 5 KEYS, PAR, USER ENTRD FC, 26-BIT MSG, IPM OFF | Ea |  | 1 Year | 545 | 5% | 517.75
63034 | HID | 921LTNNEK0015F | RDR, RPK40, MULTICLASS, SE E, LF CST, HF STD/SIO/SEOS, SE INDALA MODULE, WIEG, PIG, BLK, STD-1, LED RED, FLSH OFF, BZR ON, CSN 32-BIT MSB, KPF, BFFRD 1 TO 5 KEYS, PAR, USER ENTRD FC, 26-BIT MSG, IPM OFF | Ea |  | 1 Year | 545 | 5% | 517.75
63035 | HID | 921LTNNEK0020P | RDR, RPK40, MULTICLASS, SE E, LF CST, HF STD/SIO/SEOS, SE INDALA MODULE, WIEG, PIG, BLK, STD-1, LED OFF, FLSH OFF, BZR ON, CSN 32-BIT MSB, KPF, BFFRD 1 KEY, NO PAR, 4-BIT MSG, IPM OFF | Ea |  | 1 Year | 545 | 5% | 517.75
63036 | HID | 921LTNNEK00262 | RDR, RPK40, MULTICLASS, SE E, LF CST, HF STD/SIO/SEOS, SE INDALA MODULE, WIEG, PIG, BLK, STD-1, LED RED, FLSH OFF, BZR ON, CSN 34-BIT MSB, KPF, BFFRD 1 KEY, NO PAR, 4-BIT MSG, IPM OFF | Ea |  | 1 Year | 545 | 5% | 517.75
63037 | HID | 921LTNNEK00263 | RDR, RPK40, MULTICLASS, SE E, LF CST, HF STD/SIO/SEOS, SE INDALA MODULE, WIEG, PIG, BLK, STD-1, LED RED, FLSH OFF, BZR OFF, CSN 32-BIT MSB, KPF, BFFRD 1 KEY, DOR COMPL, NO PAR, 8-BIT MSG, IPM OFF | Ea |  | 1 Year | 545 | 5% | 517.75
63038 | HID | 921LTNNEK0034M | RDR, RPK40, MULTICLASS, SE E, LF CST, HF STD/SIO/SEOS, SE INDALA MODULE, WIEG, PIG, BLK, STD-1, LED RED, FLSH OFF, BZR ON, CSN 32-BIT MSB, KPF, BFFRD 1 KEY, DOR COMPL, NO PAR, 8-BIT MSG, IPM OFF | Ea |  | 1 Year | 545 | 5% | 517.75
63039 | HID | 921LTNNEK0034Q | RDR, RPK40, MULTICLASS, SE E, LF CST, HF STD/SIO/SEOS, SE INDALA MODULE, WIEG, PIG, BLK, STD-1, LED OFF, FLSH OFF, BZR OFF, OPT TAMP, OPEN COLL, CSN 32-BIT MSB, IPM OFF | Ea |  | 1 Year | 545 | 5% | 517.75
63040 | HID | 921LTNNEK00368 | RDR, RPK40, MULTICLASS, SE E, LF CST, HF STD/SIO/SEOS, SE INDALA MODULE, WIEG, PIG, BLK, STD-1, LED RED, FLSH GRN, BZR OFF, CSN 32-BIT MSB, KPF, BFFRD 1 KEY, DOR COMPL, NO PAR, 8-BIT MSG, IPM OFF | Ea |  | 1 Year | 545 | 5% | 517.75
63041 | HID | 921LTNNEK0040B | RDR, RPK40, MULTICLASS, SE E, LF CST, HF STD, CUSTOM SETTINGS, PICOPASS-SIO, DESFIRE-CSN-56BIT LSB, PROX-PSK ONLY, ALL OTHERS DISABLED, SE INDALA MODULE, WIEG, PIG, BLK, STD-1, LED RED, FLSH GRN, BZR ON, OPT TAMP, OPEN COLL, IPM OFF | Ea |  | 1 Year | 545 | 5% | 517.75
63042 | HID | 921LTNNEK00436 | RDR, RPK40, MULTICLASS, SE E, LF CST, HF STD/SIO/SEOS, SE INDALA MODULE, WIEG, PIG, BLK, STD-1, LED RED, FLSH GRN, BZR ON, CSN 26-BIT MSB, KPF, BFFRD 1 KEY, DOR COMPL, NO PAR, 8-BIT MSG, IPM OFF | Ea |  | 1 Year | 545 | 5% | 517.75
63043 | HID | 921LTNNEK0044R | RDR, RPK40, MULTICLASS, SE E, LF CST, HF STD/SIO/SEOS, SE INDALA MODULE, WIEG, PIG, BLK, STD-1, LED RED, FLSH GRN, BZR ON, CSN 32-BIT MSB, KPF, BFFRD 1 KEY, NO PAR, 4-BIT MSG, IPM OFF, INDALA ASP15296 | Ea |  | 1 Year | 545 | 5% | 517.75
63044 | HID | 921LTNNEK0051P | RDR, RPK40, MULTICLASS, SE E, LF CST, HF STD/SIO/SEOS/MF SUPPR, SE INDALA MODULE, WIEG, PIG, BLK, STD-1, LED RED, FLSH GRN, BZR ON, KPF, BFFRD 1 KEY, NO PAR, 4-BIT MSG, IPM OFF | Ea |  | 1 Year | 545 | 5% | 517.75
63045 | HID | 921LTNNEK0053G | RDR, RPK40, MULTICLASS, SE E, LF CST, HF STD/SIO/SEOS/MIFSPRE, SE INDALA MODULE, WIEG, PIG, BLK, STD-1, LED RED, FLSH OFF, BZR ON, CSN MIF SUPPR, KPF, BFFRD 1 KEY, DOR COMPL, NO PAR, 8-BIT MSG, IPM OFF | Ea |  | 1 Year | 545 | 5% | 517.75
63046 | HID | 921LTNNEK0053J | RDR, RPK40, MULTICLASS, SE E, LF CST, HF STD/SIO/SEOS SE INDALA MODULE, WIEG,PIG, BLK, STD-1, LED OFF, FLSH OFF, BZR ON, CSN 32-BIT MSB, KPF, BFFRD 1 KEY, NO PAR, 4-BIT MSG, IPM OFF, | Ea |  | 1 Year | 545 | 5% | 517.75
63047 | HID | 921LTNNEK0055J | RDR, RPK40, MULTICLASS, SE E, LF CST, HF CST, SE INDALA MODULE, WIEG, PIG, BLK, STD-1, LED RED, FLSH GRN, BZR ON, UNIV READ MODE, CST APB AND PROIRITY DELAY, KPF, BFFRD 1 KEY, DOR COMPL, NO PAR 8 BIT MSG, IPM OFF, CITY OF SEATTLE | Ea |  | 1 Year | 545 | 5% | 517.75
63048 | HID | 921LTNNEK0058M | RDR, RPK40, MULTICLASS, SE E, LF CST, HF STD/SIO/SEOS, HTRC110, WIEG, PIG, BLK, STD-1, LED RED, FLSH GRN, BZR ON, CSN 32-BIT MSB, OPEN COLL IPM OFF, FSK/ASK/PSK ENABLED, KPF, BFFRD 1 KEY, NO PAR, 4-BIT MSG, IPM OFF, | Ea |  | 1 Year | 545 | 5% | 517.75
63049 | HID | 921LTNNEKE001V | RDR, RPK40, MULTICLASS, SE E, LF STD, HF STD/SIO/SEOS, SE INDALA MODULE, WIEG, PIG, BLK, ELITE KEYS, LED RED, FLSH GRN, BZR ON, OPT TAMP, OPEN COLL, CSN 32-BIT MSB, KPF, BFFRD 1 KEY, DOR COMPL, NO PAR, 8-BIT MSG, IPM OFF | Ea |  | 1 Year | 545 | 5% | 517.75
63050 | HID | 921LTNNEKE0027 | RDR, RPK40, MULTICLASS, SE E, LF CST, HF STD/SIO/SEOS, SE INDALA MODULE, WIEG, PIG, BLK, ELITE KEYS, LED OFF, FLSH OFF, BZR ON, CSN 32-BIT MSB, KPF, BFFRD 1 KEY, DOR COMPL, NO PAR, 8-BIT MSG, IPM OFF | Ea |  | 1 Year | 545 | 5% | 517.75
63051 | HID | 921LTNNEKE002N | RDR, RPK40, MULTICLASS, SE E, LF CST, HF STD/SIO/SEOS, SE INDALA MODULE, ELITE, WIEG, PIG, BLK, STD-1, LED RED, FLSH GRN, BZR ON, CSN 32-BIT MSB, KPF, BFFRD 1 KEY, NO PAR, 4-BIT MSG, IPM OFF | Ea |  | 1 Year | 545 | 5% | 517.75
63052 | HID | 921LTNNEKE020P | RDR, RPK40, MULTICLASS, SE E, LF CST, HF STD/SIO/SEOS, SE INDALA MODULE, WIEG, PIG, BLK, ELITE KEYS, LED OFF, FLSH OFF, BZR ON, CSN 32-BIT MSB, KPF, BFFRD 1 KEY, NO PAR, 4-BIT MSG, IPM OFF | Ea |  | 1 Year | 545 | 5% | 517.75
63053 | HID | 921LTNNEKE0366 | RDR, RPK40, MULTICLASS, SE E, LF CST, HF STD/SIO/SEOS, SE INDALA MODULE, WIEG, PIG, BLK, ELITE KEYS, LED RED, FLSH OFF, BZR ON, CSN 26-BIT (W/DEFAULT FC), KPF, BFFRD 1 KEY, DOR COMPL, NO PAR, 8-BIT MSG, IPM OFF | Ea |  | 1 Year | 545 | 5% | 517.75
63054 | HID | 921LTNNEKE040B | RDR, RPK40, MULTICLASS, SE E, LF CST, HF STD, CUSTOM SETTINGS, PICOPASS-SIO, DESFIRE-CSN-56BIT LSB, PROX-PSK ONLY, ALL OTHERS DISABLED, SE INDALA MODULE, WIEG, PIG, BLK, ELITE KEYS, LED RED, FLSH GRN, BZR ON, OPT TAMP, OPEN COLL, IPM OFF | Ea |  | 1 Year | 545 | 5% | 517.75
63055 | HID | 921LTNNEKE0485 | RDR, RPK40, MULTICLASS, SE E, LF CST, HF STD/SIO/SEOS/MIFSPR, SE INDALA MODULE, WIEG, PIG, BLK, ELITE KEYS, LED OFF, FLSH OFF, BZR ON, KPF, BFFRD 1 KEY, NO PAR, 4-BIT MSG, CSN MIF SUPPR, APB=250MS, CUSTOM DATAMODELS, IPM OFF | Ea |  | 1 Year | 545 | 5% | 517.75
63056 | HID | 921LTPNEK00385 | RDR, RPK40, MULTICLASS, SE E, LF CST, HF STD/SIO/SEOS, HTRC110 BASE READER, 485HDX, PIG, BLK, STD-1, A/V OFF, OSDP V1, OPN COL, OSDP TMP ENBLD, TEST KEY, POLL=75MS,CSN 32-BIT MSB,KPF,ASCII,BFRD 1 KEY,EM4102 32-BIT,IPM OFF,UART OFF,WIEG OFF | Ea |  | 1 Year | 580 | 5% | 551
63057 | HID | 921LTPNEKE0385 | RDR, RPK40, MULTICLASS, SE E, LF CST, HF STD/SIO/SEOS, HTRC110 BASE READER, 485HDX, PIG, BLK, ELITE, A/V OFF, OSDP V1, OPN COL, OSDP TMP ENBLD, TEST KEY, POLL=75MS,CSN 32-BIT MSB,KPF,ASCII,BFRD 1 KEY,EM4102 32-BIT,IPM OFF,UART OFF,WIEG OFF | Ea |  | 1 Year | 580 | 5% | 551
63058 | HID | 921NBNNEK20000 | RDR, RK40, ICLASS, SE E, LF OFF, HF SEOS, WIEG, PIG, BLK, STD-2, LED RED, FLSH GRN, BZR ON, VAR BIT OUTPUT PER SIO, KPF, BFFRD 1 KEY, NO PAR, 4-BIT MSG, IPM OFF, VEL ON, MOBILE READY | Ea |  | 1 Year | 588 | 5% | 558.6
63059 | HID | 921NBNNEK2S078 | RDR,RK40,ICLASS, SE E, LF OFF,HF SEOS,WIEG, PIG, BLK,STD-2,LED BLUE,FLSH GRN,BZR ON,OPT TAMP,OC,IM ALIVE,KPF,BFFRD 1 KEY,NO PAR, 4-BIT MSG,VAR OUTPUT PER SIO,IPM OFF,VELON, RESET TO FACTORY DEFAULTS FOR RK/RPK READERS TARGET, MOBILE-READY | Ea |  | 1 Year | 588 | 5% | 558.6
63060 | HID | 921NBNNEKE0000 | RDR, RK40, ICLASS, SE E, LF OFF, HF SEOS, WIEG, PIG, BLK, STD-2, LED RED, FLSH GRN, BZR ON, VAR BIT OUTPUT PER SIO, KPF, BFFRD 1 KEY, NO PAR, 4-BIT MSG, IPM OFF, VEL ON, MOBILE-ENABLED-FORMAT | Ea |  | 1 Year | 588 | 5% | 558.6
63061 | HID | 921NBNNEKES078 | RDR,RK40,ICLASS,SE E,LF OFF,HF SEOS,WIEG, PIG, BLK,STD-2,LED BLUE,FLSH GRN, BZR ON,OPT TAMP,OC,IM ALIVE,KPF,BFFRD 1 KEY,NO PAR,4-BIT MSG,VAR OUTPUT PER SIO,IPM OFF,VELON,RESET TO FACTORYDEFAULTS FOR RK/RPK READERS TARGET,MOBILE-ENABLED-FMT | Ea |  | 1 Year | 588 | 5% | 558.6
63062 | HID | 921NBNTEK20000 | RDR, RK40, ICLASS, SE E, LF OFF, HF SEOS, WIEG, TERM, BLK, STD-2, LED RED, FLSH GRN, BZR ON, VAR BIT OUTPUT PER SIO, KPF, BFFRD 1 KEY, NO PAR, 4-BIT MSG, IPM OFF, VEL ON, MOBILE READY | Ea |  | 1 Year | 588 | 5% | 558.6
63063 | HID | 921NBNTEK2S078 | RDR,RK40,ICLASS,SE E,LF OFF,HF SEOS,WIEG, TERM, BLK,STD-2,LED BLUE, FLSH GRN, BZR ON, OPT TAMP,OC,IM ALIVE, KPF,BFFRD1 KEY,NO PAR, 4-BIT MSG, VAR OUTPUT PER SIO, IPM OFF,VELON, RESET TO FACTORY DEFAULTSFOR RK/RPK READERS TARGET,MOBILE-READY | Ea |  | 1 Year | 588 | 5% | 558.6
63064 | HID | 921NBNTEKE0000 | RDR, RK40, ICLASS, SE E, LF OFF, HF SEOS, WIEG, TERM, BLK, STD-2, LED RED, FLSH GRN, BZR ON, VAR BIT OUTPUT PER SIO, KPF, BFFRD 1 KEY, NO PAR, 4-BIT MSG, IPM OFF, VEL ON, MOBILE-ENABLED-FORMAT | Ea |  | 1 Year | 588 | 5% | 558.6
63065 | HID | 921NBNTEKES078 | RDR,RK40,ICLASS,SE E, LF OFF,HF SEOS,WIEG,TERM,BLK,STD-2,LED BLUE,FLSH GRN,BZR ON, OPT TAMP, OC,IM ALIVE,KPF, BFFRD1 KEY,NO PAR,4-BITMSG, VAR OUTPUTPER SIO,IPM OFF,VELON,RESET TO FACTORYDEFAULTS FOR RK/RPK READERS TARGET,MOBILE-ENABLED-FMT | Ea |  | 1 Year | 588 | 5% | 558.6
63066 | HID | 921NBPNEKMA07L | RDR, RK40, ICLASS, SE E, LF OFF, HF SEOS/MA, 485HDX, PIG, BLK, A/V OFF, OSDP V2, OPT TAMP, OPEN COLL, OSDP TAMP ENBLD, TEST KEY, POLL=50MS, CSN SUPPR, KPF, ASCII, BFFRD 1 KEY, IPM OFF, MOBILE-READY | Ea |  | 1 Year | 588 | 5% | 558.6
63067 | HID | 921NHPNEK0000T | RDR, RK40-H, PIVCLASS, SE E, LF OFF, HF STD/SIO/SEOS/FIPS/CAK, 485HDX, PIG, BLK, STD-1, OSDP V1, OPEN COLL, OSDP TAMP ENBLD, TEST KEYS, POLL=75MS, A/V OFF, KPF, ASCII, BFFRD 1 KEY, FIPS 200-BIT, IPM OFF, UART OFF, WIEG OFF | Ea |  | 1 Year | 540 | 5% | 513
63068 | HID | 921NHPNEK000HB | RDR, RK40-H, PIVCLASS, SE E, LF OFF, HF STD/SIO/SEOS/FIPS/CAK, 485HDX, PIG, BLK, STD-1, LED RED, FLSH GRN, BZR ON, FIPS 128-BIT REVERSED, KPF, BFFRD 1 KEY, NO PAR, 4-BIT MSG, IPM OFF, UART OFF, WIEG ON | Ea |  | 1 Year | 540 | 5% | 513
63069 | HID | 921NHPNEK000UG | RDR, RK40-H, PIVCLASS, SE E, LF OFF, HF STD/SIO/SEOS/FIPS/CAK, 485HDX, PIG, BLK, STD-1, OSDP V2, OPEN COLL, OSDP TAMP ENBLD, TEST KEYS, POLL=75MS, A/V OFF, KPF, ASCII, BFFRD 1 KEY, FIPS 200-BIT, IPM OFF, UART OFF, WIEG OFF | Ea |  | 1 Year | 540 | 5% | 513
63070 | HID | 921NHPNEK0019D | RDR, RK40-H, PIVCLASS, SE E, LF OFF, HF STD/SIO/SEOS/FIPS/CAK, 485HDX, PIG, BLK, STD-1, LED RED, FLSH GRN, BZR ON, OPT TAMP, OPEN COLL, KPF, BFFRD 1 KEY, NO PAR, 4-BIT MSG, FIPS 64-BIT REVERSE BCD, IPM OFF, UART OFF, WIEG ON | Ea |  | 1 Year | 540 | 5% | 513
63071 | HID | 921NHPNEK0032R | RDR, RK40-H, PIVCLASS, SE E, LF OFF, HF STD/SIO/SEOS/FIPS/CAK, 485HDX, PIG, BLK, STD-1, LED RED, FLSH GRN, BZR ON, OPT TAMP, OPEN COLL, KPF, BFFRD 1 KEY, NO PAR, 4-BIT MSG, FIPS 200-BIT, IPM OFF, UART OFF, WIEG ON | Ea |  | 1 Year | 540 | 5% | 513
63072 | HID | 921NHPNEK0033C | RDR, RK40-H, PIVCLASS, SE E, LF OFF, HF STD/SIO/SEOS/FIPS/CAK, 485HDX, PIG, BLK, STD-1, OSDP V1, OPEN COLL, OSDP TAMP ENBLD, TEST KEYS, POLL=75MS, A/V OFF, KPF, ASCII, BFFRD 1 KEY, FIPS 75-BIT, IPM OFF, UART OFF, WIEG OFF | Ea |  | 1 Year | 540 | 5% | 513
63073 | HID | 921NHPNEK0033D | RDR, RK40-H, PIVCLASS, SE E, LF OFF, HF STD/SIO/SEOS/FIPS/CAK, 485HDX, PIG, BLK, STD-1, OSDP V1, OPEN COLL, OSDP TAMP ENBLD, TEST KEYS, POLL=75MS, A/V OFF, KPF, ASCII, BFFRD 1 KEY, FIPS 64-BIT, IPM OFF, UART OFF, WIEG OFF | Ea |  | 1 Year | 540 | 5% | 513
63074 | HID | 921NHPNEK0033E | RDR, RK40-H, PIVCLASS, SE E, LF OFF, HF STD/SIO/SEOS/FIPS/CAK, 485HDX, PIG, BLK, STD-1, LED RED, FLSH GRN, BZR ON, OPT TAMP, OPEN COLL, KPF, BFFRD 1 KEY, NO PAR, 4-BIT MSG, FIPS 75-BIT, IPM OFF, UART OFF, WIEG ON | Ea |  | 1 Year | 540 | 5% | 513
63075 | HID | 921NHPNEK0033F | RDR, RK40-H, PIVCLASS, SE E, LF OFF, HF STD/SIO/SEOS/FIPS/CAK, 485HDX, PIG, BLK, STD-1, LED RED, FLSH GRN, BZR ON, OPT TAMP, OPEN COLL, KPF, BFFRD 1 KEY, NO PAR, 4-BIT MSG, FIPS 64-BIT, IPM OFF, UART OFF, WIEG ON | Ea |  | 1 Year | 540 | 5% | 513
63076 | HID | 921NHPNEK0045J | RDR, RK40-H, PIVCLASS, SE E, LF OFF, HF STD/SIO/SEOS/FIPS/CAK, 485HDX, PIG, BLK, STD-1, LED RED, FLSH GRN, BZR ON, OPT TAMP, OPEN COLL, FIPS 200-BIT, 14443A DES 56 BIT,KPF, BFFRD 1 KEY,DOR COMPL,NO PAR,8-BIT MSG,IPM OFF, UART OFF, WIEG ON | Ea |  | 1 Year | 540 | 5% | 513
63077 | HID | 921NHPNEKE000T | RDR, RK40-H, PIVCLASS, SE E, LF OFF, HF STD/SIO/SEOS/FIPS/CAK, 485HDX, PIG, BLK, STD-1, OSDP V1, OPEN COLL, OSDP TAMP ENBLD, TEST KEYS, POLL=75MS, A/V OFF, KPF, ASCII, BFFRD 1 KEY, FIPS 200-BIT, IPM OFF, UART OFF, WIEG OFF | Ea |  | 1 Year | 540 | 5% | 513
63078 | HID | 921NHPNEKE00HB | RDR, RK40-H, PIVCLASS, SE E, LF OFF, HF STD/SIO/SEOS/FIPS/CAK, 485HDX, PIG, BLK, ELITE, LED RED, FLSH GRN, BZR ON, FIPS 128-BIT REVERSED, KPF, BFFRD 1 KEY, NO PAR, 4-BIT MSG, IPM OFF, UART OFF, WIEG ON | Ea |  | 1 Year | 540 | 5% | 513
63079 | HID | 921NHPNEKE019D | RDR, RK40-H, PIVCLASS, SE E, LF OFF, HF STD/SIO/SEOS/FIPS/CAK, 485HDX, PIG, BLK, STD-1, LED RED, FLSH GRN, BZR ON, OPT TAMP, OPEN COLL, KPF, BFFRD 1 KEY, NO PAR, 4-BIT MSG, FIPS 64-BIT REVERSE BCD, IPM OFF, UART OFF, WIEG ON | Ea |  | 1 Year | 540 | 5% | 513
63080 | HID | 921NHPNEKE032R | RDR, RK40-H, PIVCLASS, SE E, LF OFF, HF STD/SIO/SEOS/FIPS/CAK, 485HDX, PIG, BLK, STD-1, LED RED, FLSH GRN, BZR ON, OPT TAMP, OPEN COLL, KPF, BFFRD 1 KEY, NO PAR, 4-BIT MSG, FIPS 200-BIT, IPM OFF, UART OFF, WIEG ON | Ea |  | 1 Year | 540 | 5% | 513
63081 | HID | 921NHPNEKE033C | RDR, RK40-H, PIVCLASS, SE E, LF OFF, HF STD/SIO/SEOS/FIPS/CAK, 485HDX, PIG, BLK, STD-1, OSDP V1, OPEN COLL, OSDP TAMP ENBLD, TEST KEYS, POLL=75MS, A/V OFF, KPF, ASCII, BFFRD 1 KEY, FIPS 75-BIT, IPM OFF, UART OFF, WIEG OFF | Ea |  | 1 Year | 540 | 5% | 513
63082 | HID | 921NHPNEKE033D | RDR, RK40-H, PIVCLASS, SE E, LF OFF, HF STD/SIO/SEOS/FIPS/CAK, 485HDX, PIG, BLK, STD-1, OSDP V1, OPEN COLL, OSDP TAMP ENBLD, TEST KEYS, POLL=75MS, A/V OFF, KPF, ASCII, BFFRD 1 KEY, FIPS 64-BIT, IPM OFF, UART OFF, WIEG OFF | Ea |  | 1 Year | 540 | 5% | 513
63083 | HID | 921NHPNEKE033E | RDR, RK40-H, PIVCLASS, SE E, LF OFF, HF STD/SIO/SEOS/FIPS/CAK, 485HDX, PIG, BLK, STD-1, LED RED, FLSH GRN, BZR ON, OPT TAMP, OPEN COLL, KPF, BFFRD 1 KEY, NO PAR, 4-BIT MSG, FIPS 75-BIT, IPM OFF, UART OFF, WIEG ON | Ea |  | 1 Year | 540 | 5% | 513
63084 | HID | 921NHPNEKE033F | RDR, RK40-H, PIVCLASS, SE E, LF OFF, HF STD/SIO/SEOS/FIPS/CAK, 485HDX, PIG, BLK, STD-1, LED RED, FLSH GRN, BZR ON, OPT TAMP, OPEN COLL, KPF, BFFRD 1 KEY, NO PAR, 4-BIT MSG, FIPS 64-BIT, IPM OFF, UART OFF, WIEG ON | Ea |  | 1 Year | 540 | 5% | 513
63085 | HID | 921NHPTEK0000T | RDR, RK40-H, PIVCLASS, SE E, LF OFF, HF STD/SIO/SEOS/FIPS/CAK, 485HDX, TERM, BLK, STD-1, OSDP V1, OPEN COLL, OSDP TAMP ENBLD, TEST KEYS, POLL=75MS, A/V OFF, KPF, ASCII, BFFRD 1 KEY, FIPS 200-BIT, IPM OFF, UART OFF, WIEG OFF | Ea |  | 1 Year | 540 | 5% | 513
63086 | HID | 921NHPTEK000HB | RDR, RK40-H, PIVCLASS, SE E, LF OFF, HF STD/SIO/SEOS/FIPS/CAK, 485HDX, TERM, BLK, STD-1, LED RED, FLSH GRN, BZR ON, FIPS 128-BIT REVERSED, KPF, BFFRD 1 KEY, NO PAR, 4-BIT MSG, IPM OFF, UART OFF, WIEG ON | Ea |  | 1 Year | 540 | 5% | 513
63087 | HID | 921NHPTEK000HJ | RDR, RK40-H, PIVCLASS, SE E, LF OFF, HF STD/SIO/SEOS/FIPS/CAK, 485HDX, TERM, BLK, STD-1, A/V OFF, OSDP V1, OPT TAMP, OPEN COLL, OSDP TAMP ENBLD, TEST KEYS, POLL=75MS, FIPS 200-BIT, KPF, ASCII,BFFRD 1 KEY, IPM OFF, UART OFF, WIEG OFF | Ea |  | 1 Year | 540 | 5% | 513
63088 | HID | 921NHPTEK000UG | RDR, RK40-H, PIVCLASS, SE E, LF OFF, HF STD/SIO/SEOS/FIPS/CAK, 485HDX, TERM, BLK, STD-1, OSDP V2, OPEN COLL, OSDP TAMP ENBLD, TEST KEYS, POLL=75MS, A/V OFF, KPF, ASCII, BFFRD 1 KEY, FIPS 200-BIT, IPM OFF, UART OFF, WIEG OFF | Ea |  | 1 Year | 540 | 5% | 513
63089 | HID | 921NHPTEK0013T | RDR, RK40-H, PIVCLASS, SE E, LF OFF, HF STD/SIO/SEOS/FIPS/CAK, 485HDX, TERM, BLK, STD-1, A/V OFF, OSDP V1, OPEN COLL, OSDP TAMP ENBLD, TEST KEYS, POLL=75MS, FIPS 200-BIT, KPF, BFFRD 1 KEY, DOR COMPL, NO PAR, 8-BIT MSG, IPM | Ea |  | 1 Year | 540 | 5% | 513
63090 | HID | 921NHPTEK0019D | RDR, RK40-H, PIVCLASS, SE E, LF OFF, HF STD/SIO/SEOS/FIPS/CAK, 485HDX, TERM, BLK, STD-1, LED RED, FLSH GRN, BZR ON, KPF, BFFRD 1 KEY, NO PAR, 4-BIT MSG, FIPS 64-BIT REVERSE BCD, IPM OFF, UART OFF, WIEG ON | Ea |  | 1 Year | 540 | 5% | 513
63091 | HID | 921NHPTEK0032R | RDR, RK40-H, PIVCLASS, SE E, LF OFF, HF STD/SIO/SEOS/FIPS/CAK, 485HDX, TERM, BLK, STD-1, LED RED, FLSH GRN, BZR ON, OPT TAMP, OPEN COLL, KPF, BFFRD 1 KEY, NO PAR, 4-BIT MSG, FIPS 200-BIT, IPM OFF, UART OFF, WIEG ON | Ea |  | 1 Year | 540 | 5% | 513
63092 | HID | 921NHPTEK0033C | RDR, RK40-H, PIVCLASS, SE E, LF OFF, HF STD/SIO/SEOS/FIPS/CAK, 485HDX, TERM, BLK, STD-1, OSDP V1, OPEN COLL, OSDP TAMP ENBLD, TEST KEYS, POLL=75MS, A/V OFF, KPF, ASCII, BFFRD 1 KEY, FIPS 75-BIT, IPM OFF, UART OFF, WIEG OFF | Ea |  | 1 Year | 540 | 5% | 513
63093 | HID | 921NHPTEK0033D | RDR, RK40-H, PIVCLASS, SE E, LF OFF, HF STD/SIO/SEOS/FIPS/CAK, 485HDX, TERM, BLK, STD-1, OSDP V1, OPEN COLL, OSDP TAMP ENBLD, TEST KEYS, POLL=75MS, A/V OFF, KPF, ASCII, BFFRD 1 KEY, FIPS 64-BIT, IPM OFF, UART OFF, WIEG OFF | Ea |  | 1 Year | 540 | 5% | 513
63094 | HID | 921NHPTEK0033E | RDR, RK40-H, PIVCLASS, SE E, LF OFF, HF STD/SIO/SEOS/FIPS/CAK, 485HDX, TERM, BLK, STD-1, LED RED, FLSH GRN, BZR ON, OPT TAMP, OPEN COLL, KPF, BFFRD 1 KEY, NO PAR, 4-BIT MSG, FIPS 75-BIT, IPM OFF, UART OFF, WIEG ON | Ea |  | 1 Year | 540 | 5% | 513
63095 | HID | 921NHPTEK0033F | RDR, RK40-H, PIVCLASS, SE E, LF OFF, HF STD/SIO/SEOS/FIPS/CAK, 485HDX, TERM, BLK, STD-1, LED RED, FLSH GRN, BZR ON, OPT TAMP, OPEN COLL, KPF, BFFRD 1 KEY, NO PAR, 4-BIT MSG, FIPS 64-BIT, IPM OFF, UART OFF, WIEG ON | Ea |  | 1 Year | 540 | 5% | 513
63096 | HID | 921NHPTEK0036M | RDR, RK40-H, PIVCLASS, SE E, LF OFF, HF STD/SIO/SEOS/FIPS/CAK, 485HDX, TERM, BLK, STD-1, A/V OFF, OSDP V1, OPEN COLL, OSDP TAMP DISBLD, TEST KEYS, POLL=75MS, FIPS 200-BIT, KPF, BFFRD 1 KEY, DOR COMPL, NO PAR, 8-BIT MSG, IP | Ea |  | 1 Year | 540 | 5% | 513
63097 | HID | 921NHPTEK0036V | RDR, RK40-H, PIVCLASS, SE E, LF OFF, HF STD/SIO/SEOS/FIPS/CAK, 485HDX, TERM, BLK, STD-1, A/V OFF, OSDP V1, OPEN COLL, OSDP TAMP DISBLD, TEST KEYS, POLL=75MS, FIPS 200-BIT, KPF, ASCII, BFFRD 1 KEY, IPM OFF, UART | Ea |  | 1 Year | 540 | 5% | 513
63098 | HID | 921NHPTEKE000T | RDR, RK40-H, PIVCLASS, SE E, LF OFF, HF STD/SIO/SEOS/FIPS/CAK, 485HDX, TERM, BLK, STD-1, OSDP V1, OPEN COLL, OSDP TAMP ENBLD, TEST KEYS, POLL=75MS, A/V OFF, KPF, ASCII, BFFRD 1 KEY, FIPS 200-BIT, IPM OFF, UART OFF, WIEG OFF | Ea |  | 1 Year | 540 | 5% | 513
63099 | HID | 921NHPTEKE00HB | RDR, RK40-H, PIVCLASS, SE E, LF OFF, HF STD/SIO/SEOS/FIPS/CAK, 485HDX, TERM, BLK, ELITE, LED RED, FLSH GRN, BZR ON, FIPS 128-BIT REVERSED, KPF, BFFRD 1 KEY, NO PAR, 4-BIT MSG, IPM OFF, UART OFF, WIEG ON | Ea |  | 1 Year | 540 | 5% | 513
63100 | HID | 921NHPTEKE013T | RDR, RK40-H, PIVCLASS, SE E, LF OFF, HF STD/SIO/SEOS/FIPS/CAK, 485HDX, TERM, BLK, ELITE KEYS, A/V OFF, OSDP V1, OPEN COLL, OSDP TAMP ENBLD, TEST KEYS, POLL=75MS, FIPS 200-BIT, KPF, BFFRD 1 KEY, DOR COMPL, NO PAR, 8-BIT MSG | Ea |  | 1 Year | 540 | 5% | 513
63101 | HID | 921NHPTEKE019D | RDR, RK40-H, PIVCLASS, SE E, LF OFF, HF STD/SIO/SEOS/FIPS/CAK, 485HDX, TERM, BLK, STD-1, LED RED, FLSH GRN, BZR ON, OPT TAMP, OPEN COLL, KPF, BFFRD 1 KEY, NO PAR, 4-BIT MSG, FIPS 64-BIT REVERSE BCD, IPM OFF, UART OFF, WIEG ON | Ea |  | 1 Year | 540 | 5% | 513
63102 | HID | 921NHPTEKE032R | RDR, RK40-H, PIVCLASS, SE E, LF OFF, HF STD/SIO/SEOS/FIPS/CAK, 485HDX, TERM, BLK, STD-1, LED RED, FLSH GRN, BZR ON, OPT TAMP, OPEN COLL, KPF, BFFRD 1 KEY, NO PAR, 4-BIT MSG, FIPS 200-BIT, IPM OFF, UART OFF, WIEG ON | Ea |  | 1 Year | 540 | 5% | 513
63103 | HID | 921NHPTEKE033C | RDR, RK40-H, PIVCLASS, SE E, LF OFF, HF STD/SIO/SEOS/FIPS/CAK, 485HDX, TERM, BLK, STD-1, OSDP V1, OPEN COLL, OSDP TAMP ENBLD, TEST KEYS, POLL=75MS, A/V OFF, KPF, ASCII, BFFRD 1 KEY, FIPS 75-BIT, IPM OFF, UART OFF, WIEG OFF | Ea |  | 1 Year | 540 | 5% | 513
63104 | HID | 921NHPTEKE033D | RDR, RK40-H, PIVCLASS, SE E, LF OFF, HF STD/SIO/SEOS/FIPS/CAK, 485HDX, TERM, BLK, STD-1, OSDP V1, OPEN COLL, OSDP TAMP ENBLD, TEST KEYS, POLL=75MS, A/V OFF, KPF, ASCII, BFFRD 1 KEY, FIPS 64-BIT, IPM OFF, UART OFF, WIEG OFF | Ea |  | 1 Year | 540 | 5% | 513
63105 | HID | 921NHPTEKE033E | RDR, RK40-H, PIVCLASS, SE E, LF OFF, HF STD/SIO/SEOS/FIPS/CAK, 485HDX, TERM, BLK, STD-1, LED RED, FLSH GRN, BZR ON, OPT TAMP, OPEN COLL, KPF, BFFRD 1 KEY, NO PAR, 4-BIT MSG, FIPS 75-BIT, IPM OFF, UART OFF, WIEG ON | Ea |  | 1 Year | 540 | 5% | 513
63106 | HID | 921NHPTEKE033F | RDR, RK40-H, PIVCLASS, SE E, LF OFF, HF STD/SIO/SEOS/FIPS/CAK, 485HDX, TERM, BLK, STD-1, LED RED, FLSH GRN, BZR ON, OPT TAMP, OPEN COLL, KPF, BFFRD 1 KEY, NO PAR, 4-BIT MSG, FIPS 64-BIT, IPM OFF, UART OFF, WIEG ON | Ea |  | 1 Year | 540 | 5% | 513
63107 | HID | 921NHRNEK0000C | RDR, RK40-H, PIVCLASS, SE E, LF OFF, HF STD/SIO/SEOS/FIPS/CAK, 485FDX, PIG, BLK, STD-1, LED RED, FLSH GRN, BZR ON, OPT TAMP, OPEN COLL, FIPS 200-BIT, IPM OFF, UART OFF, WIEG ON | Ea |  | 1 Year | 540 | 5% | 513
63108 | HID | 921NHRNEK00039 | RDR, RK40-H, PIVCLASS, SE E, LF OFF, HF STD/SIO/SEOS/FIPS/CAK, 485FDX, PIG, BLK, STD-1, LED RED, FLSH GRN, BZR ON, OPT TAMP, OPEN COLL, FIPS 75-BIT, KPF, BFFRD 1 KEY, NO PAR, 4-BIT MSG, IPM OFF, UART OFF, WIEG ON | Ea |  | 1 Year | 540 | 5% | 513
63109 | HID | 921NHRNEK00044 | RDR, RK40-H, PIVCLASS, SE E, LF OFF, HF STD/SIO/SEOS/FIPS/CAK, 485FDX, PIG, BLK, STD-1, LED RED, FLSH GRN, BZR ON, OPT TAMP, OPEN COLL, FIPS 64-BIT, BCD, KPF, BFFRD 1 KEY, NO PAR, 4-BIT MSG, IPM OFF, UART OFF, WIEG ON | Ea |  | 1 Year | 540 | 5% | 513
63110 | HID | 921NHRNEK0004K | RDR, RK40-H, PIVCLASS, SE E, LF OFF, HF STD/SIO/SEOS/FIPS/CAK, 485FDX, PIG, BLK, STD-1, LED RED, FLSH GRN, BZR ON, OPT TAMP, OPEN COLL, FIPS 200-BIT, MIF/DES 56-BIT CSN, KPF, BFFRD 1 KEY, NO PAR, 4-BIT MSG, IPM OFF, UART OFF, WIEG ON | Ea |  | 1 Year | 540 | 5% | 513
63111 | HID | 921NHRNEK0004M | RDR, RK40-H, PIVCLASS, SE E, LF OFF, HF STD/SIO/SEOS/FIPS/CAK, 485FDX, PIG, BLK, STD-1, LED RED, FLSH GRN, BZR ON, OPT TAMP, OPEN COLL, FIPS 200-BIT, KPF, BFFRD 1 KEY, NO PAR, 4-BIT MSG, IPM OFF, UART OFF, WIEG ON | Ea |  | 1 Year | 540 | 5% | 513
63112 | HID | 921NHRNEK00062 | RDR, RK40-H, PIVCLASS, SE E, LF OFF, HF STD/SIO/SEOS/FIPS/CAK, 485FDX, PIG, BLK, STD-1, LED RED, FLSH GRN, BZR ON, OPT TAMP, OPEN COLL, FIPS 200-BIT, KPF, BFFRD 1 KEY, DOR COMPL, NO PAR, 8-BIT MSG, IPM OFF, UART OFF, WIEG ON | Ea |  | 1 Year | 540 | 5% | 513
63113 | HID | 921NHRNEK0006V | RDR, RK40-H, PIVCLASS, SE E, LF OFF, HF STD/SIO/SEOS/FIPS/CAK, 485FDX, PIG, BLK, STD-1, LED RED, FLSH GRN, BZR ON, OPT TAMP, OPEN COLL, FIPS 200-BIT, MIF/DES 26-BIT CSN, KPF, BFFRD 1 KEY, NO PAR, 4-BIT MSG, IPM OFF, UART OFF, WIEG ON | Ea |  | 1 Year | 540 | 5% | 513
63114 | HID | 921NHRNEK0008P | RDR, RK40-H, PIVCLASS, SE E, LF OFF, HF STD/SIO/SEOS/FIPS/CAK, 485FDX, PIG, BLK, STD-1, LED RED, FLSH GRN, BZR ON, OPT TAMP, OPEN COLL, FIPS 75-BIT, KPF, BFFRD 1 TO 5 KEYS, PAR, USER ENTRD FC, 26-BIT MSG, IPM OFF, UART OFF, WIEG ON | Ea |  | 1 Year | 540 | 5% | 513
63115 | HID | 921NHRNEK000HB | RDR, RK40-H, PIVCLASS, SE E, LF OFF, HF STD/SIO/SEOS/FIPS/CAK, 485FDX, PIG, BLK, STD-1, LED RED, FLSH GRN, BZR ON, FIPS 128-BIT REVERSED, KPF, BFFRD 1 KEY, NO PAR, 4-BIT MSG, IPM OFF, UART OFF, WIEG ON | Ea |  | 1 Year | 540 | 5% | 513
63116 | HID | 921NHRNEK000Q7 | RDR, RK40-H, PIVCLASS, SE E, LF OFF, HF STD/SIO/SEOS/FIPS/CAK, 485FDX, PIG, BLK, STD-1, A/V OFF, OPT TAMP, OPEN COLL, FIPS 58-BIT AMAG, KPF, BFFRD 1 KEY, DOR COMPL, NO PAR, 8 BIT MSG, IPM OFF, UART OFF, WIEG ON | Ea |  | 1 Year | 540 | 5% | 513
63117 | HID | 921NHRNEK0011H | RDR, RK40-H, PIVCLASS, SE E, LF OFF, HF STD/SIO/SEOS/FIPS/CAK, 485FDX, PIG, BLK, STD-1, LED RED, FLSH OFF, BZR ON, OPT TAMP, OPEN COLL, FIPS 75-BIT, KPF, BFFRD 1 KEY, NO PAR, 4-BIT MSG, IPM OFF, UART OFF, WIEG ON | Ea |  | 1 Year | 540 | 5% | 513
63118 | HID | 921NHRNEK0011J | RDR, RK40-H, PIVCLASS, SE E, LF OFF, HF STD/SIO/SEOS/FIPS/CAK, 485FDX, PIG, BLK, STD-1, LED RED, FLSH GRN, BZR ON, OPT TAMP, OPEN COLL, FIPS 64-BIT, BCD, KPF, BFFRD 1 KEY, PAR, 6-BIT MSG, IPM OFF, UART OFF, WIEG ON | Ea |  | 1 Year | 540 | 5% | 513
63119 | HID | 921NHRNEK0011K | RDR, RK40-H, PIVCLASS, SE E, LF OFF, HF STD/SIO/SEOS/FIPS/CAK, 485FDX, PIG, BLK, STD-1, LED RED, FLSH GRN, BZR ON, OPT TAMP, OPEN COLL, FIPS 75-BIT, MIF/DES 56-BIT CSN, KPF, BFFRD 1 KEY, NO PAR, 4-BIT MSG, IPM OFF, UART OFF, WIEG ON | Ea |  | 1 Year | 540 | 5% | 513
63120 | HID | 921NHRNEK00121 | RDR, RK40-H, PIVCLASS, SE E, LF OFF, HF STD/SIO/SEOS/FIPS/CAK, 485FDX, PIG, BLK, STD-1, LED RED, FLSH GRN, BZR ON, OPT TAMP, OPEN COLL, FIPS 128-BIT, FASCN + RMV OVRHD, KPF, BFFRD 1 KEY, NO PAR, 4-BIT MSG, IPM OFF, UART OFF, WIEG ON | Ea |  | 1 Year | 540 | 5% | 513
63121 | HID | 921NHRNEK00139 | RDR, RK40-H, PIVCLASS, SE E, LF OFF, HF STD/SIO/SEOS/FIPS/CAK, 485FDX, PIG, BLK, STD-1, LED RED, FLSH GRN, BZR ON, OPT TAMP, OPEN COLL, FIPS 64-BIT, BCD, KPF, BFFRD 1 KEY, DOR COMPL, NO PAR, 8-BIT MSG, IPM OFF, UART OFF, WIEG ON | Ea |  | 1 Year | 540 | 5% | 513
63122 | HID | 921NHRNEK0013W | RDR, RK40-H, PIVCLASS, SE E, LF OFF, HF STD/SIO/SEOS/FIPS/CAK, 485FDX, PIG, BLK, STD-1, LED RED, FLSH GRN, BZR ON, OPT TAMP, OPEN COLL, FIPS 75-BIT, KPF, BFFRD 1 KEY, DOR COMPL, NO PAR, 8-BIT MSG, IPM OFF, UART OFF, WIEG ON | Ea |  | 1 Year | 540 | 5% | 513
63123 | HID | 921NHRNEK0016V | RDR, RK40-H, PIVCLASS, SE E, LF OFF, HF STD/SIO/SEOS/FIPS/CAK, 485FDX, PIG, BLK, STD-1, LED RED, FLSH GRN, BZR ON, OPT TAMP, OPEN COLL, FIPS 40-BIT, BCD, KPF, BFFRD 1 KEY, DOR COMPL, NO PAR, 8-BIT MSG, IPM OFF | Ea |  | 1 Year | 540 | 5% | 513
63124 | HID | 921NHRNEK0016Y | RDR, RK40-H, PIVCLASS, SE E, LF OFF, HF STD/SIO/SEOS/FIPS/CAK, 485FDX, PIG, BLK, STD-1, LED RED, FLSH GRN, BZR ON, OPT TAMP, OPEN COLL, FIPS 200-BIT, MIF/DES 56-BIT CSN, KPF, BFFRD 1 KEY, DOR COMPL, NO PAR, 8-BIT MSG, IPM OFF | Ea |  | 1 Year | 540 | 5% | 513
63125 | HID | 921NHRNEK00171 | RDR, RK40-H, PIVCLASS, SE E, LF OFF, HF STD/SIO/SEOS/FIPS/CAK, 485FDX, PIG, BLK, STD-1, LED OFF, FLSH OFF, BZR ON, OPT TAMP, OPEN COLL, FIPS 64-BIT, RVRS BCD, KPF, BFFRD 1 KEY, DOR COMPL, NO PAR, 8-BIT MSG, IPM OFF | Ea |  | 1 Year | 540 | 5% | 513
63126 | HID | 921NHRNEK00246 | RDR, RK40-H, PIVCLASS, SE E, LF OFF, HF STD/SIO/SEOS/FIPS/CAK, 485FDX, PIG, BLK, STD-1, LED RED, FLSH GRN, BZR OFF, OPT TAMP, OPEN COLL, FIPS 75-BIT, KPF, BFFRD 1 KEY, DOR COMPL, NO PAR, 8-BIT MSG, IPM OFF, UART OFF, WIEG ON | Ea |  | 1 Year | 540 | 5% | 513
63127 | HID | 921NHRNEK00247 | RDR, RK40-H, PIVCLASS, SE E, LF OFF, HF STD/SIO/SEOS/FIPS/CAK, 485FDX, PIG, BLK, STD-1, LED RED, FLSH OFF, BZR ON, OPT TAMP, OPEN COLL, FIPS 200-BIT, KPF, BFFRD 1 KEY, DOR COMPL, NO PAR, 8-BIT MSG, IPM OFF, UART OFF, WIEG ON | Ea |  | 1 Year | 540 | 5% | 513
63128 | HID | 921NHRNEK00248 | RDR, RK40-H, PIVCLASS, SE E, LF OFF, HF STD/SIO/SEOS/FIPS/CAK, 485FDX, PIG, BLK, STD-1, LED RED, FLSH OFF, BZR ON, OPT TAMP, OPEN COLL, FIPS 75-BIT, KPF, BFFRD 1 KEY, DOR COMPL, NO PAR, 8-BIT MSG, IPM OFF, UART OFF, WIEG ON | Ea |  | 1 Year | 540 | 5% | 513
63129 | HID | 921NHRNEK00249 | RDR, RK40-H, PIVCLASS, SE E, LF OFF, HF STD/SIO/SEOS/FIPS/CAK, 485FDX, PIG, BLK, STD-1, LED OFF, FLSH OFF, BZR ON, OPT TAMP, OPEN COLL, FIPS 64-BIT, BCD, KPF, BFFRD 1 KEY, DOR COMPL, NO PAR, 8-BIT MSG, IPM OFF, UART OFF, WIEG ON | Ea |  | 1 Year | 540 | 5% | 513
63130 | HID | 921NHRNEK0024J | RDR, RK40-H, PIVCLASS, SE E, LF OFF, HF STD/SIO/SEOS/FIPS/CAK, 485FDX, PIG, BLK, STD-1, LED RED, FLSH GRN, BZR ON, OPT TAMP, OPEN COLL, FIPS 200-BIT, KPF, BFFRD 1 TO 5 KEYS, PAR, USER ENTRD FC, 26-BIT MSG, IPM OFF, UART OFF, WIEG ON | Ea |  | 1 Year | 540 | 5% | 513
63131 | HID | 921NHRNEK0024K | RDR, RK40-H, PIVCLASS, SE E, LF OFF, HF STD/SIO/SEOS/FIPS/CAK, 485FDX, PIG, BLK, STD-1, LED RED, FLSH GRN, BZR ON, OPT TAMP, OPEN COLL, KPF, BFFRD 1 KEY, DOR COMPL, NO PAR, 8-BIT MSG, IPM OFF, UART OFF, WIEG ON | Ea |  | 1 Year | 540 | 5% | 513
63132 | HID | 921NHRNEK0033A | RDR, RK40-H, PIVCLASS, SE E, LF OFF, HF STD/SIO/SEOS/FIPS/CAK, 485FDX, PIG, BLK, STD-1, LED RED, FLSH GRN, BZR ON, OPT TAMP, OPEN COLL, KPF, ASCII, XMIT CMPLT, IPM OFF, UART ON, WIEG OFF | Ea |  | 1 Year | 540 | 5% | 513
63133 | HID | 921NHRNEK0037F | RDR, RK40-H, PIVCLASS, SE E, LF OFF, HF STD/SIO/SEOS/FIPS/CAK, 485FDX, PIG, BLK, STD-1, LED RED, FLSH GRN, BZR ON, OPT TAMP, OPEN COLL, KPF, BFFRD 1 KEY, NO PAR, 4-BIT MSG, FIPS 64-BIT REVERSE BCD, IPM OFF, UART OFF, WIEG ON | Ea |  | 1 Year | 540 | 5% | 513
63134 | HID | 921NHRNEK0041J | RDR, RK40-H, PIVCLASS, SE E, LF OFF, HF STD/SIO/SEOS/FIPS/CAK, 485FDX, PIG, BLK, STD-1, LED RED, FLSH GRN, BZR ON, OPT TAMP, OPEN COLL, FIPS 75-BIT, MIF/DES 32-BIT CSN, KPF, BFFRD 1 KEY, NO PAR, 4-BIT MSG, IPM OFF, UART OFF, WIEG ON | Ea |  | 1 Year | 540 | 5% | 513
63135 | HID | 921NHRNEK0043Y | RDR, RK40-H, PIVCLASS, SE E, LF OFF, HF STD/SIO/SEOS/FIPS/CAK, 485FDX, PIG, BLK, STD-1, LED RED, FLSH GRN, BZR ON, OPT TAMP, OPEN COLL, FIPS 200-BIT, 14443A MIF 56-BIT CSN, KPF, BFFRD 1 KEY, NO PAR, 4-BIT MSG, IPM OFF, UART OFF, WIEG ON | Ea |  | 1 Year | 540 | 5% | 513
63136 | HID | 921NHRNEK0044A | RDR, RK40-H, PIVCLASS, SE E, LF OFF, HF STD/SIO/SEOS/FIPS/CAK, 485FDX, PIG, BLK, STD-1, LED RED, FLSH GRN, BZR ON, OPT TAMP, OPEN COLL, FIPS 200-BIT, 14443A DES 56-BIT CSN, KPF, BFFRD 1 KEY, NO PAR, 4-BIT MSG, IPM OFF, UART OFF, WIEG ON | Ea |  | 1 Year | 540 | 5% | 513
63137 | HID | 921NHRNEK0047B | RDR, RK40-H, PIVCLASS, SE E, LF OFF, HF STD/SIO/SEOS/FIPS/CAK, 485FDX, PIG, BLK, STD-1, LED OFF, FLSH OFF, BZR ON, OPT TAMP, OPEN COLL, FIPS 75-BIT, KPF, BFFRD 1 KEY, DOR COMPL, NO PAR, 8-BIT MSG, IPM OFF, UART OFF, WIEG ON | Ea |  | 1 Year | 540 | 5% | 513
63138 | HID | 921NHRNEK0052J | RDR, RK40-H, PIVCLASS, SE E, LF OFF, HF STD/SIO/SEOS/FIPS/CAK, 485FDX, PIG, BLK, STD-1, LED RED, FLSH GRN, BZR ON, OPT, OPEN COLL, 200-BIT, 14443A 26-BIT CSN, KPF, BFFRD 1 KEY, DOR COMPL, NO PAR, 8-BIT MSG, IPM OFF, UART OFF, WIEG | Ea |  | 1 Year | 540 | 5% | 513
63139 | HID | 921NHRNEK00579 | RDR, RK40-H, PIVCLASS, SE E, LF OFF, HF STD/SIO/SEOS/FIPS/CAK, 485FDX, PIG, BLK, STD-1, LED RED, FLSH GRN, BZR ON, FIPS 128-BIT,FASCN+RMV OVRHD+RMV PAR , KPF, BFFRD 1 KEY, DOR COMPL, NO PAR, 8-BIT MSG, IPM OFF | Ea |  | 1 Year | 540 | 5% | 513
63140 | HID | 921NHRNEK00586 | RDR, RK40-H, PIVCLASS, SE E, LF OFF, HF STD/SIO/SEOS/FIPS/CAK, 485FDX, PIG, BLK, STD-1, LED RED, FLSH GRN, BZR ON, OPT TAMP, OPEN COLL, FIPS 75-BIT, KPF, BFFRD 1 TO 5 KEYS, PAR, FC FIXED 96, 26-BIT MSG, IPM OFF, UART OFF, WIEG ON | Ea |  | 1 Year | 540 | 5% | 513
63141 | HID | 921NHRNEK00587 | RDR, RK40-H, PIVCLASS, SE E, LF OFF, HF STD/SIO/SEOS/FIPS/CAK, 485FDX, PIG, BLK, STD-1, LED RED, FLSH GRN, BZR ON, OPT TAMP, OPEN COLL, FIPS 200-BIT, KPF, BFFRD 1 TO 5 KEYS, PAR, FC FIXED 96, 26-BIT MSG, IPM OFF, UART OFF, WEIG ON | Ea |  | 1 Year | 540 | 5% | 513
63142 | HID | 921NHRNEKE0039 | RDR, RK40-H, PIVCLASS, SE E, LF OFF, HF STD/SIO/SEOS/FIPS/CAK, 485FDX, PIG, BLK, STD-1, LED RED, FLSH GRN, BZR ON, OPT TAMP, OPEN COLL, KPF, BFFRD 1 KEY, NO PAR, 4-BIT MSG, FIPS 75-BIT, IPM OFF, UART OFF, WIEG ON | Ea |  | 1 Year | 540 | 5% | 513
63143 | HID | 921NHRNEKE0044 | RDR, RK40-H, PIVCLASS, SE E, LF OFF, HF STD/SIO/SEOS/FIPS/CAK, 485FDX, PIG, BLK, STD-1, LED RED, FLSH GRN, BZR ON, OPT TAMP, OPEN COLL, KPF, BFFRD 1 KEY, NO PAR, 4-BIT MSG, FIPS 64-BIT, IPM OFF, UART OFF, WIEG ON | Ea |  | 1 Year | 540 | 5% | 513
63144 | HID | 921NHRNEKE004M | RDR, RK40-H, PIVCLASS, SE E, LF OFF, HF STD/SIO/SEOS/FIPS/CAK, 485FDX, PIG, BLK, ELITE KEYS, LED RED, FLSH GRN, BZR ON, OPT TAMP, OPEN COLL, FIPS 200-BIT, KPF, BFFRD 1 KEY, NO PAR, 4-BIT MSG, IPM OFF, UART OFF, WIEG ON | Ea |  | 1 Year | 540 | 5% | 513
63145 | HID | 921NHRNEKE0062 | RDR, RK40-H, PIVCLASS, SE E, LF OFF, HF STD/SIO/SEOS/FIPS/CAK, 485FDX, PIG, BLK, ELITE KEYS, LED RED, FLSH GRN, BZR ON, OPT TAMP, OPEN COLL, FIPS 200-BIT, KPF, BFFRD 1 KEY, DOR COMPL, NO PAR, 8-BIT MSG, IPM OFF, UART OFF, WIEG ON | Ea |  | 1 Year | 540 | 5% | 513
63146 | HID | 921NHRNEKE00HB | RDR, RK40-H, PIVCLASS, SE E, LF OFF, HF STD/SIO/SEOS/FIPS/CAK, 485FDX, PIG, BLK, ELITE, LED RED, FLSH GRN, BZR ON, FIPS 128-BIT REVERSED, KPF, BFFRD 1 KEY, NO PAR, 4-BIT MSG, IPM OFF, UART OFF, WIEG ON | Ea |  | 1 Year | 540 | 5% | 513
63147 | HID | 921NHRNEKE033A | RDR, RK40-H, PIVCLASS, SE E, LF OFF, HF STD/SIO/SEOS/FIPS/CAK, 485FDX, PIG, BLK, STD-1, LED RED, FLSH GRN, BZR ON, OPT TAMP, OPEN COLL, KPF, ASCII, XMIT CMPLT, IPM OFF, UART ON, WIEG OFF | Ea |  | 1 Year | 540 | 5% | 513
63148 | HID | 921NHRNEKE037F | RDR, RK40-H, PIVCLASS, SE E, LF OFF, HF STD/SIO/SEOS/FIPS/CAK, 485FDX, PIG, BLK, STD-1, LED RED, FLSH GRN, BZR ON, OPT TAMP, OPEN COLL, KPF, BFFRD 1 KEY, NO PAR, 4-BIT MSG, FIPS 64-BIT REVERSE BCD, IPM OFF, UART OFF, WIEG ON | Ea |  | 1 Year | 540 | 5% | 513
63149 | HID | 921NHRTEK00039 | RDR, RK40-H, PIVCLASS, SE E, LF OFF, HF STD/SIO/SEOS/FIPS/CAK, 485FDX, TERM, BLK, STD-1, LED RED, FLSH GRN, BZR ON, OPT TAMP, OPEN COLL, FIPS 75-BIT, KPF, BFFRD 1 KEY, NO PAR, 4-BIT MSG, IPM OFF, UART OFF, WIEG ON | Ea |  | 1 Year | 540 | 5% | 513
63150 | HID | 921NHRTEK00044 | RDR, RK40-H, PIVCLASS, SE E, LF OFF, HF STD/SIO/SEOS/FIPS/CAK, 485FDX, TERM, BLK, STD-1, LED RED, FLSH GRN, BZR ON, OPT TAMP, OPEN COLL, FIPS 64-BIT, BCD, KPF, BFFRD 1 KEY, NO PAR, 4-BIT MSG, IPM OFF, UART OFF, WIEG ON | Ea |  | 1 Year | 540 | 5% | 513
63151 | HID | 921NHRTEK0004K | RDR, RK40-H, PIVCLASS, SE E, LF OFF, HF STD/SIO/SEOS/FIPS/CAK, 485FDX, TERM, BLK, STD-1, LED RED, FLSH GRN, BZR ON, OPT TAMP, OPEN COLL, FIPS 200-BIT, MIF/DES 56-BIT CSN, KPF, BFFRD 1 KEY, NO PAR, 4-BIT MSG, IPM OFF, UART OFF, WIEG ON | Ea |  | 1 Year | 540 | 5% | 513
63152 | HID | 921NHRTEK0004M | RDR, RK40-H, PIVCLASS, SE E, LF OFF, HF STD/SIO/SEOS/FIPS/CAK, 485FDX, TERM, BLK, STD-1, LED RED, FLSH GRN, BZR ON, OPT TAMP, OPEN COLL, FIPS 200-BIT, KPF, BFFRD 1 KEY, NO PAR, 4-BIT MSG, IPM OFF, UART OFF, WIEG ON | Ea |  | 1 Year | 540 | 5% | 513
63153 | HID | 921NHRTEK00054 | RDR, RK40-H, PIVCLASS, SE E, LF OFF, HF STD/SIO/SEOS/FIPS/CAK, 485FDX, TERM, BLK, STD-1, LED RED, FLSH OFF, BZR ON, OPT TAMP, OPEN COLL, FIPS 64-BIT, RVRS BCD, KPF, BFFRD 1 KEY, NO PAR, 4-BIT MSG, IPM OFF, UART OFF, WIEG ON | Ea |  | 1 Year | 540 | 5% | 513
63154 | HID | 921NHRTEK00062 | RDR, RK40-H, PIVCLASS, SE E, LF OFF, HF STD/SIO/SEOS/FIPS/CAK, 485FDX, TERM, BLK, STD-1, LED RED, FLSH GRN, BZR ON, OPT TAMP, OPEN COLL, FIPS 200-BIT, KPF, BFFRD 1 KEY, DOR COMPL, NO PAR, 8-BIT MSG, IPM OFF, UART OFF, WIEG ON | Ea |  | 1 Year | 540 | 5% | 513
63155 | HID | 921NHRTEK0006Q | RDR, RK40-H, PIVCLASS, SE E, LF OFF, HF STD/SIO/SEOS/FIPS/CAK, 485FDX, TERM, BLK, STD-1, LED OFF, FLSH OFF, BZR ON, OPT TAMP, OPEN COLL, FIPS 75-BIT, KPF, BFFRD 1 KEY, NO PAR, 4-BIT MSG, IPM OFF, UART OFF, WIEG ON | Ea |  | 1 Year | 540 | 5% | 513
63156 | HID | 921NHRTEK0006V | RDR, RK40-H, PIVCLASS, SE E, LF OFF, HF STD/SIO/SEOS/FIPS/CAK, 485FDX, TERM, BLK, STD-1, LED RED, FLSH GRN, BZR ON, OPT TAMP, OPEN COLL, FIPS 200-BIT, MIF/DES 26-BIT CSN, KPF, BFFRD 1 KEY, NO PAR, 4-BIT MSG, IPM OFF, UART OFF, WIEG ON | Ea |  | 1 Year | 540 | 5% | 513
63157 | HID | 921NHRTEK00073 | RDR, RK40-H, PIVCLASS, SE E, LF OFF, HF STD/SIO/SEOS/FIPS/CAK, 485FDX, TERM, BLK, STD-1, LED RED, FLSH OFF, BZR ON, OPT TAMP, OPEN COLL, FIPS 64-BIT, BCD, KPF, BFFRD 1 KEY, NO PAR, 4-BIT MSG, IPM OFF, UART OFF, WIEG ON | Ea |  | 1 Year | 540 | 5% | 513
63158 | HID | 921NHRTEK0007E | RDR, RK40-H, PIVCLASS, SE E, LF OFF, HF STD/SIO/SEOS/FIPS/CAK, 485FDX, TERM, BLK, STD-1, LED OFF, FLSH OFF, BZR ON, OPT TAMP, OPEN COLL, FIPS 40-BIT, RVRS BCD, KPF, BFFRD 1 KEY, NO PAR, 4-BIT MSG, IPM OFF, UART OFF, WIEG ON | Ea |  | 1 Year | 540 | 5% | 513
63159 | HID | 921NHRTEK0008P | RDR, RK40-H, PIVCLASS, SE E, LF OFF, HF STD/SIO/SEOS/FIPS/CAK, 485FDX, TERM, BLK, STD-1, LED RED, FLSH GRN, BZR ON, OPT TAMP, OPEN COLL, FIPS 75-BIT, KPF, BFFRD 1 TO 5 KEYS, PAR, USER ENTRD FC, 26-BIT MSG, IPM OFF, UART OFF, WIEG ON | Ea |  | 1 Year | 540 | 5% | 513
63160 | HID | 921NHRTEK000HB | RDR, RK40-H, PIVCLASS, SE E, LF OFF, HF STD/SIO/SEOS/FIPS/CAK, 485FDX, TERM, BLK, STD-1, LED RED, FLSH GRN, BZR ON, FIPS 128-BIT REVERSED, KPF, BFFRD 1 KEY, NO PAR, 4-BIT MSG, IPM OFF, UART OFF, WIEG ON | Ea |  | 1 Year | 540 | 5% | 513
63161 | HID | 921NHRTEK000NL | RDR, RK40-H, PIVCLASS, SE E, LF OFF, HF STD/SIO/SEOS/FIPS/CAK, 485FDX, TERM, BLK, STD-1,LED RED, FLSH GRN, BZR ON, OPT TAMP, OPEN COLL,FIPS 200-BIT,MIF/DES 56-BIT MSB CSN,KPF,BFFRD 1 KEY,DOR COMPL,NO PAR, 8-BIT MSG,IPM OFF,UART OFF, WIEG ON | Ea |  | 1 Year | 540 | 5% | 513
63162 | HID | 921NHRTEK000Q7 | RDR, RK40-H, PIVCLASS, SE E, LF OFF, HF STD/SIO/SEOS/FIPS/CAK, 485FDX, TERM, BLK, STD-1, A/V OFF, OPT TAMP, OPEN COLL, FIPS 58-BIT AMAG, KPF, BFFRD 1 KEY, DOR COMPL, NO PAR, 8 BIT MSG, IPM OFF, UART OFF, WIEG ON | Ea |  | 1 Year | 540 | 5% | 513
63163 | HID | 921NHRTEK0011G | RDR, RK40-H, PIVCLASS, SE E, LF OFF, HF STD/SIO/SEOS/FIPS/CAK, 485FDX, TERM, BLK, STD-1, LED RED, FLSH GRN, BZR ON, OPT TAMP, OPEN COLL, FIPS 75-BIT, 14443A 56-BIT CSN, KPF, BFFRD 1 KEY, DOR COMPL, NO PAR, 8-BIT MSG, IPM OFF, UART OFF, WIEG | Ea |  | 1 Year | 540 | 5% | 513
63164 | HID | 921NHRTEK0011J | RDR, RK40-H, PIVCLASS, SE E, LF OFF, HF STD/SIO/SEOS/FIPS/CAK, 485FDX, TERM, BLK, STD-1, LED RED, FLSH GRN, BZR ON, OPT TAMP, OPEN COLL, FIPS 64-BIT, BCD, KPF, BFFRD 1 KEY, PAR, 6-BIT MSG, IPM OFF, UART OFF, WIEG ON | Ea |  | 1 Year | 540 | 5% | 513
63165 | HID | 921NHRTEK00121 | RDR, RK40-H, PIVCLASS, SE E, LF OFF, HF STD/SIO/SEOS/FIPS/CAK, 485FDX, TERM, BLK, STD-1, LED RED, FLSH GRN, BZR ON, OPT TAMP, OPEN COLL, FIPS 128-BIT, FASCN + RMV OVRHD, KPF, BFFRD 1 KEY, NO PAR, 4-BIT MSG, IPM OFF, UART OFF, WIEG ON | Ea |  | 1 Year | 540 | 5% | 513
63166 | HID | 921NHRTEK00123 | RDR, RK40-H, PIVCLASS, SE E, LF OFF, HF STD/SIO/SEOS/FIPS/CAK, 485FDX, TERM, BLK, STD-1, LED RED, FLSH GRN, BZR ON, OPT TAMP, OPEN COLL, FIPS 40-BIT, BCD, KPF, BFFRD 1 TO 5 KEYS, PAR, USER ENTRD FC, 26-BIT MSG, IPM OFF, UART OFF, WIEG ON | Ea |  | 1 Year | 540 | 5% | 513
63167 | HID | 921NHRTEK00139 | RDR, RK40-H, PIVCLASS, SE E, LF OFF, HF STD/SIO/SEOS/FIPS/CAK, 485FDX, TERM, BLK, STD-1, LED RED, FLSH GRN, BZR ON, OPT TAMP, OPEN COLL, FIPS 64-BIT, BCD, KPF, BFFRD 1 KEY, DOR COMPL, NO PAR, 8-BIT MSG, IPM OFF, UART OFF, WIEG ON | Ea |  | 1 Year | 540 | 5% | 513
63168 | HID | 921NHRTEK0013W | RDR, RK40-H, PIVCLASS, SE E, LF OFF, HF STD/SIO/SEOS/FIPS/CAK, 485FDX, TERM, BLK, STD-1, LED RED, FLSH GRN, BZR ON, OPT TAMP, OPEN COLL, FIPS 75-BIT, KPF, BFFRD 1 KEY, DOR COMPL, NO PAR, 8-BIT MSG, IPM OFF, UART OFF, WIEG ON | Ea |  | 1 Year | 540 | 5% | 513
63169 | HID | 921NHRTEK0013Y | RDR, RK40-H, PIVCLASS, SE E, LF OFF, HF STD/SIO/SEOS/FIPS/CAK, 485FDX, TERM, BLK, STD-1, LED RED, FLSH GRN, BZR ON, OPT TAMP, OPEN COLL, FIPS 200-BIT, 14443A 26-BIT CSN, KPF, BFFRD 1 KEY, DOR COMPL, NO PAR, 8-BIT MSG, IPM OFF, UART OFF, WIE | Ea |  | 1 Year | 540 | 5% | 513
63170 | HID | 921NHRTEK0016T | RDR, RK40-H, PIVCLASS, SE E, LF OFF, HF STD/SIO/SEOS/FIPS/CAK, 485FDX, TERM, BLK, STD-1, LED OFF, FLSH GRN, BZR ON, OPT TAMP, OPEN COLL, FIPS 75-BIT, KPF, BFFRD 1 KEY, NO PAR, 4-BIT MSG, IPM OFF | Ea |  | 1 Year | 540 | 5% | 513
63171 | HID | 921NHRTEK0024A | RDR, RK40-H, PIVCLASS, SE E, LF OFF, HF STD/SIO/SEOS/FIPS/CAK, 485FDX, TERM, BLK, STD-1, LED RED, FLSH GRN, BZR OFF, OPT TAMP, OPEN COLL, FIPS 64-BIT, BCD, KPF, BFFRD 4 KEYS, PAR, 18-BIT MSG, IPM OFF, UART OFF, WIEG ON | Ea |  | 1 Year | 540 | 5% | 513
63172 | HID | 921NHRTEK0024B | RDR, RK40-H, PIVCLASS, SE E, LF OFF, HF STD/SIO/SEOS/FIPS/CAK, 485FDX, TERM, BLK, STD-1, LED RED, FLSH OFF, BZR ON, OPT TAMP, OPEN COLL, FIPS 64-BIT, BCD, KPF, BFFRD 1 KEY, DOR COMPL, NO PAR, 8-BIT MSG, IPM OFF, UART OFF, WIEG ON | Ea |  | 1 Year | 540 | 5% | 513
63173 | HID | 921NHRTEK0033A | RDR, RK40-H, PIVCLASS, SE E, LF OFF, HF STD/SIO/SEOS/FIPS/CAK, 485FDX, TERM, BLK, STD-1, LED RED, FLSH GRN, BZR ON, OPT TAMP, OPEN COLL, KPF, ASCII, XMIT CMPLT, IPM OFF, UART ON, WIEG OFF | Ea |  | 1 Year | 540 | 5% | 513
63174 | HID | 921NHRTEK0037F | RDR, RK40-H, PIVCLASS, SE E, LF OFF, HF STD/SIO/SEOS/FIPS/CAK, 485FDX, TERM, BLK, STD-1, LED RED, FLSH GRN, BZR ON, OPT TAMP, OPEN COLL, KPF, BFFRD 1 KEY, NO PAR, 4-BIT MSG, FIPS 64-BIT REVERSE BCD, IPM OFF, UART OFF, WIEG ON | Ea |  | 1 Year | 540 | 5% | 513
63175 | HID | 921NHRTEK0043Y | RDR, RK40-H, PIVCLASS, SE E, LF OFF, HF STD/SIO/SEOS/FIPS/CAK, 485FDX, TERM, BLK, STD-1, LED RED, FLSH GRN, BZR ON, OPT TAMP, OPEN COLL, FIPS 200-BIT, 14443A MIF 56-BIT CSN, KPF, BFFRD 1 KEY, NO PAR, 4-BIT MSG, IPM OFF, UART OFF, WIEG ON | Ea |  | 1 Year | 540 | 5% | 513
63176 | HID | 921NHRTEK0044A | RDR, RK40-H, PIVCLASS, SE E, LF OFF, HF STD/SIO/SEOS/FIPS/CAK, 485FDX, TERM, BLK, STD-1, LED RED, FLSH GRN, BZR ON, OPT TAMP, OPEN COLL, FIPS 200-BIT, 14443A DES 56-BIT CSN, KPF, BFFRD 1 KEY, NO PAR, 4-BIT MSG, IPM OFF, UART OFF, WIEG ON | Ea |  | 1 Year | 540 | 5% | 513
63177 | HID | 921NHRTEKE0039 | RDR, RK40-H, PIVCLASS, SE E, LF OFF, HF STD/SIO/SEOS/FIPS/CAK, 485FDX, TERM, BLK, STD-1, LED RED, FLSH GRN, BZR ON, OPT TAMP, OPEN COLL, KPF, BFFRD 1 KEY, NO PAR, 4-BIT MSG, FIPS 75-BIT, IPM OFF, UART OFF, WIEG ON | Ea |  | 1 Year | 540 | 5% | 513
63178 | HID | 921NHRTEKE0044 | RDR, RK40-H, PIVCLASS, SE E, LF OFF, HF STD/SIO/SEOS/FIPS/CAK, 485FDX, TERM, BLK, STD-1, LED RED, FLSH GRN, BZR ON, OPT TAMP, OPEN COLL, KPF, BFFRD 1 KEY, NO PAR, 4-BIT MSG, FIPS 64-BIT, IPM OFF, UART OFF, WIEG ON | Ea |  | 1 Year | 540 | 5% | 513
63179 | HID | 921NHRTEKE004M | RDR, RK40-H, PIVCLASS, SE E, LF OFF, HF STD/SIO/SEOS/FIPS/CAK, 485FDX, TERM, BLK, STD-1, LED RED, FLSH GRN, BZR ON, OPT TAMP, OPEN COLL, KPF, BFFRD 1 KEY, NO PAR, 4-BIT MSG, FIPS 200-BIT, IPM OFF, UART OFF, WIEG ON | Ea |  | 1 Year | 540 | 5% | 513
63180 | HID | 921NHRTEKE00HB | RDR, RK40-H, PIVCLASS, SE E, LF OFF, HF STD/SIO/SEOS/FIPS/CAK, 485FDX, TERM, BLK, ELITE, LED RED, FLSH GRN, BZR ON, FIPS 128-BIT REVERSED, KPF, BFFRD 1 KEY, NO PAR, 4-BIT MSG, IPM OFF, UART OFF, WIEG ON | Ea |  | 1 Year | 540 | 5% | 513
63181 | HID | 921NHRTEKE033A | RDR, RK40-H, PIVCLASS, SE E, LF OFF, HF STD/SIO/SEOS/FIPS/CAK, 485FDX, TERM, BLK, STD-1, LED RED, FLSH GRN, BZR ON, OPT TAMP, OPEN COLL, KPF, ASCII, XMIT CMPLT, IPM OFF, UART ON, WIEG OFF | Ea |  | 1 Year | 540 | 5% | 513
63182 | HID | 921NHRTEKE037F | RDR, RK40-H, PIVCLASS, SE E, LF OFF, HF STD/SIO/SEOS/FIPS/CAK, 485FDX, TERM, BLK, STD-1, LED RED, FLSH GRN, BZR ON, OPT TAMP, OPEN COLL, KPF, BFFRD 1 KEY, NO PAR, 4-BIT MSG, FIPS 64-BIT REVERSE BCD, IPM OFF, UART OFF, WIEG ON | Ea |  | 1 Year | 540 | 5% | 513
63183 | HID | 921NMCTEKEA0DF | RDR, RK40, ICLASS, SE E, LF OFF, HF STD/SIO/SEOS/MA, C&D, TERM, BLK, A/V OFF, OPT TAMP, OPEN COLL, CSN 32-BIT MSB, KPF, BFFRD 1 KEY, NO PAR, 4-BIT MSG, IPM OFF, MOBILE-ENABLED-FMT | Ea |  | 1 Year | 588 | 5% | 558.6
63184 | HID | 921NMCTEKEA125 | RDR, RK40, ICLASS, SE E, LF OFF, HF STD/SIO/SEOS/MA, C&D, TERM, BLK, STD-1, LED RED, FLSH GRN, BZR ON, CSN 32-BIT MSB, BFFRD 1 KEY, NO PAR, 4 BIT MSG, IPM OFF, MOBILE-ENABLED-FMT | Ea |  | 1 Year | 588 | 5% | 558.6
63185 | HID | 921NMNNEKEA002 | RDR, RK40, ICLASS, SE E, LF OFF, HF STD/SIO/SEOS/MA, WIEG, PIG, BLK, LED RED, FLSH GRN, BZR ON, OPT TAMP, OPEN COLL, CSN 32-BIT MSB, KPF, BFFRD 1 KEY, NO PAR, 4-BIT MSG, IPM OFF, MOBILE-ENABLED-FMT | Ea |  | 1 Year | 588 | 5% | 558.6
63186 | HID | 921NMNNEKEA06R | RDR, RK40, ICLASS, SE E, LF OFF, HF STD/SIO/SEOS/MA, WIEG, PIG, BLK, STD-1, LED RED, FLSH GRN, BZR ON, CSN 32-BIT MSB, KPF, BFFRD 1 KEY, DOR COMPL, NO PAR, 8-BIT MSG, IPM OFF, MOBILE-ENABLED-FMT | Ea |  | 1 Year | 588 | 5% | 558.6
63187 | HID | 921NMNNEKEA06X | RDR, RK40, ICLASS, SE E, LF OFF, HF STD/SIO/SEOS/MA, WIEG, PIG, BLK, STD-1, LED OFF, FLSH OFF, BZR ON, CSN 32-BIT MSB, KPF, BFFRD 1 KEY, NO PAR, 4-BIT MSG, IPM OFF, MOBILE-ENABLED-FMT | Ea |  | 1 Year | 588 | 5% | 558.6
63188 | HID | 921NMNNEKEA06Y | RDR, RK40, ICLASS, SE E, LF OFF, HF STD/SIO/SEOS/MA, WIEG, PIG, BLK, STD-1, LED RED, FLSH GRN, BZR ON, CSN 32-BIT MSB, KPF, BFFRD 1 TO 5 KEYS, PAR, USER ENTRD FC, 26-BIT MSG, IPM OFF, MOBILE-ENABLED-FMT | Ea |  | 1 Year | 588 | 5% | 558.6
63189 | HID | 921NMNNEKEA072 | RDR, RK40, ICLASS, SE E, LF OFF, HF STD/SIO/SEOS/MA, WIEG, PIG, BLK, STD-1, LED RED, FLSH GRN, BZR ON, CSN 26-BIT (W/DEFAULT FC), KPF, BFFRD 1 KEY, NO PAR, 4-BIT MSG, IPM OFF, MOBILE-ENABLED-FMT | Ea |  | 1 Year | 588 | 5% | 558.6
63190 | HID | 921NMNNEKEA074 | RDR, RK40, ICLASS, SE E, LF OFF, HF STD/SIO/SEOS/MA, WIEG, PIG, BLK, STD-1, LED RED, FLSH GRN, BZR ON, CSN 37-BIT LSB, KPF, BFFRD 1 KEY, DOR COMPL, NO PAR, 8-BIT MSG, IPM OFF, MOBILE-ENABLED-FMT | Ea |  | 1 Year | 588 | 5% | 558.6
63191 | HID | 921NMNNEKEA07J | RDR, RK40, ICLASS, SE E, LF OFF, HF STD/SIO/SEOS/MA, WIEG, PIG, BLK, STD-1, LED OFF, FLSH OFF, BZR ON, CSN 32-BIT MSB, KPF, BFFRD 1 KEY, DOR COMPL, NO PAR, 8-BIT MSG, IPM OFF, MOBILE-ENABLED-FMT | Ea |  | 1 Year | 588 | 5% | 558.6
63192 | HID | 921NMNNEKEA07Q | RDR, RK40, ICLASS, SE E, LF OFF, HF STD/SIO/SEOS/MA, WIEG, PIG, BLK, STD-1, LED OFF, FLSH OFF, BZR OFF, CSN 34-BIT MSB, KPF, BFFRD 1 KEY, PAR, 6-BIT MSG, IPM OFF, MOBILE-ENABLED-FMT | Ea |  | 1 Year | 588 | 5% | 558.6
63193 | HID | 921NMNNEKEA07X | RDR, RK40, ICLASS, SE E, LF OFF, HF STD/SIO/SEOS/MA/MIFSPR, WIEG, PIG, BLK, STD-1, LED RED, FLSH GRN, BZR ON, CSN MIF SUPPR, KPF, BFFRD 1 KEY, DOR COMPL, NO PAR, 8-BIT MSG, IPM OFF, MOBILE-ENABLED-FMT | Ea |  | 1 Year | 588 | 5% | 558.6
63194 | HID | 921NMNNEKEA07Y | RDR, RK40, ICLASS, SE E, LF OFF, HF STD/SIO/SEOS/MA, WIEG, PIG, BLK, STD-1, LED RED, FLSH OFF, BZR ON, OPT TAMP, OPEN COLL, CSN 26-BIT (W/DEFAULT FC), KPF, BFFRD 1 KEY, DOR COMPL, NO PAR, 8-BIT MSG, IPM OFF, MOBILE-ENABLED-FMT | Ea |  | 1 Year | 588 | 5% | 558.6
63195 | HID | 921NMNNEKEA086 | RDR, RK40, ICLASS, SE E, LF OFF, HF STD/SIO/SEOS/MA, WIEG, PIG, BLK, STD-1, LED RED, FLSH GRN, BZR ON, CSN 40-BIT MSB, KPF, PCSC, IPM OFF, MOBILE-ENABLED-FMT | Ea |  | 1 Year | 588 | 5% | 558.6
63196 | HID | 921NMNNEKEA088 | RDR, RK40, ICLASS, SE E, LF OFF, HF STD/SIO/SEOS/MA/MIFSPR, WIEG, PIG, BLK, STD-1, LED RED, FLSH GRN, BZR ON, CSN MIF SUPPR, KPF, BFFRD 1 KEY, NO PAR, 4-BIT MSG, IPM OFF, MOBILE-ENABLED-FMT | Ea |  | 1 Year | 588 | 5% | 558.6
63197 | HID | 921NMNNEKEA089 | RDR, RK40, ICLASS, SE E, LF OFF, HF STD/SIO/SEOS/MA, WIEG, PIG, BLK, STD-1, LED RED, FLSH GRN, BZR ON, CSN 32-BIT LSB, KPF, BFFRD 1 KEY, NO PAR, 4-BIT MSG, IPM OFF, MOBILE-ENABLED-FMT | Ea |  | 1 Year | 588 | 5% | 558.6
63198 | HID | 921NMNNEKEA08D | RDR, RK40, ICLASS, SE E, LF OFF, HF STD/SIO/SEOS/MA, WIEG, PIG, BLK, STD-1, LED RED, FLSH GRN, BZR ON, CSN 40-BIT MSB, KPF, BFFRD 1 KEY, NO PAR, 4-BIT MSG, IPM OFF, MOBILE-ENABLED-FMT | Ea |  | 1 Year | 588 | 5% | 558.6
63199 | HID | 921NMNNEKEA08E | RDR, RK40, ICLASS, SE E, LF OFF, HF STD/SIO/SEOS/MA, WIEG, PIG, BLK, STD-1, LED RED, FLSH GRN, BZR ON, CSN 32-BIT MSB, KPF, LOCAL PIN VERIFY, IPM OFF, MOBILE-ENABLED-FMT | Ea |  | 1 Year | 588 | 5% | 558.6
63200 | HID | 921NMNNEKEA08M | RDR, RK40, ICLASS, SE E, LF OFF, HF STD/SIO/SEOS/MA, WIEG, PIG, BLK, STD-1, LED OFF, FLSH OFF, BZR ON, OPT TAMP, OPEN COLL, CSN 32-BIT MSB, KPF, BFFRD 1 KEY, NO PAR, 4-BIT MSG, IPM OFF, MOBILE-ENABLED-FMT | Ea |  | 1 Year | 588 | 5% | 558.6
63201 | HID | 921NMNNEKEA08Y | RDR, RK40, ICLASS, SE E, LF OFF, HF STD/SIO/SEOS/MA, WIEG, PIG, BLK, STD-1, LED OFF, FLSH OFF, BZR ON, CSN 34-BIT MSB, KPF, BFFRD 1 KEY, DOR COMPL, NO PAR, 8-BIT MSG, IPM OFF, MOBILE-ENABLED-FMT | Ea |  | 1 Year | 588 | 5% | 558.6
63202 | HID | 921NMNNEKEA091 | RDR, RK40, ICLASS, SE E, LF OFF, HF STD/SIO/SEOS/MA, WIEG, PIG, BLK, STD-1, LED RED, FLSH GRN, BZR ON, CSN 34-BIT MSB, KPF, BFFRD 1 KEY, NO PAR, 4-BIT MSG, IPM OFF, MOBILE-ENABLED-FMT | Ea |  | 1 Year | 588 | 5% | 558.6
63203 | HID | 921NMNNEKEA09B | RDR, RK40, ICLASS, SE E, LF OFF, HF STD/SIO/SEOS/MA, WIEG, PIG, BLK, STD-1, LED OFF, FLSH OFF, BZR ON, CSN 32-BIT MSB, KPF, BFFRD 1 KEY, PAR, 6-BIT MSG, IPM OFF, MOBILE-ENABLED-FMT | Ea |  | 1 Year | 588 | 5% | 558.6
63204 | HID | 921NMNNEKEA09C | RDR, RK40, ICLASS, SE E, LF OFF, HF STD/SIO/SEOS/MA, WIEG, PIG, BLK, STD-1, LED RED, FLSH GRN, BZR ON, CSN 32-BIT MSB, KPF, BFFRD 1 KEY, PAR, 6-BIT MSG, IPM OFF, MOBILE-ENABLED-FMT | Ea |  | 1 Year | 588 | 5% | 558.6
63205 | HID | 921NMNNEKEA09D | RDR, RK40, ICLASS, SE E, LF OFF, HF STD/SIO/SEOS/MA, WIEG, PIG, BLK, STD-1, LED RED, FLSH GRN, BZR ON, CSN 26-BIT (W/DEFAULT FC), KPF, BFFRD 1 TO 5 KEYS, PAR, USER ENTRD FC, 26-BIT MSG, IPM OFF, MOBILE-ENABLED-FMT | Ea |  | 1 Year | 588 | 5% | 558.6
63206 | HID | 921NMNNEKEA09G | RDR, RK40, ICLASS, SE E, LF OFF, HF STD/SIO/SEOS/MA, WIEG, PIG, BLK, STD-1, LED RED, FLSH OFF, BZR ON, CSN 26-BIT (W/DEFAULT FC), KPF, BFFRD 1 KEY, DOR COMPL, NO PAR, 8-BIT MSG, IPM OFF, MOBILE-ENABLED-FMT | Ea |  | 1 Year | 588 | 5% | 558.6
63207 | HID | 921NMNNEKEA09K | RDR, RK40, ICLASS, SE E, LF OFF, HF STD/SIO/SEOS/MA, WIEG, PIG, BLK, STD-1, LED OFF, FLSH OFF, BZR OFF, CSN 32-BIT MSB, KPF, BFFRD 1 KEY, DOR COMPL, NO PAR, 8-BIT MSG, IPM OFF, MOBILE-ENABLED-FMT | Ea |  | 1 Year | 588 | 5% | 558.6
63208 | HID | 921NMNNEKEA09P | RDR, RK40, ICLASS, SE E, LF OFF, HF STD/SIO/SEOS/MA, WIEG, PIG, BLK, STD-1, LED RED, FLSH GRN, BZR ON, CSN 26-BIT (W/DEFAULT FC), KPF, BFFRD 1 KEY, DOR COMPL, NO PAR, 8-BIT MSG, IPM OFF, MOBILE-ENABLED-FMT | Ea |  | 1 Year | 588 | 5% | 558.6
63209 | HID | 921NMNNEKEA0CA | RDR, RK40, ICLASS,SE E,LF OFF, HF STD/SIO/SEOS/MIG/MA, WIEG, PIG, BLK, LED RED, FLSH GRN, BZR ON, CSN 32-BIT MSB, KPF, BFFRD 1 KEY, NO PAR, 4-BIT MSG, IPM OFF, MOBILE-ENABLED-FMT | Ea |  | 1 Year | 648 | 5% | 615.6
63210 | HID | 921NMNNEKEA0CJ | RDR, RK40, ICLASS, SE E, LF OFF, HF STD/SIO/SEOS/MA, WIEG, PIG, BLK, STD-1, LED BLUE, FLSH GRN, BZR ON, OPT TAMP, OPEN COLL, CSN 32-BIT MSB, KPF, BFFRD 1 KEY, NO PAR, 4-BIT MSG, IPM OFF, MOBILE-ENABLED-FMT | Ea |  | 1 Year | 588 | 5% | 558.6
63211 | HID | 921NMNNEKEA0DG | RDR, RK40, ICLASS, SE E, LF OFF, HF STD/SIO/SEOS/MA, WIEG, PIG, BLK, LED BLUE, FLSH GRN, BZR ON, OPT TAMP, OPEN COLL, CSN 32-BIT MSB, KPF, BFFRD 1 TO 5 KEYS, PAR, USER ENTRD FC, 26-BIT MSG, IPM OFF, MOBILE-ENABLED-FMT | Ea |  | 1 Year | 588 | 5% | 558.6
63212 | HID | 921NMNNEKEA0FJ | RDR, RK40, ICLASS, SE E, LF OFF, HF STD/SIO/SEOS/MA, WIEG, PIG, BLK, LED RED, FLSH GRN, BZR ON, OPT TAMP, OPEN COLL, CSN 32-BIT MSB, KPF, BFFRD 1 KEY, NO PAR, 4-BIT MSG, IPM OFF, I'M ALIVE 10 SEC, MOBILE-ENABLED-FMT | Ea |  | 1 Year | 588 | 5% | 558.6
63213 | HID | 921NMNNEKEA0VU | RDR, RK40, ICLASS, SE E, LF OFF, HF STD/SIO/SEOS/TRANS/MA, WIEG, PIG, BLK, LED RED, FLSH GRN, BZR ON, OPT TAMP, OPEN COLL, 64-BIT LSB FELICA OR 64-BIT MIFARE, KPF, BFFRD 1 KEY, NO PAR, 4-BIT MSG, IPM OFF, MOBILE-ENABLED-FMT | Ea |  | 1 Year | 648 | 5% | 615.6
63214 | HID | 921NMNNEKEA101 | RDR, RK40, ICLASS, SE E, LF OFF, HF STD/SIO/SEOS/MA, WIEG, PIG, BLK, STD-1, LED RED, FLSH GRN, BZR ON, CSN 34-BIT MSB, KPF, BFFRD 1 KEY, PAR, 6-BIT MSG, IPM OFF, MOBILE-ENABLED-FMT | Ea |  | 1 Year | 588 | 5% | 558.6
63215 | HID | 921NMNNEKEA104 | RDR, RK40, ICLASS, SE E, LF OFF, HF STD/SIO/SEOS/MA, WIEG, PIG, BLK, STD-1, LED RED, FLSH GRN, BZR ON, CSN 34-BIT MSB, KPF, BFFRD 1 TO 5 KEYS, PAR, USER ENTRD FC, 26-BIT MSG, IPM OFF, MOBILE-ENABLED-FMT | Ea |  | 1 Year | 588 | 5% | 558.6
63216 | HID | 921NMNNEKEA106 | RDR, RK40, ICLASS, SE E, LF OFF, HF STD/SIO/SEOS/MA, WIEG, PIG, BLK, STD-1, LED RED, FLSH OFF, BZR ON, CSN 32-BIT MSB, KPF, BFFRD 1 KEY, DOR COMPL, NO PAR, 8-BIT MSG, IPM OFF, MOBILE-ENABLED-FMT | Ea |  | 1 Year | 588 | 5% | 558.6
63217 | HID | 921NMNNEKEA10J | RDR, RK40, ICLASS, SE E, LF OFF, HF STD/SIO/SEOS/MA, WIEG, PIG, BLK, STD-1, LED RED, FLSH GRN, BZR ON, OPT TAMP, OPEN COLL, CSN 32-BIT MSB, KPF, BFFRD 1 KEY, DOR COMPL, NO PAR, 8-BIT MSG, IPM OFF, MOBILE-ENABLED-FMT | Ea |  | 1 Year | 588 | 5% | 558.6
63218 | HID | 921NMNNEKEA10R | RDR, RK40, ICLASS, SE E, LF OFF, HF STD/SIO/SEOS/MA, WIEG, PIG, BLK, STD-1, LED RED, FLSH OFF, BZR ON, CSN 32-BIT MSB, KPF, BFFRD 1 KEY, NO PAR, 4-BIT MSG, IPM OFF, MOBILE-ENABLED-FMT | Ea |  | 1 Year | 588 | 5% | 558.6
63219 | HID | 921NMNNEKEA10V | RDR, RK40, ICLASS, SE E, LF OFF, HF STD/SIO/SEOS/MA, WIEG, PIG, BLK, STD-1, LED OFF, FLSH GRN, BZR ON, OPT TAMP, OPEN COLL, CSN 32-BIT MSB, KPF, BFFRD 1 KEY, DOR COMPL, NO PAR, 8-BIT MSG, IPM OFF, MOBILE-ENABLED-FMT | Ea |  | 1 Year | 588 | 5% | 558.6
63220 | HID | 921NMNNEKEA10Y | RDR, RK40, ICLASS, SE E, LF OFF, HF STD/SIO/SEOS/MA, WIEG, PIG, BLK, STD-1, LED OFF, FLSH OFF, BZR ON, CSN 26-BIT (W/DEFAULT FC), KPF, BFFRD 1 KEY, NO PAR, 4-BIT MSG, IPM OFF, MOBILE-ENABLED-FMT | Ea |  | 1 Year | 588 | 5% | 558.6
63221 | HID | 921NMNNEKEA118 | RDR, RK40, ICLASS, SE E, LF OFF, HF STD/SIO/SEOS/MA, WIEG, PIG, BLK, STD-1, LED OFF, FLSH OFF, BZR OFF, CSN 32-BIT MSB, KPF, BFFRD 1 KEY, NO PAR, 4-BIT MSG, IPM OFF, MOBILE-ENABLED-FMT | Ea |  | 1 Year | 588 | 5% | 558.6
63222 | HID | 921NMNNEKEA119 | RDR, RK40, ICLASS, SE E, LF OFF, HF STD/SIO/SEOS/MA, WIEG, PIG, BLK, STD-1, LED OFF, FLSH OFF, BZR OFF, CSN 26-BIT (W/DEFAULT FC), KPF, LOCAL PIN VERIFY, IPM OFF, MOBILE-ENABLED-FMT | Ea |  | 1 Year | 588 | 5% | 558.6
63223 | HID | 921NMNNEKEA11A | RDR, RK40, ICLASS, SE E, LF OFF, HF STD/SIO/SEOS/MA, WIEG, PIG, BLK, STD-1, LED RED, FLSH GRN, BZR ON, CSN 56-BIT LSB, KPF, BFFRD 1 KEY, NO PAR, 4-BIT MSG, IPM OFF, MOBILE-ENABLED-FMT | Ea |  | 1 Year | 588 | 5% | 558.6
63224 | HID | 921NMNNEKEA11B | RDR, RK40, ICLASS, SE E, LF OFF, HF STD/SIO/SEOS/MA, WIEG, PIG, BLK, STD-1, LED RED, FLSH GRN, BZR ON, OPT TAMP, OPEN COLL, CSN 32-BIT MSB, KPF, BFFRD 1 KEY, NO PAR, 4-BIT MSG, IPM OFF, MOBILE-ENABLED-FMT | Ea |  | 1 Year | 588 | 5% | 558.6
63225 | HID | 921NMNNEKEA11R | RDR, RK40, ICLASS, SE E, LF OFF, HF STD/SIO/SEOS/MA, WIEG, PIG, BLK, STD-1, LED RED, FLSH GRN, BZR ON, CSN 32-BIT MSB, KPF, BFFRD 1 TO 11 KEYS, NO PAR, 4- TO 44-BIT MSG, IPM OFF, MOBILE-ENABLED-FMT | Ea |  | 1 Year | 588 | 5% | 558.6
63226 | HID | 921NMNNEKEA11T | RDR, RK40, ICLASS, SE E, LF OFF, HF STD/SIO/SEOS/MA, WIEG, PIG, BLK, STD-1, LED RED, FLSH GRN, BZR ON, OPT TAMP, OPEN COLL, CSN 32-BIT MSB, KPF, BFFRD 1 TO 5 KEYS, PAR, USER ENTRD FC, 26-BIT MSG, IPM OFF, MOBILE-ENABLED-FMT | Ea |  | 1 Year | 588 | 5% | 558.6
63227 | HID | 921NMNNEKEA11U | RDR, RK40, ICLASS, SE E, LF OFF, HF STD/SIO/SEOS/MA/MIFSPR, WIEG, PIG, BLK, STD-1, LED OFF, FLSH OFF, BZR OFF, CSN MIF SUPPR, KPF, BFFRD 1 KEY, NO PAR, 4-BIT MSG, IPM OFF, MOBILE-ENABLED-FMT | Ea |  | 1 Year | 588 | 5% | 558.6
63228 | HID | 921NMNNEKEA129 | RDR, RK40, ICLASS, SE E, LF OFF, HF STD/SIO/SEOS/MA/MIGR, WIEG, PIG, BLK, HF MIGR PFL EVP00000, IPM OFF, MOBILE-ENABLED-FMT | Ea |  | 1 Year | 648 | 5% | 615.6
63229 | HID | 921NMNNEKEA12Y | RDR, RK40, ICLASS, SE E, LF OFF, HF STD/SIO/SEOS/MA, WIEG, PIG, BLK, STD-1, LED RED, FLSH GRN, BZR ON, CSN 34-BIT MSB, KPF, BFFRD 1 KEY, DOR COMPL, NO PAR, 8-BIT MSG, IPM OFF, MOBILE-ENABLED-FMT | Ea |  | 1 Year | 588 | 5% | 558.6
63230 | HID | 921NMNNEKEA131 | RDR, RK40, ICLASS, SE E, LF OFF, HF STD/SIO/SEOS/MA, WIEG, PIG, BLK, STD-1, LED OFF, FLSH GRN, BZR ON, CSN 32-BIT MSB, KPF, BFFRD 1 KEY, NO PAR, 4-BIT MSG, IPM OFF, MOBILE-ENABLED-FMT | Ea |  | 1 Year | 588 | 5% | 558.6
63231 | HID | 921NMNNEKEA13N | RDR, RK40, ICLASS, SE E, LF OFF, HF STD/SIO/SEOS/MA, WIEG, LED RED, FLSH GRN, BZR ON, OPT TAMP, OPEN COLL, CSN 32-BIT MSB, ISO14443B 32-BIT CSN, KPF, BFFRD 1 KEY, NO PAR, 4-BIT MSG, IPM OFF, MOBILE-ENABLED-FMT | Ea |  | 1 Year | 588 | 5% | 558.6
63232 | HID | 921NMNNEKEA13R | RDR, RK40, ICLASS, SE E, CSTM, LF OFF, HF STD/SIO/SEOS/MA, WIEG, PIG, BLK, STD-1, LED RED, FLSH GRN, BZR OFF, OPT TAMP, OPEN COLL, CSN 32-BIT MSB, KPF, BFFRD 1 KEY, NO PAR, 4-BIT MSG, CSTM WIEG TIMING, IPM OFF,GROSVENOR, MOBILE-ENABLED-FMT | Ea |  | 1 Year | 588 | 5% | 558.6
63233 | HID | 921NMNNEKEA14J | RDR, RK40, ICLASS, SE E, LF OFF, HF STD/SIO/SEOS/MA, WIEG, PIG, BLK, STD-1, LED OFF, FLSH OFF, BZR ON, CSN 32-BIT MSB, KPF, BFFRD 1 KEY, PAR, 6-BIT MSG, IPM OFF, ISO14443B CSN ENABLED, MOBILE-ENABLED-FMT | Ea |  | 1 Year | 588 | 5% | 558.6
63234 | HID | 921NMNNEKEA154 | RDR, RK40, ICLASS, SE E, LF OFF, HF STD/SIO/SEOS/MA/MIFSPR, WIEG, LED RED, FLSH GRN, BZR ON, CSN MIF SUPPR, KPF, BFFRD 1 KEY, PAR, 6-BIT MSG, IPM OFF, MOBILE-ENABLED-FMT | Ea |  | 1 Year | 588 | 5% | 558.6
63235 | HID | 921NMNNEKEA15D | RDR, RK40, ICLASS, SE E, LF OFF, HF STD/SIO/SEOS/MA, WIEG, PIG, BLK, STD-1, LED RED, FLSH GRN, BZR ON,OPT TAMP, OPEN COLL, CSN 32 BIT MSB, KPF, BFFRD 1 KEY, PAR,4-BIT MSG, IPM OFF, MOBILE-ENABLED-FMT | Ea |  | 1 Year | 588 | 5% | 558.6
63236 | HID | 921NMNNEKMA002 | RDR, RK40, ICLASS, SE E, LF OFF, HF STD/SIO/SEOS/MA, WIEG, PIG, BLK, LED RED, FLSH GRN, BZR ON, OPT TAMP, OPEN COLL, CSN 32-BIT MSB, KPF, BFFRD 1 KEY, NO PAR, 4-BIT MSG, IPM OFF, MOBILE-READY | Ea |  | 1 Year | 588 | 5% | 558.6
63237 | HID | 921NMNNEKMA012 | RDR, RK40, ICLASS, SE E, LF OFF, HF STD/SIO/SEOS/MA, WIEG, LED BLUE, FLSH GRN, BZR ON, OPT TAMP, OPEN COLL, CSN 32-BIT MSB, KPF, BFFRD 1 KEY, NO PAR, 4-BIT MSG, IPM OFF, MOB0004/ICE0120 KEYS, MOBILE-ENABLED | Ea |  | 1 Year | 588 | 5% | 558.6
63238 | HID | 921NMNNEKMA023 | RDR, RK40, ICLASS, SE E, LF OFF, HF LEG/SIO/SEOS/MA, WIEG, LED BLUE, FLSH GRN, BZR ON, OPT TAMP, OPEN COLL,CSN 32-BIT MSB,KPF,BFFRD 1 KEY, NO PAR 4-BIT MSG, IPM OFF,DEMO STD/ICE0235/MOB0001/MOB0022 KEYS MOBILE ENABLED | Ea |  | 1 Year | 588 | 5% | 558.6
63239 | HID | 921NMNNEKMA023-MAD | RDR,RK40,ICLASS,SE E,LF OFF,HF LEG/SIO/SEOS/MA,WIEG,PIG,BLK,LED BLU,FLSH GRN,BZR ON,OPT TAMP,OPEN COL,CSN 32-BIT MSB,KPF,BFFRD 1 KEY, NO PAR,4-BIT MSG,IPM OFF,DEMO STD/ICE0235/MOB0001 KEYS,MOBILE-ENABLED,W/MOBILE ADMIN CARD,TAP/TWIST N GO | Ea |  | 1 Year | 588 | 5% | 558.6
63240 | HID | 921NMNNEKMA037 | RDR, RK40, ICLASS, SE E, LF OFF, HF STD/SIO/SEOS/MA, WIEG, LED RED, FLSH GRN, BZR ON, OPT TAMP, OPEN COLL, CSN 32-BIT MSB, KPF, BFFRD 1 KEY, NO PAR, 4-BIT MSG, IPM OFF, MOBILE READY | Ea |  | 1 Year | 588 | 5% | 558.6
63241 | HID | 921NMNNEKMA03K | RDR, RK40, ICLASS, SE E, LF OFF, HF LEG/SIO/SEOS/MA, WIEG, LED BLUE, FLSH GRN, BZR ON, OPT TAMP, OPEN COLL, CSN 32-BIT MSB, KPF, BFFRD 1 KEY, DOR COMPL, NO PAR, 8-BIT MSG, IPM OFF, MOBILE-READY | Ea |  | 1 Year | 588 | 5% | 558.6
63242 | HID | 921NMNNEKMA051 | RDR, RK40, ICLASS,SE E,LF OFF, HF STD/SIO/SEOS/MIGR/MA, WIEG, PIG, BLK, LED ON, FLSH ON,BZR ON,OPT TAMP,OPEN COLL,CSN 56-BIT MSB,KPF, BFFRD 1 KEY, NO PAR, 4-BIT MSG, IPM OFF,UART OFF,WIEG ON,EVP00000,STD-1/MOB0044 KEYS, MOBILE-ENABLED | Ea |  | 1 Year | 648 | 5% | 615.6
63243 | HID | 921NMNNEKMA05J | RDR, RK40, ICLASS, SE E, LF OFF, HF LEG/ICLASS SIO/SEOS/MIFSPR/MA, WIEG, PIG, BLK, LED BLUE, FLSH GRN, BZR ON, CSN MIF SUPPR, KPF, BFFRD 1 KEY, NO PAR, 4-BIT MSG, IPM OFF, STD/ICE0617 KEYS, MOBILE ENABLED | Ea |  | 1 Year | 588 | 5% | 558.6
63244 | HID | 921NMNNEKMA0AB | RDR, RK40, ICLASS, SE E, LF OFF, HF STD/SIO/SEOS/MA/MIFSPR, WIEG, PIG, BLK, LED BLUE, FLSH GRN, BZR ON, OPT TAMP, OPEN COLL, CSN MIF SUPPR, KPF, BFFRD 1 KEY, NO PAR, 4-BIT MSG, IPM OFF, MOBILE-READY | Ea |  | 1 Year | 588 | 5% | 558.6
63245 | HID | 921NMNNEKMA0AU | RDR, RK40, ICLASS,SE E,LF OFF, HF STD/SIO/SEOS/MIGR/MA, WIEG, PIG, BLK, LED BLUE, FLSH GRN, BZR ON, CSN 32-BIT MSB, HF MIGR PFL EVP00000, KPF, BFFRD 1 KEY, NO PAR, 4-BIT MSG, IPM OFF, MOBILE-READY | Ea |  | 1 Year | 648 | 5% | 615.6
63246 | HID | 921NMNNEKMA0C3 | RDR, RK40, ICLASS, SE E, LF OFF, HF STD/SIO/SEOS/MA, WIEG, PIG, BLK, LED OFF, FLSH OFF, BZR ON, OPT TAMP, OPEN COLL, CSN 32-BIT LSB, KPF, BFFRD 1 KEY, NO PAR, 4-BIT MSG, IPM OFF, MOBILE-READY | Ea |  | 1 Year | 588 | 5% | 558.6
63247 | HID | 921NMNNEKMA0CA | RDR, RK40, ICLASS,SE E,LF OFF, HF STD/SIO/SEOS/MIG/MA, WIEG, PIG, BLK, LED RED, FLSH GRN, BZR ON, CSN 32-BIT MSB, KPF, BFFRD 1 KEY, NO PAR, 4-BIT MSG, IPM OFF, MOBILE-READY | Ea |  | 1 Year | 648 | 5% | 615.6
63248 | HID | 921NMNNEKMA0CJ | RDR, RK40, ICLASS, SE E, LF OFF, HF STD/SIO/SEOS/MA, WIEG, PIG, BLK, LED BLUE, FLSH GRN, BZR ON, OPT TAMP, OPEN COLL, CSN 32-BIT MSB, KPF, BFFRD 1 KEY, NO PAR, 4-BIT MSG, IPM OFF, MOBILE-READY | Ea |  | 1 Year | 588 | 5% | 558.6
63249 | HID | 921NMNNEKMA0CV | RDR, RK40, ICLASS, SE E, LF OFF, HF CST LEG/HID MIFARE APPLICATION/MF CSN SUPPR/MA, WIEG, PIG, BLK, LED RED, FLSH GRN, BZR ON, OPT TAMP, OPEN COLL, KPF, BFFRD 1 KEY, NO PAR, 4-BIT MSG, IPM OFF, MOBILE READY | Ea |  | 1 Year | 588 | 5% | 558.6
63250 | HID | 921NMNNEKMA0DG | RDR, RK40, ICLASS, SE E, LF OFF, HF STD/SIO/SEOS/MA, WIEG, PIG, BLK, LED BLUE, FLSH GRN, BZR ON, OPT TAMP, OPEN COLL, CSN 32-BIT MSB, KPF, BFFRD 1 TO 5 KEYS, PAR, USER ENTRD FC, 26-BIT MSG, IPM OFF, MOBILE-READY | Ea |  | 1 Year | 588 | 5% | 558.6
63251 | HID | 921NMNNEKMA0E7 | RDR, RK40, ICLASS, SE E, LF OFF, HF SEOS/MA, WIEG, PIG, BLK, LED RED, FLSH GRN, BZR ON, OPT TAMP, OPEN COLL, KPF, BFFRD 1 KEY, NO PAR, 4-BIT MSG, IPM OFF, ELITE SEOS ICE0838 KEYS, MOBILE ENABLED MOB0035 KEYS | Ea |  | 1 Year | 588 | 5% | 558.6
63252 | HID | 921NMNNEKMA0G7 | RDR, RK40, ICLASS, SE E, LF OFF, HF STD/SIO/SEOS/MA, WIEG, PIG, BLK, LED RED, FLSH GRN, BZR OFF, OPT TAMP, OPEN COLL, CSN 32-BIT MSB, KPF, BFFRD 1 KEY, NO PAR, 4-BIT MSG, CSTM WIEG TIMING, IPM OFF, MOBILE-READY, GROSVENOR | Ea |  | 1 Year | 588 | 5% | 558.6
63253 | HID | 921NMNNEKMA0H1 | RDR, RK40, ICLASS, SE E, LF OFF, HF STD/SIO/SEOS/MIGR/MA, WIEG, PIG, BLK, LED OFF, FLSH OFF, BZR ON, OPT TAMP, OPEN COLL, KPF, BFFRD 1 KEY, PAR, 6-BIT MSG, CSN 32-BIT MSB, HF MIGR PFL EVP00000, IPM OFF, MOBILE-READY | Ea |  | 1 Year | 648 | 5% | 615.6
63254 | HID | 921NMNTEKEA002 | RDR, RK40, ICLASS, SE E, LF OFF, HF STD/SIO/SEOS/MA, WIEG, TERM, BLK, LED RED, FLSH GRN, BZR ON, OPT TAMP, OPEN COLL, CSN 32-BIT MSB, KPF, BFFRD 1 KEY, NO PAR, 4-BIT MSG, IPM OFF, MOBILE-ENABLED-FMT | Ea |  | 1 Year | 588 | 5% | 558.6
63255 | HID | 921NMNTEKEA064 | RDR, RK40, ICLASS, SE E, LF OFF, HF STD/SIO/SEOS/MA, WIEG, TERM, BLK, STD-1, LED OFF, FLSH OFF, BZR ON, OPT TAMP, OPEN COLL, CSN 32-BIT MSB, IPM OFF, MOBILE-ENABLED-FMT | Ea |  | 1 Year | 588 | 5% | 558.6
63256 | HID | 921NMNTEKEA06R | RDR, RK40, ICLASS, SE REV E, LF OFF, HF STD/SIO/SEOS/MA, WIEG, BLK, TERM, STD-1, LED RED, FLSH GRN, BZR ON, CSN 32-BIT MSB, KPF, BFFRD 1 KEY, DORADO COMPL, NO PAR, 8-BIT MSG, IPM OFF, MOBILE-ENABLED-FMT | Ea |  | 1 Year | 588 | 5% | 558.6
63257 | HID | 921NMNTEKEA06X | RDR, RK40, ICLASS, SE E, LF OFF, HF STD/SIO/SEOS/MA, WIEG, TERM, BLK, STD-1, LED OFF, FLSH OFF, BZR ON, CSN 32-BIT MSB, KPF, BFFRD 1 KEY, NO PAR, 4-BIT MSG, IPM OFF, MOBILE-ENABLED-FMT | Ea |  | 1 Year | 588 | 5% | 558.6
63258 | HID | 921NMNTEKEA06Y | RDR, RK40, ICLASS, SE E, LF OFF, HF STD/SIO/SEOS/MA, WIEG, TERM, BLK, STD-1, LED RED, FLSH GRN, BZR ON, CSN 32-BIT MSB, KPF, BFFRD 1 TO 5 KEYS, PAR, USER ENTRD FC, 26-BIT MSG, IPM OFF, MOBILE-ENABLED-FMT | Ea |  | 1 Year | 588 | 5% | 558.6
63259 | HID | 921NMNTEKEA072 | RDR, RK40, ICLASS, SE E, LF OFF, HF STD/SIO/SEOS/MA, WIEG, TERM, BLK, STD-1, LED RED, FLSH GRN, BZR ON, CSN 26-BIT (W/DEFAULT FC), KPF, BFFRD 1 KEY, NO PAR, 4-BIT MSG, IPM OFF, MOBILE-ENABLED-FMT | Ea |  | 1 Year | 588 | 5% | 558.6
63260 | HID | 921NMNTEKEA07J | RDR, RK40, ICLASS, SE E, LF OFF, HF STD/SIO/SEOS/MA, WIEG, TERM, BLK, STD-1, LED OFF, FLSH OFF, BZR ON, CSN 32-BIT MSB, KPF, BFFRD 1 KEY, DOR COMPL, NO PAR, 8-BIT MSG, IPM OFF, MOBILE-ENABLED-FMT | Ea |  | 1 Year | 588 | 5% | 558.6
63261 | HID | 921NMNTEKEA07Q | RDR, RK40, ICLASS, SE E, LF OFF, HF STD/SIO/SEOS/MA, WIEG, TERM, BLK, STD-1, LED OFF, FLSH OFF, BZR OFF, CSN 34-BIT MSB, KPF, BFFRD 1 KEY, PAR, 6-BIT MSG, IPM OFF, MOBILE-ENABLED-FMT | Ea |  | 1 Year | 588 | 5% | 558.6
63262 | HID | 921NMNTEKEA081 | RDR, RK40, ICLASS, SE E, LF OFF, HF STD/SIO/SEOS/MA, WIEG, TERM, BLK, STD-1, LED OFF, FLSH OFF, BZR ON, OPT TAMP, OPEN COLL, CSN 32-BIT MSB, KPF, BFFRD 1 KEY, DOR COMPL, NO PAR, 8-BIT MSG, IPM OFF, MOBILE-ENABLED-FMT | Ea |  | 1 Year | 588 | 5% | 558.6
63263 | HID | 921NMNTEKEA086 | RDR, RK40, ICLASS, SE E, LF OFF, HF STD/SIO/SEOS/MA, WIEG, TERM, BLK, STD-1, LED RED, FLSH GRN, BZR ON, CSN 40-BIT MSB, KPF, PCSC, IPM OFF, MOBILE-ENABLED-FMT | Ea |  | 1 Year | 588 | 5% | 558.6
63264 | HID | 921NMNTEKEA088 | RDR, RK40, ICLASS, SE E, LF OFF, HF STD/SIO/SEOS/MA/MIFSPR, WIEG, TERM, BLK, STD-1, LED RED, FLSH GRN, BZR ON, CSN MIF SUPPR, KPF, BFFRD 1 KEY, NO PAR, 4-BIT MSG, IPM OFF, MOBILE-ENABLED-FMT | Ea |  | 1 Year | 588 | 5% | 558.6
63265 | HID | 921NMNTEKEA089 | RDR, RK40, ICLASS, SE E, LF OFF, HF STD/SIO/SEOS/MA, WIEG, TERM, BLK, STD-1, LED RED, FLSH GRN, BZR ON, CSN 32-BIT LSB, KPF, BFFRD 1 KEY, NO PAR, 4-BIT MSG, IPM OFF, MOBILE-ENABLED-FMT | Ea |  | 1 Year | 588 | 5% | 558.6
63266 | HID | 921NMNTEKEA08E | RDR, RK40, ICLASS, SE E, LF OFF, HF STD/SIO/SEOS/MA, WIEG, TERM, BLK, STD-1, LED RED, FLSH GRN, BZR ON, CSN 32-BIT MSB, KPF, LOCAL PIN VERIFY, IPM OFF, MOBILE-ENABLED-FMT | Ea |  | 1 Year | 588 | 5% | 558.6
63267 | HID | 921NMNTEKEA08M | RDR, RK40, ICLASS, SE E, LF OFF, HF STD/SIO/SEOS/MA, WIEG, TERM, BLK, STD-1, LED OFF, FLSH OFF, BZR ON, OPT TAMP, OPEN COLL, CSN 32-BIT MSB, KPF, BFFRD 1 KEY, NO PAR, 4-BIT MSG, IPM OFF, MOBILE-ENABLED-FMT | Ea |  | 1 Year | 588 | 5% | 558.6
63268 | HID | 921NMNTEKEA08Y | RDR, RK40, ICLASS, SE E, LF OFF, HF STD/SIO/SEOS/MA, WIEG, TERM, BLK, STD-1, LED OFF, FLSH OFF, BZR ON, CSN 34-BIT MSB, KPF, BFFRD 1 KEY, DOR COMPL, NO PAR, 8-BIT MSG, IPM OFF, MOBILE-ENABLED-FMT | Ea |  | 1 Year | 588 | 5% | 558.6
63269 | HID | 921NMNTEKEA091 | RDR, RK40, ICLASS, SE E, LF OFF, HF STD/SIO/SEOS/MA, WIEG, TERM, BLK, STD-1, LED RED, FLSH GRN, BZR ON, CSN 34-BIT MSB, KPF, BFFRD 1 KEY, NO PAR, 4-BIT MSG, IPM OFF, MOBILE-ENABLED-FMT | Ea |  | 1 Year | 588 | 5% | 558.6
63270 | HID | 921NMNTEKEA092 | RDR, RK40, ICLASS, SE E, LF OFF, HF STD/SIO/SEOS/MA/MIFSPR, WIEG, TERM, BLK, STD-1, LED OFF, FLSH OFF, BZR ON, CSN MIF SUPPR, KPF, BFFRD 1 KEY, DOR COMPL, NO PAR, 8-BIT MSG, IPM OFF, MOBILE-ENABLED-FMT | Ea |  | 1 Year | 588 | 5% | 558.6
63271 | HID | 921NMNTEKEA09B | RDR, RK40, ICLASS, SE E, LF OFF, HF STD/SIO/SEOS/MA, WIEG, TERM, BLK, STD-1, LED OFF, FLSH OFF, BZR ON, CSN 32-BIT MSB, KPF, BFFRD 1 KEY, PAR, 6-BIT MSG, IPM OFF, MOBILE-ENABLED-FMT | Ea |  | 1 Year | 588 | 5% | 558.6
63272 | HID | 921NMNTEKEA09D | RDR, RK40, ICLASS, SE E, LF OFF, HF STD/SIO/SEOS/MA, WIEG, TERM, BLK, STD-1, LED RED, FLSH GRN, BZR ON, CSN 26-BIT (W/DEFAULT FC), KPF, BFFRD 1 TO 5 KEYS, PAR, USER ENTRD FC, 26-BIT MSG, IPM OFF, MOBILE-ENABLED-FMT | Ea |  | 1 Year | 588 | 5% | 558.6
63273 | HID | 921NMNTEKEA09G | RDR, RK40, ICLASS, SE E, LF OFF, HF STD/SIO/SEOS/MA, WIEG, TERM, BLK, STD-1, LED RED, FLSH OFF, BZR ON, CSN 26-BIT (W/DEFAULT FC), KPF, BFFRD 1 KEY, DOR COMPL, NO PAR, 8-BIT MSG, IPM OFF, MOBILE-ENABLED-FMT | Ea |  | 1 Year | 588 | 5% | 558.6
63274 | HID | 921NMNTEKEA09K | RDR, RK40, ICLASS, SE E, LF OFF, HF STD/SIO/SEOS/MA, WIEG, TERM, BLK, STD-1, LED OFF, FLSH OFF, BZR OFF, CSN 32-BIT MSB, KPF, BFFRD 1 KEY, DOR COMPL, NO PAR, 8-BIT MSG, IPM OFF, MOBILE-ENABLED-FMT | Ea |  | 1 Year | 588 | 5% | 558.6
63275 | HID | 921NMNTEKEA09P | RDR, RK40, ICLASS, SE E, LF OFF, HF STD/SIO/SEOS/MA, WIEG, TERM, BLK, STD-1, LED RED, FLSH GRN, BZR ON, CSN 26-BIT (W/DEFAULT FC), KPF, BFFRD 1 KEY, DOR COMPL, NO PAR, 8-BIT MSG, IPM OFF, MOBILE-ENABLED-FMT | Ea |  | 1 Year | 588 | 5% | 558.6
63276 | HID | 921NMNTEKEA09Y | RDR, RK40, ICLASS, SE E, LF OFF, HF STD/SIO/SEOS/MA/MIFSPR, WIEG, TERM, BLK, STD-1, LED OFF, FLSH OFF, BZR ON, OPT TAMP, OPEN COLL, CSN MIF SUPPR, KPF, BFFRD 1 KEY, DOR COMPL, NO PAR, 8-BIT MSG, IPM OFF, MOBILE-ENABLED-FMT | Ea |  | 1 Year | 588 | 5% | 558.6
63277 | HID | 921NMNTEKEA0CA | RDR, RK40, ICLASS, SE E, LF OFF, HF STD/SIO/SEOS/MIG/MA, WIEG, TERM, BLK, LED RED, FLSH GRN, BZR ON, CSN 32-BIT MSB, KPF, BFFRD 1 KEY, NO PAR, 4-BIT MSG, IPM OFF, MOBILE-ENABLED-FMT | Ea |  | 1 Year | 648 | 5% | 615.6
63278 | HID | 921NMNTEKEA0CJ | RDR, RK40, ICLASS, SE E, LF OFF, HF STD/SIO/SEOS/MA, WIEG, TERM, BLK, STD-1, LED BLUE, FLSH GRN, BZR ON, OPT TAMP, OPEN COLL, CSN 32-BIT MSB, KPF, BFFRD 1 KEY, NO PAR, 4-BIT MSG, IPM OFF, MOBILE-ENABLED-FMT | Ea |  | 1 Year | 588 | 5% | 558.6
63279 | HID | 921NMNTEKEA0DG | RDR, RK40, ICLASS, SE E, LF OFF, HF STD/SIO/SEOS/MA, WIEG, TERM, BLK, LED BLUE, FLSH GRN, BZR ON, OPT TAMP, OPEN COLL, CSN 32-BIT MSB, KPF, BFFRD 1 TO 5 KEYS, PAR, USER ENTRD FC, 26-BIT MSG, IPM OFF, MOBILE-ENABLED-FMT | Ea |  | 1 Year | 588 | 5% | 558.6
63280 | HID | 921NMNTEKEA0DW | RDR, RK40, ICLASS, SE E, LF OFF, HF STD/SIO/SEOS/MA, WIEG, TERM, BLK, LED OFF, FLSH OFF, BZR OFF, CSN 34-BIT MSB, KPF, BFFRD 1 KEY, DOR COMPL, NO PAR, 8-BIT MSG, IPM OFF, MOBILE-ENABLED-FMT | Ea |  | 1 Year | 588 | 5% | 558.6
63281 | HID | 921NMNTEKEA0EU | RDR, RK40, ICLASS, SE E, LF OFF, HF SIO/SEOS/MA, WIEG, TERM, BLK, STD-1, LED RED, FLSH GRN, BZR ON, OPT TAMP, OPEN COLL, CSN RAW, KPF, BFFRD 1 KEY, NO PAR, 4-BIT MSG, IPM OFF, MOBILE-ENABLED-FMT | Ea |  | 1 Year | 588 | 5% | 558.6
63282 | HID | 921NMNTEKEA105 | RDR, RK40, ICLASS, SE E, LF OFF, HF STD/SIO/SEOS/MA, WIEG, TERM, BLK, STD-1, LED OFF, FLSH OFF, BZR ON, CSN 32-BIT MSB, KPF, BFFRD 1 TO 5 KEYS, PAR, USER ENTRD FC, 26-BIT MSG, IPM OFF, MOBILE-ENABLED-FMT | Ea |  | 1 Year | 588 | 5% | 558.6
63283 | HID | 921NMNTEKEA106 | RDR, RK40, ICLASS, SE E, LF OFF, HF STD/SIO/SEOS/MA, WIEG, TERM, BLK, STD-1, LED RED, FLSH OFF, BZR ON, CSN 32-BIT MSB, KPF, BFFRD 1 KEY, DOR COMPL, NO PAR, 8-BIT MSG, IPM OFF, MOBILE-ENABLED-FMT | Ea |  | 1 Year | 588 | 5% | 558.6
63284 | HID | 921NMNTEKEA10R | RDR, RK40, ICLASS, SE E, LF OFF, HF STD/SIO/SEOS/MA, WIEG, TERM, BLK, STD-1, LED RED, FLSH OFF, BZR ON, CSN 32-BIT MSB, KPF, BFFRD 1 KEY, NO PAR, 4-BIT MSG, IPM OFF, MOBILE-ENABLED-FMT | Ea |  | 1 Year | 588 | 5% | 558.6
63285 | HID | 921NMNTEKEA10X | RDR, RK40, ICLASS, SE E, LF OFF, HF STD/SIO/SEOS/MA, WIEG,TERM, BLK, STD-1, LED RED, FLSH OFF, BZR ON, CSN 26-BIT (W/DEFAULT FC), KPF, BFFRD 1 TO 5 KEYS, PAR, USER ENTRD FC, 26-BIT MSG, IPM OFF, MOBILE-ENABLED-FMT | Ea |  | 1 Year | 588 | 5% | 558.6
63286 | HID | 921NMNTEKEA118 | RDR, RK40, ICLASS, SE E, LF OFF, HF STD/SIO/SEOS/MA, WIEG, TERM, BLK, STD-1, LED OFF, FLSH OFF, BZR OFF, CSN 32-BIT MSB, KPF, BFFRD 1 KEY, NO PAR, 4-BIT MSG, IPM OFF, MOBILE-ENABLED-FMT | Ea |  | 1 Year | 588 | 5% | 558.6
63287 | HID | 921NMNTEKEA11U | RDR, RK40, ICLASS, SE E, LF OFF, HF STD/SIO/SEOS/MA/MIFSPR, WIEG, TERM, BLK, STD-1, LED OFF, FLSH OFF, BZR OFF, CSN MIF SUPPR, KPF, BFFRD 1 KEY, NO PAR, 4-BIT MSG, IPM OFF, MOBILE-ENABLED-FMT | Ea |  | 1 Year | 588 | 5% | 558.6
63288 | HID | 921NMNTEKEA129 | RDR, RK40, ICLASS, SE E, LF OFF, HF STD/SIO/SEOS/MA/MIGR, WIEG, TERM, BLK, HF MIGR PFL EVP00000, IPM OFF, MOBILE-ENABLED-FMT | Ea |  | 1 Year | 648 | 5% | 615.6
63289 | HID | 921NMNTEKEA13R | RDR, RK40, ICLASS, SE E, CSTM, LF OFF, HF STD/SIO/SEOS/MA, WIEG, TERM, BLK, STD-1, LED RED, FLSH GRN, BZR OFF, OPT TAMP, OPEN COLL, CSN 32-BIT MSB, KPF, BFFRD 1 KEY, NO PAR, 4-BIT MSG, CSTM WIEG TIMING, IPM OFF, GROSVENOR, MOBILE-ENABLED-FM | Ea |  | 1 Year | 588 | 5% | 558.6
63290 | HID | 921NMNTEKEA14Q | RDR, RK40, ICLASS, SE E, LF OFF, HF STD/SIO/SEOS/MA, WIEG, TERM, BLK, STD-1, LED OFF, FLSH OFF, BZR ON, CSN SUPPR, KPF, BFFRD 1 KEY, NO PAR. 4 BIT MSG, IPM OFF, PICO15693 10 PERCENT MODULATION, MOBILE-ENABLED-FMT | Ea |  | 1 Year | 588 | 5% | 558.6
63291 | HID | 921NMNTEKEA161 | RDR, RK40, ICLASS, SE E, LF OFF, HF STD/SIO/SEOS/MA/HID MIFARE APP, WIEG, TERM, BLK, STD-1, LED RED, FLSH GRN, BZR ON, OPT TAMP, OPEN COLL, CSN 32 BIT MSB, BFFRD 1 KEY, NO PAR, 4 BIT MSG, IPM OFF, HID MIFARE KEY, MOBILE-ENABLED-FMT | Ea |  | 1 Year | 588 | 5% | 558.6
63292 | HID | 921NMNTEKMA002 | RDR, RK40, ICLASS, SE E, LF OFF, HF STD/SIO/SEOS/MA, WIEG, TERM, BLK, LED RED, FLSH GRN, BZR ON, OPT TAMP, OPEN COLL, CSN 32-BIT MSB, KPF, BFFRD 1 KEY, NO PAR, 4-BIT MSG, IPM OFF, MOBILE-READY | Ea |  | 1 Year | 588 | 5% | 558.6
63293 | HID | 921NMNTEKMA013 | RDR, RK40, ICLASS, SE E, LF OFF, HF STD/SIO/SEOS/MA, WIEG, TERM, BLK, LED RED, FLSH GRN, BZR ON, OPT TAMP, OPEN COLL, KPF, BFFRD 1 KEY, DOR COMPL, NO PAR, 8-BIT MSG, IPM OFF, MOBILE-READY | Ea |  | 1 Year | 588 | 5% | 558.6
63294 | HID | 921NMNTEKMA023 | RDR, RK40, ICLASS, SE E, LF OFF, HF LEG/SIO/SEOS/MA, WIEG, LED BLUE, FLSH GRN, BZR ON, OPT TAMP,OPEN COLL,CSN 32-BIT MSB, KPF,BFFRD 1 KEY, NO PAR,4-BIT MSG, IPM OFF,DEMO STD/ICE0235/MOB0001/MOB0022 KEYS MOBILE ENABLED | Ea |  | 1 Year | 588 | 5% | 558.6
63295 | HID | 921NMNTEKMA023-MAD | RDR,RK40,ICLASS,SE E,LF OFF,HF LEG/SIO/SEOS/MA,WIEG,TERM,BLK,LED BLUE,FLSH GRN, BZR ON,OPT TAMP,OPEN COL,CSN 32-BIT MSB,KPF,BFFRD 1 KEY,NO PAR,4-BIT MSG,IPM OFF,DEMO STD/ICE0235/MOB0001 KEYS,MOBILE-ENBL,W/MOBILE ADMIN CARD,TAP/TWST N GO | Ea |  | 1 Year | 588 | 5% | 558.6
63296 | HID | 921NMNTEKMA051 | RDR, RK40, ICLASS,SE E,LF OFF, HF STD/SIO/SEOS/MIGR/MA, WIEG, TERM, BLK, LED ON, FLSH ON,BZR ON,OPT TAMP,OPEN COLL,CSN 56-BIT MSB,KPF, BFFRD 1 KEY, NO PAR, 4-BIT MSG, IPM OFF,UART OFF,WIEG ON,EVP00000,STD-1/MOB0044 KEYS, MOBILE-ENABLED | Ea |  | 1 Year | 648 | 5% | 615.6
63297 | HID | 921NMNTEKMA077 | RDR, RK40, ICLASS, SE E, LF OFF, HF STD/SIO/SEOS/MIG/MA, WIEG, TERM, BLK, LED RED, FLSH GRN, BZR ON, OPT TAMP, OPEN COLL, TEST KEY, POLL=75MS, CSN SUPPR, KPF, ASCII, BFFRD 1 KEY, HF MIGR PFL EVP00000, IPM OFF, MOBILE-READY | Ea |  | 1 Year | 588 | 5% | 558.6
63298 | HID | 921NMNTEKMA0AB | RDR, RK40, ICLASS, SE E, LF OFF, HF STD/SIO/SEOS/MA/MIFSPR, WIEG, TERM, BLK, LED BLUE, FLSH GRN, BZR ON, OPT TAMP, OPEN COLL, CSN MIF SUPPR, PROX FSK ONLY, KPF, BFFRD 1 KEY, NO PAR, 4-BIT MSG, IPM OFF, MOBILE-READY | Ea |  | 1 Year | 588 | 5% | 558.6
63299 | HID | 921NMNTEKMA0CA | RDR, RK40, ICLASS, SE E, LF OFF, HF STD/SIO/SEOS/MIG/MA, WIEG, TERM, BLK, LED RED, FLSH GRN, BZR ON, CSN 32-BIT MSB, KPF, BFFRD 1 KEY, NO PAR, 4-BIT MSG, IPM OFF, MOBILE-READY | Ea |  | 1 Year | 648 | 5% | 615.6
63300 | HID | 921NMNTEKMA0CJ | RDR, RK40, ICLASS, SE E, LF OFF, HF STD/SIO/SEOS/MA, WIEG, TERM, BLK, LED BLUE, FLSH GRN, BZR ON, OPT TAMP, OPEN COLL, CSN 32-BIT MSB, KPF, BFFRD 1 KEY, NO PAR, 4-BIT MSG, IPM OFF, MOBILE-READY | Ea |  | 1 Year | 588 | 5% | 558.6
63301 | HID | 921NMNTEKMA0DG | RDR, RK40, ICLASS, SE E, LF OFF, HF STD/SIO/SEOS/MA, WIEG, TERM, BLK, LED BLUE, FLSH GRN, BZR ON, OPT TAMP, OPEN COLL, CSN 32-BIT MSB, KPF, BFFRD 1 TO 5 KEYS, PAR, USER ENTRD FC, 26-BIT MSG, IPM OFF, MOBILE-READY | Ea |  | 1 Year | 588 | 5% | 558.6
63302 | HID | 921NMNTEKMA0E4 | RDR, RK40, ICLASS, SE E, LF OFF, HF STD/SIO/SEOS/TRANS/MA, WIEG, TERM, BLK, LED RED, FLSH GRN, BZR ON, OPT TAMP, OPEN COLL, 64-BIT LSB FELICA OR 64-BIT MIFARE, KPF, BFFRD 1 KEY, NO PAR, 4-BIT MSG, IPM OFF, STD1/MOB0695 KEYS, MOBILE ENABLED | Ea |  | 1 Year | 588 | 5% | 558.6
63303 | HID | 921NMNTEKMA0G7 | RDR, RK40, ICLASS, SE E, LF OFF, HF STD/SIO/SEOS/MA, WIEG, TERM, BLK, LED RED, FLSH GRN, BZR OFF, OPT TAMP, OPEN COLL, CSN 32-BIT MSB, KPF, BFFRD 1 KEY, NO PAR, 4-BIT MSG, CSTM WIEG TIMING, IPM OFF, MOBILE-READY, GROSVENOR | Ea |  | 1 Year | 588 | 5% | 558.6
63304 | HID | 921NMNTEKMA0H1 | RDR, RK40, ICLASS, SE E, LF OFF, HF STD/SIO/SEOS/MIGR/MA, WIEG, TERM, BLK, LED OFF, FLSH OFF, BZR ON, OPT TAMP, OPEN COLL, KPF, BFFRD 1 KEY, PAR, 6-BIT MSG, CSN 32-BIT MSB, HF MIGR PFL EVP00000, IPM OFF, MOBILE-READY | Ea |  | 1 Year | 648 | 5% | 615.6
63305 | HID | 921NMPNEKEA006 | RDR, RK40, ICLASS, SE E, LF OFF, HF STD/SIO/SEOS/MA, OSDP, PIG, BLK, A/V OFF, OPT TAMP, OPEN COLL, CSN 32-BIT LSB, EM4102 32-BIT, KPF, ASCII, BFFRD 1 KEY, IPM OFF, MOBILE-ENABLED-FMT | Ea |  | 1 Year | 588 | 5% | 558.6
63306 | HID | 921NMPNEKEA00E | RDR, RK40, ICLASS, SE E,LF OFF,HF STD/SIO/SEOS/MIG/MA, 485HDX, PIG, BLK, A/V OFF, OSDP V1, OPT TAMP, OPEN COLL, OSDP TAMP ENBLD, TEST KEY, POLL=75MS, CSN SUPPR, KPF, ASCII, BFFRD 1 KEY, HF MIGR PFL EVP00000, IPM OFF, MOBILE-ENABLED-FMT | Ea |  | 1 Year | 588 | 5% | 558.6
63307 | HID | 921NMPNEKEA076 | RDR, RK40, ICLASS, SE E, LF OFF, HF STD/SIO/SEOS/MA, 485HDX, PIG, BLK, STD-1, A/V OFF, OSDP V1, OPN COL, OSDP TAMP ENBLD, TEST KEY, POLL=75MS, CSN 32-BIT MSB, KPF, ASCII, BFFRD 1 KEY, 8-BIT MSG, IPM OFF, UART OFF, WIEG OFF, MOBILE-ENABLED-F | Ea |  | 1 Year | 588 | 5% | 558.6
63308 | HID | 921NMPNEKEA0DM | RDR, RK40, ICLASS, SE E,LF OFF,HF STD/SIO/SEOS/MIG/MA, 485HDX, PIG, BLK, A/V OFF, OSDP V1, OPT TAMP, OPEN COLL, OSDP TAMP ENBLD, TEST KEY, POLL=75MS, CSN 32-BIT MSB, KPF, ASCII, BFFRD 1 KEY, HF MIGR PFL EVP00000, IPM OFF, MOBILE-ENABLED-FMT | Ea |  | 1 Year | 648 | 5% | 615.6
63309 | HID | 921NMPNEKEA0EV | RDR, RK40, ICLASS, SE E, LF OFF, HF STD/SIO/SEOS/MA, 485HDX, PIG, BLK, STD-1, A/V OFF, OSDP V2, SECURE MODE OFF, OSDP TAMP ENBLD, TEST KEYS, POLL=75MS, B-RATE 115.2K, CSN 32-BIT MSB, KPF, ASCII, BFFRD 1 KEY, IPM OFF, APB 250MS, MOB-EN-FMT | Ea |  | 1 Year | 588 | 5% | 558.6
63310 | HID | 921NMPNEKEA11F | RDR, RK40, ICLASS, SE E, LF OFF, HF STD/SIO/SEOS/MA, 485HDX, PIG, BLK, STD-1, A/V OFF, OSDP V1, OPN COL, OSDP TAMP ENBLD, TEST KEY, POLL=75MS, CSN 32-BIT MSB, KPF, ASCII, BFFRD 1 KEY, IPM OFF, UART OFF, WIEG OFF, MOBILE-ENABLED-FMT | Ea |  | 1 Year | 588 | 5% | 558.6
63311 | HID | 921NMPNEKEA133 | RDR, RK40, ICLASS, SE E, LF OFF, HF STD/SIO/SEOS/MA, 485HDX, PIG, BLK, STD-1, OSDP V1, OPEN COLL, OSDP TAMP ENBLD, TEST KEYS, POLL=75MS, A/V OFF, CSN 32-BIT MSB, KPF, ASCII, BFFRD 1 KEY, EM4102 32 BIT, IPM OFF, WEIG OFF, MOBILE-ENABLED-FMT | Ea |  | 1 Year | 588 | 5% | 558.6
63312 | HID | 921NMPNEKMA006 | RDR, RK40, ICLASS, SE E, LF OFF, HF STD/SIO/SEOS/MA, OSDP, PIG, BLK, A/V OFF, OPT TAMP, OPEN COLL, CSN 32-BIT MSB, EM4102 32-BIT, KPF, ASCII, BFFRD 1 KEY, IPM OFF, MOBILE-READY | Ea |  | 1 Year | 588 | 5% | 558.6
63313 | HID | 921NMPNEKMA00E | RDR, RK40, ICLASS, SE E, LF OFF, HF STD/SIO/SEOS/MIG/MA, 485HDX, PIG, BLK, A/V OFF, OSDP V1, OPT TAMP, OPEN COLL, OSDP TAMP ENBLD, TEST KEY, POLL=75MS, CSN SUPPR, KPF, ASCII, BFFRD 1 KEY, HF MIGR PFL EVP00000, IPM OFF, MOBILE-READY | Ea |  | 1 Year | 588 | 5% | 558.6
63314 | HID | 921NMPNEKMA031 | RDR, RK40, ICLASS, SE E, LF OFF, HF LEG/SIO/SEOS/MA, OSDP, PIG, BLK, A/V OFF, OPT TAMP, OPEN COLL, CSN 32-BIT MSB, KPF, BFFRD 1 KEY, NO PAR, 4-BIT MSG, IPM OFF, STD/ICE0235/MOB0001/MOB0022 KEYS MOBILE ENABLED | Ea |  | 1 Year | 588 | 5% | 558.6
63315 | HID | 921NMPNEKMA0BR | RDR, RK40, ICLASS, SE E, LF OFF, HF STD/SIO/SEOS/MA, 485HDX, PIG, BLK, A/V OFF, OSDP V2, OPT TAMP, OPEN COLL, OSDP TAMP ENBLD, TEST KEY, POLL=50MS, CSN 32-BIT MSB, KPF, ASCII, BFFRD 1 KEY, IPM OFF, MOBILE-READY | Ea |  | 1 Year | 588 | 5% | 558.6
63316 | HID | 921NMPNEKMA0DM | RDR, RK40, ICLASS, SE E, LF OFF, HF STD/SIO/SEOS/MIG/MA, 485HDX, PIG, BLK, A/V OFF, OSDP V1, OPT TAMP, OPEN COLL, OSDP TAMP ENBLD, TEST KEY, POLL=75MS, CSN 32-BIT MSB, KPF, ASCII, BFFRD 1 KEY, HF MIGR PFL EVP00000, IPM OFF, MOBILE-READY | Ea |  | 1 Year | 648 | 5% | 615.6
63317 | HID | 921NMPNEKMA0H5 | RDR, RK40, ICLASS, SE E, LF OFF, HF STD/SIO/SEOS/MIGR/MA, 485HDX, PIG, BLK, OSDP V2, A/V OFF, OPT TAMP, OPEN COLL, OPT TAMP, KPF, ASCII, BFFRD 1 KEY, CSN 32-BIT MSB, HF MIGR PFL EVP00000, IPM OFF, MOBILE-READY | Ea |  | 1 Year | 648 | 5% | 615.6
63318 | HID | 921NMPNEKMA0HB | RDR, RK40, ICLASS, SE E, LF OFF, HF CST LEG/HID MIFARE APP/MA, 485HDX, PIG, BLK, A/V OFF, OSDP V1, OPT TAMP, OPEN COLL, OSDP TAMP ENBLD, KPF, BFFRD 1 KEY, NO PAR, 4-BIT MSG, CSN SUPPR, IPM OFF, MOBILE READY | Ea |  | 1 Year | 588 | 5% | 558.6
63319 | HID | 921NMPNEKMA0J1 | RDR, RK40, ICLASS, SE E, LF OFF, HF STD/SIO/SEOS/MA, 485HDX, PIG, BLK, A/V OFF, OSDP V2, OPT TAMP, OPEN COLL, OSDP TAMP ENBLD, CSN SUPPR, KPF, ASCII, BFFRD 1 KEY, IPM OFF, MOBILE-READY, ANSSI | Ea |  | 1 Year | 588 | 5% | 558.6
63320 | HID | 921NMPNEKMA-MASTER | RDR, RK40, ICLASS, SE E, LF OFF, HF STD/SIO/SEOS/MA, 485HDX, PIG, BLK, XXXX | Ea |  | 1 Year | 588 | 5% | 558.6
63321 | HID | 921NMPTEKEA006 | RDR, RK40, ICLASS, SE E, LF OFF, HF STD/SIO/SEOS/MA, OSDP, TERM, BLK, A/V OFF, OPT TAMP, OPEN COLL, CSN 32-BIT LSB, KPF, ASCII, BFFRD 1 KEY, IPM OFF, MOBILE-ENABLED-FMT | Ea |  | 1 Year | 588 | 5% | 558.6
63322 | HID | 921NMPTEKEA00E | RDR, RK40, ICLASS, SE E,LF OFF,HF STD/SIO/SEOS/MIG/MA, 485HDX, TERM, BLK, A/V OFF, OSDP V1, OPT TAMP, OPEN COLL, OSDP TAMP ENBLD, TEST KEY, POLL=75MS, CSN SUPPR, KPF, ASCII, BFFRD 1 KEY, HF MIGR PFL EVP00000, IPM OFF, MOBILE-ENABLED-FMT | Ea |  | 1 Year | 588 | 5% | 558.6
63323 | HID | 921NMPTEKEA076 | RDR, RK40, ICLASS, SE E, LF OFF, HF STD/SIO/SEOS/MA, 485HDX, TERM, BLK, STD-1, A/V OFF, OSDP V1, OPN COL, OSDP TAMP ENBLD, TEST KEY, POLL=75MS, CSN 32-BIT MSB, KPF, ASCII, BFFRD 1 KEY, IPM OFF, UART OFF, WIEG OFF, MOBILE-ENABLED-FMT | Ea |  | 1 Year | 588 | 5% | 558.6
63324 | HID | 921NMPTEKEA0DM | RDR, RK40, ICLASS, SE E,LF OFF,HF STD/SIO/SEOS/MIG/MA, 485HDX,TERM, BLK, A/V OFF, OSDP V1, OPT TAMP, OPEN COLL, OSDP TAMP ENBLD, TEST KEY, POLL=75MS, CSN 32-BIT MSB, KPF, ASCII, BFFRD 1 KEY, HF MIGR PFL EVP00000, IPM OFF, MOBILE-ENABLED-FMT | Ea |  | 1 Year | 648 | 5% | 615.6
63325 | HID | 921NMPTEKEA0EV | RDR, RK40, ICLASS, SE E, LF OFF, HF STD/SIO/SEOS/MA, 485HDX, TERM, BLK, STD-1, A/V OFF, OSDP V2, SEC MODE OFF, OSDP TAMP ENBLD, TST KEYS, POLL=75MS, B-RATE 115.2K, CSN 32-BIT MSB, KPF, ASCII, BFFRD 1 KEY, IPM OFF, APB 250MS, MOBILE-EN-FMT | Ea |  | 1 Year | 588 | 5% | 558.6
63326 | HID | 921NMPTEKEA11F | RDR, RK40, ICLASS, SE E, LF OFF, HF STD/SIO/SEOS/MA, 485HDX, TERM, BLK, STD-1, A/V OFF, OSDP V1, OPN COL, OSDP TAMP ENBLD, TEST KEY, POLL=75MS, CSN 32-BIT MSB, KPF, ASCII, BFFRD 1 KEY, IPM OFF, UART OFF, WIEG OFF, MOBILE-ENABLED-FMT | Ea |  | 1 Year | 588 | 5% | 558.6
63327 | HID | 921NMPTEKEA129 | RDR, RK40, ICLASS, SE E, LF OFF, HF STD/SIO/SEOS/MA/MIGR, 485HDX, TERM, BLK, HF MIGR PFL EVP00000, IPM OFF, MOBILE-ENABLED-FMT | Ea |  | 1 Year | 648 | 5% | 615.6
63328 | HID | 921NMPTEKMA006 | RDR, RK40, ICLASS, SE E, LF OFF, HF STD/SIO/SEOS/MA, OSDP, TERM, BLK, A/V OFF, OPT TAMP, OPEN COLL, CSN 32-BIT MSB, EM4102 32-BIT, KPF, ASCII, BFFRD 1 KEY, IPM OFF, MOBILE-READY | Ea |  | 1 Year | 588 | 5% | 558.6
63329 | HID | 921NMPTEKMA00E | RDR, RK40, ICLASS, SE E, LF OFF, HF STD/SIO/SEOS/MIG/MA, 485HDX, TERM, BLK, A/V OFF, OSDP V1, OPT TAMP, OPEN COLL, OSDP TAMP ENBLD, TEST KEY, POLL=75MS, CSN SUPPR, KPF, ASCII, BFFRD 1 KEY, HF MIGR PFL EVP00000, IPM OFF, MOBILE-READY | Ea |  | 1 Year | 588 | 5% | 558.6
63330 | HID | 921NMPTEKMA033 | RDR, RK40, ICLASS, SE E, LF OFF, HF STD/SIO/SEOS/MIG/MA, OSDP, TERM, BLK, HF MIGR PFL EVC26503, IPM OFF, OSDP V1, ICE0178/MOB0038 KEYS, MOBILE ENABLED | Ea |  | 1 Year | 648 | 5% | 615.6
63331 | HID | 921NMPTEKMA067 | RDR, RK40, ICLASS, SE E, LF OFF, HF ICLASS SIO/SEOS/MA, OSDP V2, TERM, BLK, A/V OFF, OPT TAMP, OPEN COLL, OSDP TAMP, TEST KEYS, CSN SUPPR, KPF, ASCII, BFFRD 1 KEY, IPM OFF, UART OFF | Ea |  | 1 Year | 588 | 5% | 558.6
63332 | HID | 921NMPTEKMA0BL | RDR,RK40,ICLASS,SE E,LFOFF,HF STD/SIO/SEOS/MIG/MA,485HDX,TERM,BLK, A/V OFF, OSDP V1,OPT TAMP, OC, OSDP TAMP ENBLD,TEST KEYS,POLL=75MS,CSN56-BIT MSB,HF MIGR PFL EVP00000,KPF,BFFRD1KEY,NOPAR,4-BITMSG,IPMOFF,MOBILE-READY | Ea |  | 1 Year | 648 | 5% | 615.6
63333 | HID | 921NMPTEKMA0DM | RDR, RK40, ICLASS, SE E, LF OFF, HF STD/SIO/SEOS/MIG/MA, 485HDX, TERM, BLK, A/V OFF, OSDP V1, OPT TAMP, OPEN COLL, OSDP TAMP ENBLD, TEST KEY, POLL=75MS, CSN 32-BIT MSB, KPF, ASCII, BFFRD 1 KEY, HF MIGR PFL EVP00000, IPM OFF, MOBILE-READY | Ea |  | 1 Year | 648 | 5% | 615.6
63334 | HID | 921NMPTEKMA0FW | RDR, RK40, ICLASS, LF OFF, HF STD/SIO/SEOS/MIGR/MA, 485HDX, TERM, BLK, A/V OFF, OSDP V2, OPT TAMP, OPEN COLL, OSDP TAMP, KPF, ASCII, BFFRD 1 KEY, CSN SUPPR, HF MIGR PFL EVP00000, IPM OFF, MOBILE-READY | Ea |  | 1 Year | 648 | 5% | 615.6
63335 | HID | 921NMPTEKMA0H5 | RDR, RK40, ICLASS, SE E, LF OFF, HF STD/SIO/SEOS/MIGR/MA, 485HDX, TERM, BLK, OSDP V2, A/V OFF, OPT TAMP, OPEN COLL, OPT TAMP, KPF, ASCII, BFFRD 1 KEY, CSN 32-BIT MSB, HF MIGR PFL EVP00000, IPM OFF, MOBILE-READY | Ea |  | 1 Year | 648 | 5% | 615.6
63336 | HID | 921NMPTEKMA0HW | RDR, RK40, ICLASS,SE E,LF OFF, HF STD/SIO/SEOS/MIGR/MA, 485HDX, TERM, BLK, A/V OFF, OSDP V2, OPT TAMP, OPEN COLL, OSDP TAMP ENBLD, CSN 56-BIT MSB,KPF, ASCII, BFFRD 1 KEY, IPM OFF,UART OFF,WIEG OFF,EVP00000,STD-1/MOB0044 KEYS, MOBILE-ENABLED | Ea |  | 1 Year | 648 | 5% | 615.6
63337 | HID | 921NMPTEKMA0J1 | RDR, RK40, ICLASS, SE E, LF OFF, HF STD/SIO/SEOS/MA, 485HDX, TERM, BLK, A/V OFF, OSDP V2, OPT TAMP, OPEN COLL, OSDP TAMP ENBLD, CSN SUPPR, KPF, ASCII, BFFRD 1 KEY, IPM OFF, MOBILE-READY, ANSSI | Ea |  | 1 Year | 588 | 5% | 558.6
63338 | HID | 921NMPTEKMA-MASTER | RDR, RK40, ICLASS, SE E, LF OFF, HF STD/SIO/SEOS/MA, 485HDX, TERM, BLK, XXXX | Ea |  | 1 Year | 588 | 5% | 558.6
63339 | HID | 921NNNNEK2037R | RDR, RK40, ICLASS, SE E, LF OFF, HF SIO/SEOS, WIEG, PIG, BLK, STD-2, LED RED, FLSH GRN, BZR ON, VAR BIT OUTPUT PER SIO, KPF, BFFRD 1 KEY, NO PAR, 4-BIT MSG, IPM OFF | Ea |  | 1 Year | 503 | 5% | 477.85
63340 | HID | 921NNNNEK2037R-IR | RDR, RK40, ICLASS, SE E, LF OFF, HF SIO/SEOS, WIEG, PIG, BLK, STD-2, LED RED, FLSH GRN, BZR ON, VAR BIT OUTPUT PER SIO, KPF, BFFRD 1 KEY, NO PAR, 4-BIT MSG, IPM OFF, INNER RANGE | Ea |  | 1 Year | 503 | 5% | 477.85
63341 | HID | 921NNNNEK2038Y | RDR, RK40, ICLASS, SE E, LF OFF, HF SIO/SEOS, WIEG, PIG, BLK, STD-2, LED RED, FLSH OFF, BZR ON, OPT TAMP, OPEN COLL, IPM OFF | Ea |  | 1 Year | 503 | 5% | 477.85
63342 | HID | 921NNNNEK2043H | RDR, RK40, ICLASS, SE E, LF OFF, HF SIO/SEOS, WIEG, PIG, BLK, STD-2, LED RED, FLSH GRN, BZR ON, VAR BIT OUTPUT PER SIO, KPF, BFFRD 1 KEY, DOR COMPL, NO PAR, 8-BIT MSG, IPM OFF | Ea |  | 1 Year | 503 | 5% | 477.85
63343 | HID | 921NNNNEK2058D | RDR, RK40, ICLASS, SE E, LF OFF, HF SIO/SEOS, WIEG, PIG, BLK, STD-2, LED RED, FLSH GRN, BZR ON, OPT TAMP, OPEN COLL, CSN 32-BIT MSB, KPF, BFFRD 1 KEY, NO PAR, 4-BIT MSG, IPM OFF, APB DISABLED | Ea |  | 1 Year | 503 | 5% | 477.85
63344 | HID | 921NNNNEK2058Q | RDR, RK40, ICLASS, SE E, LF OFF, HF CST DESFIRE SIO/SEOS ONLY, WIEG, PIG, BLK, STD-2, LED RED, FLSH GRN, BZR ON, OPT TAMP, OPEN COLL, KPF, BFFRD 1 KEY, NO PAR, 4-BIT MSG, IPM OFF | Ea |  | 1 Year | 503 | 5% | 477.85
63345 | HID | 921NNNNEK2059M | RDR, RK40, ICLASS, SE E, LF OFF, HF STD/SIO/SEOS, WIEG, PIG, BLK, STD-2, LED RED, FLSH GRN, BZR ON, OPT TAMP, OPEN COLL, CSN 32-BIT MSB, KPF, BFFRD 1 KEY, DOR COMPL, NO PAR. 8 BIT MSG, IPM OFF, APB DISABLED | Ea |  | 1 Year | 503 | 5% | 477.85
63346 | HID | 921NNNNEKE00TU | RDR, RK40, ICLASS, SE E, LF OFF, HF SIO/SEOS, WIEG, PIG, BLK, LED BLUE, FLSH GRN, BZR ON, OPT TAMP, OPEN COLL, CSN SUPPR, KPF, BFFRD 1 KEY, NO PAR, 4-BIT MSG, IPM OFF, STD-2/SEOS ICE0695 KEYS | Ea |  | 1 Year | 503 | 5% | 477.85
63347 | HID | 921NNNNEKE037R | RDR, RK40, ICLASS, SE E, LF OFF, HF SIO/SEOS, WIEG, PIG, BLK, ELITE KEYS, LED RED, FLSH GRN, BZR ON, VAR BIT OUTPUT PER SIO, KPF, BFFRD 1 KEY, NO PAR, 4-BIT MSG, IPM OFF | Ea |  | 1 Year | 503 | 5% | 477.85
63348 | HID | 921NNNNEKE039M | RDR, RK40, ICLASS, SE E, LF OFF, HF SIO/SEOS, WIEG, PIG, BLK, ELITE KEYS, LED RED, FLSH GRN, BZR ON, OPT TAMP, OPEN COLL, KPF, BFFRD 1 KEY, DOR COMPL, NO PAR, 8-BIT MSG, IPM OFF | Ea |  | 1 Year | 503 | 5% | 477.85
63349 | HID | 921NNNNEKE039N | RDR, RK40, ICLASS, SE E, LF OFF, HF SIO/SEOS, WIEG, PIG, BLK, ELITE KEYS, LED RED, FLSH GRN, BZR ON, OPT TAMP, OPEN COLL, KPF, BFFRD 1 TO 5 KEYS, PAR, USER ENTRD FC, 26-BIT MSG, IPM OFF | Ea |  | 1 Year | 503 | 5% | 477.85
63350 | HID | 921NNNTEK200CD | RDR, RK40, ICLASS, LF OFF, HF SIO/SEOS/MIGR, CSTM HID MIFARE + HID MIFARE KEY, WIEG, LED RED, FLSH GRN, BZR ON, OPT TAMP, OPEN COLL, VAR BIT OUTPUT PER SIO, CSN 32-BIT MSB, KPF, BFFRD 1 KEY, NO PAR, 4-BIT MSG, IPM OFF | Ea |  | 1 Year | 503 | 5% | 477.85
63351 | HID | 921NNNTEK200D2 | RDR, RK40, ICLASS, SE E, LF OFF, HF SEOS ONLY, WIEG, TERM, BLK, STD-2, LED RED, FLSH GRN, BZR ON, KPF, BFFRD 1 KEY, NO PAR, 4-BIT MSG, IPM OFF | Ea |  | 1 Year | 503 | 5% | 477.85
63352 | HID | 921NNNTEK2037R | RDR, RK40, ICLASS, SE E, LF OFF, HF SIO/SEOS, WIEG, TERM, BLK, STD-2, LED RED, FLSH GRN, BZR ON, VAR BIT OUTPUT PER SIO, KPF, BFFRD 1 KEY, NO PAR, 4-BIT MSG, IPM OFF | Ea |  | 1 Year | 503 | 5% | 477.85
63353 | HID | 921NNNTEK2038C | RDR, RK40, ICLASS, SE E, LF OFF, HF SIO/SEOS, WIEG, TERM, BLK, STD-2, LED OFF, FLSH OFF, BZR ON, OPT TAMP, OPEN COLL, KPF, BFFRD 1 KEY, DOR COMPL, NO PAR, 8-BIT MSG, IPM OFF | Ea |  | 1 Year | 503 | 5% | 477.85
63354 | HID | 921NNNTEKE037R | RDR, RK40, ICLASS, SE E, LF OFF, HF SIO/SEOS, WIEG, TERM, BLK, ELITE KEYS, LED RED, FLSH GRN, BZR ON, VAR BIT OUTPUT PER SIO, KPF, BFFRD 1 KEY, NO PAR, 4-BIT MSG, IPM OFF | Ea |  | 1 Year | 503 | 5% | 477.85
63355 | HID | 921NNPNEK2038A | RDR, RK40, ICLASS, SE E, LF OFF, HF SIO/SEOS, 485HDX, PIG, BLK, STD-2, A/V OFF, OSDP V1, OPEN COLL, OSDP TAMP ENBLD, TEST KEYS, POLL=75MS, KPF, ASCII, BFFRD 1 KEY, IPM OFF, UART OFF, WIEG OFF | Ea |  | 1 Year | 538 | 5% | 511.1
63356 | HID | 921NNPNEK2041T | RDR, RK40, ICLASS, SE E, LF OFF, HF SIO/SEOS, 485HDX, PIG, BLK, STD-2, A/V OFF, OSDP V1, OPN COL, OSDP TAMP ENBLD, TEST KEY, POLL=75MS, VAR BIT OUTPUT PER SIO, KPF, ASCII, BFFRD 1 KEY, IPM OFF, UART OFF, WIEG OFF | Ea |  | 1 Year | 538 | 5% | 511.1
63357 | HID | 921NNPNEKE041T | RDR, RK40, ICLASS, SE E, LF OFF, HF SIO/SEOS, 485HDX, PIG, BLK, ELITE, A/V OFF, OSDP V1, OPN COL, OSDP TAMP ENBLD, TEST KEY, POLL=75MS, VAR BIT OUTPUT PER SIO, KPF, ASCII, BFFRD 1 KEY, IPM OFF, UART OFF, WIEG OFF | Ea |  | 1 Year | 538 | 5% | 511.1
63358 | HID | 921NNPTEK200H3 | RDR, RK40, ICLASS, SE E, LF OFF, HF SIO (PICOPASS), 485HDX, TERM, BLK, STD-2, LED RED, FLSH OFF, BZR OFF, OSDP V1, OPT TAMP, OPEN COLL, OSDP TAMP ENBLD, TEST KEYS, POLL=75MS, CSN SUPPR, KPF, ASCII, BFFRD 1 KEY, IPM OFF | Ea |  | 1 Year | 538 | 5% | 511.1
63359 | HID | 921NNPTEK200MY | RDR, RK40, ICLASS, SE E, LF OFF, HF DESFIRE SIO ONLY, 485HDX, TERM, BLK, STD-2, A/V OFF, OSDP V1, OPEN COLL, OSDP TAMP ENBLD, TEST KEYS, POLL=75MS, KPF, ASCII, BFFRD 1 KEY, IPM OFF, UART OFF, WIEG OFF | Ea |  | 1 Year | 538 | 5% | 511.1
63360 | HID | 921NNPTEK2038A | RDR, RK40, ICLASS, SE E, LF OFF, HF SIO/SEOS, 485HDX, TERM, BLK, STD-2, A/V OFF, OSDP V1, OPEN COLL, OSDP TAMP ENBLD, TEST KEYS, POLL=75MS, KPF, ASCII, BFFRD 1 KEY, IPM OFF, UART OFF, WIEG OFF | Ea |  | 1 Year | 538 | 5% | 511.1
63361 | HID | 921NNPTEK2041T | RDR, RK40, ICLASS, SE E, LF OFF, HF SIO/SEOS, 485HDX, TERM, BLK, STD-2, A/V OFF, OSDP V1, OPN COL, OSDP TAMP ENBLD, TEST KEY, POLL=75MS, VAR BIT OUTPUT PER SIO, KPF, ASCII, BFFRD 1 KEY, IPM OFF, UART OFF, WIEG OFF | Ea |  | 1 Year | 538 | 5% | 511.1
63362 | HID | 921NNPTEKE00VM | RDR, RK40, ICLASS, SE E, LF OFF, HF DESFIRE SIO, 485HDX, TERM, BLK, ELITE, A/V OFF, OSDP V2, OPT TAMP, OPEN COLL, OSDP TAMP ENBLD, KPF, ASCII, BFFRD 1 KEY, IPM OFF | Ea |  | 1 Year | 538 | 5% | 511.1
63363 | HID | 921NNPTEKE041T | RDR, RK40, ICLASS, SE E, LF OFF, HF SIO/SEOS, 485HDX, TERM, BLK, ELITE, A/V OFF, OSDP V1, OPN COL, OSDP TAMP ENBLD, TEST KEY, POLL=75MS, VAR BIT OUTPUT PER SIO, KPF, ASCII, BFFRD 1 KEY, IPM OFF, UART OFF, WIEG OFF | Ea |  | 1 Year | 538 | 5% | 511.1
63364 | HID | 921NRNNEK000B9 | RDR, RK40, ICLASS, SE E, LF OFF, HF STD/SIO/SEOS/TRANS, WIEG, PIG, BLK, STD-1, LED RED, FLSH GRN, BZR ON, OPT TAMP, OPEN COLL, 64 BIT CSN LSB FELCIA, KPF, BFFRD 1 KEY, DOR COMPL, NO PAR, 8-BIT MSG, IPM OFF | Ea |  | 1 Year | 563 | 5% | 534.85
63365 | HID | 921NRNNEK000BA | RDR, RK40, ICLASS,SE E,LF OFF,HF STD/SIO/SEOS/TRANS,WIEG,PIG,BLK,STD-1,LED RED,FLSH GRN,BZR ON,OPT TAMP,OPEN COLL, 26-BIT (EP+8BIT FC=01+16BIT CSN MSB+OP) FELCIA/CEPAS CAN/MIFARE,KPF, BFFRD 1 KEY, DOR COMPL, NP,8-BIT MSG,IPM OFF | Ea |  | 1 Year | 563 | 5% | 534.85
63366 | HID | 921NRNNEK000HQ | RDR, RK40, ICLASS, SE E, LF OFF, HF STD/SIO/SEOS/TRANS, WIEG, PIG, BLK, STD-1, LED RED,FLSH GRN,BZR ON,OPT,OPEN COLL,26-BIT(EP+8-BIT FC+16-BIT CSN MSB+OP)FELICA OR CEPAS CAN OR MIFARE KPF,BFFRD 1 KEY,NO PAR, 4-BIT MSG,IPM OFF | Ea |  | 1 Year | 563 | 5% | 534.85
63367 | HID | 921NRNNEK000R7 | RDR, RK40, ICLASS, SE E, LF OFF, HF STD/SIO/SEOS/TRANS, WIEG, PIG, BLK, STD-1, LED RED, FLSH GRN, BZR ON, OPT TAMP, OPEN COLL, 34-BIT MSB FELICA OR MIFARE, KPF, BFFRD 1 KEY, DOR COMPL, NO PAR, 8-BIT MSG, IPM OFF | Ea |  | 1 Year | 563 | 5% | 534.85
63368 | HID | 921NRNNEK0019P | RDR, RK40, ICLASS, SE E, LF OFF, HF STD/SIO/SEOS/TRANS, WIEG, PIG, BLK, STD-1, LED RED, FLSH GRN, BZR ON, OPT TAMP, OPEN COLL, 64-BIT LSB FELICA OR 64-BIT MIFARE, KPF, BFFRD 1 KEY, NO PAR, 4-BIT MSG, IPM OFF | Ea |  | 1 Year | 563 | 5% | 534.85
63369 | HID | 921NRNNEK0019R | RDR, RK40, ICLASS, SE E, LF OFF, HF STD/SIO/SEOS/TRANS, WIEG, PIG, BLK, STD-1, LED RED, FLSH GRN, BZR ON, OPT TAMP, OPEN COLL, 64-BIT LSB FELICA, 64-BIT MSB CEPAS CAN , KPF, BFFRD 1 KEY, NO PAR, 4-BIT MSG, IPM OFF | Ea |  | 1 Year | 563 | 5% | 534.85
63370 | HID | 921NRNNEK0019T | RDR, RK40, ICLASS, SE E, LF OFF, HF STD/SIO/SEOS/TRANS, WIEG, PIG, BLK, STD-1, LED RED, FLSH GRN, BZR ON, OPT TAMP, OPEN COLL, 26-BIT (EP+8BIT FC=01+16BIT CSN MSB+OP) FELICA OR CEPAS CSN OR MIFARE, KPF, BFFRD 1 KEY, NP, 4-BIT MSG, IPM OFF | Ea |  | 1 Year | 563 | 5% | 534.85
63371 | HID | 921NRNNEK0019U | RDR, RK40, ICLASS, SE E, LF OFF, HF STD/SIO/SEOS/TRANS, WIEG, PIG, BLK, STD-1, LED RED, FLSH GRN, BZR ON, OPT TAMP, OPEN COLL, 64-BIT LSB FELICA, KPF, BFFRD 1 KEY, NO PAR, 4-BIT MSG, IPM OFF | Ea |  | 1 Year | 563 | 5% | 534.85
63372 | HID | 921NRNNEK0019V | RDR, RK40, ICLASS, SE E, LF OFF, HF STD/SIO/SEOS/TRANS, WIEG, PIG, BLK, STD-1, LED OFF, FLSH OFF, BZR ON, OPT TAMP, OPEN COLL, 64-BIT LSB FELICA OR 64-BIT MIFARE, KPF, BFFRD 1 KEY, DOR COMPL, NO PAR, 8-BIT MSG, IPM OFF | Ea |  | 1 Year | 563 | 5% | 534.85
63373 | HID | 921NRNNEK0019W | RDR, RK40, ICLASS, SE E, LF OFF, HF STD/SIO/SEOS/TRANS, WIEG, PIG, BLK, STD-1, LED RED, FLSH GRN, BZR ON, OPT TAMP, OPEN COLL, 64-BIT LSB FELICA OR 64-BIT MIFARE, KPF, BFFRD 1 KEY, DOR COMPL, NO PAR, 8-BIT MSG, IPM OFF | Ea |  | 1 Year | 563 | 5% | 534.85
63374 | HID | 921NRNNEK00275 | RDR, RK40, ICLASS, SE E, LF OFF, HF STD/SIO/SEOS/TRANS, WIEG, PIG, BLK, STD-1, LED RED, FLSH GRN, BZR ON, OPT TAMP, OPEN COLL, 64-BIT LSB FELICA, 64-BIT MSB CEPAS CSN, KPF, BFFRD 1 KEY, NO PAR, 4-BIT MSG, IPM OFF | Ea |  | 1 Year | 563 | 5% | 534.85
63375 | HID | 921NRNNEK00276 | RDR, RK40, ICLASS, SE E, LF OFF, HF STD/SIO/SEOS/TRANS, WIEG, PIG, BLK, STD-1, LED RED, FLSH GRN, BZR ON, OPT TAMP, OPEN COLL, 64-BIT LSB FELCIA, 64-BIT MSB CEPAS CAN OR MIFARE, KPF, BFFRD 1 KEY, NO PAR, 4-BIT MSG, IPM OFF | Ea |  | 1 Year | 563 | 5% | 534.85
63376 | HID | 921NRNNEK00277 | RDR, RK40, ICLASS, SE E, LF OFF, HF STD/SIO/SEOS/TRANS, WIEG, PIG, BLK, STD-1, LED RED, FLSH GRN, BZR ON, OPT TAMP, OPEN COLL, 64-BIT LSB FELICA, 64-BIT MSB CEPAS CSN OR MIFARE, KPF, BFFRD 1 KEY, NO PAR, 4-BIT MSG, IPM OFF | Ea |  | 1 Year | 563 | 5% | 534.85
63377 | HID | 921NRNNEK00278 | RDR, RK40, ICLASS, SE E, LF OFF, HF STD/SIO/SEOS/TRANS, WIEG, PIG, BLK, STD-1, LED RED, FLSH GRN, BZR ON, OPT TAMP, OPEN COLL, 26-BIT (EP+8BIT FC=01+16BIT CSN MSB+OP) FELICA OR CEPAS CAN, KPF, BFFRD 1 KEY, NO PAR, 4-BIT MSG, IPM OFF | Ea |  | 1 Year | 563 | 5% | 534.85
63378 | HID | 921NRNNEK00279 | RDR, RK40, ICLASS, SE E, LF OFF, HF STD/SIO/SEOS/TRANS, WIEG, PIG, BLK, STD-1, LED RED, FLSH GRN, BZR ON, OPT TAMP, OPEN COLL, 26-BIT (EP+8BIT FC=01+16BIT CSN MSB+OP) FELICA OR CEPAS CSN, KPF, BFFRD 1 KEY, NO PAR, 4-BIT MSG, IPM OFF | Ea |  | 1 Year | 563 | 5% | 534.85
63379 | HID | 921NRNNEK0027A | RDR, RK40, ICLASS, SE E, LF OFF, HF STD/SIO/SEOS/TRANS, WIEG, PIG, BLK, STD-1, LED RED, FLSH GRN, BZR ON, OPT TAMP, OPEN COLL, 26-BIT (EP+8BIT FC=01+16BIT CSN MSB+OP) FELICA OR CEPAS CAN OR MIFARE, KPF, BFFRD 1 KEY, NP, 4-BIT MSG, IPM OFF | Ea |  | 1 Year | 563 | 5% | 534.85
63380 | HID | 921NRNNEK0027B | RDR, RK40, ICLASS, SE E, LF OFF, HF STD/SIO/SEOS/TRANS, WIEG, PIG, BLK, STD-1, LED RED, FLSH GRN, BZR ON, OPT TAMP, OPEN COLL, 26-BIT (EP+24-BIT+OP) FELICA, KPF, BFFRD 1 KEY, NO PAR, 4-BIT MSG, IPM OFF | Ea |  | 1 Year | 563 | 5% | 534.85
63381 | HID | 921NRNNEKE00N5 | RDR, RK40, ICLASS, SE E, LF OFF, HF STD/SIO/SEOS/TRANS, WIEG, PIG, BLK, ELITE, LED RED, FLSH GRN, BZR ON, OPT TAMP, OPEN COLL, 64 BIT CSN LSB FELCIA, KPF, BFFRD 1 KEY, DOR COMPL, NO PAR, 8-BIT MSG, IPM OFF, ELITE ICE0739 KEYS | Ea |  | 1 Year | 563 | 5% | 534.85
63382 | HID | 921NRNTEK0019W | RDR, RK40, ICLASS, SE E, LF OFF, HF STD/SIO/SEOS/TRANS, WIEG, TERM, BLK, STD-1, LED RED, FLSH GRN, BZR ON, OPT TAMP, OPEN COLL, 64-BIT LSB FELICA OR 64-BIT MIFARE, KPF, BFFRD 1 KEY, DOR COMPL, NO PAR, 8-BIT MSG, IPM OFF | Ea |  | 1 Year | 536 | 5% | 509.2
63383 | HID | 921NSNNEK20000 | RDR, RK40, ICLASS, SE E, LF OFF, HF SEOS, WIEG, PIG, BLK, STD-2, LED RED, FLSH GRN, BZR ON, VAR BIT OUTPUT PER SIO, KPF, BFFRD 1 KEY, NO PAR, 4-BIT MSG, IPM OFF, VEL ON | Ea |  | 1 Year | 503 | 5% | 477.85
63384 | HID | 921NSNNEK2S07B | RDR, RK40, ICLASS, SE E, LF OFF, HF SEOS ONLY, WIEG, PIG, BLK, STD-2, LED OFF, FLSH OFF, BZR ON, OPT TAMP, OPEN COLL, KPF, BFFRD 1 KEY, NO PAR, 4-BIT MSG, IPM OFF | Ea |  | 1 Year | 503 | 5% | 477.85
63385 | HID | 921NSNNEKE0000 | RDR, RK40, ICLASS, SE E, LF OFF, HF SEOS, WIEG, PIG, BLK, ELITE KEYS, LED RED, FLSH GRN, BZR ON, VAR BIT OUTPUT PER SIO, KPF, BFFRD 1 KEY, NO PAR, 4-BIT MSG, IPM OFF, VEL ON | Ea |  | 1 Year | 503 | 5% | 477.85
63386 | HID | 921NSNNEKES071-GMU | RDR, RK40, ICLASS, SE E, LF OFF, HF SEOS/MIFSPR, WIEG, PIG, BLK, ELITE KEYS, LED RED, FLSH GRN, BZR ON, OPT TAMP, OPEN COLL, CSN MIF SUPPR, KPF, BFFRD 1 KEY, DOR COMPL, NO PAR. 8 BIT MSG, IPM OFF,GMU LOGO LBL | Ea |  | 1 Year | 503 | 5% | 477.85
63387 | HID | 921NSNTEK20000 | RDR, RK40, ICLASS, SE E, LF OFF, HF SEOS, WIEG, TERM, BLK, STD-2, LED RED, FLSH GRN, BZR ON, VAR BIT OUTPUT PER SIO, KPF, BFFRD 1 KEY, NO PAR, 4-BIT MSG, IPM OFF, VEL ON | Ea |  | 1 Year | 503 | 5% | 477.85
63388 | HID | 921NSNTEKE0000 | RDR, RK40, ICLASS, SE E, LF OFF, HF SEOS, WIEG, TERM, BLK, ELITE KEYS, LED RED, FLSH GRN, BZR ON, VAR BIT OUTPUT PER SIO, KPF, BFFRD 1 KEY, NO PAR, 4-BIT MSG, IPM OFF, VEL ON | Ea |  | 1 Year | 503 | 5% | 477.85
63389 | HID | 921NSPNEK2008K | RDR, RK40, ICLASS, SE E, LF OFF, HF SEOS, 485HDX, PIG, BLK, A/V OFF, OSDP V2, OPT TAMP, OPEN COLL, OSDP TAMP ENBLD, TEST KEY, POLL=50MS, CSN SUPPR, KPF, ASCII, BFFRD 1 KEY, IPM OFF | Ea |  | 1 Year | 538 | 5% | 511.1
63390 | HID | 921NSPNEKE009L | RDR, RK40, ICLASS, SE E, LF OFF, HF SEOS, 485HDX, PIG, BLK, ELITE, LED RED, FLSH GRN, BZR ON, OSDP V2, OPT TAMP, OPEN COLL, OSDP TAMP ENBLD, KPF, BFFRD 1 KEY, NO PAR, 4-BIT MSG, TEST KEYS, POLL=50MS, IPM OFF, UART OFF, WIEG ON, OSDP-READY | Ea |  | 1 Year | 538 | 5% | 511.1
63391 | HID | 921NSPTEK2008K | RDR, RK40, ICLASS, SE E, LF OFF, HF SEOS, 485HDX, TERM, BLK, A/V OFF, OSDP V2, OPT TAMP, OPEN COLL, OSDP TAMP ENBLD, TEST KEY, POLL=50MS, CSN SUPPR, KPF, ASCII, BFFRD 1 KEY, IPM OFF | Ea |  | 1 Year | 538 | 5% | 511.1
63392 | HID | 921NTCTEK0028B | RDR, RK40, ICLASS, SE E, LF OFF, HF STD/SIO/SEOS, C&D, TERM, BLK, STD-1, LED RED, FLSH GRN, BZR ON, CSN 32-BIT MSB, BFFRD 1 KEY, NO PAR, 4 BIT MSG, IPM OFF | Ea |  | 1 Year | 503 | 5% | 477.85
63393 | HID | 921NTNNEK00000 | RDR, RK40, ICLASS, SE REV E, KPD, NO PROX, STD, WIEGAND, PIG, BLK, STD 1 SECURITY, LED RED, FLASH GRN, BZR ON, IPM OFF, KPF-4-BIT, 32 BIT | Ea |  | 1 Year | 503 | 5% | 477.85
63394 | HID | 921NTNNEK00011 | RDR, RK40, ICLASS, SE E, LF OFF, HF STD/SIO/SEOS/MIFSPR, WIEG, PIG, BLK, STD-1, LED RED, FLSH GRN, BZR ON CSTM TMPL, CSN MIF SUPPR, KPF, BFFRD 1 KEY, NO PAR, 4-BIT MSG, IPM OFF | Ea |  | 1 Year | 503 | 5% | 477.85
63395 | HID | 921NTNNEK0002K | RDR, RK40, ICLASS, SE E, LF OFF, HF STD/SIO/SEOS, WIEG, PIG, BLK, STD-1, LED RED, FLSH GRN, BZR ON, CSN 32-BIT MSB, KPF, BFFRD 1 KEY, DOR COMPL, NO PAR, 8-BIT MSG, IPM OFF | Ea |  | 1 Year | 503 | 5% | 477.85
63396 | HID | 921NTNNEK0002R | RDR, RK40, ICLASS, SE E, LF OFF, HF STD/SIO/SEOS, WIEG, PIG, BLK, STD-1, LED OFF, FLSH OFF, BZR ON, CSN 32-BIT MSB, KPF, BFFRD 1 KEY, NO PAR, 4-BIT MSG, IPM OFF | Ea |  | 1 Year | 503 | 5% | 477.85
63397 | HID | 921NTNNEK0002T | RDR, RK40, ICLASS, SE E, LF OFF, HF STD/SIO/SEOS, WIEG, PIG, BLK, STD-1, LED RED, FLSH GRN, BZR ON, CSN 32-BIT MSB, KPF, BFFRD 1 TO 5 KEYS, PAR, USER ENTRD FC, 26-BIT MSG, IPM OFF | Ea |  | 1 Year | 503 | 5% | 477.85
63398 | HID | 921NTNNEK0002W | RDR, RK40, ICLASS, SE E, LF OFF, HF STD/SIO/SEOS, WIEG, PIG, BLK, STD-1, LED RED, FLSH GRN, BZR ON, CSN 26-BIT (W/DEFAULT FC), KPF, BFFRD 1 KEY, NO PAR, 4-BIT MSG, IPM OFF | Ea |  | 1 Year | 503 | 5% | 477.85
63399 | HID | 921NTNNEK00031 | RDR, RK40, ICLASS, SE E, LF OFF, HF STD/SIO/SEOS, WIEG, PIG, BLK, STD-1, LED RED, FLSH GRN, BZR ON, CSN 37-BIT LSB, KPF, BFFRD 1 KEY, DOR COMPL, NO PAR, 8-BIT MSG, IPM OFF | Ea |  | 1 Year | 503 | 5% | 477.85
63400 | HID | 921NTNNEK00040 | RDR, RK40, ICLASS, SE E, LF OFF, HF STD/SIO/SEOS, WIEG, PIG, BLK, STD-1, LED OFF, FLSH OFF, BZR ON, CSN 32-BIT MSB, KPF, BFFRD 1 KEY, DOR COMPL, NO PAR, 8-BIT MSG, IPM OFF | Ea |  | 1 Year | 503 | 5% | 477.85
63401 | HID | 921NTNNEK0004D | RDR, RK40, ICLASS, SE E, LF OFF, HF STD/SIO/SEOS, WIEG, PIG, BLK, STD-1, LED OFF, FLSH OFF, BZR OFF, CSN 34-BIT MSB, KPF, BFFRD 1 KEY, PAR, 6-BIT MSG, IPM OFF | Ea |  | 1 Year | 503 | 5% | 477.85
63402 | HID | 921NTNNEK0004L | RDR, RK40, ICLASS, SE E, LF OFF, HF STD/SIO/SEOS/MIFSPR, WIEG, PIG, BLK, STD-1, LED RED, FLSH GRN, BZR ON, CSN MIF SUPPR, KPF, BFFRD 1 KEY, DOR COMPL, NO PAR, 8-BIT MSG, IPM OFF | Ea |  | 1 Year | 503 | 5% | 477.85
63403 | HID | 921NTNNEK0004Q | RDR, RK40, ICLASS, SE E, LF OFF, HF STD/SIO/SEOS, WIEG, PIG, BLK, STD-1, LED RED, FLSH GRN, BZR OFF, CSN 26-BIT (W/DEFAULT FC), KPF, BFFRD 1 KEY, NO PAR, 4-BIT MSG, IPM OFF | Ea |  | 1 Year | 503 | 5% | 477.85
63404 | HID | 921NTNNEK0004U | RDR, RK40, ICLASS, SE E, LF OFF, HF STD/SIO/SEOS, WIEG, PIG, BLK, STD-1, LED RED, FLSH OFF, BZR ON, OPT TAMP, OPEN COLL, CSN 26-BIT (W/DEFAULT FC), KPF, BFFRD 1 KEY, DOR COMPL, NO PAR, 8-BIT MSG, IPM OFF | Ea |  | 1 Year | 503 | 5% | 477.85
63405 | HID | 921NTNNEK00059 | RDR, RK40, ICLASS, SE E, LF OFF, HF STD/SIO/SEOS/MIFSPR, WIEG, PIG, BLK, STD-1, LED RED, FLSH GRN, BZR ON, CSN MIF SUPPR, KPF, BFFRD 1 KEY, NO PAR, 4-BIT MSG, IPM OFF | Ea |  | 1 Year | 503 | 5% | 477.85
63406 | HID | 921NTNNEK0005A | RDR, RK40, ICLASS, SE E, LF OFF, HF STD/SIO/SEOS, WIEG, PIG, BLK, STD-1, LED RED, FLSH GRN, BZR ON, CSN 32-BIT LSB, KPF, BFFRD 1 KEY, NO PAR, 4-BIT MSG, IPM OFF | Ea |  | 1 Year | 503 | 5% | 477.85
63407 | HID | 921NTNNEK0005J | RDR, RK40, ICLASS, SE E, LF OFF, HF STD/SIO/SEOS, WIEG, PIG, BLK, STD-1, LED RED, FLSH GRN, BZR ON, OPT TAMP, OPEN COLL, CSN 56-BIT LSB, IPM OFF | Ea |  | 1 Year | 503 | 5% | 477.85
63408 | HID | 921NTNNEK0005K | RDR, RK40, ICLASS, SE E, LF OFF, HF STD/SIO/SEOS, WIEG, PIG, BLK, STD-1, LED RED, FLSH GRN, BZR ON, CSN 40-BIT MSB, KPF, BFFRD 1 KEY, NO PAR, 4-BIT MSG, IPM OFF | Ea |  | 1 Year | 503 | 5% | 477.85
63409 | HID | 921NTNNEK0005L | RDR, RK40, ICLASS, SE E, LF OFF, HF STD/SIO/SEOS, WIEG, PIG, BLK, STD-1, LED RED, FLSH GRN, BZR ON, CSN 32-BIT MSB, KPF, LOCAL PIN VERIFY, IPM OFF | Ea |  | 1 Year | 503 | 5% | 477.85
63410 | HID | 921NTNNEK0005V | RDR, RK40, ICLASS, SE E, LF OFF, HF ICLASS SIO/ISO14443B CSN ONLY, WIEG, PIG, BLK, STD-1, LED RED, FLSH GRN, BZR ON, OPT TAMP, OPEN COLL, ISO14443B CSN 32-BIT MSB, KPF, BFFRD 1 KEY, NO PAR, 4-BIT MSG, IPM OFF | Ea |  | 1 Year | 503 | 5% | 477.85
63411 | HID | 921NTNNEK00066 | RDR, RK40, ICLASS, SE E, LF OFF, HF STD/SIO/SEOS, WIEG, PIG, BLK, STD-1, LED OFF, FLSH OFF, BZR ON, OPT TAMP, OPEN COLL, CSN 32-BIT MSB, KPF, BFFRD 1 KEY, NO PAR, 4-BIT MSG, IPM OFF | Ea |  | 1 Year | 503 | 5% | 477.85
63412 | HID | 921NTNNEK0006M | RDR, RK40, ICLASS, SE E, LF OFF, HF STD/SIO/SEOS, WIEG, PIG, BLK, STD-1, LED OFF, FLSH OFF, BZR ON, CSN 34-BIT MSB, KPF, BFFRD 1 KEY, DOR COMPL, NO PAR, 8-BIT MSG, IPM OFF | Ea |  | 1 Year | 503 | 5% | 477.85
63413 | HID | 921NTNNEK00070 | RDR, RK40, ICLASS, SE E, LF OFF, HF STD/SIO/SEOS, WIEG, PIG, BLK, STD-1, LED RED, FLSH GRN, BZR OFF, CSN 32-BIT MSB, KPF, BFFRD 1 KEY, NO PAR, 4-BIT MSG, IPM OFF | Ea |  | 1 Year | 503 | 5% | 477.85
63414 | HID | 921NTNNEK00071 | RDR, RK40, ICLASS, SE E, LF OFF, HF STD/SIO/SEOS, WIEG, PIG, BLK, STD-1, LED RED, FLSH GRN, BZR ON, CSN 34-BIT MSB, KPF, BFFRD 1 KEY, NO PAR, 4-BIT MSG, IPM OFF | Ea |  | 1 Year | 503 | 5% | 477.85
63415 | HID | 921NTNNEK00072 | RDR, RK40, ICLASS, SE E, LF OFF, HF STD/SIO/SEOS/MIFSPR, WIEG, PIG, BLK, STD-1, LED OFF, FLSH OFF, BZR ON, CSN MIF SUPPR, KPF, BFFRD 1 KEY, DOR COMPL, NO PAR, 8-BIT MSG, IPM OFF | Ea |  | 1 Year | 503 | 5% | 477.85
63416 | HID | 921NTNNEK0007L | RDR, RK40, ICLASS, SE E, LF OFF, HF STD/SIO/SEOS, WIEG, PIG, BLK, STD-1, LED OFF, FLSH OFF, BZR ON, CSN 32-BIT MSB, KPF, BFFRD 1 KEY, PAR, 6-BIT MSG, IPM OFF | Ea |  | 1 Year | 503 | 5% | 477.85
63417 | HID | 921NTNNEK0007Q | RDR, RK40, ICLASS, SE E, LF OFF, HF STD/SIO/SEOS, WIEG, PIG, BLK, STD-1, LED RED, FLSH GRN, BZR ON, CSN 32-BIT MSB, KPF, BFFRD 1 KEY, PAR, 6-BIT MSG, IPM OFF | Ea |  | 1 Year | 503 | 5% | 477.85
63418 | HID | 921NTNNEK0007R | RDR, RK40, ICLASS, SE E, LF OFF, HF STD/SIO/SEOS, WIEG, PIG, BLK, STD-1, LED RED, FLSH GRN, BZR ON, CSN 26-BIT (W/DEFAULT FC), KPF, BFFRD 1 TO 5 KEYS, PAR, USER ENTRD FC, 26-BIT MSG, IPM OFF | Ea |  | 1 Year | 503 | 5% | 477.85
63419 | HID | 921NTNNEK00089 | RDR, RK40, ICLASS, SE E, LF OFF, HF STD/SIO/SEOS, WIEG, PIG, BLK, STD-1, LED RED, FLSH OFF, BZR ON, CSN 26-BIT (W/DEFAULT FC), KPF, BFFRD 1 KEY, DOR COMPL, NO PAR, 8-BIT MSG, IPM OFF | Ea |  | 1 Year | 503 | 5% | 477.85
63420 | HID | 921NTNNEK0008E | RDR, RK40, ICLASS, SE E, LF OFF, HF STD/SIO/SEOS, WIEG, PIG, BLK, STD-1, LED OFF, FLSH OFF, BZR ON, CSN 26-BIT (W/DEFAULT FC), KPF, BFFRD 1 TO 5 KEYS, PAR, USER ENTRD FC, 26-BIT MSG, IPM OFF | Ea |  | 1 Year | 503 | 5% | 477.85
63421 | HID | 921NTNNEK0008F | RDR, RK40, ICLASS, SE E, LF OFF, HF STD/SIO/SEOS, WIEG, PIG, BLK, STD-1, LED OFF, FLSH OFF, BZR OFF, CSN 32-BIT MSB, KPF, BFFRD 1 KEY, DOR COMPL, NO PAR, 8-BIT MSG, IPM OFF | Ea |  | 1 Year | 503 | 5% | 477.85
63422 | HID | 921NTNNEK0008T | RDR, RK40, ICLASS, SE E, LF OFF, HF STD/SIO/SEOS, WIEG, PIG, BLK, STD-1, LED RED, FLSH GRN, BZR ON, CSN 26-BIT (W/DEFAULT FC), KPF, BFFRD 1 KEY, DOR COMPL, NO PAR, 8-BIT MSG, IPM OFF | Ea |  | 1 Year | 503 | 5% | 477.85
63423 | HID | 921NTNNEK0008X | RDR, RK40, ICLASS, SE E, LF OFF, HF STD/SIO/SEOS, WIEG, PIG, BLK, STD-1, LED RED, FLSH GRN, BZR ON, CSN 32-BIT MSB, KPF, BFFRD 1 KEY, NO PAR, 4-BIT MSG, I'M ALIVE 10 SEC, IPM OFF | Ea |  | 1 Year | 503 | 5% | 477.85
63424 | HID | 921NTNNEK000AW | RDR, RK40, ICLASS, SE E, LF OFF, HF STD/SIO/SEOS, WIEG, PIG, BLK,STD-1, LED OFF, FLSH OFF, BZR OFF, CSN 32-BIT MSB, KPF, BFFRD 1 KEY, NO PAR, 4-BIT MSG,, KP BEEP OFF, IPM | Ea |  | 1 Year | 503 | 5% | 477.85
63425 | HID | 921NTNNEK000BE | RDR, RK40, ICLASS, SE E, LF OFF, HF STD/SIO/SEOS, WIEG, PIG, BLK, STD-1, LED OFF, FLSH OFF, BZR ON, CSN 32-BIT LSB, KPF, BFFRD 1 KEY, PAR, 6-BIT MSG, IPM OFF | Ea |  | 1 Year | 503 | 5% | 477.85
63426 | HID | 921NTNNEK000BL | RDR, RK40, ICLASS, SE E, LF OFF, HF STD/SIO/SEOS/MIFSPR, WIEG, PIG, BLK, STD-1, LED OFF, FLSH AMBER, BZR OFF, CSN 56-BIT MSB, KPF, BFFRD 1 KEY, DOR COMPL, NO PAR, 8-BIT MSG, IPM OFF | Ea |  | 1 Year | 503 | 5% | 477.85
63427 | HID | 921NTNNEK000J4 | RDR, RK40, ICLASS, SE E, LF OFF, HF ICLASS STD/SIO/SEOS, WIEG, PIG, BLK, STD-1, LED RED, FLSH GRN, BZR ON, CSN 32-BIT MSB, KPF, BFFRD 1 TO 4 KEYS, PAR, USER ENTRD FC, 26-BIT MSG, IPM OFF | Ea |  | 1 Year | 503 | 5% | 477.85
63428 | HID | 921NTNNEK000KB | RDR, RK40, ICLASS, SE E, LF OFF, HF STD/SIO/SEOS, WIEG, PIG, BLK, STD-1, LED RED, FLSH GRN, BZR ON, CSN 32-BIT MSB, KPF, BFFRD 1 KEY, NO PAR, 4-BIT MSG, WIEG PW 100US - PS 2000US, IPM OFF | Ea |  | 1 Year | 503 | 5% | 477.85
63429 | HID | 921NTNNEK000MV | RDR, RK40, ICLASS, SE E, LF OFF, HF ISO14443B CSN ONLY, WIEG, PIG, BLK, STD-1, LED RED, FLSH GRN, BZR ON, OPT TAMP, OPEN COLL, ISO14443B 32-BIT CSN, KPF, BFFRD 1 KEY, NO PAR, 4-BIT MSG, IPM OFF | Ea |  | 1 Year | 503 | 5% | 477.85
63430 | HID | 921NTNNEK000NF | RDR, RK40, ICLASS, SE E, LF OFF, HF STD/SIO/SEOS, WIEG, PIG, BLK, STD-1, LED OFF, FLSH OFF, BZR OFF, CSN 34-BIT MSB, KPF, BFFRD 1 KEY, NO PAR, 4-BIT MSG, IPM OFF | Ea |  | 1 Year | 503 | 5% | 477.85
63431 | HID | 921NTNNEK000NJ | RDR, RK40, ICLASS, SE E, LF OFF, HF STD/SIO/SEOS//MIFSPR, WIEG, PIG, BLK, STD-1, LED OFF, FLSH OFF, BZR ON, CSN MIF SUPPR, KPF, BFFRD 1 KEY, PAR, 6-BIT MSG, IPM OFF | Ea |  | 1 Year | 503 | 5% | 477.85
63432 | HID | 921NTNNEK000P0 | RDR, RK40, ICLASS, SE E, LF OFF, HF STD/SIO/SEOS/HID MIFARE APPLICATION, WIEG, PIG, BLK, STD-1, LED RED, FLSH GRN, BZR ON, CSN 32-BIT MSB, KPF, BFFRD 1 TO 5 KEYS, PAR, USER ENTRD FC, 26-BIT MSG, IPM OFF | Ea |  | 1 Year | 503 | 5% | 477.85
63433 | HID | 921NTNNEK000PF | RDR, RK40, ICLASS, SE E, LF OFF, HF HID MIFARE APPLICATION/MIFARE CSN, WIEG, PIG, BLK, STD-1, LED RED, FLSH GRN, BZR ON, CSN 32 BIT MSB, HID MIFARE STANDARD KEY, KPF, BFFRD 1 KEY, DOR COMPL, NO PAR, 8-BIT MSG, IPM OFF | Ea |  | 1 Year | 503 | 5% | 477.85
63434 | HID | 921NTNNEK000Q9 | RDR, RK40, ICLASS, SE E, LF OFF, HF ICLASS LEG & SIO ONLY, WIEG, PIG, BLK, STD-1, LED RED, FLSH GRN, BZR ON, KPF, BFFRD 1 KEY, NO PAR, 4-BIT MSG, IPM OFF | Ea |  | 1 Year | 503 | 5% | 477.85
63435 | HID | 921NTNNEK000R0 | RDR, RK40, ICLASS, SE E, LF OFF, HF STD/SIO/SEOS, WIEG, PIG, BLK, STD-1, LED RED, FLSH GRN, BZR ON, CSN 56-BIT MSB, KPF, BFFRD 1 KEY, NO PAR, 4-BIT MSG, IPM OFF | Ea |  | 1 Year | 503 | 5% | 477.85
63436 | HID | 921NTNNEK00107 | RDR, RK40, ICLASS, SE E, LF OFF, HF STD/SIO/SEOS, WIEG, PIG, BLK, STD-1, LED RED, FLSH GRN, BZR ON, CSN 34-BIT MSB, KPF, BFFRD 1 KEY, PAR, 6-BIT MSG, IPM OFF | Ea |  | 1 Year | 503 | 5% | 477.85
63437 | HID | 921NTNNEK0010H | RDR, RK40, ICLASS, SE E, LF OFF, HF STD/SIO/SEOS, WIEG, PIG, BLK, STD-1, LED RED, FLSH GRN, BZR ON, CSN 34-BIT MSB, KPF, BFFRD 1 TO 5 KEYS, PAR, USER ENTRD FC, 26-BIT MSG, IPM OFF | Ea |  | 1 Year | 503 | 5% | 477.85
63438 | HID | 921NTNNEK0010T | RDR, RK40, ICLASS, SE E, LF OFF, HF STD/SIO/SEOS, WIEG, PIG, BLK, STD-1, LED RED, FLSH OFF, BZR ON, CSN 32-BIT MSB, KPF, BFFRD 1 KEY, DOR COMPL, NO PAR, 8-BIT MSG, IPM OFF | Ea |  | 1 Year | 503 | 5% | 477.85
63439 | HID | 921NTNNEK0010U | RDR, RK40, ICLASS, SE E, LF OFF, HF STD/SIO/SEOS, WIEG, PIG, BLK, STD-1, LED RED, FLSH GRN, BZR ON, CSN 32-BIT LSB, KPF, BFFRD 1 KEY, DOR COMPL, NO PAR, 8-BIT MSG, IPM OFF | Ea |  | 1 Year | 503 | 5% | 477.85
63440 | HID | 921NTNNEK00116 | RDR, RK40, ICLASS, SE E, CSTM, LF OFF, HF STD/SIO/SEOS, WIEG, PIG, BLK, STD-1, LED RED, FLSH OFF, BZR ON, OPT TAMP, OPEN COLL, CSN 34-BIT MSB, KPF, BFFRD 1 KEY, DOR COMPL, NO PAR, 8-BIT MSG, IPM OFF, | Ea |  | 1 Year | 503 | 5% | 477.85
63441 | HID | 921NTNNEK00122 | RDR, RK40, ICLASS, SE E, LF OFF, HF STD/SIO/SEOS, WIEG, PIG, BLK, STD-1, LED RED, FLSH GRN, BZR ON, OPT TAMP, OPEN COLL, CSN 32-BIT MSB, KPF, BFFRD 1 KEY, DOR COMPL, NO PAR, 8-BIT MSG, IPM OFF | Ea |  | 1 Year | 503 | 5% | 477.85
63442 | HID | 921NTNNEK0012H | RDR, RK40, ICLASS, SE E, LF OFF, HF STD/SIO/SEOS, WIEG, PIG, BLK, STD-1, LED OFF, FLSH OFF, BZR OFF, CSN 26-BIT (W/DEFAULT FC), KPF, BFFRD 1 KEY, NO PAR, 4-BIT MSG, IPM OFF | Ea |  | 1 Year | 503 | 5% | 477.85
63443 | HID | 921NTNNEK0012Y | RDR, RK40, ICLASS, SE E, LF OFF, HF STD/SIO/SEOS, WIEG, PIG, BLK, STD-1, LED RED, FLSH OFF, BZR ON, CSN 32-BIT MSB, KPF, BFFRD 1 KEY, NO PAR, 4-BIT MSG, IPM OFF | Ea |  | 1 Year | 503 | 5% | 477.85
63444 | HID | 921NTNNEK00138 | RDR, RK40, ICLASS, SE E, LF OFF, HF STD/SIO/SEOS, WIEG, PIG, BLK, STD-1, LED OFF, FLSH GRN, BZR ON, OPT TAMP, OPEN COLL, CSN 32-BIT MSB, KPF, BFFRD 1 KEY, DOR COMPL, NO PAR, 8-BIT MSG, IPM OFF | Ea |  | 1 Year | 503 | 5% | 477.85
63445 | HID | 921NTNNEK0013A | RDR, RK40, ICLASS, SE E, LF OFF, HF STD/SIO/SEOS, WIEG, PIG, BLK, STD-1, LED RED, FLSH GRN, BZR ON, CSN 34-BIT MSB, KPF, BFFRD 4 KEYS, PAR, 18-BIT MSG, IPM OFF | Ea |  | 1 Year | 503 | 5% | 477.85
63446 | HID | 921NTNNEK0013C | RDR, RK40, ICLASS, SE E, LF OFF, HF STD/SIO/SEOS, WIEG, PIG, BLK, STD-1, LED RED, FLSH OFF, BZR ON, CSN 26-BIT (W/DEFAULT FC), KPF, BFFRD 1 TO 5 KEYS, PAR, USER ENTRD FC, 26-BIT MSG, IPM OFF | Ea |  | 1 Year | 503 | 5% | 477.85
63447 | HID | 921NTNNEK0013D | RDR, RK40, ICLASS, SE E, LF OFF, HF STD/SIO/SEOS, WIEG, PIG, BLK, STD-1, LED OFF, FLSH OFF, BZR ON, CSN 26-BIT (W/DEFAULT FC), KPF, BFFRD 1 KEY, NO PAR, 4-BIT MSG, IPM OFF | Ea |  | 1 Year | 503 | 5% | 477.85
63448 | HID | 921NTNNEK0013V | RDR, RK40, ICLASS, SE E, LF OFF, HF STD/SIO/SEOS, WIEG, PIG, BLK, STD-1, LED RED, FLSH GRN, BZR ON, CSN 40-BIT MSB, KPF, BFFRD 1 KEY, DOR COMPL, NO PAR, 8-BIT MSG, IPM OFF | Ea |  | 1 Year | 503 | 5% | 477.85
63449 | HID | 921NTNNEK0014U | RDR, RK40, ICLASS, SE E, LF OFF, HF STD/SIO/SEOS, WIEG, PIG, BLK, STD-1, LED OFF, FLSH OFF, BZR OFF, CSN 32-BIT MSB, KPF, BFFRD 1 KEY, NO PAR, 4-BIT MSG, IPM OFF | Ea |  | 1 Year | 503 | 5% | 477.85
63450 | HID | 921NTNNEK0014W | RDR, RK40, ICLASS, SE E, LF OFF, HF STD/SIO/SEOS, WIEG, PIG, BLK, STD-1, LED RED, FLSH GRN, BZR ON, CSN 37-BIT LSB, KPF, BFFRD 1 TO 5 KEYS, PAR, USER ENTRD FC, 26-BIT MSG, IPM OFF | Ea |  | 1 Year | 503 | 5% | 477.85
63451 | HID | 921NTNNEK0014Y | RDR, RK40, ICLASS, SE E, LF OFF, HF STD/SIO/SEOS, WIEG, PIG, BLK, STD-1, LED OFF, FLSH OFF, BZR OFF, CSN 26-BIT (W/DEFAULT FC), KPF, LOCAL PIN VERIFY, IPM OFF | Ea |  | 1 Year | 503 | 5% | 477.85
63452 | HID | 921NTNNEK00150 | RDR, RK40, ICLASS, SE E, LF OFF, HF STD/SIO/SEOS, WIEG, PIG, BLK, STD-1, LED RED, FLSH OFF, BZR ON, CSN 26-BIT (W/DEFAULT FC), KPF, BFFRD 1 KEY, NO PAR, 4-BIT MSG, IPM OFF | Ea |  | 1 Year | 503 | 5% | 477.85
63453 | HID | 921NTNNEK00151 | RDR, RK40, ICLASS, SE E, LF OFF, HF STD/SIO/SEOS, WIEG, PIG, BLK, STD-1, LED RED, FLSH GRN, BZR ON, CSN 37-BIT LSB, KPF, BFFRD 1 KEY, NO PAR, 4-BIT MSG, IPM OFF | Ea |  | 1 Year | 503 | 5% | 477.85
63454 | HID | 921NTNNEK00152 | RDR, RK40, ICLASS, SE E, LF OFF, HF STD/SIO/SEOS, WIEG, PIG, BLK, STD-1, LED RED, FLSH OFF, BZR ON, CSN 32-BIT MSB, KPF, BFFRD 1 TO 5 KEYS, PAR, USER ENTRD FC, 26-BIT MSG, IPM OFF | Ea |  | 1 Year | 503 | 5% | 477.85
63455 | HID | 921NTNNEK00153 | RDR, RK40, ICLASS, SE E, LF OFF, HF STD/SIO/SEOS, WIEG, PIG, BLK, STD-1, LED RED, FLSH GRN, BZR ON, CSN 56-BIT LSB, KPF, BFFRD 1 KEY, NO PAR, 4-BIT MSG, IPM OFF | Ea |  | 1 Year | 503 | 5% | 477.85
63456 | HID | 921NTNNEK00155 | RDR, RK40, ICLASS, SE E, LF OFF, HF STD/SIO/SEOS, WIEG, PIG, BLK, STD-1, LED RED, FLSH GRN, BZR ON, OPT TAMP, OPEN COLL, CSN 32-BIT MSB, KPF, BFFRD 1 KEY, NO PAR, 4-BIT MSG, IPM OFF | Ea |  | 1 Year | 503 | 5% | 477.85
63457 | HID | 921NTNNEK0016L | RDR, RK40, ICLASS, SE E, LF OFF, HF STD/SIO/SEOS, WIEG, PIG, BLK, STD-1, LED RED, FLSH OFF, BZR ON, OPT TAMP, OPEN COLL, CSN 32-BIT MSB, KPF, BFFRD 1 KEY, DOR COMPL, NO PAR, 8-BIT MSG, IPM OFF | Ea |  | 1 Year | 503 | 5% | 477.85
63458 | HID | 921NTNNEK0016N | RDR, RK40, ICLASS, SE E, LF OFF, HF STD/SIO/SEOS, WIEG, PIG, BLK, STD-1, LED RED, FLSH OFF, BZR ON, CSN 40-BIT MSB, KPF, BFFRD 1 KEY, NO PAR, 4-BIT MSG, IPM OFF | Ea |  | 1 Year | 503 | 5% | 477.85
63459 | HID | 921NTNNEK0016P | RDR, RK40, ICLASS, SE E, LF OFF, HF STD/SIO/SEOS, WIEG, PIG, BLK, STD-1, LED RED, FLSH GRN, BZR ON, CSN 32-BIT MSB, KPF, BFFRD 1 KEY, ADD PAR, *=E, #=F, 6-BIT MSG, IPM OFF | Ea |  | 1 Year | 503 | 5% | 477.85
63460 | HID | 921NTNNEK0024H | RDR, RK40, ICLASS, SE E, LF OFF, HF STD/SIO/SEOS, WIEG, PIG, BLK, STD-1, LED RED, FLSH GRN, BZR ON, CSN 32-BIT MSB, KPF, BFFRD 1 TO 11 KEYS, NO PAR, 4- TO 44-BIT MSG, IPM OFF | Ea |  | 1 Year | 503 | 5% | 477.85
63461 | HID | 921NTNNEK0024L | RDR, RK40, ICLASS, SE E, LF OFF, HF STD/SIO/SEOS, WIEG, PIG, BLK, STD-1, LED RED, FLSH GRN, BZR ON, OPT TAMP, OPEN COLL, CSN 32-BIT MSB, KPF, BFFRD 1 TO 5 KEYS, PAR, USER ENTRD FC, 26-BIT MSG, IPM OFF | Ea |  | 1 Year | 503 | 5% | 477.85
63462 | HID | 921NTNNEK0024M | RDR, RK40, ICLASS, SE E, LF OFF, HF STD/SIO/SEOS, WIEG, PIG, BLK, STD-1, LED RED, FLSH OFF, BZR ON, CSN 32-BIT LSB, KPF, BFFRD 1 KEY, NO PAR, 4-BIT MSG, IPM OFF | Ea |  | 1 Year | 503 | 5% | 477.85
63463 | HID | 921NTNNEK0024T | RDR, RK40, ICLASS, SE E, LF OFF, HF STD/SIO/SEOS/MIFSPR, WIEG, PIG, BLK, STD-1, LED OFF, FLSH OFF, BZR OFF, CSN MIF SUPPR, KPF, BFFRD 1 KEY, NO PAR, 4-BIT MSG, IPM OFF | Ea |  | 1 Year | 503 | 5% | 477.85
63464 | HID | 921NTNNEK0034V | RDR, RK40, ICLASS, SE E, LF OFF, HF STD/SIO/SEOS, WIEG, PIG, BLK, STD-1, LED OFF, FLSH OFF, BZR ON, CSN 32-BIT MSB, KPF, LOCAL PIN VERIFY, IPM OFF | Ea |  | 1 Year | 503 | 5% | 477.85
63465 | HID | 921NTNNEK00358 | RDR, RK40, ICLASS, SE E, LF OFF, HF STD/SIO/SEOS, WIEG, PIG, BLK, STD-1, LED RED, FLSH GRN, BZR ON, CSN 34-BIT MSB, KPF, BFFRD 1 KEY, DOR COMPL, NO PAR, 8-BIT MSG, IPM OFF | Ea |  | 1 Year | 503 | 5% | 477.85
63466 | HID | 921NTNNEK00369 | RDR, RK40, ICLASS, SE E, LF OFF, HF STD/SIO/SEOS, WIEG, PIG, BLK, STD-1, LED RED, FLSH OFF, BZR OFF, CSN 32-BIT MSB, KPF, BFFRD 1 KEY, NO PAR, 4-BIT MSG, IPM OFF | Ea |  | 1 Year | 503 | 5% | 477.85
63467 | HID | 921NTNNEK0036A | RDR, RK40, ICLASS, SE E, LF OFF, HF STD/SIO/SEOS, WIEG, PIG, BLK, STD-1, LED OFF, FLSH GRN, BZR ON, CSN 32-BIT MSB, KPF, BFFRD 1 KEY, NO PAR, 4-BIT MSG, IPM OFF | Ea |  | 1 Year | 503 | 5% | 477.85
63468 | HID | 921NTNNEK0036C | RDR, RK40, ICLASS, SE E, LF OFF, HF STD/SIO/SEOS, WIEG, PIG, BLK, STD-1, LED OFF, FLSH OFF, BZR ON, CSN 26-BIT (W/DEFAULT FC), KPF, BFFRD 1 KEY, PAR, 6-BIT MSG, IPM OFF | Ea |  | 1 Year | 503 | 5% | 477.85
63469 | HID | 921NTNNEK0039Q | RDR, RK40, ICLASS, SE E, LF OFF, HF STD/SIO/SEOS, WIEG, PIG, BLK, STD-1, LED MAG, OPT TAMP, OPEN COLL, CSN 32-BIT MSB, KPF, BFFRD 1 KEY, NO PAR, 4-BIT MSG, IPM OFF | Ea |  | 1 Year | 503 | 5% | 477.85
63470 | HID | 921NTNNEK0040C | RDR, RK40, ICLASS, SE E, LF OFF, HF STD, CUSTOM SETTINGS, ICLASS/MIFARE CSN ONLY, WIEG, PIG, BLK, STD-1, LED AMB, OPT TAMP, OPEN COLL, CSN 32-BIT MSB, IPM OFF | Ea |  | 1 Year | 503 | 5% | 477.85
63471 | HID | 921NTNNEK00433 | RDR, RK40, ICLASS, SE E, LF OFF, HF STD/SIO/SEOS, WIEG, PIG, BLK, STD-1, LED RED, FLSH GRN, BZR ON, OPT TAMP, OPEN COLL, ISO15693 CSN, ISO14443A CSN 32-BIT MSB, KPF, BFFRD 1 KEY, NO PAR, 4-BIT MSG, IPM OFF | Ea |  | 1 Year | 503 | 5% | 477.85
63472 | HID | 921NTNNEK0043P | RDR, RK40, ICLASS, SE E, LF OFF, HF STD/SIO/SEOS, WIEG, LED RED, FLSH GRN, BZR ON, OPT TAMP, OPEN COLL, CSN 32-BIT MSB, ISO14443B 32-BIT CSN, KPF, BFFRD 1 KEY, NO PAR, 4-BIT MSG, IPM OFF | Ea |  | 1 Year | 503 | 5% | 477.85
63473 | HID | 921NTNNEK0044V | RDR, RK40, ICLASS, SE E, LF OFF, HF STD/SIO/SEOS, WIEG, PIG, BLK, STD-1, LED RED, FLSH GRN, BZR ON, CSN 32 BIT MSB, KPF, BFFRD 1 KEY, DOR COMPL, NO PAR, 8-BIT MSG, IPM OFF, TAMPER OC | Ea |  | 1 Year | 503 | 5% | 477.85
63474 | HID | 921NTNNEK0045D | RDR, RK40, ICLASS, SE E, LF OFF, HF STD/SIO/SEOS, WIEG, PIG, BLK, STD-1, LED OFF, FLSH GRN, BZR ON, CSN 32-BIT MSB, KPF, BFFRD 1 KEY, DOR COMPL, NO PAR, 8-BIT MSG, IPM OFF, TAMPER OC | Ea |  | 1 Year | 503 | 5% | 477.85
63475 | HID | 921NTNNEK0045F | RDR, RK40, ICLASS, SE E, LF OFF, HF STD/SIO/SEOS, WIEG, PIG, BLK, STD-1, LED BLUE, FLSH GRN, BZR ON, OPT TAMP, OPEN COLL, CSN 32-BIT MSB, KPF, BUFFRD 1 KEY, NO PAR, 4 BIT MSG, IPM OFF | Ea |  | 1 Year | 503 | 5% | 477.85
63476 | HID | 921NTNNEK0045U | RDR, RK40, ICLASS, SE E, LF OFF, HF STD/SIO/SEOS, WIEG, PIG, BLK, STD-1, LED RED, FLSH GRN, BZR ON, OPT TAMP, OPEN COLL, CSN 32 BIT MSB, KPF, BFFRD 1 KEY, NO PAR, 4-BIT MSG, IPM OFF, WIEG HOLD APB 500MS CSN FILTER DISABLED | Ea |  | 1 Year | 503 | 5% | 477.85
63477 | HID | 921NTNNEK00463 | RDR, RK40, ICLASS, SE REV E, KPD, NO PROX, STD, WIEGAND, PIG, BLK, STD 1 SECURITY, LED RED, FLASH GRN, BZR ON, IPM OFF, KPF-4-BIT, 32 BIT | Ea |  | 1 Year | 503 | 5% | 477.85
63478 | HID | 921NTNNEK0046C | RDR, RK40, ICLASS, SE REV E, KPD, NO PROX, STD, WIEGAND, PIG, BLK, STD 1 SECURITY, LED RED, FLASH GRN, BZR ON, IPM OFF, KPF, BFFRD 1 TO 5 KEYS, PAR, USER ENTRD FC, 26-BIT MSG, 32 BIT | Ea |  | 1 Year | 503 | 5% | 477.85
63479 | HID | 921NTNNEK0046R | RDR, RK40, ICLASS, SE E, LF OFF, HF STD/SIO/SEOS, WIEG, PIG, BLK, STD-1, LED OFF, FLSH OFF, BZR ON, CSN 32-BIT MSB, KPF, BFFRD 1 KEY, PAR, 6-BIT MSG, IPM OFF, ISO14443B CSN ENABLED | Ea |  | 1 Year | 503 | 5% | 477.85
63480 | HID | 921NTNNEK0046W | RDR, RK40, ICLASS, SE E, LF OFF, HF STD/SIO/SEOS, WIEG, PIG, BLK, STD-1, LED RED, FLSH GRN, BZR ON, CSN 34 BIT REVERSED, KPF BFFRD 1 KEY, NO PAR, 4-BIT MSG, IPM OFF | Ea |  | 1 Year | 503 | 5% | 477.85
63481 | HID | 921NTNNEK0047G | RDR, RK40, ICLASS, SE E, LF OFF, HF STD/SIO/SEOS, WIEG, PIG, BLK, STD-1, LED OFF, FLSH OFF, BZR ON, OPT TAMP, OPEN COLL, MIFARE CSN SUPPR, KPF, BFFRD 1 KEY, NO PAR, 4-BIT MSG, IPM OFF, PICO15693 10 PERCENT MODULATION | Ea |  | 1 Year | 503 | 5% | 477.85
63482 | HID | 921NTNNEK0048K | RDR, RK40, ICLASS, SE E, CSTM, LF OFF, HF STD/SIO/SEOS, MIFARE CSN ONLY, WIEG, PIG, BLK, STD-1, LED RED, FLSH GRN, BZR ON,OPT TAMP OPN COLL, CSN 32-BIT MSB, KPF, BFFRD 1 KEY, NO PAR, 4-BIT MSG, IPM OFF | Ea |  | 1 Year | 503 | 5% | 477.85
63483 | HID | 921NTNNEK0048T | RDR, RK40, ICLASS, SE E, LF OFF, HF STD/SIO/SEOS/MIFSPR, WIEG, LED RED, FLSH GRN, BZR ON, CSN MIF SUPPR, KPF, BFFRD 1 KEY, PAR, 6-BIT MSG, IPM OFF | Ea |  | 1 Year | 503 | 5% | 477.85
63484 | HID | 921NTNNEK0053D | RDR, RK40, ICLASS, SE E, LF OFF, HF STD/SIO/SEOS/MIFSPR, WIEG, PIG, BLK, STD-1, LED RED, FLSH OFF, BZR ON, CSN MIF SUPPR, KPF, BFFRD 1 KEY, NO PAR, 4-BIT MSG, IPM OFF | Ea |  | 1 Year | 503 | 5% | 477.85
63485 | HID | 921NTNNEK0053E | RDR, RK40, ICLASS, SE E, LF OFF, HF STD/SIO/SEOS/MIFSPR, WIEG, PIG ,BLK, STD-1, LED RED, FLSH OFF, BZR ON, CSN MIF SUPPR, KPF, BFFRD 1 KEY, DOR COMPL, NO PAR. 8 BIT MSG, IPM OFF | Ea |  | 1 Year | 503 | 5% | 477.85
63486 | HID | 921NTNNEK00572 | RDR, RK40, ICLASS, SE E, LF OFF, HF STD/SIO/SEOS, WIEG, PIG, BLK, STD-1, LED OFF, FLSH OFF, BZR ON, CSN 32-BIT LSB, KPF BUFFRD 1 KEY, NO PAR, 4 BIT MSG, IPM OFF | Ea |  | 1 Year | 503 | 5% | 477.85
63487 | HID | 921NTNNEK00584 | RDR, RK40, ICLASS, SE E, LF OFF, HF STD/SIO/SEOS, WIEG, PIG, BLK, STD-1, LED RED, FLSH GRN, BZR ON, CSN 32-BIT MSB, KPF, BFFRD 1 TO 5 KEYS, PAR, FC FIXED 96, 26-BIT MSG, IPM OFF | Ea |  | 1 Year | 503 | 5% | 477.85
63488 | HID | 921NTNNEK0058B | RDR, RK40, ICLASS, SE E, LF OFF, HF STD/SIO/SEOS, WIEG, PIG, BLK, STD-1, LED RED, FLSH GRN, BZR ON, OPT TAMP, OPEN COLL, CSN 32-BIT MSB, KPF, BFFRD 1 KEY, NO PAR, 4-BIT MSG, IPM OFF, APB DISABLED | Ea |  | 1 Year | 503 | 5% | 477.85
63489 | HID | 921NTNNEK0059L | RDR, RK40, ICLASS, SE REV E, LF OFF, HF STD/SIO/SEOS, WIEG, PIG, STD-1, LED RED, FLSH GRN, BZR ON, OPT TAMP, OPEN COLL, CSN 32-BIT MSB, KPF, BFFRD 1 KEY, DOR COMPL, NO PAR, 8 BIT MSG, IPM OFF, APB DISABLED | Ea |  | 1 Year | 503 | 5% | 477.85
63490 | HID | 921NTNNEK0059U | RDR, RK40, ICLASS, SE E, LF OFF, HF STD/SIO/SEOS, WIEG, PIG, BLK, STD-1, LED RED, FLSH GRN, BZR ON, OPT TAMP, OPEN COLL, CSN MIF SUPPR, KPF, BFFRD 1 KEY, NO PAR, 4-BIT MSG, IPM OFF, APB DISABLED | Ea |  | 1 Year | 503 | 5% | 477.85
63491 | HID | 921NTNNEK0059V | RDR, RK40, ICLASS, SE E, LF OFF, HF STD/SIO/SEOS, WIEG, PIG, BLK, STD-1, LED RED, FLSH GRN, BZR ON, OPT TAMP, OPEN COLL, CSN MIF SUPPR, KPF, BFFRD 1 KEY, DOR COMPL, NO PAR. 8 BIT MSG, IPM OFF, APB DISABLED | Ea |  | 1 Year | 503 | 5% | 477.85
63492 | HID | 921NTNNEKE0000 | RDR, RK40, ICLASS, SE E, LF OFF, HF STD/SIO/SEOS, WIEG, PIG, BLK, ELITE KEYS, LED RED, FLSH GRN, BZR ON, CSN 32-BIT MSB, KPF, BFFRD 1 KEY, NO PAR, 4-BIT MSG, IPM OFF | Ea |  | 1 Year | 503 | 5% | 477.85
63493 | HID | 921NTNNEKE002K | RDR, RK40, ICLASS, SE E, LF OFF, HF STD/SIO/SEOS, WIEG, PIG, BLK, ELITE KEYS, LED RED, FLSH GRN, BZR ON, CSN 32-BIT MSB, KPF, BFFRD 1 KEY, DOR COMPL, NO PAR, 8-BIT MSG, IPM OFF | Ea |  | 1 Year | 503 | 5% | 477.85
63494 | HID | 921NTNNEKE002R | RDR, RK40, ICLASS, SE E, LF OFF, HF STD/SIO/SEOS, WIEG, PIG, BLK, ELITE KEYS, LED OFF, FLSH OFF, BZR ON, CSN 32-BIT MSB, KPF, BFFRD 1 KEY, NO PAR, 4-BIT MSG, IPM OFF | Ea |  | 1 Year | 503 | 5% | 477.85
63495 | HID | 921NTNNEKE002T | RDR, RK40, ICLASS, SE E, LF OFF, HF STD/SIO/SEOS, WIEG, PIG, BLK, ELITE KEYS, LED RED, FLSH GRN, BZR ON, CSN 32-BIT MSB, KPF, BFFRD 1 TO 5 KEYS, PAR, USER ENTRD FC, 26-BIT MSG, IPM OFF | Ea |  | 1 Year | 503 | 5% | 477.85
63496 | HID | 921NTNNEKE002W | RDR, RK40, ICLASS, SE E, LF OFF, HF STD/SIO/SEOS, WIEG, PIG, BLK, ELITE KEYS, LED RED, FLSH GRN, BZR ON, CSN 26-BIT (W/DEFAULT FC), KPF, BFFRD 1 KEY, NO PAR, 4-BIT MSG, IPM OFF | Ea |  | 1 Year | 503 | 5% | 477.85
63497 | HID | 921NTNNEKE0040 | RDR, RK40, ICLASS, SE E, LF OFF, HF STD/SIO/SEOS, WIEG, PIG, BLK, ELITE KEYS, LED OFF, FLSH OFF, BZR ON, CSN 32-BIT MSB, KPF, BFFRD 1 KEY, DOR COMPL, NO PAR, 8-BIT MSG, IPM OFF | Ea |  | 1 Year | 503 | 5% | 477.85
63498 | HID | 921NTNNEKE004L | RDR, RK40, ICLASS, SE E, LF OFF, HF STD/SIO/SEOS/MIFSPR, WIEG, PIG, BLK, ELITE KEYS, LED RED, FLSH GRN, BZR ON, CSN MIF SUPPR, KPF, BFFRD 1 KEY, DOR COMPL, NO PAR, 8-BIT MSG, IPM OFF | Ea |  | 1 Year | 503 | 5% | 477.85
63499 | HID | 921NTNNEKE0059 | RDR, RK40, ICLASS, SE E, LF OFF, HF STD/SIO/SEOS/MIFSPR, WIEG, PIG, BLK, ELITE KEYS, LED RED, FLSH GRN, BZR ON, CSN MIF SUPPR, KPF, BFFRD 1 KEY, NO PAR, 4-BIT MSG, IPM OFF | Ea |  | 1 Year | 503 | 5% | 477.85
63500 | HID | 921NTNNEKE005L | RDR, RK40, ICLASS, SE E, LF OFF, HF STD/SIO/SEOS, WIEG, PIG, BLK, ELITE KEYS, LED RED, FLSH GRN, BZR ON, CSN 32-BIT MSB, KPF, LOCAL PIN VERIFY, IPM OFF | Ea |  | 1 Year | 503 | 5% | 477.85
63501 | HID | 921NTNNEKE048T | RDR, RK40, ICLASS, SE E, LF OFF, HF STD/SIO/SEOS/MIFSPR, WIEG,ELITE, LED RED, FLSH GRN, BZR ON, CSN MIF SUPPR, KPF, BFFRD 1 KEY, PAR, 6-BIT MSG, IPM OFF | Ea |  | 1 Year | 503 | 5% | 477.85
63502 | HID | 921NTNNEKE051Z | RDR, RK40, ICLASS, SE E, LF OFF, HF CST/SIO/SEOS/MF-DES SUPPR, WIEG, PIG, BLK, ELITE KEYS, LED BLUE, FLSH GRN, BZR ON, OPT TAMP, OPEN COLL, KPF BUFFRD 1 KEY, NO PAR, 4 BIT MSG, IPM OF | Ea |  | 1 Year | 503 | 5% | 477.85
63503 | HID | 921NTNTEK00000 | RDR, RK40, ICLASS, SE REV E, KPD, NO PROX, STD, WIEGAND, TERM, BLK, STD 1 SECURITY, LED RED, FLASH GRN, BZR ON, IPM OFF, KPF-4-BIT, 32 BIT | Ea |  | 1 Year | 503 | 5% | 477.85
63504 | HID | 921NTNTEK0001F | RDR, RK40, ICLASS, SE E, LF OFF, HF STD/SIO/SEOS, WIEG, TERM, BLK, STD-1, LED OFF, FLSH OFF, BZR ON, OPT TAMP, OPEN COLL, CSN 32-BIT MSB, IPM OFF | Ea |  | 1 Year | 503 | 5% | 477.85
63505 | HID | 921NTNTEK0002K | RDR, RK40, ICLASS, SE REV E, LF OFF, HF STD/SIO/SEOS, WIEG, BLK, TERM, STD-1, LED RED, FLSH GRN, BZR ON, CSN 32-BIT MSB, KPF, BFFRD 1 KEY, DORADO COMPL, NO PAR, 8-BIT MSG, IPM OFF | Ea |  | 1 Year | 503 | 5% | 477.85
63506 | HID | 921NTNTEK0002R | RDR, RK40, ICLASS, SE E, LF OFF, HF STD/SIO/SEOS, WIEG, TERM, BLK, STD-1, LED OFF, FLSH OFF, BZR ON, CSN 32-BIT MSB, KPF, BFFRD 1 KEY, NO PAR, 4-BIT MSG, IPM OFF | Ea |  | 1 Year | 503 | 5% | 477.85
63507 | HID | 921NTNTEK0002T | RDR, RK40, ICLASS, SE E, LF OFF, HF STD/SIO/SEOS, WIEG, TERM, BLK, STD-1, LED RED, FLSH GRN, BZR ON, CSN 32-BIT MSB, KPF, BFFRD 1 TO 5 KEYS, PAR, USER ENTRD FC, 26-BIT MSG, IPM OFF | Ea |  | 1 Year | 503 | 5% | 477.85
63508 | HID | 921NTNTEK0002W | RDR, RK40, ICLASS, SE E, LF OFF, HF STD/SIO/SEOS, WIEG, TERM, BLK, STD-1, LED RED, FLSH GRN, BZR ON, CSN 26-BIT (W/DEFAULT FC), KPF, BFFRD 1 KEY, NO PAR, 4-BIT MSG, IPM OFF | Ea |  | 1 Year | 503 | 5% | 477.85
63509 | HID | 921NTNTEK00031 | RDR, RK40, ICLASS, SE E, LF OFF, HF STD/SIO/SEOS, WIEG, TERM, BLK, STD-1, LED RED, FLSH GRN, BZR ON, CSN 37-BIT LSB, KPF, BFFRD 1 KEY, DOR COMPL, NO PAR, 8-BIT MSG, IPM OFF | Ea |  | 1 Year | 503 | 5% | 477.85
63510 | HID | 921NTNTEK00040 | RDR, RK40, ICLASS, SE E, LF OFF, HF STD/SIO/SEOS, WIEG, TERM, BLK, STD-1, LED OFF, FLSH OFF, BZR ON, CSN 32-BIT MSB, KPF, BFFRD 1 KEY, DOR COMPL, NO PAR, 8-BIT MSG, IPM OFF | Ea |  | 1 Year | 503 | 5% | 477.85
63511 | HID | 921NTNTEK0004D | RDR, RK40, ICLASS, SE E, LF OFF, HF STD/SIO/SEOS, WIEG, TERM, BLK, STD-1, LED OFF, FLSH OFF, BZR OFF, CSN 34-BIT MSB, KPF, BFFRD 1 KEY, PAR, 6-BIT MSG, IPM OFF | Ea |  | 1 Year | 503 | 5% | 477.85
63512 | HID | 921NTNTEK0004L | RDR, RK40, ICLASS, SE E, LF OFF, HF STD/SIO/SEOS/MIFSPR, WIEG, TERM, BLK, STD-1, LED RED, FLSH GRN, BZR ON, CSN MIF SUPPR, KPF, BFFRD 1 KEY, DOR COMPL, NO PAR, 8-BIT MSG, IPM OFF | Ea |  | 1 Year | 503 | 5% | 477.85
63513 | HID | 921NTNTEK0004Q | RDR, RK40, ICLASS, SE E, LF OFF, HF STD/SIO/SEOS, WIEG, TERM, BLK, STD-1, LED RED, FLSH GRN, BZR OFF, CSN 26-BIT (W/DEFAULT FC), KPF, BFFRD 1 KEY, NO PAR, 4-BIT MSG, IPM OFF | Ea |  | 1 Year | 503 | 5% | 477.85
63514 | HID | 921NTNTEK00050 | RDR, RK40, ICLASS, SE E, LF OFF, HF STD/SIO/SEOS, WIEG, TERM, BLK, STD-1, LED OFF, FLSH OFF, BZR ON, OPT TAMP, OPEN COLL, CSN 32-BIT MSB, KPF, BFFRD 1 KEY, DOR COMPL, NO PAR, 8-BIT MSG, IPM OFF | Ea |  | 1 Year | 503 | 5% | 477.85
63515 | HID | 921NTNTEK00059 | RDR, RK40, ICLASS, SE E, LF OFF, HF STD/SIO/SEOS/MIFSPR, WIEG, TERM, BLK, STD-1, LED RED, FLSH GRN, BZR ON, CSN MIF SUPPR, KPF, BFFRD 1 KEY, NO PAR, 4-BIT MSG, IPM OFF | Ea |  | 1 Year | 503 | 5% | 477.85
63516 | HID | 921NTNTEK0005A | RDR, RK40, ICLASS, SE E, LF OFF, HF STD/SIO/SEOS, WIEG, TERM, BLK, STD-1, LED RED, FLSH GRN, BZR ON, CSN 32-BIT LSB, KPF, BFFRD 1 KEY, NO PAR, 4-BIT MSG, IPM OFF | Ea |  | 1 Year | 503 | 5% | 477.85
63517 | HID | 921NTNTEK0005L | RDR, RK40, ICLASS, SE E, LF OFF, HF STD/SIO/SEOS, WIEG, TERM, BLK, STD-1, LED RED, FLSH GRN, BZR ON, CSN 32-BIT MSB, KPF, LOCAL PIN VERIFY, IPM OFF | Ea |  | 1 Year | 503 | 5% | 477.85
63518 | HID | 921NTNTEK00066 | RDR, RK40, ICLASS, SE E, LF OFF, HF STD/SIO/SEOS, WIEG, TERM, BLK, STD-1, LED OFF, FLSH OFF, BZR ON, OPT TAMP, OPEN COLL, CSN 32-BIT MSB, KPF, BFFRD 1 KEY, NO PAR, 4-BIT MSG, IPM OFF | Ea |  | 1 Year | 503 | 5% | 477.85
63519 | HID | 921NTNTEK0006A | RDR, RK40, ICLASS, SE E, LF OFF, HF STD/SIO/SEOS, WIEG, TERM, BLK, STD-1, LED RED, FLSH GRN, BZR ON, OPT TAMP, OPEN COLL, CSN 37-BIT LSB, KPF, BFFRD 1 KEY, NO PAR, 4-BIT MSG, IPM OFF | Ea |  | 1 Year | 503 | 5% | 477.85
63520 | HID | 921NTNTEK0006M | RDR, RK40, ICLASS, SE E, LF OFF, HF STD/SIO/SEOS, WIEG, TERM, BLK, STD-1, LED OFF, FLSH OFF, BZR ON, CSN 34-BIT MSB, KPF, BFFRD 1 KEY, DOR COMPL, NO PAR, 8-BIT MSG, IPM OFF | Ea |  | 1 Year | 503 | 5% | 477.85
63521 | HID | 921NTNTEK00071 | RDR, RK40, ICLASS, SE E, LF OFF, HF STD/SIO/SEOS, WIEG, TERM, BLK, STD-1, LED RED, FLSH GRN, BZR ON, CSN 34-BIT MSB, KPF, BFFRD 1 KEY, NO PAR, 4-BIT MSG, IPM OFF | Ea |  | 1 Year | 503 | 5% | 477.85
63522 | HID | 921NTNTEK00072 | RDR, RK40, ICLASS, SE E, LF OFF, HF STD/SIO/SEOS/MIFSPR, WIEG, TERM, BLK, STD-1, LED OFF, FLSH OFF, BZR ON, CSN MIF SUPPR, KPF, BFFRD 1 KEY, DOR COMPL, NO PAR, 8-BIT MSG, IPM OFF | Ea |  | 1 Year | 503 | 5% | 477.85
63523 | HID | 921NTNTEK0007A | RDR, RK40, ICLASS, SE REV E, LF OFF, HF STD/SIO/SEOS, WIEG, BLK, TERM, STD-1, LED RED, FLSH GRN, BZR ON, CSN 32-BIT MSB, KPF, BFFRD 1 KEY, DORADO COMPL, NO PAR, 8-BIT MSG, IPM OFF, WIEG GUARD TIME 150MS | Ea |  | 1 Year | 503 | 5% | 477.85
63524 | HID | 921NTNTEK0007L | RDR, RK40, ICLASS, SE E, LF OFF, HF STD/SIO/SEOS, WIEG, TERM, BLK, STD-1, LED OFF, FLSH OFF, BZR ON, CSN 32-BIT MSB, KPF, BFFRD 1 KEY, PAR, 6-BIT MSG, IPM OFF | Ea |  | 1 Year | 503 | 5% | 477.85
63525 | HID | 921NTNTEK0007Q | RDR, RK40, ICLASS, SE E, LF OFF, HF STD/SIO/SEOS, WIEG, TERM, BLK, STD-1, LED RED, FLSH GRN, BZR ON, CSN 32-BIT MSB, KPF, BFFRD 1 KEY, PAR, 6-BIT MSG, IPM OFF | Ea |  | 1 Year | 503 | 5% | 477.85
63526 | HID | 921NTNTEK0007R | RDR, RK40, ICLASS, SE E, LF OFF, HF STD/SIO/SEOS, WIEG, TERM, BLK, STD-1, LED RED, FLSH GRN, BZR ON, CSN 26-BIT (W/DEFAULT FC), KPF, BFFRD 1 TO 5 KEYS, PAR, USER ENTRD FC, 26-BIT MSG, IPM OFF | Ea |  | 1 Year | 503 | 5% | 477.85
63527 | HID | 921NTNTEK0007W | RDR, RK40, ICLASS, SE E, LF OFF, HF ICLASS SIO/SEOS, WIEG, TERM, BLK, STD-1, LED BLUE, FLSH OFF, BZR ON, OPT TAMP, OPEN COLL, TEST KEYS, CSN SUPPR, KPF, BFFRD 1 KEY, NO PAR, 4-BIT MSG, IPM OFF, UART OFF | Ea |  | 1 Year | 503 | 5% | 477.85
63528 | HID | 921NTNTEK00089 | RDR, RK40, ICLASS, SE E, LF OFF, HF STD/SIO/SEOS, WIEG, TERM, BLK, STD-1, LED RED, FLSH OFF, BZR ON, CSN 26-BIT (W/DEFAULT FC), KPF, BFFRD 1 KEY, DOR COMPL, NO PAR, 8-BIT MSG, IPM OFF | Ea |  | 1 Year | 503 | 5% | 477.85
63529 | HID | 921NTNTEK0008F | RDR, RK40, ICLASS, SE E, LF OFF, HF STD/SIO/SEOS, WIEG, TERM, BLK, STD-1, LED OFF, FLSH OFF, BZR OFF, CSN 32-BIT MSB, KPF, BFFRD 1 KEY, DOR COMPL, NO PAR, 8-BIT MSG, IPM OFF | Ea |  | 1 Year | 503 | 5% | 477.85
63530 | HID | 921NTNTEK0008T | RDR, RK40, ICLASS, SE E, LF OFF, HF STD/SIO/SEOS, WIEG, TERM, BLK, STD-1, LED RED, FLSH GRN, BZR ON, CSN 26-BIT (W/DEFAULT FC), KPF, BFFRD 1 KEY, DOR COMPL, NO PAR, 8-BIT MSG, IPM OFF | Ea |  | 1 Year | 503 | 5% | 477.85
63531 | HID | 921NTNTEK0008Y | RDR, RK40, ICLASS, SE E, LF OFF, HF STD/SIO/SEOS, WIEG, TERM, BLK, STD-1, LED RED, FLSH OFF, BZR ON, CSN 32-BIT LSB, KPF, BFFRD 1 KEY, DOR COMPL, NO PAR, 8-BIT MSG, IPM OFF | Ea |  | 1 Year | 503 | 5% | 477.85
63532 | HID | 921NTNTEK0009N | RDR, RK40, ICLASS, SE E, LF OFF, HF STD/SIO/SEOS/MIFSPR, WIEG, TERM, BLK, STD-1, LED OFF, FLSH OFF, BZR ON, OPT TAMP, OPEN COLL, CSN MIF SUPPR, KPF, BFFRD 1 KEY, DOR COMPL, NO PAR, 8-BIT MSG, IPM OFF | Ea |  | 1 Year | 503 | 5% | 477.85
63533 | HID | 921NTNTEK000BL | RDR, RK40, ICLASS, SE E, LF OFF, HF STD/SIO/SEOS/MIFSPR, WIEG, TERM, BLK, STD-1, LED OFF, FLSH AMBER, BZR OFF, CSN 56-BIT MSB, KPF, BFFRD 1 KEY, DOR COMPL, NO PAR, 8-BIT MSG, IPM OFF | Ea |  | 1 Year | 503 | 5% | 477.85
63534 | HID | 921NTNTEK000DJ | RDR, RK40, ICLASS, SE E, LF OFF, HF STD/SIO/SEOS/HID MIFARE APP, WIEG, TERM, BLK, STD-1, LED RED, FLSH GRN, BZR ON, OPT TAMP, OPEN COLL, CSN 32 BIT MSB, KPF, BFFRD 1 KEY, DOR COMPL, NO PAR, 8-BIT MSG, IPM OFF, HID MIFARE KEY | Ea |  | 1 Year | 503 | 5% | 477.85
63535 | HID | 921NTNTEK000KB | RDR, RK40, ICLASS, SE E, LF OFF, HF STD/SIO/SEOS, WIEG, TERM, BLK, STD-1, LED RED, FLSH GRN, BZR ON, CSN 32-BIT MSB, KPF, BFFRD 1 KEY, NO PAR, 4-BIT MSG, WIEG PW 100US - PS 2000US, IPM OFF | Ea |  | 1 Year | 503 | 5% | 477.85
63536 | HID | 921NTNTEK000PF | RDR, RK40, ICLASS, SE E, LF OFF, HF HID MIFARE APPLICATION/MIFARE CSN, WIEG, TERM, BLK, STD-1, LED RED, FLSH GRN, BZR ON, CSN 32 BIT MSB, HID MIFARE STANDARD KEY, KPF, BFFRD 1 KEY, DOR COMPL, NO PAR, 8-BIT MSG, IPM OFF | Ea |  | 1 Year | 503 | 5% | 477.85
63537 | HID | 921NTNTEK0010L | RDR, RK40, ICLASS, SE E, LF OFF, HF STD/SIO/SEOS, WIEG, TERM, BLK, STD-1, LED OFF, FLSH OFF, BZR ON, CSN 32-BIT MSB, KPF, BFFRD 1 TO 5 KEYS, PAR, USER ENTRD FC, 26-BIT MSG, IPM OFF | Ea |  | 1 Year | 503 | 5% | 477.85
63538 | HID | 921NTNTEK0010T | RDR, RK40, ICLASS, SE E, LF OFF, HF STD/SIO/SEOS, WIEG, TERM, BLK, STD-1, LED RED, FLSH OFF, BZR ON, CSN 32-BIT MSB, KPF, BFFRD 1 KEY, DOR COMPL, NO PAR, 8-BIT MSG, IPM OFF | Ea |  | 1 Year | 503 | 5% | 477.85
63539 | HID | 921NTNTEK00122 | RDR, RK40, ICLASS, SE E, LF OFF, HF STD/SIO/SEOS, WIEG, TERM, BLK, STD-1, LED RED, FLSH GRN, BZR ON, OPT TAMP, OPEN COLL, CSN 32-BIT MSB, KPF, BFFRD 1 KEY, DOR COMPL, NO PAR, 8-BIT MSG, IPM OFF | Ea |  | 1 Year | 503 | 5% | 477.85
63540 | HID | 921NTNTEK0012H | RDR, RK40, ICLASS, SE E, LF OFF, HF STD/SIO/SEOS, WIEG, TERM, BLK, STD-1, LED OFF, FLSH OFF, BZR OFF, CSN 26-BIT (W/DEFAULT FC), KPF, BFFRD 1 KEY, NO PAR, 4-BIT MSG, IPM OFF | Ea |  | 1 Year | 503 | 5% | 477.85
63541 | HID | 921NTNTEK0012Y | RDR, RK40, ICLASS, SE E, LF OFF, HF STD/SIO/SEOS, WIEG, TERM, BLK, STD-1, LED RED, FLSH OFF, BZR ON, CSN 32-BIT MSB, KPF, BFFRD 1 KEY, NO PAR, 4-BIT MSG, IPM OFF | Ea |  | 1 Year | 503 | 5% | 477.85
63542 | HID | 921NTNTEK0013C | RDR, RK40, ICLASS, SE E, LF OFF, HF STD/SIO/SEOS, WIEG,TERM, BLK, STD-1, LED RED, FLSH OFF, BZR ON, CSN 26-BIT (W/DEFAULT FC), KPF, BFFRD 1 TO 5 KEYS, PAR, USER ENTRD FC, 26-BIT MSG, IPM OFF | Ea |  | 1 Year | 503 | 5% | 477.85
63543 | HID | 921NTNTEK0013V | RDR, RK40, ICLASS, SE E, LF OFF, HF STD/SIO/SEOS, WIEG, TERM, BLK, STD-1, LED RED, FLSH GRN, BZR ON, CSN 40-BIT MSB, KPF, BFFRD 1 KEY, DOR COMPL, NO PAR, 8-BIT MSG, IPM OFF | Ea |  | 1 Year | 503 | 5% | 477.85
63544 | HID | 921NTNTEK0014T | RDR, RK40, ICLASS, SE E, LF OFF, HF STD/SIO/SEOS, WIEG, TERM, BLK, STD-1, LED OFF, FLSH OFF, BZR OFF, OPT TAMP, OPEN COLL, CSN 56-BIT LSB, KPF, BFFRD 1 KEY, DOR COMPL, NO PAR, 8-BIT MSG, IPM OFF | Ea |  | 1 Year | 503 | 5% | 477.85
63545 | HID | 921NTNTEK0014U | RDR, RK40, ICLASS, SE E, LF OFF, HF STD/SIO/SEOS, WIEG, TERM, BLK, STD-1, LED OFF, FLSH OFF, BZR OFF, CSN 32-BIT MSB, KPF, BFFRD 1 KEY, NO PAR, 4-BIT MSG, IPM OFF | Ea |  | 1 Year | 503 | 5% | 477.85
63546 | HID | 921NTNTEK0014V | RDR, RK40, ICLASS, SE E, LF OFF, HF STD/SIO/SEOS, WIEG, TERM, BLK, STD-1, LED OFF, FLSH OFF, BZR ON, CSN 37-BIT LSB, KPF, BFFRD 1 TO 5 KEYS, PAR, USER ENTRD FC, 26-BIT MSG, IPM OFF | Ea |  | 1 Year | 503 | 5% | 477.85
63547 | HID | 921NTNTEK00150 | RDR, RK40, ICLASS, SE E, LF OFF, HF STD/SIO/SEOS, WIEG, TERM, BLK, STD-1, LED RED, FLSH OFF, BZR ON, CSN 26-BIT (W/DEFAULT FC), KPF, BFFRD 1 KEY, NO PAR, 4-BIT MSG, IPM OFF | Ea |  | 1 Year | 503 | 5% | 477.85
63548 | HID | 921NTNTEK0016K | RDR, RK40, ICLASS, SE E, LF OFF, HF STD/SIO/SEOS/MIFSPR, WIEG, TERM, BLK, STD-1, LED RED, FLSH GRN, BZR ON, OPT TAMP, OPEN COLL, CSN MIF SUPPR, KPF, BFFRD 1 KEY, NO PAR, 4-BIT MSG, IPM OFF | Ea |  | 1 Year | 503 | 5% | 477.85
63549 | HID | 921NTNTEK0016L | RDR, RK40, ICLASS, SE E, LF OFF, HF STD/SIO/SEOS, WIEG, TERM, BLK, STD-1, LED RED, FLSH OFF, BZR ON, OPT TAMP, OPEN COLL, CSN 32-BIT MSB, KPF, BFFRD 1 KEY, DOR COMPL, NO PAR, 8-BIT MSG, IPM OFF | Ea |  | 1 Year | 503 | 5% | 477.85
63550 | HID | 921NTNTEK0016P | RDR, RK40, ICLASS, SE E, LF OFF, HF STD/SIO/SEOS, WIEG, TERM, BLK, STD-1, LED RED, FLSH GRN, BZR ON, CSN 32-BIT MSB, KPF, BFFRD 1 KEY, ADD PAR, *=E, #=F, 6-BIT MSG, IPM OFF | Ea |  | 1 Year | 503 | 5% | 477.85
63551 | HID | 921NTNTEK0016Q | RDR, RK40, ICLASS, SE E, LF OFF, HF STD/SIO/SEOS, WIEG, TERM, BLK, STD-1, LED RED, FLSH GRN, BZR ON, CSN 26-BIT (W/DEFAULT FC), KPF, LOCAL PIN VERIFY, IPM OFF | Ea |  | 1 Year | 503 | 5% | 477.85
63552 | HID | 921NTNTEK0024N | RDR, RK40, ICLASS, SE E, LF OFF, HF STD/SIO/SEOS, WIEG, TERM, BLK, STD-1, LED RED, FLSH OFF, BZR ON, CSN 37-BIT LSB, KPF, BFFRD 1 TO 5 KEYS, PAR, USER ENTRD FC, 26-BIT MSG, IPM OFF | Ea |  | 1 Year | 503 | 5% | 477.85
63553 | HID | 921NTNTEK0024P | RDR, RK40, ICLASS, SE E, LF OFF, HF STD/SIO/SEOS, WIEG, TERM, BLK, STD-1, LED RED, FLSH GRN, BZR ON, CSN 40-BIT MSB, KPF, BFFRD 1 TO 5 KEYS, PAR, USER ENTRD FC, 26-BIT MSG, IPM OFF | Ea |  | 1 Year | 503 | 5% | 477.85
63554 | HID | 921NTNTEK0024T | RDR, RK40, ICLASS, SE E, LF OFF, HF STD/SIO/SEOS/MIFSPR, WIEG, TERM, BLK, STD-1, LED OFF, FLSH OFF, BZR OFF, CSN MIF SUPPR, KPF, BFFRD 1 KEY, NO PAR, 4-BIT MSG, IPM OFF | Ea |  | 1 Year | 503 | 5% | 477.85
63555 | HID | 921NTNTEK00358 | RDR, RK40, ICLASS, SE E, LF OFF, HF STD/SIO/SEOS, WIEG, TERM, BLK, STD-1, LED RED, FLSH GRN, BZR ON, CSN 34-BIT MSB, KPF, BFFRD 1 KEY, DOR COMPL, NO PAR, 8-BIT MSG, IPM OFF | Ea |  | 1 Year | 503 | 5% | 477.85
63556 | HID | 921NTNTEK0036A | RDR, RK40, ICLASS, SE E, LF OFF, HF STD/SIO/SEOS, WIEG, TERM, BLK, STD-1, LED OFF, FLSH GRN, BZR ON, CSN 32-BIT MSB, KPF, BFFRD 1 KEY, NO PAR, 4-BIT MSG, IPM OFF | Ea |  | 1 Year | 503 | 5% | 477.85
63557 | HID | 921NTNTEK0036C | RDR, RK40, ICLASS, SE E, LF OFF, HF STD/SIO/SEOS, WIEG, TERM, BLK, STD-1, LED OFF, FLSH OFF, BZR ON, CSN 26-BIT (W/DEFAULT FC), KPF, BFFRD 1 KEY, PAR, 6-BIT MSG, IPM OFF | Ea |  | 1 Year | 503 | 5% | 477.85
63558 | HID | 921NTNTEK00433 | RDR, RK40, ICLASS, SE E, LF OFF, HF STD/SIO/SEOS, WIEG, TERM, BLK, STD-1, LED RED, FLSH GRN, BZR ON, OPT TAMP, OPEN COLL, ISO15693 CSN, ISO14443A CSN 32-BIT MSB, KPF, BFFRD 1 KEY, NO PAR, 4-BIT MSG, IPM OFF | Ea |  | 1 Year | 503 | 5% | 477.85
63559 | HID | 921NTNTEK0045U | RDR, RK40, ICLASS, SE E, LF OFF, HF STD/SIO/SEOS, WIEG, TERM, BLK, STD-1, LED RED, FLSH GRN, BZR ON, OPT TAMP, OPEN COLL, CSN 32 BIT MSB, KPF, BFFRD 1 KEY, NO PAR, 4-BIT MSG, IPM OFF, WIEG HOLD APB 500MS CSN FILTER DISABLED | Ea |  | 1 Year | 503 | 5% | 477.85
63560 | HID | 921NTNTEK00476 | RDR, RK40, ICLASS, SE E, LF OFF, HF STD/SIO/SEOS, WIEG, TERM, BLK, STD-1, LED RED, FLSH OFF, BZR ON, OPT TAMP, OPEN COLL, CSN 26-BIT (W/DEFAULT FC) KPF, LOCAL PIN VERIFY, IPM OFF | Ea |  | 1 Year | 503 | 5% | 477.85
63561 | HID | 921NTNTEK0047G | RDR, RK40, ICLASS, SE E, LF OFF, HF STD/SIO/SEOS, WIEG, TERM, BLK, STD-1, LED OFF, FLSH OFF, BZR ON, CSN SUPPR, KPF, BFFRD 1 KEY, NO PAR. 4 BIT MSG, IPM OFF, PICO15693 10 PERCENT MODULATION | Ea |  | 1 Year | 503 | 5% | 477.85
63562 | HID | 921NTNTEK0051Y | RDR, RK40, ICLASS, SE REV E, LF OFF, HF HF CST ICLASS/MIFARE CSN, WIEG, TERM, LED RED, FLSH GRN, BZR ON, OPT TAMP, OPEN COLL, CSN 32-BIT MSB, KPF, BFFRD 1 KEY, NO PAR, 4-BIT MSG, IPM OFF | Ea |  | 1 Year | 503 | 5% | 477.85
63563 | HID | 921NTNTEK0053D | RDR, RK40, ICLASS, SE E, LF OFF, HF STD/SIO/SEOS/MIFSPR, WIEG, TERM, BLK, STD-1, LED RED, FLSH OFF, BZR ON, CSN MIF SUPPR, KPF, BFFRD 1 KEY, NO PAR, 4-BIT MSG, IPM OFF | Ea |  | 1 Year | 503 | 5% | 477.85
63564 | HID | 921NTNTEK0053E | RDR, RK40, ICLASS, SE E, LF OFF, HF STD/SIO/SEOS/MIFSPR, WIEG, TERM ,BLK, STD-1, LED RED, FLSH OFF, BZR ON, CSN MIF SUPPR, KPF, BFFRD 1 KEY, DOR COMPL, NO PAR. 8 BIT MSG, IPM OFF | Ea |  | 1 Year | 503 | 5% | 477.85
63565 | HID | 921NTNTEK0054H | RDR, RK40, ICLASS, SE E, LF OFF, HF STD/SIO/SEOS/HID MIFARE APP, WIEG, TERM, BLK, STD-1, LED RED, FLSH GRN, BZR ON, OPT TAMP, OPEN COLL, CSN 32 BIT MSB, BFFRD 1 KEY, NO PAR, 4 BIT MSG, IPM OFF, HID MIFARE KEY | Ea |  | 1 Year | 503 | 5% | 477.85
63566 | HID | 921NTNTEKE0000 | RDR, RK40, ICLASS, SE E, LF OFF, HF STD/SIO/SEOS, WIEG, TERM, BLK, ELITE KEYS, LED RED, FLSH GRN, BZR ON, CSN 32-BIT MSB, KPF, BFFRD 1 KEY, NO PAR, 4-BIT MSG, IPM OFF | Ea |  | 1 Year | 503 | 5% | 477.85
63567 | HID | 921NTNTEKE001F | RDR, RK40, ICLASS, SE E, LF OFF, HF STD/SIO/SEOS, WIEG, TERM, BLK, ELITE KEYS, LED OFF, FLSH OFF, BZR ON, OPT TAMP, OPEN COLL, CSN 32-BIT MSB, IPM OFF | Ea |  | 1 Year | 503 | 5% | 477.85
63568 | HID | 921NTNTEKE002K | RDR, RK40, ICLASS, SE E, LF OFF, HF STD/SIO/SEOS, WIEG, TERM, BLK, ELITE KEYS, LED RED, FLSH GRN, BZR ON, CSN 32-BIT MSB, KPF, BFFRD 1 KEY, DOR COMPL, NO PAR, 8-BIT MSG, IPM OFF | Ea |  | 1 Year | 503 | 5% | 477.85
63569 | HID | 921NTNTEKE002R | RDR, RK40, ICLASS, SE E, LF OFF, HF STD/SIO/SEOS, WIEG, TERM, BLK, ELITE KEYS, LED OFF, FLSH OFF, BZR ON, CSN 32-BIT MSB, KPF, BFFRD 1 KEY, NO PAR, 4-BIT MSG, IPM OFF | Ea |  | 1 Year | 503 | 5% | 477.85
63570 | HID | 921NTNTEKE002W | RDR, RK40, ICLASS, SE E, LF OFF, HF STD/SIO/SEOS, WIEG, TERM, BLK, ELITE KEYS, LED RED, FLSH GRN, BZR ON, CSN 26-BIT (W/DEFAULT FC), KPF, BFFRD 1 KEY, NO PAR, 4-BIT MSG, IPM OFF | Ea |  | 1 Year | 503 | 5% | 477.85
63571 | HID | 921NTNTEKE0040 | RDR, RK40, ICLASS, SE E, LF OFF, HF STD/SIO/SEOS, WIEG, TERM, BLK, ELITE KEYS, LED OFF, FLSH OFF, BZR ON, CSN 32-BIT MSB, KPF, BFFRD 1 KEY, DOR COMPL, NO PAR, 8-BIT MSG, IPM OFF | Ea |  | 1 Year | 503 | 5% | 477.85
63572 | HID | 921NTNTEKE0050 | RDR, RK40, ICLASS, SE E, LF OFF, HF STD/SIO/SEOS, WIEG, TERM, BLK, ELITE KEYS, LED OFF, FLSH OFF, BZR ON, OPT TAMP, OPEN COLL, CSN 32-BIT MSB, KPF, BFFRD 1 KEY, DOR COMPL, NO PAR, 8-BIT MSG, IPM OFF | Ea |  | 1 Year | 503 | 5% | 477.85
63573 | HID | 921NTNTEKE0059 | RDR, RK40, ICLASS, SE E, LF OFF, HF STD/SIO/SEOS/MIFSPR, WIEG, TERM, BLK, ELITE KEYS, LED RED, FLSH GRN, BZR ON, CSN MIF SUPPR, KPF, BFFRD 1 KEY, NO PAR, 4-BIT MSG, IPM OFF | Ea |  | 1 Year | 503 | 5% | 477.85
63574 | HID | 921NTNTEKE0072 | RDR, RK40, ICLASS, SE E, LF OFF, HF STD/SIO/SEOS/MIFSPR, WIEG, TERM, BLK, ELITE KEYS, LED OFF, FLSH OFF, BZR ON, CSN MIF SUPPR, KPF, BFFRD 1 KEY, DOR COMPL, NO PAR, 8-BIT MSG, IPM OFF | Ea |  | 1 Year | 503 | 5% | 477.85
63575 | HID | 921NTNTEKE009N | RDR, RK40, ICLASS, SE E, LF OFF, HF STD/SIO/SEOS/MIFSPR, WIEG, TERM, BLK, ELITE KEYS, LED OFF, FLSH OFF, BZR ON, OPT TAMP, OPEN COLL, CSN MIF SUPPR, KPF, BFFRD 1 KEY, DOR COMPL, NO PAR, 8-BIT MSG, IPM OFF | Ea |  | 1 Year | 503 | 5% | 477.85
63576 | HID | 921NTNTEKE014U | RDR, RK40, ICLASS, SE E, LF OFF, HF STD/SIO/SEOS, WIEG, TERM, BLK, ELITE KEYS, LED OFF, FLSH OFF, BZR OFF, CSN 32-BIT MSB, KPF, BFFRD 1 KEY, NO PAR, 4-BIT MSG, IPM OFF | Ea |  | 1 Year | 503 | 5% | 477.85
63577 | HID | 921NTNTEKE0151 | RDR, RK40, ICLASS, SE E, LF OFF, HF STD/SIO/SEOS, WIEG, TERM, BLK, ELITE KEYS, LED RED, FLSH GRN, BZR ON, CSN 37-BIT LSB, KPF, BFFRD 1 KEY, NO PAR, 4-BIT MSG, IPM OFF | Ea |  | 1 Year | 503 | 5% | 477.85
63578 | HID | 921NTPNEK00035 | RDR, RK40, ICLASS, SE E, LF OFF, HF STD/SIO/SEOS, 485HDX, PIG, BLK, STD-1, A/V OFF, OSDP V1, OPN COL, OSDP TAMP ENBLD, TEST KEY, POLL=75MS, CSN 32-BIT MSB, KPF, ASCII, BFFRD 1 KEY, 8-BIT MSG, IPM OFF, UART OFF, WIEG OFF | Ea |  | 1 Year | 538 | 5% | 511.1
63579 | HID | 921NTPNEK0003X | RDR, RK40, ICLASS, SE E, LF OFF, HF STD/SIO/SEOS, 485HDX, PIG, BLK, STD-1, A/V OFF, OSDP V2, OPT TAMP, OPEN COLL, OSDP TAMP ENBLD, TEST KEY, POLL=50MS, CSN 56-BIT MSB, KPF, ASCII, BFFRD 1 KEY, IPM OFF, UART OFF, WIEG OFF | Ea |  | 1 Year | 538 | 5% | 511.1
63580 | HID | 921NTPNEK000FB | RDR, RK40, ICLASS, SE E, LF OFF, HF STD/SIO/SEOS, 485HDX, PIG, BLK, STD-1, A/V OFF, OSDP V2, OPT TAMP, OPEN COLL, OSDP TAMP ENBLD, TEST KEY, POLL=50MS, CSN 32-BIT MSB, KPF, ASCII, BFFRD 1 KEY, IPM OFF, UART OFF, WIEG OFF | Ea |  | 1 Year | 538 | 5% | 511.1
63581 | HID | 921NTPNEK000QM | RDR, RK40, ICLASS, SE E, LF OFF, HF STD/SIO/SEOS/MIFSPR, 485HDX, PIG, BLK, STD-1, A/V OFF, OSDP V1, OPT TAMP, OPEN COLL, OSDP TAMP ENBLD, TEST KEY, POLL=75MS, CSN MIF SUPPR, KPF, ASCII, BFFRD 1 KEY, IPM OFF, UART OFF, WIEG OFF | Ea |  | 1 Year | 538 | 5% | 511.1
63582 | HID | 921NTPNEK000R3 | RDR, RK40, ICLASS, SE E, LF OFF, HF STD/SIO/SEOS, 485HDX, PIG, BLK, STD-1, A/V OFF, OSDP V1, OPT TAMP, OPEN COLL, OSDP TAMP ENBLD, TEST KEY, POLL=75MS, CSN 32-BIT MSB, KPF, ASCII, BFFRD 1 KEY, IPM OFF, UART OFF, WIEG OFF | Ea |  | 1 Year | 538 | 5% | 511.1
63583 | HID | 921NTPNEK0016H | RDR, RK40, ICLASS, SE E, LF OFF, HF STD/SIO/SEOS, 485HDX, PIG, BLK, STD-1, A/V OFF, OSDP V1, OPN COL, OSDP TAMP ENBLD, TEST KEY, POLL=75MS, CSN 32-BIT MSB, KPF, ASCII, BFFRD 1 KEY, IPM OFF, UART OFF, WIEG OFF | Ea |  | 1 Year | 538 | 5% | 511.1
63584 | HID | 921NTPNEK00385 | RDR, RK40, ICLASS, SE E, LF OFF, HF STD/SIO/SEOS, 485HDX, PIG, BLK, STD-1, OSDP V1, OPEN COLL, OSDP TAMP ENBLD, TEST KEYS, POLL=75MS, A/V OFF, CSN 32-BIT MSB, KPF, ASCII, BFFRD 1 KEY, EM4102 32 BIT, IPM OFF, WEIG OFF | Ea |  | 1 Year | 538 | 5% | 511.1
63585 | HID | 921NTPNEKE016H | RDR, RK40, ICLASS, SE E, LF OFF, HF STD/SIO/SEOS, 485HDX, PIG, BLK, ELITE, A/V OFF, OSDP V1, OPN COL, OSDP TAMP ENBLD, TEST KEY, POLL=75MS, CSN 32-BIT MSB, KPF, ASCII, BFFRD 1 KEY, IPM OFF, UART OFF, WIEG OFF | Ea |  | 1 Year | 538 | 5% | 511.1
63586 | HID | 921NTPNEKE041Q | RDR, RK40, ICLASS, SE E, LF OFF HF ICLASS LEG/SEOS, 485HDX ,PIG, BLK, ELITE, LED OFF, FLSH OFF, BZR ON, OSDP V1, OPN COL, OSDP TAMP ENBLD, TEST KEY, POLL=75MS, ASCII, BFFRD 1 KEY, IPM OFF, UART OFF, WIEG OFF, MICROSOFT | Ea |  | 1 Year | 538 | 5% | 511.1
63587 | HID | 921NTPTEK00035 | RDR, RK40, ICLASS, SE E, LF OFF, HF STD/SIO/SEOS, 485HDX, TERM, BLK, STD-1, A/V OFF, OSDP V1, OPN COL, OSDP TAMP ENBLD, TEST KEY, POLL=75MS, CSN 32-BIT MSB, KPF, ASCII, BFFRD 1 KEY, IPM OFF, UART OFF, WIEG OFF | Ea |  | 1 Year | 538 | 5% | 511.1
63588 | HID | 921NTPTEK00067 | RDR, RK40, ICLASS, SE E, LF OFF, HF STD/SIO/SEOS, 485HDX, TERM, BLK, STD-1, A/V OFF, OSDP V1, OPN COL, OSDP TAMP DISBLD, TEST KEY, POLL=75MS, CSN 32-BIT MSB, KPF, ASCII, BFFRD 1 KEY, IPM OFF, UART OFF, WIEG OFF | Ea |  | 1 Year | 538 | 5% | 511.1
63589 | HID | 921NTPTEK000QM | RDR, RK40, ICLASS, SE E, LF OFF, HF STD/SIO/SEOS/MIFSPR, 485HDX, TERM, BLK, STD-1, A/V OFF, OSDP V1, OPT TAMP, OPEN COLL, OSDP TAMP ENBLD, TEST KEY, POLL=75MS, CSN MIF SUPPR, KPF, ASCII, BFFRD 1 KEY, IPM OFF, UART OFF, WIEG OFF | Ea |  | 1 Year | 538 | 5% | 511.1
63590 | HID | 921NTPTEK0011L | RDR, RK40, ICLASS, SE E, LF OFF, HF STD/SIO/SEOS, 485HDX, TERM, BLK, STD-1, A/V OFF, OSDP V1, OPN COL, OSDP TAMP DISBLD, TEST KEY, POLL=75MS, CSN 26-BIT (W/DEFAULT FC), KPF, ASCII, BFFRD 1 KEY, IPM OFF, UART OFF, WIEG OFF | Ea |  | 1 Year | 538 | 5% | 511.1
63591 | HID | 921NTPTEK0016D | RDR, RK40, ICLASS, SE E, LF OFF, HF STD/SIO/SEOS, 485HDX, TERM, BLK, STD-1, A/V OFF, OSDP V1, OPN COL, OSDP TAMP DISBLD, TEST KEY, POLL=75MS, CSN 32-BIT MSB, KPF, ASCII, BFFRD 1 KEY, IPM OFF, UART OFF, WIEG OFF | Ea |  | 1 Year | 538 | 5% | 511.1
63592 | HID | 921NTPTEK0016F | RDR, RK40, ICLASS, SE E, LF OFF, HF STD/SIO/SEOS, 485HDX, TERM, BLK, STD-1, A/V OFF, OSDP V1, OPN COL, OSDP TAMP DISBLD, TEST KEY, POLL=75MS, CSN 32-BIT MSB, KPF, ASCII, BFFRD 1 KEY, IPM OFF, UART OFF, WIEG OFF | Ea |  | 1 Year | 538 | 5% | 511.1
63593 | HID | 921NTPTEK0016H | RDR, RK40, ICLASS, SE E, LF OFF, HF STD/SIO/SEOS, 485HDX, TERM, BLK, STD-1, A/V OFF, OSDP V1, OPN COL, OSDP TAMP ENBLD, TEST KEY, POLL=75MS, CSN 32-BIT MSB, KPF, ASCII, BFFRD 1 KEY, IPM OFF, UART OFF, WIEG OFF | Ea |  | 1 Year | 538 | 5% | 511.1
63594 | HID | 921NTPTEK00253 | RDR, RK40, ICLASS, SE E, LF OFF, HF STD/SIO/SEOS, 485HDX, TERM, BLK, STD-1, A/V OFF, OSDP V1, OPN COL, OSDP TAMP DISBLD, TEST KEY, POLL=75MS, CSN 32-BIT MSB, KPF, ASCII, BFFRD 1 KEY, IPM OFF, UART OFF, WIEG OFF | Ea |  | 1 Year | 538 | 5% | 511.1
63595 | HID | 921NTPTEK00254 | RDR, RK40, ICLASS, SE E, LF OFF, HF STD/SIO/SEOS, 485HDX, TERM, BLK, STD-1, A/V OFF, OSDP V1, OPN COL, OSDP TAMP DISBLD, TEST KEY, POLL=75MS, CSN 37-BIT LSB, KPF, ASCII, BFFRD 1 KEY, IPM OFF, UART OFF, WIEG OFF | Ea |  | 1 Year | 538 | 5% | 511.1
63596 | HID | 921NTPTEK00356 | RDR, RK40, ICLASS, SE E, LF OFF, HF STD/SIO/SEOS, 485HDX, TERM, BLK, STD-1, A/V OFF, OSDP V1, OPN COL, OSDP TAMP ENBLD, TEST KEY, POLL=75MS, CSN 56-BIT MSB, KPF, ASCII, BFFRD 1 KEY, IPM OFF, UART OFF, WIEG OFF | Ea |  | 1 Year | 538 | 5% | 511.1
63597 | HID | 921NTPTEK0056M | RDR,RK40,ICLASS,SE E,LF OFF,HF STD/SIO/SEOS, 485HDX,TERM,BLK,STD-1, A/V OFF, OSDP V1,OPT TAMP,OPEN COLL,OSDP TAMP ENABLED,TEST KEY,POLL=75MS,CSN 37-BIT MSB, KPF,BFFRD 1 KEY,DOR COMPL,NO PAR,8-BIT MSG,IPM OFF,UART OFF,WIEG OFF | Ea |  | 1 Year | 538 | 5% | 511.1
63598 | HID | 921NTPTEK0056N | RDR,RK40,ICLASS,SE E,LF OFF,HF STD/SIO/SEOS, 485HDX,TERM,BLK,STD-1, A/V OFF, OSDP V1,OPT TAMP,OPEN COLL,OSDP TAMP DISBLD,TEST KEY,POLL=75MS,CSN 32-BIT MSB,KPF, BFFRD 1 KEY,DOR COMPL,NO PAR,8-BIT MSG,IPM OFF, UART OFF, WIEG OFF | Ea |  | 1 Year | 538 | 5% | 511.1
63599 | HID | 921NTPTEK0056Q | RDR, RK40, ICLASS, SE E, LF OFF, HF STD/SIO/SEOS, 485HDX,TERM, BLK, STD-1, A/V OFF, OSDP V1, OPT TAMP, OPEN COLL,OSDP TAMP ENABLED, TEST KEY, POLL=75MS,CSN 32-BIT MSB, KPF, ASCII, BFFRD 1 KEY, IPM OFF, UART OFF, WIEG OFF | Ea |  | 1 Year | 538 | 5% | 511.1
63600 | HID | 921NTPTEK0056R | RDR,RK40,ICLASS,SE E, LF OFF,HF STD/SIO/SEOS, 485HDX,TERM,BLK,STD-1, A/V OFF, OSDP V1,OPT TAMP,OPEN COLL,OSDP TAMP ENABLED,TEST KEY,POLL=75MS,CSN 32-BIT MSB, KPF,BFFRD 1 KEY,DOR COMPL,NO PAR,8-BIT MSG,IPM OFF,UART OFF,WIEG OFF | Ea |  | 1 Year | 538 | 5% | 511.1
63601 | HID | 921NTPTEK0056T | RDR,RK40,ICLASS,SE E,LF OFF,HF STD/SIO/SEOS, 485HDX,TERM,BLK,STD-1, A/V OFF, OSDP V1,OPT TAMP,OPEN COLL,OSDP TAMP ENABLED,TEST KEY,POLL=75MS,CSN 32-BIT MSB, KPF,BFFRD 1 TO 11KEYS,NO PAR,4-TO44-BIT MSG,IPM OFF,UART OFF,WIEG OFF | Ea |  | 1 Year | 538 | 5% | 511.1
63602 | HID | 921NTPTEKE0067 | RDR, RK40, ICLASS, SE E, LF OFF, HF STD/SIO/SEOS, 485HDX, TERM, BLK, ELITE, A/V OFF, OSDP V1, OPN COL, OSDP TAMP DISBLD, TEST KEY, POLL=75MS, CSN 32-BIT MSB, KPF, ASCII, BFFRD 1 KEY, IPM OFF, UART OFF, WIEG OFF | Ea |  | 1 Year | 538 | 5% | 511.1
63603 | HID | 921NTPTEKE016F | RDR, RK40, ICLASS, SE E, LF OFF, HF STD/SIO/SEOS, 485HDX, TERM, BLK, ELITE, A/V OFF, OSDP V1, OPN COL, OSDP TAMP DISBLD, TEST KEY, POLL=75MS, CSN 32-BIT MSB, KPF, BFFRD 1 KEY, PAR, 6-BIT MSG, IPM OFF, UART OFF, WIEG OFF | Ea |  | 1 Year | 538 | 5% | 511.1
63604 | HID | 921NTPTEKE016H | RDR, RK40, ICLASS, SE E, LF OFF, HF STD/SIO/SEOS, 485HDX, TERM, BLK, ELITE, A/V OFF, OSDP V1, OPN COL, OSDP TAMP ENBLD, TEST KEY, POLL=75MS, CSN 32-BIT MSB, KPF, ASCII, BFFRD 1 KEY, IPM OFF, UART OFF, WIEG OFF | Ea |  | 1 Year | 538 | 5% | 511.1
63605 | HID | 921NTPTEKE041Q | RDR, RK40, ICLASS, SE E, LF OFF HF ICLASS LEG/SEOS, 485HDX , TERM, BLK, ELITE, LED OFF, FLSH OFF, BZR ON, OSDP V1, OPN COL, OSDP TAMP ENBLD, TEST KEY, POLL=75MS, ASCII, BFFRD 1 KEY, IPM OFF, UART OFF, WIEG OFF, MICROSOFT | Ea |  | 1 Year | 538 | 5% | 511.1
63606 | HID | 921NTPTEKE056P | RDR, RK40, ICLASS, SE E, LF OFF, HF STD/SIO/SEOS, 485HDX, TERM, BLK, ELITE, A/V OFF, OSDP V1,OPT TAMP,OPEN COLL, OSDP TAMP DISBLD,TEST KEY,POLL=75MS,CSN 32-BIT MSB,KPF, BFFRD 1 KEY,PAR,6-BIT MSG,IPM OFF,UART OFF,WIEG OFF | Ea |  | 1 Year | 538 | 5% | 511.1
63607 | HID | 921NWNNEK00324 | RDR, RK40, ICLASS, SE E, LF OFF, HF STD/SIO/SEOS/MIGR, WIEG, PIG, BLK, HF MIGR PFL EVP00000, IPM OFF | Ea |  | 1 Year | 563 | 5% | 534.85
63608 | HID | 921NWNNEKE00E4 | RDR, RK40, ICLASS, SE E, LF OFF, HF CST LEG/HID MIFARE APPL/MF CSN SUPPR, WIEG, PIG, BLK, LED RED, FLSH GRN, BZR ON, OPT TAMP, OPEN COLL, KPF, BFFRD 1 TO 5 KEYS, PAR, FC FIXED 001, 26-BIT MSG, IPM OFF, MIGR PFL EVPH0026 | Ea |  | 1 Year | 563 | 5% | 534.85
63609 | HID | 921NWNNEKE00EH | RDR, RK40, ICLASS, SE E, LF OFF, HF CSTM/DESFIRE CSN ONLY/MIGR, WIEG, PIG, BLK, LED RED, FLSH GRN, BZR ON, OPT TAMP, OPEN COLL, CSN 56-BIT MSB, KPF, BFFRD 1 KEY, NO PAR, 4-BIT MSG, IPM OFF, EVCS4046 | Ea |  | 1 Year | 563 | 5% | 534.85
63610 | HID | 921NWNNEKE00GA | RDR, RK40, ICLASS, SE E, LF OFF, HF STD/SIO/SEOS/MIGR, WIEG, PIG, BLK, LED RED, FLSH GRN, BZR ON, CSN 32-BIT MSB, HF MIGR PFL EVP00000_ICE0318, KPF, BFFRD 1 KEY, NO PAR, 4-BIT MSG, IPM OFF | Ea |  | 1 Year | 563 | 5% | 534.85
63611 | HID | 921NWNNEKE00GM | RDR, RK40, ICLASS, SE E, LF OFF, HF MIGR ONLY, C&D, PIG, BLK, LED RED, FLSH GRN, BZR ON, KPF, BFFRD 1 KEY, DOR COMPL, NO PAR, 8-BIT MSG, IPM OFF, HF MIGR PFL EVCS3050_ICE0648, CAPTOR | Ea |  | 1 Year | 563 | 5% | 534.85
63612 | HID | 921NWNNEKE00GP | RDR, RK40, ICLASS, SE E, LF OFF, HF MIGR ONLY, WIEG, PIG, BLK, LED RED, FLSH GRN, BZR ON, KPF, BFFRD 1 KEY, NO PAR, 4-BIT MSG, IPM OFF, HF MIGR PFL EVCS5724_ICE0644 | Ea |  | 1 Year | 563 | 5% | 534.85
63613 | HID | 921NWNNEKE00GR | RDR, RK40, ICLASS, SE E, LF OFF, HF MIGR ONLY, WIEG, PIG, BLK, LED RED, FLSH GRN, BZR ON, KPF, BFFRD 1 KEY, DOR COMPL, NO PAR, 8-BIT MSG, IPM OFF, HF MIGR PFL EVCS5708_ICE0646 | Ea |  | 1 Year | 563 | 5% | 534.85
63614 | HID | 921NWNNEKE00GT | RDR, RK40, ICLASS, SE E, LF OFF, HF MIGR ONLY, WIEG, PIG, BLK, LED RED, FLSH GRN, BZR ON, KPF, BFFRD 1 KEY, NO PAR, 4-BIT MSG, IPM OFF, HF MIGR PFL EVCS5711_ICE0647 | Ea |  | 1 Year | 563 | 5% | 534.85
63615 | HID | 921NWNNEKE00GV | RDR, RK40, ICLASS, SE E, LF OFF, HF MIGR ONLY, WIEG, PIG, BLK, LED RED, FLSH GRN, BZR ON, KPF, BFFRD 1 KEY, NO PAR, 4-BIT MSG, WIEG PW 100US - PS 1050US, IPM OFF, HF MIGR PFL EVCF0213_ICE0650 | Ea |  | 1 Year | 563 | 5% | 534.85
63616 | HID | 921NWNNEKE00GW | RDR, RK40, ICLASS, SE E, LF OFF, HF MIGR ONLY, C&D, PIG, BLK, LED RED, FLSH GRN, BZR ON, KPF, BFFRD 1 KEY, DOR COMPL, NO PAR, 8-BIT MSG, IPM OFF, HF MIGR PFL EVCF0186_ICE0651 | Ea |  | 1 Year | 563 | 5% | 534.85
63617 | HID | 921NWNNEKE00H0 | RDR, RK40, ICLASS, SE E, LF OFF, HF MIGR ONLY, WIEG, PIG, BLK, LED RED, FLSH GRN, BZR ON, KPF, BFFRD 1 KEY, DOR COMPL, NO PAR, 8-BIT MSG, WIEG PW 100US - PS 1050US, , IPM OFF, HF MIGR PFL EVCF0122_ICE0653 | Ea |  | 1 Year | 563 | 5% | 534.85
63618 | HID | 921NWNNEKE00H1 | RDR, RK40, ICLASS, SE E, LF OFF, HF MIGR ONLY, WIEG, PIG, BLK, LED RED, FLSH GRN, BZR ON, KPF, BFFRD 1 KEY, DOR COMPL, NO PAR, 8-BIT MSG, WIEG PW 100US - PS 1050US, , IPM OFF, HF MIGR PFL EVCF0122A_ICE0654 | Ea |  | 1 Year | 563 | 5% | 534.85
63619 | HID | 921NWNNEKE00J6 | RDR, RK40, ICLASS, SE E, LF OFF, HF STD/SIO/SEOS/MIGR, WIEG, PIG, BLK, LED OFF, FLASH OFF, BZR OFF, OPT TAMP, OPEN COLL, KPF, BFFRD 1 KEY, NO PAR, 4-BIT MSG, HF MIGR PFL EVP00000_ICE0318, IPM OFF | Ea |  | 1 Year | 563 | 5% | 534.85
63620 | HID | 921NWNNEKE00KQ | RDR, RK40, ICLASS, SE E, LF OFF, HF ICLASS LEG/MIG, WIEG, PIG, BLK, LED OFF, FLSH OFF, BZR ON, OPT TAMP, OPEN COLL, MIFARE CSN SUPPR, KPF, BFFRD 1 KEY, NO PAR, 4-BIT MSG, IPM OFF, PICO15693 10 PERCENT MODULATION, EVC107781_ICE0706 | Ea |  | 1 Year | 563 | 5% | 534.85
63621 | HID | 921NWNNEKE00M2 | RDR, RK40, ICLASS, SE E, LF OFF, HF STD/SIO/SEOS/MIGR, WIEG, PIG, BLK, LED RED, FLSH GRN, BZR ON, KPF, BFFRD 1 KEY, NO PAR, 4-BIT MSG, HF MIGR PFL EVP00000, I'M ALIVE | Ea |  | 1 Year | 563 | 5% | 534.85
63622 | HID | 921NWNNEKE00R4 | RDR, RK40, ICLASS, SE E, LF OFF, HF STD/SIO/SEOS/MIGR/HID MIFARE APPLICATION/MF CSN SUPPR, WIEG, PIG, BLK, LED RED, FLSH GRN, BZR ON, OPT TAMP, OPEN COLL, KPF, BFFRD 1 KEY, NO PAR, 4-BIT MSG, IPM OFF | Ea |  | 1 Year | 563 | 5% | 534.85
63623 | HID | 921NWNNEKE00R5 | RDR, RK40, ICLASS, SE E, LF OFF, HF STD/SIO/SEOS/MIGR/HID MIFARE APPLICATION/MF CSN SUPPR, WIEG, PIG, BLK, LED RED, FLSH GRN, BZR ON, OPT TAMP, OPEN COLL, KPF, BFFRD 1 KEY, NO PAR, 8-BIT MSG, IPM OFF | Ea |  | 1 Year | 563 | 5% | 534.85
63624 | HID | 921NWNNEKE00U0 | RDR, RK40, ICLASS, LF OFF, HF STD/SIO/SEOS/MIGR, WIEG, PIG, BLK, STD-1, LED OFF, FLSH OFF, BZR ON, OPT TAMP, OPEN COLL, KPF, BFFRD 1 KEY, PAR, 6-BIT MSG, CSN 32-BIT MSB, HF MIGR PFL EVP00000, IPM OFF | Ea |  | 1 Year | 563 | 5% | 534.85
63625 | HID | 921NWNNEKE00VB | RDR, RK40, ICLASS, SE E, LF OFF, HF STD/SIO/SEOS/MIGR, WIEG, PIG, BLK, LED OFF, FLSH OFF, BZR ON, OPT TAMP, OPEN COLL, KPF, BFFRD 1 KEY, PAR, 6-BIT MSG, CSN 32-BIT MSB, HF MIGR PFL EVP00000, IPM OFF | Ea |  | 1 Year | 563 | 5% | 534.85
63626 | HID | 921NWNNEKE044Y | RDR, RK40, ICLASS, SE E, LF OFF, HF STD/SIO/SEOS/MIGR CST MIFARE, WIEG, PIG, BLK, KPF, BFFRD 1 KEY, DOR COMPLI, NO PAR, 8 BIT,IPM OFF, HF MIGR PFL EVCF0114_ICE0363, ADOBE | Ea |  | 1 Year | 563 | 5% | 534.85
63627 | HID | 921NWNNEKE047H | RDR, RK40, ICLASS, SE E, LF OFF, HF STD/SIO/SEOS/MIGR, WIEG, PIG, BLK, HF MIGR PFL EVC00000_ICE0393, LED RED, FLSH GRN, BZR ON, KPF, BFFRD 1 KEY, NO PAR, 4-BIT MSG, IPM OFF | Ea |  | 1 Year | 563 | 5% | 534.85
63628 | HID | 921NWNNEKE050K | RDR, RK40, ICLASS, SE E, LF OFF, HF STD/SIO/SEOS/MIGR, WIEG, PIG, BLK,LED RED, FLSH GRN, BRZ ON, KPF BFFRD 1 KEY, NO PAR, 4 BIT MESG, IPM OFF, HF MIGR PFL EVC5164 | Ea |  | 1 Year | 563 | 5% | 534.85
63629 | HID | 921NWNNEKE0534 | RDR, RK40, ICLASS, SE E, LF OFF, HF CST LEG/HID MIFARE APPLICATION/MF CSN SUPPR, WIEG, PIG, BLK, LED RED, FLSH GRN, BZR ON, OPT TAMP, OPEN COLL, KPF, BFFRD 1 KEY, NO PAR, 4-BIT MSG IPM OFF | Ea |  | 1 Year | 563 | 5% | 534.85
63630 | HID | 921NWNNEKE0537 | RDR, RK40, ICLASS, SE E, LF OFF, HF MIGR, WIEG, PIG, BLK, LED OFF, FLSH OFF, BZR ON, KPF, BFFRD 1 KEY, DOR COMPL, NO PAR, 8-BIT MSG, IPM OFF, HF MIGR PFL EVC00000_ICE0440, DIVERSIFIED KEY DISABLED | Ea |  | 1 Year | 563 | 5% | 534.85
63631 | HID | 921NWNTEK00324 | RDR, RK40, ICLASS, SE E, LF OFF, HF STD/SIO/SEOS/MIGR, WIEG, TERM, BLK, HF MIGR PFL EVP00000, IPM OFF | Ea |  | 1 Year | 563 | 5% | 534.85
63632 | HID | 921NWNTEK0042Y | RDR, RK40, ICLASS, SE E, LF OFF, HF STD/SIO/SEOS/MIG, WIEG, TERM, BLK, HF MIGR PFL EVP219587, IPM OFF | Ea |  | 1 Year | 563 | 5% | 534.85
63633 | HID | 921NWNTEK0047D | RDR, RK40, ICLASS, SE E, LF OFF, HF MIG, WIEG, TERM, BLK, LED OFF, FLS OFF, BZR ON, OPT TAMP, OPEN COLL, CSN 32-BIT MSB, KPF, BFFRD 1 KEY, DOR COMPL, NO PAR, 8-BIT MSG, HF MIGR PFL EVC00000_ICE0391, IPM OFF, 14443A CSN | Ea |  | 1 Year | 563 | 5% | 534.85
63634 | HID | 921NWNTEK0047W | RDR, RK40, ICLASS, SE E, LF OFF, HF STD/SIO/SEOS/MIG, WIEG, TERM, BLK, LED OFF, FLSH OFF, BZR ON, OPT TAMP, OPEN COLL, CSN 56-BIT LSB, KPF, BFFRD 1 KEY, DOR COMPL, NO PAR, 8-BIT MSG, HF MIGR PFL EVP00000, IPM OFF | Ea |  | 1 Year | 563 | 5% | 534.85
63635 | HID | 921NWNTEKE006U | RDR, RK40, ICLASS, SE E, LF OFF, HF STD/SIO/SEOS/MIG, WIEG, TERM, BLK, LED RED, FLSH OFF, BZR ON, OPT TAMP, OPEN COLL, CSN SUPPR, KPF, BFFRD 1 KEY, DOR COMPL, NO PAR, 8-BIT MSG, HF MIGR PFL EVP00000, IPM OFF | Ea |  | 1 Year | 563 | 5% | 534.85
63636 | HID | 921NWNTEKE00BQ | RDR, RK40, ICLASS, SE E, LF OFF, HF SIO/SEOS/MIGR, WIEG, TERM, BLK, LED OFF, FLSH OFF, BZR ON, KPF, BFFRD 1 KEY, DOR COMPL, NO PAR, 8-BIT MSG, IPM OFF, HF MIGR PFL EVCF0306_ICE0285, SONY ERICSSON | Ea |  | 1 Year | 563 | 5% | 534.85
63637 | HID | 921NWNTEKE00DQ | RDR, RK40, ICLASS, SE E, LF OFF, HF STD/SIO/SEOS/MIGR, WIEG, TERM, BLK, LED OFF, FLASH OFF, BZR OFF, KPF, BFFRD 1 KEY, NO PAR, 4-BIT MSG, HF MIGR PFL EVP00000_ICE0318, IPM OFF | Ea |  | 1 Year | 563 | 5% | 534.85
63638 | HID | 921NWNTEKE00GW | RDR, RK40, ICLASS, SE E, LF OFF, HF MIGR ONLY, C&D, TERM, BLK, LED RED, FLSH GRN, BZR ON, KPF, BFFRD 1 KEY, DOR COMPL, NO PAR, 8-BIT MSG, IPM OFF, HF MIGR PFL EVCF0186_ICE0651 | Ea |  | 1 Year | 563 | 5% | 534.85
63639 | HID | 921NWNTEKE00KQ | RDR, RK40, ICLASS, SE E, LF OFF, HF ICLASS LEG/MIG, WIEG, TERM, BLK, LED OFF, FLSH OFF, BZR ON, OPT TAMP, OPEN COLL, MIFARE CSN SUPPR, KPF, BFFRD 1 KEY, NO PAR, 4-BIT MSG, IPM OFF, PICO15693 10 PERCENT MODULATION, EVC107781_ICE0706 | Ea |  | 1 Year | 563 | 5% | 534.85
63640 | HID | 921NWNTEKE00M2 | RDR, RK40, ICLASS, SE E, LF OFF, HF STD/SIO/SEOS/MIGR, WIEG, TERM, BLK, LED RED, FLSH GRN, BZR ON, KPF, BFFRD 1 KEY, NO PAR, 4-BIT MSG, HF MIGR PFL EVP00000, I'M ALIVE 10SEC, IPM OFF, KPD, NO PROX | Ea |  | 1 Year | 563 | 5% | 534.85
63641 | HID | 921NWNTEKE00U0 | RDR, RK40, ICLASS, LF OFF, HF STD/SIO/SEOS/MIGR, WIEG, TERM, BLK, STD-1, LED OFF, FLSH OFF, BZR ON, OPT TAMP, OPEN COLL, KPF, BFFRD 1 KEY, PAR, 6-BIT MSG, CSN 32-BIT MSB, HF MIGR PFL EVP00000, IPM OFF | Ea |  | 1 Year | 563 | 5% | 534.85
63642 | HID | 921NWNTEKE00VB | RDR, RK40, ICLASS, SE E, LF OFF, HF STD/SIO/SEOS/MIGR, WIEG, TERM, BLK, LED OFF, FLSH OFF, BZR ON, OPT TAMP, OPEN COLL, KPF, BFFRD 1 KEY, PAR, 6-BIT MSG, CSN 32-BIT MSB, HF MIGR PFL EVP00000, IPM OFF | Ea |  | 1 Year | 563 | 5% | 534.85
63643 | HID | 921NWNTEKE030M | RDR, RK40, ICLASS, SE E, LF OFF, HF STD/SIO/SEOS/MIGR, WIEG, TERM, BLK, ELITE KEYS, HF MIGR PFL EVC107564, IPM OFF | Ea |  | 1 Year | 563 | 5% | 534.85
63644 | HID | 921NWNTEKE042A | RDR, RK40, ICLASS, SE E, LF OFF, HF STD/SIO/SEOS/MIG, WIEG, TERM, BLK, HF MIGR PFL EVC01210, IPM OFF | Ea |  | 1 Year | 563 | 5% | 534.85
63645 | HID | 921NWNTEKE042R | RDR, RK40, ICLASS, SE E, LF OFF, HF STD/SIO/SEOS/MIG, WIEG, TERM, BLK, HF MIGR PFL EVC244856, IPM OFF | Ea |  | 1 Year | 563 | 5% | 534.85
63646 | HID | 921NWNTEKE044Y | RDR, RK40, ICLASS, SE E, LF OFF, HF STD/SIO/SEOS/MIGR CST MIFARE, WIEG, TERM, BLK, KPF, BFFRD 1 KEY, DOR COMPLI, NO PAR, 8 BIT,IPM OFF, HF MIGR PFL EVCF0114_ICE0363, ADOBE | Ea |  | 1 Year | 563 | 5% | 534.85
63647 | HID | 921NWNTEKE050K | RDR, RK40, ICLASS, SE E, LF OFF, HF STD/SIO/SEOS/MIGR, WIEG, TERM, BLK, LED RED, FLSH OFF, BZR ON, KPF, BFFRD 1 KEY, DOR COMPL, NO PAR, 8-BIT MSG, IPM OFF, HF MIGR PFL EVCS5164 | Ea |  | 1 Year | 563 | 5% | 534.85
63648 | HID | 921NWNTEKE0534 | RDR, RK40, ICLASS, SE E, LF OFF, HF CST LEG/HID MIFARE APPL/MF CSN SUPPR, WIEG, TERM, BLK, LED RED, FLSH GRN, BZR ON, OPT TAMP, OPEN COLL, KPF, BFFRD 1 KEY, NO PAR. 4 BIT MSG, IPM OFF, MIGR PFL EVPH0026 | Ea |  | 1 Year | 563 | 5% | 534.85
63649 | HID | 921NWNTEKE0537 | RDR, RK40, ICLASS, SE E, LF OFF, HF MIGR, WIEG, TERM, BLK, LED OFF, FLSH OFF, BZR ON, KPF, BFFRD 1 KEY, DOR COMPL, NO PAR, 8-BIT MSG, IPM OFF, HF MIGR PFL EVC00000_ICE0440, DIVERSIFIED KEY DISABLED | Ea |  | 1 Year | 563 | 5% | 534.85
63650 | HID | 921NWNTEKE054F | RDR, RK40, ICLASS, SE E, LF OFF, HF STD/SIO/SEOS/MIGR, WIEG, TERM, BLK, HF MIGR PFL EVCF0313_ICE0287, IPM OFF | Ea |  | 1 Year | 563 | 5% | 534.85
63651 | HID | 921NWNTEKE054U | RDR, RK40, ICLASS, SE E, LF OFF, HF SEOS/MIGR CST MIFARE, WIEG, TERM, BLK, KPF, BFFRD 1 KEY, NO PAR, 4 BIT,IPM OFF, HF MIGR PFL EVCF0114_ICE0363 | Ea |  | 1 Year | 563 | 5% | 534.85
63652 | HID | 921NWNTEKE057H | RDR, RK40, ICLASS, SE E, LF OFF, HF STD/SIO/SEOS/MIGR, WIEG, TERM, BLK, HF MIGR PFL EVP00000_ICE0318, IPM OFF | Ea |  | 1 Year | 563 | 5% | 534.85
63653 | HID | 921NWNTEKE05A8 | RDR, RK40, ICLASS, SE E, LF OFF, HF STD/SIO/SEOS/MIGR, WIEG, TERM, BLK,LED RED, FLSH OFF, BZR ON, KPF, BFFRD 1 KEY, DOR COMPL, NO PAR, 8-BIT MSG, WIEGAND PULSE TIME 100US, IPM OFF, HF MIGR PFL EVCS5164 | Ea |  | 1 Year | 563 | 5% | 534.85
63654 | HID | 921NWPNEK0047M | RDR, RK40, ICLASS, SE E, LF OFF, HF STD/SIO/SEOS/MIGR, 485HDX, PIG, BLK, A/V OFF, LED ON, FLSH ON, BZR ON, OSDP V2, OPT TAMP, OC, OSDP TAMP ENBLD, TEST KEY, POLL=75MS, CSN 56-BIT MSB, ASCII, BFFRD 1 KEY, IPM OFF, UART OFF, WIEG OFF, EVP0000 | Ea |  | 1 Year | 598 | 5% | 568.1
63655 | HID | 921NWPNEK00482 | RDR, RK40, ICLASS, SE E, LF OFF, HF STD/SIO/SEOS/MIGR, 485HDX, PIG, BLK, WIEG, LED ON, FLSH ON, BZR ON, OPT TAMP, OPEN COLL, CSN 56-BIT MSB, KPF, BFFRD 1 KEY, NO PAR, 4-BIT MSG, IPM OFF, UART OFF, WIEG ON, EVP00000 | Ea |  | 1 Year | 598 | 5% | 568.1
63656 | HID | 921NWPNEKE00KU | RDR, RK40, ICLASS, LF OFF, HF STD/SIO/SEOS/MIGR, 485HDX, PIG, BLK, STD-1, A/V OFF, OSDP V2, OPT TAMP, OPEN COLL, OSDP TAMP, KPF, ASCII, BFFRD 1 KEY, CSN 32-BIT MSB, HF MIGR PFL EVP00000, IPM OFF | Ea |  | 1 Year | 598 | 5% | 568.1
63657 | HID | 921NWPNEKE00VF | RDR, RK40, ICLASS, SE E, LF OFF, HF STD/SIO/SEOS/MIGR, 485HDX, PIG, BLK, OSDP V2, A/V OFF, OPT TAMP, OPEN COLL, OPT TAMP, KPF, ASCII, BFFRD 1 KEY, CSN 32-BIT MSB, HF MIGR PFL EVP00000, IPM OFF | Ea |  | 1 Year | 598 | 5% | 568.1
63658 | HID | 921NWPTEK000HL | RDR, RK40, ICLASS, SE E, LF OFF, HF STD/SIO/SEOS/MIGR, 485HDX, TERM, BLK, A/V OFF, OSDP V1, OPT TAMP, OPEN COLL, OSDP TAMP ENBLD, TEST KEYS, POLL=75MS, KPF, ASCII, BFFRD 1 KEY, HF MIGR PFL EVP00000, IPM OFF | Ea |  | 1 Year | 598 | 5% | 568.1
63659 | HID | 921NWPTEK000HM | RDR, RK40, ICLASS, SE E, LF OFF, HF STD/SIO/SEOS/MIGR, 485HDX, TERM, BLK, A/V OFF, OSDP V1, OPT TAMP, OPEN COLL, OSDP TAMP ENBLD, TEST KEYS, POLL=75MS, KPF, ASCII, BFFRD 1 KEY, HF MIGR PFL EVP00120, IPM OFF | Ea |  | 1 Year | 598 | 5% | 568.1
63660 | HID | 921NWPTEK00318 | RDR, RK40, ICLASS, SE E, LF OFF, HF STD/SIO/SEOS/MIGR, 485HDX, TERM, BLK, HF MIGR PFL EVC185333, IPM OFF | Ea |  | 1 Year | 598 | 5% | 568.1
63661 | HID | 921NWPTEK00324 | RDR, RK40, ICLASS, SE E, LF OFF, HF STD/SIO/SEOS/MIGR, 485HDX, TERM, BLK, HF MIGR PFL EVP00000, IPM OFF | Ea |  | 1 Year | 598 | 5% | 568.1
63662 | HID | 921NWPTEK00327 | RDR, RK40, ICLASS, SE E, LF OFF, HF STD/SIO/SEOS/MIGR, 485HDX, TERM, BLK, HF MIGR PFL EVP00120, IPM OFF | Ea |  | 1 Year | 598 | 5% | 568.1
63663 | HID | 921NWPTEK0047M | RDR, RK40, ICLASS, SE E,LF OFF, HF STD/SIO/SEOS/MIGR, 485HDX, TERM, BLK A/V OFF, OSDP V2, OPT TAMP, OC, OSDP TAMP ENBLD, TEST KEY, POLL=75MS, CSN 56-BIT MSB, KPF, ASCII, BFFRD 1 KEY, IPM OFF, UART OFF, WIEG OFF, EVP00000 | Ea |  | 1 Year | 598 | 5% | 568.1
63664 | HID | 921NWPTEK0047R | RDR, RK40, ICLASS, SE E, LF OFF, HF STD/SIO/SEOS/MIGR, 485HDX, TERM, BLK, OSDP V1, OPT TAMP, OPEN COLL, OSDP TAMP DISABLED, TEST KEY, POLL=75MS, CSN 32-BIT MSB, KPF, ASCII, BFFRD 1 KEY, IPM OFF, UART OFF, WIEG OFF, EVC00000-ICE0391 | Ea |  | 1 Year | 598 | 5% | 568.1
63665 | HID | 921NWPTEK00482 | RDR, RK40, ICLASS, SE E, LF OFF, HF STD/SIO/SEOS/MIGR, 485HDX, TERM, BLK, WIEG, LED ON, FLSH ON, BZR ON, OPT TAMP, OPEN COLL, CSN 56-BIT MSB, KPF, BFFRD 1 KEY, NO PAR, 4-BIT MSG, IPM OFF, UART OFF, WIEG ON, EVP00000 | Ea |  | 1 Year | 598 | 5% | 568.1
63666 | HID | 921NWPTEKE00KU | RDR, RK40, ICLASS, LF OFF, HF STD/SIO/SEOS/MIGR, 485HDX, TERM, BLK, STD-1, A/V OFF, OSDP V2, OPT TAMP, OPEN COLL, OSDP TAMP, KPF, ASCII, BFFRD 1 KEY, CSN 32-BIT MSB, HF MIGR PFL EVP00000, IPM OFF | Ea |  | 1 Year | 598 | 5% | 568.1
63667 | HID | 921NWPTEKE00UP | RDR, RK40, ICLASS, SE E, LF OFF, HF STD/SIO/SEOS/MIGR, 485HDX, TERM, BLK, A/V OFF, OSDP V2, OPT TAMP, OPEN COLL, OPT TAMP ENBLD, KPF, ASCII, BFFRD 1 KEY, CSN SUPPR, IPM OFF, HF MIGR PFL EVP00000_ICE0318 | Ea |  | 1 Year | 598 | 5% | 568.1
63668 | HID | 921NWPTEKE00VF | RDR, RK40, ICLASS, SE E, LF OFF, HF STD/SIO/SEOS/MIGR, 485HDX, TERM, BLK, OSDP V2, A/V OFF, OPT TAMP, OPEN COLL, OPT TAMP, KPF, ASCII, BFFRD 1 KEY, CSN 32-BIT MSB, HF MIGR PFL EVP00000, IPM OFF | Ea |  | 1 Year | 598 | 5% | 568.1
63669 | HID | 921NWPTEKE052M | RDR, RK40, ICLASS, SE E, LF OFF, HF STD/SIO/SEOS/MIGR, BLK TERM, OSDP V1 485HDX ,HF MIGR PFL EVC26503, IPM OFF, | Ea |  | 1 Year | 598 | 5% | 568.1
63670 | HID | 921NWPTEKE055R | RDR, RK40, ICLASS, SE E, LF OFF, HF STD/SIO/SEOS/MIGR, 485HDX, TERM, BLK, A/V OFF, OSDP V1, OPT TAMP, OPEN COLL, OSDP TAMP ENBLD, TEST KEYS, POLL=75MS, CSN 32-BIT MSB, KPF, ASCII, BFFRD 1 KEY, IPM OFF, UART OFF, WIEG OFF, EVCS3020_ICE0288 | Ea |  | 1 Year | 598 | 5% | 568.1
63671 | HID | 921PBNNEK20000 | RDR, RPK40, MULTICLASS, SE E, LF FSK ONLY, HF SEOS, WIEG, PIG, BLK, STD-2, LED RED, FLSH GRN, BZR ON, VAR BIT OUTPUT PER SIO, KPF, BFFRD 1 KEY, NO PAR, 4-BIT MSG, IPM OFF, VEL ON, MOBILE READY | Ea |  | 1 Year | 630 | 5% | 598.5
63672 | HID | 921PBNNEK2S078 | RDR, RPK40,MULTICLASS,SE E,HF SEOS/MA,WIEG,PIG,BLK,STD-2,LED BLUE, FLSH GRN, BZR ON, OPT TAMP,OC,IM ALIVE,KPF,BFFRD 1 KEY,NO PAR,4-BIT MSG, VAR OUTPUT PER SIO,IPM OFF, VEL ON, RESET TO FACTORY DEFAULTS FOR RK/RPK READERS TARGET,MOBILE-READY | Ea |  | 1 Year | 630 | 5% | 598.5
63673 | HID | 921PBNNEKE0000 | RDR, RPK40, MULTICLASS, SE E, LF FSK ONLY, HF SEOS, WIEG, PIG, BLK, STD-2, LED RED, FLSH GRN, BZR ON, VAR BIT OUTPUT PER SIO, KPF, BFFRD 1 KEY, NO PAR, 4-BIT MSG, IPM OFF, VEL ON, MOBILE-ENABLED-FORMAT | Ea |  | 1 Year | 630 | 5% | 598.5
63674 | HID | 921PBNNEKES078 | RDR,RPK40,MULTICLASS,SE E, HF SEOS, WIEG,PIG,BLK,STD-2,LED BLUE, FLSH GRN, BZR ON,OPT TAMP,OC,IM ALIVE,KPF,BFFRD1 KEY, NO PAR,4-BIT MSG,VAR OUTPUT PER SIO,IPM OFF, VEL ON,RESET TOFACTORYDEFAULTS FOR RK/RPK READERS TARGET,MOBILE-ENABLED-FMT | Ea |  | 1 Year | 630 | 5% | 598.5
63675 | HID | 921PBNTEK20000 | RDR, RPK40, MULTICLASS, SE E, LF FSK ONLY, HF SEOS, WIEG, TERM, BLK, STD-2, LED RED, FLSH GRN, BZR ON, VAR BIT OUTPUT PER SIO, KPF, BFFRD 1 KEY, NO PAR, 4-BIT MSG, IPM OFF, VEL ON, MOBILE READY | Ea |  | 1 Year | 630 | 5% | 598.5
63676 | HID | 921PBNTEK2S078 | RDR, RPK40,MULTICLASS,SE E,HF SEOS/MA,WIEG,TERM,BLK,STD-2,LED BLUE,FLSH GRN,BZR ON,OPT TAMP, OC,IM ALIVE,KPF,BFFRD1 KEY,NO PAR,4-BIT MSG, VAR OUTPUT PER SIO,IPM OFF,VELON,RESET TO FACTORY DEFAULTS FOR RK/RPK READERS TARGET,MOBILE READY | Ea |  | 1 Year | 630 | 5% | 598.5
63677 | HID | 921PBNTEKE0000 | RDR, RPK40, MULTICLASS, SE E, LF FSK ONLY, HF SEOS, WIEG, TERM, BLK, STD-2, LED RED, FLSH GRN, BZR ON, VAR BIT OUTPUT PER SIO, KPF, BFFRD 1 KEY, NO PAR, 4-BIT MSG, IPM OFF, VEL ON, MOBILE-ENABLED-FORMAT | Ea |  | 1 Year | 630 | 5% | 598.5
63678 | HID | 921PBNTEKES078 | RDR,RPK40,MULTICLASS,SE E,HF SEOS,WIEG,TERM,BLK,STD-2,LED BLUE,FLSH GRN,BZR ON,OPT TAMP,OC,IM ALIVE, KPF, BFFRD 1 KEY,NO PAR,4-BIT MSG,VAR OUTPUT PER SIO,IPM OFF,VELON,RESET TO FACTORY DEFAULTS FOR RK/RPK READERS TARGET,MOBILE-ENABLED-FMT | Ea |  | 1 Year | 630 | 5% | 598.5
63679 | HID | 921PBPNEKEA0H9 | RDR, RPK40, MULTICLASS, SE E, LF FSK, HF SEOS/MA, 485HDX, PIG, BLK, A/V OFF, OSDP V2, OPT TAMP, OPEN COLL, OSDP TAMP ENBLD, KPF, ASCII, BFFRD 1 KEY, CSN SUPPR, IPM OFF, MOBILE-ENABLED-FMT | Ea |  | 1 Year | 630 | 5% | 598.5
63680 | HID | 921PHPNEK0000F | RDR, RPK40-H, PIVCLASS, SE E, LF STD, HF STD/SIO/SEOS/FIPS/CAK, 485HDX, PIG, BLK, STD-1, OSDP V1, OPEN COLL, OSDP TAMP ENBLD, TEST KEYS, POLL=75MS, A/V OFF, KPF, ASCII, BFFRD 1 KEY, FIPS 200-BIT, IPM OFF, UART OFF, WIEG OFF | Ea |  | 1 Year | 580 | 5% | 551
63681 | HID | 921PHPNEK0004R | RDR, RPK40-H, PIVCLASS, SE E, LF STD, HF STD/SIO/SEOS/FIPS/CAK, 485HDX, PIG, BLK, STD-1, LED RED, FLSH GRN, BZR ON, OPT TAMP, OPEN COLL, KPF, BFFRD 1 KEY, NO PAR, 4-BIT MSG, FIPS 64-BIT REVERSE BCD, IPM OFF, UART OFF, WIEG ON | Ea |  | 1 Year | 580 | 5% | 551
63682 | HID | 921PHPNEK000HC | RDR, RPK40-H, PIVCLASS, SE E, LF STD, HF STD/SIO/SEOS/FIPS/CAK, 485HDX, PIG, BLK, STD-1, LED RED, FLSH GRN, BZR ON, FIPS 128-BIT REVERSED, KPF, BFFRD 1 KEY, NO PAR, 4-BIT MSG, IPM OFF, UART OFF, WIEG ON | Ea |  | 1 Year | 580 | 5% | 551
63683 | HID | 921PHPNEK000R2 | RDR, RPK40-H, PIVCLASS, SE E, LF STD, HF STD/SIO/SEOS/FIPS/CAK, 485HDX, PIG, BLK, STD-1 , LED RED, FLSH GRN, BZR ON, KPF, BFFRD 1 KEY, NO PAR, 8-BIT MSG, FIPS 200-BIT, IPM OFF, UART OFF, WIEG ON | Ea |  | 1 Year | 580 | 5% | 551
63684 | HID | 921PHPNEK000UE | RDR, RPK40-H, PIVCLASS, SE E, LF STD, HF STD/SIO/SEOS/FIPS/CAK, 485HDX, PIG, BLK, STD-1, OSDP V2, OPEN COLL, OSDP TAMP ENBLD, TEST KEYS, POLL=75MS, A/V OFF, KPF, ASCII, BFFRD 1 KEY, FIPS 200-BIT, IPM OFF, UART OFF, WIEG OFF | Ea |  | 1 Year | 580 | 5% | 551
63685 | HID | 921PHPNEK0032N | RDR, RPK40-H, PIVCLASS, SE E, LF STD, HF STD/SIO/SEOS/FIPS/CAK, 485HDX, PIG, BLK, STD-1, LED RED, FLSH GRN, BZR ON, KPF, BFFRD 1 KEY, NO PAR, 4-BIT MSG, FIPS 200-BIT, IPM OFF, UART OFF, WIEG ON | Ea |  | 1 Year | 580 | 5% | 551
63686 | HID | 921PHPNEK0033G | RDR, RPK40-H, PIVCLASS, SE E, LF STD, HF STD/SIO/SEOS/FIPS/CAK, 485HDX, PIG, BLK, STD-1, OSDP V1, OPEN COLL, OSDP TAMP ENBLD, TEST KEYS, POLL=75MS, A/V OFF, KPF, ASCII, BFFRD 1 KEY, FIPS 75-BIT, IPM OFF, UART OFF, WIEG OFF | Ea |  | 1 Year | 580 | 5% | 551
63687 | HID | 921PHPNEK0033H | RDR, RPK40-H, PIVCLASS, SE E, LF STD, HF STD/SIO/SEOS/FIPS/CAK, 485HDX, PIG, BLK, STD-1, OSDP V1, OPEN COLL, OSDP TAMP ENBLD, TEST KEYS, POLL=75MS, A/V OFF, KPF, ASCII, BFFRD 1 KEY, FIPS 64-BIT, IPM OFF, UART OFF, WIEG OFF | Ea |  | 1 Year | 580 | 5% | 551
63688 | HID | 921PHPNEK0033J | RDR, RPK40-H, PIVCLASS, SE E, LF STD, HF STD/SIO/SEOS/FIPS/CAK, 485HDX, PIG, BLK, STD-1, LED RED, FLSH GRN, BZR ON, OPT TAMP, OPEN COLL, KPF, BFFRD 1 KEY, NO PAR, 4-BIT MSG, FIPS 75-BIT, IPM OFF, UART OFF, WIEG ON | Ea |  | 1 Year | 580 | 5% | 551
63689 | HID | 921PHPNEK0033K | RDR, RPK40-H, PIVCLASS, SE E, LF STD, HF STD/SIO/SEOS/FIPS/CAK, 485HDX, PIG, BLK, STD-1, LED RED, FLSH GRN, BZR ON, OPT TAMP, OPEN COLL, KPF, BFFRD 1 KEY, NO PAR, 4-BIT MSG, FIPS 64-BIT, IPM OFF, UART OFF, WIEG ON | Ea |  | 1 Year | 580 | 5% | 551
63690 | HID | 921PHPNEKE000F | RDR, RPK40-H, PIVCLASS, SE E, LF STD, HF STD/SIO/SEOS/FIPS/CAK, 485HDX, PIG, BLK, STD-1, OSDP V1, OPEN COLL, OSDP TAMP ENBLD, TEST KEYS, POLL=75MS, A/V OFF, KPF, ASCII, BFFRD 1 KEY, FIPS 200-BIT, IPM OFF, UART OFF, WIEG OFF | Ea |  | 1 Year | 580 | 5% | 551
63691 | HID | 921PHPNEKE004R | RDR, RPK40-H, PIVCLASS, SE E, LF STD, HF STD/SIO/SEOS/FIPS/CAK, 485HDX, PIG, BLK, STD-1, LED RED, FLSH GRN, BZR ON, OPT TAMP, OPEN COLL, KPF, BFFRD 1 KEY, NO PAR, 4-BIT MSG, FIPS 64-BIT REVERSE BCD, IPM OFF, UART OFF, WIEG ON | Ea |  | 1 Year | 580 | 5% | 551
63692 | HID | 921PHPNEKE00HC | RDR, RPK40-H, PIVCLASS, SE E, LF STD, HF STD/SIO/SEOS/FIPS/CAK, 485HDX, PIG, BLK, ELITE, LED RED, FLSH GRN, BZR ON, FIPS 128-BIT REVERSED, KPF, BFFRD 1 KEY, NO PAR, 4-BIT MSG, IPM OFF, UART OFF, WIEG ON | Ea |  | 1 Year | 580 | 5% | 551
63693 | HID | 921PHPNEKE032N | RDR, RPK40-H, PIVCLASS, SE E, LF STD, HF STD/SIO/SEOS/FIPS/CAK, 485HDX, PIG, BLK, STD-1, LED RED, FLSH GRN, BZR ON, OPT TAMP, OPEN COLL, KPF, BFFRD 1 KEY, NO PAR, 4-BIT MSG, FIPS 200-BIT, IPM OFF, UART OFF, WIEG ON | Ea |  | 1 Year | 580 | 5% | 551
63694 | HID | 921PHPNEKE033G | RDR, RPK40-H, PIVCLASS, SE E, LF STD, HF STD/SIO/SEOS/FIPS/CAK, 485HDX, PIG, BLK, STD-1, OSDP V1, OPEN COLL, OSDP TAMP ENBLD, TEST KEYS, POLL=75MS, A/V OFF, KPF, ASCII, BFFRD 1 KEY, FIPS 75-BIT, IPM OFF, UART OFF, WIEG OFF | Ea |  | 1 Year | 580 | 5% | 551
63695 | HID | 921PHPNEKE033H | RDR, RPK40-H, PIVCLASS, SE E, LF STD, HF STD/SIO/SEOS/FIPS/CAK, 485HDX, PIG, BLK, STD-1, OSDP V1, OPEN COLL, OSDP TAMP ENBLD, TEST KEYS, POLL=75MS, A/V OFF, KPF, ASCII, BFFRD 1 KEY, FIPS 64-BIT, IPM OFF, UART OFF, WIEG OFF | Ea |  | 1 Year | 580 | 5% | 551
63696 | HID | 921PHPNEKE033J | RDR, RPK40-H, PIVCLASS, SE E, LF STD, HF STD/SIO/SEOS/FIPS/CAK, 485HDX, PIG, BLK, STD-1, LED RED, FLSH GRN, BZR ON, OPT TAMP, OPEN COLL, KPF, BFFRD 1 KEY, NO PAR, 4-BIT MSG, FIPS 75-BIT, IPM OFF, UART OFF, WIEG ON | Ea |  | 1 Year | 580 | 5% | 551
63697 | HID | 921PHPNEKE033K | RDR, RPK40-H, PIVCLASS, SE E, LF STD, HF STD/SIO/SEOS/FIPS/CAK, 485HDX, PIG, BLK, STD-1, LED RED, FLSH GRN, BZR ON, OPT TAMP, OPEN COLL, KPF, BFFRD 1 KEY, NO PAR, 4-BIT MSG, FIPS 64-BIT, IPM OFF, UART OFF, WIEG ON | Ea |  | 1 Year | 580 | 5% | 551
63698 | HID | 921PHPTEK0000F | RDR, RPK40-H, PIVCLASS, SE E, LF STD, HF STD/SIO/SEOS/FIPS/CAK, 485HDX, TERM, BLK, STD-1, OSDP V1, OPEN COLL, OSDP TAMP ENBLD, TEST KEYS, POLL=75MS, A/V OFF, KPF, ASCII, BFFRD 1 KEY, FIPS 200-BIT, IPM OFF, UART OFF, WIEG OFF | Ea |  | 1 Year | 580 | 5% | 551
63699 | HID | 921PHPTEK0004R | RDR, RPK40-H, PIVCLASS, SE E, LF STD, HF STD/SIO/SEOS/FIPS/CAK, 485HDX, TERM, BLK, STD-1, LED RED, FLSH GRN, BZR ON, KPF, BFFRD 1 KEY, NO PAR, 4-BIT MSG, FIPS 64-BIT REVERSE BCD, IPM OFF, UART OFF, WIEG ON | Ea |  | 1 Year | 580 | 5% | 551
63700 | HID | 921PHPTEK000HC | RDR, RPK40-H, PIVCLASS, SE E, LF STD, HF STD/SIO/SEOS/FIPS/CAK, 485HDX, TERM, BLK, STD-1, LED RED, FLSH GRN, BZR ON, FIPS 128-BIT REVERSED, KPF, BFFRD 1 KEY, NO PAR, 4-BIT MSG, IPM OFF, UART OFF, WIEG ON | Ea |  | 1 Year | 580 | 5% | 551
63701 | HID | 921PHPTEK000RY | RDR, RPK40-H, PIVCLASS, SE E, LF FSK ONLY, HF DIW/FIPS/CAK, 485HDX, TERM, BLK, STD-1, LED RED, FLSH GRN, BZR ON, OPT TAMP, OPEN COLL, FIPS 200-BIT, KPF, BFFRD 1 KEY, DOR COMPL, NO PAR, 8-BIT MSG, IPM OFF, UART OFF, WIEG ON, SPAWAR | Ea |  | 1 Year | 580 | 5% | 551
63702 | HID | 921PHPTEK000UE | RDR, RPK40-H, PIVCLASS, SE E, LF STD, HF STD/SIO/SEOS/FIPS/CAK, 485HDX, TERM, BLK, STD-1, OSDP V2, OPEN COLL, OSDP TAMP ENBLD, TEST KEYS, POLL=75MS, A/V OFF, KPF, ASCII, BFFRD 1 KEY, FIPS 200-BIT, IPM OFF, UART OFF, WIEG OFF | Ea |  | 1 Year | 580 | 5% | 551
63703 | HID | 921PHPTEK0032N | RDR, RPK40-H, PIVCLASS, SE E, LF STD, HF STD/SIO/SEOS/FIPS/CAK, 485HDX, TERM, BLK, STD-1, LED RED, FLSH GRN, BZR ON, OPT TAMP, OPEN COLL, KPF, BFFRD 1 KEY, NO PAR, 4-BIT MSG, FIPS 200-BIT, IPM OFF, UART OFF, WIEG ON | Ea |  | 1 Year | 580 | 5% | 551
63704 | HID | 921PHPTEK0033G | RDR, RPK40-H, PIVCLASS, SE E, LF STD, HF STD/SIO/SEOS/FIPS/CAK, 485HDX, TERM, BLK, STD-1, OSDP V1, OPEN COLL, OSDP TAMP ENBLD, TEST KEYS, POLL=75MS, A/V OFF, KPF, ASCII, BFFRD 1 KEY, FIPS 75-BIT, IPM OFF, UART OFF, WIEG OFF | Ea |  | 1 Year | 580 | 5% | 551
63705 | HID | 921PHPTEK0033H | RDR, RPK40-H, PIVCLASS, SE E, LF STD, HF STD/SIO/SEOS/FIPS/CAK, 485HDX, TERM, BLK, STD-1, OSDP V1, OPEN COLL, OSDP TAMP ENBLD, TEST KEYS, POLL=75MS, A/V OFF, KPF, ASCII, BFFRD 1 KEY, FIPS 64-BIT, IPM OFF, UART OFF, WIEG OFF | Ea |  | 1 Year | 580 | 5% | 551
63706 | HID | 921PHPTEK0033J | RDR, RPK40-H, PIVCLASS, SE E, LF STD, HF STD/SIO/SEOS/FIPS/CAK, 485HDX, TERM, BLK, STD-1, LED RED, FLSH GRN, BZR ON, OPT TAMP, OPEN COLL, KPF, BFFRD 1 KEY, NO PAR, 4-BIT MSG, FIPS 75-BIT, IPM OFF, UART OFF, WIEG ON | Ea |  | 1 Year | 580 | 5% | 551
63707 | HID | 921PHPTEK0033K | RDR, RPK40-H, PIVCLASS, SE E, LF STD, HF STD/SIO/SEOS/FIPS/CAK, 485HDX, TERM, BLK, STD-1, LED RED, FLSH GRN, BZR ON, OPT TAMP, OPEN COLL, KPF, BFFRD 1 KEY, NO PAR, 4-BIT MSG, FIPS 64-BIT, IPM OFF, UART OFF, WIEG ON | Ea |  | 1 Year | 580 | 5% | 551
63708 | HID | 921PHPTEKE000F | RDR, RPK40-H, PIVCLASS, SE E, LF STD, HF STD/SIO/SEOS/FIPS/CAK, 485HDX, TERM, BLK, STD-1, OSDP V1, OPEN COLL, OSDP TAMP ENBLD, TEST KEYS, POLL=75MS, A/V OFF, KPF, ASCII, BFFRD 1 KEY, FIPS 200-BIT, IPM OFF, UART OFF, WIEG OFF | Ea |  | 1 Year | 580 | 5% | 551
63709 | HID | 921PHPTEKE004R | RDR, RPK40-H, PIVCLASS, SE E, LF STD, HF STD/SIO/SEOS/FIPS/CAK, 485HDX, TERM, BLK, STD-1, LED RED, FLSH GRN, BZR ON, OPT TAMP, OPEN COLL, KPF, BFFRD 1 KEY, NO PAR, 4-BIT MSG, FIPS 64-BIT REVERSE BCD, IPM OFF, UART OFF, WIEG ON | Ea |  | 1 Year | 580 | 5% | 551
63710 | HID | 921PHPTEKE00HC | RDR, RPK40-H, PIVCLASS, SE E, LF STD, HF STD/SIO/SEOS/FIPS/CAK, 485HDX, TERM, BLK, ELITE, LED RED, FLSH GRN, BZR ON, FIPS 128-BIT REVERSED, KPF, BFFRD 1 KEY, NO PAR, 4-BIT MSG, IPM OFF, UART OFF, WIEG ON | Ea |  | 1 Year | 580 | 5% | 551
63711 | HID | 921PHPTEKE032N | RDR, RPK40-H, PIVCLASS, SE E, LF STD, HF STD/SIO/SEOS/FIPS/CAK, 485HDX, TERM, BLK, STD-1, LED RED, FLSH GRN, BZR ON, OPT TAMP, OPEN COLL, KPF, BFFRD 1 KEY, NO PAR, 4-BIT MSG, FIPS 200-BIT, IPM OFF, UART OFF, WIEG ON | Ea |  | 1 Year | 580 | 5% | 551
63712 | HID | 921PHPTEKE033G | RDR, RPK40-H, PIVCLASS, SE E, LF STD, HF STD/SIO/SEOS/FIPS/CAK, 485HDX, TERM, BLK, STD-1, OSDP V1, OPEN COLL, OSDP TAMP ENBLD, TEST KEYS, POLL=75MS, A/V OFF, KPF, ASCII, BFFRD 1 KEY, FIPS 75-BIT, IPM OFF, UART OFF, WIEG OFF | Ea |  | 1 Year | 580 | 5% | 551
63713 | HID | 921PHPTEKE033H | RDR, RPK40-H, PIVCLASS, SE E, LF STD, HF STD/SIO/SEOS/FIPS/CAK, 485HDX, TERM, BLK, STD-1, OSDP V1, OPEN COLL, OSDP TAMP ENBLD, TEST KEYS, POLL=75MS, A/V OFF, KPF, ASCII, BFFRD 1 KEY, FIPS 64-BIT, IPM OFF, UART OFF, WIEG OFF | Ea |  | 1 Year | 580 | 5% | 551
63714 | HID | 921PHPTEKE033J | RDR, RPK40-H, PIVCLASS, SE E, LF STD, HF STD/SIO/SEOS/FIPS/CAK, 485HDX, TERM, BLK, STD-1, LED RED, FLSH GRN, BZR ON, OPT TAMP, OPEN COLL, KPF, BFFRD 1 KEY, NO PAR, 4-BIT MSG, FIPS 75-BIT, IPM OFF, UART OFF, WIEG ON | Ea |  | 1 Year | 580 | 5% | 551
63715 | HID | 921PHPTEKE033K | RDR, RPK40-H, PIVCLASS, SE E, LF STD, HF STD/SIO/SEOS/FIPS/CAK, 485HDX, TERM, BLK, STD-1, LED RED, FLSH GRN, BZR ON, OPT TAMP, OPEN COLL, KPF, BFFRD 1 KEY, NO PAR, 4-BIT MSG, FIPS 64-BIT, IPM OFF, UART OFF, WIEG ON | Ea |  | 1 Year | 580 | 5% | 551
63716 | HID | 921PHRNEK0001U | RDR, RPK40-H, PIVCLASS, SE E, LF STD, HF STD/SIO/SEOS/FIPS/CAK, 485FDX, PIG, BLK, STD-1, LED RED, FLSH OFF, BZR ON, OPT TAMP, OPEN COLL, FIPS 40-BIT, BCD, KPF, BFFRD 1 KEY, NO PAR, 4-BIT MSG, IPM OFF, UART OFF, WIEG ON | Ea |  | 1 Year | 580 | 5% | 551
63717 | HID | 921PHRNEK0002D | RDR, RPK40-H, PIVCLASS, SE E, LF STD, HF STD/SIO/SEOS/FIPS/CAK, 485FDX, PIG, BLK, STD-1, LED RED, FLSH GRN, BZR ON, OPT TAMP, OPEN COLL, FIPS 200-BIT, KPF, BFFRD 1 KEY, DOR COMPL, NO PAR, 8-BIT MSG, IPM OFF, UART OFF, WIEG ON | Ea |  | 1 Year | 580 | 5% | 551
63718 | HID | 921PHRNEK0002G | RDR, RPK40-H, PIVCLASS, SE E, LF STD, HF STD/SIO/SEOS/FIPS/CAK, 485FDX, PIG, BLK, STD-1, LED RED, FLSH GRN, BZR ON, OPT TAMP, OPEN COLL, FIPS 75-BIT, KPF, BFFRD 1 KEY, NO PAR, 4-BIT MSG, IPM OFF, UART OFF, WIEG ON | Ea |  | 1 Year | 580 | 5% | 551
63719 | HID | 921PHRNEK0002H | RDR, RPK40-H, PIVCLASS, SE E, LF STD, HF STD/SIO/SEOS/FIPS/CAK, 485FDX, PIG, BLK, STD-1, LED RED, FLSH GRN, BZR ON, OPT TAMP, OPEN COLL, FIPS 75-BIT, KPF, BFFRD 1 KEY, DOR COMPL, NO PAR, 8-BIT MSG, IPM OFF, UART OFF, WIEG ON | Ea |  | 1 Year | 580 | 5% | 551
63720 | HID | 921PHRNEK0004V | RDR, RPK40-H, PIVCLASS, SE E, LF STD, HF STD/SIO/SEOS/FIPS/CAK, 485FDX, PIG, BLK, STD-1, LED RED, FLSH GRN, BZR ON, OPT TAMP, OPEN COLL, FIPS 40-BIT, BCD, IPM OFF, UART OFF, WIEG ON | Ea |  | 1 Year | 580 | 5% | 551
63721 | HID | 921PHRNEK0004Y | RDR, RPK40-H, PIVCLASS, SE E, LF STD, HF STD/SIO/SEOS/FIPS/CAK, 485FDX, PIG, BLK, STD-1, LED RED, FLSH OFF, BZR ON, OPT TAMP, OPEN COLL, FIPS 75-BIT, KPF, BFFRD 1 TO 5 KEYS, PAR, USER ENTRD FC, 26-BIT MSG, IPM OFF, UART OFF, WIEG ON | Ea |  | 1 Year | 580 | 5% | 551
63722 | HID | 921PHRNEK0005D | RDR, RPK40-H, PIVCLASS, SE E, LF STD, HF STD/SIO/SEOS/FIPS/CAK, 485FDX, PIG, BLK, STD-1, LED RED, FLSH GRN, BZR ON, OPT TAMP, OPEN COLL, FIPS 75-BIT, MIF/DES 56-BIT CSN, KPF, BFFRD 1 KEY, NO PAR, 4-BIT MSG, IPM OFF, UART OFF, WIEG ON | Ea |  | 1 Year | 580 | 5% | 551
63723 | HID | 921PHRNEK0005P | RDR, RPK40-H, PIVCLASS, SE E, LF STD, HF STD/SIO/SEOS/FIPS/CAK, 485FDX, PIG, BLK, STD-1, LED RED, FLSH GRN, BZR ON, OPT TAMP, OPEN COLL, FIPS 75-BIT, KPF, BFFRD 1 TO 5 KEYS, PAR, USER ENTRD FC, 26-BIT MSG, IPM OFF, UART OFF, WIEG ON | Ea |  | 1 Year | 580 | 5% | 551
63724 | HID | 921PHRNEK0005T | RDR, RPK40-H, PIVCLASS, SE E, LF STD, HF STD/SIO/SEOS/FIPS/CAK, 485FDX, PIG, BLK, STD-1, LED RED, FLSH GRN, BZR ON, OPT TAMP, OPEN COLL, FIPS 200-BIT, KPF, BFFRD 1 TO 5 KEYS, PAR, USER ENTRD FC, 26-BIT MSG, IPM OFF, UART OFF, WIEG ON | Ea |  | 1 Year | 580 | 5% | 551
63725 | HID | 921PHRNEK00068 | RDR, RPK40-H, PIVCLASS, SE E, LF STD, HF STD/SIO/SEOS/FIPS/CAK, 485FDX, PIG, BLK, STD-1, LED RED, FLSH OFF, BZR ON, OPT TAMP, OPEN COLL, FIPS 75-BIT, KPF, BFFRD 1 KEY, DOR COMPL, NO PAR, 8-BIT MSG, IPM OFF, UART OFF, WIEG ON | Ea |  | 1 Year | 580 | 5% | 551
63726 | HID | 921PHRNEK0006F | RDR, RPK40-H, PIVCLASS, SE E, LF STD, HF STD/SIO/SEOS/FIPS/CAK, 485FDX, PIG, BLK, STD-1, LED RED, FLSH GRN, BZR ON, OPT TAMP, OPEN COLL, FIPS 64-BIT, RVRS BCD, KPF, BFFRD 1 KEY, DOR COMPL, NO PAR, 8-BIT MSG, IPM OFF, UART OFF, WIEG ON | Ea |  | 1 Year | 580 | 5% | 551
63727 | HID | 921PHRNEK00078 | RDR, RPK40-H, PIVCLASS, SE E, LF STD, HF STD/SIO/SEOS/FIPS/CAK, 485FDX, PIG, BLK, STD1, LED RD, FLSH GR, BZR ON, OPT TAMP, OPN COL, FIPS 200BIT, KPF, BFFRD 1 KEY, DOR COMPL, NO PAR, 8BIT MSG, IPM OFF, URT OFF, WIEG ON, WIEG GUARD TIME 150MS | Ea |  | 1 Year | 580 | 5% | 551
63728 | HID | 921PHRNEK00079 | RDR, RPK40-H, PIVCLASS, SE E, LF STD, HF STD/SIO/SEOS/FIPS/CAK, 485FDX, PIG, BLK, STD1, LED RD, FLSH GN, BZR ON, OPT TAMP, OPN COLL, FIPS 75-BIT, KPF, BFFRD 1 KEY, DOR COMPL, NO PAR, 8-BIT MSG, IPM OFF, URT OFF, WIEG ON, WIEG GRD TIME 150MS | Ea |  | 1 Year | 580 | 5% | 551
63729 | HID | 921PHRNEK0009V | RDR, RPK40-H, PIVCLASS, SE E, LF STD, HF STD/SIO/SEOS/FIPS/CAK, 485FDX, PIG, BLK, STD-1, LED RED, FLSH GRN, BZR ON, OPT TAMP, OPEN COLL, FIPS 75-BIT, KPF, LOCAL PIN VERIFY, IPM OFF, UART OFF, WIEG ON | Ea |  | 1 Year | 580 | 5% | 551
63730 | HID | 921PHRNEK000CU | RDR, RPK40-H, PIVCLASS, SE E, LF STD, HF CST, 485FDX, PIG, BLK, STD-1, LED RED, FLSH GRN, BZR ON, OPT TMP/OPN COL, FIPS200-BIT, KPF BFRD 1 KEY, DOR CMP, NOPAR, 8-BIT, IPM OFF, UART OFF, WIEG ON, CSTM /FIPS/CAK/MIGR,LFENBD,PATHNJ | Ea |  | 1 Year | 580 | 5% | 551
63731 | HID | 921PHRNEK000E7 | RDR, RPK40-H, PIVCLASS, SE E, LF STD, HF STD/SIO/SEOS/FIPS/CAK,485FDX,PIG,BLK,STD-1, LED RED,FLSH GRN,BZR ON,OPT TAMP, OC,CSN 32 BIT MSB,FIPS 75-BIT,BFFRD 1 KEY,DOR COMPL,NO PAR, 8-BIT,IPM OFF,UART ON,WIEG ON,PROX FSK PRIORITY | Ea |  | 1 Year | 580 | 5% | 551
63732 | HID | 921PHRNEK000EF | RDR, RPK40-H, PIVCLASS, SE E, LF STD, HF STD/SIO/SEOS/FIPS/CAK,485FDX,PIG, BLK,STD-1, LED RED,FLSH ON,BZR ON,OPT TAMP,OPN COL, FIPS 200-BIT,MIF/DES 56-BIT CSN,BFRD 1 KEY, DOR COMPL,NO PAR,8-BIT MSG,IPM OFF,UART OFF, WIEG ON | Ea |  | 1 Year | 580 | 5% | 551
63733 | HID | 921PHRNEK000FP | CFG PFL, LF STD, HF STD/SIO/SEOS/FIPS/CAK, 485FDX, LED RED, FLSH GRN, BZR ON, OPT TAMP, OPEN COLL, FIPS 200-BIT, KPF, BFFRD 1 KEY, DOR COMPL, NO PAR, 8-BIT MSG, IPM OFF, UART OFF, WIEG ON, APB DISABLED | Ea |  | 1 Year | 580 | 5% | 551
63734 | HID | 921PHRNEK000FR | RDR,RPK40-H, PIVCLASS, SE E,LF STD,HF STD/SIO/SEOS/FIPS/CAK,485FDX,PIG, BLK,STD-1, LED RED,FLSH OFF,BZR ON,OPT TAMP,OC-IM ALIVE INVERTED, FIPS 75-BIT,KPF,BFFRD1 KEY,DOR COMPLNO PAR,8-BITMSG, IPM OFF,UART OFF,WIEG ON, IM ALIVE 30 SEC,MSG-AA | Ea |  | 1 Year | 580 | 5% | 551
63735 | HID | 921PHRNEK000H5 | RDR, RPK40-H, PIVCLASS, SE E, LF STD, HF STD/SIO/SEOS/FIPS/CAK, 485FDX, PIG, BLK, STD-1, LED RED, FLSH GRN, BZR ON, OPT TMP, OPEN COLL, FIPS-128-BIT, FASCN+RMVOVRHD+RMVPAR, KPF, BFFRD 1 KEY, NO PAR, 4-BIT MSG, IPM OFF, UART OFF, WIEG ON | Ea |  | 1 Year | 580 | 5% | 551
63736 | HID | 921PHRNEK000HC | RDR, RPK40-H, PIVCLASS, SE E, LF STD, HF STD/SIO/SEOS/FIPS/CAK, 485FDX, PIG, BLK, STD-1, LED RED, FLSH GRN, BZR ON, FIPS 128-BIT REVERSED, KPF, BFFRD 1 KEY, NO PAR, 4-BIT MSG, IPM OFF, UART OFF, WIEG ON | Ea |  | 1 Year | 580 | 5% | 551
63737 | HID | 921PHRNEK000JQ | RDR, RPK40-H, PIVCLASS,SE E, LF STD,HF STD/SIO/SEOS/FIPS/CAK,485FDX,PIG, BLK,STD-1, LED RED,FLSHGRN,BZR ON,OPT TAMP,OPEN COLL,CSN 34-BIT MSB,EM4102 32-BIT,FIPS 75-BIT, BFFRD 1 TO 5 KEYS,PAR,USER ENTRD FC,26-BIT MSG,IPM,UART OFF,WEIG ON | Ea |  | 1 Year | 580 | 5% | 551
63738 | HID | 921PHRNEK000K3 | RDR, RPK40-H, PIVCLASS, SE E, LF STD, HF STD/SIO/SEOS/FIPS/CAK, 485FDX, PIG, BLK, STD-1, LED ON, FLSH OFF, BZR ON, OPT TAMP, OPEN COLL, FIPS 200 BIT, PROX FSK, KPF, BFFRD 1 KEY, NO PAR, 4-BIT MSG, IPM OFF, UART OFF, WIEG ON, CSTM SEOS LEDS | Ea |  | 1 Year | 580 | 5% | 551
63739 | HID | 921PHRNEK000PV | RDR, RPK40-H, PIVCLASS, SE E, LF STD, HF STD/SIO/SEOS/FIPS/CAK, 485FDX, PIG, BLK, STD-1, LED RED, FLSH GRN, BZR ON, OPT TAMP, OPEN COLL, FIPS 75-BIT, KPF, BFFRD 1 TO 5 KEYS, PAR, FC=17, 26-BIT MSG, IPM OFF, UART OFF, WIEG ON | Ea |  | 1 Year | 580 | 5% | 551
63740 | HID | 921PHRNEK0010N | RDR, RPK40-H, PIVCLASS, SE E, LF STD, HF STD/SIO/SEOS/FIPS/CAK, 485FDX, PIG, BLK, STD-1, LED RED, FLSH OFF, BZR ON, OPT TAMP, OPEN COLL, FIPS 64-BIT, RVRS BCD, KPF, BFFRD 1 KEY, NO PAR, 4-BIT MSG, IPM OFF, UART OFF, WIEG ON | Ea |  | 1 Year | 580 | 5% | 551
63741 | HID | 921PHRNEK0011B | RDR, RPK40-H, PIVCLASS, SE E, LF STD, HF STD/SIO/SEOS/FIPS/CAK, 485FDX, PIG, BLK, STD-1, LED RED, FLSH OFF, BZR ON, OPT TAMP, OPEN COLL, FIPS 75-BIT, KPF, BFFRD 1 KEY, NO PAR, 4-BIT MSG, IPM OFF, UART OFF, WIEG ON | Ea |  | 1 Year | 580 | 5% | 551
63742 | HID | 921PHRNEK0011R | RDR, RPK40-H, PIVCLASS, SE E, LF STD, HF STD/SIO/SEOS/FIPS/CAK, 485FDX, PIG, BLK, STD-1, LED RED, FLSH GRN, BZR ON, OPT TAMP, OPEN COLL, FIPS 200-BIT, MIF/DES 26-BIT CSN, KPF, BFFRD 1 KEY, NO PAR, 4-BIT MSG, IPM OFF, UART OFF, WIEG ON | Ea |  | 1 Year | 580 | 5% | 551
63743 | HID | 921PHRNEK00125 | RDR, RPK40-H, PIVCLASS, SE E, LF STD, HF STD/SIO/SEOS/FIPS/CAK, 485FDX, PIG, BLK, STD-1,LED RED, FLSH OFF, BZR ON, OPT TAMP, OPEN COLL, FIPS 64-BIT, BCD, KPF, BFFRD 1 KEY, NO PAR, 4-BIT MSG, IPM OFF, UART OFF, WIEG ON | Ea |  | 1 Year | 580 | 5% | 551
63744 | HID | 921PHRNEK00127 | RDR, RPK40-H, PIVCLASS, SE E, LF STD, HF STD/SIO/SEOS/FIPS/CAK, 485FDX, PIG, BLK, STD-1, LED RED, FLSH GRN, BZR ON, OPT TAMP, OPEN COLL, FIPS 40-BIT, BCD, KPF, BFFRD 1 KEY, DOR COMPL, NO PAR, 8-BIT MSG, IPM OFF, UART OFF, WIEG ON | Ea |  | 1 Year | 580 | 5% | 551
63745 | HID | 921PHRNEK0012D | RDR, RPK40-H, PIVCLASS, SE E, LF STD, HF STD/SIO/SEOS/FIPS/CAK, 485FDX, PIG, BLK, STD-1, LED RED, FLSH GRN, BZR ON, OPT TAMP, OPEN COLL, FIPS 200-BIT, 14443A 26-BIT CSN, KPF, BFFRD 1 KEY, DOR COMPL, NO PAR, 8-BIT MSG, IPM OFF, UART OFF, WIE | Ea |  | 1 Year | 580 | 5% | 551
63746 | HID | 921PHRNEK0013E | RDR, RPK40-H, PIVCLASS, SE E, LF STD, HF STD/SIO/SEOS/FIPS/CAK, 485FDX, PIG, BLK, STD-1, LED OFF, FLSH OFF, BZR OFF, OPT TAMP, OPEN COLL, FIPS 200-BIT, KPF, BFFRD 1 KEY, DOR COMPL, NO PAR, 8-BIT MSG, IPM OFF, UART OFF, WIEG ON | Ea |  | 1 Year | 580 | 5% | 551
63747 | HID | 921PHRNEK0013F | RDR, RPK40-H, PIVCLASS, SE E, LF STD, HF STD/SIO/SEOS/FIPS/CAK, 485FDX, PIG, BLK, STD-1, LED RED, FLSH OFF, BZR ON, OPT TAMP, OPEN COLL, FIPS 200-BIT, KPF, BFFRD 1 TO 5 KEYS, PAR, USER ENTRD FC, 26-BIT MSG, IPM OFF, UART OFF, WIEG ON | Ea |  | 1 Year | 580 | 5% | 551
63748 | HID | 921PHRNEK0013G | RDR, RPK40-H, PIVCLASS, SE E, LF STD, HF STD/SIO/SEOS/FIPS/CAK, 485FDX, PIG, BLK, STD-1, LED RED, FLSH GRN, BZR ON, OPT TAMP, OPEN COLL, FIPS 64-BIT, BCD, KPF, BFFRD 4 KEYS, PAR, 18-BIT MSG, IPM OFF, UART OFF, WIEG ON | Ea |  | 1 Year | 580 | 5% | 551
63749 | HID | 921PHRNEK00145 | RDR, RPK40-H, PIVCLASS, SE E, LF STD, HF STD/SIO/SEOS/FIPS/CAK, 485FDX, PIG, BLK, STD-1, LED RED, FLSH OFF, BZR ON, OPT TAMP, OPEN COLL, FIPS 200-BIT, KPF, BFFRD 1 KEY, NO PAR, 4-BIT MSG, IPM OFF | Ea |  | 1 Year | 580 | 5% | 551
63750 | HID | 921PHRNEK0015D | RDR, RPK40-H, PIVCLASS, SE E, LF STD, HF STD/SIO/SEOS/FIPS/CAK, 485FDX, PIG, BLK, STD-1, LED OFF, FLSH OFF, BZR OFF, OPT TAMP, OPEN COLL, FIPS 75-BIT, KPF, BFFRD 1 KEY, NO PAR, 4-BIT MSG, IPM OFF | Ea |  | 1 Year | 580 | 5% | 551
63751 | HID | 921PHRNEK0015H | RDR, RPK40-H, PIVCLASS, SE E, LF STD, HF STD/SIO/SEOS/FIPS/CAK, 485FDX, PIG, BLK, STD-1, LED RED, FLSH GRN, BZR ON, OPT TAMP, OPEN COLL, FIPS 40-BIT, BCD, KPF, BFFRD 1 KEY, NO PAR, 4-BIT MSG, IPM OFF | Ea |  | 1 Year | 580 | 5% | 551
63752 | HID | 921PHRNEK0020D | RDR, RPK40-H, PIVCLASS, SE E, LF STD, HF STD/SIO/SEOS/FIPS/CAK, 485FDX, PIG, BLK, STD-1, LED OFF, FLSH OFF, BZR ON, OPT TAMP, OPEN COLL, FIPS 64-BIT, RVRS BCD, KPF, BFFRD 1 KEY, DOR COMPL, NO PAR, 8-BIT MSG, IPM OFF | Ea |  | 1 Year | 580 | 5% | 551
63753 | HID | 921PHRNEK0020R | RDR, RPK40-H, PIVCLASS, SE E, LF STD, HF STD/SIO/SEOS/FIPS/CAK, 485FDX, PIG, BLK, STD-1, LED RED, FLSH GRN, BZR ON, OPT TAMP, OPEN COLL, FIPS 64-BIT, BCD, KPF, BFFRD 1 KEY, NO PAR, 4-BIT MSG, IPM OFF, UART OFF, WIEG ON | Ea |  | 1 Year | 580 | 5% | 551
63754 | HID | 921PHRNEK0020T | RDR, RPK40-H, PIVCLASS, SE E, LF STD, HF STD/SIO/SEOS/FIPS/CAK, 485FDX, PIG, BLK, STD-1, LED RED, FLSH GRN, BZR ON, OPT TAMP, OPEN COLL, FIPS 64-BIT, BCD, KPF, BFFRD 1 KEY, PAR, 6-BIT MSG, IPM OFF | Ea |  | 1 Year | 580 | 5% | 551
63755 | HID | 921PHRNEK0020U | RDR, RPK40-H, PIVCLASS, SE E, LF STD, HF STD/SIO/SEOS/FIPS/CAK, 485FDX, PIG, BLK, STD-1, LED RED, FLSH GRN, BZR ON, OPT TAMP, OPEN COLL, FIPS 64-BIT, RVRS BCD, KPF, BFFRD 1 TO 5 KEYS, PAR, USER ENTRD FC, 26-BIT MSG, IPM OFF | Ea |  | 1 Year | 580 | 5% | 551
63756 | HID | 921PHRNEK00210 | RDR, RPK40-H, PIVCLASS, SE E, LF STD, HF STD/SIO/SEOS/FIPS/CAK, 485FDX, PIG, BLK, STD-1, LED OFF, FLSH OFF, BZR ON, OPT TAMP, OPEN COLL, FIPS 200-BIT, KPF, BFFRD 1 TO 5 KEYS, PAR, USER ENTRD FC, 26-BIT MSG, IPM OFF | Ea |  | 1 Year | 580 | 5% | 551
63757 | HID | 921PHRNEK0026H | RDR, RPK40-H, PIVCLASS, SE E, LF STD, HF STD/SIO/SEOS/FIPS/CAK, 485FDX, PIG, BLK, STD-1, LED RED, FLSH GRN, BZR ON, OPT TAMP, OPEN COLL, FIPS 200-BIT, KPF, BFFRD 1 KEY, ADD PAR, *=E, #=F, 6-BIT MSG, IPM OFF, UART OFF, WIEG ON | Ea |  | 1 Year | 580 | 5% | 551
63758 | HID | 921PHRNEK0026J | RDR, RPK40-H, PIVCLASS, SE E, LF STD, HF STD/SIO/SEOS/FIPS/CAK, 485FDX, PIG, BLK, STD-1, LED RED, FLSH GRN, BZR ON, OPT TAMP, OPEN COLL, FIPS 40-BIT, BCD, KPF, BFFRD 1 TO 5 KEYS, PAR, USER ENTRD FC, 26-BIT MSG, IPM OFF, UART OFF, WIEG ON | Ea |  | 1 Year | 580 | 5% | 551
63759 | HID | 921PHRNEK0026L | RDR, RPK40-H, PIVCLASS, SE E, LF STD, HF STD/SIO/SEOS/FIPS/CAK, 485FDX, PIG, BLK, STD-1, LED RED, FLSH GRN, BZR ON, OPT TAMP, OPEN COLL, FIPS 75-BIT, MIF/DES 56-BIT CSN, KPF, BFFRD 1 KEY, DOR COMPL, NO PAR, 8-BIT MSG, IPM OFF, UART OFF, WIE | Ea |  | 1 Year | 580 | 5% | 551
63760 | HID | 921PHRNEK0026M | RDR, RPK40-H, PIVCLASS, SE E, LF STD, HF STD/SIO/SEOS/FIPS/CAK, 485FDX, PIG, BLK, STD-1, LED RED, FLSH GRN, BZR ON, OPT TAMP, OPEN COLL, KPF, BFFRD 1 KEY, DOR COMPL, NO PAR, 8-BIT MSG, IPM OFF, UART OFF, WIEG ON | Ea |  | 1 Year | 580 | 5% | 551
63761 | HID | 921PHRNEK0026N | RDR, RPK40-H, PIVCLASS, SE E, LF STD, HF STD/SIO/SEOS/FIPS/CAK, 485FDX, PIG, BLK, STD-1, LED RED, FLSH GRN, BZR ON, OPT TAMP, OPEN COLL, FIPS 14443A 32-BIT CSN, KPF, BFFRD 1 KEY, DOR COMPL, NO PAR, 8-BIT MSG, IPM OFF, UART OFF, WIEG ON | Ea |  | 1 Year | 580 | 5% | 551
63762 | HID | 921PHRNEK0026W | RDR, RPK40-H, PIVCLASS, SE E, LF STD, HF STD/SIO/SEOS/FIPS/CAK, 485FDX, PIG, BLK, STD-1, LED RED, FLSH GRN, BZR OFF, OPT TAMP, OPEN COLL, FIPS 75-BIT, KPF, BFFRD 1 KEY, NO PAR, 4-BIT MSG, IPM OFF, UART OFF, WIEG ON | Ea |  | 1 Year | 580 | 5% | 551
63763 | HID | 921PHRNEK0026Y | RDR, RPK40-H, PIVCLASS, SE E, LF STD, HF STD/SIO/SEOS/FIPS/CAK, 485FDX, PIG, BLK, STD-1, LED OFF, FLSH GRN, BZR ON, OPT TAMP, OPEN COLL, FIPS 200-BIT, KPF, BFFRD 1 KEY, NO PAR, 4-BIT MSG, IPM OFF, UART OFF, WIEG ON | Ea |  | 1 Year | 580 | 5% | 551
63764 | HID | 921PHRNEK00270 | RDR, RPK40-H, PIVCLASS, SE E, LF STD, HF STD/SIO/SEOS/FIPS/CAK, 485FDX, PIG, BLK, STD-1, LED OFF, FLSH GRN, BZR ON, OPT TAMP, OPEN COLL, FIPS 200-BIT, MIF/DES 56-BIT CSN, KPF, BFFRD 1 KEY, NO PAR, 4-BIT MSG, IPM OFF, UART OFF, WIEG ON | Ea |  | 1 Year | 580 | 5% | 551
63765 | HID | 921PHRNEK00273 | RDR, RPK40-H, PIVCLASS, SE E, LF STD, HF STD/SIO/SEOS/FIPS/CAK, 485FDX, PIG, BLK, STD-1, LED OFF, FLSH OFF, BZR ON, OPT TAMP, OPEN COLL, FIPS 200-BIT, KPF, BFFRD 1 KEY, NO PAR, 4-BIT MSG, IPM OFF, UART OFF, WIEG ON | Ea |  | 1 Year | 580 | 5% | 551
63766 | HID | 921PHRNEK00274 | RDR, RPK40-H, PIVCLASS, SE E, LF STD, HF STD/SIO/SEOS/FIPS/CAK, 485FDX, PIG, BLK, STD-1, LED OFF, FLSH OFF, BZR ON, OPT TAMP, OPEN COLL, FIPS 75-BIT, KPF, BFFRD 1 KEY, DOR COMPL, NO PAR, 8-BIT MSG, IPM OFF, UART OFF, WIEG ON | Ea |  | 1 Year | 580 | 5% | 551
63767 | HID | 921PHRNEK0032W | RDR, RPK40-H, PIVCLASS, SE E, LF STD, HF STD/SIO/SEOS/FIPS/CAK, 485FDX, PIG, BLK, STD-1, LED RED, FLSH GRN, BZR ON, KPF, BFFRD 1 KEY, NO PAR, 4-BIT MSG, FIPS 200-BIT, IPM OFF, UART OFF, WIEG ON | Ea |  | 1 Year | 580 | 5% | 551
63768 | HID | 921PHRNEK0033B | RDR, RPK40-H, PIVCLASS, SE E, LF STD, HF STD/SIO/SEOS/FIPS/CAK, 485FDX, PIG, BLK, STD-1, LED RED, FLSH GRN, BZR ON, OPT TAMP, OPEN COLL, KPF, ASCII, XMIT CMPLT, IPM OFF, UART ON, WIEG OFF | Ea |  | 1 Year | 580 | 5% | 551
63769 | HID | 921PHRNEK0037G | RDR, RPK40-H, PIVCLASS, SE E, LF STD, HF STD/SIO/SEOS/FIPS/CAK, 485FDX, PIG, BLK, STD-1, LED RED, FLSH GRN, BZR ON, OPT TAMP, OPEN COLL, FIPS 64-BIT, RVRS BCD, KPF, BFFRD 1 KEY, NO PAR, 4-BIT MSG, IPM OFF, UART OFF, WIEG ON | Ea |  | 1 Year | 580 | 5% | 551
63770 | HID | 921PHRNEK0043E | RDR, RPK40-H, PIVCLASS, SE E, LF STD, HF STD/SIO/SEOS/FIPS/CAK, 485FDX, PIG, BLK, STD-1, LED RED, FLSH ON, BZR ON, OPT TAMP, OPN COL, FIPS 200-BIT, 14443A 56-BIT CSN, KPF, BFRD 1 KEY, DOR COMPL, NO PAR, 8-BIT MSG, IPM OFF, UART OFF, WIEG ON | Ea |  | 1 Year | 580 | 5% | 551
63771 | HID | 921PHRNEK0043G | RDR, RPK40-H, PIVCLASS, SE E, LF STD, HF STD/SIO/SEOS/FIPS/CAK, 485FDX, PIG, BLK, STD-1, LED RED, FLSH GRN, BZR ON, OPT TAMP, OPEN COLL, FIPS 200-BIT, MIF/DES 56-BIT CSN, KPF, BFFRD 1 KEY, NO PAR, 4-BIT MSG, IPM OFF, UART OFF, WIEG ON | Ea |  | 1 Year | 580 | 5% | 551
63772 | HID | 921PHRNEK0043T | RDR, RPK40-H, PIVCLASS, SE E, LF STD, HF STD/SIO/SEOS/FIPS/CAK, 485FDX, PIG, BLK, STD-1, LED RED, FLSH GRN, BZR ON, OPT TAMP, OPEN COLL, FIPS 75-BIT, 14443A MIF 56-BIT CSN, KPF, BFFRD 1 KEY, NO PAR, 4-BIT MSG, IPM OFF, UART OFF, WIEG ON | Ea |  | 1 Year | 580 | 5% | 551
63773 | HID | 921PHRNEK0043U | RDR, RPK40-H, PIVCLASS, SE E, LF STD, HF STD/SIO/SEOS/FIPS/CAK, 485FDX, PIG, BLK, STD-1, LED RED, FLSH GRN, BZR ON, OPT TAMP, OPEN COLL, FIPS 75-BIT, 14443A MIF 56-BIT CSN, KPF, BFFRD 1 KEY, DOR COMPL, NO PAR, 8-BIT MSG, IPM OFF, UART OFF, | Ea |  | 1 Year | 580 | 5% | 551
63774 | HID | 921PHRNEK0044K | RDR, RPK40-H, PIVCLASS, SE E, LF STD, HF STD/SIO/SEOS/FIPS/CAK, 485FDX, PIG, BLK, STD-1, LED RED, FLSH GRN, BZR ON, OPT TAMP, OPEN COLL, FIPS 64-BIT, BCD, KPF, BFFRD 1 KEY, PAR, 8-BIT MSG, IPM OFF, UART OFF, WEIG ON | Ea |  | 1 Year | 580 | 5% | 551
63775 | HID | 921PHRNEK00467 | RDR, RPK40-H, PIVCLASS, SE E, LF STD, HF OFF, 485FDX, PIG, BLK, STD-1, CSN SURPRESSED, LED RED, FLSH GRN, BZR ON, OPT TAMP, OPEN COLL, KPF, BFFRD 1 KEY, DOR COMPL, NO PAR, 8-BIT MSG, IPM OFF, UART OFF, WIEG ON | Ea |  | 1 Year | 580 | 5% | 551
63776 | HID | 921PHRNEK0046E | RDR, RPK40-H, PIVCLASS, SE E, LF STD, HF STD/SIO/SEOS/FIPS/CAK, 485FDX, PIG, BLK, STD-1, LED OFF, FLSH OFF, BZR ON, OPT TAMP, OPEN COLL, , KPF, BFFRD 1 KEY, NO PAR, IPM OFF, UART OFF, WIEG ON | Ea |  | 1 Year | 580 | 5% | 551
63777 | HID | 921PHRNEK0046F | RDR, RPK40-H, PIVCLASS, SE E, LF STD, HF STD/SIO/SEOS/FIPS/CAK, 485FDX, PIG, BLK, STD-1, LED RED, FLSH GRN, BZR ON, OPT TAMP, OPEN COLL, , KPF, BFFRD 1 KEY, DOR COMPL, NO PAR, 8 BIT MSG, IPM OFF, UART OFF, WIEG ON | Ea |  | 1 Year | 580 | 5% | 551
63778 | HID | 921PHRNEK00470 | RDR, RPK40-H, PIVCLASS, SE E, LF CST, HF STD/SIO/SEOS/FIPS/CAK, 485FDX, PIG, BLK, STD-1, LED OFF, FLSH OFF, BZR ON, OPT TAMP, OPEN COLL, FIPS 200 BIT, KPF, BFFRD 1 KEY, DOR, NO PAR, 8-BIT MSG, IPM OFF, UART OFF, WIEG ON, FSK, ASK, PSK ENABL | Ea |  | 1 Year | 580 | 5% | 551
63779 | HID | 921PHRNEK0047A | RDR, RPK40-H, PIVCLASS, SE E, LF STD, HF CST, 485FDX, PIG, BLK, STD-1, LED RED, FLSH GRN, BZR ON, OPT TMP/OPN COL, FIPS200-BIT, KPF BFRD 1 KEY, DOR CMP, NOPAR, 8-BIT, IPM OFF, UART OFF, WIEG ON, CST STD/SIO/SEOS/FIPS/CAK/MIGR,LFENBD,PATHNJ | Ea |  | 1 Year | 580 | 5% | 551
63780 | HID | 921PHRNEK0050B | RDR, RPK40-H, PIVCLASS, SE E, LF STD, HF CST, 485FDX, PIG, BLK, STD-1, LED RED, FLSH GRN, BZR ON, OPT TMP/OPN COL, FIPS200-BIT, KPF BFRD 1 KEY, DOR CMP, NOPAR, 8-BIT, IPM OFF, UART OFF, WIEG ON, CST STD/SIO/SEOS/FIPS/CAK/MIGR, PATHNYNJ | Ea |  | 1 Year | 580 | 5% | 551
63781 | HID | 921PHRNEK0051T | RDR, RPK40-H, PIVCLASS, SE E, LF CST, HF STD/SIO/SEOS/FIPS/CAK, 485FDX, PIG, BLK, STD-1, LED RED, FLSH GRN, BZR ON, OPT , OC, FIPS 75-BIT, MIF/DES 56-BIT CSN, KPF, BFFRD 1 KEY, NO PAR, 4-BIT MSG, FSK PROX READ ONLY, IPM OFF, UART OFF | Ea |  | 1 Year | 580 | 5% | 551
63782 | HID | 921PHRNEK0051V | RDR, RPK40-H, PIVCLASS, SE E, LF CST, HF STD/SIO/SEOS/FIPS/CAK, 485FDX, PIG, BLK, STD-1, LED RED, FLSH GRN, BZR ON, KPF, BFFRD 1 KEY, NO PAR, 4-BIT MSG, FIPS 200-BIT, FSK PROX READ ONLY, IPM OFF, UART OFF, WIEG ON | Ea |  | 1 Year | 580 | 5% | 551
63783 | HID | 921PHRNEK0053Q | RDR, RPK40-H, PIVCLASS, SE E, LF STD, HF STD/SIO/SEOS/FIPS/CAK, 485FDX, PIG, BLK, STD-1, LED RED, FLSH GRN, BZR ON,CSN 32-BIT MSB, KPF, BFFRD 1 KEY, NO PAR, 4-BIT MSG, FIPS 75-BIT, IPM OFF, UART OFF, WIEG ON | Ea |  | 1 Year | 580 | 5% | 551
63784 | HID | 921PHRNEK0057D | RDR, RPK40-H, PIVCLASS,SE E,LF STD,HF STD/SIO/SEOS/FIPS/CAK,485FDX,PIG,BLK,STD-1,LED RED,FLSH GRN,BZR ON,OPT TAMP,OPEN COLL,FIPS 128-BIT,FASCN+RMV OVRHD+RMV PAR ,KPF,BFFRD 1 KEY,DOR COMPL,NO PAR 8-BIT MSG,IPM OFF | Ea |  | 1 Year | 580 | 5% | 551
63785 | HID | 921PHRNEK00588 | RDR, RPK40-H, PIVCLASS, SE E, LF STD, HF STD/SIO/SEOS/FIPS/CAK, 485FDX, PIG, BLK, STD-1, LED RED, FLSH GRN, BZR ON, OPT TAMP, OPEN COLL, FIPS 75-BIT, KPF, BFFRD 1 TO 5 KEYS, PAR, FC FIXED 96, 26-BIT MSG, IPM OFF, UART OFF, WIEG ON | Ea |  | 1 Year | 580 | 5% | 551
63786 | HID | 921PHRNEK00589 | RDR, RPK40-H, PIVCLASS, SE E, LF STD, HF STD/SIO/SEOS/FIPS/CAK, 485FDX, PIG, BLK, STD-1, LED RED, FLSH GRN, BZR ON, OPT TAMP, OPEN COLL, FIPS 200-BIT, KPF, BFFRD 1 TO 5 KEYS, PAR, FC FIXED 96, 26-BIT MSG, IPM OFF, UART OFF, WIEG ON | Ea |  | 1 Year | 580 | 5% | 551
63787 | HID | 921PHRNEKE002G | RDR, RPK40-H, PIVCLASS, SE E, LF STD, HF STD/SIO/SEOS/FIPS/CAK, 485FDX, PIG, BLK, STD-1, LED RED, FLSH GRN, BZR ON, OPT TAMP, OPEN COLL, KPF, BFFRD 1 KEY, NO PAR, 4-BIT MSG, FIPS 75-BIT, IPM OFF, UART OFF, WIEG ON | Ea |  | 1 Year | 580 | 5% | 551
63788 | HID | 921PHRNEKE00HC | RDR, RPK40-H, PIVCLASS, SE E, LF STD, HF STD/SIO/SEOS/FIPS/CAK, 485FDX, PIG, BLK, ELITE, LED RED, FLSH GRN, BZR ON, FIPS 128-BIT REVERSED, KPF, BFFRD 1 KEY, NO PAR, 4-BIT MSG, IPM OFF, UART OFF, WIEG ON | Ea |  | 1 Year | 580 | 5% | 551
63789 | HID | 921PHRNEKE015H | RDR, RPK40-H, PIVCLASS, SE E, LF STD, HF STD/SIO/SEOS/FIPS/CAK, 485FDX, PIG, BLK, ELITE KEYS, LED RED, FLSH GRN, BZR ON, OPT TAMP, OPEN COLL, FIPS 40-BIT, BCD, KPF, BFFRD 1 KEY, NO PAR, 4-BIT MSG, IPM OFF | Ea |  | 1 Year | 580 | 5% | 551
63790 | HID | 921PHRNEKE020R | RDR, RPK40-H, PIVCLASS, SE E, LF STD, HF STD/SIO/SEOS/FIPS/CAK, 485FDX, PIG, BLK, ELITE KEYS, LED RED, FLSH GRN, BZR ON, OPT TAMP, OPEN COLL, FIPS 64-BIT, BCD, KPF, BFFRD 1 KEY, NO PAR, 4-BIT MSG, IPM OFF, UART OFF, WIEG ON | Ea |  | 1 Year | 580 | 5% | 551
63791 | HID | 921PHRNEKE026V | RDR, RPK40-H, PIVCLASS, SE E, LF STD, HF STD/SIO/SEOS/FIPS/CAK, 485FDX, PIG, BLK, ELITE KEYS, LED RED, FLSH GRN, BZR ON, OPT TAMP, OPEN COLL, FIPS 40-BIT, RVRS BCD, KPF, BFFRD 1 KEY, NO PAR, 4-BIT MSG, IPM OFF, UART OFF, WIEG ON | Ea |  | 1 Year | 580 | 5% | 551
63792 | HID | 921PHRNEKE032W | RDR, RPK40-H, PIVCLASS, SE E, LF STD, HF STD/SIO/SEOS/FIPS/CAK, 485FDX, PIG, BLK, STD-1, LED RED, FLSH GRN, BZR ON, OPT TAMP, OPEN COLL, KPF, BFFRD 1 KEY, NO PAR, 4-BIT MSG, FIPS 200-BIT, IPM OFF, UART OFF, WIEG ON | Ea |  | 1 Year | 580 | 5% | 551
63793 | HID | 921PHRNEKE033B | RDR, RPK40-H, PIVCLASS, SE E, LF STD, HF STD/SIO/SEOS/FIPS/CAK, 485FDX, PIG, BLK, STD-1, LED RED, FLSH GRN, BZR ON, OPT TAMP, OPEN COLL, KPF, ASCII, XMIT CMPLT, IPM OFF, UART ON, WIEG OFF | Ea |  | 1 Year | 580 | 5% | 551
63794 | HID | 921PHRNEKE037G | RDR, RPK40-H, PIVCLASS, SE E, LF STD, HF STD/SIO/SEOS/FIPS/CAK, 485FDX, PIG, BLK, STD-1, LED RED, FLSH GRN, BZR ON, OPT TAMP, OPEN COLL, KPF, BFFRD 1 KEY, NO PAR, 4-BIT MSG, FIPS 64-BIT REVERSE BCD, IPM OFF, UART OFF, WIEG ON | Ea |  | 1 Year | 580 | 5% | 551
63795 | HID | 921PHRTEK0002D | RDR, RPK40-H, PIVCLASS, SE E, LF STD, HF STD/SIO/SEOS/FIPS/CAK, 485FDX, TERM, BLK, STD-1, LED RED, FLSH GRN, BZR ON, OPT TAMP, OPEN COLL, FIPS 200-BIT, KPF, BFFRD 1 KEY, DOR COMPL, NO PAR, 8-BIT MSG, IPM OFF, UART OFF, WIEG ON | Ea |  | 1 Year | 580 | 5% | 551
63796 | HID | 921PHRTEK0002G | RDR, RPK40-H, PIVCLASS, SE E, LF STD, HF STD/SIO/SEOS/FIPS/CAK, 485FDX, TERM, BLK, STD-1, LED RED, FLSH GRN, BZR ON, KPF, BFFRD 1 KEY, NO PAR, 4-BIT MSG, FIPS 75-BIT, IPM OFF, UART OFF, WIEG ON | Ea |  | 1 Year | 580 | 5% | 551
63797 | HID | 921PHRTEK000HC | RDR, RPK40-H, PIVCLASS, SE E, LF STD, HF STD/SIO/SEOS/FIPS/CAK, 485FDX, TERM, BLK, STD-1, LED RED, FLSH GRN, BZR ON, FIPS 128-BIT REVERSED, KPF, BFFRD 1 KEY, NO PAR, 4-BIT MSG, IPM OFF, UART OFF, WIEG ON | Ea |  | 1 Year | 580 | 5% | 551
63798 | HID | 921PHRTEK00127 | RDR, RPK40-H, PIVCLASS, SE E, LF STD, HF STD/SIO/SEOS/FIPS/CAK, 485FDX, TERM, BLK, STD-1, LED RED, FLSH GRN, BZR ON, OPT TAMP, OPEN COLL, FIPS 40-BIT, BCD, KPF, BFFRD 1 KEY, DOR COMPL, NO PAR, 8-BIT MSG, IPM OFF, UART OFF, WIEG ON | Ea |  | 1 Year | 580 | 5% | 551
63799 | HID | 921PHRTEK0020R | RDR, RPK40-H, PIVCLASS, SE E, LF STD, HF STD/SIO/SEOS/FIPS/CAK, 485FDX, TERM, BLK, STD-1, LED RED, FLSH GRN, BZR ON, OPT TAMP, OPEN COLL, KPF, BFFRD 1 KEY, NO PAR, 4-BIT MSG, FIPS 64-BIT, IPM OFF, UART OFF, WIEG ON | Ea |  | 1 Year | 580 | 5% | 551
63800 | HID | 921PHRTEK0032W | RDR, RPK40-H, PIVCLASS, SE E, LF STD, HF STD/SIO/SEOS/FIPS/CAK, 485FDX, TERM, BLK, STD-1, LED RED, FLSH GRN, BZR ON, OPT TAMP, OPEN COLL, KPF, BFFRD 1 KEY, NO PAR, 4-BIT MSG, FIPS 200-BIT, IPM OFF, UART OFF, WIEG ON | Ea |  | 1 Year | 580 | 5% | 551
63801 | HID | 921PHRTEK0033B | RDR, RPK40-H, PIVCLASS, SE E, LF STD, HF STD/SIO/SEOS/FIPS/CAK, 485FDX, TERM, BLK, STD-1, LED RED, FLSH GRN, BZR ON, OPT TAMP, OPEN COLL, KPF, ASCII, XMIT CMPLT, IPM OFF, UART ON, WIEG OFF | Ea |  | 1 Year | 580 | 5% | 551
63802 | HID | 921PHRTEK0037G | RDR, RPK40-H, PIVCLASS, SE E, LF STD, HF STD/SIO/SEOS/FIPS/CAK, 485FDX, TERM, BLK, STD-1, LED RED, FLSH GRN, BZR ON, OPT TAMP, OPEN COLL, KPF, BFFRD 1 KEY, NO PAR, 4-BIT MSG, FIPS 64-BIT REVERSE BCD, IPM OFF, UART OFF, WIEG ON | Ea |  | 1 Year | 580 | 5% | 551
63803 | HID | 921PHRTEK0043T | RDR, RPK40-H, PIVCLASS, SE E, LF STD, HF STD/SIO/SEOS/FIPS/CAK, 485FDX, TERM, BLK, STD-1, LED RED, FLSH GRN, BZR ON, OPT TAMP, OPEN COLL, FIPS 75-BIT, 14443A MIF 56-BIT CSN, KPF, BFFRD 1 KEY, NO PAR, 4-BIT MSG, IPM OFF, UART OFF, WIEG ON | Ea |  | 1 Year | 580 | 5% | 551
63804 | HID | 921PHRTEK0043U | RDR, RPK40-H, PIVCLASS, SE E, LF STD, HF STD/SIO/SEOS/FIPS/CAK, 485FDX, TERM, BLK, STD-1, LED RED, FLSH GRN, BZR ON, OPT TAMP, OPEN COLL, FIPS 75-BIT, 14443A MIF 56-BIT CSN, KPF, BFFRD 1 KEY, DOR COMPL, NO PAR, 8-BIT MSG, IPM OFF, UART OFF | Ea |  | 1 Year | 580 | 5% | 551
63805 | HID | 921PHRTEK00467 | RDR, RPK40-H, PIVCLASS, SE E, LF STD, HF OFF, 485FDX, TERM, BLK, STD-1, CSN SURPRESSED, LED RED, FLSH GRN, BZR ON, OPT TAMP, OPEN COLL, KPF, BFFRD 1 KEY, DOR COMPL, NO PAR, 8-BIT MSG, IPM OFF, UART OFF, WIEG ON | Ea |  | 1 Year | 580 | 5% | 551
63806 | HID | 921PHRTEK00478 | RDR, RPK40-H, PIVCLASS, SE E, LF STD, HF OFF, 485FDX, TERM, BLK, STD-1, CSN SURPRESSED, LED OFF, FLSH OFF, BZR ON, OPT TAMP, OPEN COLL, KPF, BFFRD 1 KEY, DOR COMPL, NO PAR, 8-BIT MSG, IPM OFF, UART OFF, WIEG ON | Ea |  | 1 Year | 580 | 5% | 551
63807 | HID | 921PHRTEK0047A | RDR, RPK40-H, PIVCLASS, SE E, LF STD, HF CST, 485FDX, TERM, BLK, STD-1, LED RED, FLSH GRN, BZR ON, OPT TMP/OPN COL, FIPS200-BIT, KPF BFRD 1 KEY, DOR CMP, NOPAR, 8-BIT, IPM OFF, UART OFF, WIEG ON, CST STD/SIO/SEOS/FIPS/CAK/MIGR,LFENBD,PATHNJ | Ea |  | 1 Year | 580 | 5% | 551
63808 | HID | 921PHRTEKE002G | RDR, RPK40-H, PIVCLASS, SE E, LF STD, HF STD/SIO/SEOS/FIPS/CAK, 485FDX, TERM, BLK, STD-1, LED RED, FLSH GRN, BZR ON, OPT TAMP, OPEN COLL, KPF, BFFRD 1 KEY, NO PAR, 4-BIT MSG, FIPS 75-BIT, IPM OFF, UART OFF, WIEG ON | Ea |  | 1 Year | 580 | 5% | 551
63809 | HID | 921PHRTEKE00HC | RDR, RPK40-H, PIVCLASS, SE E, LF STD, HF STD/SIO/SEOS/FIPS/CAK, 485FDX, TERM, BLK, ELITE, LED RED, FLSH GRN, BZR ON, FIPS 128-BIT REVERSED, KPF, BFFRD 1 KEY, NO PAR, 4-BIT MSG, IPM OFF, UART OFF, WIEG ON | Ea |  | 1 Year | 580 | 5% | 551
63810 | HID | 921PHRTEKE020R | RDR, RPK40-H, PIVCLASS, SE E, LF STD, HF STD/SIO/SEOS/FIPS/CAK, 485FDX, TERM, BLK, STD-1, LED RED, FLSH GRN, BZR ON, OPT TAMP, OPEN COLL, KPF, BFFRD 1 KEY, NO PAR, 4-BIT MSG, FIPS 64-BIT, IPM OFF, UART OFF, WIEG ON | Ea |  | 1 Year | 580 | 5% | 551
63811 | HID | 921PHRTEKE032W | RDR, RPK40-H, PIVCLASS, SE E, LF STD, HF STD/SIO/SEOS/FIPS/CAK, 485FDX, TERM, BLK, STD-1, LED RED, FLSH GRN, BZR ON, OPT TAMP, OPEN COLL, KPF, BFFRD 1 KEY, NO PAR, 4-BIT MSG, FIPS 200-BIT, IPM OFF, UART OFF, WIEG ON | Ea |  | 1 Year | 580 | 5% | 551
63812 | HID | 921PHRTEKE033B | RDR, RPK40-H, PIVCLASS, SE E, LF STD, HF STD/SIO/SEOS/FIPS/CAK, 485FDX, TERM, BLK, STD-1, LED RED, FLSH GRN, BZR ON, OPT TAMP, OPEN COLL, KPF, ASCII, XMIT CMPLT, IPM OFF, UART ON, WIEG OFF | Ea |  | 1 Year | 580 | 5% | 551
63813 | HID | 921PHRTEKE037G | RDR, RPK40-H, PIVCLASS, SE E, LF STD, HF STD/SIO/SEOS/FIPS/CAK, 485FDX, TERM, BLK, STD-1, LED RED, FLSH GRN, BZR ON, OPT TAMP, OPEN COLL, KPF, BFFRD 1 KEY, NO PAR, 4-BIT MSG, FIPS 64-BIT REVERSE BCD, IPM OFF, UART OFF, WIEG ON | Ea |  | 1 Year | 580 | 5% | 551
63814 | HID | 921PMCNEKEA10U | RDR, RPK40, MULTICLASS, SE E, LF STD, HF STD/SIO/SEOS/MA, C&D, PIG, BLK, STD-1, LED RED, FLSH GRN, BZR ON, CSN 32-BIT MSB, KPF, BFFRD 1 KEY, NO PAR, 4-BIT MSG, IPM OFF, MOBILE-ENABLED-FMT | Ea |  | 1 Year | 630 | 5% | 598.5
63815 | HID | 921PMCNEKEA11V | RDR, RPK40, MULTICLASS, SE E, LF STD, HF STD/SIO/SEOS/MA, C&D, PIG, BLK, STD-1, LED RED, FLSH GRN, BZR ON, CSN 32-BIT MSB, KPF, BFFRD 1 KEY, DOR COMPL, NO PAR, 8-BIT MSG, IPM OFF, MOBILE-ENABLED-FMT | Ea |  | 1 Year | 630 | 5% | 598.5
63816 | HID | 921PMCNEKEA11X | RDR, RPK40, MULTICLASS, SE E, LF STD, HF STD/SIO/SEOS/MA, C&D, PIG, BLK, STD-1, LED RED, FLSH GRN, BZR ON, CSN 26-BIT (W/DEFAULT FC), KPF, BFFRD 1 KEY, PAR, 6-BIT MSG, IPM OFF, MOBILE-ENABLED-FMT | Ea |  | 1 Year | 630 | 5% | 598.5
63817 | HID | 921PMNNEKEA002 | RDR, RPK40, MULTICLASS, SE E, LF OFF, HF STD/SIO/SEOS/MA, WIEG, PIG, BLK, LED RED, FLSH GRN, BZR ON, OPT TAMP, OPEN COLL, CSN 32-BIT MSB, KPF, BFFRD 1 KEY, NO PAR, 4-BIT MSG, IPM OFF, MOBILE-ENABLED-FMT | Ea |  | 1 Year | 630 | 5% | 598.5
63818 | HID | 921PMNNEKEA004 | RDR, RPK40, MULTICLASS, SE E, LF STD, HF STD/SIO/SEOS/MA, WIEG, PIG, BLK, LED RED, FLSH GRN, BZR ON, OPT TAMP, OPEN COLL, CSN 32-BIT MSB, EM4102 32-BIT, KPF, BFFRD 1 KEY, NO PAR, 4-BIT MSG, IPM OFF, MOBILE-ENABLED-FMT | Ea |  | 1 Year | 630 | 5% | 598.5
63819 | HID | 921PMNNEKEA02X | RDR, RPK40, MULTICLASS, SE E, LF STD, HF STD/SIO/SEOS/MA, WIEG, PIG, BLK, STD-1, LED BLUE, FLSH GRN, BZR ON, CSN 40-BIT MSB, KPF, PCSC, IPM OFF, MOBILE-ENABLED-FMT | Ea |  | 1 Year | 630 | 5% | 598.5
63820 | HID | 921PMNNEKEA04P | RDR, RPK40, MULTICLASS, SE E, LF STD, HF STD/SIO/SEOS/MA, WIEG, PIG, BLK, LED RED, FLSH GRN, BZR ON, CSN 32-BIT MSB, EM4102 32-BIT, KPF, BFFRD 1 TO 5 KEYS, PAR, USER ENTRD FC, 26-BIT MSG, IPM OFF, MOBILE-ENABLED-FMT | Ea |  | 1 Year | 630 | 5% | 598.5
63821 | HID | 921PMNNEKEA06A | RDR, RPK40, MULTICLASS, SE E, LF STD, HF STD/SIO/SEOS/MA, WIEG, PIG, BLK, STD-1, LED RED, FLSH GRN, BZR ON, CSN 32-BIT MSB, KPF, BFFRD 1 KEY, DOR COMPL, NO PAR, 8-BIT MSG, IPM OFF, MOBILE-ENABLED-FMT | Ea |  | 1 Year | 630 | 5% | 598.5
63822 | HID | 921PMNNEKEA06N | RDR, RPK40, MULTICLASS, SE E, LF STD, HF STD/SIO/SEOS/MA/MIFSPR, WIEG, PIG, BLK, STD-1, LED RED, FLSH GRN, BZR ON, CSN MIF SUPPR, KPF, BFFRD 1 KEY, NO PAR, 4-BIT MSG, IPM OFF, MOBILE-ENABLED-FMT | Ea |  | 1 Year | 630 | 5% | 598.5
63823 | HID | 921PMNNEKEA070 | RDR, RPK40, MULTICLASS, SE E, LF STD, HF STD/SIO/SEOS/MA, WIEG, PIG, BLK, STD-1, LED OFF, FLSH OFF, BZR ON, CSN 32-BIT MSB, KPF, BFFRD 1 KEY, NO PAR, 4-BIT MSG, IPM OFF, MOBILE-ENABLED-FMT | Ea |  | 1 Year | 630 | 5% | 598.5
63824 | HID | 921PMNNEKEA078 | RDR, RPK40, MULTICLASS, SE E, LF STD, HF STD/SIO/SEOS/MA, WIEG, PIG, BLK, STD-1, LED RED, FLSH GRN, BZR ON, CSN 26-BIT (W/DEFAULT FC), KPF, BFFRD 1 KEY, DOR COMPL, NO PAR, 8-BIT MSG, IPM OFF, MOBILE-ENABLED-FMT | Ea |  | 1 Year | 630 | 5% | 598.5
63825 | HID | 921PMNNEKEA07C | RDR, RPK40, MULTICLASS, SE E, LF STD, HF STD/SIO/SEOS/MA, WIEG, PIG, BLK, STD-1, LED RED, FLSH GRN, BZR ON, CSN 34-BIT MSB, KPF, BFFRD 1 KEY, NO PAR, 4-BIT MSG, IPM OFF, MOBILE-ENABLED-FMT | Ea |  | 1 Year | 630 | 5% | 598.5
63826 | HID | 921PMNNEKEA07E | RDR, RPK40, MULTICLASS, SE E, LF STD, HF STD/SIO/SEOS/MA, WIEG, PIG, BLK, STD-1, LED RED, FLSH GRN, BZR ON, CSN 37-BIT LSB, KPF, BFFRD 1 KEY, NO PAR, 4-BIT MSG, IPM OFF, MOBILE-ENABLED-FMT | Ea |  | 1 Year | 630 | 5% | 598.5
63827 | HID | 921PMNNEKEA07F | RDR, RPK40, MULTICLASS, SE E, LF STD, HF STD/SIO/SEOS/MA, WIEG, PIG, BLK, STD-1, LED RED, FLSH GRN, BZR ON, CSN 32-BIT MSB, KPF, BFFRD 1 TO 5 KEYS, PAR, USER ENTRD FC, 26-BIT MSG, IPM OFF, MOBILE-ENABLED-FMT | Ea |  | 1 Year | 630 | 5% | 598.5
63828 | HID | 921PMNNEKEA07K | RDR, RPK40, MULTICLASS, SE E, LF STD, HF STD/SIO/SEOS/MA, WIEG, PIG, BLK, STD-1, LED RED, FLSH GRN, BZR ON, CSN 40-BIT MSB, KPF, PCSC, IPM OFF, MOBILE-ENABLED-FMT | Ea |  | 1 Year | 630 | 5% | 598.5
63829 | HID | 921PMNNEKEA07V | RDR, RPK40, MULTICLASS, SE E, LF STD, HF STD/SIO/SEOS/MA, WIEG, PIG, BLK, STD-1, LED RED, FLSH GRN, BZR ON, CSN 26-BIT (W/DEFAULT FC), KPF, BFFRD 1 KEY, NO PAR, 4-BIT MSG, IPM OFF, MOBILE-ENABLED-FMT | Ea |  | 1 Year | 630 | 5% | 598.5
63830 | HID | 921PMNNEKEA085 | RDR, RPK40, MULTICLASS, SE E, LF STD, HF STD/SIO/SEOS/MA, WIEG, PIG, BLK, STD-1, LED OFF, FLSH OFF, BZR ON, CSN 32-BIT MSB, KPF, BFFRD 1 KEY, DOR COMPL, NO PAR, 8-BIT MSG, IPM OFF, MOBILE-ENABLED-FMT | Ea |  | 1 Year | 630 | 5% | 598.5
63831 | HID | 921PMNNEKEA089 | RDR, RPK40, MULTICLASS, SE E, LF STD, HF STD/SIO/SEOS/MA, WIEG, PIG, BLK, STD-1, LED RED, FLSH GRN, BZR ON, CSN 32 BIT LSB, KPF, BFFRD NO PAR, 4 BIT, IPM OFF, MOBILE-ENABLED-FMT | Ea |  | 1 Year | 630 | 5% | 598.5
63832 | HID | 921PMNNEKEA08B | RDR, RPK40, MULTICLASS, SE E, CSTM, LF STD, HF STD/SIO/SEOS/MA, WIEG, PIG, BLK, STD-1, LED RED, FLSH OFF, BZR ON, OPT TAMP, OPEN COLL, CSN 34-BIT MSB, EM4102 32-BIT, KPF, BFFRD 1 KEY, DOR COMPL, NO PAR, 8-BIT MSG, IPM OFF, MOBILE-ENABLED-FM | Ea |  | 1 Year | 630 | 5% | 598.5
63833 | HID | 921PMNNEKEA08H | RDR, RPK40, MULTICLASS, SE E, LF STD, HF STD/SIO/SEOS/MA/MIFSPR, WIEG, PIG, BLK, STD-1, LED RED, FLSH GRN, BZR ON, CSN MIF SUPPR, KPF, BFFRD 1 KEY, DOR COMPL, NO PAR, 8-BIT MSG, IPM OFF, MOBILE-ENABLED-FMT | Ea |  | 1 Year | 630 | 5% | 598.5
63834 | HID | 921PMNNEKEA08K | RDR, RPK40, MULTICLASS, SE E, LF STD, HF STD/SIO/SEOS/MA, WIEG, PIG, BLK, STD-1, LED RED, FLSH GRN, BZR ON, CSN 26-BIT (W/DEFAULT FC), KPF, BFFRD 1 TO 5 KEYS, PAR, USER ENTRD FC, 26-BIT MSG, IPM OFF, MOBILE-ENABLED-FMT | Ea |  | 1 Year | 630 | 5% | 598.5
63835 | HID | 921PMNNEKEA094 | RDR, RPK40, MULTICLASS, SE E, LF STD, HF STD/SIO/SEOS/MA, WIEG, PIG, BLK, STD-1, LED RED, FLSH GRN, BZR ON, CSN 32-BIT LSB, KPF, BFFRD 1 KEY, NO PAR, 4-BIT MSG, IPM OFF, MOBILE-ENABLED-FMT | Ea |  | 1 Year | 630 | 5% | 598.5
63836 | HID | 921PMNNEKEA09A | RDR, RPK40, MULTICLASS, SE E, LF STD, HF STD/SIO/SEOS/MA, WIEG, PIG, BLK, STD-1, LED RED, FLSH GRN, BZR ON, OPT TAMP, OPEN COLL, CSN 26-BIT (W/DEFAULT FC), KPF, BFFRD 1 KEY, NO PAR, 4-BIT MSG, IPM OFF, MOBILE-ENABLED-FMT | Ea |  | 1 Year | 630 | 5% | 598.5
63837 | HID | 921PMNNEKEA09M | RDR, RPK40, MULTICLASS, SE E, LF STD, HF STD/SIO/SEOS/MA, WIEG, PIG, BLK, STD-1, LED RED, FLSH OFF, BZR ON, CSN 32-BIT MSB, KPF, BFFRD 1 KEY, NO PAR, 4-BIT MSG, IPM OFF, MOBILE-ENABLED-FMT | Ea |  | 1 Year | 630 | 5% | 598.5
63838 | HID | 921PMNNEKEA09V | RDR, RPK40, MULTICLASS, SE E, LF STD, HF STD/SIO/SEOS/MA, WIEG, PIG, BLK, STD-1, LED OFF, FLSH OFF, BZR ON, OPT TAMP, OPEN COLL, CSN 32-BIT MSB, KPF, BFFRD 1 KEY, PAR, 6-BIT MSG, IPM OFF, MOBILE-ENABLED-FMT | Ea |  | 1 Year | 630 | 5% | 598.5
63839 | HID | 921PMNNEKEA0AN | RDR, RPK40, MULTICLASS, SE E, LF STD, HF STD/SIO/SEOS/MIFSPR/MA, WIEG, PIG, BLK, LED BLUE, FLSH GRN, BZR ON, CSN MIF SUPPR, PROX AWID ONLY, KPF, BFFRD 1 KEY, DORADO COMPL, NO PAR, 8-BIT MSG, IPM OFF, MOBILE-ENABLED-FMT | Ea |  | 1 Year | 630 | 5% | 598.5
63840 | HID | 921PMNNEKEA0CC | RDR, RPK40, MULTICLASS, SE E, LF STD, HF STD/SIO/SEOS/MIG/MA, WIEG, PIG, BLK, LED RED, FLSH GRN, BZR ON, OPT TAMP, OPEN COLL, CSN 32-BIT MSB, EM4102 32-BIT, KPF, BFFRD 1 KEY, NO PAR, 4-BIT MSG, IPM OFF, MOBILE-ENABLED-FMT | Ea |  | 1 Year | 690 | 5% | 655.5
63841 | HID | 921PMNNEKEA0CK | RDR, RPK40, MULTICLASS, SE E, LF STD, HF STD/SIO/SEOS/MA, WIEG, PIG, BLK, LED BLUE, FLSH GRN, BZR ON, CSN 32-BIT MSB, EM4102 32-BIT, KPF, BFFRD 1 KEY, NO PAR, 4-BIT MSG, IPM OFF, MOBILE-ENABLED-FMT | Ea |  | 1 Year | 630 | 5% | 598.5
63842 | HID | 921PMNNEKEA0DH | RDR, RPK40, MULTICLASS, SE E, LF STD, HF STD/SIO/SEOS/MA, WIEG, PIG, BLK, LED BLUE, FLSH GRN, BZR ON, OPT TAMP, OPEN COLL, CSN 32-BIT MSB, EM4102 32-BIT, KPF, BFFRD 1 TO 5 KEYS, PAR, USER ENTRD FC, 26-BIT MSG, IPM OFF, MOBILE-ENABLED-FMT | Ea |  | 1 Year | 630 | 5% | 598.5
63843 | HID | 921PMNNEKEA0DU | RDR, RPK40, MULTICLASS, SE E, LF STD, HF STD/SIO/SEOS/MA, WIEG, PIG, BLK, LED RED, FLSH GRN, BZR ON, CSN 34-BIT MSB, EM4102 34-BIT, KPF, BFFRD 1 KEY, NO PAR, 4-BIT MSG, IPM OFF, MOBILE-ENABLED-FMT | Ea |  | 1 Year | 630 | 5% | 598.5
63844 | HID | 921PMNNEKEA0HC | RDR, RPK40, MULTICLASS, SE E, LF STD, HF STD/SIO/SEOS/MA, WIEG, PIG, BLK, LED OFF, FLSH OFF, BZR ON, OPT TAMP, OPEN COLL, CSN 32-BIT MSB, EM4102 32-BIT, KPF, BFFRD 4 KEYS, PAR, 18-BIT MSG, IPM OFF, MOBILE-ENABLED-FMT | Ea |  | 1 Year | 630 | 5% | 598.5
63845 | HID | 921PMNNEKEA0JC | RDR, RPK40, MULTICLASS, SE E, LF FSK, HF STD/SIO/SEOS/TRANS/MA, WIEG, PIG, BLK, LED RED, FLSH GRN, BZR ON, OPT TAMP, OPEN COLL, 64-BIT LSB FELICA OR 64-BIT MIFARE, KPF, BFFRD 1 KEY, NO PAR, 4-BIT MSG, IPM OFF, MOBILE-ENABLED-FMT | Ea |  | 1 Year | 690 | 5% | 655.5
63846 | HID | 921PMNNEKEA102 | RDR, RPK40, MULTICLASS, SE E, LF STD, HF STD/SIO/SEOS/MA, WIEG, PIG, BLK, STD-1, LED RED, FLSH OFF, BZR ON, CSN 26-BIT (W/DEFAULT FC), KPF, BFFRD 1 TO 5 KEYS, PAR, USER ENTRD FC, 26-BIT MSG, IPM OFF, MOBILE-ENABLED-FMT | Ea |  | 1 Year | 630 | 5% | 598.5
63847 | HID | 921PMNNEKEA108 | RDR, RPK40, MULTICLASS, SE E, LF STD, HF STD/SIO/SEOS/MA, WIEG, PIG, BLK, STD-1, LED RED, FLSH GRN, BZR ON, EM4102 34-BIT, WIEG, PAR MOD, MIFARE CSN SUPPR, KPF, BFFRD 1 KEY, DOR COMPL, NO PAR, 8-BIT MSG, IPM OFF, MOBILE-ENABLED-FMT | Ea |  | 1 Year | 630 | 5% | 598.5
63848 | HID | 921PMNNEKEA10B | RDR, RPK40, MULTICLASS, SE E, LF STD, HF STD/SIO/SEOS/MA, WIEG, PIG, BLK, STD-1, LED RED, FLSH GRN, BZR ON, CSN 32-BIT MSB, KPF, BFFRD 1 KEY, ADD PAR, *=E, #=F, 6-BIT MSG, IPM OFF, MOBILE-ENABLED-FMT | Ea |  | 1 Year | 630 | 5% | 598.5
63849 | HID | 921PMNNEKEA10C | RDR, RPK40, MULTICLASS, SE E, LF STD, HF STD/SIO/SEOS/MA, WIEG, PIG, BLK, STD-1, LED RED, FLSH OFF, BZR ON, CSN 26-BIT (W/DEFAULT FC), KPF, BFFRD 1 KEY, DOR COMPL, NO PAR, 8-BIT MSG, IPM OFF, MOBILE-ENABLED-FMT | Ea |  | 1 Year | 630 | 5% | 598.5
63850 | HID | 921PMNNEKEA10F | RDR, RPK40, MULTICLASS, SE E, LF STD, HF STD/SIO/SEOS/MA, WIEG, PIG, BLK, STD-1, LED RED, FLSH OFF, BZR ON, OPT TAMP, OPEN COLL, CSN 40-BIT MSB, KPF, BFFRD 1 KEY, NO PAR, 4-BIT MSG, IPM OFF, MOBILE-ENABLED-FMT | Ea |  | 1 Year | 630 | 5% | 598.5
63851 | HID | 921PMNNEKEA10G | RDR, RPK40, MULTICLASS, SE E, LF STD, HF STD/SIO/SEOS/MA, WIEG, PIG, BLK, STD-1, LED RED, FLSH GRN, BZR ON, CSN 32-BIT MSB, EM4102 32-BIT, KPF, BFFRD 1 KEY, DOR COMPL, NO PAR, 8-BIT MSG, IPM OFF, MOBILE-ENABLED-FMT | Ea |  | 1 Year | 630 | 5% | 598.5
63852 | HID | 921PMNNEKEA10H | RDR, RPK40, MULTICLASS, SE E, LF STD, HF STD/SIO/SEOS/MA, WIEG, PIG, BLK, STD-1, LED RED, FLSH GRN, BZR ON, EM4102 32-BIT, MIFARE CSN SUPPR, WIEG, KPF, BFFRD 1 KEY, NO PAR, 4-BIT MSG, IPM OFF, MOBILE-ENABLED-FMT | Ea |  | 1 Year | 630 | 5% | 598.5
63853 | HID | 921PMNNEKEA10T | RDR, RPK40, MULTICLASS, SE E, LF STD, HF STD/SIO/SEOS/MA, WIEG, PIG, BLK, STD-1, LED RED, FLSH OFF, BZR ON, CSN 32-BIT MSB, KPF, BFFRD 1 TO 5 KEYS, PAR, USER ENTRD FC, 26-BIT MSG, IPM OFF, MOBILE-ENABLED-FMT | Ea |  | 1 Year | 630 | 5% | 598.5
63854 | HID | 921PMNNEKEA111 | RDR, RPK40, MULTICLASS, SE E, LF STD, HF STD/SIO/SEOS/MA/MIFSPR, WIEG, PIG, BLK, STD-1, LED RED, FLSH GRN, BZR ON, CSN MIF SUPPR, KPF, BFFRD 1 TO 5 KEYS, PAR, USER ENTRD FC, 26-BIT MSG, IPM OFF, MOBILE-ENABLED-FMT | Ea |  | 1 Year | 630 | 5% | 598.5
63855 | HID | 921PMNNEKEA11A | RDR, RPK40, MULTICLASS, SE E, LF OFF, HF STD/SIO/SEOS/MA, WIEG, PIG, BLK, STD-1, LED RED, FLSH GRN, BZR ON, OPT TAMP, OPEN COLL, CSN 56-BIT LSB, KPF, BFFRD 1 KEY, NO PAR, 4-BIT MSG, IPM OFF, MOBILE-ENABLED-FMT | Ea |  | 1 Year | 630 | 5% | 598.5
63856 | HID | 921PMNNEKEA11D | RDR, RPK40, MULTICLASS, SE E, LF STD, HF STD/SIO/SEOS/MA, WIEG, PIG, BLK, STD-1, LED RED, FLSH GRN, BZR ON, OPT TAMP, OPEN COLL, CSN 37-BIT LSB, KPF, BFFRD 1 KEY, NO PAR, 4-BIT MSG, IPM OFF, MOBILE-ENABLED-FMT | Ea |  | 1 Year | 630 | 5% | 598.5
63857 | HID | 921PMNNEKEA11J | RDR, RPK40, MULTICLASS, SE E, LF STD, HF STD/SIO/SEOS/MA, WIEG, PIG, BLK, STD-1, LED OFF, FLSH OFF, BZR ON, OPT TAMP, OPEN COLL, CSN 32-BIT MSB, KPF, BFFRD 1 KEY, NO PAR, 4-BIT MSG, IPM OFF, MOBILE-ENABLED-FMT | Ea |  | 1 Year | 630 | 5% | 598.5
63858 | HID | 921PMNNEKEA11K | RDR, RPK40, MULTICLASS, SE E, LF STD, HF STD/SIO/SEOS/MA, WIEG, PIG, BLK, STD-1, LED RED, FLSH GRN, BZR ON, CSN 40-BIT MSB, KPF, BFFRD 1 KEY, NO PAR, 4-BIT MSG, IPM OFF, MOBILE-ENABLED-FMT | Ea |  | 1 Year | 630 | 5% | 598.5
63859 | HID | 921PMNNEKEA11Y | RDR, RPK40, MULTICLASS, SE E, LF STD, HF STD/SIO/SEOS/MA/MIFSPR, WIEG, PIG, BLK, STD-1, LED RED, FLSH OFF, BZR ON, CSN MIF SUPPR, KPF, BFFRD 1 KEY, NO PAR, 4-BIT MSG, IPM OFF, MOBILE-ENABLED-FMT | Ea |  | 1 Year | 630 | 5% | 598.5
63860 | HID | 921PMNNEKEA120 | RDR, RPK40, MULTICLASS, SE E, LF STD, HF STD/SIO/SEOS/MA, WIEG, PIG, BLK, STD-1, LED RED, FLSH GRN, BZR ON, EM4102 42-BIT, MIFARE CSN SUPPR, WIEG, KPF, BFFRD 1 KEY, NO PAR, 4-BIT MSG, IPM OFF, MOBILE-ENABLED-FMT | Ea |  | 1 Year | 630 | 5% | 598.5
63861 | HID | 921PMNNEKEA121 | RDR, RPK40, MULTICLASS, SE E, LF STD, HF STD/SIO/SEOS/MA, WIEG, PIG, BLK, STD-1, LED RED, FLSH GRN, BZR ON, EM4102 42-BIT WIEG, PAR MOD, MIFARE CSN SUPPR, KPF, BFFRD 1 KEY, NO PAR, 4-BIT MSG, IPM OFF, MOBILE-ENABLED-FMT | Ea |  | 1 Year | 630 | 5% | 598.5
63862 | HID | 921PMNNEKEA122 | RDR, RPK40, MULTICLASS, SE E, LF STD, HF STD/SIO/SEOS/MA, WIEG, PIG, BLK, STD-1, LED RED, FLSH GRN, BZR ON, CSN 32-BIT MSB, KPF, BFFRD 1 KEY, PAR, 6-BIT MSG, IPM OFF, MOBILE-ENABLED-FMT | Ea |  | 1 Year | 630 | 5% | 598.5
63863 | HID | 921PMNNEKEA123 | RDR, RPK40, MULTICLASS, SE E, LF STD, HF STD/SIO/SEOS/MA, WIEG, PIG, BLK, STD-1, LED RED, FLSH GRN, BZR ON, CSN 32-BIT MSB, KPF, BFFRD 1 TO 11 KEYS, NO PAR, 4- TO 44-BIT MSG, IPM OFF, MOBILE-ENABLED-FMT | Ea |  | 1 Year | 630 | 5% | 598.5
63864 | HID | 921PMNNEKEA129 | RDR, RPK40, MULTICLASS, SE E, LF STD, HF STD/SIO/SEOS/MA/MIGR, WIEG, PIG, BLK, HF MIGR PFL EVP00000, IPM OFF, MOBILE-ENABLED-FMT | Ea |  | 1 Year | 690 | 5% | 655.5
63865 | HID | 921PMNNEKEA12T | RDR, RPK40, MULTICLASS, SE E, LF STD, HF STD/SIO/SEOS/MA, WIEG, PIG, BLK, STD-1, LED RED, FLSH GRN, BZR ON, CSN 37-BIT LSB, KPF, BFFRD 1 KEY, DOR COMPL, NO PAR, 8-BIT MSG, IPM OFF, MOBILE-ENABLED-FMT | Ea |  | 1 Year | 630 | 5% | 598.5
63866 | HID | 921PMNNEKEA12V | RDR, RPK40, MULTICLASS, SE E, LF STD, HF STD/SIO/SEOS/MA, WIEG, PIG, BLK, STD-1, LED RED, FLSH GRN, BZR ON, CSN 56-BIT LSB, KPF, BFFRD 1 KEY, NO PAR, 4-BIT MSG, IPM OFF, MOBILE-ENABLED-FMT | Ea |  | 1 Year | 630 | 5% | 598.5
63867 | HID | 921PMNNEKEA136 | RDR, RPK40, MULTICLASS, SE E, LF STD, HF STD/SIO/SEOS/MA, WIEG, PIG, BLK, STD-1, LED RED, FLSH GRN, BZR OFF, OPT TAMP, OPEN COLL, CSN 32-BIT MSB, KPF, BFFRD 1 TO 5 KEYS, PAR, USER ENTRD FC, 26-BIT MSG, IPM OFF, MOBILE-ENABLED-FMT | Ea |  | 1 Year | 630 | 5% | 598.5
63868 | HID | 921PMNNEKEA139 | RDR, RPK40, MULTICLASS, SE E, LF STD, HF STD/SIO/SEOS/MA, WIEG, PIG, BLK, STD-1, LED RED, FLSH GRN, BZR ON, OPT TAMP, OPEN COLL, CSN 32-BIT MSB, IPM OFF, MOBILE-ENABLED-FMT | Ea |  | 1 Year | 630 | 5% | 598.5
63869 | HID | 921PMNNEKEA13E | RDR, RPK40, MULTICLASS, SE E, LF STD, HF STD/SIO/SEOS/MA, WIEG, PIG, BLK, STD-1, LED OFF, FLSH OFF, BZR OFF, CSN 32-BIT MSB, OPT TAMP, OPEN COLL, LED BLUE FOR ANTIPASSBACK DIABLED, IPM OFF, MOBILE-ENABLED-FMT | Ea |  | 1 Year | 630 | 5% | 598.5
63870 | HID | 921PMNNEKEA13K | RDR, RPK40, MULTICLASS, SE E, LF STD, HF STD/SIO/SEOS/MA, WIEG, PIG, BLK, STD-1, LED RED, FLSH GRN, BZR ON, EM4102, 40-BIT, WIEG, CSN 32-BIT MSB, KPF, BFFRD 1 KEY, NO PAR, 4-BIT MSG, PROX PRIORITY, IPM OFF, MOBILE-ENABLED-FMT | Ea |  | 1 Year | 630 | 5% | 598.5
63871 | HID | 921PMNNEKEA13T | RDR, RPK40, MULTICLASS, SE E, CSTM, LF STD, HF STD/SIO/SEOS/MA, WIEG, PIG, BLK, STD-1, LED RED, FLSH GRN, BZR OFF, OPT TAMP, OPEN COLL, CSN 32-BIT MSB, EM4102 32-BIT, KPF, BFFRD 1 KEY, NO PAR, 4-BIT MSG, CSTM WIEG TIMING, IPM OFF,GROSVENOR, | Ea |  | 1 Year | 630 | 5% | 598.5
63872 | HID | 921PMNNEKEA13V | RDR, RPK40, MULTICLASS, SE E, STD PROX, HF STD/SIO/SEOS/MA, WIEG, PIG, BLK, STD-1, LED RED, FLSH GRN, BZR ON, 32 BIT MSB, KYP, BUF 1 KEY, NO PAR,COMPL, 8 BIT MES, IPM OFF, TAMPER OC, MOBILE-ENABLED-FMT | Ea |  | 1 Year | 630 | 5% | 598.5
63873 | HID | 921PMNNEKEA140 | RDR, RPK40, MULTICLASS, SE E, LF STD, HF OFF/MA, WIEG, PIG, BLK, STD-1, LED RED, FLSH GRN, BZR ON, OPT TAMP, OPEN COLL, EM4102 40-BIT, KPF, BFFRD 1 KEY, DOR COMPL, NO PAR, 8-BIT MSG, IPM OFF, MOBILE-ENABLED-FMT | Ea |  | 1 Year | 630 | 5% | 598.5
63874 | HID | 921PMNNEKEA141 | RDR, RPK40, MULTICLASS, SE E, LF STD, HF OFF/MA, WIEG, PIG, BLK, STD-1, LED RED, FLSH GRN, BZR ON, OPT TAMP, OPEN COLL, EM4102 40-BIT, KPF, BFFRD 1 TO 5 KEYS, PAR, USER ENTRD FC, 26-BIT MSG, IPM OFF, MOBILE-ENABLED-FMT | Ea |  | 1 Year | 630 | 5% | 598.5
63875 | HID | 921PMNNEKEA14E | RDR, RPK40, MULTICLASS, SE REV E, LF STD, HF STD/MA, WIEGAND, PIG, BLK, STD 1 SECURITY, LED RED, FLASH GRN, BZR ON, IPM OFF, KPF-4-BIT, 32 BIT, MOBILE-ENABLED-FMT | Ea |  | 1 Year | 630 | 5% | 598.5
63876 | HID | 921PMNNEKEA151 | RDR, RPK40, MULTICLASS, SE E, CSTM, LF STD, HF STD/SIO/SEOS/MA, WIEG, PIG, BLK, STD-1, LED RED, FLSH OFF, BZR ON, OPT TAMP, OPEN COLL, CSN 34-BIT MSB, EM4102 26-BIT, KPF, BFFRD 1 KEY, DOR COMPL, NO PAR, 8-BIT MSG, IPM OFF, MOBILE-ENABLED-FM | Ea |  | 1 Year | 630 | 5% | 598.5
63877 | HID | 921PMNNEKEA152 | RDR, RPK40, MULTICLASS, SE E, LF STD, HF STD/SIO/SEOS/MA, WIEG, PIG, BLK, STD-1,LED OFF, FLSH OFF, BZR OFF CSN 32-BIT MSB, OPT TAMP, KPF BUFFRD 1 KEY, NO PAR, 4 BIT MSG, IPM OFF, MOBILE-ENABLED-FMT | Ea |  | 1 Year | 630 | 5% | 598.5
63878 | HID | 921PMNNEKEA15F | RDR, RPK40, MULTICLASS, SE E, LF STD, HF STD/SIO/SEOS/MA, WIEG, PIG, BLK, STD-1, LED RED, FLSH GRN, BZR ON, OPT TAMP, OPEN COLL, CSN 32-BIT MSB, EM4102 32-BIT, KPF, BFFRD 1 KEY, NO PAR, 4-BIT MSG, IPM OFF, MOBILE-ENABLED-FMT | Ea |  | 1 Year | 630 | 5% | 598.5
63879 | HID | 921PMNNEKEA15G | RDR, RPK40, MULTICLASS, SE E, LF STD, HF STD/SIO/SEOS/MA, WIEG, PIG, BLK, STD-1, LED OFF, FLSH OFF, BZR OFF, CSN 32-BIT MSB, EM4102 34-BIT KPF, BFFRD 1 KEY, DOR COMPL, NO PAR, 8-BIT MSG, IPM OFF, MOBILE-ENABLED-FMT | Ea |  | 1 Year | 630 | 5% | 598.5
63880 | HID | 921PMNNEKEA15J | RDR, RPK40, MULTICLASS, SE E, LF STD, HF STD/SIO/SEOS/MA/MIFSPR, WIEG, PIG, BLK, STD-1, LED RED, FLSH OFF, BZR ON, OPT TAMP, OPEN COLL, CSN MIF SUPPR, FSK PROX READ ONLY, PROX PRIORITY,KPF, BFFRD 1 KEY, NO PAR, 4 BIT MSG, IPM OFF, MOBILE-EN | Ea |  | 1 Year | 630 | 5% | 598.5
63881 | HID | 921PMNNEKEA15M | RDR, RPK40, MULTICLASS, SE E, LF STD, HF STD/SIO/SEOS/MA, WIEG, PIG, BLK, STD-1, LED OFF, FLSH OFF, BZR OFF, CSN 34-BIT MSB, KPF, BFFRD 1 KEY, PAR, 6-BIT MSG, IPM OFF, MOBILE-ENABLED-FMT | Ea |  | 1 Year | 630 | 5% | 598.5
63882 | HID | 921PMNNEKEA15T | RDR, RPK40 MULTICLASS, SE E, LF STD, HF STD/SIO/SEOS/MA, WIEG, PIG. BLK, STD 1, LED RED, FLSH GRN, BZR ON, OPT TAMP, OPEN COLL, CSN 32-BIT MSB, KPF, BFFRD 1 KEY, NO PAR, 4-BIT MSG, FSK PROX READ ONLY, PROX PRIORITY 500MS, IPM OFF, MOBILE-EN | Ea |  | 1 Year | 630 | 5% | 598.5
63883 | HID | 921PMNNEKEA162 | RDR, RPK40, MULTICLASS, SE E, LF CST, HF STD/SIO/SEOS/MA, WIEG, PIG, BLK, STD-1, LED OFF, FLSH OFF, BZR OFF, CSN 32-BIT MSB, LED BLUE FOR ANTPASSBACK DISABLE,KPF, BFFRD 1 KEY, NO PAR, 4-BIT MSG, IPM OFF, FSK/PSK ENABLED, MASTERLOCK, MOBILE | Ea |  | 1 Year | 630 | 5% | 598.5
63884 | HID | 921PMNNEKEA164 | RDR, RPK40, MULTICLASS, SE E, LF STD, HF STD/SIO/SEOS/MA, WIEG, PIG, BLK, STD-1, LED RED, FLSH GRN, BZR ON, OPT TAMP, OPEN COLL, CSN 32-BIT MSB,EM4102 40-BIT KPF, BFFRD 1 KEY, NO PAR, 4-BIT MSG, PROX PRIORITY, IPM OFF, MOBILE-ENABLED-FMT | Ea |  | 1 Year | 630 | 5% | 598.5
63885 | HID | 921PMNNEKEA167 | RDR, RPK40, MULTICLASS, SE E, LF STD, HF STD/SIO/SEOS/MA, WIEG, PIG, BLK, STD-1, LED RED, FLSH GRN, BZR ON, CSN 32-BIT MSB, KPF, S2 CUSTOM KEYPAD, 26-BIT MSG, IPM OFF, MOBILE-ENABLED-FMT | Ea |  | 1 Year | 630 | 5% | 598.5
63886 | HID | 921PMNNEKMA004 | RDR, RPK40, MULTICLASS, SE E, LF STD, HF STD/SIO/SEOS/MA, WIEG, PIG, BLK, LED RED, FLSH GRN, BZR ON, OPT TAMP, OPEN COLL, CSN 32-BIT MSB, EM4102 32-BIT, KPF, BFFRD 1 KEY, NO PAR, 4-BIT MSG, IPM OFF, MOBILE-READY | Ea |  | 1 Year | 630 | 5% | 598.5
63887 | HID | 921PMNNEKMA004-110315 | RDR, RPK40, MULTICLASS, SE E, LF STD, HF STD/SIO/SEOS/MA, WIEG, PIG, BLK, LED RED, FLSH GRN, BZR ON, OPT TAMP, CSN 32-BIT MSB, EM4102 32-BIT, KPF, BFFRD 1 KEY, NO PAR, 4-BIT MSG, IPM OFF, MOBILE-READY, TOP BOX LABEL, UPC: 639399011450 | Ea |  | 1 Year | 630 | 5% | 598.5
63888 | HID | 921PMNNEKMA00J | RDR, RPK40, MULTICLASS, SE E, LF STD, HF STD/SIO/SEOS/MA, WIEG, PIG, BLK, STD-1, LED RED, FLSH GRN, BZR ON, CSN 32-BIT MSB, KPF, BFFRD 1 TO 5 KEYS, PAR, USER ENTRD FC, 26-BIT MSG, IPM OFF, MOBILE-ENABLED | Ea |  | 1 Year | 630 | 5% | 598.5
63889 | HID | 921PMNNEKMA00T | RDR, RPK40, MULTICLASS, SE E, LF FSK, HF STD/SIO/SEOS/MA, WIEG, PIG, BLK, LED BLUE, FLSH GRN, BZR ON, OPT TAMP, OPEN COLL, CSN MIF SUPPR, KPF, BFFRD 1 KEY, NO PAR, 4-BIT MSG, IPM OFF, STD/MOB0084 KEYS, MOBILE-ENABLED | Ea |  | 1 Year | 630 | 5% | 598.5
63890 | HID | 921PMNNEKMA025 | RDR,RPK40,MULTICLASS,SE E,LF STD,HF LEG/SIO/SEOS/MA,WIEG,LED BLU,FLSH GRN,BZR ON,OPT TAMP,OPEN COLL, CSN 32-BIT MSB, KPF, BFFRD 1 KEY, NO PAR, 4-BIT MSG, IPM OFF, DEMO STD/ICE0235/MOB0001/MOB0022 KEYS MOBILE ENABLED | Ea |  | 1 Year | 630 | 5% | 598.5
63891 | HID | 921PMNNEKMA025-MAD | RDR, RPK40,MULTICLASS,SE E,LF STD,HF LEG/SIO/SEOS/MA,WIEG,PIG,BLK,LED BLUE,FLSH GRN, BZR ON,OPT TAMP,OPEN COL,CSN 32-BIT MSB,KPF,BFFRD 1 KEY,NO PAR,4-BIT MSG,IPM OFF,DEMO STD/ICE0235/MOB0001 KEYS,MOBILE-ENBL,W/MOBILE ADMIN CARD,TAP/TWIST | Ea |  | 1 Year | 630 | 5% | 598.5
63892 | HID | 921PMNNEKMA02P | RDR, RPK40, MULTICLASS, SE E, LF STD, HF LEG/SIO/SEOS/MA, WIEG,LED RED, FLSH GRN, BZR ON, OPT TAMP, OPEN COLL, CSN 32-BIT LSB, EM4102 32-BIT, KPF, BFFRD 1 KEY, NO PAR, 4-BIT MSG, IPM OFF, STD/MOB0006 KEYS, MOBILE ENABLED | Ea |  | 1 Year | 630 | 5% | 598.5
63893 | HID | 921PMNNEKMA03L | RDR, RPK40, MULTICLASS, SE E, LF STD, HF STD/SIO/SEOS/MA, WIEG, LED BLUE, FLSH GRN, BZR ON, OPT TAMP, OPEN COLL, CSN 32-BIT MSB, KPF, BFFRD 1 KEY, DOR COMPL, NO PAR, 8-BIT MSG, IPM OFF, MOBILE-READY | Ea |  | 1 Year | 630 | 5% | 598.5
63894 | HID | 921PMNNEKMA04P | RDR, RPK40, MULTICLASS, SE E, LF STD, HF STD/SIO/SEOS/MA, WIEG, PIG, BLK, LED RED, FLSH GRN, BZR ON, OPT TAMP, OPEN COLL, CSN 32-BIT MSB, EM4102 32-BIT, KPF, BFFRD 1 TO 5 KEYS, PAR, USER ENTRD FC, 26-BIT MSG, IPM OFF, MOBILE-READY | Ea |  | 1 Year | 630 | 5% | 598.5
63895 | HID | 921PMNNEKMA06N | RDR, RPK40, MULTICLASS, SE E, LF STD, HF STD/SIO/SEOS/MA/MIFSPR, WIEG, PIG, BLK, STD-1, LED RED, FLSH GRN, BZR ON, CSN MIF SUPPR, KPF, BFFRD 1 KEY, NO PAR, 4-BIT MSG, IPM OFF, MOBILE-READY | Ea |  | 1 Year | 630 | 5% | 598.5
63896 | HID | 921PMNNEKMA0AC | RDR, RPK40, MULTICLASS, SE E, LF STD, HF STD/SIO/SEOS/MA/MIFSPR, WIEG, PIG, BLK, LED BLUE, FLSH GRN, BZR ON, OPT TAMP, OPEN COLL, CSN MIF SUPPR, PROX FSK ONLY, KPF, BFFRD 1 KEY, NO PAR, 4-BIT MSG, IPM OFF, MOBILE-READY | Ea |  | 1 Year | 630 | 5% | 598.5
63897 | HID | 921PMNNEKMA0AV | RDR, RPK40, MULTICLASS, SE E, LF STD, HF STD/SIO/SEOS/MA, WIEG, PIG, BLK, LED RED, FLSH GRN, BZR ON, OPT TAMP, OPEN COLL, CSN 32-BIT MSB, EM4102 32-BIT, KPF, BFFRD 1 KEY, DORADO COMPL, NO PAR, 8-BIT MSG, IPM OFF, MOBILE-READY | Ea |  | 1 Year | 630 | 5% | 598.5
63898 | HID | 921PMNNEKMA0BE | RDR, RPK40, MULTICLASS, SE E, LF STD, HF STD/SIO/SEOS/MA, WIEG, PIG, BLK, LED BLUE, FLSH GRN, BZR ON, OPT TAMP, OPEN COLL, CSN 32-BIT MSB, KPF, S2 CUSTOM KEYPAD, 26-BIT MSG, IPM OFF, STD/ICE0235/MOB0001/MOB0022 KEYS MOBILE ENABLED | Ea |  | 1 Year | 630 | 5% | 598.5
63899 | HID | 921PMNNEKMA0C4 | RDR, RPK40, MULTICLASS, SE E, LF STD, HF STD/SIO/SEOS/MA, WIEG, PIG, BLK, LED OFF, FLSH OFF, BZR ON, OPT TAMP, OPEN COLL, CSN 32-BIT LSB, EM4102 32-BIT, KPF, BFFRD 1 KEY, NO PAR, 4-BIT MSG, IPM OFF, MOBILE-READY | Ea |  | 1 Year | 630 | 5% | 598.5
63900 | HID | 921PMNNEKMA0CC | RDR, RPK40, MULTICLASS, SE E, LF STD, HF STD/SIO/SEOS/MIG/MA, WIEG, PIG, BLK, LED RED, FLSH GRN, BZR ON, OPT TAMP, OPEN COLL, CSN 32-BIT MSB, EM4102 32-BIT, KPF, BFFRD 1 KEY, NO PAR, 4-BIT MSG, IPM OFF, MOBILE READY | Ea |  | 1 Year | 630 | 5% | 598.5
63901 | HID | 921PMNNEKMA0CK | RDR, RPK40, MULTICLASS, SE E, LF STD, HF STD/SIO/SEOS/MA, WIEG, PIG, BLK, LED BLUE, FLSH GRN, BZR ON, CSN 32-BIT MSB, EM4102 32-BIT, KPF, BFFRD 1 KEY, NO PAR, 4-BIT MSG, IPM OFF, MOBILE-READY | Ea |  | 1 Year | 630 | 5% | 598.5
63902 | HID | 921PMNNEKMA0CN | RDR, RPK40, MULTICLASS, SE E, LF STD, HF STD/SIO/SEOS/MA, WIEG, PIG, BLK, LED RED, FLSH GRN, BZR OFF, OPT TAMP, OPEN COLL, CSN 32-BIT MSB, KPF, BFFRD 1 TO 5 KEYS, PAR, USER ENTRD FC, 26-BIT MSG, IPM OFF, MOBILE READY | Ea |  | 1 Year | 630 | 5% | 598.5
63903 | HID | 921PMNNEKMA0D1 | RDR, RPK40, MULTICLASS, SE E, LF STD, HF STD/SIO/SEOS/TRANS/MA, WIEG, PIG, BLK, LED BLUE, FLSH GRN, BZR ON, OPT TAMP, OPEN COLL, 64-BIT LSB FELICA OR 64-BIT MIFARE, KPF, BFFRD 1 KEY,NO PAR,4-BIT MSG,IPM OFF,STD1/MOB0464 KEYS,MOBILE ENABLED | Ea |  | 1 Year | 690 | 5% | 655.5
63904 | HID | 921PMNNEKMA0D7 | RDR, RPK40, MULTICLASS, SE E, LF STD, HF STD/SIO/SEOS/MA, WIEG,PIG,BLK,LED BLUE, FLSH GRN, BZR OFF, OPT TAMP, OC, CSN 32-BIT MSB, EM4102 32-BIT, KPF, BFFRD 1 TO 5 KEYS, PAR, USER ENTRD FC, 26-BIT MSG,IPM OFF,STD/MOB0577 KEYS MOBILE ENABLED | Ea |  | 1 Year | 630 | 5% | 598.5
63905 | HID | 921PMNNEKMA0D8 | RDR, RPK40, MULTICLASS, SE E, LF STD, HF STD/SIO/SEOS/MA, WIEG, PIG, BLK,LED BLUE, FLSH GRN, BZR OFF, OPT TAMP, OC,CSN 32-BIT MSB, EM4102 32-BIT, KPF, FFRD 1 TO 5 KEYS, PAR, USER ENTRD FC, 26-BIT MSG, IPM OFF,STD/MOB0558 KEYS MOBILE ENABLED | Ea |  | 1 Year | 690 | 5% | 655.5
63906 | HID | 921PMNNEKMA0DH | RDR, RPK40, MULTICLASS, SE E, LF STD, HF STD/SIO/SEOS/MA, WIEG, PIG, BLK, LED BLUE, FLSH GRN, BZR ON, OPT TAMP, OPEN COLL, CSN 32-BIT MSB, EM4102 32-BIT, KPF, BFFRD 1 TO 5 KEYS, PAR, USER ENTRD FC, 26-BIT MSG, IPM OFF, MOBILE-READY | Ea |  | 1 Year | 630 | 5% | 598.5
63907 | HID | 921PMNNEKMA0G8 | RDR, RPK40, MULTICLASS, SE E, LF STD, HF STD/SIO/SEOS/MA, WIEG, PIG, BLK, LED RED, FLSH GRN, BZR OFF, OPT TAMP, OPEN COLL, CSN 32-BIT MSB, EM4102 32-BIT, KPF, BFFRD 1 KEY, NO PAR, 4-BIT MSG, CSTM WIEG TIMING, IPM OFF, MOBILE-READY, GROSVENO | Ea |  | 1 Year | 630 | 5% | 598.5
63908 | HID | 921PMNNEKMA0H3 | RDR, RPK40, ICLASS, SE E, LF STD, HF STD/SIO/SEOS/MIGR/MA, WIEG, PIG, BLK, LED OFF, FLSH OFF, BZR ON, OPT TAMP, OPEN COLL, KPF, BFFRD 1 KEY, PAR, 6-BIT MSG, CSN 32-BIT MSB, EM4102 32-BIT, HF MIGR PFL EVP00000, IPM OFF, MOBILE-READY | Ea |  | 1 Year | 690 | 5% | 655.5
63909 | HID | 921PMNTEKEA004 | RDR, RPK40, MULTICLASS, SE E, LF STD, HF STD/SIO/SEOS/MA, WIEG, TERM, BLK, LED RED, FLSH GRN, BZR ON, OPT TAMP, OPEN COLL, CSN 32-BIT MSB, EM4102 32-BIT, KPF, BFFRD 1 KEY, NO PAR, 4-BIT MSG, IPM OFF, MOBILE-ENABLED-FMT | Ea |  | 1 Year | 630 | 5% | 598.5
63910 | HID | 921PMNTEKEA060 | RDR, RPK40, MULTICLASS, SE E, LF STD, HF STD/SIO/SEOS/MA, WIEG, TERM, BLK, STD-1, LED RED, FLSH GRN, BZR ON, CSN 32-BIT MSB, KPF, ASCII, BFFRD 1 KEY, IPM OFF, MOBILE-ENABLED-FMT | Ea |  | 1 Year | 630 | 5% | 598.5
63911 | HID | 921PMNTEKEA068 | RDR, RPK40, MULTICLASS, SE E, LF STD, HF STD/SIO/SEOS/MA, WIEG, TERM, BLK, STD-1, LED OFF, FLSH OFF, BZR ON, OPT TAMP, OPEN COLL, CSN 32-BIT MSB, EM4102 32-BIT,IPM OFF, MOBILE-ENABLED-FMT | Ea |  | 1 Year | 630 | 5% | 598.5
63912 | HID | 921PMNTEKEA06A | RDR, RPK40, MULTICLASS, SE E, LF STD, HF STD/SIO/SEOS/MA, WIEG, TERM, BLK, STD-1, LED RED, FLSH GRN, BZR ON, CSN 32-BIT MSB, KPF, BFFRD 1 KEY, DOR COMPL, NO PAR, 8-BIT MSG, IPM OFF, MOBILE-ENABLED-FMT | Ea |  | 1 Year | 630 | 5% | 598.5
63913 | HID | 921PMNTEKEA075 | RDR, RPK40, MULTICLASS, SE E, LF STD, HF STD/SIO/SEOS/MA, WIEG, TERM, BLK, STD-1, LED RED, FLSH OFF, BZR ON, OPT TAMP, OPEN COLL, CSN 32-BIT MSB, IPM OFF, MOBILE-ENABLED-FMT | Ea |  | 1 Year | 630 | 5% | 598.5
63914 | HID | 921PMNTEKEA085 | RDR, RPK40, MULTICLASS, SE E, LF STD, HF STD/SIO/SEOS/MA, WIEG, TERM, BLK, STD-1, LED OFF, FLSH OFF, BZR ON, CSN 32-BIT MSB, KPF, BFFRD 1 KEY, DOR COMPL, NO PAR, 8-BIT MSG, IPM OFF, MOBILE-ENABLED-FMT | Ea |  | 1 Year | 630 | 5% | 598.5
63915 | HID | 921PMNTEKEA0AN | RDR, RPK40, MULTICLASS, SE E, LF STD, HF STD/SIO/SEOS/MIFSPR/MA, WIEG, TERM, BLK, LED BLUE, FLSH GRN, BZR ON, CSN MIF SUPPR, PROX AWID ONLY, KPF, BFFRD 1 KEY, DORADO COMPL, NO PAR, 8-BIT MSG, IPM OFF, MOBILE-ENABLED-FMT | Ea |  | 1 Year | 630 | 5% | 598.5
63916 | HID | 921PMNTEKEA0CC | RDR, RPK40, MULTICLASS, SE E, LF STD, HF STD/SIO/SEOS/MIG/MA, WIEG, TERM, BLK, LED RED, FLSH GRN, BZR ON, OPT TAMP, OPEN COLL, CSN 32-BIT MSB, EM4102 32-BIT, KPF, BFFRD 1 KEY, NO PAR, 4-BIT MSG, IPM OFF, MOBILE-ENABLED-FMT | Ea |  | 1 Year | 630 | 5% | 598.5
63917 | HID | 921PMNTEKEA0CK | RDR, RPK40, MULTICLASS, SE E, LF STD, HF STD/SIO/SEOS/MA, WIEG, TERM, BLK, LED BLUE, FLSH GRN, BZR ON, CSN 32-BIT MSB, EM4102 32-BIT, KPF, BFFRD 1 KEY, NO PAR, 4-BIT MSG, IPM OFF, MOBILE-ENABLED-FMT | Ea |  | 1 Year | 630 | 5% | 598.5
63918 | HID | 921PMNTEKEA0DH | RDR, RPK40, MULTICLASS, SE E, LF STD, HF STD/SIO/SEOS/MA, WIEG, TERM, BLK, LED BLUE, FLSH GRN, BZR ON, OPT TAMP, OPEN COLL, CSN 32-BIT MSB, EM4102 32-BIT, KPF, BFFRD 1 TO 5 KEYS, PAR, USER ENTRD FC, 26-BIT MSG, IPM OFF, MOBILE-ENABLED-FMT | Ea |  | 1 Year | 630 | 5% | 598.5
63919 | HID | 921PMNTEKEA0DU | RDR, RPK40, MULTICLASS, SE E, LF STD, HF STD/SIO/SEOS/MA, WIEG, TERM, BLK, LED RED, FLSH GRN, BZR ON, CSN 34-BIT MSB, EM4102 34-BIT, KPF, BFFRD 1 KEY, NO PAR, 4-BIT MSG, IPM OFF, MOBILE-ENABLED-FMT | Ea |  | 1 Year | 630 | 5% | 598.5
63920 | HID | 921PMNTEKEA10E | RDR, RPK40, MULTICLASS, SE E, LF STD, HF STD/SIO/SEOS/MA, WIEG, TERM, BLK, STD-1, LED OFF, FLSH OFF, BZR ON, CSN 34-BIT MSB, KPF, BFFRD 1 KEY, NO PAR, 8-BIT MSG, IPM OFF,, MOBILE-ENABLED-FMT | Ea |  | 1 Year | 630 | 5% | 598.5
63921 | HID | 921PMNTEKEA129 | RDR, RPK40, MULTICLASS, SE E, LF STD, HF STD/SIO/SEOS/MA/MIGR, WIEG, TERM, BLK, HF MIGR PFL EVP00000, IPM OFF, MOBILE-ENABLED-FMT | Ea |  | 1 Year | 690 | 5% | 655.5
63922 | HID | 921PMNTEKEA13T | RDR, RPK40, MULTICLASS, SE E, CSTM, LF STD, HF STD/SIO/SEOS/MA, WIEG, TERM, BLK, STD-1, LED RED, FLSH GRN, BZR OFF, OPT TAMP, OPEN COLL, CSN 32-BIT MSB, EM4102 32-BIT, KPF, BFFRD 1 KEY, NO PAR, 4-BIT MSG, CSTM WIEG TIMING, IPM OFF,GROSVENOR | Ea |  | 1 Year | 630 | 5% | 598.5
63923 | HID | 921PMNTEKEA14R | RDR, RK40, ICLASS, SE REV E, LF OFF, HF CST/MA, STD-1 SIO/SEOS/LEG,WIEG, LED OFF, FLASH OFF, BZR ON, OPT TAMP, OPEN COLL, CSN 32 BIT MSB, EM4102 32 BIT, BFFRD 1 KEY, DOR COMPL, NO PAR, 8 BIT, IPM OFF, MOBILE-ENABLED-FMT | Ea |  | 1 Year | 630 | 5% | 598.5
63924 | HID | 921PMNTEKEA158 | RDR, RPK40, MULTICLASS, SE E, LF STD, HF STD/SIO/SEOS/MA, WIEG, TERM, BLK, STD-1, LED RED, FLSH GRN, BZR ON, OPT TAMP, OPEN COLL, CSN 32-BIT MSB, EM4102 40-BIT, KPF, BFFRD 1 KEY, NO PAR, 4-BIT MSG, IPM OFF, MOBILE-ENABLED-FMT | Ea |  | 1 Year | 630 | 5% | 598.5
63925 | HID | 921PMNTEKMA004 | RDR, RPK40, MULTICLASS, SE E, LF STD, HF STD/SIO/SEOS/MA, WIEG, TERM, BLK, LED RED, FLSH GRN, BZR ON, OPT TAMP, OPEN COLL, CSN 32-BIT MSB, EM4102 32-BIT, KPF, BUFFRD 1 KEY, NO PAR, 4 BIT MSG, IPM OFF, MOBILE READY | Ea |  | 1 Year | 630 | 5% | 598.5
63926 | HID | 921PMNTEKMA01L | RDR, RPK40, MULTICLASS, SE E, LF STD, HF STD/SIO/SEOS/MA, WIEG, LED RED, FLSH GRN, BZR ON, OPT TAMP, OPEN COLL, CSN 32-BIT LSB, EM4102 32-BIT, KPF, BFFRD 1 KEY, NO PAR, 4-BIT MSG, IPM OFF, STD/MOB0005 KEYS, MOBILE-ENABLED | Ea |  | 1 Year | 630 | 5% | 598.5
63927 | HID | 921PMNTEKMA01M | RDR, RPK40, MULTICLASS, SE E, LF STD, HF STD/SIO/SEOS/MA, WIEG, LED RED, FLSH GRN, BZR ON, OPT TAMP, OPEN COLL, CSN 32-BIT LSB, EM4102 32-BIT, KPF, BFFRD 1 KEY, NO PAR, 4-BIT MSG, IPM OFF, STD/MOB0006 KEYS, MOBILE-ENABLED | Ea |  | 1 Year | 630 | 5% | 598.5
63928 | HID | 921PMNTEKMA01N | RDR, RPK40, MULTICLASS, SE E, LF STD, HF STD/SIO/SEOS/MA, WIEG, LED RED, FLSH GRN, BZR ON, OPT TAMP, OPEN COLL, CSN 32-BIT LSB, EM4102 32-BIT, KPF, BFFRD 1 KEY, NO PAR, 4-BIT MSG, IPM OFF, STD/MOB0007 KEYS, MOBILE-ENABLED | Ea |  | 1 Year | 630 | 5% | 598.5
63929 | HID | 921PMNTEKMA01P | RDR, RPK40, MULTICLASS, SE E, LF STD, HF STD/SIO/SEOS/MA, WIEG, LED RED, FLSH GRN, BZR ON, OPT TAMP, OPEN COLL, CSN 32-BIT LSB, EM4102 32-BIT, KPF, BFFRD 1 KEY, NO PAR, 4-BIT MSG, IPM OFF, STD/MOB0008 KEYS, MOBILE-ENABLED | Ea |  | 1 Year | 630 | 5% | 598.5
63930 | HID | 921PMNTEKMA01Q | RDR, RPK40, MULTICLASS, SE E, LF STD, HF STD/SIO/SEOS/MA, WIEG, LED RED, FLSH GRN, BZR ON, OPT TAMP, OPEN COLL, CSN 32-BIT LSB, EM4102 32-BIT, KPF, BFFRD 1 KEY, NO PAR, 4-BIT MSG, IPM OFF, STD/MOB0009 KEYS, MOBILE-ENABLED | Ea |  | 1 Year | 630 | 5% | 598.5
63931 | HID | 921PMNTEKMA025 | RDR,RPK40,MULTICLASS,SE E,LF STD,HF LEG/SIO/SEOS/MA,WIEG,LED BLU,FLSH GRN,BZR ON,OPT TAMP,OPEN COLL,CSN 32-BIT MSB, KPF, BFFRD 1 KEY, NO PAR, 4-BIT MSG, IPM OFF, DEMO STD/ICE0235/MOB0001/MOB0022 KEYS MOBILE ENABLED | Ea |  | 1 Year | 630 | 5% | 598.5
63932 | HID | 921PMNTEKMA025-MAD | RDR,RPK40,MULTICLASS,SE E, LF STD,HF LEG/SIO/SEOS/MA,WIEG,TERM,BLK,LED BLU,FLSH GRN,BZR ON,OPT TAMP,OPEN COL,CSN 32-BIT MSB, KPF,BFFRD 1 KEY,NO PAR,4-BIT MSG,IPM OFF,DEMO STD/ICE0235/MOB0001 KEYS,MOBILE-ENBL,W/MOBILE ADMIN CARD,TAP/TWIST | Ea |  | 1 Year | 630 | 5% | 598.5
63933 | HID | 921PMNTEKMA027 | RDR, RPK40, MULTICLASS, SE E, LF STD, HF SEOS, WIEG, LED RED, FLSH GRN, BZR ON, CSN 32-BIT MSB, KPF, BFFRD 1 KEY, NO PAR, 4-BIT MSG, IPM OFF, STD/ICE0431/MOB0019 KEYS, MOBILE READY | Ea |  | 1 Year | 630 | 5% | 598.5
63934 | HID | 921PMNTEKMA07D | RDR, RPK40, MULTICLASS, SE E, LF STD, HF STD/SIO/SEOS/MIG/MA, WIEG, TERM, BLK, LED RED, FLSH GRN, BZR ON, OPT TAMP, OPN COL, TST KEY, POLL=75MS, CSN SUPPR, EM4102 32-BIT, KPF, ASCII, BFFRD 1 KEY, HF MIGR PFL EVP00000, IPM OFF, MOBILE-READY | Ea |  | 1 Year | 630 | 5% | 598.5
63935 | HID | 921PMNTEKMA0AC | RDR, RPK40, MULTICLASS, SE E, LF STD, HF STD/SIO/SEOS/MA/MIFSPR, WIEG, TERM, BLK, LED BLUE, FLSH GRN, BZR ON, OPT TAMP, OPEN COLL, CSN MIF SUPPR, PROX FSK ONLY, KPF, BFFRD 1 KEY, NO PAR, 4-BIT MSG, IPM OFF, MOBILE-READY | Ea |  | 1 Year | 630 | 5% | 598.5
63936 | HID | 921PMNTEKMA0CC | RDR, RPK40, MULTICLASS, SE E, LF STD, HF STD/SIO/SEOS/MIG/MA, WIEG, TERM, BLK, LED RED, FLSH GRN, BZR ON, OPT TAMP, OPEN COLL, CSN 32-BIT MSB, EM4102 32-BIT, KPF, BFFRD 1 KEY, NO PAR, 4-BIT MSG, IPM OFF, MOBILE READY | Ea |  | 1 Year | 630 | 5% | 598.5
63937 | HID | 921PMNTEKMA0CK | RDR, RPK40, MULTICLASS, SE E, LF STD, HF STD/SIO/SEOS/MA, WIEG, TERM, BLK, LED BLUE, FLSH GRN, BZR ON, CSN 32-BIT MSB, EM4102 32-BIT, KPF, BFFRD 1 KEY, NO PAR, 4-BIT MSG, IPM OFF, MOBILE READY | Ea |  | 1 Year | 630 | 5% | 598.5
63938 | HID | 921PMNTEKMA0D1 | RDR, RPK40, MULTICLASS, SE E, LF STD, HF STD/SIO/SEOS/TRANS/MA, WIEG, TERM, BLK, LED BLUE, FLSH GRN, BZR ON, OPT TAMP, OPEN COLL, 64-BIT LSB FELICA OR 64-BIT MIFARE, KPF, BFFRD 1 KEY,NO PAR,4-BIT MSG,IPM OFF,STD1/MOB0464 KEYS,MOBILE ENABLED | Ea |  | 1 Year | 690 | 5% | 655.5
63939 | HID | 921PMNTEKMA0DH | RDR, RPK40, MULTICLASS, SE E, LF STD, HF STD/SIO/SEOS/MA, WIEG, TERM, BLK, LED BLUE, FLSH GRN, BZR ON, OPT TAMP, OPEN COLL, CSN 32-BIT MSB, EM4102 32-BIT, KPF, BFFRD 1 TO 5 KEYS, PAR, USER ENTRD FC, 26-BIT MSG, IPM OFF, MOBILE-READY | Ea |  | 1 Year | 630 | 5% | 598.5
63940 | HID | 921PMNTEKMA0DJ | RDR, RPK40, MULTICLASS, SE E, LF STD, HF STD/SIO/SEOS/TRANS/MA, WIEG, TERM, BLK, LED RED, FLSH GRN, BZR ON, OPT TAMP, OC, 64-BIT LSB FELICA OR 64-BIT MIFARE, KPF, BFFRD 1 KEY, NO PAR, 4-BIT MSG, IPM OFF, STD1/MOB0695 KEYS, MOBILE ENABLED | Ea |  | 1 Year | 630 | 5% | 598.5
63941 | HID | 921PMNTEKMA0G8 | RDR, RPK40,MULTICLASS,SE E,LF STD, HF STD/SIO/SEOS/MA, WIEG, TERM, BLK, LED RED, FLSH GRN, BZR OFF, OPT TAMP, OPEN COLL, CSN 32-BIT MSB, EM4102 32-BIT, KPF, BFFRD 1 KEY, NO PAR, 4-BIT MSG, CSTM WIEG TIMING, IPM OFF, MOBILE-READY, GROSVENOR | Ea |  | 1 Year | 630 | 5% | 598.5
63942 | HID | 921PMNTEKMA0H3 | RDR, RPK40, ICLASS, SE E, LF STD, HF STD/SIO/SEOS/MIGR/MA, WIEG, TERM, BLK, LED OFF, FLSH OFF, BZR ON, OPT TAMP, OPEN COLL, KPF, BFFRD 1 KEY, PAR, 6-BIT MSG, CSN 32-BIT MSB, EM4102 32-BIT, HF MIGR PFL EVP00000, IPM OFF, MOBILE-READY | Ea |  | 1 Year | 690 | 5% | 655.5
63943 | HID | 921PMPNEKEA008 | RDR, RPK40, MULTICLASS, SE E, LF STD, HF STD/SIO/SEOS/MA, OSDP, PIG, BLK, A/V OFF, OPT TAMP, OPEN COLL, CSN 32-BIT LSB, EM4102 32-BIT, KPF, ASCII, BFFRD 1 KEY, IPM OFF, MOBILE-ENABLED-FMT | Ea |  | 1 Year | 630 | 5% | 598.5
63944 | HID | 921PMPNEKEA00G | RDR, RPK40, MULTICLASS, SE E, LF STD, HF STD/SIO/SEOS/MIG/MA, 485HDX, PIG, BLK, A/V OFF, OSDP V1, O TAMP, OC, OSDP TAMP ENBLD, TK, POLL=75MS, CSN SUPPR, EM4102 32-BIT, KPF, ASCII,BFFRD 1 KEY, HF MIGR PFL EVP00000, IPM OFF,MOBILE-ENABLED-FMT | Ea |  | 1 Year | 630 | 5% | 598.5
63945 | HID | 921PMPNEKEA0D9 | RDR, RPK40, MULTICLASS, SE E, LF STD, HF MIFARE CSN/SEOS/MA, 485HDX, PIG, BLK, A/V OFF, OSDP V1, OPT TAMP, OC, OSDP TAMP ENBLD, TEST KEY, POLL=75MS, CSN 32-BIT MSB, KPF, ASCII, BFFRD 1 KEY, IPM OFF, UART OFF, WIEG OFF, MOBILE-ENABLED-FMT | Ea |  | 1 Year | 630 | 5% | 598.5
63946 | HID | 921PMPNEKEA0F0 | RDR, RPK40, MULTICLASS, SE E, LF STD, HF STD/SIO/SEOS/MA, 485HDX, PIG, BLK, STD-1, A/V OFF, OSDP V2, SEC MODE OFF, OSDP TAMP EN, TST KEYS, POLL=75MS, B-RATE 115.2K, CSN 32-BIT MSB, KPF, ASCII, BFFRD 1 KEY, IPM OFF, APB 250MS, MOBILE-EN-FMT | Ea |  | 1 Year | 630 | 5% | 598.5
63947 | HID | 921PMPNEKEA0GD | RDR, RPK40, MULTICLASS, SE E, LF FSK, HF STD/SIO/SEOS/MA, 485HDX, PIG, BLK, A/V OFF, OSDP V2, OPT TAMP, OPEN COLL, OSDP TAMP ENBLD, KPF, ASCII, BFFRD 1 KEY, TEST KEY, CSN 32-BIT MSB, IPM OFF, MOBILE-ENABLED-FMT | Ea |  | 1 Year | 630 | 5% | 598.5
63948 | HID | 921PMPNEKEA133 | RDR, RPK40, MULTICLASS, SE E, LF STD, HF STD/SIO/SEOS/MA, 485HDX, PIG, BLK, STD-1, A/V OFF, OSDP V1, OPN COL, OSDP TAMP ENBLD, TEST KEY, POLL=75MS, CSN 32-BIT MSB, KPF, ASCII, BFFRD 1 KEY, EM4102 32-BIT, IPM OFF, UART OFF, WIEG OFF, MOBILE | Ea |  | 1 Year | 630 | 5% | 598.5
63949 | HID | 921PMPNEKEA138 | RDR, RPK40, MULTICLASS, SE E, LF STD, HF STD/SIO/SEOS/MA, 485HDX, PIG, BLK, STD-1, A/V OFF, CSN 32-BIT MSB, OSDP V1, OPEN COLL, OSDP TAMP ENBLD, TEST KEY, POLL=75MS, KPF, BFFRD 1 KEY, NO PAR, 4-BIT MSG, EM4102 32-BIT, IPM | Ea |  | 1 Year | 630 | 5% | 598.5
63950 | HID | 921PMPNEKMA008 | RDR, RPK40, MULTICLASS, SE E, LF STD, HF STD/SIO/SEOS/MA, OSDP, PIG, BLK, A/V OFF, OSDP V1, OPT TAMP, OPENCOLL, OSDP TAMP ENBLD, TEST KEY, POLL=75MS, CSN 32-BIT MSB, EM4102 32-BIT,KPF,ASCII,BFFRD 1 KEY,IPM OFF,UART OFF,WIEG OFF,MOBILE READY | Ea |  | 1 Year | 630 | 5% | 598.5
63951 | HID | 921PMPNEKMA00G | RDR, RPK40, MULTICLASS, SE E, LF STD, HF STD/SIO/SEOS/MIG/MA, 485HDX, PIG, BLK, A/V OFF, OSDP V1, O TAMP, OC, OSDP TAMP ENBLD, TK, POLL=75MS, CSN SUPPR, EM4102 32-BIT, KPF, ASCII, BFFRD 1 KEY, HF MIGR PFL EVP00000, IPM OFF, MOBILE-READY | Ea |  | 1 Year | 630 | 5% | 598.5
63952 | HID | 921PMPNEKMA0BT | RDR, RPK40, MULTICLASS, SE E, LF STD, HF STD/SIO/SEOS/MA, 485HDX, PIG, BLK, A/V OFF, OSDP V2, OPT TAMP, OPEN COLL, OSDP TAMP ENBLD, TEST KEY, POLL=50MS, CSN 32-BIT MSB, EM4102 32-BIT, KPF, ASCII, BFFRD 1 KEY, IPM OFF, MOBILE READY | Ea |  | 1 Year | 630 | 5% | 598.5
63953 | HID | 921PMPNEKMA0EL | RDR, RPK40, MULTICLASS, SE E, LF STD, HF STD/SIO/SEOS/MA/MIFSPR, 485HDX, PIG, BLK, A/V OFF, OSDP V2, OPT TAMP, OPEN COLL, OSDP TAMP ENBLD, TEST KEY, POLL=50MS, CSN MIF SUPPR, EM4102 32-BIT, KPF, ASCII, BFFRD 1 KEY, IPM OFF, MOBILE READY | Ea |  | 1 Year | 630 | 5% | 598.5
63954 | HID | 921PMPNEKMA-MASTER | RDR, RPK40, MULTICLASS, SE E, LF STD, HF STD/SIO/SEOS/MA, 485HDX, PIG, BLK, XXXX | Ea |  | 1 Year | 630 | 5% | 598.5
63955 | HID | 921PMPTEKEA008 | RDR, RPK40, MULTICLASS, SE E, LF STD, HF STD/SIO/SEOS/MA, OSDP, TERM, BLK, A/V OFF, OPT TAMP, OPEN COLL, CSN 32-BIT LSB, EM4102 32-BIT, KPF, ASCII, BFFRD 1 KEY, IPM OFF, MOBILE-ENABLED-FMT | Ea |  | 1 Year | 630 | 5% | 598.5
63956 | HID | 921PMPTEKEA00G | RDR, RPK40, MULTICLASS, SE E, LF STD, HF STD/SIO/SEOS/MIG/MA, 485HDX, TERM, BLK, A/V OFF, OSDP V1, O TAMP, OC, OSDP TAMP ENBLD, TK, POLL=75MS, CSN SUPPR, EM4102 32-BIT,KPF, ASCII,BFFRD 1 KEY, HF MIGR PFL EVP00000, IPM OFF,MOBILE-ENABLED-FMT | Ea |  | 1 Year | 630 | 5% | 598.5
63957 | HID | 921PMPTEKEA0F0 | RDR, RPK40, MULTICLASS, SE E, LF STD, HF STD/SIO/SEOS/MA, 485HDX, TERM, BLK, STD-1, A/V OFF, OSDP V2, SEC MODE OFF, OSDP TAMP ENBLD, TST KEYS, POLL=75MS, B-RATE 115.2K, CSN 32-BIT MSB, KPF, ASCII, BFFRD 1 KEY, IPM OFF, APB 250MS, MOB-EN-FMT | Ea |  | 1 Year | 630 | 5% | 598.5
63958 | HID | 921PMPTEKEA133 | KIT, RDR, RPK40, MULTICLASS, SE E, LF STD, HF STD/SIO/SEOS/MA, 485HDX, TERM, BLK, STD-1, A/V OFF, OSDP V1, OPN COL, OSDP TAMP DISBLD, TEST KEY, POLL=75MS, CSN 32-BIT MSB, EM4102 32-BIT, KPF, ASCII, BFFRD 1 KEY, IPM OFF, UART OFF, WIEG OFF, | Ea |  | 1 Year | 630 | 5% | 598.5
63959 | HID | 921PMPTEKMA008 | RDR, RPK40, MULTICLASS, SE E, LF STD, HF STD/SIO/SEOS/MA, OSDP, TERM, BLK, A/V OFF, OSDP V1, OPT TAMP, OC, OSDP TAMP ENBLD, TEST KEY, POLL=75MS, CSN 32-BIT MSB, EM4102 32-BIT, KPF, ASCII, BFFRD 1 KEY,IPM OFF,UART OFF,WIEG OFF, MOBILE READY | Ea |  | 1 Year | 630 | 5% | 598.5
63960 | HID | 921PMPTEKMA00G | RDR, RPK40, MULTICLASS, SE E, LF STD, HF STD/SIO/SEOS/MIG/MA, 485HDX, TERM, BLK, A/V OFF, OSDP V1, O TAMP, OC, OSDP TAMP ENBLD, TK, POLL=75MS, CSN SUPPR, EM4102 32-BIT, KPF, ASCII, BFFRD 1 KEY, HF MIGR PFL EVP00000, IPM OFF, MOBILE-READY | Ea |  | 1 Year | 630 | 5% | 598.5
63961 | HID | 921PMPTEKMA0EJ | RDR, RPK40, MULTICLASS, SE E, LF STD, HF STD/SIO/SEOS/MA, 485HDX,TERM,BLK, A/V OFF, OSDP V1, OPTTAMP,OP COLL,OSDP TAMP ENBLD, TEST KEY,POLL=75MS,CSN 56-BIT MSB, EM4102 40-BIT, KPF, ASCII,BFFRD 1 KEY,IPM OFF,UART OFF, WIEG OFF, MOBILE READY | Ea |  | 1 Year | 630 | 5% | 598.5
63962 | HID | 921PMPTEKMA-MASTER | RDR, RPK40, MULTICLASS, SE E, LF STD, HF STD/SIO/SEOS/MA, 485HDX, TERM, BLK, XXXX | Ea |  | 1 Year | 630 | 5% | 598.5
63963 | HID | 921PNNNEK20000 | RDR, RPK40, MULTICLASS, SE REV E, KPD, STD PROX, SIO, WIEGAND, PIG, BLK, STD 2 SECURITY, LED RED, FLASH GRN, BZR ON, IPM OFF, KPF-4-BIT, 32 BIT | Ea |  | 1 Year | 545 | 5% | 517.75
63964 | HID | 921PNNNEK200A5 | RDR, RPK40, MULTICLASS, SE E, LF CST, HF SIO, CUSTOM SETTINGS, WIEG, PIG, BLK, STD-2, LED AMBER, FLSH GRN, BZR ON, CSN MIF SUPPR, FSK ONLY, ICLASS SIO AND SEOS ONLY KPF, BFFRD 1 KEY, NO PAR, 4-BIT MSG, IPM OFF | Ea |  | 1 Year | 545 | 5% | 517.75
63965 | HID | 921PNNNEK200ED | RDR, RPK40, MULTICLASS, SE E, LF STD, HF SIO/SEOS/MIFSPR, WIEG, PIG, BLK, STD-2, LED RED, FLSH GRN, BZR ON, OPT TAMP, OPEN COLL, CSN MIF SUPPR, EM4102 26-BIT, KPF, BFFRD 1 KEY, DOR COMPL, NO PAR, 8-BIT MSG, IPM OFF | Ea |  | 1 Year | 545 | 5% | 517.75
63966 | HID | 921PNNNEK2037T | RDR, RPK40, MULTICLASS, SE E, LF STD, HF SIO/SEOS, WIEG, PIG, BLK, STD-2, LED RED, FLSH GRN, BZR ON, VAR BIT OUTPUT PER SIO, KPF, BFFRD 1 KEY, NO PAR, 4-BIT MSG, IPM OFF | Ea |  | 1 Year | 545 | 5% | 517.75
63967 | HID | 921PNNNEK2037Y | RDR, RPK40, MULTICLASS, SE E, LF STD, HF SIO/SEOS, WIEG, PIG, BLK, STD-2, LED RED, FLSH GRN, BZR ON, OPT TAMP, OPEN COLL, CSN MIF SUPPR, KPF, BFFRD 1 KEY, NO PAR, 4 BIT MSG, IPM OFF | Ea |  | 1 Year | 545 | 5% | 517.75
63968 | HID | 921PNNNEK20388 | RDR, RPK40, MULTICLASS, SE E, LF CST, HF SIO, CUSTOM SETTINGS, CUST PRIORITY, WIEG, PIG, BLK, STD-2, LED RED, FLSH GRN, BZR ON, OPT TAMP, OPEN COLL, KPF, BFFRD 1 KEY, NO PAR, 4-BIT MSG, IPM OFF | Ea |  | 1 Year | 545 | 5% | 517.75
63969 | HID | 921PNNNEK2038F | RDR, RPK40, MULTICLASS, SE E, LF STD, HF SIO/SEOS, WIEG, PIG, BLK, STD-2, LED RED, FLSH GRN, BZR ON, OPT TAMP, OPEN COLL, KPF, PCSC, IPM OFF | Ea |  | 1 Year | 545 | 5% | 517.75
63970 | HID | 921PNNNEK2038G | RDR, RPK40, MULTICLASS, SE E, LF STD, HF SIO/SEOS, WIEG, PIG, BLK, STD-2, LED BLUE, OPT TAMP, OPEN COLL, KPF, BFFRD 1 KEY, NO PAR, 4-BIT MSG, IPM OFF | Ea |  | 1 Year | 545 | 5% | 517.75
63971 | HID | 921PNNNEK2038H | RDR, RPK40, MULTICLASS, SE E, LF STD, HF SIO/SEOS, WIEG, PIG, BLK, STD-2, LED RED, FLSH GRN, BZR ON, OPT TAMP, OPEN COLL, KPF, BFFRD 1 KEY, NO PAR, 4-BIT MSG, IPM ON (30MIN) | Ea |  | 1 Year | 545 | 5% | 517.75
63972 | HID | 921PNNNEK2038J | RDR, RPK40, MULTICLASS, SE E, LF STD, HF SIO/SEOS, WIEG, PIG, BLK, STD-2, LED RED, FLSH GRN, BZR ON, OPT TAMP, OPEN COLL, KPF, BFFRD 1 KEY, DOR COMPL, NO PAR, 8-BIT MSG, IPM OFF | Ea |  | 1 Year | 545 | 5% | 517.75
63973 | HID | 921PNNNEK20393 | RDR, RPK40, MULTICLASS, SE E, LF STD, HF OFF, CUSTOM SETTINGS, SUPPRESS 13.56 MHZ - HF OFF, WIEG, PIG, BLK, STD-2, LF CST, HF SIO/SEOS, OPT TAMP, OPEN COLL, KPF, BFFRD 1 KEY, NO PAR, 4-BIT MSG, IPM OFF | Ea |  | 1 Year | 545 | 5% | 517.75
63974 | HID | 921PNNNEK20507 | RDR, RPK40, MULTICLASS, SE E, LF CST, HF SIO/SEOS WIEG, PIG, BLK, STD-2, LED RED, FLSH GRN, BZR ON, KPF, BFFRD 1 KEY, DOR COMPL, NO PAR, 8-BIT MSG, IPM OFF, PROX DORADO EMPI 34 BIT | Ea |  | 1 Year | 545 | 5% | 517.75
63975 | HID | 921PNNNEK2059Q | RDR, RPK40, MULTICLASS, SE E, LF STD, HF SIO/SEOS, WIEG, PIG, BLK, STD-2, LED RED, FLSH GRN, BZR ON, CSN 32-BIT MSB, KPF, BFFRD 1 KEY, NO PAR, 4-BIT MSG, IPM OFF, APB DISABLED | Ea |  | 1 Year | 545 | 5% | 517.75
63976 | HID | 921PNNNEK2059R | RDR, RPK40, MULTICLASS, SE E, LF STD, HF SIO/SEOS, WIEG, PIG, BLK, STD-2, LED RED, FLSH GRN, BZR ON, CSN 32-BIT MSB, KPF, BFFRD 1 KEY, NO PAR, 4-BIT MSG, IPM OFF, APB DISABLED | Ea |  | 1 Year | 545 | 5% | 517.75
63977 | HID | 921PNNNEKE037T | RDR, RPK40, MULTICLASS, SE E, LF STD, HF SIO/SEOS, WIEG, PIG, BLK, ELITE KEYS, LED RED, FLSH GRN, BZR ON, VAR BIT OUTPUT PER SIO, KPF, BFFRD 1 KEY, NO PAR, 4-BIT MSG, IPM OFF | Ea |  | 1 Year | 545 | 5% | 517.75
63978 | HID | 921PNNNEKE0388 | RDR, RPK40, MULTICLASS, SE E, LF CST, HF SIO, CUSTOM SETTINGS, CUST PRIORITY, WIEG, PIG, BLK, ELITE KEYS, LED RED, FLSH GRN, BZR ON, OPT TAMP, OPEN COLL, KPF, BFFRD 1 KEY, NO PAR, 4-BIT MSG, IPM OFF | Ea |  | 1 Year | 545 | 5% | 517.75
63979 | HID | 921PNNNEKE038F | RDR, RPK40, MULTICLASS, SE E, LF STD, HF SIO/SEOS, WIEG, PIG, BLK, ELITE KEYS, LED RED, FLSH GRN, BZR ON, OPT TAMP, OPEN COLL, KPF, PCSC, IPM OFF | Ea |  | 1 Year | 545 | 5% | 517.75
63980 | HID | 921PNNTEK200A5 | RDR, RPK40, MULTICLASS, SE E, LF CST, HF SIO, CUSTOM SETTINGS, WIEG, TERM, BLK, STD-2, LED AMBER, FLSH GRN, BZR ON, CSN MIF SUPPR, FSK ONLY, ICLASS SIO AND SEOS ONLY KPF, BFFRD 1 KEY, NO PAR, 4-BIT MSG, IPM OFF | Ea |  | 1 Year | 545 | 5% | 517.75
63981 | HID | 921PNNTEK2032C | RDR, RPK40, MULTICLASS, SE REV E, STD PROX, SIO, WIEGAND, TERM, BLK, FELICA CSN, FSK ONLY, STD 2 SECURITY, LED RED, FLASH GRN, BZR ON, IPM OFF, 4 BIT KYD | Ea |  | 1 Year | 545 | 5% | 517.75
63982 | HID | 921PNNTEK2037T | RDR, RPK40, MULTICLASS, SE E, LF STD, HF SIO/SEOS, WIEG, TERM, BLK, STD-2, LED RED, FLSH GRN, BZR ON, VAR BIT OUTPUT PER SIO, KPF, BFFRD 1 KEY, NO PAR, 4-BIT MSG, IPM OFF | Ea |  | 1 Year | 545 | 5% | 517.75
63983 | HID | 921PNNTEK2038E | RDR, RPK40, MULTICLASS, SE E, LF STD, HF SIO/SEOS, WIEG, TERM, BLK, STD-2, LED OFF, FLSH OFF, BZR ON, OPT TAMP, OPEN COLL, KPF, BFFRD 1 KEY, DOR COMPL, NO PAR, 8-BIT MSG, IPM OFF | Ea |  | 1 Year | 545 | 5% | 517.75
63984 | HID | 921PNNTEK20429 | RDR, RPK40, MULTICLASS, SE E, LF STD, HF SIO/SEOS, WIEG, TERM, BLK, STD-2, LED OFF, FLSH OFF, BZR ON, VAR BIT OUTPUT PER SIO, OPT TAMP, OPEN COLL, EM4102 40-BIT(RAW), WIEG, KPF, BFFRD 1 KEY, DOR COMPL, NO PAR, 8-BIT MSG, IPM OFF | Ea |  | 1 Year | 545 | 5% | 517.75
63985 | HID | 921PNNTEK20507 | RDR, RPK40, MULTICLASS, SE E, LF CST, HF SIO/SEOS WIEG, TERM, BLK, STD-2, LED RED, FLSH GRN, BZR ON, KPF, BFFRD 1 KEY, DOR COMPL, NO PAR, 8-BIT MSG, IPM OFF, PROX DORADO EMPI 34 BIT | Ea |  | 1 Year | 545 | 5% | 517.75
63986 | HID | 921PNNTEKE037T | RDR, RPK40, MULTICLASS, SE E, LF STD, HF SIO/SEOS, WIEG, TERM, BLK, ELITE KEYS, LED RED, FLSH GRN, BZR ON, VAR BIT OUTPUT PER SIO, KPF, BFFRD 1 KEY, NO PAR, 4-BIT MSG, IPM OFF | Ea |  | 1 Year | 545 | 5% | 517.75
63987 | HID | 921PNPNEK2038D | RDR, RPK40, MULTICLASS, SE E, LF STD, HF SIO/SEOS, 485HDX, PIG, BLK, STD-2, A/V OFF, OSDP V1, OPEN COLL, OSDP TAMP ENBLD, TEST KEYS, POLL=75MS, KPF, ASCII, BFFRD 1 KEY, EM4102 32-BIT, IPM OFF, UART OFF, WIEG OFF | Ea |  | 1 Year | 580 | 5% | 551
63988 | HID | 921PNPNEK20392 | RDR, RPK40, MULTICLASS, SE E, LF STD, HF SIO/SEOS, 485HDX, PIG, BLK, STD-2, A/V OFF, OSDP V1, OPN COL, OSDP TAMP ENBLD, TEST KEY, POLL=75MS, VAR BIT OUTPUT PER SIO, KPF, ASCII, BFFRD 1 KEY, EM4102 32-BIT, IPM OFF, UART OFF, WIEG OFF | Ea |  | 1 Year | 580 | 5% | 551
63989 | HID | 921PNPNEKE0392 | RDR, RPK40, MULTICLASS, SE E, LF STD, HF SIO/SEOS, 485HDX, PIG, BLK, ELITE, A/V OFF, OSDP V1, OPN COL, OSDP TAMP ENBLD, TEST KEY, POLL=75MS, VAR BIT OUTPUT PER SIO, KPF, ASCII, BFFRD 1 KEY, EM4102 32-BIT, IPM OFF, UART OFF, WIEG OFF | Ea |  | 1 Year | 580 | 5% | 551
63990 | HID | 921PNPTEK2038D | RDR, RPK40, MULTICLASS, SE E, LF STD, HF SIO/SEOS, 485HDX, TERM, BLK, STD-2, A/V OFF, OSDP V1, OPEN COLL, OSDP TAMP ENBLD, TEST KEYS, POLL=75MS, KPF, ASCII, BFFRD 1 KEY, EM4102 32-BIT, IPM OFF, UART OFF, WIEG OFF | Ea |  | 1 Year | 580 | 5% | 551
63991 | HID | 921PNPTEK20392 | RDR, RPK40, MULTICLASS, SE E, LF STD, HF SIO/SEOS, 485HDX, TERM, BLK, STD-2, A/V OFF, OSDP V1, OPN COL, OSDP TAMP ENBLD, TEST KEY, POLL=75MS, VAR BIT OUTPUT PER SIO, KPF, ASCII, BFFRD 1 KEY, EM4102 32-BIT, IPM OFF, UART OFF, WIEG OFF | Ea |  | 1 Year | 580 | 5% | 551
63992 | HID | 921PNPTEK2-MASTER | RDR, RPK40, MULTICLASS, SE E, LF STD, HF SIO/SEOS, 485HDX, TERM, BLK, STD-2, XXXX | Ea |  | 1 Year | 580 | 5% | 551
63993 | HID | 921PNPTEKE0392 | RDR, RPK40, MULTICLASS, SE E, LF STD, HF SIO/SEOS, 485HDX, TERM, BLK, ELITE, A/V OFF, OSDP V1, OPN COL, OSDP TAMP ENBLD, TEST KEY, POLL=75MS, VAR BIT OUTPUT PER SIO, KPF, ASCII, BFFRD 1 KEY, EM4102 32-BIT, IPM OFF, UART OFF, WIEG OFF | Ea |  | 1 Year | 580 | 5% | 551
63994 | HID | 921PRNNEK0005H | RDR, RPK40, MULTICLASS, SE E, LF STD, HF STD/SIO/SEOS/TRANS, WIEG, PIG, BLK, STD-1, LED OFF, FLSH OFF, BZR OFF, OPT TAMP, OPEN COLL, 64-BIT LSB FELICA OR 64-BIT MIFARE, KPF, BFFRD 1 KEY, DOR COMPL, NO PAR, 8-BIT MSG, IPM OFF | Ea |  | 1 Year | 605 | 5% | 574.75
63995 | HID | 921PRNNEK000B6 | RDR, RPK40, MULTICLASS, SE E, LF STD, HF STD/SIO/SEOS/TRANS, WIEG, PIG, BLK, STD-1, LED RED, FLSH GRN, BZR ON, OPT TAMP, OPEN COLL, 26-BIT (EP+8BIT FC=01+16BIT CSN MSB+OP) FELCIA OR CEPAS CAN OR MIFARE, KPF, PCSC, IPM OFF | Ea |  | 1 Year | 605 | 5% | 574.75
63996 | HID | 921PRNNEK000B7 | RDR, RPK40, MULTICLASS, SE E, LF STD, HF STD/SIO/SEOS/TRANS,WIEG,PIG,BLK, STD-1,LED RED,FLSH GRN,BZR ON,OPT TAMP,OPEN COLL,26-BIT (EP+8BIT FC=01+16BIT CSN MSB+OP) FELCIA/CEPAS CAN/MIFARE,KPF,BFFRD 1 KEY,DOR COMPL, NP,8-BIT MSG,IPM OFF | Ea |  | 1 Year | 605 | 5% | 574.75
63997 | HID | 921PRNNEK000B8 | RDR, RPK40, MULTICLASS, SE E, LF STD, HF STD/SIO/SEOS/TRANS, WIEG, PIG, BLK, STD-1, LED RED, FLSH GRN, BZR ON, OPT TAMP, OPEN COLL, 64 BIT CSN LSB FELCIA OR MIFARE, KPF, BFFRD 1 KEY, DOR COMPL, NO PAR, 8-BIT MSG, IPM OFF | Ea |  | 1 Year | 605 | 5% | 574.75
63998 | HID | 921PRNNEK000GB | RDR, RPK40, MULTICLASS, SE E, LF STD, HF STD/SIO/SEOS/TRANS, WIEG, PIG, BLK, STD-1, LED RED, FLSH GRN, BZR ON, OPT TAMP, OPEN COLL, 64-BIT LSB FELICA OR 64-BIT MIFARE, KPF, BFFRD 1 TO 11 KEYS, NO PAR, 4- TO 44-BIT MSG, IPM OFF | Ea |  | 1 Year | 605 | 5% | 574.75
63999 | HID | 921PRNNEK0010B | RDR, RPK40, MULTICLASS, SE E, LF STD, HF STD/SIO/SEOS/TRANS, WIEG, PIG, BLK, STD-1, LED RED, FLSH GRN, BZR ON, OPT TAMP, OPEN COLL, 64-BIT LSB FELICA, 64-BIT MSB CEPAS CAN , KPF, PCSC, IPM OFF | Ea |  | 1 Year | 605 | 5% | 574.75
64000 | HID | 921PRNNEK0011E | RDR, RPK40, MULTICLASS, SE E, LF STD, HF STD/SIO/SEOS/TRANS, WIEG, PIG, BLK, STD-1, LED RED, FLSH GRN, BZR ON, OPT TAMP, OPEN COLL, 64-BIT LSB FELCIA, 64-BIT MSB CEPAS CAN OR MIFARE, KPF, BFFRD 1 KEY, DOR COMPL, NO PAR, 8-BIT MSG, IPM OFF | Ea |  | 1 Year | 605 | 5% | 574.75
64001 | HID | 921PRNNEK00120 | RDR, RPK40, MULTICLASS, SE E, LF STD, HF STD/SIO/SEOS/TRANS, WIEG, PIG, BLK, STD-1, LED RED, FLSH GRN, BZR ON, OPT TAMP, OPEN COLL, 64-BIT LSB FELICA, KPF, BFFRD 1 KEY, DOR COMPL, NO PAR, 8-BIT MSG, IPM OFF | Ea |  | 1 Year | 605 | 5% | 574.75
64002 | HID | 921PRNNEK0021K | RDR, RPK40, MULTICLASS, SE E, LF STD, HF STD/SIO/SEOS/TRANS, WIEG, PIG, BLK, STD-1, LED RED, FLSH GRN, BZR ON, OPT TAMP, OPEN COLL, 64-BIT LSB FELICA OR 64-BIT MIFARE, KPF, BFFRD 1 KEY, NO PAR, 4-BIT MSG, IPM OFF | Ea |  | 1 Year | 605 | 5% | 574.75
64003 | HID | 921PRNNEK0025J | RDR, RPK40, MULTICLASS, SE E, LF STD, HF STD/SIO/SEOS/TRANS, WIEG, PIG, BLK, STD-1, LED RED, FLSH GRN, BZR ON, OPT TAMP, OPEN COLL, 64-BIT LSB FELICA, 64-BIT MSB CEPAS CAN , KPF, BFFRD 1 KEY, NO PAR, 4-BIT MSG, IPM OFF | Ea |  | 1 Year | 605 | 5% | 574.75
64004 | HID | 921PRNNEK0025K | RDR, RPK40, MULTICLASS, SE E, LF STD, HF STD/SIO/SEOS/TRANS, WIEG, PIG, BLK, STD-1, LED RED, FLSH GRN, BZR ON, OPT TAMP, OPEN COLL, 64-BIT LSB FELICA, 64-BIT MSB CEPAS CSN, KPF, BFFRD 1 KEY, NO PAR, 4-BIT MSG, IPM OFF | Ea |  | 1 Year | 605 | 5% | 574.75
64005 | HID | 921PRNNEK0025L | RDR, RPK40, MULTICLASS, SE E, LF STD, HF STD/SIO/SEOS/TRANS, WIEG, PIG, BLK, STD-1, LED RED, FLSH GRN, BZR ON, OPT TAMP, OPEN COLL, 64-BIT LSB FELCIA, 64-BIT MSB CEPAS CAN OR MIFARE, KPF, BFFRD 1 KEY, NO PAR, 4-BIT MSG, IPM OFF | Ea |  | 1 Year | 605 | 5% | 574.75
64006 | HID | 921PRNNEK0025M | RDR, RPK40, MULTICLASS, SE E, LF STD, HF STD/SIO/SEOS/TRANS, WIEG, PIG, BLK, STD-1, LED RED, FLSH GRN, BZR ON, OPT TAMP, OPEN COLL, 64-BIT LSB FELICA, 64-BIT MSB CEPAS CSN OR MIFARE, KPF, BFFRD 1 KEY, NO PAR, 4-BIT MSG, IPM OFF | Ea |  | 1 Year | 605 | 5% | 574.75
64007 | HID | 921PRNNEK0025N | RDR, RPK40, MULTICLASS, SE E, LF STD, HF STD/SIO/SEOS/TRANS, WIEG, PIG, BLK, STD-1, LED RED, FLSH GRN, BZR ON, OPT TAMP, OPEN COLL, 26-BIT (EP+8BIT FC=01+16BIT CSN MSB+OP) FELICA OR CEPAS CAN, KPF, BFFRD 1 KEY, NO PAR, 4-BIT MSG, IPM OFF | Ea |  | 1 Year | 605 | 5% | 574.75
64008 | HID | 921PRNNEK0025P | RDR, RPK40, MULTICLASS, SE E, LF STD, HF STD/SIO/SEOS/TRANS, WIEG, PIG, BLK, STD-1, LED RED, FLSH GRN, BZR ON, OPT TAMP, OPEN COLL, 26-BIT (EP+8BIT FC=01+16BIT CSN MSB+OP) FELICA OR CEPAS CSN, KPF, BFFRD 1 KEY, NO PAR, 4-BIT MSG, IPM OFF | Ea |  | 1 Year | 605 | 5% | 574.75
64009 | HID | 921PRNNEK0025Q | RDR, RPK40, MULTICLASS, SE E, LF STD, HF STD/SIO/SEOS/TRANS, WIEG, PIG, BLK, STD-1, LED RED, FLSH GRN, BZR ON, OPT TAMP, OPEN COLL, 26-BIT (EP+8BIT FC=01+16BIT CSN MSB+OP) FELICA/CEPAS CAN/MIFARE, KPF, BFFRD 1 KEY, NO PAR, 4-BIT MSG,IPM OFF | Ea |  | 1 Year | 605 | 5% | 574.75
64010 | HID | 921PRNNEK0025R | RDR, RPK40, MULTICLASS, SE E, LF STD, HF STD/SIO/SEOS/TRANS, WIEG, PIG, BLK, STD-1, LED RED, FLSH GRN, BZR ON, OPT TAMP, OPEN COLL, 26-BIT (EP+8BIT FC=01+16BIT CSN MSB+OP) FELICA OR CEPAS CSN OR MIFARE, KPF,BFFRD 1 KEY,NP, 4-BIT MSG,IPM OFF | Ea |  | 1 Year | 605 | 5% | 574.75
64011 | HID | 921PRNNEK0025T | RDR, RPK40, MULTICLASS, SE E, LF STD, HF STD/SIO/SEOS/TRANS, WIEG, PIG, BLK, STD-1, LED RED, FLSH GRN, BZR ON, OPT TAMP, OPEN COLL, 26-BIT (EP+24-BIT+OP) FELICA, KPF, BFFRD 1 KEY, NO PAR, 4-BIT MSG, IPM OFF | Ea |  | 1 Year | 605 | 5% | 574.75
64012 | HID | 921PRNNEK0034T | RDR, RPK40, MULTICLASS, SE E, LF STD, HF STD/SIO/SEOS/TRANS, WIEG, PIG, BLK, STD-1, LED RED, FLSH GRN, BZR ON, OPT TAMP, OPEN COLL, 64-BIT LSB FELICA, KPF, BFFRD 1 KEY, NO PAR, 4-BIT MSG, IPM OFF | Ea |  | 1 Year | 605 | 5% | 574.75
64013 | HID | 921PRNNEK0050P | RDR, RPK40, MULTICLASS, SE E, LF STD, HF STD/SIO/SEOS/TRANS, WIEG, PIG, BLK, STD-1, LED RED, FLSH GRN,BZR ON, OPT TAMP, OPEN COLL, 64-BIT LSB FELICA, 64-BIT MSB, KPF, BFFRD 4 KEYS, PAR, 18-BIT MSG, IPM OFF | Ea |  | 1 Year | 605 | 5% | 574.75
64014 | HID | 921PSNNEK20000 | RDR, RPK40, MULTICLASS, SE E, LF FSK ONLY, HF SEOS, WIEG, PIG, BLK, STD-2, LED RED, FLSH GRN, BZR ON, VAR BIT OUTPUT PER SIO, KPF, BFFRD 1 KEY, NO PAR, 4-BIT MSG, IPM OFF, VEL ON | Ea |  | 1 Year | 545 | 5% | 517.75
64015 | HID | 921PSNNEKE0000 | RDR, RPK40, MULTICLASS, SE E, LF FSK ONLY, HF SEOS, WIEG, PIG, BLK, ELITE KEYS, LED RED, FLSH GRN, BZR ON, VAR BIT OUTPUT PER SIO, KPF, BFFRD 1 KEY, NO PAR, 4-BIT MSG, IPM OFF, VEL ON | Ea |  | 1 Year | 545 | 5% | 517.75
64016 | HID | 921PSNTEK20000 | RDR, RPK40, MULTICLASS, SE E, LF FSK ONLY, HF SEOS, WIEG, TERM, BLK, STD-2, LED RED, FLSH GRN, BZR ON, VAR BIT OUTPUT PER SIO, KPF, BFFRD 1 KEY, NO PAR, 4-BIT MSG, IPM OFF, VEL ON | Ea |  | 1 Year | 545 | 5% | 517.75
64017 | HID | 921PSNTEK200Y2 | RDR, RPK40, MULTICLASS, SE E, LF FSK, HF SEOS, WIEG, TERM, BLK, LED RED, FLSH GRN, BZR ON, OPT TAMP, OPEN COLL, KPF, BFFRD 1 TO 5 KEYS, PAR, USER ENTRD FC, 26-BIT MSG, CSN SUPPR, IPM OFF | Ea |  | 1 Year | 479.6 | 5% | 455.62
64018 | HID | 921PSNTEKE0000 | RDR, RPK40, MULTICLASS, SE E, LF FSK ONLY, HF SEOS, WIEG, TERM, BLK, ELITE KEYS, LED RED, FLSH GRN, BZR ON, VAR BIT OUTPUT PER SIO, KPF, BFFRD 1 KEY, NO PAR, 4-BIT MSG, IPM OFF, VEL ON | Ea |  | 1 Year | 545 | 5% | 517.75
64019 | HID | 921PSPNEK200UL | RDR, RPK40, MULTICLASS, SE E, LF STD, HF SEOS, 485HDX, PIG, BLK, A/V OFF, OSDP V2, OPT TAMP, OPEN COLL, OSDP TAMP ENBLD, TEST KEY, POLL=50MS, CSN SUPPR, KPF, ASCII, BFFRD 1 KEY, IPM OFF | Ea |  | 1 Year | 580 | 5% | 551
64020 | HID | 921PTCNEK000AV | RDR, RPK40, MULTICLASS, SE E, LF STD, HF STD/SIO/SEOS, C&D, PIG, BLK, STD-1, LED OFF, FLSH OFF, BZR ON, CSN 32-BIT MSB, KPF, BFFRD 1 KEY, PAR, 6-BIT MSG, IPM OFF | Ea |  | 1 Year | 545 | 5% | 517.75
64021 | HID | 921PTCNEK00133 | RDR, RPK40, MULTICLASS, SE E, LF STD, HF STD/SIO/SEOS, C&D, PIG, BLK, STD-1, LED RED, FLSH GRN, BZR ON, CSN 32-BIT MSB, KPF, BFFRD 1 KEY, NO PAR, 4-BIT MSG, IPM OFF | Ea |  | 1 Year | 545 | 5% | 517.75
64022 | HID | 921PTCNEK00214 | RDR, RPK40, MULTICLASS, SE E, LF STD, HF STD/SIO/SEOS, C&D, PIG, BLK, STD-1, LED RED, FLSH GRN, BZR ON, EM4102 ABA, 10-DIG BCD, MIFARE CSN SUPPR, KPF, BFFRD 1 KEY, NO PAR, 4-BIT MSG, IPM OFF | Ea |  | 1 Year | 545 | 5% | 517.75
64023 | HID | 921PTCNEK00255 | RDR, RPK40, MULTICLASS, SE E, LF STD, HF STD/SIO/SEOS, C&D, PIG, BLK, STD-1, LED RED, FLSH GRN, BZR ON, CSN 32-BIT MSB, KPF, BFFRD 1 KEY, DOR COMPL, NO PAR, 8-BIT MSG, IPM OFF | Ea |  | 1 Year | 545 | 5% | 517.75
64024 | HID | 921PTCNEK00256 | RDR, RPK40, MULTICLASS, SE E, LF STD, HF STD/SIO/SEOS, C&D, PIG, BLK, STD-1, LED RED, FLSH GRN, BZR ON, CSN 26-BIT (W/DEFAULT FC), KPF, BFFRD 1 KEY, PAR, 6-BIT MSG, IPM OFF | Ea |  | 1 Year | 545 | 5% | 517.75
64025 | HID | 921PTNNEG00000 | RDR, RPK40, MULTICLASS, SE REV E, STD PROX, STD, WIEGAND, PIG, GRY, STD 1 SECURITY, LED RED, FLASH GRN, BZR ON, IPM OFF, KPF-4-BIT, 32 BIT | Ea |  | 1 Year | 545 | 5% | 517.75
64026 | HID | 921PTNNEK00000 | RDR, RPK40, MULTICLASS, SE REV E, KPD, STD PROX, STD, WIEGAND, PIG, BLK, STD 1 SECURITY, LED RED, FLASH GRN, BZR ON, IPM OFF, KPF-4-BIT, 32 BIT | Ea |  | 1 Year | 545 | 5% | 517.75
64027 | HID | 921PTNNEK0001V | RDR, RPK40, MULTICLASS, SE E, LF STD, HF STD/SIO/SEOS, WIEG, PIG, BLK, STD-1, LED RED, FLSH GRN, BZR ON, CSN 32-BIT MSB, KPF, BFFRD 1 KEY, DOR COMPL, NO PAR, 8-BIT MSG, IPM OFF | Ea |  | 1 Year | 545 | 5% | 517.75
64028 | HID | 921PTNNEK0002E | RDR, RPK40, MULTICLASS, SE E, LF STD, HF STD/SIO/SEOS/MIFSPR, WIEG, PIG, BLK, STD-1, LED RED, FLSH GRN, BZR ON, CSN MIF SUPPR, KPF, BFFRD 1 KEY, NO PAR, 4-BIT MSG, IPM OFF | Ea |  | 1 Year | 545 | 5% | 517.75
64029 | HID | 921PTNNEK0002U | RDR, RPK40, MULTICLASS, SE E, LF STD, HF STD/SIO/SEOS, WIEG, PIG, BLK, STD-1, LED OFF, FLSH OFF, BZR ON, CSN 32-BIT MSB, KPF, BFFRD 1 KEY, NO PAR, 4-BIT MSG, IPM OFF | Ea |  | 1 Year | 545 | 5% | 517.75
64030 | HID | 921PTNNEK0002V | RDR, RPK40, MULTICLASS, SE E, LF STD, HF STD/SIO/SEOS, WIEG, PIG, BLK, STD-1, LED RED, FLSH GRN, BZR ON, OPT TAMP, OPEN COLL, CSN 32-BIT LSB, IPM OFF | Ea |  | 1 Year | 545 | 5% | 517.75
64031 | HID | 921PTNNEK00033 | RDR, RPK40, MULTICLASS, SE E, LF STD, HF STD/SIO/SEOS, WIEG, PIG, BLK, STD-1, LED RED, FLSH OFF, BZR ON, OPT TAMP, OPEN COLL, CSN 32-BIT MSB, IPM OFF | Ea |  | 1 Year | 545 | 5% | 517.75
64032 | HID | 921PTNNEK0003A | RDR, RPK40, MULTICLASS, SE E, LF STD, HF STD/SIO/SEOS, WIEG, PIG, BLK, STD-1, LED RED, FLSH GRN, BZR ON, CSN 26-BIT (W/DEFAULT FC), KPF, BFFRD 1 KEY, DOR COMPL, NO PAR, 8-BIT MSG, IPM OFF | Ea |  | 1 Year | 545 | 5% | 517.75
64033 | HID | 921PTNNEK0003N | RDR, RPK40, MULTICLASS, SE E, LF STD, HF STD/SIO/SEOS, WIEG, PIG, BLK, STD-1, LED RED, FLSH GRN, BZR ON, CSN 34-BIT MSB, KPF, BFFRD 1 KEY, NO PAR, 4-BIT MSG, IPM OFF | Ea |  | 1 Year | 545 | 5% | 517.75
64034 | HID | 921PTNNEK0003P | RDR, RPK40, MULTICLASS, SE E, LF STD, HF STD/SIO/SEOS, WIEG, PIG, BLK, STD-1, LED RED, FLSH GRN, BZR ON, CSN 37-BIT LSB, KPF, BFFRD 1 KEY, NO PAR, 4-BIT MSG, IPM OFF | Ea |  | 1 Year | 545 | 5% | 517.75
64035 | HID | 921PTNNEK0003R | RDR, RPK40, MULTICLASS, SE E, LF STD, HF STD/SIO/SEOS, WIEG, PIG, BLK, STD-1, LED RED, FLSH GRN, BZR ON, CSN 32-BIT MSB, KPF, BFFRD 1 TO 5 KEYS, PAR, USER ENTRD FC, 26-BIT MSG, IPM OFF | Ea |  | 1 Year | 545 | 5% | 517.75
64036 | HID | 921PTNNEK0003W | RDR, RPK40, MULTICLASS, SE E, LF STD, HF STD/SIO/SEOS, WIEG, PIG, BLK, STD-1, LED RED, FLSH GRN, BZR ON, CSN 32-BIT MSB, KPF, BFFRD 1 TO 6 KEYS, PAR, 26-BIT MSG, IPM OFF | Ea |  | 1 Year | 545 | 5% | 517.75
64037 | HID | 921PTNNEK00047 | RDR, RPK40, MULTICLASS, SE E, LF STD, HF STD/SIO/SEOS, WIEG, PIG, BLK, STD-1, LED RED, FLSH GRN, BZR ON, CSN 32-BIT MSB, EM4102 32-BIT, KPF, BFFRD 1 KEY, NO PAR, 4-BIT MSG, IPM OFF | Ea |  | 1 Year | 545 | 5% | 517.75
64038 | HID | 921PTNNEK0004J | RDR, RPK40, MULTICLASS, SE E, LF STD, HF STD/SIO/SEOS, WIEG, PIG, BLK, STD-1, LED RED, FLSH GRN, BZR ON, CSN 26-BIT (W/DEFAULT FC), KPF, BFFRD 1 KEY, NO PAR, 4-BIT MSG, IPM OFF | Ea |  | 1 Year | 545 | 5% | 517.75
64039 | HID | 921PTNNEK00057 | RDR, RPK40, MULTICLASS, SE E, LF STD, HF STD/SIO/SEOS, WIEG, PIG, BLK, STD-1, LED OFF, FLSH OFF, BZR ON, CSN 32-BIT MSB, KPF, BFFRD 1 KEY, DOR COMPL, NO PAR, 8-BIT MSG, IPM OFF | Ea |  | 1 Year | 545 | 5% | 517.75
64040 | HID | 921PTNNEK0005A | RDR, RPK40, MULTICLASS, SE E, LF STD, HF STD/SIO/SEOS, WIEG, PIG, BLK, STD-1, LED RED, FLSH GRN, BZR ON, CSN 32 BIT LSB, KPF, BFFRD NO PAR, 4 BIT, IPM OFF | Ea |  | 1 Year | 545 | 5% | 517.75
64041 | HID | 921PTNNEK0005E | RDR, RPK40, MULTICLASS, SE E, CSTM, LF STD, HF STD/SIO/SEOS, WIEG, PIG, BLK, STD-1, LED RED, FLSH OFF, BZR ON, OPT TAMP, OPEN COLL, CSN 34-BIT MSB, EM4102 32-BIT, KPF, BFFRD 1 KEY, DOR COMPL, NO PAR, 8-BIT MSG, IPM OFF | Ea |  | 1 Year | 545 | 5% | 517.75
64042 | HID | 921PTNNEK00060 | RDR, RPK40, MULTICLASS, SE E, LF STD, HF STD/SIO/SEOS/MIFSPR, WIEG, PIG, BLK, STD-1, LED RED, FLSH GRN, BZR ON, CSN MIF SUPPR, KPF, BFFRD 1 KEY, DOR COMPL, NO PAR, 8-BIT MSG, IPM OFF | Ea |  | 1 Year | 545 | 5% | 517.75
64043 | HID | 921PTNNEK00065 | RDR, RPK40, MULTICLASS, SE E, LF STD, HF STD/SIO/SEOS, WIEG, PIG, BLK, STD-1, LED RED, FLSH GRN, BZR ON, CSN 26-BIT (W/DEFAULT FC), KPF, BFFRD 1 TO 5 KEYS, PAR, USER ENTRD FC, 26-BIT MSG, IPM OFF | Ea |  | 1 Year | 545 | 5% | 517.75
64044 | HID | 921PTNNEK00074 | RDR, RPK40, MULTICLASS, SE E, LF STD, HF STD/SIO/SEOS, WIEG, PIG, BLK, STD-1, LED RED, FLSH GRN, BZR ON, CSN 32-BIT MSB, KPF, BFFRD 1 KEY, DOR COMPL, NO PAR, 8-BIT MSG, IPM OFF, WIEG GUARD TIME 150MS | Ea |  | 1 Year | 545 | 5% | 517.75
64045 | HID | 921PTNNEK00076 | RDR, RPK40, MULTICLASS, SE E, LF STD, HF STD/SIO/SEOS, WIEG, PIG, BLK, STD-1, LED RED, FLSH GRN, BZR ON, CSN 32-BIT LSB, KPF, BFFRD 1 KEY, NO PAR, 4-BIT MSG, IPM OFF | Ea |  | 1 Year | 545 | 5% | 517.75
64046 | HID | 921PTNNEK0007G | RDR, RPK40, MULTICLASS, SE E, LF STD, HF STD/SIO/SEOS, WIEG, PIG, BLK, STD-1, LED RED, FLSH GRN, BZR ON, OPT TAMP, OPEN COLL, CSN 26-BIT (W/DEFAULT FC), KPF, BFFRD 1 KEY, NO PAR, 4-BIT MSG, IPM OFF | Ea |  | 1 Year | 545 | 5% | 517.75
64047 | HID | 921PTNNEK00080 | RDR, RPK40, MULTICLASS, SE E, LF STD, HF STD/SIO/SEOS, WIEG, PIG, BLK, STD-1, LED RED, FLSH OFF, BZR ON, CSN 32-BIT MSB, EM4102 32-BIT, KPF, BFFRD 6 KEYS, PAR, 26-BIT MSG, IPM OFF | Ea |  | 1 Year | 545 | 5% | 517.75
64048 | HID | 921PTNNEK0008D | RDR, RPK40, MULTICLASS, SE E, LF STD, HF STD/SIO/SEOS, WIEG, PIG, BLK, STD-1, LED OFF, FLSH GRN, BZR ON, OPT TAMP, OPEN COLL, CSN 32-BIT MSB, IPM OFF | Ea |  | 1 Year | 545 | 5% | 517.75
64049 | HID | 921PTNNEK0008J | RDR, RPK40, MULTICLASS, SE E, LF STD, HF STD/SIO/SEOS, WIEG, PIG, BLK, STD-1, LED RED, FLSH OFF, BZR ON, CSN 32-BIT MSB, KPF, BFFRD 1 KEY, NO PAR, 4-BIT MSG, IPM OFF | Ea |  | 1 Year | 545 | 5% | 517.75
64050 | HID | 921PTNNEK0009F | RDR, RPK40, MULTICLASS, SE E, LF STD, HF STD/SIO/SEOS, WIEG, PIG, BLK, STD-1, LED OFF, FLSH OFF, BZR ON, OPT TAMP, OPEN COLL, CSN 32-BIT MSB, KPF, BFFRD 1 KEY, PAR, 6-BIT MSG, IPM OFF | Ea |  | 1 Year | 545 | 5% | 517.75
64051 | HID | 921PTNNEK000A6 | RDR, RPK40, MULTICLASS, SE E, LF CST, PROX GIC ONLY, HF STD/SIO/SEOS, WIEG, PIG, BLK, STD-1, LED RED, FLSH GRN, BZR ON, OPT TAMP, OPEN COLL, CSN 32-BIT MSB, KPF, BFFRD 1 KEY, NO PAR, 4-BIT MSG, IPM OFF | Ea |  | 1 Year | 545 | 5% | 517.75
64052 | HID | 921PTNNEK000A7 | RDR, RPK40, MULTICLASS, SE E, LF CST, PROX GIC ONLY, HF STD/SIO/SEOS, WIEG, PIG, BLK, STD-1, LED RED, FLSH GRN, BZR ON, OPT TAMP, OPEN COLL, CSN 32-BIT MSB, KPF, BFFRD 1 KEY, DOR COMPL, NO PAR, 8-BIT MSG, IPM OFF | Ea |  | 1 Year | 545 | 5% | 517.75
64053 | HID | 921PTNNEK000AK | RDR, RPK40, MULTICLASS, SE E, LF STD, HF STD/SIO/SEOS, WIEG, PIG, BLK, STD-1, LED OFF, FLSH OFF, BZR OFF, CSN 32-BIT MSB, KPF, BFFRD 1 KEY, DOR COMPL, NO PAR, 8-BIT MSG, IPM OFF | Ea |  | 1 Year | 545 | 5% | 517.75
64054 | HID | 921PTNNEK000AR | RDR, RPK40, MULTICLASS, SE E, LF STD, HF STD/SIO/SEOS, WIEG, PIG, BLK, STD-1, LED RED, FLSH GRN, BZR ON, OPT TAMP, OPEN COLL, CSN 32-BIT MSB, EM4102 32-BIT, KPF, BFFRD 1 KEY, NO PAR, 4-BIT MSG, APB DISABLED, IPM OFF | Ea |  | 1 Year | 545 | 5% | 517.75
64055 | HID | 921PTNNEK000AU | RDR, RPK40, MULTICLASS, SE E, LF STD, HF STD/SIO/SEOS, WIEG, PIG, BLK, STD-1, LED OFF, FLSH OFF, BZR ON, CSN 32-BIT MSB, EM4102 34-BIT MLF, KPF, BFFRD 1 KEY, DOR COMPL, NO PAR, 8-BIT MSG, IPM OFF | Ea |  | 1 Year | 545 | 5% | 517.75
64056 | HID | 921PTNNEK000FE | RDR, RPK40, MULTICLASS, SE E, LF STD, HF STD/SIO/SEOS, WIEG, PIG, BLK, STD-1, LED OFF, FLSH OFF, BZR ON, CSN 26-BIT (W/DEFAULT FC), EM4102 32-BIT, KPF, BFFRD 1 KEY, DOR COMPL, NO PAR, 8-BIT MSG, IPM OFF | Ea |  | 1 Year | 545 | 5% | 517.75
64057 | HID | 921PTNNEK000FF | RDR, RPK40, MULTICLASS, SE E, LF STD, HF STD/SIO/SEOS, WIEG, PIG, BLK, STD-1, LED OFF, FLSH OFF, BZR ON, CSN 26-BIT (W/DEFAULT FC), EM4102 32-BIT, KPF, BFFRD 1 KEY, NO PAR, 4-BIT MSG, IPM OFF | Ea |  | 1 Year | 545 | 5% | 517.75
64058 | HID | 921PTNNEK000FY | RDR, RPK40, MULTICLASS, SE E, LF STD, HF STD/SIO/SEOS, WIEG, PIG, BLK, STD-1, LED BLUE, FLSH WHT, BZR ON, CSN 32-BIT MSB, KPF, BFFRD 1 KEY, DOR COMPL, NO PAR, 8-BIT MSG, PROX FSK ONLY, IPM OFF | Ea |  | 1 Year | 545 | 5% | 517.75
64059 | HID | 921PTNNEK000J5 | RDR, RPK40, MULTICLASS, SE E, LF STD, HF ICLASS STD/SIO/SEOS, WIEG, PIG, BLK, STD-1, LED RED, FLSH GRN, BZR ON, CSN 32-BIT MSB, EM4102 32-BIT, KPF, BFFRD 1 TO 4 KEYS, PAR, USER ENTRD FC, 26-BIT MSG, IPM OFF | Ea |  | 1 Year | 545 | 5% | 517.75
64060 | HID | 921PTNNEK000KD | RDR, RPK40, MULTICLASS, SE E, LF STD, HF STD/SIO/SEOS/MIFSPR, WIEG, PIG, BLK, STD-1, LED RED, FLSH GRN, BZR ON, CSN 32-BIT MSB, EM4102 32-BIT, KPF, BFFRD 1 KEY, NO PAR, 4-BIT MSG, WIEG PW 100US - PS 2000US, IPM OFF | Ea |  | 1 Year | 545 | 5% | 517.75
64061 | HID | 921PTNNEK000KH | RDR, RPK40, MULTICLASS, SE E, LF STD, HF ICLASS SIO & LEG/SEOS/MIFSPR, WIEG, PIG, BLK, STD-1, LED RED, FLSH OFF, BZR ON, CSN MIF SUPPR, HID PROX ONLY, KPF, BFFRD 1 KEY, DOR COMPL, NO PAR, 8-BIT MSG, IPM OFF | Ea |  | 1 Year | 545 | 5% | 517.75
64062 | HID | 921PTNNEK000ME | RDR, RPK40, MULTICLASS, SE E, LF STD, HF STD/SIO/SEOS, WIEG, PIG, BLK, STD-1, LED RED, FLSH GRN, BZR ON, OPT TAMP, OPEN COLL, IM ALIVE INVERTED, CSN 34-BIT MSB, EM4102 32-BIT, IM ALIVE 60 SEC,KPF, BFFRD 1 KEY, NO PAR, 4-BIT MSG, IPM OFF | Ea |  | 1 Year | 545 | 5% | 517.75
64063 | HID | 921PTNNEK000NM | RDR, RPK40, MULTICLASS, SE E, LF STD, HF STD/SIO/SEOS/MIFSPR, WIEG, PIG, BLK, STD-1, LED RED, FLSH GRN, BZR ON, OPT TAMP, OPEN COLL, IM ALIVE INVERTED,CSN MIF SUPPR, EM4102 32-BIT, IM ALIVE 60 SEC ,KPF,BFFRD 1 KEY,NO PAR, 4-BIT MSG,IPM OFF | Ea |  | 1 Year | 545 | 5% | 517.75
64064 | HID | 921PTNNEK000PB | RDR, RPK40, MULTICLASS, SE E, LF STD, HF STD/SIO/SEOS, WIEG, PIG, BLK, STD-1, LED AMBER, FLSH GRN, BZR ON, CSN 32-BIT MSB, PROX FSK ONLY, KPF, BFFRD 1 KEY, NO PAR, 4-BIT MSG, IPM OFF | Ea |  | 1 Year | 545 | 5% | 517.75
64065 | HID | 921PTNNEK000PE | RDR, RPK40, MULTICLASS, SE E, LF STD, HF STD/SIO/SEOS, WIEG, PIG,BLK, STD-1,LED RED,FLSH GRN, BZR ON, OPT TAMP, OC,CSN 32-BIT LSB, ISO14443B 32-BIT CSN, EM4102 32-BIT, RPK40 PICO15693 MOD DEPTH 10%, KPF,BFFRD 1 KEY,NO PAR,4-BIT MSG, IPM OFF | Ea |  | 1 Year | 545 | 5% | 517.75
64066 | HID | 921PTNNEK000PU | RDR, RPK40, MULTICLASS, SE E, LF STD, HF STD/SIO/SEOS, WIEG, PIG, BLK, STD-1, LED RED, FLSH GRN, BZR ON, CSN 32-BIT MSB, KPF, BFFRD 1 TO 5 KEYS, PAR, FC=17, 26-BIT MSG, IPM OFF | Ea |  | 1 Year | 545 | 5% | 517.75
64067 | HID | 921PTNNEK000QB | RDR, RPK40, MULTICLASS, SE E, LF STD, HF ICLASS LEG & SIO ONLY, WIEG, PIG, BLK, STD-1, LED RED, FLSH GRN, BZR ON, EM4102 32-BIT, KPF, BFFRD 1 KEY, NO PAR, 4-BIT MSG, IPM OFF | Ea |  | 1 Year | 545 | 5% | 517.75
64068 | HID | 921PTNNEK00109 | RDR, RPK40, MULTICLASS, SE E, LF STD, HF STD/SIO/SEOS, WIEG, PIG, BLK, STD-1, LED RED, FLSH OFF, BZR ON, CSN 26-BIT (W/DEFAULT FC), KPF, BFFRD 1 TO 5 KEYS, PAR, USER ENTRD FC, 26-BIT MSG, IPM OFF | Ea |  | 1 Year | 545 | 5% | 517.75
64069 | HID | 921PTNNEK0010E | RDR, RPK40, MULTICLASS, SE E, LF STD, HF STD/SIO/SEOS, WIEG, PIG, BLK, STD-1, LED OFF, FLSH OFF, BZR ON, CSN 32-BIT MSB, KPF, BFFRD 1 KEY, PAR, 6-BIT MSG, IPM OFF | Ea |  | 1 Year | 545 | 5% | 517.75
64070 | HID | 921PTNNEK0010W | RDR, RPK40, MULTICLASS, SE E, LF STD, HF STD/SIO/SEOS, WIEG, PIG, BLK, STD-1, LED RED, FLSH GRN, BZR ON, EM4102 34-BIT, WIEG, PAR MOD, MIFARE CSN SUPPR, KPF, BFFRD 1 KEY, DOR COMPL, NO PAR, 8-BIT MSG, IPM OFF | Ea |  | 1 Year | 545 | 5% | 517.75
64071 | HID | 921PTNNEK00119 | RDR, RPK40, MULTICLASS, SE E, LF STD, HF STD/SIO/SEOS, WIEG, PIG, BLK, STD-1, LED RED, FLSH GRN, BZR ON, CSN 32-BIT MSB, KPF, BFFRD 1 KEY, ADD PAR, *=E, #=F, 6-BIT MSG, IPM OFF | Ea |  | 1 Year | 545 | 5% | 517.75
64072 | HID | 921PTNNEK0011A | RDR, RPK40, MULTICLASS, SE E, LF STD, HF STD/SIO/SEOS, WIEG, PIG, BLK, STD-1, LED RED, FLSH OFF, BZR ON, CSN 26-BIT (W/DEFAULT FC), KPF, BFFRD 1 KEY, DOR COMPL, NO PAR, 8-BIT MSG, IPM OFF | Ea |  | 1 Year | 545 | 5% | 517.75
64073 | HID | 921PTNNEK0011C | RDR, RPK40, MULTICLASS, SE E, LF STD, HF STD/SIO/SEOS, WIEG, PIG, BLK, STD-1, LED OFF, FLSH GRN, BZR ON, CSN 32-BIT MSB, EM4102 32-BIT, KPF, BFFRD 1 KEY, DOR COMPL, NO PAR, 8-BIT MSG, IPM OFF | Ea |  | 1 Year | 545 | 5% | 517.75
64074 | HID | 921PTNNEK0011Q | RDR, RPK40, MULTICLASS, SE E, LF STD, HF STD/SIO/SEOS, WIEG, PIG, BLK, STD-1, LED OFF, FLSH OFF, BZR ON, CSN 34-BIT MSB, KPF, BFFRD 1 KEY, DOR COMPL, NO PAR, 8-BIT MSG, IPM OFF | Ea |  | 1 Year | 545 | 5% | 517.75
64075 | HID | 921PTNNEK0011T | RDR, RPK40, MULTICLASS, SE E, LF STD, HF STD/SIO/SEOS, WIEG, PIG, BLK, STD-1, LED RED, FLSH OFF, BZR ON, OPT TAMP, OPEN COLL, CSN 40-BIT MSB, KPF, BFFRD 1 KEY, NO PAR, 4-BIT MSG, IPM OFF | Ea |  | 1 Year | 545 | 5% | 517.75
64076 | HID | 921PTNNEK0011V | RDR, RPK40, MULTICLASS, SE E, LF STD, HF STD/SIO/SEOS, WIEG, PIG, BLK, STD-1, LED RED, FLSH GRN, BZR ON, CSN 32-BIT MSB, EM4102 32-BIT, KPF, BFFRD 1 KEY, DOR COMPL, NO PAR, 8-BIT MSG, IPM OFF | Ea |  | 1 Year | 545 | 5% | 517.75
64077 | HID | 921PTNNEK0011W | RDR, RPK40, MULTICLASS, SE E, LF STD, HF STD/SIO/SEOS, WIEG, PIG, BLK, STD-1, LED RED, FLSH GRN, BZR ON, EM4102 32-BIT, MIFARE CSN SUPPR, WIEG, KPF, BFFRD 1 KEY, NO PAR, 4-BIT MSG, IPM OFF | Ea |  | 1 Year | 545 | 5% | 517.75
64078 | HID | 921PTNNEK00126 | RDR, RPK40, MULTICLASS, SE E, LF STD, HF STD/SIO/SEOS, WIEG, PIG, BLK, STD-1, LED RED, FLSH GRN, BZR ON, OPT TAMP, OPEN COLL, CSN 32-BIT MSB, KPF, BFFRD 1 KEY, NO PAR, 4-BIT MSG, IPM OFF | Ea |  | 1 Year | 545 | 5% | 517.75
64079 | HID | 921PTNNEK0012N | RDR, RPK40, MULTICLASS, SE E, LF STD, HF STD/SIO/SEOS, WIEG, PIG, BLK, STD-1, LED RED, FLSH GRN, BZR ON, CSN 40-BIT MSB, KPF, BFFRD 4 KEYS, PAR, 18-BIT MSG, IPM OFF | Ea |  | 1 Year | 545 | 5% | 517.75
64080 | HID | 921PTNNEK00132 | RDR, RPK40, MULTICLASS, SE E, LF STD, HF STD/SIO/SEOS, WIEG, PIG, BLK, STD-1, LED RED, FLSH OFF, BZR ON, CSN 32-BIT MSB, KPF, BFFRD 1 TO 5 KEYS, PAR, USER ENTRD FC, 26-BIT MSG, IPM OFF | Ea |  | 1 Year | 545 | 5% | 517.75
64081 | HID | 921PTNNEK00144 | RDR, RPK40, MULTICLASS, SE E, LF STD, HF STD/SIO/SEOS/MIFSPR, WIEG, PIG, BLK, STD-1, LED RED, FLSH GRN, BZR ON, CSN MIF SUPPR, KPF, BFFRD 1 TO 5 KEYS, PAR, USER ENTRD FC, 26-BIT MSG, IPM OFF | Ea |  | 1 Year | 545 | 5% | 517.75
64082 | HID | 921PTNNEK00146 | RDR, RPK40, MULTICLASS, SE E, LF STD, HF STD/SIO/SEOS, WIEG, PIG, BLK, STD-1, LED RED, FLSH GRN, BZR ON, CSN 32-BIT MSB, KPF, LOCAL PIN VERIFY, IPM OFF | Ea |  | 1 Year | 545 | 5% | 517.75
64083 | HID | 921PTNNEK0015E | RDR, RPK40, MULTICLASS, SE E, LF STD, HF STD/SIO/SEOS, WIEG, PIG, BLK, STD-1, LED RED, FLSH GRN, BZR ON, OPT TAMP, OPEN COLL, CSN 37-BIT LSB, KPF, BFFRD 1 KEY, NO PAR, 4-BIT MSG, IPM OFF | Ea |  | 1 Year | 545 | 5% | 517.75
64084 | HID | 921PTNNEK0015G | RDR, RPK40, MULTICLASS, SE E, LF STD, HF STD/SIO/SEOS, WIEG, PIG, BLK, STD-1, LED OFF, FLSH OFF, BZR ON, CSN 26-BIT (W/DEFAULT FC), KPF, BFFRD 1 KEY, NO PAR, 4-BIT MSG, IPM OFF | Ea |  | 1 Year | 545 | 5% | 517.75
64085 | HID | 921PTNNEK0015J | RDR, RPK40, MULTICLASS, SE E, LF STD, HF STD/SIO/SEOS, WIEG, PIG, BLK, STD-1, LED OFF, FLSH GRN, BZR ON, CSN 26-BIT (W/DEFAULT FC), EM4102 26-BIT, KPF, BFFRD 1 KEY, DOR COMPL, NO PAR, 8-BIT MSG, IPM OFF | Ea |  | 1 Year | 545 | 5% | 517.75
64086 | HID | 921PTNNEK0020C | RDR, RPK40, MULTICLASS, SE E, LF STD, HF STD/SIO/SEOS, WIEG, PIG, BLK, STD-1, LED OFF, FLSH GRN, BZR ON, OPT TAMP, OPEN COLL, CSN 32-BIT MSB, KPF, BFFRD 1 KEY, DOR COMPL, NO PAR, 8-BIT MSG, IPM OFF | Ea |  | 1 Year | 545 | 5% | 517.75
64087 | HID | 921PTNNEK0020E | RDR, RPK40, MULTICLASS, SE E, LF STD, HF STD/SIO/SEOS, WIEG, PIG, BLK, STD-1, LED OFF, FLSH OFF, BZR ON, OPT TAMP, OPEN COLL, CSN 32-BIT MSB, KPF, BFFRD 1 KEY, NO PAR, 4-BIT MSG, IPM OFF | Ea |  | 1 Year | 545 | 5% | 517.75
64088 | HID | 921PTNNEK0020F | RDR, RPK40, MULTICLASS, SE E, LF STD, HF STD/SIO/SEOS, WIEG, PIG, BLK, STD-1, LED OFF, FLSH OFF, BZR OFF, OPT TAMP, OPEN COLL, CSN 26-BIT (W/DEFAULT FC), KPF, BFFRD 1 TO 5 KEYS, PAR, USER ENTRD FC, 26-BIT MSG, IPM OFF | Ea |  | 1 Year | 545 | 5% | 517.75
64089 | HID | 921PTNNEK0020G | RDR, RPK40, MULTICLASS, SE E, LF STD, HF STD/SIO/SEOS, WIEG, PIG, BLK, STD-1, LED RED, FLSH GRN, BZR ON, CSN 40-BIT MSB, KPF, BFFRD 1 KEY, NO PAR, 4-BIT MSG, IPM OFF | Ea |  | 1 Year | 545 | 5% | 517.75
64090 | HID | 921PTNNEK0020H | RDR, RPK40, MULTICLASS, SE E, LF STD, HF STD/SIO/SEOS, WIEG, PIG, BLK, STD-1, LED RED, FLSH GRN, BZR ON, CSN 37-BIT LSB, KPF, LOCAL PIN VERIFY, IPM OFF | Ea |  | 1 Year | 545 | 5% | 517.75
64091 | HID | 921PTNNEK0020L | RDR, RPK40, MULTICLASS, SE E, LF STD, HF STD/SIO/SEOS, WIEG, PIG, BLK, STD-1, LED RED, FLSH GRN, BZR ON, EM4102 34-BIT, WIEG, PAR MOD, MIFARE CSN SUPPR, KPF, BFFRD 1 KEY, NO PAR, 4-BIT MSG, IPM OFF | Ea |  | 1 Year | 545 | 5% | 517.75
64092 | HID | 921PTNNEK00211 | RDR, RPK40, MULTICLASS, SE E, LF STD, HF STD/SIO/SEOS, WIEG, PIG, BLK, STD-1, LED RED, FLSH GRN, BZR ON, OPT TAMP, OPEN COLL, CSN 32-BIT MSB, KPF, BFFRD 1 KEY, NO PAR, 4-BIT MSG, IPM OFF | Ea |  | 1 Year | 545 | 5% | 517.75
64093 | HID | 921PTNNEK00212 | RDR, RPK40, MULTICLASS, SE E, LF STD, HF STD/SIO/SEOS, WIEG, PIG, BLK, STD-1, LED RED, FLSH GRN, BZR ON, CSN 34-BIT MSB, KPF, BFFRD 1 KEY, DOR COMPL, NO PAR, 8-BIT MSG, IPM OFF | Ea |  | 1 Year | 545 | 5% | 517.75
64094 | HID | 921PTNNEK0025Y | RDR, RPK40, MULTICLASS, SE E, LF STD, HF STD/SIO/SEOS/MIFSPR, WIEG, PIG, BLK, STD-1, LED RED, FLSH OFF, BZR ON, CSN MIF SUPPR, KPF, BFFRD 1 KEY, NO PAR, 4-BIT MSG, IPM OFF | Ea |  | 1 Year | 545 | 5% | 517.75
64095 | HID | 921PTNNEK00267 | RDR, RPK40, MULTICLASS, SE E, LF STD, HF STD/SIO/SEOS, WIEG, PIG, BLK, STD-1, LED RED, FLSH GRN, BZR ON, CSN 34-BIT MSB, EM4102 34-BIT, KPF, BFFRD 1 KEY, DOR COMPL, NO PAR, 8-BIT MSG, IPM OFF | Ea |  | 1 Year | 545 | 5% | 517.75
64096 | HID | 921PTNNEK00269 | RDR, RPK40, MULTICLASS, SE E, LF STD, HF STD/SIO/SEOS, WIEG, PIG, BLK, STD-1, LED RED, FLSH GRN, BZR ON, EM4102 42-BIT, MIFARE CSN SUPPR, WIEG, KPF, BFFRD 1 KEY, NO PAR, 4-BIT MSG, IPM OFF | Ea |  | 1 Year | 545 | 5% | 517.75
64097 | HID | 921PTNNEK0026A | RDR, RPK40, MULTICLASS, SE E, LF STD, HF STD/SIO/SEOS, WIEG, PIG, BLK, STD-1, LED RED, FLSH GRN, BZR ON, EM4102 42-BIT WIEG, PAR MOD, MIFARE CSN SUPPR, KPF, BFFRD 1 KEY, NO PAR, 4-BIT MSG, IPM OFF | Ea |  | 1 Year | 545 | 5% | 517.75
64098 | HID | 921PTNNEK0026B | RDR, RPK40, MULTICLASS, SE E, LF STD, HF STD/SIO/SEOS, WIEG, PIG, BLK, STD-1, LED RED, FLSH GRN, BZR ON, EM4102, 34-BIT, WIEG, PAR MOD, 34-BIT MIFARE CSN, KPF, BFFRD 1 KEY, NO PAR, 4-BIT MSG, IPM OFF | Ea |  | 1 Year | 545 | 5% | 517.75
64099 | HID | 921PTNNEK0026E | RDR, RPK40, MULTICLASS, SE E, LF STD, HF STD/SIO/SEOS, WIEG, PIG, BLK, STD-1, LED RED, FLSH GRN, BZR ON, CSN 32-BIT MSB, KPF, BFFRD 1 KEY, PAR, 6-BIT MSG, IPM OFF | Ea |  | 1 Year | 545 | 5% | 517.75
64100 | HID | 921PTNNEK0026F | RDR, RPK40, MULTICLASS, SE E, LF STD, HF STD/SIO/SEOS, WIEG, PIG, BLK, STD-1, LED RED, FLSH GRN, BZR ON, CSN 32-BIT MSB, KPF, BFFRD 4 KEYS, PAR, 18-BIT MSG, IPM OFF | Ea |  | 1 Year | 545 | 5% | 517.75
64101 | HID | 921PTNNEK0026G | RDR, RPK40, MULTICLASS, SE E, LF STD, HF STD/SIO/SEOS, WIEG, PIG, BLK, STD-1, LED RED, FLSH GRN, BZR ON, CSN 32-BIT MSB, KPF, BFFRD 1 TO 11 KEYS, NO PAR, 4- TO 44-BIT MSG, IPM OFF | Ea |  | 1 Year | 545 | 5% | 517.75
64102 | HID | 921PTNNEK0026Q | RDR, RPK40, MULTICLASS, SE E, LF STD, HF STD/SIO/SEOS, WIEG, PIG, BLK, STD-1, LED RED, FLSH GRN, BZR ON, OPT TAMP, OPEN COLL, CSN 26-BIT (W/DEFAULT FC), KPF, BFFRD 1 KEY, DOR COMPL, NO PAR, 8-BIT MSG, IPM OFF | Ea |  | 1 Year | 545 | 5% | 517.75
64103 | HID | 921PTNNEK00271 | RDR, RPK40, MULTICLASS, SE E, LF STD, HF STD/SIO/SEOS, WIEG, PIG, BLK, STD-1, LED RED, FLSH OFF, BZR ON, OPT TAMP, OPEN COLL, CSN 32-BIT MSB, KPF, BFFRD 1 KEY, NO PAR, 4-BIT MSG, IPM OFF | Ea |  | 1 Year | 545 | 5% | 517.75
64104 | HID | 921PTNNEK00272 | RDR, RPK40, MULTICLASS, SE E, LF STD, HF STD/SIO/SEOS, WIEG, PIG, BLK, STD-1, LED OFF, FLSH OFF, BZR ON, CSN 26-BIT (W/DEFAULT FC), KPF, BFFRD 1 TO 5 KEYS, PAR, USER ENTRD FC, 26-BIT MSG, IPM OFF | Ea |  | 1 Year | 545 | 5% | 517.75
64105 | HID | 921PTNNEK0034P | RDR, RPK40, MULTICLASS, SE E, LF STD, HF STD/SIO/SEOS, WIEG, PIG, BLK, STD-1, LED RED, FLSH GRN, BZR ON, CSN 37-BIT LSB, KPF, BFFRD 1 KEY, DOR COMPL, NO PAR, 8-BIT MSG, IPM OFF | Ea |  | 1 Year | 545 | 5% | 517.75
64106 | HID | 921PTNNEK0034Y | RDR, RPK40, MULTICLASS, SE E, LF STD, HF STD/SIO/SEOS, WIEG, PIG, BLK, STD-1, LED RED, FLSH GRN, BZR ON, CSN 56-BIT LSB, KPF, BFFRD 1 KEY, NO PAR, 4-BIT MSG, IPM OFF | Ea |  | 1 Year | 545 | 5% | 517.75
64107 | HID | 921PTNNEK00367 | RDR, RPK40, MULTICLASS, SE E, LF STD, HF STD/SIO/SEOS, WIEG, PIG, BLK, STD-1, LED RED, FLSH GRN, BZR ON, CSN 40-BIT MSB, KPF, BFFRD 1 KEY, DOR COMPL, NO PAR, 8-BIT MSG, IPM OFF | Ea |  | 1 Year | 545 | 5% | 517.75
64108 | HID | 921PTNNEK0036B | RDR, RPK40, MULTICLASS, SE E, LF STD, HF STD/SIO/SEOS, WIEG, PIG, BLK, STD-1, LED OFF, FLSH OFF, BZR ON, CSN 34-BIT MSB, EM4102 34-BIT, KPF, BFFRD 1 KEY, DOR COMPL, NO PAR, 8-BIT MSG, IPM OFF | Ea |  | 1 Year | 545 | 5% | 517.75
64109 | HID | 921PTNNEK0036D | RDR, RPK40, MULTICLASS, SE E, LF STD, HF STD/SIO/SEOS, WIEG, PIG, BLK, STD-1, LED OFF, FLSH GRN, BZR ON, CSN 32-BIT MSB, KPF, BFFRD 1 KEY, DOR COMPL, NO PAR, 8-BIT MSG, IPM OFF | Ea |  | 1 Year | 545 | 5% | 517.75
64110 | HID | 921PTNNEK0039K | RDR, RPK40, MULTICLASS, SE E, LF STD, HF STD/SIO/SEOS, WIEG, PIG, BLK, STD-1, LED RED, FLSH GRN, BZR OFF, OPT TAMP, OPEN COLL, CSN 32-BIT MSB, KPF, BFFRD 1 TO 5 KEYS, PAR, USER ENTRD FC, 26-BIT MSG, IPM OFF | Ea |  | 1 Year | 545 | 5% | 517.75
64111 | HID | 921PTNNEK00403 | RDR, RPK40, MULTICLASS, SE E, LF STD, HF STD/SIO/SEOS, WIEG, PIG, BLK, STD-1, LED RED, FLSH GRN, BZR ON, OPT TAMP, OPEN COLL, CSN 32-BIT MSB, IPM OFF | Ea |  | 1 Year | 545 | 5% | 517.75
64112 | HID | 921PTNNEK0040P | RDR, RPK40, MULTICLASS, SE E, LF STD, HF STD/SIO/SEOS, WIEG, PIG, BLK, STD-1, LED OFF, FLSH OFF, BZR OFF, CSN 32-BIT MSB, OPT TAMP, OPEN COLL, LED BLUE FOR ANTIPASSBACK DIABLED, IPM OFF | Ea |  | 1 Year | 545 | 5% | 517.75
64113 | HID | 921PTNNEK0040R | RDR, RPK40, MULTICLASS, SE E, LF STD, HF STD/SIO/SEOS, WIEG, PIG, BLK, STD-1, LED OFF, FLSH OFF, BZR OFF, OPT TAMP, OPEN COLL, CSN 32-BIT MSB, IPM ON (30MIN) | Ea |  | 1 Year | 545 | 5% | 517.75
64114 | HID | 921PTNNEK00431 | RDR, RPK40, MULTICLASS, SE E, LF STD, HF STD/SIO/SEOS, WIEG, PIG, BLK, STD-1, LED RED, FLSH GRN, BZR ON, OPT TAMP, OPEN COLL, ISO15693 CSN, ISO14443A CSN 32-BIT MSB, KPF, BFFRD 1 KEY, NO PAR, 4-BIT MSG, IPM OFF | Ea |  | 1 Year | 545 | 5% | 517.75
64115 | HID | 921PTNNEK0043K | RDR, RPK40, MULTICLASS, SE E, LF STD, HF STD/SIO/SEOS, WIEG, PIG, BLK, STD-1, LED RED, FLSH GRN, BZR ON, EM4102, 40-BIT, WIEG, CSN 32-BIT MSB, KPF, BFFRD 1 KEY, NO PAR, 4-BIT MSG, PROX PRIORITY, IPM OFF | Ea |  | 1 Year | 545 | 5% | 517.75
64116 | HID | 921PTNNEK0044V | RDR, RPK40, MULTICLASS, SE E, STD PROX, HF STD/SIO/SEOS, WIEG, PIG, BLK, STD-1, LED RED, FLSH GRN, BZR ON, 32 BIT MSB, KYP, BUF 1 KEY, NO PAR,COMPL, 8 BIT MES, IPM OFF, TAMPER OC | Ea |  | 1 Year | 545 | 5% | 517.75
64117 | HID | 921PTNNEK00454 | RDR, RPK40, MULTICLASS, SE E, LF STD, HF OFF, WIEG, PIG, BLK, STD-1, LED RED, FLSH GRN, BZR ON, OPT TAMP, OPEN COLL, EM4102 40-BIT, KPF, BFFRD 1 KEY, DOR COMPL, NO PAR, 8-BIT MSG, IPM OFF | Ea |  | 1 Year | 545 | 5% | 517.75
64118 | HID | 921PTNNEK00455 | RDR, RPK40, MULTICLASS, SE E, LF STD, HF OFF, WIEG, PIG, BLK, STD-1, LED RED, FLSH GRN, BZR ON, OPT TAMP, OPEN COLL, EM4102 40-BIT, KPF, BFFRD 1 TO 5 KEYS, PAR, USER ENTRD FC, 26-BIT MSG, IPM OFF | Ea |  | 1 Year | 545 | 5% | 517.75
64119 | HID | 921PTNNEK0045N | RDR, RPK40, MULTICLASS, SE E, LF STD, HF STD/SIO/SEOS, WIEG, PIG, BLK, STD-1, LED RED, FLSH GRN, BZR ON, OPT TAMP, OPEN COLL, CSN 32 BIT MSB, KPF, BFFRD 1 KEY, NO PAR, 4-BIT MSG, IPM OFF, WIEG HOLD APB 500MS, CSN FILTER DISABLED | Ea |  | 1 Year | 545 | 5% | 517.75
64120 | HID | 921PTNNEK00464 | RDR, RPK40, MULTICLASS, SE REV E, KPD, STD PROX, STD, WIEGAND, PIG, BLK, STD 1 SECURITY, LED RED, FLASH GRN, BZR ON, IPM OFF, KPF-4-BIT, 32 BIT | Ea |  | 1 Year | 545 | 5% | 517.75
64121 | HID | 921PTNNEK0046D | RDR, RPK40, MULTICLASS, SE REV E, KPD, STD PROX, STD, WIEGAND, PIG, BLK, STD 1 SECURITY, LED RED, FLASH GRN, BZR ON, IPM OFF, KPF, BFFRD 1 TO 5 KEYS, PAR, USER ENTRD FC, 26-BIT MSG, 32 BIT | Ea |  | 1 Year | 545 | 5% | 517.75
64122 | HID | 921PTNNEK00481 | RDR, RPK40, MULTICLASS, SE E, LF STD, HF STD/SIO/SEOS/MIFSPR, WIEG, PIG, BLK, STD-1, LED RED, FLSH OFF, BZR ON, CSN 32-BIT MSB, KPF, BFFRD 1 KEY, DOR COMPL, NO PAR, 8-BIT MSG, IPM OFF | Ea |  | 1 Year | 545 | 5% | 517.75
64123 | HID | 921PTNNEK0048D | RDR, RPK40, MULTICLASS, SE E, CSTM, LF STD, HF STD/SIO/SEOS, WIEG, PIG, BLK, STD-1, LED RED, FLSH OFF, BZR ON, OPT TAMP, OPEN COLL, CSN 34-BIT MSB, EM4102 26-BIT, KPF, BFFRD 1 KEY, DOR COMPL, NO PAR, 8-BIT MSG, IPM OFF | Ea |  | 1 Year | 545 | 5% | 517.75
64124 | HID | 921PTNNEK0048J | RDR, RPK40, MULTICLASS, SE E, LF STD, HF STD/SIO/SEOS, WIEG, PIG, BLK, STD-1,LED OFF, FLSH OFF, BZR OFF CSN 32-BIT MSB, OPT TAMP, KPF BUFFRD 1 KEY, NO PAR, 4 BIT MSG, IPM OFF | Ea |  | 1 Year | 545 | 5% | 517.75
64125 | HID | 921PTNNEK00496 | RDR, RPK40, MULTICLASS, SE E, LF STD, HF STD/SIO/SEOS, WIEG, PIG, BLK, STD-1, LED RED, FLSH GRN, BZR ON,OPT TAMP, OPEN COLL, CSN 32-BIT MSB, EM4102 40 BIT KPF, BFFRD 1 KEY, NO PAR, 4-BIT MSG, IPM OFF | Ea |  | 1 Year | 545 | 5% | 517.75
64126 | HID | 921PTNNEK0050M | RDR, RPK40, MULTICLASS, SE E, LF STD, HF STD/SIO/SEOS, WIEG, PIG, BLK, STD-1, LED OFF, FLSH OFF, BZR OFF, CSN 32-BIT MSB, EM4102 34-BIT KPF, BFFRD 1 KEY, DOR COMPL, NO PAR, 8-BIT MSG, IPM OFF | Ea |  | 1 Year | 545 | 5% | 517.75
64127 | HID | 921PTNNEK0050X | RDR, RPK40, MULTICLASS, SE E, LF STD, HF STD/SIO/SEOS/MIFSPR, WIEG, PIG, BLK, STD-1, LED RED, FLSH OFF, BZR ON, OPT TAMP, OPEN COLL, CSN MIF SUPPR, FSK PROX READ ONLY, PROX PRIORITY,KPF, BFFRD 1 KEY, NO PAR, 4 BIT MSG, IPM OFF | Ea |  | 1 Year | 545 | 5% | 517.75
64128 | HID | 921PTNNEK00520 | RDR, RPK40, MULTICLASS, SE E, LF STD, HF STD/SIO/SEOS, WIEG, PIG, BLK, STD-1, LED OFF, FLSH OFF, BZR OFF, CSN 34-BIT MSB, KPF, BFFRD 1 KEY, PAR, 6-BIT MSG, IPM OFF | Ea |  | 1 Year | 545 | 5% | 517.75
64129 | HID | 921PTNNEK0052W | RDR, RPK40 MULTICLASS, SE E, STD,/SIO/SEOS, WIEG, PIG. BLK, STD 1, LED RED, FLSH GRN, BZR ON, OPT TAMP, OPEN COLL, CSN 32-BIT MSB, KPF, BFFRD 1 KEY, NO PAR, 4-BIT MSG, FSK PROX READ ONLY, PROX PRIORITY 500MS, IPM OFF | Ea |  | 1 Year | 545 | 5% | 517.75
64130 | HID | 921PTNNEK0052X | RDR, RPK40, MULTICLASS, SE E, LF STD, PROX ONLY, ALL HF DISABLED, WIEG, PIG, BLK, STD-1, LED RED, FLSH GRN, BZR ON, OPT TAMP, OPEN COLL, KPF BFFRD 1 KEY, NO PAR, 4 BIT MSG, IPM OFF | Ea |  | 1 Year | 545 | 5% | 517.75
64131 | HID | 921PTNNEK0053F | RDR, RPK40, MULTICLASS, SE E, LF STD, HF STD/SIO/SEOS/MIFSPR, WIEG, PIG, BLK, STD-1, LED RED, FLSH OFF, BZR ON, CSN MIF SUPPR, KPF, BFFRD 1 KEY, DOR COMPL, NO PAR, 8-BIT MSG, IPM OFF | Ea |  | 1 Year | 545 | 5% | 517.75
64132 | HID | 921PTNNEK0053H | RDR, RPK40, MULTICLASS, SE E, LF STD, HF STD/SIO/SEOS, WIEG,PIG, BLK, STD-1, LED OFF, FLSH OFF, BZR ON, OPT TAMP, OPEN COLL, CSN 32-BIT MSB, KPF, BFFRD 1 KEY, NO PAR, 4-BIT MSG, IPM OFF | Ea |  | 1 Year | 545 | 5% | 517.75
64133 | HID | 921PTNNEK0054R | RDR, RPK40, MULTICLASS, SE E, LF CST, HF STD/SIO/SEOS, WIEG, PIG, BLK, STD-1, LED OFF, FLSH OFF, BZR OFF, CSN 32-BIT MSB, LED BLUE FOR ANTPASSBACK DISABLE,KPF, BFFRD 1 KEY, NO PAR, 4-BIT MSG, IPM OFF, FSK/PSK ENABLED, MASTERLOCK | Ea |  | 1 Year | 545 | 5% | 517.75
64134 | HID | 921PTNNEK0056A | RDR, RPK40, MULTICLASS, SE E, LF STD, HF STD/SIO/SEOS, WIEG, PIG, BLK, STD-1, LED RED, FLSH GRN, BZR ON, OPT TAMP, OPEN COLL, CSN 32-BIT MSB,EM4102 40-BIT KPF, BFFRD 1 KEY, NO PAR, 4-BIT MSG, PROX PRIORITY, IPM OFF | Ea |  | 1 Year | 545 | 5% | 517.75
64135 | HID | 921PTNNEK00573 | RDR, RPK40, MULTICLASS, SE E, LF STD, HF STD/SIO/SEOS, WIEG, PIG, BLK, STD-1, LED OFF, FLSH OFF, BZR ON, CSN 32-BIT LSB, EM4102 32-BIT, KPF BUFFRD 1 KEY, NO PAR, 4 BIT MSG, IPM OFF | Ea |  | 1 Year | 545 | 5% | 517.75
64136 | HID | 921PTNNEK0057V | RDR, RPK40, MULTICLASS, SE E, CSTM, LF STD, HF STD/SIO/SEOS, WIEG, PIG, BLK, STD-1, LED MAGENTA, FLSH GRN, BZR ON, OPT TAMP, OPEN COLL, CSN 32-BIT MSB, KPF, BFFRD 1 KEY, NO PAR, 4-BIT MSG, IPM OFF | Ea |  | 1 Year | 545 | 5% | 517.75
64137 | HID | 921PTNNEK00585 | RDR, RPK40, MULTICLASS, SE E, LF STD, HF STD/SIO/SEOS, WIEG, PIG, BLK, STD-1, LED RED, FLSH GRN, BZR ON, CSN 32-BIT MSB, KPF, BFFRD 1 TO 5 KEYS, PAR, FC FIXED 96, 26-BIT MSG, IPM OFF | Ea |  | 1 Year | 545 | 5% | 517.75
64138 | HID | 921PTNNEK0058F | RDR, RPK40, MULTICLASS, SE E, LF STD, HF STD/SIO/SEOS, WIEG, PIG, BLK, STD-1, LED RED, FLSH GRN, BZR ON, CSN 32-BIT MSB, KPF, BFFRD 1 KEY, NO PAR, 4-BIT MSG, IPM OFF, APB DISABLED | Ea |  | 1 Year | 545 | 5% | 517.75
64139 | HID | 921PTNNEK00597 | RDR, RPK40, MULTICLASS, SE E, LF STD, HF STD/SIO/SEOS, WIEG, PIG, BLK, STD-1, LED RED, FLSH GRN, BZR ON, OPT TAMP, OPEN COLL, CSN 32-BIT MSB, PROX FSK ONLY, KPF, BFFRD 1 KEY, NO PAR, 4-BIT MSG, IPM OFF, APB INDICATOR DISABLED, EXXON | Ea |  | 1 Year | 545 | 5% | 517.75
64140 | HID | 921PTNNEK00598 | RDR, RPK40, MULTICLASS,SE E LF STD, HF STD/SIO/SEOS,WIEG,PIG,BLK,STD-1,LED RED,FLSH GRN BZR ON,OPT TAMP,OPEN COLL, CSN 32-BIT MSB, PROX FSK ONLY, BFFRD 1 KEY, DOR COMPL, NO PAR, 8-BIT MSG, IPM OFF, APB INDICATOR DISABLED ,EXXON | Ea |  | 1 Year | 545 | 5% | 517.75
64141 | HID | 921PTNNEK0059N | RDR, RPK40, MULTICLASS, SE E, LF STD, HF STD/SIO/SEOS, WIEG, PIG, BLK, STD-1, LED RED, FLSH GRN, BZR ON, CSN 32-BIT MSB, KPF, BFFRD 1 KEY, DOR COMPL, NO PAR. 8 BIT MSG, IPM OFF, APB DISABLED | Ea |  | 1 Year | 545 | 5% | 517.75
64142 | HID | 921PTNNEK005AR | RDR, RPK40, MULTICLASS, SE E, LF STD, HF STD/SIO/SEOS, WIEG, PIG, BLK, STD-1, LED RED, FLSH GRN, BZR ON, OPT TAMP, OPEN COLL, CSN 32-BIT MSB, KPF, BFFRD 1 KEY, NO PAR, 4-BIT MSG, FSK PROX READ ONLY, TECH-TALK T12101, IPM OFF | Ea |  | 1 Year | 545 | 5% | 517.75
64143 | HID | 921PTNNEKE0000 | RDR, RPK40, MULTICLASS, SE E, LF STD, HF STD/SIO/SEOS, WIEG, PIG, BLK, ELITE KEYS, LED RED, FLSH GRN, BZR ON, CSN 32-BIT MSB, KPF, BFFRD 1 KEY, NO PAR, 4-BIT MSG, IPM OFF | Ea |  | 1 Year | 545 | 5% | 517.75
64144 | HID | 921PTNNEKE001V | RDR, RPK40, MULTICLASS, SE E, LF STD, HF STD/SIO/SEOS, WIEG, PIG, BLK, ELITE KEYS, LED RED, FLSH GRN, BZR ON, CSN 32-BIT MSB, KPF, BFFRD 1 KEY, DOR COMPL, NO PAR, 8-BIT MSG, IPM OFF | Ea |  | 1 Year | 545 | 5% | 517.75
64145 | HID | 921PTNNEKE002E | RDR, RPK40, MULTICLASS, SE E, LF STD, HF STD/SIO/SEOS/MIFSPR, WIEG, ELITE, PIG, BLK, STD-1, LED RED, FLSH GRN, BZR ON, CSN MIF SUPPR, KPF, BFFRD 1 KEY, NO PAR, 4-BIT MSG, IPM OFF | Ea |  | 1 Year | 545 | 5% | 517.75
64146 | HID | 921PTNNEKE002U | RDR, RPK40, MULTICLASS, SE E, LF STD, HF STD/SIO/SEOS, WIEG, PIG, BLK, ELITE KEYS, LED OFF, FLSH OFF, BZR ON, CSN 32-BIT MSB, KPF, BFFRD 1 KEY, NO PAR, 4-BIT MSG, IPM OFF | Ea |  | 1 Year | 545 | 5% | 517.75
64147 | HID | 921PTNNEKE0057 | RDR, RPK40, MULTICLASS, SE E, LF STD, HF STD/SIO/SEOS, WIEG, PIG, BLK, ELITE KEYS, LED OFF, FLSH OFF, BZR ON, CSN 32-BIT MSB, KPF, BFFRD 1 KEY, DOR COMPL, NO PAR, 8-BIT MSG, IPM OFF | Ea |  | 1 Year | 545 | 5% | 517.75
64148 | HID | 921PTNNEKE0060 | RDR, RPK40, MULTICLASS, SE E, LF STD, HF STD/SIO/SEOS/MIFSPR, WIEG, ELITE, PIG, BLK, STD-1, LED RED, FLSH GRN, BZR ON, CSN MIF SUPPR, KPF, BFFRD 1 KEY, DOR COMPL, NO PAR, 8-BIT MSG, IPM OFF | Ea |  | 1 Year | 545 | 5% | 517.75
64149 | HID | 921PTNNEKE009U | RDR, RPK40, MULTICLASS, SE E, LF STD, HF STD/SIO/SEOS, WIEG, PIG, BLK, ELITE KEYS, LED RED, FLSH GRN, BZR ON, OPT TAMP, OPEN COLL, CSN 32-BIT MSB, KPF, BFFRD 1 KEY, DOR COMPL, NO PAR, 8-BIT MSG, IPM OFF | Ea |  | 1 Year | 545 | 5% | 517.75
64150 | HID | 921PTNNEKE00G3 | RDR, RPK40, MULTICLASS, SE E, LF STD, HF STD/SIO/SEOS/MIFSPR, WIEG, PIG, BLK, STD-1, LED RED, FLSH GRN, BZR ON, CSN MIF SUPPR, KPF, LOCAL PIN VERIFY, PROX FSK ONLY, IPM OFF | Ea |  | 1 Year | 545 | 5% | 517.75
64151 | HID | 921PTNNEKE00N6 | RDR, RPK40, MULTICLASS, SE E, LF STD, HF STD/SIO/SEOS, WIEG, PIG, BLK, ELITE, LED RED, FLSH GRN, BZR ON, OPT TAMP, OPEN COLL, CSN 32-BIT MSB, KPF, BFFRD 1 KEY, NO PAR, 4-BIT MSG, I'M ALIVE 10SEC, IPM OFF | Ea |  | 1 Year | 545 | 5% | 517.75
64152 | HID | 921PTNNEKE0126 | RDR, RPK40, MULTICLASS, SE E, LF STD, HF STD/SIO/SEOS, WIEG, PIG, BLK, ELITE KEYS, LED RED, FLSH GRN, BZR ON, OPT TAMP, OPEN COLL, CSN 32-BIT MSB, KPF, BFFRD 1 KEY, NO PAR, 4-BIT MSG, IPM OFF | Ea |  | 1 Year | 545 | 5% | 517.75
64153 | HID | 921PTNNEKE0144 | RDR, RPK40, MULTICLASS, SE E, LF STD, HF STD/SIO/SEOS/MIFSPR, WIEG, ELITE, PIG, BLK, STD-1, LED RED, FLSH GRN, BZR ON, CSN MIF SUPPR, KPF, BFFRD 1 TO 5 KEYS, PAR, USER ENTRD FC, 26-BIT MSG, IPM OFF | Ea |  | 1 Year | 545 | 5% | 517.75
64154 | HID | 921PTNNEKE034Y | RDR, RPK40, MULTICLASS, SE E, LF STD, HF STD/SIO/SEOS, WIEG,ELITE, PIG, BLK, STD-1, LED RED, FLSH GRN, BZR ON, CSN 56-BIT LSB, KPF, BFFRD 1 KEY, NO PAR, 4-BIT MSG, IPM OFF | Ea |  | 1 Year | 545 | 5% | 517.75
64155 | HID | 921PTNNEKE043M | RDR, RPK40, MULTICLASS, SE E, LF STD, HF STD/SIO/SEOS, WIEG, PIG, BLK, ELITE KEYS, LED RED, FLSH GRN, BZR OFF, CSN 32-BIT MSB, EM4102 32-BIT, KPF, BFFRD 1 KEY, NO PAR, 4-BIT MSG, IPM OFF | Ea |  | 1 Year | 545 | 5% | 517.75
64156 | HID | 921PTNNEKE05AR | RDR, RPK40, MULTICLASS, SE E, LF STD, HF STD/SIO/SEOS, WIEG, ELITE, PIG, BLK, STD-1, LED RED, FLSH GRN,BZR ON,OPT TAMP,OPEN COLL,CSN 32-BIT MSB,KPF,BFFRD 1 KEY,NO PAR, 4-BIT MSG,FSK PROX READ ONLY,TECH-TALK T12101 IPM OFF | Ea |  | 1 Year | 545 | 5% | 517.75
64157 | HID | 921PTNTEK00000 | RDR, RPK40, MULTICLASS, SE REV E, KPD, STD PROX, STD, WIEGAND, TERM, BLK, STD 1 SECURITY, LED RED, FLASH GRN, BZR ON, IPM OFF, KPF-4-BIT, 32 BIT | Ea |  | 1 Year | 545 | 5% | 517.75
64158 | HID | 921PTNTEK0000B | RDR, RPK40, MULTICLASS, SE E, LF STD, HF STD/SIO/SEOS/FIPS/CAK/PKI, 485FDX, LED RED, FLSH GRN, BZR ON, KPF, ASCII, XMIT CMPLT PIN, LCD 1F, IPM OFF, UART ON, WIEG OFF | Ea |  | 1 Year | 545 | 5% | 517.75
64159 | HID | 921PTNTEK0001M | RDR, RPK40, MULTICLASS, SE E, LF STD, HF STD/SIO/SEOS, WIEG, TERM, BLK, STD-1, LED OFF, FLSH OFF, BZR ON, OPT TAMP, OPEN COLL, CSN 32-BIT MSB, EM4102 32-BIT,IPM OFF | Ea |  | 1 Year | 545 | 5% | 517.75
64160 | HID | 921PTNTEK0001V | RDR, RPK40, MULTICLASS, SE E, LF STD, HF STD/SIO/SEOS, WIEG, TERM, BLK, STD-1, LED RED, FLSH GRN, BZR ON, CSN 32-BIT MSB, KPF, BFFRD 1 KEY, DOR COMPL, NO PAR, 8-BIT MSG, IPM OFF | Ea |  | 1 Year | 545 | 5% | 517.75
64161 | HID | 921PTNTEK0002E | RDR, RPK40, MULTICLASS, SE E, LF STD, HF STD/SIO/SEOS/MIFSPR, WIEG, TERM, BLK, STD-1, LED RED, FLSH GRN, BZR ON, CSN MIF SUPPR, KPF, BFFRD 1 KEY, NO PAR, 4-BIT MSG, IPM OFF | Ea |  | 1 Year | 545 | 5% | 517.75
64162 | HID | 921PTNTEK00033 | RDR, RPK40, MULTICLASS, SE E, LF STD, HF STD/SIO/SEOS, WIEG, TERM, BLK, STD-1, LED RED, FLSH OFF, BZR ON, OPT TAMP, OPEN COLL, CSN 32-BIT MSB, IPM OFF | Ea |  | 1 Year | 545 | 5% | 517.75
64163 | HID | 921PTNTEK0003N | RDR, RPK40, MULTICLASS, SE E, LF STD, HF STD/SIO/SEOS, WIEG, TERM, BLK, STD-1, LED RED, FLSH GRN, BZR ON, CSN 34-BIT MSB, KPF, BFFRD 1 KEY, NO PAR, 4-BIT MSG, IPM OFF | Ea |  | 1 Year | 545 | 5% | 517.75
64164 | HID | 921PTNTEK0003R | RDR, RPK40, MULTICLASS, SE E, LF STD, HF STD/SIO/SEOS, WIEG, TERM, BLK, STD-1, LED RED, FLSH GRN, BZR ON, OPT TAMP, OPEN COLL, CSN 32-BIT MSB, KPF, BFFRD 1 TO 5 KEYS, PAR, USER ENTRD FC, 26-BIT MSG, IPM OFF | Ea |  | 1 Year | 545 | 5% | 517.75
64165 | HID | 921PTNTEK00057 | RDR, RPK40, MULTICLASS, SE E, LF STD, HF STD/SIO/SEOS, WIEG, TERM, BLK, STD-1, LED OFF, FLSH OFF, BZR ON, CSN 32-BIT MSB, KPF, BFFRD 1 KEY, DOR COMPL, NO PAR, 8-BIT MSG, IPM OFF | Ea |  | 1 Year | 545 | 5% | 517.75
64166 | HID | 921PTNTEK000FE | RDR, RPK40, MULTICLASS, SE E, LF STD, HF STD/SIO/SEOS, WIEG, TERM, BLK, STD-1, LED OFF, FLSH OFF, BZR ON, CSN 26-BIT (W/DEFAULT FC), EM4102 32-BIT, KPF, BFFRD 1 KEY, DOR COMPL, NO PAR, 8-BIT MSG, IPM OFF | Ea |  | 1 Year | 545 | 5% | 517.75
64167 | HID | 921PTNTEK000FF | RDR, RPK40, MULTICLASS, SE E, LF STD, HF STD/SIO/SEOS, WIEG, TERM, BLK, STD-1, LED OFF, FLSH OFF, BZR ON, CSN 26-BIT (W/DEFAULT FC), EM4102 32-BIT, KPF, BFFRD 1 KEY, NO PAR, 4-BIT MSG, IPM OFF | Ea |  | 1 Year | 545 | 5% | 517.75
64168 | HID | 921PTNTEK000KD | RDR, RPK40, MULTICLASS, SE E, LF STD, HF STD/SIO/SEOS/MIFSPR, WIEG, TERM, BLK, STD-1, LED RED, FLSH GRN, BZR ON, CSN 32-BIT MSB, EM4102 32-BIT, KPF, BFFRD 1 KEY, NO PAR, 4-BIT MSG, WIEG PW 100US - PS 2000US, IPM OFF | Ea |  | 1 Year | 545 | 5% | 517.75
64169 | HID | 921PTNTEK0011Q | RDR, RPK40, MULTICLASS, SE E, LF STD, HF STD/SIO/SEOS, WIEG, TERM, BLK, STD-1, LED OFF, FLSH OFF, BZR ON, CSN 34-BIT MSB, KPF, BFFRD 1 KEY, NO PAR, 8-BIT MSG, IPM OFF, | Ea |  | 1 Year | 545 | 5% | 517.75
64170 | HID | 921PTNTEK0016R | RDR, RPK40, MULTICLASS, SE E, LF STD, HF STD/SIO/SEOS, WIEG, TERM, BLK, STD-1, LED OFF, FLSH GRN, BZR ON, CSN 26-BIT, KPF, BFFRD 1 KEY, NO PAR, 8-BIT MSG, IPM OFF, | Ea |  | 1 Year | 545 | 5% | 517.75
64171 | HID | 921PTNTEK0039K | RDR, RPK40, MULTICLASS, SE E, LF STD, HF STD/SIO/SEOS, WIEG, TERM, BLK, STD-1, LED RED, FLSH GRN, BZR OFF, OPT TAMP, OPEN COLL, CSN 32-BIT MSB, KPF, BFFRD 1 TO 5 KEYS, PAR, USER ENTRD FC, 26-BIT MSG, IPM OFF | Ea |  | 1 Year | 545 | 5% | 517.75
64172 | HID | 921PTNTEK0040R | RDR, RPK40, MULTICLASS, SE E, LF STD, HF STD/SIO/SEOS, WIEG, TERM, BLK, STD-1, LED OFF, FLSH OFF, BZR OFF, OPT TAMP, OPEN COLL, CSN 32-BIT MSB, IPM ON (30MIN) | Ea |  | 1 Year | 545 | 5% | 517.75
64173 | HID | 921PTNTEK00431 | RDR, RPK40, MULTICLASS, SE E, LF STD, HF STD/SIO/SEOS, WIEG, TERM, BLK, STD-1, LED RED, FLSH GRN, BZR ON, OPT TAMP, OPEN COLL, ISO15693 CSN, ISO14443A CSN 32-BIT MSB, KPF, BFFRD 1 KEY, NO PAR, 4-BIT MSG, IPM OFF | Ea |  | 1 Year | 545 | 5% | 517.75
64174 | HID | 921PTNTEK0044F | RDR, RK40, ICLASS, SE REV E, NO PROX, CST, STD-1 SIO/SEOS/LEG,WIEG, LED OFF, FLASH OFF, BZR ON, CSN SUPPRESSED, OPTICAL TAMPER, OPEN COLLECTOR, KPF,BFFRD ONE KEY, DOR, NO PARITY, 8-BIT MSG, IPM OFF" | Ea |  | 1 Year | 545 | 5% | 517.75
64175 | HID | 921PTNTEK0045N | RDR, RPK40, MULTICLASS, SE E, LF STD, HF STD/SIO/SEOS, WIEG, TERM, BLK, STD-1, LED RED, FLSH GRN, BZR ON, OPT TAMP, OPEN COLL, CSN 32 BIT MSB, KPF, BFFRD 1 KEY, NO PAR, 4-BIT MSG, IPM OFF, WIEG HOLD APB 500MS, CSN FILTER DISABLED | Ea |  | 1 Year | 545 | 5% | 517.75
64176 | HID | 921PTNTEK0047P | RDR, RK40, ICLASS, SE REV E, NO PROX, CST, STD-1 SIO/SEOS/LEG,WIEG, LED OFF, FLASH OFF, BZR ON, OPT TAMP, OPEN COLL, CSN 32 BIT MSB, EM4102 32 BIT, BFFRD 1 KEY, DOR COMPL, NO PAR, 8 BIT, IPM OFF | Ea |  | 1 Year | 545 | 5% | 517.75
64177 | HID | 921PTNTEK0050D | RDR, RK40, ICLASS, SE E, LF OFF, HF STD/SIO/SEOS, WIEG,TERM, BLK, STD-1, LED RED, FLSH GRN, BZR ON,OPT TAMP, OPEN COLL, CSN 32 BIT MSB, KPF, BFFRD 1 KEY, PAR,4-BIT MSG, IPM OFF | Ea |  | 1 Year | 545 | 5% | 517.75
64178 | HID | 921PTNTEK0050F | RDR, RPK40, MULTICLASS, SE E, LF STD, HF STD/SIO/SEOS, WIEG, TERM, BLK, STD-1, LED RED, FLSH GRN, BZR ON, OPT TAMP, OPEN COLL, CSN 32-BIT MSB, EM4102 32-BIT, KPF, BFFRD 1 KEY, NO PAR, 4-BIT MSG, IPM OFF | Ea |  | 1 Year | 545 | 5% | 517.75
64179 | HID | 921PTNTEK0050X | RDR, RPK40, MULTICLASS, SE E, LF STD, HF STD/SIO/SEOS, WIEG,TERM, BLK, STD-1, LED RED, FLSH OFF, BZR ON, OPT TAMP, OPEN COLL, CSN MIF SUPPR, FSK PROX READ ONLY, PROX PRIORITY,KPF, BFFRD 1 KEY, NO PAR, 4 BIT MSG, IPM OFF | Ea |  | 1 Year | 545 | 5% | 517.75
64180 | HID | 921PTNTEK00520 | RDR, RPK40, MULTICLASS, SE E, LF STD, HF STD/SIO/SEOS, WIEG, TERM, BLK, STD-1, LED OFF, FLSH OFF, BZR OFF, CSN 34-BIT MSB, KPF, BFFRD 1 KEY, PAR, 6-BIT MSG, IPM OFF | Ea |  | 1 Year | 545 | 5% | 517.75
64181 | HID | 921PTNTEK0053F | RDR, RPK40, MULTICLASS, SE E, LF STD, HF STD/SIO/SEOS/MIFSPR, WIEG,TERM, BLK, STD-1, LED RED, FLSH OFF, BZR ON, CSN MIF SUPPR, KPF, BFFRD 1 KEY, DOR COMPL, NO PAR, 8-BIT MSG, IPM OFF | Ea |  | 1 Year | 545 | 5% | 517.75
64182 | HID | 921PTNTEK0053H | RDR, RPK40, MULTICLASS, SE E, LF STD, HF STD/SIO/SEOS, WIEG,TERM, BLK, STD-1, LED OFF, FLSH OFF, BZR ON, OPT TAMP, OPEN COLL, CSN 32-BIT MSB, KPF, BFFRD 1 KEY, NO PAR, 4-BIT MSG, IPM OFF | Ea |  | 1 Year | 545 | 5% | 517.75
64183 | HID | 921PTNTEK00561 | RDR, RPK40, MULTICLASS, SE E, LF STD, HF STD/SIO/SEOS, WIEG, TERM, BLK, STD-1, LED OFF FLSH OFF, BZR OFF, OTP TAMP, OPEN COLL, CSN 26 BIT MSB EM4102 26 BIT, KPF, BFFRD 1 KEY, DOR COMPL, NO PAR, 8-BIT MSG, IPM OFF | Ea |  | 1 Year | 545 | 5% | 517.75
64184 | HID | 921PTNTEK00562 | RDR, RPK40, MULTICLASS, SE E, LF STD, HF STD/SIO/SEOS, WIEG, TERM, BLK, STD-1, LED OFF FLSH OFF, BZR OFF, OTP TAMP, OPEN COLL, CSN 34 BIT MSB EM4102, KPF, BFFRD 1 KEY, DOR COMPL, NO PAR, 8-BIT MSG, IPM OFF | Ea |  | 1 Year | 545 | 5% | 517.75
64185 | HID | 921PTNTEK00563 | RDR, RPK40, MULTICLASS, SE E, LF STD, HF STD/SIO/SEOS, WIEG, TERM, BLK, STD-1, LED OFF FLSH OFF, BZR OFF, OTP TAMP, OPEN COLL, CSN 40 BIT MSB EM4102, KPF, BFFRD 1 KEY, DOR COMPL, NO PAR, 8-BIT MSG, IPM OFF | Ea |  | 1 Year | 545 | 5% | 517.75
64186 | HID | 921PTNTEKE0000 | RDR, RPK40, MULTICLASS, SE E, LF STD, HF STD/SIO/SEOS, WIEG, TERM, BLK, ELITE KEYS, LED RED, FLSH GRN, BZR ON, CSN 32-BIT MSB, KPF, BFFRD 1 KEY, NO PAR, 4-BIT MSG, IPM OFF | Ea |  | 1 Year | 545 | 5% | 517.75
64187 | HID | 921PTNTEKE0057 | RDR, RPK40, MULTICLASS, SE E, LF STD, HF STD/SIO/SEOS, WIEG, TERM, BLK, STD-1, ELITE, LED OFF, FLSH OFF, BZR ON, CSN 32-BIT MSB, KPF, BFFRD 1 KEY, DORADO COMPL, NO PAR, 8-BIT MSG, IPM OFF | Ea |  | 1 Year | 545 | 5% | 517.75
64188 | HID | 921PTNTEKE006Y | RDR, RPK40, MULTICLASS, SE E, LF STD, HF STD/SIO/SEOS, WIEG, TERM, BLK, ELITE KEYS, LED OFF, FLSH OFF, BZR OFF, OPT TAMP, OPEN COLL, CSN 32-BIT MSB, IPM OFF | Ea |  | 1 Year | 545 | 5% | 517.75
64189 | HID | 921PTNTEKE0492 | RDR, RPK40, MULTICLASS, SE E, LF STD, HF STD/SIO/SEOS, WIEG, TERM, BLK, ELITE KEYS, LED OFF, FLSH GRN, BZR OFF, OPT TAMP, OPEN COLL, CSN 32-BIT MSB, BFFR ONE KEY, NO PAR, 4-BIT, IPM OFF | Ea |  | 1 Year | 545 | 5% | 517.75
64190 | HID | 921PTNTEKE050M | RDR, RPK40, MULTICLASS, SE E, LF STD, HF STD/SIO/SEOS, WIEG, TERM, BLK, STD-1, ELITE, LED OFF, FLSH OFF, BZR OFF, OPT TAMP, OPEN COLL,CSN 32-BIT MSB, EM4102 34-BIT, KPF, BFFRD 1 KEY, DOR COMPL, NO PAR, 8 BIT MSG, IPM OFF | Ea |  | 1 Year | 545 | 5% | 517.75
64191 | HID | 921PTPNEK000AL | RDR, RPK40, MULTICLASS, SE E, LF STD, HF STD/SIO/SEOS, 485HDX, PIG, BLK, STD-1, A/V OFF, OSDP V1, OPN COL, OSDP TAMP ENBLD, TEST KEY, POLL=75MS, CSN 32-BIT MSB, KPF, ASCII, BFFRD 1 KEY, 8-BIT MSG, IPM OFF, UART OFF, WIEG OFF | Ea |  | 1 Year | 580 | 5% | 551
64192 | HID | 921PTPNEK000FD | RDR, RPK40, MULTICLASS, SE E, LF STD, HF STD/SIO/SEOS, 485HDX, PIG, BLK, STD-1, A/V OFF, OSDP V2, OPT TAMP, OPEN COLL, OSDP TAMP ENBLD, TEST KEY, POLL=50MS, CSN 32-BIT MSB, EM4102 32-BIT, KPF, ASCII, BFFRD 1 KEY, IPM OFF, UART OFF, WIEG OFF | Ea |  | 1 Year | 580 | 5% | 551
64193 | HID | 921PTPNEK000RK | RDR, RPK40, MULTICLASS, SE E, LF STD, HF STD/SIO/SEOS/MIFSPR, 485HDX, PIG, BLK, STD-1, A/V OFF,OSDP V2,OPT TAMP,OPEN COLL, OSDP TAMP ENBLD, TEST KEY, POLL=50MS, CSN MIF SUPPR, EM4102 32-BIT, KPF,ASCII, BFFR 1 KEY,IPM OFF, UART OFF, WIEG OFF | Ea |  | 1 Year | 580 | 5% | 551
64194 | HID | 921PTPNEK00385 | RDR, RPK40, MULTICLASS, SE E, LF STD, HF STD/SIO/SEOS, 485HDX, PIG, BLK, STD-1, A/V OFF, OSDP V1, OPN COL, OSDP TAMP ENBLD, TEST KEY, POLL=75MS, CSN 32-BIT MSB, KPF, ASCII, BFFRD 1 KEY, EM4102 32-BIT, IPM OFF, UART OFF, WIEG OFF | Ea |  | 1 Year | 580 | 5% | 551
64195 | HID | 921PTPNEK0039L | RDR, RPK40, MULTICLASS, SE E, LF STD, HF STD/SIO/SEOS, 485HDX, PIG, BLK, STD-1, A/V OFF, CSN 32-BIT MSB, OSDP V1, OPEN COLL, OSDP TAMP ENBLD, TEST KEY, POLL=75MS, KPF, BFFRD 1 KEY, NO PAR, 4-BIT MSG, EM4102 32-BIT, IPM OFF | Ea |  | 1 Year | 580 | 5% | 551
64196 | HID | 921PTPNEK005AN | RDR,RPK40,MULTICLASS,SE E,LF STD,HF STD/SIO/SEOS,485HDX,PIG,BLK, A/V OFF, OSDP V1,OPN COL,OSDP TAMP ENBLD,TEST KEY,POLL=75MS,CSN 32-BIT MSB, ASCII,BFFRD 1 KEY,EM4102 32-BIT,IPM OFF,UART OFF,WIEG OFF | Ea |  | 1 Year | 580 | 5% | 551
64197 | HID | 921PTPNEKE00QP | RDR, RPK40, MULTICLASS, SE E, LF STD, HF STD/SIO/SEOS/MIFSPR 485HDX, PIG, BLK, ELITE, A/V OFF, OSDP V1, OPN COL, OSDP TAMP ENBLD, TEST KEY, POLL=75MS, CSN MIF SUPPR, KPF, ASCII, BFFRD 1 KEY, EM4102 32-BIT, IPM OFF, UART OFF, WIEG OFF | Ea |  | 1 Year | 580 | 5% | 551
64198 | HID | 921PTPNEKE0385 | RDR, RPK40, MULTICLASS, SE E, LF STD, HF STD/SIO/SEOS, 485HDX, PIG, BLK, ELITE, A/V OFF, OSDP V1, OPN COL, OSDP TAMP ENBLD, TEST KEY, POLL=75MS, CSN 32-BIT MSB, KPF, ASCII, BFFRD 1 KEY, EM4102 32-BIT, IPM OFF, UART OFF, WIEG OFF | Ea |  | 1 Year | 580 | 5% | 551
64199 | HID | 921PTPNEKE05AN | RDR,RPK40,MULTICLASS,SE E,LF STD,HF STD/SIO/SEOS,485HDX,PIG,BLK,ELITE, A/V OFF, OSDP V1,OPN COL,OSDP TAMP ENBLD,TEST KEY,POLL=75MS,CSN 32-BIT MSB, ASCII,BFFRD 1 KEY,EM4102 32-BIT,IPM OFF,UART OFF,WIEG OFF | Ea |  | 1 Year | 580 | 5% | 551
64200 | HID | 921PTPTEK000RG | RDR, RPK40, MULTICLASS, SE E, LF STD, HF STD/SIO/SEOS, 485HDX, TERM, BLK, STD-1, A/V OFF, OSDP V1, OPN COL, OSDP TAMP DISBLD, TEST KEY, POLL=75MS, CSN 56-BIT MSB, EM4102 40-BIT, KPF, ASCII, BFFRD 1 KEY, IPM OFF, UART OFF, WIEG OFF | Ea |  | 1 Year | 580 | 5% | 551
64201 | HID | 921PTPTEK00341 | RDR, RPK40, MULTICLASS, SE E, LF STD, HF STD/SIO/SEOS, 485HDX, TERM, BLK, STD-1, OSDP V1, OPN COL, OSDP TAMP ENBLD, TEST KEY, POLL=75MS, A/V OFF, CSN 32-BIT MSB, EM4102 32-BIT, KPF, ASCII, BFFRD 1 KEY, IPM OFF, UART OFF, WIEG OFF, UTC | Ea |  | 1 Year | 580 | 5% | 551
64202 | HID | 921PTPTEK00385 | KIT, RDR, RPK40, MULTICLASS, SE E, LF STD, HF STD/SIO/SEOS, 485HDX, TERM, BLK, STD-1, A/V OFF, OSDP V1, OPN COL, OSDP TAMP ENABLED, TEST KEY, POLL=75MS, CSN 32-BIT MSB, EM4102 32-BIT, KPF, ASCII, BFFRD 1 KEY, IPM OFF, UART OFF, WIEG OFF | Ea |  | 1 Year | 580 | 5% | 551
64203 | HID | 921PTPTEKE0385 | RDR, RPK40, MULTICLASS, SE E, LF STD, HF STD/SIO/SEOS, 485HDX, TERM, BLK, ELITE, A/V OFF, OSDP V1, OPN COL, OSDP TAMP ENBLD, TEST KEY, POLL=75MS, CSN 32-BIT MSB, KPF, ASCII, BFFRD 1 KEY, EM4102 32-BIT, IPM OFF, UART OFF, WIEG OFF | Ea |  | 1 Year | 580 | 5% | 551
64204 | HID | 921PWNNEK00324 | RDR, RPK40, MULTICLASS, SE E, LF STD, HF STD/SIO/SEOS/MIGR, WIEG, PIG, BLK, HF MIGR PFL EVP00000, IPM OFF | Ea |  | 1 Year | 605 | 5% | 574.75
64205 | HID | 921PWNNEKE00DT | RDR, RPK40, MULTICLASS, SE E, LF STD, HF SIO/SEOS/MIGR, WIEG, PIG, BLK, LED RED, FLSH GRN, BZR ON, KPF, BFFRD 1 KEY, DOR COMPL, NO PAR, 8-BIT MSG, IPM OFF, HF MIGR PFL EVCF65427_ICE0286, ERICSSON | Ea |  | 1 Year | 605 | 5% | 574.75
64206 | HID | 921PWNNEKE00EW | RDR, RPK40, MULTICLASS, SE E, LF STD, HF STD/SIO/SEOS/MIGR, WIEG, PIG, BLK, LED RED, FLSH GRN, BZR ON, KPF, PCSC, HF MIGR PFL EVP00000, IPM OFF | Ea |  | 1 Year | 605 | 5% | 574.75
64207 | HID | 921PWNNEKE00FW | RDR, RPK40, MULTICLASS, SE E, LF STD, HF MIGR ONLY, WIEG, PIG, BLK, KPF, BFFRD 1 KEY, DOR COMPL, NO PAR, 8-BIT MSG, KP BEEP OFF, HF MIGR PFL EVC00000_ICE0600, PROX FSK ONLY, IPM OFF, ERICSSON | Ea |  | 1 Year | 605 | 5% | 574.75
64208 | HID | 921PWNNEKE00M3 | RDR, RPK40, MULTICLASS, SE E, LF STD, HF STD/SIO/SEOS/MIGR, WIEG, PIG, BLK, LED RED, FLSH GRN, BZR ON, EM4102 32-BIT, KPF, BFFRD 1 KEY, NO PAR, 4-BIT MSG, HF MIGR PFL EVP00000, I'M ALIVE 10SEC, IPM OFF, KPD, PROX | Ea |  | 1 Year | 605 | 5% | 574.75
64209 | HID | 921PWNNEKE00QC | RDR, RPK40, MULTICLASS, SE E, LF STD, HF STD/SIO/SEOS/MIFSPR/MIGR, WIEG, PIG, BLK, LED OFF, FLSH OFF, BZR OFF, OPT TAMP, OPEN COLL, CSN MIF SUPPR, EM4102 32-BIT, KPF, BFFRD 1 KEY, DOR COMPL, NO PAR, 8-BIT MSG, HF MIGR PFL EVP00000, IPM OFF | Ea |  | 1 Year | 605 | 5% | 574.75
64210 | HID | 921PWNNEKE00U1 | RDR, RPK40, MULTIICLASS, LF STD, HF STD/SIO/SEOS/MIGR, WIEG, PIG, BLK, STD-1, LED OFF, FLSH OFF, BZR ON, OPT TAMP, OPEN COLL, KPF, BFFRD 1 KEY, PAR, 6-BIT MSG, CSN 32-BIT MSB, HF MIGR PFL EVP00000, IPM OFF | Ea |  | 1 Year | 605 | 5% | 574.75
64211 | HID | 921PWNNEKE00VD | RDR, RPK40, ICLASS, SE E, LF STD, HF STD/SIO/SEOS/MIGR, WIEG, PIG, BLK, LED OFF, FLSH OFF, BZR ON, OPT TAMP, OPEN COLL, KPF, BFFRD 1 KEY, PAR, 6-BIT MSG, CSN 32-BIT MSB, EM4102 32-BIT, HF MIGR PFL EVP00000, IPM OFF | Ea |  | 1 Year | 605 | 5% | 574.75
64212 | HID | 921PWNTEK00324 | RDR, RPK40, MULTICLASS, SE E, LF STD, HF STD/SIO/SEOS/MIGR, WIEG, TERM, BLK, HF MIGR PFL EVP00000, IPM OFF | Ea |  | 1 Year | 605 | 5% | 574.75
64213 | HID | 921PWNTEK00472 | RDR, RPK40, MULTICLASS, SE E, LF STD, HF STD/SIO/SEOS/MIGR, WIEG, TERM, BLK, CSTM KEYS, LED RED, FLSH GRN, BZR ON, OPT TAMP, OPEN COLL, CSN 32-BIT MSB, BFFRD 1 KEY 4 BIT MSG, IPM OFF, HF MIGR PFL EVP00000, CSTM KEYS, CSTM DATAMOD, HID DEMO | Ea |  | 1 Year | 605 | 5% | 574.75
64214 | HID | 921PWNTEKE008Q | RDR, RPK40, MULTICLASS, SE E, LF FSK, HF STD/SIO/SEOS/MIGR/HID MIFARE APP, WIEG, TERM, BLK, LED RED, FLSH GRN, BZR ON, KPF, BFFRD 1 KEY, DOR COMPL, NO PAR, 8-BIT MSG, CSN SUPPR, IPM OFF, HF MIGR PFL EVPH0026 | Ea |  | 1 Year | 605 | 5% | 574.75
64215 | HID | 921PWNTEKE00M3 | RDR, RPK40, MULTICLASS, SE E, LF STD, HF STD/SIO/SEOS/MIGR, WIEG, TERM, BLK, LED RED, FLSH GRN, BZR ON, EM4102 32-BIT, KPF, BFFRD 1 KEY, NO PAR, 4-BIT MSG, HF MIGR PFL EVP00000, I'M ALIVE 10SEC, IPM OFF, KPD, PROX | Ea |  | 1 Year | 605 | 5% | 574.75
64216 | HID | 921PWNTEKE00MU | RDR, RPK40, MULTICLASS, SE E, LF STD, HF SIO/SEOS/MIFSPR/MIGR, WIEG, TERM, BLK, LED RED, FLSH GRN, BZR ON, CSN MIF SUPPR, KPF, BFFRD 1 KEY, NO PAR, 4-BIT MSG, HF MIGR PFL EVC00000_ICE0636, IPM OFF | Ea |  | 1 Year | 605 | 5% | 574.75
64217 | HID | 921PWNTEKE00U1 | RDR, RPK40, MULTIICLASS, LF STD, HF STD/SIO/SEOS/MIGR, WIEG, TERM, BLK, STD-1, LED OFF, FLSH OFF, BZR ON, OPT TAMP, OPEN COLL, KPF, BFFRD 1 KEY, PAR, 6-BIT MSG, CSN 32-BIT MSB, HF MIGR PFL EVP00000, IPM OFF | Ea |  | 1 Year | 605 | 5% | 574.75
64218 | HID | 921PWNTEKE00VD | RDR, RPK40, ICLASS, SE E, LF STD, HF STD/SIO/SEOS/MIGR, WIEG, TERM, BLK, LED OFF, FLSH OFF, BZR ON, OPT TAMP, OPEN COLL, KPF, BFFRD 1 KEY, PAR, 6-BIT MSG, CSN 32-BIT MSB, EM4102 32-BIT, HF MIGR PFL EVP00000, IPM OFF | Ea |  | 1 Year | 605 | 5% | 574.75
64219 | HID | 921PWNTEKE052R | RDR, RPK40, MULTICLASS, SE E, LF STD, HF STD/SIO/SEOS/MIGR, WIEG, TERM, BLK, HF MIGR PFL EVC123561_ICE0260, IPM OFF | Ea |  | 1 Year | 605 | 5% | 574.75
64220 | HID | 921PWPNEKE00KW | RDR, RPK40, MULTIICLASS, LF STD, HF STD/SIO/SEOS/MIGR, 485HDX, PIG, BLK, STD-1, A/V OFF, OSDP V2, OPT TAMP, OPEN COLL, OSDP TAMP, KPF, ASCII, BFFRD 1 KEY, CSN 32-BIT MSB, HF MIGR PFL EVP00000, IPM OFF | Ea |  | 1 Year | 640 | 5% | 608
64221 | HID | 921PWPNEKE00VH | RDR, RPK40, ICLASS, SE E, LF STD, HF STD/SIO/SEOS/MIGR, 485HDX, PIG, BLK, OSDP V2, A/V OFF, OPT TAMP, OPEN COLL, OPT TAMP, KPF, ASCII, BFFRD 1 KEY, CSN 32-BIT MSB, EM4102 32-BIT, HF MIGR PFL EVP00000, IPM OFF | Ea |  | 1 Year | 640 | 5% | 608
64222 | HID | 921PWPNEKE00VX | RDR, RPK40, MULTICLASS, SE E, LF STD, HF STD/SIO/TRANS/MIGR, 485HDX, PIG, BLK,A/V OFF, OSDP V2, TAMP OC, OSDP TAMP, KPF, ASCII, BFFRD 1 KEY, POLL=75MS, 64-BIT LSB FELICA,64-BIT MSB CEPAS CAN OR MIF,EM4102 40-BIT, MIGR PFL EVP00000, IPM OFF | Ea |  | 1 Year | 640 | 5% | 608
64223 | HID | 921PWPTEKE009K | RDR, RPK40, ICLASS, SE E, LF STD, HF STD/SIO/SEOS/MIGR, 485HDX, TERM, BLK, A/V OFF, OSDP V1, OPT TAMP, OC, OSDP TAMP ENBLD, TEST KEYS,CSN SUPPR, KPF, ASCII, BFFRD 1 KEY, HF MIGR PFL EVP00000_ICE0318, IPM OFF, UART OFF, WIEG OFF | Ea |  | 1 Year | 640 | 5% | 608
64224 | HID | 921PWPTEKE00E3 | RDR, RPK40,MULTICLASS,SE E,LF STD,HF STD/SIO/SEOS/MIGR,485HDX,TERM,BLK,STD-1, A/V OFF, CSN SUPPRESSED,OSDP V1,CRC REVERSED,OPEN COLL,OSDP TAMP ENBLD, TEST KEYS,POLL=75MS,EM4102 32-BIT,IPM OFF,UART OFF,WIEG, EVP00000 | Ea |  | 1 Year | 640 | 5% | 608
64225 | HID | 921PWPTEKE00KW | RDR, RPK40, MULTIICLASS, LF STD, HF STD/SIO/SEOS/MIGR, 485HDX, TERM, BLK, STD-1, A/V OFF, OSDP V2, OPT TAMP, OPEN COLL, OSDP TAMP, KPF, ASCII, BFFRD 1 KEY, CSN 32-BIT MSB, HF MIGR PFL EVP00000, IPM OFF | Ea |  | 1 Year | 640 | 5% | 608
64226 | HID | 921PWPTEKE00VH | RDR, RPK40, ICLASS, SE E, LF STD, HF STD/SIO/SEOS/MIGR, 485HDX, TERM, BLK, OSDP V2, A/V OFF, OPT TAMP, OPEN COLL, OPT TAMP, KPF, ASCII, BFFRD 1 KEY, CSN 32-BIT MSB, EM4102 32-BIT, HF MIGR PFL EVP00000, IPM OFF | Ea |  | 1 Year | 640 | 5% | 608
64227 | HID | 922NNNNEKE0503 | RDR, RM40, ICLASS, SE E, LF OFF, HF SEOS/MAG, WIEG, PIG, BLK, LED RED, FLSH GRN, BZR ON, OPT TAMP, OPEN COLL, CSN MIF SUPPR, MAG, ABA ALL DGTS + 10 LEAD/TRAIL ZEREOS, WIEG, IPM OFF | Ea |  | 1 Year | 490 | 5% | 465.5
64228 | HID | 922NTCNEK0014F | RDR, RM40, ICLASS, SE E, LF OFF, HF STD/SIO/SEOS/MAG, C&D, PIG, BLK, STD-1, LED RED, FLSH GRN, BZR ON, OPT TAMP, OPEN COLL, CSN32-BITMSB, MAG, ABA, ALL BITS RAW, C/D, IPM OFF | Ea |  | 1 Year | 490 | 5% | 465.5
64229 | HID | 922NTCNEK0021H | RDR, RM40, ICLASS, SE E, LF OFF, HF STD/SIO/SEOS/MAG, C&D, PIG, BLK, STD-1, LED RED, FLSH GRN, BZR ON, OPT TAMP, OPEN COLL, CSN32-BITMSB, MAG, ABA ALL DGTS + 10 LEAD/TRAIL ZEREOS, C/D, IPM OFF | Ea |  | 1 Year | 490 | 5% | 465.5
64230 | HID | 922NTCTEK0014F | RDR, RM40, ICLASS, SE E, LF OFF, HF STD/SIO/SEOS/MAG, C&D, TERM, BLK, STD-1, LED RED, FLSH GRN, BZR ON, OPT TAMP, OPEN COLL, CSN32-BITMSB, MAG, ABA, ALL BITS RAW, IPM OFF | Ea |  | 1 Year | 490 | 5% | 465.5
64231 | HID | 922NTNNEK0006H | RDR, RM40, ICLASS, SE E, LF OFF, HF STD/SIO/SEOS/MAG, WIEG, PIG, BLK, STD-1, LED RED, FLSH GRN, BZR ON, OPT TAMP, OPEN COLL, CSN32-BITMSB, MAG, ABA ALL DGTS + 10 LEAD/TRAIL ZEREOS, WIEG, IPM OFF | Ea |  | 1 Year | 490 | 5% | 465.5
64232 | HID | 922NTNNEK0006H-110315 | RDR, RM40, ICLASS, SE E, LF OFF, HF STD/SIO/SEOS/MAG, WIEG, PIG, BLK, STD-1, LED RED, FLSH GRN, BZR ON, OPT TAMP, OPEN COLL, CSN 32-BIT MSB, MAG, ABA ALL DGTS + 10 LEAD/TRAIL ZEREOS, WIEG, IPM OFF, ADI W/UPC#639399026942 | Ea |  | 1 Year | 490 | 5% | 465.5
64233 | HID | 922NTNNEK0006H-RMA | RDR, RM40, ICLASS, SE E, LF OFF, HF STD/SIO/SEOS/MAG, WIEG, PIG, BLK, STD-1, LED RED, FLSH GRN, BZR ON, OPT TAMP, OPEN COLL, CSN32-BITMSB, MAG, ABA ALL DGTS + 10 LEAD/TRAIL ZEREOS, WIEG, IPM OFF, RMA ONLY | Ea |  | 1 Year | 490 | 5% | 465.5
64234 | HID | 922NTNNEK0006N | RDR, RM40, ICLASS, SE E, LF OFF, HF STD/SIO/SEOS/MAG, WIEG, PIG, BLK, STD-1, LED RED, FLSH GRN, BZR ON, OPT TAMP, OPEN COLL, CSN32-BITMSB, MAG, NRTHRN, 32-BIT (FC=16-BIT, ID=16-BIT), WIEG, IPM OFF | Ea |  | 1 Year | 490 | 5% | 465.5
64235 | HID | 922NTNNEK0006N-RMA | RDR, RM40, ICLASS, SE E, LF OFF, HF STD/SIO/SEOS/MAG, WIEG, PIG, BLK, STD-1, LED RED, FLSH GRN, BZR ON, OPT TAMP, OPEN COLL, CSN32-BITMSB, MAG, NRTHRN, 32-BIT (FC=16-BIT, ID=16-BIT), WIEG, IPM OFF, RMA ONLY | Ea |  | 1 Year | 490 | 5% | 465.5
64236 | HID | 922NTNNEK00075 | RDR, RM40, ICLASS, SE E, LF OFF, HF STD/SIO/SEOS/MAG, WIEG, PIG, BLK, STD-1, LED RED, FLSH GRN, BZR ON, OPT TAMP, OPEN COLL, MAG, BASIC MS RAW OUTPUT AS RECD, WIEG, IPM OFF | Ea |  | 1 Year | 490 | 5% | 465.5
64237 | HID | 922NTNNEK0007F | RDR, RM40, ICLASS, SE E, LF OFF, HF STD/SIO/SEOS/MAG, WIEG, PIG, BLK, STD-1, LED RED, FLSH GRN, BZR ON, OPT TAMP, OPEN COLL, CSN32-BITMSB, MAG, ABA CNVRT LAST 9 DIG TO 34-BIT, WIEG, IPM OFF | Ea |  | 1 Year | 490 | 5% | 465.5
64238 | HID | 922NTNNEK000GF | RDR, RM40, ICLASS, SE E, LF OFF, HF STD/SIO/SEOS/MAG, WIEG, PIG, BLK, STD-1, LED RED, FLSH GRN, BZR ON, OPT TAMP, OPEN COLL, CSN32-BIT MSB, MAG, ABA ALL DGTS + 10 LEAD/TRAIL ZEREOS, WIEG, TRACK 1, IPM OFF | Ea |  | 1 Year | 490 | 5% | 465.5
64239 | HID | 922NTNNEK0014G | RDR, RM40, ICLASS, SE E, LF OFF, HF STD/SIO/SEOS/MAG, WIEG, PIG, BLK, STD-1, LED RED, FLSH GRN, BZR ON, OPT TAMP, OPEN COLL, CSN32-BITMSB, MAG, ABA TO 26-BIT, WIEG, IPM OFF | Ea |  | 1 Year | 490 | 5% | 465.5
64240 | HID | 922NTNNEK0014H | RDR, RM40, ICLASS, SE E, LF OFF, HF STD/SIO/SEOS/MAG, WIEG, PIG, BLK, STD-1, LED RED, FLSH GRN, BZR ON, OPT TAMP, OPEN COLL, CSN32-BITMSB, MAG, ABA CNVRT LAST 7 DIG TO 26-BIT BIN, WIEG, IPM OFF | Ea |  | 1 Year | 490 | 5% | 465.5
64241 | HID | 922NTNNEK00291 | RDR, RM40, ICLASS, SE E, LF OFF, HF STD/SIO/SEOS/MAG, WIEG, PIG, BLK, STD-1, LED RED, FLSH GRN, BZR ON, OPT TAMP, OPEN COLL, CSN32-BITMSB, MAG, EMPI CARD TO 34-BIT, WIEG, IPM OFF | Ea |  | 1 Year | 490 | 5% | 465.5
64242 | HID | 922NTNNEK00292 | RDR, RM40, ICLASS, SE E, LF OFF, HF STD/SIO/SEOS/MAG, WIEG, PIG, BLK, STD-1, LED OFF, FLSH OFF, BZR ON, OPT TAMP, OPEN COLL, CSN32-BITMSB, MAG, ABA TO 26-BIT, WIEG, IPM OFF | Ea |  | 1 Year | 490 | 5% | 465.5
64243 | HID | 922NTNNEK0049D | RDR, RM40, ICLASS, SE E, LF OFF, HF STD/SIO/SEOS/MAG, WIEG, PIG, BLK, LED RED, FLSH GRN, BZR ON, OPT TAMP, OPEN COLL, CSN 32-BIT MSB, MAG, EMPI CARD TO 26-BIT, IPM OFF | Ea |  | 1 Year | 490 | 5% | 465.5
64244 | HID | 922NTNNEK0049E | RDR, RM40, ICLASS, SE E, LF OFF, HF STD/SIO/SEOS/MAG, WIEG, PIG, BLK, LED RED, FLSH GRN, BZR ON, OPT TAMP, OPEN COLL, CSN 32-BIT MSB, MAG, ABA TO 26-BIT (FC=8-BIT, ID=16-BIT),IPM OFF | Ea |  | 1 Year | 490 | 5% | 465.5
64245 | HID | 922NTNNEKE006H | RDR, RM40, ICLASS, SE E, LF OFF, HF STD/SIO/SEOS/MAG, WIEG, PIG, BLK, ELITE KEYS, LED RED, FLSH GRN, BZR ON, OPT TAMP, OPEN COLL, CSN32-BITMSB, MAG, ABA ALL DGTS + 10 LEAD/TRAIL ZEREOS, IPM OFF | Ea |  | 1 Year | 490 | 5% | 465.5
64246 | HID | 922NTNNEKE0075 | RDR, RM40, ICLASS, SE E, LF OFF, HF STD/SIO/SEOS/MAG, WIEG, PIG, BLK, ELITE KEYS, LED RED, FLSH GRN, BZR ON, OPT TAMP, OPEN COLL,CSN32-BITMSB, MAG, BASIC MS RAW OUTPUT AS RECD, IPM OFF | Ea |  | 1 Year | 490 | 5% | 465.5
64247 | HID | 922NTNTEK0006H | RDR, RM40, ICLASS, SE E, LF OFF, HF STD/SIO/SEOS/MAG, WIEG, TERM, BLK, STD-1, LED RED, FLSH GRN, BZR ON, OPT TAMP, OPEN COLL,CSN32-BITMSB, MAG, ABA ALL DGTS + 10 LEAD/TRAIL ZEREOS, IPM OFF | Ea |  | 1 Year | 490 | 5% | 465.5
64248 | HID | 922NTNTEK0006N | RDR, RM40, ICLASS, SE E, LF OFF, HF STD/SIO/SEOS/MAG, WIEG, TERM, BLK, STD-1, LED RED, FLSH GRN, BZR ON, OPT TAMP, OPEN COLL,CSN32-BITMSB, MAG, NRTHRN, 32-BIT (FC=16-BIT, ID=16-BIT), WIEG, IPM OFF | Ea |  | 1 Year | 490 | 5% | 465.5
64249 | HID | 922NTNTEK00075 | RDR, RM40, ICLASS, SE E, LF OFF, HF STD/SIO/SEOS.AMG, WIEG, TERM, BLK, STD-1, LED RED, FLSH GRN, BZR ON, OPT TAMP, OPEN COLL, MAG, BASIC MS RAW OUTPUT AS RECD, WIEG, IPM OFF | Ea |  | 1 Year | 490 | 5% | 465.5
64250 | HID | 922NTNTEK0007F | RDR, RM40, ICLASS, SE E, LF OFF, HF STD/SIO/SEOS/MAG, WIEG, TERM, BLK, STD-1, LED RED, FLSH GRN, BZR ON, OPT TAMP, OPEN COLL, CSN32-BITMSB, MAG, ABA CNVRT LAST 9 DIG TO 34-BIT, WIEG, IPM OFF | Ea |  | 1 Year | 490 | 5% | 465.5
64251 | HID | 922NTNTEK0049F | RDR, RM40, ICLASS, SE E, LF OFF, HF STD/SIO/SEOS/MAG, WIEG, TERM, BLK, LED RED, FLSH GRN, BZR ON, OPT TAMP, OPEN COLL, CSN 32-BIT MSB, MAG, ABA CNVRT LAST 4 DIG TO 26-BIT BIN, IPM OFF | Ea |  | 1 Year | 490 | 5% | 465.5
64252 | HID | 922NWNNEKE000Y | RDR, RM40, ICLASS, SE E, LF OFF, HF STD/SIO/SEOS/MAG/MIGR, WIEG, PIG, BLK, STD-1, LED RED, FLSH GRN, BZR ON, OPT TAMP, OPEN COLL, CSN SUPPR, MAG, ABA ALL DGTS + 10 LEAD/TRAIL ZEREOS, WIEG, IPM OFF, HF MIGR PFL EVC680433_ICE0903, UPENNHS | Ea |  | 1 Year | 550 | 5% | 522.5
64253 | HID | 922NWNNEKE00C6 | RDR, RM40, ICLASS, SE E, LF OFF, HF STD/SIO/SEOS/MIGR/MAG, WIEG, PIG, BLK, STD-1, LED RED, FLSH GRN, BZR ON, OPT TAMP, OPEN COLL, IPM OFF, MAG EVCM2000, GENERIC UNIVERSITY | Ea |  | 1 Year | 550 | 5% | 522.5
64254 | HID | 922NWNTEK0055M | RDR, RM40, ICLASS, SE E, LF OFF, HF STD/SIO/SEOS/MIGR/MAG, WIEG, TERM, BLK, STD-1, LED RED, FLSH GRN, BZR ON, OPT TAMP, OPEN COLL,CSNMIFSUPR, MAG, ABA (FIRST 9 DIGITS) + 10 LEAD/TRAIL ZEROS, IPM OFF | Ea |  | 1 Year | 550 | 5% | 522.5
64255 | HID | 922NWNTEKE00C0-RMA | RDR, RM40, ICLASS, SE E, LF OFF, HF STD/SIO/SEOS/MIGR/MAG, WIEG, TERM, BLK, STD-1, LED RED, FLSH GRN, BZR ON, OPT TAMP, OPEN COLL, IPM OFF, HF MIGR PFL EVCM1198_ICE0500, UPENN, RMA ONLY | Ea |  | 1 Year | 550 | 5% | 522.5
64256 | HID | 922NWNTEKE00C6 | RDR, RM40, ICLASS, SE E, LF OFF, HF STD/SIO/SEOS/MIGR/MAG, WIEG, TERM, BLK, STD-1, LED RED, FLSH GRN, BZR ON, OPT TAMP, OPEN COLL, IPM OFF, MAG EVCM2000, GENERIC UNIVERSITY | Ea |  | 1 Year | 550 | 5% | 522.5
64257 | HID | 922PNNNEKE045H | RDR, RMP40, MULTICLASS, SE E, LF CSTM, HF CSTM, MAG, WIEG, PIG, BLK, ELITE KEYS, LED RED, FLSH GRN, BZR ON, CSN MIF SUPPR, IPM OFF, CSTM FSK ONLY, SEOS ONLY, MAG OPT 5 | Ea |  | 1 Year | 532 | 5% | 505.4
64258 | HID | 922PNNNEKE045H-RMA | RDR, RMP40, MULTICLASS, SE E, LF CSTM, HF CSTM, MAG, WIEG, PIG, BLK, ELITE KEYS, LED RED, FLSH GRN, BZR ON, CSN MIF SUPPR, IPM OFF, CSTM FSK ONLY, SEOS ONLY, MAG OPT 5, U PITT, RMA ONLY | Ea |  | 1 Year | 532 | 5% | 505.4
64259 | HID | 922PTCNEK000JK | RDR, RMP40, MULTICLASS, SE E, LF STD, HF STD/SIO/SEOS/MAG, 485 HDX, PIG, BLK, C&D, LED RED, FLSH GRN, BZR ON, OPT TMP/OPN COL, CSN 32-BIT MSB, EM4102 32-BIT, MAG, ABA, ALL BITS RAW, TRACK 1, IPM OFF | Ea |  | 1 Year | 532 | 5% | 505.4
64260 | HID | 922PTCNEK000NV | RDR, RMP40, MULTICLASS, SE E, LF STD, HF STD/SIO/SEOS/MAG, 485 HDX, C&D, PIG, BLK, STD-1, LED RED, FLSH GRN, BZR ON, OPT TAMP, OPEN COLL, CSN 32-BIT MSB, EM4102 32-BIT, MAG, ABA ALL DGTS + 10 LEAD/TRAIL ZEREOS, CUSTOM C/D, IPM OFF | Ea |  | 1 Year | 532 | 5% | 505.4
64261 | HID | 922PTCNEK00293 | RDR, RMP40, MULTICLASS, SE E, LF STD, HF STD/SIO/SEOS/MAG, 485 HDX, PIG, BLK, C&D, LEDRED, FLSHGRN, BZRON, OPT TMP/OPN COL, CSN32-BITMSB, EM410232-BIT, MAG, ABA, ALL BITS RAW, IPM OFF | Ea |  | 1 Year | 532 | 5% | 505.4
64262 | HID | 922PTCNEK00293-RMA | RDR, RMP40, MULTICLASS, SE E, LF STD, HF STD/SIO/SEOS/MAG, 485 HDX, PIG, BLK, C&D, LEDRED, FLSHGRN, BZRON, OPT TMP/OPN COL, CSN32-BITMSB, EM410232-BIT, MAG, ABA, ALL BITS RAW, IPM OFF, RMA ONLY | Ea |  | 1 Year | 532 | 5% | 505.4
64263 | HID | 922PTCNEK00294 | RDR, RMP40, MULTICLASS, SE E, LF STD, HF STD/SIO/SEOS/MAG, 485 HDX, PIG, BLK, C&D, LEDRED, FLSHGRN, BZRON, OPT TMP/OPN COL, CSN32-BITMSB, EM410232-BIT, MAG, ABA ALL DGTS + 10 LEAD/TRAIL ZEREOS, IPM OFF | Ea |  | 1 Year | 532 | 5% | 505.4
64264 | HID | 922PTCTEK00293 | RDR, RMP40, MULTICLASS, SE E, LF STD, HF STD/SIO/SEOS/MAG, C&D, TERM, BLK, LED RED, FLSH GRN, BZR ON, OPT TAMP, OPEN COLL, CSN 32-BIT MSB, EM4102 32-BIT, MAG, ABA, ALL BITS RAW, C/D, IPM OFF | Ea |  | 1 Year | 532 | 5% | 505.4
64265 | HID | 922PTNNEK0001C | RDR, RMP40, MULTICLASS, SE E, LF STD, HF STD/SIO/SEOS/MAG, 485 HDX, PIG, BLK, WIEG, LEDRED, FLSHGRN, BZRON, OPT TMP/OPN COL, CSN32-BITMSB, EM410232-BIT, MAG, NRTHRN, 32-BIT (FC=16-BIT, ID=16-BIT), IPM OFF | Ea |  | 1 Year | 532 | 5% | 505.4
64266 | HID | 922PTNNEK0001C-RMA | RDR, RMP40, MULTICLASS, SE E, LF STD, HF STD/SIO/SEOS/MAG, 485 HDX, PIG, BLK, WIEG, LEDRED, FLSHGRN, BZRON, OPT TMP/OPN COL, CSN32-BITMSB, EM410232-BIT, MAG, NRTHRN, 32-BIT (FC=16-BIT, ID=16-BIT), IPM OFF, RMA ONLY | Ea |  | 1 Year | 532 | 5% | 505.4
64267 | HID | 922PTNNEK0003H | RDR, RMP40, MULTICLASS, SE E, LF FSK, HF STD/SIO/SEOS/MAG, WIEG, PIG, BLK, LED RED, FLSH GRN, BZR ON, OPT TAMP, OPEN COLL, CSN SUPPR, MAG, ABA, ALL BITS RAW, IPM OFF | Ea |  | 1 Year | 532 | 5% | 505.4
64268 | HID | 922PTNNEK00042 | RDR, RMP40, MULTICLASS, SE E, LF STD, HF STD/SIO/SEOS/MAG, 485 HDX, PIG, BLK, WIEG, LEDRED, FLSHGRN, BZRON, OPT TMP/OPN COL, CSN32-BITMSB, EM410232-BIT, MAG, BASIC MS RAW OUT AS RECD, IPM OFF | Ea |  | 1 Year | 532 | 5% | 505.4
64269 | HID | 922PTNNEK00042-RMA | RDR, RMP40, MULTICLASS, SE E, LF STD, HF STD/SIO/SEOS/MAG, 485 HDX, PIG, BLK, WIEG, LEDRED, FLSHGRN, BZRON, OPT TMP/OPN COL, CSN32-BITMSB, EM410232-BIT, MAG, BASIC MS RAW OUT AS RECD, IPM OFF, RMA ONLY | Ea |  | 1 Year | 532 | 5% | 505.4
64270 | HID | 922PTNNEK00051 | RDR, RMP40, MULTICLASS, SE E, LF STD, HF STD/SIO/SEOS/MAG, 485 HDX, PIG, BLK, WIEG, LEDRED, FLSHGRN, BZRON, OPT TMP/OPN COL, CSN32-BITMSB, EM410232-BIT, MAG, ABA ALL DGTS + 10 LEAD/TRAIL ZEREOS, IPM OFF | Ea |  | 1 Year | 532 | 5% | 505.4
64271 | HID | 922PTNNEK00051-RMA | RDR, RMP40, MULTICLASS, SE E, LF STD, HF STD/SIO/SEOS/MAG, 485 HDX, PIG, BLK, WIEG, LEDRED, FLSHGRN, BZRON, OPT TMP/OPN COL, CSN32-BITMSB, EM410232-BIT, MAG, ABA ALL DGTS + 10 LEAD/TRAIL ZEREOS, IPM OFF, RMA ONLY | Ea |  | 1 Year | 532 | 5% | 505.4
64272 | HID | 922PTNNEK0007H | RDR, RMP40, MULTICLASS, SE E, LF STD, HF STD/SIO/SEOS/MAG, 485 HDX, PIG, BLK, WIEG, LEDRED, FLSHGRN, BZRON, OPT TMP/OPN COL, CSN32-BITMSB, EM410232-BIT, MAG, ABA TO 26-BIT, IPM OFF | Ea |  | 1 Year | 532 | 5% | 505.4
64273 | HID | 922PTNNEK000D6 | RDR, RMP40, MULTICLASS, SE E, LF STD, HF STD/SIO/SEOS/MAG, WIEG, PIG, BLK, LED RED, FLSH OFF, BZR ON, OPT TAMP, OPEN COLL, CSN 32-BIT MSB, EM4102 32-BIT, MAG, ABA TO 34-BIT (FC=12-BIT, ID=20-BIT), MERC COMP, IPM OFF | Ea |  | 1 Year | 532 | 5% | 505.4
64274 | HID | 922PTNNEK000JL | RDR, RMP40, MULTICLASS, SE E, LF STD, HF STD/SIO/SEOS/MIFSPR/MAG, 485 HDX, PIG, BLK, WIEG, LED RED, FLSH GRN, BZR ON, OPT TAMP, OPEN COLL, CSN MIF SUPPR, EM4102 32-BIT, MAG, ABA ALL DGTS + 10 LEAD/TRAIL ZEREOS, IPM OFF | Ea |  | 1 Year | 532 | 5% | 505.4
64275 | HID | 922PTNNEK000MB | RDR, RMP40, MULTICLASS, SE E, LF DISABLED, HF MAG ONLY, 485 HDX, WIEG, PIG, BLK, LED RED, FLSH GRN, BZR ON, OPT TAMP, OPEN COLL, MAG, ABA ALL DGTS + 10 LEAD/TRAIL ZEROS, TRACK 2, WIEG, IPM OFF | Ea |  | 1 Year | 532 | 5% | 505.4
64276 | HID | 922PTNNEK000N0 | RDR, RMP40, MULTICLASS, SE E, LF STD, HF STD/SIO/SEOS/MAG, WIEG, PIG, BLK, LED RED, FLSH GRN, BZR ON, OPT TAMP, OPEN COLL, CSN 32-BIT MSB, EM4102 32-BIT, MAG, ABA TO 26-BIT (FC=8-BIT, ID=16-BIT), TRACK-1, WIEG, IPM OFF | Ea |  | 1 Year | 532 | 5% | 505.4
64277 | HID | 922PTNNEK0012E | RDR, RMP40, MULTICLASS, SE E, LF STD, HF STD/SIO/SEOS/MAG, 485 HDX, PIG, BLK, WIEG, LEDRED, FLSHGRN, BZRON, OPT TMP/OPN COL, CSN32-BITMSB, EM410232-BIT, MAG, EMPI CARD TO 34-BIT, IPM OFF | Ea |  | 1 Year | 532 | 5% | 505.4
64278 | HID | 922PTNNEK0012F | RDR, RMP40, MULTICLASS, SE E, LF STD, HF STD/SIO/SEOS/MAG, 485 HDX, PIG, BLK, WIEG, LEDRED, FLSHGRN, BZRON, OPT TMP/OPN COL, CSN32-BITMSB, EM410232-BIT, MAG, ABA CNVRT LST 7 DIG TO 26-BIT BIN, IPM OFF | Ea |  | 1 Year | 532 | 5% | 505.4
64279 | HID | 922PTNNEK00134 | RDR, RMP40, MULTICLASS, SE E, LF STD, HF STD/SIO/SEOS/MAG, 485 HDX, PIG, BLK, WIEG, LEDRED, FLSHGRN, BZR OFF, OPT TMP/OPN COL, CSN32-BITMSB, EM410232-BIT, MAG, NRTHRN, 32-BIT (FC=16-BIT, ID=16-BIT), IPM OFF | Ea |  | 1 Year | 532 | 5% | 505.4
64280 | HID | 922PTNNEK0014B | RDR, RMP40, MULTICLASS, SE E, LF STD, HF STD/SIO/SEOS/MAG, 485 HDX, PIG, BLK, WIEG, LEDRED, FLSHGRN, BZRON, OPT TMP/OPN COL, CSN32-BITMSB, EM410232-BIT, MAG, ABA TO 26-BIT (FC=8-BIT, ID=16-BIT), IPM OFF | Ea |  | 1 Year | 532 | 5% | 505.4
64281 | HID | 922PTNNEK00295 | RDR, RMP40, MULTICLASS, SE E, LF STD, HF STD/SIO/SEOS/MAG, 485 HDX, PIG, BLK, WIEG, LEDRED, FLSHGRN, BZRON, OPT TMP/OPN COL, CSN32-BITMSB, EM410232-BIT, MAG, ABA TO 34-BIT (FC=16-BIT, ID=16-BIT), IPM OFF | Ea |  | 1 Year | 532 | 5% | 505.4
64282 | HID | 922PTNNEK0049G | RDR, RMP40, MULTICLASS, SE E, LF STD, HF STD/SIO/SEOS/MAG, WIEG, PIG, BLK, LED RED, FLSH GRN, BZR ON, OPT TAMP, OPEN COLL, CSN 32-BIT MSB, EM4102 32-BIT, MAG, EMPI CARD TO 26-BIT, IPM OFF | Ea |  | 1 Year | 532 | 5% | 505.4
64283 | HID | 922PTNNEK0049H | RDR, RMP40, MULTICLASS, SE E, LF STD, HF STD/SIO/SEOS/MAG, WIEG, PIG, BLK, LED RED, FLSH GRN, BZR ON, OPT TAMP, OPEN COLL, CSN 32-BIT MSB, EM4102 32-BIT, MAG, ABA TO 34-BIT (FC=12-BIT, ID=20-BIT), MERC COMP, IPM OFF | Ea |  | 1 Year | 532 | 5% | 505.4
64284 | HID | 922PTNNEK0054V | RDR, RMP40, MULTICLASS, SE E, LF STD, HF STD/SIO/SEOS/MAG, 485 HDX, PIG, BLK, WIEG, LEDRED, FLSHGRN, BZRON, OPT TMP/OPN COL, CSN32-BITMSB, PROX FSK ONLY, MAG, ABA CNVRT LAST 9 DIG TO 34-BIT, WIEG, IPM OFF | Ea |  | 1 Year | 532 | 5% | 505.4
64285 | HID | 922PTNNEKE001C | RDR, RMP40, MULTICLASS, SE E, LF STD, HF STD/SIO/SEOS/MAG, 485 HDX, PIG, BLK, WIEG, ELITE, LEDRED, FLSHGRN, BZRON, OPT TMP/OPN COL, CSN32-BITMSB, EM410232-BIT, MAG, NRTHRN, 32-BIT (FC=16-BIT, ID=16-BIT), IPM OFF | Ea |  | 1 Year | 532 | 5% | 505.4
64286 | HID | 922PTNNEKE0042 | RDR, RMP40, MULTICLASS, SE E, LF STD, HF STD/SIO/SEOS/MAG, WIEG, PIG, BLK, ELITE KEYS, LED RED, FLSH GRN, BZR ON, OPT TAMP, OPEN COLL, CSN32-BITMSB, EM410232-BIT, MAG, BASIC MS RAW OUTPUT AS RECD, IPM OFF | Ea |  | 1 Year | 532 | 5% | 505.4
64287 | HID | 922PTNNEKE0051 | RDR, RMP40, MULTICLASS, SE E, LF STD, HF STD/SIO/SEOS/MAG, WIEG, PIG, BLK, ELITE KEYS, LED RED, FLSH GRN, BZR ON, OPT TAMP, OPEN COLL, CSN32-BITMSB, EM410232-BIT, MAG, ABA ALL DGTS + 10 LEAD/TRAIL ZEREOS, IPM OFF | Ea |  | 1 Year | 532 | 5% | 505.4
64288 | HID | 922PTNTEK0001C | RDR, RMP40, MULTICLASS, SE E, LF STD, HF STD/SIO/SEOS/MAG, 485 HDX, TERM, BLK, WIEG, LEDRED, FLSHGRN, BZRON, OPT TMP/OPN COL, CSN32-BITMSB, EM410232-BIT, MAG, NRTHRN, 32-BIT (FC=16-BIT, ID=16-BIT), IPM OFF | Ea |  | 1 Year | 532 | 5% | 505.4
64289 | HID | 922PTNTEK0001C-RMA | RDR, RMP40, MULTICLASS, SE E, LF STD, HF STD/SIO/SEOS/MAG, 485 HDX, TERM, BLK, WIEG, LEDRED, FLSHGRN, BZRON, OPT TMP/OPN COL, CSN32-BITMSB, EM410232-BIT, MAG, NRTHRN, 32-BIT (FC=16-BIT, ID=16-BIT), IPM OFF, RMA ONLY | Ea |  | 1 Year | 532 | 5% | 505.4
64290 | HID | 922PTNTEK00042 | RDR, RMP40, MULTICLASS, SE E, LF STD, HF STD/SIO/SEOS/MAG, 485 HDX, TERM, BLK, WIEG, LEDRED, FLSHGRN, BZRON, OPT TMP/OPN COL, CSN32-BITMSB, EM410232-BIT, MAG, BASIC MS RAW OUT AS RECD, IPM OFF | Ea |  | 1 Year | 532 | 5% | 505.4
64291 | HID | 922PTNTEK00051 | RDR, RMP40, MULTICLASS, SE E, LF STD, HF STD/SIO/SEOS/MAG, 485 HDX, TERM, BLK, WIEG, LEDRED, FLSHGRN, BZRON, OPT TMP/OPN COL, CSN32-BITMSB, EM410232-BIT, MAG, ABA ALL DGTS + 10 LEAD/TRAIL, IPM OFF | Ea |  | 1 Year | 532 | 5% | 505.4
64292 | HID | 922PTNTEK00051-RMA | RDR, RMP40, MULTICLASS, SE E, LF STD, HF STD/SIO/SEOS/MAG, 485 HDX, TERM, BLK, WIEG, LEDRED, FLSHGRN, BZRON, OPT TMP/OPN COL, CSN32-BITMSB, EM410232-BIT, MAG, ABA ALL DGTS + 10 LEAD/TRAIL, IPM OFF, RMA ONLY | Ea |  | 1 Year | 532 | 5% | 505.4
64293 | HID | 922PTNTEK0007H | RDR, RMP40, MULTICLASS, SE E, LF STD, HF STD/SIO/SEOS/MAG, 485 HDX, TERM, BLK, WIEG, LEDRED, FLSHGRN, BZRON, OPT TMP/OPN COL, CSN32-BITMSB, EM410232-BIT, MAG, ABA TO 26-BIT, IPM OFF | Ea |  | 1 Year | 532 | 5% | 505.4
64294 | HID | 922PTNTEK000N3 | RDR, RMP40, MULTICLASS, SE E, LF STD, HF STD/SIO/SEOS/MAG, 485 HDX, WIEG, TERM, BLK, LED RED, FLSH GRN, BZR ON, OPT TAMP, OPEN COLL, CSN 32-BIT MSB, EM4102 32-BIT, MAG, ABA ALL DGTS + 10 LEAD/TRAIL ZEREOS, WIEG, TRACK-3, IPM OFF | Ea |  | 1 Year | 532 | 5% | 505.4
64295 | HID | 922PTNTEK000QR | RDR, RMP40, MULTICLASS, SE E, LF STD, HF STD/SIO/SEOS/MAG, 485HDX, WIEG, TERM, BLK, STD-1, LED RED, FLSH GRN, BZR ON, OPT TAMP, OPEN COLL, CSN 32-BIT MSB, EM4102 32-BIT, MAG, IM ALIVE 10SEC, BASIC MS RAW OUTPUT AS RECD, WIEG, IPM OFF | Ea |  | 1 Year | 532 | 5% | 505.4
64296 | HID | 922PTNTEK000V3 | RDR, RMP40, MULTICLASS, SE E, LF STD, HF STD/SIO/SEOS/MAG, 485 HDX, TERM, BLK, WIEG, LEDRED, FLSHGRN, BZRON, OPT TMP/OPN COL, CSN32-BITMSB, EM410232-BIT, MAG, ABA ALL DGTS + 10 LEAD/TRAIL, OUTPUT TRACK 3, IPM OFF | Ea |  | 1 Year | 532 | 5% | 505.4
64297 | HID | 922PTNTEK00424 | RDR, RMP40, MULTICLASS, SE E, LF STD, HF STD/SIO/SEOS/MAG, WIEG, TERM, BLK, STD-1, LED RED, FLSH GRN, BZR ON, OPT TAMP, OPEN COLL, CSN 32-BIT MSB, AMAG PENN STATE (MAG OPT 5), IPM OFF, PENN STATE | Ea |  | 1 Year | 532 | 5% | 505.4
64298 | HID | 922PTNTEK00424-RMA | RDR, RMP40, MULTICLASS, SE E, LF STD, HF STD/SIO/SEOS/MAG, WIEG, TERM, BLK, STD-1, LED RED, FLSH GRN, BZR ON, OPT TAMP, OPEN COLL, CSN 32-BIT MSB, AMAG PENN STATE (MAG OPT 5), IPM OFF, PENN STATE, RMA ONLY | Ea |  | 1 Year | 532 | 5% | 505.4
64299 | HID | 922PTNTEK0049G | RDR, RMP40, MULTICLASS, SE E, LF STD, HF STD/SIO/SEOS/MAG, WIEG, TERM, BLK, LED RED, FLSH GRN, BZR ON, OPT TAMP, OPEN COLL, CSN 32-BIT MSB, EM4102 32-BIT, MAG, EMPI CARD TO 26-BIT, IPM OFF | Ea |  | 1 Year | 532 | 5% | 505.4
64300 | HID | 922PWNTEKE00NK | RDR, RMP40, MULTICLASS, SE E, LF STD, HF STD/SIO/SEOS/MIFSPR/MIGR/MAG, WIEG,TERM, BLK, STD-1, LED RED, FLSH GRN, BZR ON, OPT TAMP, OPEN COLL, CSN MIF SUPPR, EM4102 40-BIT, MAG, ABA ALL DGTS + 10 LEAD/TRAIL ZEREOS, WIEG, IPM OFF | Ea |  | 1 Year | 592 | 5% | 562.4
64301 | HID | 922PWNTEKE00P5 | RDR, RMP40, MULTICLASS, SE E, LF STD,HF STD/SIO/SEOS/MIFSPR/MIGR/MAG,WIEG,TERM, BLK,STD-1,LED RED,FLSH GRN, BZR ON,OPT TAMP,OC CSN MIF SUPPR,PROX FSK ONLY,HF MIGR PFL EVP00000,MAG,ABA TO 26-BIT,WIEG, KPF,BFFRD 1 KEY,NO PAR,4-BIT MSG,IPM OFF | Ea |  | 1 Year | 592 | 5% | 562.4
64302 | HID | 923LPRNEK000K7 | RDR, RPKCL40-P, PIVCLASS, SE E, CONT LCD, LF CST, HF STD/SIO/SEOS/FIPS/CAK/PKI, 485FDX, PIG, BLK, STD-1, LED RED, FLSH GRN, BZR ON, KPF, BFFRD 1 KEY, NO PAR, 4-BIT MSG, FIPS 75-BIT, LCD 1F, IPM OFF, UART OFF, WIEG ON | Ea |  | 1 Year | 895 | 5% | 850.25
64303 | HID | 923LPRNEK00406 | RDR, RPKCL40-P, PIVCLASS, SE E, CONT LCD, LF CST, HF STD/SIO/SEOS/FIPS/CAK/PKI, 485FDX, PIG, BLK, STD-1, LED RED, FLSH GRN, BZR ON, OPT TAMP, OPEN COLL, KPF, ASCII, XMIT CMPLT, IPM OFF, UART ON, WIEG OFF | Ea |  | 1 Year | 895 | 5% | 850.25
64304 | HID | 923LPRTEK00406 | RDR, RPKCL40-P, PIVCLASS, SE E, CONT LCD, LF CST, HF STD/SIO/SEOS/FIPS/CAK/PKI, 485FDX, TERM, BLK, STD-1, LED RED, FLSH GRN, BZR ON, OPT TAMP, OPEN COLL, KPF, ASCII, XMIT CMPLT, LCD 1F, IPM OFF, UART ON, WIEG OFF | Ea |  | 1 Year | 895 | 5% | 850.25
64305 | HID | 923NPPNEK0000L | RDR, RKCL40-P, PIVCLASS, SE E, CONT LCD, RF SUPPR, 485HDX, PIG, BLK, STD-1, A/V OFF, OSDP V2, OPT TAMP, OPEN COLL, OSDP TAMP ENBLD, TEST KEY, POLL=75MS, FIPS 75-BIT, KPF, ASCII, BFFRD 1 KEY, LCD 1F, IPM OFF, UART OFF, WIEG OFF | Ea |  | 1 Year | 853 | 5% | 810.35
64306 | HID | 923NPPNEK000HD | RDR, RKCL40-P, PIVCLASS, SE E, CONT LCD, LF OFF, HF STD/SIO/SEOS/FIPS/CAK/PKI, 485HDX, PIG, BLK, STD-1, LED RED, FLSH GRN, BZR ON, FIPS 128-BIT REVERSED, KPF, BFFRD 1 KEY, NO PAR, 4-BIT MSG, LCD 1F, IPM OFF, UART OFF, WIEG ON | Ea |  | 1 Year | 853 | 5% | 810.35
64307 | HID | 923NPPNEK000P3 | RDR, RKCL40-P, PIVCLASS, SE E, CONT LCD, LF OFF, HF STD/SIO/SEOS/FIPS/CAK/PKI, 485HDX, PIG, BLK, STD-1, A/V OFF, OSDP V2, OPT TAMP, OPEN COLL, OSDP TAMP ENBLD, TEST KEYS, POLL=75MS, KPF, ASCII, XMIT CMPLT, LCD 1F, IPM OFF | Ea |  | 1 Year | 853 | 5% | 810.35
64308 | HID | 923NPPNEK0032T | RDR, RKCL40-P, PIVCLASS, SE E, CONT LCD, LF OFF, HF STD/SIO/SEOS/FIPS/CAK/PKI, 485HDX, PIG, BLK, STD-1, LED RED, FLSH GRN, BZR ON, OPT TAMP, OPEN COLL, KPF, BFFRD 1 KEY, NO PAR, 4-BIT MSG, FIPS 200-BIT, LCD 1F, IPM OFF, UART OFF, WIEG ON | Ea |  | 1 Year | 853 | 5% | 810.35
64309 | HID | 923NPPNEK0033L | RDR, RKCL40-P, PIVCLASS, SE E, CONT LCD, LF OFF, HF STD/SIO/SEOS/FIPS/CAK/PKI, 485HDX, PIG, BLK, STD-1, OSDP V2,OPN COL,OSDP TAMP ENBLD,TST KEYS,POLL=75MS,A/V OFF, KPF, ASCII, BFFRD 1 KEY,FIPS 75-BIT,LCD 1F,IPM OFF,UART OFF,WIEG OFF | Ea |  | 1 Year | 853 | 5% | 810.35
64310 | HID | 923NPPNEK0033M | RDR, RKCL40-P, PIVCLASS, SE E, CONT LCD, LF OFF, HF STD/SIO/SEOS/FIPS/CAK/PKI, 485HDX, PIG, BLK, STD-1, OSDP V2,OPEN COL,OSDP TAMP ENBLD,TST KEYS,POLL=75MS,A/V OFF,KPF, ASCII, BFFRD 1 KEY,FIPS 64-BIT,LCD 1F,IPM OFF,UART OFF,WIEG OFF | Ea |  | 1 Year | 853 | 5% | 810.35
64311 | HID | 923NPPNEK0033N | RDR, RKCL40-P, PIVCLASS, SE E, CONT LCD, LF OFF, HF STD/SIO/SEOS/FIPS/CAK/PKI, 485HDX, PIG, BLK, STD-1, LED RED, FLSH GRN, BZR ON, OPT TAMP, OPEN COLL, KPF, BFFRD 1 KEY, NO PAR, 4-BIT MSG, FIPS 75-BIT, LCD 1F, IPM OFF, UART OFF, WIEG ON | Ea |  | 1 Year | 853 | 5% | 810.35
64312 | HID | 923NPPNEK0033P | RDR, RKCL40-P, PIVCLASS, SE E, CONT LCD, LF OFF, HF STD/SIO/SEOS/FIPS/CAK/PKI, 485HDX, PIG, BLK, STD-1, LED RED, FLSH GRN, BZR ON, OPT TAMP, OPEN COLL, KPF, BFFRD 1 KEY, NO PAR, 4-BIT MSG, FIPS 64-BIT, LCD 1F, IPM OFF, UART OFF, WIEG ON | Ea |  | 1 Year | 853 | 5% | 810.35
64313 | HID | 923NPPNEK0036H | RDR, RKCL40-P, PIVCLASS, SE E, CONT LCD, LF OFF, HF STD/SIO/SEOS/FIPS/CAK/PKI, 485HDX, PIG, BLK, STD-1, LED RED, FLSH GRN, BZR ON, OPT TAMP, OPEN COLL, KPF, BFFRD 1 KEY, NO PAR, 4-BIT MSG, FIPS 64-BIT REVERSE BCD, IPM OFF, UART OFF, WIEG ON | Ea |  | 1 Year | 853 | 5% | 810.35
64314 | HID | 923NPPNEK0-MASTER | RDR, RKCL40-P, PIVCLASS, SE E, CONT LCD, LF OFF, HF STD/SIO/SEOS/FIPS/CAK/PKI, 485HDX, PIG, BLK, STD-1, XXXX | Ea |  | 1 Year | 853 | 5% | 810.35
64315 | HID | 923NPPNEK200KR | RDR, RKCL40-P, PIVCLASS, SE E, CONT LCD, LF OFF, HF FIPS/CAK/PKI, 485HDX, PIG, BLK, STD-2, A/V OFF,OSDP V2,OPT TAMP,OPEN COLL,OSDP TAMP ENBLD,TEST KEY, POLL=75MS,FIPS 75-BIT,KPF,ASCII,BFFRD 1 KEY, LCD 1F,IPM OFF,UART OFF,WIEG OFF | Ea |  | 1 Year | 853 | 5% | 810.35
64316 | HID | 923NPPNEK2-MASTER | RDR, RKCL40-P, PIVCLASS, SE E, CONT LCD, LF OFF, HF FIPS/CAK/PKI, 485HDX, PIG, BLK, STD-2, XXXX | Ea |  | 1 Year | 853 | 5% | 810.35
64317 | HID | 923NPPNEKE000U | RDR, RKCL40-P, PIVCLASS, SE E, CONT LCD, LF OFF, HF STD/SIO/SEOS/FIPS/CAK/PKI, 485HDX, PIG, BLK, STD-1, OSDP V2,OPN COL,OSDP TAMP ENBLD,TST KEYS,POLL=75MS,A/V OFF, KPF, ASCII, BFFRD 1 KEY, FIPS 200-BIT,LCD 1F,IPM OFF,UART OFF,WIEG OFF | Ea |  | 1 Year | 853 | 5% | 810.35
64318 | HID | 923NPPNEKE00HD | RDR, RKCL40-P, PIVCLASS, SE E, CONT LCD, LF OFF, HF STD/SIO/SEOS/FIPS/CAK/PKI, 485HDX, PIG, BLK, ELITE, LED RED, FLSH GRN, BZR ON, FIPS 128-BIT REVERSED, KPF, BFFRD 1 KEY, NO PAR, 4-BIT MSG, LCD 1F, IPM OFF, UART OFF, WIEG ON | Ea |  | 1 Year | 853 | 5% | 810.35
64319 | HID | 923NPPNEKE032T | RDR, RKCL40-P, PIVCLASS, SE E, CONT LCD, LF OFF, HF STD/SIO/SEOS/FIPS/CAK/PKI, 485HDX, PIG, BLK, STD-1, LED RED, FLSH GRN, BZR ON, OPT TAMP, OPEN COLL, KPF, BFFRD 1 KEY, NO PAR, 4-BIT MSG, FIPS 200-BIT, LCD 1F, IPM OFF, UART OFF, WIEG ON | Ea |  | 1 Year | 853 | 5% | 810.35
64320 | HID | 923NPPNEKE033L | RDR, RKCL40-P, PIVCLASS, SE E, CONT LCD, LF OFF, HF STD/SIO/SEOS/FIPS/CAK/PKI, 485HDX, PIG, BLK, STD-1, OSDP V2,OPN COL,OSDP TAMP ENBLD,TST KEYS,POLL=75MS,A/V OFF, KPF, ASCII, BFFRD 1 KEY ,FIPS 75-BIT,LCD 1F,IPM OFF,UART OFF,WIEG OFF | Ea |  | 1 Year | 853 | 5% | 810.35
64321 | HID | 923NPPNEKE033M | RDR, RKCL40-P, PIVCLASS, SE E, CONT LCD, LF OFF, HF STD/SIO/SEOS/FIPS/CAK/PKI, 485HDX, PIG, BLK, STD-1, OSDP V2,OPN COL,OSDP TAMP ENBLD,TEST KEYS,POLL=75MS,A/V OFF, KPF, ASCII, BFFRD 1 KEY, FIPS 64-BIT,LCD 1F,IPM OFF,UART OFF,WIEG OFF | Ea |  | 1 Year | 853 | 5% | 810.35
64322 | HID | 923NPPNEKE033N | RDR, RKCL40-P, PIVCLASS, SE E, CONT LCD, LF OFF, HF STD/SIO/SEOS/FIPS/CAK/PKI, 485HDX, PIG, BLK, STD-1, LED RED, FLSH GRN, BZR ON, OPT TAMP, OPEN COLL, KPF, BFFRD 1 KEY, NO PAR, 4-BIT MSG, FIPS 75-BIT, LCD 1F, IPM OFF, UART OFF, WIEG ON | Ea |  | 1 Year | 853 | 5% | 810.35
64323 | HID | 923NPPNEKE033P | RDR, RKCL40-P, PIVCLASS, SE E, CONT LCD, LF OFF, HF STD/SIO/SEOS/FIPS/CAK/PKI, 485HDX, PIG, BLK, STD-1, LED RED, FLSH GRN, BZR ON, OPT TAMP, OPEN COLL, KPF, BFFRD 1 KEY, NO PAR, 4-BIT MSG, FIPS 64-BIT, LCD 1F, IPM OFF, UART OFF, WIEG ON | Ea |  | 1 Year | 853 | 5% | 810.35
64324 | HID | 923NPPNEKE036H | RDR, RKCL40-P, PIVCLASS, SE E, CONT LCD, LF OFF, HF STD/SIO/SEOS/FIPS/CAK/PKI, 485HDX, PIG, BLK, STD-1, LED RED, FLSH GRN, BZR ON, OPT TAMP, OPEN COLL, KPF, BFFRD 1 KEY, NO PAR, 4-BIT MSG, FIPS 64-BIT REVERSE BCD, IPM OFF, UART OFF, WIEG ON | Ea |  | 1 Year | 853 | 5% | 810.35
64325 | HID | 923NPPTEK0000L | RDR, RKCL40-P, PIVCLASS, SE E, CONT LCD, RF SUPPR, 485HDX, TERM, BLK, STD-1, A/V OFF, OSDP V2, OPT TAMP, OPEN COLL, OSDP TAMP ENBLD, TEST KEY, POLL=75MS, FIPS 75-BIT, KPF, ASCII, BFFRD 1 KEY, LCD 1F, IPM OFF, UART OFF, WIEG OFF | Ea |  | 1 Year | 853 | 5% | 810.35
64326 | HID | 923NPPTEK0000U | RDR, RKCL40-P, PIVCLASS, SE E, CONT LCD, LF OFF, HF STD/SIO/SEOS/FIPS/CAK/PKI, 485HDX, TERM, BLK, STD-1,OSDP V2,OPN COL,OSDP TAMP ENBLD,TST KEYS,POLL=75MS,A/V OFF,KPF, ASCII, BFFRD 1 KEY,FIPS 200-BIT,LCD 1F,IPM OFF,UART OFF,WIEG OFF | Ea |  | 1 Year | 853 | 5% | 810.35
64327 | HID | 923NPPTEK000HD | RDR, RKCL40-P, PIVCLASS, SE E, CONT LCD, LF OFF, HF STD/SIO/SEOS/FIPS/CAK/PKI, 485HDX, TERM, BLK, STD-1, LED RED, FLSH GRN, BZR ON, FIPS 128-BIT REVERSED, KPF, BFFRD 1 KEY, NO PAR, 4-BIT MSG, LCD 1F, IPM OFF, UART OFF, WIEG ON | Ea |  | 1 Year | 853 | 5% | 810.35
64328 | HID | 923NPPTEK000NT-L02 | RDR, RKCL40-P, PIVCLASS, SE E, CONT LCD, LF OFF, HF STD/SIO/SEOS/FIPS/CAK/PKI/DIW,485HDX,TERM,BLK,A/V OFF,OPT TAMPM OC,FIPS 200-BIT,KPF, ASCII, BFFRD 1 KEY,LCD1F,IPM OFF,UART OFF,WIEG OFF,LENEL LOGO LBL,INSTALL GUIDE | Ea |  | 1 Year | 853 | 5% | 810.35
64329 | HID | 923NPPTEK000P3 | RDR, RKCL40-P, PIVCLASS, SE E, CONT LCD, LF OFF, HF STD/SIO/SEOS/FIPS/CAK/PKI, 485HDX, TERM, BLK, STD-1, A/V OFF, OSDP V2, OPT TAMP, OPEN COLL, OSDP TAMP ENBLD, TEST KEYS, POLL=75MS, KPF, ASCII, XMIT CMPLT, LCD 1F, IPM OFF | Ea |  | 1 Year | 853 | 5% | 810.35
64330 | HID | 923NPPTEK0032T | RDR, RKCL40-P, PIVCLASS, SE E, CONT LCD, LF OFF, HF STD/SIO/SEOS/FIPS/CAK/PKI, 485HDX, TERM, BLK, STD-1, LED RED, FLSH GRN, BZR ON, KPF, BFFRD 1 KEY, NO PAR, 4-BIT MSG, FIPS 200-BIT, LCD 1F, IPM OFF, UART OFF, WIEG ON | Ea |  | 1 Year | 853 | 5% | 810.35
64331 | HID | 923NPPTEK0033L | RDR, RKCL40-P, PIVCLASS, SE E, CONT LCD, LF OFF, HF STD/SIO/SEOS/FIPS/CAK/PKI, 485HDX, TERM, BLK, STD-1, OSDP V2,OPN COL,OSDP TAMP ENBLD,TST KEYS,POLL=75MS,A/V OFF,KPF, ASCII, BFFRD 1 KEY,FIPS 75-BIT,LCD 1F,IPM OFF,UART OFF,WIEG OFF | Ea |  | 1 Year | 853 | 5% | 810.35
64332 | HID | 923NPPTEK0033M | RDR, RKCL40-P, PIVCLASS, SE E, CONT LCD, LF OFF, HF STD/SIO/SEOS/FIPS/CAK/PKI, 485HDX, TERM, BLK,STD-1,OSDP V2,OPN COL,OSDP TAMP ENBLD,TST KEYS, POLL=75MS,A/V OFF,KPF, ASCII, BFFRD 1 KEY,FIPS 64-BIT,LCD 1F,IPM OFF,UART OFF,WIEG OFF | Ea |  | 1 Year | 853 | 5% | 810.35
64333 | HID | 923NPPTEK0033N | RDR, RKCL40-P, PIVCLASS, SE E, CONT LCD, LF OFF, HF STD/SIO/SEOS/FIPS/CAK/PKI, 485HDX, TERM, BLK, STD-1, LED RED, FLSH GRN, BZR ON, OPT TAMP, OPEN COLL, KPF, BFFRD 1 KEY, NO PAR, 4-BIT MSG, FIPS 75-BIT, LCD 1F, IPM OFF, UART OFF, WIEG ON | Ea |  | 1 Year | 853 | 5% | 810.35
64334 | HID | 923NPPTEK0033P | RDR, RKCL40-P, PIVCLASS, SE E, CONT LCD, LF OFF, HF STD/SIO/SEOS/FIPS/CAK/PKI, 485HDX, TERM, BLK, STD-1, LED RED, FLSH GRN, BZR ON, OPT TAMP, OPEN COLL, KPF, BFFRD 1 KEY, NO PAR, 4-BIT MSG, FIPS 64-BIT, LCD 1F, IPM OFF, UART OFF, WIEG ON | Ea |  | 1 Year | 853 | 5% | 810.35
64335 | HID | 923NPPTEK0036H | RDR, RKCL40-P, PIVCLASS, SE E, CONT LCD, LF OFF, HF STD/SIO/SEOS/FIPS/CAK/PKI, 485HDX, TERM, BLK, STD-1, LED RED, FLSH GRN, BZR ON, KPF, BFFRD 1 KEY, NO PAR, 4-BIT MSG, FIPS 64-BIT REVERSE BCD, LCD 1F, IPM OFF, UART OFF, WIEG ON | Ea |  | 1 Year | 853 | 5% | 810.35
64336 | HID | 923NPPTEK0-MASTER | RDR, RKCL40-P, PIVCLASS, SE E, CONT LCD, LF OFF, HF STD/SIO/SEOS/FIPS/CAK/PKI, 485HDX, TERM, BLK, STD-1, XXXX | Ea |  | 1 Year | 853 | 5% | 810.35
64337 | HID | 923NPPTEK200KR | RDR, RKCL40-P, PIVCLASS, SE E, CONT LCD, LF OFF, HF FIPS/CAK/PKI, 485HDX, TERM, BLK, STD-2, A/V OFF,OSDP V2,OPT TAMP,OPEN COLL,OSDP TAMP ENBLD,TEST KEY, POLL=75MS,FIPS 75-BIT,KPF,ASCII,BFFRD 1 KEY, LCD 1F,IPM OFF,UART OFF,WIEG OFF | Ea |  | 1 Year | 853 | 5% | 810.35
64338 | HID | 923NPPTEK2-MASTER | RDR, RKCL40-P, PIVCLASS, SE E, CONT LCD, LF OFF, HF FIPS/CAK/PKI, 485HDX, TERM, BLK, STD-2, XXXX | Ea |  | 1 Year | 853 | 5% | 810.35
64339 | HID | 923NPPTEKE000U | RDR, RKCL40-P, PIVCLASS, SE E, CONT LCD, LF OFF, HF STD/SIO/SEOS/FIPS/CAK/PKI, 485HDX, TERM, BLK, STD-1,OSDP V2,OPN COL,OSDP TAMP ENBLD,TST KEYS,POLL=75MS,A/V OFF,KPF, ASCII, BFFRD 1 KEY,FIPS 200-BIT,LCD 1F,IPM OFF,UART OFF,WIEG OFF | Ea |  | 1 Year | 853 | 5% | 810.35
64340 | HID | 923NPPTEKE00HD | RDR, RKCL40-P, PIVCLASS, SE E, CONT LCD, LF OFF, HF STD/SIO/SEOS/FIPS/CAK/PKI, 485HDX, TERM, BLK, ELITE, LED RED, FLSH GRN, BZR ON, FIPS 128-BIT REVERSED, KPF, BFFRD 1 KEY, NO PAR, 4-BIT MSG, LCD 1F, IPM OFF, UART OFF, WIEG ON | Ea |  | 1 Year | 853 | 5% | 810.35
64341 | HID | 923NPPTEKE032T | RDR, RKCL40-P, PIVCLASS, SE E, CONT LCD, LF OFF, HF STD/SIO/SEOS/FIPS/CAK/PKI, 485HDX, TERM, BLK, STD-1, LED RED, FLSH GRN, BZR ON, OPT TAMP, OPEN COLL, KPF, BFFRD 1 KEY, NO PAR, 4-BIT MSG, FIPS 200-BIT, LCD 1F, IPM OFF, UART OFF, WIEG ON | Ea |  | 1 Year | 853 | 5% | 810.35
64342 | HID | 923NPPTEKE033L | RDR, RKCL40-P, PIVCLASS, SE E, CONT LCD, LF OFF, HF STD/SIO/SEOS/FIPS/CAK/PKI, 485HDX, TERM, BLK, STD-1,OSDP V2,OPN COL,OSDP TAMP ENBLD,TEST KEYS,POLL=75MS,A/V OFF,KPF, ASCII, BFFRD 1 KEY,FIPS 75-BIT,LCD 1F,IPM OFF,UART OFF,WIEG OFF | Ea |  | 1 Year | 853 | 5% | 810.35
64343 | HID | 923NPPTEKE033M | RDR, RKCL40-P, PIVCLASS, SE E, CONT LCD, LF OFF, HF STD/SIO/SEOS/FIPS/CAK/PKI, 485HDX, TERM, BLK, STD-1, OSDP V2,OPN COL,OSDP TAMP ENBLD,TST KEYS,POLL=75MS,A/V OFF,KPF, ASCII, BFFRD 1 KEY,FIPS 64-BIT,LCD 1F,IPM OFF,UART OFF,WIEG OFF | Ea |  | 1 Year | 853 | 5% | 810.35
64344 | HID | 923NPPTEKE033N | RDR, RKCL40-P, PIVCLASS, SE E, CONT LCD, LF OFF, HF STD/SIO/SEOS/FIPS/CAK/PKI, 485HDX, TERM, BLK, STD-1, LED RED, FLSH GRN, BZR ON, OPT TAMP, OPEN COLL, KPF, BFFRD 1 KEY, NO PAR, 4-BIT MSG, FIPS 75-BIT, LCD 1F, IPM OFF, UART OFF, WIEG ON | Ea |  | 1 Year | 853 | 5% | 810.35
64345 | HID | 923NPPTEKE033P | RDR, RKCL40-P, PIVCLASS, SE E, CONT LCD, LF OFF, HF STD/SIO/SEOS/FIPS/CAK/PKI, 485HDX, TERM, BLK, STD-1, LED RED, FLSH GRN, BZR ON, OPT TAMP, OPEN COLL, KPF, BFFRD 1 KEY, NO PAR, 4-BIT MSG, FIPS 64-BIT, LCD 1F, IPM OFF, UART OFF, WIEG ON | Ea |  | 1 Year | 853 | 5% | 810.35
64346 | HID | 923NPPTEKE036H | RDR, RKCL40-P, PIVCLASS, SE E, CONT LCD, LF OFF, HF STD/SIO/SEOS/FIPS/CAK/PKI, 485HDX, TERM, BLK, STD-1, LED RED, FLSH GRN, BZR ON, OPT TAMP, OPEN COLL, KPF, BFFRD 1 KEY, NO PAR, 4-BIT MSG, FIPS 64-BIT REVERSE BCD, IPM OFF, UART OFF, WIEG O | Ea |  | 1 Year | 853 | 5% | 810.35
64347 | HID | 923NPRNEK0000Q | RDR, RKCL40-P, PIVCLASS, SE E, CONT LCD, LF OFF, HF STD/SIO/SEOS/FIPS/CAK/PKI, 485FDX, PIG, BLK, STD-1, LED RED, FLSH GRN, BZR ON, OPT TAMP, OPEN COLL, FIPS 200-BIT, LCD 1F, IPM OFF, UART OFF, WIEG ON | Ea |  | 1 Year | 853 | 5% | 810.35
64348 | HID | 923NPRNEK000HD | RDR, RKCL40-P, PIVCLASS, SE E, CONT LCD, LF OFF, HF STD/SIO/SEOS/FIPS/CAK/PKI, 485FDX, PIG, BLK, STD-1, LED RED, FLSH GRN, BZR ON, FIPS 128-BIT REVERSED, KPF, BFFRD 1 KEY, NO PAR, 4-BIT MSG, LCD 1F, IPM OFF, UART OFF, WIEG ON | Ea |  | 1 Year | 853 | 5% | 810.35
64349 | HID | 923NPRNEK0032V | RDR, RKCL40-P, PIVCLASS, SE E, CONT LCD, LF OFF, HF STD/SIO/SEOS/FIPS/CAK/PKI, 485FDX, PIG, BLK, STD-1, LED RED, FLSH GRN, BZR ON, KPF, ASCII, XMIT CMPLT, LCD 1F, IPM OFF, UART ON, WIEG OFF | Ea |  | 1 Year | 853 | 5% | 810.35
64350 | HID | 923NPRNEK00333 | RDR, RKCL40-P, PIVCLASS, SE E, CONT LCD, LF OFF, HF STD/SIO/SEOS/FIPS/CAK/PKI, 485FDX, PIG, BLK, STD-1, LED RED, FLSH GRN, BZR ON, KPF, BFFRD 1 KEY, NO PAR, 4-BIT MSG, FIPS 75-BIT, LCD 1F, IPM OFF, UART OFF, WIEG ON | Ea |  | 1 Year | 853 | 5% | 810.35
64351 | HID | 923NPRNEK00334 | RDR, RKCL40-P, PIVCLASS, SE E, CONT LCD, LF OFF, HF STD/SIO/SEOS/FIPS/CAK/PKI, 485FDX, PIG, BLK, STD-1, LED RED, FLSH GRN, BZR ON, OPT TAMP, OPEN COLL, KPF, BFFRD 1 KEY, NO PAR, 4-BIT MSG, FIPS 64-BIT, LCD 1F, IPM OFF, UART OFF, WIEG ON | Ea |  | 1 Year | 853 | 5% | 810.35
64352 | HID | 923NPRNEK0037H | RDR, RKCL40-P, PIVCLASS, SE E, CONT LCD, LF OFF, HF STD/SIO/SEOS/FIPS/CAK/PKI, 485FDX, PIG, BLK, STD-1, LED RED, FLSH GRN, BZR ON, OPT TAMP, OPEN COLL, KPF, BFFRD 1 KEY, NO PAR, 4-BIT MSG, FIPS 64-BIT REVERSE BCD, IPM OFF, UART OFF, WIEG ON | Ea |  | 1 Year | 853 | 5% | 810.35
64353 | HID | 923NPRNEK00435 | RDR, RKCL40-P, PIVCLASS, SE E, CONT LCD, LF OFF, HF STD/SIO/SEOS/FIPS/CAK/PKI, 485FDX, PIG, BLK, STD-1, LED RED, FLSH GRN, BZR ON, OPT TAMP, OPEN COLL, FIPS 200-BIT, 14443 56-BIT MIFARE, LCD 1F, IPM OFF, UART OFF, WIEG ON | Ea |  | 1 Year | 853 | 5% | 810.35
64354 | HID | 923NPRNEK0052K | RDR, RKCL40-P, PIVCLASS, SE E, CONT LCD, LF OFF, HF STD/SIO/SEOS/FIPS/CAK/PKI, 485FDX, PIG, BLK, STD-1, LED RED, FLSH GRN, BZR ON, DESFIRE MIFARE CSN 56 BIT LSB, KPF, ASCII, XMIT CMPLT, LCD 1F, IPM OFF, UART ON, WIEG OFF | Ea |  | 1 Year | 853 | 5% | 810.35
64355 | HID | 923NPRNEK0057A | RDR, RKCL40-P, PIVCLASS, SE E, CONT LCD, LF OFF, HF STD/SIO/SEOS/FIPS/CAK/PKI, 485FDX, PIG, BLK, STD-1, LED RED, FLSH GRN, BZR ON, KPF, BFFRD 1 KEY, DOR COMPL, NO PAR, 8-BIT MSG, FIPS 200-BIT, LCD 1F, IPM OFF | Ea |  | 1 Year | 853 | 5% | 810.35
64356 | HID | 923NPRNEK0057K | RDR, RKCL40-P, PIVCLASS, SE E, CONT LCD, LF OFF, HF STD/SIO/SEOS/FIPS/CAK/PKI, 485FDX, PIG, BLK, STD-1, LED RED, FLSH GRN, BZR ON, DESFIRE MIFARE CSN 56 BIT MSB, KPF, ASCII, XMIT CMPLT, LCD 1F, IPM OFF, UART ON, WIEG OFF | Ea |  | 1 Year | 853 | 5% | 810.35
64357 | HID | 923NPRNEKE000Q | RDR, RKCL40-P, PIVCLASS, SE E, CONT LCD, LF OFF, HF STD/SIO/SEOS/FIPS/CAK/PKI, 485FDX, PIG, BLK, ELITE, LED RED, FLSH GRN, BZR ON, OPT TAMP, OPEN COLL, FIPS 200-BIT, LCD 1F, IPM OFF, UART OFF, WIEG ON | Ea |  | 1 Year | 853 | 5% | 810.35
64358 | HID | 923NPRNEKE00HD | RDR, RKCL40-P, PIVCLASS, SE E, CONT LCD, LF OFF, HF STD/SIO/SEOS/FIPS/CAK/PKI, 485FDX, PIG, BLK, ELITE, LED RED, FLSH GRN, BZR ON, FIPS 128-BIT REVERSED, KPF, BFFRD 1 KEY, NO PAR, 4-BIT MSG, LCD 1F, IPM OFF, UART OFF, WIEG ON | Ea |  | 1 Year | 853 | 5% | 810.35
64359 | HID | 923NPRNEKE032V | RDR, RKCL40-P, PIVCLASS, SE E, CONT LCD, LF OFF, HF STD/SIO/SEOS/FIPS/CAK/PKI, 485FDX, PIG, BLK, STD-1, LED RED, FLSH GRN, BZR ON, OPT TAMP, OPEN COLL, KPF, ASCII, XMIT CMPLT, LCD 1F, IPM OFF, UART ON, WIEG OFF | Ea |  | 1 Year | 853 | 5% | 810.35
64360 | HID | 923NPRNEKE0333 | RDR, RKCL40-P, PIVCLASS, SE E, CONT LCD, LF OFF, HF STD/SIO/SEOS/FIPS/CAK/PKI, 485FDX, PIG, BLK, STD-1, LED RED, FLSH GRN, BZR ON, OPT TAMP, OPEN COLL, KPF, BFFRD 1 KEY, NO PAR, 4-BIT MSG, FIPS 75-BIT, LCD 1F, IPM OFF, UART OFF, WIEG ON | Ea |  | 1 Year | 853 | 5% | 810.35
64361 | HID | 923NPRNEKE0334 | RDR, RKCL40-P, PIVCLASS, SE E, CONT LCD, LF OFF, HF STD/SIO/SEOS/FIPS/CAK/PKI, 485FDX, PIG, BLK, STD-1, LED RED, FLSH GRN, BZR ON, OPT TAMP, OPEN COLL, KPF, BFFRD 1 KEY, NO PAR, 4-BIT MSG, FIPS 64-BIT, LCD 1F, IPM OFF, UART OFF, WIEG ON | Ea |  | 1 Year | 853 | 5% | 810.35
64362 | HID | 923NPRNEKE037H | RDR, RKCL40-P, PIVCLASS, SE E, CONT LCD, LF OFF, HF STD/SIO/SEOS/FIPS/CAK/PKI, 485FDX, PIG, BLK, STD-1, LED RED, FLSH GRN, BZR ON, OPT TAMP, OPEN COLL, KPF, BFFRD 1 KEY, NO PAR, 4-BIT MSG, FIPS 64-BIT REVERSE BCD, IPM OFF, UART OFF, WIEG ON | Ea |  | 1 Year | 853 | 5% | 810.35
64363 | HID | 923NPRTEK0000Q | RDR, RKCL40-P, PIVCLASS, SE E, CONT LCD, LF OFF, HF STD/SIO/SEOS/FIPS/CAK/PKI, 485FDX, TERM, BLK, STD-1, LED RED, FLSH GRN, BZR ON, OPT TAMP, OPEN COLL, FIPS 200-BIT, LCD 1F, IPM OFF, UART OFF, WIEG ON | Ea |  | 1 Year | 853 | 5% | 810.35
64364 | HID | 923NPRTEK000HD | RDR, RKCL40-P, PIVCLASS, SE E, CONT LCD, LF OFF, HF STD/SIO/SEOS/FIPS/CAK/PKI, 485FDX, TERM, BLK, STD-1, LED RED, FLSH GRN, BZR ON, FIPS 128-BIT REVERSED, KPF, BFFRD 1 KEY, NO PAR, 4-BIT MSG, LCD 1F, IPM OFF, UART OFF, WIEG ON | Ea |  | 1 Year | 853 | 5% | 810.35
64365 | HID | 923NPRTEK0032V | RDR, RKCL40-P, PIVCLASS, SE E, CONT LCD, LF OFF, HF STD/SIO/SEOS/FIPS/CAK/PKI, 485FDX, TERM, BLK, STD-1, LED RED, FLSH GRN, BZR ON, KPF, ASCII, XMIT CMPLT, LCD 1F, IPM OFF, UART ON, WIEG OFF | Ea |  | 1 Year | 853 | 5% | 810.35
64366 | HID | 923NPRTEK0032V-KIT | RDR, RKCL40-P, PIVCLASS, SE E, CONT LCD, LF OFF, HF STD/SIO/SEOS/FIPS/CAK/PKI, 485FDX, TERM, BLK, STD-1, LED RED, FLSH GRN, BZR ON, KPF, ASCII, XMIT CMPLT, LCD 1F, IPM OFF, UART ON, WIEG OFF, PIVCLASS BUNDLE PRODUCTION MAKE P/N ONLY | Ea |  | 1 Year | 853 | 5% | 810.35
64367 | HID | 923NPRTEK00333 | RDR, RKCL40-P, PIVCLASS, SE E, CONT LCD, LF OFF, HF STD/SIO/SEOS/FIPS/CAK/PKI, 485FDX, TERM, BLK, STD-1, LED RED, FLSH GRN, BZR ON, OPT TAMP, OPEN COLL, KPF, BFFRD 1 KEY, NO PAR, 4-BIT MSG, FIPS 75-BIT, LCD 1F, IPM OFF, UART OFF, WIEG ON | Ea |  | 1 Year | 853 | 5% | 810.35
64368 | HID | 923NPRTEK00334 | RDR, RKCL40-P, PIVCLASS, SE E, CONT LCD, LF OFF, HF STD/SIO/SEOS/FIPS/CAK/PKI, 485FDX, TERM, BLK, STD-1, LED RED, FLSH GRN, BZR ON, OPT TAMP, OPEN COLL, KPF, BFFRD 1 KEY, NO PAR, 4-BIT MSG, FIPS 64-BIT, LCD 1F, IPM OFF, UART OFF, WIEG ON | Ea |  | 1 Year | 853 | 5% | 810.35
64369 | HID | 923NPRTEK0037H | RDR, RKCL40-P, PIVCLASS, SE E, CONT LCD, LF OFF, HF STD/SIO/SEOS/FIPS/CAK/PKI, 485FDX, TERM, BLK, STD-1, LED RED, FLSH GRN, BZR ON, OPT TAMP, OPEN COLL, KPF, BFFRD 1 KEY, NO PAR, 4-BIT MSG, FIPS 64-BIT REVERSE BCD, IPM OFF, UART OFF, WIEG O | Ea |  | 1 Year | 853 | 5% | 810.35
64370 | HID | 923NPRTEK00381 | RDR, RKCL40-P, PIVCLASS, SE E, CONT LCD, LF OFF, HF STD/SIO/SEOS/FIPS/CAK/PKI, 485FDX, TERM,BLK, STD-1 WEIG, LED RED, FLSH GRN, BZR ON, OPT TAMP, OPEN COLL, FIPS 75-BIT, MIF/DES 56-BIT CSN, LCD 1F, IPM OFF, UART OFF, WIEG ON | Ea |  | 1 Year | 853 | 5% | 810.35
64371 | HID | 923NPRTEK005A9 | RDR, RKCL40-P, PIVCLASS, SE E, CONT LCD, LF OFF, HF STD/SIO/SEOS/FIPS/CAK/PKI, 485FDX, TERM, BLK, STD-1, LED RED, FLSH GRN, BZR ON, OPT TAMP, OC, KPF, BFFRD 1 KEY, DOR COMPL, NO PAR, 8-BIT MSG, FIPS 75-BIT, LCD 1F, IPM OFF, UART OFF,WIEG ON | Ea |  | 1 Year | 853 | 5% | 810.35
64372 | HID | 923NPRTEK0-MASTER | RDR, RKCL40-P, PIVCLASS, SE E, CONT LCD, LF OFF, HF STD/SIO/SEOS/FIPS/CAK/PKI, 485FDX, TERM, BLK, STD-1, XXXX | Ea |  | 1 Year | 853 | 5% | 810.35
64373 | HID | 923NPRTEKE000Q | RDR, RKCL40-P, PIVCLASS, SE E, CONT LCD, LF OFF, HF STD/SIO/SEOS/FIPS/CAK/PKI, 485FDX, TERM, BLK, ELITE, LED RED, FLSH GRN, BZR ON, OPT TAMP, OPEN COLL, FIPS 200-BIT, LCD 1F, IPM OFF, UART OFF, WIEG ON | Ea |  | 1 Year | 853 | 5% | 810.35
64374 | HID | 923NPRTEKE00HD | RDR, RKCL40-P, PIVCLASS, SE E, CONT LCD, LF OFF, HF STD/SIO/SEOS/FIPS/CAK/PKI, 485FDX, TERM, BLK, ELITE, LED RED, FLSH GRN, BZR ON, FIPS 128-BIT REVERSED, KPF, BFFRD 1 KEY, NO PAR, 4-BIT MSG, LCD 1F, IPM OFF, UART OFF, WIEG ON | Ea |  | 1 Year | 853 | 5% | 810.35
64375 | HID | 923NPRTEKE032V | RDR, RKCL40-P, PIVCLASS, SE E, CONT LCD, LF OFF, HF STD/SIO/SEOS/FIPS/CAK/PKI, 485FDX, TERM, BLK, STD-1, LED RED, FLSH GRN, BZR ON, OPT TAMP, OPEN COLL, KPF, ASCII, XMIT CMPLT, LCD 1F, IPM OFF, UART ON, WIEG OFF | Ea |  | 1 Year | 853 | 5% | 810.35
64376 | HID | 923NPRTEKE0333 | RDR, RKCL40-P, PIVCLASS, SE E, CONT LCD, LF OFF, HF STD/SIO/SEOS/FIPS/CAK/PKI, 485FDX, TERM, BLK, STD-1, LED RED, FLSH GRN, BZR ON, OPT TAMP, OPEN COLL, KPF, BFFRD 1 KEY, NO PAR, 4-BIT MSG, FIPS 75-BIT, LCD 1F, IPM OFF, UART OFF, WIEG ON | Ea |  | 1 Year | 853 | 5% | 810.35
64377 | HID | 923NPRTEKE0334 | RDR, RKCL40-P, PIVCLASS, SE E, CONT LCD, LF OFF, HF STD/SIO/SEOS/FIPS/CAK/PKI, 485FDX, TERM, BLK, STD-1, LED RED, FLSH GRN, BZR ON, OPT TAMP, OPEN COLL, KPF, BFFRD 1 KEY, NO PAR, 4-BIT MSG, FIPS 64-BIT, LCD 1F, IPM OFF, UART OFF, WIEG ON | Ea |  | 1 Year | 853 | 5% | 810.35
64378 | HID | 923NPRTEKE037H | RDR, RKCL40-P, PIVCLASS, SE E, CONT LCD, LF OFF, HF STD/SIO/SEOS/FIPS/CAK/PKI, 485FDX, TERM, BLK, STD-1, LED RED, FLSH GRN, BZR ON, OPT TAMP, OPEN COLL, KPF, BFFRD 1 KEY, NO PAR, 4-BIT MSG, FIPS 64-BIT REVERSE BCD, IPM OFF, UART OFF, WIEG O | Ea |  | 1 Year | 853 | 5% | 810.35
64379 | HID | 923PPPNEK0000G | RDR, RPKCL40-P, PIVCLASS, SE E, CONT LCD, LF STD, HF STD/SIO/SEOS/FIPS/CAK/PKI, 485HDX, PIG, BLK, STD-1,OSDP V2,OPN COL,OSDP TAMP ENBLD,TST KEYS,POLL=75MS,A/V OFF,KPF, ASCII, BFFRD 1 KEY,FIPS 200-BIT,LCD 1F,IPM OFF,UART OFF,WIEG OFF | Ea |  | 1 Year | 895 | 5% | 850.25
64380 | HID | 923PPPNEK000HE | RDR, RPKCL40-P, PIVCLASS, SE E, CONT LCD, LF STD, HF STD/SIO/SEOS/FIPS/CAK/PKI, 485HDX, PIG, BLK, STD-1, LED RED, FLSH GRN, BZR ON, FIPS 128-BIT REVERSED, KPF, BFFRD 1 KEY, NO PAR, 4-BIT MSG, LCD 1F, IPM OFF, UART OFF, WIEG ON | Ea |  | 1 Year | 895 | 5% | 850.25
64381 | HID | 923PPPNEK000K5 | RDR, RPKCL40-P, PIVCLASS, SE E, CONT LCD, LF STD, HF STD/SIO/SEOS/FIPS/CAK/PKI, 485HDX, PIG,BLK, STD-1,A/V OFF,OSDP V2,OPT TAMP,OPEN COLL,OSDP TAMP ENBLD,TEST KEY,POLL=75MS,FIPS 75-BIT,KPF,ASCII,BFFRD 1 KEY,LCD 1F,IPM OFF,UART OFF,WIEG OFF | Ea |  | 1 Year | 895 | 5% | 850.25
64382 | HID | 923PPPNEK000P4 | RDR, RPKCL40-P, PIVCLASS, SE E, CONT LCD, LF STD, HF STD/SIO/SEOS/FIPS/CAK/PKI, 485HDX, PIG, BLK, STD-1, A/V OFF, OSDP V2, OPT TAMP, OPEN COLL, OSDP TAMP ENBLD, TEST KEYS, POLL=75MS, KPF, ASCII, XMIT CMPLT PIN, LCD 1F, IPM OFF | Ea |  | 1 Year | 895 | 5% | 850.25
64383 | HID | 923PPPNEK0032P | RDR, RPKCL40-P, PIVCLASS, SE E, CONT LCD, LF STD, HF STD/SIO/SEOS/FIPS/CAK/PKI, 485HDX, PIG, BLK, STD-1, LED RED, FLSH GRN, BZR ON, KPF, BFFRD 1 KEY, NO PAR, 4-BIT MSG, FIPS 200-BIT, LCD 1F, IPM OFF, UART OFF, WIEG ON | Ea |  | 1 Year | 895 | 5% | 850.25
64384 | HID | 923PPPNEK0033Q | RDR, RPKCL40-P, PIVCLASS, SE E, CONT LCD, LF STD, HF STD/SIO/SEOS/FIPS/CAK/PKI, 485HDX, PIG, BLK, STD-1,OSDP V2,OPN COL,OSDP TAMP ENBLD,TST KEYS,POLL=75MS,A/V OFF,KPF, ASCII, BFFRD 1 KEY,FIPS 75-BIT,LCD 1F,IPM OFF,UART OFF,WIEG OFF | Ea |  | 1 Year | 895 | 5% | 850.25
64385 | HID | 923PPPNEK0033R | RDR, RPKCL40-P, PIVCLASS, SE E, CONT LCD, LF STD, HF STD/SIO/SEOS/FIPS/CAK/PKI, 485HDX, PIG, BLK, STD-1, OSDP V2,OPN COL,OSDP TAMP ENBLD,TST KEYS,POLL=75MS,A/V OFF,KPF, ASCII, BFFRD 1 KEY,FIPS 64-BIT,LCD 1F,IPM OFF,UART OFF,WIEG OFF | Ea |  | 1 Year | 895 | 5% | 850.25
64386 | HID | 923PPPNEK0033T | RDR, RPKCL40-P, PIVCLASS, SE E, CONT LCD, LF STD, HF STD/SIO/SEOS/FIPS/CAK/PKI, 485HDX, PIG, BLK, STD-1, LED RED, FLSH GRN, BZR ON, OPT TAMP, OPEN COLL, KPF, BFFRD 1 KEY, NO PAR, 4-BIT MSG, FIPS 75-BIT, LCD 1F, IPM OFF, UART OFF, WIEG ON | Ea |  | 1 Year | 895 | 5% | 850.25
64387 | HID | 923PPPNEK0033U | RDR, RPKCL40-P, PIVCLASS, SE E, CONT LCD, LF STD, HF STD/SIO/SEOS/FIPS/CAK/PKI, 485HDX, PIG, BLK, STD-1, LED RED, FLSH GRN, BZR ON, OPT TAMP, OPEN COLL, KPF, BFFRD 1 KEY, NO PAR, 4-BIT MSG, FIPS 64-BIT, LCD 1F, IPM OFF, UART OFF, WIEG ON | Ea |  | 1 Year | 895 | 5% | 850.25
64388 | HID | 923PPPNEK0036J | RDR, RPKCL40-P, PIVCLASS, SE E, CONT LCD, LF STD, HF STD/SIO/SEOS/FIPS/CAK/PKI, 485HDX, PIG, BLK, STD-1, LED RED, FLSH GRN, BZR ON, OPT TAMP, OPEN COLL, KPF, BFFRD 1 KEY, NO PAR, 4-BIT MSG, FIPS 64-BIT REVERSE BCD, LCD 1F, IPM OFF, UART OFF | Ea |  | 1 Year | 895 | 5% | 850.25
64389 | HID | 923PPPNEKE000G | RDR, RPKCL40-P, PIVCLASS, SE E, CONT LCD, LF STD, HF STD/SIO/SEOS/FIPS/CAK/PKI, 485HDX, PIG, BLK,STD-1,OSDP V2,OPN COL,OSDP TAMP ENBLD,TST KEYS,POLL=75MS,A/V OFF,KPF, ASCII, BFFRD 1 KEY,FIPS 200-BIT,LCD 1F,IPM OFF,UART OFF,WIEG OFF | Ea |  | 1 Year | 895 | 5% | 850.25
64390 | HID | 923PPPNEKE00HE | RDR, RPKCL40-P, PIVCLASS, SE E, CONT LCD, LF STD, HF STD/SIO/SEOS/FIPS/CAK/PKI, 485HDX, PIG, BLK, ELITE, LED RED, FLSH GRN, BZR ON, FIPS 128-BIT REVERSED, KPF, BFFRD 1 KEY, NO PAR, 4-BIT MSG, LCD 1F, IPM OFF, UART OFF, WIEG ON | Ea |  | 1 Year | 895 | 5% | 850.25
64391 | HID | 923PPPNEKE032P | RDR, RPKCL40-P, PIVCLASS, SE E, CONT LCD, LF STD, HF STD/SIO/SEOS/FIPS/CAK/PKI, 485HDX, PIG, BLK, STD-1, LED RED, FLSH GRN, BZR ON, OPT TAMP, OPEN COLL, KPF, BFFRD 1 KEY, NO PAR, 4-BIT MSG, FIPS 200-BIT, LCD 1F, IPM OFF, UART OFF, WIEG ON | Ea |  | 1 Year | 895 | 5% | 850.25
64392 | HID | 923PPPNEKE033Q | RDR, RPKCL40-P, PIVCLASS, SE E, CONT LCD, LF STD, HF STD/SIO/SEOS/FIPS/CAK/PKI, 485HDX, PIG, BLK, STD-1, OSDP V2,OPN COL,OSDP TAMP ENBLD,TST KEYS,POLL=75MS,A/V OFF,KPF, ASCII, BFFRD 1 KEY,FIPS 75-BIT,LCD 1F,IPM OFF,UART OFF,WIEG OFF | Ea |  | 1 Year | 895 | 5% | 850.25
64393 | HID | 923PPPNEKE033R | RDR, RPKCL40-P, PIVCLASS, SE E, CONT LCD, LF STD, HF STD/SIO/SEOS/FIPS/CAK/PKI, 485HDX, PIG, BLK, STD-1, OSDP V2,OPN COL,OSDP TAMP ENBLD,TST KEYS,POLL=75MS,A/V OFF,KPF, ASCII, BFFRD 1 KEY,FIPS 64-BIT,LCD 1F,IPM OFF,UART OFF,WIEG OFF | Ea |  | 1 Year | 895 | 5% | 850.25
64394 | HID | 923PPPNEKE033T | RDR, RPKCL40-P, PIVCLASS, SE E, CONT LCD, LF STD, HF STD/SIO/SEOS/FIPS/CAK/PKI, 485HDX, PIG, BLK, STD-1, LED RED, FLSH GRN, BZR ON, OPT TAMP, OPEN COLL, KPF, BFFRD 1 KEY, NO PAR, 4-BIT MSG, FIPS 75-BIT, LCD 1F, IPM OFF, UART OFF, WIEG ON | Ea |  | 1 Year | 895 | 5% | 850.25
64395 | HID | 923PPPNEKE033U | RDR, RPKCL40-P, PIVCLASS, SE E, CONT LCD, LF STD, HF STD/SIO/SEOS/FIPS/CAK/PKI, 485HDX, PIG, BLK, STD-1, LED RED, FLSH GRN, BZR ON, OPT TAMP, OPEN COLL, KPF, BFFRD 1 KEY, NO PAR, 4-BIT MSG, FIPS 64-BIT, LCD 1F, IPM OFF, UART OFF, WIEG ON | Ea |  | 1 Year | 895 | 5% | 850.25
64396 | HID | 923PPPNEKE036J | RDR, RPKCL40-P, PIVCLASS, SE E, CONT LCD, LF STD, HF STD/SIO/SEOS/FIPS/CAK/PKI, 485HDX, PIG, BLK, STD-1, LED RED, FLSH GRN, BZR ON, OPT TAMP, OPEN COLL, KPF, BFFRD 1 KEY, NO PAR, 4-BIT MSG, FIPS 64-BIT REVERSE BCD, LCD 0F, IPM OFF, UART OFF | Ea |  | 1 Year | 895 | 5% | 850.25
64397 | HID | 923PPPTEK0000G | RDR, RPKCL40-P, PIVCLASS, SE E, CONT LCD, LF STD, HF STD/SIO/SEOS/FIPS/CAK/PKI, 485HDX, TERM, BLK,STD-1,OSDP V2,OPN COL,OSDP TAMP ENBLD,TST KEYS,POLL=75MS,A/V OFF,KPF,BFRD 1 KEY,NO PAR,4-BIT MSG,FIPS 200-BIT,LCD 1F,IPM OFF,UART OFF,WIEG ON | Ea |  | 1 Year | 895 | 5% | 850.25
64398 | HID | 923PPPTEK000HE | RDR, RPKCL40-P, PIVCLASS, SE E, CONT LCD, LF STD, HF STD/SIO/SEOS/FIPS/CAK/PKI, 485HDX, TERM, BLK, STD-1, LED RED, FLSH GRN, BZR ON, FIPS 128-BIT REVERSED, KPF, BFFRD 1 KEY, NO PAR, 4-BIT MSG, LCD 1F, IPM OFF, UART OFF, WIEG ON | Ea |  | 1 Year | 895 | 5% | 850.25
64399 | HID | 923PPPTEK000K5 | RDR, RPKCL40-P, PIVCLASS, SE E, CONT LCD, LF STD, HF STD/SIO/SEOS/FIPS/CAK/PKI,485HDX,TERM, BLK,STD-1,A/V OFF,OSDP V2,OPT TAMP,OPEN COLL,OSDP TAMP ENBLD,TEST KEY,POLL=75MS,FIPS 75-BIT,KPF,ASCII,BFFRD 1 KEY,LCD 1F,IPM OFF,UART OFF,WIEG OFF | Ea |  | 1 Year | 895 | 5% | 850.25
64400 | HID | 923PPPTEK000NU-L02 | RDR, RPKCL40-P, PIVCLASS, SE E, CONT LCD, LF STD, HF STD/SIO/SEOS/FIPS/CAK/PKI/DIW,485HDX,TERM,BLK,A/V OFF,OPT TAMP, OC,FIPS 200-BIT,KPF, ASCII, BFFRD 1 KEY,LCD1F,IPM OFF,UART OFF,WIEG OFF,LENEL LOGO LBL,INSTALL GUIDE | Ea |  | 1 Year | 895 | 5% | 850.25
64401 | HID | 923PPPTEK000P4 | RDR, RPKCL40-P, PIVCLASS, SE E, CONT LCD, LF STD, HF STD/SIO/SEOS/FIPS/CAK/PKI, 485HDX, TERM, BLK, STD-1, A/V OFF, OSDP V2, OPT TAMP, OPEN COLL, OSDP TAMP ENBLD, TEST KEYS, POLL=75MS, KPF, ASCII, XMIT CMPLT PIN, LCD 1F, IPM OFF | Ea |  | 1 Year | 895 | 5% | 850.25
64402 | HID | 923PPPTEK000RW | RDR, RPKCL40-P, PIVCLASS, SE E, CONT LCD, LF FSK ONLY, HF DIW/FIPS/CAK, 485HDX, TERM, BLK, STD-1, LED RD, FLSH GN, BZR ON, OPT TAMP, OPEN COLL, KPF, BFFRD 1 KEY, DOR COMPL, NO PAR, 8-BIT MSG,FIPS 200-BIT,LCD 1F, IPM OF,URT OFF,WIEG ON,SPAWR | Ea |  | 1 Year | 895 | 5% | 850.25
64403 | HID | 923PPPTEK0032P | RDR, RPKCL40-P, PIVCLASS, SE E, CONT LCD, LF STD, HF STD/SIO/SEOS/FIPS/CAK/PKI, 485HDX, TERM, BLK, STD-1, LED RED, FLSH GRN, BZR ON, KPF, BFFRD 1 KEY, NO PAR, 4-BIT MSG, FIPS 200-BIT, LCD 1F, IPM OFF, UART OFF, WIEG ON | Ea |  | 1 Year | 895 | 5% | 850.25
64404 | HID | 923PPPTEK0033Q | RDR, RPKCL40-P, PIVCLASS, SE E, CONT LCD, LF STD, HF STD/SIO/SEOS/FIPS/CAK/PKI, 485HDX, TERM, BLK, STD-1,OSDP V2,OPN COL,OSDP TAMP ENBLD,TST KEYS,POLL=75MS,A/V OFF,KPF, ASCII, BFFRD 1 KEY,FIPS 75-BIT,LCD 1F,IPM OFF,UART OFF,WIEG OFF | Ea |  | 1 Year | 895 | 5% | 850.25
64405 | HID | 923PPPTEK0033R | RDR, RPKCL40-P, PIVCLASS, SE E, CONT LCD, LF STD, HF STD/SIO/SEOS/FIPS/CAK/PKI, 485HDX, TERM, BLK, STD-1,OSDP V2,OPN COL,OSDP TAMP ENBLD,TST KEYS,POLL=75MS,A/V OFF,KPF, ASCII, BFFRD 1 KEY,FIPS 64-BIT,LCD 1F,IPM OFF,UART OFF,WIEG OFF | Ea |  | 1 Year | 895 | 5% | 850.25
64406 | HID | 923PPPTEK0033T | RDR, RPKCL40-P, PIVCLASS, SE E, CONT LCD, LF STD, HF STD/SIO/SEOS/FIPS/CAK/PKI, 485HDX, TERM, BLK, STD-1, LED RED, FLSH GRN, BZR ON, OPT TAMP, OPEN COLL, KPF, BFFRD 1 KEY, NO PAR, 4-BIT MSG, FIPS 75-BIT, LCD 1F, IPM OFF, UART OFF, WIEG ON | Ea |  | 1 Year | 895 | 5% | 850.25
64407 | HID | 923PPPTEK0033U | RDR, RPKCL40-P, PIVCLASS, SE E, CONT LCD, LF STD, HF STD/SIO/SEOS/FIPS/CAK/PKI, 485HDX, TERM, BLK, STD-1, LED RED, FLSH GRN, BZR ON, OPT TAMP, OPEN COLL, KPF, BFFRD 1 KEY, NO PAR, 4-BIT MSG, FIPS 64-BIT, LCD 1F, IPM OFF, UART OFF, WIEG ON | Ea |  | 1 Year | 895 | 5% | 850.25
64408 | HID | 923PPPTEK0036J | RDR, RPKCL40-P, PIVCLASS, SE E, CONT LCD, LF STD, HF STD/SIO/SEOS/FIPS/CAK/PKI, 485HDX, TERM, BLK, STD-1, LED RED, FLSH GRN, BZR ON, KPF, BFFRD 1 KEY, NO PAR, 4-BIT MSG, FIPS 64-BIT REVERSE BCD, LCD 1F, IPM OFF, UART OFF, WIEG ON | Ea |  | 1 Year | 895 | 5% | 850.25
64409 | HID | 923PPPTEKE000G | RDR, RPKCL40-P, PIVCLASS, SE E, CONT LCD, LF STD, HF STD/SIO/SEOS/FIPS/CAK/PKI, 485HDX, TERM, BLK,STD-1,OSDP V2,OPN COL,OSDP TAMP ENBLD,TST KEYS,POLL=75MS,A/V OFF,KPF, ASCII, BFFRD 1 KEY,FIPS 200-BIT,LCD 1F,IPM OFF,UART OFF,WIEG OFF | Ea |  | 1 Year | 895 | 5% | 850.25
64410 | HID | 923PPPTEKE00HE | RDR, RPKCL40-P, PIVCLASS, SE E, CONT LCD, LF STD, HF STD/SIO/SEOS/FIPS/CAK/PKI, 485HDX, TERM, BLK, ELITE, LED RED, FLSH GRN, BZR ON, FIPS 128-BIT REVERSED, KPF, BFFRD 1 KEY, NO PAR, 4-BIT MSG, LCD 1F, IPM OFF, UART OFF, WIEG ON | Ea |  | 1 Year | 895 | 5% | 850.25
64411 | HID | 923PPPTEKE032P | RDR, RPKCL40-P, PIVCLASS, SE E, CONT LCD, LF STD, HF STD/SIO/SEOS/FIPS/CAK/PKI, 485HDX, TERM, BLK, STD-1, LED RED, FLSH GRN, BZR ON, OPT TAMP, OPEN COLL, KPF, BFFRD 1 KEY, NO PAR, 4-BIT MSG, FIPS 200-BIT, LCD 1F, IPM OFF, UART OFF, WIEG ON | Ea |  | 1 Year | 895 | 5% | 850.25
64412 | HID | 923PPPTEKE033Q | RDR, RPKCL40-P, PIVCLASS, SE E, CONT LCD, LF STD, HF STD/SIO/SEOS/FIPS/CAK/PKI, 485HDX, TERM, BLK, STD-1,OSDP V2,OPN COL,OSDP TAMP ENBLD,TST KEYS,POLL=75MS,A/V OFF,KPF, ASCII, BFFRD 1 KEY, FIPS 75-BIT,LCD 1F,IPM OFF,UART OFF,WIEG OFF | Ea |  | 1 Year | 895 | 5% | 850.25
64413 | HID | 923PPPTEKE033R | RDR, RPKCL40-P, PIVCLASS, SE E, CONT LCD, LF STD, HF STD/SIO/SEOS/FIPS/CAK/PKI, 485HDX, TERM, BLK,STD-1,OSDP V2,OPN COL,OSDP TAMP ENBLD, TST KEYS,POLL=75MS,A/V OFF,KPF, ASCII, BFFRD 1 KEY,FIPS 64-BIT,LCD 1F,IPM OFF,UART OFF,WIEG OFF | Ea |  | 1 Year | 895 | 5% | 850.25
64414 | HID | 923PPPTEKE033T | RDR, RPKCL40-P, PIVCLASS, SE E, CONT LCD, LF STD, HF STD/SIO/SEOS/FIPS/CAK/PKI, 485HDX, TERM, BLK, STD-1, LED RED, FLSH GRN, BZR ON, OPT TAMP, OPEN COLL, KPF, BFFRD 1 KEY, NO PAR, 4-BIT MSG, FIPS 75-BIT, LCD 1F, IPM OFF, UART OFF, WIEG ON | Ea |  | 1 Year | 895 | 5% | 850.25
64415 | HID | 923PPPTEKE033U | RDR, RPKCL40-P, PIVCLASS, SE E, CONT LCD, LF STD, HF STD/SIO/SEOS/FIPS/CAK/PKI, 485HDX, TERM, BLK, STD-1, LED RED, FLSH GRN, BZR ON, OPT TAMP, OPEN COLL, KPF, BFFRD 1 KEY, NO PAR, 4-BIT MSG, FIPS 64-BIT, LCD 1F, IPM OFF, UART OFF, WIEG ON | Ea |  | 1 Year | 895 | 5% | 850.25
64416 | HID | 923PPPTEKE036J | RDR, RPKCL40-P, PIVCLASS, SE E, CONT LCD, LF STD, HF STD/SIO/SEOS/FIPS/CAK/PKI, 485HDX, TERM, BLK, STD-1, LED RED, FLSH GRN, BZR ON, OPT TAMP, OPEN COLL, KPF, BFFRD 1 KEY, NO PAR, 4-BIT MSG, FIPS 64-BIT REVERSE BCD, LCD 0F, IPM OFF, UART OF | Ea |  | 1 Year | 895 | 5% | 850.25
64417 | HID | 923PPRNEK00008 | RDR, RPKCL40-P, PIVCLASS, SE E, CONT LCD, LF STD, HF STD/SIO/SEOS/FIPS/CAK/PKI, 485FDX, PIG, BLK, STD-1, LED RED, FLSH GRN, BZR ON, OPT TAMP, OPEN COLL, KPF, BFFRD 1 KEY, NO PAR, 4-BIT MSG, FIPS 200-BIT, LCD 1F, IPM OFF, UART OFF, WIEG ON | Ea |  | 1 Year | 895 | 5% | 850.25
64418 | HID | 923PPRNEK00009 | RDR, RPKCL40-P, PIVCLASS, SE E, CONT LCD, LF STD, HF STD/SIO/SEOS/FIPS/CAK/PKI, 485FDX, PIG, BLK, STD-1, LED RED, FLSH GRN, BZR ON, KPF, BFFRD 1 KEY, NO PAR, 4-BIT MSG, FIPS 75-BIT, LCD 1F, IPM OFF, UART OFF, WIEG ON | Ea |  | 1 Year | 895 | 5% | 850.25
64419 | HID | 923PPRNEK0000A | RDR, RPKCL40-P, PIVCLASS, SE E, CONT LCD, LF STD, HF STD/SIO/SEOS/FIPS/CAK/PKI, 485FDX, PIG, BLK, STD-1, LED RED, FLSH GRN, BZR ON, OPT TAMP, OPEN COLL, KPF, BFFRD 1 KEY, NO PAR, 4-BIT MSG, FIPS 64-BIT, LCD 1F, IPM OFF, UART OFF, WIEG ON | Ea |  | 1 Year | 895 | 5% | 850.25
64420 | HID | 923PPRNEK0000B | RDR, RPKCL40-P, PIVCLASS, SE E, CONT LCD, LF STD, HF STD/SIO/SEOS/FIPS/CAK/PKI, 485FDX, PIG, BLK, STD-1, LED RED, FLSH GRN, BZR ON, KPF, ASCII, XMIT CMPLT PIN, LCD 1F, IPM OFF, UART ON, WIEG OFF | Ea |  | 1 Year | 895 | 5% | 850.25
64421 | HID | 923PPRNEK000CC | RDR,RPKCL40-P,PIVCLASS, SE E, CONT LCD,LF STD, HF STD/SIO/SEOS/FIPS/CAK/PKI, 485HDX, PIG,BLK, STD-1,LED RED,FLSH GRN,BZR ON,OPT,OPEN COLL, CSN 34-BIT MSB,FIPS 75-BIT,KPF,BFFRD 1 KEY,NO PAR,4-BIT MSG, LCD 1F, IPM OFF,UART OFF,WIEG ON | Ea |  | 1 Year | 895 | 5% | 850.25
64422 | HID | 923PPRNEK000HE | RDR, RPKCL40-P, PIVCLASS, SE E, CONT LCD, LF STD, HF STD/SIO/SEOS/FIPS/CAK/PKI, 485FDX, PIG, BLK, STD-1, LED RED, FLSH GRN, BZR ON, FIPS 128-BIT REVERSED, KPF, BFFRD 1 KEY, NO PAR, 4-BIT MSG, LCD 1F, IPM OFF, UART OFF, WIEG ON | Ea |  | 1 Year | 895 | 5% | 850.25
64423 | HID | 923PPRNEK0037J | RDR, RPKCL40-P, PIVCLASS, SE E, CONT LCD, LF STD, HF STD/SIO/SEOS/FIPS/CAK/PKI, 485FDX, PIG, BLK, STD-1, LED RED, FLSH GRN, BZR ON, OPT TAMP, OPEN COLL, KPF, BFFRD 1 KEY, NO PAR, 4-BIT MSG, FIPS 64-BIT REVERSE BCD, LCD 0F, IPM OFF, UART OFF | Ea |  | 1 Year | 895 | 5% | 850.25
64424 | HID | 923PPRNEK00427 | RDR, RPKCL40-P, PIVCLASS, SE E, CONT LCD, LF STD, HF STD/SIO/SEOS/FIPS/CAK/PKI, 485FDX, PIG, BLK, STD-1, LED RED, FLSH OFF, BZR ON, OPT TAMP, OPEN COLL, KPF, BFFRD 1 KEY, NO PAR, 4-BIT MSG, FIPS 40-BIT, BCD, LCD 0F, IPM OFF, UART OFF, WIEG | Ea |  | 1 Year | 895 | 5% | 850.25
64425 | HID | 923PPRNEK0044M | RDR, RPKCL40-P, PIVCLASS, SE E, CONT LCD, LF STD, HF STD/SIO/SEOS/FIPS/CAK/PKI, 485FDX, PIG, BLK, STD-1, LED RED, FLSH GRN, BZR ON, OPT TAMP, OPEN COLL, KPF, BFFRD 1 KEY-5, PAR, 26-BIT MSG, FIPS 200-BIT, LCD 1F, IPM OFF, UART OFF, WEIG ON | Ea |  | 1 Year | 895 | 5% | 850.25
64426 | HID | 923PPRNEK00474 | RDR, RPKCL40-P, PIVCLASS, SE E, CONT LCD, LF STD, HF STD/SIO/SEOS/FIPS/CAK/PKI, 485FDX, PIG, BLK, STD-1,LED RED, FLSH GRN, BZR ON, OPT TAMP, OPEN COLL, KPF 1 KEY DOR COMPL, NO PAR. 8 BIT, 200-BIT, LCD 1F, IPM OFF, UART OFF, WIEG ON | Ea |  | 1 Year | 895 | 5% | 850.25
64427 | HID | 923PPRNEK0047L | RDR, RPKCL40-P, PIVCLASS, SE E, CONT LCD, LF STD, HF STD/SIO/SEOS/FIPS/CAK/PKI, 485FDX, PIG, BLK, STD-1,LED RED,FLSH GRN,BZR ON,OPT,OPEN COLL, FIPS 200 BIT, KPF.BFFRD 1 KEY, NO PAR, 4 BIT MSG, IPM OFF, UART OFF, WIEG ON, WIEG PULSE, 52 USEC | Ea |  | 1 Year | 895 | 5% | 850.25
64428 | HID | 923PPRNEK00519 | RDR, RPKCL40-P, PIVCLASS, SE E, CONT LCD, LF STD, HF STD/SIO/SEOS/FIPS/CAK/PKI, 485FDX, PIG, BLK, STD-1, LED RED, FLSH GRN, BZR ON, BFFRD 1 KEY, DOR COMPL, NO PAR, 8-BIT MSG, FIPS 75-BIT, LCD 1F, IPM OFF, UART OFF, WIEG ON | Ea |  | 1 Year | 895 | 5% | 850.25
64429 | HID | 923PPRNEK0057M | RDR, RPKCL40-P,PIVCLASS,SE E,CONT LCD,LF STD,HF STD/SIO/SEOS/FIPS/CAK/PKI,485FDX,PIG BLK,STD-1,LED RED,FLSH GRN,BZR ON, KPF, BFFRD 1 KEY, DOR COMPL, NO PAR, 8-BIT MSG, FIPS 128-BIT,FASCN+RMV OVRHD+RMV PAR, LCD 1F, IPM OFF,UART OFF,WIEG ON | Ea |  | 1 Year | 895 | 5% | 850.25
64430 | HID | 923PPRNEK0-MASTER | RDR, RPKCL40-P, PIVCLASS, SE E, CONT LCD, LF STD, HF STD/SIO/SEOS/FIPS/CAK/PKI, 485FDX, PIG, BLK, STD-1, XXXX | Ea |  | 1 Year | 895 | 5% | 850.25
64431 | HID | 923PPRNEKE0008 | RDR, RPKCL40-P, PIVCLASS, SE E, CONT LCD, LF STD, HF STD/SIO/SEOS/FIPS/CAK/PKI, 485FDX, PIG, BLK, STD-1, LED RED, FLSH GRN, BZR ON, OPT TAMP, OPEN COLL, KPF, BFFRD 1 KEY, NO PAR, 4-BIT MSG, FIPS 200-BIT, LCD 1F, IPM OFF, UART OFF, WIEG ON | Ea |  | 1 Year | 895 | 5% | 850.25
64432 | HID | 923PPRNEKE0009 | RDR, RPKCL40-P, PIVCLASS, SE E, CONT LCD, LF STD, HF STD/SIO/SEOS/FIPS/CAK/PKI, 485FDX, PIG, BLK, STD-1, LED RED, FLSH GRN, BZR ON, OPT TAMP, OPEN COLL, KPF, BFFRD 1 KEY, NO PAR, 4-BIT MSG, FIPS 75-BIT, LCD 1F, IPM OFF, UART OFF, WIEG ON | Ea |  | 1 Year | 895 | 5% | 850.25
64433 | HID | 923PPRNEKE000A | RDR, RPKCL40-P, PIVCLASS, SE E, CONT LCD, LF STD, HF STD/SIO/SEOS/FIPS/CAK/PKI, 485FDX, PIG, BLK, STD-1, LED RED, FLSH GRN, BZR ON, OPT TAMP, OPEN COLL, KPF, BFFRD 1 KEY, NO PAR, 4-BIT MSG, FIPS 64-BIT, LCD 1F, IPM OFF, UART OFF, WIEG ON | Ea |  | 1 Year | 895 | 5% | 850.25
64434 | HID | 923PPRNEKE000B | RDR, RPKCL40-P, PIVCLASS, SE E, CONT LCD, LF STD, HF STD/SIO/SEOS/FIPS/CAK/PKI, 485FDX, PIG, BLK, STD-1, LED RED, FLSH GRN, BZR ON, OPT TAMP, OPEN COLL, KPF, ASCII, XMIT CMPLT PIN, LCD 1F, IPM OFF, UART ON, WIEG OFF | Ea |  | 1 Year | 895 | 5% | 850.25
64435 | HID | 923PPRNEKE0044M | RDR, RPKCL40-P, PIVCLASS, SE E, CONT LCD, LF STD, HF STD/SIO/SEOS/FIPS/CAK/PKI, ELITE, 485FDX, PIG, BLK, STD-1, LED RED, FLSH GRN, BZR ON, KPF, BFFRD 1 KEY- 5 KEYS, PAR, 26 BIT MSG, FIPS 200-BIT, LCD 1F, IPM OFF, UART OFF, WIEG ON | Ea |  | 1 Year | 895 | 5% | 850.25
64436 | HID | 923PPRNEKE00HE | RDR, RPKCL40-P, PIVCLASS, SE E, CONT LCD, LF STD, HF STD/SIO/SEOS/FIPS/CAK/PKI, 485FDX, PIG, BLK, ELITE, LED RED, FLSH GRN, BZR ON, FIPS 128-BIT REVERSED, KPF, BFFRD 1 KEY, NO PAR, 4-BIT MSG, LCD 1F, IPM OFF, UART OFF, WIEG ON | Ea |  | 1 Year | 895 | 5% | 850.25
64437 | HID | 923PPRNEKE037J | RDR, RPKCL40-P, PIVCLASS, SE E, CONT LCD, LF STD, HF STD/SIO/SEOS/FIPS/CAK/PKI, 485FDX, PIG, BLK, STD-1, LED RED, FLSH GRN, BZR ON, OPT TAMP, OPEN COLL, KPF, BFFRD 1 KEY, NO PAR, 4-BIT MSG, FIPS 64-BIT REVERSE BCD, LCD 0F, IPM OFF, UART OFF | Ea |  | 1 Year | 895 | 5% | 850.25
64438 | HID | 923PPRTEK00008 | RDR, RPKCL40-P, PIVCLASS, SE E, CONT LCD, LF STD, HF STD/SIO/SEOS/FIPS/CAK/PKI, 485FDX, TERM, BLK, STD-1, LED RED, FLSH GRN, BZR ON, OPT TAMP, OPEN COLL, KPF, BFFRD 1 KEY, NO PAR, 4-BIT MSG, FIPS 200-BIT, LCD 1F, IPM OFF, UART OFF, WIEG ON | Ea |  | 1 Year | 895 | 5% | 850.25
64439 | HID | 923PPRTEK00009 | RDR, RPKCL40-P, PIVCLASS, SE E, CONT LCD, LF STD, HF STD/SIO/SEOS/FIPS/CAK/PKI, 485FDX, TERM, BLK, STD-1, LED RED, FLSH GRN, BZR ON, OPT TAMP, OPEN COLL, KPF, BFFRD 1 KEY, NO PAR, 4-BIT MSG, FIPS 75-BIT, LCD 1F, IPM OFF, UART OFF, WIEG ON | Ea |  | 1 Year | 895 | 5% | 850.25
64440 | HID | 923PPRTEK0000A | RDR, RPKCL40-P, PIVCLASS, SE E, CONT LCD, LF STD, HF STD/SIO/SEOS/FIPS/CAK/PKI, 485FDX, TERM, BLK, STD-1, LED RED, FLSH GRN, BZR ON, OPT TAMP, OPEN COLL, KPF, BFFRD 1 KEY, NO PAR, 4-BIT MSG, FIPS 64-BIT, LCD 1F, IPM OFF, UART OFF, WIEG ON | Ea |  | 1 Year | 895 | 5% | 850.25
64441 | HID | 923PPRTEK0000B | RDR, RPKCL40-P, PIVCLASS, SE E, CONT LCD, LF STD, HF STD/SIO/SEOS/FIPS/CAK/PKI, 485FDX, TERM, BLK, STD-1, LED RED, FLSH GRN, BZR ON, KPF, ASCII, XMIT CMPLT PIN, LCD 1F, IPM OFF, UART ON, WIEG OFF | Ea |  | 1 Year | 895 | 5% | 850.25
64442 | HID | 923PPRTEK0000B-KIT | RDR, RPKCL40-P, PIVCLASS, SE E, CONT LCD, LF STD, HF STD/SIO/SEOS/FIPS/CAK/PKI, 485FDX, TERM, BLK, STD-1, LED RED, FLSH GRN, BZR ON, KPF, ASCII, XMIT CMPLT PIN, LCD 1F, IPM OFF, UART ON, WIEG OFF, PIVCLASS BUNDLE PRODUCTION MAKE P/N ONLY | Ea |  | 1 Year | 895 | 5% | 850.25
64443 | HID | 923PPRTEK000HE | RDR, RPKCL40-P, PIVCLASS, SE E, CONT LCD, LF STD, HF STD/SIO/SEOS/FIPS/CAK/PKI, 485FDX, TERM, BLK, STD-1, LED RED, FLSH GRN, BZR ON, FIPS 128-BIT REVERSED, KPF, BFFRD 1 KEY, NO PAR, 4-BIT MSG, LCD 1F, IPM OFF, UART OFF, WIEG ON | Ea |  | 1 Year | 895 | 5% | 850.25
64444 | HID | 923PPRTEK0037J | RDR, RPKCL40-P, PIVCLASS, SE E, CONT LCD, LF STD, HF STD/SIO/SEOS/FIPS/CAK/PKI, 485FDX, TERM, BLK, STD-1, LED RED, FLSH GRN, BZR ON, OPT TAMP, OPEN COLL, KPF, BFFRD 1 KEY, NO PAR, 4-BIT MSG, FIPS 64-BIT REVERSE BCD, LCD 0F, IPM OFF, UART OF | Ea |  | 1 Year | 895 | 5% | 850.25
64445 | HID | 923PPRTEK00382 | RDR, RPKCL40-P, PIVCLASS, SE E, CONT LCD, LF STD, HF STD/SIO/SEOS/FIPS/CAK/PKI, 485FDX, TERM, BLK, STD-1, LED RED, FLSH GRN, BZR ON, OPT TAMP, OPEN COLL, KPF BFFRD 1 KEY, NO PAR, 4 BIT MSG, FIPS 75 BIT, LCD 1F, IPM OFF, UART OFF, WIEG ON | Ea |  | 1 Year | 895 | 5% | 850.25
64446 | HID | 923PPRTEK00426 | RDR, RPKCL40-P, PIVCLASS, SE E, CONT LCD, LF STD, HF STD/SIO/SEOS/FIPS/CAK/PKI, 485FDX, TERM, BLK, STD-1, LED RED, FLSH GRN, BZR ON, OPT TAMP, OPEN COLL, KPF, BFFRD 1 KEY, NO PAR, 4-BIT, FIPS 75-BIT 56 CSN, LCD 0F, IPM OFF, UART OFF, WIE | Ea |  | 1 Year | 895 | 5% | 850.25
64447 | HID | 923PPRTEK00519 | RDR, RPKCL40-P, PIVCLASS, SE E, CONT LCD, LF STD, HF STD/SIO/SEOS/FIPS/CAK/PKI, 485FDX, TERM, BLK, STD-1, LED RED, FLSH GRN, BZR ON, BFFRD 1 KEY, DOR COMPL, NO PAR, 8-BIT MSG, FIPS 75-BIT, LCD 1F, IPM OFF, UART OFF, WIEG ON | Ea |  | 1 Year | 895 | 5% | 850.25
64448 | HID | 923PPRTEK0-MASTER | RDR, RPKCL40-P, PIVCLASS, SE E, CONT LCD, LF STD, HF STD/SIO/SEOS/FIPS/CAK/PKI, 485FDX, TERM, BLK, STD-1, XXXX | Ea |  | 1 Year | 895 | 5% | 850.25
64449 | HID | 923PPRTEKE0008 | RDR, RPKCL40-P, PIVCLASS, SE E, CONT LCD, LF STD, HF STD/SIO/SEOS/FIPS/CAK/PKI, 485FDX, TERM, BLK, STD-1, LED RED, FLSH GRN, BZR ON, OPT TAMP, OPEN COLL, KPF, BFFRD 1 KEY, NO PAR, 4-BIT MSG, FIPS 200-BIT, LCD 1F, IPM OFF, UART OFF, WIEG ON | Ea |  | 1 Year | 895 | 5% | 850.25
64450 | HID | 923PPRTEKE0009 | RDR, RPKCL40-P, PIVCLASS, SE E, CONT LCD, LF STD, HF STD/SIO/SEOS/FIPS/CAK/PKI, 485FDX, TERM, BLK, STD-1, LED RED, FLSH GRN, BZR ON, OPT TAMP, OPEN COLL, KPF, BFFRD 1 KEY, NO PAR, 4-BIT MSG, FIPS 75-BIT, LCD 1F, IPM OFF, UART OFF, WIEG ON | Ea |  | 1 Year | 895 | 5% | 850.25
64451 | HID | 923PPRTEKE000A | RDR, RPKCL40-P, PIVCLASS, SE E, CONT LCD, LF STD, HF STD/SIO/SEOS/FIPS/CAK/PKI, 485FDX, TERM, BLK, STD-1, LED RED, FLSH GRN, BZR ON, OPT TAMP, OPEN COLL, KPF, BFFRD 1 KEY, NO PAR, 4-BIT MSG, FIPS 64-BIT, LCD 1F, IPM OFF, UART OFF, WIEG ON | Ea |  | 1 Year | 895 | 5% | 850.25
64452 | HID | 923PPRTEKE000B | RDR, RPKCL40-P, PIVCLASS, SE E, CONT LCD, LF STD, HF STD/SIO/SEOS/FIPS/CAK/PKI, 485FDX, TERM, BLK, STD-1, LED RED, FLSH GRN, BZR ON, OPT TAMP, OPEN COLL, KPF, ASCII, XMIT CMPLT PIN, LCD 1F, IPM OFF, UART ON, WIEG OFF | Ea |  | 1 Year | 895 | 5% | 850.25
64453 | HID | 923PPRTEKE00HE | RDR, RPKCL40-P, PIVCLASS, SE E, CONT LCD, LF STD, HF STD/SIO/SEOS/FIPS/CAK/PKI, 485FDX, TERM, BLK, ELITE, LED RED, FLSH GRN, BZR ON, FIPS 128-BIT REVERSED, KPF, BFFRD 1 KEY, NO PAR, 4-BIT MSG, LCD 1F, IPM OFF, UART OFF, WIEG ON | Ea |  | 1 Year | 895 | 5% | 850.25
64454 | HID | 923PPRTEKE037J | RDR, RPKCL40-P, PIVCLASS, SE E, CONT LCD, LF STD, HF STD/SIO/SEOS/FIPS/CAK/PKI, 485FDX, TERM, BLK, STD-1, LED RED, FLSH GRN, BZR ON, OPT TAMP, OPEN COLL, KPF, BFFRD 1 KEY, NO PAR, 4-BIT MSG, FIPS 64-BIT REVERSE BCD, LCD 0F, IPM OFF, UART OF | Ea |  | 1 Year | 895 | 5% | 850.25
64455 | HID | 924NPRNEK00504 | RDR, RKCLB40-P, PIVCLASS, SE E, CONT LCD BIO, LF OFF, HF STD/SIO/SEOS/FIPS/CAK/PKI, 485FDX, PIG, BLK, STD-1, LED RED, FLSH GRN, BZR ON, KPF, ASCII, XMIT CMPLT, LCD 1F, IPM OFF, UART ON, WIEG OFF | Ea |  | 1 Year | 1445 | 5% | 1372.75
64456 | HID | 924NPRNEKE0504 | RDR, RKCLB40-P, PIVCLASS, SE E, CONT LCD BIO, LF OFF, HF STD/SIO/SEOS/FIPS/CAK/PKI, 485FDX, PIG, BLK, ELITE KEYS, STD-1, LED RED, FLSH GRN, BZR ON, KPF, ASCII, XMIT CMPLT, LCD 1F, IPM OFF, UART ON, WIEG OFF | Ea |  | 1 Year | 1445 | 5% | 1372.75
64457 | HID | 924NPRTEK00504 | RDR, RKCLB40-P, PIVCLASS, SE E, CONT LCD BIO, LF OFF, HF STD/SIO/SEOS/FIPS/CAK/PKI, 485FDX, TERM, BLK, STD-1, LED RED, FLSH GRN, BZR ON, KPF, ASCII, XMIT CMPLT, LCD 1F, IPM OFF, UART ON, WIEG OFF | Ea |  | 1 Year | 1445 | 5% | 1372.75
64458 | HID | 924NPRTEKE0504 | RDR, RKCLB40-P, PIVCLASS, SE E, CONT LCD BIO, LF OFF, HF STD/SIO/SEOS/FIPS/CAK/PKI, 485FDX, TERM, BLK, ELITE KEYS, STD-1, LED RED, FLSH GRN, BZR ON, KPF, ASCII, XMIT CMPLT, LCD 1F, IPM OFF, UART ON, WIEG OFF | Ea |  | 1 Year | 1445 | 5% | 1372.75
64459 | HID | 925NHNTEK000N8 | RDR, RMK40, ICLASS, SE E, LF OFF, HF STD/SIO/SEOS/FIPS/CAK/MAG,485HDX,TERM,BLK,STD-1,A/V OFF,OPT TMP,OPN COL,FIPS 58-BIT AMAG,MAG AMAG SEIWG-012,58 BIT WIEGAND,KPF,BFFRD 1 KEY,DOR COMPL,NO PAR,8-BIT MSG,IPM OFF,UART OFF,WIEG ON,NO PRIORITY | Ea |  | 1 Year | 718 | 5% | 682.1
64460 | HID | 925NTCNEK0021G | RDR, RMK40, ICLASS, SE E, LF OFF, HF STD/SIO/SEOS/MAG, C&D, PIG, BLK, STD-1, LED RED, FLSH GRN, BZR ON, OPT TAMP, OPEN COLL, CSN32-BITMSB,MAG, ABA ALL DGTS + 10 LEAD/TRAIL ZEREOS, C/D, KPF, BFFRD 1 TO 5 KEYS, PAR, USER ENTRD FC, 26-BIT MSG | Ea |  | 1 Year | 718 | 5% | 682.1
64461 | HID | 925NTNNEK00094 | RDR, RMK40, ICLASS, SE E, LF OFF, HF STD/SIO/SEOS/MAG, WIEG, PIG, BLK, STD-1, LED RED, FLSH GRN, BZR ON, OPT TAMP, OPEN COLL, MAG, BASIC MS RAW OUTPUT AS RECD, WIEG, KPF, BFFRD 1 KEY, NO PAR, 4-BIT MSG, IPM OFF | Ea |  | 1 Year | 718 | 5% | 682.1
64462 | HID | 925NTNNEK00101 | RDR, RMK40, ICLASS, SE E, LF OFF, HF STD/SIO/SEOS/MAG, WIEG, PIG, BLK, STD-1, LED RED, FLSH GRN, BZR ON, OPT TAMP, OPEN COLL, CSN32-BITMSB, MAG, ABA ALL DGTS + 10 LEAD/TRAIL ZEREOS, WIEG, KPF, BFFRD 1 KEY, NO PAR, 4-BIT MSG, IPM OFF | Ea |  | 1 Year | 718 | 5% | 682.1
64463 | HID | 925NTNNEK00102 | RDR, RMK40, ICLASS, SE E, LF OFF, HF STD/SIO/SEOS/MAG, WIEG, PIG, BLK, STD-1, LED RED, FLSH GRN, BZR ON, OPT TAMP, OPEN COLL, CSN32-BITMSB, MAG, ABA TO 26-BIT (FC=8-BIT, ID=16-BIT), WIEG,KPF,BFFRD 1 KEY,NO PAR,4-BIT MSG,IPM OFF | Ea |  | 1 Year | 718 | 5% | 682.1
64464 | HID | 925NTNNEK0010F | RDR, RMK40, ICLASS,SE E,LF OFF,HF STD/SIO/SEOS/MAG, WIEG, PIG,BLK, STD-1, LED RED, FLSH GRN,BZR ON,OPT TAMP,OPEN COLL,CSN32-BITMSB, MAG,NRTHRN, 32-BIT (FC=16-BIT, ID=16-BIT), WIEG, KPF,BFFRD 1 KEY,DOR COMPL, NO PAR, 8-BIT MSG | Ea |  | 1 Year | 718 | 5% | 682.1
64465 | HID | 925NTNNEK0015P | RDR, RMK40,ICLASS, SE E,LF OFF,HF STD/SIO/SEOS/MAG, WIEG,PIG, BLK, STD-1,LED RED,FLSH GRN,BZR ON,OPT TAMP,OPEN COLL,CSN32-BITMSB,MAG, ABA ALL DGTS + 10 LEAD/TRAIL ZEREOS, WIEG,KPF,BFFRD 1 KEY,DOR COMPL,NO PAR, 8-BIT MSG,IPM OFF | Ea |  | 1 Year | 718 | 5% | 682.1
64466 | HID | 925NTNNEK00200 | RDR, RMK40, ICLASS, SE E, LF OFF, HF STD/SIO/SEOS/MAG, WIEG, PIG, BLK, STD-1, LED RED, FLSH GRN, BZR ON, OPT TAMP, OPEN COLL, CSN 32-BIT MSB,CSN32-BITMSB MAG, NRTHRN, 32-BIT (FC=16-BIT, ID=16-BIT), WIEG, KPF, BFFRD 1 KEY, NO PAR, 4-BIT MSG | Ea |  | 1 Year | 718 | 5% | 682.1
64467 | HID | 925NTNNEK0021N | RDR, RMK40, ICLASS, SE E, LF OFF, HF STD/SIO/SEOS/MAG, WIEG, PIG, BLK, STD-1, LED RED, FLSH GRN, BZR ON, OPT TAMP, OPEN COLL,CSN32-BITMSB, MAG, ABA TO 26-BIT (FC=8-BIT, ID=16-BIT), WIEG, KPF, BFFRD 1 KEY, DOR COMPL, NO PAR, 8-BIT MSG | Ea |  | 1 Year | 718 | 5% | 682.1
64468 | HID | 925NTNNEK00353 | RDR, RMK40, ICLASS, SE E, LF OFF, HF STD/SIO/SEOS/MAG, WIEG, PIG, BLK, STD-1, LED RED, FLSH GRN, BZR ON, OPT TAMP, OPEN COLL ,CSN32-BITMSB, MAG, ABA TO 34-BIT (FC=12-BIT, ID=20-BIT), MERC COMP, WIEG, KPF, BFFRD 1 KEY, NO PAR, 4-BIT MSG | Ea |  | 1 Year | 718 | 5% | 682.1
64469 | HID | 925NTNNEK00522 | RDR, RMK40, ICLASS, SE E, LF OFF, HF STD/SIO/SEOS/MAG, WIEG, PIG, BLK, STD-1, LED RED, FLSH GRN, BZR ON, OPT TAMP, OPEN COLL, MAG, ABA ALL, WIEG, KPF, BFFRD 1 KEY, NO PAR, 4-BIT MSG, IPM OFF | Ea |  | 1 Year | 718 | 5% | 682.1
64470 | HID | 925NTNNEKE0101 | RDR, RMK40, ICLASS, SE E, LF OFF, HF STD/SIO/SEOS/MAG, WIEG, PIG, BLK, ELITE KEYS, LED RED, FLSH GRN, BZR ON, OPT TAMP, OPEN COLL, MAG, ABA ALL DGTS + 10 LEAD/TRAIL ZEREOS, KPF, BFFRD 1 KEY, NO PAR, 4-BIT MSG, IPM OFF | Ea |  | 1 Year | 718 | 5% | 682.1
64471 | HID | 925NTNTEK00094 | RDR, RMK40, ICLASS, SE E, LF OFF, HF STD/SIO/SEOS/MAG, WIEG, TERM, BLK, STD-1, LED RED, FLSH GRN, BZR ON, OPT TAMP, OPEN COLL,CSN32-BITMSB, MAG, BASIC MS RAW OUTPUT AS RECD, WIEG, KPF, BFFRD 1 KEY, NO PAR, 4-BIT MSG, IPM OFF | Ea |  | 1 Year | 718 | 5% | 682.1
64472 | HID | 925NTNTEK00101 | RDR, RMK40, ICLASS, SE E, LF OFF, HF STD/SIO/SEOS/MAG, WIEG, TERM, BLK, STD-1, LED RED, FLSH GRN, BZR ON, OPT TAMP, OPEN COLL, MAG, ABA ALL DGTS + 10 LEAD/TRAIL ZEREOS, KPF, BFFRD 1 KEY, NO PAR, 4-BIT MSG, IPM OFF | Ea |  | 1 Year | 718 | 5% | 682.1
64473 | HID | 925NTNTEK0015Q | RDR, RMK40, ICLASS, SE E, LF OFF, HF STD/SIO/SEOS/MAG, WIEG, TERM, BLK, STD-1, LED RED, FLSH GRN, BZR ON, OPT TAMP, OPEN COLL, CSN32-BITMSB, MAG, BASIC MS RAW OUTPUT AS RECD, WIEG, KPF, BFFRD 1 TO 5 KEYS, PAR, USER ENTRD FC, 26-BIT MSG | Ea |  | 1 Year | 718 | 5% | 682.1
64474 | HID | 925NTNTEK00200 | RDR, RMK40, ICLASS, SE E, LF OFF, HF STD/SIO/SEOS/MAG, WIEG, TERM, BLK, STD-1, LED RED, FLSH GRN, BZR ON, OPT TAMP, OPEN COLL, CSN 32-BIT MSB, MAG, NRTHRN, 32-BIT (FC=16-BIT, ID=16-BIT), WIEG, KPF, BFFRD 1 KEY, NO PAR, 4-BIT MSG, IPM OFF | Ea |  | 1 Year | 718 | 5% | 682.1
64475 | HID | 925NWNTEK0056C | RDR, RMK40, ICLASS, SE E, LF OFF, HF STD/SIO/SEOS/MIGR/MAG, WIEG, TERM, BLK, STD-1, LED RED, FLSH GRN, BZR ON, OPT TAMP, OPEN COLL, MAG, ABA (FIRST 9 DIGITS) + 10 LEAD/TRAIL ZEROS, KPF, BFFRD 1 KEY, NO PAR, 4-BIT MSG, IPM OFF | Ea |  | 1 Year | 778 | 5% | 739.1
64476 | HID | 925NWNTEKE00C7 | RDR, RMK40, ICLASS, SE E, LF OFF, HF STD/SIO/SEOS/MIGR/MAG, WIEG, TERM, BLK, STD-1, LED RED, FLSH GRN, BZR ON, OPT TAMP, OPEN COLL, KPF, BFFRD 1 KEY, NO PAR, 4-BIT MSG, MAG EVCM2000, GENERIC UNIVERSITY | Ea |  | 1 Year | 778 | 5% | 739.1
64477 | HID | 925PTCNEK000NW | RDR,RMPK40,MULTICLASS,SE E, LF STD,HF STD/SIO/SEOS/MAG,485 HDX,PIG,BLK,C&D,STD-1,LED RED, FLSH GRN, BZRON,OPT TAMP,OC,CSN 32-BIT MSB,EM4102 32-BIT,MAG,ABA ALL DGTS + 10 LEAD/TRAIL 0S,CUSTOM C/D,KPF,BFFRD1KEY,DORCOMPL,NO PAR,8-BITMSG,IPM OFF | Ea |  | 1 Year | 760 | 5% | 722
64478 | HID | 925PTCNEK0021C | RDR, RMPK40, MULTICLASS, SE E, LF STD, HF STD/SIO/SEOS/MAG, 485 HDX, PIG, BLK, C&D, LEDRED, FLSHGRN, BZRON, OPT TMP/OPN COL, CSN32-BITMSB, EM410232-BIT, MAG, ABA, ALL BITS RAW, BFRD 1 KEY, NOPAR, 4-BIT MSG, IPM OFF | Ea |  | 1 Year | 760 | 5% | 722
64479 | HID | 925PTCNEK00351 | RDR, RMPK40, MULTICLASS, SE E, LF STD, HF STD/SIO/SEOS/MAG, 485 HDX, PIG, BLK, C&D, LED OFF, FLSH OFF, BZRON, OPT TMP/OPN COL, CSN32-BITMSB, EM410232-BIT, MAG, ABA, ALL BITS RAW, BFRD 1 KEY, NOPAR, 4-BIT MSG, IPM OFF | Ea |  | 1 Year | 760 | 5% | 722
64480 | HID | 925PTCNEK0049U | RDR, RMPK40, MULTICLASS, SE E, LF STD, HF STD/SIO/SEOS/MAG, C&D, PIG, BLK, LED RED, FLSH GRN, BZR ON, OPT TAMP, OPEN COLL, CSN 32-BIT MSB, EM4102 32-BIT, MAG, ABA, ALL BITS RAW, KPF, BFFRD 1 KEY, DOR COMPL, NO PAR, 8-BIT MSG, IPM OFF | Ea |  | 1 Year | 760 | 5% | 722
64481 | HID | 925PTCNEK0049V | RDR, RMPK40, MULTICLASS, SE E, LF STD, HF STD/SIO/SEOS/MAG, C&D, PIG, BLK, LED RED, FLSH GRN, BZR ON, OPT TAMP, OPEN COLL, CSN 32-BIT MSB, EM4102 32-BIT, MAG, ABA ALL DGTS + 10 LEAD/TRAIL ZEREOS, KPF, BFFRD 1 KEY, NO PAR, 4-BIT MSG, IPM OF | Ea |  | 1 Year | 760 | 5% | 722
64482 | HID | 925PTCNEK0049Y | RDR,RMPK40,MULTICLAS,SE E,LF STD, HF STD/SIO/SEOS/MAG,C&D,PIG,BLK,LED RED,FLSH GRN, BZR ON,OPT TAMP,OPEN COLL, CSN 32-BIT MSB, EM4102 32-BIT,MAG, ABA ALL DGTS + 10 LEAD/TRAIL ZEREOS, KPF, BFFRD 1 KEY, DOR COMPL, NO PAR, 8-BIT MSG,IPM OFF | Ea |  | 1 Year | 760 | 5% | 722
64483 | HID | 925PTCTEK0021C | RDR, RMPK40, MULTICLASS, SE E, LF STD, HF STD/SIO/SEOS/MAG, 485 HDX, TERM, BLK, C&D, LEDRED, FLSHGRN, BZRON, OPT TMP/OPN COL, CSN32-BITMSB, EM410232-BIT, MAG, ABA, ALL BITS RAW, BFRD 1 KEY, NOPAR, 4-BIT MSG, IPM OFF | Ea |  | 1 Year | 760 | 5% | 722
64484 | HID | 925PTCTEK0021D | RDR, RMPK40, MULTICLASS, SE E, LF STD, HF STD/SIO/SEOS/MAG, 485 HDX, TERM, BLK, C&D, LEDRED, FLSHGRN, BZRON, OPT TMP/OPN COL, CSN32-BITMSB, EM410232-BIT, MAG, ABA, ALL BITS RAW, BFRD 1 KEY, DOR COMP, NOPAR, 8-BIT MSG,IPM OFF | Ea |  | 1 Year | 760 | 5% | 722
64485 | HID | 925PTCTEK0049U | RDR, RMPK40, MULTICLASS, SE E, LF STD, HF STD/SIO/SEOS/MAG, C&D, TERM, BLK, LED RED, FLSH GRN, BZR ON, OPT TAMP, OPEN COLL, CSN 32-BIT MSB, EM4102 32-BIT, MAG, ABA, ALL BITS RAW, KPF, BFFRD 1 KEY, DOR COMPL, NO PAR, 8-BIT MSG, IPM OFF | Ea |  | 1 Year | 760 | 5% | 722
64486 | HID | 925PTNNEK0002L | RDR, RMPK40, MULTICLASS, SE E, LF STD, HF STD/SIO/SEOS/MAG, 485 HDX, PIG, BLK, WIEG, LEDRED, FLSHGRN, BZRON, OPT TMP/OPN COL, CSN32-BITMSB, EM410232-BIT, MAG, ABA ALL DGTS + 10 LEAD/TRAIL, BFRD 1 KEY, DOR COMP, NOPAR, 8-BIT MSG, IPM OFF | Ea |  | 1 Year | 760 | 5% | 722
64487 | HID | 925PTNNEK0002L-RMA | RDR, RMPK40, MULTICLASS, SE E, LF STD, HF STD/SIO/SEOS/MAG, 485 HDX, PIG, BLK, WIEG, LEDRED, FLSHGRN, BZRON, OPT TMP/OPN COL, CSN32-BITMSB, EM410232-BIT, MAG, ABA ALL DGTS + 10 LEAD/TRAIL, BFRD 1 KEY, DOR COMP, NOPAR, 8-BIT MSG, IPM OFF,RMA | Ea |  | 1 Year | 760 | 5% | 722
64488 | HID | 925PTNNEK0003L | RDR, RMPK40, MULTICLASS, SE E, LF FSK, HF STD/SIO/SEOS/MAG, WIEG, PIG, BLK, LED RED, FLSH GRN, BZR ON, OPT TAMP, OPEN COLL, CSN SUPPR, MAG, ABA, ALL BITS RAW, BFRD 1 KEY, NOPAR, 4-BIT MSG, IPM OFF | Ea |  | 1 Year | 760 | 5% | 722
64489 | HID | 925PTNNEK0005N | RDR, RMPK40, MULTICLASS, SE E, LF STD, HF STD/SIO/SEOS/MAG, 485 HDX, PIG, BLK, WIEG, LEDRED, FLSHGRN, BZRON, OPT TMP/OPN COL, CSN32-BITMSB, EM410232-BIT, MAG, BASIC MS RAW OUT AS RECD, BFRD 1 KEY, NOPAR, 4-BIT MSG, IPM OFF | Ea |  | 1 Year | 760 | 5% | 722
64490 | HID | 925PTNNEK0006E | RDR, RMPK40, MULTICLASS, SE E, LF STD, HF STD/SIO/SEOS/MAG, 485 HDX, PIG, BLK, WIEG, LEDRED, FLSHGRN, BZRON, OPT TMP/OPN COL, CSN32-BITMSB, EM410232-BIT, MAG, NRTHRN, 32-BIT (FC=16-BIT, ID=16-BIT), BFRD 1 KEY, NOPAR, 4-BIT MSG, IPM OFF | Ea |  | 1 Year | 760 | 5% | 722
64491 | HID | 925PTNNEK00077 | RDR, RMPK40, MULTICLASS, SE E, LF STD, HF STD/SIO/SEOS/MAG, 485 HDX, PIG, BLK, WIEG, LEDRED, FLSHGRN,BZRON,OPT TMP/OPN COL,CSN32-BITMSB,EM410232-BIT,MAG,NRTHRN,32-BIT (FC=16-BIT, ID=16-BIT),BFRD 1 TO 5 KEYS,PAR,USR ENT FC,26-BIT MSG,IPM OFF | Ea |  | 1 Year | 760 | 5% | 722
64492 | HID | 925PTNNEK0007C | RDR, RMPK40, MULTICLASS, SE E, LF STD, HF STD/SIO/SEOS/MAG, 485 HDX, PIG, BLK, WIEG, LEDRED, FLSHGRN, BZRON, OPT TMP/OPN COL, CSN32-BITMSB, EM410232-BIT, MAG, ABA ALL DGTS + 10 LEAD/TRAIL, BFRD 1 KEY, NOPAR, 4-BIT MSG, IPM OFF | Ea |  | 1 Year | 760 | 5% | 722
64493 | HID | 925PTNNEK0007C-RMA | RDR, RMPK40, MULTICLASS, SE E, LF STD, HF STD/SIO/SEOS/MAG, 485 HDX, PIG, BLK, WIEG, LEDRED, FLSHGRN, BZRON, OPT TMP/OPN COL, CSN32-BITMSB, EM410232-BIT, MAG, ABA ALL DGTS + 10 LEAD/TRAIL, BFRD 1 KEY, NOPAR, 4-BIT MSG, IPM OFF,RMA ONLY | Ea |  | 1 Year | 760 | 5% | 722
64494 | HID | 925PTNNEK0007U | RDR, RMPK40, MULTICLASS, SE E, LF STD, HF STD/SIO/SEOS/MAG, 485 HDX, PIG, BLK, WIEG, LEDRED, FLSHGRN, BZRON, OPT TMP/OPN COL, CSN32-BITMSB, EM410232-BIT, MAG, NRTHRN, 32-BIT (FC=16-BIT, ID=16-BIT),BFRD 1 KEY,DOR COMP,NOPAR,8-BIT MSG,IPM OFF | Ea |  | 1 Year | 760 | 5% | 722
64495 | HID | 925PTNNEK000D0 | RDR, RMPK40, MULTICLASS, SE E, LF STD, HF STD/SIO/SEOS/MAG, WIEG, PIG, BLK, LED RED, FLSH GRN, BZR ON, OPT TAMP, OPEN COLL, CSN 32-BIT MSB, EM4102 32-BIT, MAG, ABA ALL DGTS + 10 LEAD/TRAIL, BFRD 1 KEY, DOR COMP, NO PAR, 8-BIT MSG, IPM OFF | Ea |  | 1 Year | 760 | 5% | 722
64496 | HID | 925PTNNEK000D9 | RDR, RMPK40, MULTICLASS, SE E, LF STD, HF STD/SIO/SEOS/MAG, 485 HDX, PIG, BLK, WIEG, LED RED, FLSH OFF, BZR OFF, OPT TMP/OPN COL, CSN 37-BIT LSB, EM410232-BIT, MAG, ABA ALL DGTS + 10 LEAD/TRAIL, KPF, BFFRD 4 KEYS, PAR, 18-BIT MSG, IPM OFF | Ea |  | 1 Year | 760 | 5% | 722
64497 | HID | 925PTNNEK000DA | RDR, RMPK40, MULTICLASS, SE E, LF STD, HF STD/SIO/SEOS/MAG, 485 HDX, PIG, BLK, WIEG, LED OFF, FLSH OFF, BZR ON, OPT TMP/OPN COL, CSN37-BITLSB, EM410232-BIT, MAG, ABA ALL DGTS + 10 LEAD/TRAIL, KPF, BFFRD 4 KEYS, PAR, 18-BIT MSG, IPM OFF | Ea |  | 1 Year | 760 | 5% | 722
64498 | HID | 925PTNNEK000UN | RDR, RMPK40, MULTICLASS, SE E, LF STD, HF STD/SIO/SEOS/MAG, 485 HDX, PIG, BLK, WIEG, LED RED, FLSH GRN, BZR ON, OPT TMP/OPN COL, CSN32-BITMSB, EM410232-BIT, MAG, ABA CNVRT LAST 9 DIG TO 34-BIT, KPF, BFRD 1 KEY, NOPAR, 4-BIT MSG, IPM OFF | Ea |  | 1 Year | 760 | 5% | 722
64499 | HID | 925PTNNEK00114 | RDR, RMPK40, MULTICLASS, SE E, LF STD, HF STD/SIO/SEOS/MAG, 485 HDX, PIG, BLK, WIEG, LEDRED, FLSHGRN, BZRON, OPT TMP/OPN COL, CSN32-BITMSB, EM410232-BIT, MAG, ABA TO 34-BIT (FC=16-BIT, ID=16-BIT), BFRD 1 KEY,DOR COMP,NOPAR,8-BIT MSG,IPM OFF | Ea |  | 1 Year | 760 | 5% | 722
64500 | HID | 925PTNNEK00135 | RDR, RMPK40, MULTICLASS, SE E, LF STD, HF STD/SIO/SEOS/MAG, 485 HDX, PIG, BLK, WIEG, LEDRED, FLSHGRN, BZRON, OPT TMP/OPN COL, CSN32-BITMSB, EM410232-BIT, MAG, BASIC MS RAW OUT AS RECD, BFRD 1 KEY, DOR COMP, NOPAR, 8-BIT MSG, IPM OFF | Ea |  | 1 Year | 760 | 5% | 722
64501 | HID | 925PTNNEK0013J | RDR, RMPK40, MULTICLASS, SE E, LF STD, HF STD/SIO/SEOS/MAG, 485 HDX,PIG, BLK, WIEG, LEDRED, FLSHGRN, BZRON, OPT TMP/OPN COL,CSN32-BITMSB,EM410232-BIT, MAG,ABA CNVRT LST 7 DIG TO 26-BIT BIN,BFRD 1 TO 5 KEYS,PAR,USR ENT FC,26-BIT MSG,IPM OFF | Ea |  | 1 Year | 760 | 5% | 722
64502 | HID | 925PTNNEK0013K | RDR, RMPK40, MULTICLASS, SE E, LF STD, HF STD/SIO/SEOS/MAG, 485 HDX, PIG, BLK, WIEG, LEDRED, FLSHGRN, BZRON, OPT TMP/OPN COL, CSN32-BITMSB, EM410232-BIT, MAG, ABA TO 26-BIT (FC=8-BIT, ID=16-BIT), BFRD 1 KEY, NOPAR, 4-BIT MSG, IPM OFF | Ea |  | 1 Year | 760 | 5% | 722
64503 | HID | 925PTNNEK00164 | RDR, RMPK40, MULTICLASS, SE E, LF STD, HF STD/SIO/SEOS/MAG, 485 HDX, PIG, BLK, WIEG, LEDRED, FLSHGRN, BZRON, OPT TMP/OPN COL, CSN32-BITMSB, EM410232-BIT, MAG, ABA TO 26-BIT, BFRD 1 TO 5 KEYS, PAR, USR ENT FC, 26-BIT MSG, IPM OFF | Ea |  | 1 Year | 760 | 5% | 722
64504 | HID | 925PTNNEK0021E | RDR, RMPK40, MULTICLASS, SE E, LF STD, HF STD/SIO/SEOS/MAG, 485 HDX, PIG, BLK, WIEG, LEDRED, FLSHGRN, BZRON,OPT TMP/OPN COL,CSN32-BITMSB,EM410232-BIT,MAG,ABA TO 26-BIT (FC=8-BIT, ID=16-BIT),BFRD 1 TO 5 KEYS,PAR,USR ENT FC,26-BIT MSG,IPM OFF | Ea |  | 1 Year | 760 | 5% | 722
64505 | HID | 925PTNNEK0021F | RDR,RMPK40,MULTICLASS,SE E,LF STD,HF STD/SIO/SEOS/MAG,WIEG, PIG,BLK,STD-1,LED RED, FLSH GRN,BZR ON,OPT TAMP,OPN COL,CSN32-BITMSB,EM410232-BIT,MAG,ABA TO 34-BIT (FC=12-BIT, ID=20-BIT),MERC COMP,KPF,BFRD 1 KEY,DOR COMPL, NO PAR,8-BIT MSG | Ea |  | 1 Year | 760 | 5% | 722
64506 | HID | 925PTNNEK0029B | RDR, RMPK40, MULTICLASS, SE E, LF STD, HF STD/SIO/SEOS/MAG,485 HDX,PIG,BLK,WIEG,LEDRED,FLSHGRN,BZRON,OPT TMP,OPN COL,CSN32-BITMSB,EM410232-BIT,ABA TO 34-BIT (FC=12-BIT, ID=20-BIT),MERC COMP,BFRD 1 TO 5 KEYS,PAR,USR ENT FC,26-BIT MSG,IPM OFF | Ea |  | 1 Year | 760 | 5% | 722
64507 | HID | 925PTNNEK0029C | RDR, RMPK40, MULTICLASS, SE E, LF STD, HF STD/SIO/SEOS/MAG, 485 HDX, PIG, BLK, WIEG, LEDRED, FLSHGRN, BZRON, OPT TMP/OPN COL, CSN32-BITMSB, EM410232-BIT, MAG, ABA TO 26-BIT, BFRD 1 KEY, NOPAR, 4-BIT MSG, IPM OFF | Ea |  | 1 Year | 760 | 5% | 722
64508 | HID | 925PTNNEK0029D | RDR, RMPK40, MULTICLASS, SE E, LF STD, HF STD/SIO/SEOS/MAG, 485 HDX, PIG, BLK, WIEG,LED OFF,FLSHGRN,BZRON,OPT TMP/OPN COL,CSN32-BITMSB,EM410232-BIT, MAG,NRTHRN,32-BIT (FC=16-BIT, ID=16-BIT),BFRD 1 TO 5 KEYS,PAR,USR ENT FC,26-BIT MSG,IPM OFF | Ea |  | 1 Year | 760 | 5% | 722
64509 | HID | 925PTNNEK0049N | RDR,RMPK40,MULTICLAS,SE E,LF STD,HF STD/SIO/SEOS/MAG,WIEG,PIG,BLK,LED RED,FLSH GRN, BZR ON,OPT TAMP,OPEN COLL,CSN 32-BIT MSB, EM4102 32-BIT,MAG, ABA TO 34-BIT (FC=16-BIT, ID=16-BIT),KPF,BFFRD 1 TO 5 KEYS, PAR,USER ENTRD FC,26-BIT MSG | Ea |  | 1 Year | 760 | 5% | 722
64510 | HID | 925PTNNEK0049P | RDR,RMPK40,MULTICLAS,SE E,LF STD,HF STD/SIO/SEOS/MAG,WIEG,PIG,BLK,LED RED,FLSH GRN, BZR ON,OPT TAMP,OPEN COLL, CSN 32-BIT MSB, EM4102 32-BIT,MAG, ABA ALL DGTS + 10 LEAD/TRAIL ZEREOS, KPF, BFFRD 1 TO 5 KEYS, PAR, USER ENTRD FC,26-BIT MSG | Ea |  | 1 Year | 760 | 5% | 722
64511 | HID | 925PTNNEK0049Q | RDR,RMPK40, MULTICLASS,SE E,LF STD,HF STD/SIO/SEOS/MAG,WIEG,PIG, BLK,LED RED,FLSH GRN,BZR ON,OPT TAMP,OPEN COLL,CSN 32-BIT MSB, EM4102 32-BIT,MAG,ABA TO 26-BIT (FC=8-BIT, ID=16-BIT), KPF,BFFRD 1 KEY,DOR COMPL, NO PAR, 8-BIT MSG,IMP OFF | Ea |  | 1 Year | 760 | 5% | 722
64512 | HID | 925PTNTEK0002L | RDR, RMPK40, MULTICLASS, SE E, LF STD, HF STD/SIO/SEOS/MAG, 485 HDX, TERM, BLK, WIEG, LEDRED, FLSHGRN, BZRON, OPT TMP/OPN COL, CSN32-BITMSB, EM410232-BIT, MAG, ABA ALL DGTS + 10 LEAD/TRAIL, BFRD 1 KEY, DOR COMP, NOPAR, 8-BIT MSG, IPM OFF | Ea |  | 1 Year | 760 | 5% | 722
64513 | HID | 925PTNTEK0005N | RDR, RMPK40, MULTICLASS, SE E, LF STD, HF STD/SIO/SEOS/MAG, 485 HDX, TERM, BLK, WIEG, LEDRED, FLSHGRN, BZRON, OPT TMP/OPN COL, CSN32-BITMSB, EM410232-BIT, MAG, BASIC MS RAW OUT AS RECD, BFRD 1 KEY, NOPAR, 4-BIT MSG, IPM OFF | Ea |  | 1 Year | 760 | 5% | 722
64514 | HID | 925PTNTEK0006E | RDR, RMPK40, MULTICLASS, SE E, LF STD, HF STD/SIO/SEOS/MAG, 485 HDX, TERM, BLK, WIEG, LEDRED, FLSHGRN, BZRON, OPT TMP/OPN COL, CSN32-BITMSB, EM410232-BIT, MAG, NRTHRN, 32-BIT (FC=16-BIT, ID=16-BIT), BFRD 1 KEY, NOPAR, 4-BIT MSG, IPM OFF | Ea |  | 1 Year | 760 | 5% | 722
64515 | HID | 925PTNTEK0007C | RDR, RMPK40, MULTICLASS, SE E, LF STD, HF STD/SIO/SEOS/MAG, 485 HDX, TERM, BLK, WIEG, LEDRED, FLSHGRN, BZRON, OPT TMP/OPN COL, CSN32-BITMSB, EM410232-BIT, MAG, ABA ALL DGTS + 10 LEAD/TRAIL, BFRD 1 KEY, NOPAR, 4-BIT MSG, IPM OFF | Ea |  | 1 Year | 760 | 5% | 722
64516 | HID | 925PTNTEK0007U | RDR, RMPK40, MULTICLASS, SE E, LF STD, HF STD/SIO/SEOS/MAG, 485 HDX, TERM, BLK, WIEG, LEDRED, FLSHGRN, BZRON, OPT TMP/OPN COL, CSN32-BITMSB, EM410232-BIT, MAG, NRTHRN,32-BIT (FC=16-BIT, ID=16-BIT),BFRD 1 KEY,DOR COMP,NOPAR,8-BIT MSG,IPM OFF | Ea |  | 1 Year | 760 | 5% | 722
64517 | HID | 925PTNTEK000D0 | RDR, RMPK40, MULTICLASS, SE E, LF STD, HF STD/SIO/SEOS/MAG, WIEG, TERM, BLK, LED RED, FLSH GRN, BZR ON, OPT TAMP, OPEN COLL, CSN 32-BIT MSB, EM4102 32-BIT, MAG, ABA ALL DGTS + 10 LEAD/TRAIL, BFRD 1 KEY, DOR COMP, NO PAR, 8-BIT MSG, IPM OFF | Ea |  | 1 Year | 760 | 5% | 722
64518 | HID | 925PTNTEK000QY | RDR,RMPK40,MULTICLASS,SE E,LF STD,HF STD/SIO/SEOS/MAG,485HDX,WIEG, PIG,BLK,STD-1, LEDRED, FLSHGRN, BZRON,OPT TMP/OPNCOL, CSN32-BITMSB, EM4102 32-BIT,MAG,BAS MS RAW OUT AS RECD, KPF,BFRD 1 KEY,DOR COMP,NOPAR, 8-BIT MSG,IM ALIVE 10SEC,IPM OFF | Ea |  | 1 Year | 760 | 5% | 722
64519 | HID | 925PTNTEK000W2 | RDR, RMPK40, MULTICLASS, SE E, LF STD, HF STD/SIO/SEOS/MAG, 485 HDX, TERM, BLK, WIEG, LEDRED, FLSHGRN, BZRON, OPT TMP/OPN COL, CSN32-BITMSB, EM410232-BIT, MAG, ABA ALL DGTS + 10 LEAD/TRAIL, TRACK 3, BFRD 1 KEY, NOPAR, 4-BIT MSG, IPM OFF | Ea |  | 1 Year | 760 | 5% | 722
64520 | HID | 925PTNTEK00114 | RDR, RMPK40, MULTICLASS, SE E, LF STD, HF STD/SIO/SEOS/MAG, 485 HDX, TERM, BLK, WIEG, LEDRED, FLSHGRN, BZRON, OPT TMP/OPN COL, CSN32-BITMSB, EM410232-BIT, MAG, ABA TO 34-BIT (FC=16-BIT, ID=16-BIT),BFRD 1 KEY,DOR COMP,NOPAR,8-BIT MSG,IPM OFF | Ea |  | 1 Year | 760 | 5% | 722
64521 | HID | 925PTNTEK00135 | RDR, RMPK40, MULTICLASS, SE E, LF STD, HF STD/SIO/SEOS/MAG, 485 HDX, TERM, BLK, WIEG, LEDRED, FLSHGRN, BZRON, OPT TMP/OPN COL, CSN32-BITMSB, EM410232-BIT, MAG, BASIC MS RAW OUT AS RECD, KPF, BFRD 1 KEY, DOR COMP, NOPAR, 8-BIT MSG, IPM OFF | Ea |  | 1 Year | 760 | 5% | 722
64522 | HID | 925PTNTEK0014C | RDR, RMPK40, MULTICLASS, SE E, LF STD, HF STD/SIO/SEOS/MAG, 485 HDX, TERM, BLK, WIEG, LED OFF, FLSH OFF, BZRON, OPT TMP/OPN COL, CSN32-BITMSB, EM410232-BIT, MAG, ABA TO 26-BIT (FC=8-BIT, ID=16-BIT), BFRD 1 KEY, NOPAR, 4-BIT MSG, IPM OFF | Ea |  | 1 Year | 760 | 5% | 722
64523 | HID | 925PTNTEK00164 | RDR, RMPK40, MULTICLASS, SE E, LF STD, HF STD/SIO/SEOS/MAG, 485 HDX, TERM, BLK, WIEG, LEDRED, FLSHGRN, BZRON, OPT TMP/OPN COL, CSN32-BITMSB, EM410232-BIT, MAG, ABA TO 26-BIT, BFRD 1 TO 5 KEYS, PAR, USR ENT FC, 26-BIT MSG, IPM OFF | Ea |  | 1 Year | 760 | 5% | 722
64524 | HID | 925PTNTEK0021F | RDR, RMPK40, MULTICLASS, SE E, LF STD, HF STD/SIO/SEOS/MAG, 485 HDX, TERM,BLK,WIEG,LEDRED,FLSHGRN,BZRON,OPT TMP/OPN COL,CSN32-BITMSB,EM410232-BIT,MAG,ABA TO 34-BIT (FC=12-BIT, ID=20-BIT),MERC COMP,BFRD 1 KEY,DOR COMP,NOPAR,8-BIT MSG,IPM OFF | Ea |  | 1 Year | 760 | 5% | 722
64525 | HID | 925PTNTEK0029C | RDR, RMPK40, MULTICLASS, SE E, LF STD, HF STD/SIO/SEOS/MAG, 485 HDX, TERM, BLK, WIEG, LEDRED, FLSHGRN, BZRON, OPT TMP/OPN COL, CSN32-BITMSB, EM410232-BIT, MAG, ABA TO 26-BIT, BFRD 1 KEY, NOPAR, 4-BIT MSG, IPM OFF | Ea |  | 1 Year | 760 | 5% | 722
64526 | HID | 925PTNTEK0029E | RDR, RMPK40, MULTICLASS, SE E, LF STD, HF STD/SIO/SEOS/MAG, 485 HDX, TERM, BLK, WIEG, LEDRED, FLSHGRN, BZR OFF, OPT TMP/OPN COL, CSN32-BITMSB, EM410232-BIT, MAG, ABA TO 26-BIT, BFRD 1 TO 5 KEYS, PAR, USR ENT FC, 26-BIT MSG, IPM OFF | Ea |  | 1 Year | 760 | 5% | 722
64527 | HID | 925PTNTEK00425 | RDR, RMPK40, MULTICLASS, SE E, LF STD, HF STD/SIO/SEOS/MAG, WIEG, TERM, BLK, STD-1, LED RED, FLSH GRN, BZR ON, OPT TAMP, OPEN COLL, CSN 32-BIT MSB, AMAG PENN STATE (MAG OPT 5), KPF, BFFRD 1 KEY, NO PAR, 4-BIT MSG, IPM OFF, PENN STATE | Ea |  | 1 Year | 760 | 5% | 722
64528 | HID | 925PTNTEK0049P | RDR,RMPK40,MULTICLAS,SE E,LF STD,HF STD/SIO/SEOS/MAG,WIEG,TERM,BLK,LED RED,FLSH GRN,BZR ON,OPT TAMP,OPEN COLL,CSN 32-BIT MSB, EM4102 32-BIT,MAG,ABA ALL DGTS + 10 LEAD/TRAIL ZEREOS,KPF,BFFRD 1 TO 5 KEYS,PAR,USER ENTRD FC,26-BIT MSG | Ea |  | 1 Year | 760 | 5% | 722
64529 | HID | 925PTNTEK0049Q | RDR,RMPK40, MULTICLASS,SE E,LF STD,HF STD/SIO/SEOS/MAG,WIEG,TERM,BLK,LED RED,FLSH GRN,BZR ON,OPT TAMP,OPEN COLL,CSN 32-BIT MSB, EM4102 32-BIT,MAG,ABA TO 26-BIT (FC=8-BIT, ID=16-BIT), KPF,BFFRD 1 KEY,DOR COMPL, NO PAR, 8-BIT MSG,IMP OFF | Ea |  | 1 Year | 760 | 5% | 722
64530 | HID | 925PTNTEK0052Q | RDR,RMPK40, MULTICLASS,SE E,LF STD,HF STD/SIO/SEOS/MAG,WIEG,TERM,BLK,LED RED,FLSH GRN,BZR ON,OPT TAMP,OC,CSN 32-BIT MSB, FSK AWID ONLY, MAG, ABA ALL DGTS + 10 LEAD/TRAIL ZEREOS, WIEG, KPF, BFFRD 1 KEY, DOR COMPL, NO PAR, 8-BIT MSG, IPM OFF | Ea |  | 1 Year | 760 | 5% | 722
64531 | HID | 925PTPNEK000FM | RDR, RMPK40,MULTICLASS,SE E, LF STD,HF STD/SIO/SEOS,485HDX,PIG, BLK,A/V OFF,OSDP V1,OPT TMP,OPN COL,OSDP TMP ENBLD,TEST KEY,POL=75MS,CSN 32-BIT MSB,EM4102 32,DOR PROX,MAG,ABA ALL DGTS +10 LEAD/TRAIL ZEROS,ASCII,BFRD 1 KEY,IPM OFF,UART OFF | Ea |  | 1 Year | 795 | 5% | 755.25
64532 | HID | 925PWNNEK000M7 | RDR, RMPK40, ICLASS, SE E, LF STD, HF STD/SIO/SEOS/MIGR/MAG, WIEG, PIG, BLK, STD-1, LED RED, FLSH GRN, BZR ON, OPT TAMP, OPEN COLL, CSN MIF SUPPR, EM4102 32-BIT, MIG, MAG, KPF, BFFRD 1 KEY, NO PAR, 4-BIT MSG, IPM OFF | Ea |  | 1 Year | 820 | 5% | 779
64533 | HID | 925PWNTEKE00M7 | RDR, RMPK40, ICLASS, SE E, LF STD, HF STD/SIO/SEOS/MIGR/MAG, WIEG, TERM, BLK, STD-1, LED RED, FL GRN, BZR ON, O TAMP, O COLL, CSN MIF SUP, EM4102 32-BIT, MIG, MAG, KPF, BFFRD 1 KEY, NO PAR, 4-BIT MSG, IPM OFF, HF MIGR PFL EVP00000_ICE0318 | Ea |  | 1 Year | 820 | 5% | 779
64534 | HID | 928NFNTEK0001J | RDR/ENROLLER, RKLB40, ICLASS, SE E, HF STD BIO/SEOS BIO, LCD/BIO, WIEG, TERM, BLK, STD-1, LED RED, FLSH GRN, BZR ON, LCD 1F, KPF, BFFRD 1 KEY, NO PAR, 4-BIT MSG, IPM OFF, 10 SEC IMALIVE, MSG AA, , WPC MODEL RKCLB40E | Ea |  | 1 Year | 1305 | 5% | 1239.75
64535 | HID | 928NFNTEK0001X | RDR/ENROLLER, RKLB40, ICLASS, SE E, HF STD BIO/SEOS BIO, LCD/BIO, WIEG, TERM, BLK, STD-1, LED RED, FLSH GRN, BZR ON, LCD 1F, KPF, PCSC, IPM OFF, WPC MODEL RKCLB40E | Ea |  | 1 Year | 1305 | 5% | 1239.75
64536 | HID | 928NFNTEK00023 | RDR/ENROLLER, RKLB40, ICLASS, SE E, HF STD BIO/SEOS BIO, LCD/BIO, WIEG, TERM, BLK, STD-1, LED RED, FLSH GRN, BZR ON, LCD 1F, KPF, BFFRD 1 KEY, DOR COMPL, NO PAR, 8-BIT MSG, IPM OFF, WPC MODEL RKCLB40E | Ea |  | 1 Year | 1305 | 5% | 1239.75
64537 | HID | 928NFNTEK00024 | RDR/ENROLLER, RKLB40, ICLASS, SE E, HF STD BIO/SEOS BIO, LCD/BIO, WIEG, TERM, BLK, STD-1, LED RED, FLSH GRN, BZR ON, LCD 1F, KPF, BFFRD 1 TO 5 KEYS, PAR, USER ENTRD FC, 26-BIT MSG, IPM OFF, WPC MODEL RKCLB40E | Ea |  | 1 Year | 1305 | 5% | 1239.75
64538 | HID | 928NFNTEK0002A | RDR/ENROLLER, RKLB40, ICLASS, SE E, HF STD BIO/SEOS BIO, LCD/BIO, WIEG, TERM, BLK, STD-1, LED RED, FLSH GRN, BZR ON, LCD 1F, KPF, BFFRD 1 KEY, ADD PAR, *=E, #=F, 6-BIT MSG, IPM OFF, WPC MODEL RKCLB40E | Ea |  | 1 Year | 1305 | 5% | 1239.75
64539 | HID | 928NFNTEK0002C | RDR/ENROLLER, RKLB40, ICLASS, SE E, HF STD BIO/SEOS BIO, LCD/BIO, WIEG, TERM, BLK, STD-1, LED RED, FLSH GRN, BZR ON, LCD 1F, KPF, LOCAL PIN VERIFY, IPM OFF, WPC MODEL RKCLB40E | Ea |  | 1 Year | 1305 | 5% | 1239.75
64540 | HID | 928NFNTEK00034 | RDR/ENROLLER, RKLB40, ICLASS, SE E, HF STD BIO/SEOS BIO, LCD/BIO, WIEG, TERM, BLK, STD-1, LED OFF, FLSH GRN, BZR OFF, LCD 1F, KPF, BFFRD 1 KEY, NO PAR, 4-BIT MSG, IPM OFF, WPC MODEL RKCLB40E | Ea |  | 1 Year | 1305 | 5% | 1239.75
64541 | HID | 928NFNTEK00036 | RDR/ENROLLER, RKLB40, ICLASS, SE E, HF STD BIO/SEOS BIO, LCD/BIO, WIEG, TERM, BLK, STD-1, LED RED, FLSH OFF, BZR ON, LCD 1F, KPF, BFFRD 1 KEY, NO PAR, 4-BIT MSG, IPM OFF, WPC MODEL RKCLB40E | Ea |  | 1 Year | 1305 | 5% | 1239.75
64542 | HID | 928NFNTEK00037 | RDR/ENROLLER, RKLB40, ICLASS, SE E, HF STD BIO/SEOS BIO, LCD/BIO, WIEG, TERM, BLK, STD-1, LED RED, FLSH OFF, BZR ON, LCD 1F, KPF, BFFRD 1 KEY, DOR COMPL, NO PAR, 8-BIT MSG, IPM OFF, WPC MODEL RKCLB40E | Ea |  | 1 Year | 1305 | 5% | 1239.75
64543 | HID | 928NFNTEK0003B | RDR/ENROLLER, RKLB40, ICLASS, SE E, HF STD BIO/SEOS BIO, LCD/BIO, WIEG, TERM, BLK, STD-1, LED RED, FLSH GRN, BZR ON, LCD 1F, KPF, BFFRD 1 KEY, NO PAR, 4-BIT MSG, IPM OFF, WPC MODEL RKCLB40E | Ea |  | 1 Year | 1305 | 5% | 1239.75
64544 | HID | 928NFNTEK0003G | RDR/ENROLLER, RKLB40, ICLASS, SE E, HF STD BIO/SEOS BIO, LCD/BIO, WIEG, TERM, BLK, STD-1, LED OFF, FLSH GRN, BZR ON, LCD 1F, KPF, BFFRD 1 KEY, DOR COMPL, NO PAR, 8-BIT MSG, IPM OFF, WPC MODEL RKCLB40E | Ea |  | 1 Year | 1305 | 5% | 1239.75
64545 | HID | 928NFNTEK0005G | RDR/ENROLLER, RKLB40, ICLASS, SE E, HF STD BIO/SEOS BIO, LCD/BIO, WIEG, TERM, BLK, STD-1, LED OFF, FLSH GRN, BZR ON, LCD 1F, KPF, LOCAL PIN VERIFY, IPM OFF, WPC MODEL RKCLB40E | Ea |  | 1 Year | 1305 | 5% | 1239.75
64546 | HID | 928NFNTEK0005M | RDR/ENROLLER, RKLB40, ICLASS, SE E, HF STD BIO/SEOS BIO, LCD/BIO, WIEG, TERM, BLK, STD-1, LED OFF, FLSH OFF, BZR OFF, LCD 1F, KPF, BFFRD 1 KEY, DOR COMPL, NO PAR, 8-BIT MSG, IPM OFF, WPC MODEL RKCLB40E | Ea |  | 1 Year | 1305 | 5% | 1239.75
64547 | HID | 928NFNTEK000TE | RDR/ENROLLER, RKLB40, ICLASS, SE E, HF STD BIO/SEOS BIO, LCD/BIO, WIEG, TERM, BLK, STD-1, LED RED, FLSH GRN, BZR ON, LCD 1F, KPF, BFFRD 1 KEY, NO PAR, 4-BIT MSG, IPM OFF, WPC MODEL RKCLB40 | Ea |  | 1 Year | 1305 | 5% | 1239.75
64548 | HID | 928NFNTEKE00TE-I0235 | RDR/ENROLLER, RKLB40, ICLASS, SE E, HF STD BIO/SEOS BIO, LCD/BIO, WIEG, TERM, BLK, ELITE, LED RED, FLSH GRN, BZR ON, LCD 1F, KPF, BFFRD 1 KEY, NO PAR, 4-BIT MSG, IPM OFF, WPC MODEL RKCLB40E, ICE0235 | Ea |  | 1 Year | 1305 | 5% | 1239.75
64549 | HID | 928NSNTEK200TG | RDR/ENROLLER, RKLB40, ICLASS, SE E, HF SEOS BIO, LCD/BIO, WIEG, TERM, BLK, STD-2, LED RED, FLSH GRN, BZR ON, LCD 1F, KPF, BFFRD 1 KEY, NO PAR, 4-BIT MSG, IPM OFF, 32 BIT, WPC MODEL RKCLB40 | Ea |  | 1 Year | 1305 | 5% | 1239.75
64550 | HID | 930LNPTEKE039H | RDR, RP30, MULTICLASS, SE E, LF CST, HF SIO/SEOS, 485HDX, TERM, BLK, ELITE, A/V OFF, OSDP V1, OPN COL, OSDP TAMP ENBLD, TEST KEY, POLL=75MS, VAR BIT OUTPUT PER SIO, EM4102 32-BIT, IPM OFF, UART OFF, WIEG OFF | Ea |  | 1 Year | 342 | 5% | 324.9
64551 | HID | 930LTNNEK00017 | RDR, RP30, MULTICLASS, SE E, LF CST, HF STD/SIO/SEOS, SE INDALA MODULE, WIEG, PIG, BLK, STD-1, LED RED, FLSH GRN, BZR ON, CSN 32-BIT MSB, IPM OFF | Ea |  | 1 Year | 307 | 5% | 291.65
64552 | HID | 930LTNNEK0050G | RDR, RP30, MULTICLASS, SE E, LF CST, HF STD/SIO/SEOS, SE INDALA MODULE, WIEG, PIG, BLK, STD-1, LED RED, FLSH GRN, BZR ON, CSN 32-BIT MSB, IPM OFF, R8 | Ea |  | 1 Year | 307 | 5% | 291.65
64553 | HID | 930LTNNEKE0486 | RDR, RP30, MULTICLASS, SE E, LF CST, HF STD/SIO/SEOS/MIFSPR, SE INDALA MODULE, WIEG, PIG, BLK, ELITE KEYS, LED OFF, FLSH OFF, BZR ON, CSN MIF SUPPR, APB=250MS, CUSTOM DATAMODELS, IPM OFF | Ea |  | 1 Year | 307 | 5% | 291.65
64554 | HID | 930LTPNEG00387 | RDR, RP30, MULTICLASS, SE E, LF CST, HF STD/SIO/SEOS, 485HDX, PIG, GRY, STD-1, A/V OFF, OSDP V1, OPN COL, OSDP TAMP ENBLD, TEST KEY, POLL=75MS, CSN 32-BIT MSB, EM4102 32-BIT, IPM OFF, UART OFF, WIEG OFF | Ea |  | 1 Year | 342 | 5% | 324.9
64555 | HID | 930LTPNEGE0387 | RDR, RP30, MULTICLASS, SE E, LF CST, HF STD/SIO/SEOS, 485HDX, PIG, GRY, ELITE, A/V OFF, OSDP V1, OPN COL, OSDP TAMP ENBLD, TEST KEY, POLL=75MS, CSN 32-BIT MSB, EM4102 32-BIT, IPM OFF, UART OFF, WIEG OFF | Ea |  | 1 Year | 342 | 5% | 324.9
64556 | HID | 930LTPTEG00387 | RDR, RP30, MULTICLASS, SE E, LF CST, HF STD/SIO/SEOS, 485HDX, TERM, GRY, STD-1, A/V OFF, OSDP V1, OPN COL, OSDP TAMP ENBLD, TEST KEY, POLL=75MS, CSN 32-BIT MSB, EM4102 32-BIT, IPM OFF, UART OFF, WIEG OFF | Ea |  | 1 Year | 342 | 5% | 324.9
64557 | HID | 930LTPTEGE0387 | RDR, RP30, MULTICLASS, SE E, LF CST, HF STD/SIO/SEOS, 485HDX, TERM, GRY, ELITE, A/V OFF, OSDP V1, OPN COL, OSDP TAMP ENBLD, TEST KEY, POLL=75MS, CSN 32-BIT MSB, EM4102 32-BIT, IPM OFF, UART OFF, WIEG OFF | Ea |  | 1 Year | 342 | 5% | 324.9
64558 | HID | 930LTPTEK00387 | RDR, RP30, MULTICLASS, SE E, LF CST, HF STD/SIO/SEOS, 485HDX, TERM, BLK, STD-1, A/V OFF, OSDP V1, OPN COL, OSDP TAMP ENBLD, TEST KEY, POLL=75MS, CSN 32-BIT MSB, EM4102 32-BIT, IPM OFF, UART OFF, WIEG OFF | Ea |  | 1 Year | 342 | 5% | 324.9
64559 | HID | 930LTPTEKE0387 | RDR, RP30, MULTICLASS, SE E, LF CST, HF STD/SIO/SEOS, 485HDX, TERM, BLK, ELITE, A/V OFF, OSDP V1, OPN COL, OSDP TAMP ENBLD, TEST KEY, POLL=75MS, CSN 32-BIT MSB, EM4102 32-BIT, IPM OFF, UART OFF, WIEG OFF | Ea |  | 1 Year | 342 | 5% | 324.9
64560 | HID | 930NMNNEGMA001 | RDR, R30, ICLASS, SE E, LF OFF, HF STD/SIO/SEOS/MA, WIEG, PIG, GRY, LED RED, FLSH GRN, BZR ON, OPT TAMP, OPEN COLL, CSN 32-BIT MSB, IPM OFF, MOBILE-READY | Ea |  | 1 Year | 350 | 5% | 332.5
64561 | HID | 930NMNTEGMA001 | RDR, R30, ICLASS, SE E, LF OFF, HF STD/SIO/SEOS/MA, WIEG, TERM, GRY, LED RED, FLSH GRN, BZR ON, OPT TAMP, OPEN COLL, CSN 32-BIT MSB, IPM OFF, MOBILE-READY | Ea |  | 1 Year | 350 | 5% | 332.5
64562 | HID | 930NMPNEGMA005 | RDR, R30, ICLASS, SE E, LF OFF, HF STD/SIO/SEOS/MA, OSDP, PIG, GRY, LED RED, FLSH GRN, BZR ON, OPT TAMP, OPEN COLL, CSN 32-BIT LSB, EM4102 32-BIT, IPM OFF, MOBILE-READY | Ea |  | 1 Year | 350 | 5% | 332.5
64563 | HID | 930NMPTEGMA005 | RDR, R30, ICLASS, SE E, LF OFF, HF STD/SIO/SEOS/MA, OSDP, TERM, GRY, LED RED, FLSH GRN, BZR ON, OPT TAMP, OPEN COLL, CSN 32-BIT LSB, EM4102 32-BIT, IPM OFF, MOBILE-READY | Ea |  | 1 Year | 350 | 5% | 332.5
64564 | HID | 930NNNNEG2037P | RDR, R30, ICLASS, SE E, LF OFF, HF SIO/SEOS, WIEG, PIG, GRY, STD-2, LED RED, FLSH GRN, BZR ON, VAR BIT OUTPUT PER SIO, IPM OFF | Ea |  | 1 Year | 265 | 5% | 251.75
64565 | HID | 930NNNNEGE037P | RDR, R30, ICLASS, SE E, LF OFF, HF SIO/SEOS, WIEG, PIG, GRY, ELITE KEYS, LED RED, FLSH GRN, BZR ON, VAR BIT OUTPUT PER SIO, IPM OFF | Ea |  | 1 Year | 265 | 5% | 251.75
64566 | HID | 930NNNTEG2037P | RDR, R30, ICLASS, SE E, LF OFF, HF SIO/SEOS, WIEG, TERM, GRY, STD-2, LED RED, FLSH GRN, BZR ON, VAR BIT OUTPUT PER SIO, IPM OFF | Ea |  | 1 Year | 265 | 5% | 251.75
64567 | HID | 930NNNTEGE037P | RDR, R30, ICLASS, SE E, LF OFF, HF SIO/SEOS, WIEG, TERM, GRY, ELITE KEYS, LED RED, FLSH GRN, BZR ON, VAR BIT OUTPUT PER SIO, IPM OFF | Ea |  | 1 Year | 265 | 5% | 251.75
64568 | HID | 930NNPNEG2041R | RDR, R30, ICLASS, SE E, LF OFF, HF SIO/SEOS, 485HDX, PIG, GRY, STD-2, A/V OFF, OSDP V1, OPN COL, OSDP TAMP ENBLD, TEST KEY, POLL=75MS, VAR BIT OUTPUT PER SIO, IPM OFF, UART OFF, WIEG OFF | Ea |  | 1 Year | 300 | 5% | 285
64569 | HID | 930NNPNEGE041R | RDR, R30, ICLASS, SE E, LF OFF, HF SIO/SEOS, 485HDX, PIG, GRY, ELITE, A/V OFF, OSDP V1, OPN COL, OSDP TAMP ENBLD, TEST KEY, POLL=75MS, VAR BIT OUTPUT PER SIO, IPM OFF, UART OFF, WIEG OFF | Ea |  | 1 Year | 300 | 5% | 285
64570 | HID | 930NNPTEG2041R | RDR, R30, ICLASS, SE E, LF OFF, HF SIO/SEOS, 485HDX, TERM, GRY, STD-2, A/V OFF, OSDP V1, OPN COL, OSDP TAMP ENBLD, TEST KEY, POLL=75MS, VAR BIT OUTPUT PER SIO, IPM OFF, UART OFF, WIEG OFF | Ea |  | 1 Year | 300 | 5% | 285
64571 | HID | 930NNPTEGE041R | RDR, R30, ICLASS, SE E, LF OFF, HF SIO/SEOS, 485HDX, TERM, GRY, ELITE, A/V OFF, OSDP V1, OPN COL, OSDP TAMP ENBLD, TEST KEY, POLL=75MS, VAR BIT OUTPUT PER SIO, IPM OFF, UART OFF, WIEG OFF | Ea |  | 1 Year | 300 | 5% | 285
64572 | HID | 930NRNNEG00183 | RDR, R30, ICLASS, SE E, LF OFF, HF STD/SIO/SEOS/TRANS, WIEG, PIG, GRY, STD-1, LED RED, FLSH GRN, BZR ON, OPT TAMP, OPEN COLL, 64-BIT LSB FELICA, 64-BIT MSB CEPAS CAN , IPM OFF | Ea |  | 1 Year | 325 | 5% | 308.75
64573 | HID | 930NRNNEG00187 | RDR, R30, ICLASS, SE E, LF OFF, HF STD/SIO/SEOS/TRANS, WIEG, PIG, GRY, STD-1, LED RED, FLSH GRN, BZR ON, OPT TAMP, OPEN COLL, 64-BIT LSB FELCIA, 64-BIT MSB CEPAS CAN OR MIFARE, IPM OFF | Ea |  | 1 Year | 325 | 5% | 308.75
64574 | HID | 930NRNNEG00188 | RDR, R30, ICLASS, SE E, LF OFF, HF STD/SIO/SEOS/TRANS, WIEG, PIG, GRY, STD-1, LED RED, FLSH GRN, BZR ON, OPT TAMP, OPEN COLL, 64-BIT LSB FELICA, 64-BIT MSB CEPAS CSN, IPM OFF | Ea |  | 1 Year | 325 | 5% | 308.75
64575 | HID | 930NRNNEG00189 | RDR, R30, ICLASS, SE E, LF OFF, HF STD/SIO/SEOS/TRANS, WIEG, PIG, GRY, STD-1, LED RED, FLSH GRN, BZR ON, OPT TAMP, OPEN COLL, 64-BIT LSB FELICA, 64-BIT MSB CEPAS CSN OR MIFARE, IPM OFF | Ea |  | 1 Year | 325 | 5% | 308.75
64576 | HID | 930NTCNEG0006J | RDR, R30, ICLASS, SE E, LF OFF, HF STD/SIO/SEOS, C&D, PIG, GRY, STD-1, LED RED, FLSH GRN, BZR ON, CSN 32-BIT MSB, IPM OFF | Ea |  | 1 Year | 265 | 5% | 251.75
64577 | HID | 930NTCTEG0006J | RDR, R30, ICLASS, SE E, LF OFF, HF STD/SIO/SEOS, C&D, TERM, GRY, STD-1, LED RED, FLSH GRN, BZR ON, CSN 32-BIT MSB, IPM OFF | Ea |  | 1 Year | 265 | 5% | 251.75
64578 | HID | 930NTNNEG00000 | RDR, R30, ICLASS, SE REV E, NO PROX, STD, WIEGAND, PIG, GRY, STD 1 SECURITY, LED RED, FLASH GRN, BZR ON, IPM OFF, 32 BIT | Ea |  | 1 Year | 265 | 5% | 251.75
64579 | HID | 930NTNNEG00015 | RDR, R30, ICLASS, SE E, LF OFF, HF STD/SIO/SEOS, WIEG, PIG, GRY, STD-1, LED RED, FLSH GRN, BZR ON, CSN 34-BIT MSB, IPM OFF | Ea |  | 1 Year | 265 | 5% | 251.75
64580 | HID | 930NTNNEG0001D | RDR, R30, ICLASS, SE E, LF OFF, HF STD/SIO/SEOS, WIEG, PIG, GRY, STD-1, LED RED, FLSH GRN, BZR ON, CSN 26-BIT (W/DEFAULT FC), IPM OFF | Ea |  | 1 Year | 265 | 5% | 251.75
64581 | HID | 930NTNNEG0001F | RDR, R30, ICLASS, SE E, LF OFF, HF STD/SIO/SEOS, WIEG, PIG, GRAY, STD-1, LED OFF, FLSH OFF, BZR ON, CSN 32-BIT MSB, IPM OFF | Ea |  | 1 Year | 265 | 5% | 251.75
64582 | HID | 930NTNNEG0002B | RDR, R30, ICLASS, SE E, LF OFF, HF STD/SIO/SEOS, WIEG, PIG, GRY, STD-1, LED RED, FLSH GRN, BZR OFF, CSN 32-BIT MSB, IPM OFF | Ea |  | 1 Year | 265 | 5% | 251.75
64583 | HID | 930NTNNEG0005J | RDR, R30, ICLASS, SE E, LF OFF, HF STD/SIO/SEOS, WIEG, PIG, GRY, STD-1, LED RED, FLSH GRN, BZR ON, CSN 56-BIT LSB, IPM OFF | Ea |  | 1 Year | 265 | 5% | 251.75
64584 | HID | 930NTNNEG0008L | RDR, R30, ICLASS, SE E, LF OFF, HF STD/SIO/SEOS, WIEG, PIG, GRY, STD-1, LED OFF, FLSH OFF, BZR ON, CSN 34-BIT MSB, IPM OFF | Ea |  | 1 Year | 265 | 5% | 251.75
64585 | HID | 930NTNTEG00015 | RDR, R30, ICLASS, SE E, LF OFF, HF STD/SIO/SEOS, WIEG, TERM, GRY, STD-1, LED RED, FLSH GRN, BZR ON, CSN 34-BIT MSB, IPM OFF | Ea |  | 1 Year | 265 | 5% | 251.75
64586 | HID | 930NTNTEG0001D | RDR, R30, ICLASS, SE E, LF OFF, HF STD/SIO/SEOS, WIEG, TERM, GRY, STD-1, LED RED, FLSH GRN, BZR ON, CSN 26-BIT (W/DEFAULT FC), IPM OFF | Ea |  | 1 Year | 265 | 5% | 251.75
64587 | HID | 930NTNTEG0001F | RDR, R30, ICLASS, SE E, LF OFF, HF STD/SIO/SEOS, WIEG, TERM, GRY, STD-1, LED OFF, FLSH OFF, BZR ON, CSN 32-BIT MSB, IPM OFF | Ea |  | 1 Year | 265 | 5% | 251.75
64588 | HID | 930NTNTEG0001W | RDR, R30, ICLASS, SE E, LF OFF, HF STD/SIO/SEOS, WIEG, TERM, GRY, STD-1, LED RED, FLSH GRN, BZR ON, OPT TAMP, OPEN COLL, CSN 32-BIT MSB, IPM OFF | Ea |  | 1 Year | 265 | 5% | 251.75
64589 | HID | 930NTNTEG0002B | RDR, R30, ICLASS, SE E, LF OFF, HF STD/SIO/SEOS, WIEG, TERM, GRY, STD-1, LED RED, FLSH GRN, BZR OFF, CSN 32-BIT MSB, IPM OFF | Ea |  | 1 Year | 265 | 5% | 251.75
64590 | HID | 930NTNTEG0002J | RDR, R30, ICLASS, SE E, LF OFF, HF STD/SIO/SEOS, WIEG, TERM, GRY, STD-1, LED RED, FLSH OFF, BZR ON, CSN 32-BIT MSB, IPM OFF | Ea |  | 1 Year | 265 | 5% | 251.75
64591 | HID | 930NTNTEG0002Q | RDR, R30, ICLASS, SE E, LF OFF, HF STD/SIO/SEOS, WIEG, TERM, GRY, STD-1, LED RED, FLSH GRN, BZR ON, CSN 37-BIT LSB, IPM OFF | Ea |  | 1 Year | 265 | 5% | 251.75
64592 | HID | 930NTNTEGE003V | RDR, R30, ICLASS, SE E, LF OFF, HF STD/SIO/SEOS/MIFSPR, WIEG, TERM, GRY, ELITE KEYS, LED RED, FLSH GRN, BZR ON, CSN MIF SUPPR, IPM OFF | Ea |  | 1 Year | 265 | 5% | 251.75
64593 | HID | 930NTNTEK00000 | RDR, R30, ICLASS, SE REV E, NO PROX, STD, WIEGAND, TERM, BLK, STD 1 SECURITY, LED RED, FLASH GRN, BZR ON, IPM OFF, 32 BIT | Ea |  | 1 Year | 265 | 5% | 251.75
64594 | HID | 930NTPNEG0007V | RDR, R30, ICLASS, SE E, LF OFF, HF STD/SIO/SEOS, 485HDX, PIG, GRY, STD-1, A/V OFF, OSDP V1, OPN COL, OSDP TAMP ENBLD, TEST KEY, POLL=75MS, CSN 32-BIT MSB, IPM OFF, UART OFF, WIEG OFF | Ea |  | 1 Year | 300 | 5% | 285
64595 | HID | 930NTPNEGE007V | RDR, R30, ICLASS, SE E, LF OFF, HF STD/SIO/SEOS, 485HDX, PIG, GRY, ELITE, A/V OFF, OSDP V1, OPN COL, OSDP TAMP ENBLD, TEST KEY, POLL=75MS, CSN 32-BIT MSB, IPM OFF, UART OFF, WIEG OFF | Ea |  | 1 Year | 300 | 5% | 285
64596 | HID | 930NTPTEG0003F | RDR, R30, ICLASS, SE E, LF OFF, HF STD/SIO/SEOS, 485HDX, TERM, GRY, STD-1, A/V OFF, OSDP V1, OPN COL, OSDP TAMP DISBLD, TEST KEY, POLL=75MS, CSN 32-BIT MSB, IPM OFF, UART OFF, WIEG OFF | Ea |  | 1 Year | 300 | 5% | 285
64597 | HID | 930NTPTEG0007V | RDR, R30, ICLASS, SE E, LF OFF, HF STD/SIO/SEOS, 485HDX, TERM, GRY, STD-1, A/V OFF, OSDP V1, OPN COL, OSDP TAMP ENBLD, TEST KEY, POLL=75MS, CSN 32-BIT MSB, IPM OFF, UART OFF, WIEG OFF | Ea |  | 1 Year | 300 | 5% | 285
64598 | HID | 930NTPTEGE007V | RDR, R30, ICLASS, SE E, LF OFF, HF STD/SIO/SEOS, 485HDX, TERM, GRY, ELITE, A/V OFF, OSDP V1, OPN COL, OSDP TAMP ENBLD, TEST KEY, POLL=75MS, CSN 32-BIT MSB, IPM OFF, UART OFF, WIEG OFF | Ea |  | 1 Year | 300 | 5% | 285
64599 | HID | 930PMNNEGMA003 | RDR, RP30, MULTICLASS, SE E, LF STD, HF STD/SIO/SEOS/MA, WIEG, PIG, GRY, LED RED, FLSH GRN, BZR ON, OPT TAMP, OPEN COLL, CSN 32-BIT MSB, EM4102 32-BIT, IPM OFF, MOBILE-READY | Ea |  | 1 Year | 392 | 5% | 372.4
64600 | HID | 930PMNTEGMA003 | RDR, RP30, MULTICLASS, SE E, LF STD, HF STD/SIO/SEOS/MA, WIEG, TERM, GRY, LED RED, FLSH GRN, BZR ON, OPT TAMP, OPEN COLL, CSN 32-BIT MSB, EM4102 32-BIT, IPM OFF, MOBILE-READY | Ea |  | 1 Year | 392 | 5% | 372.4
64601 | HID | 930PMNTEKMA003 | RDR, RP30, MULTICLASS, SE E, LF STD, HF STD/SIO/SEOS/MA, WIEG, TERM, BLK, LED RED, FLSH GRN, BZR ON, OPT TAMP, OPEN COLL, CSN 32-BIT MSB, EM4102 32-BIT, IPM OFF, MOBILE-READY | Ea |  | 1 Year | 392 | 5% | 372.4
64602 | HID | 930PMNTEKMA024 | RDR, RP30, MULTICLASS, SE E, LF STD, HF LEG/SIO/SEOS/MA, WIEG, LED BLUE, FLSH GRN, BZR ON, OPT TAMP, OPEN COLL, CSN 32-BIT MSB, IPM OFF, DEMO STD/ICE0235/MOB0001/MOB0022 KEYS MOBILE ENABLED | Ea |  | 1 Year | 392 | 5% | 372.4
64603 | HID | 930PMNTEKMA024-MAD | RDR, RP30, MULTICLASS, SE E, LF STD, HF LEG/SIO/SEOS/MA, WIEG, TERM, BLK, LED BLUE, FLSH GRN, BZR ON, OPT TAMP, OPEN COLL, CSN 32-BIT MSB, IPM OFF, DEMO STD/ICE0235/MOB0001 KEYS, MOBILE-ENBL,WITH MOBILE ADMIN CARD,TAP/TWIST N GO ENBL | Ea |  | 1 Year | 412 | 5% | 391.4
64604 | HID | 930PMPNEGMA007 | RDR, RP30, MULTICLASS, SE E, LF STD, HF STD/SIO/SEOS/MA, OSDP, PIG, GRY, LED RED, FLSH GRN, BZR ON, OPT TAMP, OPEN COLL, CSN 32-BIT LSB, EM4102 32-BIT, IPM OFF, MOBILE-READY | Ea |  | 1 Year | 392 | 5% | 372.4
64605 | HID | 930PMPTEGMA007 | RDR, RP30, MULTICLASS, SE E, LF STD, HF STD/SIO/SEOS/MA, OSDP, TERM, GRY, LED RED, FLSH GRN, BZR ON, OPT TAMP, OPEN COLL, CSN 32-BIT LSB, EM4102 32-BIT, IPM OFF, MOBILE-READY | Ea |  | 1 Year | 392 | 5% | 372.4
64606 | HID | 930PMPTEKMA007 | RDR, RP30, MULTICLASS, SE E, LF STD, HF STD/SIO/SEOS/MA, OSDP, TERM, BLK, LED RED, FLSH GRN, BZR ON, OPT TAMP, OPEN COLL, CSN 32-BIT LSB, EM4102 32-BIT, IPM OFF, MOBILE-READY | Ea |  | 1 Year | 392 | 5% | 372.4
64607 | HID | 930PNNNEG2037Q | RDR, RP30, MULTICLASS, SE E, LF STD, HF SIO/SEOS, WIEG, PIG, GRY, STD-2, LED RED, FLSH GRN, BZR ON, VAR BIT OUTPUT PER SIO, IPM OFF | Ea |  | 1 Year | 307 | 5% | 291.65
64608 | HID | 930PNNNEGE037Q | RDR, RP30, MULTICLASS, SE E, LF STD, HF SIO/SEOS, WIEG, PIG, GRY, ELITE KEYS, LED RED, FLSH GRN, BZR ON, VAR BIT OUTPUT PER SIO, IPM OFF | Ea |  | 1 Year | 307 | 5% | 291.65
64609 | HID | 930PNNTEG2037Q | RDR, RP30, MULTICLASS, SE E, LF STD, HF SIO/SEOS, WIEG, TERM, GRY, STD-2, LED RED, FLSH GRN, BZR ON, VAR BIT OUTPUT PER SIO, IPM OFF | Ea |  | 1 Year | 307 | 5% | 291.65
64610 | HID | 930PNNTEGE037Q | RDR, RP30, MULTICLASS, SE E, LF STD, HF SIO/SEOS, WIEG, TERM, GRY, ELITE KEYS, LED RED, FLSH GRN, BZR ON, VAR BIT OUTPUT PER SIO, IPM OFF | Ea |  | 1 Year | 307 | 5% | 291.65
64611 | HID | 930PNNTEK2037Q | RDR, RP30, MULTICLASS, SE E, LF STD, HF SIO/SEOS, WIEG, TERM, BLK, STD-2, LED RED, FLSH GRN, BZR ON, VAR BIT OUTPUT PER SIO, IPM OFF | Ea |  | 1 Year | 307 | 5% | 291.65
64612 | HID | 930PNNTEKE037Q | RDR, RP30, MULTICLASS, SE E, LF STD, HF SIO/SEOS, WIEG, TERM, BLK, ELITE KEYS, LED RED, FLSH GRN, BZR ON, VAR BIT OUTPUT PER SIO, IPM OFF | Ea |  | 1 Year | 307 | 5% | 291.65
64613 | HID | 930PNPNEG2039H | RDR, RP30, MULTICLASS, SE E, LF STD, HF SIO/SEOS, 485HDX, PIG, GRY, STD-2, A/V OFF, OSDP V1, OPN COL, OSDP TAMP ENBLD, TEST KEY, POLL=75MS, VAR BIT OUTPUT PER SIO, EM4102 32-BIT, IPM OFF, UART OFF, WIEG OFF | Ea |  | 1 Year | 342 | 5% | 324.9
64614 | HID | 930PNPNEGE039H | RDR, RP30, MULTICLASS, SE E, LF STD, HF SIO/SEOS, 485HDX, PIG, GRY, ELITE, A/V OFF, OSDP V1, OPN COL, OSDP TAMP ENBLD, TEST KEY, POLL=75MS, VAR BIT OUTPUT PER SIO, EM4102 32-BIT, IPM OFF, UART OFF, WIEG OFF | Ea |  | 1 Year | 342 | 5% | 324.9
64615 | HID | 930PNPTEG2039H | RDR, RP30, MULTICLASS, SE E, LF STD, HF SIO/SEOS, 485HDX, TERM, GRY, STD-2, A/V OFF, OSDP V1, OPN COL, OSDP TAMP ENBLD, TEST KEY, POLL=75MS, VAR BIT OUTPUT PER SIO, EM4102 32-BIT, IPM OFF, UART OFF, WIEG OFF | Ea |  | 1 Year | 342 | 5% | 324.9
64616 | HID | 930PNPTEGE039H | RDR, RP30, MULTICLASS, SE E, LF STD, HF SIO/SEOS, 485HDX, TERM, GRY, ELITE, A/V OFF, OSDP V1, OPN COL, OSDP TAMP ENBLD, TEST KEY, POLL=75MS, VAR BIT OUTPUT PER SIO, EM4102 32-BIT, IPM OFF, UART OFF, WIEG OFF | Ea |  | 1 Year | 342 | 5% | 324.9
64617 | HID | 930PNPTEK2038W | RDR, RP30, MULTICLASS, SE E, LF STD, HF SIO/SEOS, 485HDX, TERM, BLK, STD-2, LED RED, FLSH GRN, BZR ON, OSDP V1, OPEN COLL, OSDP TAMP ENBLD, TEST KEYS, POLL=75MS, EM4102 32-BIT, IPM OFF, UART OFF, WIEG OFF | Ea |  | 1 Year | 342 | 5% | 324.9
64618 | HID | 930PNPTEK2039H | RDR, RP30, MULTICLASS, SE E, LF STD, HF SIO/SEOS, 485HDX, TERM, BLK, STD-2, A/V OFF, OSDP V1, OPN COL, OSDP TAMP ENBLD, TEST KEY, POLL=75MS, VAR BIT OUTPUT PER SIO, EM4102 32-BIT, IPM OFF, UART OFF, WIEG OFF | Ea |  | 1 Year | 342 | 5% | 324.9
64619 | HID | 930PNPTEKE039H | RDR, RP30, MULTICLASS, SE E, LF STD, HF SIO/SEOS, 485HDX, TERM, BLK, ELITE, A/V OFF, OSDP V1, OPN COL, OSDP TAMP ENBLD, TEST KEY, POLL=75MS, VAR BIT OUTPUT PER SIO, EM4102 32-BIT, IPM OFF, UART OFF, WIEG OFF | Ea |  | 1 Year | 342 | 5% | 324.9
64620 | HID | 930PTNNEG00000 | RDR, RP30, MULTICLASS, SE REV E, STD PROX, STD, WIEGAND, PIG, GRY, STD 1 SECURITY, LED RED, FLASH GRN, BZR ON, IPM OFF, 32 BIT | Ea |  | 1 Year | 307 | 5% | 291.65
64621 | HID | 930PTNTEG00000 | RDR, RP30, MULTICLASS, SE REV E, STD PROX, STD, WIEGAND, TERM, GRY, STD 1 SECURITY, LED RED, FLASH GRN, BZR ON, IPM OFF, 32 BIT | Ea |  | 1 Year | 307 | 5% | 291.65
64622 | HID | 930PTNTEK00000 | RDR, RP30, MULTICLASS, SE REV E, STD PROX, STD, WIEGAND, TERM, BLK, STD 1 SECURITY, LED RED, FLASH GRN, BZR ON, IPM OFF, 32 BIT | Ea |  | 1 Year | 307 | 5% | 291.65
64623 | HID | 930PTNTEK0011D | RDR, RP30, MULTICLASS, SE E, LF STD, HF STD/SIO/SEOS, WIEG, TERM, BLK, STD-1, LED RED, FLSH GRN, BZR ON, CSN 56 BIT LSB, IPM OFF, | Ea |  | 1 Year | 307 | 5% | 291.65
64624 | HID | 930PTNTEK00430 | RDR, RP30, MULTICLASS, SE E, LF STD, HF STD/SIO/SEOS, WIEG, TERM, BLK, STD-1, LED RED, FLSH GRN, BZR ON, OPT TAMP, OPEN COLL, ISO15693 CSN, ISO14443A CSN 32-BIT MSB, IPM OFF | Ea |  | 1 Year | 307 | 5% | 291.65
64625 | HID | 930PTNTEK0045M | RDR, RP30, MULTICLASS, SE E, LF STD, HF STD/SIO/SEOS, WIEG, TERM, BLK, STD-1, LED RED, FLSH GRN, BZR ON, OPT TAMP, OPEN COLL, CSN 32-BIT MSB, IPM OFF, WIEG, HOLD APB 500MS, CSN FILTER DISABLED | Ea |  | 1 Year | 307 | 5% | 291.65
64626 | HID | 930PWNLEK00324 | RDR, RP30, ICLASS, SE E, LF STD, HF STD/SIO/SEOS/MIGR, WIEG, LONG PIG, BLK, HF MIGR PFL EVP00000, IPM OFF | Ea |  | 1 Year | 367 | 5% | 348.65
64627 | HID | 940NNNTEK2037P | RDR, R90, ICLASS, SE E, LF OFF, HF STD/SIO/SEOS, WIEG, TERM, BLK, STD-2, LED RED, FLSH GRN, BZR ON, CSN SURPPRESSED, IPM OFF | Ea |  | 1 Year | 795 | 5% | 755.25
64628 | HID | 940NNNTEKE037P | RDR, R90, ICLASS, SE E, LF OFF, HF STD/SIO/SEOS, WIEG, TERM, BLK, ELITE, LED RED, FLSH GRN, BZR ON, CSN SURPPRESSED, IPM OFF | Ea |  | 1 Year | 795 | 5% | 755.25
64629 | HID | 940NNPTEKE0053 | RDR, R90, ICLASS, SE E, LF OFF, HF SIO/SEOS, 485HDX, TERM, BLK, ELITE KEYS, OSDP V2, OPT TAMP, OPEN COLL, OSDP TAMP ENBLD, TEST KEY, POLL=75MS, VAR BIT OUTPUT PER SIO, IPM OFF, UART OFF, WIEG OFF | Ea |  | 1 Year | 795 | 5% | 755.25
64630 | HID | 940NNPTEKE00VL | RDR, R90, ICLASS, SE E, LF OFF, HF DESFIRE SIO, 485HDX, TERM, BLK, ELITE, A/V OFF, OSDP V2, OPT TAMP, OPEN COLL, OSDP TAMP ENBLD, IPM OFF | Ea |  | 1 Year | 795 | 5% | 755.25
64631 | HID | 940NSPTEKE00TD | RDR, R90, ICLASS, SE E, LF OFF, HF SEOS, 485HDX, TERM, BLK, ELITE, LED RED, FLSH GRN, BZR ON, OSDP V2, OPT TAMP, OPEN COLL, OSDP TAMP ENBLD, POLL=50MS, IPM OFF, UART OFF, WIEG ON | Ea |  | 1 Year | 830 | 5% | 788.5
64632 | HID | 940NTNTEK00000 | RDR, R90, ICLASS, SE REV E, NO PROX, STD, WIEGAND, TERM, BLK, STD 1 SECURITY, LED RED, FLASH GRN, BZR ON, IPM OFF, 32 BIT | Ea |  | 1 Year | 795 | 5% | 755.25
64633 | HID | 940NTNTEK00015 | RDR, R90, ICLASS, SE E, LF OFF, HF STD/SIO/SEOS, WIEG, TERM, BLK, STD-1, LED OFF, RED, FLSH GRN, BZR ON, CSN 34-BIT MSB, IPM OFF | Ea |  | 1 Year | 795 | 5% | 755.25
64634 | HID | 940NTNTEK0001F | RDR, R90, ICLASS, SE E, LF OFF, HF STD/SIO/SEOS, WIEG, TERM, BLK, STD-1, LED OFF, FLSH OFF, BZR ON, CSN 32-BIT MSB, IPM OFF | Ea |  | 1 Year | 795 | 5% | 755.25
64635 | HID | 940NTNTEK00021 | RDR, R90, ICLASS, SE E, LF OFF, HF STD/SIO/SEOS, WIEG, TERM, BLK, STD-1, LED OFF, FLSH OFF, BZR OFF, CSN 32-BIT MSB, IPM OFF | Ea |  | 1 Year | 795 | 5% | 755.25
64636 | HID | 940NTNTEK00029 | RDR, R90, ICLASS, SE E, LF OFF, HF STD/SIO/SEOS, WIEG, TERM, BLK, STD-1, LED RED, FLSH OFF, BZR ON, CSN 26-BIT (W/DEFAULT FC), IPM OFF | Ea |  | 1 Year | 795 | 5% | 755.25
64637 | HID | 940NTNTEK0002B | RDR, R90, ICLASS, SE E, LF OFF, HF STD/SIO/SEOS, WIEG, TERM, BLK, STD-1, LED RED, FLSH GRN, BZR OFF, CSN 32-BIT MSB, IPM OFF | Ea |  | 1 Year | 795 | 5% | 755.25
64638 | HID | 940NTNTEK0002J | RDR, R90, ICLASS, SE E, LF OFF, HF STD/SIO/SEOS, WIEG, TERM, BLK, STD-1, LED RED, FLSH OFF, BZR ON, CSN 32-BIT MSB, IPM OFF | Ea |  | 1 Year | 795 | 5% | 755.25
64639 | HID | 940NTNTEK0002Q | RDR, R90, ICLASS, SE E, LF OFF, HF STD/SIO/SEOS, WIEG, TERM, BLK, STD-1, LED RED, FLSH GRN, BZR ON, CSN 37-BIT LSB, IPM OFF | Ea |  | 1 Year | 795 | 5% | 755.25
64640 | HID | 940NTNTEK0003V | RDR, R90, ICLASS, SE E, LF OFF, HF STD/SIO/SEOS/MIFSPR, WIEG, TERM, BLK, STD-1, LED RED, FLSH GRN, BZR ON, CSN MIF SUPPR, IPM OFF | Ea |  | 1 Year | 795 | 5% | 755.25
64641 | HID | 940NTNTEK0005J | RDR, R90, ICLASS, SE E, LF OFF, HF STD/SIO/SEOS, WIEG, TERM, BLK, STD-1, LED RED, FLSH GRN, BZR ON, CSN 56-BIT LSB, IPM OFF | Ea |  | 1 Year | 795 | 5% | 755.25
64642 | HID | 940NTNTEK00061 | RDR, R90, ICLASS, SE E, LF OFF, HF STD/SIO/SEOS, WIEG, TERM, BLK, STD-1, LED OFF, FLSH OFF, BZR ON, CSN 26-BIT (W/DEFAULT FC), IPM OFF | Ea |  | 1 Year | 795 | 5% | 755.25
64643 | HID | 940NTNTEK0006K | RDR, R90, ICLASS, SE E, LF OFF, HF STD/SIO/SEOS, WIEG, TERM, BLK, STD-1, LED OFF, FLSH GRN, BZR ON, CSN 32-BIT MSB, IPM OFF | Ea |  | 1 Year | 795 | 5% | 755.25
64644 | HID | 940NTNTEK0009D | RDR, R90, ICLASS, SE E, LF OFF, HF STD/SIO/SEOS, WIEG, TERM, BLK, STD-1, LED RED, FLSH OFF, BZR OFF, CSN 32-BIT MSB, IPM OFF | Ea |  | 1 Year | 795 | 5% | 755.25
64645 | HID | 940NTNTEK000DG | RDR, R90, ICLASS, SE E, LF OFF, HF STD/SIO/SEOS/MIFSPR, WIEG, TERM, BLK, LED RED, FLSH GRN, BZR OFF, OPT TAMP, OPEN COLL, CSN MIF SUPPR, IPM OFF, WIEG PW-200US, WIEG SW-400US, GROSVENOR | Ea |  | 1 Year | 795 | 5% | 755.25
64646 | HID | 940NTNTEK000JF | RDR, R90, ICLASS, SE E, LF OFF, HF STD/SIO/SEOS, WIEG, TERM, BLK, STD-1, LED RED, FLSH GRN, BZR ON, CSN 56-BIT MSB, IPM OFF | Ea |  | 1 Year | 795 | 5% | 755.25
64647 | HID | 940NTNTEK000K4 | RDR, R90, ICLASS, SE E, LF OFF, HF STD/SIO/SEOS/MIFSPR, WIEG, TERM, BLK, STD-1, CSTM A/V, LED RED, FLSH OFF, BZR ON, CSN MIF SUPPR, IPM OFF | Ea |  | 1 Year | 795 | 5% | 755.25
64648 | HID | 940NTNTEK00442 | RDR, R90, ICLASS, SE E, LF OFF, HF STD/SIO/SEOS, WIEG, TERM, BLK, STD-1, LED RED, FLSH GRN, BZR OFF, OPT TAMP, OPEN COLL, CSN 32-BIT MSB, CSTM WIEG TIMING, IPM OFF | Ea |  | 1 Year | 795 | 5% | 755.25
64649 | HID | 940NTNTEKE0000 | RDR, R90, ICLASS, SE E, LF OFF, HF STD/SIO/SEOS, WIEG, TERM, BLK, ELITE KEYS, LED RED, FLSH GRN, BZR ON, CSN 32-BIT MSB, IPM OFF | Ea |  | 1 Year | 795 | 5% | 755.25
64650 | HID | 940NTNTEKE001F | RDR, R90, ICLASS, SE E, LF OFF, HF STD/SIO/SEOS, WIEG, TERM, BLK, ELITE KEYS, LED OFF, FLSH OFF, BZR ON, CSN 32-BIT MSB, IPM OFF | Ea |  | 1 Year | 795 | 5% | 755.25
64651 | HID | 940NTNTEKE002B | RDR, R90, ICLASS, SE E, LF OFF, HF STD/SIO/SEOS, WIEG, TERM, BLK, ELITE KEYS, LED RED, FLSH GRN, BZR OFF, CSN 32-BIT MSB, IPM OFF | Ea |  | 1 Year | 795 | 5% | 755.25
64652 | HID | 940NTNTEKE002J | RDR, R90, ICLASS, SE E, LF OFF, HF STD/SIO/SEOS, WIEG, TERM, BLK, ELITE KEYS, LED RED, FLSH OFF, BZR ON, CSN 32-BIT MSB, IPM OFF | Ea |  | 1 Year | 795 | 5% | 755.25
64653 | HID | 940NTNTEKE003V | RDR, R90, ICLASS, SE E, LF OFF, HF STD/SIO/SEOS/MIFSPR, WIEG, TERM, BLK, ELITE KEYS, LED RED, FLSH OFF, BZR ON, CSN MIF SUPPR, IPM OFF | Ea |  | 1 Year | 795 | 5% | 755.25
64654 | HID | 940NTNTEKE00J8 | RDR, R90, ICLASS, SE E, LF OFF, HF STD/SIO/SEOS/MIFSPR, WIEG, TERM, BLK, ELITE, LED OFF, FLSH OFF, BZR ON, CSN MIF SUPPR, APB=250MS, IPM OFF | Ea |  | 1 Year | 795 | 5% | 755.25
64655 | HID | 940NTNTEKE00PA | RDR, R90, ICLASS, SE E, LF OFF, HF STD/SIO/SEOS/MIFSPR, WIEG, TERM, BLK, ELITE, LED OFF, FLSH OFF, BZR ON, CSN MIF SUPPR, APB=250MS, CUSTOM DATAMODELS, IPM OFF | Ea |  | 1 Year | 795 | 5% | 755.25
64656 | HID | 940NTNTEKE0428 | RDR, R90, ICLASS, SE E, LF OFF, HF STD/SIO/SEOS, WIEG, TERM, BLK, ELITE KEYS, LED RED, FLSH GRN, BZR ON, OPT TAMP, OPEN COLL CSN 32-BIT MSB, IPM OFF, ATT | Ea |  | 1 Year | 795 | 5% | 755.25
64657 | HID | 940NTNTEKE0465 | RDR, R90, ICLASS, SE E, LF OFF, HF ICLASS LEG/SEOS, WIEG, TERM, BLK, STD-1, ELITE, LED OFF, FLSH OFF, BZR ON, OPT TAMPER, OPEN COLL, IPM OFF, MIICROSOFT | Ea |  | 1 Year | 795 | 5% | 755.25
64658 | HID | 940NTPTEK0007V | RDR, R90, ICLASS, SE E, LF OFF, HF STD/SIO/SEOS, 485HDX, TERM, BLK, A/V OFF, OSDP V1, OPT TAMP, OPEN COLL, OSDP TAMP ENBLD, TEST KEY, POLL=75MS, CSN 32-BIT MSB, IPM OFF, UART OFF, WIEG OFF | Ea |  | 1 Year | 830 | 5% | 788.5
64659 | HID | 940NTPTEK0-MASTER | RDR, R90, ICLASS, SE E, LF OFF, HF STD/SIO/SEOS, 485HDX, TERM, BLK, STD-1, XXXX | Ea |  | 1 Year | 830 | 5% | 788.5
64660 | HID | 940NTPTEKE0082 | RDR, R90, ICLASS, SE E, LF OFF, HF STD/SIO/SEOS, WIEG, TERM, BLK, ELITE, LED RED, FLSH GRN, BZR ON, OSDP V1, OPT TAMP, OPEN COLL, POLL=75MS, CSN SUPPR, IPM OFF, UART OFF, WIEG ON, ELITE ICE0657 KEYS, OSDP READY | Ea |  | 1 Year | 830 | 5% | 788.5
64661 | HID | 940NTPTEKE0085 | RDR, R90, ICLASS, SE E, LF OFF, HF STD/SIO/SEOS, 485HDX, TERM, BLK, ELITE, A/V OFF, OSDP V1, OPT TAMP, OPEN COLL, OSDP TAMP, POLL=75MS, CSN SUPPR, IPM OFF, UART OFF, WIEG OFF, ELITE ICE0657 KEYS | Ea |  | 1 Year | 830 | 5% | 788.5
64662 | HID | 940NTPTEKE041P | RDR,R90,ICLASS,SE E,LF OFF,HF ICLASS LEG/SEOS,485 HDX,ELITE,WIEG,TERM,BLK,STD-1,LED OFF, FLSH OFF, BZR ON, OSDP V1, OPT TAMP, OPEN COLL, OSDP TAMP ENBLD, TEST KEY, POLL=75MS, IPM OFF, UART OFF, WIEG OFF, MICROSOFT | Ea |  | 1 Year | 830 | 5% | 788.5
64663 | HID | 940NWNTEKE00GD | RDR, R90, ICLASS, SE E, LF OFF, HF SIO/SEOS/MIFSPR/MIGR, WIEG, TERM, BLK, STD-2, LED RED, FLSH GRN, BZR ON, CSN MIF SUPPR, HF MIGR PFL EVC00000_ICE0636, IPM OFF | Ea |  | 1 Year | 855 | 5% | 812.25
64664 | HID | 940NWNTEKE0324 | RDR, R90, ICLASS, SE E, LF OFF, HF STD/SIO/SEOS/MIGR, WIEG, TERM, BLK, STD-1, HF MIGR PFL EVP00000, IPM OFF, NO KPD, NO PROX | Ea |  | 1 Year | 855 | 5% | 812.25
64665 | HID | 940NWPTEKE00UA | RDR, R90, ICLASS, SE E, LF OFF, HF SIO/SEOS/MIGR/MIFSPR, 485HDX, TERM, BLK, A/V OFF, STD-2, OSDP V2, OPT TAMP, OPEN COLL, OSDP TAMP ENBLD, TEST KEY, POLL=75MS, HF MIGR PFL EVP00000, IPM OFF, UART OFF, WIEG OFF | Ea |  | 1 Year | 890 | 5% | 845.5
64666 | HID | 95ANNNTEG2037P | RDR, R95A DECOR RDR, EURO FLUSH MOUNT, LF OFF, HF STD/SIO/SEOS, WIEG, TERM, GRY, STD-2, LED RED, FLSH GRN, BZR ON, OPT TAMP, OPEN COLL, 32-BIT MSB, IPM OFF | Ea |  | 1 Year | 265 | 5% | 251.75
64667 | HID | 95ANNNTEK2037P | RDR, R95A DECOR RDR, EURO FLUSH MOUNT, LF OFF, HF STD/SIO/SEOS, WIEG, TERM, BLK, STD-2, LED RED, FLSH GRN, BZR ON, OPT TAMP, OPEN COLL, 32-BIT MSB, IPM OFF | Ea |  | 1 Year | 265 | 5% | 251.75
64668 | HID | 95ANNNTEW2037P | RDR, R95A DECOR RDR, EURO FLUSH MOUNT, LF OFF, HF STD/SIO/SEOS, WIEG, TERM, WHT, STD-2, LED RED, FLSH GRN, BZR ON, OPT TAMP, OPEN COLL, 32-BIT MSB, IPM OFF | Ea |  | 1 Year | 265 | 5% | 251.75
64669 | HID | 95ANRNTEW0008M | RDR, R95A DECOR RDR, EURO FLUSH MOUNT, NO PROX, STD, WIEGAND, TERM, WHT, STD 1 SECURITY, LED RED, FLASH GRN, BZR ON, IPM OFF, FELICA 64 BIT LSB | Ea |  | 1 Year | 325 | 5% | 308.75
64670 | HID | 95ANTNTEG00000 | RDR, R95A DECOR RDR, EURO FLUSH MOUNT, NO PROX, STD, WIEGAND, TERM, GRY, STD 1 SECURITY, LED RED, FLASH GRN, BZR ON, IPM OFF, 32 BIT | Ea |  | 1 Year | 265 | 5% | 251.75
64671 | HID | 95ANTNTEG00015 | RDR, R95A DECOR RDR, EURO FLUSH MOUNT, NO PROX, LF OFF, HF STD/SIO/SEOS, WIEG, GRAY, TERM LED RED, FLSH GRN, BZR ON, CSN 34-BIT MSB, IPM OFF | Ea |  | 1 Year | 265 | 5% | 251.75
64672 | HID | 95ANTNTEG0001F | RDR, R95A DECOR RDR, EURO FLUSH MOUNT, NO PROX, STD, WIEGAND, TERM, GRY, STD 1 SECURITY, LED OFF, FLASH OFF, BZR ON, CSN 32 BIT MSB, IPM OFF | Ea |  | 1 Year | 265 | 5% | 251.75
64673 | HID | 95ANTNTEG00021 | RDR, R95A DECOR RDR, EURO FLUSH MOUNT, NO PROX, STD, WIEGAND, TERM, GRY, STD 1 SECURITY, LED OFF, FLSH OFF, BZR OFF, CSN 32-BIT MSB, IPM OFF | Ea |  | 1 Year | 265 | 5% | 251.75
64674 | HID | 95ANTNTEG00025 | RDR, R95A DECOR RDR, EURO FLUSH MOUNT, NO PROX, STD, WIEGAND, TERM, GRY, STD 1 SECURITY, LED OFF, FLASH OFF, BZR OFF, CSN 34 BIT MSB, IPM OFF | Ea |  | 1 Year | 265 | 5% | 251.75
64675 | HID | 95ANTNTEK00000 | RDR, R95A DECOR RDR, EURO FLUSH MOUNT, NO PROX, STD, WIEGAND, TERM, BLK, STD 1 SECURITY, LED RED, FLASH GRN, BZR ON, IPM OFF, 32 BIT | Ea |  | 1 Year | 265 | 5% | 251.75
64676 | HID | 95ANTNTEK00015 | RDR, R95A DECOR RDR, EURO FLUSH MOUNT, NO PROX, STD, LF OFF, HF STD/SIO/SEOS, WIEG, LED RED, FLSH GRN, BZR ON, CSN 34-BIT MSB, IPM OFF | Ea |  | 1 Year | 265 | 5% | 251.75
64677 | HID | 95ANTNTEK0001F | RDR, R95A DECOR RDR, EURO FLUSH MOUNT, NO PROX, STD, WIEGAND, TERM, BLK, STD 1 SECURITY, LED OFF, FLASH OFF, BZR ON, CSN 32 BIT MSB, IPM OFF | Ea |  | 1 Year | 265 | 5% | 251.75
64678 | HID | 95ANTNTEK00025 | RDR, R95A DECOR RDR, EURO FLUSH MOUNT, NO PROX, STD, WIEGAND, TERM, BLK, STD 1 SECURITY, LED OFF, FLASH OFF, BZR OFF, CSN 34 BIT MSB, IPM OFF | Ea |  | 1 Year | 265 | 5% | 251.75
64679 | HID | 95ANTNTEK00442 | RDR, R95A DECOR RDR, EURO FLUSH MOUNT, NO PROX, STD, WIEGAND, TERM, BLK, STD 1 SECURITY, LED RED, FLSH GRN, BZR OFF, OPT TAMP, OPEN COLL, CSN 32-BIT MSB, CSTM WIEG TIMING, IPM OFF | Ea |  | 1 Year | 265 | 5% | 251.75
64680 | HID | 95ANTNTEK00570 | RDR, R95A DECOR RDR, EURO FLUSH MOUNT, NO PROX, STD, WIEGAND, TERM, BLK, STD 1 SECURITY, LED OFF, FLASH OFF, BZR ON, CSN 32 BIT LSB, IPM OFF | Ea |  | 1 Year | 265 | 5% | 251.75
64681 | HID | 95ANTNTEKE0000 | RDR, R95A DECOR RDR, EURO FLUSH MOUNT, NO PROX, STD, WIEGAND, TERM, BLK, ELITE, LED RED, FLASH GRN, BZR ON, CSN 32 BIT MSB, IPM OFF | Ea |  | 1 Year | 265 | 5% | 251.75
64682 | HID | 95ANTNTEW00000 | RDR, R95A DECOR RDR, EURO FLUSH MOUNT, NO PROX, STD, WIEGAND, TERM, WHT, STD 1 SECURITY, LED RED, FLASH GRN, BZR ON, IPM OFF, 32 BIT | Ea |  | 1 Year | 265 | 5% | 251.75
64683 | HID | 95ANTNTEW00015 | RDR, R95A DECOR RDR, EURO FLUSH MOUNT, NO PROX, STD, LF OFF, HF STD/SIO/SEOS, WIEG, LED RED, FLSH GRN, BZR ON, CSN 34-BIT MSB, STD-1, IPM OFF | Ea |  | 1 Year | 265 | 5% | 251.75
64684 | HID | 95ANTNTEW0001F | RDR, R95A DECOR RDR, EURO FLUSH MOUNT, NO PROX, STD, WIEGAND, TERM, WHT, STD 1 SECURITY, LED OFF, FLASH OFF, BZR ON, CSN 32 BIT MSB, IPM OFF | Ea |  | 1 Year | 265 | 5% | 251.75
64685 | HID | 95ANTNTEW00025 | RDR, R95A DECOR RDR, EURO FLUSH MOUNT, NO PROX, STD, WIEGAND, TERM, WHT, STD 1 SECURITY, LED OFF, FLASH OFF, BZR OFF, CSN 34 BIT MSB, IPM OFF | Ea |  | 1 Year | 265 | 5% | 251.75
64686 | HID | 95ANTNTEW0051Q | RDR, R95A DECOR RDR, EURO FLUSH MOUNT, NO PROX, LF OFF, HF STD/SIO/SEOS, WIEG, TERM, WHT, STD 1 SECURITY, LED RED, FLASH GRN, BZR ON, CSN 40 BIT MSB, IPM OFF | Ea |  | 1 Year | 265 | 5% | 251.75
64687 | HID | 95ANTNTEW00570 | RDR, R95A DECOR RDR, EURO FLUSH MOUNT, NO PROX, STD, WIEGAND, TERM, WHT, STD 1 SECURITY, LED OFF, FLASH OFF, BZR ON, CSN 32 BIT LSB, IPM OFF | Ea |  | 1 Year | 265 | 5% | 251.75
64688 | HID | 95ANTNTEX00000 | RDR, R95A DECOR RDR , EURO FLUSH MOUNT, NO PROX, STD, WIEGAND, TERM, NO COVER, STD 1 SECURITY, LED RED, FLASH GRN, BZR ON, IPM OFF, 32 BIT | Ea |  | 1 Year | 265 | 5% | 251.75
64689 | HID | 95ANTPTEG0007V | RDR, R95A DECOR RDR, EURO FLUSH MOUNT, LF OFF, HF STD/SIO/SEOS, 485HDX, TERM, GRY, A/V OFF, OSDP V1, OPT TAMP, OPEN COLL, OSDP TAMP ENBLD, TEST KEY, POLL=75MS, CSN 32-BIT MSB, IPM OFF, UART OFF, WIEG OFF | Ea |  | 1 Year | 300 | 5% | 285
64690 | HID | 95ANTPTEG0-MASTER | RDR, R95A DECOR RDR, EURO FLUSH MOUNT, LF OFF, HF STD/SIO/SEOS, 485HDX, TERM, GRY, STD-1, XXXX | Ea |  | 1 Year | 300 | 5% | 285
64691 | HID | 95ANTPTEK00055 | RDR, R95A DECOR RDR, EURO FLUSH MOUNT, F OFF, HF STD/SIO/SEOS, 485HDX, TERM, BLK, A/V OFF, OSDP V1, OPT TAMP, OPEN COLL, OSDP TAMP ENBLD, TEST KEY, POLL=75MS, CSN 32-BIT MSB, IPM OFF, UART OFF, WIEG OFF | Ea |  | 1 Year | 265 | 5% | 251.75
64692 | HID | 95ANTPTEK0007V | RDR, R95A DECOR RDR, EURO FLUSH MOUNT, LF OFF, HF STD/SIO/SEOS, 485HDX, TERM, BLK, A/V OFF, OSDP V1, OPT TAMP, OPEN COLL, OSDP TAMP ENBLD, TEST KEY, POLL=75MS, CSN 32-BIT MSB, IPM OFF, UART OFF, WIEG OFF | Ea |  | 1 Year | 300 | 5% | 285
64693 | HID | 95ANTPTEK000FA | RDR, R95A DECOR RDR, EURO FLUSH MOUNT, LF OFF, HF STD/SIO/SEOS, 485HDX, TERM, BLK, A/V OFF, OSDP V2, OPT TAMP, OPEN COLL, OSDP TAMP ENBLD, TEST KEY, POLL=50MS, CSN 32-BIT MSB, IPM OFF, UART OFF, WIEG OFF | Ea |  | 1 Year | 300 | 5% | 285
64694 | HID | 95ANTPTEK000RF | RDR, R95A DECOR RDR, EURO FLUSH MOUNT, LF OFF, HF STD/SIO/SEOS, 485HDX, TERM, BLK, STD-1, A/V OFF, OSDP V1, OPT TAMP, OPEN COLL, OSDP TAMP ENBLD, TEST KEY, POLL=75MS, CSN 56-BIT MSB, IPM OFF, UART OFF, WIEG OFF | Ea |  | 1 Year | 300 | 5% | 285
64695 | HID | 95ANTPTEK0-MASTER | RDR, R95A DECOR RDR, EURO FLUSH MOUNT, LF OFF, HF STD/SIO/SEOS, 485HDX, TERM, BLK, STD-1, XXXX | Ea |  | 1 Year | 300 | 5% | 285
64696 | HID | 95ANTPTEW0007V | RDR, R95A DECOR RDR, EURO FLUSH MOUNT, LF OFF, HF STD/SIO/SEOS, 485HDX, TERM, WHT, A/V OFF, OSDP V1, OPT TAMP, OPEN COLL, OSDP TAMP ENBLD, TEST KEY, POLL=75MS, CSN 32-BIT MSB, IPM OFF, UART OFF, WIEG OFF | Ea |  | 1 Year | 300 | 5% | 285
64697 | HID | 95ANTPTEW0-MASTER | RDR, R95A DECOR RDR, EURO FLUSH MOUNT, LF OFF, HF STD/SIO/SEOS, 485HDX, TERM, WHT, STD-1, XXXX | Ea |  | 1 Year | 300 | 5% | 285
64698 | HID | 95ANWNTEGE-MASTER | RDR, R95A, DECOR RDR, EURO FLUSH MOUNT, ICLASS, SE E, LF OFF, HF STD/SIO/SEOS/MIG, WIEG, TERM, GRY, XXXX | Ea |  | 1 Year | 325 | 5% | 308.75
64699 | HID | 95ANWNTEK0048B | RDR, R95A, DECOR RDR, EURO FLUSH MOUNT, ICLASS, SE E, LF OFF, HF STD/SIO/SEOS/MIGR, WIEG, TERM, BLK, LED RED, FLSH GRN, BZR ON, OPT TAMP, OPEN COLL, CSN MIF SUPPR, IPM OFF MIGR PFL EVP00000 | Ea |  | 1 Year | 325 | 5% | 308.75
64700 | HID | 95ANWNTEKE031H | RDR, R95A, DECOR RDR, EURO FLUSH MOUNT, ICLASS, SE E, LF OFF, HF STD/SIO/SEOS/MIGR, WIEG, TERM, BLK, HF MIGR PFL EVC52545, IPM OFF | Ea |  | 1 Year | 325 | 5% | 308.75
64701 | HID | 95ANWNTEKE-MASTER | RDR, R95A, DECOR RDR, EURO FLUSH MOUNT, ICLASS, SE E, LF OFF, HF STD/SIO/SEOS/MIG, WIEG, TERM, BLK, XXXX | Ea |  | 1 Year | 325 | 5% | 308.75
64702 | HID | 95ANWNTEW0048B | RDR, R95A, DECOR RDR, EURO FLUSH MOUNT, ICLASS, SE E, LF OFF, HF STD/SIO/SEOS/MIGR, WIEG, TERM,WHITE, LED RED, FLSH GRN, BZR ON, OPT TAMP, OPEN COLL, CSN MIF SUPPR, IPM OFF MIGR PFL EVP00000 | Ea |  | 1 Year | 325 | 5% | 308.75
64703 | HID | 95ANWNTEWE00G1 | RDR, R95A, DECOR RDR, EURO FLUSH MOUNT, ICLASS, SE E, LF OFF, HF STD/SIO/SEOS/MIG, WIEG, TERM, WHITE, HF MIGR PFL EVP00224_ICE0327, IPM OFF | Ea |  | 1 Year | 325 | 5% | 308.75
64704 | HID | 95ANWNTEWE-MASTER | RDR, R95A, DECOR RDR, EURO FLUSH MOUNT, ICLASS, SE E, LF OFF, HF STD/SIO/SEOS/MIG, WIEG, TERM, WHT, XXXX | Ea |  | 1 Year | 300 | 5% | 285
64705 | HID | 95ANWPTEK00324 | RDR, R95A DECOR RDR, EURO FLUSH MOUNT, LF OFF, HF STD/SIO/SEOS/MIGR, 485HDX, TERM, BLK, HF MIGR PFL EVP00000, IPM OFF, NO KPD, NO PROX, OSDPV1 | Ea |  | 1 Year | 325 | 5% | 308.75
64706 | HID | 95ANWPTEKE-MASTER | RDR, R95A DECOR RDR, EURO FLUSH MOUNT, LF OFF, HF STD/SIO/SEOS/MIGR, 485HDX, TERM, BLK, XXXX | Ea |  | 1 Year | 325 | 5% | 308.75
64707 | HID | 95KNTNTEX00000 | RDR, R95K DECOR RDR , EURO KIT, NO PROX, STD, WIEGAND, TERM, NO COVER, STD 1 SECURITY, LED RED, FLASH GRN, BZR ON, IPM OFF, 32 BIT | Ea |  | 1 Year | 265 | 5% | 251.75
64708 | HID | A00000001 | STANDARD STANDING BASE (40G) FOR OMNIKEY 3111, 3121 | Ea |  | 1 Year | 2 | 5% | 1.9
64709 | HID | A00000002 | HEAVY STANDING BASE (100G) FOR OK3121 | Ea |  | 1 Year | 12.12 | 5% | 11.514
64710 | HID | A000110 | ASY PCB RBN SENSOR UTOPIA | Ea |  | 1 Year | 9.25 | 5% | 8.7875
64711 | HID | A000124 | ASY-PCB S3 DC MOTOR | Ea |  | 1 Year | 17.56 | 5% | 16.682
64712 | HID | A000125 | ASY-PCB S3 SENSOR-1 | Ea |  | 1 Year | 22.62 | 5% | 21.489
64713 | HID | A000126 | ASY-PCB S3 SENSOR-2 | Ea |  | 1 Year | 25.86 | 5% | 24.567
64714 | HID | A000136 | ASY-PCB INPUT SENSOR | Ea |  | 1 Year | 23 | 5% | 21.85
64715 | HID | A000360 | ASY PCB MAG ENC-DTC400 | Ea |  | 1 Year | 153.75 | 5% | 146.0625
64716 | HID | A000365 | ASY PCB RFID ANTENNA DTC100 | Ea |  | 1 Year | 15 | 5% | 14.25
64717 | HID | A000365-01 | ASY PCB RFID ANTENNA H5KL | Ea |  | 1 Year | 7.75 | 5% | 7.3625
64718 | HID | A000394 | ASY PCB DTC100 FLIP STATION | Ea |  | 1 Year | 155.8 | 5% | 148.01
64719 | HID | A000442 | ASY PCB RIBBON SENSR H5K | Ea |  | 1 Year | 9.5 | 5% | 9.025
64720 | HID | A000445 | ASY PCB MAG INTF H5K | Ea |  | 1 Year | 60 | 5% | 57
64721 | HID | A000451 | ASY PCB FLIP STATION INTF | Ea |  | 1 Year | 77.75 | 5% | 73.8625
64722 | HID | A000454 | ASY PCB FILM MARK LED H5KL | Ea |  | 1 Year | 5 | 5% | 4.75
64723 | HID | A000462 | ASY PCB CARD SENSOR H5KL | Ea |  | 1 Year | 14.6 | 5% | 13.87
64724 | HID | A000483 | ASY PCB FLIP STATION INTF +I/O | Ea |  | 1 Year | 102 | 5% | 96.9
64725 | HID | A50210001 | MOUNTING ACCESSORIES PACK FOR OK5022/23/25 AND OK5421/27 | Ea |  | 1 Year | 25.5 | 5% | 24.225
64726 | HID | A50210002 | CARD RETAINER FOR OK5022/25 | Ea |  | 1 Year | 15.3 | 5% | 14.535
64727 | HID | A50210003 | COLOR PACK FOR OK5022/25 | Ea |  | 1 Year | 10.2 | 5% | 9.69
64728 | HID | A54210001 | CARD RETAINER FOR OK5422 | Ea |  | 1 Year | 15.3 | 5% | 14.535
64729 | HID | A54210002 | STANDING BASE GREY (75G) FOR OK5422 | Ea |  | 1 Year | 19.19 | 5% | 18.2305
64730 | HID | A54270001 | STANDING BASE (75G) FOR OMNIKEY 5427 | Ea |  | 1 Year | 17.17 | 5% | 16.3115
64731 | HID | A910512-01 | ASY PCB CONTR W/PROG H5K | Ea |  | 1 Year | 1170 | 5% | 1111.5
64732 | HID | A910512-03 | ASY PCB CONTR H5K HDPII | Ea |  | 1 Year | 1170 | 5% | 1111.5
64733 | HID | A910512-04 | ASY PCB CONTR H5K DOD | Ea |  | 1 Year | 900 | 5% | 855
64734 | HID | A910551 | ASY PCB USB/ETH H5K | Ea |  | 1 Year | 275 | 5% | 261.25
64735 | HID | A920221 | ASY PCB MAIN H5KL W/SOFT-START | Ea |  | 1 Year | 475 | 5% | 451.25
64736 | HID | A920221-10 | ASY PCB MAIN H5K W/SFTS-FW LAM | Ea |  | 1 Year | 475 | 5% | 451.25
64737 | HID | A920221-11 | ASY PCB MAIN 4500 L1 | Ea |  | 1 Year | 630 | 5% | 598.5
64738 | HID | A920221-12 | ASY-PCB MAIN 4500 L2 | Ea |  | 1 Year | 630 | 5% | 598.5
64739 | HID | A920221-13 | ASY PCB MAIN H5K-LC DOD L2 | Ea |  | 1 Year | 660 | 5% | 627
64740 | HID | A920221-16 | ASY PCB MAIN H5K L1 | Ea |  | 1 Year | 660 | 5% | 627
64741 | HID | A920221-17 | ASY-PCB MAIN H5K L2 | Ea |  | 1 Year | 660 | 5% | 627
64742 | HID | A930500-02 | ASY-PCB MAIN PROG DTC1000 | Ea |  | 1 Year | 900 | 5% | 855
64743 | HID | A930500-03 | ASY-PCB MAIN PROG DTC4000 | Ea |  | 1 Year | 900 | 5% | 855
64744 | HID | A930500-04 | ASY-PCB MAIN PROG DTC4500 | Ea |  | 1 Year | 900 | 5% | 855
64745 | HID | A930500-05 | ASY-PCB MAIN PROG DTC1000 FD | Ea |  | 1 Year | 900 | 5% | 855
64746 | HID | A930500-07 | ASY-PCB MAIN PROG 1000M | Ea |  | 1 Year | 900 | 5% | 855
64747 | HID | A930503 | ASY PCB OUTPUT CONTROLLER | Ea |  | 1 Year | 90 | 5% | 85.5
64748 | HID | A930504 | ASY PCB INPUT CONTROLLER | Ea |  | 1 Year | 63 | 5% | 59.85
64749 | HID | A930506 | ASY PCB E-CARD MODULE INTERFACE | Ea |  | 1 Year | 64 | 5% | 60.8
64750 | HID | A930509 | ASY PCB USB 4-PORT HUB | Ea |  | 1 Year | 106 | 5% | 100.7
64751 | HID | A930510 | ASY PCB ETHERNET CONTROLLER | Ea |  | 1 Year | 92 | 5% | 87.4
64752 | HID | A930511 | ASY PCB CONTACTS | Ea |  | 1 Year | 10.55 | 5% | 10.0225
64753 | HID | A930512 | ASY PCB FLIPPER INTERFACE | Ea |  | 1 Year | 32 | 5% | 30.4
64754 | HID | A930513 | ASY PCB CARD COVER SENSOR | Ea |  | 1 Year | 30.44 | 5% | 28.918
64755 | HID | A930514 | ASY PCB SENSOR WITH CONNECTOR | Ea |  | 1 Year | 17.35 | 5% | 16.4825
64756 | HID | A940171 | ASY PCB STATION TRANSITION R3 | Ea |  | 1 Year | 16 | 5% | 15.2
64757 | HID | A940195 | ASY PCB FLIP STATION INTF & IO | Ea |  | 1 Year | 115 | 5% | 109.25
64758 | HID | A940221-01 | ASY PCB LAM | Ea |  | 1 Year | 659 | 5% | 626.05
64759 | HID | A940221-02 | ASY PCB AUX PRINTER | Ea |  | 1 Year (2 Years) | 659 | 5% | 626.05
64760 | HID | A940234 | ASY PCB CONTROLLER R3 | Ea |  | 1 Year | 500 | 5% | 475
64761 | HID | A940234-02 | ASY PCB CONTR W/PROG HDP8500 | Ea |  | 1 Year | 840 | 5% | 798
64762 | HID | ACS-PFL000006-00 | APPLICATION CARD SET, ICLASS REVISION C RDRS, ICLASS | Ea |  | 1 Year | 65 | 5% | 61.75
64763 | HID | ANTI-UV | ULTRAVIOLET STATIC PRINTING PER COLOR PER SIDE | Ea |  | 1 Year | 1.04 | 5% | 0.988
64764 | HID | API-1000 | API-1000 | Ea |  | 1 Year | 824 | 5% | 782.8
64765 | HID | ARTWORK-SAMPLE | ARTWORK SAMPLES MAX 10 NON TECHNOLOGY SAMPLE CARDS | Ea |  | 1 Year | 1200 | 5% | 1140
64766 | HID | ASR-620++ | ASR-620++ | Ea |  | 1 Year | 1051.48 | 5% | 998.906
64767 | HID | ASR-620++/L | ASR-620++/L,120",CBL. | Ea |  | 1 Year | 1051.48 | 5% | 998.906
64768 | HID | ASR-620++-KSF | ASR-620++, KANTECH | Ea |  | 1 Year | 1051.48 | 5% | 998.906
64769 | HID | BLEOSDP-UPG-A-900 | R10/RP10 ICLASS/MULTICLASS, SE RDR BLE OSDP UPGRADE KIT, 1 BLE OSDP MODULE, 1 METALIC BACKPLATE STICKER | Ea |  | 1 Year | 85 | 5% | 80.75
64770 | HID | BLEOSDP-UPG-A-910 | R15/RP15 ICLASS/MULTICLASS, SE RDR BLE OSDP UPGRADE KIT, 1 BLE OSDP MODULE, 1 METALIC BACKPLATE STICKER | Ea |  | 1 Year | 85 | 5% | 80.75
64771 | HID | BLEOSDP-UPG-A-920 | R40/RP40 ICLASS/MULTICLASS, SE RDR BLE OSDP UPGRADE KIT, 1 BLE OSDP MODULE, 1 METALIC BACKPLATE STICKER | Ea |  | 1 Year | 85 | 5% | 80.75
64772 | HID | BLEOSDP-UPG-A-921 | RK40/RPK40 ICLASS/MULTICLASS, SE RDR BLE OSDP UPGRADE KIT, 1 BLE OSDP MODULE, 1 METALIC BACKPLATE STICKER | Ea |  | 1 Year | 85 | 5% | 80.75
64773 | HID | BOX-00047 | ASY-BOX-H5K / FLIPPER | Ea |  | 1 Year | 156 | 5% | 148.2
64774 | HID | BOX-00049 | BOX-MASTER SHIPPER | Ea |  | 1 Year | 52 | 5% | 49.4
64775 | HID | BOX-00181 | ASY-BOX-DTC5500LMX | Ea |  | 1 Year | 130 | 5% | 123.5
64776 | HID | BOX-00311 | ASY-BOX-DTC5500LMX BIS | Ea |  | 1 Year | 130 | 5% | 123.5
64777 | HID | BOX-00330 | ASY-BOX DTCII | Ea |  | 1 Year | 1280 | 5% | 1216
64778 | HID | C40-M | MIFARE ONLY READER HID BRANDED PEAKE READER | Ea |  | 1 Year | 115 | 5% | 109.25
64779 | HID | C40-M-CSN00026 | MIFARE ONLY READER HID BRANDED PEAKE READER CSN OUTPUT, 26 BITS | Ea |  | 1 Year | 115 | 5% | 109.25
64780 | HID | C40-M-CSN00032 | MIFARE ONLY READER HID BRANDED PEAKE READER CSN OUTPUT, 32 BITS | Ea |  | 1 Year | 115 | 5% | 109.25
64781 | HID | C40-M-CSN00034 | MIFARE ONLY READER HID BRANDED PEAKE READER CSN OUTPUT, 34 BITS | Ea |  | 1 Year | 115 | 5% | 109.25
64782 | HID | CBL-00078 | PWR CORD - BLACK ARGENTINA | Ea |  | 1 Year | 42.95 | 5% | 40.8025
64783 | HID | CBL-00096 | PWR CORD - INDIA (SP-81A+IS-14N 0.75MM2 X 3C BLACK 1.95M LONG) | Ea |  | 1 Year | 42.95 | 5% | 40.8025
64784 | HID | CC2000-00-00-000000 | CONFIGURATION: CCI, HTOG, MIFARE 32 BIT | Ea |  | 1 Year | 10 | 5% | 9.5
64785 | HID | CC2000-00-00-000100 | CONFIGURATION: CCI, HTOG, CLASS CFG CARD, LED/BEEP 00, STANDARD 32 BIT REVERSE | Ea |  | 1 Year | 10 | 5% | 9.5
64786 | HID | CC2000-00-00-000200 | CONFIGURATION: CCI, HTOG, ICLASS CFG CARD, LED/BEEP 00, STANDARD 26 BIT | Ea |  | 1 Year | 10 | 5% | 9.5
64787 | HID | CC2000-00-00-000300 | CONFIGURATION: CCI, HTOG, ICLASS CFG CARD, LED/BEEP 00, STANDARD 34 BIT | Ea |  | 1 Year | 10 | 5% | 9.5
64788 | HID | CC2000-00-00-000400 | CONFIGURATION: CCI, HTOG, ICLASS CFG CARD, LED/BEEP 00, STANDARD 40 BIT | Ea |  | 1 Year | 10 | 5% | 9.5
64789 | HID | CC2000-00-00-000500 | CONFIGURATION: CCI, HTOG, LED/BEEP 00, STANDARD 37 BIT | Ea |  | 1 Year | 10 | 5% | 9.5
64790 | HID | CC2000-00-00-000600 | CONFIGURATION: CCI, HTOG, MIFARE=06 (56 BIT) | Ea |  | 1 Year | 10 | 5% | 9.5
64791 | HID | CC2000-00-00-000A00 | CONFIGURATION: CCI, HTOG, FIPS 40 BIT BCD | Ea |  | 1 Year | 10 | 5% | 9.5
64792 | HID | CC2000-00-00-000C00 | CONFIGURATION: CCI, HTOG, FIPS 40 BIT REVERSED BCD | Ea |  | 1 Year | 10 | 5% | 9.5
64793 | HID | CC2000-00-00-000Z00 | CONFIGURATION: CCI, CSN SURPRESSED | Ea |  | 1 Year | 10 | 5% | 9.5
64794 | HID | CC2000-00-00-010000 | CONFIGURATION: CCI, HTOG, LED/BEEP 01, STANDARD 32 BIT | Ea |  | 1 Year | 10 | 5% | 9.5
64795 | HID | CC2000-00-00-020000 | CONFIGURATION: CCI, HTOG, LED/BEEP 02, STANDARD 32 BIT | Ea |  | 1 Year | 10 | 5% | 9.5
64796 | HID | CC2000-00-00-030000 | CONFIGURATION: CCI, HTOG, BEEP/LED=03,RED LED OFF,BEEP OFF,MIFARE 32 BIT | Ea |  | 1 Year | 10 | 5% | 9.5
64797 | HID | CC2000-00-00-040000 | CONFIGURATION: CCI, HTOG, LED/BEEP 04, STANDARD 32 BIT | Ea |  | 1 Year | 10 | 5% | 9.5
64798 | HID | CC2000-00-00-050000 | CONFIGURATION: CCI, HTOG, LED/BEEP 04, STANDARD 32 BIT | Ea |  | 1 Year | 10 | 5% | 9.5
64799 | HID | CC2000-00-00-060000 | CONFIGURATION: CCI, HTOG, DUAL LED CTL | Ea |  | 1 Year | 10 | 5% | 9.5
64800 | HID | CC2000-00-00-060200 | CONFIGURATION: CCI, HTOG, BEEP/LED = 06, MIFARE = 02 (26 BIT) | Ea |  | 1 Year | 10 | 5% | 9.5
64801 | HID | CC2000-00-00-060300 | CONFIGURATION: CCI, HTOG, MIFARE=03,RED LED OFF,BEEP ON,HOST FLASH RED/GREEN LED,MIFARE 34 BIT | Ea |  | 1 Year | 10 | 5% | 9.5
64802 | HID | CC2000-00-00-060Z00 | CONFIGURATION: CCI, HTOG, BEEP/LED = 06, MIFARE = CSN SURPRESSED | Ea |  | 1 Year | 10 | 5% | 9.5
64803 | HID | CC2000-00-00-06C000 | CONFIGURATION: CCI, HTOG, BEEP/LED = 06, MIFARE = 00 (32 BIT), TAMPER ENABLED TOGGLE OC | Ea |  | 1 Year | 10 | 5% | 9.5
64804 | HID | CC2000-00-00-070000 | CONFIGURATION: CCI, LED 07 | Ea |  | 1 Year | 10 | 5% | 9.5
64805 | HID | CC2000-00-01-000000 | CONFIGURATION: CCI, HTOG, BEEP/LED = 00, MIFARE = 00 (32 BIT), KEYPAD = 00 | Ea |  | 1 Year | 10 | 5% | 9.5
64806 | HID | CC2000-00-01-000009 | CONFIGURATION: CCI, HTOG,,BUFFER ONE KEY,ADD CMPLMNT,8BIT MSG (DORADO),BEEP/LED=00,MIFARE=00,KYPD=09 | Ea |  | 1 Year | 10 | 5% | 9.5
64807 | HID | CC2000-00-01-000010 | CONFIGURATION: CCI, HTOG, BEEP/LED = 00, MIFARE = 00 (32 BIT), KEYPAD = 10 (BUFFER 6 KEYS, ADD PARITY) | Ea |  | 1 Year | 10 | 5% | 9.5
64808 | HID | CC2000-00-01-000011 | CONFIGURATION: CCI, HTOG, BEEP/LED = 00, MIFARE = 00 (32 BIT), KEYPAD = 11 (BUFFER ONE KEY, ADD PARITY) | Ea |  | 1 Year | 10 | 5% | 9.5
64809 | HID | CC2000-00-01-000014 | CONFIGURATION: CCI, HTOG, BEEP/LED = 00, MIFARE = 00 (32 BIT), KEYPAD = 14 (BUFFER 1 TO 5 KEYS, 26 BIT, FACILITY CODE ENTERED MANUALLY) | Ea |  | 1 Year | 10 | 5% | 9.5
64810 | HID | CC2000-00-01-000019 | CONFIGURATION: CCI, HTOG, BUFFER 4 KEYS,ADD PARITY,BEEP/LED=00,MIFARE=00,KYPD | Ea |  | 1 Year | 10 | 5% | 9.5
64811 | HID | CC2000-00-01-000022 | CONFIGURATION: CCI, HTOG, BEEP/LED = 00, MIFARE = 00 (32 BIT), KEYPAD = 22 (LOCAL PIN VERIFY) | Ea |  | 1 Year | 10 | 5% | 9.5
64812 | HID | CC2000-00-01-000109 | CONFIGURATION: CCI,HTOG,RK40,KYPD,BUFFER ONE KEY,ADD CMPLMNT,8BIT MSG (DORADO),BEEP/LED=00,MIFARE=01,KYPD=09 | Ea |  | 1 Year | 10 | 5% | 9.5
64813 | HID | CC2000-00-01-000209 | CONFIGURATION: CCI, HTOG ,KYPD,BUFFER ONE KEY,ADD CMPLMNT,8BIT MSG (DORADO),BEEP/LED=00,MIFARE=02,KYPD=09 | Ea |  | 1 Year | 10 | 5% | 9.5
64814 | HID | CC2000-00-01-000214 | CONFIGURATION: CCI, HTOG, BEEP/LED = 00, MIFARE = (26 BIT) KYPAD = 14 (BUFFER 1 TO 5 KEYS, 26 BIT, FACILITY CODE ENTERED MANUALLY) | Ea |  | 1 Year | 10 | 5% | 9.5
64815 | HID | CC2000-00-01-000400 | CONFIGURATION: CCI, HTOG, BEEP/LED = 00, MIFARE = 40 BIT, | Ea |  | 1 Year | 10 | 5% | 9.5
64816 | HID | CC2000-00-01-000Z09 | CONFIGURATION: CCI, HTOG ,BEEP/LED = 00, MIFARE = 0Z (CSN DISABLED), KEYPAD = 09 (BUFFER ONE KEY, ADD COMPLIMENT, 8 BIT MESSAGE (DORADO)) | Ea |  | 1 Year | 10 | 5% | 9.5
64817 | HID | CC2000-00-01-060000 | CONFIGURATION: CCI, HTOG, RK40 STANDARD, 00=KPYD | Ea |  | 1 Year | 10 | 5% | 9.5
64818 | HID | CC2000-00-01-060009 | CONFIGURATION: CCI, HTOG, BUFFER ONE KEY,ADD CMPLMNT,8BIT MSG (DORADO),BEEP/LED=06,KYPD=09 | Ea |  | 1 Year | 10 | 5% | 9.5
64819 | HID | CC2000-00-01-060109 | CONFIGURATION: CCI, HTOG, BUFFER ONE KEY,ADD CMPLMNT,8BIT MSG (DORADO),BEEP/LED=06,MIFARE=01,KYPD=09 | Ea |  | 1 Year | 10 | 5% | 9.5
64820 | HID | CC2000-00-01-060309 | CONFIGURATION: CCI, HTOG, BUFFER ONE KEY,ADD CMPLMNT,8BIT MSG (DORADO),BEEP/LED=06,MIFARE=03,KYPD=09 | Ea |  | 1 Year | 10 | 5% | 9.5
64821 | HID | CC2000-00-01-060Z09 | CONFIGURATION: CCI, HTOG, BEEP/LED = 06, MIFARE = Z (SUPPRESSED), KEYPAD = 09 (BUFFER ONE KEY, ADD COMPLIMENT, 8 BIT MESSAGE (DORADO)) | Ea |  | 1 Year | 10 | 5% | 9.5
64822 | HID | CC2000-00-01-06C009 | CONFIGURATION: CCI, HTOG, BEEP/LED = 06, MIFARE = 00 (32 BIT), KEYPAD = 09 (BUFFER ONE KEY, ADD COMPLIMENT, 8 BIT MESSAGE (DORADO)), TAMPER ENABLED TOGGLE OC | Ea |  | 1 Year | 10 | 5% | 9.5
64823 | HID | CC2000-00-01-06CZ09 | CONFIGURATION: CCI, BEEP/LED = 06, MIFARE = Z (SUPPRESSED), KEYPAD = 09 , TAMPER ENABLED TOGGLE OC | Ea |  | 1 Year | 10 | 5% | 9.5
64824 | HID | CC2000-00-03-000000 | CONFIGURATION: CCI, HTOG, RP40 STANDARD | Ea |  | 1 Year | 10 | 5% | 9.5
64825 | HID | CC2000-00-03-000200 | CONFIGURATION: CCI, HTOG, RP40 STANDARD, 26 BIT | Ea |  | 1 Year | 10 | 5% | 9.5
64826 | HID | CC2000-00-03-000600 | CONFIGURATION: CCI, HTOG, RP40 STANDARD, 56 BIT | Ea |  | 1 Year | 10 | 5% | 9.5
64827 | HID | CC2000-00-03-000700 | CONFIGURATION: CCI, HTOG, RP40, 200 BIT | Ea |  | 1 Year | 10 | 5% | 9.5
64828 | HID | CC2000-00-03-000D00 | CONFIGURATION: CCI, HTOG, RP15 & RP40, BEEP/00, CSN 75 BIT | Ea |  | 1 Year | 10 | 5% | 9.5
64829 | HID | CC2000-00-03-000S00 | CONFIGURATION: CCI, RP15 & RP40 CSN EM4102 32 BIT OUTPUT (MIFARE CSN SUPPRESSED), PICO15693-HID APP, PROX-ICLASS PROIRITY | Ea |  | 1 Year | 10 | 5% | 9.5
64830 | HID | CC2000-00-03-000T00 | CONFIGURATION: CCI, RP15 & RP40 CSN EM4102 42 BIT WEIGAND MLF, PARITY ON (MIFARE CSN SUPPRESSED), PICO15693-HID APP, PROX-ICLASS PROIRITY | Ea |  | 1 Year | 10 | 5% | 9.5
64831 | HID | CC2000-00-03-000U00 | CONFIGURATION: CCI, RP15 & RP40 CSN EM4102 34 BIT WEIGAND MLF, PARITY ON OR MIFARE = 03, PICO15693-HID APP, PROX-ICLASS PROIRITY | Ea |  | 1 Year | 10 | 5% | 9.5
64832 | HID | CC2000-00-03-000V00 | CONFIGURATION: CCI, RP15 & RP40 CSN EM4102 34 BIT WEIGAND MLF, PARITY ONOR MIFARE=03, PICO15693-HID APP, PROX-ICLASS PROIRITY | Ea |  | 1 Year | 10 | 5% | 9.5
64833 | HID | CC2000-00-03-000Z00 | CONFIGURATION: CCI, HTOG, RP40, CSN SURPRESSED | Ea |  | 1 Year | 10 | 5% | 9.5
64834 | HID | CC2000-00-03-01C000 | CONFIGURATION: RP15 & RP40, BEEP/LED=01, MIFARE=00 (32 BIT),PROTO=14443A/PICO15693/PROX; APPS=14443A-CSN/PICO15693-HID/ICLASS PRIORITY, TAMPER ENABLED-OC | Ea |  | 1 Year | 10 | 5% | 9.5
64835 | HID | CC2000-00-03-060000 | CONFIGURATION: CCI, HTOG,,BEEP/LED=06,MIFARE=00,32BIT,BEEP ON,LED NORM OFF,FLASH RED&GRN BY HOST,ICLASS PRIORITY | Ea |  | 1 Year | 10 | 5% | 9.5
64836 | HID | CC2000-00-07-000000 | CONFIGURATION: CCI, HTOG, RPK40 STANDARD, 32 BIT, KYD 00 | Ea |  | 1 Year | 10 | 5% | 9.5
64837 | HID | CC2000-00-07-000009 | CONFIGURATION: CCI, HTOG, RPK40 STANDARD, BUFFER ONE KEY 8 BIT | Ea |  | 1 Year | 10 | 5% | 9.5
64838 | HID | CC2000-00-07-000014 | CONFIGURATION: CCI, HTOG,RPK40, BEEP/LED=00 MIFARE=02 | Ea |  | 1 Year | 10 | 5% | 9.5
64839 | HID | CC2000-00-07-000200 | CONFIGURATION: CCI, HTOG, BEEP/LED=00 MIFARE=02 W/ PROTOCOLS & APPLICATIONS,ICLASS PRIORITY | Ea |  | 1 Year | 10 | 5% | 9.5
64840 | HID | CC2000-00-07-000700 | CONFIGURATION: CCI, RPK40, LED RED, FLASH GREEN, BUZZER ON, 200 BIT CSN, BUFFER ONE KEY, 4 BIT KEYPAD | Ea |  | 1 Year | 10 | 5% | 9.5
64841 | HID | CC2000-00-07-000709 | CONFIGURATION: CCI, HTOG, RKP40, PIV 200, 09 KYPD | Ea |  | 1 Year | 10 | 5% | 9.5
64842 | HID | CC2000-00-07-000D09 | CONFIGURATION: CCI, HTOG, RKP40, 200 BIT, BUFFER ONE KEY, 4 BIT | Ea |  | 1 Year | 10 | 5% | 9.5
64843 | HID | CC2000-00-07-000D14 | CONFIGURATION: CCI, HTOG, RPK40 CSN 75 BIT, KPD OPTION 14 | Ea |  | 1 Year | 10 | 5% | 9.5
64844 | HID | CC2000-00-07-000Z00 | CONFIGURATION: CCI, HTOG, RPK40 STANDARD, CSN SUPPRESSED, KYD 00 | Ea |  | 1 Year | 10 | 5% | 9.5
64845 | HID | CC2000-00-07-060209 | CONFIGURATION: CCI, HTOG, RPK40, BEEP/LED = 06, MIFARE = 02 (26 BIT), KEYPAD = 09 (BUFFER ONE KEY, ADD COMPLIMENT, 8 BIT MESSAGE (DORADO)), PROTO&APPS =14443A-CSN, PICO 15693 - HID/ICLASS PRIORITY | Ea |  | 1 Year | 10 | 5% | 9.5
64846 | HID | CC2000-00-08-000000 | CONFIGURATION: CCI, HTOG, CCI, HTOG, BIO REV B, BEEP/LED = 00, KEYPAD = 00 | Ea |  | 1 Year | 10 | 5% | 9.5
64847 | HID | CC2000-00-08-000014 | CONFIGURATION: CCI, HTOG, CCI, HTOG, BIO REV B, BEEP/LED = 00, KEYPAD = 14 (BUFFER 1 TO 5 KEYS, 26 BIT FACILITY CODE ENTERED MANUALLY | Ea |  | 1 Year | 10 | 5% | 9.5
64848 | HID | CC2000-00-08-000022 | CONFIGURATION: CCI, HTOG, CCI, HTOG, BIO REV B, BEEP/LED = 00, KEYPAD = 22 (LOCAL PIN VERIFY) | Ea |  | 1 Year | 10 | 5% | 9.5
64849 | HID | CC2000-00-08-00C009 | CONFIGURATION: CCI, HTOG, BEEP/LED = 00, KEYPAD = 09, OPEN COLLECTOR TAMPER ENABLED | Ea |  | 1 Year | 10 | 5% | 9.5
64850 | HID | CC2000-00-09-040000 | CONFIGURATION: CCI, HTOG, R90 BEEP/LED = 04 | Ea |  | 1 Year | 10 | 5% | 9.5
64851 | HID | CC2000-00-09-060000 | CONFIGURATION: CCI, HTOG, BEEP/LED = 06 | Ea |  | 1 Year | 10 | 5% | 9.5
64852 | HID | CC2000-00-09-06C000 | CONFIGURATION: CCI, HTOG, BEEP/LED = 06, TAMPER ENABLE - OPEN COLLECTOR | Ea |  | 1 Year | 10 | 5% | 9.5
64853 | HID | CC2000-00-12-000000 | CONFIGURATION: CCI, HTOG, CLOCK & DATA, BEEP/LED = 00, MIFARE = 00 (32 BIT) | Ea |  | 1 Year | 10 | 5% | 9.5
64854 | HID | CC2000-00-12-060000 | CONFIGURATION: CCI, HTOG, ALL RDRS, CLOCK & DATA, BEEP/LED = 06, MIFARE - 00 (32 BIT) | Ea |  | 1 Year | 10 | 5% | 9.5
64855 | HID | CC2000-00-17-000400 | CONFIGURATION: CCI, HTOG, RM(P)K40, BEEP/LED=00,MIFARE=00 (32 BIT), KEYPAD OPTION = 00, MAGNETIC OPTION 4 =ABA CREDENTIAL ALL ABA DIGITS, PLUS LEADING | Ea |  | 1 Year | 10 | 5% | 9.5
64856 | HID | CC2000-00-17-000500 | CONFIGURATION: CCI, HTOG, RM(P)K40, BEEP/LED=00, MIFARE=00 (32 BIT), KEYPAD=00 (BUFFER 1 KEY), MAGNETIC OPTION 5 = ABA CARD, ALL ABA DIGITS, 10 LEAD/10 TRAIL 0'S, WIEGAND OUTPUT | Ea |  | 1 Year | 10 | 5% | 9.5
64857 | HID | CC2000-00-18-000000 | CONFIGURATION: CCI, HTOG, CCI, HTOG, RM(P)40, BEEP/LED=00, MIFARE=00 (32 BIT), MAGNETIC OPTION 0 = NORTHERN 32 BIT WIEGAND (FC=16 BITS, ID=16 BITS) | Ea |  | 1 Year | 10 | 5% | 9.5
64858 | HID | CC2000-00-18-000100 | CONFIGURATION: CCI, HTOG, RM(P)40, BEEP/LED=00, MIFARE=00 (32 BIT), MAGNETIC OPTION 1 = ABA CREDENTIAL, ALL BITS RAW DATA V CLOCK-AND-DATA | Ea |  | 1 Year | 10 | 5% | 9.5
64859 | HID | CC2000-00-18-000400 | CONFIGURATION: CCI, HTOG, RM(P)40, BEEP/LED=00, MIFARE=00 (32 BIT), MAGNETIC OPTION 4 = ABA CREDENTIAL ALL ABA DIGITS, PLUS 10 LEADING & 10 TRAILING 0'S V CLOCK-AND-DATA | Ea |  | 1 Year | 10 | 5% | 9.5
64860 | HID | CC2000-00-18-000500 | CONFIGURATION: CCI, HTOG, RM(P)40, BEEP/LED=00, MIFARE=00 (32 BIT), MAGNETIC OPTION 5 = ABA CARD, ALL ABA DIGITS, 10 LEAD/10 TRAIL 0'S, WIEGAND OUTPUT | Ea |  | 1 Year | 10 | 5% | 9.5
64861 | HID | CC2000-00-18-000600 | CONFIGURATION: CCI, HTOG, RM(P)40, BEEP/LED=00, MIFARE=00 (32 BIT), MAGNETIC OPTION 6 = ABA CARD, CONVERT LAST 4 ABA DIGITS IN 1ST FIELD TO BINARY AND OUTPUT AS 26 BIT WIEGAND | Ea |  | 1 Year | 10 | 5% | 9.5
64862 | HID | CC2000-00-18-000700 | CONFIGURATION: CCI, HTOG, RM(P)40, BEEP/LED=00, MIFARE=00 (32 BIT), MAGNETIC OPTION 7 = ABA CARD, CONVERT LAST 7 ABA DIGITS IN 1ST FIELD TO BINARY AND OUTPUT AS 26 BIT WIEGAND | Ea |  | 1 Year | 10 | 5% | 9.5
64863 | HID | CC2000-00-18-000800 | CONFIGURATION: CCI, HTOG, RM(P)40, BEEP/LED=00, MIFARE=00 (32 BIT), MAGNETIC OPTION 8 = EMPI CARD TO 26 BIT WIEGAND | Ea |  | 1 Year | 10 | 5% | 9.5
64864 | HID | CC2000-00-18-000900 | CONFIGURATION: CCI, HTOG, RM(P)40, BEEP/LED=00, MIFARE=00 (32 BIT), MAGNETIC OPTION 9 = EMPI CARD TO 34 BIT WIEGAND | Ea |  | 1 Year | 10 | 5% | 9.5
64865 | HID | CC2000-00-18-000A00 | CONFIGURATION: CCI, HTOG, RM(P)40, BEEP/LED=00, MIFARE=00 (32 BIT), MAGNETIC OPTION A = ABA CARD, CONVERT LAST 9 ABA DIGITS IN 1ST FIELD TO BINARY AND OUTPUT AS 34 BIT WIEGAND | Ea |  | 1 Year | 10 | 5% | 9.5
64866 | HID | CC2000-00-18-000B00 | CONFIGURATION: CCI, HTOG,RM(P)40, BEEP/LED=00, MIFARE=00 (32 BIT), MAGNETIC OPTION B = BASIC MS RAW OUPUT, ALL BITS WIEGAND IN ORDER RECEIVED | Ea |  | 1 Year | 10 | 5% | 9.5
64867 | HID | CC2000-00-18-000C00 | CONFIGURATION: CCI, HTOG, RM(P)40, BEEP/LED=00, MIFARE=00 (32 BIT), MAGNETIC OPTION C = ABA TO 26 BIT WIEGAND (FC=8 BITS, ID=16 BITS) | Ea |  | 1 Year | 10 | 5% | 9.5
64868 | HID | CC2000-00-18-000D00 | CONFIGURATION: CCI, HTOG, RM(P)40, BEEP/LED=00, MIFARE=00 (32 BIT), MAGNETIC OPTION D = ABA TO 34 BIT WIEGAND (FC=16 BITS, ID=16 BITS) | Ea |  | 1 Year | 10 | 5% | 9.5
64869 | HID | CC2000-00-18-000E00 | CONFIGURATION: CCI, HTOG, RM(P)40, BEEP/LED=00, MIFARE=00 (32 BIT), MAGNETIC OPTION E = ABA TO 34 BIT WIEGAND (FC=12 BITS, ID=20 BITS) | Ea |  | 1 Year | 10 | 5% | 9.5
64870 | HID | CC2000-00-18-000F00 | CONFIGURATION: CCI, HTOG, RM(P)40, BEEP/LED=00, MIFARE=00 (32 BIT), MAGNETIC OPTION F = ABA TO 26 BIT WIEGAND | Ea |  | 1 Year | 10 | 5% | 9.5
64871 | HID | CC2000-00-18-00C000 | CONFIGURATION: CCI, HTOG, RM(P)40, BEEP/LED=00, MIFARE=00 (32 BIT), MAGNETIC OPTION 0 = NORTHERN 32 BIT WIEGAND (FC=16 BITS, ID=16 BITS), TAMPER ENABLED - OPEN COLLECTOR | Ea |  | 1 Year | 10 | 5% | 9.5
64872 | HID | CC2000-00-18-010000 | CONFIGURATION: CCI, HTOG, RM(P)40, BEEP/LED=01, MIFARE=00 (32 BIT), MAGNETIC OPTION 0 = NORTHERN 32 BIT WIEGAND (FC=16 BITS, ID=16 BITS) | Ea |  | 1 Year | 10 | 5% | 9.5
64873 | HID | CC2000-01-00-000000 | CONFIGURATION: CCI, HTOG, RESET | Ea |  | 1 Year | 10 | 5% | 9.5
64874 | HID | CC2000-01-02-000000 | CONFIGURATION: CCI, HTOG, RESET, BIOMETRIC REV A READER ONLY, RESET DEFAULTS FROM CARD | Ea |  | 1 Year | 10 | 5% | 9.5
64875 | HID | CC2000-01-03-000001 | CONFIGURATION: CCI, HTOG, RESET, RP15 / RP40 INITIALIZATION; PROTOCOLS=14443A-CSN, PICO15693-HID APP,PROX-ICLASS PRIORITY, ANTIPASSBACK=1.5SEC | Ea |  | 1 Year | 10 | 5% | 9.5
64876 | HID | CC2000-01-04-000000 | CONFIGURATION: CCI, HTOG, RESET, LCD KEYPAD READER ONLY (RWKL550), RESET TO FACTORY DEFAULTS FROM CARD, | Ea |  | 1 Year | 10 | 5% | 9.5
64877 | HID | CC2000-01-08-000002 | CONFIGURATION: CCI, HTOG, READER/ENROLLER, RESET BACK TO FACTORY DEFAULTS, RESETS ADMINISTRATORS AND CUSTOM TEMPLATES | Ea |  | 1 Year | 10 | 5% | 9.5
64878 | HID | CC2000-04-00-000013 | CONFIGURATION: CCI, HTOG, ALL RDRS, PROTOCOLS = ISO14443B - CSN | Ea |  | 1 Year | 10 | 5% | 9.5
64879 | HID | CC2000-04-00-003003 | CONFIGURATION: CCI, HTOG, PROTO & APPS, BLK7, (CSN ONLY); PROTOCOLS = ISO15693 - CSN, 14443A - CSN, 14443B - CSN, PICO15693 - CSN, PROX - ICLASS PRORITY 500MS | Ea |  | 1 Year | 10 | 5% | 9.5
64880 | HID | CC2000-04-03-000002 | CONFIGURATION: CCI, PROTO & APPS, RP40 INITIALIZATION, PROX PREFERRED READ MODE; PROTOCOLS=14443A-PICO15693-PROX; 14443A=CSN; PICO15693=HID; PROX=PROX PRORITY 500MS DELAY, ANTIPASSBACK=2SEC | Ea |  | 1 Year | 10 | 5% | 9.5
64881 | HID | CC2000-04-03-000003 | CONFIGURATION: CCI, HTOG, RP40 INITIALIZATION,ICLASS ONLY, READ MODE | Ea |  | 1 Year | 10 | 5% | 9.5
64882 | HID | CC2000-04-03-000004 | CONFIGURATION: CCI, HTOG, PROTO & APPS, PROX ONLY READ MODE; PROTOCOLS = PROX; PROX APPS = PROX ONLY | Ea |  | 1 Year | 10 | 5% | 9.5
64883 | HID | CC2000-04-03-000008 | CONFIGURATION: CCI, HTOG, RP40 INITIALIZATION, PROX PREFERRED; PROTOCOLS=14443A-PICO15693-PROX; 14443A=CSN; PICO15693=HID; PROX=PROX PRORITY 500MS DELAY, ANTIPASSBACK=1.5 SEC | Ea |  | 1 Year | 10 | 5% | 9.5
64884 | HID | CC2000-04-03-000010 | CONFIGURATION: CCI, HTOG, RP40 INIT CONFIG CARD, ICLASS ONLY MODE | Ea |  | 1 Year | 10 | 5% | 9.5
64885 | HID | CC2000-04-03-000011 | CONFIGURATION: CCI, PROX ONLY READ MODE; PROTOCOLS = PROX; APPS = PROX ONLY | Ea |  | 1 Year | 10 | 5% | 9.5
64886 | HID | CC2000-04-03-000019 | CONFIGURATION: CCI, HTOG, PROTO & APPS, RP40 INITIALIZATION CONFIG CARD; PROTO=14443A, PICO15693, PROX; APPS=14443A=CSN, PICO15693=HID APP; PROX=NO PRORITY, ANTIPB=1.5SEC | Ea |  | 1 Year | 10 | 5% | 9.5
64887 | HID | CC2000-05-00-000004 | CONFIGURATION: CCI, HTOG, PIV, ALL RDRS, FACN ONLY, 200 BIT FORMAT, FLI=1167, FL2=1163 TWID | Ea |  | 1 Year | 10 | 5% | 9.5
64888 | HID | CC2000-07-00-000500 | CONFIGURATION: CCI, HTOG,, FELICA OR CEPAS, BEEP/LED =00, MIFARE_CSN = 07, FELICA 64 BIT CSN LSB 1ST OR CEPAS 64 BIT CAN LSB 1ST | Ea |  | 1 Year | 10 | 5% | 9.5
64889 | HID | CC2000-07-00-000600 | CONFIGURATION: CCI, HTOG, FELICA OR CEPAS, BEEP/LED =00, MIFARE_CSN = 07, FELICA 64 BIT CSN LSB 1ST OR CEPAS 64 BIT CSN LSB 1ST | Ea |  | 1 Year | 10 | 5% | 9.5
64890 | HID | CC2000-07-00-000700 | CONFIGURATION: CCI, HTOG, FELICA OR CEPAS, BEEP/LED = 00, MIFARE_CSN = 07, FELICA 64 BIT CSN LSB 1ST OR CEPAS 64 BIT CAN LSB 1ST OR MIFARE 64 BIT CSN LSB 1ST | Ea |  | 1 Year | 10 | 5% | 9.5
64891 | HID | CC2000-07-00-000800 | CONFIGURATION: CCI, HTOG, FELICA OR CEPAS, BEEP/LED = 00, MIFARE_CSN = 07, FELICA 64 BIT CSN LSB 1ST OR CEPAS 64 BIT CAN LSB 1ST OR MIFARE 64 BIT CSN LSB 1ST | Ea |  | 1 Year | 10 | 5% | 9.5
64892 | HID | CC2000-07-00-000900 | CONFIGURATION: CCI, HTOG, FELICA CSN OR CEPAS CAN, MIFARE SURPRESSED, BEEP/LED = 00, 26 BIT (EP+8BIT FC=01+16BIT CSN MSB+OP) | Ea |  | 1 Year | 10 | 5% | 9.5
64893 | HID | CC2000-07-00-000A00 | CONFIGURATION: CCI, HTOG, FELICA CSN OR CEPAS CSN, MIFARE SURPRESSED, BEEP/LED = 00, 26 BIT (EVEN PARITY+24 BIT LSB+ODD PARITY | Ea |  | 1 Year | 10 | 5% | 9.5
64894 | HID | CC2000-07-00-000B00 | CONFIGURATION: CCI, HTOG, FELICA CSN OR CEPAS CAN, MIFARE CSN, BEEP/LED = 00, MIFARE CSN = 02,, 26 BIT (EP+8BIT FC=01+16BIT CSN MSB+OP) | Ea |  | 1 Year | 10 | 5% | 9.5
64895 | HID | CC2000-07-00-000C00 | CONFIGURATION: CCI, HTOG, FELICA CSN OR CEPAS CSN, MIFARE CSN, BEEP/LED = 00, MIFARE CSN = 02,, 26 BIT (EP+8BIT FC=01+16BIT CSN MSB+OP) | Ea |  | 1 Year | 10 | 5% | 9.5
64896 | HID | CC2000-07-00-000D00 | CONFIGURATION: CCI, HTOG, FELICA, BEEP/LED = 00, MIFARE_CSN = 07, 64 BIT CSN LSB 1ST | Ea |  | 1 Year | 10 | 5% | 9.5
64897 | HID | CC2000-07-00-000E00 | CONFIGURATION: CCI, HTOG, FELICA, BEEP/LED = 00, MIFARE = 08, 26 BIT, PR=14443A-15693-FELICA, AP=CSN, 15693-HID | Ea |  | 1 Year | 10 | 5% | 9.5
64898 | HID | CC2000-07-00-000F00 | CONFIGURATION: CCI, HTOG, FELICA, BEEP/LED = 00, MIFARE_CSN=07, 64 BIT CSN LSB 1ST | Ea |  | 1 Year | 10 | 5% | 9.5
64899 | HID | CC2000-08-00-000009 | CONFIGURATION CCI, ALL RDRS, CUSTOM, TAMPER ENABLE, TOGGLE OPEN COLLECTOR | Ea |  | 1 Year | 10 | 5% | 9.5
64900 | HID | CC2000-08-00-000038 | CONFIGURATION: CCI, ALL RDRS, CUSTOM, TAMPER DISABLED | Ea |  | 1 Year | 10 | 5% | 9.5
64901 | HID | CC2000-08-07-000001 | CCI, RPK40, CUSTOM, BEEP/LED = 00, MIFARE = 00 (32 BIT), KEYPAD=09, 14443A-CSN, PICO15693-HID, PROX-ICLASS PRIORITY, BACKLIGHT TRIG BY CARD, BEEP KEY PRESS | Ea |  | 1 Year | 10 | 5% | 9.5
64902 | HID | CC2000-08-07-000004 | CCI, RPK40, CUSTOM, BEEP/LED = 07, MIFARE = 00 (32 BIT), KEYPAD = 09 (8 BIT-DORADO), 14443A-CSN, PICO15693-HID, PROX-ICLASS PRIORITY, BACKLIGHT TRIG BY CARD, NO BEEP KEY PRESS | Ea |  | 1 Year | 10 | 5% | 9.5
64903 | HID | CC2000-08-07-000043 | CCI, RPK40, CUSTOM, BEEP/LED = 07, MIFARE = 00 (32 BIT), KEYPAD = 09 (8 BIT-DORADO), 14443A-CSN, PICO15693-HID, PROX-ICLASS PRIORITY, BACKLIGHT TRIG BY CARD, BEEP KEY PRESS | Ea |  | 1 Year | 10 | 5% | 9.5
64904 | HID | CC2000-08-08-000032 | CONFIGURATION: CCI, HTOG, BIOCLASS REV B, CUSTOM, BFE, DISABLE BIO SENSOR, CARD ONLY, NO FP, NO PIN | Ea |  | 1 Year | 10 | 5% | 9.5
64905 | HID | CC2000-08-08-000034 | CONFIGURATION: CCI, HTOG, CCI, HTOG, BIO REV B, CUSTOM, BIO SENSOR DISABLE (NOTE: KEYPAD - LOCAL PIN VERIFY IS DISABLED) | Ea |  | 1 Year | 10 | 5% | 9.5
64906 | HID | CC2000-08-08-000044 | CCI, RPK40, CCI, BIOCLASS REV B, CUSTOM, BEEP/LED = 00, BIO SENSOR DISABLE, CARD + PIN ONLY (KEYPAD = 22, LOCAL PIN VERIFY) | Ea |  | 1 Year | 10 | 5% | 9.5
64907 | HID | CC2000-08-17-000013 | CONFIGURATION: CCI, HTOG, RM(P)K40, BEEP/LED=00, PIV 200 BIT, KYD=00, MAG OPTION 5=ABA CARD, ALL ABA DIGITS, 10 LEAD/10 TRAIL 0'S, WEIGAND OUTPUT | Ea |  | 1 Year | 10 | 5% | 9.5
64908 | HID | CC2000-10-00-000004 | CONFIGURATION: CCI, HTOG, ICLASS, BAUD RATE, 57600, EVEN PARITY, 9 DATA BIT FRAME | Ea |  | 1 Year | 10 | 5% | 9.5
64909 | HID | CC2000-10-00-000005 | CONFIGURATION: CCI, HTOG, ICLASS, BAUD RATE, 115200, EVEN PARITY, 9 DATA BIT FRAME | Ea |  | 1 Year | 10 | 5% | 9.5
64910 | HID | CC2000-10-00-000037 | CONFIGURATION: CCI, HTOG, ALL RDRS, BAUD RATE, 9600, NO PARITY, 8 DATA BIT FRAME | Ea |  | 1 Year | 10 | 5% | 9.5
64911 | HID | CC2000-10-00-000044 | CONFIGURATION: CCI, HTOG, ALL RDRS, BAUD RATE, 96200, EVEN PARITY, 8 DATA BIT FRAME | Ea |  | 1 Year | 10 | 5% | 9.5
64912 | HID | CC2000-13-00-000066 | CCI, ALL RDRS, WIEGAND PULSE TIMING = 50US, REV C DFM 1 READERS | Ea |  | 1 Year | 10 | 5% | 9.5
64913 | HID | CC2000-13-00-000577 | CONFIGURATION: CCI, ALL RDRS, TEST CARD, TAMPLE ENABLE INVERT IM ALIVE INTERVAL=1 MINUTE, IM ALIVE MESSAGE = AA | Ea |  | 1 Year | 10 | 5% | 9.5
64914 | HID | CC2000-14-00-000000 | CONFIGURATION: CCI, HTOG, ALL RDRS,CLOCK & DATA,ENABLE | Ea |  | 1 Year | 10 | 5% | 9.5
64915 | HID | CC2000-15-00-000000 | CONFIGURATION: CCI, HTOG,OSDP ADDRESS 0; BAUD RATE 9600, 8 BIT DATA FRAME SIZE, NO PARITY, NON-LCD | Ea |  | 1 Year | 10 | 5% | 9.5
64916 | HID | CC2000-15-00-000001 | CONFIGURATION: CCI, HTOG, OSDP ADDRESS 1; BAUD RATE 9600, 8 BIT DATA FRAME SIZE, NO PARITY, NON-LCD | Ea |  | 1 Year | 10 | 5% | 9.5
64917 | HID | CC2000-15-00-000002 | CONFIGURATION: CCI, HTOG, OSDP ADDRESS 2; BAUD RATE 9600, 8 BIT DATA FRAME SIZE, NO PARITY, NON-LCD | Ea |  | 1 Year | 10 | 5% | 9.5
64918 | HID | CC2000-15-00-000003 | CONFIGURATION: CCI, HTOG, OSDP ADDRESS 3; BAUD RATE 9600, 8 BIT DATA FRAME SIZE, NO PARITY, NON-LCD | Ea |  | 1 Year | 10 | 5% | 9.5
64919 | HID | CC2000-15-00-000004 | CONFIGURATION: CCI, HTOG, OSDP ADDRESS 4; BAUD RATE 9600, 8 BIT DATA FRAME SIZE, NO PARITY, NON-LCD | Ea |  | 1 Year | 10 | 5% | 9.5
64920 | HID | CC2000-15-00-000005 | CONFIGURATION: CCI, HTOG, OSDP ADDRESS 5; BAUD RATE 9600, 8 BIT DATA FRAME SIZE, NO PARITY, NON-LCD | Ea |  | 1 Year | 10 | 5% | 9.5
64921 | HID | CC2000-15-00-000006 | CONFIGURATION: CCI, HTOG, OSDP ADDRESS 6; BAUD RATE 9600, 8 BIT DATA FRAME SIZE, NO PARITY, NON-LCD | Ea |  | 1 Year | 10 | 5% | 9.5
64922 | HID | CC2000-15-00-000007 | CONFIGURATION: CCI, HTOG, OSDP ADDRESS 7; BAUD RATE 9600, 8 BIT DATA FRAME SIZE, NO PARITY, NON-LCD | Ea |  | 1 Year | 10 | 5% | 9.5
64923 | HID | CC2000-15-00-000008 | CONFIGURATION: CCI, HTOG, OSDP ADDRESS 8; BAUD RATE 9600, 8 BIT DATA FRAME SIZE, NO PARITY, NON-LCD | Ea |  | 1 Year | 10 | 5% | 9.5
64924 | HID | CC2000-15-00-000009 | CONFIGURATION: CCI, HTOG, OSDP ADDRESS 9; BAUD RATE 9600, 8 BIT DATA FRAME SIZE, NO PARITY, NON-LCD | Ea |  | 1 Year | 10 | 5% | 9.5
64925 | HID | CC2000-15-05-00P000 | CONFIGURATION: CCI, HTOG, LCDKP, BEEP/LED = 00, MIFARE = 00 (32 BIT), KEYPAD = 00, OSDP ADDRESS 0; BAUD RATE 9600, 8 BIT DATA FRAME SIZE, NO PARITY, LCD READER, OSDP TAMPER ENABLE | Ea |  | 1 Year | 10 | 5% | 9.5
64926 | HID | CC2000-20-07-000003 | CONFIGURATION: CCI, MULTICLASS, MAGNETO, ABA CARD, ALL ABA DIGITS, PLUS 10 LEADING 0'S & 10 TRAILING 0'S - WIEGAND | Ea |  | 1 Year | 10 | 5% | 9.5
64927 | HID | CC2000-20-07-000004 | CONFIGURATION: CCI, MULTICLASS, MAGNETO, ABA CARD, ALL ABA DIGITS, PLUS 10 LEADING 0'S & 10 TRAILING 0'S - WIEGAND | Ea |  | 1 Year | 10 | 5% | 9.5
64928 | HID | CC2000-20-07-000010 | CONFIGURATION: CCI, HTOG, MULTICLASS, MAGNETO, BASIC MS OUTPUT, ALL BITS WIEGAND IN ORDER RECEIVED | Ea |  | 1 Year | 10 | 5% | 9.5
64929 | HID | CC2000-20-07-000024 | CONFIGURATION: CCI, HTOG, MULTICLASS, MAGNETO = AMAG-58 BIT, PIV-58 BIT, KEYPAD OPTION = 09 (8 BIT DORADO), TAMPER ENABLED - OPEN COLLECTOR, PRIORITY DELAY = 300MS, BEEP/LED = 07 (HOST CONTROL) | Ea |  | 1 Year | 10 | 5% | 9.5
64930 | HID | CC2000-20-17-000008 | CONFIGURATION: CCI, MAGNETO, ABA CARD, ALL ABA DIGITS, PLUS 10 LEADING 0'S & 10 TRAILING 0'S - WIEGAND, PIV-75 BIT BEEP/LED=07, KEYPD=09, TAMPER OPEN COLL, PRIOR DELAY, PROX READ DISABLED | Ea |  | 1 Year | 10 | 5% | 9.5
64931 | HID | CC2000-MASTER | CONFIGURATION: XXXXXXXXXXXXXX | Ea |  | 1 Year | 10 | 5% | 9.5
64932 | HID | CCE2000-04-03-000003 | CONFIGURATION: CCI, ELITE, RP40, ICLASS ONLY MODE, PROTO: 14443A-CSN, PICO15693-HID APP, PROX-DISABLED, ICLASS PRIORITY, APB - 1SEC | Ea |  | 1 Year | 10 | 5% | 9.5
64933 | HID | CKIT-0-BIOR | CFG CARD KIT, STANDARD SE BIO INITIAL SETUP RESET | Ea |  | 1 Year | 60 | 5% | 57
64934 | HID | CLAM-PRINT | CLAMSHELL PRINTING FEE PER COLOR AND SIDE | Ea |  | 1 Year | 1.12 | 5% | 1.064
64935 | HID | CLAM-SOLID | CLAMSHELL SOLID COLOR BASE (EDGE TO EDGE) PER COLOR AND SIDE | Ea |  | 1 Year | 1.06 | 5% | 1.007
64936 | HID | CONFIG-0001 | CONFIG CARD PACK, HADP ADDRESSES 0-8, NON-LCD READERS | Ea |  | 1 Year | 40 | 5% | 38
64937 | HID | CONFIG-0001-RB | CONFIG CARD PACK, HADP ADDRESSES 0-8, NON-LCD READERS, BOSCH READERS | Ea |  | 1 Year | 40.14 | 5% | 38.133
64938 | HID | CONFIG-0002 | CONFIG CARD PACK, HADP ADDRESSES 0-8, LCD READERS | Ea |  | 1 Year | 40 | 5% | 38
64939 | HID | CP1000D | CARD PROGRAMMER, SE ENCODER, CP1000 | Ea |  | 1 Year | 2000 | 5% | 1900
64940 | HID | CPS-02 | SETUP FEE | Ea |  | 1 Year | 2000 | 5% | 1900
64941 | HID | CPS-04 | DATABASE MANAGEMENT FEE | Ea |  | 1 Year | 2000 | 5% | 1900
64942 | HID | CPU-C40 | CPU READER - SM1 | Ea |  | 1 Year | 131.75 | 5% | 125.1625
64943 | HID | CPU-C40-CSN00026 | CPU READER - SM1 CPU CARD CSN OUTPUT , 26 BITS | Ea |  | 1 Year | 118.45 | 5% | 112.5275
64944 | HID | CPU-C40-CSN00032 | CPU READER - SM1 CPU CARD CSN OUTPUT , 32 BITS | Ea |  | 1 Year | 118.45 | 5% | 112.5275
64945 | HID | CPU-C40-CSN00034 | CPU READER - SM1 CPU CARD CSN OUTPUT , 34 BITS | Ea |  | 1 Year | 118.45 | 5% | 112.5275
64946 | HID | CPU-CK40 | CPU + KEYPAD READER - SM1 | Ea |  | 1 Year | 208 | 5% | 197.6
64947 | HID | CPU-CK40-CSN00026 | CPU + KEYPAD READER - SM1 CPU CARD CSN OUTPUT , 26 BITS | Ea |  | 1 Year | 178 | 5% | 169.1
64948 | HID | CPU-CK40-CSN00032 | CPU + KEYPAD READER - SM1 CPU CARD CSN OUTPUT , 32 BITS | Ea |  | 1 Year | 178 | 5% | 169.1
64949 | HID | CPU-CK40-CSN00034 | CPU + KEYPAD READER - SM1 CPU CARD CSN OUTPUT , 34 BITS | Ea |  | 1 Year | 178 | 5% | 169.1
64950 | HID | CPU-CK40-D | CPU + KEYPAD READER - 3DES | Ea |  | 1 Year | 208 | 5% | 197.6
64951 | HID | CRD633ZZ-00001 | MOBILE CREDENTIALS; ORGANIZATION SPECIFIC | Ea |  | 1 Year | 8.95 | 5% | 8.5025
64952 | HID | CRD633ZZ-00002 | MOBILE CREDENTIALS; ORGANIZATION SPECIFIC | Ea |  | 1 Year | 8.95 | 5% | 8.5025
64953 | HID | CRD633ZZ-00003 | MOBILE CREDENTIALS; ORGANIZATION SPECIFIC | Ea |  | 1 Year | 8.95 | 5% | 8.5025
64954 | HID | CRD633ZZ-00004 | MOBILE CREDENTIALS; ORGANIZATION SPECIFIC | Ea |  | 1 Year | 8.95 | 5% | 8.5025
64955 | HID | CRD633ZZ-00005 | MOBILE CREDENTIALS; ORGANIZATION SPECIFIC | Ea |  | 1 Year | 8.95 | 5% | 8.5025
64956 | HID | CRD633ZZ-00006 | MOBILE CREDENTIALS; ORGANIZATION SPECIFIC | Ea |  | 1 Year | 8.95 | 5% | 8.5025
64957 | HID | CRD633ZZ-00007 | MOBILE CREDENTIALS; ORGANIZATION SPECIFIC | Ea |  | 1 Year | 8.95 | 5% | 8.5025
64958 | HID | CRD633ZZ-00008 | MOBILE CREDENTIALS; ORGANIZATION SPECIFIC | Ea |  | 1 Year | 8.95 | 5% | 8.5025
64959 | HID | CRD633ZZ-00010 | MOBILE CREDENTIALS; ORGANIZATION SPECIFIC | Ea |  | 1 Year | 8.95 | 5% | 8.5025
64960 | HID | CRD633ZZ-00011 | MOBILE CREDENTIALS; ORGANIZATION SPECIFIC | Ea |  | 1 Year | 8.95 | 5% | 8.5025
64961 | HID | CRD633ZZ-00012 | MOBILE CREDENTIALS; ORGANIZATION SPECIFIC | Ea |  | 1 Year | 8.95 | 5% | 8.5025
64962 | HID | CRD633ZZ-00013 | MOBILE CREDENTIALS; ORGANIZATION SPECIFIC | Ea |  | 1 Year | 8.95 | 5% | 8.5025
64963 | HID | CRD633ZZ-00014 | MOBILE CREDENTIALS; ORGANIZATION SPECIFIC | Ea |  | 1 Year | 8.95 | 5% | 8.5025
64964 | HID | CRD633ZZ-00015 | MOBILE CREDENTIALS; ORGANIZATION SPECIFIC | Ea |  | 1 Year | 8.95 | 5% | 8.5025
64965 | HID | CRD633ZZ-00016 | MOBILE CREDENTIALS; ORGANIZATION SPECIFIC | Ea |  | 1 Year | 8.95 | 5% | 8.5025
64966 | HID | CRD633ZZ-00017 | MOBILE CREDENTIALS; ORGANIZATION SPECIFIC | Ea |  | 1 Year | 8.95 | 5% | 8.5025
64967 | HID | CRD633ZZ-00018 | MOBILE CREDENTIALS; ORGANIZATION SPECIFIC | Ea |  | 1 Year | 8.95 | 5% | 8.5025
64968 | HID | CRD633ZZ-00019 | MOBILE CREDENTIALS; ORGANIZATION SPECIFIC | Ea |  | 1 Year | 8.95 | 5% | 8.5025
64969 | HID | CRD633ZZ-00020 | MOBILE CREDENTIALS; ORGANIZATION SPECIFIC | Ea |  | 1 Year | 8.95 | 5% | 8.5025
64970 | HID | CRD633ZZ-00021 | MOBILE CREDENTIALS; ORGANIZATION SPECIFIC | Ea |  | 1 Year | 8.95 | 5% | 8.5025
64971 | HID | CRD633ZZ-00022 | MOBILE CREDENTIALS; ORGANIZATION SPECIFIC | Ea |  | 1 Year | 8.95 | 5% | 8.5025
64972 | HID | CRD633ZZ-00023 | MOBILE CREDENTIALS; ORGANIZATION SPECIFIC | Ea |  | 1 Year | 8.95 | 5% | 8.5025
64973 | HID | CRD633ZZ-00024 | MOBILE CREDENTIALS; ORGANIZATION SPECIFIC | Ea |  | 1 Year | 8.95 | 5% | 8.5025
64974 | HID | CRD633ZZ-00025 | MOBILE CREDENTIALS; ORGANIZATION SPECIFIC | Ea |  | 1 Year | 8.95 | 5% | 8.5025
64975 | HID | CRD633ZZ-00027 | MOBILE CREDENTIALS; ORGANIZATION SPECIFIC | Ea |  | 1 Year | 8.95 | 5% | 8.5025
64976 | HID | CRD633ZZ-00028 | MOBILE CREDENTIALS; ORGANIZATION SPECIFIC | Ea |  | 1 Year | 8.95 | 5% | 8.5025
64977 | HID | CRD633ZZ-00029 | MOBILE CREDENTIALS; ORGANIZATION SPECIFIC | Ea |  | 1 Year | 8.95 | 5% | 8.5025
64978 | HID | CRD633ZZ-00030 | MOBILE CREDENTIALS; ORGANIZATION SPECIFIC | Ea |  | 1 Year | 8.95 | 5% | 8.5025
64979 | HID | CRD633ZZ-00031 | MOBILE CREDENTIALS; ORGANIZATION SPECIFIC | Ea |  | 1 Year | 8.95 | 5% | 8.5025
64980 | HID | CRD633ZZ-00032 | MOBILE CREDENTIALS; ORGANIZATION SPECIFIC | Ea |  | 1 Year | 8.95 | 5% | 8.5025
64981 | HID | CRD633ZZ-00033 | MOBILE CREDENTIALS; ORGANIZATION SPECIFIC | Ea |  | 1 Year | 8.95 | 5% | 8.5025
64982 | HID | CRD633ZZ-00034 | MOBILE CREDENTIALS; ORGANIZATION SPECIFIC | Ea |  | 1 Year | 8.95 | 5% | 8.5025
64983 | HID | CRD633ZZ-00035 | MOBILE CREDENTIALS; ORGANIZATION SPECIFIC | Ea |  | 1 Year | 8.95 | 5% | 8.5025
64984 | HID | CRD633ZZ-00036 | MOBILE CREDENTIALS; ORGANIZATION SPECIFIC | Ea |  | 1 Year | 8.95 | 5% | 8.5025
64985 | HID | CRD633ZZ-00037 | MOBILE CREDENTIALS; ORGANIZATION SPECIFIC | Ea |  | 1 Year | 8.95 | 5% | 8.5025
64986 | HID | CRD633ZZ-00038 | MOBILE CREDENTIALS; ORGANIZATION SPECIFIC | Ea |  | 1 Year | 8.95 | 5% | 8.5025
64987 | HID | CRD633ZZ-00039 | MOBILE CREDENTIALS; ORGANIZATION SPECIFIC | Ea |  | 1 Year | 8.95 | 5% | 8.5025
64988 | HID | CRD633ZZ-00040 | MOBILE CREDENTIALS; ORGANIZATION SPECIFIC | Ea |  | 1 Year | 8.95 | 5% | 8.5025
64989 | HID | CRD633ZZ-00041 | MOBILE CREDENTIALS; ORGANIZATION SPECIFIC | Ea |  | 1 Year | 8.95 | 5% | 8.5025
64990 | HID | CRD633ZZ-00042 | MOBILE CREDENTIALS; ORGANIZATION SPECIFIC | Ea |  | 1 Year | 8.95 | 5% | 8.5025
64991 | HID | CRD633ZZ-00043 | MOBILE CREDENTIALS; ORGANIZATION SPECIFIC | Ea |  | 1 Year | 8.95 | 5% | 8.5025
64992 | HID | CRD633ZZ-00044 | MOBILE CREDENTIALS; ORGANIZATION SPECIFIC | Ea |  | 1 Year | 8.95 | 5% | 8.5025
64993 | HID | CRD633ZZ-00045 | MOBILE CREDENTIALS; ORGANIZATION SPECIFIC | Ea |  | 1 Year | 8.95 | 5% | 8.5025
64994 | HID | CRD633ZZ-00046 | MOBILE CREDENTIALS; ORGANIZATION SPECIFIC | Ea |  | 1 Year | 8.95 | 5% | 8.5025
64995 | HID | CRD633ZZ-00047 | MOBILE CREDENTIALS; ORGANIZATION SPECIFIC | Ea |  | 1 Year | 8.95 | 5% | 8.5025
64996 | HID | CRD633ZZ-00048 | MOBILE CREDENTIALS; ORGANIZATION SPECIFIC | Ea |  | 1 Year | 8.95 | 5% | 8.5025
64997 | HID | CRD633ZZ-00049 | MOBILE CREDENTIALS; ORGANIZATION SPECIFIC | Ea |  | 1 Year | 8.95 | 5% | 8.5025
64998 | HID | CRD633ZZ-00050 | MOBILE CREDENTIALS; ORGANIZATION SPECIFIC | Ea |  | 1 Year | 8.95 | 5% | 8.5025
64999 | HID | CRD633ZZ-00051 | MOBILE CREDENTIALS; ORGANIZATION SPECIFIC | Ea |  | 1 Year | 8.95 | 5% | 8.5025
65000 | HID | CRD633ZZ-00052 | MOBILE CREDENTIALS; ORGANIZATION SPECIFIC | Ea |  | 1 Year | 8.95 | 5% | 8.5025
65001 | HID | CRD633ZZ-00053 | MOBILE CREDENTIALS; ORGANIZATION SPECIFIC | Ea |  | 1 Year | 8.95 | 5% | 8.5025
65002 | HID | CRD633ZZ-00054 | MOBILE CREDENTIALS; ORGANIZATION SPECIFIC | Ea |  | 1 Year | 8.95 | 5% | 8.5025
65003 | HID | CRD633ZZ-00055 | MOBILE CREDENTIALS; ORGANIZATION SPECIFIC | Ea |  | 1 Year | 8.95 | 5% | 8.5025
65004 | HID | CRD633ZZ-00056 | MOBILE CREDENTIALS; ORGANIZATION SPECIFIC | Ea |  | 1 Year | 8.95 | 5% | 8.5025
65005 | HID | CRD633ZZ-00057 | MOBILE CREDENTIALS; ORGANIZATION SPECIFIC | Ea |  | 1 Year | 8.95 | 5% | 8.5025
65006 | HID | CRD633ZZ-00058 | MOBILE CREDENTIALS; ORGANIZATION SPECIFIC | Ea |  | 1 Year | 8.95 | 5% | 8.5025
65007 | HID | CRD633ZZ-00059 | MOBILE CREDENTIALS; ORGANIZATION SPECIFIC | Ea |  | 1 Year | 8.95 | 5% | 8.5025
65008 | HID | CRD633ZZ-00060 | MOBILE CREDENTIALS; ORGANIZATION SPECIFIC | Ea |  | 1 Year | 8.95 | 5% | 8.5025
65009 | HID | CRD633ZZ-00062 | MOBILE CREDENTIALS; ORGANIZATION SPECIFIC | Ea |  | 1 Year | 8.95 | 5% | 8.5025
65010 | HID | CRD633ZZ-00063 | MOBILE CREDENTIALS; ORGANIZATION SPECIFIC | Ea |  | 1 Year | 8.95 | 5% | 8.5025
65011 | HID | CRD633ZZ-00064 | MOBILE CREDENTIALS; ORGANIZATION SPECIFIC | Ea |  | 1 Year | 8.95 | 5% | 8.5025
65012 | HID | CRD633ZZ-00065 | MOBILE CREDENTIALS; ORGANIZATION SPECIFIC | Ea |  | 1 Year | 6.95 | 5% | 6.6025
65013 | HID | CRD633ZZ-00066 | MOBILE CREDENTIALS; ORGANIZATION SPECIFIC | Ea |  | 1 Year | 6.95 | 5% | 6.6025
65014 | HID | CRD633ZZ-00067 | MOBILE CREDENTIALS; ORGANIZATION SPECIFIC | Ea |  | 1 Year | 8.95 | 5% | 8.5025
65015 | HID | CRD633ZZ-00068 | MOBILE CREDENTIALS; ORGANIZATION SPECIFIC | Ea |  | 1 Year | 8.95 | 5% | 8.5025
65016 | HID | CRD633ZZ-00069 | MOBILE CREDENTIALS; ORGANIZATION SPECIFIC | Ea |  | 1 Year | 8.95 | 5% | 8.5025
65017 | HID | CRD633ZZ-00070 | MOBILE CREDENTIALS; ORGANIZATION SPECIFIC | Ea |  | 1 Year | 8.95 | 5% | 8.5025
65018 | HID | CRD633ZZ-00071 | MOBILE CREDENTIALS; ORGANIZATION SPECIFIC | Ea |  | 1 Year | 8.95 | 5% | 8.5025
65019 | HID | CRD633ZZ-00072 | MOBILE CREDENTIALS; ORGANIZATION SPECIFIC | Ea |  | 1 Year | 6.95 | 5% | 6.6025
65020 | HID | CRD633ZZ-00073 | MOBILE CREDENTIALS; ORGANIZATION SPECIFIC | Ea |  | 1 Year | 6.95 | 5% | 6.6025
65021 | HID | CRD633ZZ-00074 | MOBILE CREDENTIALS; ORGANIZATION SPECIFIC | Ea |  | 1 Year | 6.95 | 5% | 6.6025
65022 | HID | CRD633ZZ-00076 | MOBILE CREDENTIALS; ORGANIZATION SPECIFIC | Ea |  | 1 Year | 8.95 | 5% | 8.5025
65023 | HID | CRD633ZZ-00077 | MOBILE CREDENTIALS; ORGANIZATION SPECIFIC | Ea |  | 1 Year | 8.95 | 5% | 8.5025
65024 | HID | CRD633ZZ-00078 | MOBILE CREDENTIALS; ORGANIZATION SPECIFIC | Ea |  | 1 Year | 8.95 | 5% | 8.5025
65025 | HID | CRD633ZZ-00079 | MOBILE CREDENTIALS; ORGANIZATION SPECIFIC | Ea |  | 1 Year | 8.95 | 5% | 8.5025
65026 | HID | CRD633ZZ-00080 | MOBILE CREDENTIALS; ORGANIZATION SPECIFIC | Ea |  | 1 Year | 8.95 | 5% | 8.5025
65027 | HID | CRD633ZZ-00081 | MOBILE CREDENTIALS; ORGANIZATION SPECIFIC | Ea |  | 1 Year | 8.95 | 5% | 8.5025
65028 | HID | CRD633ZZ-00082 | MOBILE CREDENTIALS; ORGANIZATION SPECIFIC | Ea |  | 1 Year | 8.95 | 5% | 8.5025
65029 | HID | CRD633ZZ-00083 | MOBILE CREDENTIALS; ORGANIZATION SPECIFIC | Ea |  | 1 Year | 8.95 | 5% | 8.5025
65030 | HID | CRD633ZZ-00084 | MOBILE CREDENTIALS; ORGANIZATION SPECIFIC | Ea |  | 1 Year | 8.95 | 5% | 8.5025
65031 | HID | CRD633ZZ-00085 | MOBILE CREDENTIALS; ORGANIZATION SPECIFIC | Ea |  | 1 Year | 8.95 | 5% | 8.5025
65032 | HID | CRD633ZZ-00086 | MOBILE CREDENTIALS; ORGANIZATION SPECIFIC | Ea |  | 1 Year | 8.95 | 5% | 8.5025
65033 | HID | CRD633ZZ-00087 | MOBILE CREDENTIALS; ORGANIZATION SPECIFIC | Ea |  | 1 Year | 8.95 | 5% | 8.5025
65034 | HID | CRD633ZZ-00089 | MOBILE CREDENTIALS; ORGANIZATION SPECIFIC | Ea |  | 1 Year | 8.95 | 5% | 8.5025
65035 | HID | CRD633ZZ-00090 | MOBILE CREDENTIALS; ORGANIZATION SPECIFIC | Ea |  | 1 Year | 8.95 | 5% | 8.5025
65036 | HID | CRD633ZZ-00091 | MOBILE CREDENTIALS; ORGANIZATION SPECIFIC | Ea |  | 1 Year | 8.95 | 5% | 8.5025
65037 | HID | CRD633ZZ-00092 | MOBILE CREDENTIALS; ORGANIZATION SPECIFIC | Ea |  | 1 Year | 8.95 | 5% | 8.5025
65038 | HID | CRD633ZZ-00093 | MOBILE CREDENTIALS; ORGANIZATION SPECIFIC | Ea |  | 1 Year | 8.95 | 5% | 8.5025
65039 | HID | CRD633ZZ-00094 | MOBILE CREDENTIALS; ORGANIZATION SPECIFIC | Ea |  | 1 Year | 8.95 | 5% | 8.5025
65040 | HID | CRD633ZZ-00095 | MOBILE CREDENTIALS; ORGANIZATION SPECIFIC | Ea |  | 1 Year | 8.95 | 5% | 8.5025
65041 | HID | CRD633ZZ-00096 | MOBILE CREDENTIALS; ORGANIZATION SPECIFIC | Ea |  | 1 Year | 8.95 | 5% | 8.5025
65042 | HID | CRD633ZZ-00097 | MOBILE CREDENTIALS; ORGANIZATION SPECIFIC | Ea |  | 1 Year | 8.95 | 5% | 8.5025
65043 | HID | CRD633ZZ-00098 | MOBILE CREDENTIALS; ORGANIZATION SPECIFIC | Ea |  | 1 Year | 8.95 | 5% | 8.5025
65044 | HID | CRD633ZZ-00099 | MOBILE CREDENTIALS; ORGANIZATION SPECIFIC | Ea |  | 1 Year | 8.95 | 5% | 8.5025
65045 | HID | CRD633ZZ-00100 | MOBILE CREDENTIALS; ORGANIZATION SPECIFIC | Ea |  | 1 Year | 8.95 | 5% | 8.5025
65046 | HID | CRD633ZZ-00101 | MOBILE CREDENTIALS; ORGANIZATION SPECIFIC | Ea |  | 1 Year | 8.95 | 5% | 8.5025
65047 | HID | CRD633ZZ-00102 | MOBILE CREDENTIALS; ORGANIZATION SPECIFIC | Ea |  | 1 Year | 8.95 | 5% | 8.5025
65048 | HID | CRD633ZZ-00103 | MOBILE CREDENTIALS; ORGANIZATION SPECIFIC | Ea |  | 1 Year | 8.95 | 5% | 8.5025
65049 | HID | CRD633ZZ-00104 | MOBILE CREDENTIALS; ORGANIZATION SPECIFIC | Ea |  | 1 Year | 8.95 | 5% | 8.5025
65050 | HID | CRD633ZZ-00105 | MOBILE CREDENTIALS; ORGANIZATION SPECIFIC | Ea |  | 1 Year | 8.95 | 5% | 8.5025
65051 | HID | CRD633ZZ-00106 | MOBILE CREDENTIALS; ORGANIZATION SPECIFIC | Ea |  | 1 Year | 8.95 | 5% | 8.5025
65052 | HID | CRD633ZZ-00107 | MOBILE CREDENTIALS; ORGANIZATION SPECIFIC | Ea |  | 1 Year | 8.95 | 5% | 8.5025
65053 | HID | CRD633ZZ-00108 | MOBILE CREDENTIALS; ORGANIZATION SPECIFIC | Ea |  | 1 Year | 8.95 | 5% | 8.5025
65054 | HID | CRD633ZZ-00109 | MOBILE CREDENTIALS; ORGANIZATION SPECIFIC | Ea |  | 1 Year | 8.95 | 5% | 8.5025
65055 | HID | CRD633ZZ-00111 | MOBILE CREDENTIALS; ORGANIZATION SPECIFIC | Ea |  | 1 Year | 8.95 | 5% | 8.5025
65056 | HID | CRD633ZZ-00112 | MOBILE CREDENTIALS; ORGANIZATION SPECIFIC | Ea |  | 1 Year | 8.95 | 5% | 8.5025
65057 | HID | CRD633ZZ-00113 | MOBILE CREDENTIALS; ORGANIZATION SPECIFIC | Ea |  | 1 Year | 8.95 | 5% | 8.5025
65058 | HID | CRD633ZZ-00114 | MOBILE CREDENTIALS; ORGANIZATION SPECIFIC | Ea |  | 1 Year | 8.95 | 5% | 8.5025
65059 | HID | CRD633ZZ-00115 | MOBILE CREDENTIALS; ORGANIZATION SPECIFIC | Ea |  | 1 Year | 8.95 | 5% | 8.5025
65060 | HID | CRD633ZZ-00116 | MOBILE CREDENTIALS; ORGANIZATION SPECIFIC | Ea |  | 1 Year | 8.95 | 5% | 8.5025
65061 | HID | CRD633ZZ-00117 | MOBILE CREDENTIALS; ORGANIZATION SPECIFIC | Ea |  | 1 Year | 8.95 | 5% | 8.5025
65062 | HID | CRD633ZZ-00118 | MOBILE CREDENTIALS; ORGANIZATION SPECIFIC | Ea |  | 1 Year | 8.95 | 5% | 8.5025
65063 | HID | CRD633ZZ-00119 | MOBILE CREDENTIALS; ORGANIZATION SPECIFIC | Ea |  | 1 Year | 8.95 | 5% | 8.5025
65064 | HID | CRD633ZZ-00120 | MOBILE CREDENTIALS; ORGANIZATION SPECIFIC | Ea |  | 1 Year | 8.95 | 5% | 8.5025
65065 | HID | CRD633ZZ-00121 | MOBILE CREDENTIALS; ORGANIZATION SPECIFIC | Ea |  | 1 Year | 8.95 | 5% | 8.5025
65066 | HID | CRD633ZZ-00122 | MOBILE CREDENTIALS; ORGANIZATION SPECIFIC | Ea |  | 1 Year | 8.95 | 5% | 8.5025
65067 | HID | CRD633ZZ-00123 | MOBILE CREDENTIALS; ORGANIZATION SPECIFIC | Ea |  | 1 Year | 8.95 | 5% | 8.5025
65068 | HID | CRD633ZZ-00124 | MOBILE CREDENTIALS; ORGANIZATION SPECIFIC | Ea |  | 1 Year | 8.95 | 5% | 8.5025
65069 | HID | CRD633ZZ-00126 | MOBILE CREDENTIALS; ORGANIZATION SPECIFIC | Ea |  | 1 Year | 8.95 | 5% | 8.5025
65070 | HID | CRD633ZZ-00127 | MOBILE CREDENTIALS; ORGANIZATION SPECIFIC | Ea |  | 1 Year | 8.95 | 5% | 8.5025
65071 | HID | CRD633ZZ-00128 | MOBILE CREDENTIALS; ORGANIZATION SPECIFIC | Ea |  | 1 Year | 8.95 | 5% | 8.5025
65072 | HID | CRD633ZZ-00129 | MOBILE CREDENTIALS; ORGANIZATION SPECIFIC | Ea |  | 1 Year | 8.95 | 5% | 8.5025
65073 | HID | CRD633ZZ-00130 | MOBILE CREDENTIALS; ORGANIZATION SPECIFIC | Ea |  | 1 Year | 8.95 | 5% | 8.5025
65074 | HID | CRD633ZZ-00131 | MOBILE CREDENTIALS; ORGANIZATION SPECIFIC | Ea |  | 1 Year | 8.95 | 5% | 8.5025
65075 | HID | CRD633ZZ-00132 | MOBILE CREDENTIALS; ORGANIZATION SPECIFIC | Ea |  | 1 Year | 8.95 | 5% | 8.5025
65076 | HID | CRD633ZZ-00133 | MOBILE CREDENTIALS; ORGANIZATION SPECIFIC | Ea |  | 1 Year | 8.95 | 5% | 8.5025
65077 | HID | CRD633ZZ-00134 | MOBILE CREDENTIALS; ORGANIZATION SPECIFIC | Ea |  | 1 Year | 8.95 | 5% | 8.5025
65078 | HID | CRD633ZZ-00135 | MOBILE CREDENTIALS; ORGANIZATION SPECIFIC | Ea |  | 1 Year | 8.95 | 5% | 8.5025
65079 | HID | CRD633ZZ-00136 | MOBILE CREDENTIALS; ORGANIZATION SPECIFIC | Ea |  | 1 Year | 8.95 | 5% | 8.5025
65080 | HID | CRD633ZZ-00137 | MOBILE CREDENTIALS; ORGANIZATION SPECIFIC | Ea |  | 1 Year | 8.95 | 5% | 8.5025
65081 | HID | CRD633ZZ-00138 | MOBILE CREDENTIALS; ORGANIZATION SPECIFIC | Ea |  | 1 Year | 8.95 | 5% | 8.5025
65082 | HID | CRD633ZZ-00139 | MOBILE CREDENTIALS; ORGANIZATION SPECIFIC | Ea |  | 1 Year | 8.95 | 5% | 8.5025
65083 | HID | CRD633ZZ-00140 | MOBILE CREDENTIALS; ORGANIZATION SPECIFIC | Ea |  | 1 Year | 8.95 | 5% | 8.5025
65084 | HID | CRD633ZZ-00142 | MOBILE CREDENTIALS; ORGANIZATION SPECIFIC | Ea |  | 1 Year | 8.95 | 5% | 8.5025
65085 | HID | CRD633ZZ-00143 | MOBILE CREDENTIALS; ORGANIZATION SPECIFIC | Ea |  | 1 Year | 8.95 | 5% | 8.5025
65086 | HID | CRD633ZZ-00144 | MOBILE CREDENTIALS; ORGANIZATION SPECIFIC | Ea |  | 1 Year | 8.95 | 5% | 8.5025
65087 | HID | CRD633ZZ-00145 | MOBILE CREDENTIALS; ORGANIZATION SPECIFIC | Ea |  | 1 Year | 8.95 | 5% | 8.5025
65088 | HID | CRD633ZZ-00146 | MOBILE CREDENTIALS; ORGANIZATION SPECIFIC | Ea |  | 1 Year | 8.95 | 5% | 8.5025
65089 | HID | CRD633ZZ-00147 | MOBILE CREDENTIALS; ORGANIZATION SPECIFIC | Ea |  | 1 Year | 8.95 | 5% | 8.5025
65090 | HID | CRD633ZZ-00148 | MOBILE CREDENTIALS; ORGANIZATION SPECIFIC | Ea |  | 1 Year | 8.95 | 5% | 8.5025
65091 | HID | CRD633ZZ-00149 | MOBILE CREDENTIALS; ORGANIZATION SPECIFIC | Ea |  | 1 Year | 8.95 | 5% | 8.5025
65092 | HID | CRD633ZZ-00150 | MOBILE CREDENTIALS; ORGANIZATION SPECIFIC | Ea |  | 1 Year | 8.95 | 5% | 8.5025
65093 | HID | CRD633ZZ-00151 | MOBILE CREDENTIALS; ORGANIZATION SPECIFIC | Ea |  | 1 Year | 8.95 | 5% | 8.5025
65094 | HID | CRD633ZZ-00152 | MOBILE CREDENTIALS; ORGANIZATION SPECIFIC | Ea |  | 1 Year | 8.95 | 5% | 8.5025
65095 | HID | CRD633ZZ-00153 | MOBILE CREDENTIALS; ORGANIZATION SPECIFIC | Ea |  | 1 Year | 8.95 | 5% | 8.5025
65096 | HID | CRD633ZZ-00154 | MOBILE CREDENTIALS; ORGANIZATION SPECIFIC | Ea |  | 1 Year | 8.95 | 5% | 8.5025
65097 | HID | CRD633ZZ-00155 | MOBILE CREDENTIALS; ORGANIZATION SPECIFIC | Ea |  | 1 Year | 8.95 | 5% | 8.5025
65098 | HID | CRD633ZZ-00156 | MOBILE CREDENTIALS; ORGANIZATION SPECIFIC | Ea |  | 1 Year | 8.95 | 5% | 8.5025
65099 | HID | CRD633ZZ-00157 | MOBILE CREDENTIALS; ORGANIZATION SPECIFIC | Ea |  | 1 Year | 8.95 | 5% | 8.5025
65100 | HID | CRD633ZZ-00158 | MOBILE CREDENTIALS; ORGANIZATION SPECIFIC | Ea |  | 1 Year | 8.95 | 5% | 8.5025
65101 | HID | CRD633ZZ-00159 | MOBILE CREDENTIALS; ORGANIZATION SPECIFIC | Ea |  | 1 Year | 8.95 | 5% | 8.5025
65102 | HID | CRD633ZZ-00160 | MOBILE CREDENTIALS; ORGANIZATION SPECIFIC | Ea |  | 1 Year | 8.95 | 5% | 8.5025
65103 | HID | CRD633ZZ-00161 | MOBILE CREDENTIALS; ORGANIZATION SPECIFIC | Ea |  | 1 Year | 6.95 | 5% | 6.6025
65104 | HID | CRD633ZZ-00162 | MOBILE CREDENTIALS; ORGANIZATION SPECIFIC | Ea |  | 1 Year | 8.95 | 5% | 8.5025
65105 | HID | CRD633ZZ-00163 | MOBILE CREDENTIALS; ORGANIZATION SPECIFIC | Ea |  | 1 Year | 8.95 | 5% | 8.5025
65106 | HID | CRD633ZZ-00164 | MOBILE CREDENTIALS; ORGANIZATION SPECIFIC | Ea |  | 1 Year | 8.95 | 5% | 8.5025
65107 | HID | CRD633ZZ-00165 | MOBILE CREDENTIALS; ORGANIZATION SPECIFIC | Ea |  | 1 Year | 8.95 | 5% | 8.5025
65108 | HID | CRD633ZZ-00166 | MOBILE CREDENTIALS; ORGANIZATION SPECIFIC | Ea |  | 1 Year | 8.95 | 5% | 8.5025
65109 | HID | CRD633ZZ-00167 | MOBILE CREDENTIALS; ORGANIZATION SPECIFIC | Ea |  | 1 Year | 8.95 | 5% | 8.5025
65110 | HID | CRD633ZZ-00168 | MOBILE CREDENTIALS; ORGANIZATION SPECIFIC | Ea |  | 1 Year | 8.95 | 5% | 8.5025
65111 | HID | CRD633ZZ-00169 | MOBILE CREDENTIALS; ORGANIZATION SPECIFIC | Ea |  | 1 Year | 8.95 | 5% | 8.5025
65112 | HID | CRD633ZZ-00170 | MOBILE CREDENTIALS; ORGANIZATION SPECIFIC | Ea |  | 1 Year | 8.95 | 5% | 8.5025
65113 | HID | CRD633ZZ-00171 | MOBILE CREDENTIALS; ORGANIZATION SPECIFIC | Ea |  | 1 Year | 8.95 | 5% | 8.5025
65114 | HID | CRD633ZZ-00172 | MOBILE CREDENTIALS; ORGANIZATION SPECIFIC | Ea |  | 1 Year | 8.95 | 5% | 8.5025
65115 | HID | CRD633ZZ-00173 | MOBILE CREDENTIALS; ORGANIZATION SPECIFIC | Ea |  | 1 Year | 8.95 | 5% | 8.5025
65116 | HID | CRD633ZZ-00174 | MOBILE CREDENTIALS; ORGANIZATION SPECIFIC | Ea |  | 1 Year | 8.95 | 5% | 8.5025
65117 | HID | CRD633ZZ-00175 | MOBILE CREDENTIALS; ORGANIZATION SPECIFIC | Ea |  | 1 Year | 8.95 | 5% | 8.5025
65118 | HID | CRD633ZZ-00176 | MOBILE CREDENTIALS; ORGANIZATION SPECIFIC | Ea |  | 1 Year | 8.95 | 5% | 8.5025
65119 | HID | CRD633ZZ-00177 | MOBILE CREDENTIALS; ORGANIZATION SPECIFIC | Ea |  | 1 Year | 8.95 | 5% | 8.5025
65120 | HID | CRD633ZZ-00178 | MOBILE CREDENTIALS; ORGANIZATION SPECIFIC | Ea |  | 1 Year | 8.95 | 5% | 8.5025
65121 | HID | CRD633ZZ-00179 | MOBILE CREDENTIALS; ORGANIZATION SPECIFIC | Ea |  | 1 Year | 8.95 | 5% | 8.5025
65122 | HID | CRD633ZZ-00180 | MOBILE CREDENTIALS; ORGANIZATION SPECIFIC | Ea |  | 1 Year | 8.95 | 5% | 8.5025
65123 | HID | CRD633ZZ-00181 | MOBILE CREDENTIALS; ORGANIZATION SPECIFIC | Ea |  | 1 Year | 8.95 | 5% | 8.5025
65124 | HID | CRD633ZZ-00182 | MOBILE CREDENTIALS; ORGANIZATION SPECIFIC | Ea |  | 1 Year | 8.95 | 5% | 8.5025
65125 | HID | CRD633ZZ-00183 | MOBILE CREDENTIALS; ORGANIZATION SPECIFIC | Ea |  | 1 Year | 8.95 | 5% | 8.5025
65126 | HID | CRD633ZZ-00184 | MOBILE CREDENTIALS; ORGANIZATION SPECIFIC | Ea |  | 1 Year | 8.95 | 5% | 8.5025
65127 | HID | CRD633ZZ-00185 | MOBILE CREDENTIALS; ORGANIZATION SPECIFIC | Ea |  | 1 Year | 8.95 | 5% | 8.5025
65128 | HID | CRD633ZZ-00186 | MOBILE CREDENTIALS; ORGANIZATION SPECIFIC | Ea |  | 1 Year | 8.95 | 5% | 8.5025
65129 | HID | CRD633ZZ-00187 | MOBILE CREDENTIALS; ORGANIZATION SPECIFIC | Ea |  | 1 Year | 8.95 | 5% | 8.5025
65130 | HID | CRD633ZZ-00188 | MOBILE CREDENTIALS; ORGANIZATION SPECIFIC | Ea |  | 1 Year | 8.95 | 5% | 8.5025
65131 | HID | CRD633ZZ-00189 | MOBILE CREDENTIALS; ORGANIZATION SPECIFIC | Ea |  | 1 Year | 8.95 | 5% | 8.5025
65132 | HID | CRD633ZZ-00190 | MOBILE CREDENTIALS; ORGANIZATION SPECIFIC | Ea |  | 1 Year | 8.95 | 5% | 8.5025
65133 | HID | CRD633ZZ-00191 | MOBILE CREDENTIALS; ORGANIZATION SPECIFIC | Ea |  | 1 Year | 8.95 | 5% | 8.5025
65134 | HID | CRD633ZZ-00192 | MOBILE CREDENTIALS; ORGANIZATION SPECIFIC | Ea |  | 1 Year | 8.95 | 5% | 8.5025
65135 | HID | CRD633ZZ-00193 | MOBILE CREDENTIALS; ORGANIZATION SPECIFIC | Ea |  | 1 Year | 8.95 | 5% | 8.5025
65136 | HID | CRD633ZZ-00194 | MOBILE CREDENTIALS; ORGANIZATION SPECIFIC | Ea |  | 1 Year | 8.95 | 5% | 8.5025
65137 | HID | CRD633ZZ-00195 | MOBILE CREDENTIALS; ORGANIZATION SPECIFIC | Ea |  | 1 Year | 8.95 | 5% | 8.5025
65138 | HID | CRD633ZZ-00196 | MOBILE CREDENTIALS; ORGANIZATION SPECIFIC | Ea |  | 1 Year | 8.95 | 5% | 8.5025
65139 | HID | CRD633ZZ-00198 | MOBILE CREDENTIALS; ORGANIZATION SPECIFIC | Ea |  | 1 Year | 8.95 | 5% | 8.5025
65140 | HID | CRD633ZZ-00199 | MOBILE CREDENTIALS; ORGANIZATION SPECIFIC | Ea |  | 1 Year | 8.95 | 5% | 8.5025
65141 | HID | CRD633ZZ-00201 | MOBILE CREDENTIALS; ORGANIZATION SPECIFIC | Ea |  | 1 Year | 8.95 | 5% | 8.5025
65142 | HID | CRD633ZZ-00202 | MOBILE CREDENTIALS; ORGANIZATION SPECIFIC | Ea |  | 1 Year | 8.95 | 5% | 8.5025
65143 | HID | CRD633ZZ-00203 | MOBILE CREDENTIALS; ORGANIZATION SPECIFIC | Ea |  | 1 Year | 8.95 | 5% | 8.5025
65144 | HID | CRD633ZZ-00204 | MOBILE CREDENTIALS; ORGANIZATION SPECIFIC | Ea |  | 1 Year | 8.95 | 5% | 8.5025
65145 | HID | CRD633ZZ-00205 | MOBILE CREDENTIALS; ORGANIZATION SPECIFIC | Ea |  | 1 Year | 8.95 | 5% | 8.5025
65146 | HID | CRD633ZZ-00206 | MOBILE CREDENTIALS; ORGANIZATION SPECIFIC | Ea |  | 1 Year | 8.95 | 5% | 8.5025
65147 | HID | CRD633ZZ-00207 | MOBILE CREDENTIALS; ORGANIZATION SPECIFIC | Ea |  | 1 Year | 8.95 | 5% | 8.5025
65148 | HID | CRD633ZZ-00208 | MOBILE CREDENTIALS; ORGANIZATION SPECIFIC | Ea |  | 1 Year | 8.95 | 5% | 8.5025
65149 | HID | CRD633ZZ-00209 | MOBILE CREDENTIALS; ORGANIZATION SPECIFIC | Ea |  | 1 Year | 8.95 | 5% | 8.5025
65150 | HID | CRD633ZZ-00210 | MOBILE CREDENTIALS; ORGANIZATION SPECIFIC | Ea |  | 1 Year | 8.95 | 5% | 8.5025
65151 | HID | CRD633ZZ-00211 | MOBILE CREDENTIALS; ORGANIZATION SPECIFIC | Ea |  | 1 Year | 8.95 | 5% | 8.5025
65152 | HID | CRD633ZZ-00212 | MOBILE CREDENTIALS; ORGANIZATION SPECIFIC | Ea |  | 1 Year | 8.95 | 5% | 8.5025
65153 | HID | CRD633ZZ-00213 | MOBILE CREDENTIALS; ORGANIZATION SPECIFIC | Ea |  | 1 Year | 8.95 | 5% | 8.5025
65154 | HID | CRD633ZZ-00214 | MOBILE CREDENTIALS; ORGANIZATION SPECIFIC | Ea |  | 1 Year | 8.95 | 5% | 8.5025
65155 | HID | CRD633ZZ-00215 | MOBILE CREDENTIALS; ORGANIZATION SPECIFIC | Ea |  | 1 Year | 8.95 | 5% | 8.5025
65156 | HID | CRD633ZZ-00216 | MOBILE CREDENTIALS; ORGANIZATION SPECIFIC | Ea |  | 1 Year | 8.95 | 5% | 8.5025
65157 | HID | CRD633ZZ-00217 | MOBILE CREDENTIALS; ORGANIZATION SPECIFIC | Ea |  | 1 Year | 8.95 | 5% | 8.5025
65158 | HID | CRD633ZZ-00218 | MOBILE CREDENTIALS; ORGANIZATION SPECIFIC | Ea |  | 1 Year | 8.95 | 5% | 8.5025
65159 | HID | CRD633ZZ-00219 | MOBILE CREDENTIALS; ORGANIZATION SPECIFIC | Ea |  | 1 Year | 8.95 | 5% | 8.5025
65160 | HID | CRD633ZZ-00220 | MOBILE CREDENTIALS; ORGANIZATION SPECIFIC | Ea |  | 1 Year | 8.95 | 5% | 8.5025
65161 | HID | CRD633ZZ-00222 | MOBILE CREDENTIALS; ORGANIZATION SPECIFIC | Ea |  | 1 Year | 8.95 | 5% | 8.5025
65162 | HID | CRD633ZZ-00224 | MOBILE CREDENTIALS; ORGANIZATION SPECIFIC | Ea |  | 1 Year | 8.95 | 5% | 8.5025
65163 | HID | CRD633ZZ-00225 | MOBILE CREDENTIALS; ORGANIZATION SPECIFIC | Ea |  | 1 Year | 8.95 | 5% | 8.5025
65164 | HID | CRD633ZZ-00226 | MOBILE CREDENTIALS; ORGANIZATION SPECIFIC | Ea |  | 1 Year | 8.95 | 5% | 8.5025
65165 | HID | CRD633ZZ-00227 | MOBILE CREDENTIALS; ORGANIZATION SPECIFIC | Ea |  | 1 Year | 8.95 | 5% | 8.5025
65166 | HID | CRD633ZZ-00228 | MOBILE CREDENTIALS; ORGANIZATION SPECIFIC | Ea |  | 1 Year | 8.95 | 5% | 8.5025
65167 | HID | CRD633ZZ-00229 | MOBILE CREDENTIALS; ORGANIZATION SPECIFIC | Ea |  | 1 Year | 8.95 | 5% | 8.5025
65168 | HID | CRD633ZZ-00230 | MOBILE CREDENTIALS; ORGANIZATION SPECIFIC | Ea |  | 1 Year | 8.95 | 5% | 8.5025
65169 | HID | CRD633ZZ-00231 | MOBILE CREDENTIALS; ORGANIZATION SPECIFIC | Ea |  | 1 Year | 8.95 | 5% | 8.5025
65170 | HID | CRD633ZZ-00232 | MOBILE CREDENTIALS; ORGANIZATION SPECIFIC | Ea |  | 1 Year | 8.95 | 5% | 8.5025
65171 | HID | CRD633ZZ-00233 | MOBILE CREDENTIALS; ORGANIZATION SPECIFIC | Ea |  | 1 Year | 8.95 | 5% | 8.5025
65172 | HID | CRD633ZZ-00234 | MOBILE CREDENTIALS; ORGANIZATION SPECIFIC | Ea |  | 1 Year | 8.95 | 5% | 8.5025
65173 | HID | CRD633ZZ-00235 | MOBILE CREDENTIALS; ORGANIZATION SPECIFIC | Ea |  | 1 Year | 8.95 | 5% | 8.5025
65174 | HID | CRD633ZZ-00236 | MOBILE CREDENTIALS; ORGANIZATION SPECIFIC | Ea |  | 1 Year | 8.95 | 5% | 8.5025
65175 | HID | CRD633ZZ-00237 | MOBILE CREDENTIALS; ORGANIZATION SPECIFIC | Ea |  | 1 Year | 8.95 | 5% | 8.5025
65176 | HID | CRD633ZZ-00238 | MOBILE CREDENTIALS; ORGANIZATION SPECIFIC | Ea |  | 1 Year | 8.95 | 5% | 8.5025
65177 | HID | CRD633ZZ-00239 | MOBILE CREDENTIALS; ORGANIZATION SPECIFIC | Ea |  | 1 Year | 8.95 | 5% | 8.5025
65178 | HID | CRD633ZZ-00240 | MOBILE CREDENTIALS; ORGANIZATION SPECIFIC | Ea |  | 1 Year | 8.95 | 5% | 8.5025
65179 | HID | CRD633ZZ-00241 | MOBILE CREDENTIALS; ORGANIZATION SPECIFIC | Ea |  | 1 Year | 8.95 | 5% | 8.5025
65180 | HID | CRD633ZZ-00242 | MOBILE CREDENTIALS; ORGANIZATION SPECIFIC | Ea |  | 1 Year | 8.95 | 5% | 8.5025
65181 | HID | CRD633ZZ-00243 | MOBILE CREDENTIALS; ORGANIZATION SPECIFIC | Ea |  | 1 Year | 8.95 | 5% | 8.5025
65182 | HID | CRD633ZZ-00244 | MOBILE CREDENTIALS; ORGANIZATION SPECIFIC | Ea |  | 1 Year | 8.95 | 5% | 8.5025
65183 | HID | CRD633ZZ-00245 | MOBILE CREDENTIALS; ORGANIZATION SPECIFIC | Ea |  | 1 Year | 8.95 | 5% | 8.5025
65184 | HID | CRD633ZZ-00246 | MOBILE CREDENTIALS; ORGANIZATION SPECIFIC | Ea |  | 1 Year | 8.95 | 5% | 8.5025
65185 | HID | CRD633ZZ-00247 | MOBILE CREDENTIALS; ORGANIZATION SPECIFIC | Ea |  | 1 Year | 8.95 | 5% | 8.5025
65186 | HID | CRD633ZZ-00248 | MOBILE CREDENTIALS; ORGANIZATION SPECIFIC | Ea |  | 1 Year | 8.95 | 5% | 8.5025
65187 | HID | CRD633ZZ-00249 | MOBILE CREDENTIALS; ORGANIZATION SPECIFIC | Ea |  | 1 Year | 8.95 | 5% | 8.5025
65188 | HID | CRD633ZZ-00250 | MOBILE CREDENTIALS; ORGANIZATION SPECIFIC | Ea |  | 1 Year | 8.95 | 5% | 8.5025
65189 | HID | CRD633ZZ-00251 | MOBILE CREDENTIALS; ORGANIZATION SPECIFIC | Ea |  | 1 Year | 8.95 | 5% | 8.5025
65190 | HID | CRD633ZZ-00252 | MOBILE CREDENTIALS; ORGANIZATION SPECIFIC | Ea |  | 1 Year | 8.95 | 5% | 8.5025
65191 | HID | CRD633ZZ-00253 | MOBILE CREDENTIALS; ORGANIZATION SPECIFIC | Ea |  | 1 Year | 8.95 | 5% | 8.5025
65192 | HID | CRD633ZZ-00254 | MOBILE CREDENTIALS; ORGANIZATION SPECIFIC | Ea |  | 1 Year | 8.95 | 5% | 8.5025
65193 | HID | CRD633ZZ-00255 | MOBILE CREDENTIALS; ORGANIZATION SPECIFIC | Ea |  | 1 Year | 8.95 | 5% | 8.5025
65194 | HID | CRD633ZZ-00256 | MOBILE CREDENTIALS; ORGANIZATION SPECIFIC | Ea |  | 1 Year | 8.95 | 5% | 8.5025
65195 | HID | CRD633ZZ-00257 | MOBILE CREDENTIALS; ORGANIZATION SPECIFIC | Ea |  | 1 Year | 8.95 | 5% | 8.5025
65196 | HID | CRD633ZZ-00258 | MOBILE CREDENTIALS; ORGANIZATION SPECIFIC | Ea |  | 1 Year | 8.95 | 5% | 8.5025
65197 | HID | CRD633ZZ-00259 | MOBILE CREDENTIALS; ORGANIZATION SPECIFIC | Ea |  | 1 Year | 8.95 | 5% | 8.5025
65198 | HID | CRD633ZZ-00260 | MOBILE CREDENTIALS; ORGANIZATION SPECIFIC | Ea |  | 1 Year | 8.95 | 5% | 8.5025
65199 | HID | CRD633ZZ-00261 | MOBILE CREDENTIALS; ORGANIZATION SPECIFIC | Ea |  | 1 Year | 8.95 | 5% | 8.5025
65200 | HID | CRD633ZZ-00262 | MOBILE CREDENTIALS; ORGANIZATION SPECIFIC | Ea |  | 1 Year | 8.95 | 5% | 8.5025
65201 | HID | CRD633ZZ-00263 | MOBILE CREDENTIALS; ORGANIZATION SPECIFIC | Ea |  | 1 Year | 8.95 | 5% | 8.5025
65202 | HID | CRD633ZZ-00264 | MOBILE CREDENTIALS; ORGANIZATION SPECIFIC | Ea |  | 1 Year | 8.95 | 5% | 8.5025
65203 | HID | CRD633ZZ-00265 | MOBILE CREDENTIALS; ORGANIZATION SPECIFIC | Ea |  | 1 Year | 8.95 | 5% | 8.5025
65204 | HID | CRD633ZZ-00266 | MOBILE CREDENTIALS; ORGANIZATION SPECIFIC | Ea |  | 1 Year | 8.95 | 5% | 8.5025
65205 | HID | CRD633ZZ-00267 | MOBILE CREDENTIALS; ORGANIZATION SPECIFIC | Ea |  | 1 Year | 8.95 | 5% | 8.5025
65206 | HID | CRD633ZZ-00268 | MOBILE CREDENTIALS; ORGANIZATION SPECIFIC | Ea |  | 1 Year | 8.95 | 5% | 8.5025
65207 | HID | CRD633ZZ-00269 | MOBILE CREDENTIALS; ORGANIZATION SPECIFIC | Ea |  | 1 Year | 8.95 | 5% | 8.5025
65208 | HID | CRD633ZZ-00270 | MOBILE CREDENTIALS; ORGANIZATION SPECIFIC | Ea |  | 1 Year | 8.95 | 5% | 8.5025
65209 | HID | CRD633ZZ-00271 | MOBILE CREDENTIALS; ORGANIZATION SPECIFIC | Ea |  | 1 Year | 8.95 | 5% | 8.5025
65210 | HID | CRD633ZZ-00272 | MOBILE CREDENTIALS; ORGANIZATION SPECIFIC | Ea |  | 1 Year | 8.95 | 5% | 8.5025
65211 | HID | CRD633ZZ-00274 | MOBILE CREDENTIALS; ORGANIZATION SPECIFIC | Ea |  | 1 Year | 8.95 | 5% | 8.5025
65212 | HID | CRD633ZZ-00275 | MOBILE CREDENTIALS; ORGANIZATION SPECIFIC | Ea |  | 1 Year | 8.95 | 5% | 8.5025
65213 | HID | CRD633ZZ-00276 | MOBILE CREDENTIALS; ORGANIZATION SPECIFIC | Ea |  | 1 Year | 8.95 | 5% | 8.5025
65214 | HID | CRD633ZZ-00277 | MOBILE CREDENTIALS; ORGANIZATION SPECIFIC | Ea |  | 1 Year | 8.95 | 5% | 8.5025
65215 | HID | CRD633ZZ-00278 | MOBILE CREDENTIALS; ORGANIZATION SPECIFIC | Ea |  | 1 Year | 6.95 | 5% | 6.6025
65216 | HID | CRD633ZZ-00279 | MOBILE CREDENTIALS; ORGANIZATION SPECIFIC | Ea |  | 1 Year | 8.95 | 5% | 8.5025
65217 | HID | CRD633ZZ-00280 | MOBILE CREDENTIALS; ORGANIZATION SPECIFIC | Ea |  | 1 Year | 8.95 | 5% | 8.5025
65218 | HID | CRD633ZZ-00281 | MOBILE CREDENTIALS; ORGANIZATION SPECIFIC | Ea |  | 1 Year | 8.95 | 5% | 8.5025
65219 | HID | CRD633ZZ-00282 | MOBILE CREDENTIALS; ORGANIZATION SPECIFIC | Ea |  | 1 Year | 8.95 | 5% | 8.5025
65220 | HID | CRD633ZZ-00283 | MOBILE CREDENTIALS; ORGANIZATION SPECIFIC | Ea |  | 1 Year | 8.95 | 5% | 8.5025
65221 | HID | CRD633ZZ-00284 | MOBILE CREDENTIALS; ORGANIZATION SPECIFIC | Ea |  | 1 Year | 8.95 | 5% | 8.5025
65222 | HID | CRD633ZZ-00285 | MOBILE CREDENTIALS; ORGANIZATION SPECIFIC | Ea |  | 1 Year | 8.95 | 5% | 8.5025
65223 | HID | CRD633ZZ-00286 | MOBILE CREDENTIALS; ORGANIZATION SPECIFIC | Ea |  | 1 Year | 8.95 | 5% | 8.5025
65224 | HID | CRD633ZZ-00287 | MOBILE CREDENTIALS; ORGANIZATION SPECIFIC | Ea |  | 1 Year | 8.95 | 5% | 8.5025
65225 | HID | CRD633ZZ-00288 | MOBILE CREDENTIALS; ORGANIZATION SPECIFIC | Ea |  | 1 Year | 8.95 | 5% | 8.5025
65226 | HID | CRD633ZZ-00289 | MOBILE CREDENTIALS; ORGANIZATION SPECIFIC | Ea |  | 1 Year | 8.95 | 5% | 8.5025
65227 | HID | CRD633ZZ-00290 | MOBILE CREDENTIALS; ORGANIZATION SPECIFIC | Ea |  | 1 Year | 8.95 | 5% | 8.5025
65228 | HID | CRD633ZZ-00291 | MOBILE CREDENTIALS; ORGANIZATION SPECIFIC | Ea |  | 1 Year | 8.95 | 5% | 8.5025
65229 | HID | CRD633ZZ-00292 | MOBILE CREDENTIALS; ORGANIZATION SPECIFIC | Ea |  | 1 Year | 8.95 | 5% | 8.5025
65230 | HID | CRD633ZZ-00293 | MOBILE CREDENTIALS; ORGANIZATION SPECIFIC | Ea |  | 1 Year | 8.95 | 5% | 8.5025
65231 | HID | CRD633ZZ-00294 | MOBILE CREDENTIALS; ORGANIZATION SPECIFIC | Ea |  | 1 Year | 8.95 | 5% | 8.5025
65232 | HID | CRD633ZZ-00295 | MOBILE CREDENTIALS; ORGANIZATION SPECIFIC | Ea |  | 1 Year | 8.95 | 5% | 8.5025
65233 | HID | CRD633ZZ-00296 | MOBILE CREDENTIALS; ORGANIZATION SPECIFIC | Ea |  | 1 Year | 8.95 | 5% | 8.5025
65234 | HID | CRD633ZZ-00297 | MOBILE CREDENTIALS; ORGANIZATION SPECIFIC | Ea |  | 1 Year | 8.95 | 5% | 8.5025
65235 | HID | CRD633ZZ-00298 | MOBILE CREDENTIALS; ORGANIZATION SPECIFIC | Ea |  | 1 Year | 8.95 | 5% | 8.5025
65236 | HID | CRD633ZZ-00299 | MOBILE CREDENTIALS; ORGANIZATION SPECIFIC | Ea |  | 1 Year | 8.95 | 5% | 8.5025
65237 | HID | CRD633ZZ-00300 | MOBILE CREDENTIALS; ORGANIZATION SPECIFIC | Ea |  | 1 Year | 8.95 | 5% | 8.5025
65238 | HID | CRD633ZZ-00301 | MOBILE CREDENTIALS; ORGANIZATION SPECIFIC | Ea |  | 1 Year | 8.95 | 5% | 8.5025
65239 | HID | CRD633ZZ-00302 | MOBILE CREDENTIALS; ORGANIZATION SPECIFIC | Ea |  | 1 Year | 8.95 | 5% | 8.5025
65240 | HID | CRD633ZZ-00303 | MOBILE CREDENTIALS; ORGANIZATION SPECIFIC | Ea |  | 1 Year | 8.95 | 5% | 8.5025
65241 | HID | CRD633ZZ-00304 | MOBILE CREDENTIALS; ORGANIZATION SPECIFIC | Ea |  | 1 Year | 8.95 | 5% | 8.5025
65242 | HID | CRD633ZZ-00305 | MOBILE CREDENTIALS; ORGANIZATION SPECIFIC | Ea |  | 1 Year | 8.95 | 5% | 8.5025
65243 | HID | CRD633ZZ-00307 | MOBILE CREDENTIALS; ORGANIZATION SPECIFIC | Ea |  | 1 Year | 8.95 | 5% | 8.5025
65244 | HID | CRD633ZZ-00308 | MOBILE CREDENTIALS; ORGANIZATION SPECIFIC | Ea |  | 1 Year | 8.95 | 5% | 8.5025
65245 | HID | CRD633ZZ-00309 | MOBILE CREDENTIALS; ORGANIZATION SPECIFIC | Ea |  | 1 Year | 8.95 | 5% | 8.5025
65246 | HID | CRD633ZZ-00310 | MOBILE CREDENTIALS; ORGANIZATION SPECIFIC | Ea |  | 1 Year | 8.95 | 5% | 8.5025
65247 | HID | CRD633ZZ-00311 | MOBILE CREDENTIALS; ORGANIZATION SPECIFIC | Ea |  | 1 Year | 8.95 | 5% | 8.5025
65248 | HID | CRD633ZZ-00312 | MOBILE CREDENTIALS; ORGANIZATION SPECIFIC | Ea |  | 1 Year | 8.95 | 5% | 8.5025
65249 | HID | CRD633ZZ-00313 | MOBILE CREDENTIALS; ORGANIZATION SPECIFIC | Ea |  | 1 Year | 8.95 | 5% | 8.5025
65250 | HID | CRD633ZZ-00314 | MOBILE CREDENTIALS; ORGANIZATION SPECIFIC | Ea |  | 1 Year | 8.95 | 5% | 8.5025
65251 | HID | CRD633ZZ-00315 | MOBILE CREDENTIALS; ORGANIZATION SPECIFIC | Ea |  | 1 Year | 8.95 | 5% | 8.5025
65252 | HID | CRD633ZZ-00316 | MOBILE CREDENTIALS; ORGANIZATION SPECIFIC | Ea |  | 1 Year | 8.95 | 5% | 8.5025
65253 | HID | CRD633ZZ-00317 | MOBILE CREDENTIALS; ORGANIZATION SPECIFIC | Ea |  | 1 Year | 8.95 | 5% | 8.5025
65254 | HID | CRD633ZZ-00318 | MOBILE CREDENTIALS; ORGANIZATION SPECIFIC | Ea |  | 1 Year | 8.95 | 5% | 8.5025
65255 | HID | CRD633ZZ-00319 | MOBILE CREDENTIALS; ORGANIZATION SPECIFIC | Ea |  | 1 Year | 8.95 | 5% | 8.5025
65256 | HID | CRD633ZZ-00320 | MOBILE CREDENTIALS; ORGANIZATION SPECIFIC | Ea |  | 1 Year | 8.95 | 5% | 8.5025
65257 | HID | CRD633ZZ-00321 | MOBILE CREDENTIALS; ORGANIZATION SPECIFIC | Ea |  | 1 Year | 8.95 | 5% | 8.5025
65258 | HID | CRD633ZZ-00322 | MOBILE CREDENTIALS; ORGANIZATION SPECIFIC | Ea |  | 1 Year | 8.95 | 5% | 8.5025
65259 | HID | CRD633ZZ-00323 | MOBILE CREDENTIALS; ORGANIZATION SPECIFIC | Ea |  | 1 Year | 8.95 | 5% | 8.5025
65260 | HID | CRD633ZZ-00324 | MOBILE CREDENTIALS; ORGANIZATION SPECIFIC | Ea |  | 1 Year | 8.95 | 5% | 8.5025
65261 | HID | CRD633ZZ-00325 | MOBILE CREDENTIALS; ORGANIZATION SPECIFIC | Ea |  | 1 Year | 8.95 | 5% | 8.5025
65262 | HID | CRD633ZZ-00326 | MOBILE CREDENTIALS; ORGANIZATION SPECIFIC | Ea |  | 1 Year | 8.95 | 5% | 8.5025
65263 | HID | CRD633ZZ-00327 | MOBILE CREDENTIALS; ORGANIZATION SPECIFIC | Ea |  | 1 Year | 8.95 | 5% | 8.5025
65264 | HID | CRD633ZZ-00328 | MOBILE CREDENTIALS; ORGANIZATION SPECIFIC | Ea |  | 1 Year | 8.95 | 5% | 8.5025
65265 | HID | CRD633ZZ-00329 | MOBILE CREDENTIALS; ORGANIZATION SPECIFIC | Ea |  | 1 Year | 8.95 | 5% | 8.5025
65266 | HID | CRD633ZZ-00330 | MOBILE CREDENTIALS; ORGANIZATION SPECIFIC | Ea |  | 1 Year | 8.95 | 5% | 8.5025
65267 | HID | CRD633ZZ-00331 | MOBILE CREDENTIALS; ORGANIZATION SPECIFIC | Ea |  | 1 Year | 8.95 | 5% | 8.5025
65268 | HID | CRD633ZZ-00332 | MOBILE CREDENTIALS; ORGANIZATION SPECIFIC | Ea |  | 1 Year | 8.95 | 5% | 8.5025
65269 | HID | CRD633ZZ-00334 | MOBILE CREDENTIALS; ORGANIZATION SPECIFIC | Ea |  | 1 Year | 8.95 | 5% | 8.5025
65270 | HID | CRD633ZZ-00335 | MOBILE CREDENTIALS; ORGANIZATION SPECIFIC | Ea |  | 1 Year | 8.95 | 5% | 8.5025
65271 | HID | CRD633ZZ-00336 | MOBILE CREDENTIALS; ORGANIZATION SPECIFIC | Ea |  | 1 Year | 8.95 | 5% | 8.5025
65272 | HID | CRD633ZZ-00337 | MOBILE CREDENTIALS; ORGANIZATION SPECIFIC | Ea |  | 1 Year | 8.95 | 5% | 8.5025
65273 | HID | CRD633ZZ-00338 | MOBILE CREDENTIALS; ORGANIZATION SPECIFIC | Ea |  | 1 Year | 8.95 | 5% | 8.5025
65274 | HID | CRD633ZZ-00339 | MOBILE CREDENTIALS; ORGANIZATION SPECIFIC | Ea |  | 1 Year | 8.95 | 5% | 8.5025
65275 | HID | CRD633ZZ-00340 | MOBILE CREDENTIALS; ORGANIZATION SPECIFIC | Ea |  | 1 Year | 8.95 | 5% | 8.5025
65276 | HID | CRD633ZZ-00341 | MOBILE CREDENTIALS; ORGANIZATION SPECIFIC | Ea |  | 1 Year | 8.95 | 5% | 8.5025
65277 | HID | CRD633ZZ-00342 | MOBILE CREDENTIALS; ORGANIZATION SPECIFIC | Ea |  | 1 Year | 8.95 | 5% | 8.5025
65278 | HID | CRD633ZZ-00343 | MOBILE CREDENTIALS; ORGANIZATION SPECIFIC | Ea |  | 1 Year | 8.95 | 5% | 8.5025
65279 | HID | CRD633ZZ-00344 | MOBILE CREDENTIALS; ORGANIZATION SPECIFIC | Ea |  | 1 Year | 8.95 | 5% | 8.5025
65280 | HID | CRD633ZZ-00345 | MOBILE CREDENTIALS; ORGANIZATION SPECIFIC | Ea |  | 1 Year | 8.95 | 5% | 8.5025
65281 | HID | CRD633ZZ-00346 | MOBILE CREDENTIALS; ORGANIZATION SPECIFIC | Ea |  | 1 Year | 8.95 | 5% | 8.5025
65282 | HID | CRD633ZZ-00347 | MOBILE CREDENTIALS; ORGANIZATION SPECIFIC | Ea |  | 1 Year | 8.95 | 5% | 8.5025
65283 | HID | CRD633ZZ-00348 | MOBILE CREDENTIALS; ORGANIZATION SPECIFIC | Ea |  | 1 Year | 8.95 | 5% | 8.5025
65284 | HID | CRD633ZZ-00349 | MOBILE CREDENTIALS; ORGANIZATION SPECIFIC | Ea |  | 1 Year | 8.95 | 5% | 8.5025
65285 | HID | CRD633ZZ-00350 | MOBILE CREDENTIALS; ORGANIZATION SPECIFIC | Ea |  | 1 Year | 8.95 | 5% | 8.5025
65286 | HID | CRD633ZZ-00352 | MOBILE CREDENTIALS; ORGANIZATION SPECIFIC | Ea |  | 1 Year | 8.95 | 5% | 8.5025
65287 | HID | CRD633ZZ-00353 | MOBILE CREDENTIALS; ORGANIZATION SPECIFIC | Ea |  | 1 Year | 8.95 | 5% | 8.5025
65288 | HID | CRD633ZZ-00354 | MOBILE CREDENTIALS; ORGANIZATION SPECIFIC | Ea |  | 1 Year | 8.95 | 5% | 8.5025
65289 | HID | CRD633ZZ-00355 | MOBILE CREDENTIALS; ORGANIZATION SPECIFIC | Ea |  | 1 Year | 8.95 | 5% | 8.5025
65290 | HID | CRD633ZZ-00356 | MOBILE CREDENTIALS; ORGANIZATION SPECIFIC | Ea |  | 1 Year | 8.95 | 5% | 8.5025
65291 | HID | CRD633ZZ-00358 | MOBILE CREDENTIALS; ORGANIZATION SPECIFIC | Ea |  | 1 Year | 8.95 | 5% | 8.5025
65292 | HID | CRD633ZZ-00359 | MOBILE CREDENTIALS; ORGANIZATION SPECIFIC | Ea |  | 1 Year | 8.95 | 5% | 8.5025
65293 | HID | CRD633ZZ-00360 | MOBILE CREDENTIALS; ORGANIZATION SPECIFIC | Ea |  | 1 Year | 8.95 | 5% | 8.5025
65294 | HID | CRD633ZZ-00361 | MOBILE CREDENTIALS; ORGANIZATION SPECIFIC | Ea |  | 1 Year | 8.95 | 5% | 8.5025
65295 | HID | CRD633ZZ-00362 | MOBILE CREDENTIALS; ORGANIZATION SPECIFIC | Ea |  | 1 Year | 8.95 | 5% | 8.5025
65296 | HID | CRD633ZZ-00363 | MOBILE CREDENTIALS; ORGANIZATION SPECIFIC | Ea |  | 1 Year | 8.95 | 5% | 8.5025
65297 | HID | CRD633ZZ-00364 | MOBILE CREDENTIALS; ORGANIZATION SPECIFIC | Ea |  | 1 Year | 8.95 | 5% | 8.5025
65298 | HID | CRD633ZZ-00365 | MOBILE CREDENTIALS; ORGANIZATION SPECIFIC | Ea |  | 1 Year | 8.95 | 5% | 8.5025
65299 | HID | CRD633ZZ-00366 | MOBILE CREDENTIALS; ORGANIZATION SPECIFIC | Ea |  | 1 Year | 8.95 | 5% | 8.5025
65300 | HID | CRD633ZZ-00367 | MOBILE CREDENTIALS; ORGANIZATION SPECIFIC | Ea |  | 1 Year | 8.95 | 5% | 8.5025
65301 | HID | CRD633ZZ-00368 | MOBILE CREDENTIALS; ORGANIZATION SPECIFIC | Ea |  | 1 Year | 8.95 | 5% | 8.5025
65302 | HID | CRD633ZZ-00369 | MOBILE CREDENTIALS; ORGANIZATION SPECIFIC | Ea |  | 1 Year | 8.95 | 5% | 8.5025
65303 | HID | CRD633ZZ-00371 | MOBILE CREDENTIALS; ORGANIZATION SPECIFIC | Ea |  | 1 Year | 8.95 | 5% | 8.5025
65304 | HID | CRD633ZZ-00372 | MOBILE CREDENTIALS; ORGANIZATION SPECIFIC | Ea |  | 1 Year | 8.95 | 5% | 8.5025
65305 | HID | CRD633ZZ-00373 | MOBILE CREDENTIALS; ORGANIZATION SPECIFIC | Ea |  | 1 Year | 8.95 | 5% | 8.5025
65306 | HID | CRD633ZZ-00374 | MOBILE CREDENTIALS; ORGANIZATION SPECIFIC | Ea |  | 1 Year | 8.95 | 5% | 8.5025
65307 | HID | CRD633ZZ-00375 | MOBILE CREDENTIALS; ORGANIZATION SPECIFIC | Ea |  | 1 Year | 8.95 | 5% | 8.5025
65308 | HID | CRD633ZZ-00376 | MOBILE CREDENTIALS; ORGANIZATION SPECIFIC | Ea |  | 1 Year | 8.95 | 5% | 8.5025
65309 | HID | CRD633ZZ-00377 | MOBILE CREDENTIALS; ORGANIZATION SPECIFIC | Ea |  | 1 Year | 8.95 | 5% | 8.5025
65310 | HID | CRD633ZZ-00378 | MOBILE CREDENTIALS; ORGANIZATION SPECIFIC | Ea |  | 1 Year | 8.95 | 5% | 8.5025
65311 | HID | CRD633ZZ-00379 | MOBILE CREDENTIALS; ORGANIZATION SPECIFIC | Ea |  | 1 Year | 8.95 | 5% | 8.5025
65312 | HID | CRD633ZZ-00380 | MOBILE CREDENTIALS; ORGANIZATION SPECIFIC | Ea |  | 1 Year | 8.95 | 5% | 8.5025
65313 | HID | CRD633ZZ-00381 | MOBILE CREDENTIALS; ORGANIZATION SPECIFIC | Ea |  | 1 Year | 8.95 | 5% | 8.5025
65314 | HID | CRD633ZZ-00382 | MOBILE CREDENTIALS; ORGANIZATION SPECIFIC | Ea |  | 1 Year | 8.95 | 5% | 8.5025
65315 | HID | CRD633ZZ-00383 | MOBILE CREDENTIALS; ORGANIZATION SPECIFIC | Ea |  | 1 Year | 8.95 | 5% | 8.5025
65316 | HID | CRD633ZZ-00384 | MOBILE CREDENTIALS; ORGANIZATION SPECIFIC | Ea |  | 1 Year | 8.95 | 5% | 8.5025
65317 | HID | CRD633ZZ-00385 | MOBILE CREDENTIALS; ORGANIZATION SPECIFIC | Ea |  | 1 Year | 8.95 | 5% | 8.5025
65318 | HID | CRD633ZZ-00386 | MOBILE CREDENTIALS; ORGANIZATION SPECIFIC | Ea |  | 1 Year | 8.95 | 5% | 8.5025
65319 | HID | CRD633ZZ-00387 | MOBILE CREDENTIALS; ORGANIZATION SPECIFIC | Ea |  | 1 Year | 8.95 | 5% | 8.5025
65320 | HID | CRD633ZZ-00388 | MOBILE CREDENTIALS; ORGANIZATION SPECIFIC | Ea |  | 1 Year | 8.95 | 5% | 8.5025
65321 | HID | CRD633ZZ-00389 | MOBILE CREDENTIALS; ORGANIZATION SPECIFIC | Ea |  | 1 Year | 8.95 | 5% | 8.5025
65322 | HID | CRD633ZZ-00390 | MOBILE CREDENTIALS; ORGANIZATION SPECIFIC | Ea |  | 1 Year | 8.95 | 5% | 8.5025
65323 | HID | CRD633ZZ-00391 | MOBILE CREDENTIALS; ORGANIZATION SPECIFIC | Ea |  | 1 Year | 8.95 | 5% | 8.5025
65324 | HID | CRD633ZZ-00392 | MOBILE CREDENTIALS; ORGANIZATION SPECIFIC | Ea |  | 1 Year | 8.95 | 5% | 8.5025
65325 | HID | CRD633ZZ-00393 | MOBILE CREDENTIALS; ORGANIZATION SPECIFIC | Ea |  | 1 Year | 8.95 | 5% | 8.5025
65326 | HID | CRD633ZZ-00394 | MOBILE CREDENTIALS; ORGANIZATION SPECIFIC | Ea |  | 1 Year | 8.95 | 5% | 8.5025
65327 | HID | CRD633ZZ-00395 | MOBILE CREDENTIALS; ORGANIZATION SPECIFIC | Ea |  | 1 Year | 8.95 | 5% | 8.5025
65328 | HID | CRD633ZZ-00396 | MOBILE CREDENTIALS; ORGANIZATION SPECIFIC | Ea |  | 1 Year | 8.95 | 5% | 8.5025
65329 | HID | CRD633ZZ-00397 | MOBILE CREDENTIALS; ORGANIZATION SPECIFIC | Ea |  | 1 Year | 8.95 | 5% | 8.5025
65330 | HID | CRD633ZZ-00398 | MOBILE CREDENTIALS; ORGANIZATION SPECIFIC | Ea |  | 1 Year | 8.95 | 5% | 8.5025
65331 | HID | CRD633ZZ-00399 | MOBILE CREDENTIALS; ORGANIZATION SPECIFIC | Ea |  | 1 Year | 8.95 | 5% | 8.5025
65332 | HID | CRD633ZZ-00400 | MOBILE CREDENTIALS; ORGANIZATION SPECIFIC | Ea |  | 1 Year | 8.95 | 5% | 8.5025
65333 | HID | CRD633ZZ-00401 | MOBILE CREDENTIALS; ORGANIZATION SPECIFIC | Ea |  | 1 Year | 8.95 | 5% | 8.5025
65334 | HID | CRD633ZZ-00402 | MOBILE CREDENTIALS; ORGANIZATION SPECIFIC | Ea |  | 1 Year | 8.95 | 5% | 8.5025
65335 | HID | CRD633ZZ-00403 | MOBILE CREDENTIALS; ORGANIZATION SPECIFIC | Ea |  | 1 Year | 8.95 | 5% | 8.5025
65336 | HID | CRD633ZZ-00404 | MOBILE CREDENTIALS; ORGANIZATION SPECIFIC | Ea |  | 1 Year | 8.95 | 5% | 8.5025
65337 | HID | CRD633ZZ-00405 | MOBILE CREDENTIALS; ORGANIZATION SPECIFIC | Ea |  | 1 Year | 8.95 | 5% | 8.5025
65338 | HID | CRD633ZZ-00407 | MOBILE CREDENTIALS; ORGANIZATION SPECIFIC | Ea |  | 1 Year | 8.95 | 5% | 8.5025
65339 | HID | CRD633ZZ-00408 | MOBILE CREDENTIALS; ORGANIZATION SPECIFIC | Ea |  | 1 Year | 8.95 | 5% | 8.5025
65340 | HID | CRD633ZZ-00409 | MOBILE CREDENTIALS; ORGANIZATION SPECIFIC | Ea |  | 1 Year | 8.95 | 5% | 8.5025
65341 | HID | CRD633ZZ-00411 | MOBILE CREDENTIALS; ORGANIZATION SPECIFIC | Ea |  | 1 Year | 8.95 | 5% | 8.5025
65342 | HID | CRD633ZZ-00412 | MOBILE CREDENTIALS; ORGANIZATION SPECIFIC | Ea |  | 1 Year | 8.95 | 5% | 8.5025
65343 | HID | CRD633ZZ-00413 | MOBILE CREDENTIALS; ORGANIZATION SPECIFIC | Ea |  | 1 Year | 8.95 | 5% | 8.5025
65344 | HID | CRD633ZZ-00414 | MOBILE CREDENTIALS; ORGANIZATION SPECIFIC | Ea |  | 1 Year | 8.95 | 5% | 8.5025
65345 | HID | CRD633ZZ-00415 | MOBILE CREDENTIALS; ORGANIZATION SPECIFIC | Ea |  | 1 Year | 8.95 | 5% | 8.5025
65346 | HID | CRD633ZZ-00416 | MOBILE CREDENTIALS; ORGANIZATION SPECIFIC | Ea |  | 1 Year | 8.95 | 5% | 8.5025
65347 | HID | CRD633ZZ-00417 | MOBILE CREDENTIALS; ORGANIZATION SPECIFIC | Ea |  | 1 Year | 8.95 | 5% | 8.5025
65348 | HID | CRD633ZZ-00418 | MOBILE CREDENTIALS; ORGANIZATION SPECIFIC | Ea |  | 1 Year | 8.95 | 5% | 8.5025
65349 | HID | CRD633ZZ-00419 | MOBILE CREDENTIALS; ORGANIZATION SPECIFIC | Ea |  | 1 Year | 8.95 | 5% | 8.5025
65350 | HID | CRD633ZZ-00420 | MOBILE CREDENTIALS; ORGANIZATION SPECIFIC | Ea |  | 1 Year | 8.95 | 5% | 8.5025
65351 | HID | CRD633ZZ-00421 | MOBILE CREDENTIALS; ORGANIZATION SPECIFIC | Ea |  | 1 Year | 8.95 | 5% | 8.5025
65352 | HID | CRD633ZZ-00422 | MOBILE CREDENTIALS; ORGANIZATION SPECIFIC | Ea |  | 1 Year | 8.95 | 5% | 8.5025
65353 | HID | CRD633ZZ-00423 | MOBILE CREDENTIALS; ORGANIZATION SPECIFIC | Ea |  | 1 Year | 8.95 | 5% | 8.5025
65354 | HID | CRD633ZZ-00424 | MOBILE CREDENTIALS; ORGANIZATION SPECIFIC | Ea |  | 1 Year | 8.95 | 5% | 8.5025
65355 | HID | CRD633ZZ-00425 | MOBILE CREDENTIALS; ORGANIZATION SPECIFIC | Ea |  | 1 Year | 8.95 | 5% | 8.5025
65356 | HID | CRD633ZZ-00426 | MOBILE CREDENTIALS; ORGANIZATION SPECIFIC | Ea |  | 1 Year | 8.95 | 5% | 8.5025
65357 | HID | CRD633ZZ-00427 | MOBILE CREDENTIALS; ORGANIZATION SPECIFIC | Ea |  | 1 Year | 8.95 | 5% | 8.5025
65358 | HID | CRD633ZZ-00428 | MOBILE CREDENTIALS; ORGANIZATION SPECIFIC | Ea |  | 1 Year | 8.95 | 5% | 8.5025
65359 | HID | CRD633ZZ-00429 | MOBILE CREDENTIALS; ORGANIZATION SPECIFIC | Ea |  | 1 Year | 8.95 | 5% | 8.5025
65360 | HID | CRD633ZZ-00430 | MOBILE CREDENTIALS; ORGANIZATION SPECIFIC | Ea |  | 1 Year | 8.95 | 5% | 8.5025
65361 | HID | CRD633ZZ-00431 | MOBILE CREDENTIALS; ORGANIZATION SPECIFIC | Ea |  | 1 Year | 8.95 | 5% | 8.5025
65362 | HID | CRD633ZZ-00432 | MOBILE CREDENTIALS; ORGANIZATION SPECIFIC | Ea |  | 1 Year | 8.95 | 5% | 8.5025
65363 | HID | CRD633ZZ-00433 | MOBILE CREDENTIALS; ORGANIZATION SPECIFIC | Ea |  | 1 Year | 8.95 | 5% | 8.5025
65364 | HID | CRD633ZZ-00435 | MOBILE CREDENTIALS; ORGANIZATION SPECIFIC | Ea |  | 1 Year | 8.95 | 5% | 8.5025
65365 | HID | CRD633ZZ-00436 | MOBILE CREDENTIALS; ORGANIZATION SPECIFIC | Ea |  | 1 Year | 8.95 | 5% | 8.5025
65366 | HID | CRD633ZZ-00437 | MOBILE CREDENTIALS; ORGANIZATION SPECIFIC | Ea |  | 1 Year | 8.95 | 5% | 8.5025
65367 | HID | CRD633ZZ-00438 | MOBILE CREDENTIALS; ORGANIZATION SPECIFIC | Ea |  | 1 Year | 8.95 | 5% | 8.5025
65368 | HID | CRD633ZZ-00439 | MOBILE CREDENTIALS; ORGANIZATION SPECIFIC | Ea |  | 1 Year | 8.95 | 5% | 8.5025
65369 | HID | CRD633ZZ-00440 | MOBILE CREDENTIALS; ORGANIZATION SPECIFIC | Ea |  | 1 Year | 8.95 | 5% | 8.5025
65370 | HID | CRD633ZZ-00441 | MOBILE CREDENTIALS; ORGANIZATION SPECIFIC | Ea |  | 1 Year | 8.95 | 5% | 8.5025
65371 | HID | CRD633ZZ-00442 | MOBILE CREDENTIALS; ORGANIZATION SPECIFIC | Ea |  | 1 Year | 8.95 | 5% | 8.5025
65372 | HID | CRD633ZZ-00443 | MOBILE CREDENTIALS; ORGANIZATION SPECIFIC | Ea |  | 1 Year | 8.95 | 5% | 8.5025
65373 | HID | CRD633ZZ-00444 | MOBILE CREDENTIALS; ORGANIZATION SPECIFIC | Ea |  | 1 Year | 8.95 | 5% | 8.5025
65374 | HID | CRD633ZZ-00445 | MOBILE CREDENTIALS; ORGANIZATION SPECIFIC | Ea |  | 1 Year | 8.95 | 5% | 8.5025
65375 | HID | CRD633ZZ-00446 | MOBILE CREDENTIALS; ORGANIZATION SPECIFIC | Ea |  | 1 Year | 8.95 | 5% | 8.5025
65376 | HID | CRD633ZZ-00447 | MOBILE CREDENTIALS; ORGANIZATION SPECIFIC | Ea |  | 1 Year | 8.95 | 5% | 8.5025
65377 | HID | CRD633ZZ-00448 | MOBILE CREDENTIALS; ORGANIZATION SPECIFIC | Ea |  | 1 Year | 8.95 | 5% | 8.5025
65378 | HID | CRD633ZZ-00449 | MOBILE CREDENTIALS; ORGANIZATION SPECIFIC | Ea |  | 1 Year | 8.95 | 5% | 8.5025
65379 | HID | CRD633ZZ-00450 | MOBILE CREDENTIALS; ORGANIZATION SPECIFIC | Ea |  | 1 Year | 8.95 | 5% | 8.5025
65380 | HID | CRD633ZZ-00451 | MOBILE CREDENTIALS; ORGANIZATION SPECIFIC | Ea |  | 1 Year | 8.95 | 5% | 8.5025
65381 | HID | CRD633ZZ-00452 | MOBILE CREDENTIALS; ORGANIZATION SPECIFIC | Ea |  | 1 Year | 8.95 | 5% | 8.5025
65382 | HID | CRD633ZZ-00453 | MOBILE CREDENTIALS; ORGANIZATION SPECIFIC | Ea |  | 1 Year | 8.95 | 5% | 8.5025
65383 | HID | CRD633ZZ-00454 | MOBILE CREDENTIALS; ORGANIZATION SPECIFIC | Ea |  | 1 Year | 8.95 | 5% | 8.5025
65384 | HID | CRD633ZZ-00455 | MOBILE CREDENTIALS; ORGANIZATION SPECIFIC | Ea |  | 1 Year | 8.95 | 5% | 8.5025
65385 | HID | CRD633ZZ-00456 | MOBILE CREDENTIALS; ORGANIZATION SPECIFIC | Ea |  | 1 Year | 8.95 | 5% | 8.5025
65386 | HID | CRD633ZZ-00457 | MOBILE CREDENTIALS; ORGANIZATION SPECIFIC | Ea |  | 1 Year | 8.95 | 5% | 8.5025
65387 | HID | CRD633ZZ-00458 | MOBILE CREDENTIALS; ORGANIZATION SPECIFIC | Ea |  | 1 Year | 8.95 | 5% | 8.5025
65388 | HID | CRD633ZZ-00459 | MOBILE CREDENTIALS; ORGANIZATION SPECIFIC | Ea |  | 1 Year | 8.95 | 5% | 8.5025
65389 | HID | CRD633ZZ-00460 | MOBILE CREDENTIALS; ORGANIZATION SPECIFIC | Ea |  | 1 Year | 8.95 | 5% | 8.5025
65390 | HID | CRD633ZZ-00461 | MOBILE CREDENTIALS; ORGANIZATION SPECIFIC | Ea |  | 1 Year | 8.95 | 5% | 8.5025
65391 | HID | CRD633ZZ-00462 | MOBILE CREDENTIALS; ORGANIZATION SPECIFIC | Ea |  | 1 Year | 8.95 | 5% | 8.5025
65392 | HID | CRD633ZZ-00463 | MOBILE CREDENTIALS; ORGANIZATION SPECIFIC | Ea |  | 1 Year | 8.95 | 5% | 8.5025
65393 | HID | CRD633ZZ-00464 | MOBILE CREDENTIALS; ORGANIZATION SPECIFIC | Ea |  | 1 Year | 8.95 | 5% | 8.5025
65394 | HID | CRD633ZZ-00465 | MOBILE CREDENTIALS; ORGANIZATION SPECIFIC | Ea |  | 1 Year | 8.95 | 5% | 8.5025
65395 | HID | CRD633ZZ-00466 | MOBILE CREDENTIALS; ORGANIZATION SPECIFIC | Ea |  | 1 Year | 8.95 | 5% | 8.5025
65396 | HID | CRD633ZZ-00467 | MOBILE CREDENTIALS; ORGANIZATION SPECIFIC | Ea |  | 1 Year | 8.95 | 5% | 8.5025
65397 | HID | CRD633ZZ-00468 | MOBILE CREDENTIALS; ORGANIZATION SPECIFIC | Ea |  | 1 Year | 8.95 | 5% | 8.5025
65398 | HID | CRD633ZZ-00469 | MOBILE CREDENTIALS; ORGANIZATION SPECIFIC | Ea |  | 1 Year | 8.95 | 5% | 8.5025
65399 | HID | CRD633ZZ-00471 | MOBILE CREDENTIALS; ORGANIZATION SPECIFIC | Ea |  | 1 Year | 8.95 | 5% | 8.5025
65400 | HID | CRD633ZZ-00472 | MOBILE CREDENTIALS; ORGANIZATION SPECIFIC | Ea |  | 1 Year | 8.95 | 5% | 8.5025
65401 | HID | CRD633ZZ-00473 | MOBILE CREDENTIALS; ORGANIZATION SPECIFIC | Ea |  | 1 Year | 8.95 | 5% | 8.5025
65402 | HID | CRD633ZZ-00474 | MOBILE CREDENTIALS; ORGANIZATION SPECIFIC | Ea |  | 1 Year | 8.95 | 5% | 8.5025
65403 | HID | CRD633ZZ-00475 | MOBILE CREDENTIALS; ORGANIZATION SPECIFIC | Ea |  | 1 Year | 8.95 | 5% | 8.5025
65404 | HID | CRD633ZZ-00476 | MOBILE CREDENTIALS; ORGANIZATION SPECIFIC | Ea |  | 1 Year | 8.95 | 5% | 8.5025
65405 | HID | CRD633ZZ-00477 | MOBILE CREDENTIALS; ORGANIZATION SPECIFIC | Ea |  | 1 Year | 8.95 | 5% | 8.5025
65406 | HID | CRD633ZZ-00478 | MOBILE CREDENTIALS; ORGANIZATION SPECIFIC | Ea |  | 1 Year | 8.95 | 5% | 8.5025
65407 | HID | CRD633ZZ-00479 | MOBILE CREDENTIALS; ORGANIZATION SPECIFIC | Ea |  | 1 Year | 8.95 | 5% | 8.5025
65408 | HID | CRD633ZZ-00480 | MOBILE CREDENTIALS; ORGANIZATION SPECIFIC | Ea |  | 1 Year | 8.95 | 5% | 8.5025
65409 | HID | CRD633ZZ-00481 | MOBILE CREDENTIALS; ORGANIZATION SPECIFIC | Ea |  | 1 Year | 8.95 | 5% | 8.5025
65410 | HID | CRD633ZZ-00482 | MOBILE CREDENTIALS; ORGANIZATION SPECIFIC | Ea |  | 1 Year | 8.95 | 5% | 8.5025
65411 | HID | CRD633ZZ-00483 | MOBILE CREDENTIALS; ORGANIZATION SPECIFIC | Ea |  | 1 Year | 8.95 | 5% | 8.5025
65412 | HID | CRD633ZZ-00484 | MOBILE CREDENTIALS; ORGANIZATION SPECIFIC | Ea |  | 1 Year | 8.95 | 5% | 8.5025
65413 | HID | CRD633ZZ-00485 | MOBILE CREDENTIALS; ORGANIZATION SPECIFIC | Ea |  | 1 Year | 8.95 | 5% | 8.5025
65414 | HID | CRD633ZZ-00486 | MOBILE CREDENTIALS; ORGANIZATION SPECIFIC | Ea |  | 1 Year | 8.95 | 5% | 8.5025
65415 | HID | CRD633ZZ-00487 | MOBILE CREDENTIALS; ORGANIZATION SPECIFIC | Ea |  | 1 Year | 8.95 | 5% | 8.5025
65416 | HID | CRD633ZZ-00488 | MOBILE CREDENTIALS; ORGANIZATION SPECIFIC | Ea |  | 1 Year | 8.95 | 5% | 8.5025
65417 | HID | CRD633ZZ-00489 | MOBILE CREDENTIALS; ORGANIZATION SPECIFIC | Ea |  | 1 Year | 8.95 | 5% | 8.5025
65418 | HID | CRD633ZZ-00490 | MOBILE CREDENTIALS; ORGANIZATION SPECIFIC | Ea |  | 1 Year | 8.95 | 5% | 8.5025
65419 | HID | CRD633ZZ-00491 | MOBILE CREDENTIALS; ORGANIZATION SPECIFIC | Ea |  | 1 Year | 8.95 | 5% | 8.5025
65420 | HID | CRD633ZZ-00492 | MOBILE CREDENTIALS; ORGANIZATION SPECIFIC | Ea |  | 1 Year | 8.95 | 5% | 8.5025
65421 | HID | CRD633ZZ-00493 | MOBILE CREDENTIALS; ORGANIZATION SPECIFIC | Ea |  | 1 Year | 8.95 | 5% | 8.5025
65422 | HID | CRD633ZZ-00494 | MOBILE CREDENTIALS; ORGANIZATION SPECIFIC | Ea |  | 1 Year | 8.95 | 5% | 8.5025
65423 | HID | CRD633ZZ-00495 | MOBILE CREDENTIALS; ORGANIZATION SPECIFIC | Ea |  | 1 Year | 8.95 | 5% | 8.5025
65424 | HID | CRD633ZZ-00496 | MOBILE CREDENTIALS; ORGANIZATION SPECIFIC | Ea |  | 1 Year | 8.95 | 5% | 8.5025
65425 | HID | CRD633ZZ-00497 | MOBILE CREDENTIALS; ORGANIZATION SPECIFIC | Ea |  | 1 Year | 8.95 | 5% | 8.5025
65426 | HID | CRD633ZZ-00498 | MOBILE CREDENTIALS; ORGANIZATION SPECIFIC | Ea |  | 1 Year | 8.95 | 5% | 8.5025
65427 | HID | CRD633ZZ-00499 | MOBILE CREDENTIALS; ORGANIZATION SPECIFIC | Ea |  | 1 Year | 8.95 | 5% | 8.5025
65428 | HID | CRD633ZZ-00500 | MOBILE CREDENTIALS; ORGANIZATION SPECIFIC | Ea |  | 1 Year | 8.95 | 5% | 8.5025
65429 | HID | CRD633ZZ-00501 | MOBILE CREDENTIALS; ORGANIZATION SPECIFIC | Ea |  | 1 Year | 8.95 | 5% | 8.5025
65430 | HID | CRD633ZZ-00502 | MOBILE CREDENTIALS; ORGANIZATION SPECIFIC | Ea |  | 1 Year | 8.95 | 5% | 8.5025
65431 | HID | CRD633ZZ-00503 | MOBILE CREDENTIALS; ORGANIZATION SPECIFIC | Ea |  | 1 Year | 8.95 | 5% | 8.5025
65432 | HID | CRD633ZZ-00504 | MOBILE CREDENTIALS; ORGANIZATION SPECIFIC | Ea |  | 1 Year | 8.95 | 5% | 8.5025
65433 | HID | CRD633ZZ-00505 | MOBILE CREDENTIALS; ORGANIZATION SPECIFIC | Ea |  | 1 Year | 8.95 | 5% | 8.5025
65434 | HID | CRD633ZZ-00506 | MOBILE CREDENTIALS; ORGANIZATION SPECIFIC | Ea |  | 1 Year | 8.95 | 5% | 8.5025
65435 | HID | CRD633ZZ-00507 | MOBILE CREDENTIALS; ORGANIZATION SPECIFIC | Ea |  | 1 Year | 8.95 | 5% | 8.5025
65436 | HID | CRD633ZZ-00508 | MOBILE CREDENTIALS; ORGANIZATION SPECIFIC | Ea |  | 1 Year | 8.95 | 5% | 8.5025
65437 | HID | CRD633ZZ-00509 | MOBILE CREDENTIALS; ORGANIZATION SPECIFIC | Ea |  | 1 Year | 8.95 | 5% | 8.5025
65438 | HID | CRD633ZZ-00510 | MOBILE CREDENTIALS; ORGANIZATION SPECIFIC | Ea |  | 1 Year | 8.95 | 5% | 8.5025
65439 | HID | CRD633ZZ-00511 | MOBILE CREDENTIALS; ORGANIZATION SPECIFIC | Ea |  | 1 Year | 8.95 | 5% | 8.5025
65440 | HID | CRD633ZZ-00512 | MOBILE CREDENTIALS; ORGANIZATION SPECIFIC | Ea |  | 1 Year | 8.95 | 5% | 8.5025
65441 | HID | CRD633ZZ-00513 | MOBILE CREDENTIALS; ORGANIZATION SPECIFIC | Ea |  | 1 Year | 8.95 | 5% | 8.5025
65442 | HID | CRD633ZZ-00514 | MOBILE CREDENTIALS; ORGANIZATION SPECIFIC | Ea |  | 1 Year | 8.95 | 5% | 8.5025
65443 | HID | CRD633ZZ-00516 | MOBILE CREDENTIALS; ORGANIZATION SPECIFIC | Ea |  | 1 Year | 8.95 | 5% | 8.5025
65444 | HID | CRD633ZZ-00517 | MOBILE CREDENTIALS; ORGANIZATION SPECIFIC | Ea |  | 1 Year | 8.95 | 5% | 8.5025
65445 | HID | CRD633ZZ-00518 | MOBILE CREDENTIALS; ORGANIZATION SPECIFIC | Ea |  | 1 Year | 8.95 | 5% | 8.5025
65446 | HID | CRD633ZZ-00519 | MOBILE CREDENTIALS; ORGANIZATION SPECIFIC | Ea |  | 1 Year | 8.95 | 5% | 8.5025
65447 | HID | CRD633ZZ-00520 | MOBILE CREDENTIALS; ORGANIZATION SPECIFIC | Ea |  | 1 Year | 8.95 | 5% | 8.5025
65448 | HID | CRD633ZZ-00521 | MOBILE CREDENTIALS; ORGANIZATION SPECIFIC | Ea |  | 1 Year | 8.95 | 5% | 8.5025
65449 | HID | CRD633ZZ-00522 | MOBILE CREDENTIALS; ORGANIZATION SPECIFIC | Ea |  | 1 Year | 8.95 | 5% | 8.5025
65450 | HID | CRD633ZZ-00523 | MOBILE CREDENTIALS; ORGANIZATION SPECIFIC | Ea |  | 1 Year | 8.95 | 5% | 8.5025
65451 | HID | CRD633ZZ-00524 | MOBILE CREDENTIALS; ORGANIZATION SPECIFIC | Ea |  | 1 Year | 8.95 | 5% | 8.5025
65452 | HID | CRD633ZZ-00525 | MOBILE CREDENTIALS; ORGANIZATION SPECIFIC | Ea |  | 1 Year | 8.95 | 5% | 8.5025
65453 | HID | CRD633ZZ-00526 | MOBILE CREDENTIALS; ORGANIZATION SPECIFIC | Ea |  | 1 Year | 8.95 | 5% | 8.5025
65454 | HID | CRD633ZZ-00527 | MOBILE CREDENTIALS; ORGANIZATION SPECIFIC | Ea |  | 1 Year | 8.95 | 5% | 8.5025
65455 | HID | CRD633ZZ-00528 | MOBILE CREDENTIALS; ORGANIZATION SPECIFIC | Ea |  | 1 Year | 8.95 | 5% | 8.5025
65456 | HID | CRD633ZZ-00529 | MOBILE CREDENTIALS; ORGANIZATION SPECIFIC | Ea |  | 1 Year | 8.95 | 5% | 8.5025
65457 | HID | CRD633ZZ-00530 | MOBILE CREDENTIALS; ORGANIZATION SPECIFIC | Ea |  | 1 Year | 8.95 | 5% | 8.5025
65458 | HID | CRD633ZZ-00531 | MOBILE CREDENTIALS; ORGANIZATION SPECIFIC | Ea |  | 1 Year | 8.95 | 5% | 8.5025
65459 | HID | CRD633ZZ-00532 | MOBILE CREDENTIALS; ORGANIZATION SPECIFIC | Ea |  | 1 Year | 8.95 | 5% | 8.5025
65460 | HID | CRD633ZZ-00533 | MOBILE CREDENTIALS; ORGANIZATION SPECIFIC | Ea |  | 1 Year | 8.95 | 5% | 8.5025
65461 | HID | CRD633ZZ-00534 | MOBILE CREDENTIALS; ORGANIZATION SPECIFIC | Ea |  | 1 Year | 8.95 | 5% | 8.5025
65462 | HID | CRD633ZZ-00535 | MOBILE CREDENTIALS; ORGANIZATION SPECIFIC | Ea |  | 1 Year | 8.95 | 5% | 8.5025
65463 | HID | CRD633ZZ-00536 | MOBILE CREDENTIALS; ORGANIZATION SPECIFIC | Ea |  | 1 Year | 8.95 | 5% | 8.5025
65464 | HID | CRD633ZZ-00537 | MOBILE CREDENTIALS; ORGANIZATION SPECIFIC | Ea |  | 1 Year | 8.95 | 5% | 8.5025
65465 | HID | CRD633ZZ-00538 | MOBILE CREDENTIALS; ORGANIZATION SPECIFIC | Ea |  | 1 Year | 8.95 | 5% | 8.5025
65466 | HID | CRD633ZZ-00540 | MOBILE CREDENTIALS; ORGANIZATION SPECIFIC | Ea |  | 1 Year | 8.95 | 5% | 8.5025
65467 | HID | CRD633ZZ-00541 | MOBILE CREDENTIALS; ORGANIZATION SPECIFIC | Ea |  | 1 Year | 8.95 | 5% | 8.5025
65468 | HID | CRD633ZZ-00542 | MOBILE CREDENTIALS; ORGANIZATION SPECIFIC | Ea |  | 1 Year | 8.95 | 5% | 8.5025
65469 | HID | CRD633ZZ-00543 | MOBILE CREDENTIALS; ORGANIZATION SPECIFIC | Ea |  | 1 Year | 8.95 | 5% | 8.5025
65470 | HID | CRD633ZZ-00544 | MOBILE CREDENTIALS; ORGANIZATION SPECIFIC | Ea |  | 1 Year | 8.95 | 5% | 8.5025
65471 | HID | CRD633ZZ-00545 | MOBILE CREDENTIALS; ORGANIZATION SPECIFIC | Ea |  | 1 Year | 8.95 | 5% | 8.5025
65472 | HID | CRD633ZZ-00546 | MOBILE CREDENTIALS; ORGANIZATION SPECIFIC | Ea |  | 1 Year | 8.95 | 5% | 8.5025
65473 | HID | CRD633ZZ-00547 | MOBILE CREDENTIALS; ORGANIZATION SPECIFIC | Ea |  | 1 Year | 8.95 | 5% | 8.5025
65474 | HID | CRD633ZZ-00548 | MOBILE CREDENTIALS; ORGANIZATION SPECIFIC | Ea |  | 1 Year | 8.95 | 5% | 8.5025
65475 | HID | CRD633ZZ-00549 | MOBILE CREDENTIALS; ORGANIZATION SPECIFIC | Ea |  | 1 Year | 8.95 | 5% | 8.5025
65476 | HID | CRD633ZZ-00550 | MOBILE CREDENTIALS; ORGANIZATION SPECIFIC | Ea |  | 1 Year | 8.95 | 5% | 8.5025
65477 | HID | CRD633ZZ-00551 | MOBILE CREDENTIALS; ORGANIZATION SPECIFIC | Ea |  | 1 Year | 8.95 | 5% | 8.5025
65478 | HID | CRD633ZZ-00552 | MOBILE CREDENTIALS; ORGANIZATION SPECIFIC | Ea |  | 1 Year | 8.95 | 5% | 8.5025
65479 | HID | CRD633ZZ-00553 | MOBILE CREDENTIALS; ORGANIZATION SPECIFIC | Ea |  | 1 Year | 8.95 | 5% | 8.5025
65480 | HID | CRD633ZZ-00554 | MOBILE CREDENTIALS; ORGANIZATION SPECIFIC | Ea |  | 1 Year | 8.95 | 5% | 8.5025
65481 | HID | CRD633ZZ-00555 | MOBILE CREDENTIALS; ORGANIZATION SPECIFIC | Ea |  | 1 Year | 8.95 | 5% | 8.5025
65482 | HID | CRD633ZZ-00556 | MOBILE CREDENTIALS; ORGANIZATION SPECIFIC | Ea |  | 1 Year | 8.95 | 5% | 8.5025
65483 | HID | CRD633ZZ-00557 | MOBILE CREDENTIALS; ORGANIZATION SPECIFIC | Ea |  | 1 Year | 8.95 | 5% | 8.5025
65484 | HID | CRD633ZZ-00558 | MOBILE CREDENTIALS; ORGANIZATION SPECIFIC | Ea |  | 1 Year | 8.95 | 5% | 8.5025
65485 | HID | CRD633ZZ-00559 | MOBILE CREDENTIALS; ORGANIZATION SPECIFIC | Ea |  | 1 Year | 8.95 | 5% | 8.5025
65486 | HID | CRD633ZZ-00560 | MOBILE CREDENTIALS; ORGANIZATION SPECIFIC | Ea |  | 1 Year | 8.95 | 5% | 8.5025
65487 | HID | CRD633ZZ-00561 | MOBILE CREDENTIALS; ORGANIZATION SPECIFIC | Ea |  | 1 Year | 8.95 | 5% | 8.5025
65488 | HID | CRD633ZZ-00562 | MOBILE CREDENTIALS; ORGANIZATION SPECIFIC | Ea |  | 1 Year | 8.95 | 5% | 8.5025
65489 | HID | CRD633ZZ-00563 | MOBILE CREDENTIALS; ORGANIZATION SPECIFIC | Ea |  | 1 Year | 8.95 | 5% | 8.5025
65490 | HID | CRD633ZZ-00564 | MOBILE CREDENTIALS; ORGANIZATION SPECIFIC | Ea |  | 1 Year | 8.95 | 5% | 8.5025
65491 | HID | CRD633ZZ-00565 | MOBILE CREDENTIALS; ORGANIZATION SPECIFIC | Ea |  | 1 Year | 8.95 | 5% | 8.5025
65492 | HID | CRD633ZZ-00566 | MOBILE CREDENTIALS; ORGANIZATION SPECIFIC | Ea |  | 1 Year | 8.95 | 5% | 8.5025
65493 | HID | CRD633ZZ-00567 | MOBILE CREDENTIALS; ORGANIZATION SPECIFIC | Ea |  | 1 Year | 8.95 | 5% | 8.5025
65494 | HID | CRD633ZZ-00568 | MOBILE CREDENTIALS; ORGANIZATION SPECIFIC | Ea |  | 1 Year | 8.95 | 5% | 8.5025
65495 | HID | CRD633ZZ-00569 | MOBILE CREDENTIALS; ORGANIZATION SPECIFIC | Ea |  | 1 Year | 8.95 | 5% | 8.5025
65496 | HID | CRD633ZZ-00570 | MOBILE CREDENTIALS; ORGANIZATION SPECIFIC | Ea |  | 1 Year | 8.95 | 5% | 8.5025
65497 | HID | CRD633ZZ-00571 | MOBILE CREDENTIALS; ORGANIZATION SPECIFIC | Ea |  | 1 Year | 8.95 | 5% | 8.5025
65498 | HID | CRD633ZZ-00572 | MOBILE CREDENTIALS; ORGANIZATION SPECIFIC | Ea |  | 1 Year | 8.95 | 5% | 8.5025
65499 | HID | CRD633ZZ-00573 | MOBILE CREDENTIALS; ORGANIZATION SPECIFIC | Ea |  | 1 Year | 8.95 | 5% | 8.5025
65500 | HID | CRD633ZZ-00574 | MOBILE CREDENTIALS; ORGANIZATION SPECIFIC | Ea |  | 1 Year | 8.95 | 5% | 8.5025
65501 | HID | CRD633ZZ-00575 | MOBILE CREDENTIALS; ORGANIZATION SPECIFIC | Ea |  | 1 Year | 8.95 | 5% | 8.5025
65502 | HID | CRD633ZZ-00576 | MOBILE CREDENTIALS; ORGANIZATION SPECIFIC | Ea |  | 1 Year | 8.95 | 5% | 8.5025
65503 | HID | CRD633ZZ-00577 | MOBILE CREDENTIALS; ORGANIZATION SPECIFIC | Ea |  | 1 Year | 8.95 | 5% | 8.5025
65504 | HID | CRD633ZZ-00578 | MOBILE CREDENTIALS; ORGANIZATION SPECIFIC | Ea |  | 1 Year | 8.95 | 5% | 8.5025
65505 | HID | CRD633ZZ-00579 | MOBILE CREDENTIALS; ORGANIZATION SPECIFIC | Ea |  | 1 Year | 8.95 | 5% | 8.5025
65506 | HID | CRD633ZZ-00580 | MOBILE CREDENTIALS; ORGANIZATION SPECIFIC | Ea |  | 1 Year | 8.95 | 5% | 8.5025
65507 | HID | CRD633ZZ-00581 | MOBILE CREDENTIALS; ORGANIZATION SPECIFIC | Ea |  | 1 Year | 8.95 | 5% | 8.5025
65508 | HID | CRD633ZZ-00582 | MOBILE CREDENTIALS; ORGANIZATION SPECIFIC | Ea |  | 1 Year | 8.95 | 5% | 8.5025
65509 | HID | CRD633ZZ-00583 | MOBILE CREDENTIALS; ORGANIZATION SPECIFIC | Ea |  | 1 Year | 8.95 | 5% | 8.5025
65510 | HID | CRD633ZZ-00584 | MOBILE CREDENTIALS; ORGANIZATION SPECIFIC | Ea |  | 1 Year | 8.95 | 5% | 8.5025
65511 | HID | CRD633ZZ-00585 | MOBILE CREDENTIALS; ORGANIZATION SPECIFIC | Ea |  | 1 Year | 8.95 | 5% | 8.5025
65512 | HID | CRD633ZZ-00586 | MOBILE CREDENTIALS; ORGANIZATION SPECIFIC | Ea |  | 1 Year | 8.95 | 5% | 8.5025
65513 | HID | CRD633ZZ-00587 | MOBILE CREDENTIALS; ORGANIZATION SPECIFIC | Ea |  | 1 Year | 8.95 | 5% | 8.5025
65514 | HID | CRD633ZZ-00588 | MOBILE CREDENTIALS; ORGANIZATION SPECIFIC | Ea |  | 1 Year | 8.95 | 5% | 8.5025
65515 | HID | CRD633ZZ-00589 | MOBILE CREDENTIALS; ORGANIZATION SPECIFIC | Ea |  | 1 Year | 8.95 | 5% | 8.5025
65516 | HID | CRD633ZZ-00590 | MOBILE CREDENTIALS; ORGANIZATION SPECIFIC | Ea |  | 1 Year | 8.95 | 5% | 8.5025
65517 | HID | CRD633ZZ-005902 | MOBILE CREDENTIALS; ORGANIZATION SPECIFIC | Ea |  | 1 Year | 8.95 | 5% | 8.5025
65518 | HID | CRD633ZZ-00591 | MOBILE CREDENTIALS; ORGANIZATION SPECIFIC | Ea |  | 1 Year | 8.95 | 5% | 8.5025
65519 | HID | CRD633ZZ-00592 | MOBILE CREDENTIALS; ORGANIZATION SPECIFIC | Ea |  | 1 Year | 8.95 | 5% | 8.5025
65520 | HID | CRD633ZZ-00593 | MOBILE CREDENTIALS; ORGANIZATION SPECIFIC | Ea |  | 1 Year | 8.95 | 5% | 8.5025
65521 | HID | CRD633ZZ-00594 | MOBILE CREDENTIALS; ORGANIZATION SPECIFIC | Ea |  | 1 Year | 8.95 | 5% | 8.5025
65522 | HID | CRD633ZZ-00595 | MOBILE CREDENTIALS; ORGANIZATION SPECIFIC | Ea |  | 1 Year | 8.95 | 5% | 8.5025
65523 | HID | CRD633ZZ-00596 | MOBILE CREDENTIALS; ORGANIZATION SPECIFIC | Ea |  | 1 Year | 8.95 | 5% | 8.5025
65524 | HID | CRD633ZZ-00597 | MOBILE CREDENTIALS; ORGANIZATION SPECIFIC | Ea |  | 1 Year | 8.95 | 5% | 8.5025
65525 | HID | CRD633ZZ-00598 | MOBILE CREDENTIALS; ORGANIZATION SPECIFIC | Ea |  | 1 Year | 8.95 | 5% | 8.5025
65526 | HID | CRD633ZZ-00599 | MOBILE CREDENTIALS; ORGANIZATION SPECIFIC | Ea |  | 1 Year | 8.95 | 5% | 8.5025
65527 | HID | CRD633ZZ-00600 | MOBILE CREDENTIALS; ORGANIZATION SPECIFIC | Ea |  | 1 Year | 8.95 | 5% | 8.5025
65528 | HID | CRD633ZZ-00601 | MOBILE CREDENTIALS; ORGANIZATION SPECIFIC | Ea |  | 1 Year | 8.95 | 5% | 8.5025
65529 | HID | CRD633ZZ-00602 | MOBILE CREDENTIALS; ORGANIZATION SPECIFIC | Ea |  | 1 Year | 8.95 | 5% | 8.5025
65530 | HID | CRD633ZZ-00603 | MOBILE CREDENTIALS; ORGANIZATION SPECIFIC | Ea |  | 1 Year | 8.95 | 5% | 8.5025
65531 | HID | CRD633ZZ-00604 | MOBILE CREDENTIALS; ORGANIZATION SPECIFIC | Ea |  | 1 Year | 8.95 | 5% | 8.5025
65532 | HID | CRD633ZZ-00605 | MOBILE CREDENTIALS; ORGANIZATION SPECIFIC | Ea |  | 1 Year | 8.95 | 5% | 8.5025
65533 | HID | CRD633ZZ-00606 | MOBILE CREDENTIALS; ORGANIZATION SPECIFIC | Ea |  | 1 Year | 8.95 | 5% | 8.5025
65534 | HID | CRD633ZZ-00607 | MOBILE CREDENTIALS; ORGANIZATION SPECIFIC | Ea |  | 1 Year | 8.95 | 5% | 8.5025
65535 | HID | CRD633ZZ-00608 | MOBILE CREDENTIALS; ORGANIZATION SPECIFIC | Ea |  | 1 Year | 8.95 | 5% | 8.5025
65536 | HID | CRD633ZZ-00609 | MOBILE CREDENTIALS; ORGANIZATION SPECIFIC | Ea |  | 1 Year | 8.95 | 5% | 8.5025
65537 | HID | CRD633ZZ-00610 | MOBILE CREDENTIALS; ORGANIZATION SPECIFIC | Ea |  | 1 Year | 8.95 | 5% | 8.5025
65538 | HID | CRD633ZZ-00611 | MOBILE CREDENTIALS; ORGANIZATION SPECIFIC | Ea |  | 1 Year | 8.95 | 5% | 8.5025
65539 | HID | CRD633ZZ-00612 | MOBILE CREDENTIALS; ORGANIZATION SPECIFIC | Ea |  | 1 Year | 8.95 | 5% | 8.5025
65540 | HID | CRD633ZZ-00613 | MOBILE CREDENTIALS; ORGANIZATION SPECIFIC | Ea |  | 1 Year | 8.95 | 5% | 8.5025
65541 | HID | CRD633ZZ-00614 | MOBILE CREDENTIALS; ORGANIZATION SPECIFIC | Ea |  | 1 Year | 8.95 | 5% | 8.5025
65542 | HID | CRD633ZZ-00615 | MOBILE CREDENTIALS; ORGANIZATION SPECIFIC | Ea |  | 1 Year | 8.95 | 5% | 8.5025
65543 | HID | CRD633ZZ-00616 | MOBILE CREDENTIALS; ORGANIZATION SPECIFIC | Ea |  | 1 Year | 8.95 | 5% | 8.5025
65544 | HID | CRD633ZZ-00617 | MOBILE CREDENTIALS; ORGANIZATION SPECIFIC | Ea |  | 1 Year | 8.95 | 5% | 8.5025
65545 | HID | CRD633ZZ-00618 | MOBILE CREDENTIALS; ORGANIZATION SPECIFIC | Ea |  | 1 Year | 8.95 | 5% | 8.5025
65546 | HID | CRD633ZZ-00619 | MOBILE CREDENTIALS; ORGANIZATION SPECIFIC | Ea |  | 1 Year | 8.95 | 5% | 8.5025
65547 | HID | CRD633ZZ-00620 | MOBILE CREDENTIALS; ORGANIZATION SPECIFIC | Ea |  | 1 Year | 8.95 | 5% | 8.5025
65548 | HID | CRD633ZZ-00621 | MOBILE CREDENTIALS; ORGANIZATION SPECIFIC | Ea |  | 1 Year | 8.95 | 5% | 8.5025
65549 | HID | CRD633ZZ-00622 | MOBILE CREDENTIALS; ORGANIZATION SPECIFIC | Ea |  | 1 Year | 8.95 | 5% | 8.5025
65550 | HID | CRD633ZZ-00623 | MOBILE CREDENTIALS; ORGANIZATION SPECIFIC | Ea |  | 1 Year | 8.95 | 5% | 8.5025
65551 | HID | CRD633ZZ-00624 | MOBILE CREDENTIALS; ORGANIZATION SPECIFIC | Ea |  | 1 Year | 8.95 | 5% | 8.5025
65552 | HID | CRD633ZZ-00625 | MOBILE CREDENTIALS; ORGANIZATION SPECIFIC | Ea |  | 1 Year | 8.95 | 5% | 8.5025
65553 | HID | CRD633ZZ-00626 | MOBILE CREDENTIALS; ORGANIZATION SPECIFIC | Ea |  | 1 Year | 8.95 | 5% | 8.5025
65554 | HID | CRD633ZZ-00627 | MOBILE CREDENTIALS; ORGANIZATION SPECIFIC | Ea |  | 1 Year | 8.95 | 5% | 8.5025
65555 | HID | CRD633ZZ-00628 | MOBILE CREDENTIALS; ORGANIZATION SPECIFIC | Ea |  | 1 Year | 8.95 | 5% | 8.5025
65556 | HID | CRD633ZZ-00629 | MOBILE CREDENTIALS; ORGANIZATION SPECIFIC | Ea |  | 1 Year | 8.95 | 5% | 8.5025
65557 | HID | CRD633ZZ-00630 | MOBILE CREDENTIALS; ORGANIZATION SPECIFIC | Ea |  | 1 Year | 8.95 | 5% | 8.5025
65558 | HID | CRD633ZZ-00631 | MOBILE CREDENTIALS; ORGANIZATION SPECIFIC | Ea |  | 1 Year | 8.95 | 5% | 8.5025
65559 | HID | CRD633ZZ-00632 | MOBILE CREDENTIALS; ORGANIZATION SPECIFIC | Ea |  | 1 Year | 8.95 | 5% | 8.5025
65560 | HID | CRD633ZZ-00633 | MOBILE CREDENTIALS; ORGANIZATION SPECIFIC | Ea |  | 1 Year | 8.95 | 5% | 8.5025
65561 | HID | CRD633ZZ-00634 | MOBILE CREDENTIALS; ORGANIZATION SPECIFIC | Ea |  | 1 Year | 8.95 | 5% | 8.5025
65562 | HID | CRD633ZZ-00635 | MOBILE CREDENTIALS; ORGANIZATION SPECIFIC | Ea |  | 1 Year | 8.95 | 5% | 8.5025
65563 | HID | CRD633ZZ-00636 | MOBILE CREDENTIALS; ORGANIZATION SPECIFIC | Ea |  | 1 Year | 8.95 | 5% | 8.5025
65564 | HID | CRD633ZZ-00637 | MOBILE CREDENTIALS; ORGANIZATION SPECIFIC | Ea |  | 1 Year | 8.95 | 5% | 8.5025
65565 | HID | CRD633ZZ-00638 | MOBILE CREDENTIALS; ORGANIZATION SPECIFIC | Ea |  | 1 Year | 8.95 | 5% | 8.5025
65566 | HID | CRD633ZZ-00640 | MOBILE CREDENTIALS; ORGANIZATION SPECIFIC | Ea |  | 1 Year | 8.95 | 5% | 8.5025
65567 | HID | CRD633ZZ-00641 | MOBILE CREDENTIALS; ORGANIZATION SPECIFIC | Ea |  | 1 Year | 8.95 | 5% | 8.5025
65568 | HID | CRD633ZZ-00642 | MOBILE CREDENTIALS; ORGANIZATION SPECIFIC | Ea |  | 1 Year | 8.95 | 5% | 8.5025
65569 | HID | CRD633ZZ-00643 | MOBILE CREDENTIALS; ORGANIZATION SPECIFIC | Ea |  | 1 Year | 8.95 | 5% | 8.5025
65570 | HID | CRD633ZZ-00645 | MOBILE CREDENTIALS; ORGANIZATION SPECIFIC | Ea |  | 1 Year | 8.95 | 5% | 8.5025
65571 | HID | CRD633ZZ-00646 | MOBILE CREDENTIALS; ORGANIZATION SPECIFIC | Ea |  | 1 Year | 8.95 | 5% | 8.5025
65572 | HID | CRD633ZZ-00647 | MOBILE CREDENTIALS; ORGANIZATION SPECIFIC | Ea |  | 1 Year | 8.95 | 5% | 8.5025
65573 | HID | CRD633ZZ-00648 | MOBILE CREDENTIALS; ORGANIZATION SPECIFIC | Ea |  | 1 Year | 8.95 | 5% | 8.5025
65574 | HID | CRD633ZZ-00649 | MOBILE CREDENTIALS; ORGANIZATION SPECIFIC | Ea |  | 1 Year | 8.95 | 5% | 8.5025
65575 | HID | CRD633ZZ-00650 | MOBILE CREDENTIALS; ORGANIZATION SPECIFIC | Ea |  | 1 Year | 8.95 | 5% | 8.5025
65576 | HID | CRD633ZZ-00651 | MOBILE CREDENTIALS; ORGANIZATION SPECIFIC | Ea |  | 1 Year | 8.95 | 5% | 8.5025
65577 | HID | CRD633ZZ-00652 | MOBILE CREDENTIALS; ORGANIZATION SPECIFIC | Ea |  | 1 Year | 8.95 | 5% | 8.5025
65578 | HID | CRD633ZZ-00653 | MOBILE CREDENTIALS; ORGANIZATION SPECIFIC | Ea |  | 1 Year | 8.95 | 5% | 8.5025
65579 | HID | CRD633ZZ-00654 | MOBILE CREDENTIALS; ORGANIZATION SPECIFIC | Ea |  | 1 Year | 8.95 | 5% | 8.5025
65580 | HID | CRD633ZZ-00655 | MOBILE CREDENTIALS; ORGANIZATION SPECIFIC | Ea |  | 1 Year | 8.95 | 5% | 8.5025
65581 | HID | CRD633ZZ-00656 | MOBILE CREDENTIALS; ORGANIZATION SPECIFIC | Ea |  | 1 Year | 8.95 | 5% | 8.5025
65582 | HID | CRD633ZZ-00657 | MOBILE CREDENTIALS; ORGANIZATION SPECIFIC | Ea |  | 1 Year | 8.95 | 5% | 8.5025
65583 | HID | CRD633ZZ-00658 | MOBILE CREDENTIALS; ORGANIZATION SPECIFIC | Ea |  | 1 Year | 8.95 | 5% | 8.5025
65584 | HID | CRD633ZZ-00659 | MOBILE CREDENTIALS; ORGANIZATION SPECIFIC | Ea |  | 1 Year | 8.95 | 5% | 8.5025
65585 | HID | CRD633ZZ-00660 | MOBILE CREDENTIALS; ORGANIZATION SPECIFIC | Ea |  | 1 Year | 8.95 | 5% | 8.5025
65586 | HID | CRD633ZZ-00661 | MOBILE CREDENTIALS; ORGANIZATION SPECIFIC | Ea |  | 1 Year | 8.95 | 5% | 8.5025
65587 | HID | CRD633ZZ-00662 | MOBILE CREDENTIALS; ORGANIZATION SPECIFIC | Ea |  | 1 Year | 8.95 | 5% | 8.5025
65588 | HID | CRD633ZZ-00663 | MOBILE CREDENTIALS; ORGANIZATION SPECIFIC | Ea |  | 1 Year | 8.95 | 5% | 8.5025
65589 | HID | CRD633ZZ-00664 | MOBILE CREDENTIALS; ORGANIZATION SPECIFIC | Ea |  | 1 Year | 8.95 | 5% | 8.5025
65590 | HID | CRD633ZZ-00665 | MOBILE CREDENTIALS; ORGANIZATION SPECIFIC | Ea |  | 1 Year | 8.95 | 5% | 8.5025
65591 | HID | CRD633ZZ-00666 | MOBILE CREDENTIALS; ORGANIZATION SPECIFIC | Ea |  | 1 Year | 8.95 | 5% | 8.5025
65592 | HID | CRD633ZZ-00667 | MOBILE CREDENTIALS; ORGANIZATION SPECIFIC | Ea |  | 1 Year | 8.95 | 5% | 8.5025
65593 | HID | CRD633ZZ-00668 | MOBILE CREDENTIALS; ORGANIZATION SPECIFIC | Ea |  | 1 Year | 8.95 | 5% | 8.5025
65594 | HID | CRD633ZZ-00669 | MOBILE CREDENTIALS; ORGANIZATION SPECIFIC | Ea |  | 1 Year | 8.95 | 5% | 8.5025
65595 | HID | CRD633ZZ-00670 | MOBILE CREDENTIALS; ORGANIZATION SPECIFIC | Ea |  | 1 Year | 8.95 | 5% | 8.5025
65596 | HID | CRD633ZZ-00671 | MOBILE CREDENTIALS; ORGANIZATION SPECIFIC | Ea |  | 1 Year | 8.95 | 5% | 8.5025
65597 | HID | CRD633ZZ-00672 | MOBILE CREDENTIALS; ORGANIZATION SPECIFIC | Ea |  | 1 Year | 8.95 | 5% | 8.5025
65598 | HID | CRD633ZZ-00673 | MOBILE CREDENTIALS; ORGANIZATION SPECIFIC | Ea |  | 1 Year | 8.95 | 5% | 8.5025
65599 | HID | CRD633ZZ-00674 | MOBILE CREDENTIALS; ORGANIZATION SPECIFIC | Ea |  | 1 Year | 8.95 | 5% | 8.5025
65600 | HID | CRD633ZZ-00675 | MOBILE CREDENTIALS; ORGANIZATION SPECIFIC | Ea |  | 1 Year | 8.95 | 5% | 8.5025
65601 | HID | CRD633ZZ-00676 | MOBILE CREDENTIALS; ORGANIZATION SPECIFIC | Ea |  | 1 Year | 8.95 | 5% | 8.5025
65602 | HID | CRD633ZZ-00677 | MOBILE CREDENTIALS; ORGANIZATION SPECIFIC | Ea |  | 1 Year | 8.95 | 5% | 8.5025
65603 | HID | CRD633ZZ-00678 | MOBILE CREDENTIALS; ORGANIZATION SPECIFIC | Ea |  | 1 Year | 8.95 | 5% | 8.5025
65604 | HID | CRD633ZZ-00679 | MOBILE CREDENTIALS; ORGANIZATION SPECIFIC | Ea |  | 1 Year | 8.95 | 5% | 8.5025
65605 | HID | CRD633ZZ-00680 | MOBILE CREDENTIALS; ORGANIZATION SPECIFIC | Ea |  | 1 Year | 8.95 | 5% | 8.5025
65606 | HID | CRD633ZZ-00681 | MOBILE CREDENTIALS; ORGANIZATION SPECIFIC | Ea |  | 1 Year | 8.95 | 5% | 8.5025
65607 | HID | CRD633ZZ-00682 | MOBILE CREDENTIALS; ORGANIZATION SPECIFIC | Ea |  | 1 Year | 8.95 | 5% | 8.5025
65608 | HID | CRD633ZZ-00683 | MOBILE CREDENTIALS; ORGANIZATION SPECIFIC | Ea |  | 1 Year | 8.95 | 5% | 8.5025
65609 | HID | CRD633ZZ-00684 | MOBILE CREDENTIALS; ORGANIZATION SPECIFIC | Ea |  | 1 Year | 8.95 | 5% | 8.5025
65610 | HID | CRD633ZZ-00685 | MOBILE CREDENTIALS; ORGANIZATION SPECIFIC | Ea |  | 1 Year | 8.95 | 5% | 8.5025
65611 | HID | CRD633ZZ-00686 | MOBILE CREDENTIALS; ORGANIZATION SPECIFIC | Ea |  | 1 Year | 8.95 | 5% | 8.5025
65612 | HID | CRD633ZZ-00687 | MOBILE CREDENTIALS; ORGANIZATION SPECIFIC | Ea |  | 1 Year | 8.95 | 5% | 8.5025
65613 | HID | CRD633ZZ-00688 | MOBILE CREDENTIALS; ORGANIZATION SPECIFIC | Ea |  | 1 Year | 8.95 | 5% | 8.5025
65614 | HID | CRD633ZZ-00689 | MOBILE CREDENTIALS; ORGANIZATION SPECIFIC | Ea |  | 1 Year | 8.95 | 5% | 8.5025
65615 | HID | CRD633ZZ-00690 | MOBILE CREDENTIALS; ORGANIZATION SPECIFIC | Ea |  | 1 Year | 8.95 | 5% | 8.5025
65616 | HID | CRD633ZZ-00691 | MOBILE CREDENTIALS; ORGANIZATION SPECIFIC | Ea |  | 1 Year | 8.95 | 5% | 8.5025
65617 | HID | CRD633ZZ-00692 | MOBILE CREDENTIALS; ORGANIZATION SPECIFIC | Ea |  | 1 Year | 8.95 | 5% | 8.5025
65618 | HID | CRD633ZZ-00693 | MOBILE CREDENTIALS; ORGANIZATION SPECIFIC | Ea |  | 1 Year | 8.95 | 5% | 8.5025
65619 | HID | CRD633ZZ-00694 | MOBILE CREDENTIALS; ORGANIZATION SPECIFIC | Ea |  | 1 Year | 8.95 | 5% | 8.5025
65620 | HID | CRD633ZZ-00695 | MOBILE CREDENTIALS; ORGANIZATION SPECIFIC | Ea |  | 1 Year | 8.95 | 5% | 8.5025
65621 | HID | CRD633ZZ-00696 | MOBILE CREDENTIALS; ORGANIZATION SPECIFIC | Ea |  | 1 Year | 8.95 | 5% | 8.5025
65622 | HID | CRD633ZZ-00697 | MOBILE CREDENTIALS; ORGANIZATION SPECIFIC | Ea |  | 1 Year | 8.95 | 5% | 8.5025
65623 | HID | CRD633ZZ-00698 | MOBILE CREDENTIALS; ORGANIZATION SPECIFIC | Ea |  | 1 Year | 8.95 | 5% | 8.5025
65624 | HID | CRD633ZZ-00699 | MOBILE CREDENTIALS; ORGANIZATION SPECIFIC | Ea |  | 1 Year | 8.95 | 5% | 8.5025
65625 | HID | CRD633ZZ-00700 | MOBILE CREDENTIALS; ORGANIZATION SPECIFIC | Ea |  | 1 Year | 8.95 | 5% | 8.5025
65626 | HID | CRD633ZZ-00701 | MOBILE CREDENTIALS; ORGANIZATION SPECIFIC | Ea |  | 1 Year | 8.95 | 5% | 8.5025
65627 | HID | CRD633ZZ-00702 | MOBILE CREDENTIALS; ORGANIZATION SPECIFIC | Ea |  | 1 Year | 8.95 | 5% | 8.5025
65628 | HID | CRD633ZZ-00703 | MOBILE CREDENTIALS; ORGANIZATION SPECIFIC | Ea |  | 1 Year | 8.95 | 5% | 8.5025
65629 | HID | CRD633ZZ-00704 | MOBILE CREDENTIALS; ORGANIZATION SPECIFIC | Ea |  | 1 Year | 8.95 | 5% | 8.5025
65630 | HID | CRD633ZZ-00705 | MOBILE CREDENTIALS; ORGANIZATION SPECIFIC | Ea |  | 1 Year | 8.95 | 5% | 8.5025
65631 | HID | CRD633ZZ-00706 | MOBILE CREDENTIALS; ORGANIZATION SPECIFIC | Ea |  | 1 Year | 8.95 | 5% | 8.5025
65632 | HID | CRD633ZZ-00707 | MOBILE CREDENTIALS; ORGANIZATION SPECIFIC | Ea |  | 1 Year | 8.95 | 5% | 8.5025
65633 | HID | CRD633ZZ-00708 | MOBILE CREDENTIALS; ORGANIZATION SPECIFIC | Ea |  | 1 Year | 8.95 | 5% | 8.5025
65634 | HID | CRD633ZZ-00709 | MOBILE CREDENTIALS; ORGANIZATION SPECIFIC | Ea |  | 1 Year | 8.95 | 5% | 8.5025
65635 | HID | CRD633ZZ-00710 | MOBILE CREDENTIALS; ORGANIZATION SPECIFIC | Ea |  | 1 Year | 8.95 | 5% | 8.5025
65636 | HID | CRD633ZZ-00711 | MOBILE CREDENTIALS; ORGANIZATION SPECIFIC | Ea |  | 1 Year | 8.95 | 5% | 8.5025
65637 | HID | CRD633ZZ-00712 | MOBILE CREDENTIALS; ORGANIZATION SPECIFIC | Ea |  | 1 Year | 8.95 | 5% | 8.5025
65638 | HID | CRD633ZZ-00713 | MOBILE CREDENTIALS; ORGANIZATION SPECIFIC | Ea |  | 1 Year | 8.95 | 5% | 8.5025
65639 | HID | CRD633ZZ-00714 | MOBILE CREDENTIALS; ORGANIZATION SPECIFIC | Ea |  | 1 Year | 8.95 | 5% | 8.5025
65640 | HID | CRD633ZZ-00715 | MOBILE CREDENTIALS; ORGANIZATION SPECIFIC | Ea |  | 1 Year | 8.95 | 5% | 8.5025
65641 | HID | CRD633ZZ-00716 | MOBILE CREDENTIALS; ORGANIZATION SPECIFIC | Ea |  | 1 Year | 8.95 | 5% | 8.5025
65642 | HID | CRD633ZZ-00717 | MOBILE CREDENTIALS; ORGANIZATION SPECIFIC | Ea |  | 1 Year | 8.95 | 5% | 8.5025
65643 | HID | CRD633ZZ-00718 | MOBILE CREDENTIALS; ORGANIZATION SPECIFIC | Ea |  | 1 Year | 8.95 | 5% | 8.5025
65644 | HID | CRD633ZZ-00719 | MOBILE CREDENTIALS; ORGANIZATION SPECIFIC | Ea |  | 1 Year | 8.95 | 5% | 8.5025
65645 | HID | CRD633ZZ-00720 | MOBILE CREDENTIALS; ORGANIZATION SPECIFIC | Ea |  | 1 Year | 8.95 | 5% | 8.5025
65646 | HID | CRD633ZZ-00721 | MOBILE CREDENTIALS; ORGANIZATION SPECIFIC | Ea |  | 1 Year | 8.95 | 5% | 8.5025
65647 | HID | CRD633ZZ-00722 | MOBILE CREDENTIALS; ORGANIZATION SPECIFIC | Ea |  | 1 Year | 8.95 | 5% | 8.5025
65648 | HID | CRD633ZZ-00723 | MOBILE CREDENTIALS; ORGANIZATION SPECIFIC | Ea |  | 1 Year | 8.95 | 5% | 8.5025
65649 | HID | CRD633ZZ-00724 | MOBILE CREDENTIALS; ORGANIZATION SPECIFIC | Ea |  | 1 Year | 8.95 | 5% | 8.5025
65650 | HID | CRD633ZZ-00725 | MOBILE CREDENTIALS; ORGANIZATION SPECIFIC | Ea |  | 1 Year | 8.95 | 5% | 8.5025
65651 | HID | CRD633ZZ-00726 | MOBILE CREDENTIALS; ORGANIZATION SPECIFIC | Ea |  | 1 Year | 8.95 | 5% | 8.5025
65652 | HID | CRD633ZZ-00727 | MOBILE CREDENTIALS; ORGANIZATION SPECIFIC | Ea |  | 1 Year | 8.95 | 5% | 8.5025
65653 | HID | CRD633ZZ-00728 | MOBILE CREDENTIALS; ORGANIZATION SPECIFIC | Ea |  | 1 Year | 8.95 | 5% | 8.5025
65654 | HID | CRD633ZZ-00729 | MOBILE CREDENTIALS; ORGANIZATION SPECIFIC | Ea |  | 1 Year | 8.95 | 5% | 8.5025
65655 | HID | CRD633ZZ-00730 | MOBILE CREDENTIALS; ORGANIZATION SPECIFIC | Ea |  | 1 Year | 8.95 | 5% | 8.5025
65656 | HID | CRD633ZZ-00731 | MOBILE CREDENTIALS; ORGANIZATION SPECIFIC | Ea |  | 1 Year | 8.95 | 5% | 8.5025
65657 | HID | CRD633ZZ-00732 | MOBILE CREDENTIALS; ORGANIZATION SPECIFIC | Ea |  | 1 Year | 8.95 | 5% | 8.5025
65658 | HID | CRD633ZZ-00733 | MOBILE CREDENTIALS; ORGANIZATION SPECIFIC | Ea |  | 1 Year | 8.95 | 5% | 8.5025
65659 | HID | CRD633ZZ-00734 | MOBILE CREDENTIALS; ORGANIZATION SPECIFIC | Ea |  | 1 Year | 8.95 | 5% | 8.5025
65660 | HID | CRD633ZZ-00735 | MOBILE CREDENTIALS; ORGANIZATION SPECIFIC | Ea |  | 1 Year | 8.95 | 5% | 8.5025
65661 | HID | CRD633ZZ-00736 | MOBILE CREDENTIALS; ORGANIZATION SPECIFIC | Ea |  | 1 Year | 8.95 | 5% | 8.5025
65662 | HID | CRD633ZZ-00737 | MOBILE CREDENTIALS; ORGANIZATION SPECIFIC | Ea |  | 1 Year | 8.95 | 5% | 8.5025
65663 | HID | CRD633ZZ-00738 | MOBILE CREDENTIALS; ORGANIZATION SPECIFIC | Ea |  | 1 Year | 8.95 | 5% | 8.5025
65664 | HID | CRD633ZZ-00739 | MOBILE CREDENTIALS; ORGANIZATION SPECIFIC | Ea |  | 1 Year | 8.95 | 5% | 8.5025
65665 | HID | CRD633ZZ-00740 | MOBILE CREDENTIALS; ORGANIZATION SPECIFIC | Ea |  | 1 Year | 8.95 | 5% | 8.5025
65666 | HID | CRD633ZZ-00741 | MOBILE CREDENTIALS; ORGANIZATION SPECIFIC | Ea |  | 1 Year | 8.95 | 5% | 8.5025
65667 | HID | CRD633ZZ-00742 | MOBILE CREDENTIALS; ORGANIZATION SPECIFIC | Ea |  | 1 Year | 8.95 | 5% | 8.5025
65668 | HID | CRD633ZZ-00743 | MOBILE CREDENTIALS; ORGANIZATION SPECIFIC | Ea |  | 1 Year | 8.95 | 5% | 8.5025
65669 | HID | CRD633ZZ-00744 | MOBILE CREDENTIALS; ORGANIZATION SPECIFIC | Ea |  | 1 Year | 8.95 | 5% | 8.5025
65670 | HID | CRD633ZZ-00745 | MOBILE CREDENTIALS; ORGANIZATION SPECIFIC | Ea |  | 1 Year | 8.95 | 5% | 8.5025
65671 | HID | CRD633ZZ-00746 | MOBILE CREDENTIALS; ORGANIZATION SPECIFIC | Ea |  | 1 Year | 8.95 | 5% | 8.5025
65672 | HID | CRD633ZZ-00747 | MOBILE CREDENTIALS; ORGANIZATION SPECIFIC | Ea |  | 1 Year | 8.95 | 5% | 8.5025
65673 | HID | CRD633ZZ-00748 | MOBILE CREDENTIALS; ORGANIZATION SPECIFIC | Ea |  | 1 Year | 8.95 | 5% | 8.5025
65674 | HID | CRD633ZZ-00749 | MOBILE CREDENTIALS; ORGANIZATION SPECIFIC | Ea |  | 1 Year | 8.95 | 5% | 8.5025
65675 | HID | CRD633ZZ-00750 | MOBILE CREDENTIALS; ORGANIZATION SPECIFIC | Ea |  | 1 Year | 8.95 | 5% | 8.5025
65676 | HID | CRD633ZZ-00751 | MOBILE CREDENTIALS; ORGANIZATION SPECIFIC | Ea |  | 1 Year | 8.95 | 5% | 8.5025
65677 | HID | CRD633ZZ-00752 | MOBILE CREDENTIALS; ORGANIZATION SPECIFIC | Ea |  | 1 Year | 8.95 | 5% | 8.5025
65678 | HID | CRD633ZZ-00753 | MOBILE CREDENTIALS; ORGANIZATION SPECIFIC | Ea |  | 1 Year | 8.95 | 5% | 8.5025
65679 | HID | CRD633ZZ-00754 | MOBILE CREDENTIALS; ORGANIZATION SPECIFIC | Ea |  | 1 Year | 8.95 | 5% | 8.5025
65680 | HID | CRD633ZZ-00755 | MOBILE CREDENTIALS; ORGANIZATION SPECIFIC | Ea |  | 1 Year | 8.95 | 5% | 8.5025
65681 | HID | CRD633ZZ-00756 | MOBILE CREDENTIALS; ORGANIZATION SPECIFIC | Ea |  | 1 Year | 8.95 | 5% | 8.5025
65682 | HID | CRD633ZZ-00757 | MOBILE CREDENTIALS; ORGANIZATION SPECIFIC | Ea |  | 1 Year | 8.95 | 5% | 8.5025
65683 | HID | CRD633ZZ-00758 | MOBILE CREDENTIALS; ORGANIZATION SPECIFIC | Ea |  | 1 Year | 8.95 | 5% | 8.5025
65684 | HID | CRD633ZZ-00759 | MOBILE CREDENTIALS; ORGANIZATION SPECIFIC | Ea |  | 1 Year | 8.95 | 5% | 8.5025
65685 | HID | CRD633ZZ-00760 | MOBILE CREDENTIALS; ORGANIZATION SPECIFIC | Ea |  | 1 Year | 8.95 | 5% | 8.5025
65686 | HID | CRD633ZZ-00761 | MOBILE CREDENTIALS; ORGANIZATION SPECIFIC | Ea |  | 1 Year | 8.95 | 5% | 8.5025
65687 | HID | CRD633ZZ-00763 | MOBILE CREDENTIALS; ORGANIZATION SPECIFIC | Ea |  | 1 Year | 8.95 | 5% | 8.5025
65688 | HID | CRD633ZZ-00764 | MOBILE CREDENTIALS; ORGANIZATION SPECIFIC | Ea |  | 1 Year | 8.95 | 5% | 8.5025
65689 | HID | CRD633ZZ-00765 | MOBILE CREDENTIALS; ORGANIZATION SPECIFIC | Ea |  | 1 Year | 8.95 | 5% | 8.5025
65690 | HID | CRD633ZZ-00766 | MOBILE CREDENTIALS; ORGANIZATION SPECIFIC | Ea |  | 1 Year | 8.95 | 5% | 8.5025
65691 | HID | CRD633ZZ-00767 | MOBILE CREDENTIALS; ORGANIZATION SPECIFIC | Ea |  | 1 Year | 8.95 | 5% | 8.5025
65692 | HID | CRD633ZZ-00768 | MOBILE CREDENTIALS; ORGANIZATION SPECIFIC | Ea |  | 1 Year | 8.95 | 5% | 8.5025
65693 | HID | CRD633ZZ-00769 | MOBILE CREDENTIALS; ORGANIZATION SPECIFIC | Ea |  | 1 Year | 8.95 | 5% | 8.5025
65694 | HID | CRD633ZZ-00770 | MOBILE CREDENTIALS; ORGANIZATION SPECIFIC | Ea |  | 1 Year | 8.95 | 5% | 8.5025
65695 | HID | CRD633ZZ-00771 | MOBILE CREDENTIALS; ORGANIZATION SPECIFIC | Ea |  | 1 Year | 8.95 | 5% | 8.5025
65696 | HID | CRD633ZZ-00772 | MOBILE CREDENTIALS; ORGANIZATION SPECIFIC | Ea |  | 1 Year | 8.95 | 5% | 8.5025
65697 | HID | CRD633ZZ-00773 | MOBILE CREDENTIALS; ORGANIZATION SPECIFIC | Ea |  | 1 Year | 8.95 | 5% | 8.5025
65698 | HID | CRD633ZZ-00774 | MOBILE CREDENTIALS; ORGANIZATION SPECIFIC | Ea |  | 1 Year | 8.95 | 5% | 8.5025
65699 | HID | CRD633ZZ-00775 | MOBILE CREDENTIALS; ORGANIZATION SPECIFIC | Ea |  | 1 Year | 8.95 | 5% | 8.5025
65700 | HID | CRD633ZZ-00776 | MOBILE CREDENTIALS; ORGANIZATION SPECIFIC | Ea |  | 1 Year | 8.95 | 5% | 8.5025
65701 | HID | CRD633ZZ-00777 | MOBILE CREDENTIALS; ORGANIZATION SPECIFIC | Ea |  | 1 Year | 8.95 | 5% | 8.5025
65702 | HID | CRD633ZZ-00778 | MOBILE CREDENTIALS; ORGANIZATION SPECIFIC | Ea |  | 1 Year | 8.95 | 5% | 8.5025
65703 | HID | CRD633ZZ-00779 | MOBILE CREDENTIALS; ORGANIZATION SPECIFIC | Ea |  | 1 Year | 8.95 | 5% | 8.5025
65704 | HID | CRD633ZZ-00780 | MOBILE CREDENTIALS; ORGANIZATION SPECIFIC | Ea |  | 1 Year | 8.95 | 5% | 8.5025
65705 | HID | CRD633ZZ-00781 | MOBILE CREDENTIALS; ORGANIZATION SPECIFIC | Ea |  | 1 Year | 8.95 | 5% | 8.5025
65706 | HID | CRD633ZZ-00782 | MOBILE CREDENTIALS; ORGANIZATION SPECIFIC | Ea |  | 1 Year | 8.95 | 5% | 8.5025
65707 | HID | CRD633ZZ-00783 | MOBILE CREDENTIALS; ORGANIZATION SPECIFIC | Ea |  | 1 Year | 8.95 | 5% | 8.5025
65708 | HID | CRD633ZZ-00784 | MOBILE CREDENTIALS; ORGANIZATION SPECIFIC | Ea |  | 1 Year | 8.95 | 5% | 8.5025
65709 | HID | CRD633ZZ-00785 | MOBILE CREDENTIALS; ORGANIZATION SPECIFIC | Ea |  | 1 Year | 8.95 | 5% | 8.5025
65710 | HID | CRD633ZZ-00786 | MOBILE CREDENTIALS; ORGANIZATION SPECIFIC | Ea |  | 1 Year | 8.95 | 5% | 8.5025
65711 | HID | CRD633ZZ-00787 | MOBILE CREDENTIALS; ORGANIZATION SPECIFIC | Ea |  | 1 Year | 8.95 | 5% | 8.5025
65712 | HID | CRD633ZZ-00788 | MOBILE CREDENTIALS; ORGANIZATION SPECIFIC | Ea |  | 1 Year | 8.95 | 5% | 8.5025
65713 | HID | CRD633ZZ-00789 | MOBILE CREDENTIALS; ORGANIZATION SPECIFIC | Ea |  | 1 Year | 8.95 | 5% | 8.5025
65714 | HID | CRD633ZZ-00790 | MOBILE CREDENTIALS; ORGANIZATION SPECIFIC | Ea |  | 1 Year | 8.95 | 5% | 8.5025
65715 | HID | CRD633ZZ-00791 | MOBILE CREDENTIALS; ORGANIZATION SPECIFIC | Ea |  | 1 Year | 8.95 | 5% | 8.5025
65716 | HID | CRD633ZZ-00792 | MOBILE CREDENTIALS; ORGANIZATION SPECIFIC | Ea |  | 1 Year | 8.95 | 5% | 8.5025
65717 | HID | CRD633ZZ-00793 | MOBILE CREDENTIALS; ORGANIZATION SPECIFIC | Ea |  | 1 Year | 8.95 | 5% | 8.5025
65718 | HID | CRD633ZZ-00794 | MOBILE CREDENTIALS; ORGANIZATION SPECIFIC | Ea |  | 1 Year | 8.95 | 5% | 8.5025
65719 | HID | CRD633ZZ-00795 | MOBILE CREDENTIALS; ORGANIZATION SPECIFIC | Ea |  | 1 Year | 8.95 | 5% | 8.5025
65720 | HID | CRD633ZZ-00796 | MOBILE CREDENTIALS; ORGANIZATION SPECIFIC | Ea |  | 1 Year | 8.95 | 5% | 8.5025
65721 | HID | CRD633ZZ-00797 | MOBILE CREDENTIALS; ORGANIZATION SPECIFIC | Ea |  | 1 Year | 8.95 | 5% | 8.5025
65722 | HID | CRD633ZZ-00798 | MOBILE CREDENTIALS; ORGANIZATION SPECIFIC | Ea |  | 1 Year | 8.95 | 5% | 8.5025
65723 | HID | CRD633ZZ-00799 | MOBILE CREDENTIALS; ORGANIZATION SPECIFIC | Ea |  | 1 Year | 8.95 | 5% | 8.5025
65724 | HID | CRD633ZZ-00800 | MOBILE CREDENTIALS; ORGANIZATION SPECIFIC | Ea |  | 1 Year | 8.95 | 5% | 8.5025
65725 | HID | CRD633ZZ-00801 | MOBILE CREDENTIALS; ORGANIZATION SPECIFIC | Ea |  | 1 Year | 8.95 | 5% | 8.5025
65726 | HID | CRD633ZZ-00802 | MOBILE CREDENTIALS; ORGANIZATION SPECIFIC | Ea |  | 1 Year | 8.95 | 5% | 8.5025
65727 | HID | CRD633ZZ-00803 | MOBILE CREDENTIALS; ORGANIZATION SPECIFIC | Ea |  | 1 Year | 8.95 | 5% | 8.5025
65728 | HID | CRD633ZZ-00804 | MOBILE CREDENTIALS; ORGANIZATION SPECIFIC | Ea |  | 1 Year | 8.95 | 5% | 8.5025
65729 | HID | CRD633ZZ-00805 | MOBILE CREDENTIALS; ORGANIZATION SPECIFIC | Ea |  | 1 Year | 8.95 | 5% | 8.5025
65730 | HID | CRD633ZZ-00806 | MOBILE CREDENTIALS; ORGANIZATION SPECIFIC | Ea |  | 1 Year | 8.95 | 5% | 8.5025
65731 | HID | CRD633ZZ-00807 | MOBILE CREDENTIALS; ORGANIZATION SPECIFIC | Ea |  | 1 Year | 8.95 | 5% | 8.5025
65732 | HID | CRD633ZZ-00808 | MOBILE CREDENTIALS; ORGANIZATION SPECIFIC | Ea |  | 1 Year | 8.95 | 5% | 8.5025
65733 | HID | CRD633ZZ-00809 | MOBILE CREDENTIALS; ORGANIZATION SPECIFIC | Ea |  | 1 Year | 8.95 | 5% | 8.5025
65734 | HID | CRD633ZZ-00810 | MOBILE CREDENTIALS; ORGANIZATION SPECIFIC | Ea |  | 1 Year | 8.95 | 5% | 8.5025
65735 | HID | CRD633ZZ-00811 | MOBILE CREDENTIALS; ORGANIZATION SPECIFIC | Ea |  | 1 Year | 8.95 | 5% | 8.5025
65736 | HID | CRD633ZZ-00812 | MOBILE CREDENTIALS; ORGANIZATION SPECIFIC | Ea |  | 1 Year | 8.95 | 5% | 8.5025
65737 | HID | CRD633ZZ-00813 | MOBILE CREDENTIALS; ORGANIZATION SPECIFIC | Ea |  | 1 Year | 8.95 | 5% | 8.5025
65738 | HID | CRD633ZZ-00814 | MOBILE CREDENTIALS; ORGANIZATION SPECIFIC | Ea |  | 1 Year | 8.95 | 5% | 8.5025
65739 | HID | CRD633ZZ-00815 | MOBILE CREDENTIALS; ORGANIZATION SPECIFIC | Ea |  | 1 Year | 8.95 | 5% | 8.5025
65740 | HID | CRD633ZZ-00816 | MOBILE CREDENTIALS; ORGANIZATION SPECIFIC | Ea |  | 1 Year | 8.95 | 5% | 8.5025
65741 | HID | CRD633ZZ-00817 | MOBILE CREDENTIALS; ORGANIZATION SPECIFIC | Ea |  | 1 Year | 8.95 | 5% | 8.5025
65742 | HID | CRD633ZZ-00818 | MOBILE CREDENTIALS; ORGANIZATION SPECIFIC | Ea |  | 1 Year | 8.95 | 5% | 8.5025
65743 | HID | CRD633ZZ-00819 | MOBILE CREDENTIALS; ORGANIZATION SPECIFIC | Ea |  | 1 Year | 8.95 | 5% | 8.5025
65744 | HID | CRD633ZZ-00822 | MOBILE CREDENTIALS; ORGANIZATION SPECIFIC | Ea |  | 1 Year | 8.95 | 5% | 8.5025
65745 | HID | CRD633ZZ-00823 | MOBILE CREDENTIALS; ORGANIZATION SPECIFIC | Ea |  | 1 Year | 8.95 | 5% | 8.5025
65746 | HID | CRD633ZZ-00824 | MOBILE CREDENTIALS; ORGANIZATION SPECIFIC | Ea |  | 1 Year | 8.95 | 5% | 8.5025
65747 | HID | CRD633ZZ-00825 | MOBILE CREDENTIALS; ORGANIZATION SPECIFIC | Ea |  | 1 Year | 8.95 | 5% | 8.5025
65748 | HID | CRD633ZZ-00826 | MOBILE CREDENTIALS; ORGANIZATION SPECIFIC | Ea |  | 1 Year | 8.95 | 5% | 8.5025
65749 | HID | CRD633ZZ-00827 | MOBILE CREDENTIALS; ORGANIZATION SPECIFIC | Ea |  | 1 Year | 8.95 | 5% | 8.5025
65750 | HID | CRD633ZZ-00828 | MOBILE CREDENTIALS; ORGANIZATION SPECIFIC | Ea |  | 1 Year | 8.95 | 5% | 8.5025
65751 | HID | CRD633ZZ-00829 | MOBILE CREDENTIALS; ORGANIZATION SPECIFIC | Ea |  | 1 Year | 8.95 | 5% | 8.5025
65752 | HID | CRD633ZZ-00830 | MOBILE CREDENTIALS; ORGANIZATION SPECIFIC | Ea |  | 1 Year | 8.95 | 5% | 8.5025
65753 | HID | CRD633ZZ-00832 | MOBILE CREDENTIALS; ORGANIZATION SPECIFIC | Ea |  | 1 Year | 8.95 | 5% | 8.5025
65754 | HID | CRD633ZZ-00833 | MOBILE CREDENTIALS; ORGANIZATION SPECIFIC | Ea |  | 1 Year | 8.95 | 5% | 8.5025
65755 | HID | CRD633ZZ-00834 | MOBILE CREDENTIALS; ORGANIZATION SPECIFIC | Ea |  | 1 Year | 8.95 | 5% | 8.5025
65756 | HID | CRD633ZZ-00835 | MOBILE CREDENTIALS; ORGANIZATION SPECIFIC | Ea |  | 1 Year | 8.95 | 5% | 8.5025
65757 | HID | CRD633ZZ-00836 | MOBILE CREDENTIALS; ORGANIZATION SPECIFIC | Ea |  | 1 Year | 8.95 | 5% | 8.5025
65758 | HID | CRD633ZZ-00837 | MOBILE CREDENTIALS; ORGANIZATION SPECIFIC | Ea |  | 1 Year | 8.95 | 5% | 8.5025
65759 | HID | CRD633ZZ-00838 | MOBILE CREDENTIALS; ORGANIZATION SPECIFIC | Ea |  | 1 Year | 8.95 | 5% | 8.5025
65760 | HID | CRD633ZZ-00839 | MOBILE CREDENTIALS; ORGANIZATION SPECIFIC | Ea |  | 1 Year | 8.95 | 5% | 8.5025
65761 | HID | CRD633ZZ-00840 | MOBILE CREDENTIALS; ORGANIZATION SPECIFIC | Ea |  | 1 Year | 8.95 | 5% | 8.5025
65762 | HID | CRD633ZZ-00841 | MOBILE CREDENTIALS; ORGANIZATION SPECIFIC | Ea |  | 1 Year | 8.95 | 5% | 8.5025
65763 | HID | CRD633ZZ-00842 | MOBILE CREDENTIALS; ORGANIZATION SPECIFIC | Ea |  | 1 Year | 8.95 | 5% | 8.5025
65764 | HID | CRD633ZZ-00843 | MOBILE CREDENTIALS; ORGANIZATION SPECIFIC | Ea |  | 1 Year | 8.95 | 5% | 8.5025
65765 | HID | CRD633ZZ-00845 | MOBILE CREDENTIALS; ORGANIZATION SPECIFIC | Ea |  | 1 Year | 8.95 | 5% | 8.5025
65766 | HID | CRD633ZZ-00846 | MOBILE CREDENTIALS; ORGANIZATION SPECIFIC | Ea |  | 1 Year | 8.95 | 5% | 8.5025
65767 | HID | CRD633ZZ-00847 | MOBILE CREDENTIALS; ORGANIZATION SPECIFIC | Ea |  | 1 Year | 8.95 | 5% | 8.5025
65768 | HID | CRD633ZZ-00848 | MOBILE CREDENTIALS; ORGANIZATION SPECIFIC | Ea |  | 1 Year | 8.95 | 5% | 8.5025
65769 | HID | CRD633ZZ-00849 | MOBILE CREDENTIALS; ORGANIZATION SPECIFIC | Ea |  | 1 Year | 8.95 | 5% | 8.5025
65770 | HID | CRD633ZZ-00850 | MOBILE CREDENTIALS; ORGANIZATION SPECIFIC | Ea |  | 1 Year | 8.95 | 5% | 8.5025
65771 | HID | CRD633ZZ-00851 | MOBILE CREDENTIALS; ORGANIZATION SPECIFIC | Ea |  | 1 Year | 8.95 | 5% | 8.5025
65772 | HID | CRD633ZZ-00852 | MOBILE CREDENTIALS; ORGANIZATION SPECIFIC | Ea |  | 1 Year | 8.95 | 5% | 8.5025
65773 | HID | CRD633ZZ-00853 | MOBILE CREDENTIALS; ORGANIZATION SPECIFIC | Ea |  | 1 Year | 8.95 | 5% | 8.5025
65774 | HID | CRD633ZZ-00854 | MOBILE CREDENTIALS; ORGANIZATION SPECIFIC | Ea |  | 1 Year | 8.95 | 5% | 8.5025
65775 | HID | CRD633ZZ-00855 | MOBILE CREDENTIALS; ORGANIZATION SPECIFIC | Ea |  | 1 Year | 8.95 | 5% | 8.5025
65776 | HID | CRD633ZZ-00856 | MOBILE CREDENTIALS; ORGANIZATION SPECIFIC | Ea |  | 1 Year | 8.95 | 5% | 8.5025
65777 | HID | CRD633ZZ-00857 | MOBILE CREDENTIALS; ORGANIZATION SPECIFIC | Ea |  | 1 Year | 8.95 | 5% | 8.5025
65778 | HID | CRD633ZZ-00858 | MOBILE CREDENTIALS; ORGANIZATION SPECIFIC | Ea |  | 1 Year | 8.95 | 5% | 8.5025
65779 | HID | CRD633ZZ-00859 | MOBILE CREDENTIALS; ORGANIZATION SPECIFIC | Ea |  | 1 Year | 8.95 | 5% | 8.5025
65780 | HID | CRD633ZZ-00860 | MOBILE CREDENTIALS; ORGANIZATION SPECIFIC | Ea |  | 1 Year | 8.95 | 5% | 8.5025
65781 | HID | CRD633ZZ-00861 | MOBILE CREDENTIALS; ORGANIZATION SPECIFIC | Ea |  | 1 Year | 8.95 | 5% | 8.5025
65782 | HID | CRD633ZZ-00862 | MOBILE CREDENTIALS; ORGANIZATION SPECIFIC | Ea |  | 1 Year | 8.95 | 5% | 8.5025
65783 | HID | CRD633ZZ-00863 | MOBILE CREDENTIALS; ORGANIZATION SPECIFIC | Ea |  | 1 Year | 8.95 | 5% | 8.5025
65784 | HID | CRD633ZZ-00864 | MOBILE CREDENTIALS; ORGANIZATION SPECIFIC | Ea |  | 1 Year | 8.95 | 5% | 8.5025
65785 | HID | CRD633ZZ-00865 | MOBILE CREDENTIALS; ORGANIZATION SPECIFIC | Ea |  | 1 Year | 8.95 | 5% | 8.5025
65786 | HID | CRD633ZZ-00866 | MOBILE CREDENTIALS; ORGANIZATION SPECIFIC | Ea |  | 1 Year | 8.95 | 5% | 8.5025
65787 | HID | CRD633ZZ-00868 | MOBILE CREDENTIALS; ORGANIZATION SPECIFIC | Ea |  | 1 Year | 8.95 | 5% | 8.5025
65788 | HID | CRD633ZZ-00869 | MOBILE CREDENTIALS; ORGANIZATION SPECIFIC | Ea |  | 1 Year | 8.95 | 5% | 8.5025
65789 | HID | CRD633ZZ-00870 | MOBILE CREDENTIALS; ORGANIZATION SPECIFIC | Ea |  | 1 Year | 8.95 | 5% | 8.5025
65790 | HID | CRD633ZZ-00871 | MOBILE CREDENTIALS; ORGANIZATION SPECIFIC | Ea |  | 1 Year | 8.95 | 5% | 8.5025
65791 | HID | CRD633ZZ-00872 | MOBILE CREDENTIALS; ORGANIZATION SPECIFIC | Ea |  | 1 Year | 8.95 | 5% | 8.5025
65792 | HID | CRD633ZZ-00873 | MOBILE CREDENTIALS; ORGANIZATION SPECIFIC | Ea |  | 1 Year | 8.95 | 5% | 8.5025
65793 | HID | CRD633ZZ-00874 | MOBILE CREDENTIALS; ORGANIZATION SPECIFIC | Ea |  | 1 Year | 8.95 | 5% | 8.5025
65794 | HID | CRD633ZZ-00875 | MOBILE CREDENTIALS; ORGANIZATION SPECIFIC | Ea |  | 1 Year | 8.95 | 5% | 8.5025
65795 | HID | CRD633ZZ-00876 | MOBILE CREDENTIALS; ORGANIZATION SPECIFIC | Ea |  | 1 Year | 8.95 | 5% | 8.5025
65796 | HID | CRD633ZZ-00877 | MOBILE CREDENTIALS; ORGANIZATION SPECIFIC | Ea |  | 1 Year | 8.95 | 5% | 8.5025
65797 | HID | CRD633ZZ-00878 | MOBILE CREDENTIALS; ORGANIZATION SPECIFIC | Ea |  | 1 Year | 8.95 | 5% | 8.5025
65798 | HID | CRD633ZZ-00879 | MOBILE CREDENTIALS; ORGANIZATION SPECIFIC | Ea |  | 1 Year | 8.95 | 5% | 8.5025
65799 | HID | CRD633ZZ-00880 | MOBILE CREDENTIALS; ORGANIZATION SPECIFIC | Ea |  | 1 Year | 8.95 | 5% | 8.5025
65800 | HID | CRD633ZZ-00881 | MOBILE CREDENTIALS; ORGANIZATION SPECIFIC | Ea |  | 1 Year | 8.95 | 5% | 8.5025
65801 | HID | CRD633ZZ-00882 | MOBILE CREDENTIALS; ORGANIZATION SPECIFIC | Ea |  | 1 Year | 8.95 | 5% | 8.5025
65802 | HID | CRD633ZZ-00883 | MOBILE CREDENTIALS; ORGANIZATION SPECIFIC | Ea |  | 1 Year | 8.95 | 5% | 8.5025
65803 | HID | CRD633ZZ-00884 | MOBILE CREDENTIALS; ORGANIZATION SPECIFIC | Ea |  | 1 Year | 8.95 | 5% | 8.5025
65804 | HID | CRD633ZZ-00885 | MOBILE CREDENTIALS; ORGANIZATION SPECIFIC | Ea |  | 1 Year | 8.95 | 5% | 8.5025
65805 | HID | CRD633ZZ-00886 | MOBILE CREDENTIALS; ORGANIZATION SPECIFIC | Ea |  | 1 Year | 8.95 | 5% | 8.5025
65806 | HID | CRD633ZZ-00888 | MOBILE CREDENTIALS; ORGANIZATION SPECIFIC | Ea |  | 1 Year | 8.95 | 5% | 8.5025
65807 | HID | CRD633ZZ-00889 | MOBILE CREDENTIALS; ORGANIZATION SPECIFIC | Ea |  | 1 Year | 8.95 | 5% | 8.5025
65808 | HID | CRD633ZZ-00890 | MOBILE CREDENTIALS; ORGANIZATION SPECIFIC | Ea |  | 1 Year | 8.95 | 5% | 8.5025
65809 | HID | CRD633ZZ-00891 | MOBILE CREDENTIALS; ORGANIZATION SPECIFIC | Ea |  | 1 Year | 8.95 | 5% | 8.5025
65810 | HID | CRD633ZZ-00892 | MOBILE CREDENTIALS; ORGANIZATION SPECIFIC | Ea |  | 1 Year | 8.95 | 5% | 8.5025
65811 | HID | CRD633ZZ-00893 | MOBILE CREDENTIALS; ORGANIZATION SPECIFIC | Ea |  | 1 Year | 8.95 | 5% | 8.5025
65812 | HID | CRD633ZZ-00894 | MOBILE CREDENTIALS; ORGANIZATION SPECIFIC | Ea |  | 1 Year | 8.95 | 5% | 8.5025
65813 | HID | CRD633ZZ-00895 | MOBILE CREDENTIALS; ORGANIZATION SPECIFIC | Ea |  | 1 Year | 8.95 | 5% | 8.5025
65814 | HID | CRD633ZZ-00896 | MOBILE CREDENTIALS; ORGANIZATION SPECIFIC | Ea |  | 1 Year | 8.95 | 5% | 8.5025
65815 | HID | CRD633ZZ-00897 | MOBILE CREDENTIALS; ORGANIZATION SPECIFIC | Ea |  | 1 Year | 8.95 | 5% | 8.5025
65816 | HID | CRD633ZZ-00898 | MOBILE CREDENTIALS; ORGANIZATION SPECIFIC | Ea |  | 1 Year | 8.95 | 5% | 8.5025
65817 | HID | CRD633ZZ-00899 | MOBILE CREDENTIALS; ORGANIZATION SPECIFIC | Ea |  | 1 Year | 8.95 | 5% | 8.5025
65818 | HID | CRD633ZZ-00900 | MOBILE CREDENTIALS; ORGANIZATION SPECIFIC | Ea |  | 1 Year | 8.95 | 5% | 8.5025
65819 | HID | CRD633ZZ-00901 | MOBILE CREDENTIALS; ORGANIZATION SPECIFIC | Ea |  | 1 Year | 8.95 | 5% | 8.5025
65820 | HID | CRD633ZZ-00902 | MOBILE CREDENTIALS; ORGANIZATION SPECIFIC | Ea |  | 1 Year | 8.95 | 5% | 8.5025
65821 | HID | CRD633ZZ-00903 | MOBILE CREDENTIALS; ORGANIZATION SPECIFIC | Ea |  | 1 Year | 8.95 | 5% | 8.5025
65822 | HID | CRD633ZZ-00904 | MOBILE CREDENTIALS; ORGANIZATION SPECIFIC | Ea |  | 1 Year | 8.95 | 5% | 8.5025
65823 | HID | CRD633ZZ-00905 | MOBILE CREDENTIALS; ORGANIZATION SPECIFIC | Ea |  | 1 Year | 8.95 | 5% | 8.5025
65824 | HID | CRD633ZZ-00906 | MOBILE CREDENTIALS; ORGANIZATION SPECIFIC | Ea |  | 1 Year | 8.95 | 5% | 8.5025
65825 | HID | CRD633ZZ-00907 | MOBILE CREDENTIALS; ORGANIZATION SPECIFIC | Ea |  | 1 Year | 8.95 | 5% | 8.5025
65826 | HID | CRD633ZZ-00908 | MOBILE CREDENTIALS; ORGANIZATION SPECIFIC | Ea |  | 1 Year | 8.95 | 5% | 8.5025
65827 | HID | CRD633ZZ-00909 | MOBILE CREDENTIALS; ORGANIZATION SPECIFIC | Ea |  | 1 Year | 8.95 | 5% | 8.5025
65828 | HID | CRD633ZZ-00910 | MOBILE CREDENTIALS; ORGANIZATION SPECIFIC | Ea |  | 1 Year | 8.95 | 5% | 8.5025
65829 | HID | CRD633ZZ-00911 | MOBILE CREDENTIALS; ORGANIZATION SPECIFIC | Ea |  | 1 Year | 8.95 | 5% | 8.5025
65830 | HID | CRD633ZZ-00912 | MOBILE CREDENTIALS; ORGANIZATION SPECIFIC | Ea |  | 1 Year | 8.95 | 5% | 8.5025
65831 | HID | CRD633ZZ-00913 | MOBILE CREDENTIALS; ORGANIZATION SPECIFIC | Ea |  | 1 Year | 8.95 | 5% | 8.5025
65832 | HID | CRD633ZZ-00914 | MOBILE CREDENTIALS; ORGANIZATION SPECIFIC | Ea |  | 1 Year | 8.95 | 5% | 8.5025
65833 | HID | CRD633ZZ-00915 | MOBILE CREDENTIALS; ORGANIZATION SPECIFIC | Ea |  | 1 Year | 8.95 | 5% | 8.5025
65834 | HID | CRD633ZZ-00916 | MOBILE CREDENTIALS; ORGANIZATION SPECIFIC | Ea |  | 1 Year | 8.95 | 5% | 8.5025
65835 | HID | CRD633ZZ-00917 | MOBILE CREDENTIALS; ORGANIZATION SPECIFIC | Ea |  | 1 Year | 8.95 | 5% | 8.5025
65836 | HID | CRD633ZZ-00918 | MOBILE CREDENTIALS; ORGANIZATION SPECIFIC | Ea |  | 1 Year | 8.95 | 5% | 8.5025
65837 | HID | CRD633ZZ-00919 | MOBILE CREDENTIALS; ORGANIZATION SPECIFIC | Ea |  | 1 Year | 8.95 | 5% | 8.5025
65838 | HID | CRD633ZZ-00920 | MOBILE CREDENTIALS; ORGANIZATION SPECIFIC | Ea |  | 1 Year | 8.95 | 5% | 8.5025
65839 | HID | CRD633ZZ-00921 | MOBILE CREDENTIALS; ORGANIZATION SPECIFIC | Ea |  | 1 Year | 8.95 | 5% | 8.5025
65840 | HID | CRD633ZZ-00922 | MOBILE CREDENTIALS; ORGANIZATION SPECIFIC | Ea |  | 1 Year | 8.95 | 5% | 8.5025
65841 | HID | CRD633ZZ-00923 | MOBILE CREDENTIALS; ORGANIZATION SPECIFIC | Ea |  | 1 Year | 8.95 | 5% | 8.5025
65842 | HID | CRD633ZZ-00924 | MOBILE CREDENTIALS; ORGANIZATION SPECIFIC | Ea |  | 1 Year | 8.95 | 5% | 8.5025
65843 | HID | CRD633ZZ-00925 | MOBILE CREDENTIALS; ORGANIZATION SPECIFIC | Ea |  | 1 Year | 8.95 | 5% | 8.5025
65844 | HID | CRD633ZZ-00926 | MOBILE CREDENTIALS; ORGANIZATION SPECIFIC | Ea |  | 1 Year | 8.95 | 5% | 8.5025
65845 | HID | CRD633ZZ-00927 | MOBILE CREDENTIALS; ORGANIZATION SPECIFIC | Ea |  | 1 Year | 8.95 | 5% | 8.5025
65846 | HID | CRD633ZZ-00928 | MOBILE CREDENTIALS; ORGANIZATION SPECIFIC | Ea |  | 1 Year | 8.95 | 5% | 8.5025
65847 | HID | CRD633ZZ-00929 | MOBILE CREDENTIALS; ORGANIZATION SPECIFIC | Ea |  | 1 Year | 8.95 | 5% | 8.5025
65848 | HID | CRD633ZZ-00930 | MOBILE CREDENTIALS; ORGANIZATION SPECIFIC | Ea |  | 1 Year | 8.95 | 5% | 8.5025
65849 | HID | CRD633ZZ-00931 | MOBILE CREDENTIALS; ORGANIZATION SPECIFIC | Ea |  | 1 Year | 8.95 | 5% | 8.5025
65850 | HID | CRD633ZZ-00932 | MOBILE CREDENTIALS; ORGANIZATION SPECIFIC | Ea |  | 1 Year | 8.95 | 5% | 8.5025
65851 | HID | CRD633ZZ-00933 | MOBILE CREDENTIALS; ORGANIZATION SPECIFIC | Ea |  | 1 Year | 8.95 | 5% | 8.5025
65852 | HID | CRD633ZZ-00934 | MOBILE CREDENTIALS; ORGANIZATION SPECIFIC | Ea |  | 1 Year | 8.95 | 5% | 8.5025
65853 | HID | CRD633ZZ-00935 | MOBILE CREDENTIALS; ORGANIZATION SPECIFIC | Ea |  | 1 Year | 8.95 | 5% | 8.5025
65854 | HID | CRD633ZZ-00936 | MOBILE CREDENTIALS; ORGANIZATION SPECIFIC | Ea |  | 1 Year | 8.95 | 5% | 8.5025
65855 | HID | CRD633ZZ-00937 | MOBILE CREDENTIALS; ORGANIZATION SPECIFIC | Ea |  | 1 Year | 8.95 | 5% | 8.5025
65856 | HID | CRD633ZZ-00938 | MOBILE CREDENTIALS; ORGANIZATION SPECIFIC | Ea |  | 1 Year | 8.95 | 5% | 8.5025
65857 | HID | CRD633ZZ-00939 | MOBILE CREDENTIALS; ORGANIZATION SPECIFIC | Ea |  | 1 Year | 8.95 | 5% | 8.5025
65858 | HID | CRD633ZZ-00940 | MOBILE CREDENTIALS; ORGANIZATION SPECIFIC | Ea |  | 1 Year | 8.95 | 5% | 8.5025
65859 | HID | CRD633ZZ-00941 | MOBILE CREDENTIALS; ORGANIZATION SPECIFIC | Ea |  | 1 Year | 8.95 | 5% | 8.5025
65860 | HID | CRD633ZZ-00942 | MOBILE CREDENTIALS; ORGANIZATION SPECIFIC | Ea |  | 1 Year | 8.95 | 5% | 8.5025
65861 | HID | CRD633ZZ-00943 | MOBILE CREDENTIALS; ORGANIZATION SPECIFIC | Ea |  | 1 Year | 8.95 | 5% | 8.5025
65862 | HID | CRD633ZZ-00944 | MOBILE CREDENTIALS; ORGANIZATION SPECIFIC | Ea |  | 1 Year | 8.95 | 5% | 8.5025
65863 | HID | CRD633ZZ-00945 | MOBILE CREDENTIALS; ORGANIZATION SPECIFIC | Ea |  | 1 Year | 8.95 | 5% | 8.5025
65864 | HID | CRD633ZZ-00946 | MOBILE CREDENTIALS; ORGANIZATION SPECIFIC | Ea |  | 1 Year | 8.95 | 5% | 8.5025
65865 | HID | CRD633ZZ-00947 | MOBILE CREDENTIALS; ORGANIZATION SPECIFIC | Ea |  | 1 Year | 8.95 | 5% | 8.5025
65866 | HID | CRD633ZZ-00948 | MOBILE CREDENTIALS; ORGANIZATION SPECIFIC | Ea |  | 1 Year | 8.95 | 5% | 8.5025
65867 | HID | CRD633ZZ-00949 | MOBILE CREDENTIALS; ORGANIZATION SPECIFIC | Ea |  | 1 Year | 8.95 | 5% | 8.5025
65868 | HID | CRD633ZZ-00950 | MOBILE CREDENTIALS; ORGANIZATION SPECIFIC | Ea |  | 1 Year | 8.95 | 5% | 8.5025
65869 | HID | CRD633ZZ-00951 | MOBILE CREDENTIALS; ORGANIZATION SPECIFIC | Ea |  | 1 Year | 8.95 | 5% | 8.5025
65870 | HID | CRD633ZZ-00952 | MOBILE CREDENTIALS; ORGANIZATION SPECIFIC | Ea |  | 1 Year | 8.95 | 5% | 8.5025
65871 | HID | CRD633ZZ-00953 | MOBILE CREDENTIALS; ORGANIZATION SPECIFIC | Ea |  | 1 Year | 8.95 | 5% | 8.5025
65872 | HID | CRD633ZZ-00954 | MOBILE CREDENTIALS; ORGANIZATION SPECIFIC | Ea |  | 1 Year | 8.95 | 5% | 8.5025
65873 | HID | CRD633ZZ-00955 | MOBILE CREDENTIALS; ORGANIZATION SPECIFIC | Ea |  | 1 Year | 8.95 | 5% | 8.5025
65874 | HID | CRD633ZZ-00956 | MOBILE CREDENTIALS; ORGANIZATION SPECIFIC | Ea |  | 1 Year | 8.95 | 5% | 8.5025
65875 | HID | CRD633ZZ-00957 | MOBILE CREDENTIALS; ORGANIZATION SPECIFIC | Ea |  | 1 Year | 8.95 | 5% | 8.5025
65876 | HID | CRD633ZZ-00958 | MOBILE CREDENTIALS; ORGANIZATION SPECIFIC | Ea |  | 1 Year | 8.95 | 5% | 8.5025
65877 | HID | CRD633ZZ-00959 | MOBILE CREDENTIALS; ORGANIZATION SPECIFIC | Ea |  | 1 Year | 8.95 | 5% | 8.5025
65878 | HID | CRD633ZZ-00960 | MOBILE CREDENTIALS; ORGANIZATION SPECIFIC | Ea |  | 1 Year | 8.95 | 5% | 8.5025
65879 | HID | CRD633ZZ-00962 | MOBILE CREDENTIALS; ORGANIZATION SPECIFIC | Ea |  | 1 Year | 8.95 | 5% | 8.5025
65880 | HID | CRD633ZZ-00963 | MOBILE CREDENTIALS; ORGANIZATION SPECIFIC | Ea |  | 1 Year | 8.95 | 5% | 8.5025
65881 | HID | CRD633ZZ-00964 | MOBILE CREDENTIALS; ORGANIZATION SPECIFIC | Ea |  | 1 Year | 8.95 | 5% | 8.5025
65882 | HID | CRD633ZZ-00965 | MOBILE CREDENTIALS; ORGANIZATION SPECIFIC | Ea |  | 1 Year | 8.95 | 5% | 8.5025
65883 | HID | CRD633ZZ-00966 | MOBILE CREDENTIALS; ORGANIZATION SPECIFIC | Ea |  | 1 Year | 8.95 | 5% | 8.5025
65884 | HID | CRD633ZZ-00967 | MOBILE CREDENTIALS; ORGANIZATION SPECIFIC | Ea |  | 1 Year | 8.95 | 5% | 8.5025
65885 | HID | CRD633ZZ-00968 | MOBILE CREDENTIALS; ORGANIZATION SPECIFIC | Ea |  | 1 Year | 8.95 | 5% | 8.5025
65886 | HID | CRD633ZZ-00969 | MOBILE CREDENTIALS; ORGANIZATION SPECIFIC | Ea |  | 1 Year | 8.95 | 5% | 8.5025
65887 | HID | CRD633ZZ-00970 | MOBILE CREDENTIALS; ORGANIZATION SPECIFIC | Ea |  | 1 Year | 8.95 | 5% | 8.5025
65888 | HID | CRD633ZZ-00971 | MOBILE CREDENTIALS; ORGANIZATION SPECIFIC | Ea |  | 1 Year | 8.95 | 5% | 8.5025
65889 | HID | CRD633ZZ-00972 | MOBILE CREDENTIALS; ORGANIZATION SPECIFIC | Ea |  | 1 Year | 8.95 | 5% | 8.5025
65890 | HID | CRD633ZZ-00973 | MOBILE CREDENTIALS; ORGANIZATION SPECIFIC | Ea |  | 1 Year | 8.95 | 5% | 8.5025
65891 | HID | CRD633ZZ-00974 | MOBILE CREDENTIALS; ORGANIZATION SPECIFIC | Ea |  | 1 Year | 8.95 | 5% | 8.5025
65892 | HID | CRD633ZZ-00975 | MOBILE CREDENTIALS; ORGANIZATION SPECIFIC | Ea |  | 1 Year | 8.95 | 5% | 8.5025
65893 | HID | CRD633ZZ-00976 | MOBILE CREDENTIALS; ORGANIZATION SPECIFIC | Ea |  | 1 Year | 8.95 | 5% | 8.5025
65894 | HID | CRD633ZZ-00977 | MOBILE CREDENTIALS; ORGANIZATION SPECIFIC | Ea |  | 1 Year | 8.95 | 5% | 8.5025
65895 | HID | CRD633ZZ-00978 | MOBILE CREDENTIALS; ORGANIZATION SPECIFIC | Ea |  | 1 Year | 8.95 | 5% | 8.5025
65896 | HID | CRD633ZZ-00979 | MOBILE CREDENTIALS; ORGANIZATION SPECIFIC | Ea |  | 1 Year | 8.95 | 5% | 8.5025
65897 | HID | CRD633ZZ-00980 | MOBILE CREDENTIALS; ORGANIZATION SPECIFIC | Ea |  | 1 Year | 8.95 | 5% | 8.5025
65898 | HID | CRD633ZZ-00981 | MOBILE CREDENTIALS; ORGANIZATION SPECIFIC | Ea |  | 1 Year | 8.95 | 5% | 8.5025
65899 | HID | CRD633ZZ-00982 | MOBILE CREDENTIALS; ORGANIZATION SPECIFIC | Ea |  | 1 Year | 8.95 | 5% | 8.5025
65900 | HID | CRD633ZZ-00983 | MOBILE CREDENTIALS; ORGANIZATION SPECIFIC | Ea |  | 1 Year | 8.95 | 5% | 8.5025
65901 | HID | CRD633ZZ-00984 | MOBILE CREDENTIALS; ORGANIZATION SPECIFIC | Ea |  | 1 Year | 8.95 | 5% | 8.5025
65902 | HID | CRD633ZZ-00985 | MOBILE CREDENTIALS; ORGANIZATION SPECIFIC | Ea |  | 1 Year | 8.95 | 5% | 8.5025
65903 | HID | CRD633ZZ-00986 | MOBILE CREDENTIALS; ORGANIZATION SPECIFIC | Ea |  | 1 Year | 8.95 | 5% | 8.5025
65904 | HID | CRD633ZZ-00987 | MOBILE CREDENTIALS; ORGANIZATION SPECIFIC | Ea |  | 1 Year | 8.95 | 5% | 8.5025
65905 | HID | CRD633ZZ-00989 | MOBILE CREDENTIALS; ORGANIZATION SPECIFIC | Ea |  | 1 Year | 8.95 | 5% | 8.5025
65906 | HID | CRD633ZZ-00990 | MOBILE CREDENTIALS; ORGANIZATION SPECIFIC | Ea |  | 1 Year | 8.95 | 5% | 8.5025
65907 | HID | CRD633ZZ-00991 | MOBILE CREDENTIALS; ORGANIZATION SPECIFIC | Ea |  | 1 Year | 8.95 | 5% | 8.5025
65908 | HID | CRD633ZZ-00992 | MOBILE CREDENTIALS; ORGANIZATION SPECIFIC | Ea |  | 1 Year | 8.95 | 5% | 8.5025
65909 | HID | CRD633ZZ-00993 | MOBILE CREDENTIALS; ORGANIZATION SPECIFIC | Ea |  | 1 Year | 8.95 | 5% | 8.5025
65910 | HID | CRD633ZZ-00995 | MOBILE CREDENTIALS; ORGANIZATION SPECIFIC | Ea |  | 1 Year | 8.95 | 5% | 8.5025
65911 | HID | CRD633ZZ-00996 | MOBILE CREDENTIALS; ORGANIZATION SPECIFIC | Ea |  | 1 Year | 8.95 | 5% | 8.5025
65912 | HID | CRD633ZZ-00997 | MOBILE CREDENTIALS; ORGANIZATION SPECIFIC | Ea |  | 1 Year | 8.95 | 5% | 8.5025
65913 | HID | CRD633ZZ-00998 | MOBILE CREDENTIALS; ORGANIZATION SPECIFIC | Ea |  | 1 Year | 8.95 | 5% | 8.5025
65914 | HID | CRD633ZZ-00999 | MOBILE CREDENTIALS; ORGANIZATION SPECIFIC | Ea |  | 1 Year | 8.95 | 5% | 8.5025
65915 | HID | CRD633ZZ-01000 | MOBILE CREDENTIALS; ORGANIZATION SPECIFIC | Ea |  | 1 Year | 8.95 | 5% | 8.5025
65916 | HID | CRD633ZZ-01001 | MOBILE CREDENTIALS; ORGANIZATION SPECIFIC | Ea |  | 1 Year | 8.95 | 5% | 8.5025
65917 | HID | CRD633ZZ-01003 | MOBILE CREDENTIALS; ORGANIZATION SPECIFIC | Ea |  | 1 Year | 8.95 | 5% | 8.5025
65918 | HID | CRD633ZZ-01004 | MOBILE CREDENTIALS; ORGANIZATION SPECIFIC | Ea |  | 1 Year | 8.95 | 5% | 8.5025
65919 | HID | CRD633ZZ-01005 | MOBILE CREDENTIALS; ORGANIZATION SPECIFIC | Ea |  | 1 Year | 8.95 | 5% | 8.5025
65920 | HID | CRD633ZZ-01006 | MOBILE CREDENTIALS; ORGANIZATION SPECIFIC | Ea |  | 1 Year | 8.95 | 5% | 8.5025
65921 | HID | CRD633ZZ-01007 | MOBILE CREDENTIALS; ORGANIZATION SPECIFIC | Ea |  | 1 Year | 8.95 | 5% | 8.5025
65922 | HID | CRD633ZZ-01008 | MOBILE CREDENTIALS; ORGANIZATION SPECIFIC | Ea |  | 1 Year | 8.95 | 5% | 8.5025
65923 | HID | CRD633ZZ-01009 | MOBILE CREDENTIALS; ORGANIZATION SPECIFIC | Ea |  | 1 Year | 8.95 | 5% | 8.5025
65924 | HID | CRD633ZZ-01010 | MOBILE CREDENTIALS; ORGANIZATION SPECIFIC | Ea |  | 1 Year | 8.95 | 5% | 8.5025
65925 | HID | CRD633ZZ-01011 | MOBILE CREDENTIALS; ORGANIZATION SPECIFIC | Ea |  | 1 Year | 8.95 | 5% | 8.5025
65926 | HID | CRD633ZZ-01012 | MOBILE CREDENTIALS; ORGANIZATION SPECIFIC | Ea |  | 1 Year | 8.95 | 5% | 8.5025
65927 | HID | CRD633ZZ-01013 | MOBILE CREDENTIALS; ORGANIZATION SPECIFIC | Ea |  | 1 Year | 8.95 | 5% | 8.5025
65928 | HID | CRD633ZZ-01014 | MOBILE CREDENTIALS; ORGANIZATION SPECIFIC | Ea |  | 1 Year | 8.95 | 5% | 8.5025
65929 | HID | CRD633ZZ-01015 | MOBILE CREDENTIALS; ORGANIZATION SPECIFIC | Ea |  | 1 Year | 8.95 | 5% | 8.5025
65930 | HID | CRD633ZZ-01016 | MOBILE CREDENTIALS; ORGANIZATION SPECIFIC | Ea |  | 1 Year | 8.95 | 5% | 8.5025
65931 | HID | CRD633ZZ-01027 | MOBILE CREDENTIALS; ORGANIZATION SPECIFIC | Ea |  | 1 Year | 8.95 | 5% | 8.5025
65932 | HID | CRD633ZZ-01028 | MOBILE CREDENTIALS; ORGANIZATION SPECIFIC | Ea |  | 1 Year | 8.95 | 5% | 8.5025
65933 | HID | CRD633ZZ-01029 | MOBILE CREDENTIALS; ORGANIZATION SPECIFIC | Ea |  | 1 Year | 8.95 | 5% | 8.5025
65934 | HID | CRD633ZZ-01030 | MOBILE CREDENTIALS; ORGANIZATION SPECIFIC | Ea |  | 1 Year | 8.95 | 5% | 8.5025
65935 | HID | CRD633ZZ-01033 | MOBILE CREDENTIALS; ORGANIZATION SPECIFIC | Ea |  | 1 Year | 8.95 | 5% | 8.5025
65936 | HID | CRD633ZZ-01034 | MOBILE CREDENTIALS; ORGANIZATION SPECIFIC | Ea |  | 1 Year | 8.95 | 5% | 8.5025
65937 | HID | CRD633ZZ-01035 | MOBILE CREDENTIALS; ORGANIZATION SPECIFIC | Ea |  | 1 Year | 8.95 | 5% | 8.5025
65938 | HID | CRD633ZZ-01036 | MOBILE CREDENTIALS; ORGANIZATION SPECIFIC | Ea |  | 1 Year | 8.95 | 5% | 8.5025
65939 | HID | CRD633ZZ-01037 | MOBILE CREDENTIALS; ORGANIZATION SPECIFIC | Ea |  | 1 Year | 8.95 | 5% | 8.5025
65940 | HID | CRD633ZZ-01038 | MOBILE CREDENTIALS; ORGANIZATION SPECIFIC | Ea |  | 1 Year | 8.95 | 5% | 8.5025
65941 | HID | CRD633ZZ-01039 | MOBILE CREDENTIALS; ORGANIZATION SPECIFIC | Ea |  | 1 Year | 8.95 | 5% | 8.5025
65942 | HID | CRD633ZZ-01040 | MOBILE CREDENTIALS; ORGANIZATION SPECIFIC | Ea |  | 1 Year | 8.95 | 5% | 8.5025
65943 | HID | CRD633ZZ-01041 | MOBILE CREDENTIALS; ORGANIZATION SPECIFIC | Ea |  | 1 Year | 8.95 | 5% | 8.5025
65944 | HID | CRD633ZZ-01042 | MOBILE CREDENTIALS; ORGANIZATION SPECIFIC | Ea |  | 1 Year | 8.95 | 5% | 8.5025
65945 | HID | CRD633ZZ-01043 | MOBILE CREDENTIALS; ORGANIZATION SPECIFIC | Ea |  | 1 Year | 8.95 | 5% | 8.5025
65946 | HID | CRD633ZZ-01044 | MOBILE CREDENTIALS; ORGANIZATION SPECIFIC | Ea |  | 1 Year | 8.95 | 5% | 8.5025
65947 | HID | CRD633ZZ-01045 | MOBILE CREDENTIALS; ORGANIZATION SPECIFIC | Ea |  | 1 Year | 8.95 | 5% | 8.5025
65948 | HID | CRD633ZZ-01046 | MOBILE CREDENTIALS; ORGANIZATION SPECIFIC | Ea |  | 1 Year | 8.95 | 5% | 8.5025
65949 | HID | CRD633ZZ-01047 | MOBILE CREDENTIALS; ORGANIZATION SPECIFIC | Ea |  | 1 Year | 8.95 | 5% | 8.5025
65950 | HID | CRD633ZZ-01048 | MOBILE CREDENTIALS; ORGANIZATION SPECIFIC | Ea |  | 1 Year | 8.95 | 5% | 8.5025
65951 | HID | CRD633ZZ-01049 | MOBILE CREDENTIALS; ORGANIZATION SPECIFIC | Ea |  | 1 Year | 8.95 | 5% | 8.5025
65952 | HID | CRD633ZZ-01050 | MOBILE CREDENTIALS; ORGANIZATION SPECIFIC | Ea |  | 1 Year | 8.95 | 5% | 8.5025
65953 | HID | CRD633ZZ-01051 | MOBILE CREDENTIALS; ORGANIZATION SPECIFIC | Ea |  | 1 Year | 8.95 | 5% | 8.5025
65954 | HID | CRD633ZZ-01052 | MOBILE CREDENTIALS; ORGANIZATION SPECIFIC | Ea |  | 1 Year | 8.95 | 5% | 8.5025
65955 | HID | CRD633ZZ-01053 | MOBILE CREDENTIALS; ORGANIZATION SPECIFIC | Ea |  | 1 Year | 8.95 | 5% | 8.5025
65956 | HID | CRD633ZZ-01054 | MOBILE CREDENTIALS; ORGANIZATION SPECIFIC | Ea |  | 1 Year | 8.95 | 5% | 8.5025
65957 | HID | CRD633ZZ-01055 | MOBILE CREDENTIALS; ORGANIZATION SPECIFIC | Ea |  | 1 Year | 8.95 | 5% | 8.5025
65958 | HID | CRD633ZZ-01056 | MOBILE CREDENTIALS; ORGANIZATION SPECIFIC | Ea |  | 1 Year | 8.95 | 5% | 8.5025
65959 | HID | CRD633ZZ-01057 | MOBILE CREDENTIALS; ORGANIZATION SPECIFIC | Ea |  | 1 Year | 8.95 | 5% | 8.5025
65960 | HID | CRD633ZZ-01058 | MOBILE CREDENTIALS; ORGANIZATION SPECIFIC | Ea |  | 1 Year | 8.95 | 5% | 8.5025
65961 | HID | CRD633ZZ-01059 | MOBILE CREDENTIALS; ORGANIZATION SPECIFIC | Ea |  | 1 Year | 8.95 | 5% | 8.5025
65962 | HID | CRD633ZZ-01060 | MOBILE CREDENTIALS; ORGANIZATION SPECIFIC | Ea |  | 1 Year | 8.95 | 5% | 8.5025
65963 | HID | CRD633ZZ-01061 | MOBILE CREDENTIALS; ORGANIZATION SPECIFIC | Ea |  | 1 Year | 8.95 | 5% | 8.5025
65964 | HID | CRD633ZZ-01062 | MOBILE CREDENTIALS; ORGANIZATION SPECIFIC | Ea |  | 1 Year | 8.95 | 5% | 8.5025
65965 | HID | CRD633ZZ-01063 | MOBILE CREDENTIALS; ORGANIZATION SPECIFIC | Ea |  | 1 Year | 8.95 | 5% | 8.5025
65966 | HID | CRD633ZZ-01064 | MOBILE CREDENTIALS; ORGANIZATION SPECIFIC | Ea |  | 1 Year | 8.95 | 5% | 8.5025
65967 | HID | CRD633ZZ-01065 | MOBILE CREDENTIALS; ORGANIZATION SPECIFIC | Ea |  | 1 Year | 8.95 | 5% | 8.5025
65968 | HID | CRD633ZZ-01066 | MOBILE CREDENTIALS; ORGANIZATION SPECIFIC | Ea |  | 1 Year | 8.95 | 5% | 8.5025
65969 | HID | CRD633ZZ-01067 | MOBILE CREDENTIALS; ORGANIZATION SPECIFIC | Ea |  | 1 Year | 8.95 | 5% | 8.5025
65970 | HID | CRD633ZZ-01068 | MOBILE CREDENTIALS; ORGANIZATION SPECIFIC | Ea |  | 1 Year | 8.95 | 5% | 8.5025
65971 | HID | CRD633ZZ-01069 | MOBILE CREDENTIALS; ORGANIZATION SPECIFIC | Ea |  | 1 Year | 8.95 | 5% | 8.5025
65972 | HID | CRD633ZZ-01070 | MOBILE CREDENTIALS; ORGANIZATION SPECIFIC | Ea |  | 1 Year | 8.95 | 5% | 8.5025
65973 | HID | CRD633ZZ-01071 | MOBILE CREDENTIALS; ORGANIZATION SPECIFIC | Ea |  | 1 Year | 8.95 | 5% | 8.5025
65974 | HID | CRD633ZZ-01072 | MOBILE CREDENTIALS; ORGANIZATION SPECIFIC | Ea |  | 1 Year | 8.95 | 5% | 8.5025
65975 | HID | CRD633ZZ-01073 | MOBILE CREDENTIALS; ORGANIZATION SPECIFIC | Ea |  | 1 Year | 8.95 | 5% | 8.5025
65976 | HID | CRD633ZZ-01074 | MOBILE CREDENTIALS; ORGANIZATION SPECIFIC | Ea |  | 1 Year | 8.95 | 5% | 8.5025
65977 | HID | CRD633ZZ-01075 | MOBILE CREDENTIALS; ORGANIZATION SPECIFIC | Ea |  | 1 Year | 8.95 | 5% | 8.5025
65978 | HID | CRD633ZZ-01076 | MOBILE CREDENTIALS; ORGANIZATION SPECIFIC | Ea |  | 1 Year | 8.95 | 5% | 8.5025
65979 | HID | CRD633ZZ-01077 | MOBILE CREDENTIALS; ORGANIZATION SPECIFIC | Ea |  | 1 Year | 8.95 | 5% | 8.5025
65980 | HID | CRD633ZZ-01079 | MOBILE CREDENTIALS; ORGANIZATION SPECIFIC | Ea |  | 1 Year | 8.95 | 5% | 8.5025
65981 | HID | CRD633ZZ-01080 | MOBILE CREDENTIALS; ORGANIZATION SPECIFIC | Ea |  | 1 Year | 8.95 | 5% | 8.5025
65982 | HID | CRD633ZZ-01081 | MOBILE CREDENTIALS; ORGANIZATION SPECIFIC | Ea |  | 1 Year | 8.95 | 5% | 8.5025
65983 | HID | CRD633ZZ-01082 | MOBILE CREDENTIALS; ORGANIZATION SPECIFIC | Ea |  | 1 Year | 8.95 | 5% | 8.5025
65984 | HID | CRD633ZZ-01083 | MOBILE CREDENTIALS; ORGANIZATION SPECIFIC | Ea |  | 1 Year | 8.95 | 5% | 8.5025
65985 | HID | CRD633ZZ-01084 | MOBILE CREDENTIALS; ORGANIZATION SPECIFIC | Ea |  | 1 Year | 8.95 | 5% | 8.5025
65986 | HID | CRD633ZZ-01085 | MOBILE CREDENTIALS; ORGANIZATION SPECIFIC | Ea |  | 1 Year | 8.95 | 5% | 8.5025
65987 | HID | CRD633ZZ-01086 | MOBILE CREDENTIALS; ORGANIZATION SPECIFIC | Ea |  | 1 Year | 8.95 | 5% | 8.5025
65988 | HID | CRD633ZZ-01087 | MOBILE CREDENTIALS; ORGANIZATION SPECIFIC | Ea |  | 1 Year | 8.95 | 5% | 8.5025
65989 | HID | CRD633ZZ-01088 | MOBILE CREDENTIALS; ORGANIZATION SPECIFIC | Ea |  | 1 Year | 8.95 | 5% | 8.5025
65990 | HID | CRD633ZZ-01089 | MOBILE CREDENTIALS; ORGANIZATION SPECIFIC | Ea |  | 1 Year | 8.95 | 5% | 8.5025
65991 | HID | CRD633ZZ-01090 | MOBILE CREDENTIALS; ORGANIZATION SPECIFIC | Ea |  | 1 Year | 8.95 | 5% | 8.5025
65992 | HID | CRD633ZZ-01091 | MOBILE CREDENTIALS; ORGANIZATION SPECIFIC | Ea |  | 1 Year | 8.95 | 5% | 8.5025
65993 | HID | CRD633ZZ-01092 | MOBILE CREDENTIALS; ORGANIZATION SPECIFIC | Ea |  | 1 Year | 8.95 | 5% | 8.5025
65994 | HID | CRD633ZZ-01093 | MOBILE CREDENTIALS; ORGANIZATION SPECIFIC | Ea |  | 1 Year | 8.95 | 5% | 8.5025
65995 | HID | CRD633ZZ-01094 | MOBILE CREDENTIALS; ORGANIZATION SPECIFIC | Ea |  | 1 Year | 8.95 | 5% | 8.5025
65996 | HID | CRD633ZZ-01095 | MOBILE CREDENTIALS; ORGANIZATION SPECIFIC | Ea |  | 1 Year | 8.95 | 5% | 8.5025
65997 | HID | CRD633ZZ-01096 | MOBILE CREDENTIALS; ORGANIZATION SPECIFIC | Ea |  | 1 Year | 8.95 | 5% | 8.5025
65998 | HID | CRD633ZZ-01097 | MOBILE CREDENTIALS; ORGANIZATION SPECIFIC | Ea |  | 1 Year | 8.95 | 5% | 8.5025
65999 | HID | CRD633ZZ-01098 | MOBILE CREDENTIALS; ORGANIZATION SPECIFIC | Ea |  | 1 Year | 8.95 | 5% | 8.5025
66000 | HID | CRD633ZZ-01099 | MOBILE CREDENTIALS; ORGANIZATION SPECIFIC | Ea |  | 1 Year | 8.95 | 5% | 8.5025
66001 | HID | CRD633ZZ-01100 | MOBILE CREDENTIALS; ORGANIZATION SPECIFIC | Ea |  | 1 Year | 8.95 | 5% | 8.5025
66002 | HID | CRD633ZZ-01101 | MOBILE CREDENTIALS; ORGANIZATION SPECIFIC | Ea |  | 1 Year | 8.95 | 5% | 8.5025
66003 | HID | CRD633ZZ-01102 | MOBILE CREDENTIALS; ORGANIZATION SPECIFIC | Ea |  | 1 Year | 8.95 | 5% | 8.5025
66004 | HID | CRD633ZZ-01103 | MOBILE CREDENTIALS; ORGANIZATION SPECIFIC | Ea |  | 1 Year | 8.95 | 5% | 8.5025
66005 | HID | CRD633ZZ-01104 | MOBILE CREDENTIALS; ORGANIZATION SPECIFIC | Ea |  | 1 Year | 8.95 | 5% | 8.5025
66006 | HID | CRD633ZZ-01105 | MOBILE CREDENTIALS; ORGANIZATION SPECIFIC | Ea |  | 1 Year | 8.95 | 5% | 8.5025
66007 | HID | CRD633ZZ-01106 | MOBILE CREDENTIALS; ORGANIZATION SPECIFIC | Ea |  | 1 Year | 8.95 | 5% | 8.5025
66008 | HID | CRD633ZZ-01107 | MOBILE CREDENTIALS; ORGANIZATION SPECIFIC | Ea |  | 1 Year | 8.95 | 5% | 8.5025
66009 | HID | CRD633ZZ-01108 | MOBILE CREDENTIALS; ORGANIZATION SPECIFIC | Ea |  | 1 Year | 8.95 | 5% | 8.5025
66010 | HID | CRD633ZZ-01109 | MOBILE CREDENTIALS; ORGANIZATION SPECIFIC | Ea |  | 1 Year | 8.95 | 5% | 8.5025
66011 | HID | CRD633ZZ-01110 | MOBILE CREDENTIALS; ORGANIZATION SPECIFIC | Ea |  | 1 Year | 8.95 | 5% | 8.5025
66012 | HID | CRD633ZZ-01111 | MOBILE CREDENTIALS; ORGANIZATION SPECIFIC | Ea |  | 1 Year | 8.95 | 5% | 8.5025
66013 | HID | CRD633ZZ-01112 | MOBILE CREDENTIALS; ORGANIZATION SPECIFIC | Ea |  | 1 Year | 8.95 | 5% | 8.5025
66014 | HID | CRD633ZZ-01113 | MOBILE CREDENTIALS; ORGANIZATION SPECIFIC | Ea |  | 1 Year | 8.95 | 5% | 8.5025
66015 | HID | CRD633ZZ-01114 | MOBILE CREDENTIALS; ORGANIZATION SPECIFIC | Ea |  | 1 Year | 8.95 | 5% | 8.5025
66016 | HID | CRD633ZZ-01115 | MOBILE CREDENTIALS; ORGANIZATION SPECIFIC | Ea |  | 1 Year | 8.95 | 5% | 8.5025
66017 | HID | CRD633ZZ-01116 | MOBILE CREDENTIALS; ORGANIZATION SPECIFIC | Ea |  | 1 Year | 8.95 | 5% | 8.5025
66018 | HID | CRD633ZZ-01117 | MOBILE CREDENTIALS; ORGANIZATION SPECIFIC | Ea |  | 1 Year | 8.95 | 5% | 8.5025
66019 | HID | CRD633ZZ-01118 | MOBILE CREDENTIALS; ORGANIZATION SPECIFIC | Ea |  | 1 Year | 8.95 | 5% | 8.5025
66020 | HID | CRD633ZZ-01119 | MOBILE CREDENTIALS; ORGANIZATION SPECIFIC | Ea |  | 1 Year | 8.95 | 5% | 8.5025
66021 | HID | CRD633ZZ-01120 | MOBILE CREDENTIALS; ORGANIZATION SPECIFIC | Ea |  | 1 Year | 8.95 | 5% | 8.5025
66022 | HID | CRD633ZZ-01121 | MOBILE CREDENTIALS; ORGANIZATION SPECIFIC | Ea |  | 1 Year | 8.95 | 5% | 8.5025
66023 | HID | CRD633ZZ-01122 | MOBILE CREDENTIALS; ORGANIZATION SPECIFIC | Ea |  | 1 Year | 8.95 | 5% | 8.5025
66024 | HID | CRD633ZZ-01123 | MOBILE CREDENTIALS; ORGANIZATION SPECIFIC | Ea |  | 1 Year | 8.95 | 5% | 8.5025
66025 | HID | CRD633ZZ-01124 | MOBILE CREDENTIALS; ORGANIZATION SPECIFIC | Ea |  | 1 Year | 8.95 | 5% | 8.5025
66026 | HID | CRD633ZZ-01125 | MOBILE CREDENTIALS; ORGANIZATION SPECIFIC | Ea |  | 1 Year | 8.95 | 5% | 8.5025
66027 | HID | CRD633ZZ-01126 | MOBILE CREDENTIALS; ORGANIZATION SPECIFIC | Ea |  | 1 Year | 8.95 | 5% | 8.5025
66028 | HID | CRD633ZZ-01127 | MOBILE CREDENTIALS; ORGANIZATION SPECIFIC | Ea |  | 1 Year | 8.95 | 5% | 8.5025
66029 | HID | CRD633ZZ-01129 | MOBILE CREDENTIALS; ORGANIZATION SPECIFIC | Ea |  | 1 Year | 8.95 | 5% | 8.5025
66030 | HID | CRD633ZZ-01130 | MOBILE CREDENTIALS; ORGANIZATION SPECIFIC | Ea |  | 1 Year | 8.95 | 5% | 8.5025
66031 | HID | CRD633ZZ-01131 | MOBILE CREDENTIALS; ORGANIZATION SPECIFIC | Ea |  | 1 Year | 8.95 | 5% | 8.5025
66032 | HID | CRD633ZZ-01132 | MOBILE CREDENTIALS; ORGANIZATION SPECIFIC | Ea |  | 1 Year | 8.95 | 5% | 8.5025
66033 | HID | CRD633ZZ-01133 | MOBILE CREDENTIALS; ORGANIZATION SPECIFIC | Ea |  | 1 Year | 8.95 | 5% | 8.5025
66034 | HID | CRD633ZZ-01134 | MOBILE CREDENTIALS; ORGANIZATION SPECIFIC | Ea |  | 1 Year | 8.95 | 5% | 8.5025
66035 | HID | CRD633ZZ-01135 | MOBILE CREDENTIALS; ORGANIZATION SPECIFIC | Ea |  | 1 Year | 8.95 | 5% | 8.5025
66036 | HID | CRD633ZZ-01136 | MOBILE CREDENTIALS; ORGANIZATION SPECIFIC | Ea |  | 1 Year | 8.95 | 5% | 8.5025
66037 | HID | CRD633ZZ-01137 | MOBILE CREDENTIALS; ORGANIZATION SPECIFIC | Ea |  | 1 Year | 8.95 | 5% | 8.5025
66038 | HID | CRD633ZZ-01138 | MOBILE CREDENTIALS; ORGANIZATION SPECIFIC | Ea |  | 1 Year | 8.95 | 5% | 8.5025
66039 | HID | CRD633ZZ-01139 | MOBILE CREDENTIALS; ORGANIZATION SPECIFIC | Ea |  | 1 Year | 8.95 | 5% | 8.5025
66040 | HID | CRD633ZZ-01140 | MOBILE CREDENTIALS; ORGANIZATION SPECIFIC | Ea |  | 1 Year | 8.95 | 5% | 8.5025
66041 | HID | CRD633ZZ-01143 | MOBILE CREDENTIALS; ORGANIZATION SPECIFIC | Ea |  | 1 Year | 8.95 | 5% | 8.5025
66042 | HID | CRD633ZZ-01144 | MOBILE CREDENTIALS; ORGANIZATION SPECIFIC | Ea |  | 1 Year | 8.95 | 5% | 8.5025
66043 | HID | CRD633ZZ-01145 | MOBILE CREDENTIALS; ORGANIZATION SPECIFIC | Ea |  | 1 Year | 8.95 | 5% | 8.5025
66044 | HID | CRD633ZZ-01146 | MOBILE CREDENTIALS; ORGANIZATION SPECIFIC | Ea |  | 1 Year | 8.95 | 5% | 8.5025
66045 | HID | CRD633ZZ-01147 | MOBILE CREDENTIALS; ORGANIZATION SPECIFIC | Ea |  | 1 Year | 8.95 | 5% | 8.5025
66046 | HID | CRD633ZZ-01148 | MOBILE CREDENTIALS; ORGANIZATION SPECIFIC | Ea |  | 1 Year | 8.95 | 5% | 8.5025
66047 | HID | CRD633ZZ-01149 | MOBILE CREDENTIALS; ORGANIZATION SPECIFIC | Ea |  | 1 Year | 8.95 | 5% | 8.5025
66048 | HID | CRD633ZZ-01150 | MOBILE CREDENTIALS; ORGANIZATION SPECIFIC | Ea |  | 1 Year | 8.95 | 5% | 8.5025
66049 | HID | CRD633ZZ-01151 | MOBILE CREDENTIALS; ORGANIZATION SPECIFIC | Ea |  | 1 Year | 8.95 | 5% | 8.5025
66050 | HID | CRD633ZZ-01152 | MOBILE CREDENTIALS; ORGANIZATION SPECIFIC | Ea |  | 1 Year | 8.95 | 5% | 8.5025
66051 | HID | CRD633ZZ-01156 | MOBILE CREDENTIALS; ORGANIZATION SPECIFIC | Ea |  | 1 Year | 8.95 | 5% | 8.5025
66052 | HID | CRD633ZZ-01157 | MOBILE CREDENTIALS; ORGANIZATION SPECIFIC | Ea |  | 1 Year | 8.95 | 5% | 8.5025
66053 | HID | CRD633ZZ-01159 | MOBILE CREDENTIALS; ORGANIZATION SPECIFIC | Ea |  | 1 Year | 8.95 | 5% | 8.5025
66054 | HID | CRD633ZZ-01160 | MOBILE CREDENTIALS; ORGANIZATION SPECIFIC | Ea |  | 1 Year | 8.95 | 5% | 8.5025
66055 | HID | CRD633ZZ-01161 | MOBILE CREDENTIALS; ORGANIZATION SPECIFIC | Ea |  | 1 Year | 8.95 | 5% | 8.5025
66056 | HID | CRD633ZZ-01162 | MOBILE CREDENTIALS; ORGANIZATION SPECIFIC | Ea |  | 1 Year | 8.95 | 5% | 8.5025
66057 | HID | CRD633ZZ-01163 | MOBILE CREDENTIALS; ORGANIZATION SPECIFIC | Ea |  | 1 Year | 8.95 | 5% | 8.5025
66058 | HID | CRD633ZZ-01164 | MOBILE CREDENTIALS; ORGANIZATION SPECIFIC | Ea |  | 1 Year | 8.95 | 5% | 8.5025
66059 | HID | CRD633ZZ-01165 | MOBILE CREDENTIALS; ORGANIZATION SPECIFIC | Ea |  | 1 Year | 8.95 | 5% | 8.5025
66060 | HID | CRD633ZZ-01166 | MOBILE CREDENTIALS; ORGANIZATION SPECIFIC | Ea |  | 1 Year | 8.95 | 5% | 8.5025
66061 | HID | CRD633ZZ-01167 | MOBILE CREDENTIALS; ORGANIZATION SPECIFIC | Ea |  | 1 Year | 8.95 | 5% | 8.5025
66062 | HID | CRD633ZZ-01168 | MOBILE CREDENTIALS; ORGANIZATION SPECIFIC | Ea |  | 1 Year | 8.95 | 5% | 8.5025
66063 | HID | CRD633ZZ-01169 | MOBILE CREDENTIALS; ORGANIZATION SPECIFIC | Ea |  | 1 Year | 8.95 | 5% | 8.5025
66064 | HID | CRD633ZZ-01170 | MOBILE CREDENTIALS; ORGANIZATION SPECIFIC | Ea |  | 1 Year | 8.95 | 5% | 8.5025
66065 | HID | CRD633ZZ-01171 | MOBILE CREDENTIALS; ORGANIZATION SPECIFIC | Ea |  | 1 Year | 8.95 | 5% | 8.5025
66066 | HID | CRD633ZZ-01172 | MOBILE CREDENTIALS; ORGANIZATION SPECIFIC | Ea |  | 1 Year | 8.95 | 5% | 8.5025
66067 | HID | CRD633ZZ-01173 | MOBILE CREDENTIALS; ORGANIZATION SPECIFIC | Ea |  | 1 Year | 8.95 | 5% | 8.5025
66068 | HID | CRD633ZZ-01174 | MOBILE CREDENTIALS; ORGANIZATION SPECIFIC | Ea |  | 1 Year | 8.95 | 5% | 8.5025
66069 | HID | CRD633ZZ-01175 | MOBILE CREDENTIALS; ORGANIZATION SPECIFIC | Ea |  | 1 Year | 8.95 | 5% | 8.5025
66070 | HID | CRD633ZZ-01176 | MOBILE CREDENTIALS; ORGANIZATION SPECIFIC | Ea |  | 1 Year | 8.95 | 5% | 8.5025
66071 | HID | CRD633ZZ-01177 | MOBILE CREDENTIALS; ORGANIZATION SPECIFIC | Ea |  | 1 Year | 8.95 | 5% | 8.5025
66072 | HID | CRD633ZZ-01178 | MOBILE CREDENTIALS; ORGANIZATION SPECIFIC | Ea |  | 1 Year | 8.95 | 5% | 8.5025
66073 | HID | CRD633ZZ-01179 | MOBILE CREDENTIALS; ORGANIZATION SPECIFIC | Ea |  | 1 Year | 8.95 | 5% | 8.5025
66074 | HID | CRD633ZZ-01180 | MOBILE CREDENTIALS; ORGANIZATION SPECIFIC | Ea |  | 1 Year | 8.95 | 5% | 8.5025
66075 | HID | CRD633ZZ-01181 | MOBILE CREDENTIALS; ORGANIZATION SPECIFIC | Ea |  | 1 Year | 8.95 | 5% | 8.5025
66076 | HID | CRD633ZZ-01182 | MOBILE CREDENTIALS; ORGANIZATION SPECIFIC | Ea |  | 1 Year | 8.95 | 5% | 8.5025
66077 | HID | CRD633ZZ-01183 | MOBILE CREDENTIALS; ORGANIZATION SPECIFIC | Ea |  | 1 Year | 8.95 | 5% | 8.5025
66078 | HID | CRD633ZZ-01184 | MOBILE CREDENTIALS; ORGANIZATION SPECIFIC | Ea |  | 1 Year | 8.95 | 5% | 8.5025
66079 | HID | CRD633ZZ-01185 | MOBILE CREDENTIALS; ORGANIZATION SPECIFIC | Ea |  | 1 Year | 8.95 | 5% | 8.5025
66080 | HID | CRD633ZZ-01186 | MOBILE CREDENTIALS; ORGANIZATION SPECIFIC | Ea |  | 1 Year | 8.95 | 5% | 8.5025
66081 | HID | CRD633ZZ-01187 | MOBILE CREDENTIALS; ORGANIZATION SPECIFIC | Ea |  | 1 Year | 8.95 | 5% | 8.5025
66082 | HID | CRD633ZZ-01188 | MOBILE CREDENTIALS; ORGANIZATION SPECIFIC | Ea |  | 1 Year | 8.95 | 5% | 8.5025
66083 | HID | CRD633ZZ-01189 | MOBILE CREDENTIALS; ORGANIZATION SPECIFIC | Ea |  | 1 Year | 8.95 | 5% | 8.5025
66084 | HID | CRD633ZZ-01190 | MOBILE CREDENTIALS; ORGANIZATION SPECIFIC | Ea |  | 1 Year | 8.95 | 5% | 8.5025
66085 | HID | CRD633ZZ-01191 | MOBILE CREDENTIALS; ORGANIZATION SPECIFIC | Ea |  | 1 Year | 8.95 | 5% | 8.5025
66086 | HID | CRD633ZZ-01192 | MOBILE CREDENTIALS; ORGANIZATION SPECIFIC | Ea |  | 1 Year | 8.95 | 5% | 8.5025
66087 | HID | CRD633ZZ-01193 | MOBILE CREDENTIALS; ORGANIZATION SPECIFIC | Ea |  | 1 Year | 8.95 | 5% | 8.5025
66088 | HID | CRD633ZZ-01194 | MOBILE CREDENTIALS; ORGANIZATION SPECIFIC | Ea |  | 1 Year | 8.95 | 5% | 8.5025
66089 | HID | CRD633ZZ-01195 | MOBILE CREDENTIALS; ORGANIZATION SPECIFIC | Ea |  | 1 Year | 8.95 | 5% | 8.5025
66090 | HID | CRD633ZZ-01196 | MOBILE CREDENTIALS; ORGANIZATION SPECIFIC | Ea |  | 1 Year | 8.95 | 5% | 8.5025
66091 | HID | CRD633ZZ-01197 | MOBILE CREDENTIALS; ORGANIZATION SPECIFIC | Ea |  | 1 Year | 8.95 | 5% | 8.5025
66092 | HID | CRD633ZZ-01198 | MOBILE CREDENTIALS; ORGANIZATION SPECIFIC | Ea |  | 1 Year | 8.95 | 5% | 8.5025
66093 | HID | CRD633ZZ-01199 | MOBILE CREDENTIALS; ORGANIZATION SPECIFIC | Ea |  | 1 Year | 8.95 | 5% | 8.5025
66094 | HID | CRD633ZZ-01200 | MOBILE CREDENTIALS; ORGANIZATION SPECIFIC | Ea |  | 1 Year | 8.95 | 5% | 8.5025
66095 | HID | CRD633ZZ-01201 | MOBILE CREDENTIALS; ORGANIZATION SPECIFIC | Ea |  | 1 Year | 8.95 | 5% | 8.5025
66096 | HID | CRD633ZZ-01202 | MOBILE CREDENTIALS; ORGANIZATION SPECIFIC | Ea |  | 1 Year | 8.95 | 5% | 8.5025
66097 | HID | CRD633ZZ-01203 | MOBILE CREDENTIALS; ORGANIZATION SPECIFIC | Ea |  | 1 Year | 8.95 | 5% | 8.5025
66098 | HID | CRD633ZZ-01204 | MOBILE CREDENTIALS; ORGANIZATION SPECIFIC | Ea |  | 1 Year | 8.95 | 5% | 8.5025
66099 | HID | CRD633ZZ-01205 | MOBILE CREDENTIALS; ORGANIZATION SPECIFIC | Ea |  | 1 Year | 8.95 | 5% | 8.5025
66100 | HID | CRD633ZZ-01206 | MOBILE CREDENTIALS; ORGANIZATION SPECIFIC | Ea |  | 1 Year | 8.95 | 5% | 8.5025
66101 | HID | CRD633ZZ-01207 | MOBILE CREDENTIALS; ORGANIZATION SPECIFIC | Ea |  | 1 Year | 8.95 | 5% | 8.5025
66102 | HID | CRD633ZZ-01208 | MOBILE CREDENTIALS; ORGANIZATION SPECIFIC | Ea |  | 1 Year | 8.95 | 5% | 8.5025
66103 | HID | CRD633ZZ-01209 | MOBILE CREDENTIALS; ORGANIZATION SPECIFIC | Ea |  | 1 Year | 8.95 | 5% | 8.5025
66104 | HID | CRD633ZZ-01210 | MOBILE CREDENTIALS; ORGANIZATION SPECIFIC | Ea |  | 1 Year | 8.95 | 5% | 8.5025
66105 | HID | CRD633ZZ-01211 | MOBILE CREDENTIALS; ORGANIZATION SPECIFIC | Ea |  | 1 Year | 8.95 | 5% | 8.5025
66106 | HID | CRD633ZZ-01212 | MOBILE CREDENTIALS; ORGANIZATION SPECIFIC | Ea |  | 1 Year | 8.95 | 5% | 8.5025
66107 | HID | CRD633ZZ-01214 | MOBILE CREDENTIALS; ORGANIZATION SPECIFIC | Ea |  | 1 Year | 8.95 | 5% | 8.5025
66108 | HID | CRD633ZZ-01215 | MOBILE CREDENTIALS; ORGANIZATION SPECIFIC | Ea |  | 1 Year | 8.95 | 5% | 8.5025
66109 | HID | CRD633ZZ-01216 | MOBILE CREDENTIALS; ORGANIZATION SPECIFIC | Ea |  | 1 Year | 8.95 | 5% | 8.5025
66110 | HID | CRD633ZZ-01217 | MOBILE CREDENTIALS; ORGANIZATION SPECIFIC | Ea |  | 1 Year | 8.95 | 5% | 8.5025
66111 | HID | CRD633ZZ-01220 | MOBILE CREDENTIALS; ORGANIZATION SPECIFIC | Ea |  | 1 Year | 8.95 | 5% | 8.5025
66112 | HID | CRD633ZZ-01221 | MOBILE CREDENTIALS; ORGANIZATION SPECIFIC | Ea |  | 1 Year | 8.95 | 5% | 8.5025
66113 | HID | CRD633ZZ-01222 | MOBILE CREDENTIALS; ORGANIZATION SPECIFIC | Ea |  | 1 Year | 8.95 | 5% | 8.5025
66114 | HID | CRD633ZZ-01223 | MOBILE CREDENTIALS; ORGANIZATION SPECIFIC | Ea |  | 1 Year | 8.95 | 5% | 8.5025
66115 | HID | CRD633ZZ-01224 | MOBILE CREDENTIALS; ORGANIZATION SPECIFIC | Ea |  | 1 Year | 8.95 | 5% | 8.5025
66116 | HID | CRD633ZZ-01225 | MOBILE CREDENTIALS; ORGANIZATION SPECIFIC | Ea |  | 1 Year | 8.95 | 5% | 8.5025
66117 | HID | CRD633ZZ-01226 | MOBILE CREDENTIALS; ORGANIZATION SPECIFIC | Ea |  | 1 Year | 8.95 | 5% | 8.5025
66118 | HID | CRD633ZZ-01227 | MOBILE CREDENTIALS; ORGANIZATION SPECIFIC | Ea |  | 1 Year | 8.95 | 5% | 8.5025
66119 | HID | CRD633ZZ-01228 | MOBILE CREDENTIALS; ORGANIZATION SPECIFIC | Ea |  | 1 Year | 8.95 | 5% | 8.5025
66120 | HID | CRD633ZZ-01229 | MOBILE CREDENTIALS; ORGANIZATION SPECIFIC | Ea |  | 1 Year | 8.95 | 5% | 8.5025
66121 | HID | CRD633ZZ-01230 | MOBILE CREDENTIALS; ORGANIZATION SPECIFIC | Ea |  | 1 Year | 8.95 | 5% | 8.5025
66122 | HID | CRD633ZZ-01231 | MOBILE CREDENTIALS; ORGANIZATION SPECIFIC | Ea |  | 1 Year | 8.95 | 5% | 8.5025
66123 | HID | CRD633ZZ-01232 | MOBILE CREDENTIALS; ORGANIZATION SPECIFIC | Ea |  | 1 Year | 8.95 | 5% | 8.5025
66124 | HID | CRD633ZZ-01233 | MOBILE CREDENTIALS; ORGANIZATION SPECIFIC | Ea |  | 1 Year | 8.95 | 5% | 8.5025
66125 | HID | CRD633ZZ-01234 | MOBILE CREDENTIALS; ORGANIZATION SPECIFIC | Ea |  | 1 Year | 8.95 | 5% | 8.5025
66126 | HID | CRD633ZZ-01235 | MOBILE CREDENTIALS; ORGANIZATION SPECIFIC | Ea |  | 1 Year | 8.95 | 5% | 8.5025
66127 | HID | CRD633ZZ-01236 | MOBILE CREDENTIALS; ORGANIZATION SPECIFIC | Ea |  | 1 Year | 8.95 | 5% | 8.5025
66128 | HID | CRD633ZZ-01237 | MOBILE CREDENTIALS; ORGANIZATION SPECIFIC | Ea |  | 1 Year | 8.95 | 5% | 8.5025
66129 | HID | CRD633ZZ-01238 | MOBILE CREDENTIALS; ORGANIZATION SPECIFIC | Ea |  | 1 Year | 8.95 | 5% | 8.5025
66130 | HID | CRD633ZZ-01239 | MOBILE CREDENTIALS; ORGANIZATION SPECIFIC | Ea |  | 1 Year | 8.95 | 5% | 8.5025
66131 | HID | CRD633ZZ-01240 | MOBILE CREDENTIALS; ORGANIZATION SPECIFIC | Ea |  | 1 Year | 8.95 | 5% | 8.5025
66132 | HID | CRD633ZZ-01241 | MOBILE CREDENTIALS; ORGANIZATION SPECIFIC | Ea |  | 1 Year | 8.95 | 5% | 8.5025
66133 | HID | CRD633ZZ-01242 | MOBILE CREDENTIALS; ORGANIZATION SPECIFIC | Ea |  | 1 Year | 8.95 | 5% | 8.5025
66134 | HID | CRD633ZZ-01243 | MOBILE CREDENTIALS; ORGANIZATION SPECIFIC | Ea |  | 1 Year | 8.95 | 5% | 8.5025
66135 | HID | CRD633ZZ-01244 | MOBILE CREDENTIALS; ORGANIZATION SPECIFIC | Ea |  | 1 Year | 8.95 | 5% | 8.5025
66136 | HID | CRD633ZZ-01245 | MOBILE CREDENTIALS; ORGANIZATION SPECIFIC | Ea |  | 1 Year | 8.95 | 5% | 8.5025
66137 | HID | CRD633ZZ-01246 | MOBILE CREDENTIALS; ORGANIZATION SPECIFIC | Ea |  | 1 Year | 8.95 | 5% | 8.5025
66138 | HID | CRD633ZZ-01247 | MOBILE CREDENTIALS; ORGANIZATION SPECIFIC | Ea |  | 1 Year | 8.95 | 5% | 8.5025
66139 | HID | CRD633ZZ-01248 | MOBILE CREDENTIALS; ORGANIZATION SPECIFIC | Ea |  | 1 Year | 8.95 | 5% | 8.5025
66140 | HID | CRD633ZZ-01249 | MOBILE CREDENTIALS; ORGANIZATION SPECIFIC | Ea |  | 1 Year | 8.95 | 5% | 8.5025
66141 | HID | CRD633ZZ-01250 | MOBILE CREDENTIALS; ORGANIZATION SPECIFIC | Ea |  | 1 Year | 8.95 | 5% | 8.5025
66142 | HID | CRD633ZZ-01251 | MOBILE CREDENTIALS; ORGANIZATION SPECIFIC | Ea |  | 1 Year | 8.95 | 5% | 8.5025
66143 | HID | CRD633ZZ-01252 | MOBILE CREDENTIALS; ORGANIZATION SPECIFIC | Ea |  | 1 Year | 8.95 | 5% | 8.5025
66144 | HID | CRD633ZZ-01253 | MOBILE CREDENTIALS; ORGANIZATION SPECIFIC | Ea |  | 1 Year | 8.95 | 5% | 8.5025
66145 | HID | CRD633ZZ-01254 | MOBILE CREDENTIALS; ORGANIZATION SPECIFIC | Ea |  | 1 Year | 8.95 | 5% | 8.5025
66146 | HID | CRD633ZZ-01255 | MOBILE CREDENTIALS; ORGANIZATION SPECIFIC | Ea |  | 1 Year | 8.95 | 5% | 8.5025
66147 | HID | CRD633ZZ-01256 | MOBILE CREDENTIALS; ORGANIZATION SPECIFIC | Ea |  | 1 Year | 8.95 | 5% | 8.5025
66148 | HID | CRD633ZZ-01257 | MOBILE CREDENTIALS; ORGANIZATION SPECIFIC | Ea |  | 1 Year | 8.95 | 5% | 8.5025
66149 | HID | CRD633ZZ-01258 | MOBILE CREDENTIALS; ORGANIZATION SPECIFIC | Ea |  | 1 Year | 8.95 | 5% | 8.5025
66150 | HID | CRD633ZZ-01259 | MOBILE CREDENTIALS; ORGANIZATION SPECIFIC | Ea |  | 1 Year | 8.95 | 5% | 8.5025
66151 | HID | CRD633ZZ-01260 | MOBILE CREDENTIALS; ORGANIZATION SPECIFIC | Ea |  | 1 Year | 8.95 | 5% | 8.5025
66152 | HID | CRD633ZZ-01261 | MOBILE CREDENTIALS; ORGANIZATION SPECIFIC | Ea |  | 1 Year | 8.95 | 5% | 8.5025
66153 | HID | CRD633ZZ-01262 | MOBILE CREDENTIALS; ORGANIZATION SPECIFIC | Ea |  | 1 Year | 8.95 | 5% | 8.5025
66154 | HID | CRD633ZZ-01263 | MOBILE CREDENTIALS; ORGANIZATION SPECIFIC | Ea |  | 1 Year | 8.95 | 5% | 8.5025
66155 | HID | CRD633ZZ-01264 | MOBILE CREDENTIALS; ORGANIZATION SPECIFIC | Ea |  | 1 Year | 8.95 | 5% | 8.5025
66156 | HID | CRD633ZZ-01265 | MOBILE CREDENTIALS; ORGANIZATION SPECIFIC | Ea |  | 1 Year | 8.95 | 5% | 8.5025
66157 | HID | CRD633ZZ-01266 | MOBILE CREDENTIALS; ORGANIZATION SPECIFIC | Ea |  | 1 Year | 8.95 | 5% | 8.5025
66158 | HID | CRD633ZZ-01267 | MOBILE CREDENTIALS; ORGANIZATION SPECIFIC | Ea |  | 1 Year | 8.95 | 5% | 8.5025
66159 | HID | CRD633ZZ-01268 | MOBILE CREDENTIALS; ORGANIZATION SPECIFIC | Ea |  | 1 Year | 8.95 | 5% | 8.5025
66160 | HID | CRD633ZZ-01269 | MOBILE CREDENTIALS; ORGANIZATION SPECIFIC | Ea |  | 1 Year | 8.95 | 5% | 8.5025
66161 | HID | CRD633ZZ-01270 | MOBILE CREDENTIALS; ORGANIZATION SPECIFIC | Ea |  | 1 Year | 8.95 | 5% | 8.5025
66162 | HID | CRD633ZZ-01271 | MOBILE CREDENTIALS; ORGANIZATION SPECIFIC | Ea |  | 1 Year | 8.95 | 5% | 8.5025
66163 | HID | CRD633ZZ-01272 | MOBILE CREDENTIALS; ORGANIZATION SPECIFIC | Ea |  | 1 Year | 8.95 | 5% | 8.5025
66164 | HID | CRD633ZZ-01273 | MOBILE CREDENTIALS; ORGANIZATION SPECIFIC | Ea |  | 1 Year | 8.95 | 5% | 8.5025
66165 | HID | CRD633ZZ-01274 | MOBILE CREDENTIALS; ORGANIZATION SPECIFIC | Ea |  | 1 Year | 8.95 | 5% | 8.5025
66166 | HID | CRD633ZZ-01275 | MOBILE CREDENTIALS; ORGANIZATION SPECIFIC | Ea |  | 1 Year | 8.95 | 5% | 8.5025
66167 | HID | CRD633ZZ-01277 | MOBILE CREDENTIALS; ORGANIZATION SPECIFIC | Ea |  | 1 Year | 8.95 | 5% | 8.5025
66168 | HID | CRD633ZZ-01278 | MOBILE CREDENTIALS; ORGANIZATION SPECIFIC | Ea |  | 1 Year | 8.95 | 5% | 8.5025
66169 | HID | CRD633ZZ-01279 | MOBILE CREDENTIALS; ORGANIZATION SPECIFIC | Ea |  | 1 Year | 8.95 | 5% | 8.5025
66170 | HID | CRD633ZZ-01280 | MOBILE CREDENTIALS; ORGANIZATION SPECIFIC | Ea |  | 1 Year | 8.95 | 5% | 8.5025
66171 | HID | CRD633ZZ-01281 | MOBILE CREDENTIALS; ORGANIZATION SPECIFIC | Ea |  | 1 Year | 8.95 | 5% | 8.5025
66172 | HID | CRD633ZZ-01282 | MOBILE CREDENTIALS; ORGANIZATION SPECIFIC | Ea |  | 1 Year | 8.95 | 5% | 8.5025
66173 | HID | CRD633ZZ-01283 | MOBILE CREDENTIALS; ORGANIZATION SPECIFIC | Ea |  | 1 Year | 8.95 | 5% | 8.5025
66174 | HID | CRD633ZZ-01284 | MOBILE CREDENTIALS; ORGANIZATION SPECIFIC | Ea |  | 1 Year | 8.95 | 5% | 8.5025
66175 | HID | CRD633ZZ-01285 | MOBILE CREDENTIALS; ORGANIZATION SPECIFIC | Ea |  | 1 Year | 8.95 | 5% | 8.5025
66176 | HID | CRD633ZZ-01286 | MOBILE CREDENTIALS; ORGANIZATION SPECIFIC | Ea |  | 1 Year | 8.95 | 5% | 8.5025
66177 | HID | CRD633ZZ-01287 | MOBILE CREDENTIALS; ORGANIZATION SPECIFIC | Ea |  | 1 Year | 8.95 | 5% | 8.5025
66178 | HID | CRD633ZZ-01288 | MOBILE CREDENTIALS; ORGANIZATION SPECIFIC | Ea |  | 1 Year | 8.95 | 5% | 8.5025
66179 | HID | CRD633ZZ-01289 | MOBILE CREDENTIALS; ORGANIZATION SPECIFIC | Ea |  | 1 Year | 8.95 | 5% | 8.5025
66180 | HID | CRD633ZZ-01290 | MOBILE CREDENTIALS; ORGANIZATION SPECIFIC | Ea |  | 1 Year | 8.95 | 5% | 8.5025
66181 | HID | CRD633ZZ-01291 | MOBILE CREDENTIALS; ORGANIZATION SPECIFIC | Ea |  | 1 Year | 8.95 | 5% | 8.5025
66182 | HID | CRD633ZZ-01292 | MOBILE CREDENTIALS; ORGANIZATION SPECIFIC | Ea |  | 1 Year | 8.95 | 5% | 8.5025
66183 | HID | CRD633ZZ-01293 | MOBILE CREDENTIALS; ORGANIZATION SPECIFIC | Ea |  | 1 Year | 8.95 | 5% | 8.5025
66184 | HID | CRD633ZZ-01295 | MOBILE CREDENTIALS; ORGANIZATION SPECIFIC | Ea |  | 1 Year | 8.95 | 5% | 8.5025
66185 | HID | CRD633ZZ-01297 | MOBILE CREDENTIALS; ORGANIZATION SPECIFIC | Ea |  | 1 Year | 8.95 | 5% | 8.5025
66186 | HID | CRD633ZZ-01298 | MOBILE CREDENTIALS; ORGANIZATION SPECIFIC | Ea |  | 1 Year | 8.95 | 5% | 8.5025
66187 | HID | CRD633ZZ-01299 | MOBILE CREDENTIALS; ORGANIZATION SPECIFIC | Ea |  | 1 Year | 8.95 | 5% | 8.5025
66188 | HID | CRD633ZZ-01300 | MOBILE CREDENTIALS; ORGANIZATION SPECIFIC | Ea |  | 1 Year | 8.95 | 5% | 8.5025
66189 | HID | CRD633ZZ-01301 | MOBILE CREDENTIALS; ORGANIZATION SPECIFIC | Ea |  | 1 Year | 8.95 | 5% | 8.5025
66190 | HID | CRD633ZZ-01302 | MOBILE CREDENTIALS; ORGANIZATION SPECIFIC | Ea |  | 1 Year | 8.95 | 5% | 8.5025
66191 | HID | CRD633ZZ-01303 | MOBILE CREDENTIALS; ORGANIZATION SPECIFIC | Ea |  | 1 Year | 8.95 | 5% | 8.5025
66192 | HID | CRD633ZZ-01304 | MOBILE CREDENTIALS; ORGANIZATION SPECIFIC | Ea |  | 1 Year | 8.95 | 5% | 8.5025
66193 | HID | CRD633ZZ-01305 | MOBILE CREDENTIALS; ORGANIZATION SPECIFIC | Ea |  | 1 Year | 8.95 | 5% | 8.5025
66194 | HID | CRD633ZZ-01306 | MOBILE CREDENTIALS; ORGANIZATION SPECIFIC | Ea |  | 1 Year | 8.95 | 5% | 8.5025
66195 | HID | CRD633ZZ-01307 | MOBILE CREDENTIALS; ORGANIZATION SPECIFIC | Ea |  | 1 Year | 8.95 | 5% | 8.5025
66196 | HID | CRD633ZZ-01308 | MOBILE CREDENTIALS; ORGANIZATION SPECIFIC | Ea |  | 1 Year | 8.95 | 5% | 8.5025
66197 | HID | CRD633ZZ-01309 | MOBILE CREDENTIALS; ORGANIZATION SPECIFIC | Ea |  | 1 Year | 8.95 | 5% | 8.5025
66198 | HID | CRD633ZZ-01310 | MOBILE CREDENTIALS; ORGANIZATION SPECIFIC | Ea |  | 1 Year | 8.95 | 5% | 8.5025
66199 | HID | CRD633ZZ-01311 | MOBILE CREDENTIALS; ORGANIZATION SPECIFIC | Ea |  | 1 Year | 8.95 | 5% | 8.5025
66200 | HID | CRD633ZZ-01312 | MOBILE CREDENTIALS; ORGANIZATION SPECIFIC | Ea |  | 1 Year | 8.95 | 5% | 8.5025
66201 | HID | CRD633ZZ-01313 | MOBILE CREDENTIALS; ORGANIZATION SPECIFIC | Ea |  | 1 Year | 8.95 | 5% | 8.5025
66202 | HID | CRD633ZZ-01314 | MOBILE CREDENTIALS; ORGANIZATION SPECIFIC | Ea |  | 1 Year | 8.95 | 5% | 8.5025
66203 | HID | CRD633ZZ-01315 | MOBILE CREDENTIALS; ORGANIZATION SPECIFIC | Ea |  | 1 Year | 8.95 | 5% | 8.5025
66204 | HID | CRD633ZZ-01316 | MOBILE CREDENTIALS; ORGANIZATION SPECIFIC | Ea |  | 1 Year | 8.95 | 5% | 8.5025
66205 | HID | CRD633ZZ-01317 | MOBILE CREDENTIALS; ORGANIZATION SPECIFIC | Ea |  | 1 Year | 8.95 | 5% | 8.5025
66206 | HID | CRD633ZZ-01318 | MOBILE CREDENTIALS; ORGANIZATION SPECIFIC | Ea |  | 1 Year | 8.95 | 5% | 8.5025
66207 | HID | CRD633ZZ-01319 | MOBILE CREDENTIALS; ORGANIZATION SPECIFIC | Ea |  | 1 Year | 8.95 | 5% | 8.5025
66208 | HID | CRD633ZZ-01320 | MOBILE CREDENTIALS; ORGANIZATION SPECIFIC | Ea |  | 1 Year | 8.95 | 5% | 8.5025
66209 | HID | CRD633ZZ-01321 | MOBILE CREDENTIALS; ORGANIZATION SPECIFIC | Ea |  | 1 Year | 8.95 | 5% | 8.5025
66210 | HID | CRD633ZZ-01322 | MOBILE CREDENTIALS; ORGANIZATION SPECIFIC | Ea |  | 1 Year | 8.95 | 5% | 8.5025
66211 | HID | CRD633ZZ-01323 | MOBILE CREDENTIALS; ORGANIZATION SPECIFIC | Ea |  | 1 Year | 8.95 | 5% | 8.5025
66212 | HID | CRD633ZZ-01324 | MOBILE CREDENTIALS; ORGANIZATION SPECIFIC | Ea |  | 1 Year | 8.95 | 5% | 8.5025
66213 | HID | CRD633ZZ-01325 | MOBILE CREDENTIALS; ORGANIZATION SPECIFIC | Ea |  | 1 Year | 8.95 | 5% | 8.5025
66214 | HID | CRD633ZZ-01326 | MOBILE CREDENTIALS; ORGANIZATION SPECIFIC | Ea |  | 1 Year | 8.95 | 5% | 8.5025
66215 | HID | CRD633ZZ-01327 | MOBILE CREDENTIALS; ORGANIZATION SPECIFIC | Ea |  | 1 Year | 8.95 | 5% | 8.5025
66216 | HID | CRD633ZZ-01328 | MOBILE CREDENTIALS; ORGANIZATION SPECIFIC | Ea |  | 1 Year | 8.95 | 5% | 8.5025
66217 | HID | CRD633ZZ-01329 | MOBILE CREDENTIALS; ORGANIZATION SPECIFIC | Ea |  | 1 Year | 8.95 | 5% | 8.5025
66218 | HID | CRD633ZZ-01330 | MOBILE CREDENTIALS; ORGANIZATION SPECIFIC | Ea |  | 1 Year | 8.95 | 5% | 8.5025
66219 | HID | CRD633ZZ-01331 | MOBILE CREDENTIALS; ORGANIZATION SPECIFIC | Ea |  | 1 Year | 8.95 | 5% | 8.5025
66220 | HID | CRD633ZZ-01332 | MOBILE CREDENTIALS; ORGANIZATION SPECIFIC | Ea |  | 1 Year | 8.95 | 5% | 8.5025
66221 | HID | CRD633ZZ-01333 | MOBILE CREDENTIALS; ORGANIZATION SPECIFIC | Ea |  | 1 Year | 8.95 | 5% | 8.5025
66222 | HID | CRD633ZZ-01334 | MOBILE CREDENTIALS; ORGANIZATION SPECIFIC | Ea |  | 1 Year | 8.95 | 5% | 8.5025
66223 | HID | CRD633ZZ-01335 | MOBILE CREDENTIALS; ORGANIZATION SPECIFIC | Ea |  | 1 Year | 8.95 | 5% | 8.5025
66224 | HID | CRD633ZZ-01336 | MOBILE CREDENTIALS; ORGANIZATION SPECIFIC | Ea |  | 1 Year | 8.95 | 5% | 8.5025
66225 | HID | CRD633ZZ-01338 | MOBILE CREDENTIALS; ORGANIZATION SPECIFIC | Ea |  | 1 Year | 8.95 | 5% | 8.5025
66226 | HID | CRD633ZZ-01339 | MOBILE CREDENTIALS; ORGANIZATION SPECIFIC | Ea |  | 1 Year | 8.95 | 5% | 8.5025
66227 | HID | CRD633ZZ-01340 | MOBILE CREDENTIALS; ORGANIZATION SPECIFIC | Ea |  | 1 Year | 8.95 | 5% | 8.5025
66228 | HID | CRD633ZZ-01341 | MOBILE CREDENTIALS; ORGANIZATION SPECIFIC | Ea |  | 1 Year | 8.95 | 5% | 8.5025
66229 | HID | CRD633ZZ-01343 | MOBILE CREDENTIALS; ORGANIZATION SPECIFIC | Ea |  | 1 Year | 8.95 | 5% | 8.5025
66230 | HID | CRD633ZZ-01345 | MOBILE CREDENTIALS; ORGANIZATION SPECIFIC | Ea |  | 1 Year | 8.95 | 5% | 8.5025
66231 | HID | CRD633ZZ-01346 | MOBILE CREDENTIALS; ORGANIZATION SPECIFIC | Ea |  | 1 Year | 8.95 | 5% | 8.5025
66232 | HID | CRD633ZZ-01347 | MOBILE CREDENTIALS; ORGANIZATION SPECIFIC | Ea |  | 1 Year | 8.95 | 5% | 8.5025
66233 | HID | CRD633ZZ-01348 | MOBILE CREDENTIALS; ORGANIZATION SPECIFIC | Ea |  | 1 Year | 8.95 | 5% | 8.5025
66234 | HID | CRD633ZZ-01349 | MOBILE CREDENTIALS; ORGANIZATION SPECIFIC | Ea |  | 1 Year | 8.95 | 5% | 8.5025
66235 | HID | CRD633ZZ-01350 | MOBILE CREDENTIALS; ORGANIZATION SPECIFIC | Ea |  | 1 Year | 8.95 | 5% | 8.5025
66236 | HID | CRD633ZZ-01351 | MOBILE CREDENTIALS; ORGANIZATION SPECIFIC | Ea |  | 1 Year | 8.95 | 5% | 8.5025
66237 | HID | CRD633ZZ-01352 | MOBILE CREDENTIALS; ORGANIZATION SPECIFIC | Ea |  | 1 Year | 8.95 | 5% | 8.5025
66238 | HID | CRD633ZZ-01353 | MOBILE CREDENTIALS; ORGANIZATION SPECIFIC | Ea |  | 1 Year | 8.95 | 5% | 8.5025
66239 | HID | CRD633ZZ-01354 | MOBILE CREDENTIALS; ORGANIZATION SPECIFIC | Ea |  | 1 Year | 8.95 | 5% | 8.5025
66240 | HID | CRD633ZZ-01355 | MOBILE CREDENTIALS; ORGANIZATION SPECIFIC | Ea |  | 1 Year | 8.95 | 5% | 8.5025
66241 | HID | CRD633ZZ-01356 | MOBILE CREDENTIALS; ORGANIZATION SPECIFIC | Ea |  | 1 Year | 8.95 | 5% | 8.5025
66242 | HID | CRD633ZZ-01359 | MOBILE CREDENTIALS; ORGANIZATION SPECIFIC | Ea |  | 1 Year | 8.95 | 5% | 8.5025
66243 | HID | CRD633ZZ-01360 | MOBILE CREDENTIALS; ORGANIZATION SPECIFIC | Ea |  | 1 Year | 8.95 | 5% | 8.5025
66244 | HID | CRD633ZZ-01361 | MOBILE CREDENTIALS; ORGANIZATION SPECIFIC | Ea |  | 1 Year | 8.95 | 5% | 8.5025
66245 | HID | CRD633ZZ-01362 | MOBILE CREDENTIALS; ORGANIZATION SPECIFIC | Ea |  | 1 Year | 8.95 | 5% | 8.5025
66246 | HID | CRD633ZZ-01363 | MOBILE CREDENTIALS; ORGANIZATION SPECIFIC | Ea |  | 1 Year | 8.95 | 5% | 8.5025
66247 | HID | CRD633ZZ-01364 | MOBILE CREDENTIALS; ORGANIZATION SPECIFIC | Ea |  | 1 Year | 8.95 | 5% | 8.5025
66248 | HID | CRD633ZZ-01365 | MOBILE CREDENTIALS; ORGANIZATION SPECIFIC | Ea |  | 1 Year | 8.95 | 5% | 8.5025
66249 | HID | CRD633ZZ-01366 | MOBILE CREDENTIALS; ORGANIZATION SPECIFIC | Ea |  | 1 Year | 8.95 | 5% | 8.5025
66250 | HID | CRD633ZZ-01367 | MOBILE CREDENTIALS; ORGANIZATION SPECIFIC | Ea |  | 1 Year | 8.95 | 5% | 8.5025
66251 | HID | CRD633ZZ-01368 | MOBILE CREDENTIALS; ORGANIZATION SPECIFIC | Ea |  | 1 Year | 8.95 | 5% | 8.5025
66252 | HID | CRD633ZZ-01369 | MOBILE CREDENTIALS; ORGANIZATION SPECIFIC | Ea |  | 1 Year | 8.95 | 5% | 8.5025
66253 | HID | CRD633ZZ-01370 | MOBILE CREDENTIALS; ORGANIZATION SPECIFIC | Ea |  | 1 Year | 8.95 | 5% | 8.5025
66254 | HID | CRD633ZZ-01371 | MOBILE CREDENTIALS; ORGANIZATION SPECIFIC | Ea |  | 1 Year | 8.95 | 5% | 8.5025
66255 | HID | CRD633ZZ-01372 | MOBILE CREDENTIALS; ORGANIZATION SPECIFIC | Ea |  | 1 Year | 8.95 | 5% | 8.5025
66256 | HID | CRD633ZZ-01373 | MOBILE CREDENTIALS; ORGANIZATION SPECIFIC | Ea |  | 1 Year | 8.95 | 5% | 8.5025
66257 | HID | CRD633ZZ-01374 | MOBILE CREDENTIALS; ORGANIZATION SPECIFIC | Ea |  | 1 Year | 8.95 | 5% | 8.5025
66258 | HID | CRD633ZZ-01375 | MOBILE CREDENTIALS; ORGANIZATION SPECIFIC | Ea |  | 1 Year | 8.95 | 5% | 8.5025
66259 | HID | CRD633ZZ-01376 | MOBILE CREDENTIALS; ORGANIZATION SPECIFIC | Ea |  | 1 Year | 8.95 | 5% | 8.5025
66260 | HID | CRD633ZZ-01377 | MOBILE CREDENTIALS; ORGANIZATION SPECIFIC | Ea |  | 1 Year | 8.95 | 5% | 8.5025
66261 | HID | CRD633ZZ-01378 | MOBILE CREDENTIALS; ORGANIZATION SPECIFIC | Ea |  | 1 Year | 8.95 | 5% | 8.5025
66262 | HID | CRD633ZZ-01379 | MOBILE CREDENTIALS; ORGANIZATION SPECIFIC | Ea |  | 1 Year | 8.95 | 5% | 8.5025
66263 | HID | CRD633ZZ-01380 | MOBILE CREDENTIALS; ORGANIZATION SPECIFIC | Ea |  | 1 Year | 8.95 | 5% | 8.5025
66264 | HID | CRD633ZZ-01381 | MOBILE CREDENTIALS; ORGANIZATION SPECIFIC | Ea |  | 1 Year | 8.95 | 5% | 8.5025
66265 | HID | CRD633ZZ-01382 | MOBILE CREDENTIALS; ORGANIZATION SPECIFIC | Ea |  | 1 Year | 8.95 | 5% | 8.5025
66266 | HID | CRD633ZZ-01383 | MOBILE CREDENTIALS; ORGANIZATION SPECIFIC | Ea |  | 1 Year | 8.95 | 5% | 8.5025
66267 | HID | CRD633ZZ-01384 | MOBILE CREDENTIALS; ORGANIZATION SPECIFIC | Ea |  | 1 Year | 8.95 | 5% | 8.5025
66268 | HID | CRD633ZZ-01385 | MOBILE CREDENTIALS; ORGANIZATION SPECIFIC | Ea |  | 1 Year | 8.95 | 5% | 8.5025
66269 | HID | CRD633ZZ-01386 | MOBILE CREDENTIALS; ORGANIZATION SPECIFIC | Ea |  | 1 Year | 8.95 | 5% | 8.5025
66270 | HID | CRD633ZZ-01387 | MOBILE CREDENTIALS; ORGANIZATION SPECIFIC | Ea |  | 1 Year | 8.95 | 5% | 8.5025
66271 | HID | CRD633ZZ-01388 | MOBILE CREDENTIALS; ORGANIZATION SPECIFIC | Ea |  | 1 Year | 8.95 | 5% | 8.5025
66272 | HID | CRD633ZZ-01389 | MOBILE CREDENTIALS; ORGANIZATION SPECIFIC | Ea |  | 1 Year | 8.95 | 5% | 8.5025
66273 | HID | CRD633ZZ-01390 | MOBILE CREDENTIALS; ORGANIZATION SPECIFIC | Ea |  | 1 Year | 8.95 | 5% | 8.5025
66274 | HID | CRD633ZZ-01391 | MOBILE CREDENTIALS; ORGANIZATION SPECIFIC | Ea |  | 1 Year | 8.95 | 5% | 8.5025
66275 | HID | CRD633ZZ-01392 | MOBILE CREDENTIALS; ORGANIZATION SPECIFIC | Ea |  | 1 Year | 8.95 | 5% | 8.5025
66276 | HID | CRD633ZZ-01393 | MOBILE CREDENTIALS; ORGANIZATION SPECIFIC | Ea |  | 1 Year | 8.95 | 5% | 8.5025
66277 | HID | CRD633ZZ-01394 | MOBILE CREDENTIALS; ORGANIZATION SPECIFIC | Ea |  | 1 Year | 8.95 | 5% | 8.5025
66278 | HID | CRD633ZZ-01395 | MOBILE CREDENTIALS; ORGANIZATION SPECIFIC | Ea |  | 1 Year | 8.95 | 5% | 8.5025
66279 | HID | CRD633ZZ-01396 | MOBILE CREDENTIALS; ORGANIZATION SPECIFIC | Ea |  | 1 Year | 8.95 | 5% | 8.5025
66280 | HID | CRD633ZZ-01397 | MOBILE CREDENTIALS; ORGANIZATION SPECIFIC | Ea |  | 1 Year | 8.95 | 5% | 8.5025
66281 | HID | CRD633ZZ-01398 | MOBILE CREDENTIALS; ORGANIZATION SPECIFIC | Ea |  | 1 Year | 8.95 | 5% | 8.5025
66282 | HID | CRD633ZZ-01399 | MOBILE CREDENTIALS; ORGANIZATION SPECIFIC | Ea |  | 1 Year | 8.95 | 5% | 8.5025
66283 | HID | CRD633ZZ-01400 | MOBILE CREDENTIALS; ORGANIZATION SPECIFIC | Ea |  | 1 Year | 8.95 | 5% | 8.5025
66284 | HID | CRD633ZZ-01401 | MOBILE CREDENTIALS; ORGANIZATION SPECIFIC | Ea |  | 1 Year | 8.95 | 5% | 8.5025
66285 | HID | CRD633ZZ-01402 | MOBILE CREDENTIALS; ORGANIZATION SPECIFIC | Ea |  | 1 Year | 8.95 | 5% | 8.5025
66286 | HID | CRD633ZZ-01403 | MOBILE CREDENTIALS; ORGANIZATION SPECIFIC | Ea |  | 1 Year | 8.95 | 5% | 8.5025
66287 | HID | CRD633ZZ-01404 | MOBILE CREDENTIALS; ORGANIZATION SPECIFIC | Ea |  | 1 Year | 8.95 | 5% | 8.5025
66288 | HID | CRD633ZZ-01405 | MOBILE CREDENTIALS; ORGANIZATION SPECIFIC | Ea |  | 1 Year | 8.95 | 5% | 8.5025
66289 | HID | CRD633ZZ-01406 | MOBILE CREDENTIALS; ORGANIZATION SPECIFIC | Ea |  | 1 Year | 8.95 | 5% | 8.5025
66290 | HID | CRD633ZZ-01407 | MOBILE CREDENTIALS; ORGANIZATION SPECIFIC | Ea |  | 1 Year | 8.95 | 5% | 8.5025
66291 | HID | CRD633ZZ-01408 | MOBILE CREDENTIALS; ORGANIZATION SPECIFIC | Ea |  | 1 Year | 8.95 | 5% | 8.5025
66292 | HID | CRD633ZZ-01409 | MOBILE CREDENTIALS; ORGANIZATION SPECIFIC | Ea |  | 1 Year | 8.95 | 5% | 8.5025
66293 | HID | CRD633ZZ-01410 | MOBILE CREDENTIALS; ORGANIZATION SPECIFIC | Ea |  | 1 Year | 8.95 | 5% | 8.5025
66294 | HID | CRD633ZZ-01411 | MOBILE CREDENTIALS; ORGANIZATION SPECIFIC | Ea |  | 1 Year | 8.95 | 5% | 8.5025
66295 | HID | CRD633ZZ-01412 | MOBILE CREDENTIALS; ORGANIZATION SPECIFIC | Ea |  | 1 Year | 8.95 | 5% | 8.5025
66296 | HID | CRD633ZZ-01413 | MOBILE CREDENTIALS; ORGANIZATION SPECIFIC | Ea |  | 1 Year | 8.95 | 5% | 8.5025
66297 | HID | CRD633ZZ-01414 | MOBILE CREDENTIALS; ORGANIZATION SPECIFIC | Ea |  | 1 Year | 8.95 | 5% | 8.5025
66298 | HID | CRD633ZZ-01415 | MOBILE CREDENTIALS; ORGANIZATION SPECIFIC | Ea |  | 1 Year | 8.95 | 5% | 8.5025
66299 | HID | CRD633ZZ-01416 | MOBILE CREDENTIALS; ORGANIZATION SPECIFIC | Ea |  | 1 Year | 8.95 | 5% | 8.5025
66300 | HID | CRD633ZZ-01417 | MOBILE CREDENTIALS; ORGANIZATION SPECIFIC | Ea |  | 1 Year | 8.95 | 5% | 8.5025
66301 | HID | CRD633ZZ-01418 | MOBILE CREDENTIALS; ORGANIZATION SPECIFIC | Ea |  | 1 Year | 8.95 | 5% | 8.5025
66302 | HID | CRD633ZZ-01419 | MOBILE CREDENTIALS; ORGANIZATION SPECIFIC | Ea |  | 1 Year | 8.95 | 5% | 8.5025
66303 | HID | CRD633ZZ-01420 | MOBILE CREDENTIALS; ORGANIZATION SPECIFIC | Ea |  | 1 Year | 8.95 | 5% | 8.5025
66304 | HID | CRD633ZZ-01421 | MOBILE CREDENTIALS; ORGANIZATION SPECIFIC | Ea |  | 1 Year | 8.95 | 5% | 8.5025
66305 | HID | CRD633ZZ-01422 | MOBILE CREDENTIALS; ORGANIZATION SPECIFIC | Ea |  | 1 Year | 8.95 | 5% | 8.5025
66306 | HID | CRD633ZZ-01424 | MOBILE CREDENTIALS; ORGANIZATION SPECIFIC | Ea |  | 1 Year | 8.95 | 5% | 8.5025
66307 | HID | CRD633ZZ-01425 | MOBILE CREDENTIALS; ORGANIZATION SPECIFIC | Ea |  | 1 Year | 8.95 | 5% | 8.5025
66308 | HID | CRD633ZZ-01426 | MOBILE CREDENTIALS; ORGANIZATION SPECIFIC | Ea |  | 1 Year | 8.95 | 5% | 8.5025
66309 | HID | CRD633ZZ-01427 | MOBILE CREDENTIALS; ORGANIZATION SPECIFIC | Ea |  | 1 Year | 8.95 | 5% | 8.5025
66310 | HID | CRD633ZZ-01428 | MOBILE CREDENTIALS; ORGANIZATION SPECIFIC | Ea |  | 1 Year | 8.95 | 5% | 8.5025
66311 | HID | CRD633ZZ-01429 | MOBILE CREDENTIALS; ORGANIZATION SPECIFIC | Ea |  | 1 Year | 8.95 | 5% | 8.5025
66312 | HID | CRD633ZZ-01430 | MOBILE CREDENTIALS; ORGANIZATION SPECIFIC | Ea |  | 1 Year | 8.95 | 5% | 8.5025
66313 | HID | CRD633ZZ-01431 | MOBILE CREDENTIALS; ORGANIZATION SPECIFIC | Ea |  | 1 Year | 8.95 | 5% | 8.5025
66314 | HID | CRD633ZZ-01432 | MOBILE CREDENTIALS; ORGANIZATION SPECIFIC | Ea |  | 1 Year | 8.95 | 5% | 8.5025
66315 | HID | CRD633ZZ-01433 | MOBILE CREDENTIALS; ORGANIZATION SPECIFIC | Ea |  | 1 Year | 8.95 | 5% | 8.5025
66316 | HID | CRD633ZZ-01434 | MOBILE CREDENTIALS; ORGANIZATION SPECIFIC | Ea |  | 1 Year | 8.95 | 5% | 8.5025
66317 | HID | CRD633ZZ-01435 | MOBILE CREDENTIALS; ORGANIZATION SPECIFIC | Ea |  | 1 Year | 8.95 | 5% | 8.5025
66318 | HID | CRD633ZZ-01436 | MOBILE CREDENTIALS; ORGANIZATION SPECIFIC | Ea |  | 1 Year | 8.95 | 5% | 8.5025
66319 | HID | CRD633ZZ-01438 | MOBILE CREDENTIALS; ORGANIZATION SPECIFIC | Ea |  | 1 Year | 8.95 | 5% | 8.5025
66320 | HID | CRD633ZZ-01439 | MOBILE CREDENTIALS; ORGANIZATION SPECIFIC | Ea |  | 1 Year | 8.95 | 5% | 8.5025
66321 | HID | CRD633ZZ-01440 | MOBILE CREDENTIALS; ORGANIZATION SPECIFIC | Ea |  | 1 Year | 8.95 | 5% | 8.5025
66322 | HID | CRD633ZZ-01441 | MOBILE CREDENTIALS; ORGANIZATION SPECIFIC | Ea |  | 1 Year | 8.95 | 5% | 8.5025
66323 | HID | CRD633ZZ-01443 | MOBILE CREDENTIALS; ORGANIZATION SPECIFIC | Ea |  | 1 Year | 8.95 | 5% | 8.5025
66324 | HID | CRD633ZZ-01444 | MOBILE CREDENTIALS; ORGANIZATION SPECIFIC | Ea |  | 1 Year | 8.95 | 5% | 8.5025
66325 | HID | CRD633ZZ-01445 | MOBILE CREDENTIALS; ORGANIZATION SPECIFIC | Ea |  | 1 Year | 8.95 | 5% | 8.5025
66326 | HID | CRD633ZZ-01446 | MOBILE CREDENTIALS; ORGANIZATION SPECIFIC | Ea |  | 1 Year | 8.95 | 5% | 8.5025
66327 | HID | CRD633ZZ-01447 | MOBILE CREDENTIALS; ORGANIZATION SPECIFIC | Ea |  | 1 Year | 8.95 | 5% | 8.5025
66328 | HID | CRD633ZZ-01448 | MOBILE CREDENTIALS; ORGANIZATION SPECIFIC | Ea |  | 1 Year | 8.95 | 5% | 8.5025
66329 | HID | CRD633ZZ-01449 | MOBILE CREDENTIALS; ORGANIZATION SPECIFIC | Ea |  | 1 Year | 8.95 | 5% | 8.5025
66330 | HID | CRD633ZZ-01450 | MOBILE CREDENTIALS; ORGANIZATION SPECIFIC | Ea |  | 1 Year | 8.95 | 5% | 8.5025
66331 | HID | CRD633ZZ-01451 | MOBILE CREDENTIALS; ORGANIZATION SPECIFIC | Ea |  | 1 Year | 8.95 | 5% | 8.5025
66332 | HID | CRD633ZZ-01452 | MOBILE CREDENTIALS; ORGANIZATION SPECIFIC | Ea |  | 1 Year | 8.95 | 5% | 8.5025
66333 | HID | CRD633ZZ-01453 | MOBILE CREDENTIALS; ORGANIZATION SPECIFIC | Ea |  | 1 Year | 8.95 | 5% | 8.5025
66334 | HID | CRD633ZZ-01454 | MOBILE CREDENTIALS; ORGANIZATION SPECIFIC | Ea |  | 1 Year | 8.95 | 5% | 8.5025
66335 | HID | CRD633ZZ-01455 | MOBILE CREDENTIALS; ORGANIZATION SPECIFIC | Ea |  | 1 Year | 8.95 | 5% | 8.5025
66336 | HID | CRD633ZZ-01456 | MOBILE CREDENTIALS; ORGANIZATION SPECIFIC | Ea |  | 1 Year | 8.95 | 5% | 8.5025
66337 | HID | CRD633ZZ-01457 | MOBILE CREDENTIALS; ORGANIZATION SPECIFIC | Ea |  | 1 Year | 8.95 | 5% | 8.5025
66338 | HID | CRD633ZZ-01458 | MOBILE CREDENTIALS; ORGANIZATION SPECIFIC | Ea |  | 1 Year | 8.95 | 5% | 8.5025
66339 | HID | CRD633ZZ-01459 | MOBILE CREDENTIALS; ORGANIZATION SPECIFIC | Ea |  | 1 Year | 8.95 | 5% | 8.5025
66340 | HID | CRD633ZZ-01460 | MOBILE CREDENTIALS; ORGANIZATION SPECIFIC | Ea |  | 1 Year | 8.95 | 5% | 8.5025
66341 | HID | CRD633ZZ-01461 | MOBILE CREDENTIALS; ORGANIZATION SPECIFIC | Ea |  | 1 Year | 8.95 | 5% | 8.5025
66342 | HID | CRD633ZZ-01462 | MOBILE CREDENTIALS; ORGANIZATION SPECIFIC | Ea |  | 1 Year | 8.95 | 5% | 8.5025
66343 | HID | CRD633ZZ-01463 | MOBILE CREDENTIALS; ORGANIZATION SPECIFIC | Ea |  | 1 Year | 8.95 | 5% | 8.5025
66344 | HID | CRD633ZZ-01464 | MOBILE CREDENTIALS; ORGANIZATION SPECIFIC | Ea |  | 1 Year | 8.95 | 5% | 8.5025
66345 | HID | CRD633ZZ-01465 | MOBILE CREDENTIALS; ORGANIZATION SPECIFIC | Ea |  | 1 Year | 8.95 | 5% | 8.5025
66346 | HID | CRD633ZZ-01466 | MOBILE CREDENTIALS; ORGANIZATION SPECIFIC | Ea |  | 1 Year | 8.95 | 5% | 8.5025
66347 | HID | CRD633ZZ-01467 | MOBILE CREDENTIALS; ORGANIZATION SPECIFIC | Ea |  | 1 Year | 8.95 | 5% | 8.5025
66348 | HID | CRD633ZZ-01468 | MOBILE CREDENTIALS; ORGANIZATION SPECIFIC | Ea |  | 1 Year | 8.95 | 5% | 8.5025
66349 | HID | CRD633ZZ-01469 | MOBILE CREDENTIALS; ORGANIZATION SPECIFIC | Ea |  | 1 Year | 8.95 | 5% | 8.5025
66350 | HID | CRD633ZZ-01470 | MOBILE CREDENTIALS; ORGANIZATION SPECIFIC | Ea |  | 1 Year | 8.95 | 5% | 8.5025
66351 | HID | CRD633ZZ-01471 | MOBILE CREDENTIALS; ORGANIZATION SPECIFIC | Ea |  | 1 Year | 8.95 | 5% | 8.5025
66352 | HID | CRD633ZZ-01472 | MOBILE CREDENTIALS; ORGANIZATION SPECIFIC | Ea |  | 1 Year | 8.95 | 5% | 8.5025
66353 | HID | CRD633ZZ-01473 | MOBILE CREDENTIALS; ORGANIZATION SPECIFIC | Ea |  | 1 Year | 8.95 | 5% | 8.5025
66354 | HID | CRD633ZZ-01474 | MOBILE CREDENTIALS; ORGANIZATION SPECIFIC | Ea |  | 1 Year | 8.95 | 5% | 8.5025
66355 | HID | CRD633ZZ-01475 | MOBILE CREDENTIALS; ORGANIZATION SPECIFIC | Ea |  | 1 Year | 8.95 | 5% | 8.5025
66356 | HID | CRD633ZZ-01476 | MOBILE CREDENTIALS; ORGANIZATION SPECIFIC | Ea |  | 1 Year | 8.95 | 5% | 8.5025
66357 | HID | CRD633ZZ-01478 | MOBILE CREDENTIALS; ORGANIZATION SPECIFIC | Ea |  | 1 Year | 8.95 | 5% | 8.5025
66358 | HID | CRD633ZZ-01479 | MOBILE CREDENTIALS; ORGANIZATION SPECIFIC | Ea |  | 1 Year | 8.95 | 5% | 8.5025
66359 | HID | CRD633ZZ-01480 | MOBILE CREDENTIALS; ORGANIZATION SPECIFIC | Ea |  | 1 Year | 8.95 | 5% | 8.5025
66360 | HID | CRD633ZZ-01481 | MOBILE CREDENTIALS; ORGANIZATION SPECIFIC | Ea |  | 1 Year | 8.95 | 5% | 8.5025
66361 | HID | CRD633ZZ-01482 | MOBILE CREDENTIALS; ORGANIZATION SPECIFIC | Ea |  | 1 Year | 8.95 | 5% | 8.5025
66362 | HID | CRD633ZZ-01483 | MOBILE CREDENTIALS; ORGANIZATION SPECIFIC | Ea |  | 1 Year | 8.95 | 5% | 8.5025
66363 | HID | CRD633ZZ-01484 | MOBILE CREDENTIALS; ORGANIZATION SPECIFIC | Ea |  | 1 Year | 8.95 | 5% | 8.5025
66364 | HID | CRD633ZZ-01485 | MOBILE CREDENTIALS; ORGANIZATION SPECIFIC | Ea |  | 1 Year | 8.95 | 5% | 8.5025
66365 | HID | CRD633ZZ-01486 | MOBILE CREDENTIALS; ORGANIZATION SPECIFIC | Ea |  | 1 Year | 8.95 | 5% | 8.5025
66366 | HID | CRD633ZZ-01487 | MOBILE CREDENTIALS; ORGANIZATION SPECIFIC | Ea |  | 1 Year | 8.95 | 5% | 8.5025
66367 | HID | CRD633ZZ-01488 | MOBILE CREDENTIALS; ORGANIZATION SPECIFIC | Ea |  | 1 Year | 8.95 | 5% | 8.5025
66368 | HID | CRD633ZZ-01489 | MOBILE CREDENTIALS; ORGANIZATION SPECIFIC | Ea |  | 1 Year | 8.95 | 5% | 8.5025
66369 | HID | CRD633ZZ-01490 | MOBILE CREDENTIALS; ORGANIZATION SPECIFIC | Ea |  | 1 Year | 8.95 | 5% | 8.5025
66370 | HID | CRD633ZZ-01491 | MOBILE CREDENTIALS; ORGANIZATION SPECIFIC | Ea |  | 1 Year | 8.95 | 5% | 8.5025
66371 | HID | CRD633ZZ-01492 | MOBILE CREDENTIALS; ORGANIZATION SPECIFIC | Ea |  | 1 Year | 8.95 | 5% | 8.5025
66372 | HID | CRD633ZZ-01493 | MOBILE CREDENTIALS; ORGANIZATION SPECIFIC | Ea |  | 1 Year | 8.95 | 5% | 8.5025
66373 | HID | CRD633ZZ-01494 | MOBILE CREDENTIALS; ORGANIZATION SPECIFIC | Ea |  | 1 Year | 8.95 | 5% | 8.5025
66374 | HID | CRD633ZZ-01495 | MOBILE CREDENTIALS; ORGANIZATION SPECIFIC | Ea |  | 1 Year | 8.95 | 5% | 8.5025
66375 | HID | CRD633ZZ-01496 | MOBILE CREDENTIALS; ORGANIZATION SPECIFIC | Ea |  | 1 Year | 8.95 | 5% | 8.5025
66376 | HID | CRD633ZZ-01497 | MOBILE CREDENTIALS; ORGANIZATION SPECIFIC | Ea |  | 1 Year | 8.95 | 5% | 8.5025
66377 | HID | CRD633ZZ-01498 | MOBILE CREDENTIALS; ORGANIZATION SPECIFIC | Ea |  | 1 Year | 8.95 | 5% | 8.5025
66378 | HID | CRD633ZZ-01499 | MOBILE CREDENTIALS; ORGANIZATION SPECIFIC | Ea |  | 1 Year | 8.95 | 5% | 8.5025
66379 | HID | CRD633ZZ-01500 | MOBILE CREDENTIALS; ORGANIZATION SPECIFIC | Ea |  | 1 Year | 8.95 | 5% | 8.5025
66380 | HID | CRD633ZZ-01501 | MOBILE CREDENTIALS; ORGANIZATION SPECIFIC | Ea |  | 1 Year | 8.95 | 5% | 8.5025
66381 | HID | CRD633ZZ-01502 | MOBILE CREDENTIALS; ORGANIZATION SPECIFIC | Ea |  | 1 Year | 8.95 | 5% | 8.5025
66382 | HID | CRD633ZZ-01503 | MOBILE CREDENTIALS; ORGANIZATION SPECIFIC | Ea |  | 1 Year | 8.95 | 5% | 8.5025
66383 | HID | CRD633ZZ-01504 | MOBILE CREDENTIALS; ORGANIZATION SPECIFIC | Ea |  | 1 Year | 8.95 | 5% | 8.5025
66384 | HID | CRD633ZZ-01505 | MOBILE CREDENTIALS; ORGANIZATION SPECIFIC | Ea |  | 1 Year | 8.95 | 5% | 8.5025
66385 | HID | CRD633ZZ-01506 | MOBILE CREDENTIALS; ORGANIZATION SPECIFIC | Ea |  | 1 Year | 8.95 | 5% | 8.5025
66386 | HID | CRD633ZZ-01507 | MOBILE CREDENTIALS; ORGANIZATION SPECIFIC | Ea |  | 1 Year | 8.95 | 5% | 8.5025
66387 | HID | CRD633ZZ-01509 | MOBILE CREDENTIALS; ORGANIZATION SPECIFIC | Ea |  | 1 Year | 8.95 | 5% | 8.5025
66388 | HID | CRD633ZZ-01510 | MOBILE CREDENTIALS; ORGANIZATION SPECIFIC | Ea |  | 1 Year | 8.95 | 5% | 8.5025
66389 | HID | CRD633ZZ-01511 | MOBILE CREDENTIALS; ORGANIZATION SPECIFIC | Ea |  | 1 Year | 8.95 | 5% | 8.5025
66390 | HID | CRD633ZZ-01512 | MOBILE CREDENTIALS; ORGANIZATION SPECIFIC | Ea |  | 1 Year | 8.95 | 5% | 8.5025
66391 | HID | CRD633ZZ-01513 | MOBILE CREDENTIALS; ORGANIZATION SPECIFIC | Ea |  | 1 Year | 8.95 | 5% | 8.5025
66392 | HID | CRD633ZZ-01514 | MOBILE CREDENTIALS; ORGANIZATION SPECIFIC | Ea |  | 1 Year | 8.95 | 5% | 8.5025
66393 | HID | CRD633ZZ-01515 | MOBILE CREDENTIALS; ORGANIZATION SPECIFIC | Ea |  | 1 Year | 8.95 | 5% | 8.5025
66394 | HID | CRD633ZZ-01516 | MOBILE CREDENTIALS; ORGANIZATION SPECIFIC | Ea |  | 1 Year | 8.95 | 5% | 8.5025
66395 | HID | CRD633ZZ-01517 | MOBILE CREDENTIALS; ORGANIZATION SPECIFIC | Ea |  | 1 Year | 8.95 | 5% | 8.5025
66396 | HID | CRD633ZZ-01518 | MOBILE CREDENTIALS; ORGANIZATION SPECIFIC | Ea |  | 1 Year | 8.95 | 5% | 8.5025
66397 | HID | CRD633ZZ-01519 | MOBILE CREDENTIALS; ORGANIZATION SPECIFIC | Ea |  | 1 Year | 8.95 | 5% | 8.5025
66398 | HID | CRD633ZZ-01520 | MOBILE CREDENTIALS; ORGANIZATION SPECIFIC | Ea |  | 1 Year | 8.95 | 5% | 8.5025
66399 | HID | CRD633ZZ-01521 | MOBILE CREDENTIALS; ORGANIZATION SPECIFIC | Ea |  | 1 Year | 8.95 | 5% | 8.5025
66400 | HID | CRD633ZZ-01522 | MOBILE CREDENTIALS; ORGANIZATION SPECIFIC | Ea |  | 1 Year | 8.95 | 5% | 8.5025
66401 | HID | CRD633ZZ-01523 | MOBILE CREDENTIALS; ORGANIZATION SPECIFIC | Ea |  | 1 Year | 8.95 | 5% | 8.5025
66402 | HID | CRD633ZZ-01524 | MOBILE CREDENTIALS; ORGANIZATION SPECIFIC | Ea |  | 1 Year | 8.95 | 5% | 8.5025
66403 | HID | CRD633ZZ-01525 | MOBILE CREDENTIALS; ORGANIZATION SPECIFIC | Ea |  | 1 Year | 8.95 | 5% | 8.5025
66404 | HID | CRD633ZZ-01526 | MOBILE CREDENTIALS; ORGANIZATION SPECIFIC | Ea |  | 1 Year | 8.95 | 5% | 8.5025
66405 | HID | CRD633ZZ-01527 | MOBILE CREDENTIALS; ORGANIZATION SPECIFIC | Ea |  | 1 Year | 8.95 | 5% | 8.5025
66406 | HID | CRD633ZZ-01528 | MOBILE CREDENTIALS; ORGANIZATION SPECIFIC | Ea |  | 1 Year | 8.95 | 5% | 8.5025
66407 | HID | CRD633ZZ-01529 | MOBILE CREDENTIALS; ORGANIZATION SPECIFIC | Ea |  | 1 Year | 8.95 | 5% | 8.5025
66408 | HID | CRD633ZZ-01530 | MOBILE CREDENTIALS; ORGANIZATION SPECIFIC | Ea |  | 1 Year | 8.95 | 5% | 8.5025
66409 | HID | CRD633ZZ-01531 | MOBILE CREDENTIALS; ORGANIZATION SPECIFIC | Ea |  | 1 Year | 8.95 | 5% | 8.5025
66410 | HID | CRD633ZZ-01532 | MOBILE CREDENTIALS; ORGANIZATION SPECIFIC | Ea |  | 1 Year | 8.95 | 5% | 8.5025
66411 | HID | CRD633ZZ-01533 | MOBILE CREDENTIALS; ORGANIZATION SPECIFIC | Ea |  | 1 Year | 8.95 | 5% | 8.5025
66412 | HID | CRD633ZZ-01534 | MOBILE CREDENTIALS; ORGANIZATION SPECIFIC | Ea |  | 1 Year | 8.95 | 5% | 8.5025
66413 | HID | CRD633ZZ-01535 | MOBILE CREDENTIALS; ORGANIZATION SPECIFIC | Ea |  | 1 Year | 8.95 | 5% | 8.5025
66414 | HID | CRD633ZZ-01536 | MOBILE CREDENTIALS; ORGANIZATION SPECIFIC | Ea |  | 1 Year | 8.95 | 5% | 8.5025
66415 | HID | CRD633ZZ-01537 | MOBILE CREDENTIALS; ORGANIZATION SPECIFIC | Ea |  | 1 Year | 8.95 | 5% | 8.5025
66416 | HID | CRD633ZZ-01538 | MOBILE CREDENTIALS; ORGANIZATION SPECIFIC | Ea |  | 1 Year | 8.95 | 5% | 8.5025
66417 | HID | CRD633ZZ-01539 | MOBILE CREDENTIALS; ORGANIZATION SPECIFIC | Ea |  | 1 Year | 8.95 | 5% | 8.5025
66418 | HID | CRD633ZZ-01540 | MOBILE CREDENTIALS; ORGANIZATION SPECIFIC | Ea |  | 1 Year | 8.95 | 5% | 8.5025
66419 | HID | CRD633ZZ-01541 | MOBILE CREDENTIALS; ORGANIZATION SPECIFIC | Ea |  | 1 Year | 8.95 | 5% | 8.5025
66420 | HID | CRD633ZZ-01542 | MOBILE CREDENTIALS; ORGANIZATION SPECIFIC | Ea |  | 1 Year | 8.95 | 5% | 8.5025
66421 | HID | CRD633ZZ-01543 | MOBILE CREDENTIALS; ORGANIZATION SPECIFIC | Ea |  | 1 Year | 8.95 | 5% | 8.5025
66422 | HID | CRD633ZZ-01544 | MOBILE CREDENTIALS; ORGANIZATION SPECIFIC | Ea |  | 1 Year | 8.95 | 5% | 8.5025
66423 | HID | CRD633ZZ-01545 | MOBILE CREDENTIALS; ORGANIZATION SPECIFIC | Ea |  | 1 Year | 8.95 | 5% | 8.5025
66424 | HID | CRD633ZZ-01546 | MOBILE CREDENTIALS; ORGANIZATION SPECIFIC | Ea |  | 1 Year | 8.95 | 5% | 8.5025
66425 | HID | CRD633ZZ-01548 | MOBILE CREDENTIALS; ORGANIZATION SPECIFIC | Ea |  | 1 Year | 8.95 | 5% | 8.5025
66426 | HID | CRD633ZZ-01549 | MOBILE CREDENTIALS; ORGANIZATION SPECIFIC | Ea |  | 1 Year | 8.95 | 5% | 8.5025
66427 | HID | CRD633ZZ-01550 | MOBILE CREDENTIALS; ORGANIZATION SPECIFIC | Ea |  | 1 Year | 8.95 | 5% | 8.5025
66428 | HID | CRD633ZZ-01551 | MOBILE CREDENTIALS; ORGANIZATION SPECIFIC | Ea |  | 1 Year | 8.95 | 5% | 8.5025
66429 | HID | CRD633ZZ-01552 | MOBILE CREDENTIALS; ORGANIZATION SPECIFIC | Ea |  | 1 Year | 8.95 | 5% | 8.5025
66430 | HID | CRD633ZZ-01553 | MOBILE CREDENTIALS; ORGANIZATION SPECIFIC | Ea |  | 1 Year | 8.95 | 5% | 8.5025
66431 | HID | CRD633ZZ-01554 | MOBILE CREDENTIALS; ORGANIZATION SPECIFIC | Ea |  | 1 Year | 8.95 | 5% | 8.5025
66432 | HID | CRD633ZZ-01555 | MOBILE CREDENTIALS; ORGANIZATION SPECIFIC | Ea |  | 1 Year | 8.95 | 5% | 8.5025
66433 | HID | CRD633ZZ-01556 | MOBILE CREDENTIALS; ORGANIZATION SPECIFIC | Ea |  | 1 Year | 8.95 | 5% | 8.5025
66434 | HID | CRD633ZZ-01557 | MOBILE CREDENTIALS; ORGANIZATION SPECIFIC | Ea |  | 1 Year | 8.95 | 5% | 8.5025
66435 | HID | CRD633ZZ-01558 | MOBILE CREDENTIALS; ORGANIZATION SPECIFIC | Ea |  | 1 Year | 8.95 | 5% | 8.5025
66436 | HID | CRD633ZZ-01560 | MOBILE CREDENTIALS; ORGANIZATION SPECIFIC | Ea |  | 1 Year | 8.95 | 5% | 8.5025
66437 | HID | CRD633ZZ-01561 | MOBILE CREDENTIALS; ORGANIZATION SPECIFIC | Ea |  | 1 Year | 8.95 | 5% | 8.5025
66438 | HID | CRD633ZZ-01562 | MOBILE CREDENTIALS; ORGANIZATION SPECIFIC | Ea |  | 1 Year | 8.95 | 5% | 8.5025
66439 | HID | CRD633ZZ-01563 | MOBILE CREDENTIALS; ORGANIZATION SPECIFIC | Ea |  | 1 Year | 8.95 | 5% | 8.5025
66440 | HID | CRD633ZZ-01564 | MOBILE CREDENTIALS; ORGANIZATION SPECIFIC | Ea |  | 1 Year | 8.95 | 5% | 8.5025
66441 | HID | CRD633ZZ-01565 | MOBILE CREDENTIALS; ORGANIZATION SPECIFIC | Ea |  | 1 Year | 8.95 | 5% | 8.5025
66442 | HID | CRD633ZZ-01566 | MOBILE CREDENTIALS; ORGANIZATION SPECIFIC | Ea |  | 1 Year | 8.95 | 5% | 8.5025
66443 | HID | CRD633ZZ-01567 | MOBILE CREDENTIALS; ORGANIZATION SPECIFIC | Ea |  | 1 Year | 8.95 | 5% | 8.5025
66444 | HID | CRD633ZZ-01568 | MOBILE CREDENTIALS; ORGANIZATION SPECIFIC | Ea |  | 1 Year | 8.95 | 5% | 8.5025
66445 | HID | CRD633ZZ-01569 | MOBILE CREDENTIALS; ORGANIZATION SPECIFIC | Ea |  | 1 Year | 8.95 | 5% | 8.5025
66446 | HID | CRD633ZZ-01570 | MOBILE CREDENTIALS; ORGANIZATION SPECIFIC | Ea |  | 1 Year | 8.95 | 5% | 8.5025
66447 | HID | CRD633ZZ-01571 | MOBILE CREDENTIALS; ORGANIZATION SPECIFIC | Ea |  | 1 Year | 8.95 | 5% | 8.5025
66448 | HID | CRD633ZZ-01572 | MOBILE CREDENTIALS; ORGANIZATION SPECIFIC | Ea |  | 1 Year | 8.95 | 5% | 8.5025
66449 | HID | CRD633ZZ-01573 | MOBILE CREDENTIALS; ORGANIZATION SPECIFIC | Ea |  | 1 Year | 8.95 | 5% | 8.5025
66450 | HID | CRD633ZZ-01574 | MOBILE CREDENTIALS; ORGANIZATION SPECIFIC | Ea |  | 1 Year | 8.95 | 5% | 8.5025
66451 | HID | CRD633ZZ-01575 | MOBILE CREDENTIALS; ORGANIZATION SPECIFIC | Ea |  | 1 Year | 8.95 | 5% | 8.5025
66452 | HID | CRD633ZZ-01576 | MOBILE CREDENTIALS; ORGANIZATION SPECIFIC | Ea |  | 1 Year | 8.95 | 5% | 8.5025
66453 | HID | CRD633ZZ-01577 | MOBILE CREDENTIALS; ORGANIZATION SPECIFIC | Ea |  | 1 Year | 8.95 | 5% | 8.5025
66454 | HID | CRD633ZZ-01578 | MOBILE CREDENTIALS; ORGANIZATION SPECIFIC | Ea |  | 1 Year | 8.95 | 5% | 8.5025
66455 | HID | CRD633ZZ-01579 | MOBILE CREDENTIALS; ORGANIZATION SPECIFIC | Ea |  | 1 Year | 8.95 | 5% | 8.5025
66456 | HID | CRD633ZZ-01580 | MOBILE CREDENTIALS; ORGANIZATION SPECIFIC | Ea |  | 1 Year | 8.95 | 5% | 8.5025
66457 | HID | CRD633ZZ-01581 | MOBILE CREDENTIALS; ORGANIZATION SPECIFIC | Ea |  | 1 Year | 8.95 | 5% | 8.5025
66458 | HID | CRD633ZZ-01582 | MOBILE CREDENTIALS; ORGANIZATION SPECIFIC | Ea |  | 1 Year | 8.95 | 5% | 8.5025
66459 | HID | CRD633ZZ-01583 | MOBILE CREDENTIALS; ORGANIZATION SPECIFIC | Ea |  | 1 Year | 8.95 | 5% | 8.5025
66460 | HID | CRD633ZZ-01584 | MOBILE CREDENTIALS; ORGANIZATION SPECIFIC | Ea |  | 1 Year | 8.95 | 5% | 8.5025
66461 | HID | CRD633ZZ-01585 | MOBILE CREDENTIALS; ORGANIZATION SPECIFIC | Ea |  | 1 Year | 8.95 | 5% | 8.5025
66462 | HID | CRD633ZZ-01586 | MOBILE CREDENTIALS; ORGANIZATION SPECIFIC | Ea |  | 1 Year | 8.95 | 5% | 8.5025
66463 | HID | CRD633ZZ-01587 | MOBILE CREDENTIALS; ORGANIZATION SPECIFIC | Ea |  | 1 Year | 8.95 | 5% | 8.5025
66464 | HID | CRD633ZZ-01588 | MOBILE CREDENTIALS; ORGANIZATION SPECIFIC | Ea |  | 1 Year | 8.95 | 5% | 8.5025
66465 | HID | CRD633ZZ-01589 | MOBILE CREDENTIALS; ORGANIZATION SPECIFIC | Ea |  | 1 Year | 8.95 | 5% | 8.5025
66466 | HID | CRD633ZZ-01590 | MOBILE CREDENTIALS; ORGANIZATION SPECIFIC | Ea |  | 1 Year | 8.95 | 5% | 8.5025
66467 | HID | CRD633ZZ-01591 | MOBILE CREDENTIALS; ORGANIZATION SPECIFIC | Ea |  | 1 Year | 8.95 | 5% | 8.5025
66468 | HID | CRD633ZZ-01592 | MOBILE CREDENTIALS; ORGANIZATION SPECIFIC | Ea |  | 1 Year | 8.95 | 5% | 8.5025
66469 | HID | CRD633ZZ-01593 | MOBILE CREDENTIALS; ORGANIZATION SPECIFIC | Ea |  | 1 Year | 8.95 | 5% | 8.5025
66470 | HID | CRD633ZZ-01594 | MOBILE CREDENTIALS; ORGANIZATION SPECIFIC | Ea |  | 1 Year | 8.95 | 5% | 8.5025
66471 | HID | CRD633ZZ-01595 | MOBILE CREDENTIALS; ORGANIZATION SPECIFIC | Ea |  | 1 Year | 8.95 | 5% | 8.5025
66472 | HID | CRD633ZZ-01596 | MOBILE CREDENTIALS; ORGANIZATION SPECIFIC | Ea |  | 1 Year | 8.95 | 5% | 8.5025
66473 | HID | CRD633ZZ-01597 | MOBILE CREDENTIALS; ORGANIZATION SPECIFIC | Ea |  | 1 Year | 8.95 | 5% | 8.5025
66474 | HID | CRD633ZZ-01598 | MOBILE CREDENTIALS; ORGANIZATION SPECIFIC | Ea |  | 1 Year | 8.95 | 5% | 8.5025
66475 | HID | CRD633ZZ-01599 | MOBILE CREDENTIALS; ORGANIZATION SPECIFIC | Ea |  | 1 Year | 8.95 | 5% | 8.5025
66476 | HID | CRD633ZZ-01600 | MOBILE CREDENTIALS; ORGANIZATION SPECIFIC | Ea |  | 1 Year | 8.95 | 5% | 8.5025
66477 | HID | CRD633ZZ-01601 | MOBILE CREDENTIALS; ORGANIZATION SPECIFIC | Ea |  | 1 Year | 8.95 | 5% | 8.5025
66478 | HID | CRD633ZZ-01602 | MOBILE CREDENTIALS; ORGANIZATION SPECIFIC | Ea |  | 1 Year | 8.95 | 5% | 8.5025
66479 | HID | CRD633ZZ-01603 | MOBILE CREDENTIALS; ORGANIZATION SPECIFIC | Ea |  | 1 Year | 8.95 | 5% | 8.5025
66480 | HID | CRD633ZZ-01604 | MOBILE CREDENTIALS; ORGANIZATION SPECIFIC | Ea |  | 1 Year | 8.95 | 5% | 8.5025
66481 | HID | CRD633ZZ-01605 | MOBILE CREDENTIALS; ORGANIZATION SPECIFIC | Ea |  | 1 Year | 8.95 | 5% | 8.5025
66482 | HID | CRD633ZZ-01606 | MOBILE CREDENTIALS; ORGANIZATION SPECIFIC | Ea |  | 1 Year | 8.95 | 5% | 8.5025
66483 | HID | CRD633ZZ-01607 | MOBILE CREDENTIALS; ORGANIZATION SPECIFIC | Ea |  | 1 Year | 8.95 | 5% | 8.5025
66484 | HID | CRD633ZZ-01608 | MOBILE CREDENTIALS; ORGANIZATION SPECIFIC | Ea |  | 1 Year | 8.95 | 5% | 8.5025
66485 | HID | CRD633ZZ-01609 | MOBILE CREDENTIALS; ORGANIZATION SPECIFIC | Ea |  | 1 Year | 8.95 | 5% | 8.5025
66486 | HID | CRD633ZZ-01610 | MOBILE CREDENTIALS; ORGANIZATION SPECIFIC | Ea |  | 1 Year | 8.95 | 5% | 8.5025
66487 | HID | CRD633ZZ-01611 | MOBILE CREDENTIALS; ORGANIZATION SPECIFIC | Ea |  | 1 Year | 8.95 | 5% | 8.5025
66488 | HID | CRD633ZZ-01612 | MOBILE CREDENTIALS; ORGANIZATION SPECIFIC | Ea |  | 1 Year | 8.95 | 5% | 8.5025
66489 | HID | CRD633ZZ-01614 | MOBILE CREDENTIALS; ORGANIZATION SPECIFIC | Ea |  | 1 Year | 8.95 | 5% | 8.5025
66490 | HID | CRD633ZZ-01615 | MOBILE CREDENTIALS; ORGANIZATION SPECIFIC | Ea |  | 1 Year | 8.95 | 5% | 8.5025
66491 | HID | CRD633ZZ-01616 | MOBILE CREDENTIALS; ORGANIZATION SPECIFIC | Ea |  | 1 Year | 8.95 | 5% | 8.5025
66492 | HID | CRD633ZZ-01617 | MOBILE CREDENTIALS; ORGANIZATION SPECIFIC | Ea |  | 1 Year | 8.95 | 5% | 8.5025
66493 | HID | CRD633ZZ-01618 | MOBILE CREDENTIALS; ORGANIZATION SPECIFIC | Ea |  | 1 Year | 8.95 | 5% | 8.5025
66494 | HID | CRD633ZZ-01619 | MOBILE CREDENTIALS; ORGANIZATION SPECIFIC | Ea |  | 1 Year | 8.95 | 5% | 8.5025
66495 | HID | CRD633ZZ-01620 | MOBILE CREDENTIALS; ORGANIZATION SPECIFIC | Ea |  | 1 Year | 8.95 | 5% | 8.5025
66496 | HID | CRD633ZZ-01621 | MOBILE CREDENTIALS; ORGANIZATION SPECIFIC | Ea |  | 1 Year | 8.95 | 5% | 8.5025
66497 | HID | CRD633ZZ-01622 | MOBILE CREDENTIALS; ORGANIZATION SPECIFIC | Ea |  | 1 Year | 8.95 | 5% | 8.5025
66498 | HID | CRD633ZZ-01623 | MOBILE CREDENTIALS; ORGANIZATION SPECIFIC | Ea |  | 1 Year | 8.95 | 5% | 8.5025
66499 | HID | CRD633ZZ-01624 | MOBILE CREDENTIALS; ORGANIZATION SPECIFIC | Ea |  | 1 Year | 8.95 | 5% | 8.5025
66500 | HID | CRD633ZZ-01625 | MOBILE CREDENTIALS; ORGANIZATION SPECIFIC | Ea |  | 1 Year | 8.95 | 5% | 8.5025
66501 | HID | CRD633ZZ-01626 | MOBILE CREDENTIALS; ORGANIZATION SPECIFIC | Ea |  | 1 Year | 8.95 | 5% | 8.5025
66502 | HID | CRD633ZZ-01627 | MOBILE CREDENTIALS; ORGANIZATION SPECIFIC | Ea |  | 1 Year | 8.95 | 5% | 8.5025
66503 | HID | CRD633ZZ-01628 | MOBILE CREDENTIALS; ORGANIZATION SPECIFIC | Ea |  | 1 Year | 8.95 | 5% | 8.5025
66504 | HID | CRD633ZZ-01629 | MOBILE CREDENTIALS; ORGANIZATION SPECIFIC | Ea |  | 1 Year | 8.95 | 5% | 8.5025
66505 | HID | CRD633ZZ-01630 | MOBILE CREDENTIALS; ORGANIZATION SPECIFIC | Ea |  | 1 Year | 8.95 | 5% | 8.5025
66506 | HID | CRD633ZZ-01631 | MOBILE CREDENTIALS; ORGANIZATION SPECIFIC | Ea |  | 1 Year | 8.95 | 5% | 8.5025
66507 | HID | CRD633ZZ-01632 | MOBILE CREDENTIALS; ORGANIZATION SPECIFIC | Ea |  | 1 Year | 8.95 | 5% | 8.5025
66508 | HID | CRD633ZZ-01633 | MOBILE CREDENTIALS; ORGANIZATION SPECIFIC | Ea |  | 1 Year | 8.95 | 5% | 8.5025
66509 | HID | CRD633ZZ-01634 | MOBILE CREDENTIALS; ORGANIZATION SPECIFIC | Ea |  | 1 Year | 8.95 | 5% | 8.5025
66510 | HID | CRD633ZZ-01635 | MOBILE CREDENTIALS; ORGANIZATION SPECIFIC | Ea |  | 1 Year | 8.95 | 5% | 8.5025
66511 | HID | CRD633ZZ-01636 | MOBILE CREDENTIALS; ORGANIZATION SPECIFIC | Ea |  | 1 Year | 8.95 | 5% | 8.5025
66512 | HID | CRD633ZZ-01637 | MOBILE CREDENTIALS; ORGANIZATION SPECIFIC | Ea |  | 1 Year | 8.95 | 5% | 8.5025
66513 | HID | CRD633ZZ-01638 | MOBILE CREDENTIALS; ORGANIZATION SPECIFIC | Ea |  | 1 Year | 8.95 | 5% | 8.5025
66514 | HID | CRD633ZZ-01639 | MOBILE CREDENTIALS; ORGANIZATION SPECIFIC | Ea |  | 1 Year | 8.95 | 5% | 8.5025
66515 | HID | CRD633ZZ-01640 | MOBILE CREDENTIALS; ORGANIZATION SPECIFIC | Ea |  | 1 Year | 8.95 | 5% | 8.5025
66516 | HID | CRD633ZZ-01641 | MOBILE CREDENTIALS; ORGANIZATION SPECIFIC | Ea |  | 1 Year | 8.95 | 5% | 8.5025
66517 | HID | CRD633ZZ-01642 | MOBILE CREDENTIALS; ORGANIZATION SPECIFIC | Ea |  | 1 Year | 8.95 | 5% | 8.5025
66518 | HID | CRD633ZZ-01643 | MOBILE CREDENTIALS; ORGANIZATION SPECIFIC | Ea |  | 1 Year | 8.95 | 5% | 8.5025
66519 | HID | CRD633ZZ-01644 | MOBILE CREDENTIALS; ORGANIZATION SPECIFIC | Ea |  | 1 Year | 8.95 | 5% | 8.5025
66520 | HID | CRD633ZZ-01645 | MOBILE CREDENTIALS; ORGANIZATION SPECIFIC | Ea |  | 1 Year | 8.95 | 5% | 8.5025
66521 | HID | CRD633ZZ-01646 | MOBILE CREDENTIALS; ORGANIZATION SPECIFIC | Ea |  | 1 Year | 8.95 | 5% | 8.5025
66522 | HID | CRD633ZZ-01647 | MOBILE CREDENTIALS; ORGANIZATION SPECIFIC | Ea |  | 1 Year | 8.95 | 5% | 8.5025
66523 | HID | CRD633ZZ-01648 | MOBILE CREDENTIALS; ORGANIZATION SPECIFIC | Ea |  | 1 Year | 8.95 | 5% | 8.5025
66524 | HID | CRD633ZZ-01649 | MOBILE CREDENTIALS; ORGANIZATION SPECIFIC | Ea |  | 1 Year | 8.95 | 5% | 8.5025
66525 | HID | CRD633ZZ-01650 | MOBILE CREDENTIALS; ORGANIZATION SPECIFIC | Ea |  | 1 Year | 8.95 | 5% | 8.5025
66526 | HID | CRD633ZZ-01651 | MOBILE CREDENTIALS; ORGANIZATION SPECIFIC | Ea |  | 1 Year | 8.95 | 5% | 8.5025
66527 | HID | CRD633ZZ-01652 | MOBILE CREDENTIALS; ORGANIZATION SPECIFIC | Ea |  | 1 Year | 8.95 | 5% | 8.5025
66528 | HID | CRD633ZZ-01653 | MOBILE CREDENTIALS; ORGANIZATION SPECIFIC | Ea |  | 1 Year | 8.95 | 5% | 8.5025
66529 | HID | CRD633ZZ-01654 | MOBILE CREDENTIALS; ORGANIZATION SPECIFIC | Ea |  | 1 Year | 8.95 | 5% | 8.5025
66530 | HID | CRD633ZZ-01655 | MOBILE CREDENTIALS; ORGANIZATION SPECIFIC | Ea |  | 1 Year | 8.95 | 5% | 8.5025
66531 | HID | CRD633ZZ-01656 | MOBILE CREDENTIALS; ORGANIZATION SPECIFIC | Ea |  | 1 Year | 8.95 | 5% | 8.5025
66532 | HID | CRD633ZZ-01657 | MOBILE CREDENTIALS; ORGANIZATION SPECIFIC | Ea |  | 1 Year | 8.95 | 5% | 8.5025
66533 | HID | CRD633ZZ-01658 | MOBILE CREDENTIALS; ORGANIZATION SPECIFIC | Ea |  | 1 Year | 8.95 | 5% | 8.5025
66534 | HID | CRD633ZZ-01659 | MOBILE CREDENTIALS; ORGANIZATION SPECIFIC | Ea |  | 1 Year | 8.95 | 5% | 8.5025
66535 | HID | CRD633ZZ-01660 | MOBILE CREDENTIALS; ORGANIZATION SPECIFIC | Ea |  | 1 Year | 8.95 | 5% | 8.5025
66536 | HID | CRD633ZZ-01661 | MOBILE CREDENTIALS; ORGANIZATION SPECIFIC | Ea |  | 1 Year | 8.95 | 5% | 8.5025
66537 | HID | CRD633ZZ-01662 | MOBILE CREDENTIALS; ORGANIZATION SPECIFIC | Ea |  | 1 Year | 8.95 | 5% | 8.5025
66538 | HID | CRD633ZZ-01663 | MOBILE CREDENTIALS; ORGANIZATION SPECIFIC | Ea |  | 1 Year | 8.95 | 5% | 8.5025
66539 | HID | CRD633ZZ-01664 | MOBILE CREDENTIALS; ORGANIZATION SPECIFIC | Ea |  | 1 Year | 8.95 | 5% | 8.5025
66540 | HID | CRD633ZZ-01665 | MOBILE CREDENTIALS; ORGANIZATION SPECIFIC | Ea |  | 1 Year | 8.95 | 5% | 8.5025
66541 | HID | CRD633ZZ-01666 | MOBILE CREDENTIALS; ORGANIZATION SPECIFIC | Ea |  | 1 Year | 8.95 | 5% | 8.5025
66542 | HID | CRD633ZZ-01667 | MOBILE CREDENTIALS; ORGANIZATION SPECIFIC | Ea |  | 1 Year | 8.95 | 5% | 8.5025
66543 | HID | CRD633ZZ-01668 | MOBILE CREDENTIALS; ORGANIZATION SPECIFIC | Ea |  | 1 Year | 8.95 | 5% | 8.5025
66544 | HID | CRD633ZZ-01669 | MOBILE CREDENTIALS; ORGANIZATION SPECIFIC | Ea |  | 1 Year | 8.95 | 5% | 8.5025
66545 | HID | CRD633ZZ-01670 | MOBILE CREDENTIALS; ORGANIZATION SPECIFIC | Ea |  | 1 Year | 8.95 | 5% | 8.5025
66546 | HID | CRD633ZZ-01671 | MOBILE CREDENTIALS; ORGANIZATION SPECIFIC | Ea |  | 1 Year | 8.95 | 5% | 8.5025
66547 | HID | CRD633ZZ-01672 | MOBILE CREDENTIALS; ORGANIZATION SPECIFIC | Ea |  | 1 Year | 8.95 | 5% | 8.5025
66548 | HID | CRD633ZZ-01673 | MOBILE CREDENTIALS; ORGANIZATION SPECIFIC | Ea |  | 1 Year | 8.95 | 5% | 8.5025
66549 | HID | CRD633ZZ-01674 | MOBILE CREDENTIALS; ORGANIZATION SPECIFIC | Ea |  | 1 Year | 8.95 | 5% | 8.5025
66550 | HID | CRD633ZZ-01675 | MOBILE CREDENTIALS; ORGANIZATION SPECIFIC | Ea |  | 1 Year | 8.95 | 5% | 8.5025
66551 | HID | CRD633ZZ-01676 | MOBILE CREDENTIALS; ORGANIZATION SPECIFIC | Ea |  | 1 Year | 8.95 | 5% | 8.5025
66552 | HID | CRD633ZZ-01677 | MOBILE CREDENTIALS; ORGANIZATION SPECIFIC | Ea |  | 1 Year | 8.95 | 5% | 8.5025
66553 | HID | CRD633ZZ-01678 | MOBILE CREDENTIALS; ORGANIZATION SPECIFIC | Ea |  | 1 Year | 8.95 | 5% | 8.5025
66554 | HID | CRD633ZZ-01679 | MOBILE CREDENTIALS; ORGANIZATION SPECIFIC | Ea |  | 1 Year | 8.95 | 5% | 8.5025
66555 | HID | CRD633ZZ-01680 | MOBILE CREDENTIALS; ORGANIZATION SPECIFIC | Ea |  | 1 Year | 8.95 | 5% | 8.5025
66556 | HID | CRD633ZZ-01681 | MOBILE CREDENTIALS; ORGANIZATION SPECIFIC | Ea |  | 1 Year | 8.95 | 5% | 8.5025
66557 | HID | CRD633ZZ-01682 | MOBILE CREDENTIALS; ORGANIZATION SPECIFIC | Ea |  | 1 Year | 8.95 | 5% | 8.5025
66558 | HID | CRD633ZZ-01683 | MOBILE CREDENTIALS; ORGANIZATION SPECIFIC | Ea |  | 1 Year | 8.95 | 5% | 8.5025
66559 | HID | CRD633ZZ-01684 | MOBILE CREDENTIALS; ORGANIZATION SPECIFIC | Ea |  | 1 Year | 8.95 | 5% | 8.5025
66560 | HID | CRD633ZZ-01685 | MOBILE CREDENTIALS; ORGANIZATION SPECIFIC | Ea |  | 1 Year | 8.95 | 5% | 8.5025
66561 | HID | CRD633ZZ-01686 | MOBILE CREDENTIALS; ORGANIZATION SPECIFIC | Ea |  | 1 Year | 8.95 | 5% | 8.5025
66562 | HID | CRD633ZZ-01687 | MOBILE CREDENTIALS; ORGANIZATION SPECIFIC | Ea |  | 1 Year | 8.95 | 5% | 8.5025
66563 | HID | CRD633ZZ-01688 | MOBILE CREDENTIALS; ORGANIZATION SPECIFIC | Ea |  | 1 Year | 8.95 | 5% | 8.5025
66564 | HID | CRD633ZZ-01689 | MOBILE CREDENTIALS; ORGANIZATION SPECIFIC | Ea |  | 1 Year | 8.95 | 5% | 8.5025
66565 | HID | CRD633ZZ-01690 | MOBILE CREDENTIALS; ORGANIZATION SPECIFIC | Ea |  | 1 Year | 8.95 | 5% | 8.5025
66566 | HID | CRD633ZZ-01691 | MOBILE CREDENTIALS; ORGANIZATION SPECIFIC | Ea |  | 1 Year | 8.95 | 5% | 8.5025
66567 | HID | CRD633ZZ-01692 | MOBILE CREDENTIALS; ORGANIZATION SPECIFIC | Ea |  | 1 Year | 8.95 | 5% | 8.5025
66568 | HID | CRD633ZZ-01693 | MOBILE CREDENTIALS; ORGANIZATION SPECIFIC | Ea |  | 1 Year | 8.95 | 5% | 8.5025
66569 | HID | CRD633ZZ-01694 | MOBILE CREDENTIALS; ORGANIZATION SPECIFIC | Ea |  | 1 Year | 8.95 | 5% | 8.5025
66570 | HID | CRD633ZZ-01695 | MOBILE CREDENTIALS; ORGANIZATION SPECIFIC | Ea |  | 1 Year | 8.95 | 5% | 8.5025
66571 | HID | CRD633ZZ-01696 | MOBILE CREDENTIALS; ORGANIZATION SPECIFIC | Ea |  | 1 Year | 8.95 | 5% | 8.5025
66572 | HID | CRD633ZZ-01697 | MOBILE CREDENTIALS; ORGANIZATION SPECIFIC | Ea |  | 1 Year | 8.95 | 5% | 8.5025
66573 | HID | CRD633ZZ-01698 | MOBILE CREDENTIALS; ORGANIZATION SPECIFIC | Ea |  | 1 Year | 8.95 | 5% | 8.5025
66574 | HID | CRD633ZZ-01699 | MOBILE CREDENTIALS; ORGANIZATION SPECIFIC | Ea |  | 1 Year | 8.95 | 5% | 8.5025
66575 | HID | CRD633ZZ-01700 | MOBILE CREDENTIALS; ORGANIZATION SPECIFIC | Ea |  | 1 Year | 8.95 | 5% | 8.5025
66576 | HID | CRD633ZZ-01701 | MOBILE CREDENTIALS; ORGANIZATION SPECIFIC | Ea |  | 1 Year | 8.95 | 5% | 8.5025
66577 | HID | CRD633ZZ-01702 | MOBILE CREDENTIALS; ORGANIZATION SPECIFIC | Ea |  | 1 Year | 8.95 | 5% | 8.5025
66578 | HID | CRD633ZZ-01703 | MOBILE CREDENTIALS; ORGANIZATION SPECIFIC | Ea |  | 1 Year | 8.95 | 5% | 8.5025
66579 | HID | CRD633ZZ-01704 | MOBILE CREDENTIALS; ORGANIZATION SPECIFIC | Ea |  | 1 Year | 8.95 | 5% | 8.5025
66580 | HID | CRD633ZZ-01705 | MOBILE CREDENTIALS; ORGANIZATION SPECIFIC | Ea |  | 1 Year | 8.95 | 5% | 8.5025
66581 | HID | CRD633ZZ-01706 | MOBILE CREDENTIALS; ORGANIZATION SPECIFIC | Ea |  | 1 Year | 8.95 | 5% | 8.5025
66582 | HID | CRD633ZZ-01707 | MOBILE CREDENTIALS; ORGANIZATION SPECIFIC | Ea |  | 1 Year | 8.95 | 5% | 8.5025
66583 | HID | CRD633ZZ-01708 | MOBILE CREDENTIALS; ORGANIZATION SPECIFIC | Ea |  | 1 Year | 8.95 | 5% | 8.5025
66584 | HID | CRD633ZZ-01709 | MOBILE CREDENTIALS; ORGANIZATION SPECIFIC | Ea |  | 1 Year | 8.95 | 5% | 8.5025
66585 | HID | CRD633ZZ-01710 | MOBILE CREDENTIALS; ORGANIZATION SPECIFIC | Ea |  | 1 Year | 8.95 | 5% | 8.5025
66586 | HID | CRD633ZZ-01712 | MOBILE CREDENTIALS; ORGANIZATION SPECIFIC | Ea |  | 1 Year | 8.95 | 5% | 8.5025
66587 | HID | CRD633ZZ-01713 | MOBILE CREDENTIALS; ORGANIZATION SPECIFIC | Ea |  | 1 Year | 8.95 | 5% | 8.5025
66588 | HID | CRD633ZZ-01714 | MOBILE CREDENTIALS; ORGANIZATION SPECIFIC | Ea |  | 1 Year | 8.95 | 5% | 8.5025
66589 | HID | CRD633ZZ-01715 | MOBILE CREDENTIALS; ORGANIZATION SPECIFIC | Ea |  | 1 Year | 8.95 | 5% | 8.5025
66590 | HID | CRD633ZZ-01716 | MOBILE CREDENTIALS; ORGANIZATION SPECIFIC | Ea |  | 1 Year | 8.95 | 5% | 8.5025
66591 | HID | CRD633ZZ-01717 | MOBILE CREDENTIALS; ORGANIZATION SPECIFIC | Ea |  | 1 Year | 8.95 | 5% | 8.5025
66592 | HID | CRD633ZZ-01718 | MOBILE CREDENTIALS; ORGANIZATION SPECIFIC | Ea |  | 1 Year | 8.95 | 5% | 8.5025
66593 | HID | CRD633ZZ-01719 | MOBILE CREDENTIALS; ORGANIZATION SPECIFIC | Ea |  | 1 Year | 8.95 | 5% | 8.5025
66594 | HID | CRD633ZZ-01720 | MOBILE CREDENTIALS; ORGANIZATION SPECIFIC | Ea |  | 1 Year | 8.95 | 5% | 8.5025
66595 | HID | CRD633ZZ-01721 | MOBILE CREDENTIALS; ORGANIZATION SPECIFIC | Ea |  | 1 Year | 8.95 | 5% | 8.5025
66596 | HID | CRD633ZZ-01722 | MOBILE CREDENTIALS; ORGANIZATION SPECIFIC | Ea |  | 1 Year | 8.95 | 5% | 8.5025
66597 | HID | CRD633ZZ-01723 | MOBILE CREDENTIALS; ORGANIZATION SPECIFIC | Ea |  | 1 Year | 8.95 | 5% | 8.5025
66598 | HID | CRD633ZZ-01724 | MOBILE CREDENTIALS; ORGANIZATION SPECIFIC | Ea |  | 1 Year | 8.95 | 5% | 8.5025
66599 | HID | CRD633ZZ-01725 | MOBILE CREDENTIALS; ORGANIZATION SPECIFIC | Ea |  | 1 Year | 8.95 | 5% | 8.5025
66600 | HID | CRD633ZZ-01726 | MOBILE CREDENTIALS; ORGANIZATION SPECIFIC | Ea |  | 1 Year | 8.95 | 5% | 8.5025
66601 | HID | CRD633ZZ-01727 | MOBILE CREDENTIALS; ORGANIZATION SPECIFIC | Ea |  | 1 Year | 8.95 | 5% | 8.5025
66602 | HID | CRD633ZZ-01728 | MOBILE CREDENTIALS; ORGANIZATION SPECIFIC | Ea |  | 1 Year | 8.95 | 5% | 8.5025
66603 | HID | CRD633ZZ-01729 | MOBILE CREDENTIALS; ORGANIZATION SPECIFIC | Ea |  | 1 Year | 8.95 | 5% | 8.5025
66604 | HID | CRD633ZZ-01730 | MOBILE CREDENTIALS; ORGANIZATION SPECIFIC | Ea |  | 1 Year | 8.95 | 5% | 8.5025
66605 | HID | CRD633ZZ-01731 | MOBILE CREDENTIALS; ORGANIZATION SPECIFIC | Ea |  | 1 Year | 8.95 | 5% | 8.5025
66606 | HID | CRD633ZZ-01732 | MOBILE CREDENTIALS; ORGANIZATION SPECIFIC | Ea |  | 1 Year | 8.95 | 5% | 8.5025
66607 | HID | CRD633ZZ-01733 | MOBILE CREDENTIALS; ORGANIZATION SPECIFIC | Ea |  | 1 Year | 8.95 | 5% | 8.5025
66608 | HID | CRD633ZZ-01734 | MOBILE CREDENTIALS; ORGANIZATION SPECIFIC | Ea |  | 1 Year | 8.95 | 5% | 8.5025
66609 | HID | CRD633ZZ-01735 | MOBILE CREDENTIALS; ORGANIZATION SPECIFIC | Ea |  | 1 Year | 8.95 | 5% | 8.5025
66610 | HID | CRD633ZZ-01736 | MOBILE CREDENTIALS; ORGANIZATION SPECIFIC | Ea |  | 1 Year | 8.95 | 5% | 8.5025
66611 | HID | CRD633ZZ-01737 | MOBILE CREDENTIALS; ORGANIZATION SPECIFIC | Ea |  | 1 Year | 8.95 | 5% | 8.5025
66612 | HID | CRD633ZZ-01738 | MOBILE CREDENTIALS; ORGANIZATION SPECIFIC | Ea |  | 1 Year | 8.95 | 5% | 8.5025
66613 | HID | CRD633ZZ-01739 | MOBILE CREDENTIALS; ORGANIZATION SPECIFIC | Ea |  | 1 Year | 8.95 | 5% | 8.5025
66614 | HID | CRD633ZZ-01740 | MOBILE CREDENTIALS; ORGANIZATION SPECIFIC | Ea |  | 1 Year | 8.95 | 5% | 8.5025
66615 | HID | CRD633ZZ-01741 | MOBILE CREDENTIALS; ORGANIZATION SPECIFIC | Ea |  | 1 Year | 8.95 | 5% | 8.5025
66616 | HID | CRD633ZZ-01742 | MOBILE CREDENTIALS; ORGANIZATION SPECIFIC | Ea |  | 1 Year | 8.95 | 5% | 8.5025
66617 | HID | CRD633ZZ-01743 | MOBILE CREDENTIALS; ORGANIZATION SPECIFIC | Ea |  | 1 Year | 8.95 | 5% | 8.5025
66618 | HID | CRD633ZZ-01744 | MOBILE CREDENTIALS; ORGANIZATION SPECIFIC | Ea |  | 1 Year | 8.95 | 5% | 8.5025
66619 | HID | CRD633ZZ-01745 | MOBILE CREDENTIALS; ORGANIZATION SPECIFIC | Ea |  | 1 Year | 8.95 | 5% | 8.5025
66620 | HID | CRD633ZZ-01746 | MOBILE CREDENTIALS; ORGANIZATION SPECIFIC | Ea |  | 1 Year | 8.95 | 5% | 8.5025
66621 | HID | CRD633ZZ-01747 | MOBILE CREDENTIALS; ORGANIZATION SPECIFIC | Ea |  | 1 Year | 8.95 | 5% | 8.5025
66622 | HID | CRD633ZZ-01748 | MOBILE CREDENTIALS; ORGANIZATION SPECIFIC | Ea |  | 1 Year | 8.95 | 5% | 8.5025
66623 | HID | CRD633ZZ-01749 | MOBILE CREDENTIALS; ORGANIZATION SPECIFIC | Ea |  | 1 Year | 8.95 | 5% | 8.5025
66624 | HID | CRD633ZZ-01750 | MOBILE CREDENTIALS; ORGANIZATION SPECIFIC | Ea |  | 1 Year | 8.95 | 5% | 8.5025
66625 | HID | CRD633ZZ-01751 | MOBILE CREDENTIALS; ORGANIZATION SPECIFIC | Ea |  | 1 Year | 8.95 | 5% | 8.5025
66626 | HID | CRD633ZZ-01752 | MOBILE CREDENTIALS; ORGANIZATION SPECIFIC | Ea |  | 1 Year | 8.95 | 5% | 8.5025
66627 | HID | CRD633ZZ-01753 | MOBILE CREDENTIALS; ORGANIZATION SPECIFIC | Ea |  | 1 Year | 8.95 | 5% | 8.5025
66628 | HID | CRD633ZZ-01754 | MOBILE CREDENTIALS; ORGANIZATION SPECIFIC | Ea |  | 1 Year | 8.95 | 5% | 8.5025
66629 | HID | CRD633ZZ-01755 | MOBILE CREDENTIALS; ORGANIZATION SPECIFIC | Ea |  | 1 Year | 8.95 | 5% | 8.5025
66630 | HID | CRD633ZZ-01756 | MOBILE CREDENTIALS; ORGANIZATION SPECIFIC | Ea |  | 1 Year | 8.95 | 5% | 8.5025
66631 | HID | CRD633ZZ-01757 | MOBILE CREDENTIALS; ORGANIZATION SPECIFIC | Ea |  | 1 Year | 8.95 | 5% | 8.5025
66632 | HID | CRD633ZZ-01758 | MOBILE CREDENTIALS; ORGANIZATION SPECIFIC | Ea |  | 1 Year | 8.95 | 5% | 8.5025
66633 | HID | CRD633ZZ-01759 | MOBILE CREDENTIALS; ORGANIZATION SPECIFIC | Ea |  | 1 Year | 8.95 | 5% | 8.5025
66634 | HID | CRD633ZZ-01760 | MOBILE CREDENTIALS; ORGANIZATION SPECIFIC | Ea |  | 1 Year | 8.95 | 5% | 8.5025
66635 | HID | CRD633ZZ-01761 | MOBILE CREDENTIALS; ORGANIZATION SPECIFIC | Ea |  | 1 Year | 8.95 | 5% | 8.5025
66636 | HID | CRD633ZZ-01762 | MOBILE CREDENTIALS; ORGANIZATION SPECIFIC | Ea |  | 1 Year | 8.95 | 5% | 8.5025
66637 | HID | CRD633ZZ-01763 | MOBILE CREDENTIALS; ORGANIZATION SPECIFIC | Ea |  | 1 Year | 8.95 | 5% | 8.5025
66638 | HID | CRD633ZZ-01764 | MOBILE CREDENTIALS; ORGANIZATION SPECIFIC | Ea |  | 1 Year | 8.95 | 5% | 8.5025
66639 | HID | CRD633ZZ-01765 | MOBILE CREDENTIALS; ORGANIZATION SPECIFIC | Ea |  | 1 Year | 8.95 | 5% | 8.5025
66640 | HID | CRD633ZZ-01766 | MOBILE CREDENTIALS; ORGANIZATION SPECIFIC | Ea |  | 1 Year | 8.95 | 5% | 8.5025
66641 | HID | CRD633ZZ-01767 | MOBILE CREDENTIALS; ORGANIZATION SPECIFIC | Ea |  | 1 Year | 8.95 | 5% | 8.5025
66642 | HID | CRD633ZZ-01768 | MOBILE CREDENTIALS; ORGANIZATION SPECIFIC | Ea |  | 1 Year | 8.95 | 5% | 8.5025
66643 | HID | CRD633ZZ-01769 | MOBILE CREDENTIALS; ORGANIZATION SPECIFIC | Ea |  | 1 Year | 8.95 | 5% | 8.5025
66644 | HID | CRD633ZZ-01770 | MOBILE CREDENTIALS; ORGANIZATION SPECIFIC | Ea |  | 1 Year | 8.95 | 5% | 8.5025
66645 | HID | CRD633ZZ-01771 | MOBILE CREDENTIALS; ORGANIZATION SPECIFIC | Ea |  | 1 Year | 8.95 | 5% | 8.5025
66646 | HID | CRD633ZZ-01772 | MOBILE CREDENTIALS; ORGANIZATION SPECIFIC | Ea |  | 1 Year | 8.95 | 5% | 8.5025
66647 | HID | CRD633ZZ-01773 | MOBILE CREDENTIALS; ORGANIZATION SPECIFIC | Ea |  | 1 Year | 8.95 | 5% | 8.5025
66648 | HID | CRD633ZZ-01774 | MOBILE CREDENTIALS; ORGANIZATION SPECIFIC | Ea |  | 1 Year | 8.95 | 5% | 8.5025
66649 | HID | CRD633ZZ-01775 | MOBILE CREDENTIALS; ORGANIZATION SPECIFIC | Ea |  | 1 Year | 8.95 | 5% | 8.5025
66650 | HID | CRD633ZZ-01776 | MOBILE CREDENTIALS; ORGANIZATION SPECIFIC | Ea |  | 1 Year | 8.95 | 5% | 8.5025
66651 | HID | CRD633ZZ-01777 | MOBILE CREDENTIALS; ORGANIZATION SPECIFIC | Ea |  | 1 Year | 8.95 | 5% | 8.5025
66652 | HID | CRD633ZZ-01778 | MOBILE CREDENTIALS; ORGANIZATION SPECIFIC | Ea |  | 1 Year | 8.95 | 5% | 8.5025
66653 | HID | CRD633ZZ-01779 | MOBILE CREDENTIALS; ORGANIZATION SPECIFIC | Ea |  | 1 Year | 8.95 | 5% | 8.5025
66654 | HID | CRD633ZZ-01780 | MOBILE CREDENTIALS; ORGANIZATION SPECIFIC | Ea |  | 1 Year | 8.95 | 5% | 8.5025
66655 | HID | CRD633ZZ-01781 | MOBILE CREDENTIALS; ORGANIZATION SPECIFIC | Ea |  | 1 Year | 8.95 | 5% | 8.5025
66656 | HID | CRD633ZZ-01782 | MOBILE CREDENTIALS; ORGANIZATION SPECIFIC | Ea |  | 1 Year | 8.95 | 5% | 8.5025
66657 | HID | CRD633ZZ-01783 | MOBILE CREDENTIALS; ORGANIZATION SPECIFIC | Ea |  | 1 Year | 8.95 | 5% | 8.5025
66658 | HID | CRD633ZZ-01784 | MOBILE CREDENTIALS; ORGANIZATION SPECIFIC | Ea |  | 1 Year | 8.95 | 5% | 8.5025
66659 | HID | CRD633ZZ-01785 | MOBILE CREDENTIALS; ORGANIZATION SPECIFIC | Ea |  | 1 Year | 8.95 | 5% | 8.5025
66660 | HID | CRD633ZZ-01786 | MOBILE CREDENTIALS; ORGANIZATION SPECIFIC | Ea |  | 1 Year | 8.95 | 5% | 8.5025
66661 | HID | CRD633ZZ-01787 | MOBILE CREDENTIALS; ORGANIZATION SPECIFIC | Ea |  | 1 Year | 8.95 | 5% | 8.5025
66662 | HID | CRD633ZZ-01788 | MOBILE CREDENTIALS; ORGANIZATION SPECIFIC | Ea |  | 1 Year | 8.95 | 5% | 8.5025
66663 | HID | CRD633ZZ-01789 | MOBILE CREDENTIALS; ORGANIZATION SPECIFIC | Ea |  | 1 Year | 8.95 | 5% | 8.5025
66664 | HID | CRD633ZZ-01790 | MOBILE CREDENTIALS; ORGANIZATION SPECIFIC | Ea |  | 1 Year | 8.95 | 5% | 8.5025
66665 | HID | CRD633ZZ-01791 | MOBILE CREDENTIALS; ORGANIZATION SPECIFIC | Ea |  | 1 Year | 8.95 | 5% | 8.5025
66666 | HID | CRD633ZZ-01792 | MOBILE CREDENTIALS; ORGANIZATION SPECIFIC | Ea |  | 1 Year | 8.95 | 5% | 8.5025
66667 | HID | CRD633ZZ-01793 | MOBILE CREDENTIALS; ORGANIZATION SPECIFIC | Ea |  | 1 Year | 8.95 | 5% | 8.5025
66668 | HID | CRD633ZZ-01794 | MOBILE CREDENTIALS; ORGANIZATION SPECIFIC | Ea |  | 1 Year | 8.95 | 5% | 8.5025
66669 | HID | CRD633ZZ-01795 | MOBILE CREDENTIALS; ORGANIZATION SPECIFIC | Ea |  | 1 Year | 8.95 | 5% | 8.5025
66670 | HID | CRD633ZZ-01796 | MOBILE CREDENTIALS; ORGANIZATION SPECIFIC | Ea |  | 1 Year | 8.95 | 5% | 8.5025
66671 | HID | CRD633ZZ-01797 | MOBILE CREDENTIALS; ORGANIZATION SPECIFIC | Ea |  | 1 Year | 8.95 | 5% | 8.5025
66672 | HID | CRD633ZZ-01798 | MOBILE CREDENTIALS; ORGANIZATION SPECIFIC | Ea |  | 1 Year | 8.95 | 5% | 8.5025
66673 | HID | CRD633ZZ-01799 | MOBILE CREDENTIALS; ORGANIZATION SPECIFIC | Ea |  | 1 Year | 8.95 | 5% | 8.5025
66674 | HID | CRD633ZZ-01800 | MOBILE CREDENTIALS; ORGANIZATION SPECIFIC | Ea |  | 1 Year | 8.95 | 5% | 8.5025
66675 | HID | CRD633ZZ-01801 | MOBILE CREDENTIALS; ORGANIZATION SPECIFIC | Ea |  | 1 Year | 8.95 | 5% | 8.5025
66676 | HID | CRD633ZZ-01802 | MOBILE CREDENTIALS; ORGANIZATION SPECIFIC | Ea |  | 1 Year | 8.95 | 5% | 8.5025
66677 | HID | CRD633ZZ-01803 | MOBILE CREDENTIALS; ORGANIZATION SPECIFIC | Ea |  | 1 Year | 8.95 | 5% | 8.5025
66678 | HID | CRD633ZZ-01804 | MOBILE CREDENTIALS; ORGANIZATION SPECIFIC | Ea |  | 1 Year | 8.95 | 5% | 8.5025
66679 | HID | CRD633ZZ-01805 | MOBILE CREDENTIALS; ORGANIZATION SPECIFIC | Ea |  | 1 Year | 8.95 | 5% | 8.5025
66680 | HID | CRD633ZZ-01806 | MOBILE CREDENTIALS; ORGANIZATION SPECIFIC | Ea |  | 1 Year | 8.95 | 5% | 8.5025
66681 | HID | CRD633ZZ-01807 | MOBILE CREDENTIALS; ORGANIZATION SPECIFIC | Ea |  | 1 Year | 8.95 | 5% | 8.5025
66682 | HID | CRD633ZZ-01808 | MOBILE CREDENTIALS; ORGANIZATION SPECIFIC | Ea |  | 1 Year | 8.95 | 5% | 8.5025
66683 | HID | CRD633ZZ-01809 | MOBILE CREDENTIALS; ORGANIZATION SPECIFIC | Ea |  | 1 Year | 8.95 | 5% | 8.5025
66684 | HID | CRD633ZZ-01810 | MOBILE CREDENTIALS; ORGANIZATION SPECIFIC | Ea |  | 1 Year | 8.95 | 5% | 8.5025
66685 | HID | CRD633ZZ-01811 | MOBILE CREDENTIALS; ORGANIZATION SPECIFIC | Ea |  | 1 Year | 8.95 | 5% | 8.5025
66686 | HID | CRD633ZZ-01813 | MOBILE CREDENTIALS; ORGANIZATION SPECIFIC | Ea |  | 1 Year | 8.95 | 5% | 8.5025
66687 | HID | CRD633ZZ-01814 | MOBILE CREDENTIALS; ORGANIZATION SPECIFIC | Ea |  | 1 Year | 8.95 | 5% | 8.5025
66688 | HID | CRD633ZZ-01815 | MOBILE CREDENTIALS; ORGANIZATION SPECIFIC | Ea |  | 1 Year | 8.95 | 5% | 8.5025
66689 | HID | CRD633ZZ-01816 | MOBILE CREDENTIALS; ORGANIZATION SPECIFIC | Ea |  | 1 Year | 8.95 | 5% | 8.5025
66690 | HID | CRD633ZZ-01817 | MOBILE CREDENTIALS; ORGANIZATION SPECIFIC | Ea |  | 1 Year | 8.95 | 5% | 8.5025
66691 | HID | CRD633ZZ-01818 | MOBILE CREDENTIALS; ORGANIZATION SPECIFIC | Ea |  | 1 Year | 8.95 | 5% | 8.5025
66692 | HID | CRD633ZZ-01819 | MOBILE CREDENTIALS; ORGANIZATION SPECIFIC | Ea |  | 1 Year | 8.95 | 5% | 8.5025
66693 | HID | CRD633ZZ-01820 | MOBILE CREDENTIALS; ORGANIZATION SPECIFIC | Ea |  | 1 Year | 8.95 | 5% | 8.5025
66694 | HID | CRD633ZZ-01821 | MOBILE CREDENTIALS; ORGANIZATION SPECIFIC | Ea |  | 1 Year | 8.95 | 5% | 8.5025
66695 | HID | CRD633ZZ-01822 | MOBILE CREDENTIALS; ORGANIZATION SPECIFIC | Ea |  | 1 Year | 8.95 | 5% | 8.5025
66696 | HID | CRD633ZZ-01823 | MOBILE CREDENTIALS; ORGANIZATION SPECIFIC | Ea |  | 1 Year | 8.95 | 5% | 8.5025
66697 | HID | CRD633ZZ-01824 | MOBILE CREDENTIALS; ORGANIZATION SPECIFIC | Ea |  | 1 Year | 8.95 | 5% | 8.5025
66698 | HID | CRD633ZZ-01825 | MOBILE CREDENTIALS; ORGANIZATION SPECIFIC | Ea |  | 1 Year | 8.95 | 5% | 8.5025
66699 | HID | CRD633ZZ-01826 | MOBILE CREDENTIALS; ORGANIZATION SPECIFIC | Ea |  | 1 Year | 8.95 | 5% | 8.5025
66700 | HID | CRD633ZZ-01827 | MOBILE CREDENTIALS; ORGANIZATION SPECIFIC | Ea |  | 1 Year | 8.95 | 5% | 8.5025
66701 | HID | CRD633ZZ-01828 | MOBILE CREDENTIALS; ORGANIZATION SPECIFIC | Ea |  | 1 Year | 8.95 | 5% | 8.5025
66702 | HID | CRD633ZZ-01829 | MOBILE CREDENTIALS; ORGANIZATION SPECIFIC | Ea |  | 1 Year | 8.95 | 5% | 8.5025
66703 | HID | CRD633ZZ-01830 | MOBILE CREDENTIALS; ORGANIZATION SPECIFIC | Ea |  | 1 Year | 8.95 | 5% | 8.5025
66704 | HID | CRD633ZZ-01831 | MOBILE CREDENTIALS; ORGANIZATION SPECIFIC | Ea |  | 1 Year | 8.95 | 5% | 8.5025
66705 | HID | CRD633ZZ-01833 | MOBILE CREDENTIALS; ORGANIZATION SPECIFIC | Ea |  | 1 Year | 8.95 | 5% | 8.5025
66706 | HID | CRD633ZZ-01834 | MOBILE CREDENTIALS; ORGANIZATION SPECIFIC | Ea |  | 1 Year | 8.95 | 5% | 8.5025
66707 | HID | CRD633ZZ-01835 | MOBILE CREDENTIALS; ORGANIZATION SPECIFIC | Ea |  | 1 Year | 8.95 | 5% | 8.5025
66708 | HID | CRD633ZZ-01837 | MOBILE CREDENTIALS; ORGANIZATION SPECIFIC | Ea |  | 1 Year | 8.95 | 5% | 8.5025
66709 | HID | CRD633ZZ-01838 | MOBILE CREDENTIALS; ORGANIZATION SPECIFIC | Ea |  | 1 Year | 8.95 | 5% | 8.5025
66710 | HID | CRD633ZZ-01839 | MOBILE CREDENTIALS; ORGANIZATION SPECIFIC | Ea |  | 1 Year | 8.95 | 5% | 8.5025
66711 | HID | CRD633ZZ-01840 | MOBILE CREDENTIALS; ORGANIZATION SPECIFIC | Ea |  | 1 Year | 8.95 | 5% | 8.5025
66712 | HID | CRD633ZZ-01841 | MOBILE CREDENTIALS; ORGANIZATION SPECIFIC | Ea |  | 1 Year | 8.95 | 5% | 8.5025
66713 | HID | CRD633ZZ-01842 | MOBILE CREDENTIALS; ORGANIZATION SPECIFIC | Ea |  | 1 Year | 8.95 | 5% | 8.5025
66714 | HID | CRD633ZZ-01843 | MOBILE CREDENTIALS; ORGANIZATION SPECIFIC | Ea |  | 1 Year | 8.95 | 5% | 8.5025
66715 | HID | CRD633ZZ-01844 | MOBILE CREDENTIALS; ORGANIZATION SPECIFIC | Ea |  | 1 Year | 8.95 | 5% | 8.5025
66716 | HID | CRD633ZZ-01845 | MOBILE CREDENTIALS; ORGANIZATION SPECIFIC | Ea |  | 1 Year | 8.95 | 5% | 8.5025
66717 | HID | CRD633ZZ-01846 | MOBILE CREDENTIALS; ORGANIZATION SPECIFIC | Ea |  | 1 Year | 8.95 | 5% | 8.5025
66718 | HID | CRD633ZZ-01847 | MOBILE CREDENTIALS; ORGANIZATION SPECIFIC | Ea |  | 1 Year | 8.95 | 5% | 8.5025
66719 | HID | CRD633ZZ-01848 | MOBILE CREDENTIALS; ORGANIZATION SPECIFIC | Ea |  | 1 Year | 8.95 | 5% | 8.5025
66720 | HID | CRD633ZZ-01849 | MOBILE CREDENTIALS; ORGANIZATION SPECIFIC | Ea |  | 1 Year | 8.95 | 5% | 8.5025
66721 | HID | CRD633ZZ-01850 | MOBILE CREDENTIALS; ORGANIZATION SPECIFIC | Ea |  | 1 Year | 8.95 | 5% | 8.5025
66722 | HID | CRD633ZZ-01851 | MOBILE CREDENTIALS; ORGANIZATION SPECIFIC | Ea |  | 1 Year | 8.95 | 5% | 8.5025
66723 | HID | CRD633ZZ-01852 | MOBILE CREDENTIALS; ORGANIZATION SPECIFIC | Ea |  | 1 Year | 8.95 | 5% | 8.5025
66724 | HID | CRD633ZZ-01853 | MOBILE CREDENTIALS; ORGANIZATION SPECIFIC | Ea |  | 1 Year | 8.95 | 5% | 8.5025
66725 | HID | CRD633ZZ-01854 | MOBILE CREDENTIALS; ORGANIZATION SPECIFIC | Ea |  | 1 Year | 8.95 | 5% | 8.5025
66726 | HID | CRD633ZZ-01855 | MOBILE CREDENTIALS; ORGANIZATION SPECIFIC | Ea |  | 1 Year | 8.95 | 5% | 8.5025
66727 | HID | CRD633ZZ-01856 | MOBILE CREDENTIALS; ORGANIZATION SPECIFIC | Ea |  | 1 Year | 8.95 | 5% | 8.5025
66728 | HID | CRD633ZZ-01857 | MOBILE CREDENTIALS; ORGANIZATION SPECIFIC | Ea |  | 1 Year | 8.95 | 5% | 8.5025
66729 | HID | CRD633ZZ-01858 | MOBILE CREDENTIALS; ORGANIZATION SPECIFIC | Ea |  | 1 Year | 8.95 | 5% | 8.5025
66730 | HID | CRD633ZZ-01859 | MOBILE CREDENTIALS; ORGANIZATION SPECIFIC | Ea |  | 1 Year | 8.95 | 5% | 8.5025
66731 | HID | CRD633ZZ-01860 | MOBILE CREDENTIALS; ORGANIZATION SPECIFIC | Ea |  | 1 Year | 8.95 | 5% | 8.5025
66732 | HID | CRD633ZZ-01861 | MOBILE CREDENTIALS; ORGANIZATION SPECIFIC | Ea |  | 1 Year | 8.95 | 5% | 8.5025
66733 | HID | CRD633ZZ-01862 | MOBILE CREDENTIALS; ORGANIZATION SPECIFIC | Ea |  | 1 Year | 8.95 | 5% | 8.5025
66734 | HID | CRD633ZZ-01863 | MOBILE CREDENTIALS; ORGANIZATION SPECIFIC | Ea |  | 1 Year | 8.95 | 5% | 8.5025
66735 | HID | CRD633ZZ-01864 | MOBILE CREDENTIALS; ORGANIZATION SPECIFIC | Ea |  | 1 Year | 8.95 | 5% | 8.5025
66736 | HID | CRD633ZZ-01866 | MOBILE CREDENTIALS; ORGANIZATION SPECIFIC | Ea |  | 1 Year | 8.95 | 5% | 8.5025
66737 | HID | CRD633ZZ-01867 | MOBILE CREDENTIALS; ORGANIZATION SPECIFIC | Ea |  | 1 Year | 8.95 | 5% | 8.5025
66738 | HID | CRD633ZZ-01868 | MOBILE CREDENTIALS; ORGANIZATION SPECIFIC | Ea |  | 1 Year | 8.95 | 5% | 8.5025
66739 | HID | CRD633ZZ-01869 | MOBILE CREDENTIALS; ORGANIZATION SPECIFIC | Ea |  | 1 Year | 8.95 | 5% | 8.5025
66740 | HID | CRD633ZZ-01870 | MOBILE CREDENTIALS; ORGANIZATION SPECIFIC | Ea |  | 1 Year | 8.95 | 5% | 8.5025
66741 | HID | CRD633ZZ-01871 | MOBILE CREDENTIALS; ORGANIZATION SPECIFIC | Ea |  | 1 Year | 8.95 | 5% | 8.5025
66742 | HID | CRD633ZZ-01872 | MOBILE CREDENTIALS; ORGANIZATION SPECIFIC | Ea |  | 1 Year | 8.95 | 5% | 8.5025
66743 | HID | CRD633ZZ-01873 | MOBILE CREDENTIALS; ORGANIZATION SPECIFIC | Ea |  | 1 Year | 8.95 | 5% | 8.5025
66744 | HID | CRD633ZZ-01874 | MOBILE CREDENTIALS; ORGANIZATION SPECIFIC | Ea |  | 1 Year | 8.95 | 5% | 8.5025
66745 | HID | CRD633ZZ-01875 | MOBILE CREDENTIALS; ORGANIZATION SPECIFIC | Ea |  | 1 Year | 8.95 | 5% | 8.5025
66746 | HID | CRD633ZZ-01876 | MOBILE CREDENTIALS; ORGANIZATION SPECIFIC | Ea |  | 1 Year | 8.95 | 5% | 8.5025
66747 | HID | CRD633ZZ-01877 | MOBILE CREDENTIALS; ORGANIZATION SPECIFIC | Ea |  | 1 Year | 8.95 | 5% | 8.5025
66748 | HID | CRD633ZZ-01878 | MOBILE CREDENTIALS; ORGANIZATION SPECIFIC | Ea |  | 1 Year | 8.95 | 5% | 8.5025
66749 | HID | CRD633ZZ-01879 | MOBILE CREDENTIALS; ORGANIZATION SPECIFIC | Ea |  | 1 Year | 8.95 | 5% | 8.5025
66750 | HID | CRD633ZZ-01880 | MOBILE CREDENTIALS; ORGANIZATION SPECIFIC | Ea |  | 1 Year | 8.95 | 5% | 8.5025
66751 | HID | CRD633ZZ-01881 | MOBILE CREDENTIALS; ORGANIZATION SPECIFIC | Ea |  | 1 Year | 8.95 | 5% | 8.5025
66752 | HID | CRD633ZZ-01882 | MOBILE CREDENTIALS; ORGANIZATION SPECIFIC | Ea |  | 1 Year | 8.95 | 5% | 8.5025
66753 | HID | CRD633ZZ-01883 | MOBILE CREDENTIALS; ORGANIZATION SPECIFIC | Ea |  | 1 Year | 8.95 | 5% | 8.5025
66754 | HID | CRD633ZZ-01884 | MOBILE CREDENTIALS; ORGANIZATION SPECIFIC | Ea |  | 1 Year | 8.95 | 5% | 8.5025
66755 | HID | CRD633ZZ-01885 | MOBILE CREDENTIALS; ORGANIZATION SPECIFIC | Ea |  | 1 Year | 8.95 | 5% | 8.5025
66756 | HID | CRD633ZZ-01886 | MOBILE CREDENTIALS; ORGANIZATION SPECIFIC | Ea |  | 1 Year | 8.95 | 5% | 8.5025
66757 | HID | CRD633ZZ-01887 | MOBILE CREDENTIALS; ORGANIZATION SPECIFIC | Ea |  | 1 Year | 8.95 | 5% | 8.5025
66758 | HID | CRD633ZZ-01888 | MOBILE CREDENTIALS; ORGANIZATION SPECIFIC | Ea |  | 1 Year | 8.95 | 5% | 8.5025
66759 | HID | CRD633ZZ-01889 | MOBILE CREDENTIALS; ORGANIZATION SPECIFIC | Ea |  | 1 Year | 8.95 | 5% | 8.5025
66760 | HID | CRD633ZZ-01890 | MOBILE CREDENTIALS; ORGANIZATION SPECIFIC | Ea |  | 1 Year | 8.95 | 5% | 8.5025
66761 | HID | CRD633ZZ-01891 | MOBILE CREDENTIALS; ORGANIZATION SPECIFIC | Ea |  | 1 Year | 8.95 | 5% | 8.5025
66762 | HID | CRD633ZZ-01892 | MOBILE CREDENTIALS; ORGANIZATION SPECIFIC | Ea |  | 1 Year | 8.95 | 5% | 8.5025
66763 | HID | CRD633ZZ-01893 | MOBILE CREDENTIALS; ORGANIZATION SPECIFIC | Ea |  | 1 Year | 8.95 | 5% | 8.5025
66764 | HID | CRD633ZZ-01894 | MOBILE CREDENTIALS; ORGANIZATION SPECIFIC | Ea |  | 1 Year | 8.95 | 5% | 8.5025
66765 | HID | CRD633ZZ-01895 | MOBILE CREDENTIALS; ORGANIZATION SPECIFIC | Ea |  | 1 Year | 8.95 | 5% | 8.5025
66766 | HID | CRD633ZZ-01896 | MOBILE CREDENTIALS; ORGANIZATION SPECIFIC | Ea |  | 1 Year | 8.95 | 5% | 8.5025
66767 | HID | CRD633ZZ-01897 | MOBILE CREDENTIALS; ORGANIZATION SPECIFIC | Ea |  | 1 Year | 8.95 | 5% | 8.5025
66768 | HID | CRD633ZZ-01898 | MOBILE CREDENTIALS; ORGANIZATION SPECIFIC | Ea |  | 1 Year | 8.95 | 5% | 8.5025
66769 | HID | CRD633ZZ-01899 | MOBILE CREDENTIALS; ORGANIZATION SPECIFIC | Ea |  | 1 Year | 8.95 | 5% | 8.5025
66770 | HID | CRD633ZZ-01900 | MOBILE CREDENTIALS; ORGANIZATION SPECIFIC | Ea |  | 1 Year | 8.95 | 5% | 8.5025
66771 | HID | CRD633ZZ-01901 | MOBILE CREDENTIALS; ORGANIZATION SPECIFIC | Ea |  | 1 Year | 8.95 | 5% | 8.5025
66772 | HID | CRD633ZZ-01902 | MOBILE CREDENTIALS; ORGANIZATION SPECIFIC | Ea |  | 1 Year | 8.95 | 5% | 8.5025
66773 | HID | CRD633ZZ-01903 | MOBILE CREDENTIALS; ORGANIZATION SPECIFIC | Ea |  | 1 Year | 8.95 | 5% | 8.5025
66774 | HID | CRD633ZZ-01904 | MOBILE CREDENTIALS; ORGANIZATION SPECIFIC | Ea |  | 1 Year | 8.95 | 5% | 8.5025
66775 | HID | CRD633ZZ-01905 | MOBILE CREDENTIALS; ORGANIZATION SPECIFIC | Ea |  | 1 Year | 8.95 | 5% | 8.5025
66776 | HID | CRD633ZZ-01906 | MOBILE CREDENTIALS; ORGANIZATION SPECIFIC | Ea |  | 1 Year | 8.95 | 5% | 8.5025
66777 | HID | CRD633ZZ-01907 | MOBILE CREDENTIALS; ORGANIZATION SPECIFIC | Ea |  | 1 Year | 8.95 | 5% | 8.5025
66778 | HID | CRD633ZZ-01908 | MOBILE CREDENTIALS; ORGANIZATION SPECIFIC | Ea |  | 1 Year | 8.95 | 5% | 8.5025
66779 | HID | CRD633ZZ-01909 | MOBILE CREDENTIALS; ORGANIZATION SPECIFIC | Ea |  | 1 Year | 8.95 | 5% | 8.5025
66780 | HID | CRD633ZZ-01910 | MOBILE CREDENTIALS; ORGANIZATION SPECIFIC | Ea |  | 1 Year | 8.95 | 5% | 8.5025
66781 | HID | CRD633ZZ-01911 | MOBILE CREDENTIALS; ORGANIZATION SPECIFIC | Ea |  | 1 Year | 8.95 | 5% | 8.5025
66782 | HID | CRD633ZZ-01912 | MOBILE CREDENTIALS; ORGANIZATION SPECIFIC | Ea |  | 1 Year | 8.95 | 5% | 8.5025
66783 | HID | CRD633ZZ-01913 | MOBILE CREDENTIALS; ORGANIZATION SPECIFIC | Ea |  | 1 Year | 8.95 | 5% | 8.5025
66784 | HID | CRD633ZZ-01914 | MOBILE CREDENTIALS; ORGANIZATION SPECIFIC | Ea |  | 1 Year | 8.95 | 5% | 8.5025
66785 | HID | CRD633ZZ-01915 | MOBILE CREDENTIALS; ORGANIZATION SPECIFIC | Ea |  | 1 Year | 8.95 | 5% | 8.5025
66786 | HID | CRD633ZZ-01916 | MOBILE CREDENTIALS; ORGANIZATION SPECIFIC | Ea |  | 1 Year | 8.95 | 5% | 8.5025
66787 | HID | CRD633ZZ-01917 | MOBILE CREDENTIALS; ORGANIZATION SPECIFIC | Ea |  | 1 Year | 8.95 | 5% | 8.5025
66788 | HID | CRD633ZZ-01918 | MOBILE CREDENTIALS; ORGANIZATION SPECIFIC | Ea |  | 1 Year | 8.95 | 5% | 8.5025
66789 | HID | CRD633ZZ-01919 | MOBILE CREDENTIALS; ORGANIZATION SPECIFIC | Ea |  | 1 Year | 8.95 | 5% | 8.5025
66790 | HID | CRD633ZZ-01920 | MOBILE CREDENTIALS; ORGANIZATION SPECIFIC | Ea |  | 1 Year | 8.95 | 5% | 8.5025
66791 | HID | CRD633ZZ-01921 | MOBILE CREDENTIALS; ORGANIZATION SPECIFIC | Ea |  | 1 Year | 8.95 | 5% | 8.5025
66792 | HID | CRD633ZZ-01922 | MOBILE CREDENTIALS; ORGANIZATION SPECIFIC | Ea |  | 1 Year | 8.95 | 5% | 8.5025
66793 | HID | CRD633ZZ-01923 | MOBILE CREDENTIALS; ORGANIZATION SPECIFIC | Ea |  | 1 Year | 8.95 | 5% | 8.5025
66794 | HID | CRD633ZZ-01924 | MOBILE CREDENTIALS; ORGANIZATION SPECIFIC | Ea |  | 1 Year | 8.95 | 5% | 8.5025
66795 | HID | CRD633ZZ-01925 | MOBILE CREDENTIALS; ORGANIZATION SPECIFIC | Ea |  | 1 Year | 8.95 | 5% | 8.5025
66796 | HID | CRD633ZZ-01926 | MOBILE CREDENTIALS; ORGANIZATION SPECIFIC | Ea |  | 1 Year | 8.95 | 5% | 8.5025
66797 | HID | CRD633ZZ-01927 | MOBILE CREDENTIALS; ORGANIZATION SPECIFIC | Ea |  | 1 Year | 8.95 | 5% | 8.5025
66798 | HID | CRD633ZZ-01928 | MOBILE CREDENTIALS; ORGANIZATION SPECIFIC | Ea |  | 1 Year | 8.95 | 5% | 8.5025
66799 | HID | CRD633ZZ-01929 | MOBILE CREDENTIALS; ORGANIZATION SPECIFIC | Ea |  | 1 Year | 8.95 | 5% | 8.5025
66800 | HID | CRD633ZZ-01930 | MOBILE CREDENTIALS; ORGANIZATION SPECIFIC | Ea |  | 1 Year | 8.95 | 5% | 8.5025
66801 | HID | CRD633ZZ-01931 | MOBILE CREDENTIALS; ORGANIZATION SPECIFIC | Ea |  | 1 Year | 8.95 | 5% | 8.5025
66802 | HID | CRD633ZZ-01932 | MOBILE CREDENTIALS; ORGANIZATION SPECIFIC | Ea |  | 1 Year | 8.95 | 5% | 8.5025
66803 | HID | CRD633ZZ-01933 | MOBILE CREDENTIALS; ORGANIZATION SPECIFIC | Ea |  | 1 Year | 8.95 | 5% | 8.5025
66804 | HID | CRD633ZZ-01934 | MOBILE CREDENTIALS; ORGANIZATION SPECIFIC | Ea |  | 1 Year | 8.95 | 5% | 8.5025
66805 | HID | CRD633ZZ-01935 | MOBILE CREDENTIALS; ORGANIZATION SPECIFIC | Ea |  | 1 Year | 8.95 | 5% | 8.5025
66806 | HID | CRD633ZZ-01936 | MOBILE CREDENTIALS; ORGANIZATION SPECIFIC | Ea |  | 1 Year | 8.95 | 5% | 8.5025
66807 | HID | CRD633ZZ-01937 | MOBILE CREDENTIALS; ORGANIZATION SPECIFIC | Ea |  | 1 Year | 8.95 | 5% | 8.5025
66808 | HID | CRD633ZZ-01938 | MOBILE CREDENTIALS; ORGANIZATION SPECIFIC | Ea |  | 1 Year | 8.95 | 5% | 8.5025
66809 | HID | CRD633ZZ-01939 | MOBILE CREDENTIALS; ORGANIZATION SPECIFIC | Ea |  | 1 Year | 8.95 | 5% | 8.5025
66810 | HID | CRD633ZZ-01940 | MOBILE CREDENTIALS; ORGANIZATION SPECIFIC | Ea |  | 1 Year | 8.95 | 5% | 8.5025
66811 | HID | CRD633ZZ-01941 | MOBILE CREDENTIALS; ORGANIZATION SPECIFIC | Ea |  | 1 Year | 8.95 | 5% | 8.5025
66812 | HID | CRD633ZZ-01942 | MOBILE CREDENTIALS; ORGANIZATION SPECIFIC | Ea |  | 1 Year | 8.95 | 5% | 8.5025
66813 | HID | CRD633ZZ-01943 | MOBILE CREDENTIALS; ORGANIZATION SPECIFIC | Ea |  | 1 Year | 8.95 | 5% | 8.5025
66814 | HID | CRD633ZZ-01944 | MOBILE CREDENTIALS; ORGANIZATION SPECIFIC | Ea |  | 1 Year | 8.95 | 5% | 8.5025
66815 | HID | CRD633ZZ-01945 | MOBILE CREDENTIALS; ORGANIZATION SPECIFIC | Ea |  | 1 Year | 8.95 | 5% | 8.5025
66816 | HID | CRD633ZZ-01946 | MOBILE CREDENTIALS; ORGANIZATION SPECIFIC | Ea |  | 1 Year | 8.95 | 5% | 8.5025
66817 | HID | CRD633ZZ-01947 | MOBILE CREDENTIALS; ORGANIZATION SPECIFIC | Ea |  | 1 Year | 8.95 | 5% | 8.5025
66818 | HID | CRD633ZZ-01948 | MOBILE CREDENTIALS; ORGANIZATION SPECIFIC | Ea |  | 1 Year | 8.95 | 5% | 8.5025
66819 | HID | CRD633ZZ-01949 | MOBILE CREDENTIALS; ORGANIZATION SPECIFIC | Ea |  | 1 Year | 8.95 | 5% | 8.5025
66820 | HID | CRD633ZZ-01950 | MOBILE CREDENTIALS; ORGANIZATION SPECIFIC | Ea |  | 1 Year | 8.95 | 5% | 8.5025
66821 | HID | CRD633ZZ-01951 | MOBILE CREDENTIALS; ORGANIZATION SPECIFIC | Ea |  | 1 Year | 8.95 | 5% | 8.5025
66822 | HID | CRD633ZZ-01952 | MOBILE CREDENTIALS; ORGANIZATION SPECIFIC | Ea |  | 1 Year | 8.95 | 5% | 8.5025
66823 | HID | CRD633ZZ-01953 | MOBILE CREDENTIALS; ORGANIZATION SPECIFIC | Ea |  | 1 Year | 8.95 | 5% | 8.5025
66824 | HID | CRD633ZZ-01954 | MOBILE CREDENTIALS; ORGANIZATION SPECIFIC | Ea |  | 1 Year | 8.95 | 5% | 8.5025
66825 | HID | CRD633ZZ-01955 | MOBILE CREDENTIALS; ORGANIZATION SPECIFIC | Ea |  | 1 Year | 8.95 | 5% | 8.5025
66826 | HID | CRD633ZZ-01956 | MOBILE CREDENTIALS; ORGANIZATION SPECIFIC | Ea |  | 1 Year | 8.95 | 5% | 8.5025
66827 | HID | CRD633ZZ-01957 | MOBILE CREDENTIALS; ORGANIZATION SPECIFIC | Ea |  | 1 Year | 8.95 | 5% | 8.5025
66828 | HID | CRD633ZZ-01959 | MOBILE CREDENTIALS; ORGANIZATION SPECIFIC | Ea |  | 1 Year | 8.95 | 5% | 8.5025
66829 | HID | CRD633ZZ-01960 | MOBILE CREDENTIALS; ORGANIZATION SPECIFIC | Ea |  | 1 Year | 8.95 | 5% | 8.5025
66830 | HID | CRD633ZZ-01961 | MOBILE CREDENTIALS; ORGANIZATION SPECIFIC | Ea |  | 1 Year | 8.95 | 5% | 8.5025
66831 | HID | CRD633ZZ-01962 | MOBILE CREDENTIALS; ORGANIZATION SPECIFIC | Ea |  | 1 Year | 8.95 | 5% | 8.5025
66832 | HID | CRD633ZZ-01963 | MOBILE CREDENTIALS; ORGANIZATION SPECIFIC | Ea |  | 1 Year | 8.95 | 5% | 8.5025
66833 | HID | CRD633ZZ-01964 | MOBILE CREDENTIALS; ORGANIZATION SPECIFIC | Ea |  | 1 Year | 8.95 | 5% | 8.5025
66834 | HID | CRD633ZZ-01965 | MOBILE CREDENTIALS; ORGANIZATION SPECIFIC | Ea |  | 1 Year | 8.95 | 5% | 8.5025
66835 | HID | CRD633ZZ-01966 | MOBILE CREDENTIALS; ORGANIZATION SPECIFIC | Ea |  | 1 Year | 8.95 | 5% | 8.5025
66836 | HID | CRD633ZZ-01967 | MOBILE CREDENTIALS; ORGANIZATION SPECIFIC | Ea |  | 1 Year | 8.95 | 5% | 8.5025
66837 | HID | CRD633ZZ-01968 | MOBILE CREDENTIALS; ORGANIZATION SPECIFIC | Ea |  | 1 Year | 8.95 | 5% | 8.5025
66838 | HID | CRD633ZZ-01969 | MOBILE CREDENTIALS; ORGANIZATION SPECIFIC | Ea |  | 1 Year | 8.95 | 5% | 8.5025
66839 | HID | CRD633ZZ-01970 | MOBILE CREDENTIALS; ORGANIZATION SPECIFIC | Ea |  | 1 Year | 8.95 | 5% | 8.5025
66840 | HID | CRD633ZZ-01971 | MOBILE CREDENTIALS; ORGANIZATION SPECIFIC | Ea |  | 1 Year | 8.95 | 5% | 8.5025
66841 | HID | CRD633ZZ-01972 | MOBILE CREDENTIALS; ORGANIZATION SPECIFIC | Ea |  | 1 Year | 8.95 | 5% | 8.5025
66842 | HID | CRD633ZZ-01973 | MOBILE CREDENTIALS; ORGANIZATION SPECIFIC | Ea |  | 1 Year | 8.95 | 5% | 8.5025
66843 | HID | CRD633ZZ-01974 | MOBILE CREDENTIALS; ORGANIZATION SPECIFIC | Ea |  | 1 Year | 8.95 | 5% | 8.5025
66844 | HID | CRD633ZZ-01975 | MOBILE CREDENTIALS; ORGANIZATION SPECIFIC | Ea |  | 1 Year | 8.95 | 5% | 8.5025
66845 | HID | CRD633ZZ-01976 | MOBILE CREDENTIALS; ORGANIZATION SPECIFIC | Ea |  | 1 Year | 8.95 | 5% | 8.5025
66846 | HID | CRD633ZZ-01977 | MOBILE CREDENTIALS; ORGANIZATION SPECIFIC | Ea |  | 1 Year | 8.95 | 5% | 8.5025
66847 | HID | CRD633ZZ-01978 | MOBILE CREDENTIALS; ORGANIZATION SPECIFIC | Ea |  | 1 Year | 8.95 | 5% | 8.5025
66848 | HID | CRD633ZZ-01979 | MOBILE CREDENTIALS; ORGANIZATION SPECIFIC | Ea |  | 1 Year | 8.95 | 5% | 8.5025
66849 | HID | CRD633ZZ-01980 | MOBILE CREDENTIALS; ORGANIZATION SPECIFIC | Ea |  | 1 Year | 8.95 | 5% | 8.5025
66850 | HID | CRD633ZZ-01981 | MOBILE CREDENTIALS; ORGANIZATION SPECIFIC | Ea |  | 1 Year | 8.95 | 5% | 8.5025
66851 | HID | CRD633ZZ-01982 | MOBILE CREDENTIALS; ORGANIZATION SPECIFIC | Ea |  | 1 Year | 8.95 | 5% | 8.5025
66852 | HID | CRD633ZZ-01983 | MOBILE CREDENTIALS; ORGANIZATION SPECIFIC | Ea |  | 1 Year | 8.95 | 5% | 8.5025
66853 | HID | CRD633ZZ-01984 | MOBILE CREDENTIALS; ORGANIZATION SPECIFIC | Ea |  | 1 Year | 8.95 | 5% | 8.5025
66854 | HID | CRD633ZZ-01985 | MOBILE CREDENTIALS; ORGANIZATION SPECIFIC | Ea |  | 1 Year | 8.95 | 5% | 8.5025
66855 | HID | CRD633ZZ-01986 | MOBILE CREDENTIALS; ORGANIZATION SPECIFIC | Ea |  | 1 Year | 8.95 | 5% | 8.5025
66856 | HID | CRD633ZZ-01987 | MOBILE CREDENTIALS; ORGANIZATION SPECIFIC | Ea |  | 1 Year | 8.95 | 5% | 8.5025
66857 | HID | CRD633ZZ-01988 | MOBILE CREDENTIALS; ORGANIZATION SPECIFIC | Ea |  | 1 Year | 8.95 | 5% | 8.5025
66858 | HID | CRD633ZZ-01989 | MOBILE CREDENTIALS; ORGANIZATION SPECIFIC | Ea |  | 1 Year | 8.95 | 5% | 8.5025
66859 | HID | CRD633ZZ-01990 | MOBILE CREDENTIALS; ORGANIZATION SPECIFIC | Ea |  | 1 Year | 8.95 | 5% | 8.5025
66860 | HID | CRD633ZZ-01991 | MOBILE CREDENTIALS; ORGANIZATION SPECIFIC | Ea |  | 1 Year | 8.95 | 5% | 8.5025
66861 | HID | CRD633ZZ-01992 | MOBILE CREDENTIALS; ORGANIZATION SPECIFIC | Ea |  | 1 Year | 8.95 | 5% | 8.5025
66862 | HID | CRD633ZZ-01993 | MOBILE CREDENTIALS; ORGANIZATION SPECIFIC | Ea |  | 1 Year | 8.95 | 5% | 8.5025
66863 | HID | CRD633ZZ-01994 | MOBILE CREDENTIALS; ORGANIZATION SPECIFIC | Ea |  | 1 Year | 8.95 | 5% | 8.5025
66864 | HID | CRD633ZZ-01995 | MOBILE CREDENTIALS; ORGANIZATION SPECIFIC | Ea |  | 1 Year | 8.95 | 5% | 8.5025
66865 | HID | CRD633ZZ-01996 | MOBILE CREDENTIALS; ORGANIZATION SPECIFIC | Ea |  | 1 Year | 8.95 | 5% | 8.5025
66866 | HID | CRD633ZZ-01997 | MOBILE CREDENTIALS; ORGANIZATION SPECIFIC | Ea |  | 1 Year | 8.95 | 5% | 8.5025
66867 | HID | CRD633ZZ-01998 | MOBILE CREDENTIALS; ORGANIZATION SPECIFIC | Ea |  | 1 Year | 8.95 | 5% | 8.5025
66868 | HID | CRD633ZZ-01999 | MOBILE CREDENTIALS; ORGANIZATION SPECIFIC | Ea |  | 1 Year | 8.95 | 5% | 8.5025
66869 | HID | CRD633ZZ-02000 | MOBILE CREDENTIALS; ORGANIZATION SPECIFIC | Ea |  | 1 Year | 8.95 | 5% | 8.5025
66870 | HID | CRD633ZZ-02001 | MOBILE CREDENTIALS; ORGANIZATION SPECIFIC | Ea |  | 1 Year | 8.95 | 5% | 8.5025
66871 | HID | CRD633ZZ-02002 | MOBILE CREDENTIALS; ORGANIZATION SPECIFIC | Ea |  | 1 Year | 8.95 | 5% | 8.5025
66872 | HID | CRD633ZZ-02003 | MOBILE CREDENTIALS; ORGANIZATION SPECIFIC | Ea |  | 1 Year | 8.95 | 5% | 8.5025
66873 | HID | CRD633ZZ-02004 | MOBILE CREDENTIALS; ORGANIZATION SPECIFIC | Ea |  | 1 Year | 8.95 | 5% | 8.5025
66874 | HID | CRD633ZZ-02005 | MOBILE CREDENTIALS; ORGANIZATION SPECIFIC | Ea |  | 1 Year | 8.95 | 5% | 8.5025
66875 | HID | CRD633ZZ-02006 | MOBILE CREDENTIALS; ORGANIZATION SPECIFIC | Ea |  | 1 Year | 8.95 | 5% | 8.5025
66876 | HID | CRD633ZZ-02007 | MOBILE CREDENTIALS; ORGANIZATION SPECIFIC | Ea |  | 1 Year | 8.95 | 5% | 8.5025
66877 | HID | CRD633ZZ-02008 | MOBILE CREDENTIALS; ORGANIZATION SPECIFIC | Ea |  | 1 Year | 8.95 | 5% | 8.5025
66878 | HID | CRD633ZZ-02009 | MOBILE CREDENTIALS; ORGANIZATION SPECIFIC | Ea |  | 1 Year | 8.95 | 5% | 8.5025
66879 | HID | CRD633ZZ-02010 | MOBILE CREDENTIALS; ORGANIZATION SPECIFIC | Ea |  | 1 Year | 8.95 | 5% | 8.5025
66880 | HID | CRD633ZZ-02011 | MOBILE CREDENTIALS; ORGANIZATION SPECIFIC | Ea |  | 1 Year | 8.95 | 5% | 8.5025
66881 | HID | CRD633ZZ-02012 | MOBILE CREDENTIALS; ORGANIZATION SPECIFIC | Ea |  | 1 Year | 8.95 | 5% | 8.5025
66882 | HID | CRD633ZZ-02013 | MOBILE CREDENTIALS; ORGANIZATION SPECIFIC | Ea |  | 1 Year | 8.95 | 5% | 8.5025
66883 | HID | CRD633ZZ-02014 | MOBILE CREDENTIALS; ORGANIZATION SPECIFIC | Ea |  | 1 Year | 8.95 | 5% | 8.5025
66884 | HID | CRD633ZZ-02015 | MOBILE CREDENTIALS; ORGANIZATION SPECIFIC | Ea |  | 1 Year | 8.95 | 5% | 8.5025
66885 | HID | CRD633ZZ-02016 | MOBILE CREDENTIALS; ORGANIZATION SPECIFIC | Ea |  | 1 Year | 8.95 | 5% | 8.5025
66886 | HID | CRD633ZZ-02017 | MOBILE CREDENTIALS; ORGANIZATION SPECIFIC | Ea |  | 1 Year | 8.95 | 5% | 8.5025
66887 | HID | CRD633ZZ-02018 | MOBILE CREDENTIALS; ORGANIZATION SPECIFIC | Ea |  | 1 Year | 8.95 | 5% | 8.5025
66888 | HID | CRD633ZZ-02019 | MOBILE CREDENTIALS; ORGANIZATION SPECIFIC | Ea |  | 1 Year | 8.95 | 5% | 8.5025
66889 | HID | CRD633ZZ-02020 | MOBILE CREDENTIALS; ORGANIZATION SPECIFIC | Ea |  | 1 Year | 8.95 | 5% | 8.5025
66890 | HID | CRD633ZZ-02021 | MOBILE CREDENTIALS; ORGANIZATION SPECIFIC | Ea |  | 1 Year | 8.95 | 5% | 8.5025
66891 | HID | CRD633ZZ-02022 | MOBILE CREDENTIALS; ORGANIZATION SPECIFIC | Ea |  | 1 Year | 8.95 | 5% | 8.5025
66892 | HID | CRD633ZZ-02023 | MOBILE CREDENTIALS; ORGANIZATION SPECIFIC | Ea |  | 1 Year | 8.95 | 5% | 8.5025
66893 | HID | CRD633ZZ-02024 | MOBILE CREDENTIALS; ORGANIZATION SPECIFIC | Ea |  | 1 Year | 8.95 | 5% | 8.5025
66894 | HID | CRD633ZZ-02025 | MOBILE CREDENTIALS; ORGANIZATION SPECIFIC | Ea |  | 1 Year | 8.95 | 5% | 8.5025
66895 | HID | CRD633ZZ-02026 | MOBILE CREDENTIALS; ORGANIZATION SPECIFIC | Ea |  | 1 Year | 8.95 | 5% | 8.5025
66896 | HID | CRD633ZZ-02027 | MOBILE CREDENTIALS; ORGANIZATION SPECIFIC | Ea |  | 1 Year | 8.95 | 5% | 8.5025
66897 | HID | CRD633ZZ-02028 | MOBILE CREDENTIALS; ORGANIZATION SPECIFIC | Ea |  | 1 Year | 8.95 | 5% | 8.5025
66898 | HID | CRD633ZZ-02029 | MOBILE CREDENTIALS; ORGANIZATION SPECIFIC | Ea |  | 1 Year | 8.95 | 5% | 8.5025
66899 | HID | CRD633ZZ-02030 | MOBILE CREDENTIALS; ORGANIZATION SPECIFIC | Ea |  | 1 Year | 8.95 | 5% | 8.5025
66900 | HID | CRD633ZZ-02031 | MOBILE CREDENTIALS; ORGANIZATION SPECIFIC | Ea |  | 1 Year | 8.95 | 5% | 8.5025
66901 | HID | CRD633ZZ-02032 | MOBILE CREDENTIALS; ORGANIZATION SPECIFIC | Ea |  | 1 Year | 8.95 | 5% | 8.5025
66902 | HID | CRD633ZZ-02033 | MOBILE CREDENTIALS; ORGANIZATION SPECIFIC | Ea |  | 1 Year | 8.95 | 5% | 8.5025
66903 | HID | CRD633ZZ-02034 | MOBILE CREDENTIALS; ORGANIZATION SPECIFIC | Ea |  | 1 Year | 8.95 | 5% | 8.5025
66904 | HID | CRD633ZZ-02035 | MOBILE CREDENTIALS; ORGANIZATION SPECIFIC | Ea |  | 1 Year | 8.95 | 5% | 8.5025
66905 | HID | CRD633ZZ-02036 | MOBILE CREDENTIALS; ORGANIZATION SPECIFIC | Ea |  | 1 Year | 8.95 | 5% | 8.5025
66906 | HID | CRD633ZZ-02037 | MOBILE CREDENTIALS; ORGANIZATION SPECIFIC | Ea |  | 1 Year | 8.95 | 5% | 8.5025
66907 | HID | CRD633ZZ-02038 | MOBILE CREDENTIALS; ORGANIZATION SPECIFIC | Ea |  | 1 Year | 8.95 | 5% | 8.5025
66908 | HID | CRD633ZZ-02039 | MOBILE CREDENTIALS; ORGANIZATION SPECIFIC | Ea |  | 1 Year | 8.95 | 5% | 8.5025
66909 | HID | CRD633ZZ-02040 | MOBILE CREDENTIALS; ORGANIZATION SPECIFIC | Ea |  | 1 Year | 8.95 | 5% | 8.5025
66910 | HID | CRD633ZZ-02041 | MOBILE CREDENTIALS; ORGANIZATION SPECIFIC | Ea |  | 1 Year | 8.95 | 5% | 8.5025
66911 | HID | CRD633ZZ-02042 | MOBILE CREDENTIALS; ORGANIZATION SPECIFIC | Ea |  | 1 Year | 8.95 | 5% | 8.5025
66912 | HID | CRD633ZZ-02043 | MOBILE CREDENTIALS; ORGANIZATION SPECIFIC | Ea |  | 1 Year | 8.95 | 5% | 8.5025
66913 | HID | CRD633ZZ-02045 | MOBILE CREDENTIALS; ORGANIZATION SPECIFIC | Ea |  | 1 Year | 8.95 | 5% | 8.5025
66914 | HID | CRD633ZZ-02046 | MOBILE CREDENTIALS; ORGANIZATION SPECIFIC | Ea |  | 1 Year | 8.95 | 5% | 8.5025
66915 | HID | CRD633ZZ-02047 | MOBILE CREDENTIALS; ORGANIZATION SPECIFIC | Ea |  | 1 Year | 8.95 | 5% | 8.5025
66916 | HID | CRD633ZZ-02048 | MOBILE CREDENTIALS; ORGANIZATION SPECIFIC | Ea |  | 1 Year | 8.95 | 5% | 8.5025
66917 | HID | CRD633ZZ-02049 | MOBILE CREDENTIALS; ORGANIZATION SPECIFIC | Ea |  | 1 Year | 8.95 | 5% | 8.5025
66918 | HID | CRD633ZZ-02050 | MOBILE CREDENTIALS; ORGANIZATION SPECIFIC | Ea |  | 1 Year | 8.95 | 5% | 8.5025
66919 | HID | CRD633ZZ-02051 | MOBILE CREDENTIALS; ORGANIZATION SPECIFIC | Ea |  | 1 Year | 8.95 | 5% | 8.5025
66920 | HID | CRD633ZZ-02052 | MOBILE CREDENTIALS; ORGANIZATION SPECIFIC | Ea |  | 1 Year | 8.95 | 5% | 8.5025
66921 | HID | CRD633ZZ-02053 | MOBILE CREDENTIALS; ORGANIZATION SPECIFIC | Ea |  | 1 Year | 8.95 | 5% | 8.5025
66922 | HID | CRD634ZZ-01342 | MOBILE CREDENTIALS; ORGANIZATION SPECIFIC | Ea |  | 1 Year | 8.95 | 5% | 8.5025
66923 | HID | CRD634ZZ-01344 | MOBILE CREDENTIALS; ORGANIZATION SPECIFIC | Ea |  | 1 Year | 8.95 | 5% | 8.5025
66924 | HID | CRDT-A1 | CRDT, ICLASS CREDENTIAL, ELITE ENCODING | Ea |  | 1 Year | 0.31 | 5% | 0.2945
66925 | HID | CRDT-A4 | CRDT, ICLASS CREDENTIAL, ELITE SIO ENCODING | Ea |  | 1 Year | 0.31 | 5% | 0.2945
66926 | HID | CRDT-B4 | CRDT, MIFARE CLASSIC CREDENTIAL, ELITE SIO ENCODING | Ea |  | 1 Year | 0.3 | 5% | 0.285
66927 | HID | CRDT-C4 | CRDT, MIFARE DESFIRE CREDENTIAL, ELITE SIO ENCODING | Ea |  | 1 Year | 0.3 | 5% | 0.285
66928 | HID | CRDT-D4 | CRDT, SEOS CREDENTIAL, ELITE SIO ENCODING | Ea |  | 1 Year | 0.3 | 5% | 0.285
66929 | HID | CRDT-F0 | CRDT, MIFARE CLASSIC CREDENTIAL, STD ENCODING, THIRD PART | Ea |  | 1 Year | 2 | 5% | 1.9
66930 | HID | CRDT-F3 | CRDT, MIFARE CLASSIC CREDENTIAL, SIO ENCODING, THIRD PARTY | Ea |  | 1 Year | 2 | 5% | 1.9
66931 | HID | CRDT-F4 | CRDT, MIFARE CLASSIC CREDENTIAL, ELITE SIO ENCODING, THIRD PARTY | Ea |  | 1 Year | 2.3 | 5% | 2.185
66932 | HID | CRDT-F5 | CRDT, MIFARE CLASSIC CREDENTIAL, CUSTOM DATA, THIRD PARTY | Ea |  | 1 Year | 2 | 5% | 1.9
66933 | HID | CRDT-G3 | CRDT, MIFARE DESFIRE CREDENTIAL, SIO ENCODING, THIRD PARTY | Ea |  | 1 Year | 2 | 5% | 1.9
66934 | HID | CRDT-G4 | CRDT, MIFARE DESFIRE CREDENTIAL, ELITE SIO ENCODING, THIRD PARTY | Ea |  | 1 Year | 2.3 | 5% | 2.185
66935 | HID | CRDT-G5 | CRDT, MIFARE DESFIRE CREDENTIAL, CUSTOM DATA, THIRD PARTY | Ea |  | 1 Year | 2 | 5% | 1.9
66936 | HID | CRDT-H3 | CRDT, SEOS CREDENTIAL, SIO ENCODING, THIRD PARTY | Ea |  | 1 Year | 3 | 5% | 2.85
66937 | HID | CRDT-H4 | CRDT, SEOS CREDENTIAL, ELITE SIO ENCODING, THIRD PARTY | Ea |  | 1 Year | 3.3 | 5% | 3.135
66938 | HID | CRDT-H5 | CRDT, SEOS CREDENTIAL, CUSTOM KEYS SIO, THIRD PARTY | Ea |  | 1 Year | 2 | 5% | 1.9
66939 | HID | CSB-02 | SETUP FEE | Ea |  | 1 Year | 2 | 5% | 1.9
66940 | HID | CXCRD-MSSMW-0000 | CXCARD, CLAMSHELL W/LOGO, MATCHING # | Ea |  | 1 Year | 3.81 | 5% | 3.6195
66941 | HID | CXCRD-QSSMW-0000 | CXCARD, CLAMSHELL W/LOGO, NON-MATCHING # | Ea |  | 1 Year | 3.81 | 5% | 3.6195
66942 | HID | CXCRD-SCSMW-0000 | CXCARD,WHITE,NO/LOGO | Ea |  | 1 Year | 3.3 | 5% | 3.135
66943 | HID | CXCRD-SSSKW-0000 | CXCRD,CLAMSHELL,W/LOGO | Ea |  | 1 Year | 3.3 | 5% | 3.135
66944 | HID | CXCRD-SSSMW-0000 | CXCARD,CLAMSHELL,WITH LOGO | Ea |  | 1 Year | 3.3 | 5% | 3.135
66945 | HID | CXISO-MSSCNA-0000 | CXISO PROX, STD PROG, NO SLOT, NO MAGSTRIPE, MATCHING # | Ea |  | 1 Year | 6.63 | 5% | 6.2985
66946 | HID | CXISO-MSSCNB-0000 | CXISO PROX, STD PROG, NO SLOT, MAGSTRIPE 4000 OE, MATCHING # | Ea |  | 1 Year | 7.05 | 5% | 6.6975
66947 | HID | CXISO-MSSCVA-0000 | CXISO NO MAG,MATCHING,V SLOT | Ea |  | 1 Year | 6.63 | 5% | 6.2985
66948 | HID | CXISO-SSSCNA-0000 | CXISO NO MAGSTRIPE | Ea |  | 1 Year | 6.12 | 5% | 5.814
66949 | HID | CXISO-SSSCNB-0000 | CXISO 4000,MAGSTRIPE | Ea |  | 1 Year | 6.53 | 5% | 6.2035
66950 | HID | CXIXT-MSSCNA-0000 | CXISOXT PROX, STD PROG, NO SLOT, NO MAGSTRIPE, MATCHING # | Ea |  | 1 Year | 8.65 | 5% | 8.2175
66951 | HID | CXIXT-MSSCVA-0000 | CXIXT NO MAGSTRIPE MATCHING | Ea |  | 1 Year | 9.13 | 5% | 8.6735
66952 | HID | CXIXT-QSSCNA-0000 | CXISOXT PROX, STD PROG, NO SLOT, NO MAGSTRIPE, NON-MATCHING # | Ea |  | 1 Year | 8.05 | 5% | 7.6475
66953 | HID | CXIXT-SSSCNA-0000 | CXISOXT,NO MAGSTRIPE | Ea |  | 1 Year | 8.05 | 5% | 7.6475
66954 | HID | CXIXT-SSSCNB-0000 | CXISOXT,4000 MAGSTRIPE | Ea |  | 1 Year | 8.53 | 5% | 8.1035
66955 | HID | CXIXT-SSSCVA-0000 | CXISOXT,NO MAGSTRIPE | Ea |  | 1 Year | 8.53 | 5% | 8.1035
66956 | HID | CXKEY-SSSS-0000 | CXKEYTAG,PROGRAMMED | Ea |  | 1 Year | 5.59 | 5% | 5.3105
66957 | HID | CXPL5-MCCCNA-0000 | CXPL5 CARD, WHITE/WHITE, MATCHING # | Ea |  | 1 Year | 8.27 | 5% | 7.8565
66958 | HID | CXPL5-MSCCNA-0000 | CXPL5 - 50 MIL PVC CARD W/CX BLUE LOGO, NO MAGSTRIPE, MATCHING # | Ea |  | 1 Year | 8.27 | 5% | 7.8565
66959 | HID | CXPL5-SCCCNA-0000 | CXPL5 CARD,WHITE/WHITE NO MAGSTRIPE | Ea |  | 1 Year | 7.71 | 5% | 7.3245
66960 | HID | CXPL5-SCCCVA-0000 | CXPL5 CARD,WHITE/WHITE NO MAGSTRIPE | Ea |  | 1 Year | 7.71 | 5% | 7.3245
66961 | HID | CXPL5-SSCCNA-0000 | CXPL5 - 50 MIL PVC CARD W/CX BLUE LOGO, NO MAGSTRIPE | Ea |  | 1 Year | 7.71 | 5% | 7.3245
66962 | HID | CXPL5-SSCCVA-0000 | CXPL5 - 50 MIL PVC CARD W/CX BLUE LOGO, VERT. SLOT, NO MAGSTRIPE | Ea |  | 1 Year | 7.71 | 5% | 7.3245
66963 | HID | D000291 | MAG HEAD W/PINS | Ea |  | 1 Year | 233.68 | 5% | 221.996
66964 | HID | D000350 | SPRING- TORSION | Ea |  | 1 Year | 3.25 | 5% | 3.0875
66965 | HID | D000446 | PCB STATION INTF H5K | Ea |  | 1 Year | 29 | 5% | 27.55
66966 | HID | D810040 | ROLLER IDLER EPDM | Ea |  | 1 Year | 26.4 | 5% | 25.08
66967 | HID | D830068 | SPRING-CARD IDLER C11 | Ea |  | 1 Year | 4.06 | 5% | 3.857
66968 | HID | D840722 | ASY-CBL 1/8" BRAID X 6" | Ea |  | 1 Year | 9.1 | 5% | 8.645
66969 | HID | D840848 | SUPPORT-MAG HEAD DAMPER | Ea |  | 1 Year | 7.74 | 5% | 7.353
66970 | HID | D840849 | PLATE-.58 SQ X 22 GA | Ea |  | 1 Year | 2.86 | 5% | 2.717
66971 | HID | D840861 | PULLEY FHT-1 40 GRV | Ea |  | 1 Year | 17.75 | 5% | 16.8625
66972 | HID | D840867 | POST-IDLER FLM DRIVE | Ea |  | 1 Year | 6.82 | 5% | 6.479
66973 | HID | D840875 | BAG POLY 30 X 16 X 34 - 2 MIL | Ea |  | 1 Year | 3.35 | 5% | 3.1825
66974 | HID | D840888 | PULLEY FHT-1 96X40 GROOVE | Ea |  | 1 Year | 4.8 | 5% | 4.56
66975 | HID | D840889 | PULLEY FHT-1 80 GROOVE | Ea |  | 1 Year | 4.8 | 5% | 4.56
66976 | HID | D841041 | ASY CBL SC CONTACT STATION OUT | Ea |  | 1 Year | 52 | 5% | 49.4
66977 | HID | D841202 | GEAR 60T PULLEY 28G | Ea |  | 1 Year | 4.36 | 5% | 4.142
66978 | HID | D850190 | PULLEY MAIN .080MXL PITCH 24T | Ea |  | 1 Year | 5 | 5% | 4.75
66979 | HID | D850286 | BRKT CARD STATIC | Ea |  | 1 Year | 21.92 | 5% | 20.824
66980 | HID | D850336 | BRACKET MAGNETICS | Ea |  | 1 Year | 19.96 | 5% | 18.962
66981 | HID | D850337 | BRACKET ENCODER MOUNT | Ea |  | 1 Year | 59.54 | 5% | 56.563
66982 | HID | D850346 | SHAFT-RIBBON SPRING LOAD | Ea |  | 1 Year | 7.74 | 5% | 7.353
66983 | HID | D850351 | GUIDE-ENCODE EDGE-RIGHT | Ea |  | 1 Year | 23.56 | 5% | 22.382
66984 | HID | D850352 | GUIDE-ENCODE EDGE-LEFT | Ea |  | 1 Year | 47.12 | 5% | 44.764
66985 | HID | D850410 | POST-IDLER | Ea |  | 1 Year | 2.66 | 5% | 2.527
66986 | HID | D850415 | ROLLER - CARD FEED INPUT | Ea |  | 1 Year | 30.9 | 5% | 29.355
66987 | HID | D850434 | CORRO CLIP SMALL | Ea |  | 1 Year | 2.6 | 5% | 2.47
66988 | HID | D850460 | SHIM SPRING CARD | Ea |  | 1 Year | 1.3 | 5% | 1.235
66989 | HID | D855001 | PLATFORM HEADLIFT | Ea |  | 1 Year | 418.08 | 5% | 397.176
66990 | HID | D855005 | ASY-CBL CONTACT STATION | Ea |  | 1 Year | 9.88 | 5% | 9.386
66991 | HID | D855013 | ASY-CBL KEYPAD/LED | Ea |  | 1 Year | 21.13 | 5% | 20.0735
66992 | HID | D855021 | ASY-CBL PRINTHEAD POWER/CONTRL | Ea |  | 1 Year | 22.25 | 5% | 21.1375
66993 | HID | D855034 | WHEEL THUMB ADJUST PRINTHEAD | Ea |  | 1 Year | 2.73 | 5% | 2.5935
66994 | HID | D855035 | BRACKET PCB | Ea |  | 1 Year | 40.24 | 5% | 38.228
66995 | HID | D855043 | BRACKET SWITCH | Ea |  | 1 Year | 7.35 | 5% | 6.9825
66996 | HID | D855046 | ROLLER CARD PATH | Ea |  | 1 Year | 23.4 | 5% | 22.23
66997 | HID | D855055 | ASY PRINTHEAD | Ea |  | 1 Year | 699 | 5% | 664.05
66998 | HID | D855077 | BRACKET STATIC BRUSH | Ea |  | 1 Year | 180 | 5% | 171
66999 | HID | D855078 | GUIDE JAM | Ea |  | 1 Year | 3.77 | 5% | 3.5815
67000 | HID | D855079 | MOUNT MAG HEAD | Ea |  | 1 Year | 27.82 | 5% | 26.429
67001 | HID | D855080 | ASY BASE DTC550 | Ea |  | 1 Year | 41.14 | 5% | 39.083
67002 | HID | D855088 | ASY STATIC BRUSH | Ea |  | 1 Year | 190 | 5% | 180.5
67003 | HID | D855135 | ASY-CBL MAG HEAD EXTENSION | Ea |  | 1 Year | 32.05 | 5% | 30.4475
67004 | HID | D855136 | ASY-CBL RF E-CARD POWER/SNR | Ea |  | 1 Year | 18.92 | 5% | 17.974
67005 | HID | D855211 | ROLLER ENCODING | Ea |  | 1 Year | 31.98 | 5% | 30.381
67006 | HID | D855213 | ROLLER PLATEN | Ea |  | 1 Year | 65 | 5% | 61.75
67007 | HID | D855214 | SIDEPLATE | Ea |  | 1 Year | 7.44 | 5% | 7.068
67008 | HID | D855320 | PLATE CARD PATH | Ea |  | 1 Year | 76.5 | 5% | 72.675
67009 | HID | D860004 | ASY-PRINTHEAD | Ea |  | 1 Year | 699 | 5% | 664.05
67010 | HID | D860186-01 | FLANGE-FILM GUIDE YELLOW | Ea |  | 1 Year | 0.06 | 5% | 0.057
67011 | HID | D860186-03 | FLANGE-FILM GUIDE ORANGE | Ea |  | 1 Year | 0.06 | 5% | 0.057
67012 | HID | D860268 | BEARING-HEATER | Ea |  | 1 Year | 10.5 | 5% | 9.975
67013 | HID | D860280 | GEAR - 72 X 36 TOOTH MOLDED | Ea |  | 1 Year | 4.25 | 5% | 4.0375
67014 | HID | D870163 | ROLLER-CR100 LAMINATION | Ea |  | 1 Year | 70.95 | 5% | 67.4025
67015 | HID | D870168 | RTD KAPTON | Ea |  | 1 Year | 31.8 | 5% | 30.21
67016 | HID | D870188 | ASY-BRDFLIP SNR LC | Ea |  | 1 Year | 28.25 | 5% | 26.8375
67017 | HID | D870194 | LC HEATER | Ea |  | 1 Year | 388.7 | 5% | 369.265
67018 | HID | D870287 | ASY-CARD GUIDE LAM SOFT | Ea |  | 1 Year | 265 | 5% | 251.75
67019 | HID | D880025 | POST - IDLER | Ea |  | 1 Year | 1.71 | 5% | 1.6245
67020 | HID | D880096-01 | SPRING FLAT CRD GUIDE .005 THK | Ea |  | 1 Year | 101 | 5% | 95.95
67021 | HID | D880117 | ROLLER CARD FEED C25/PRO | Ea |  | 1 Year | 80.75 | 5% | 76.7125
67022 | HID | D880146 | ROLLER LAMINATION RUBBER | Ea |  | 1 Year | 122 | 5% | 115.9
67023 | HID | D900032 | ASY STEPPER MTR CBL | Ea |  | 1 Year | 2.28 | 5% | 2.166
67024 | HID | D900046 | SHAFT BUSHING | Ea |  | 1 Year | 1.5 | 5% | 1.425
67025 | HID | D900050 | ASY MAG ENCODER MOD | Ea |  | 1 Year | 412.56 | 5% | 391.932
67026 | HID | D900055-05 | RIBBON CARTRIDGE | Ea |  | 1 Year | 3.58 | 5% | 3.401
67027 | HID | D900057-01 | RIBBON CARTRIDGE COVER | Ea |  | 1 Year | 1.1 | 5% | 1.045
67028 | HID | D900067-01 | DOOR, INPUT | Ea |  | 1 Year | 8.65 | 5% | 8.2175
67029 | HID | D900074 | ASY HEADLIFT CARRIER | Ea |  | 1 Year | 18.5 | 5% | 17.575
67030 | HID | D900098 | ROLLER- PINCH C41 | Ea |  | 1 Year | 7.8 | 5% | 7.41
67031 | HID | D900113 | ASY CBL HDLFT SNR | Ea |  | 1 Year | 25.48 | 5% | 24.206
67032 | HID | D900123 | ROLLER-FLIPPER OUTPUT | Ea |  | 1 Year | 35.75 | 5% | 33.9625
67033 | HID | D900186 | BOX 15.38 X 11.25 X 13.25 | Ea |  | 1 Year | 10.95 | 5% | 10.4025
67034 | HID | D900205 | ASY-FLIPPER TABLE | Ea |  | 1 Year | 150 | 5% | 142.5
67035 | HID | D900236 | ASY OUTPUT ROLLER 100FLIP | Ea |  | 1 Year | 33 | 5% | 31.35
67036 | HID | D900241 | PULLEY-IDLER | Ea |  | 1 Year | 1.45 | 5% | 1.3775
67037 | HID | D900249 | ASY-CBL-SENSORS | Ea |  | 1 Year | 76.25 | 5% | 72.4375
67038 | HID | D900251 | ASY-CBL-MOTORS | Ea |  | 1 Year | 3.75 | 5% | 3.5625
67039 | HID | D900263 | BOX 15.38 X 11.25 X 22. | Ea |  | 1 Year | 19.5 | 5% | 18.525
67040 | HID | D900287 | PULLEY-FLIPPER TABLE | Ea |  | 1 Year | 1.25 | 5% | 1.1875
67041 | HID | D900315 | BOX RIBBON CARTRIDGE CASE | Ea |  | 1 Year | 16.51 | 5% | 15.6845
67042 | HID | D900342 | BLOCK-PRN HD PIVOT | Ea |  | 1 Year | 1.11 | 5% | 1.0545
67043 | HID | D900385 | INSERT TRAY 100PROJ SYSTEM | Ea |  | 1 Year | 18 | 5% | 17.1
67044 | HID | D900405 | BACKPLATE- REWIND | Ea |  | 1 Year | 20.6 | 5% | 19.57
67045 | HID | D900406 | ASY REWIND MTR | Ea |  | 1 Year | 30 | 5% | 28.5
67046 | HID | D900411 | PLATE PRINTHEAD MOUNT | Ea |  | 1 Year | 0.6 | 5% | 0.57
67047 | HID | D900423 | SHIM RBN PLASTIC | Ea |  | 1 Year | 8.58 | 5% | 8.151
67048 | HID | D900429 | MXL PULLEY- GEAR, COMBO | Ea |  | 1 Year | 12.5 | 5% | 11.875
67049 | HID | D900430 | PULLEY MXL 48X20 GROOVE | Ea |  | 1 Year | 6.9 | 5% | 6.555
67050 | HID | D900448 | H2/SEALS CLAMSHELL PACKAGING | Ea |  | 1 Year | 0.38 | 5% | 0.361
67051 | HID | D900484-01 | ASY, GEARMOTOR, 90/1 RATIO | Ea |  | 1 Year | 72 | 5% | 68.4
67052 | HID | D900484-04 | ASY, GEARMOTOR, 90/1, ENCODER | Ea |  | 1 Year | 90 | 5% | 85.5
67053 | HID | D900484-05 | ASY, GEARMOTOR, 90/1, SPLINED | Ea |  | 1 Year | 51.52 | 5% | 48.944
67054 | HID | D900484-06 | ASY, GEARMOTOR 60/1 SPLINED | Ea |  | 1 Year | 90 | 5% | 85.5
67055 | HID | D900484-07 | ASY, GEARMOTOR 60/1 SPLINED | Ea |  | 1 Year | 90 | 5% | 85.5
67056 | HID | D900490-02 | RIBBON CORE BLACK SML FLANGE | Ea |  | 1 Year | 2.14 | 5% | 2.033
67057 | HID | D900491N | BOX MATERIALS 20 PC CASE H5K | Ea |  | 1 Year | 10.6 | 5% | 10.07
67058 | HID | D900523 | ASY STP MTR CARD DRIVE | Ea |  | 1 Year | 52 | 5% | 49.4
67059 | HID | D900524 | ASY STP MTR FLIP TABLE | Ea |  | 1 Year | 42 | 5% | 39.9
67060 | HID | D900576 | FLAP, RUBBER | Ea |  | 1 Year | 2.86 | 5% | 2.717
67061 | HID | D910006 | ASY-CARDPATH | Ea |  | 1 Year | 760 | 5% | 722
67062 | HID | D910007-02 | ASY-COVER-TOP | Ea |  | 1 Year | 36 | 5% | 34.2
67063 | HID | D910021-01 | ASY-BIN OUTPUT (GRAY) | Ea |  | 1 Year | 86 | 5% | 81.7
67064 | HID | D910022 | ASY-RIBBON CARTRIDGE | Ea |  | 1 Year | 126 | 5% | 119.7
67065 | HID | D910023 | ASY-FILM CARTRIDGE | Ea |  | 1 Year | 95 | 5% | 90.25
67066 | HID | D910026 | ASY-SECURITY LOCK | Ea |  | 1 Year | 194 | 5% | 184.3
67067 | HID | D910030 | ASY-CABLE WIRES | Ea |  | 1 Year | 250 | 5% | 237.5
67068 | HID | D910050 | ASY-BRACKET PRINT STEPPER | Ea |  | 1 Year | 70 | 5% | 66.5
67069 | HID | D910052 | ASY-PRINTHEAD MOTOR MOUNT | Ea |  | 1 Year | 96 | 5% | 91.2
67070 | HID | D910054 | ASY-LAM MECHANISM | Ea |  | 1 Year | 535 | 5% | 508.25
67071 | HID | D910055 | ASY-MTR FILM SUPPLY | Ea |  | 1 Year | 75 | 5% | 71.25
67072 | HID | D910056 | ASY-MTR RBN TAKEUP | Ea |  | 1 Year | 75 | 5% | 71.25
67073 | HID | D910057 | ASY-MTR RBN SUPPLY | Ea |  | 1 Year | 60 | 5% | 57
67074 | HID | D910058 | ASY-MTR FILM TAKEUP | Ea |  | 1 Year | 60 | 5% | 57
67075 | HID | D910062 | ASY-D910102-W/GEAR | Ea |  | 1 Year | 27 | 5% | 25.65
67076 | HID | D910064 | ASY ROLLER CLEANING W/GEAR | Ea |  | 1 Year | 69 | 5% | 65.55
67077 | HID | D910065 | ASY-D910103-W/GEAR | Ea |  | 1 Year | 57 | 5% | 54.15
67078 | HID | D910070 | ASY-PRINT STEPPER | Ea |  | 1 Year | 72.5 | 5% | 68.875
67079 | HID | D910072 | ASY-MOTOR LAM CAM | Ea |  | 1 Year | 72 | 5% | 68.4
67080 | HID | D910073 | ASY-MTR DRIVETRAIN-STEPPER | Ea |  | 1 Year | 87 | 5% | 82.65
67081 | HID | D910074 | ASY-MTR CARD FEED | Ea |  | 1 Year | 87 | 5% | 82.65
67082 | HID | D910080 | ASY-PACKAGING H5K | Ea |  | 1 Year | 120 | 5% | 114
67083 | HID | D910082 | ASY-PACKAGING H5K FD | Ea |  | 1 Year | 155 | 5% | 147.25
67084 | HID | D910083 | ASY-PACKAGING H5K LAM | Ea |  | 1 Year | 365 | 5% | 346.75
67085 | HID | D910084 | ASY-PACKAGING H5K FD LAM | Ea |  | 1 Year | 375 | 5% | 356.25
67086 | HID | D910090 | ASY-SUPPLY PACK-H5K | Ea |  | 1 Year | 15 | 5% | 14.25
67087 | HID | D910092 | ASY-SUPPLY PACK-UPGRADE FD | Ea |  | 1 Year | 3.45 | 5% | 3.2775
67088 | HID | D910093 | ASY-SUPPLY PACK H5K/LAM | Ea |  | 1 Year | 15 | 5% | 14.25
67089 | HID | D910095 | ASY-BOX-H5K OR LAM | Ea |  | 1 Year | 100 | 5% | 95
67090 | HID | D910098 | ASY-BOX-PRINTER/FLIPPER | Ea |  | 1 Year | 140 | 5% | 133
67091 | HID | D910101 | ROLLER PLATEN | Ea |  | 1 Year | 60 | 5% | 57
67092 | HID | D910106 | ROLLER INPUT FEED | Ea |  | 1 Year | 50.4 | 5% | 47.88
67093 | HID | D910107 | ROLLER CLEANING IDLER | Ea |  | 1 Year | 42 | 5% | 39.9
67094 | HID | D910109 | ROLLER - PRINT PLATEN | Ea |  | 1 Year | 58 | 5% | 55.1
67095 | HID | D910110 | GEAR IDLER 56 TOOTH SNAP IN | Ea |  | 1 Year | 1.8 | 5% | 1.71
67096 | HID | D910112 | GEAR 72X56 TOOTH | Ea |  | 1 Year | 3 | 5% | 2.85
67097 | HID | D910121 | ROLLER-INPUT IDLER | Ea |  | 1 Year | 6 | 5% | 5.7
67098 | HID | D910131-01 | COVER-FRONT DOOR (BLK) | Ea |  | 1 Year | 11.65 | 5% | 11.0675
67099 | HID | D910139-01 | COVER-OUTPUT UPGRADE (BLK) | Ea |  | 1 Year | 4.25 | 5% | 4.0375
67100 | HID | D910154 | FRAME-MECHANISM | Ea |  | 1 Year | 150 | 5% | 142.5
67101 | HID | D910156 | CARD PUSHER | Ea |  | 1 Year | 4.24 | 5% | 4.028
67102 | HID | D910158 | BRACKET- CARD CARTRIDGE SNAP | Ea |  | 1 Year | 3.38 | 5% | 3.211
67103 | HID | D910159 | BRACKET-PRINT MOTOR MOUNT | Ea |  | 1 Year | 10.87 | 5% | 10.3265
67104 | HID | D910162 | BRACKET-LAM SUPPORT | Ea |  | 1 Year | 38 | 5% | 36.1
67105 | HID | D910163 | BRACKET-LAM ARM | Ea |  | 1 Year | 32.6 | 5% | 30.97
67106 | HID | D910172 | ASY-HEATER-CARTRIDG 24 VDC 60W | Ea |  | 1 Year | 120 | 5% | 114
67107 | HID | D910176 | BRACKET- SOLENOID LOCK | Ea |  | 1 Year | 4.14 | 5% | 3.933
67108 | HID | D910186-01 | COVER FLIPPER FRONT | Ea |  | 1 Year | 15 | 5% | 14.25
67109 | HID | D910187-01 | COVER FLIPPER INPUT SIDE | Ea |  | 1 Year | 13.1 | 5% | 12.445
67110 | HID | D910188-01 | COVER FLIPPER BACK ACCESS | Ea |  | 1 Year | 20 | 5% | 19
67111 | HID | D910189-01 | COVER FLIPPER TOP PANEL | Ea |  | 1 Year | 17 | 5% | 16.15
67112 | HID | D910192-03 | CAP-SPINDLE (ORG) | Ea |  | 1 Year | 11.3 | 5% | 10.735
67113 | HID | D910194-05 | CORE-FLANGE FRO (GRAY) | Ea |  | 1 Year | 0.17 | 5% | 0.1615
67114 | HID | D910195-01 | CORE-FLANGE DRIVE (YEL) | Ea |  | 1 Year | 0.17 | 5% | 0.1615
67115 | HID | D910195-02 | CORE-FLANGE DRIVE (GRN) | Ea |  | 1 Year | 0.17 | 5% | 0.1615
67116 | HID | D910195-03 | CORE-FLANGE DRIVE (ORNG) | Ea |  | 1 Year | 0.18 | 5% | 0.171
67117 | HID | D910195-04 | CORE-FLANGE DRIVE (BLUE) | Ea |  | 1 Year | 0.16 | 5% | 0.152
67118 | HID | D910200 | ASY-CBL CARD PATH SEN/MOT/FAN | Ea |  | 1 Year | 43 | 5% | 40.85
67119 | HID | D910201 | ASY-CBL MOTORS / FAN | Ea |  | 1 Year | 26 | 5% | 24.7
67120 | HID | D910202 | ASY-CBL RIBBON & FILM SENSORS | Ea |  | 1 Year | 21 | 5% | 19.95
67121 | HID | D910204 | ASY-CBL FLIP STATION RS232 | Ea |  | 1 Year | 15.08 | 5% | 14.326
67122 | HID | D910205 | ASY-CBL LAM SENSORS | Ea |  | 1 Year | 17 | 5% | 16.15
67123 | HID | D910207 | ASY-CBL MAG ENCODER | Ea |  | 1 Year | 15 | 5% | 14.25
67124 | HID | D910208 | ASY-CBL LCD DISPLAY | Ea |  | 1 Year | 19.2 | 5% | 18.24
67125 | HID | D910212 | ASY-CBL FAN | Ea |  | 1 Year | 24 | 5% | 22.8
67126 | HID | D910213 | ASY-CBL RELEASE SOLENOID | Ea |  | 1 Year | 190 | 5% | 180.5
67127 | HID | D910214 | ASY-CBL FLIP STATION UPSTREAM | Ea |  | 1 Year | 23.14 | 5% | 21.983
67128 | HID | D910216 | ASY-CBL LAM UP/DN SENSOR | Ea |  | 1 Year | 32 | 5% | 30.4
67129 | HID | D910217 | ASY-CBL 070049 SENSOR 3.5" | Ea |  | 1 Year | 28 | 5% | 26.6
67130 | HID | D910218 | ASY-CBL E000467 SENSOR 3.5" | Ea |  | 1 Year | 27.1 | 5% | 25.745
67131 | HID | D910221 | SPRING, PINCH ROLLER | Ea |  | 1 Year | 7.8 | 5% | 7.41
67132 | HID | D910231 | ASY-CBL-COVER SENSOR | Ea |  | 1 Year | 28.5 | 5% | 27.075
67133 | HID | D910233 | ECARD BASE PLATE | Ea |  | 1 Year | 24.6 | 5% | 23.37
67134 | HID | D910238-01 | BEZEL FRONT FI | Ea |  | 1 Year | 26 | 5% | 24.7
67135 | HID | D910240-01 | COVER FLIPPER TOP DOOR FI | Ea |  | 1 Year | 22.8 | 5% | 21.66
67136 | HID | D910242-01 | COVER OUTPUT SIDE FI | Ea |  | 1 Year | 26 | 5% | 24.7
67137 | HID | D910250-01 | HINGE, CARTRIDGE, CARD | Ea |  | 1 Year | 1.88 | 5% | 1.786
67138 | HID | D910251-01 | LATCH, CARTRIDGE, CARD | Ea |  | 1 Year | 2.14 | 5% | 2.033
67139 | HID | D910253 | SCREW M3 THUMB | Ea |  | 1 Year | 35.88 | 5% | 34.086
67140 | HID | D910282-01 | ASY COVER FRONT TRIM PANEL FI | Ea |  | 1 Year | 125 | 5% | 118.75
67141 | HID | D910283-01 | ASY-COVER-FRT-W-CABLES FI | Ea |  | 1 Year | 216.5 | 5% | 205.675
67142 | HID | D910289 | ASY HDP5000 LOCK, FLIPPER | Ea |  | 1 Year | 31 | 5% | 29.45
67143 | HID | D910295 | ROLLER-CARD IDLER | Ea |  | 1 Year | 3 | 5% | 2.85
67144 | HID | D910301 | BOX-ACCE HDP5000 TRAY | Ea |  | 1 Year | 4.94 | 5% | 4.693
67145 | HID | D910302 | BOX-ACCE LAM TRAY | Ea |  | 1 Year | 33.53 | 5% | 31.8535
67146 | HID | D910305 | BOX-LAM OR PRINTER | Ea |  | 1 Year (2 Years) | 36 | 5% | 34.2
67147 | HID | D910309 | BOX-PRINTER/FLIPPER | Ea |  | 1 Year (2 Years) | 39 | 5% | 37.05
67148 | HID | D910317 | TUBULAR LOCK | Ea |  | 1 Year | 23 | 5% | 21.85
67149 | HID | D910322 | ASY-CABLE WIRES FI | Ea |  | 1 Year | 45 | 5% | 42.75
67150 | HID | D910327-01 | ASY-COVER FLIPPER TOP FI | Ea |  | 1 Year | 25.87 | 5% | 24.5765
67151 | HID | D910354 | ASY CBL ENC USB | Ea |  | 1 Year | 21 | 5% | 19.95
67152 | HID | D910380 | ASY, OUTPUT HOPPER, DRAWER | Ea |  | 1 Year | 175 | 5% | 166.25
67153 | HID | D910382 | ASY-LATCH- TOUCH | Ea |  | 1 Year | 20.6 | 5% | 19.57
67154 | HID | D910404 | ASY OUTPUT ROLLER FLIP | Ea |  | 1 Year | 37.5 | 5% | 35.625
67155 | HID | D910413 | ASY-BOX-H5K-FI | Ea |  | 1 Year | 185 | 5% | 175.75
67156 | HID | D910414 | BOX FI PRINTER | Ea |  | 1 Year (2 Years) | 20 | 5% | 19
67157 | HID | D910451 | PIN - IDLER | Ea |  | 1 Year | 9.1 | 5% | 8.645
67158 | HID | D910452 | COMBO-PULLEY/ SPUR GEARS | Ea |  | 1 Year | 36 | 5% | 34.2
67159 | HID | D910455 | ASY SHAFT-D910450 W/GEAR | Ea |  | 1 Year | 30 | 5% | 28.5
67160 | HID | D910458 | SHAFT-FLIPPER REJECT | Ea |  | 1 Year | 17.8 | 5% | 16.91
67161 | HID | D910473 | ASY ENCODER POSITION | Ea |  | 1 Year | 173 | 5% | 164.35
67162 | HID | D910475 | ROLLER DRIVE MAG | Ea |  | 1 Year | 25.68 | 5% | 24.396
67163 | HID | D910485 | PULLEY-48 TOOTH (MXL) | Ea |  | 1 Year | 52.06 | 5% | 49.457
67164 | HID | D910498 | FOAM FAN FILTER INSERT | Ea |  | 1 Year | 1.98 | 5% | 1.881
67165 | HID | D910533 | ECARD MODULE | Ea |  | 1 Year | 8.12 | 5% | 7.714
67166 | HID | D910536-01 | ASY-CARTRIDGE CARD | Ea |  | 1 Year | 150 | 5% | 142.5
67167 | HID | D910537-02 | ASY-CARTRIDGE CARD,BLK W/BUMP | Ea |  | 1 Year | 126 | 5% | 119.7
67168 | HID | D910539 | ASY-200 CARD HOPPER | Ea |  | 1 Year | 470 | 5% | 446.5
67169 | HID | D910550 | ASY CLEANING ROLLER | Ea |  | 1 Year | 4.15 | 5% | 3.9425
67170 | HID | D910556 | ASY CBL COLOR RIBBON SENSOR | Ea |  | 1 Year | 23.4 | 5% | 22.23
67171 | HID | D910562 | CLIP MODULE | Ea |  | 1 Year | 15 | 5% | 14.25
67172 | HID | D910565 | TETHER-.25 EYE .130 EYE 4.5" LONG | Ea |  | 1 Year | 6.85 | 5% | 6.5075
67173 | HID | D910702-01 | ASY-COVER-FRT-W-CABLES | Ea |  | 1 Year | 216.5 | 5% | 205.675
67174 | HID | D910702-03 | ASY-COVER-FRT-W-CABLES (HDPII) | Ea |  | 1 Year | 216.5 | 5% | 205.675
67175 | HID | D910702-06 | ASY-COVER-FRT-W-CABLES HDP5600 | Ea |  | 1 Year | 216.5 | 5% | 205.675
67176 | HID | D910704 | ASY-LAM MECH | Ea |  | 1 Year | 690 | 5% | 655.5
67177 | HID | D910705-01 | ASY-CASE-AIR FILTER | Ea |  | 1 Year | 9.46 | 5% | 8.987
67178 | HID | D910706-01 | ASY-COVER-TOP | Ea |  | 1 Year | 27 | 5% | 25.65
67179 | HID | D910708-01 | ASY COVER INPUT | Ea |  | 1 Year | 42.16 | 5% | 40.052
67180 | HID | D910717-01 | ASY COVER-FRONT TRIM PANEL | Ea |  | 1 Year | 13 | 5% | 12.35
67181 | HID | D910721 | ASY-CARDPATH | Ea |  | 1 Year | 760 | 5% | 722
67182 | HID | D910723 | ASY-MTR FILM SUPPLY | Ea |  | 1 Year | 75 | 5% | 71.25
67183 | HID | D910724 | ASY-MTR RBN TAKEUP | Ea |  | 1 Year | 75 | 5% | 71.25
67184 | HID | D910725 | ASY-MTR RBN SUPPLY | Ea |  | 1 Year | 60 | 5% | 57
67185 | HID | D910726 | ASY-MTR FILM TAKEUP | Ea |  | 1 Year | 60 | 5% | 57
67186 | HID | D910727 | ASY-BRACKET PRINT STEPPER | Ea |  | 1 Year | 70 | 5% | 66.5
67187 | HID | D910729 | ASY-MTR DRIVETRAIN-STEPPER | Ea |  | 1 Year | 49 | 5% | 46.55
67188 | HID | D910736 | ASY-BOX-H5K-FI | Ea |  | 1 Year | 354 | 5% | 336.3
67189 | HID | D910737 | ASY-SUPPLY PACK-H5K | Ea |  | 1 Year | 90 | 5% | 85.5
67190 | HID | D910741 | ASY-CBL MOTORS / FAN | Ea |  | 1 Year | 26 | 5% | 24.7
67191 | HID | D910742 | ASY-CBL CARD PATH SEN/MOT/FAN | Ea |  | 1 Year | 21 | 5% | 19.95
67192 | HID | D910744 | ASY-CABLE WIRES | Ea |  | 1 Year | 174 | 5% | 165.3
67193 | HID | D910811-03 | COVER-FRONT DOOR (BLK-HDPII) | Ea |  | 1 Year | 11.65 | 5% | 11.0675
67194 | HID | D910811-06 | COVER-FRONT DOOR (BLK FM) | Ea |  | 1 Year | 11.65 | 5% | 11.0675
67195 | HID | D910814-01 | COVER-CLEAN ROLLER | Ea |  | 1 Year | 3.5 | 5% | 3.325
67196 | HID | D910816-01 | DOOR-ACCENT | Ea |  | 1 Year | 8 | 5% | 7.6
67197 | HID | D910821-01 | COVER-REAR DOOR (BLK) | Ea |  | 1 Year | 15.2 | 5% | 14.44
67198 | HID | D910822-01 | COVER-INPUT SIDE (BLK) | Ea |  | 1 Year | 23.5 | 5% | 22.325
67199 | HID | D910823-01 | COVER-OUTPUT SIDE (BLK) | Ea |  | 1 Year | 17 | 5% | 16.15
67200 | HID | D910828-01 | COVER-OUTPUT UPGRADE (BLK) | Ea |  | 1 Year | 4.25 | 5% | 4.0375
67201 | HID | D910845-01 | COVER FLIPPER FRONT | Ea |  | 1 Year | 15 | 5% | 14.25
67202 | HID | D910846-01 | COVER FLIPPER INPUT SIDE | Ea |  | 1 Year | 13.1 | 5% | 12.445
67203 | HID | D910847-01 | COVER FLIPPER BACK ACCESS | Ea |  | 1 Year | 20 | 5% | 19
67204 | HID | D910848-01 | COVER FLIPPER TOP PANEL | Ea |  | 1 Year | 17 | 5% | 16.15
67205 | HID | D910849-01 | COVER FLIPPER TOP DOOR | Ea |  | 1 Year | 8 | 5% | 7.6
67206 | HID | D910850-01 | COVER OUTPUT SIDE FI | Ea |  | 1 Year | 17 | 5% | 16.15
67207 | HID | D910860-01 | ASY-COVER FLIPPER TOP FI | Ea |  | 1 Year | 25.87 | 5% | 24.5765
67208 | HID | D910862-01 | BEZEL FRONT FI | Ea |  | 1 Year | 26 | 5% | 24.7
67209 | HID | D910863-01 | ASY-FINAL FLIPPER | Ea |  | 1 Year | 2522 | 5% | 2395.9
67210 | HID | D910864 | ASY CBL RBN INPUT | Ea |  | 1 Year | 20 | 5% | 19
67211 | HID | D920008-01 | ASY-BEZEL DOOR | Ea |  | 1 Year | 32 | 5% | 30.4
67212 | HID | D920010-01 | SIDEPLATE-REAR-THK MTR BASE | Ea |  | 1 Year | 90.61 | 5% | 86.0795
67213 | HID | D920012 | ROLLER- LAMINATION | Ea |  | 1 Year | 21 | 5% | 19.95
67214 | HID | D920013 | ROLLER-PINCH | Ea |  | 1 Year | 6 | 5% | 5.7
67215 | HID | D920014 | ROLLER- PLATEN | Ea |  | 1 Year | 27 | 5% | 25.65
67216 | HID | D920015 | ROLLER- INPUT | Ea |  | 1 Year | 21 | 5% | 19.95
67217 | HID | D920017 | BUSHING- SPRING OUTPUT | Ea |  | 1 Year | 1.36 | 5% | 1.292
67218 | HID | D920018 | ROLLER- PINCH OUTPUT | Ea |  | 1 Year | 14.4 | 5% | 13.68
67219 | HID | D920019 | PEEL PLATE LAM HEAD | Ea |  | 1 Year | 1.43 | 5% | 1.3585
67220 | HID | D920020 | ROLLER- LAMINATION | Ea |  | 1 Year | 30 | 5% | 28.5
67221 | HID | D920021 | SHAFT- LAM SUPPLY | Ea |  | 1 Year | 1.47 | 5% | 1.3965
67222 | HID | D920022 | ASY LAM HEAD TOP | Ea |  | 1 Year | 352 | 5% | 334.4
67223 | HID | D920023 | ASY LAM HEAD BOTTOM | Ea |  | 1 Year | 352 | 5% | 334.4
67224 | HID | D920030 | ASY-MTR STEPPER | Ea |  | 1 Year | 52 | 5% | 49.4
67225 | HID | D920102 | ASY COVER- OUTPUT SIDE FAN | Ea |  | 1 Year | 77.04 | 5% | 73.188
67226 | HID | D920105 | SPRING- LAM PRESSURE | Ea |  | 1 Year | 1.98 | 5% | 1.881
67227 | HID | D920106 | HOUSING LAM HEAD | Ea |  | 1 Year | 5.54 | 5% | 5.263
67228 | HID | D920108 | SHAFT LAM HEAD | Ea |  | 1 Year | 1.43 | 5% | 1.3585
67229 | HID | D920113 | HEATER CARTRIDGE 24 VDC 40W | Ea |  | 1 Year | 81 | 5% | 76.95
67230 | HID | D920115 | CENTERPLATE - INPUT | Ea |  | 1 Year | 47.75 | 5% | 45.3625
67231 | HID | D920116-01 | ASY-COVER TOP | Ea |  | 1 Year | 28.35 | 5% | 26.9325
67232 | HID | D920119 | ROLLER FEED | Ea |  | 1 Year | 27 | 5% | 25.65
67233 | HID | D920119-01 | ROLLER-FEED HIGH COF | Ea |  | 1 Year | 30 | 5% | 28.5
67234 | HID | D920125-01 | COVER-FRONT DOOR (BLK) | Ea |  | 1 Year | 16.44 | 5% | 15.618
67235 | HID | D920134 | ASY-CARTRIDGE-LAM-TOP | Ea |  | 1 Year | 39 | 5% | 37.05
67236 | HID | D920135 | ASY-CARTRIDGE-LAM-BOTTOM | Ea |  | 1 Year | 39 | 5% | 37.05
67237 | HID | D920137 | SHAFT- LAM PEEL | Ea |  | 1 Year | 0.87 | 5% | 0.8265
67238 | HID | D920139-01 | KNOB-LAM CART ADJ | Ea |  | 1 Year | 4.4 | 5% | 4.18
67239 | HID | D920140 | COVERPLATE-TOP | Ea |  | 1 Year | 8.71 | 5% | 8.2745
67240 | HID | D920143 | LAM RE-BENDER KNOB | Ea |  | 1 Year | 2.5 | 5% | 2.375
67241 | HID | D920145 | LAM RE-BENDER ROLLER | Ea |  | 1 Year | 2.89 | 5% | 2.7455
67242 | HID | D920146 | BRACKET- SOLENOID LOCK | Ea |  | 1 Year | 10.8 | 5% | 10.26
67243 | HID | D920147 | ASY-CBL-ENC SNR | Ea |  | 1 Year | 4.5 | 5% | 4.275
67244 | HID | D920149 | ASY-CBL CARD SNR | Ea |  | 1 Year | 4.1 | 5% | 3.895
67245 | HID | D920151 | ASY-CBL RTD SNR | Ea |  | 1 Year | 58.5 | 5% | 55.575
67246 | HID | D920153 | ASY-CBL-HEADLIFT MTR | Ea |  | 1 Year | 6.3 | 5% | 5.985
67247 | HID | D920155 | ASY-CBL-FILM MARK SENSOR | Ea |  | 1 Year | 7.75 | 5% | 7.3625
67248 | HID | D920156 | ASY-CBL-LIFT SNR-FILM LED | Ea |  | 1 Year | 15 | 5% | 14.25
67249 | HID | D920163 | BRACKET-HEADLIFT MOTOR-LAM | Ea |  | 1 Year | 14 | 5% | 13.3
67250 | HID | D920166 | SHAFT LAM IDLER | Ea |  | 1 Year | 1.31 | 5% | 1.2445
67251 | HID | D920168 | TENSIONER-BELT | Ea |  | 1 Year | 2 | 5% | 1.9
67252 | HID | D920170 | GEAR, 42T METRIC SPUR | Ea |  | 1 Year | 2.54 | 5% | 2.413
67253 | HID | D920172 | BRACKET-STATIC BRUSH | Ea |  | 1 Year | 1.73 | 5% | 1.6435
67254 | HID | D920175 | ASY-CBL-RFID | Ea |  | 1 Year | 4.68 | 5% | 4.446
67255 | HID | D920189 | ASY MTR LAM TAKEUP | Ea |  | 1 Year | 70 | 5% | 66.5
67256 | HID | D920193 | CAM, HEADLIFT, LAM | Ea |  | 1 Year | 3.12 | 5% | 2.964
67257 | HID | D920196 | ASY SUPPLY PACK LAM | Ea |  | 1 Year | 3.6 | 5% | 3.42
67258 | HID | D920212 | BRACKET-LAM PRINT ATTACH | Ea |  | 1 Year | 55.9 | 5% | 53.105
67259 | HID | D920218 | ROLLER-INPUT-FLIPSIDE | Ea |  | 1 Year | 21.6 | 5% | 20.52
67260 | HID | D920229-01 | COVER-FRONT DOOR (BLK) | Ea |  | 1 Year | 12 | 5% | 11.4
67261 | HID | D920337-01 | ASY-COVER TOP | Ea |  | 1 Year | 28.35 | 5% | 26.9325
67262 | HID | D920341-01 | ASY-BEZEL DOOR | Ea |  | 1 Year | 48 | 5% | 45.6
67263 | HID | D920343 | ASY-CBL-FILM MARK SENSOR | Ea |  | 1 Year | 12.94 | 5% | 12.293
67264 | HID | D930010-04 | ASY-FLIPPER-SHORT (METALLIC GRAY) | Ea |  | 1 Year | 410 | 5% | 389.5
67265 | HID | D930010-07 | ASY-FLIPPER-SHORT (1500) | Ea |  | 1 Year | 925 | 5% | 878.75
67266 | HID | D930011 | ASY FLIPPER TABLE | Ea |  | 1 Year | 55.5 | 5% | 52.725
67267 | HID | D930014 | ASY-MOTOR-TAKEUP | Ea |  | 1 Year | 71 | 5% | 67.45
67268 | HID | D930015 | ASY-SUPPLY-RFID SPINDLE 4500 | Ea |  | 1 Year | 108 | 5% | 102.6
67269 | HID | D930015-01 | ASY-SUPPLY-RFID SPINDLE | Ea |  | 1 Year | 108 | 5% | 102.6
67270 | HID | D930016 | ASY-RIBBON SENSOR | Ea |  | 1 Year | 18 | 5% | 17.1
67271 | HID | D930017 | ASY COVER-BUTTON DISPLAY | Ea |  | 1 Year | 62 | 5% | 58.9
67272 | HID | D930022 | ASY-INPUT 100 CARD | Ea |  | 1 Year | 113.04 | 5% | 107.388
67273 | HID | D930027 | ASY STEPPER/PULLEY | Ea |  | 1 Year | 52.25 | 5% | 49.6375
67274 | HID | D930028 | ASY STEPPER DRIVE | Ea |  | 1 Year | 115 | 5% | 109.25
67275 | HID | D930030 | ASY-INPUT-MECH-100 CARD | Ea |  | 1 Year | 69.29 | 5% | 65.8255
67276 | HID | D930033 | ASY-OUTPUT BIN | Ea |  | 1 Year | 36 | 5% | 34.2
67277 | HID | D930034-02 | ASY-COVER TOP | Ea |  | 1 Year | 80 | 5% | 76
67278 | HID | D930034-03 | ASY-COVER TOP | Ea |  | 1 Year | 80 | 5% | 76
67279 | HID | D930039 | ASY-DUAL INPUT | Ea |  | 1 Year | 335 | 5% | 318.25
67280 | HID | D930071 | ASY-BOX DTC1000 | Ea |  | 1 Year | 78.5 | 5% | 74.575
67281 | HID | D930072 | ASY-BOX DTC4000 | Ea |  | 1 Year | 128 | 5% | 121.6
67282 | HID | D930073 | ASY BOX 4500 LAM | Ea |  | 1 Year | 156 | 5% | 148.2
67283 | HID | D930075 | ASY-BOX FD UPGRADE | Ea |  | 1 Year | 30.6 | 5% | 29.07
67284 | HID | D930077 | ASY LAMINATOR RETAINER | Ea |  | 1 Year | 12 | 5% | 11.4
67285 | HID | D930083 | ASY HEADLIFT | Ea |  | 1 Year | 228 | 5% | 216.6
67286 | HID | D930120 | ROLLER-PLATEN | Ea |  | 1 Year | 18 | 5% | 17.1
67287 | HID | D930121 | ROLLER, CLEANING | Ea |  | 1 Year | 14 | 5% | 13.3
67288 | HID | D930122 | ROLLER, MAG | Ea |  | 1 Year | 18.6 | 5% | 17.67
67289 | HID | D930123 | ROLLER, OUTPUT | Ea |  | 1 Year | 10.8 | 5% | 10.26
67290 | HID | D930127 | PUSH ROD | Ea |  | 1 Year | 9.25 | 5% | 8.7875
67291 | HID | D930129 | BRACKET-RBN DEFLECTOR | Ea |  | 1 Year | 9.7 | 5% | 9.215
67292 | HID | D930129-01 | BRACKET-RIBBON DEFLECTOR 4500 | Ea |  | 1 Year | 15.2 | 5% | 14.44
67293 | HID | D930132 | LEVER-INPUT FEED | Ea |  | 1 Year | 15 | 5% | 14.25
67294 | HID | D930135 | CAM-PLATEN | Ea |  | 1 Year | 14.05 | 5% | 13.3475
67295 | HID | D930136 | BRACKET-LIFT PINCH | Ea |  | 1 Year | 13.5 | 5% | 12.825
67296 | HID | D930137 | BRACKET-ROLLER PINCH | Ea |  | 1 Year | 40.8 | 5% | 38.76
67297 | HID | D930138 | COVER-CLEAN ROLLER | Ea |  | 1 Year | 19 | 5% | 18.05
67298 | HID | D930149 | ROLLER-FEED FLIP | Ea |  | 1 Year | 12 | 5% | 11.4
67299 | HID | D930152 | NUT-LEAD-SCREW | Ea |  | 1 Year | 5.25 | 5% | 4.9875
67300 | HID | D930155 | SCREW LEAD SHORT SPLIT PULL | Ea |  | 1 Year | 6 | 5% | 5.7
67301 | HID | D930160 | COVER-CONTACTLESS-MODULE | Ea |  | 1 Year | 19.8 | 5% | 18.81
67302 | HID | D930161 | HOUSING-CONTACTLESS-MODULE | Ea |  | 1 Year | 18.6 | 5% | 17.67
67303 | HID | D930164 | GEAR-INPUT-LEVER | Ea |  | 1 Year | 21 | 5% | 19.95
67304 | HID | D930165 | GEAR SNAP ON 48P-42T | Ea |  | 1 Year | 12.5 | 5% | 11.875
67305 | HID | D930166 | GEAR FLIP FEED 48P-54T | Ea |  | 1 Year | 13.5 | 5% | 12.825
67306 | HID | D930176 | SCREW LEAD FLIP LONG SPLT | Ea |  | 1 Year | 15 | 5% | 14.25
67307 | HID | D930181-01 | COVER-TOP | Ea |  | 1 Year | 34 | 5% | 32.3
67308 | HID | D930181-02 | COVER-TOP | Ea |  | 1 Year | 34 | 5% | 32.3
67309 | HID | D930181-03 | COVER-TOP | Ea |  | 1 Year | 34 | 5% | 32.3
67310 | HID | D930182-01 | COVER-BACK | Ea |  | 1 Year | 50 | 5% | 47.5
67311 | HID | D930182-06 | COVER-BACK | Ea |  | 1 Year | 19.25 | 5% | 18.2875
67312 | HID | D930183-01 | COVER-FRONT DOOR, BLACK | Ea |  | 1 Year | 36 | 5% | 34.2
67313 | HID | D930183-02 | COVER-FRONT DOOR, SILVER | Ea |  | 1 Year | 36 | 5% | 34.2
67314 | HID | D930183-03 | COVER-FRONT DOOR, BLACK 1250E | Ea |  | 1 Year | 36 | 5% | 34.2
67315 | HID | D930183-04 | COVER-FRONT DOOR, SILVER 4250E | Ea |  | 1 Year | 36 | 5% | 34.2
67316 | HID | D930189-01 | COVER-DISPLAY | Ea |  | 1 Year | 15 | 5% | 14.25
67317 | HID | D930189-02 | COVER-DISPLAY | Ea |  | 1 Year | 15 | 5% | 14.25
67318 | HID | D930189-03 | COVER-DISPLAY | Ea |  | 1 Year | 15 | 5% | 14.25
67319 | HID | D930189-06 | COVER-DISPLAY CORNER | Ea |  | 1 Year | 15 | 5% | 14.25
67320 | HID | D930192-01 | COVER-FLIPPER-TOP | Ea |  | 1 Year | 36 | 5% | 34.2
67321 | HID | D930192-02 | COVER-FLIPPER-TOP | Ea |  | 1 Year | 24 | 5% | 22.8
67322 | HID | D930193-01 | COVER-FLIPPER CARD BIN | Ea |  | 1 Year | 39.5 | 5% | 37.525
67323 | HID | D930193-02 | COVER-FLIPPER CARD BIN | Ea |  | 1 Year | 25 | 5% | 23.75
67324 | HID | D930193-06 | COVER-FLIPPER CARD BIN | Ea |  | 1 Year | 35.05 | 5% | 33.2975
67325 | HID | D930194-01 | COVER-FLIPPER DOOR | Ea |  | 1 Year | 14 | 5% | 13.3
67326 | HID | D930195-01 | COVER_INPUT_DOOR | Ea |  | 1 Year | 40.5 | 5% | 38.475
67327 | HID | D930199-01 | COVER-INPUT DUAL | Ea |  | 1 Year | 19 | 5% | 18.05
67328 | HID | D930204 | BRACKET-CARD FLAP | Ea |  | 1 Year | 6.16 | 5% | 5.852
67329 | HID | D930209 | GEAR-IDLER | Ea |  | 1 Year | 14.75 | 5% | 14.0125
67330 | HID | D930234 | BUSHING SCREW TWIST-LOCK | Ea |  | 1 Year | 16.5 | 5% | 15.675
67331 | HID | D930234-01 | BUSHING SCREW TWIST-LOCK | Ea |  | 1 Year | 16.5 | 5% | 15.675
67332 | HID | D930242 | BRACKET-SC/MAG-CAM-LINKAGE | Ea |  | 1 Year | 17.75 | 5% | 16.8625
67333 | HID | D930245 | COVER ECARD CONNECTOR | Ea |  | 1 Year | 18 | 5% | 17.1
67334 | HID | D930263-02 | COVER-LEFT (BLACK) | Ea |  | 1 Year | 40.5 | 5% | 38.475
67335 | HID | D930263-03 | COVER-LEFT | Ea |  | 1 Year | 18.75 | 5% | 17.8125
67336 | HID | D930263-04 | COVER-LEFT | Ea |  | 1 Year | 40.5 | 5% | 38.475
67337 | HID | D930264-02 | COVER-RIGHT (BLACK) | Ea |  | 1 Year | 45.75 | 5% | 43.4625
67338 | HID | D930264-03 | COVER-RIGHT | Ea |  | 1 Year | 45.75 | 5% | 43.4625
67339 | HID | D930265-03 | COVER-FRONT DOOR | Ea |  | 1 Year | 36 | 5% | 34.2
67340 | HID | D930265-04 | COVER-FRONT DOOR, DTC1000ME | Ea |  | 1 Year | 36 | 5% | 34.2
67341 | HID | D930265-05 | COVER-FRONT DOOR, DTC1250E | Ea |  | 1 Year | 44.28 | 5% | 42.066
67342 | HID | D930266 | SPRING-PINCH ROLLERS | Ea |  | 1 Year | 1 | 5% | 0.95
67343 | HID | D930269-01 | OUTPUT BIN | Ea |  | 1 Year | 18 | 5% | 17.1
67344 | HID | D930270-01 | COVER-BACK | Ea |  | 1 Year | 14 | 5% | 13.3
67345 | HID | D930273-01 | DOOR INPUT DUAL LOWER | Ea |  | 1 Year | 24.25 | 5% | 23.0375
67346 | HID | D930273-02 | DOOR INPUT IN-OUT LOWER | Ea |  | 1 Year | 24.25 | 5% | 23.0375
67347 | HID | D930280-01 | COVER-BACK | Ea |  | 1 Year | 19.25 | 5% | 18.2875
67348 | HID | D930281-01 | COVER-OUTPUT | Ea |  | 1 Year | 19 | 5% | 18.05
67349 | HID | D930284 | ROLLER, INPUT | Ea |  | 1 Year | 30 | 5% | 28.5
67350 | HID | D930285 | SPRING COMP 4.984 X .347 X .026 | Ea |  | 1 Year | 1 | 5% | 0.95
67351 | HID | D930291-01 | COVER_LAM_DOOR_FRONT | Ea |  | 1 Year | 58 | 5% | 55.1
67352 | HID | D930292-02 | COVER_LAM_INPUT_BUMP | Ea |  | 1 Year | 14.4 | 5% | 13.68
67353 | HID | D930294-01 | COVER_LAM_TOP | Ea |  | 1 Year | 57 | 5% | 54.15
67354 | HID | D930295-01 | COVER_LAM_FLIPPER_DOOR | Ea |  | 1 Year | 34 | 5% | 32.3
67355 | HID | D930296-01 | OUTPUT_BIN_LAM | Ea |  | 1 Year | 20 | 5% | 19
67356 | HID | D930336 | ROLLER, CLEANING | Ea |  | 1 Year | 30 | 5% | 28.5
67357 | HID | D930361 | GEAR-DRIVE | Ea |  | 1 Year | 8.02 | 5% | 7.619
67358 | HID | D930373 | TAB CARDPATH INSERT | Ea |  | 1 Year | 0.52 | 5% | 0.494
67359 | HID | D930374 | INSERT ADHESIVE BACKED | Ea |  | 1 Year | 0.98 | 5% | 0.931
67360 | HID | D930375 | GEAR 0.8 MODULE 50 TOOTH | Ea |  | 1 Year | 8.2 | 5% | 7.79
67361 | HID | D930411-02 | ASY-CENTERPLATE EXIT L2 | Ea |  | 1 Year | 113.88 | 5% | 108.186
67362 | HID | D930413 | ASY STEPPER DRIVE LAM | Ea |  | 1 Year | 87 | 5% | 82.65
67363 | HID | D930600 | ASY-CBL MOTORS | Ea |  | 1 Year | 6 | 5% | 5.7
67364 | HID | D930603 | ASY-CBL RFID | Ea |  | 1 Year | 4.5 | 5% | 4.275
67365 | HID | D930605 | ASY-CBL ENC SNR | Ea |  | 1 Year | 7.2 | 5% | 6.84
67366 | HID | D930607 | ASY-CBL OLED DISPLAY | Ea |  | 1 Year | 12 | 5% | 11.4
67367 | HID | D930608 | ASY-CBL RIBBON SENSOR | Ea |  | 1 Year | 20 | 5% | 19
67368 | HID | D930609 | ASY-CBL IR SENSOR PAIR | Ea |  | 1 Year | 7 | 5% | 6.65
67369 | HID | D930611 | ASY-CBL RIB FLIPPER | Ea |  | 1 Year | 19.5 | 5% | 18.525
67370 | HID | D930613 | ASY-CBL CARD/COVER SENSOR | Ea |  | 1 Year | 6.5 | 5% | 6.175
67371 | HID | D930614 | ASY-CBL IR-SENSOR PAIR FT | Ea |  | 1 Year | 7.5 | 5% | 7.125
67372 | HID | D930618 | ASY-CBL-USB | Ea |  | 1 Year | 8 | 5% | 7.6
67373 | HID | D930621 | ASY CBL RBN FLIP LAM | Ea |  | 1 Year | 37 | 5% | 35.15
67374 | HID | D930624 | ASY CBL MTR INPUT/OUTPUT | Ea |  | 1 Year | 9.25 | 5% | 8.7875
67375 | HID | D930626 | ASY CBL FLIPPER | Ea |  | 1 Year | 66 | 5% | 62.7
67376 | HID | D930628 | ASY-CBL PRINT HEAD HARNESS | Ea |  | 1 Year | 75 | 5% | 71.25
67377 | HID | D930658 | ASY PACKAGING DTC4500 LAM UPGRADE | Ea |  | 1 Year | 325 | 5% | 308.75
67378 | HID | D940009 | ASY-LAM MECHANISM | Ea |  | 1 Year | 750 | 5% | 712.5
67379 | HID | D940012 | ASY-FILM CARTRIDGE | Ea |  | 1 Year | 161 | 5% | 152.95
67380 | HID | D940013 | ASY-RIBBON CARTRIDGE | Ea |  | 1 Year | 350 | 5% | 332.5
67381 | HID | D940077 | ASY-SUPPLY PACK-PRINTER | Ea |  | 1 Year (2 Years) | 63 | 5% | 59.85
67382 | HID | D940082 | ASY PACKAGING-BOX ASY PRINTER | Ea |  | 1 Year (2 Years) | 394 | 5% | 374.3
67383 | HID | D940084 | ASY-CARD INFEED | Ea |  | 1 Year | 238.1 | 5% | 226.195
67384 | HID | D940088-01 | ASY-BEZEL DISPLAY | Ea |  | 1 Year | 552 | 5% | 524.4
67385 | HID | D940092-02 | ASY-INPUT COVER | Ea |  | 1 Year | 1170 | 5% | 1111.5
67386 | HID | D940093-01 | ASY-HOPPER-OUTPUT | Ea |  | 1 Year | 540 | 5% | 513
67387 | HID | D940098 | ASY-ROLLER FLATTENER | Ea |  | 1 Year | 91 | 5% | 86.45
67388 | HID | D940099 | ASY-ROLLER TRANSPORT | Ea |  | 1 Year | 75 | 5% | 71.25
67389 | HID | D940100 | ASY-ROLLER CLEANING | Ea |  | 1 Year | 125 | 5% | 118.75
67390 | HID | D940102 | ROLLER CLEANING IDLER | Ea |  | 1 Year | 210 | 5% | 199.5
67391 | HID | D940105 | ROLLER TRANSFER | Ea |  | 1 Year | 105.6 | 5% | 100.32
67392 | HID | D940107 | ROLLER INPUT FEED | Ea |  | 1 Year | 85.45 | 5% | 81.1775
67393 | HID | D940108 | ROLLER TRANSPORT IDLER | Ea |  | 1 Year | 162 | 5% | 153.9
67394 | HID | D940110 | HUB ROLLER | Ea |  | 1 Year | 3.9 | 5% | 3.705
67395 | HID | D940111 | FLAG OPTIC | Ea |  | 1 Year | 8 | 5% | 7.6
67396 | HID | D940140 | FOAM-FILTER INSERT | Ea |  | 1 Year | 11.24 | 5% | 10.678
67397 | HID | D940170 | PCB STATION INTF EXTENSION R3 | Ea |  | 1 Year | 6.5 | 5% | 6.175
67398 | HID | D940179 | SPRING ROLLER IDLER INPUT | Ea |  | 1 Year | 40.19 | 5% | 38.1805
67399 | HID | D940187 | ASY-FAN | Ea |  | 1 Year | 43.42 | 5% | 41.249
67400 | HID | D940199-02 | COVER-OUTPUT | Ea |  | 1 Year | 589 | 5% | 559.55
67401 | HID | D940201-01 | COVER-FRONT_TRIM | Ea |  | 1 Year | 177 | 5% | 168.15
67402 | HID | D940202-02 | COVER-OUTPUT_TRIM_INSERT | Ea |  | 1 Year | 40 | 5% | 38
67403 | HID | D940204-02 | COVER-INSERT | Ea |  | 1 Year | 112 | 5% | 106.4
67404 | HID | D940213 | ASY CABLE-CARDPATH FLT,STP,FAN | Ea |  | 1 Year | 76 | 5% | 72.2
67405 | HID | D940222-01 | COVER-TRIM LAM | Ea |  | 1 Year | 310 | 5% | 294.5
67406 | HID | D940245 | GUIDE CARTRIDGE CLEANING | Ea |  | 1 Year | 2.72 | 5% | 2.584
67407 | HID | D940254 | SPRING TORSION | Ea |  | 1 Year | 1.4 | 5% | 1.33
67408 | HID | D940257 | ASY STEPPER SHUTTLE | Ea |  | 1 Year | 58.5 | 5% | 55.575
67409 | HID | D940258 | ASY STEPPER MOTOR MOUNT | Ea |  | 1 Year | 330 | 5% | 313.5
67410 | HID | D940264 | ASY-CBL RBN TFT INTF | Ea |  | 1 Year | 39.13 | 5% | 37.1735
67411 | HID | D940266 | ASY-SHUTTLE FRAME | Ea |  | 1 Year | 56.25 | 5% | 53.4375
67412 | HID | D940271 | ROLLER PINCH IDLER | Ea |  | 1 Year | 30 | 5% | 28.5
67413 | HID | D940275 | ASY-BOX LAM HDP8500 | Ea |  | 1 Year | 313 | 5% | 297.35
67414 | HID | D940276 | ASY-BOX PRINTER HDP8500 | Ea |  | 1 Year (2 Years) | 385 | 5% | 365.75
67415 | HID | D940284 | ASY- LED SENSOR HOP FULL | Ea |  | 1 Year | 55 | 5% | 52.25
67416 | HID | D940292 | GUIDE-DOOR CENTERING | Ea |  | 1 Year | 18.97 | 5% | 18.0215
67417 | HID | D940299 | HOUSING CLEAN CART | Ea |  | 1 Year | 21.6 | 5% | 20.52
67418 | HID | D940307 | ASY CBL ECARD POS | Ea |  | 1 Year | 6.5 | 5% | 6.175
67419 | HID | D940320 | ASY-HEATER-CARTRIDGE 24 VDC 90W | Ea |  | 1 Year | 150 | 5% | 142.5
67420 | HID | D940326 | ROLLER FLIPPER OUTPUT HIGH COF | Ea |  | 1 Year | 69 | 5% | 65.55
67421 | HID | D940331 | ASY-CBL MAG ENCODER | Ea |  | 1 Year | 21 | 5% | 19.95
67422 | HID | D940333 | BRACKET-HINGE ARM | Ea |  | 1 Year | 55.2 | 5% | 52.44
67423 | HID | D940337 | CABLE ASY-PRT HARNESS | Ea |  | 1 Year | 158 | 5% | 150.1
67424 | HID | D940345 | CARD WEIGHT | Ea |  | 1 Year | 25.35 | 5% | 24.0825
67425 | HID | D940348 | BRACKET-LAM SWIVEL | Ea |  | 1 Year | 43.22 | 5% | 41.059
67426 | HID | D940351 | ASY CABLE JUMPER RTD | Ea |  | 1 Year | 10 | 5% | 9.5
67427 | HID | D940373-01 | ASY-REAR COVER PANEL | Ea |  | 1 Year | 750 | 5% | 712.5
67428 | HID | D940374-01 | ASY-DOOR COVER | Ea |  | 1 Year | 1050 | 5% | 997.5
67429 | HID | D940375-01 | ASY-LAM DOOR | Ea |  | 1 Year | 1435 | 5% | 1363.25
67430 | HID | D940378 | ROLLER SHUTTLE | Ea |  | 1 Year | 174 | 5% | 165.3
67431 | HID | D940380 | ROLLER PINCH IDLER | Ea |  | 1 Year | 8.8 | 5% | 8.36
67432 | HID | D940423 | BRACKET-LAM BALANCE | Ea |  | 1 Year | 33 | 5% | 31.35
67433 | HID | D940427-01 | WINDOW DOOR PRINTER | Ea |  | 1 Year (2 Years) | 129.35 | 5% | 122.8825
67434 | HID | DESFIRE-HID-APP | DESFIRE CUSTOM APPLICATION PROGRAMMING | Ea |  | 1 Year | 0.4 | 5% | 0.38
67435 | HID | E000186 | SWITCH OPTICAL SLOTTED OPB840L | Ea |  | 1 Year | 10.92 | 5% | 10.374
67436 | HID | E000401 | IC MT48LC4M16A2 SDRAM | Ea |  | 1 Year | 26 | 5% | 24.7
67437 | HID | E000939 | IND FERRITE SNAP-ON 8.2MM ID | Ea |  | 1 Year | 3.12 | 5% | 2.964
67438 | HID | E001192 | STEPPER MOTOR | Ea |  | 1 Year | 20 | 5% | 19
67439 | HID | E001212 | POWER SUPPLY 120W 24V LEVEL-VI | Ea |  | 1 Year | 210 | 5% | 199.5
67440 | HID | EDP-00043 | ASY-RTD KAPTON WITH SS PFA | Ea |  | 1 Year | 97 | 5% | 92.15
67441 | HID | EDP-00067 | ASY-CBL PRINT HEAD PWR/CONTROL | Ea |  | 1 Year | 42 | 5% | 39.9
67442 | HID | EDP-00123 | ASY MOTOR CARD FEED | Ea |  | 1 Year | 51.75 | 5% | 49.1625
67443 | HID | EDP-00137 | ASY-CBL STEPPER MTR | Ea |  | 1 Year | 73.95 | 5% | 70.2525
67444 | HID | EDP-00138 | ASY-CBL PWM SENSOR | Ea |  | 1 Year | 83.55 | 5% | 79.3725
67445 | HID | EDP-00143 | ASY-CBL RFID | Ea |  | 1 Year | 35.6 | 5% | 33.82
67446 | HID | EDP-00153 | ASY-CBL UPSTREAM MODULE INTERFACE | Ea |  | 1 Year | 49 | 5% | 46.55
67447 | HID | EDP-00154 | ASY-CBL FAN EXTENSION | Ea |  | 1 Year | 52.7 | 5% | 50.065
67448 | HID | EDP-00155 | ASY-CBL FIXED SENSORS | Ea |  | 1 Year | 37.83 | 5% | 35.9385
67449 | HID | EDP-00156 | ASY-CBL PATCH SENSOR | Ea |  | 1 Year | 48.25 | 5% | 45.8375
67450 | HID | EDP-00157 | ASY-CBL POWER | Ea |  | 1 Year | 56.35 | 5% | 53.5325
67451 | HID | EDP-00158 | ASY CABLE-110V INLET/SWITCH | Ea |  | 1 Year | 47.1 | 5% | 44.745
67452 | HID | EDP-00170 | ASY-CABLE COVER SENSOR | Ea |  | 1 Year | 7.5 | 5% | 7.125
67453 | HID | EL-96000-SVM10 | SVM (MAIN APPLICATION) PER WORKSTATION, INCLUDES FREE ADMINISTRATOR SOFTWARE (ADMIN/REPORTING) | Ea |  | 1 Year | 2495 | 5% | 2370.25
67454 | HID | EL-96000-SVM10-DONGLE | SVM 10 DONGLE (MAIN APPLICATION) PER WORKSTATION, INCLUDES FREE ADMINISTRATOR SOFTWARE (ADMIN/REPORTING) | Ea |  | 1 Year | 2619.75 | 5% | 2488.7625
67455 | HID | EL-96200-SAT | SATELLITE (CHECK POINT STATION) PER WORKSTATION | Ea |  | 1 Year | 1014.9 | 5% | 964.155
67456 | HID | EL-96300-ADM10 | ADMINISTRATOR (ADDITIONAL LICENSES) PER WORKSTATION | Ea |  | 1 Year | 495 | 5% | 470.25
67457 | HID | EL-97000-EKIOSK | WEB-BASED SELF-REGISTRATION SOFTWARE FOR IPAD AND OTHER TABLETS | Ea |  | 1 Year | 2000 | 5% | 1900
67458 | HID | EL-98000-EADV10 | EADVANCE (WEB PRE-REGISTRATION) PER WEB SERVER | Ea |  | 1 Year | 3054.9 | 5% | 2902.155
67459 | HID | EL-ACI-AMAG | ACI AMAG | Ea |  | 1 Year | 3144.75 | 5% | 2987.5125
67460 | HID | EL-ACI-AMANO | ACI AMANO | Ea |  | 1 Year | 3144.75 | 5% | 2987.5125
67461 | HID | EL-ACI-APACS | ACI APACS 3000 | Ea |  | 1 Year | 3144.75 | 5% | 2987.5125
67462 | HID | EL-ACI-AVIGILON | ACCESS CONTROL INTEGRATION -AVIGILON (FORMALLY RED CLOUD) | Ea |  | 1 Year | 3144.75 | 5% | 2987.5125
67463 | HID | EL-ACI-AXIOM | ACI AXIOM, RBH | Ea |  | 1 Year | 3144.75 | 5% | 2987.5125
67464 | HID | EL-ACI-BOSCHAEC | ACCESS CONTROL INTEGRATION - BOSCH AEC | Ea |  | 1 Year | 3144.75 | 5% | 2987.5125
67465 | HID | EL-ACI-BOSCHBIS | ACCESS CONTROL INTEGRATION - BOSCH BIS | Ea |  | 1 Year | 3144.75 | 5% | 2987.5125
67466 | HID | EL-ACI-BRIVO | ACI BRIVO | Ea |  | 1 Year | 3144.75 | 5% | 2987.5125
67467 | HID | EL-ACI-CARDAX | ACI CARDAX | Ea |  | 1 Year | 3144.75 | 5% | 2987.5125
67468 | HID | EL-ACI-CCURE8 | ACI CCURE 800/8000, SOFTWARE HOUSE | Ea |  | 1 Year | 3144.75 | 5% | 2987.5125
67469 | HID | EL-ACI-CCURE9 | ACI CCURE 9000, SOFTWARE HOUSE | Ea |  | 1 Year | 3144.75 | 5% | 2987.5125
67470 | HID | EL-ACI-CCURE9-DROPBOX | DROP BOX FEATURE FOR CCURE9000 (REQUIRES EL-ACI-CCURE9) | Ea |  | 1 Year | 1650 | 5% | 1567.5
67471 | HID | EL-ACI-CISCO | ACI CISCO | Ea |  | 1 Year | 3144.75 | 5% | 2987.5125
67472 | HID | EL-ACI-CNTL | ACI CONTINENTAL | Ea |  | 1 Year | 3144.75 | 5% | 2987.5125
67473 | HID | EL-ACI-COGITO | ACCESS CONTROL INTEGRATION - COGITO | Ea |  | 1 Year | 3144.75 | 5% | 2987.5125
67474 | HID | EL-ACI-COGITO-DROPBOX | DROP BOX FEATURE FOR COGITO (REQUIRES EL-ACI-COGITO | Ea |  | 1 Year | 1650 | 5% | 1567.5
67475 | HID | EL-ACI-DELTA | ACI DELTA CONTROLS | Ea |  | 1 Year | 3144.75 | 5% | 2987.5125
67476 | HID | EL-ACI-DSX | ACI DSX | Ea |  | 1 Year | 3144.75 | 5% | 2987.5125
67477 | HID | EL-ACI-EBI | ACCESS CONTROL INTEGRATION - HONEYWELL EBI | Ea |  | 1 Year | 3144.75 | 5% | 2987.5125
67478 | HID | EL-ACI-FALCO | ACI FALCO | Ea |  | 1 Year | 3144.75 | 5% | 2987.5125
67479 | HID | EL-ACI-GALAXY | GALAXY ACCESS CONTROL INTEGRATION | Ea |  | 1 Year | 3144.75 | 5% | 2987.5125
67480 | HID | EL-ACI-GEDIA | ACI GE DIAMOND II | Ea |  | 1 Year | 3144.75 | 5% | 2987.5125
67481 | HID | EL-ACI-GEFC | ACI GE FACILITY COMMANDER | Ea |  | 1 Year | 3144.75 | 5% | 2987.5125
67482 | HID | EL-ACI-GENETEC | ACCESS CONTROL INTEGRATION - GENETEC | Ea |  | 1 Year | 3144.75 | 5% | 2987.5125
67483 | HID | EL-ACI-GEPP | ACI GE PICTURE PERFECT | Ea |  | 1 Year | 3144.75 | 5% | 2987.5125
67484 | HID | EL-ACI-GESC | ACCESS CONTROL INTEGRATION - GE SECURITY COMMANDER (ANZ) | Ea |  | 1 Year | 3144.75 | 5% | 2987.5125
67485 | HID | EL-ACI-HARTMANN | ACCESS CONTROL INTEGRATION - HARTMANN CONTROLS | Ea |  | 1 Year | 3144.75 | 5% | 2987.5125
67486 | HID | EL-ACI-HIRSCH | ACI HIRSCH | Ea |  | 1 Year | 3144.75 | 5% | 2987.5125
67487 | HID | EL-ACI-HPW | ACI PROWATCH | Ea |  | 1 Year | 3144.75 | 5% | 2987.5125
67488 | HID | EL-ACI-HUR | ACCESS CONTROL INTEGRATION - CANSEC HURRICANE | Ea |  | 1 Year | 3144.75 | 5% | 2987.5125
67489 | HID | EL-ACI-IDENTC | ACI IDENTICARD PREMISYS | Ea |  | 1 Year | 3144.75 | 5% | 2987.5125
67490 | HID | EL-ACI-IDENTP | ACI IDENTIPASS | Ea |  | 1 Year | 3144.75 | 5% | 2987.5125
67491 | HID | EL-ACI-INNR | ACI INNER RANGE INSIGHT | Ea |  | 1 Year | 3144.75 | 5% | 2987.5125
67492 | HID | EL-ACI-JCI | ACI JCI PEGASUS | Ea |  | 1 Year | 3144.75 | 5% | 2987.5125
67493 | HID | EL-ACI-JCI-DROPBOX | DROP BOX FEATURE FOR JCI PEGASUS 2000 (REQUIRES EL-ACI-JCI) | Ea |  | 1 Year | 1650 | 5% | 1567.5
67494 | HID | EL-ACI-KAN | ACI KANTECH | Ea |  | 1 Year | 3144.75 | 5% | 2987.5125
67495 | HID | EL-ACI-KERI | ACI KERI/DIGITAL HORIZON 3.5 | Ea |  | 1 Year | 3144.75 | 5% | 2987.5125
67496 | HID | EL-ACI-KEYS | ACI KEYSCAN | Ea |  | 1 Year | 3144.75 | 5% | 2987.5125
67497 | HID | EL-ACI-KEYSAURORA | ACCESS CONTROL INTEGRATION - KEYSCAN AURORA | Ea |  | 1 Year | 3144.75 | 5% | 2987.5125
67498 | HID | EL-ACI-LENEL | ACI LENEL | Ea |  | 1 Year | 3144.75 | 5% | 2987.5125
67499 | HID | EL-ACI-MATRIX | ACI MATRIX | Ea |  | 1 Year | 3144.75 | 5% | 2987.5125
67500 | HID | EL-ACI-NIAGARA | ACCESS CONTROL INTEGRATION - NIAGARA | Ea |  | 1 Year | 3144.75 | 5% | 2987.5125
67501 | HID | EL-ACI-NWP | ACI NORTHERN WINPAK | Ea |  | 1 Year | 3144.75 | 5% | 2987.5125
67502 | HID | EL-ACI-OPEN | INTEGRATION FOR OPEN OPTIONS | Ea |  | 1 Year | 3144.75 | 5% | 2987.5125
67503 | HID | EL-ACI-PAXTON | ACCESS CONTROL INTEGRATION - PAXTON | Ea |  | 1 Year | 3144.75 | 5% | 2987.5125
67504 | HID | EL-ACI-PCM | ACI PACOM | Ea |  | 1 Year | 3144.75 | 5% | 2987.5125
67505 | HID | EL-ACI-RS2 | ACI RS2 ACCESS IT! | Ea |  | 1 Year | 3144.75 | 5% | 2987.5125
67506 | HID | EL-ACI-S2 | ACI S2 NETBOX | Ea |  | 1 Year | 3144.75 | 5% | 2987.5125
67507 | HID | EL-ACI-S2-DROPBOX | DROP BOX FEATURE FOR S2 (REQUIRES EL-ACI-S2 | Ea |  | 1 Year | 1650 | 5% | 1567.5
67508 | HID | EL-ACI-SCHLAGE | ACCESS CONTROL INTEGRATION - SCHLAGE | Ea |  | 1 Year | 3144.75 | 5% | 2987.5125
67509 | HID | EL-ACI-SIPASS | INTEGRATION FOR SIEMENS | Ea |  | 1 Year | 3144.75 | 5% | 2987.5125
67510 | HID | EL-ACI-SLX | ACI SIELOX | Ea |  | 1 Year | 3144.75 | 5% | 2987.5125
67511 | HID | EL-ACI-SYN | ACI SYNERGISTICS | Ea |  | 1 Year | 3144.75 | 5% | 2987.5125
67512 | HID | EL-ACI-TACC | ACI TAC, CONTINUUM | Ea |  | 1 Year | 3144.75 | 5% | 2987.5125
67513 | HID | EL-ACI-TACC-DROPBOX | DROP BOX FEATURE FOR CONTINUUM (REQUIRES EL-ACI-TACC | Ea |  | 1 Year | 1650 | 5% | 1567.5
67514 | HID | EL-ACI-TACI | ACI TAC, I/NET | Ea |  | 1 Year | 3144.75 | 5% | 2987.5125
67515 | HID | EL-ACI-UPGRD | ACCESS CONTROL INTEGRATION UPGRADE TO LATEST VERSION | Ea |  | 1 Year | 2625 | 5% | 2493.75
67516 | HID | EL-ACI-UPGRD-AMAG | ACCESS CONTROL INTEGRATION - AMAG - UPGRADE TO LATEST VERSION | Ea |  | 1 Year | 2625 | 5% | 2493.75
67517 | HID | EL-ACI-UPGRD-AMANO | ACCESS CONTROL INTEGRATION - AMANO - UPGRADE TO LATEST VERSION | Ea |  | 1 Year | 2625 | 5% | 2493.75
67518 | HID | EL-ACI-UPGRD-APACS | ACCESS CONTROL INTEGRATION - APACS 3000 - UPGRADE TO LATEST VERSION | Ea |  | 1 Year | 2625 | 5% | 2493.75
67519 | HID | EL-ACI-UPGRD-AXIOM | ACCESS CONTROL INTEGRATION - AXIOM - UPGRADE TO LATEST VERSION | Ea |  | 1 Year | 2625 | 5% | 2493.75
67520 | HID | EL-ACI-UPGRD-BRIVO | ACCESS CONTROL INTEGRATION - BRIVO - UPGRADE TO LATEST VERSION | Ea |  | 1 Year | 2625 | 5% | 2493.75
67521 | HID | EL-ACI-UPGRD-CARDAX | ACCESS CONTROL INTEGRATION - CARDAX - UPGRADE TO LATEST VERSION | Ea |  | 1 Year | 2625 | 5% | 2493.75
67522 | HID | EL-ACI-UPGRD-CCURE8 | ACCESS CONTROL INTEGRATION - CCURE8 - UPGRADE TO LATEST VERSION | Ea |  | 1 Year | 2625 | 5% | 2493.75
67523 | HID | EL-ACI-UPGRD-CCURE9 | ACCESS CONTROL INTEGRATION - CCURE 9000 - UPGRADE TO LATEST VERSION | Ea |  | 1 Year | 2625 | 5% | 2493.75
67524 | HID | EL-ACI-UPGRD-CISCO | ACCESS CONTROL INTEGRATION - CISCO - UPGRADE TO LATEST VERSION | Ea |  | 1 Year | 2625 | 5% | 2493.75
67525 | HID | EL-ACI-UPGRD-CNTL | ACCESS CONTROL INTEGRATION - CONTINENTAL - UPGRADE TO LATEST VERSION | Ea |  | 1 Year | 2625 | 5% | 2493.75
67526 | HID | EL-ACI-UPGRD-COGITO | ACCESS CONTROL INTEGRATION - COGITO - UPGRADE TO THE LATEST VERSION | Ea |  | 1 Year | 2625 | 5% | 2493.75
67527 | HID | EL-ACI-UPGRD-DELTA | ACCESS CONTROL INTEGRATION - DELTA CONTROLS - UPGRADE TO LATEST VERSION | Ea |  | 1 Year | 2625 | 5% | 2493.75
67528 | HID | EL-ACI-UPGRD-FALCO | ACCESS CONTROL INTEGRATION - FALCO - UPGRADE TO LATEST VERSION | Ea |  | 1 Year | 2625 | 5% | 2493.75
67529 | HID | EL-ACI-UPGRD-GEDIA | ACCESS CONTROL INTEGRATION - GE DIAMOND II - UPGRADE TO LATEST VERSION | Ea |  | 1 Year | 2625 | 5% | 2493.75
67530 | HID | EL-ACI-UPGRD-GEFC | ACCESS CONTROL INTEGRATION - GE FACILITY COMMANDER - UPGRADE TO LATEST VERSION | Ea |  | 1 Year | 2625 | 5% | 2493.75
67531 | HID | EL-ACI-UPGRD-GESC | ACCESS CONTROL INTEGRATION - GE SECURITY COMMANDER (ANZ)- UPGRADE TO LATEST VERSION | Ea |  | 1 Year | 2625 | 5% | 2493.75
67532 | HID | EL-ACI-UPGRD-HIRSCH | ACCESS CONTROL INTEGRATION - HIRSCH - UPGRADE TO LATEST VERSION | Ea |  | 1 Year | 2625 | 5% | 2493.75
67533 | HID | EL-ACI-UPGRD-HUR | ACCESS CONTROL INTEGRATION - CANSEC HURRICANE - UPGRADE TO THE LATEST VERSION | Ea |  | 1 Year | 2625 | 5% | 2493.75
67534 | HID | EL-ACI-UPGRD-INNR | ACCESS CONTROL INTEGRATION - INNER RANGE INSIGHT - UPGRADE TO LATEST VERSION | Ea |  | 1 Year | 2625 | 5% | 2493.75
67535 | HID | EL-ACI-UPGRD-JCI | ACCESS CONTROL INTEGRATION - JCI P2000 - UPGRADE TO LATEST VERSION | Ea |  | 1 Year | 2625 | 5% | 2493.75
67536 | HID | EL-ACI-UPGRD-KAN | ACCESS CONTROL INTEGRATION - KANTECH - UPGRADE TO LATEST VERSION | Ea |  | 1 Year | 2625 | 5% | 2493.75
67537 | HID | EL-ACI-UPGRD-KERI | ACCESS CONTROL INTEGRATION - KERI/DIGITAL HORIZON 3.5 - UPGRADE TO LATEST VERSION | Ea |  | 1 Year | 2625 | 5% | 2493.75
67538 | HID | EL-ACI-UPGRD-KEYS | ACCESS CONTROL INTEGRATION - KEYSCAN - UPGRADE TO LATEST VERSION | Ea |  | 1 Year | 2625 | 5% | 2493.75
67539 | HID | EL-ACI-UPGRD-LENEL | ACCESS CONTROL INTEGRATION - LENEL - UPGRADE TO LATEST VERSION | Ea |  | 1 Year | 2625 | 5% | 2493.75
67540 | HID | EL-ACI-UPGRD-MATRIX | ACCESS CONTROL INTEGRATION - MATRIX - UPGRADE TO LATEST VERSION | Ea |  | 1 Year | 2625 | 5% | 2493.75
67541 | HID | EL-ACI-UPGRD-NWP | ACCESS CONTROL INTEGRATION - NORTHERN WINPAK - UPGRADE TO LATEST VERSION | Ea |  | 1 Year | 2625 | 5% | 2493.75
67542 | HID | EL-ACI-UPGRD-OPEN | ACCESS CONTROL INTEGRATION -OPEN OPTIONS - UPGRADE TO LATEST VERSION | Ea |  | 1 Year | 2625 | 5% | 2493.75
67543 | HID | EL-ACI-UPGRD-PAXTON | ACCESS CONTROL INTEGRATION - PAXTON - UPGRADE TO THE LATEST VERSION | Ea |  | 1 Year | 2625 | 5% | 2493.75
67544 | HID | EL-ACI-UPGRD-RS2 | ACCESS CONTROL INTEGRATION - RS2 ACCESS IT! - UPGRADE TO LATEST VERSION | Ea |  | 1 Year | 2625 | 5% | 2493.75
67545 | HID | EL-ACI-UPGRD-S2 | ACCESS CONTROL INTEGRATION - S2 - UPGRADE TO LATEST VERSION | Ea |  | 1 Year | 2625 | 5% | 2493.75
67546 | HID | EL-ACI-UPGRD-SCHLAGE | ACCESS CONTROL INTEGRATION - SCHLAGE - UPGRADE TO THE LATEST VERSION | Ea |  | 1 Year | 2625 | 5% | 2493.75
67547 | HID | EL-ACI-UPGRD-SIPASS | ACCESS CONTROL INTEGRATION - SIEMENS SIPASS - UPGRADE TO LATEST VERSION | Ea |  | 1 Year | 2625 | 5% | 2493.75
67548 | HID | EL-ACI-UPGRD-SLX | ACCESS CONTROL INTEGRATION - SIELOX ACCESS IT! - UPGRADE TO LATEST VERSION | Ea |  | 1 Year | 2625 | 5% | 2493.75
67549 | HID | EL-ACI-UPGRD-SYN | ACCESS CONTROL INTEGRATION - SYNERGISTICS - UPGRADE TO LATEST VERSION | Ea |  | 1 Year | 2625 | 5% | 2493.75
67550 | HID | EL-ACI-UPGRD-TACC | ACCESS CONTROL INTEGRATION - TAC CONTINUUM - UPGRADE TO LATEST VERSION | Ea |  | 1 Year | 2625 | 5% | 2493.75
67551 | HID | EL-ACI-UPGRD-TACI | ACCESS CONTROL INTEGRATION - TAC I/NET - UPGRADE TO LATEST VERSION | Ea |  | 1 Year | 2625 | 5% | 2493.75
67552 | HID | EL-ACI-VICON | ACCESS CONTROL INTEGRATION - VICON VAX | Ea |  | 1 Year | 3144.75 | 5% | 2987.5125
67553 | HID | EL-AST-COMBO | ASSURETEC ARH COMBO SMART PASSPORT AND LICENSE READER - DATA/PHOTO ONLY | Ea |  | 1 Year | 2000 | 5% | 1900
67554 | HID | EL-AST-COMBO-A | ASSURETEC ARH COMBO SMART PASSPORT AND LICENSE READER - W/AUTHENTICATION | Ea |  | 1 Year | 2550 | 5% | 2422.5
67555 | HID | EL-AST-ID150 | ASSURETEC ID-150 (READS BOTH SIDES OF DRIVER'S LICENSE, DATA AND PHOTO CAPTURE) | Ea |  | 1 Year | 1600 | 5% | 1520
67556 | HID | EL-AST-ID150A | ASSURETEC ID-150A(READS/AUTHENTICATES DRIVER'S LICENCE, DATA AND PHOTO CAPTURE) | Ea |  | 1 Year | 2040 | 5% | 1938
67557 | HID | EL-AST-RENEWAL | RENEWAL FOR ASSURETEC ID150 MAINTENANCE AND SOFTWARE UPDATES. 1 Year SUBSCRIPTION (DATA ONLY) | Ea |  | 1 Year | 205 | 5% | 194.75
67558 | HID | EL-AST-RENEWALA | RENEWAL FOR ASSURETEC ID150 MAINTENANCE AND SOFTWARE UPDATES. 1 Year SUBSCRIPTION (DATA ONLY) | Ea |  | 1 Year | 390 | 5% | 370.5
67559 | HID | EL-AST-UPDATE | ASSURETEC ID150 MAINTENANCE AND SOFTWARE UPDATES. 1 Year SUBSCRIPTION (DATA ONLY) | Ea |  | 1 Year | 205 | 5% | 194.75
67560 | HID | EL-AST-UPDATEA | ASSURETEC PRO SOFTWARE LIBRARY UPDATES FOR 1 Year (DATA AND AUTHENTICATION) | Ea |  | 1 Year | 409.5 | 5% | 389.025
67561 | HID | EL-AT-2941 | PHOTO ID SHEET PACK, 4 X 6, 500 SHEET, EL 41 | Ea |  | 1 Year | 110 | 5% | 104.5
67562 | HID | EL-AT-2947 | PHOTO ID SHEET PACK, 4 X 6, 500 SHEET, ALL TAG, EL 47, AT 2947 ONSITE | Ea |  | 1 Year | 120 | 5% | 114
67563 | HID | EL-AT-2951 | BADGE PACK, SELF-LAMINATING, 100 QTY, EASYLOBBY 51, ONSITE | Ea |  | 1 Year | 65 | 5% | 61.75
67564 | HID | EL-AT-2991 | REMOVABLE LABEL, WITH HOLE, AT 2991 | Ea |  | 1 Year | 20 | 5% | 19
67565 | HID | EL-AT-34LH | BADGE STOCK, 4" X 6", FOR 3 X 4, LANDSCAPE HOLES | Ea |  | 1 Year | 100 | 5% | 95
67566 | HID | EL-AT-34NH | BADGE STOCK, 4" X 6", FOR 3 X 4, NO HOLES | Ea |  | 1 Year | 100 | 5% | 95
67567 | HID | EL-AT-34PH | BADGE STOCK, 4" X 6", FOR 3 X 4, PORTRAIT HOLES | Ea |  | 1 Year | 100 | 5% | 95
67568 | HID | EL-AT-6918 | BADGE PACK, GENERIC BADGE, ADHESIVE, 2 5/16" X 4", FOR DYMO THERMAL PRINTER, EASYLOBBY 6918, ONSITE | Ea |  | 1 Year (2 Years) | 20 | 5% | 19
67569 | HID | EL-AT-6918Y | BADGE STOCK, ALL TEK 6918, ADHESIVE, YELLOW TINT 8, WAREHOUSE | Ea |  | 1 Year | 20 | 5% | 19
67570 | HID | EL-CUST | ECUSTOMS SEATS | Ea |  | 1 Year | 2750 | 5% | 2612.5
67571 | HID | EL-DONGLE-REPLACE | EASYLOBBY SVM RELACEMENT DONGLE | Ea |  | 1 Year | 165 | 5% | 156.75
67572 | HID | EL-DYMO-30856 | LABEL, WHITE, 2 7/16" X 4 3/16", NON ADHESIVE NAME BADGES WITH CLIP HOLE, 250 PER ROLL, 1 ROLL PER BOX, DYMO 30856 | Ea |  | 1 Year | 26.25 | 5% | 24.9375
67573 | HID | EL-DYMO-30911 | LABEL, 12-HOUR TIME EXPIRING, 2 1/4" X 4", ADHESIVE BADGE, 250 PER ROLL, 1 ROLL PER BOX, DYMO 30911 | Ea |  | 1 Year | 42 | 5% | 39.9
67574 | HID | EL-DYMO-450T | THERMAL B&W PRINTER, DYMO LABELWRITER 450 TURBO (P/N 1752265) | Ea |  | 1 Year (2 Years) | 178.5 | 5% | 169.575
67575 | HID | EL-EADV-UPGRD | EADVANCE SOFTWARE UPGRADE TO LATEST VERSION | Ea |  | 1 Year | 2500 | 5% | 2375
67576 | HID | EL-HOST-EADV | EADVANCE WEB HOSTING (OPTIONAL) PER MONTH PER BUILDING (INCREMENTAL TO LICENSE) | Ea |  | 1 Year | 200 | 5% | 190
67577 | HID | EL-HOST-EADVS | EADVANCE WEB HOSTING (OPTIONAL) PER MONTH PER BUILDING (INCREMENTAL TO LICENSE) | Ea |  | 1 Year | 200 | 5% | 190
67578 | HID | EL-IDT-33411 | MAG STRIPE CARD READER, ID TECH 33411 | Ea |  | 1 Year | 150 | 5% | 142.5
67579 | HID | EL-ITC-DCM | INTELLICHECK DCM | Ea |  | 1 Year | 1100 | 5% | 1045
67580 | HID | EL-ITC-DRJURD | INTELLICHECK DRIVER'S LICENSE JURISDICTION UPDATES | Ea |  | 1 Year | 200 | 5% | 190
67581 | HID | EL-K12-D450 | K12 DYMO 450 TURBO THERMAL BADGE PRINTER | Ea |  | 1 Year (2 Years) | 150 | 5% | 142.5
67582 | HID | EL-K12-SVM | K12 SVM SOFTWARE | Ea |  | 1 Year | 1500 | 5% | 1425
67583 | HID | EL-LOG-C920 | LOGITECH QUICKCAM CAMERA - C920 | Ea |  | 1 Year | 200 | 5% | 190
67584 | HID | EL-M2-SYS | OPTICAL FINGERPRINT READER, EASYSCAN M2 | Ea |  | 1 Year | 750 | 5% | 712.5
67585 | HID | EL-M2-SYS-PALM-SCNR | M2SYS PALM VEIN READER AND SOFTWARE (CAPTURE AND MATCHING) | Ea |  | 1 Year | 1000 | 5% | 950
67586 | HID | EL-METRO-9520 | WIRED HANDHELD BARCODE SCANNER, METROLOGIC MS9520 VOYAGER | Ea |  | 1 Year | 300 | 5% | 285
67587 | HID | EL-RFIDEAS-80081AKO | PCPROX PLUS ENROLL W/ICLASS ID BLACK USB VIRTUAL COM READER | Ea |  | 1 Year | 220.5 | 5% | 209.475
67588 | HID | EL-SOS-K12 | SO DD SCREENING SEATS REVENUE K12 | Ea |  | 1 Year | 300 | 5% | 285
67589 | HID | EL-SOS-NONK12 | SO DD SEATS REVENUE NONK12 | Ea |  | 1 Year | 625 | 5% | 593.75
67590 | HID | EL-SS-PASSPORT | SNAPSHELL PASSPORT ID SCANNER FROM ACUANT FOR USE WITH EASYLOBBY | Ea |  | 1 Year | 1000 | 5% | 950
67591 | HID | EL-SS-R3 | SNAPSHELL R3 DRIVER'S LICENSE/ID SCANNER FROM ACUANT, FOR USE WITH EASYLOBBY. | Ea |  | 1 Year | 1000 | 5% | 950
67592 | HID | EL-STRAP-2 | GARMENT FRIENDLY STRAP CLIPS (500) | Ea |  | 1 Year | 52.5 | 5% | 49.875
67593 | HID | EL-SVM10-UPGRD | SVM SOFTWARE UPGRADE TO SVM10 | Ea |  | 1 Year | 2000 | 5% | 1900
67594 | HID | EL-SVMDEMO | SVM DEMO LICENSE FOR PARTNERS | Ea |  | 1 Year | 100 | 5% | 95
67595 | HID | EL-TOP-1X5 | TOPAZ SIGNATUREGEM LCD 1X5 SIGPAD (SIGNATURE BLOCK ONLY) | Ea |  | 1 Year | 375 | 5% | 356.25
67596 | HID | EL-TOP-4X5 | TOPAZ SIGNATUREGEM LCD 4X5 SIGPAD (UP TO 10 SCREENS OF TEXT PLUS SIGNATURE) | Ea |  | 1 Year | 600 | 5% | 570
67597 | HID | EL-TOP-PEN | REPLACEMENT PEN FOR TOPAZ SIGNATURE PADS | Ea |  | 1 Year (2 Years) | 50 | 5% | 47.5
67598 | HID | EL-TURNKEY-BUNDLE | EASYLOBBY, TURNKEY BUNDLE, CAPTURE DEVICE WITH PRINTER, BARCODE SCANNER, CONSUMABLES, CD + KEYS | Ea |  | 1 Year (2 Years) | 4170 | 5% | 3961.5
67599 | HID | ENCODE-MAG | MAGSTRIPE ENCODING | Ea |  | 1 Year | 0.4 | 5% | 0.38
67600 | HID | ENCODE-RF | CUSTOM RFID ENCODING | Ea |  | 1 Year | 1.21 | 5% | 1.1495
67601 | HID | ENCODING-PROOF | TECHNOLOGY ENCODING SAMPLE | Ea |  | 1 Year | 600 | 5% | 570
67602 | HID | F000093N | BELT 136T FHT 1 X 4MM | Ea |  | 1 Year | 13.56 | 5% | 12.882
67603 | HID | F000097N | WASHER .250 ID X .500 OD X .03 | Ea |  | 1 Year | 2.5 | 5% | 2.375
67604 | HID | F000101N | SET SCREW 6-40 X 3/16 CUP | Ea |  | 1 Year | 1.85 | 5% | 1.7575
67605 | HID | F000103N | WASHER .082ID X .180OD X .005 | Ea |  | 1 Year | 0.5 | 5% | 0.475
67606 | HID | F000127 | GEAR 36 TEETH 48 PITCH | Ea |  | 1 Year | 27.11 | 5% | 25.7545
67607 | HID | F000138 | SPRING INPUT | Ea |  | 1 Year | 2.99 | 5% | 2.8405
67608 | HID | F000140N | NUT M3 X 5 HEX | Ea |  | 1 Year | 0.14 | 5% | 0.133
67609 | HID | F000144N | FOOT RUBBER ADHESIVE BACKED | Ea |  | 1 Year | 0.6 | 5% | 0.57
67610 | HID | F000145 | TAPE VHB CLEAR X .5 .020" THK | Ea |  | 1 Year | 2.15 | 5% | 2.0425
67611 | HID | F000156N | SPACER-NYLON 257 X 500 X 062 | Ea |  | 1 Year | 0.1 | 5% | 0.095
67612 | HID | F000168N | SCREW M3X.5X4 TPH ZP EXT SEM | Ea |  | 1 Year | 0.3 | 5% | 0.285
67613 | HID | F000169N | SCREW M3X.5X5 TPH ZP EXT SEM | Ea |  | 1 Year | 0.18 | 5% | 0.171
67614 | HID | F000170N | SCREW M3X.5X6 TPH ZP EXT SEM | Ea |  | 1 Year | 0.18 | 5% | 0.171
67615 | HID | F000171N | SCREW M3X.5X8 TPH ZP EXT SEM | Ea |  | 1 Year | 0.18 | 5% | 0.171
67616 | HID | F000172N | SCREW M3X.5X10 TPH ZP EXT SEM | Ea |  | 1 Year | 0.05 | 5% | 0.0475
67617 | HID | F000176N | SCREW 4-20 X 1/4 TPH ZP PLAS | Ea |  | 1 Year | 0.1 | 5% | 0.095
67618 | HID | F000177N | SCREW 4-20 X 5/16 TPH ZP PLAS | Ea |  | 1 Year | 2.23 | 5% | 2.1185
67619 | HID | F000178N | SCREW 4-20 X 3/8 TPH ZP PLAS | Ea |  | 1 Year | 0.25 | 5% | 0.2375
67620 | HID | F000182N | SCREW 4-20 X 1/2 TPH ZP PLAS | Ea |  | 1 Year | 2.23 | 5% | 2.1185
67621 | HID | F000190N | SCREW M3X.5X4 TPH ZP TAPTITE | Ea |  | 1 Year | 0.23 | 5% | 0.2185
67622 | HID | F000191N | SCREW M3X.5X5 TPH ZP TAPTITE | Ea |  | 1 Year | 0.25 | 5% | 0.2375
67623 | HID | F000192N | SCREW M3X.5X6 TPH ZP TAPTITE | Ea |  | 1 Year | 0.23 | 5% | 0.2185
67624 | HID | F000225N | WRENCH TORX L-WRENCH KEY | Ea |  | 1 Year | 0.5 | 5% | 0.475
67625 | HID | F000227N | PEM STANDOFF-FAN | Ea |  | 1 Year | 0.54 | 5% | 0.513
67626 | HID | F000229N | CLAMP-CABLE | Ea |  | 1 Year | 0.84 | 5% | 0.798
67627 | HID | F000231N | SCREW 4-40X1/4 UCUT BLZP PATCH | Ea |  | 1 Year | 0.7 | 5% | 0.665
67628 | HID | F000264N | BEARING HEATER T-500 | Ea |  | 1 Year | 7.48 | 5% | 7.106
67629 | HID | F000311 | SPRING EXT PIVOT DUAL HOPPER | Ea |  | 1 Year | 3.7 | 5% | 3.515
67630 | HID | F000326N | O-RING .093 DIA X 1.125 ID | Ea |  | 1 Year | 1.5 | 5% | 1.425
67631 | HID | F000331N | LATCH- TOUCH | Ea |  | 1 Year | 22.3 | 5% | 21.185
67632 | HID | F000332 | SPRING COMP .36 X .80 X .040 | Ea |  | 1 Year | 5.46 | 5% | 5.187
67633 | HID | F000338 | SPRING COMP PINCH ROLLER | Ea |  | 1 Year | 2.4 | 5% | 2.28
67634 | HID | F000346 | STANDOFF LOCK SUPPORT 5/16" | Ea |  | 1 Year | 0.2 | 5% | 0.19
67635 | HID | F000350 | FLANGE BEARING IGLIDE M250 | Ea |  | 1 Year | 2.28 | 5% | 2.166
67636 | HID | F000354 | BAG - (4"X4") ZIP LOCK | Ea |  | 1 Year | 0.08 | 5% | 0.076
67637 | HID | F000356N | MICRO WIRE SADDLE | Ea |  | 1 Year | 0.78 | 5% | 0.741
67638 | HID | F000363N | SCREW 8-32X.375 TPH ZP SEM | Ea |  | 1 Year | 0.43 | 5% | 0.4085
67639 | HID | F000374N | TAPE- VINYL 3M 471-1(1"X36YD.) | Ea |  | 1 Year | 72.6 | 5% | 68.97
67640 | HID | F000384 | CLUTCH DTC2 | Ea |  | 1 Year | 13.4 | 5% | 12.73
67641 | HID | F000385 | O-RING BELT 1.489 ID .081 C/S | Ea |  | 1 Year | 9 | 5% | 8.55
67642 | HID | F000386N | CLAMP CABLE RIBBON .88 X .25 | Ea |  | 1 Year | 1.7 | 5% | 1.615
67643 | HID | F000390 | O-RING BELT 1.063 ID .079" C/S | Ea |  | 1 Year | 9 | 5% | 8.55
67644 | HID | F000401N | THUMBSCREW-M3 X 8MM BLACK | Ea |  | 1 Year | 3.25 | 5% | 3.0875
67645 | HID | F000404N | SCREW 4-20 X 3/4 TPH ZP PLAS | Ea |  | 1 Year | 0.25 | 5% | 0.2375
67646 | HID | F000411 | SPRING-EXT .188 X .875 X .024 | Ea |  | 1 Year | 4 | 5% | 3.8
67647 | HID | F000417N | SCREW M3X.5X6 TPH ZP TAP SEM | Ea |  | 1 Year | 0.13 | 5% | 0.1235
67648 | HID | F000424 | BELT, 81 GRV, .080P, .157" W | Ea |  | 1 Year | 19.8 | 5% | 18.81
67649 | HID | F000427 | BELT-310 GRV .080P .125" W | Ea |  | 1 Year | 27.3 | 5% | 25.935
67650 | HID | F000428 | BELT-80 GRV, 3/16 WIDE, 080MXL | Ea |  | 1 Year | 22.8 | 5% | 21.66
67651 | HID | F000437 | SPRING, COMP .515 X .560 X .04 | Ea |  | 1 Year | 0.26 | 5% | 0.247
67652 | HID | F000441N | FOOT RUBBER GRAY SCREW ON | Ea |  | 1 Year | 2.28 | 5% | 2.166
67653 | HID | F000445N | COND GSKT .375H X ,50W X 1.00L | Ea |  | 1 Year | 4 | 5% | 3.8
67654 | HID | F000450N | WASHER .260 X .567 X .010 | Ea |  | 1 Year | 0.25 | 5% | 0.2375
67655 | HID | F000454 | FILTER- FAN 80MM | Ea |  | 1 Year | 29.25 | 5% | 27.7875
67656 | HID | F000462N | SCREW M3X.5X6 TPH ZP LOCK SEM | Ea |  | 1 Year | 0.3 | 5% | 0.285
67657 | HID | F000463N | SCREW 4-20 X 7/16 TPH ZP PLAS | Ea |  | 1 Year | 0.3 | 5% | 0.285
67658 | HID | F000480 | FOAM FAN FILTER INSERT | Ea |  | 1 Year | 6.83 | 5% | 6.4885
67659 | HID | F000482 | SPRING-COMP- .180 X .750 X .014 | Ea |  | 1 Year | 6.63 | 5% | 6.2985
67660 | HID | F000483 | SPRING-COMP- .240 X 1.000 X .029 | Ea |  | 1 Year | 0.26 | 5% | 0.247
67661 | HID | F000488 | SPRING-COMP .600 X 1.000 X .049 | Ea |  | 1 Year | 0.65 | 5% | 0.6175
67662 | HID | F000492 | BELT-080 MXL 102T .25W | Ea |  | 1 Year | 16.5 | 5% | 15.675
67663 | HID | F000495 | BEARING FLANGED .125 ID X .25 OD | Ea |  | 1 Year | 17.68 | 5% | 16.796
67664 | HID | F000503 | BALL-STEEL | Ea |  | 1 Year | 0.5 | 5% | 0.475
67665 | HID | F000504 | SPRING-COMP .420 X .875 X .035 | Ea |  | 1 Year | 0.5 | 5% | 0.475
67666 | HID | F000508 | SPRING-COMP .312 X .813 X .026 | Ea |  | 1 Year | 6.75 | 5% | 6.4125
67667 | HID | F000509 | SPRING-COMP .180 X .750X .020 | Ea |  | 1 Year | 0.52 | 5% | 0.494
67668 | HID | F000512 | SPRING-COMP .437 X .875 X .032 | Ea |  | 1 Year | 0.5 | 5% | 0.475
67669 | HID | F000513 | WRENCH-TORX L-WRENCH KEY LONG REACH | Ea |  | 1 Year | 18.28 | 5% | 17.366
67670 | HID | F000517 | STANDOFF-NYLON M3 X 58 | Ea |  | 1 Year | 9.97 | 5% | 9.4715
67671 | HID | F000518N | WASHER .498 X .377 X .005 SS | Ea |  | 1 Year | 5.75 | 5% | 5.4625
67672 | HID | F000535 | O-RING .093 DIA X .938 ID | Ea |  | 1 Year | 9 | 5% | 8.55
67673 | HID | F000544 | FOOT RUBBER BUMPER .750" DIA X .770" H SCREW GRY | Ea |  | 1 Year | 2.9 | 5% | 2.755
67674 | HID | F000550 | HOSE-COOLING 1.25" DIA. | Ea |  | 1 Year | 9 | 5% | 8.55
67675 | HID | F000551N | TIE WRAP 11.8"L X 0.14"W | Ea |  | 1 Year | 0.08 | 5% | 0.076
67676 | HID | F000553 | MOUNT-LED | Ea |  | 1 Year | 1.56 | 5% | 1.482
67677 | HID | F000554N | FOOT RUBBER BUMPER 17.1MM DIA X 10.5MM H PSA BLK | Ea |  | 1 Year | 0.4 | 5% | 0.38
67678 | HID | F000560N | O-RING .125 DIA 2.125 ID | Ea |  | 1 Year | 9 | 5% | 8.55
67679 | HID | F000561N | O-RING .09375 DIA 1.625 ID | Ea |  | 1 Year | 9 | 5% | 8.55
67680 | HID | F000567N | O-RING .125 DIA 1.625 ID | Ea |  | 1 Year | 9 | 5% | 8.55
67681 | HID | FICAM-TEST-KIT | FICAM TEST KIT, PIVCLASS HARDWARE | Ea |  | 1 Year | 1000 | 5% | 950
67682 | HID | FOIL-EMBEDDED | EMBEDDED HOLOGRAPHIC FOIL PER STAMP PER SIDE | Ea |  | 1 Year | 1.9 | 5% | 1.805
67683 | HID | FOIL-SURFACE | STANDARD HID HOLOGRAPHIC SURFACE FOIL | Ea |  | 1 Year | 1.74 | 5% | 1.653
67684 | HID | FP0500A | FP0500 MR READER,MODULE | Ea |  | 1 Year | 245 | 5% | 232.75
67685 | HID | FP0500A/L | FP0500 MR,READER,MODULE,W/120 INCH,CABLE | Ea |  | 1 Year | 255 | 5% | 242.25
67686 | HID | FP3231A | ARCH,MIDRANGE,12",BLACK | Ea |  | 1 Year | 385.07 | 5% | 365.8165
67687 | HID | FP3231S | ARCH,MIDRANGE,SERIAL,BLACK | Ea |  | 1 Year | 451.26 | 5% | 428.697
67688 | HID | FP3511A | ARCH,SLIM,5",BLACK | Ea |  | 1 Year | 265.9 | 5% | 252.605
67689 | HID | FP3521A | ARCH,WALLSWITCH,5",BLACK | Ea |  | 1 Year | 265.9 | 5% | 252.605
67690 | HID | FP4511A | LINEAR,SLIM,5",BLACK | Ea |  | 1 Year | 255.68 | 5% | 242.896
67691 | HID | FP4515A | LINEAR,SLIM,5",GRAY | Ea |  | 1 Year | 265.9 | 5% | 252.605
67692 | HID | FP4551A | LINEAR,CLASSIC,5",BLACK | Ea |  | 1 Year | 265.9 | 5% | 252.605
67693 | HID | FP5061B | ARK-501+,BLK. | Ea |  | 1 Year | 532.91 | 5% | 506.2645
67694 | HID | FP5061B/L | ARK-501+,BLK,120",CBL. | Ea |  | 1 Year | 532.91 | 5% | 506.2645
67695 | HID | FP5061M | ARK-501+,3X4,BLACK | Ea |  | 1 Year | 532.91 | 5% | 506.2645
67696 | HID | FP5067B/L | ARK-501+,BEIGE,120",CBL. | Ea |  | 1 Year | 532.91 | 5% | 506.2645
67697 | HID | FPCRD-NCSAW-0000 | FLEX CARD WHITE NO/LOGO | Ea |  | 1 Year | 3.4 | 5% | 3.23
67698 | HID | FPCRD-NCSCP-0000 | FLEX CARD PRINTABLE NO/LOGO | Ea |  | 1 Year | 3.4 | 5% | 3.23
67699 | HID | FPCRD-NCSCW-0000 | FLEX CARD WHITE NO/LOGO | Ea |  | 1 Year | 3.4 | 5% | 3.23
67700 | HID | FPCRD-NCSMP-0000 | FLEX CARD PRINTABLE NO/LOGO | Ea |  | 1 Year | 3.4 | 5% | 3.23
67701 | HID | FPCRD-NCSMW-0000 | FLEX CARD WHITE NO/LOGO | Ea |  | 1 Year | 3.4 | 5% | 3.23
67702 | HID | FPCRD-NSSCP-0000 | FLEX CARD PRINTABLE W/LOGO | Ea |  | 1 Year | 3.4 | 5% | 3.23
67703 | HID | FPCRD-NSSCW-0000 | FLEX CARD WHITE W/LOGO | Ea |  | 1 Year | 3.4 | 5% | 3.23
67704 | HID | FPCRD-NSSKW-0000 | FLEX CARD WHITE W/LOGO | Ea |  | 1 Year | 3.4 | 5% | 3.23
67705 | HID | FPCRD-NSSMP-0000 | FLEX CARD PRINTABLE W/LOGO | Ea |  | 1 Year | 3.4 | 5% | 3.23
67706 | HID | FPCRD-NSSMW-0000 | FLEX CARD WHITE W/LOGO | Ea |  | 1 Year | 3.4 | 5% | 3.23
67707 | HID | FPCRD-SCSAW-0000 | FLEX CARD WHITE NO/LOGO | Ea |  | 1 Year | 3.4 | 5% | 3.23
67708 | HID | FPCRD-SCSAW-HS01 | FLEX CLAMSHELL PROX CARD, WHITE, HIRSCH SCRAMBLECARD, PTD | Ea |  | 1 Year | 3.4 | 5% | 3.23
67709 | HID | FPCRD-SCSCP-0000 | FLEX CARD PRINTABLE NO/LOGO | Ea |  | 1 Year | 3.4 | 5% | 3.23
67710 | HID | FPCRD-SCSKW-AF01 | FLEX CLAMSHELL PROX CARD, ADT, WHITE, #, PTD | Ea |  | 1 Year | 3.4 | 5% | 3.23
67711 | HID | FPCRD-SCSMP-0000 | FLEX CARD PRINTABLE NO/LOGO | Ea |  | 1 Year | 3.4 | 5% | 3.23
67712 | HID | FPCRD-SCSMP-110569 | FLEX CLAMSHELL PROX CARD, PROG., F-UNV. OF MIAMI, B-EMB. LOGO, MATCHING#, MATT, PTD | Ea |  | 1 Year | 3.4 | 5% | 3.23
67713 | HID | FPCRD-SCSMW-0000 | FLEX CARD WHITE NO/LOGO | Ea |  | 1 Year | 3.4 | 5% | 3.23
67714 | HID | FPCRD-SSSAP-0000 | FLEX CARD PRINTABLE W/LOGO | Ea |  | 1 Year | 3.4 | 5% | 3.23
67715 | HID | FPCRD-SSSAW-0000 | FLEX CARD PRINTABLE W/LOGO | Ea |  | 1 Year | 3.4 | 5% | 3.23
67716 | HID | FPCRD-SSSCP-0000 | FLEX CARD PRINTABLE W/LOGO | Ea |  | 1 Year | 3.4 | 5% | 3.23
67717 | HID | FPCRD-SSSCW-0000 | FLEX CARD WHITE W/LOGO | Ea |  | 1 Year | 3.4 | 5% | 3.23
67718 | HID | FPCRD-SSSCW-110364 | FLEX CARD WHITE W/LOGO, CUSTOM LASER MARKING, PACKAGE IN 50 | Ea |  | 1 Year | 3.4 | 5% | 3.23
67719 | HID | FPCRD-SSSKW-0000 | FLEX CARD WHITE W/LOGO | Ea |  | 1 Year | 3.4 | 5% | 3.23
67720 | HID | FPCRD-SSSMP-0000 | FLEX CARD PRINTABLE,W/LOGO | Ea |  | 1 Year | 3.4 | 5% | 3.23
67721 | HID | FPCRD-SSSMW-0000 | FLEX CARD WHITE W/LOGO | Ea |  | 1 Year | 3.4 | 5% | 3.23
67722 | HID | FPCRD-SSSPW-0000 | FLEX CARD WHITE W/LOGO | Ea |  | 1 Year | 3.4 | 5% | 3.23
67723 | HID | FPISO-NSSCHA-0000 | ISO 30 NO MAGSTRIPE | Ea |  | 1 Year | 6.28 | 5% | 5.966
67724 | HID | FPISO-NSSCHB-0000 | ISO 30 4000 MAGSTRIPE | Ea |  | 1 Year | 6.7 | 5% | 6.365
67725 | HID | FPISO-NSSCNA-0000 | ISO 30 NO MAGSTRIPE | Ea |  | 1 Year | 6.28 | 5% | 5.966
67726 | HID | FPISO-NSSCNB-0000 | ISO 30 4000 MAGSTRIPE | Ea |  | 1 Year | 6.7 | 5% | 6.365
67727 | HID | FPISO-NSSCVA-0000 | ISO 30 NO MAGSTRIPE | Ea |  | 1 Year | 6.28 | 5% | 5.966
67728 | HID | FPISO-NSSCVB-0000 | ISO 30 4000 MAGSTRIPE | Ea |  | 1 Year | 6.7 | 5% | 6.365
67729 | HID | FPISO-SSCCNA-0000 | ISO, FLEXPASS, PROG., F-GLOSS, B-GLOSS NO BUG W/SLOT DOTS., INKJET, NO SLOT, NO MAG, LAM | Ea |  | 1 Year | 6.28 | 5% | 5.966
67730 | HID | FPISO-SSCCNA-210401 | ISO, FLEXPASS, PROG., IF FOUND RETURN ADDRESS INFORMATION TEXT, INKJET, NO SLOT, NO MAG, LAM | Ea |  | 1 Year | 6.28 | 5% | 5.966
67731 | HID | FPISO-SSCCNB-A000273 | ISO, FLEXPASS, PROG., MONMOUTH UNIVERSITY TEXT W/MAGSTRIPE, NO SLOT, LAM | Ea |  | 1 Year | 6.7 | 5% | 6.365
67732 | HID | FPISO-SSSCHA-0000 | ISO 30 NO MAGSTRIPE | Ea |  | 1 Year | 6.28 | 5% | 5.966
67733 | HID | FPISO-SSSCHB-0000 | ISO 30 4000 MAGSTRIPE | Ea |  | 1 Year | 6.7 | 5% | 6.365
67734 | HID | FPISO-SSSCNA-0000 | ISO 30 NO MAGSTRIPE | Ea |  | 1 Year | 6.28 | 5% | 5.966
67735 | HID | FPISO-SSSCNA-110364 | ISO 30 NO MAGSTRIPE, PACK IN BOXES OF 50, LASER MARKED | Ea |  | 1 Year | 6.28 | 5% | 5.966
67736 | HID | FPISO-SSSCNA-PK100 | ISO 30 NO MAGSTRIPE | Ea |  | 1 Year | 6.28 | 5% | 5.966
67737 | HID | FPISO-SSSCNB-0000 | ISO 30 4000 MAGSTRIPE | Ea |  | 1 Year | 6.7 | 5% | 6.365
67738 | HID | FPISO-SSSCNC-0000 | ISO, FLEXPASS, PROG, F-GLOSS, B-INDALA EX BUG W/ 2750 OE DEBITEK & 4000 OE MAGSTRIPE, STD MARKING, NO SLOT, CUSTOM DUAL MAG | Ea |  | 1 Year | 7.11 | 5% | 6.7545
67739 | HID | FPISO-SSSCVA-0000 | ISO 30 NO MAGSTRIPE | Ea |  | 1 Year | 6.28 | 5% | 5.966
67740 | HID | FPISO-SSSCVB-0000 | ISO 30 4000 MAGSTRIPE | Ea |  | 1 Year | 6.7 | 5% | 6.365
67741 | HID | FPISO-SSSCVC-0000 | ISO 30 DEBIT 2799 AND 4000 MAGSTRIPE | Ea |  | 1 Year | 7.11 | 5% | 6.7545
67742 | HID | FPISO-SSSCVH-0000 | ISO LOCO MAGSTRIPE, VERT SLOT | Ea |  | 1 Year | 6.7 | 5% | 6.365
67743 | HID | FPIXT-NSSCNA-0000 | FLEX ISO XT STANDARD NO MAGSTRIPE | Ea |  | 1 Year | 8.29 | 5% | 7.8755
67744 | HID | FPIXT-NSSCNB-0000 | FLEX ISO XT 4000 MAGSTRIPE | Ea |  | 1 Year | 8.77 | 5% | 8.3315
67745 | HID | FPIXT-SCSCNB-210355 | ISO, FLEXPASS, PROG., GLOBEN CITY ACCESSCARD W/MAG, NO SLOT, LAM | Ea |  | 1 Year | 8.77 | 5% | 8.3315
67746 | HID | FPIXT-SSSCNA-0000 | FLEX ISO XT STANDARD NO MAGSTRIPE | Ea |  | 1 Year | 8.29 | 5% | 7.8755
67747 | HID | FPIXT-SSSCNB-0000 | FLEX ISO XT 4000 MAGSTRIPE | Ea |  | 1 Year | 8.77 | 5% | 8.3315
67748 | HID | FPIXT-SSSCNC-0000 | FLEX ISO XT, 30 DEBIT 2799 AND 4000 MAGSTRIPE | Ea |  | 1 Year | 8.77 | 5% | 8.3315
67749 | HID | FPIXT-SSSCNH-0000 | FLEX ISO XT 300 MAGSTRIPE | Ea |  | 1 Year | 8.77 | 5% | 8.3315
67750 | HID | FPIXT-SSSCVA-0000 | ISO, FLEXPASS XT, PROG, F-GLOSS, B-GLOSS W/INDALA BUG, MATCHING #, VERT SLOT, NO MAGSTRIPE | Ea |  | 1 Year | 8.29 | 5% | 7.8755
67751 | HID | FPIXT-SSSCVH-0000 | FLEX ISO XT 300 MAGSTRIPE, VERT SLOT | Ea |  | 1 Year | 8.77 | 5% | 8.3315
67752 | HID | FPKEY-NSSS-0000 | KEYTAG UNPROGRAMMED | Ea |  | 1 Year | 5.81 | 5% | 5.5195
67753 | HID | FPKEY-SSSS-0000 | KEYTAG PROGRAMMED | Ea |  | 1 Year | 5.81 | 5% | 5.5195
67754 | HID | FPKEY-SSSS-110364 | KEYTAG PROGRAMMED, PACK IN BOXES OF 50, LASER MARKED. | Ea |  | 1 Year | 5.81 | 5% | 5.5195
67755 | HID | FPKEY-SSSS-A000198 | KEYTAG PROGRAMMED, CUSTOM MARKING | Ea |  | 1 Year | 5.81 | 5% | 5.5195
67756 | HID | FPMXI-NSSCNAB-0000 | FLEX ISO MIFARE 4K COMBO, F-GLOSS, B-GLOSS, INKJET#, NO SLOT, NO MAG, LAM | Ea |  | 1 Year | 8.25 | 5% | 7.8375
67757 | HID | FPMXI-SSSCVAA-0000 | FLEX ISO MIFARE 1K COMBO NO/MAG., VERT SLOT, LAM | Ea |  | 1 Year | 7.7 | 5% | 7.315
67758 | HID | FPTAG-NSSS-0002 | FLEX TAG GRAY 125KHZ COIL | Ea |  | 1 Year | 4.9 | 5% | 4.655
67759 | HID | FPTAG-SSSS-0002 | FLEX TAG GREY 125 KHZ COIL, CUSTOM MARKING LOCATION, PLEASE SEE PROOF | Ea |  | 1 Year | 4.9 | 5% | 4.655
67760 | HID | FPZ1225A | ENC,BEZEL,LINEAR,SLIM 5 INCH GRAY (21225-002) | Ea |  | 1 Year | 5.1 | 5% | 4.845
67761 | HID | FPZ1243A | ENC,BEZEL,CURVE,MIDRANGE,BLACK(21243-001) | Ea |  | 1 Year | 5.1 | 5% | 4.845
67762 | HID | FPZ2511A | ENC,BEZEL,CURVE,SLIM,5 INCH,BLACK (21241-001) | Ea |  | 1 Year | 15 | 5% | 14.25
67763 | HID | FPZ3231A | ENC,BEZEL,ARCH,M/R,12 INCH,BLACK (21250-001) | Ea |  | 1 Year | 21.42 | 5% | 20.349
67764 | HID | FPZ3511A | BEZEL,ARCH,SLIM,5 INCH, BLACK (21248-001) | Ea |  | 1 Year | 15 | 5% | 14.25
67765 | HID | FPZ3511A-T001 | BEZEL,ARCH,SLIM,5 INCH, BLACK (21248-001), TYCO | Ea |  | 1 Year | 14.42 | 5% | 13.699
67766 | HID | FPZ3511H | BEZEL,ARCH,SLIM,BLACK,HID | Ea |  | 1 Year | 15 | 5% | 14.25
67767 | HID | FPZ3517H | BEZEL,ARCH,SLIM,5 INCH, BEIGE,HID | Ea |  | 1 Year | 15 | 5% | 14.25
67768 | HID | FPZ3521A | BEZEL,ARCH,W/S,5 INCH,BLACK (21249-001) | Ea |  | 1 Year | 15 | 5% | 14.25
67769 | HID | FPZ3521H | BEZEL,ARCH,W/S,5 INCH,BLACK,HID | Ea |  | 1 Year | 15 | 5% | 14.25
67770 | HID | FPZ3527H | BEZEL,ARCH,W/S,5 INCH,BEIGE,HID | Ea |  | 1 Year | 15 | 5% | 14.25
67771 | HID | FPZ4551A | ENC,BEZEL,LINEAR,MAG/S,5",BLACK (21224-001) | Ea |  | 1 Year | 15 | 5% | 14.25
67772 | HID | FR-0001 | FREIGHT | Ea |  | 1 Year | 0.03 | 5% | 0.0285
67773 | HID | FRMT-J2 | FORMAT, ICLASS SE ENCODER, CORPORATE 1000 | Ea |  | 1 Year | 0.3 | 5% | 0.285
67774 | HID | GER-00012 | GEAR 48P 72X36T | Ea |  | 1 Year | 4.5 | 5% | 4.275
67775 | HID | GER-00013 | GEAR SPUR 100T/20T 48P | Ea |  | 1 Year | 3.95 | 5% | 3.7525
67776 | HID | GER-00014 | GEAR SPUR 80T/24T 48P | Ea |  | 1 Year | 3.5 | 5% | 3.325
67777 | HID | GOID-PARTNER-INTEGRATION-PROG | GOID PARTNER INTEGRATION PROGRAM | Ea |  | 1 Year | 1 | 5% | 0.95
67778 | HID | GUILLOCHE-SET | GENERATION AND SETUP OF INDIVIDUAL GUILLOCHE ARTWORK | Ea |  | 1 Year | 1500 | 5% | 1425
67779 | HID | HOLO-EMBEDDED-STD | EMBEDDED STANDARD HOLOGRAM HID STANDARD HOLOGRAM | Ea |  | 1 Year | 1.9 | 5% | 1.805
67780 | HID | HOLO-SURFACE-STD | SURFACE HOLOGRAM HID STANDARD HOLOGRAM | Ea |  | 1 Year | 1.74 | 5% | 1.653
67781 | HID | HOLO-TOOL | CUSTOM TOOL FOR HOLOGRAMS AND METALLIC FOIL APPLICATIONS | Ea |  | 1 Year | 700 | 5% | 665
67782 | HID | ICLASS-HID-APP | ICLASS CUSTOM APPLICATION PROGRAMMING | Ea |  | 1 Year | 0.4 | 5% | 0.38
67783 | HID | IDENTITY-MATCH | IDENTITY MATCHING | Ea |  | 1 Year | 0.75 | 5% | 0.7125
67784 | HID | IMAGE-PROCESS | CHROMA FIX IMAGE PROCESSING | Ea |  | 1 Year | 10 | 5% | 9.5
67785 | HID | IOD-A | SINGLE SIDED PRINT/MONOCHROME | Ea |  | 1 Year | 2.82 | 5% | 2.679
67786 | HID | IOD-B | SINGLE SIDED PRINT/COLOR AND BLACK | Ea |  | 1 Year | 6.53 | 5% | 6.2035
67787 | HID | IOD-BC | BARCODE ENCODING | Ea |  | 1 Year | 0.41 | 5% | 0.3895
67788 | HID | IOD-BC-02096 | COMPOSITE ICLASS 2K/2, PROG, F-ROYAL CARIBBEAN CRUISES W/PHOTOBOX, B-ROYAL CARIBBEAN CRUISES RETURN ADDRESS W/MAG, MATCHING#, NO SLOT, LAM | Ea |  | 1 Year | 5.1 | 5% | 4.845
67789 | HID | IOD-C | DUAL SIDED PRINT/COLOR AND BLACK FRONT/BLACK BACK | Ea |  | 1 Year | 8.54 | 5% | 8.113
67790 | HID | IOD-CG-00332 | ICLASS 2K/2, PROG, F-GE GAS CARD, B-GE GAS CARD DIRECTIONS, MATCHING LASER #, NO SLOT, LAM | Ea |  | 1 Year | 5.1 | 5% | 4.845
67791 | HID | IOD-CG-00895 | COMPOSITE ICLASS 2K/2, PROG, F-BAYSTATE HEALTH, B-P.A.S.S. W/TOP MAG, MATCHING #, NO SLOT, LAM | Ea |  | 1 Year | 5.1 | 5% | 4.845
67792 | HID | IOD-CG-01023 | HID PROX & MIFARE, CUSTOM PROG, F-GLOSS, B-GLOSS, RANDOM LASER ICLASS#, NO SLOT, NO MIFARE# | Ea |  | 1 Year | 7.7 | 5% | 7.315
67793 | HID | IOD-CG-01024 | ICLASS 32K (16/2 + 16/1)/MIFARE/PROX, F-GLOSS, B- GLOSS, NO ICLASS#, NO SLOT, NO MIFARE#, RANDOM LASER PROX# | Ea |  | 1 Year | 16.8 | 5% | 15.96
67794 | HID | IOD-CG-01054 | ISOPROX II, CUSTOM, F-ST. ELISABETH HOSPITAL, B-ST. ELISABETH TEXT, NO#, NO SLOT, LAM | Ea |  | 1 Year | 6.49 | 5% | 6.1655
67795 | HID | IOD-CG-02177 | ISOPROX II, CUSTOM, PROG, F-TAN QUID, B-TANQUID TEXT, MATCH#, NO SLOT, LAM | Ea |  | 1 Year | 6.49 | 5% | 6.1655
67796 | HID | IOD-CG-02179 | ISOPROX II, CUSTOM, PROG, F-HESTYA, B-HESTYA TEXT, MATCH#, NO SLOT, LAM | Ea |  | 1 Year | 6.49 | 5% | 6.1655
67797 | HID | IOD-CG-02994 | ICLASS 2K/2, PROG, F-CHIEFS HOLOGRAM, B-GLOSS, MATCHING #, NO SLOT, LAM | Ea |  | 1 Year | 5.1 | 5% | 4.845
67798 | HID | IOD-CG-04343 | FMC TANQUID, ISOPROX II, PROG, F-GLOSS CMYK, B-GLOSS BLACK, MATCH #, NO SLOT | Ea |  | 1 Year | 6.49 | 5% | 6.1655
67799 | HID | IOD-CG-04602 | COMPOSITE ICLASS PROX 2K/2, PROG ICLASS & PROX, F-GLOSS, B-NASSCO RETURN TEXT, MATCH ICLASS #, NO SLOT, MATCHING PROX #, LAM | Ea |  | 1 Year | 10.97 | 5% | 10.4215
67800 | HID | IOD-CG-04825 | COMPOSITE ICLASS, SR, 2K/2, PROG, F-GLOSS, F-GLOSS, MATCH #, NO SLOT, CAMPING BREITENAUER SEE | Ea |  | 1 Year | 5.1 | 5% | 4.845
67801 | HID | IOD-CG-04922 | BANK OF HUNGARY COMPOSITE HID DESFIRE EV1 8K / PROX, PROG PROX, F-GLOSS, B-GLOSS, NO EXTERNAL #, NO SLOT, LAM, EMBEDDABLE | Ea |  | 1 Year | 15.73 | 5% | 14.9435
67802 | HID | IOD-CG-05345 | ISOPROX II, CUSTOM, PROG., F-TANQUID , B-TANQUID TEXT, MATCHING#, NO SLOT, LAM | Ea |  | 1 Year | 6.49 | 5% | 6.1655
67803 | HID | IOD-CG-05621 | COMPOSITE ICLASS 2K/2, PROG, F-MERCHANTS FLEET MANAGEMENT, B-MERCHANTS FLEET MANAGEMENT TEXT, MATCHING #, VERT SLOT, LAM | Ea |  | 1 Year | 5.1 | 5% | 4.845
67804 | HID | IOD-CG-05622 | DEMO NON TECHNOLOGY CARD, F - MERCHANTS FLEET MANAGEMENT, B - MERCHANTS TEXT, LAM | Ea |  | 1 Year | 0.64 | 5% | 0.608
67805 | HID | IOD-CG-05626 | ICLASS TAG 2K/2, PROG, F-GASCO LOGO, B-NO LOGO, MATCHING ICLASS #, NO SLOT | Ea |  | 1 Year | 4.46 | 5% | 4.237
67806 | HID | IOD-CG-06182 | FMC TANQUID MUNCHEN, ISOPROX II, PROG, F-GLOSS CMYK, B-GLOSS BLACK, MATCH #, DIRECT PRINT NUMBER ON FS, NO SLOT | Ea |  | 1 Year | 6.49 | 5% | 6.1655
67807 | HID | IOD-CG-07189 | IKEA NETHERLANDS EMPLOYEE/TEMPORARY NON-Perso-CARD, COMPOSITE, ICLASS 32K SE, F-GLOSS, F-GLOSS, MAtching iclass#, NO SLOT, | Ea |  | 1 Year | 9.31 | 5% | 8.8445
67808 | HID | IOD-CG-07375 | FMC TANQUID BERLIN, ISOPROX II, PROG, F-GLOSS CMYK, B-GLOSS BLACK, MATCH #, DIRECT PRINT NUMBER ON FS, NO SLOT | Ea |  | 1 Year | 6.49 | 5% | 6.1655
67809 | HID | IOD-CG-07464 | ISOPROX II, CUSTOM, PROG, F-COSTCO, B-SILVER METALLIC, MATCHING#, HORZ. SLOT, LAM | Ea |  | 1 Year | 6.49 | 5% | 6.1655
67810 | HID | IOD-CG-07487 | COMPOSITE ICLASS 2K/2, SR, PROG, F-FAIRLEIGH DICKINSON W/PHOTOBOX, B-GLOSS W/MAG & CUSTOM MARKING LOCATION, NO SALES ORDER, NO ICLASS PROG DESIGNATOR, SEQ NON-MATCHING #, NO SLOT, LAM | Ea |  | 1 Year | 5.1 | 5% | 4.845
67811 | HID | IOD-D | DUAL SIDED PRINT/COLOR AND BLACK | Ea |  | 1 Year | 9.93 | 5% | 9.4335
67812 | HID | IOD-M | SINGLE SIDED 0.6 MIL CLEAR POLYGUARD OVERLAMINATE | Ea |  | 1 Year | 1.23 | 5% | 1.1685
67813 | HID | IOD-MB-00002 | MOBILE CREDENTIAL, ICLASS EMULATION, 16K/2, RESEARCH IN MOTION - ACCESS CREDENTIAL | Ea |  | 1 Year | 6.95 | 5% | 6.6025
67814 | HID | IOD-ME | MAGENTIC STRIPE ENCODING | Ea |  | 1 Year | 0.41 | 5% | 0.3895
67815 | HID | IOD-N | DUAL SIDED 0.6 MIL CLEAR POLYGUARD OVERLAMINATE | Ea |  | 1 Year | 2.54 | 5% | 2.413
67816 | HID | IOD-O | SINGLE SIDED 0.6 MIL SECURE HOLOGRAPHIC POLYGUARD OVERLAMINTE | Ea |  | 1 Year | 1.72 | 5% | 1.634
67817 | HID | IOD-P | DUAL SIDED 0.6 MIL SECURE HOLOGRAPHIC POLYGUARD OVERLAMINTE | Ea |  | 1 Year | 3.43 | 5% | 3.2585
67818 | HID | IOD-PC | 13.56 MHZ CHP - MATCH/PROGRAM/READ AND CROSS REFERENCE LIST | Ea |  | 1 Year | 1.23 | 5% | 1.1685
67819 | HID | IOD-PP | 125 KHZ CHIP READ - MATCH/PROGRAM/READ AND CROSS REFERENCE LIST | Ea |  | 1 Year | 1.23 | 5% | 1.1685
67820 | HID | IOD-RC | 13.56 MHZ CHIP READ AND CROSS REFERENCE LIST | Ea |  | 1 Year | 0.76 | 5% | 0.722
67821 | HID | IOD-RP | 125 KHZ CHIP READ AND CROSS REFERENCE LIST | Ea |  | 1 Year | 0.76 | 5% | 0.722
67822 | HID | IOD-SB-00419 | COMPOSITE ICLASS 2K/2, PROG, F-WAKE FOREST UNIVERSITY PERSONALIZATION, B-WAKE FOREST UNIVERSITY ONECARD W/MAG, MATCHING #, NO SLOT, LAM | Ea |  | 1 Year | 5.1 | 5% | 4.845
67823 | HID | IOD-SB-07121 | COMPOSITE ICLASS SEOS CONTACTLESS SMART CARD 8 KB MEMORY, PROG., F - BP PERSO, B - RETURN TEXT, MATCH. ICLASS #, NO SLOT | Ea |  | 1 Year | 4.95 | 5% | 4.7025
67824 | HID | IOD-SB-07121 | COMPOSITE ICLASS SEOS CONTACTLESS SMART CARD 8 KB MEMORY, PROG., F - BP PERSO, B - RETURN TEXT, MATCH. ICLASS #, NO SLOT | Ea |  | 1 Year | 10.65 | 5% | 10.1175
67825 | HID | IP01-IAM | IMPLEMENTATION PARTNER MEMBERSHIP SUBSCRIPTION | Ea |  | 1 Year | 1 | 5% | 0.95
67826 | HID | IP01-PACS | IMPLEMENTATION PARTNER MEMBERSHIP SUBSCRIPTION | Ea |  | 1 Year | 1 | 5% | 0.95
67827 | HID | IP65GSKT-R10 | GSKT PACK, IP65, R10 SIZE, ICLASS SE, PACK OF 10 GASKETS | Ea |  | 1 Year | 20 | 5% | 19
67828 | HID | IP65GSKT-R15 | GSKT PACK, IP65, R15 SIZE, ICLASS SE, PACK OF 10 GASKETS | Ea |  | 1 Year | 20 | 5% | 19
67829 | HID | IP65GSKT-R30 | GSKT PACK, IP65, R30 SIZE, ICLASS SE, PACK OF 10 GASKETS | Ea |  | 1 Year | 20 | 5% | 19
67830 | HID | IP65GSKT-R40 | GSKT PACK, IP65, R40 SIZE, ICLASS SE, PACK OF 10 GASKETS | Ea |  | 1 Year | 20 | 5% | 19
67831 | HID | IP65GSKT-RK40 | GSKT PACK, IP65, RK40 SIZE, ICLASS SE, PACK OF 10 GASKETS | Ea |  | 1 Year | 20 | 5% | 19
67832 | HID | KEY-CEREMONY | KEY CEREMONY TO SECURELY EXCHANGE KEYS WITH HID | Ea |  | 1 Year | 1 | 5% | 0.95
67833 | HID | KIT-AFP1000 | KIT,AFP1000,UPGRADE | Ea |  | 1 Year | 607.7 | 5% | 577.315
67834 | HID | KIT-AFP1000-2005 | KIT,AFP1000-2005,UPGRADE | Ea |  | 1 Year | 800 | 5% | 760
67835 | HID | KIT-AFP1000-2005-A/R | KIT,AFP1000 ADVANCE REPLANCEMENT | Ea |  | 1 Year | 800 | 5% | 760
67836 | HID | L000680 | FARGO BADGE | Ea |  | 1 Year | 3.82 | 5% | 3.629
67837 | HID | L000825 | LABEL-RBN-FLM-LOADING | Ea |  | 1 Year | 6 | 5% | 5.7
67838 | HID | L000857N | MATERIALS PREPRINT LABEL - GENERAL USE SMALL | Ea |  | 1 Year | 0.2 | 5% | 0.19
67839 | HID | L000960 | LABEL- CART LOAD, CARD ADJ | Ea |  | 1 Year | 3.61 | 5% | 3.4295
67840 | HID | L000997 | HDP5000 QUICKSTART PRINTER | Ea |  | 1 Year (2 Years)+G67921 | 10 | 5% | 9.5
67841 | HID | L001000 | H5K FARGO BADGE | Ea |  | 1 Year | 4.8 | 5% | 4.56
67842 | HID | L001086 | KOREA NP X001400 MADE CHINA | Ea |  | 1 Year | 0.2 | 5% | 0.19
67843 | HID | L001088 | LABEL NP X001700-1 KOREAN MADE CHINA | Ea |  | 1 Year | 0.65 | 5% | 0.6175
67844 | HID | L001393 | BADGE - HID | Ea |  | 1 Year | 6 | 5% | 5.7
67845 | HID | L001450 | LABEL-LAM DOOR | Ea |  | 1 Year | 17.22 | 5% | 16.359
67846 | HID | LAM-CLEAR | CLEAR PATCH LAMINATE | Ea |  | 1 Year | 0.91 | 5% | 0.8645
67847 | HID | LAM-HOLO-STD | STANDARD HOLOGRAPHIC PATCH LAMINATE | Ea |  | 1 Year | 1.26 | 5% | 1.197
67848 | HID | LASER-MARKING | CUSTOM LASER (YAG) ENGRAVING WITH DARK GREY APPEARANCE | Ea |  | 1 Year | 0.5 | 5% | 0.475
67849 | HID | LC-0001 | ARTWORK SET UP, REPROOF | Ea |  | 1 Year | 320 | 5% | 304
67850 | HID | LC-0014 | CROSS REF L, NON STRD | Ea |  | 1 Year | 310 | 5% | 294.5
67851 | HID | LC-100 | REORDER FEE, VERIMARK OR HOLOMARK CARDS | Ea |  | 1 Year | 100 | 5% | 95
67852 | HID | LC-1000 | ORIGINATION FEE, EMBEDDED OR TRANSLUCENT FOIL | Ea |  | 1 Year | 1000 | 5% | 950
67853 | HID | LC-10000 | ORIGINATION FEE, HOLOMARK HIGH SECURE | Ea |  | 1 Year | 10000 | 5% | 9500
67854 | HID | LC-12000 | ORIGINATION FEE, HIGH SECURE REGISTERED IMAGE | Ea |  | 1 Year | 12000 | 5% | 11400
67855 | HID | LC-14000 | ORIGINATION FEE, HDP FILM HIGH SECURE REGISTERED IMAGE | Ea |  | 1 Year | 14000 | 5% | 13300
67856 | HID | LC-1500 | RECOMBINATION FEE, DESIGN W/HOLOGRAPHIC ELEMENTS ONLY | Ea |  | 1 Year | 3000 | 5% | 2850
67857 | HID | LC-1600 | ORIGINATION FEE, MICA INKS AND UV INKS | Ea |  | 1 Year | 1600 | 5% | 1520
67858 | HID | LC-1750 | ORIGINATION FEE, VANGO CUSTOM FOIL PLACEMENT | Ea |  | 1 Year | 1750 | 5% | 1662.5
67859 | HID | LC-200 | ORIGINATION FEE, ONE TIME SET-UP | Ea |  | 1 Year | 200 | 5% | 190
67860 | HID | LC-2000 | ORIGINATION FEE, SECURE PROPRIETARY ADDITIONAL PART GENERATION | Ea |  | 1 Year | 2000 | 5% | 1900
67861 | HID | LC-2100 | ORIGINATION FEE, SECURE PROPRIETARY | Ea |  | 1 Year | 2100 | 5% | 1995
67862 | HID | LC-2500 | ORIGINATION FEE, ADDITIONAL MICA OR UV INKS | Ea |  | 1 Year | 2500 | 5% | 2375
67863 | HID | LC-3000 | ORIGINATION FEE, HOLOMARK SECURE | Ea |  | 1 Year | 3000 | 5% | 2850
67864 | HID | LC-3100 | RECOMBINATION FEE, DESIGN W/HOLOGRAPHIC AND UV OR MICA INKS | Ea |  | 1 Year | 6200 | 5% | 5890
67865 | HID | LC-325 | ORIGINATION FEE, VERIMARK FOIL SET-UP | Ea |  | 1 Year | 325 | 5% | 308.75
67866 | HID | LC-3500 | ORIGINATION FEE, SECURE RANDOM IMAGE | Ea |  | 1 Year | 3500 | 5% | 3325
67867 | HID | LC-9000 | ORIGINATION FEE, SECURE REGISTERED IMAGE | Ea |  | 1 Year | 9000 | 5% | 8550
67868 | HID | LDP-00243 | LBL, CUSTOM, SE REV E, HID SEOS LOGO LABEL, NON KPD READER, BLK | Ea |  | 1 Year | 3.9 | 5% | 3.705
67869 | HID | LDP-00244 | LBL, CUSTOM, SE REV E, HID SEOS LOGO LABEL, KPD READER, BLK | Ea |  | 1 Year | 3.9 | 5% | 3.705
67870 | HID | LDP-00770 | BADGE-HID LG | Ea |  | 1 Year | 5.5 | 5% | 5.225
67871 | HID | LDP-00877 | LABEL-RIBBON DRAWER | Ea |  | 1 Year | 10.75 | 5% | 10.2125
67872 | HID | LDP-01076 | LBL, VERTX MDL, WISENET LOGO, LEAD FREE | Ea |  | 1 Year | 3 | 5% | 2.85
67873 | HID | LDP-01301 | LBL, RK40 & RPK40 CUSTOM LOGO, SE, BLACK, NOKAS | Ea |  | 1 Year | 3 | 5% | 2.85
67874 | HID | LITHO-BLACK | BLACK OFFSET PRINTING PER SIDE | Ea |  | 1 Year | 0.68 | 5% | 0.646
67875 | HID | LITHO-CMYK | SINGLE SIDE UNDERLAMINATE OFFSET PROCESS COLOR PRINTING | Ea |  | 1 Year | 0.91 | 5% | 0.8645
67876 | HID | LITHO-CMYK-4-4 | DUAL SIDE UNDERLAMINATE OFFSET PROCESS COLOR PRINTING | Ea |  | 1 Year | 1.72 | 5% | 1.634
67877 | HID | LITHO-SPOT | SPOT COLOR (PANTONE) OFFSET PRINTING PER COLOR PER SIDE | Ea |  | 1 Year | 0.75 | 5% | 0.7125
67878 | HID | LITHO-SURPRINT | DIRECT TO CARD OFFSET PRINTING PER COLOR PER SIDE | Ea |  | 1 Year | 0.82 | 5% | 0.779
67879 | HID | LITHO-SURPRINTCOAT | DIRECT TO CARD SURFACE VARNISH PER SIDE | Ea |  | 1 Year | 0.82 | 5% | 0.779
67880 | HID | M00000028 | CABLE USB FULL SPEED BLACK WITHOUT SR 1,8M | Ea |  | 1 Year | 2 | 5% | 1.9
67881 | HID | M00000057 | USB CABLE FULL SPEED W/O SR (USB A PLUG 72CM LENGTH, BLACK) | Ea |  | 1 Year | 150 | 5% | 142.5
67882 | HID | MAGSTRIPE-2750 | MAGNETIC STRIPE 2750 OE* | Ea |  | 1 Year | 0.92 | 5% | 0.874
67883 | HID | MAGSTRIPE-300 | MAGNETIC STRIPE 300 OE* | Ea |  | 1 Year | 0.92 | 5% | 0.874
67884 | HID | MAGSTRIPE-4000 | MAGNETIC STRIPE 4000 OE* | Ea |  | 1 Year | 0.92 | 5% | 0.874
67885 | HID | MAGSTRIPE-DEBITEK | MAGNETIC STRIPE DEBITEK* | Ea |  | 1 Year | 0.92 | 5% | 0.874
67886 | HID | MA-SUB1 | MOBILE ACCESS SUBSCRIPTION | Ea |  | 1 Year | 2000 | 5% | 1900
67887 | HID | MC-0001 | EVLTN CHG, NON DEF PART | Ea |  | 1 Year | 100 | 5% | 95
67888 | HID | MC-0002 | ADV REPLMNT CHG, NON WARR | Ea |  | 1 Year | 100 | 5% | 95
67889 | HID | MC-0003 | REPAIR CHARGE/EVALUATION, NON WARRANTY | Ea |  | 1 Year | 70 | 5% | 66.5
67890 | HID | MC-0009 | REBATE | Ea |  | 1 Year | 2 | 5% | 1.9
67891 | HID | MC-0044 | EMBED SUPPLIED CONTACT CHIPS | Ea |  | 1 Year | 2 | 5% | 1.9
67892 | HID | MDP-00038 | SUB ASSY, COVER ASSY, EURO, ARCHITECTURAL RDR, GRY/GRY | Ea |  | 1 Year | 14 | 5% | 13.3
67893 | HID | MDP-00057 | ASY SUPPLY PACK C50 | Ea |  | 1 Year | 19 | 5% | 18.05
67894 | HID | MDP-00059 | ASY COVER-BUTTON DISPLAY | Ea |  | 1 Year | 62 | 5% | 58.9
67895 | HID | MDP-00093 | ASY COVER LCD/BUTTON DISPLAY | Ea |  | 1 Year | 142 | 5% | 134.9
67896 | HID | MDP-00102 | ASY-CARTRIDGE-LARGE RIBBON | Ea |  | 1 Year | 63 | 5% | 59.85
67897 | HID | MDP-00103 | ASY SUPPLY PACK DTC4500E | Ea |  | 1 Year | 15 | 5% | 14.25
67898 | HID | MDP-00354 | MTG PLATE, ICLASS UNIV RDR, R10/RP10 MINI MULLION, BLACK, ROHS COMPLIANT | Ea |  | 1 Year | 14 | 5% | 13.3
67899 | HID | MDP-00442 | ASY SUPPLY PACK DTC1250E | Ea |  | 1 Year | 15 | 5% | 14.25
67900 | HID | MDP-00826 | CARD TEST ICLASS SE ENCODING | Ea |  | 1 Year | 15 | 5% | 14.25
67901 | HID | MDP-00882 | CARD TEST ICLASS SEOS ENCODING | Ea |  | 1 Year | 15 | 5% | 14.25
67902 | HID | MDP-01132 | ASY FLIPPER TABLE | Ea |  | 1 Year | 174.25 | 5% | 165.5375
67903 | HID | MDP-01141 | ASY HEADLIFT | Ea |  | 1 Year | 1300 | 5% | 1235
67904 | HID | MDP-01145 | BRACKET PATCH FEED | Ea |  | 1 Year | 20.85 | 5% | 19.8075
67905 | HID | MDP-01148 | COVER PATCH PATH | Ea |  | 1 Year | 10.25 | 5% | 9.7375
67906 | HID | MDP-01154 | DOOR, OUTPUT | Ea |  | 1 Year | 18.25 | 5% | 17.3375
67907 | HID | MDP-01156 | COVER CARTRIDGE FACE | Ea |  | 1 Year | 17.75 | 5% | 16.8625
67908 | HID | MDP-01159 | COVER BEZEL RIGHT | Ea |  | 1 Year | 59.5 | 5% | 56.525
67909 | HID | MDP-01162 | BRACKET USB INTERFACE | Ea |  | 1 Year | 4.5 | 5% | 4.275
67910 | HID | MDP-01163 | COVER SHROUD PRINTER | Ea |  | 1 Year (2 Years) | 38.95 | 5% | 37.0025
67911 | HID | MDP-01164 | COVER SHROUD LAMINATOR | Ea |  | 1 Year | 35.25 | 5% | 33.4875
67912 | HID | MDP-01166 | TABLE ROTATOR | Ea |  | 1 Year | 6.5 | 5% | 6.175
67913 | HID | MDP-01232 | BRACKET-CROSS MEMBER 4.625" | Ea |  | 1 Year | 1.5 | 5% | 1.425
67914 | HID | MDP-01287 | PLATE CORE PUSHER | Ea |  | 1 Year | 4.25 | 5% | 4.0375
67915 | HID | MDP-01420 | PANEL-LAM FRONT | Ea |  | 1 Year | 120.75 | 5% | 114.7125
67916 | HID | MDP-01422 | COVER-LAM BACK | Ea |  | 1 Year | 191.75 | 5% | 182.1625
67917 | HID | MDP-01424 | EXTRUSION-LAM FRONT | Ea |  | 1 Year | 88.25 | 5% | 83.8375
67918 | HID | MDP-01425 | COVER-PRINTER TOP | Ea |  | 1 Year (2 Years) | 38.95 | 5% | 37.0025
67919 | HID | MDP-01440 | ASY BRACKET PATCH FEED L1 | Ea |  | 1 Year | 130.75 | 5% | 124.2125
67920 | HID | MDP-01441 | ASY BRACKET PATCH FEED L2 | Ea |  | 1 Year | 130.75 | 5% | 124.2125
67921 | HID | MDP-01461 | CARD PUSHER | Ea |  | 1 Year | 21 | 5% | 19.95
67922 | HID | MDP-01466 | COVER HEATER PROTECTION | Ea |  | 1 Year | 5 | 5% | 4.75
67923 | HID | MDP-01549 | ASY PINCH ROLLER | Ea |  | 1 Year | 34.75 | 5% | 33.0125
67924 | HID | MDP-01577 | ASY-CARTRIDGE-LARGE RIBBON | Ea |  | 1 Year | 51.75 | 5% | 49.1625
67925 | HID | MDP-01578 | COVER BEZEL LEFT W/O LOCK | Ea |  | 1 Year | 40.5 | 5% | 38.475
67926 | HID | MDP-01605 | ASY SUPPLY PACK DTC5500LMX | Ea |  | 1 Year | 7.25 | 5% | 6.8875
67927 | HID | MDP-01636 | ASY BEZEL LEFT | Ea |  | 1 Year | 158 | 5% | 150.1
67928 | HID | MDP-01649 | ASY COVER LCD/BUTTON DISPLAY | Ea |  | 1 Year | 325.75 | 5% | 309.4625
67929 | HID | MDP-01650 | ASY COVER LAM DOOR | Ea |  | 1 Year | 47.5 | 5% | 45.125
67930 | HID | MDP-01758 | BLOCK-SPACER HINGE | Ea |  | 1 Year | 13.5 | 5% | 12.825
67931 | HID | MDP-01765 | HINGE LAM DOOR | Ea |  | 1 Year | 53 | 5% | 50.35
67932 | HID | MDP-01768 | ASY-DOOR REJECT | Ea |  | 1 Year | 14.5 | 5% | 13.775
67933 | HID | MDP-02190 | ASY - FLIPPER TABLE - DTCII | Ea |  | 1 Year | 55.5 | 5% | 52.725
67934 | HID | MDP-02248 | ASY COVER FLIPPER DOOR LOCKING | Ea |  | 1 Year | 63.75 | 5% | 60.5625
67935 | HID | MDP-02249 | ASY COVER FRONT DOOR LOCKING | Ea |  | 1 Year | 69.5 | 5% | 66.025
67936 | HID | MDP-02441 | ASY-CARTRIDGE-RIBBON 1500 | Ea |  | 1 Year | 63 | 5% | 59.85
67937 | HID | MDP-02444 | COVER-TOP 1500 | Ea |  | 1 Year | 60 | 5% | 57
67938 | HID | MDP-02453 | ASY PACKAGING DTC1500 | Ea |  | 1 Year | 250 | 5% | 237.5
67939 | HID | MDP-02463 | ASY COVER-BUTTON DISPLAY | Ea |  | 1 Year | 62 | 5% | 58.9
67940 | HID | MDP-02633 | ASY FLIPPER TABLE | Ea |  | 1 Year | 174.25 | 5% | 165.5375
67941 | HID | MDP-02996 | ASY COVER LCD/BUTTON DISPLAY | Ea |  | 1 Year | 142 | 5% | 134.9
67942 | HID | MDP-02999 | ASY-COVER-FRT-W-CABLES | Ea |  | 1 Year | 216.5 | 5% | 205.675
67943 | HID | MDP-03000 | ASY-COVER-FRT-W-CABLES (HDPII) | Ea |  | 1 Year | 216.5 | 5% | 205.675
67944 | HID | MDP-03001 | ASY-COVER-FRT-W-CABLES HDP5600 | Ea |  | 1 Year | 216.5 | 5% | 205.675
67945 | HID | MDP-03030 | ASY-COVER-FRT-W-CABLES DOD | Ea |  | 1 Year | 216.5 | 5% | 205.675
67946 | HID | MDP-03091 | ASY - CONTACTLESS MODULE MOTORIZED CS | Ea |  | 1 Year | 81 | 5% | 76.95
67947 | HID | MDP-03208 | ASY-CARTRIDGE-RIBBON 1500XE | Ea |  | 1 Year | 63 | 5% | 59.85
67948 | HID | MDP-03355 | COVER-BACK LOCKING | Ea |  | 1 Year | 20 | 5% | 19
67949 | HID | MME-00118 | R/RP10 BACKPLATE (2.4GHZ) REFLECTIVE SHIELD INSERT WITH ADHESIVE. | Ea |  | 1 Year | 15 | 5% | 14.25
67950 | HID | MME-00119 | R/RP15 BACKPLATE (2.4GHZ) REFLECTIVE SHIELD INSERT WITH ADHESIVE | Ea |  | 1 Year | 15 | 5% | 14.25
67951 | HID | MME-00121 | R/RP40 BACKPLATE (2.4GHZ) REFLECTIVE SHIELD INSERT WITH ADHESIVE | Ea |  | 1 Year | 15 | 5% | 14.25
67952 | HID | MME-00122 | RK/RPK40 BACKPLATE (2.4GHZ) REFLECTIVE SHIELD INSERT WITH ADHESIVE | Ea |  | 1 Year | 15 | 5% | 14.25
67953 | HID | MME-00277 | TUBULAR LOCK, SPARE KEY SET | Ea |  | 1 Year | 16.25 | 5% | 15.4375
67954 | HID | MMP-00066 | IXLA DISPLAY LCD 128X64 | Ea |  | 1 Year | 530 | 5% | 503.5
67955 | HID | MMP-00067 | IXLA FUSE 5X20 RAPIDI 10A | Ea |  | 1 Year | 16.5 | 5% | 15.675
67956 | HID | MMP-00068 | IXLA POWER CABLE 230V,BLACK SCHUKO 90?,2MT | Ea |  | 1 Year | 30 | 5% | 28.5
67957 | HID | MMP-00069 | IXLA POWER SUPPLY VEGA LITE 500 - V5FSS 24C5S 5L1S24/15H5/3S 15/15H3/3S 5B2S | Ea |  | 1 Year | 2690 | 5% | 2555.5
67958 | HID | MMP-00070 | IXLA MAIN PLUG WITH FILTER | Ea |  | 1 Year | 92 | 5% | 87.4
67959 | HID | MMP-00071 | IXLA MACHINE CABLES KIT FOR HDP8500LE | Ea |  | 1 Year | 1237 | 5% | 1175.15
67960 | HID | MMP-00072 | IXLA COOLING FAN D.60X60X25, 24VDC, 3,6W | Ea |  | 1 Year | 89 | 5% | 84.55
67961 | HID | MMP-00073 | IXLA PROTECTION FILTER 100X200X3MM TYPE YG3 | Ea |  | 1 Year | 366 | 5% | 347.7
67962 | HID | MMP-00074 | IXLA WAFER PC EMBEDDED | Ea |  | 1 Year | 1695 | 5% | 1610.25
67963 | HID | MMP-00075 | IXLA SSD DISK FOR EMBEDDED PC | Ea |  | 1 Year | 210 | 5% | 199.5
67964 | HID | MMP-00076 | IXLA OPTICAL FIBER ?600UM NA0,22 3MT | Ea |  | 1 Year | 2192 | 5% | 2082.4
67965 | HID | MMP-00078 | IXLA ?GAP SPECIAL ONE? SOFTWARE WITH USC-1 SCAPS BOARD | Ea |  | 1 Year | 3737 | 5% | 3550.15
67966 | HID | MMP-00079 | IXLA IT LASER ELECTRONIC RACK ASSEMBLY | Ea |  | 1 Year | 18752 | 5% | 17814.4
67967 | HID | MMP-00080 | IXLA RESONATOR 12W | Ea |  | 1 Year | 13702 | 5% | 13016.9
67968 | HID | MMP-00081 | IXLA LASER DIODE PUMP | Ea |  | 1 Year | 5200 | 5% | 4940
67969 | HID | MMP-00082 | IXLA ENT DRIVER BOARD | Ea |  | 1 Year | 1250 | 5% | 1187.5
67970 | HID | MMP-00083 | IXLA MICRO CONTROLER BOARD (SPECIFY FOR WHAT DRIVE BOARD;CS015 OR CS077) | Ea |  | 1 Year | 665 | 5% | 631.75
67971 | HID | MMP-00085 | IXLA DIAGNOSTIC BOARD | Ea |  | 1 Year | 1097 | 5% | 1042.15
67972 | HID | MMP-00086 | IXLA SCAN HEAD ASSEMBLY | Ea |  | 1 Year | 12742 | 5% | 12104.9
67973 | HID | MMP-00087 | IXLA SCAN HEAD ASSEMBLY GAP | Ea |  | 1 Year | 12742 | 5% | 12104.9
67974 | HID | MMP-00088 | IXLA F-THETA LENS | Ea |  | 1 Year | 2687 | 5% | 2552.65
67975 | HID | MMP-00089 | IXLA THERMAL CONTROLLER BOARD | Ea |  | 1 Year | 1225 | 5% | 1163.75
67976 | HID | MMP-00090 | IXLA RF DRIVER GOOCH & HOUSEGO | Ea |  | 1 Year | 3775 | 5% | 3586.25
67977 | HID | MMP-00091 | IXLA PELTIER CELL | Ea |  | 1 Year | 557 | 5% | 529.15
67978 | HID | MMP-00092 | IXLA RF CABLE | Ea |  | 1 Year | 218 | 5% | 207.1
67979 | HID | MMP-00093 | IXLA RESONATOR FAN | Ea |  | 1 Year | 195 | 5% | 185.25
67980 | HID | MMP-00094 | IXLA FAN 60X60X25 24VDC, 1W FOR EMB. PC | Ea |  | 1 Year | 128 | 5% | 121.6
67981 | HID | MMP-00095 | IXLA LASE MIRROR 25.4MM LASERLINE AT 1047-1064NM | Ea |  | 1 Year | 1085 | 5% | 1030.75
67982 | HID | MMP-00096 | IXLA CARBON FILTER CM57X47 (230X75) | Ea |  | 1 Year | 120 | 5% | 114
67983 | HID | MMP-00100 | IXLA CAMERA BLUE-FOX | Ea |  | 1 Year | 4200 | 5% | 3990
67984 | HID | MMP-00103 | IXLA LENS FOR BLUEFOX, 12.5MM FOCAL LENGTH, F1.4, SENSOR FORMAT UP TO 2/3", LOCK SCREWS | Ea |  | 1 Year | 607 | 5% | 576.65
67985 | HID | MMP-00105 | IXLA CARD TRANSPORT ASSEMBLY | Ea |  | 1 Year | 17937 | 5% | 17040.15
67986 | HID | MMP-00106 | IXLA EXTERNAL INTERLOCK PLUG ELE050001-C13 | Ea |  | 1 Year | 135 | 5% | 128.25
67987 | HID | MMP-00108 | IXLA FLIPOVER ROTATION SHAFT ASSEMBLY | Ea |  | 1 Year | 320 | 5% | 304
67988 | HID | MMP-00109 | IXLA GUIDES ASSEMBLY | Ea |  | 1 Year | 477 | 5% | 453.15
67989 | HID | MMP-00110 | IXLA BELT ( TRANSLATION) | Ea |  | 1 Year | 45 | 5% | 42.75
67990 | HID | MMP-00111 | IXLA BELT (ROTATION ) | Ea |  | 1 Year | 60 | 5% | 57
67991 | HID | MMP-00112 | IXLA BALL BEARING 6X10X3 | Ea |  | 1 Year | 45 | 5% | 42.75
67992 | HID | MMP-00113 | IXLA STEP MOTOR FL28 | Ea |  | 1 Year | 285 | 5% | 270.75
67993 | HID | MMP-00114 | IXLA FLIPOVER ELEC.CONTROLLER BOARD AD 125 HID | Ea |  | 1 Year | 2225 | 5% | 2113.75
67994 | HID | MMP-00115 | IXLA SCREW M2.5 HEX | Ea |  | 1 Year | 60 | 5% | 57
67995 | HID | MMP-00116 | IXLA PULLEY 12MXL020 | Ea |  | 1 Year | 42.5 | 5% | 40.375
67996 | HID | MMP-00117 | IXLA PULLEY GUIDING ROLLER | Ea |  | 1 Year | 10 | 5% | 9.5
67997 | HID | MMP-00118 | IXLA MLI HOME POSITION PHOTOSENSOR W.CABLE | Ea |  | 1 Year | 145 | 5% | 137.75
67998 | HID | MMP-00119 | IXLA BELT (MLI-544MXL020) | Ea |  | 1 Year | 45 | 5% | 42.75
67999 | HID | MMP-00120 | IXLA BELT (MLI-VER C) | Ea |  | 1 Year | 105 | 5% | 99.75
68000 | HID | MMP-00121 | IXLA BALL BEARING 6X10X3 | Ea |  | 1 Year | 45 | 5% | 42.75
68001 | HID | MMP-00122 | IXLA BALL BEARING FLANG 4X7X2.5 | Ea |  | 1 Year | 57 | 5% | 54.15
68002 | HID | MMP-00123 | IXLA PULLEY 14MXL025 | Ea |  | 1 Year | 82 | 5% | 77.9
68003 | HID | MMP-00124 | IXLA PULLEY GUIDE ROLLER | Ea |  | 1 Year | 105 | 5% | 99.75
68004 | HID | MMP-00125 | IXLA SCREW M2.5 HEX | Ea |  | 1 Year | 30 | 5% | 28.5
68005 | HID | MMP-00126 | IXLA SCREW ( MLI ADJUSTMENT) | Ea |  | 1 Year | 80 | 5% | 76
68006 | HID | MMP-00127 | IXLA GEAR Z18 M0.5 W. SHAFT | Ea |  | 1 Year | 95 | 5% | 90.25
68007 | HID | MMP-00128 | IXLA PULLEY 20MXL030 W. GEAR Z15 M0.5 | Ea |  | 1 Year | 152 | 5% | 144.4
68008 | HID | MMP-00129 | IXLA BALL BEARING 4X7X2.5 FLANG | Ea |  | 1 Year | 57 | 5% | 54.15
68009 | HID | MMP-00130 | IXLA BALL BEARING 4X7X2.5 | Ea |  | 1 Year | 52 | 5% | 49.4
68010 | HID | MMP-00131 | IXLA RUBBER ROLLER D.12 H 1.5 | Ea |  | 1 Year | 110 | 5% | 104.5
68011 | HID | MMP-00132 | IXLA RUBBER ROLLER D.16.2 | Ea |  | 1 Year | 110 | 5% | 104.5
68012 | HID | MMP-00133 | IXLA GEAR Z24 M0.5 | Ea |  | 1 Year | 80 | 5% | 76
68013 | HID | MMP-00134 | IXLA SHAFT GUIDE ROTATION | Ea |  | 1 Year | 60 | 5% | 57
68014 | HID | MMP-00135 | IXLA SCREW M2.5 HEX | Ea |  | 1 Year | 40 | 5% | 38
68015 | HID | MMP-00136 | IXLA RUBBER ROLLER W. NYLON WASHER AND BALL BEAR | Ea |  | 1 Year | 137 | 5% | 130.15
68016 | HID | MMP-00137 | IXLA BELT 576MXL020 | Ea |  | 1 Year | 45 | 5% | 42.75
68017 | HID | MMP-00138 | IXLA BALL BEARING ?6X10X3 | Ea |  | 1 Year | 45 | 5% | 42.75
68018 | HID | MMP-00139 | IXLA WASHER NYLON ?6X10X2 | Ea |  | 1 Year | 5 | 5% | 4.75
68019 | HID | MMP-00140 | IXLA WASHER NYLON ?6X10X3 | Ea |  | 1 Year | 5 | 5% | 4.75
68020 | HID | MMP-00141 | IXLA RUBBER ROLLER ?16X12 | Ea |  | 1 Year | 110 | 5% | 104.5
68021 | HID | MMP-00142 | IXLA STEP MOTOR | Ea |  | 1 Year | 272 | 5% | 258.4
68022 | HID | MMP-00143 | IXLA CONTROLLER ELECT. BOARD AD132 HID | Ea |  | 1 Year | 1222 | 5% | 1160.9
68023 | HID | MMP-00147 | IXLA ETHERNET CONNECTOR | Ea |  | 1 Year | 80 | 5% | 76
68024 | HID | MMP-00148 | IXLA DOOR PLEXI | Ea |  | 1 Year | 167.5 | 5% | 159.125
68025 | HID | MMP-00149 | IXLA DISPLAY PLEXI | Ea |  | 1 Year | 247.5 | 5% | 235.125
68026 | HID | MMP-00150 | IXLA HANDLE BLACK EKK.21 B-M5-C1 | Ea |  | 1 Year | 26 | 5% | 24.7
68027 | HID | MMP-04857 | WARRANTY REIMBURSEMENT CREDIT (SI) | Ea |  | 1 Year | 2 | 5% | 1.9
68028 | HID | MOBILE-ID | MOBILE ID, SEOS SW, MOBILE-ID FOR FAST TRACK | Ea |  | 1 Year | 8.95 | 5% | 8.5025
68029 | HID | MOBILE-ID-SUB | ACTIVE USER LICENSE FOR HID MOBILE ACCESS (1-MONTH USAGE) | Ea |  | 1 Year | 0.75 | 5% | 0.7125
68030 | HID | MOBILE-ID-TEMP7 | MOBILE ID, SEOS SW, TEMPORARY MOBILE ID FOR FAST TRACK | Ea |  | 1 Year | 0.5 | 5% | 0.475
68031 | HID | MR3501001 | OUT OF WARRANTY REPAIR | Ea |  | 1 Year | 91.2 | 5% | 86.64
68032 | HID | MSO-1300E | MORPHOTRAK MSO 1300E, CODEBENCH SUPPLIER | Ea |  | 1 Year | 510 | 5% | 484.5
68033 | HID | MTR-00017 | STEPPER MOTOR | Ea |  | 1 Year | 18.75 | 5% | 17.8125
68034 | HID | OPTICAL-VI | OPTICAL VARIABLE INK PER APPLICATION PER SIDE | Ea |  | 1 Year | 1.34 | 5% | 1.273
68035 | HID | PACK-CUSTOM | SECURE PALLETIZATION PROCESS | Ea |  | 1 Year | 200 | 5% | 190
68036 | HID | PCA-00013 | ASY PCB CONTR W/PROG H5K MTG | Ea |  | 1 Year | 1140 | 5% | 1083
68037 | HID | PCA-00014 | ASY PCB CONTR H5K HDPII MTG | Ea |  | 1 Year | 1140 | 5% | 1083
68038 | HID | PCA-00015 | ASY PCB CONTR H5K DOD | Ea |  | 1 Year | 1140 | 5% | 1083
68039 | HID | PCA-00031 | ASY PCB MAIN C50 NM | Ea |  | 1 Year | 900 | 5% | 855
68040 | HID | PCA-00032 | ASY PCB MAIN C50 AP | Ea |  | 1 Year | 900 | 5% | 855
68041 | HID | PCA-00033 | ASY PCB MAIN C50 LM | Ea |  | 1 Year | 900 | 5% | 855
68042 | HID | PCA-00034 | ASY PCB MAIN C50 BR | Ea |  | 1 Year | 900 | 5% | 855
68043 | HID | PCA-00035 | ASY PCB MAIN C50 WE | Ea |  | 1 Year | 876 | 5% | 832.2
68044 | HID | PCA-00036 | ASY PCB MAIN C50 EE | Ea |  | 1 Year | 876 | 5% | 832.2
68045 | HID | PCA-00038 | ASY PCB DUAL HOPPER INTF W/PROG | Ea |  | 1 Year | 32 | 5% | 30.4
68046 | HID | PCA-00102 | ASY PCB MAIN DTC1250E NA | Ea |  | 1 Year | 876 | 5% | 832.2
68047 | HID | PCA-00103 | ASY PCB MAIN DTC1250E AP | Ea |  | 1 Year | 900 | 5% | 855
68048 | HID | PCA-00104 | ASY PCB MAIN DTC1250E FD NA | Ea |  | 1 Year | 876 | 5% | 832.2
68049 | HID | PCA-00105 | ASY PCB MAIN DTC1250E FD AP | Ea |  | 1 Year | 900 | 5% | 855
68050 | HID | PCA-00106 | ASY PCB MAIN DTC1000ME | Ea |  | 1 Year | 876 | 5% | 832.2
68051 | HID | PCA-00107 | ASY PCB MAIN 4250E | Ea |  | 1 Year | 876 | 5% | 832.2
68052 | HID | PCA-00109 | ASY PCB MAIN DTC4500E | Ea |  | 1 Year | 876 | 5% | 832.2
68053 | HID | PCA-00215 | ASY PCB OUTPUT CONTROLLER | Ea |  | 1 Year | 75.5 | 5% | 71.725
68054 | HID | PCA-00250 | ASY PCA, LAMINATION CONTROLLER W/PROG | Ea |  | 1 Year | 655.5 | 5% | 622.725
68055 | HID | PCA-00251 | ASY PCB MAIN W/PROG | Ea |  | 1 Year | 677.75 | 5% | 643.8625
68056 | HID | PCA-00292 | ASY PCB MAIN C50 SC | Ea |  | 1 Year | 900 | 5% | 855
68057 | HID | PCA-00323 | ASY PCB CONTR W/PROG HDP5600 P6 | Ea |  | 1 Year | 1200 | 5% | 1140
68058 | HID | PCA-00324 | ASY PCB CONTR W/PROG HDP5600 P3 | Ea |  | 1 Year | 1000 | 5% | 950
68059 | HID | PCA-00325 | ASY PCB MAIN DTC5500LMX | Ea |  | 1 Year | 735 | 5% | 698.25
68060 | HID | PCA-00332 | ASY PCA, LAMINATION CONTROLLER DTC5500LMX 2M | Ea |  | 1 Year | 735 | 5% | 698.25
68061 | HID | PCA-00353 | ASY-PCB MAIN PROG DTCII | Ea |  | 1 Year | 1400 | 5% | 1330
68062 | HID | PCA-00376 | ASY-PCB MAIN PROG DTC1500 | Ea |  | 1 Year | 800 | 5% | 760
68063 | HID | PCA-00377 | ASY-PCB MAIN PROG DTC1500 FD | Ea |  | 1 Year | 800 | 5% | 760
68064 | HID | PCA-00510 | ASY PCB CONTR W/PROG HDP6600 | Ea |  | 1 Year | 1000 | 5% | 950
68065 | HID | PHOTO-EDIT | MANUAL IOD PHOTO PROCESSING | Ea |  | 1 Year | 300 | 5% | 285
68066 | HID | PIC-CONTROL | QUALITY CONTROL ON INCOMING PICTURES BASIC | Ea |  | 1 Year | 1.2 | 5% | 1.14
68067 | HID | PRE-00090 | PL E-PROX 40MM 8X7 PVC WHITE CPI | Ea |  | 1 Year | 6 | 5% | 5.7
68068 | HID | PS35-COI | CUSTOM SOFTWARE LICENSE - PS CENTER OF INTEGRATION | Ea |  | 1 Year | 1 | 5% | 0.95
68069 | HID | PS35M4-COI | CUSTOM SOFTWARE STANDARD MAINTENANCE - PS CENTER OF INTEGRATION | Ea |  | 1 Year | 1 | 5% | 0.95
68070 | HID | PVC-API | PIVCLASS FIPS 201 SDK, DOWNLOAD, OEM ONLY | Ea |  | 1 Year | 20000 | 5% | 19000
68071 | HID | PVC-API-MS | PIVCLASS FIPS 201 SDK, STD M&S 8X5 M-F CST, OEM ONLY | Ea |  | 1 Year | 3000 | 5% | 2850
68072 | HID | PVC-API-RTL | PIVCLASS FIPS 201 SDK, RUN TIME LICENSE, DOWNLOAD, OEM ONLY | Ea |  | 1 Year | 3000 | 5% | 2850
68073 | HID | PVC-API-RTLP-01-00 | PIVCLASS FIPS 201 SDK, RUN TIME LICENSE PLUS, SYMMETRY - AMAG, DOWNLOAD | Ea |  | 1 Year | 8000 | 5% | 7600
68074 | HID | PVC-API-RTLP-02-00 | PIVCLASS FIPS 201 SDK, RUN TIME LICENSE PLUS, WEBRIX - AMT, DOWNLOAD | Ea |  | 1 Year | 8000 | 5% | 7600
68075 | HID | PVC-API-RTLP-03-00 | PIVCLASS FIPS 201 SDK, RUN TIME LICENSE PLUS, OnSite Server - BRIVO, DOWNLOAD | Ea |  | 1 Year | 8000 | 5% | 7600
68076 | HID | PVC-API-RTLP-03-01 | PIVCLASS FIPS 201 SDK, RUN TIME LICENSE PLUS, ONAIR FOR GOVERNMENT - BRIVO, DOWNLOAD | Ea |  | 1 Year | 8000 | 5% | 7600
68077 | HID | PVC-API-RTLP-04-00 | PIVCLASS FIPS 201 SDK, RUN TIME LICENSE PLUS, CA 3000 - CONTINENTAL ACCESS, DOWNLOAD | Ea |  | 1 Year | 8000 | 5% | 7600
68078 | HID | PVC-API-RTLP-05-00 | PIVCLASS FIPS 201 SDK, RUN TIME LICENSE PLUS, D3000 - DATAWATCH, DOWNLOAD | Ea |  | 1 Year | 8000 | 5% | 7600
68079 | HID | PVC-API-RTLP-06-00 | PIVCLASS FIPS 201 SDK, RUN TIME LICENSE PLUS, WINDSX - DSX, DOWNLOAD | Ea |  | 1 Year | 8000 | 5% | 7600
68080 | HID | PVC-API-RTLP-07-00 | PIVCLASS FIPS 201 SDK, RUN TIME LICENSE PLUS, COMMAND CENTRE - GALLAGHER, DOWNLOAD | Ea |  | 1 Year | 8000 | 5% | 7600
68081 | HID | PVC-API-RTLP-08-00 | PIVCLASS FIPS 201 SDK, RUN TIME LICENSE PLUS, VELOCITY - HIRSCH-IDENTIVE, DOWNLOAD | Ea |  | 1 Year | 8000 | 5% | 7600
68082 | HID | PVC-API-RTLP-09-01 | PIVCLASS FIPS 201 SDK, RUN TIME LICENSE PLUS, EBI - HONEYWELL, DOWNLOAD | Ea |  | 1 Year | 8000 | 5% | 7600
68083 | HID | PVC-API-RTLP-09-02 | PIVCLASS FIPS 201 SDK, RUN TIME LICENSE PLUS, PRO-WATCH - HONEYWELL, DOWNLOAD | Ea |  | 1 Year | 8000 | 5% | 7600
68084 | HID | PVC-API-RTLP-10-00 | PIVCLASS FIPS 201 SDK, RUN TIME LICENSE PLUS, PREMISYS - IDENTICARD, DOWNLOAD | Ea |  | 1 Year | 8000 | 5% | 7600
68085 | HID | PVC-API-RTLP-11-00 | PIVCLASS FIPS 201 SDK, RUN TIME LICENSE PLUS, P2000 - JOHNSON CONTROLS, DOWNLOAD | Ea |  | 1 Year | 8000 | 5% | 7600
68086 | HID | PVC-API-RTLP-12-00 | PIVCLASS FIPS 201 SDK, RUN TIME LICENSE PLUS, ENTRAPASS - KANTECH, DOWNLOAD | Ea |  | 1 Year | 8000 | 5% | 7600
68087 | HID | PVC-API-RTLP-13-00 | PIVCLASS FIPS 201 SDK, RUN TIME LICENSE PLUS, SYSTEM VII - KEYSCAN, DOWNLOAD | Ea |  | 1 Year | 8000 | 5% | 7600
68088 | HID | PVC-API-RTLP-14-00 | PIVCLASS FIPS 201 SDK, RUN TIME LICENSE PLUS, ONGUARD - LENEL, DOWNLOAD | Ea |  | 1 Year | 8000 | 5% | 7600
68089 | HID | PVC-API-RTLP-15-00 | PIVCLASS FIPS 201 SDK, RUN TIME LICENSE PLUS, FRONTIER - MATRIX SYSTEMS, DOWNLOAD | Ea |  | 1 Year | 8000 | 5% | 7600
68090 | HID | PVC-API-RTLP-16-00 | PIVCLASS FIPS 201 SDK, RUN TIME LICENSE PLUS, DNA FUSION - OPEN OPTIONS, DOWNLOAD | Ea |  | 1 Year | 8000 | 5% | 7600
68091 | HID | PVC-API-RTLP-17-00 | PIVCLASS FIPS 201 SDK, RUN TIME LICENSE PLUS, ACCESSNSITE - QUINTRON, DOWNLOAD | Ea |  | 1 Year | 8000 | 5% | 7600
68092 | HID | PVC-API-RTLP-18-00 | PIVCLASS FIPS 201 SDK, RUN TIME LICENSE PLUS, EXPRESS, ENTERPRISE, VIRTUAL - REDCLOUD, DOWNLOAD | Ea |  | 1 Year | 8000 | 5% | 7600
68093 | HID | PVC-API-RTLP-19-00 | PIVCLASS FIPS 201 SDK, RUN TIME LICENSE PLUS, ACCESS IT - RS2 TECHNOLOGIES, DOWNLOAD | Ea |  | 1 Year | 8000 | 5% | 7600
68094 | HID | PVC-API-RTLP-20-00 | PIVCLASS FIPS 201 SDK, RUN TIME LICENSE PLUS, NETBOX - S2, DOWNLOAD | Ea |  | 1 Year | 8000 | 5% | 7600
68095 | HID | PVC-API-RTLP-21-00 | PIVCLASS FIPS 201 SDK, RUN TIME LICENSE PLUS, PINNACLE - SIELOX, DOWNLOAD | Ea |  | 1 Year | 8000 | 5% | 7600
68096 | HID | PVC-API-RTLP-22-00 | PIVCLASS FIPS 201 SDK, RUN TIME LICENSE PLUS, SIPASS - SIEMENS, DOWNLOAD | Ea |  | 1 Year | 8000 | 5% | 7600
68097 | HID | PVC-API-RTLP-23-01 | PIVCLASS FIPS 201 SDK, RUN TIME LICENSE PLUS, CCURE 800 - SOFTWARE HOUSE, DOWNLOAD | Ea |  | 1 Year | 8000 | 5% | 7600
68098 | HID | PVC-API-RTLP-23-02 | PIVCLASS FIPS 201 SDK, RUN TIME LICENSE PLUS, CCURE 9000 - SOFTWARE HOUSE, DOWNLOAD | Ea |  | 1 Year | 8000 | 5% | 7600
68099 | HID | PVC-API-RTLP-24-01 | PIVCLASS FIPS 201 SDK, RUN TIME LICENSE PLUS, FACILITY COMMANDER WNX - UTC, DOWNLOAD | Ea |  | 1 Year | 8000 | 5% | 7600
68100 | HID | PVC-API-RTLP-24-02 | PIVCLASS FIPS 201 SDK, RUN TIME LICENSE PLUS, PICTURE PERFECT - UTC, DOWNLOAD | Ea |  | 1 Year | 8000 | 5% | 7600
68101 | HID | PVC-API-RTLP-25-00 | PIVCLASS FIPS 201 SDK, RUN TIME LICENSE PLUS, AMANONET - AMANO MCGANN, DOWNLOAD | Ea |  | 1 Year | 8000 | 5% | 7600
68102 | HID | PVC-API-RTLP-26-00 | PIVCLASS FIPS 201 SDK, RUN TIME LICENSE PLUS, MONITOR DYNAMICS - SAFENETFOR FIPS 201 SDK | Ea |  | 1 Year | 8000 | 5% | 7600
68103 | HID | PVC-API-RTLP-27-00 | PIVCLASS FIPS 201 SDK, RUN TIME LICENSE PLUS, GENETEC - SECURITY CENTER | Ea |  | 1 Year | 8000 | 5% | 7600
68104 | HID | PWS-00009 | POWER SUPPLY, 85-264 VAC IN, 24V OUT, 225W OPEN FRAME 2X4X1 | Ea |  | 1 Year | 252.5 | 5% | 239.875
68105 | HID | PWS-00011 | POWER SUPPLY, LHV, 90W 24V LEVEL-VI | Ea |  | 1 Year | 164.25 | 5% | 156.0375
68106 | HID | R10210311-1 | OMNIKEY 1021 ROHS CONF. | Ea |  | 1 Year | 13.33 | 5% | 12.6635
68107 | HID | R30210315-1 | OMNIKEY 3021 | Ea |  | 1 Year | 14.54 | 5% | 13.813
68108 | HID | R3110-7802 | REPAIR,MAGSTRIPE READER, MODEL 780, RUGGEDIZED W/KEYPAD & HEATER BAR, READ ABA/ANSI/EMPI FORMATS, BA | Ea |  | 1 Year | 996 | 5% | 946.2
68109 | HID | R31210320-01 | OMNIKEY 3121 | Ea |  | 1 Year | 21.63 | 5% | 20.5485
68110 | HID | R31210337-1 | OMNIKEY 3121 NEUTRAL (FW1.3.0) STANDARD SB ROHS CONF. | Ea |  | 1 Year | 21.63 | 5% | 20.5485
68111 | HID | R31210349-1 | OMNIKEY 3121 TAA | Ea |  | 1 Year | 25.76 | 5% | 24.472
68112 | HID | R31210399 | OMNIKEY 3121 (FW-FLASH) STANDARD SB, TAA, ROHS CONF | Ea |  | 1 Year | 25.76 | 5% | 24.472
68113 | HID | R50210019 | OMNIKEY 5021 LIMITED ED (FW5.20) ROHS CONF. | Ea |  | 1 Year | 58 | 5% | 55.1
68114 | HID | R50210218-DB | OMNIKEY 5021 (FW5.31) DARK BLUE ROHS CONF. | Ea |  | 1 Year | 58 | 5% | 55.1
68115 | HID | R50210218-GR | OMNIKEY 5021 (FW5.31) ANTHRACITE ROHS CONF. | Ea |  | 1 Year | 58 | 5% | 55.1
68116 | HID | R50210218-OR | OMNIKEY 5021 (FW5.31) ORANGE ROHS CONF. | Ea |  | 1 Year | 58 | 5% | 55.1
68117 | HID | R50220318-DB | OMNIKEY 5022 DARK BLUE | Ea |  | 1 Year | 60.6 | 5% | 57.57
68118 | HID | R50220318-GR | OMNIKEY 5022 ANTHRACITE | Ea |  | 1 Year | 60.6 | 5% | 57.57
68119 | HID | R50230318-DB | OMNIKEY 5023 DARK BLUE | Ea |  | 1 Year | 75.75 | 5% | 71.9625
68120 | HID | R50230318-DB-ELITE | OMNIKEY 5023 DARK BLUE ELITE | Ea |  | 1 Year | 85.85 | 5% | 81.5575
68121 | HID | R50250001-GR | OMNIKEY 5025 CL OMNIKEY 5025 CL (FW1.0) ANTHRACITE ROHS CONF" | Ea |  | 1 Year | 59.59 | 5% | 56.6105
68122 | HID | R50270001 | OMNIKEY 5027 DARK BLUE, ROHS CONF. | Ea |  | 1 Year | 99 | 5% | 94.05
68123 | HID | R53210021 | OMNIKEY 5321 PAY (FW1.77F) [V2.0] ROHS CONF. | Ea |  | 1 Year | 86 | 5% | 81.7
68124 | HID | R53210037-120870 | OMNIKEY 5321(FW5.10) TAA, W/O RUBBER FEET, ROHS CONF | Ea |  | 1 Year | 69.5 | 5% | 66.025
68125 | HID | R53210038-120968 | OMNIKEY 5321 CL NYPD ROHS CONF. | Ea |  | 1 Year | 55 | 5% | 52.25
68126 | HID | R53210229-1 | OMNIKEY 5321 CR (FW5.31) GREY CABLE TAA, ROHS CONF. | Ea |  | 1 Year | 87.9 | 5% | 83.505
68127 | HID | R53210238-2 | OMNIKEY R53210238-2 CL SAM (FW5.31) [V2.0] ROHS CONF. | Ea |  | 1 Year | 64.5 | 5% | 61.275
68128 | HID | R53250008-1 | OMNIKEY 5325 CL (FW5.10) ROHS CONF. | Ea |  | 1 Year | 54 | 5% | 51.3
68129 | HID | R53250009-1 | OMNIKEY 5325 (FW5.10) ROHS CONF. | Ea |  | 1 Year | 77.9 | 5% | 74.005
68130 | HID | R54220301 | OMNIKEY 5422 TAA, ROHS CONF | Ea |  | 1 Year | 65.15 | 5% | 61.8925
68131 | HID | R54270001 | OMNIKEY 5427CK | Ea |  | 1 Year | 162 | 5% | 153.9
68132 | HID | R54270001-39992 | OMNIKEY 5427CK IMPRIVATA (FW3.1) ROHS CONF. | Ea |  | 1 Year | 157.5 | 5% | 149.625
68133 | HID | R54270001-C001 | OMNIKEY 5427CK CIRRATO (FWSP3.1) ROHS CONF | Ea |  | 1 Year | 166.32 | 5% | 158.004
68134 | HID | R54270001-CHINA | OMNIKEY 5427CK (FWSP3.1.1) ROHS CONF, CHINA MANUFACTURING | Ea |  | 1 Year | 150 | 5% | 142.5
68135 | HID | R54270001-ELITE | OMNIKEY 5427CK ELITE | Ea |  | 1 Year | 172.8 | 5% | 164.16
68136 | HID | R54270001-ELITE-INDALA | OMNIKEY 5427CK ELITE INDALA | Ea |  | 1 Year | 172.8 | 5% | 164.16
68137 | HID | R54270001-INDALA | OMNIKEY 5427CK INDALA | Ea |  | 1 Year | 172.8 | 5% | 164.16
68138 | HID | R54270005 | OMNIKEY 5427UE - ICLASS SE ENCODER | Ea |  | 1 Year | 2000 | 5% | 1900
68139 | HID | R54270101 | OMNIKEY 5427CK GEN2 | Ea |  | 1 Year | 150 | 5% | 142.5
68140 | HID | R54270101-ELITE | OMNIKEY 5427CK GEN 2 (FWSPXX), ELITE KEYSET, ROHS CONF. | Ea |  | 1 Year | 160 | 5% | 152
68141 | HID | R54270101-ELITE-INDALA | OMNIKEY 5427CK GEN 2 (FWSP01.00) ROHS CONF. | Ea |  | 1 Year | 160 | 5% | 152
68142 | HID | R54270101-INDALA | OMNIKEY 5427CK GEN 2 (FWSP01.00) ROHS CONF. | Ea |  | 1 Year | 160 | 5% | 152
68143 | HID | R54270111 | OMNIKEY 5427CK GEN2 BLUETOOTH FOR MOBILE ACCESS | Ea |  | 1 Year | 165 | 5% | 156.75
68144 | HID | R54270111-ELITE | OMNIKEY 5427CK GEN 2 BT FOR MOBILE ACCESS READY, ELITE KEYSET, ROHS CONF. | Ea |  | 1 Year | 175 | 5% | 166.25
68145 | HID | R54270111-ELITE-INDALA | OMNIKEY 5427CK GEN 2 (FWSP01.00) BT FOR MOBILE ACCESS ENABLED, ROHS CONF. | Ea |  | 1 Year | 175 | 5% | 166.25
68146 | HID | R54270111-INDALA | OMNIKEY 5427CK GEN 2 (FWSP01.00) BT FOR MOBILE ACCESS ENABLED, ROHS CONF. | Ea |  | 1 Year | 175 | 5% | 166.25
68147 | HID | R61210320-2 | OMNIKEY 6121 ROHS CONF. | Ea |  | 1 Year | 13.43 | 5% | 12.7585
68148 | HID | RDRSEU908K00000 | RDR, U90, ICLASS, SE REV E, NO PROX, UHF, 865-868 MHZ, STD, WIEGAND, TERM, BLK, STD 1 SECURITY | Ea |  | 1 Year | 1295 | 5% | 1230.25
68149 | HID | RDRSEU908KE0000 | RDR, U90, ICLASS, SE REV E, NO PROX, UHF, 865-868 MHZ, STD, WIEGAND, TERM, BLK, ELITE KEYS | Ea |  | 1 Year | 1295 | 5% | 1230.25
68150 | HID | RDRSEU909K00000 | RDR, U90, ICLASS, SE REV E, NO PROX, UHF, 902-928 MHZ, STD, WIEGAND, TERM, BLK, STD 1 SECURITY | Ea |  | 1 Year | 1295 | 5% | 1230.25
68151 | HID | RDRSEU909KE0000 | RDR, U90, ICLASS, SE REV E, NO PROX, UHF, 902-928 MHZ, STD, WIEGAND, TERM, BLK, ELITE KEYS | Ea |  | 1 Year | 1295 | 5% | 1230.25
68152 | HID | REPORT-CROSSREF | STANDARD CROSS REFERENCE FILE | Ea |  | 1 Year | 0.75 | 5% | 0.7125
68153 | HID | ROD-00012 | SHAFT, PATCH WEIGHT | Ea |  | 1 Year | 67 | 5% | 63.65
68154 | HID | ROL-00009 | ROLLER ROTATOR PINCH | Ea |  | 1 Year | 25 | 5% | 23.75
68155 | HID | ROL-00010 | ROLLER PLATEN | Ea |  | 1 Year | 79.5 | 5% | 75.525
68156 | HID | ROL-00011 | ROLLER PATCH FEED | Ea |  | 1 Year | 34.95 | 5% | 33.2025
68157 | HID | ROL-00026 | ROLLER PATCH FEED IDLER | Ea |  | 1 Year | 6.95 | 5% | 6.6025
68158 | HID | SEC9X-CRD-0-0000 | CFG CARD, SE, STD, CFG PFL, LF OFF, HF STD/SIO/SEOS, WIEG, LED RED, FLSH GRN, BZR ON, CSN 32-BIT MSB, IPM OFF | Ea |  | 1 Year | 30 | 5% | 28.5
68159 | HID | SEC9X-CRD-0-0001 | CFG CARD, SE, STD, CFG PFL, LF STD, HF STD/SIO/SEOS, WIEG, LED RED, FLSH GRN, BZR ON, CSN 32-BIT MSB, IPM OFF | Ea |  | 1 Year | 30 | 5% | 28.5
68160 | HID | SEC9X-CRD-0-0002 | CFG CARD, SE, STD, CFG PFL, LF OFF, HF STD/SIO/SEOS, WIEG, LED RED, FLSH GRN, BZR ON, CSN 32-BIT MSB, KPF, BFFRD 1 KEY, NO PAR, 4-BIT MSG, IPM OFF | Ea |  | 1 Year | 30 | 5% | 28.5
68161 | HID | SEC9X-CRD-0-0003 | CFG CARD, SE, STD, CFG PFL, LF STD, HF STD/SIO/SEOS, WIEG, LED RED, FLSH GRN, BZR ON, CSN 32-BIT MSB, KPF, BFFRD 1 KEY, NO PAR, 4-BIT MSG, IPM OFF | Ea |  | 1 Year | 30 | 5% | 28.5
68162 | HID | SEC9X-CRD-0-0003-TEST | CFG CARD, CFG PFL, LF STD, HF STD/SIO/SEOS, WIEG, LED RED, FLSH GRN, BZR ON, CSN 32-BIT MSB, KPF, BFFRD 1 KEY, NO PAR, 4-BIT MSG, IPM OFF (RFD FW R6 AND ABOVE, RPK MODELS), TEST CARD ONLY, USES XML SSEC9-GRPC-0003 | Ea |  | 1 Year | 30 | 5% | 28.5
68163 | HID | SEC9X-CRD-0-0004 | CFG CARD, SE, STD, CFG PFL, LF STD, HF STD/SIO/SEOS/FIPS/CAK, 485FDX, LED RED, FLSH GRN, BZR ON, OPT TAMP, OPEN COLL, FIPS 200-BIT, IPM OFF, UART OFF, WIEG ON | Ea |  | 1 Year | 30 | 5% | 28.5
68164 | HID | SEC9X-CRD-0-0005 | CFG CARD, SE, STD, CFG PFL, LF STD, HF STD/SIO/SEOS/FIPS/CAK, 485FDX, LED RED, FLSH GRN, BZR ON, OPT TAMP, OPEN COLL, FIPS 75-BIT, IPM OFF, UART OFF, WIEG ON | Ea |  | 1 Year | 30 | 5% | 28.5
68165 | HID | SEC9X-CRD-0-0006 | CFG CARD, SE, STD, CFG PFL, LF STD, HF STD/SIO/SEOS/FIPS/CAK, 485FDX, LED RED, FLSH GRN, BZR ON, OPT TAMP, OPEN COLL, FIPS 64-BIT, BCD, IPM OFF, UART OFF, WIEG ON | Ea |  | 1 Year | 30 | 5% | 28.5
68166 | HID | SEC9X-CRD-0-0007 | CFG CARD, SE, STD, CFG PFL, LF STD, HF STD/SIO/SEOS/FIPS/CAK, 485FDX, LED RED, FLSH GRN, BZR ON, IPM OFF, UART ON, WIEG OFF | Ea |  | 1 Year | 30 | 5% | 28.5
68167 | HID | SEC9X-CRD-0-0008 | CFG CARD, SE, STD, CFG PFL, LF STD, HF STD/SIO/SEOS/FIPS/CAK/PKI, 485FDX, LED RED, FLSH GRN, BZR ON, OPT TAMP, OPEN COLL, FIPS 200-BIT, KPF, BFFRD 1 KEY, NO PAR, 4-BIT MSG, LCD 1F, IPM OFF, UART OFF, WIEG ON | Ea |  | 1 Year | 30 | 5% | 28.5
68168 | HID | SEC9X-CRD-0-0009 | CFG CARD, SE, STD, CFG PFL, LF STD, HF STD/SIO/SEOS/FIPS/CAK/PKI, 485FDX, LED RED, FLSH GRN, BZR ON, OPT TAMP, OPEN COLL, FIPS 75-BIT, KPF, BFFRD 1 KEY, NO PAR, 4-BIT MSG, LCD 1F, IPM OFF, UART OFF, WIEG ON | Ea |  | 1 Year | 30 | 5% | 28.5
68169 | HID | SEC9X-CRD-0-000A | CFG CARD, SE, STD, CFG PFL, LF STD, HF STD/SIO/SEOS/FIPS/CAK/PKI, 485FDX, LED RED, FLSH GRN, BZR ON, OPT TAMP, OPEN COLL, FIPS 64-BIT, BCD, KPF, BFFRD 1 KEY, NO PAR, 4-BIT MSG, LCD 1F, IPM OFF, UART OFF, WIEG ON | Ea |  | 1 Year | 30 | 5% | 28.5
68170 | HID | SEC9X-CRD-0-000B | CFG CARD, SE, STD, CFG PFL, LF STD, HF STD/SIO/SEOS/FIPS/CAK/PKI, 485FDX, LED RED, FLSH GRN, BZR ON, OPT TAMP, OPEN COLL, LCD 1F, IPM OFF, UART ON, WIEG OFF | Ea |  | 1 Year | 30 | 5% | 28.5
68171 | HID | SEC9X-CRD-0-000C | CFG CARD, SE, STD, CFG PFL, LF OFF, HF STD/SIO/SEOS/FIPS/CAK, 485FDX, LED RED, FLSH GRN, BZR ON, OPT TAMP, OPEN COLL, FIPS 200-BIT, IPM OFF, UART OFF, WIEG ON | Ea |  | 1 Year | 30 | 5% | 28.5
68172 | HID | SEC9X-CRD-0-000F | CFG CARD, SE, STD, CFG PFL, LF STD, HF STD/SIO/SEOS/FIPS/CAK, 485HDX, LED OFF, FLSH OFF, BZR OFF, OSDP V1, OPEN COLL, OSDP TAMP ENBLD, TEST KEYS, POLL=75MS, FIPS 200-BIT, A/V OFF, KPF, ASCII, BFFRD 1 KEY, IPM OFF, UART OFF, WIEG OFF | Ea |  | 1 Year | 30 | 5% | 28.5
68173 | HID | SEC9X-CRD-0-000G | CFG CARD, SE, STD, CFG PFL, LF STD, HF STD/SIO/SEOS/FIPS/CAK/PKI, 485HDX, OSDP V1, OPEN COLL, OSDP TAMP ENBLD, TEST KEYS, POLL=75MS, FIPS 200-BIT, A/V OFF, KPF, ASCII, BFFRD 1 KEY, LCD 1F, IPM OFF, UART OFF, WIEG OFF | Ea |  | 1 Year | 30 | 5% | 28.5
68174 | HID | SEC9X-CRD-0-000L | CFG CARD, SE E, STD, CFG PFL, RF SUPPR, 485HDX, A/V OFF, OSDP V2, OPT TAMP, OPEN COLL, OSDP TAMP ENBLD, TEST KEY, POLL=75MS, FIPS 75-BIT, KPF, ASCII, BFFRD 1 KEY, LCD 1F, IPM OFF, UART OFF, WIEG OFF | Ea |  | 1 Year | 30 | 5% | 28.5
68175 | HID | SEC9X-CRD-0-000Q | CFG CARD, SE, STD, CFG PFL, LF OFF, HF STD/SIO/SEOS/FIPS/CAK/PKI, 485FDX, LED RED, FLSH GRN, BZR ON, OSDP V1, OPEN COLL, OSDP TAMP ENBLD, TEST KEYS, POLL=75MS, FIPS 200-BIT, KPF, BFFRD 1 KEY, NO PAR, 4-BIT MSG, IPM OFF, UART OFF, WIEG ON | Ea |  | 1 Year | 30 | 5% | 28.5
68176 | HID | SEC9X-CRD-0-000R | CFG CARD, SE, STD, CFG PFL, LF OFF, HF STD/SIO/SEOS/FIPS/CAK, 485HDX, OSDP V1, OPEN COLL, OSDP TAMP ENBLD, TEST KEYS, POLL=75MS, A/V OFF, FIPS 200-BIT, IPM OFF, UART OFF, WIEG OFF | Ea |  | 1 Year | 30 | 5% | 28.5
68177 | HID | SEC9X-CRD-0-000T | CFG CARD, SE, STD, CFG PFL, LF OFF, HF STD/SIO/SEOS/FIPS/CAK, 485HDX, OSDP V1, OPEN COLL, OSDP TAMP ENBLD, TEST KEYS, POLL=75MS, FIPS 200-BIT, A/V OFF, KPF, ASCII, BFFRD 1 KEY, IPM OFF, UART OFF, WIEG OFF | Ea |  | 1 Year | 30 | 5% | 28.5
68178 | HID | SEC9X-CRD-0-000U | CFG CARD, SE, STD, CFG PFL, LF OFF, HF STD/SIO/SEOS/FIPS/CAK/PKI, 485HDX, OSDP V1, OPEN COLL, OSDP TAMP ENBLD, TEST KEYS, POLL=75MS, FIPS 200-BIT, A/V OFF, KPF, ASCII, BFFRD 1 KEY, LCD 1F, IPM OFF, UART OFF, WIEG OFF | Ea |  | 1 Year | 30 | 5% | 28.5
68179 | HID | SEC9X-CRD-0-000V | CFG CARD, SE, STD, CFG PFL, LF STD, HF STD/SIO/SEOS/FIPS/CAK, 485HDX, OSDP V1, OPEN COLL, OSDP TAMP ENBLD, TEST KEYS, POLL=75MS, A/V OFF, FIPS 200-BIT, IPM OFF, UART OFF, WIEG OFF | Ea |  | 1 Year | 30 | 5% | 28.5
68180 | HID | SEC9X-CRD-0-000W | CFG CARD, SE, STD, CFG PFL, LF OFF, HF SIO/SEOS, WIEG, A/V OFF, OPT TAMP, OPEN COLL, CSN 56-BIT LSB, KPF, BFFRD 1 KEY, DOR COMPL, NO PAR, 8-BIT MSG, IPM OFF | Ea |  | 1 Year | 30 | 5% | 28.5
68181 | HID | SEC9X-CRD-0-0015 | CFG CARD, SE, STD, CFG PFL, LF OFF, HF STD/SIO/SEOS, WIEG, LED RED, FLSH GRN, BZR ON, CSN 34-BIT MSB, IPM OFF | Ea |  | 1 Year | 30 | 5% | 28.5
68182 | HID | SEC9X-CRD-0-0016 | CFG CARD, SE, STD, CFG PFL, LF STD, HF STD/SIO/SEOS/FIPS/CAK, 485FDX, LED RED, FLSH GRN, BZR ON, OPT TAMP, OPEN COLL, FIPS 75-BIT, MIF/DES 56-BIT CSN, IPM OFF, UART OFF, WIEG ON | Ea |  | 1 Year | 30 | 5% | 28.5
68183 | HID | SEC9X-CRD-0-0017 | CFG CARD, SE, STD, CFG PFL, LF CST, HF STD/SIO/SEOS, WIEG, LED RED, FLSH GRN, BZR ON, CSN 32-BIT MSB, IPM OFF | Ea |  | 1 Year | 30 | 5% | 28.5
68184 | HID | SEC9X-CRD-0-0018 | CFG CARD, SE, STD, CFG PFL, LF OFF, HF STD/SIO/SEOS/FIPS/CAK, 485FDX, LED RED, FLSH GRN, BZR ON, OPT TAMP, OPEN COLL, FIPS 75-BIT, MIF/DES 56-BIT CSN, IPM OFF, UART OFF, WIEG ON | Ea |  | 1 Year | 30 | 5% | 28.5
68185 | HID | SEC9X-CRD-0-001D | CFG CARD, SE, STD, CFG PFL, LF OFF, HF STD/SIO/SEOS, WIEG, LED RED, FLSH GRN, BZR ON, CSN 26-BIT (W/DEFAULT FC), IPM OFF | Ea |  | 1 Year | 30 | 5% | 28.5
68186 | HID | SEC9X-CRD-0-001E | CFG CARD, SE, STD, CFG PFL, LF FSK, HF STD/SIO/SEOS, WIEG, LED RED, FLSH GRN, BZR ON, OPT TAMP, OPEN COLL, IM ALIVE INVERTED, CSN 32-BIT MSB, I'M ALIVE 10SEC, IPM OFF | Ea |  | 1 Year | 30 | 5% | 28.5
68187 | HID | SEC9X-CRD-0-001F | CFG CARD, SE, STD, CFG PFL, LF OFF, HF STD/SIO/SEOS, WIEG, LED OFF, FLSH OFF, BZR ON, CSN 32-BIT MSB, IPM OFF | Ea |  | 1 Year | 30 | 5% | 28.5
68188 | HID | SEC9X-CRD-0-001G | CFG CARD, SE, STD, CFG PFL, LF CST, HF STD/SIO/SEOS, WIEG, LED OFF, FLSH OFF, BZR ON, CSN 32-BIT MSB, IPM OFF | Ea |  | 1 Year | 30 | 5% | 28.5
68189 | HID | SEC9X-CRD-0-001H | CFG CARD, SE, STD, CFG PFL, LF STD, HF STD/SIO/SEOS, WIEG, LED OFF, FLSH GRN, BZR ON, CSN 40-BIT MSB, IPM OFF | Ea |  | 1 Year | 30 | 5% | 28.5
68190 | HID | SEC9X-CRD-0-001L | CFG CARD, SE, STD, CFG PFL, LF OFF, HF STD/SIO/SEOS, WIEG, LED RED, FLSH GRN, BZR ON, CSN 32-BIT LSB, IPM OFF | Ea |  | 1 Year | 30 | 5% | 28.5
68191 | HID | SEC9X-CRD-0-001M | CFG CARD, SE, STD, CFG PFL, LF STD, HF STD/SIO/SEOS, WIEG, LED OFF, FLSH OFF, BZR ON, CSN 32-BIT MSB, EM4102 32-BIT, IPM OFF | Ea |  | 1 Year | 30 | 5% | 28.5
68192 | HID | SEC9X-CRD-0-001Q | CFG CARD, SE, STD, CFG PFL, LF STD, HF STD/SIO/SEOS, WIEG, LED RED, FLSH GRN, BZR ON, CSN 26-BIT (W/DEFAULT FC), IPM OFF | Ea |  | 1 Year | 30 | 5% | 28.5
68193 | HID | SEC9X-CRD-0-001R | CFG CARD, SE, STD, CFG PFL, LF CST, HF STD/SIO/SEOS/FIPS/CAK, 485FDX, LED RED, FLSH GRN, BZR ON, OPT TAMP, OPEN COLL, FIPS 75-BIT, IPM OFF, UART OFF, WIEG ON | Ea |  | 1 Year | 30 | 5% | 28.5
68194 | HID | SEC9X-CRD-0-001T | CFG CARD, SE, STD, CFG PFL, LF OFF, HF STD/SIO/SEOS/FIPS/CAK, 485FDX, LED RED, FLSH GRN, BZR ON, OPT TAMP, OPEN COLL, FIPS 75-BIT, IPM OFF, UART OFF, WIEG ON | Ea |  | 1 Year | 30 | 5% | 28.5
68195 | HID | SEC9X-CRD-0-001U | CFG CARD, SE, STD, CFG PFL, LF STD, HF STD/SIO/SEOS/FIPS/CAK, 485FDX, LED RED, FLSH OFF, BZR ON, OPT TAMP, OPEN COLL, FIPS 40-BIT, BCD, KPF, BFFRD 1 KEY, NO PAR, 4-BIT MSG, IPM OFF, UART OFF, WIEG ON | Ea |  | 1 Year | 30 | 5% | 28.5
68196 | HID | SEC9X-CRD-0-001V | CFG CARD, SE, STD, CFG PFL, LF STD, HF STD/SIO/SEOS, WIEG, LED RED, FLSH GRN, BZR ON, CSN 32-BIT MSB, KPF, BFFRD 1 KEY, DOR COMPL, NO PAR, 8-BIT MSG, IPM OFF | Ea |  | 1 Year | 30 | 5% | 28.5
68197 | HID | SEC9X-CRD-0-001W | CFG CARD, SE, STD, CFG PFL, LF OFF, HF STD/SIO/SEOS, WIEG, LED RED, FLSH GRN, BZR ON, OPT TAMP, OPEN COLL, CSN 32-BIT MSB, IPM OFF | Ea |  | 1 Year | 30 | 5% | 28.5
68198 | HID | SEC9X-CRD-0-001Y | CFG CARD, SE, STD, CFG PFL, LF OFF, HF STD/SIO/SEOS/FIPS/CAK, 485FDX, LED RED, FLSH OFF, BZR ON, OPT TAMP, OPEN COLL, FIPS 64-BIT, BCD, IPM OFF, UART OFF, WIEG ON | Ea |  | 1 Year | 30 | 5% | 28.5
68199 | HID | SEC9X-CRD-0-0020 | CFG CARD, SE, STD, CFG PFL, LF OFF, HF STD/SIO/SEOS, WIEG, LED RED, FLSH GRN, BZR ON, CSN 40-BIT MSB, IPM OFF | Ea |  | 1 Year | 30 | 5% | 28.5
68200 | HID | SEC9X-CRD-0-0021 | CFG CARD, SE, STD, CFG PFL, LF OFF, HF STD/SIO/SEOS, WIEG, LED OFF, FLSH OFF, BZR OFF, CSN 32-BIT MSB, IPM OFF | Ea |  | 1 Year | 30 | 5% | 28.5
68201 | HID | SEC9X-CRD-0-0022 | CFG CARD, SE, STD, CFG PFL, LF STD, HF STD/SIO/SEOS, WIEG, LED OFF, FLSH OFF, BZR OFF, CSN 56-BIT MSB, IPM OFF | Ea |  | 1 Year | 30 | 5% | 28.5
68202 | HID | SEC9X-CRD-0-0025 | CFG CARD, SE, STD, CFG PFL, LF OFF, HF STD/SIO/SEOS, WIEG, LED OFF, FLSH OFF, BZR OFF, CSN 34-BIT MSB, IPM OFF | Ea |  | 1 Year | 30 | 5% | 28.5
68203 | HID | SEC9X-CRD-0-0026 | CFG CARD, SE, STD, CFG PFL, LF STD, HF STD/SIO/SEOS, WIEG, LED RED, FLSH GRN, BZR ON, OPT TAMP, OPEN COLL, CSN 32-BIT MSB, IPM OFF | Ea |  | 1 Year | 30 | 5% | 28.5
68204 | HID | SEC9X-CRD-0-0027 | CFG CARD, SE, STD, CFG PFL, LF CST, HF STD/SIO/SEOS, WIEG, LED OFF, FLSH OFF, BZR ON, CSN 32-BIT MSB, KPF, BFFRD 1 KEY, DOR COMPL, NO PAR, 8-BIT MSG, IPM OFF | Ea |  | 1 Year | 30 | 5% | 28.5
68205 | HID | SEC9X-CRD-0-0028 | CFG CARD, SE, STD, CFG PFL, LF STD, HF STD/SIO/SEOS/MIFSPR, WIEG, LED RED, FLSH GRN, BZR ON, CSN MIF SUPPR, IPM OFF | Ea |  | 1 Year | 30 | 5% | 28.5
68206 | HID | SEC9X-CRD-0-0029 | CFG CARD, SE, STD, CFG PFL, LF OFF, HF STD/SIO/SEOS, WIEG, LED RED, FLSH OFF, BZR ON, CSN 26-BIT (W/DEFAULT FC), IPM OFF | Ea |  | 1 Year | 30 | 5% | 28.5
68207 | HID | SEC9X-CRD-0-002B | CFG CARD, SE, STD, CFG PFL, LF OFF, HF STD/SIO/SEOS, WIEG, LED RED, FLSH GRN, BZR OFF, CSN 32-BIT MSB, IPM OFF | Ea |  | 1 Year | 30 | 5% | 28.5
68208 | HID | SEC9X-CRD-0-002D | CFG CARD, SE, STD, CFG PFL, LF STD, HF STD/SIO/SEOS/FIPS/CAK, 485FDX, LED RED, FLSH GRN, BZR ON, OPT TAMP, OPEN COLL, FIPS 200-BIT, KPF, BFFRD 1 KEY, DOR COMPL, NO PAR, 8-BIT MSG, IPM OFF, UART OFF, WIEG ON | Ea |  | 1 Year | 30 | 5% | 28.5
68209 | HID | SEC9X-CRD-0-002E | CFG CARD, SE, STD, CFG PFL, LF STD, HF STD/SIO/SEOS/MIFSPR, WIEG, LED RED, FLSH GRN, BZR ON, CSN MIF SUPPR, KPF, BFFRD 1 KEY, NO PAR, 4-BIT MSG, IPM OFF | Ea |  | 1 Year | 30 | 5% | 28.5
68210 | HID | SEC9X-CRD-0-002F | CFG CARD, SE, STD, CFG PFL, LF STD, HF STD/SIO/SEOS, WIEG, LED RED, FLSH GRN, BZR ON, CSN 37-BIT LSB, IPM OFF | Ea |  | 1 Year | 30 | 5% | 28.5
68211 | HID | SEC9X-CRD-0-002G | CFG CARD, SE, STD, CFG PFL, LF STD, HF STD/SIO/SEOS/FIPS/CAK, 485FDX, LED RED, FLSH GRN, BZR ON, OPT TAMP, OPEN COLL, FIPS 75-BIT, KPF, BFFRD 1 KEY, NO PAR, 4-BIT MSG, IPM OFF, UART OFF, WIEG ON | Ea |  | 1 Year | 30 | 5% | 28.5
68212 | HID | SEC9X-CRD-0-002H | CFG CARD, SE, STD, CFG PFL, LF STD, HF STD/SIO/SEOS/FIPS/CAK, 485FDX, LED RED, FLSH GRN, BZR ON, OPT TAMP, OPEN COLL, FIPS 75-BIT, KPF, BFFRD 1 KEY, DOR COMPL, NO PAR, 8-BIT MSG, IPM OFF, UART OFF, WIEG ON | Ea |  | 1 Year | 30 | 5% | 28.5
68213 | HID | SEC9X-CRD-0-002J | CFG CARD, SE, STD, CFG PFL, LF OFF, HF STD/SIO/SEOS, WIEG, LED RED, FLSH OFF, BZR ON, CSN 32-BIT MSB, IPM OFF | Ea |  | 1 Year | 30 | 5% | 28.5
68214 | HID | SEC9X-CRD-0-002K | CFG CARD, SE, STD, CFG PFL, LF OFF, HF STD/SIO/SEOS, WIEG, LED RED, FLSH GRN, BZR ON, CSN 32-BIT MSB, KPF, BFFRD 1 KEY, DOR COMPL, NO PAR, 8-BIT MSG, IPM OFF | Ea |  | 1 Year | 30 | 5% | 28.5
68215 | HID | SEC9X-CRD-0-002L | CFG CARD, SE, STD, CFG PFL, LF STD, HF STD/SIO/SEOS/MAG,WIEG, LED RED, FLSH GRN, BZR ON, OPT TAMP, OC, CSN 32-BIT MSB, EM4102 32-BIT, MAG, ABA ALL DGTS & 10 LEAD/TRAIL ZEREOS, WIEG, KPF, BFFRD 1 KEY, DOR COMPL, NO PAR, 8-BIT MSG, IPM OFF | Ea |  | 1 Year | 30 | 5% | 28.5
68216 | HID | SEC9X-CRD-0-002N | CFG CARD, SE, STD, CFG PFL, LF CST, HF STD/SIO/SEOS, WIEG, LED RED, FLSH GRN, BZR ON, CSN 32-BIT MSB, KPF, BFFRD 1 KEY, NO PAR, 4-BIT MSG, IPM OFF | Ea |  | 1 Year | 30 | 5% | 28.5
68217 | HID | SEC9X-CRD-0-002P | CFG CARD, SE, STD, CFG PFL, LF STD, HF STD/SIO/SEOS, WIEG, LED RED, FLSH GRN, BZR ON, CSN 34-BIT MSB, IPM OFF | Ea |  | 1 Year | 30 | 5% | 28.5
68218 | HID | SEC9X-CRD-0-002Q | CFG CARD, SE, STD, CFG PFL, LF OFF, HF STD/SIO/SEOS, WIEG, LED RED, FLSH GRN, BZR ON, CSN 37-BIT LSB, IPM OFF | Ea |  | 1 Year | 30 | 5% | 28.5
68219 | HID | SEC9X-CRD-0-002R | CFG CARD, SE, STD, CFG PFL, LF OFF, HF STD/SIO/SEOS, WIEG, LED OFF, FLSH OFF, BZR ON, CSN 32-BIT MSB, KPF, BFFRD 1 KEY, NO PAR, 4-BIT MSG, IPM OFF | Ea |  | 1 Year | 30 | 5% | 28.5
68220 | HID | SEC9X-CRD-0-002T | CFG CARD, SE, STD, CFG PFL, LF OFF, HF STD/SIO/SEOS, WIEG, LED RED, FLSH GRN, BZR ON, CSN 32-BIT MSB, KPF, BFFRD 1 TO 5 KEYS, PAR, USER ENTRD FC, 26-BIT MSG, IPM OFF | Ea |  | 1 Year | 30 | 5% | 28.5
68221 | HID | SEC9X-CRD-0-002U | CFG CARD, SE, STD, CFG PFL, LF STD, HF STD/SIO/SEOS, WIEG, LED OFF, FLSH OFF, BZR ON, CSN 32-BIT MSB, KPF, BFFRD 1 KEY, NO PAR, 4-BIT MSG, IPM OFF | Ea |  | 1 Year | 30 | 5% | 28.5
68222 | HID | SEC9X-CRD-0-002V | CFG CARD, SE, STD, CFG PFL, LF STD, HF STD/SIO/SEOS, WIEG, LED RED, FLSH GRN, BZR ON, CSN 32-BIT LSB, IPM OFF | Ea |  | 1 Year | 30 | 5% | 28.5
68223 | HID | SEC9X-CRD-0-002W | CFG CARD, SE, STD, CFG PFL, LF OFF, HF STD/SIO/SEOS, WIEG, LED RED, FLSH GRN, BZR ON, CSN 26-BIT (W/DEFAULT FC), KPF, BFFRD 1 KEY, NO PAR, 4-BIT MSG, IPM OFF | Ea |  | 1 Year | 30 | 5% | 28.5
68224 | HID | SEC9X-CRD-0-002Y | CFG CARD, SE, STD, CFG PFL, LF STD, HF STD/SIO/SEOS/FIPS/CAK, 485FDX, LED RED, FLSH OFF, BZR ON, OPT TAMP, OPEN COLL, FIPS 200-BIT, MIF/DES 56-BIT CSN, IPM OFF, UART OFF, WIEG ON | Ea |  | 1 Year | 30 | 5% | 28.5
68225 | HID | SEC9X-CRD-0-0031 | CFG CARD, SE, STD, CFG PFL, LF OFF, HF STD/SIO/SEOS, WIEG, LED RED, FLSH GRN, BZR ON, CSN 37-BIT LSB, KPF, BFFRD 1 KEY, DOR COMPL, NO PAR, 8-BIT MSG, IPM OFF | Ea |  | 1 Year | 30 | 5% | 28.5
68226 | HID | SEC9X-CRD-0-0032 | CFG CARD, SE, STD, CFG PFL, LF OFF, HF STD/SIO/SEOS/FIPS/CAK, 485FDX, LED OFF, FLSH OFF, BZR ON, OPT TAMP, OPEN COLL, FIPS 64-BIT, RVRS BCD, IPM OFF, UART OFF, WIEG ON | Ea |  | 1 Year | 30 | 5% | 28.5
68227 | HID | SEC9X-CRD-0-0033 | CFG CARD, SE, STD, CFG PFL, LF STD, HF STD/SIO/SEOS, WIEG, LED RED, FLSH OFF, BZR ON, CSN 32-BIT MSB, IPM OFF | Ea |  | 1 Year | 30 | 5% | 28.5
68228 | HID | SEC9X-CRD-0-0038 | CFG CARD, SE, STD, CFG PFL, LF OFF, HF STD/SIO/SEOS/FIPS/CAK, 485FDX, LED RED, FLSH GRN, BZR ON, OPT TAMP, OPEN COLL, FIPS 200-BIT, MIF/DES 56-BIT CSN, IPM OFF, UART OFF, WIEG ON | Ea |  | 1 Year | 30 | 5% | 28.5
68229 | HID | SEC9X-CRD-0-0039 | CFG CARD, SE, STD, CFG PFL, LF OFF, HF STD/SIO/SEOS/FIPS/CAK, 485FDX, LED RED, FLSH GRN, BZR ON, OPT TAMP, OPEN COLL, FIPS 75-BIT, KPF, BFFRD 1 KEY, NO PAR, 4-BIT MSG, IPM OFF, UART OFF, WIEG ON | Ea |  | 1 Year | 30 | 5% | 28.5
68230 | HID | SEC9X-CRD-0-003A | CFG CARD, SE, STD, CFG PFL, LF STD, HF STD/SIO/SEOS, WIEG, LED RED, FLSH GRN, BZR ON, CSN 26-BIT (W/DEFAULT FC), KPF, BFFRD 1 KEY, DOR COMPL, NO PAR, 8-BIT MSG, IPM OFF | Ea |  | 1 Year | 30 | 5% | 28.5
68231 | HID | SEC9X-CRD-0-003C | CFG CARD, SE, STD, CFG PFL, LF OFF, HF STD/SIO/SEOS/FIPS/CAK, 485FDX, LED OFF, FLSH OFF, BZR ON, OPT TAMP, OPEN COLL, FIPS 200-BIT, IPM OFF, UART OFF, WIEG ON | Ea |  | 1 Year | 30 | 5% | 28.5
68232 | HID | SEC9X-CRD-0-003D | CFG CARD, SE, STD, CFG PFL, LF OFF, HF STD/SIO/SEOS, WIEG, LED OFF, FLSH OFF, BZR ON, OPT TAMP, OPEN COLL, CSN 37-BIT LSB, IPM OFF | Ea |  | 1 Year | 30 | 5% | 28.5
68233 | HID | SEC9X-CRD-0-003E | CFG CARD, SE, STD, CFG PFL, LF OFF, HF STD/SIO/SEOS, WIEG, LED OFF, FLSH GRN, BZR ON, CSN 26-BIT (W/DEFAULT FC), IPM OFF | Ea |  | 1 Year | 30 | 5% | 28.5
68234 | HID | SEC9X-CRD-0-003K | CFG CARD, SE, STD, CFG PFL, LF CST, HF STD/SIO/SEOS, WIEG, LED RED, FLSH GRN, BZR OFF, CSN 32-BIT MSB, IPM OFF | Ea |  | 1 Year | 30 | 5% | 28.5
68235 | HID | SEC9X-CRD-0-003M | CFG CARD, SE, STD, CFG PFL, LF OFF, HF STD/SIO/SEOS, WIEG, LED RED, FLSH OFF, BZR OFF, CSN 56-BIT LSB, IPM OFF | Ea |  | 1 Year | 30 | 5% | 28.5
68236 | HID | SEC9X-CRD-0-003N | CFG CARD, SE, STD, CFG PFL, LF STD, HF STD/SIO/SEOS, WIEG, LED RED, FLSH GRN, BZR ON, CSN 34-BIT MSB, KPF, BFFRD 1 KEY, NO PAR, 4-BIT MSG, IPM OFF | Ea |  | 1 Year | 30 | 5% | 28.5
68237 | HID | SEC9X-CRD-0-003P | CFG CARD, SE, STD, CFG PFL, LF STD, HF STD/SIO/SEOS, WIEG, LED RED, FLSH GRN, BZR ON, CSN 37-BIT LSB, KPF, BFFRD 1 KEY, NO PAR, 4-BIT MSG, IPM OFF | Ea |  | 1 Year | 30 | 5% | 28.5
68238 | HID | SEC9X-CRD-0-003Q | CFG CARD, SE, STD, CFG PFL, LF CST, HF STD/SIO/SEOS/FIPS/CAK, 485FDX, LED RED, FLSH GRN, BZR ON, OPT TAMP, OPEN COLL, FIPS 200-BIT, IPM OFF, UART OFF, WIEG ON | Ea |  | 1 Year | 30 | 5% | 28.5
68239 | HID | SEC9X-CRD-0-003R | CFG CARD, SE, STD, CFG PFL, LF STD, HF STD/SIO/SEOS, WIEG, LED RED, FLSH GRN, BZR ON, CSN 32-BIT MSB, KPF, BFFRD 1 TO 5 KEYS, PAR, USER ENTRD FC, 26-BIT MSG, IPM OFF | Ea |  | 1 Year | 30 | 5% | 28.5
68240 | HID | SEC9X-CRD-0-003T | CFG CARD, SE, STD, CFG PFL, LF STD, HF STD/SIO/SEOS, WIEG, LED RED, FLSH GRN, BZR ON, CSN 40-BIT MSB, IPM OFF | Ea |  | 1 Year | 30 | 5% | 28.5
68241 | HID | SEC9X-CRD-0-003U | CFG CARD, SE, STD, CFG PFL, LF STD, HF STD/SIO/SEOS/FIPS/CAK, 485FDX, LED RED, FLSH OFF, BZR ON, OPT TAMP, OPEN COLL, FIPS 40-BIT, BCD, IPM OFF, UART OFF, WIEG ON | Ea |  | 1 Year | 30 | 5% | 28.5
68242 | HID | SEC9X-CRD-0-003V | CFG CARD, SE, STD, CFG PFL, LF OFF, HF STD/SIO/SEOS/MIFSPR, WIEG, LED RED, FLSH GRN, BZR ON, CSN MIF SUPPR, IPM OFF | Ea |  | 1 Year | 30 | 5% | 28.5
68243 | HID | SEC9X-CRD-0-003Y | CFG CARD, SE, STD, CFG PFL, LF STD, HF STD/SIO/SEOS/FIPS/CAK, 485HDX, LED RED, FLSH GRN, BZR ON, OPT TAMP, OPEN COLL, FIPS 64-BIT, RVRS BCD, IPM OFF, UART OFF, WIEG ON | Ea |  | 1 Year | 30 | 5% | 28.5
68244 | HID | SEC9X-CRD-0-004 | CFG CARD , KPF, BFFRD ONE TO FIVE KEYS, PARITY, USER ENTERED FC, 26-BIT MSG | Ea |  | 1 Year | 30 | 5% | 28.5
68245 | HID | SEC9X-CRD-0-0040 | CFG CARD, SE, STD, CFG PFL, LF OFF, HF STD/SIO/SEOS, WIEG, LED OFF, FLSH OFF, BZR ON, CSN 32-BIT MSB, KPF, BFFRD 1 KEY, DOR COMPL, NO PAR, 8-BIT MSG, IPM OFF | Ea |  | 1 Year | 30 | 5% | 28.5
68246 | HID | SEC9X-CRD-0-0042 | CFG CARD, SE, LF STD, HF STD/SIO/SEOS/MAG, WIEG, LED RED, FLSH GRN, BZR ON, OPT TAMP, OPEN COLL, CSN 32-BIT MSB, EM4102 32-BIT, MAG, BASIC MS RAW OUTPUT AS RECD, WIEG, IPM OFF | Ea |  | 1 Year | 30 | 5% | 28.5
68247 | HID | SEC9X-CRD-0-0044 | CFG CARD, SE, STD, CFG PFL, LF OFF, HF STD/SIO/SEOS/FIPS/CAK, 485FDX, LED RED, FLSH GRN, BZR ON, OPT TAMP, OPEN COLL, FIPS 64-BIT, BCD, KPF, BFFRD 1 KEY, NO PAR, 4-BIT MSG, IPM OFF, UART OFF, WIEG ON | Ea |  | 1 Year | 30 | 5% | 28.5
68248 | HID | SEC9X-CRD-0-0046 | CFG CARD, SE, STD, CFG PFL, LF OFF, HF STD/SIO/SEOS, WIEG, LED OFF, FLSH OFF, BZR ON, OPT TAMP, OPEN COLL, CSN 32-BIT MSB, IPM OFF | Ea |  | 1 Year | 30 | 5% | 28.5
68249 | HID | SEC9X-CRD-0-0047 | CFG CARD, SE, STD, CFG PFL, LF STD, HF STD/SIO/SEOS, WIEG, LED RED, FLSH GRN, BZR ON, CSN 32-BIT MSB, EM4102 32-BIT, KPF, BFFRD 1 KEY, NO PAR, 4-BIT MSG, IPM OFF | Ea |  | 1 Year | 30 | 5% | 28.5
68250 | HID | SEC9X-CRD-0-0048 | CFG CARD, SE, STD, CFG PFL, LF OFF, HF STD/SIO/SEOS, WIEG, LED OFF, FLSH OFF, BZR OFF, OPT TAMP, OPEN COLL, CSN 32-BIT MSB, IPM OFF | Ea |  | 1 Year | 30 | 5% | 28.5
68251 | HID | SEC9X-CRD-0-004A | CFG CARD, SE, STD, CFG PFL, LF STD, HF STD/SIO/SEOS/FIPS/CAK, 485FDX, LED RED, FLSH OFF, BZR ON, OPT TAMP, OPEN COLL, FIPS 75-BIT, IPM OFF, UART OFF, WIEG ON | Ea |  | 1 Year | 30 | 5% | 28.5
68252 | HID | SEC9X-CRD-0-004C | CFG CARD, SE, STD, CFG PFL, LF OFF, HF STD/SIO/SEOS, WIEG, LED RED, FLSH GRN, BZR ON, KPF, BFFRD 1 KEY, DOR COMPL, NO PAR, 8-BIT MSG, IPM OFF | Ea |  | 1 Year | 30 | 5% | 28.5
68253 | HID | SEC9X-CRD-0-004D | CFG CARD, SE, STD, CFG PFL, LF OFF, HF STD/SIO/SEOS, WIEG, LED OFF, FLSH OFF, BZR OFF, CSN 34-BIT MSB, KPF, BFFRD 1 KEY, PAR, 6-BIT MSG, IPM OFF | Ea |  | 1 Year | 30 | 5% | 28.5
68254 | HID | SEC9X-CRD-0-004F | CFG CARD, SE, STD, CFG PFL, LF OFF, HF STD/SIO/SEOS/MIFSPR, WIEG, LED OFF, FLSH OFF, BZR ON, OPT TAMP, OPEN COLL, CSN MIF SUPPR, IPM OFF | Ea |  | 1 Year | 30 | 5% | 28.5
68255 | HID | SEC9X-CRD-0-004G | CFG CARD, SE, STD, CFG PFL, LF OFF, HF STD/SIO/SEOS, WIEG, LED RED, FLSH OFF, BZR ON, OPT TAMP, OPEN COLL, CSN 26-BIT (W/DEFAULT FC), IPM OFF | Ea |  | 1 Year | 30 | 5% | 28.5
68256 | HID | SEC9X-CRD-0-004H | CFG CARD, SE, STD, CFG PFL, LF OFF, HF STD/SIO/SEOS, WIEG, LED OFF, FLSH OFF, BZR OFF, CSN 26-BIT (W/DEFAULT FC), IPM OFF | Ea |  | 1 Year | 30 | 5% | 28.5
68257 | HID | SEC9X-CRD-0-004J | CFG CARD, SE, STD, CFG PFL, LF STD, HF STD/SIO/SEOS, WIEG, LED RED, FLSH GRN, BZR ON, CSN 26-BIT (W/DEFAULT FC), KPF, BFFRD 1 KEY, NO PAR, 4-BIT MSG, IPM OFF | Ea |  | 1 Year | 30 | 5% | 28.5
68258 | HID | SEC9X-CRD-0-004K | CFG CARD, SE, STD, CFG PFL, LF OFF, HF STD/SIO/SEOS/FIPS/CAK, 485FDX, LED RED, FLSH GRN, BZR ON, OPT TAMP, OPEN COLL, FIPS 200-BIT, MIF/DES 56-BIT CSN, KPF, BFFRD 1 KEY, NO PAR, 4-BIT MSG, IPM OFF, UART OFF, WIEG ON | Ea |  | 1 Year | 30 | 5% | 28.5
68259 | HID | SEC9X-CRD-0-004L | CFG CARD, SE, STD, CFG PFL, LF OFF, HF STD/SIO/SEOS/MIFSPR, WIEG, LED RED, FLSH GRN, BZR ON, CSN MIF SUPPR, KPF, BFFRD 1 KEY, DOR COMPL, NO PAR, 8-BIT MSG, IPM OFF | Ea |  | 1 Year | 30 | 5% | 28.5
68260 | HID | SEC9X-CRD-0-004M | CFG CARD, SE, STD, CFG PFL, LF OFF, HF STD/SIO/SEOS/FIPS/CAK, 485FDX, LED RED, FLSH GRN, BZR ON, OPT TAMP, OPEN COLL, FIPS 200-BIT, KPF, BFFRD 1 KEY, NO PAR, 4-BIT MSG, IPM OFF, UART OFF, WIEG ON | Ea |  | 1 Year | 30 | 5% | 28.5
68261 | HID | SEC9X-CRD-0-004P | CFG CARD, SE, STD, CFG PFL, LF CST, HF STD/SIO/SEOS, WIEG, LED RED, FLSH GRN, BZR ON, CSN 32-BIT MSB, KPF, BFFRD 1 KEY, DOR COMPL, NO PAR, 8-BIT MSG, IPM OFF | Ea |  | 1 Year | 30 | 5% | 28.5
68262 | HID | SEC9X-CRD-0-004Q | CFG CARD, SE, STD, CFG PFL, LF OFF, HF STD/SIO/SEOS, WIEG, LED RED, FLSH GRN, BZR OFF, CSN 26-BIT (W/DEFAULT FC), KPF, BFFRD 1 KEY, NO PAR, 4-BIT MSG, IPM OFF | Ea |  | 1 Year | 30 | 5% | 28.5
68263 | HID | SEC9X-CRD-0-004R | CFG CARD, SE, STD, CFG PFL, LF STD, HF STD/SIO/SEOS/FIPS/CAK, 485HDX, LED RED, FLSH GRN, BZR ON, OPT TAMP, OPEN COLL, FIPS 64-BIT, RVRS BCD, KPF, BFFRD 1 KEY, NO PAR, 4-BIT MSG, IPM OFF, UART OFF, WIEG ON | Ea |  | 1 Year | 30 | 5% | 28.5
68264 | HID | SEC9X-CRD-0-004T | CFG CARD, SE, STD, CFG PFL, LF STD, HF STD/SIO/SEOS, WIEG, LED RED, FLSH GRN, BZR ON, CSN 26-BIT (W/DEFAULT FC), IPM OFF | Ea |  | 1 Year | 30 | 5% | 28.5
68265 | HID | SEC9X-CRD-0-004U | CFG CARD, SE, STD, CFG PFL, LF OFF, HF STD/SIO/SEOS, WIEG, LED RED, FLSH OFF, BZR ON, OPT TAMP, OPEN COLL, CSN 26-BIT (W/DEFAULT FC), KPF, BFFRD 1 KEY, DOR COMPL, NO PAR, 8-BIT MSG, IPM OFF | Ea |  | 1 Year | 30 | 5% | 28.5
68266 | HID | SEC9X-CRD-0-004V | CFG CARD, SE, STD, CFG PFL, LF STD, HF STD/SIO/SEOS/FIPS/CAK, 485FDX, LED RED, FLSH GRN, BZR ON, OPT TAMP, OPEN COLL, FIPS 40-BIT, BCD, IPM OFF, UART OFF, WIEG ON | Ea |  | 1 Year | 30 | 5% | 28.5
68267 | HID | SEC9X-CRD-0-004W | CFG CARD, SE, STD, CFG PFL, LF OFF, HF STD/SIO/SEOS, WIEG, LED RED, FLSH OFF, BZR ON, CSN 40-BIT MSB, IPM OFF | Ea |  | 1 Year | 30 | 5% | 28.5
68268 | HID | SEC9X-CRD-0-004Y | CFG CARD, SE, STD, CFG PFL, LF STD, HF STD/SIO/SEOS/FIPS/CAK, 485FDX, LED RED, FLSH OFF, BZR ON, OPT TAMP, OPEN COLL, FIPS 75-BIT, KPF, BFFRD 1 TO 5 KEYS, PAR, USER ENTRD FC, 26-BIT MSG, IPM OFF, UART OFF, WIEG ON | Ea |  | 1 Year | 30 | 5% | 28.5
68269 | HID | SEC9X-CRD-0-0050 | CFG CARD, SE, STD, CFG PFL, LF OFF, HF STD/SIO/SEOS, WIEG, LED OFF, FLSH OFF, BZR ON, OPT TAMP, OPEN COLL, CSN 32-BIT MSB, KPF, BFFRD 1 KEY, DOR COMPL, NO PAR, 8-BIT MSG, IPM OFF | Ea |  | 1 Year | 30 | 5% | 28.5
68270 | HID | SEC9X-CRD-0-0051 | CFG CARD, SE, STD, CFG PFL, LF STD, HF STD/SIO/SEOS/,MAG, WIEG, LED RED, FLSH GRN, BZR ON, OPT TAMP, OPEN COLL, CSN 32-BIT MSB, EM4102 32 BIT, MAG, ABA ALL DGTS +10 LEAD/TRAIL ZEROS, IPM OFF | Ea |  | 1 Year | 30 | 5% | 28.5
68271 | HID | SEC9X-CRD-0-0054 | CFG CARD, SE, STD, CFG PFL, LF OFF, HF STD/SIO/SEOS/FIPS/CAK, 485FDX, LED RED, FLSH OFF, BZR ON, OPT TAMP, OPEN COLL, FIPS 64-BIT, RVRS BCD, KPF, BFFRD 1 KEY, NO PAR, 4-BIT MSG, IPM OFF, UART OFF, WIEG ON | Ea |  | 1 Year | 30 | 5% | 28.5
68272 | HID | SEC9X-CRD-0-0056 | CFG CARD, SE, STD, CFG PFL, LF STD, HF STD/SIO/SEOS, WIEG, LED RED, FLSH GRN, BZR ON, CSN 32-BIT MSB, EM4102 32-BIT, IPM OFF | Ea |  | 1 Year | 30 | 5% | 28.5
68273 | HID | SEC9X-CRD-0-0057 | CFG CARD, SE, STD, CFG PFL, LF STD, HF STD/SIO/SEOS, WIEG, LED OFF, FLSH OFF, BZR ON, CSN 32-BIT MSB, KPF, BFFRD 1 KEY, DOR COMPL, NO PAR, 8-BIT MSG, IPM OFF | Ea |  | 1 Year | 30 | 5% | 28.5
68274 | HID | SEC9X-CRD-0-0059 | CFG CARD, SE, STD, CFG PFL, LF OFF, HF STD/SIO/SEOS/MIFSPR, WIEG, LED RED, FLSH GRN, BZR ON, CSN MIF SUPPR, KPF, BFFRD 1 KEY, NO PAR, 4-BIT MSG, IPM OFF | Ea |  | 1 Year | 30 | 5% | 28.5
68275 | HID | SEC9X-CRD-0-005A | CFG CARD, SE, STD, CFG PFL, LF OFF, HF STD/SIO/SEOS, WIEG, LED RED, FLSH GRN, BZR ON, CSN 32-BIT LSB, KPF, BFFRD 1 KEY, NO PAR, 4-BIT MSG, IPM OFF | Ea |  | 1 Year | 30 | 5% | 28.5
68276 | HID | SEC9X-CRD-0-005B | CFG CARD, SE, STD, CFG PFL, LF OFF, HF STD/SIO/SEOS, WIEG, LED RED, FLSH OFF, BZR ON, CSN 34-BIT MSB, IPM OFF | Ea |  | 1 Year | 30 | 5% | 28.5
68277 | HID | SEC9X-CRD-0-005D | CFG CARD, SE, STD, CFG PFL, LF STD, HF STD/SIO/SEOS/FIPS/CAK, 485FDX, LED RED, FLSH GRN, BZR ON, OPT TAMP, OPEN COLL, FIPS 75-BIT, MIF/DES 56-BIT CSN, KPF, BFFRD 1 KEY, NO PAR, 4-BIT MSG, IPM OFF, UART OFF, WIEG ON | Ea |  | 1 Year | 30 | 5% | 28.5
68278 | HID | SEC9X-CRD-0-005E | CFG CARD, SE, STD, CFG PFL, LF STD, HF STD/SIO/SEOS, WIEG, PIG, BLK, STD-1, LED RED, FLSH OFF, BZR ON, OPT TAMP, OPEN COLL, CSN 34-BIT MSB, EM4102 32-BIT, KPF, BFFRD 1 KEY, DOR COMPL, NO PAR, 8-BIT MSG, IPM OFF | Ea |  | 1 Year | 30 | 5% | 28.5
68279 | HID | SEC9X-CRD-0-005F | CFG CARD, SE, STD, CFG PFL, LF CST, HF STD/SIO/SEOS, WIEG, LED RED, FLSH OFF, BZR ON, CSN 32-BIT MSB, IPM OFF | Ea |  | 1 Year | 30 | 5% | 28.5
68280 | HID | SEC9X-CRD-0-005J | CFG CARD, SE, STD, CFG PFL, LF OFF, HF STD/SIO/SEOS, WIEG, LED RED, FLSH GRN, BZR ON, CSN 56-BIT LSB, IPM OFF | Ea |  | 1 Year | 30 | 5% | 28.5
68281 | HID | SEC9X-CRD-0-005K | CFG CARD, SE, STD, CFG PFL, LF OFF, HF STD/SIO/SEOS, WIEG, LED RED, FLSH GRN, BZR ON, CSN 40-BIT MSB, KPF, BFFRD 1 KEY, NO PAR, 4-BIT MSG, IPM OFF | Ea |  | 1 Year | 30 | 5% | 28.5
68282 | HID | SEC9X-CRD-0-005L | CFG CARD, SE, STD, CFG PFL, LF OFF, HF STD/SIO/SEOS, WIEG, LED RED, FLSH GRN, BZR ON, CSN 32-BIT MSB, KPF, LOCAL PIN VERIFY, IPM OFF | Ea |  | 1 Year | 30 | 5% | 28.5
68283 | HID | SEC9X-CRD-0-005P | CFG CARD, SE, STD, CFG PFL, LF STD, HF STD/SIO/SEOS/FIPS/CAK, 485FDX, LED RED, FLSH GRN, BZR ON, OPT TAMP, OPEN COLL, FIPS 75-BIT, KPF, BFFRD 1 TO 5 KEYS, PAR, USER ENTRD FC, 26-BIT MSG, IPM OFF, UART OFF, WIEG ON | Ea |  | 1 Year | 30 | 5% | 28.5
68284 | HID | SEC9X-CRD-0-005Q | CFG CARD, SE, STD, CFG PFL, LF STD, HF STD/SIO/SEOS, WIEG, LED RED, FLSH GRN, BZR ON, EM4102 26-BIT, MIFARE CSN SUPPR, WIEG, IPM OFF | Ea |  | 1 Year | 30 | 5% | 28.5
68285 | HID | SEC9X-CRD-0-005T | CFG CARD, SE, STD, CFG PFL, LF STD, HF STD/SIO/SEOS/FIPS/CAK, 485FDX, LED RED, FLSH GRN, BZR ON, OPT TAMP, OPEN COLL, FIPS 200-BIT, KPF, BFFRD 1 TO 5 KEYS, PAR, USER ENTRD FC, 26-BIT MSG, IPM OFF, UART OFF, WIEG ON | Ea |  | 1 Year | 30 | 5% | 28.5
68286 | HID | SEC9X-CRD-0-005W | CFG CARD, SE, STD, CFG PFL, LF OFF, HF STD/SIO/SEOS/FIPS/CAK, 485FDX, LED RED, FLSH GRN, BZR ON, OPT TAMP, OPEN COLL, FIPS 64-BIT, BCD, IPM OFF, UART OFF, WIEG ON | Ea |  | 1 Year | 30 | 5% | 28.5
68287 | HID | SEC9X-CRD-0-005Y | CFG CARD, SE, STD, CFG PFL, LF OFF, HF STD/SIO/SEOS, WIEG, LED RED, FLSH GRN, BZR OFF, CSN 26-BIT (W/DEFAULT FC), IPM OFF | Ea |  | 1 Year | 30 | 5% | 28.5
68288 | HID | SEC9X-CRD-0-0060 | CFG CARD, SE, STD, CFG PFL, LF STD, HF STD/SIO/SEOS/MIFSPR, WIEG, LED RED, FLSH GRN, BZR ON, CSN MIF SUPPR, KPF, BFFRD 1 KEY, DOR COMPL, NO PAR, 8-BIT MSG, IPM OFF | Ea |  | 1 Year | 30 | 5% | 28.5
68289 | HID | SEC9X-CRD-0-0061 | CFG CARD, SE, STD, CFG PFL, LF OFF, HF STD/SIO/SEOS, WIEG, LED OFF, FLSH OFF, BZR ON, CSN 26-BIT (W/DEFAULT FC), IPM OFF | Ea |  | 1 Year | 30 | 5% | 28.5
68290 | HID | SEC9X-CRD-0-0062 | CFG CARD, SE, STD, CFG PFL, LF OFF, HF STD/SIO/SEOS/FIPS/CAK, 485FDX, LED RED, FLSH GRN, BZR ON, OPT TAMP, OPEN COLL, FIPS 200-BIT, KPF, BFFRD 1 KEY, DOR COMPL, NO PAR, 8-BIT MSG, IPM OFF, UART OFF, WIEG ON | Ea |  | 1 Year | 30 | 5% | 28.5
68291 | HID | SEC9X-CRD-0-0065 | CFG CARD, SE, STD, CFG PFL, LF STD, HF STD/SIO/SEOS, WIEG, LED RED, FLSH GRN, BZR ON, CSN 26-BIT (W/DEFAULT FC), KPF, BFFRD 1 TO 5 KEYS, PAR, USER ENTRD FC, 26-BIT MSG, IPM OFF | Ea |  | 1 Year | 30 | 5% | 28.5
68292 | HID | SEC9X-CRD-0-0066 | CFG CARD, SE, STD, CFG PFL, LF OFF, HF STD/SIO/SEOS, WIEG, LED OFF, FLSH OFF, BZR ON, OPT TAMP, OPEN COLL, CSN 32-BIT MSB, KPF, BFFRD 1 KEY, NO PAR, 4-BIT MSG, IPM OFF | Ea |  | 1 Year | 30 | 5% | 28.5
68293 | HID | SEC9X-CRD-0-0068 | CFG CARD, SE, STD, CFG PFL, LF STD, HF STD/SIO/SEOS/FIPS/CAK, 485FDX, LED RED, FLSH OFF, BZR ON, OPT TAMP, OPEN COLL, FIPS 75-BIT, KPF, BFFRD 1 KEY, DOR COMPL, NO PAR, 8-BIT MSG, IPM OFF, UART OFF, WIEG ON | Ea |  | 1 Year | 30 | 5% | 28.5
68294 | HID | SEC9X-CRD-0-006A | CFG CARD, SE, STD, CFG PFL, LF OFF, HF STD/SIO/SEOS, WIEG, LED RED, FLSH GRN, BZR ON, OPT TAMP, OPEN COLL, CSN 37-BIT LSB, KPF, BFFRD 1 KEY, NO PAR, 4-BIT MSG, IPM OFF | Ea |  | 1 Year | 30 | 5% | 28.5
68295 | HID | SEC9X-CRD-0-006B | CFG CARD, SE, STD, CFG PFL, LF OFF, HF STD/SIO/SEOS, WIEG, LED OFF, FLSH GRN, BZR ON, OPT TAMP, OPEN COLL, CSN 32-BIT MSB, IPM OFF | Ea |  | 1 Year | 30 | 5% | 28.5
68296 | HID | SEC9X-CRD-0-006C | CFG CARD, SE, STD, CFG PFL, LF STD, HF STD/SIO/SEOS, WIEG, LED RED, FLSH OFF, BZR OFF, CSN 32-BIT MSB, IPM OFF | Ea |  | 1 Year | 30 | 5% | 28.5
68297 | HID | SEC9X-CRD-0-006F | CFG CARD, SE, STD, CFG PFL, LF STD, HF STD/SIO/SEOS/FIPS/CAK, 485FDX, LED RED, FLSH GRN, BZR ON, OPT TAMP, OPEN COLL, FIPS 64-BIT, RVRS BCD, KPF, BFFRD 1 KEY, DOR COMPL, NO PAR, 8-BIT MSG, IPM OFF, UART OFF, WIEG ON | Ea |  | 1 Year | 30 | 5% | 28.5
68298 | HID | SEC9X-CRD-0-006G | CFG CARD, SE, STD, CFG PFL, LF STD, HF STD/SIO/SEOS, WIEG, LED RED, FLSH GRN, BZR ON, OPT TAMP, OPEN COLL, CSN 26-BIT (W/DEFAULT FC), IPM OFF | Ea |  | 1 Year | 30 | 5% | 28.5
68299 | HID | SEC9X-CRD-0-006H | CFG CARD, SE, STD, CFG PFL, LF OFF, HF STD/SIO/SEOS/MAG, WIEG, LED RED, FLSH GRN, BZR ON, OPT TAMP, OPEN COLL, CSN 32-BIT MSB,ABA ALL DGTS + 10 LEAD/TRAIL ZEROS, WIEG, IPM OFF | Ea |  | 1 Year | 30 | 5% | 28.5
68300 | HID | SEC9X-CRD-0-006J | CFG CARD, SE, STD, CFG PFL, LF OFF, HF STD/SIO/SEOS, C&D, LED RED, FLSH GRN, BZR ON, CSN 32-BIT MSB, IPM OFF | Ea |  | 1 Year | 30 | 5% | 28.5
68301 | HID | SEC9X-CRD-0-006K | CFG CARD, SE, STD, CFG PFL, LF OFF, HF STD/SIO/SEOS, WIEG, LED OFF, FLSH GRN, BZR ON, CSN 32-BIT MSB, IPM OFF | Ea |  | 1 Year | 30 | 5% | 28.5
68302 | HID | SEC9X-CRD-0-006M | CFG CARD, SE, STD, CFG PFL, LF OFF, HF STD/SIO/SEOS, WIEG, LED OFF, FLSH OFF, BZR ON, CSN 34-BIT MSB, KPF, BFFRD 1 KEY, DOR COMPL, NO PAR, 8-BIT MSG, IPM OFF | Ea |  | 1 Year | 30 | 5% | 28.5
68303 | HID | SEC9X-CRD-0-006Q | CFG CARD, SE, STD, CFG PFL, LF OFF, HF STD/SIO/SEOS/FIPS/CAK, 485FDX, LED OFF, FLSH OFF, BZR ON, OPT TAMP, OPEN COLL, FIPS 75-BIT, KPF, BFFRD 1 KEY, NO PAR, 4-BIT MSG, IPM OFF, UART OFF, WIEG ON | Ea |  | 1 Year | 30 | 5% | 28.5
68304 | HID | SEC9X-CRD-0-006T | CFG CARD, SE, STD, CFG PFL, LF STD, HF STD/SIO/SEOS/FIPS/CAK, 485FDX, LED RED, FLSH GRN, BZR ON, OPT TAMP, OPEN COLL, FIPS 200-BIT, MIF/DES 56-BIT CSN, IPM OFF, UART OFF, WIEG ON | Ea |  | 1 Year | 30 | 5% | 28.5
68305 | HID | SEC9X-CRD-0-006V | CFG CARD, SE, STD, CFG PFL, LF OFF, HF STD/SIO/SEOS/FIPS/CAK, 485FDX, LED RED, FLSH GRN, BZR ON, OPT TAMP, OPEN COLL, FIPS 200-BIT, MIF/DES 26-BIT CSN, KPF, BFFRD 1 KEY, NO PAR, 4-BIT MSG, IPM OFF, UART OFF, WIEG ON | Ea |  | 1 Year | 30 | 5% | 28.5
68306 | HID | SEC9X-CRD-0-006W | CFG CARD, SE, STD, CFG PFL, LF OFF, HF STD/SIO/SEOS/FIPS/CAK, 485FDX, LED RED, FLSH OFF, BZR ON, OPT TAMP, OPEN COLL, FIPS 64-BIT, RVRS BCD, IPM OFF, UART OFF, WIEG ON | Ea |  | 1 Year | 30 | 5% | 28.5
68307 | HID | SEC9X-CRD-0-006Y | CFG CARD, SE, STD, CFG PFL, LF STD, HF STD/SIO/SEOS, WIEG, LED OFF, FLSH OFF, BZR OFF, CSN 32-BIT MSB, IPM OFF | Ea |  | 1 Year | 30 | 5% | 28.5
68308 | HID | SEC9X-CRD-0-0070 | CFG CARD, SE, STD, CFG PFL, LF OFF, HF STD/SIO/SEOS, WIEG, LED RED, FLSH GRN, BZR OFF, CSN 32-BIT MSB, KPF, BFFRD 1 KEY, NO PAR, 4-BIT MSG, IPM OFF | Ea |  | 1 Year | 30 | 5% | 28.5
68309 | HID | SEC9X-CRD-0-0071 | CFG CARD, SE, STD, CFG PFL, LF OFF, HF STD/SIO/SEOS, WIEG, LED RED, FLSH GRN, BZR ON, CSN 34-BIT MSB, KPF, BFFRD 1 KEY, NO PAR, 4-BIT MSG, IPM OFF | Ea |  | 1 Year | 30 | 5% | 28.5
68310 | HID | SEC9X-CRD-0-0072 | CFG CARD, SE, STD, CFG PFL, LF OFF, HF STD/SIO/SEOS/MIFSPR, WIEG, LED OFF, FLSH OFF, BZR ON, CSN MIF SUPPR, KPF, BFFRD 1 KEY, DOR COMPL, NO PAR, 8-BIT MSG, IPM OFF | Ea |  | 1 Year | 30 | 5% | 28.5
68311 | HID | SEC9X-CRD-0-0073 | CFG CARD, SE, STD, CFG PFL, LF OFF, HF STD/SIO/SEOS/FIPS/CAK, 485FDX, LED RED, FLSH OFF, BZR ON, OPT TAMP, OPEN COLL, FIPS 64-BIT, BCD, KPF, BFFRD 1 KEY, NO PAR, 4-BIT MSG, IPM OFF, UART OFF, WIEG ON | Ea |  | 1 Year | 30 | 5% | 28.5
68312 | HID | SEC9X-CRD-0-0075 | CFG CARD, SE, STD, CFG PFL, LF OFF, HF STD/SIO/SEOS/MAG, WIEG, LED RED, FLSH GRN, BZR ON, OPT TAMP, OPEN COLL, CSN 32-BIT MSB, BASIC MS RAW OUTPUT AS RECD, IPM OFF | Ea |  | 1 Year | 30 | 5% | 28.5
68313 | HID | SEC9X-CRD-0-0076 | CFG CARD, SE, STD, CFG PFL, LF STD, HF STD/SIO/SEOS, WIEG, LED RED, FLSH GRN, BZR ON, CSN 32-BIT LSB, KPF, BFFRD 1 KEY, NO PAR, 4-BIT MSG, IPM OFF | Ea |  | 1 Year | 30 | 5% | 28.5
68314 | HID | SEC9X-CRD-0-007B | CFG CARD, SE, STD, CFG PFL, LF STD, HF STD/SIO/SEOS/FIPS/CAK, 485FDX, LED RED, FLSH OFF, BZR ON, OPT TAMP, OPEN COLL, FIPS 64-BIT, BCD, IPM OFF, UART OFF, WIEG ON | Ea |  | 1 Year | 30 | 5% | 28.5
68315 | HID | SEC9X-CRD-0-007C | CFG CARD, SE, STD, CFG PFL, LF STD, HF STD/SIO/SEOS/MAG, WIEG, LED RED, FLSH GRN, BZR ON, OPT TAMP, OPEN COLL, CSN 32-BIT MSB, EM4102 32-BIT, MAG, ABA ALL DGTS + 10 LEAD/TRAIL ZEREOS, WIEG, KPF, BFFRD 1 KEY, NO PAR, 4-BIT MSG, IPM OFF | Ea |  | 1 Year | 30 | 5% | 28.5
68316 | HID | SEC9X-CRD-0-007D | CFG CARD, SE, STD, CFG PFL, LF STD, HF STD/SIO/SEOS, WIEG, LED RED, FLSH GRN, BZR OFF, CSN 32-BIT MSB, IPM OFF | Ea |  | 1 Year | 30 | 5% | 28.5
68317 | HID | SEC9X-CRD-0-007E | CFG CARD, SE, STD, CFG PFL, LF OFF, HF STD/SIO/SEOS/FIPS/CAK, 485FDX, LED OFF, FLSH OFF, BZR ON, OPT TAMP, OPEN COLL, FIPS 40-BIT, RVRS BCD, KPF, BFFRD 1 KEY, NO PAR, 4-BIT MSG, IPM OFF, UART OFF, WIEG ON | Ea |  | 1 Year | 30 | 5% | 28.5
68318 | HID | SEC9X-CRD-0-007G | CFG CARD, SE, STD, CFG PFL, LF STD, HF STD/SIO/SEOS, WIEG, LED RED, FLSH GRN, BZR ON, OPT TAMP, OPEN COLL, CSN 26-BIT (W/DEFAULT FC), KPF, BFFRD 1 KEY, NO PAR, 4-BIT MSG, IPM OFF | Ea |  | 1 Year | 30 | 5% | 28.5
68319 | HID | SEC9X-CRD-0-007J | CFG CARD, SE, STD, CFG PFL, LF OFF, HF STD/SIO/SEOS/FIPS/CAK, 485FDX, LED RED, FLSH GRN, BZR ON, OPT TAMP, OPEN COLL, FIPS 200-BIT, MIF/DES 26-BIT CSN, IPM OFF, UART OFF, WIEG ON | Ea |  | 1 Year | 30 | 5% | 28.5
68320 | HID | SEC9X-CRD-0-007L | CFG CARD, SE, STD, CFG PFL, LF OFF, HF STD/SIO/SEOS, WIEG, LED OFF, FLSH OFF, BZR ON, CSN 32-BIT MSB, KPF, BFFRD 1 KEY, PAR, 6-BIT MSG, IPM OFF | Ea |  | 1 Year | 30 | 5% | 28.5
68321 | HID | SEC9X-CRD-0-007N | CFG CARD, SE, STD, CFG PFL, LF OFF, HF ICLASS SIO/SEOS, WIEG, LED BLUE, FLSH OFF, BZR ON, OPT TAMP, OPEN COLL, TEST KEYS, CSN SUPPR, IPM OFF, UART OFF | Ea |  | 1 Year | 30 | 5% | 28.5
68322 | HID | SEC9X-CRD-0-007Q | CFG CARD, SE, STD, CFG PFL, LF OFF, HF STD/SIO/SEOS, WIEG, LED RED, FLSH GRN, BZR ON, CSN 32-BIT MSB, KPF, BFFRD 1 KEY, PAR, 6-BIT MSG, IPM OFF | Ea |  | 1 Year | 30 | 5% | 28.5
68323 | HID | SEC9X-CRD-0-007R | CFG CARD, SE, STD, CFG PFL, LF OFF, HF STD/SIO/SEOS, WIEG, LED RED, FLSH GRN, BZR ON, CSN 26-BIT (W/DEFAULT FC), KPF, BFFRD 1 TO 5 KEYS, PAR, USER ENTRD FC, 26-BIT MSG, IPM OFF | Ea |  | 1 Year | 30 | 5% | 28.5
68324 | HID | SEC9X-CRD-0-007T | CFG CARD, SE, STD, CFG PFL, LF CST, HF STD/SIO/SEOS, WIEG, LED RED, FLSH GRN, BZR ON, CSN 26-BIT (W/DEFAULT FC), KPF, BFFRD 1 KEY, NO PAR, 4-BIT MSG, IPM OFF | Ea |  | 1 Year | 30 | 5% | 28.5
68325 | HID | SEC9X-CRD-0-007V | CFG CARD, SE, STD, LF OFF, HF STD/SIO/SEOS, 485HDX, A/V OFF, OSDP, OPT TAMP, OPEN COLL, OSDP TAM ENE KEY, POLL=75MS, CSN 32-BIT MSB, IPM OFF, UART OFF, WEIG, OFF | Ea |  | 1 Year | 30 | 5% | 28.5
68326 | HID | SEC9X-CRD-0-007W | CFG CARD, SE, STD, CFG PFL, LF OFF, HF ICLASS SIO/SEOS, WIEG, LED BLUE, FLSH OFF, BZR ON, OPT TAMP, OPEN COLL, TEST KEYS, KPF, BFFRD 1 KEY, NO PAR, 4-BIT MSG, CSN SUPPR, IPM OFF, UART OFF | Ea |  | 1 Year | 30 | 5% | 28.5
68327 | HID | SEC9X-CRD-0-0080 | CFG CARD, SE, STD, CFG PFL, LF STD, HF STD/SIO/SEOS, WIEG, LED RED, FLSH OFF, BZR ON, CSN 32-BIT MSB, EM4102 32-BIT, KPF, BFFRD 6 KEYS, PAR, 26-BIT MSG, IPM OFF | Ea |  | 1 Year | 30 | 5% | 28.5
68328 | HID | SEC9X-CRD-0-0083 | CFG CARD, SE, STD, CFG PFL, LF CST, HF STD/SIO/SEOS/FIPS/CAK, 485FDX, LED RED, FLSH GRN, BZR ON, OPT TAMP, OPEN COLL, FIPS 200-BIT, KPF, BFFRD 1 KEY, DOR COMPL, NO PAR, 8-BIT MSG, IPM OFF, UART OFF, WIEG ON | Ea |  | 1 Year | 30 | 5% | 28.5
68329 | HID | SEC9X-CRD-0-0088 | CFG CARD, SE, STD, CFG PFL, LF OFF, HF STD/SIO/SEOS/FIPS/CAK, 485HDX, LED RED, FLSH GRN, BZR ON, OPT TAMP, OPEN COLL, FIPS 64-BIT, RVRS BCD, IPM OFF, UART OFF, WIEG ON | Ea |  | 1 Year | 30 | 5% | 28.5
68330 | HID | SEC9X-CRD-0-0089 | CFG CARD, SE, STD, CFG PFL, LF OFF, HF STD/SIO/SEOS, WIEG, LED RED, FLSH OFF, BZR ON, CSN 26-BIT (W/DEFAULT FC), KPF, BFFRD 1 KEY, DOR COMPL, NO PAR, 8-BIT MSG, IPM OFF | Ea |  | 1 Year | 30 | 5% | 28.5
68331 | HID | SEC9X-CRD-0-008A | CFG CARD, SE, STD, CFG PFL, LF STD, HF STD/SIO/SEOS, C&D, LED RED, FLSH GRN, BZR ON, CSN 32-BIT MSB, IPM OFF | Ea |  | 1 Year | 30 | 5% | 28.5
68332 | HID | SEC9X-CRD-0-008B | CFG CARD, SE, STD, CFG PFL, LF OFF, HF STD/SIO/SEOS, C&D, LED RED, FLSH GRN, BZR ON, CSN 26-BIT (W/DEFAULT FC), IPM OFF | Ea |  | 1 Year | 30 | 5% | 28.5
68333 | HID | SEC9X-CRD-0-008C | CFG CARD, SE, STD, CFG PFL, LF CST, HF STD/SIO/SEOS, C&D, LED RED, FLSH GRN, BZR ON, CSN 32-BIT MSB, IPM OFF | Ea |  | 1 Year | 30 | 5% | 28.5
68334 | HID | SEC9X-CRD-0-008D | CFG CARD, SE, STD, CFG PFL, LF STD, HF STD/SIO/SEOS, WIEG, LED OFF, FLSH GRN, BZR ON, CSN 32-BIT MSB, IPM OFF | Ea |  | 1 Year | 30 | 5% | 28.5
68335 | HID | SEC9X-CRD-0-008E | CFG CARD, SE, STD, CFG PFL, LF OFF, HF STD/SIO/SEOS, WIEG, LED OFF, FLSH OFF, BZR ON, CSN 26-BIT (W/DEFAULT FC), KPF, BFFRD 1 TO 5 KEYS, PAR, USER ENTRD FC, 26-BIT MSG, IPM OFF | Ea |  | 1 Year | 30 | 5% | 28.5
68336 | HID | SEC9X-CRD-0-008F | CFG CARD, SE, STD, CFG PFL, LF OFF, HF STD/SIO/SEOS, WIEG, LED OFF, FLSH OFF, BZR OFF, CSN 32-BIT MSB, KPF, BFFRD 1 KEY, DOR COMPL, NO PAR, 8-BIT MSG, IPM OFF | Ea |  | 1 Year | 30 | 5% | 28.5
68337 | HID | SEC9X-CRD-0-008J | CFG CARD, SE, STD, CFG PFL, LF STD, HF STD/SIO/SEOS, WIEG, LED RED, FLSH OFF, BZR ON, CSN 32-BIT MSB, KPF, BFFRD 1 KEY, NO PAR, 4-BIT MSG, IPM OFF | Ea |  | 1 Year | 30 | 5% | 28.5
68338 | HID | SEC9X-CRD-0-008L | CFG CARD, SE, STD, CFG PFL, LF OFF, HF STD/SIO/SEOS, WIEG, LED OFF, FLSH OFF, BZR ON, CSN 34-BIT MSB, IPM OFF | Ea |  | 1 Year | 30 | 5% | 28.5
68339 | HID | SEC9X-CRD-0-008P | CFG CARD, SE, STD, CFG PFL, LF OFF, HF STD/SIO/SEOS/FIPS/CAK, 485FDX, LED RED, FLSH GRN, BZR ON, OPT TAMP, OPEN COLL, FIPS 75-BIT, KPF, BFFRD 1 TO 5 KEYS, PAR, USER ENTRD FC, 26-BIT MSG, IPM OFF, UART OFF, WIEG ON | Ea |  | 1 Year | 30 | 5% | 28.5
68340 | HID | SEC9X-CRD-0-008T | CFG CARD, SE, STD, CFG PFL, LF OFF, HF STD/SIO/SEOS, WIEG, LED RED, FLSH GRN, BZR ON, CSN 26-BIT (W/DEFAULT FC), KPF, BFFRD 1 KEY, DOR COMPL, NO PAR, 8-BIT MSG, IPM OFF | Ea |  | 1 Year | 30 | 5% | 28.5
68341 | HID | SEC9X-CRD-0-008U | CFG CARD, SE, STD, CFG PFL, LF STD, HF STD/SIO/SEOS/FIPS/CAK, 485FDX, LED OFF, FLSH OFF, BZR ON, OPT TAMP, OPEN COLL, FIPS 200-BIT, IPM OFF, UART OFF, WIEG ON | Ea |  | 1 Year | 30 | 5% | 28.5
68342 | HID | SEC9X-CRD-0-008X | CFG CARD, SE, STD, CFG PFL, LF OFF, HF STD/SIO/SEOS, WIEG, LED RED, FLSH GRN, BZR ON, OPT TAMP, OPEN COLL, KPF, BFFRD 1 KEY, NO PAR, 4-BIT MSG, CSN 32-BIT MSB, I'M ALIVE 10SEC, IPM OFF | Ea |  | 1 Year | 30 | 5% | 28.5
68343 | HID | SEC9X-CRD-0-008Y | CFG CARD, SE, STD, CFG PFL, LF OFF, HF STD/SIO/SEOS, WIEG, LED RED, FLSH OFF, BZR ON, CSN 32-BIT LSB, KPF, BFFRD 1 KEY, DOR COMPL, NO PAR, 8-BIT MSG, IPM OFF | Ea |  | 1 Year | 30 | 5% | 28.5
68344 | HID | SEC9X-CRD-0-0091 | CFG CARD, SE, STD, CFG PFL, LF STD, HF STD/SIO/SEOS/FIPS/CAK, 485FDX, LED OFF, FLSH GRN, BZR OFF, OPT TAMP, OPEN COLL, FIPS 200-BIT, IPM OFF, UART OFF, WIEG ON | Ea |  | 1 Year | 30 | 5% | 28.5
68345 | HID | SEC9X-CRD-0-0093 | CFG CARD, SE, STD, CFG PFL, LF STD, HF STD/SIO/SEOS, WIEG, LED OFF, FLSH OFF, BZR OFF, OPT TAMP, OPEN COLL, CSN 32-BIT MSB, IPM OFF | Ea |  | 1 Year | 30 | 5% | 28.5
68346 | HID | SEC9X-CRD-0-0095 | CFG CARD, SE, STD, CFG PFL, LF STD, HF STD/SIO/SEOS/MIFSPR, C&D, LED RED, FLSH GRN, BZR ON, CSN MIF SUPPR, IPM OFF | Ea |  | 1 Year | 30 | 5% | 28.5
68347 | HID | SEC9X-CRD-0-0096 | CFG CARD, SE, STD, CFG PFL, LF STD, HF STD/SIO/SEOS, WIEG, LED RED, FLSH OFF, BZR ON, CSN 26-BIT (W/DEFAULT FC), IPM OFF | Ea |  | 1 Year | 30 | 5% | 28.5
68348 | HID | SEC9X-CRD-0-0097 | CFG CARD, SE, STD, CFG PFL, LF STD, HF STD/SIO/SEOS/FIPS/CAK, 485FDX, LED RED, FLSH GRN, BZR ON, OPT TAMP, OPEN COLL, FIPS 200-BIT, MIF/DES 26-BIT CSN, IPM OFF, UART OFF, WIEG ON | Ea |  | 1 Year | 30 | 5% | 28.5
68349 | HID | SEC9X-CRD-0-0098 | CFG CARD, SE, STD, CFG PFL, LF STD, HF STD/SIO/SEOS, WIEG, LED OFF, FLSH OFF, BZR ON, OPT TAMP, OPEN COLL, CSN 26-BIT (W/DEFAULT FC), IPM OFF | Ea |  | 1 Year | 30 | 5% | 28.5
68350 | HID | SEC9X-CRD-0-0099 | CFG CARD, SE, STD, CFG PFL, LF STD, HF STD/SIO/SEOS, WIEG, LED OFF, FLSH OFF, BZR ON, OPT TAMP, OPEN COLL, CSN 26-BIT (W/DEFAULT FC), KPF, BFFRD 1 KEY, NO PAR, 4-BIT MSG, IPM OFF | Ea |  | 1 Year | 30 | 5% | 28.5
68351 | HID | SEC9X-CRD-0-009C | CFG CARD, SE, STD, CFG PFL, LF OFF, HF STD/SIO/SEOS, WIEG, LED OFF, FLSH GRN, BZR ON, CSN 40-BIT MSB, IPM OFF | Ea |  | 1 Year | 30 | 5% | 28.5
68352 | HID | SEC9X-CRD-0-009D | CFG CARD, SE, STD, CFG PFL, LF OFF, HF STD/SIO/SEOS, WIEG, LED RED, FLSH OFF, BZR OFF, CSN 32-BIT MSB, IPM OFF | Ea |  | 1 Year | 30 | 5% | 28.5
68353 | HID | SEC9X-CRD-0-009F | CFG CARD, SE, STD, CFG PFL, LF STD, HF STD/SIO/SEOS, WIEG, LED OFF, FLSH OFF, BZR ON, OPT TAMP, OPEN COLL, CSN 32-BIT MSB, KPF, BFFRD 1 KEY, PAR, 6-BIT MSG, IPM OFF | Ea |  | 1 Year | 30 | 5% | 28.5
68354 | HID | SEC9X-CRD-0-009G | CFG CARD, SE, STD, CFG PFL, LF STD, HF STD/SIO/SEOS, WIEG, LED RED, FLSH GRN, BZR ON, EM4102 32-BIT, MIFARE CSN SUPPR, WIEG, IPM OFF | Ea |  | 1 Year | 30 | 5% | 28.5
68355 | HID | SEC9X-CRD-0-009J | CFG CARD, SE, STD, CFG PFL, LF OFF, HF STD/SIO/SEOS, WIEG, LED OFF, FLSH OFF, BZR ON, CSN 40-BIT MSB, IPM OFF | Ea |  | 1 Year | 30 | 5% | 28.5
68356 | HID | SEC9X-CRD-0-009M | CFG CARD, SE, STD, CFG PFL, LF OFF, HF STD/SIO/SEOS, WIEG, LED RED, FLSH GRN, BZR ON, OPT TAMP, OPEN COLL, CSN 26-BIT (W/DEFAULT FC), KPF, BFFRD 1 KEY, NO PAR, 4-BIT MSG, IPM OFF | Ea |  | 1 Year | 30 | 5% | 28.5
68357 | HID | SEC9X-CRD-0-009N | CFG CARD, SE, STD, CFG PFL, LF OFF, HF STD/SIO/SEOS/MIFSPR, WIEG, LED OFF, FLSH OFF, BZR ON, OPT TAMP, OPEN COLL, CSN MIF SUPPR, KPF, BFFRD 1 KEY, DOR COMPL, NO PAR, 8-BIT MSG, IPM OFF | Ea |  | 1 Year | 30 | 5% | 28.5
68358 | HID | SEC9X-CRD-0-009P | CFG CARD, SE, STD, CFG PFL, LF OFF, HF STD/SIO/SEOS, WIEG, LED RED, FLSH GRN, BZR OFF, CSN 26-BIT (W/DEFAULT FC), KPF, BFFRD 1 TO 5 KEYS, PAR, USER ENTRD FC, 26-BIT MSG, IPM OFF | Ea |  | 1 Year | 30 | 5% | 28.5
68359 | HID | SEC9X-CRD-0-009R | CFG CARD, SE, STD, CFG PFL, LF STD, HF STD/SIO/SEOS, WIEG, LED OFF, FLSH OFF, BZR ON, CSN 34-BIT MSB, EM4102 34-BIT, IPM OFF | Ea |  | 1 Year | 30 | 5% | 28.5
68360 | HID | SEC9X-CRD-0-009U | CFG CARD, SE, STD, CFG PFL, LF STD, HF STD/SIO/SEOS, WIEG, LED RED, FLSH GRN, BZR ON, OPT TAMP, OPEN COLL, CSN 32-BIT MSB, KPF, BFFRD 1 KEY, DOR COMPL, NO PAR, 8-BIT MSG, IPM OFF | Ea |  | 1 Year | 30 | 5% | 28.5
68361 | HID | SEC9X-CRD-0-009V | CFG CARD, SE, STD, CFG PFL, LF STD, HF STD/SIO/SEOS/FIPS/CAK, 485FDX, LED RED, FLSH GRN, BZR ON, OPT TAMP, OPEN COLL, FIPS 75-BIT, KPF, LOCAL PIN VERIFY, IPM OFF, UART OFF, WIEG ON | Ea |  | 1 Year | 30 | 5% | 28.5
68362 | HID | SEC9X-CRD-0-00A0 | CFG CARD, SE, STD, CFG PFL, LF OFF, HF STD/SIO/SEOS, WIEG, LED RED, FLSH OFF, BZR ON, OPT TAMP, OPEN COLL, CSN 32-BIT MSB, IPM OFF, APB DISABLED | Ea |  | 1 Year | 30 | 5% | 28.5
68363 | HID | SEC9X-CRD-0-00A5 | CFG CARD, SE, STD, CFG PFL, LF CSTM, HF CSTM, WIEG, LED AMBER, FLSH GRN, BZR ON, CSN MIF SUPPR, FSK ONLY, ICLASS SIO AND SEOS ONLY, KPF, BFFRD 1 KEY, NO PAR, 4-BIT MSG, IPM OFF | Ea |  | 1 Year | 30 | 5% | 28.5
68364 | HID | SEC9X-CRD-0-00AY | CFG CARD, SE, STD, LF CST, HF OFF, CUSTOM SETTINGS, PSK ONLY, WIEG, LED BLUE, FLSH OFF, BZR ON, OPT TAMP, OPEN COLL, IPM OFF | Ea |  | 1 Year | 30 | 5% | 28.5
68365 | HID | SEC9X-CRD-0-00BE | CFG CARD, SE, STD, LF OFF, HF STD/SIO/SEOS, WIEG, LED OFF, FLSH OFF, BZR ON, CSN 32 BIT LSB, KPF, BFFRD 1 KEY, PAR, 6 BIT MSG, IPM OFF | Ea |  | 1 Year | 30 | 5% | 28.5
68366 | HID | SEC9X-CRD-0-00BF | CFG CARD, SE, STD, LF OFF, HF STD/SIO/SEOS, WIEG, LED OFF, FLSH OFF, BZR ON, CSN 32 LSB, IPM OFF | Ea |  | 1 Year | 30 | 5% | 28.5
68367 | HID | SEC9X-CRD-0-00C6 | CFG CARD, SE, STD, CFG PFL, LF OFF, HF STD/SIO/SEOS/MIGR/MAG, WIEG, LED RED, FLSH GRN, BZR ON, IPM OFF, MAG EVCM2000, GENERIC UNIVERSITY | Ea |  | 1 Year | 30 | 5% | 28.5
68368 | HID | SEC9X-CRD-0-00C7 | CFG CARD, SE, STD, CFG PFL, LF OFF, HF STD/SIO/SEOS/MIGR/MAG, WIEG, LED RED, FLSH GRN, BZR ON, KPF, BFFRD 1 KEY, NO PAR, 4-BIT MSG, IPM OFF, MAG EVCM2000, GENERIC UNIVERSITY | Ea |  | 1 Year | 30 | 5% | 28.5
68369 | HID | SEC9X-CRD-0-00CU | CFG CARD, SE, STD, CFG PFL, LF STD, HF CSTM, LED RED, FLSH GRN, BZR ON, OPT TAMP, OPN COL, FIPS 200-BIT, KPF, BFRD 1 KEY, DOR COMP, NO PAR, 8-BIT MSG, IPM OFF, UART OFF, WIEG ON, CSTM /FIPS/CAK/MIGR, LF ENBLD, PATH NY NJ | Ea |  | 1 Year | 30 | 5% | 28.5
68370 | HID | SEC9X-CRD-0-00D5 | CFG CARD, SE, STD, CFG PFL, LF STD, HF STD/SIO/SEOS/MIFSPR, WIEG, LED BLUE, FLSH WHT, BZR ON, OPT TAMP, OPEN COLL, CSN MIF SUPP, IPM OFF | Ea |  | 1 Year | 30 | 5% | 28.5
68371 | HID | SEC9X-CRD-0-00DK | CFG CARD, SE, STD, LF STD, HF LEG/MIFARE CSN, WIEG, LED OFF, FLSH OFF, BZR ON, CSN 32-BIT MSB, KPF, BFFRD 1 KEY, DOR COMPL, NO PAR, 8-BIT MSG, IPM OFF | Ea |  | 1 Year | 30 | 5% | 28.5
68372 | HID | SEC9X-CRD-0-00DL | CFG CARD, SE, LF OFF, HF ICLASS LEG ONLY, WIEG, LED OFF, FLSH OFF, BZR ON, KPF, BFFRD 1 KEY, DOR COMPL, NO PAR, 8-BIT MSG, IPM OFF, ICLASS READ ONLY | Ea |  | 1 Year | 30 | 5% | 28.5
68373 | HID | SEC9X-CRD-0-00DM | CFG CARD, SE, STD LF STD, HF OFF, WIEG, LED OFF, FLSH OFF, BZR ON, KPF, BFFRD 1 KEY, DOR COMPL, NO PAR, 8-BIT MSG, IPM OFF, PROX READ ONLY, | Ea |  | 1 Year | 30 | 5% | 28.5
68374 | HID | SEC9X-CRD-0-00DN | CFG CARD, SE, LF OFF, HF MIFARE CSN ONLY, WIEG, LED OFF, FLSH OFF, BZR ON, KPF, BFFRD 1 KEY, DOR COMPL, NO PAR, 8-BIT MSG, IPM OFF, MIFARE CSN READ ONLY | Ea |  | 1 Year | 30 | 5% | 28.5
68375 | HID | SEC9X-CRD-0-00EF | CFG CARD, SE, STD, CFG PFL, LF STD, HF STD/SIO/SEOS/FIPS/CAK, 485FDX, LED RED, FLSH ON, BZR ON, OPT TAMP, OPEN COLL, FIPS 200-BIT, MIF/DES 56-BIT CSN, KPF, BFFRD 1 KEY, DOR COMPL, NO PAR, 8-BIT MSG, IPM OFF, UART OFF, WIEG ON, PROX PRIORITY | Ea |  | 1 Year | 30 | 5% | 28.5
68376 | HID | SEC9X-CRD-0-00FB | CFG CARD, SE, STD, CFG PFL, LF OFF, HF STD/SIO/SEOS, 485HDX, A/V OFF, OSDP V2, OPT TAMP, OPEN COLL, OSDP TAMP ENBLD, TEST KEY, POLL=50MS, CSN 32-BIT MSB, KPF, ASCII, BFFRD 1 KEY, IPM OFF, UART OFF, WIEG OFF | Ea |  | 1 Year | 30 | 5% | 28.5
68377 | HID | SEC9X-CRD-0-00FC | CFG PFL, LF STD, HF STD/SIO/SEOS, 485HDX, A/V OFF, OSDP V2, OPT TAMP, OPEN COLL, OSDP TAMP ENBLD, TEST KEY, POLL=50MS, CSN 32-BIT MSB, EM4102 32-BIT, IPM OFF, UART OFF, WIEG OFF | Ea |  | 1 Year | 30 | 5% | 28.5
68378 | HID | SEC9X-CRD-0-00FD | CFG CARD, SE, STD, CFG PFL, LF STD, HF STD/SIO/SEOS, 485HDX, A/V OFF, OSDP V2, OPT TAMP, OPEN COLL, OSDP TAMP ENBLD, TEST KEY, POLL=50MS, CSN 32-BIT MSB, EM4102 32-BIT, KPF, ASCII, BFFRD 1 KEY, IPM OFF, UART OFF, WIEG OFF | Ea |  | 1 Year | 30 | 5% | 28.5
68379 | HID | SEC9X-CRD-0-00FJ | CFG CARD, SE, STD, CFG PFL, LF STD, HF STD/SIO/SEOS/FIPS/CAK, 485FDX, LED RED, FLSH GRN, BZR ON, FIPS 200-BIT, PROX PRIORITY, IPM OFF, UART OFF, WIEG ON | Ea |  | 1 Year | 30 | 5% | 28.5
68380 | HID | SEC9X-CRD-0-00FP | CFG CARD, SE, STD, CFG PFL, LF STD, HF STD/SIO/SEOS/FIPS/CAK 485, WIEG, LED RED, FLSH GRN, BZR ON, OPT TAMP, OPEN COLL, FIPS 200 BIT, KPF, BFFRD 1 KEY, DOR COMPL, NO PAR, 8-BIT MSG, UART OFF, WIEG ON, APB DISABLED,IPM OFF | Ea |  | 1 Year | 30 | 5% | 28.5
68381 | HID | SEC9X-CRD-0-00FR | CFG CARD, SE, STD, CFG PFL, LF STD, HF STD/SIO/SEOS/FIPS/CAK, 485FDX, WIEG, LED RED, FLSH OFF, BZR ON, OPT , IM ALIVE , 75 BIT, BFFRD 1 KEY DOR, NO PAR, 8 BIT MSG.IPM OFF, UART OFF,WIEG ON, ALIVE 30 | Ea |  | 1 Year | 30 | 5% | 28.5
68382 | HID | SEC9X-CRD-0-00FT | CFG CARD, SE, LF STD, HF STD/SIO/SEOS, WIEG, LED RED, FLSH GRN, BZR ON, CSN 32-BIT MSB, EM4102 32-BIT, WIEG PW 100US - PS 2000US, IPM OFF | Ea |  | 1 Year | 30 | 5% | 28.5
68383 | HID | SEC9X-CRD-0-00G2 | CFG PFL, LF STD, HF STD/SIO/SEOS/FIPS/CAK, 485FDX, LED RED, FLSH GRN, BZR ON, OPT TAMP, OPEN COLL, FIPS 200-BIT, KPF, BFFRD 1 KEY, DOR COMPL, NO PAR, 8-BIT MSG, IPM OFF, UART OFF, WIEG ON, APB DISABLED | Ea |  | 1 Year | 30 | 5% | 28.5
68384 | HID | SEC9X-CRD-0-00H4 | CFG CARD, SE, STD, CFG PFL, LF STD, HF STD/SIO/SEOS/FIPS/CAK, 485FDX, LED RED, FLSH GRN, BZR ON, OPT TMP, OPEN COLL, FIPS-128-BIT, FASCN+RMVOVRHD+RMVPAR, IPM OFF, UART OFF, WIEG ON | Ea |  | 1 Year | 30 | 5% | 28.5
68385 | HID | SEC9X-CRD-0-00H5 | CFG CARD, SE, STD, CFG PFL, LF STD, HF STD/SIO/SEOS/FIPS/CAK, 485FDX, LED RED, FLSH GRN, BZR ON, OPT TMP, OPEN COLL, FIPS-128-BIT, FASCN+RMVOVRHD+RMVPAR, KPF, BFFRD 1 KEY, NO PAR, 4-BIT MSG, IPM OFF, UART OFF, WIEG ON | Ea |  | 1 Year | 30 | 5% | 28.5
68386 | HID | SEC9X-CRD-0-00HA | CFG CARD, SE, STD, CFG PFL, LF STD, HF STD/SIO/SEOS/FIPS/CAK, 485FDX, LED RED, FLSH GRN, BZR ON, FIPS 128-BIT REVERSED, IPM OFF, UART OFF, WIEG ON | Ea |  | 1 Year | 30 | 5% | 28.5
68387 | HID | SEC9X-CRD-0-00J9 | CFG CARD, SE, STD, CFG PFL, LF OFF, HF MIFARE CSN ONLY, WIEG, LED OFF, FLSH OFF, BZR ON, OPT TAMP, OPEN COLL, CSN 32-BIT MSB, KPF, BFFRD 1 KEY, DOR COMPL, NO PAR, 8-BIT MSG, I'M ALIVE 60 SEC, IPM OFF | Ea |  | 1 Year | 30 | 5% | 28.5
68388 | HID | SEC9X-CRD-0-00JA | CFG CARD, SE, STD, CFG PFL, LF OFF, HF ICLASS LEGACY ONLY, WIEG, LED OFF, FLSH OFF, BZR ON, OPT TAMP, OPEN COLL, KPF, BFFRD 1 KEY, DOR COMPL, NO PAR, 8-BIT MSG, I'M ALIVE 60 SEC, IPM OFF | Ea |  | 1 Year | 30 | 5% | 28.5
68389 | HID | SEC9X-CRD-0-00JB | CFG CARD, SE, STD, CFG PFL, LF CST, HF OFF, WIEG, LED OFF, FLSH OFF, BZR ON, OPT TAMP, OPEN COLL, PSK INDALA, EM4102 32-BIT, KPF, BFFRD 1 KEY, DOR COMPL, NO PAR, 8-BIT MSG, I'M ALIVE 60 SEC, IPM OFF | Ea |  | 1 Year | 30 | 5% | 28.5
68390 | HID | SEC9X-CRD-0-00JC | CFG CARD, SE, STD, CFG PFL, LF CST, HF STD/SIO/SEOS, WIEG, LED OFF, FLSH OFF, BZR OFF, CSN 32-BIT MSB, PSK INDALA, KPF, BFFRD 1 KEY, DOR COMPL, NO PAR, 8-BIT MSG, I'M ALIVE 60 SEC, IPM OFF | Ea |  | 1 Year | 30 | 5% | 28.5
68391 | HID | SEC9X-CRD-0-00JF | CFG CARD, SE, STD, CFG PFL, LF OFF, HF STD/SIO/SEOS, WIEG, LED RED, FLSH GRN, BZR ON, CSN 56-BIT MSB, IPM OFF | Ea |  | 1 Year | 30 | 5% | 28.5
68392 | HID | SEC9X-CRD-0-00JH | CFG CARD, SE, STD, CFG PFL, LF OFF, HF STD/SIO/SEOS, WIEG, LED BLUE, FLSH GRN, BZR ON, OPT TAMP, OPEN COLL, CSN 32-BIT MSB, KPF, BFFRD 1 KEY,NO PAR, 4-BIT MSG, IPM OFF | Ea |  | 1 Year | 30 | 5% | 28.5
68393 | HID | SEC9X-CRD-0-00JK | CFG CARD, SE E, LF STD, HF STD/SIO/SEOS/MAG, 485 HDX, PIG, BLK, C&D, LED RED, FLSH GRN, BZR ON, OPT TMP/OPN COL, CSN 32-BIT MSB, EM4102 32-BIT, MAG, ABA, ALL BITS RAW, TRACK 1, IPM OF | Ea |  | 1 Year | 30 | 5% | 28.5
68394 | HID | SEC9X-CRD-0-00JL | CFG CARD, SE, STD, CFG PFL, LF STD, HF STD/SIO/SEOS/MIFSPR/MAG, WIEG, LED RED, FLSH GRN, BZR ON, OPT TAMP, OPEN COLL, CSN MIF SUPPR. EM4102 32 BIT, MAG ABA ALL DGTS +10 LEAD/TRAIL ZEROS, WIEG, IPM OFF | Ea |  | 1 Year | 30 | 5% | 28.5
68395 | HID | SEC9X-CRD-0-00JP | CFG CARD, SE, STD, CFG PFL, LF STD, HF STD/SIO/SEOS, WIEG, LED RED, FLSH GRN, BZR ON, CSN 32-BIT MSB, EM4102 32-BIT, IPM ON-30SEC | Ea |  | 1 Year | 30 | 5% | 28.5
68396 | HID | SEC9X-CRD-0-00JR | CFG CARD, SE, STD, CFG PFL, LF OFF, HF ICLASS LEG+SEOS ONLY, WIEG, FLSH OFF, BZR ON, OPT TAMP, OPEN COLL, I'M ALIVE 60 SEC, IPM OFF | Ea |  | 1 Year | 30 | 5% | 28.5
68397 | HID | SEC9X-CRD-0-00JT | CFG CARD, SE, STD, CFG PFL, LF OFF, HF ICLASS SEOS ONLY, WIEG, LED OFF, FLSH OFF, BZR ON, OPT TAMP, OPEN COLL, CSN 32-BIT MSB, I'M ALIVE 60 SEC, IPM OFF | Ea |  | 1 Year | 30 | 5% | 28.5
68398 | HID | SEC9X-CRD-0-00JU | CFG CARD, SE, STD, CFG PFL, LF OFF, HF ICLASS LEG+ICLASS SE+SEOS ONLY, WIEG, LED OFF, FLSH OFF, BZR ON, OPT TAMP, OPEN COLL, I'M ALIVE 60 SEC, IPM OFF | Ea |  | 1 Year | 30 | 5% | 28.5
68399 | HID | SEC9X-CRD-0-00JV | CFG CARD, SE, STD, CFG PFL, LF OFF, HF ICLASS SIO+SEOS/MIFARE SIO ONLY, WIEG, LED OFF, FLSH OFF, BZR ON, OPT TAMP, OPEN COLL, I'M ALIVE 60 SEC, IPM OFF | Ea |  | 1 Year | 30 | 5% | 28.5
68400 | HID | SEC9X-CRD-0-00JW | CFG CARD, SE, STD, CFG PFL, LF OFF, HF ICLASS LEG+SEOS ONLY, WIEG, LED OFF, FLSH OFF, BZR ON, OPT TAMP, OPEN COLL, KPF, BFFRD 1 KEY, DOR COMPL, NO PAR, 8-BIT MSG, I'M ALIVE 60 SEC, IPM OFF | Ea |  | 1 Year | 30 | 5% | 28.5
68401 | HID | SEC9X-CRD-0-00JY | CFG CARD, SE, STD, CFG PFL, LF OFF, HF ICLASS SEOS ONLY, WIEG, LED OFF, FLSH OFF, BZR ON, OPT TAMP, OPEN COLL, KPF, BFFRD 1 KEY, DOR COMPL, NO PAR, 8-BIT MSG, I'M ALIVE 60 SEC, IPM OFF | Ea |  | 1 Year | 30 | 5% | 28.5
68402 | HID | SEC9X-CRD-0-00K0 | CFG CARD, SE, STD, CFG PFL, LF OFF, HF ICLASS LEG+ICLASS SE+SEOS ONLY, WIEG, LED OFF, FLSH OFF, BZR ON, OPT TAMP, OPEN COLL, KPF, BFFRD 1 KEY, DOR COMPL, NO PAR, 8-BIT MSG, I'M ALIVE 60 SEC, IPM OFF | Ea |  | 1 Year | 30 | 5% | 28.5
68403 | HID | SEC9X-CRD-0-00K1 | CFG CARD, SE, STD, CFG PFL, LF OFF, HF ICLASS SIO+SEOS/MIFARE SIO ONLY, WIEG, LED OFF, FLSH OFF, BZR ON, OPT TAMP, OPEN COLL, KPF, BFFRD 1 KEY, DOR COMPL, NO PAR, 8-BIT MSG, I'M ALIVE 60 SEC, IPM OFF | Ea |  | 1 Year | 30 | 5% | 28.5
68404 | HID | SEC9X-CRD-0-00KA | CFG CARD, SE, STD, CFG PFL, LF OFF, HF STD/SIO/SEOS, WIEG, LED RED, FLSH GRN, BZR ON, CSN 32-BIT MSB, WIEG PW 100US - PS 2000US, IPM OFF | Ea |  | 1 Year | 30 | 5% | 28.5
68405 | HID | SEC9X-CRD-0-00KB | CFG CARD, SE, STD, CFG PFL, LF OFF, HF STD/SIO/SEOS, WIEG, LED RED, FLSH GRN, BZR ON, CSN 32-BIT MSB, KPF, BFFRD 1 KEY, NO PAR, 4-BIT MSG, WIEG PW 100US - PS 2000US, IPM OFF | Ea |  | 1 Year | 30 | 5% | 28.5
68406 | HID | SEC9X-CRD-0-00KC | CFG CARD, SE, STD, CFG PFL, LF STD, HF STD/SIO/SEOS, WIEG, LED RED, FLSH GRN, BZR ON, CSN 32-BIT MSB, EM4102 32-BIT, WIEG PW 100US - PS 2000US, IPM OFF | Ea |  | 1 Year | 30 | 5% | 28.5
68407 | HID | SEC9X-CRD-0-00KD | CFG CARD, SE, STD, CFG PFL, LF STD, HF STD/SIO/SEOS, WIEG, LED RED, FLSH GRN, BZR ON, CSN 32-BIT MSB, EM4102 32-BIT, KPF, BFFRD 1 KEY, NO PAR, 4-BIT MSG, WIEG PW 100US - PS 2000US, IPM OFF | Ea |  | 1 Year | 30 | 5% | 28.5
68408 | HID | SEC9X-CRD-0-00KE | CFG CARD, SE, STD, CFG PFL, LF STD, HF STD/SIO/SEOS/MIFSPR, WIEG, LED RED, FLSH GRN, BZR ON, OPT TAMP, OPEN COLL, CSN MIF SUPPR, PICO15693 MOD DEPTH 10% RP40, IPM OFF | Ea |  | 1 Year | 30 | 5% | 28.5
68409 | HID | SEC9X-CRD-0-00KF | CFG CARD, SE, STD, CFG PFL, LF STD, HF STD/SIO/SEOS/FIPS/CAK, 485FDX, LED RED, FLSH GRN, BZR ON, OPT TAMP, OPEN COLL, FIPS 75 BIT, MF/DES 56 BIT CSN, IPM OFF, UART OFF, WIEG ON, PROX 2 SECOND DELAY | Ea |  | 1 Year | 30 | 5% | 28.5
68410 | HID | SEC9X-CRD-0-00M0 | CFG CARD, SE, STD, CFG PFL, LF OFF, HF STD/SIO/SEOS/MIGR, WIEG, LED RED, FLSH GRN, BZR ON, HF MIGR PFL EVP00000, I'M ALIVE 10SEC, IPM OFF | Ea |  | 1 Year | 30 | 5% | 28.5
68411 | HID | SEC9X-CRD-0-00M1 | CFG CARD, SE, STD, CFG PFL, LF STD, HF STD/SIO/SEOS/MIGR, WIEG, LED RED, FLSH GRN, BZR ON, EM4102 32-BIT, HF MIGR PFL EVP00000, I'M ALIVE 10SEC, IPM OFF | Ea |  | 1 Year | 30 | 5% | 28.5
68412 | HID | SEC9X-CRD-0-00M2 | CFG CARD, SE, STD, CFG PFL, LF OFF, HF STD/SIO/SEOS/MIGR, WIEG, LED RED, FLSH GRN, BZR ON, KPF, BFFRD 1 KEY, NO PAR, 4-BIT MSG, HF MIGR PFL EVP00000, I'M ALIVE 10SEC, IPM OFF, KPD, NO PROX | Ea |  | 1 Year | 30 | 5% | 28.5
68413 | HID | SEC9X-CRD-0-00M3 | CFG CARD, SE, STD, CFG PFL, LF STD, HF STD/SIO/SEOS/MIGR, WIEG, LED RED, FLSH GRN, BZR ON, EM4102 32-BIT, KPF, BFFRD 1 KEY, NO PAR, 4-BIT MSG, HF MIGR PFL EVP00000, I'M ALIVE 10SEC, IPM OFF, KPD, PROX | Ea |  | 1 Year | 30 | 5% | 28.5
68414 | HID | SEC9X-CRD-0-00MH | CFG CARD, SE, STD, CFG PFL, LF OFF, HF STD/SIO/SEOS/MIGR, WIEG, LED OFF, FLSH OFF, BZR OFF, HF MIGR PFL EVP00000, KPF, BFFRD 1 KEY, DOR COMPL, NO PAR, 8-BIT MSG, IPM OFF | Ea |  | 1 Year | 30 | 5% | 28.5
68415 | HID | SEC9X-CRD-0-00MR | CFG CARD, SE, STD, CFG PFL, LF STD, HF STD/SIO/SEOS/FIPS/CAK, 485FDX, LED RED, FLSH GRN, BZR ON, FIPS 75-BIT, PROX PRIORITY, IPM OFF, UART OFF, WIEG ON | Ea |  | 1 Year | 30 | 5% | 28.5
68416 | HID | SEC9X-CRD-0-00MT | CFG CARD, SE, STD, CFG PFL, LF STD, HF STD/SIO/SEOS, WIEG, LED RED, FLSH GRN, BZR ON, CSN 56-BIT MSB REVERSE BYTE, PROX FSK ONLY, IPM OFF | Ea |  | 1 Year | 30 | 5% | 28.5
68417 | HID | SEC9X-CRD-0-00MY | CFG CARD, SE, STD, CFG PFL, LF OFF, HF DESFIRE SIO ONLY, 485HDX, A/V OFF, OSDP V1, OPEN COLL, OSDP TAMP ENBLD, TEST KEYS, POLL=75MS, KPF, ASCII, BFFRD 1 KEY, IPM OFF, UART OFF, WIEG OFF | Ea |  | 1 Year | 30 | 5% | 28.5
68418 | HID | SEC9X-CRD-0-00NB | CFG CARD, SE, STD, CFG PFL, LF OFF, HF STD/SIO/SEOS, WIEG, LED RED, FLSH GRN, BZR ON, OPT TAMP, OPEN COLL, CSN 32-BIT MSB, PICOPASS CSN, KPF, BFFRD 1 KEY, NO PAR, 4-BIT MSG, IPM OFF, WIEG HOLD, APB 500MS, CSN FILTER DISABLED | Ea |  | 1 Year | 30 | 5% | 28.5
68419 | HID | SEC9X-CRD-0-00NJ | CFG CARD, SE, STD, CFG PFL, LF OFF, HF STD/SIO/SEOS/MIFSPR, WIEG, LED OFF, FLSH OFF, BZR ON, CSN MIF SUPPR, KPF, BFFRD 1 KEY, PAR, 6-BIT MSG, IPM OFF | Ea |  | 1 Year | 30 | 5% | 28.5
68420 | HID | SEC9X-CRD-0-00NV | CFG CARD, SE, STD, FG PFL, LF STD, HF STD/SIO/SEOS/MAG, C&D, LED RED, FLSH GRN, BZR ON, OPT TAMP, OPEN COLL, CSN 32-BIT MSB, EM4102 32-BIT, MAG, ABA ALL DGTS + 10 LEAD/TRAIL ZEREOS, CUSTOM C/D, IPM OFF | Ea |  | 1 Year | 30 | 5% | 28.5
68421 | HID | SEC9X-CRD-0-00NW | CFG CARD, SE, STD, CFG PFL, LF STD, HF STD/SIO/SEOS/MAG, C&D, LED RED, FLSH GRN, BZR ON, OPT TAMP, OC, CSN 32-BIT MSB, EM4102 32-BIT, MAG, ABA ALL DGTS + 10 LEAD/TRAIL ZEREOS, CUSTOM C/D, KPF, BFFRD 1 KEY,DOR COMPL,NO PAR,8-BIT MSG, IPM OFF | Ea |  | 1 Year | 30 | 5% | 28.5
68422 | HID | SEC9X-CRD-0-00NY | CFG CARD, SE, STD, CFG PFL, LF OFF, HF STD/SIO/SEOS, WIEG, LED RED, FLSH GRN, BZR ON, CSN 32-BIT MSB, IPM OFF, ANTIPASSBACK 200MS | Ea |  | 1 Year | 30 | 5% | 28.5
68423 | HID | SEC9X-CRD-0-00PT | CFG CARD, SE, STD, CFG PFL, LF OFF, HF STD/SIO/SEOS, WIEG, LED OFF, FLSH OFF, BZR ON, OPT TAMP, OPEN COLL, CSN 32-BIT MSB, IPM OFF, ANTIPASSBACK BLUE LED DISABLED | Ea |  | 1 Year | 30 | 5% | 28.5
68424 | HID | SEC9X-CRD-0-00Q8 | CFG CARD, SE, STD, CFG PFL, LF OFF, HF ICLASS LEG & SIO ONLY, WIEG, LED RED, FLSH GRN, BZR ON, IPM OFF | Ea |  | 1 Year | 30 | 5% | 28.5
68425 | HID | SEC9X-CRD-0-00Q9 | CFG CARD, SE, STD, CFG PFL, LF OFF, HF ICLASS LEG & SIO ONLY, WIEG, LED RED, FLSH GRN, BZR ON, KPF, BFFRD 1 KEY, NO PAR, 4-BIT MSG, IPM OFF | Ea |  | 1 Year | 30 | 5% | 28.5
68426 | HID | SEC9X-CRD-0-00QA | CFG CARD, SE, STD, CFG PFL, LF STD, HF ICLASS LEG & SIO ONLY, WIEG, LED RED, FLSH GRN, BZR ON, EM4102 32-BIT, IPM OFF | Ea |  | 1 Year | 30 | 5% | 28.5
68427 | HID | SEC9X-CRD-0-00QB | CFG CARD, SE, STD, CFG PFL, LF STD, HF ICLASS LEG & SIO ONLY, WIEG, LED RED, FLSH GRN, BZR ON, EM4102 32-BIT, KPF, BFFRD 1 KEY, NO PAR, 4-BIT MSG, IPM OFF | Ea |  | 1 Year | 30 | 5% | 28.5
68428 | HID | SEC9X-CRD-0-00QY | CFG CARD, SE, STD, CFG PFL, LF STD, HF STD/SIO/SEOS/MAG,WIEG,LED RED,FLSH GRN, BZR ON, OPT TAMP,O COLL,CSN 32-BIT MSB, EM4102 32-BIT,MAG,BASIC MS RAW OUTPUT AS RECD, WIEG, KPF, BFFRD 1 KEY,DOR COMPL,NO PAR, 8-BIT MSG,I'M ALIVE 10SEC,IPM OFF | Ea |  | 1 Year | 30 | 5% | 28.5
68429 | HID | SEC9X-CRD-0-00R3 | CFG CARD, SE, STD, CFG PFL, LF OFF, HF STD/SIO/SEOS, 485HDX, A/V OFF, OSDP V1, OPT TAMP, OPEN COLL, OSDP TAMP ENBLD, TEST KEY, POLL=75MS, CSN 32-BIT MSB, KPF, ASCII, BFFRD 1 KEY, IPM OFF, UART OFF, WIEG OFF | Ea |  | 1 Year | 30 | 5% | 28.5
68430 | HID | SEC9X-CRD-0-00RD | CFG CARD, SE, STD, CFG PFL, LF FSK, HF 14443A CSN ONLY, WIEG, LED RED, FLSH ON, BZR ON, OPT TAMP, OPEN COLL, CSN 32-BIT MSB, HID PROX ONLY, IPM OFF | Ea |  | 1 Year | 30 | 5% | 28.5
68431 | HID | SEC9X-CRD-0-00RL | CFG CARD, SE, STD, CFG PFL, LF STD, HF STD/SIO/SEOS/MIFSPR, WIEG, LED OFF, FLSH OFF, BZR ON, OPT TAMP, OPEN COLL, CSN MIF SUPPR, EM4102 32-BIT, IPM OFF | Ea |  | 1 Year | 30 | 5% | 28.5
68432 | HID | SEC9X-CRD-0-00RM | CFG CARD, SE, STD, CFG PFL, LF CST, HF STD/SIO/SEOS/MIFSPR, WIEG, LED OFF, FLSH OFF, BZR ON, OPT TAMP, OPEN COLL, CSN MIF SUPPR, EM4102 32-BIT, IPM OFF, PSK INDALA | Ea |  | 1 Year | 30 | 5% | 28.5
68433 | HID | SEC9X-CRD-0-00UN | CFG CARD, SE, STD, CFG PFL, LF STD, HF STD/SIO/SEOS/MAG, WIEG, LED RED, FLSH GRN, BZR ON, OPT TAMP, OPEN COLL, CSN 32-BIT MSB, EM4102 32-BIT, MAG, ABA CNVRT LAST 9 DIG TO 34-BIT, WIEG, KPF, BFFRD 1 KEY, NO PAR, 4-BIT MSG, IPM OFF | Ea |  | 1 Year | 30 | 5% | 28.5
68434 | HID | SEC9X-CRD-0-0100 | CFG CARD, SE, STD, CFG PFL, LF CST, HF STD/SIO/SEOS, WIEG, LED RED, FLSH GRN, BZR ON, CSN 26-BIT (W/DEFAULT FC), KPF, BFFRD 1 TO 5 KEYS, PAR, USER ENTRD FC, 26-BIT MSG, IPM OFF | Ea |  | 1 Year | 30 | 5% | 28.5
68435 | HID | SEC9X-CRD-0-0104 | CFG CARD, SE, STD, CFG PFL, LF OFF, HF STD/SIO/SEOS/FIPS/CAK, 485FDX, LED RED, FLSH OFF, BZR OFF, OPT TAMP, OPEN COLL, FIPS 64-BIT, BCD, IPM OFF, UART OFF, WIEG ON | Ea |  | 1 Year | 30 | 5% | 28.5
68436 | HID | SEC9X-CRD-0-0105 | CFG CARD, SE, STD, CFG PFL, LF CST, HF STD/SIO/SEOS, WIEG, LED RED, FLSH GRN, BZR OFF, CSN 37-BIT LSB, IPM OFF | Ea |  | 1 Year | 30 | 5% | 28.5
68437 | HID | SEC9X-CRD-0-0106 | CFG CARD, SE, STD, CFG PFL, LF CST, HF STD/SIO/SEOS/FIPS/CAK, 485FDX, LED RED, FLSH GRN, BZR ON, OPT TAMP, OPEN COLL, FIPS 75-BIT, KPF, BFFRD 1 KEY, NO PAR, 4-BIT MSG, IPM OFF, UART OFF, WIEG ON | Ea |  | 1 Year | 30 | 5% | 28.5
68438 | HID | SEC9X-CRD-0-0107 | CFG CARD, SE, STD, CFG PFL, LF OFF, HF STD/SIO/SEOS, WIEG, LED RED, FLSH GRN, BZR ON, CSN 34-BIT MSB, KPF, BFFRD 1 KEY, PAR, 6-BIT MSG, IPM OFF | Ea |  | 1 Year | 30 | 5% | 28.5
68439 | HID | SEC9X-CRD-0-0109 | CFG CARD, SE, STD, CFG PFL, LF STD, HF STD/SIO/SEOS, WIEG, LED RED, FLSH OFF, BZR ON, CSN 26-BIT (W/DEFAULT FC), KPF, BFFRD 1 TO 5 KEYS, PAR, USER ENTRD FC, 26-BIT MSG, IPM OFF | Ea |  | 1 Year | 30 | 5% | 28.5
68440 | HID | SEC9X-CRD-0-010E | CFG CARD, SE, STD, CFG PFL, LF STD, HF STD/SIO/SEOS, WIEG, LED OFF, FLSH OFF, BZR ON, CSN 32-BIT MSB, KPF, BFFRD 1 KEY, PAR, 6-BIT MSG, IPM OFF | Ea |  | 1 Year | 30 | 5% | 28.5
68441 | HID | SEC9X-CRD-0-010G | CFG CARD, SE, STD, CFG PFL, LF OFF, HF STD/SIO/SEOS/FIPS/CAK, 485FDX, LED OFF, FLSH OFF, BZR ON, OPT TAMP, OPEN COLL, FIPS 75-BIT, IPM OFF, UART OFF, WIEG ON | Ea |  | 1 Year | 30 | 5% | 28.5
68442 | HID | SEC9X-CRD-0-010H | CFG CARD, SE, STD, CFG PFL, LF OFF, HF STD/SIO/SEOS, WIEG, LED RED, FLSH GRN, BZR ON, CSN 34-BIT MSB, KPF, BFFRD 1 TO 5 KEYS, PAR, USER ENTRD FC, 26-BIT MSG, IPM OFF | Ea |  | 1 Year | 30 | 5% | 28.5
68443 | HID | SEC9X-CRD-0-010L | CFG CARD, SE, STD, CFG PFL, LF OFF, HF STD/SIO/SEOS, WIEG, LED OFF, FLSH OFF, BZR ON, CSN 32-BIT MSB, KPF, BFFRD 1 TO 5 KEYS, PAR, USER ENTRD FC, 26-BIT MSG, IPM OFF | Ea |  | 1 Year | 30 | 5% | 28.5
68444 | HID | SEC9X-CRD-0-010N | CFG CARD, SE, STD, CFG PFL, LF STD, HF STD/SIO/SEOS/FIPS/CAK, 485FDX, LED RED, FLSH OFF, BZR ON, OPT TAMP, OPEN COLL, FIPS 64-BIT, RVRS BCD, KPF, BFFRD 1 KEY, NO PAR, 4-BIT MSG, IPM OFF, UART OFF, WIEG ON | Ea |  | 1 Year | 30 | 5% | 28.5
68445 | HID | SEC9X-CRD-0-010T | CFG CARD, SE, STD, CFG PFL, LF OFF, HF STD/SIO/SEOS, WIEG, LED RED, FLSH OFF, BZR ON, CSN 32-BIT MSB, KPF, BFFRD 1 KEY, DOR COMPL, NO PAR, 8-BIT MSG, IPM OFF | Ea |  | 1 Year | 30 | 5% | 28.5
68446 | HID | SEC9X-CRD-0-010U | CFG CARD, SE, STD, CFG PFL, LF OFF, HF STD/SIO/SEOS, WIEG, LED RED, FLSH GRN, BZR ON, CSN 32-BIT LSB, KPF, BFFRD 1 KEY, DOR COMPL, NO PAR, 8-BIT MSG, IPM OFF | Ea |  | 1 Year | 30 | 5% | 28.5
68447 | HID | SEC9X-CRD-0-010W | CFG CARD, SE, STD, CFG PFL, LF STD, HF STD/SIO/SEOS, WIEG, LED RED, FLSH GRN, BZR ON, EM4102 34-BIT, WIEG, PAR MOD, MIFARE CSN SUPPR, KPF, BFFRD 1 KEY, DOR COMPL, NO PAR, 8-BIT MSG, IPM OFF | Ea |  | 1 Year | 30 | 5% | 28.5
68448 | HID | SEC9X-CRD-0-010Y | CFG CARD, SE, STD, CFG PFL, LF STD, HF STD/SIO/SEOS, WIEG, LED OFF, FLSH OFF, BZR ON, CSN 26-BIT (W/DEFAULT FC), IPM OFF | Ea |  | 1 Year | 30 | 5% | 28.5
68449 | HID | SEC9X-CRD-0-0110 | CFG CARD, SE, STD, CFG PFL, LF OFF, HF STD/SIO/SEOS/FIPS/CAK, 485FDX, LED RED, FLSH GRN, BZR ON, OPT TAMP, OPEN COLL, FIPS 40-BIT, BCD, IPM OFF, UART OFF, WIEG ON | Ea |  | 1 Year | 30 | 5% | 28.5
68450 | HID | SEC9X-CRD-0-0111 | CFG CARD, SE, STD, CFG PFL, LF OFF, HF STD/SIO/SEOS/FIPS/CAK, 485FDX, LED RED, FLSH GRN, BZR OFF, OPT TAMP, OPEN COLL, FIPS 200-BIT, IPM OFF, UART OFF, WIEG ON | Ea |  | 1 Year | 30 | 5% | 28.5
68451 | HID | SEC9X-CRD-0-0112 | CFG CARD, SE, STD, CFG PFL, LF CST, HF STD/SIO/SEOS/FIPS/CAK, 485FDX, LED RED, FLSH GRN, BZR ON, OPT TAMP, OPEN COLL, FIPS 75-BIT, KPF, BFFRD 1 KEY, DOR COMPL, NO PAR, 8-BIT MSG, IPM OFF, UART OFF, WIEG ON | Ea |  | 1 Year | 30 | 5% | 28.5
68452 | HID | SEC9X-CRD-0-0113 | CFG CARD, SE, STD, CFG PFL, LF CST, HF STD/SIO/SEOS/FIPS/CAK, 485FDX, LED RED, FLSH GRN, BZR ON, OPT TAMP, OPEN COLL, FIPS 75-BIT, KPF, BFFRD 1 TO 5 KEYS, PAR, USER ENTRD FC, 26-BIT MSG, IPM OFF, UART OFF, WIEG ON | Ea |  | 1 Year | 30 | 5% | 28.5
68453 | HID | SEC9X-CRD-0-0118 | CFG CARD, SE, STD, CFG PFL, LF STD, HF STD/SIO/SEOS, WIEG, LED OFF, FLSH OFF, BZR ON, OPT TAMP, OPEN COLL, CSN 32-BIT MSB, IPM OFF | Ea |  | 1 Year | 30 | 5% | 28.5
68454 | HID | SEC9X-CRD-0-0119 | CFG CARD, SE, STD, CFG PFL, LF STD, HF STD/SIO/SEOS, WIEG, LED RED, FLSH GRN, BZR ON, CSN 32-BIT MSB, KPF, BFFRD 1 KEY, ADD PAR, *=E, #=F, 6-BIT MSG, IPM OFF | Ea |  | 1 Year | 30 | 5% | 28.5
68455 | HID | SEC9X-CRD-0-011A | CFG CARD, SE, STD, CFG PFL, LF STD, HF STD/SIO/SEOS, WIEG, LED RED, FLSH OFF, BZR ON, CSN 26-BIT (W/DEFAULT FC), KPF, BFFRD 1 KEY, DOR COMPL, NO PAR, 8-BIT MSG, IPM OFF | Ea |  | 1 Year | 30 | 5% | 28.5
68456 | HID | SEC9X-CRD-0-011B | CFG CARD, SE, STD, CFG PFL, LF STD, HF STD/SIO/SEOS/FIPS/CAK, 485FDX, LED RED, FLSH OFF, BZR ON, OPT TAMP, OPEN COLL, FIPS 75-BIT, KPF, BFFRD 1 KEY, NO PAR, 4-BIT MSG, IPM OFF, UART OFF, WIEG ON | Ea |  | 1 Year | 30 | 5% | 28.5
68457 | HID | SEC9X-CRD-0-011C | CFG CARD, SE, STD, CFG PFL, LF STD, HF STD/SIO/SEOS, WIEG, LED OFF, FLSH GRN, BZR ON, CSN 32-BIT MSB, EM4102 32-BIT, KPF, BFFRD 1 KEY, DOR COMPL, NO PAR, 8-BIT MSG, IPM OFF | Ea |  | 1 Year | 30 | 5% | 28.5
68458 | HID | SEC9X-CRD-0-011D | CFG CARD, SE, STD, CFG PFL, LF STD, HF STD/SIO/SEOS, WIEG, LED RED, FLSH GRN, BZR ON, CSN 56-BIT LSB, IPM OFF | Ea |  | 1 Year | 30 | 5% | 28.5
68459 | HID | SEC9X-CRD-0-011G | CFG CARD, SE, STD, CFG PFL, LF OFF, HF STD/SIO/SEOS/FIPS/CAK, 485FDX, LED RED, FLSH GRN, BZR ON, OPT TAMP, OPEN COLL, FIPS 75-BIT, MIF/DES 56-BIT CSN, KPF, BFFRD 1 KEY, DOR COMPL, NO PAR, 8-BIT MSG, IPM OFF, UART OFF, WIEG ON | Ea |  | 1 Year | 30 | 5% | 28.5
68460 | HID | SEC9X-CRD-0-011H | CFG CARD, SE, STD, CFG PFL, LF OFF, HF STD/SIO/SEOS/FIPS/CAK, 485FDX, LED RED, FLSH OFF, BZR ON, OPT TAMP, OPEN COLL, FIPS 75-BIT, KPF, BFFRD 1 KEY, NO PAR, 4-BIT MSG, IPM OFF, UART OFF, WIEG ON | Ea |  | 1 Year | 30 | 5% | 28.5
68461 | HID | SEC9X-CRD-0-011J | CFG CARD, SE, STD, CFG PFL, LF OFF, HF STD/SIO/SEOS/FIPS/CAK, 485FDX, LED RED, FLSH GRN, BZR ON, OPT TAMP, OPEN COLL, FIPS 64-BIT, BCD, KPF, BFFRD 1 KEY, PAR, 6-BIT MSG, IPM OFF, UART OFF, WIEG ON | Ea |  | 1 Year | 30 | 5% | 28.5
68462 | HID | SEC9X-CRD-0-011K | CFG CARD, SE, STD, CFG PFL, LF OFF, HF STD/SIO/SEOS/FIPS/CAK, 485FDX, LED RED, FLSH GRN, BZR ON, OPT TAMP, OPEN COLL, FIPS 75-BIT, MIF/DES 56-BIT CSN, KPF, BFFRD 1 KEY, NO PAR, 4-BIT MSG, IPM OFF, UART OFF, WIEG ON | Ea |  | 1 Year | 30 | 5% | 28.5
68463 | HID | SEC9X-CRD-0-011N | CFG CARD, SE, STD, CFG PFL, LF STD, HF STD/SIO/SEOS, WIEG, LED RED, FLSH OFF, BZR ON, OPT TAMP, OPEN COLL, CSN 40-BIT MSB, IPM OFF | Ea |  | 1 Year | 30 | 5% | 28.5
68464 | HID | SEC9X-CRD-0-011P | CFG CARD, SE, STD, CFG PFL, LF CST, HF STD/SIO/SEOS/FIPS/CAK, 485FDX, LED RED, FLSH GRN, BZR ON, OPT TAMP, OPEN COLL, FIPS 75-BIT, MIF/DES 56-BIT CSN, IPM OFF, UART OFF, WIEG ON | Ea |  | 1 Year | 30 | 5% | 28.5
68465 | HID | SEC9X-CRD-0-011Q | CFG CARD, SE, STD, CFG PFL, LF STD, HF STD/SIO/SEOS, WIEG, LED OFF, FLSH OFF, BZR ON, CSN 34-BIT MSB, KPF, BFFRD 1 KEY, DOR COMPL, NO PAR, 8-BIT MSG, IPM OFF | Ea |  | 1 Year | 30 | 5% | 28.5
68466 | HID | SEC9X-CRD-0-011R | CFG CARD, SE, STD, CFG PFL, LF STD, HF STD/SIO/SEOS/FIPS/CAK, 485FDX, LED RED, FLSH GRN, BZR ON, OPT TAMP, OPEN COLL, FIPS 200-BIT, MIF/DES 26-BIT CSN, KPF, BFFRD 1 KEY, NO PAR, 4-BIT MSG, IPM OFF, UART OFF, WIEG ON | Ea |  | 1 Year | 30 | 5% | 28.5
68467 | HID | SEC9X-CRD-0-011T | CFG CARD, SE, STD, CFG PFL, LF STD, HF STD/SIO/SEOS, WIEG, LED RED, FLSH OFF, BZR ON, OPT TAMP, OPEN COLL, CSN 40-BIT MSB, KPF, BFFRD 1 KEY, NO PAR, 4-BIT MSG, IPM OFF | Ea |  | 1 Year | 30 | 5% | 28.5
68468 | HID | SEC9X-CRD-0-011V | CFG CARD, SE, STD, CFG PFL, LF STD, HF STD/SIO/SEOS, WIEG, LED RED, FLSH GRN, BZR ON, CSN 32-BIT MSB, EM4102 32-BIT, KPF, BFFRD 1 KEY, DOR COMPL, NO PAR, 8-BIT MSG, IPM OFF | Ea |  | 1 Year | 30 | 5% | 28.5
68469 | HID | SEC9X-CRD-0-011W | CFG CARD, SE, STD, CFG PFL, LF STD, HF STD/SIO/SEOS, WIEG, LED RED, FLSH GRN, BZR ON, EM4102 32-BIT, MIFARE CSN SUPPR, WIEG, KPF, BFFRD 1 KEY, NO PAR, 4-BIT MSG, IPM OFF | Ea |  | 1 Year | 30 | 5% | 28.5
68470 | HID | SEC9X-CRD-0-011Y | CFG CARD, SE, STD, CFG PFL, LF STD, HF STD/SIO/SEOS/FIPS/CAK, 485FDX, LED RED, FLSH OFF, BZR ON, OPT TAMP, OPEN COLL, FIPS 200-BIT, MIF/DES 56-BIT CSN, KPF, BFFRD 1 KEY, DOR COMPL, NO PAR, 8-BIT MSG, IPM OFF, UART OFF, WIEG ON | Ea |  | 1 Year | 30 | 5% | 28.5
68471 | HID | SEC9X-CRD-0-0121 | CFG CARD, SE, STD, CFG PFL, LF OFF, HF STD/SIO/SEOS/FIPS/CAK, 485FDX, LED RED, FLSH GRN, BZR ON, OPT TAMP, OPEN COLL, FIPS 128-BIT, FASCN + RMV OVRHD, KPF, BFFRD 1 KEY, NO PAR, 4-BIT MSG, IPM OFF, UART OFF, WIEG ON | Ea |  | 1 Year | 30 | 5% | 28.5
68472 | HID | SEC9X-CRD-0-0122 | CFG CARD, SE, STD, CFG PFL, LF OFF, HF STD/SIO/SEOS, WIEG, LED RED, FLSH GRN, BZR ON, OPT TAMP, OPEN COLL, CSN 32-BIT MSB, KPF, BFFRD 1 KEY, DOR COMPL, NO PAR, 8-BIT MSG, IPM OFF | Ea |  | 1 Year | 30 | 5% | 28.5
68473 | HID | SEC9X-CRD-0-0123 | CFG CARD, SE, STD, CFG PFL, LF OFF, HF STD/SIO/SEOS/FIPS/CAK, 485FDX, LED RED, FLSH GRN, BZR ON, OPT TAMP, OPEN COLL, FIPS 40-BIT, BCD, KPF, BFFRD 1 TO 5 KEYS, PAR, USER ENTRD FC, 26-BIT MSG, IPM OFF, UART OFF, WIEG ON | Ea |  | 1 Year | 30 | 5% | 28.5
68474 | HID | SEC9X-CRD-0-0124 | CFG CARD, SE, STD, CFG PFL, LF STD, HF STD/SIO/SEOS, WIEG, LED RED, FLSH OFF, BZR ON, CSN 37-BIT LSB, IPM OFF | Ea |  | 1 Year | 30 | 5% | 28.5
68475 | HID | SEC9X-CRD-0-0125 | CFG CARD, SE, STD, CFG PFL, LF STD, HF STD/SIO/SEOS/FIPS/CAK, 485FDX, LED RED, FLSH OFF, BZR ON, OPT TAMP, OPEN COLL, FIPS 64-BIT, BCD, KPF, BFFRD 1 KEY, NO PAR, 4-BIT MSG, IPM OFF, UART OFF, WIEG ON | Ea |  | 1 Year | 30 | 5% | 28.5
68476 | HID | SEC9X-CRD-0-0126 | CFG CARD, SE, STD, CFG PFL, LF STD, HF STD/SIO/SEOS, WIEG, LED RED, FLSH GRN, BZR ON, OPT TAMP, OPEN COLL, CSN 32-BIT MSB, KPF, BFFRD 1 KEY, NO PAR, 4-BIT MSG, IPM OFF | Ea |  | 1 Year | 30 | 5% | 28.5
68477 | HID | SEC9X-CRD-0-0127 | CFG CARD, SE, STD, CFG PFL, LF STD, HF STD/SIO/SEOS/FIPS/CAK, 485FDX, LED RED, FLSH GRN, BZR ON, OPT TAMP, OPEN COLL, FIPS 40-BIT, BCD, KPF, BFFRD 1 KEY, DOR COMPL, NO PAR, 8-BIT MSG, IPM OFF, UART OFF, WIEG ON | Ea |  | 1 Year | 30 | 5% | 28.5
68478 | HID | SEC9X-CRD-0-012A | CFG CARD, SE, STD, CFG PFL, LF STD, HF STD/SIO/SEOS, WIEG, LED RED, FLSH GRN, BZR ON, CSN 40-BIT LSB, EM4102 40-BIT, IPM OFF | Ea |  | 1 Year | 30 | 5% | 28.5
68479 | HID | SEC9X-CRD-0-012B | CFG CARD, SE, STD, CFG PFL, LF CST, HF STD/SIO/SEOS, WIEG, LED RED, FLSH OFF, BZR ON, CSN 26-BIT (W/DEFAULT FC), IPM OFF | Ea |  | 1 Year | 30 | 5% | 28.5
68480 | HID | SEC9X-CRD-0-012D | CFG CARD, SE, STD, CFG PFL, LF STD, HF STD/SIO/SEOS/FIPS/CAK, 485FDX, LED RED, FLSH GRN, BZR ON, OPT TAMP, OPEN COLL, FIPS 200-BIT, MIF/DES 26-BIT CSN, KPF, BFFRD 1 KEY, DOR COMPL, NO PAR, 8-BIT MSG, IPM OFF, UART OFF, WIEG ON | Ea |  | 1 Year | 30 | 5% | 28.5
68481 | HID | SEC9X-CRD-0-012F | CFG CARD, SE, STD, CFG PFL, LF STD, HF STD/SIO/SEOS/MAG, WIEG, LED RED, FLSH GRN, BZR ON, OPT TAMP, OPEN COLL, CSN 32-BIT MSB, EM4102 32-BIT, MAG, ABA CNVRT LAST 7 DIG TO 26-BIT BIN, WIEG, IPM OFF | Ea |  | 1 Year | 30 | 5% | 28.5
68482 | HID | SEC9X-CRD-0-012G | CFG CARD, SE, STD, CFG PFL, LF OFF, HF STD/SIO/SEOS, WIEG, LED OFF, FLSH GRN, BZR ON, CSN 34-BIT MSB, IPM OFF | Ea |  | 1 Year | 30 | 5% | 28.5
68483 | HID | SEC9X-CRD-0-012H | CFG CARD, SE, STD, CFG PFL, LF OFF, HF STD/SIO/SEOS, WIEG, LED OFF, FLSH OFF, BZR OFF, CSN 26-BIT (W/DEFAULT FC), KPF, BFFRD 1 KEY, NO PAR, 4-BIT MSG, IPM OFF | Ea |  | 1 Year | 30 | 5% | 28.5
68484 | HID | SEC9X-CRD-0-012J | CFG CARD, SE, STD, CFG PFL, LF CST, HF STD/SIO/SEOS, WIEG, LED RED, FLSH GRN, BZR ON, CSN 56-BIT LSB, IPM OFF | Ea |  | 1 Year | 30 | 5% | 28.5
68485 | HID | SEC9X-CRD-0-012K | CFG CARD, SE, STD, CFG PFL, LF STD, HF STD/SIO/SEOS/FIPS/CAK, 485FDX, LED RED, FLSH OFF, BZR ON, OPT TAMP, OPEN COLL, FIPS 64-BIT, RVRS BCD, IPM OFF, UART OFF, WIEG ON | Ea |  | 1 Year | 30 | 5% | 28.5
68486 | HID | SEC9X-CRD-0-012L | CFG CARD, SE, STD, CFG PFL, LF CST, HF STD/SIO/SEOS, WIEG, LED RED, FLSH GRN, BZR ON, CSN 32-BIT MSB, KPF, BFFRD 1 TO 5 KEYS, PAR, USER ENTRD FC, 26-BIT MSG, IPM OFF | Ea |  | 1 Year | 30 | 5% | 28.5
68487 | HID | SEC9X-CRD-0-012N | CFG CARD, SE, STD, CFG PFL, LF STD, HF STD/SIO/SEOS, WIEG, LED RED, FLSH GRN, BZR ON, CSN 40-BIT MSB, KPF, BFFRD 4 KEYS, PAR, 18-BIT MSG, IPM OFF | Ea |  | 1 Year | 30 | 5% | 28.5
68488 | HID | SEC9X-CRD-0-012P | CFG CARD, SE, STD, CFG PFL, LF OFF, HF STD/SIO/SEOS, C&D, LED OFF, FLSH OFF, BZR OFF, CSN 32-BIT MSB, IPM OFF | Ea |  | 1 Year | 30 | 5% | 28.5
68489 | HID | SEC9X-CRD-0-012Q | CFG CARD, SE, STD, CFG PFL, LF OFF, HF STD/SIO/SEOS, WIEG, LED OFF, FLSH OFF, BZR ON, CSN 56-BIT LSB, IPM OFF | Ea |  | 1 Year | 30 | 5% | 28.5
68490 | HID | SEC9X-CRD-0-012R | CFG CARD, SE, STD, CFG PFL, LF OFF, HF STD/SIO/SEOS, WIEG, LED OFF, FLSH GRN, BZR OFF, CSN 26-BIT (W/DEFAULT FC), IPM OFF | Ea |  | 1 Year | 30 | 5% | 28.5
68491 | HID | SEC9X-CRD-0-012T | CFG CARD, SE, STD, CFG PFL, LF OFF, HF STD/SIO/SEOS, WIEG, LED RED, FLSH OFF, BZR ON, CSN 37-BIT LSB, IPM OFF | Ea |  | 1 Year | 30 | 5% | 28.5
68492 | HID | SEC9X-CRD-0-012V | CFG CARD, SE, STD, CFG PFL, LF OFF, HF STD/SIO/SEOS, WIEG, LED RED, FLSH OFF, BZR ON, CSN 32-BIT LSB, IPM OFF | Ea |  | 1 Year | 30 | 5% | 28.5
68493 | HID | SEC9X-CRD-0-012W | CFG CARD, SE, STD, CFG PFL, LF OFF, HF STD/SIO/SEOS/FIPS/CAK, 485FDX, LED RED, FLSH OFF, BZR ON, OPT TAMP, OPEN COLL, FIPS 75-BIT, IPM OFF, UART OFF, WIEG ON | Ea |  | 1 Year | 30 | 5% | 28.5
68494 | HID | SEC9X-CRD-0-012Y | CFG CARD, SE, STD, CFG PFL, LF OFF, HF STD/SIO/SEOS, WIEG, LED RED, FLSH OFF, BZR ON, CSN 32-BIT MSB, KPF, BFFRD 1 KEY, NO PAR, 4-BIT MSG, IPM OFF | Ea |  | 1 Year | 30 | 5% | 28.5
68495 | HID | SEC9X-CRD-0-0131 | CFG CARD, SE, STD, CFG PFL, LF STD, HF STD/SIO/SEOS/FIPS/CAK, 485FDX, LED RED, FLSH GRN, BZR ON, OPT TAMP, OPEN COLL, FIPS 40-BIT, RVRS BCD, KPF, BFFRD 1 KEY, DOR COMPL, NO PAR, 8-BIT MSG, IPM OFF, UART OFF, WIEG ON | Ea |  | 1 Year | 30 | 5% | 28.5
68496 | HID | SEC9X-CRD-0-0132 | CFG CARD, SE, STD, CFG PFL, LF STD, HF STD/SIO/SEOS, WIEG, LED RED, FLSH OFF, BZR ON, CSN 32-BIT MSB, KPF, BFFRD 1 TO 5 KEYS, PAR, USER ENTRD FC, 26-BIT MSG, IPM OFF | Ea |  | 1 Year | 30 | 5% | 28.5
68497 | HID | SEC9X-CRD-0-0133 | CFG CARD, SE, STD, CFG PFL, LF STD, HF STD/SIO/SEOS, C&D, LED RED, FLSH GRN, BZR ON, CSN 32-BIT MSB, KPF, BFFRD 1 KEY, NO PAR, 4-BIT MSG, IPM OFF | Ea |  | 1 Year | 30 | 5% | 28.5
68498 | HID | SEC9X-CRD-0-0135 | CFG CARD, SE, STD, CFG PFL, LF STD, HF STD/SIO/SEOS/MAG, WIEG, LED RED, FLSH GRN, BZR ON, OPT TAMP, OPEN COLL, CSN 32-BIT MSB, EM4102 32-BIT, MAG, BASIC MS RAW OUTPUT AS RECD, WIEG, KPF, BFFRD 1 KEY, DOR COMPL, NO PAR, 8-BIT MSG, IPM OFF | Ea |  | 1 Year | 30 | 5% | 28.5
68499 | HID | SEC9X-CRD-0-0138 | CFG CARD, SE, STD, CFG PFL, LF OFF, HF STD/SIO/SEOS, WIEG, LED OFF, FLSH GRN, BZR ON, OPT TAMP, OPEN COLL, CSN 32-BIT MSB, KPF, BFFRD 1 KEY, DOR COMPL, NO PAR, 8-BIT MSG, IPM OFF | Ea |  | 1 Year | 30 | 5% | 28.5
68500 | HID | SEC9X-CRD-0-0139 | CFG CARD, SE, STD, CFG PFL, LF OFF, HF STD/SIO/SEOS/FIPS/CAK, 485FDX, LED RED, FLSH GRN, BZR ON, OPT TAMP, OPEN COLL, FIPS 64-BIT, BCD, KPF, BFFRD 1 KEY, DOR COMPL, NO PAR, 8-BIT MSG, IPM OFF, UART OFF, WIEG ON | Ea |  | 1 Year | 30 | 5% | 28.5
68501 | HID | SEC9X-CRD-0-013A | CFG CARD, SE, STD, CFG PFL, LF OFF, HF STD/SIO/SEOS, WIEG, LED RED, FLSH GRN, BZR ON, CSN 34-BIT MSB, KPF, BFFRD 4 KEYS, PAR, 18-BIT MSG, IPM OFF | Ea |  | 1 Year | 30 | 5% | 28.5
68502 | HID | SEC9X-CRD-0-013C | CFG CARD, SE, STD, CFG PFL, LF OFF, HF STD/SIO/SEOS, WIEG, LED RED, FLSH OFF, BZR ON, CSN 26-BIT (W/DEFAULT FC), KPF, BFFRD 1 TO 5 KEYS, PAR, USER ENTRD FC, 26-BIT MSG, IPM OFF | Ea |  | 1 Year | 30 | 5% | 28.5
68503 | HID | SEC9X-CRD-0-013D | CFG CARD, SE, STD, CFG PFL, LF OFF, HF STD/SIO/SEOS, WIEG, LED OFF, FLSH OFF, BZR ON, CSN 26-BIT (W/DEFAULT FC), KPF, BFFRD 1 KEY, NO PAR, 4-BIT MSG, IPM OFF | Ea |  | 1 Year | 30 | 5% | 28.5
68504 | HID | SEC9X-CRD-0-013E | CFG CARD, SE, STD, CFG PFL, LF STD, HF STD/SIO/SEOS/FIPS/CAK, 485FDX, LED OFF, FLSH OFF, BZR OFF, OPT TAMP, OPEN COLL, FIPS 200-BIT, KPF, BFFRD 1 KEY, DOR COMPL, NO PAR, 8-BIT MSG, IPM OFF, UART OFF, WIEG ON | Ea |  | 1 Year | 30 | 5% | 28.5
68505 | HID | SEC9X-CRD-0-013F | CFG CARD, SE, STD, CFG PFL, LF STD, HF STD/SIO/SEOS/FIPS/CAK, 485FDX, LED RED, FLSH OFF, BZR ON, OPT TAMP, OPEN COLL, FIPS 200-BIT, KPF, BFFRD 1 TO 5 KEYS, PAR, USER ENTRD FC, 26-BIT MSG, IPM OFF, UART OFF, WIEG ON | Ea |  | 1 Year | 30 | 5% | 28.5
68506 | HID | SEC9X-CRD-0-013G | CFG CARD, SE, STD, CFG PFL, LF STD, HF STD/SIO/SEOS/FIPS/CAK, 485FDX, LED RED, FLSH GRN, BZR ON, OPT TAMP, OPEN COLL, FIPS 64-BIT, BCD, KPF, BFFRD 4 KEYS, PAR, 18-BIT MSG, IPM OFF, UART OFF, WIEG ON | Ea |  | 1 Year | 30 | 5% | 28.5
68507 | HID | SEC9X-CRD-0-013H | CFG CARD, SE, STD, CFG PFL, LF CST, HF STD/SIO/SEOS, WIEG, LED RED, FLSH GRN, BZR ON, CSN 34-BIT MSB, IPM OFF | Ea |  | 1 Year | 30 | 5% | 28.5
68508 | HID | SEC9X-CRD-0-013J | CFG CARD, SE, STD, CFG PFL,LF STD,HF STD/SIO/SEOS/MAG, WIEG,LED RED, FLSH GRN, BZR ON, OPT TAMP,O COLL,CSN 32-BIT MSB, EM4102 32-BIT,MAG,ABA CNVRT LAST 7 DIG TO 26-BIT BIN,WIEG,KPF,BFFRD 1 TO 5 KEYS, PAR, USER ENTRD FC, 26-BIT MSG, IPM OFF | Ea |  | 1 Year | 30 | 5% | 28.5
68509 | HID | SEC9X-CRD-0-013K | CFG CARD, SE, STD, CFG PFL, LF STD, HF STD/SIO/SEOS/MAG, WIEG, LED RED, FLSH GRN, BZR ON, OPT TAMP, OPEN COLL, CSN 32-BIT MSB, EM4102 32-BIT, MAG, ABA CNVRT LAST 9 DIG TO 34-BIT, WIEG, KPF, BFFRD 1 KEY, NO PAR, 4-BIT MSG, IPM OFF | Ea |  | 1 Year | 30 | 5% | 28.5
68510 | HID | SEC9X-CRD-0-013P | CFG CARD, SE, STD, CFG PFL, LF OFF, HF STD/SIO/SEOS/FIPS/CAK, 485FDX, LED RED, FLSH GRN, BZR ON, OPT TAMP, OPEN COLL, FIPS 40-BIT, RVRS BCD, IPM OFF, UART OFF, WIEG ON | Ea |  | 1 Year | 30 | 5% | 28.5
68511 | HID | SEC9X-CRD-0-013T | CFG CARD, SE, STD, CFG PFL, LF OFF, HF STD/SIO/SEOS/FIPS/CAK, 485HDX, LED RED, FLSH GRN, BZR ON, OSDP V1, OPEN COLL, OSDP TAMP ENBLD, TEST KEYS, POLL=75MS, FIPS 200-BIT, KPF, ASCII, BFFRD 1 KEY, IPM OFF, UART OFF, WIEG OFF | Ea |  | 1 Year | 30 | 5% | 28.5
68512 | HID | SEC9X-CRD-0-013V | CFG CARD, SE, STD, CFG PFL, LF OFF, HF STD/SIO/SEOS, WIEG, LED RED, FLSH GRN, BZR ON, CSN 40-BIT MSB, KPF, BFFRD 1 KEY, DOR COMPL, NO PAR, 8-BIT MSG, IPM OFF | Ea |  | 1 Year | 30 | 5% | 28.5
68513 | HID | SEC9X-CRD-0-013W | CFG CARD, SE, STD, CFG PFL, LF OFF, HF STD/SIO/SEOS/FIPS/CAK, 485FDX, LED RED, FLSH GRN, BZR ON, OPT TAMP, OPEN COLL, FIPS 75-BIT, KPF, BFFRD 1 KEY, DOR COMPL, NO PAR, 8-BIT MSG, IPM OFF, UART OFF, WIEG ON | Ea |  | 1 Year | 30 | 5% | 28.5
68514 | HID | SEC9X-CRD-0-013Y | CFG CARD, SE, STD, CFG PFL, LF OFF, HF STD/SIO/SEOS/FIPS/CAK, 485FDX, LED RED, FLSH GRN, BZR ON, OPT TAMP, OPEN COLL, FIPS 200-BIT, MIF/DES 26-BIT CSN, KPF, BFFRD 1 KEY, DOR COMPL, NO PAR, 8-BIT MSG, IPM OFF, UART OFF, WIEG ON | Ea |  | 1 Year | 30 | 5% | 28.5
68515 | HID | SEC9X-CRD-0-0142 | CFG CARD, SE, STD, CFG PFL, LF CST, HF STD/SIO/SEOS/FIPS/CAK, 485FDX, LED RED, FLSH GRN, BZR ON, OPT TAMP, OPEN COLL, FIPS 64-BIT, BCD, IPM OFF | Ea |  | 1 Year | 30 | 5% | 28.5
68516 | HID | SEC9X-CRD-0-0143 | CFG CARD, SE, STD, CFG PFL, LF STD, HF STD/SIO/SEOS/FIPS/CAK, 485FDX, LED RED, FLSH OFF, BZR ON, OPT TAMP, OPEN COLL, FIPS 200-BIT, IPM OFF | Ea |  | 1 Year | 30 | 5% | 28.5
68517 | HID | SEC9X-CRD-0-0144 | CFG CARD, SE, STD, CFG PFL, LF STD, HF STD/SIO/SEOS/MIFSPR, WIEG, LED RED, FLSH GRN, BZR ON, CSN MIF SUPPR, KPF, BFFRD 1 TO 5 KEYS, PAR, USER ENTRD FC, 26-BIT MSG, IPM OFF | Ea |  | 1 Year | 30 | 5% | 28.5
68518 | HID | SEC9X-CRD-0-0145 | CFG CARD, SE, STD, CFG PFL, LF STD, HF STD/SIO/SEOS/FIPS/CAK, 485FDX, LED RED, FLSH OFF, BZR ON, OPT TAMP, OPEN COLL, FIPS 200-BIT, KPF, BFFRD 1 KEY, NO PAR, 4-BIT MSG, IPM OFF | Ea |  | 1 Year | 30 | 5% | 28.5
68519 | HID | SEC9X-CRD-0-0146 | CFG CARD, SE, STD, CFG PFL, LF STD, HF STD/SIO/SEOS, WIEG, LED RED, FLSH GRN, BZR ON, CSN 32-BIT MSB, KPF, LOCAL PIN VERIFY, IPM OFF | Ea |  | 1 Year | 30 | 5% | 28.5
68520 | HID | SEC9X-CRD-0-0147 | CFG CARD, SE, STD, CFG PFL, LF STD, HF STD/SIO/SEOS, WIEG, LED RED, FLSH GRN, BZR ON, OPT TAMP, OPEN COLL, CSN 26-BIT (W/DEFAULT FC), KPF, BFFRD 1 TO 5 KEYS, PAR, USER ENTRD FC, 26-BIT MSG, IPM OFF | Ea |  | 1 Year | 30 | 5% | 28.5
68521 | HID | SEC9X-CRD-0-0148 | CFG CARD, SE, STD, CFG PFL, LF STD, HF STD/SIO/SEOS/FIPS/CAK, 485FDX, LED RED, FLSH GRN, BZR ON, OPT TAMP, OPEN COLL, FIPS 200-BIT, MIF/DES 26-BIT CSN, KPF, BFFRD 1 TO 5 KEYS, PAR, USER ENTRD FC, 26-BIT MSG, IPM OFF | Ea |  | 1 Year | 30 | 5% | 28.5
68522 | HID | SEC9X-CRD-0-0149 | CFG CARD, SE, STD, CFG PFL, LF CST, HF STD/SIO/SEOS, C&D, LED OFF, FLSH OFF, BZR OFF, CSN 32-BIT MSB, KPF, BFFRD 1 KEY, NO PAR, 4-BIT MSG, IPM OFF | Ea |  | 1 Year | 30 | 5% | 28.5
68523 | HID | SEC9X-CRD-0-014A | CFG CARD, SE, STD, CFG PFL, LF STD, HF STD/SIO/SEOS, WIEG, LED OFF, FLSH GRN, BZR ON, OPT TAMP, OPEN COLL, CSN 32-BIT MSB, IPM OFF | Ea |  | 1 Year | 30 | 5% | 28.5
68524 | HID | SEC9X-CRD-0-014G | CFG CARD, SE, STD, CFG PFL, LF OFF, HF STD/SIO/SEOS/MAG, WIEG, LED RED, FLSH GRN, BZR ON, OPT TAMP, OPEN COLL, CSN 32-BIT MSB, MAG, ABA TO 26-BIT, WIEG, IPM OFF | Ea |  | 1 Year | 30 | 5% | 28.5
68525 | HID | SEC9X-CRD-0-014H | CFG CARD, SE, STD, CFG PFL, LF OFF, HF STD/SIO/SEOS/MAG, WIEG, LED RED, FLSH GRN, BZR ON, OPT TAMP, OPEN COLL, CSN 32-BIT MSB, MAG, ABA CNVRT LAST 7 DIG TO 26-BIT BIN, WIEG, IPM OFF | Ea |  | 1 Year | 30 | 5% | 28.5
68526 | HID | SEC9X-CRD-0-014N | CFG CARD, SE, STD, CFG PFL, LF OFF, HF STD/SIO/SEOS, WIEG, LED RED, FLSH GRN, BZR ON, OPT TAMP, OPEN COLL, CSN 34-BIT MSB, IPM OFF | Ea |  | 1 Year | 30 | 5% | 28.5
68527 | HID | SEC9X-CRD-0-014P | CFG CARD, SE, STD, CFG PFL, LF OFF, HF STD/SIO/SEOS, WIEG, LED OFF, FLSH GRN, BZR OFF, CSN 32-BIT MSB, IPM OFF | Ea |  | 1 Year | 30 | 5% | 28.5
68528 | HID | SEC9X-CRD-0-014R | CFG CARD, SE, STD, CFG PFL, LF OFF, HF STD/SIO/SEOS, WIEG, LED RED, FLSH GRN, BZR ON, OPT TAMP, OPEN COLL, CSN 37-BIT LSB, IPM OFF | Ea |  | 1 Year | 30 | 5% | 28.5
68529 | HID | SEC9X-CRD-0-014T | CFG CARD, SE, STD, CFG PFL, LF OFF, HF STD/SIO/SEOS, WIEG, LED OFF, FLSH OFF, BZR OFF, OPT TAMP, OPEN COLL, CSN 56-BIT LSB, KPF, BFFRD 1 KEY, DOR COMPL, NO PAR, 8-BIT MSG, IPM OFF | Ea |  | 1 Year | 30 | 5% | 28.5
68530 | HID | SEC9X-CRD-0-014U | CFG CARD, SE, STD, CFG PFL, LF OFF, HF STD/SIO/SEOS, WIEG, LED OFF, FLSH OFF, BZR OFF, CSN 32-BIT MSB, KPF, BFFRD 1 KEY, NO PAR, 4-BIT MSG, IPM OFF | Ea |  | 1 Year | 30 | 5% | 28.5
68531 | HID | SEC9X-CRD-0-014V | CFG CARD, SE, STD, CFG PFL, LF OFF, HF STD/SIO/SEOS, WIEG, LED OFF, FLSH OFF, BZR ON, CSN 37-BIT LSB, KPF, BFFRD 1 TO 5 KEYS, PAR, USER ENTRD FC, 26-BIT MSG, IPM OFF | Ea |  | 1 Year | 30 | 5% | 28.5
68532 | HID | SEC9X-CRD-0-014W | CFG CARD, SE, STD, CFG PFL, LF OFF, HF STD/SIO/SEOS, WIEG, LED RED, FLSH GRN, BZR ON, CSN 37-BIT LSB, KPF, BFFRD 1 TO 5 KEYS, PAR, USER ENTRD FC, 26-BIT MSG, IPM OFF | Ea |  | 1 Year | 30 | 5% | 28.5
68533 | HID | SEC9X-CRD-0-014Y | CFG CARD, SE, STD, CFG PFL, LF OFF, HF STD/SIO/SEOS, WIEG, LED OFF, FLSH OFF, BZR OFF, CSN 26-BIT (W/DEFAULT FC), KPF, LOCAL PIN VERIFY, IPM OFF | Ea |  | 1 Year | 30 | 5% | 28.5
68534 | HID | SEC9X-CRD-0-0150 | CFG CARD, SE, STD, CFG PFL, LF OFF, HF STD/SIO/SEOS, WIEG, LED RED, FLSH OFF, BZR ON, CSN 26-BIT (W/DEFAULT FC), KPF, BFFRD 1 KEY, NO PAR, 4-BIT MSG, IPM OFF | Ea |  | 1 Year | 30 | 5% | 28.5
68535 | HID | SEC9X-CRD-0-0151 | CFG CARD, SE, STD, CFG PFL, LF OFF, HF STD/SIO/SEOS, WIEG, LED RED, FLSH GRN, BZR ON, CSN 37-BIT LSB, KPF, BFFRD 1 KEY, NO PAR, 4-BIT MSG, IPM OFF | Ea |  | 1 Year | 30 | 5% | 28.5
68536 | HID | SEC9X-CRD-0-0152 | CFG CARD, SE, STD, CFG PFL, LF OFF, HF STD/SIO/SEOS, WIEG, LED RED, FLSH OFF, BZR ON, CSN 32-BIT MSB, KPF, BFFRD 1 TO 5 KEYS, PAR, USER ENTRD FC, 26-BIT MSG, IPM OFF | Ea |  | 1 Year | 30 | 5% | 28.5
68537 | HID | SEC9X-CRD-0-0153 | CFG CARD, SE, STD, CFG PFL, LF OFF, HF STD/SIO/SEOS, WIEG, LED RED, FLSH GRN, BZR ON, CSN 56-BIT LSB, KPF, BFFRD 1 KEY, NO PAR, 4-BIT MSG, IPM OFF | Ea |  | 1 Year | 30 | 5% | 28.5
68538 | HID | SEC9X-CRD-0-0154 | CFG CARD, SE, STD, CFG PFL, LF OFF, HF STD/SIO/SEOS, WIEG, LED RED, FLSH GRN, BZR ON, OPT TAMP, OPEN COLL, CSN 32-BIT MSB, KPF, LOCAL PIN VERIFY, IPM OFF | Ea |  | 1 Year | 30 | 5% | 28.5
68539 | HID | SEC9X-CRD-0-0155 | CFG CARD, SE, STD, CFG PFL, LF OFF, HF STD/SIO/SEOS, WIEG, LED RED, FLSH GRN, BZR ON, OPT TAMP, OPEN COLL, CSN 32-BIT MSB, KPF, BFFRD 1 KEY, NO PAR, 4-BIT MSG, IPM OFF | Ea |  | 1 Year | 30 | 5% | 28.5
68540 | HID | SEC9X-CRD-0-0156 | CFG CARD, SE, STD, CFG PFL, LF STD, HF STD/SIO/SEOS, WIEG, LED RED, FLSH GRN, BZR ON, OPT TAMP, OPEN COLL, CSN 34-BIT MSB, IPM OFF | Ea |  | 1 Year | 30 | 5% | 28.5
68541 | HID | SEC9X-CRD-0-0157 | CFG CARD, SE, STD, CFG PFL, LF STD, HF STD/SIO/SEOS/FIPS/CAK, 485FDX, LED RED, FLSH GRN, BZR ON, OPT TAMP, OPEN COLL, FIPS 14443A 32-BIT CSN, IPM OFF | Ea |  | 1 Year | 30 | 5% | 28.5
68542 | HID | SEC9X-CRD-0-0158 | CFG CARD, SE, STD, CFG PFL, LF STD, HF STD/SIO/SEOS/FIPS/CAK, 485FDX, LED OFF, FLSH OFF, BZR OFF, OPT TAMP, OPEN COLL, FIPS 200-BIT, IPM OFF | Ea |  | 1 Year | 30 | 5% | 28.5
68543 | HID | SEC9X-CRD-0-015A | CFG CARD, SE, STD, CFG PFL, LF CST, HF STD/SIO/SEOS, WIEG, LED OFF, FLSH GRN, BZR ON, CSN 32-BIT MSB, IPM OFF | Ea |  | 1 Year | 30 | 5% | 28.5
68544 | HID | SEC9X-CRD-0-015B | CFG CARD, SE, STD, CFG PFL, LF STD, HF STD/SIO/SEOS, WIEG, LED RED, FLSH OFF, BZR ON, CSN 40-BIT MSB, IPM OFF | Ea |  | 1 Year | 30 | 5% | 28.5
68545 | HID | SEC9X-CRD-0-015D | CFG CARD, SE, STD, CFG PFL, LF STD, HF STD/SIO/SEOS/FIPS/CAK, 485FDX, LED OFF, FLSH OFF, BZR OFF, OPT TAMP, OPEN COLL, FIPS 75-BIT, KPF, BFFRD 1 KEY, NO PAR, 4-BIT MSG, IPM OFF | Ea |  | 1 Year | 30 | 5% | 28.5
68546 | HID | SEC9X-CRD-0-015E | CFG CARD, SE, STD, CFG PFL, LF STD, HF STD/SIO/SEOS, WIEG, LED RED, FLSH GRN, BZR ON, OPT TAMP, OPEN COLL, CSN 37-BIT LSB, KPF, BFFRD 1 KEY, NO PAR, 4-BIT MSG, IPM OFF | Ea |  | 1 Year | 30 | 5% | 28.5
68547 | HID | SEC9X-CRD-0-015F | CFG CARD, SE, STD, CFG PFL, LF CST, HF STD/SIO/SEOS, WIEG, LED RED, FLSH OFF, BZR ON, CSN 32-BIT MSB, KPF, BFFRD 1 TO 5 KEYS, PAR, USER ENTRD FC, 26-BIT MSG, IPM OFF | Ea |  | 1 Year | 30 | 5% | 28.5
68548 | HID | SEC9X-CRD-0-015G | CFG CARD, SE, STD, CFG PFL, LF STD, HF STD/SIO/SEOS, WIEG, LED OFF, FLSH OFF, BZR ON, CSN 26-BIT (W/DEFAULT FC), KPF, BFFRD 1 KEY, NO PAR, 4-BIT MSG, IPM OFF | Ea |  | 1 Year | 30 | 5% | 28.5
68549 | HID | SEC9X-CRD-0-015H | CFG CARD, SE, STD, CFG PFL, LF STD, HF STD/SIO/SEOS/FIPS/CAK, 485FDX, LED RED, FLSH GRN, BZR ON, OPT TAMP, OPEN COLL, FIPS 40-BIT, BCD, KPF, BFFRD 1 KEY, NO PAR, 4-BIT MSG, IPM OFF | Ea |  | 1 Year | 30 | 5% | 28.5
68550 | HID | SEC9X-CRD-0-015J | CFG CARD, SE, STD, CFG PFL, LF STD, HF STD/SIO/SEOS, WIEG, LED OFF, FLSH GRN, BZR ON, CSN 26-BIT (W/DEFAULT FC), EM4102 26-BIT, KPF, BFFRD 1 KEY, DOR COMPL, NO PAR, 8-BIT MSG, IPM OFF | Ea |  | 1 Year | 30 | 5% | 28.5
68551 | HID | SEC9X-CRD-0-015K | CFG CARD, SE, STD, CFG PFL, LF STD, HF STD/SIO/SEOS, WIEG, LED OFF, FLSH OFF, BZR OFF, CSN 37-BIT LSB, IPM OFF | Ea |  | 1 Year | 30 | 5% | 28.5
68552 | HID | SEC9X-CRD-0-015L | CFG CARD, SE, STD, CFG PFL, LF CST, HF STD/SIO/SEOS, WIEG, LED RED, FLSH GRN, BZR ON, CSN 32-BIT LSB, IPM OFF | Ea |  | 1 Year | 30 | 5% | 28.5
68553 | HID | SEC9X-CRD-0-0162 | CFG CARD, SE, STD, CFG PFL, LF STD, HF STD/SIO/SEOS, C&D, LED RED, FLSH GRN, BZR ON, EM4102 ABA, 10-DIG BCD, MIFARE CSN SUPPR, IPM OFF | Ea |  | 1 Year | 30 | 5% | 28.5
68554 | HID | SEC9X-CRD-0-0164 | CFG CARD, SE, STD, CFG PFL, LF STD, HF STD/SIO/SEOS/MAG, WIEG, LED RED, FLSH GRN, BZR ON, OPT TAMP, OPEN COLL, CSN 32-BIT MSB, EM4102 32-BIT, MAG, ABA TO 26-BIT, WIEG, KPF, BFFRD 1 TO 5 KEYS, PAR, USER ENTRD FC, 26-BIT MSG, IPM OFF | Ea |  | 1 Year | 30 | 5% | 28.5
68555 | HID | SEC9X-CRD-0-0166 | CFG CARD, SE, STD, CFG PFL, LF OFF, HF STD/SIO/SEOS, WIEG, LED OFF, FLSH OFF, BZR ON, CSN 37-BIT LSB, IPM OFF | Ea |  | 1 Year | 30 | 5% | 28.5
68556 | HID | SEC9X-CRD-0-0167 | CFG CARD, SE, STD, CFG PFL, LF OFF, HF STD/SIO/SEOS/MIFSPR, WIEG, LED OFF, FLSH OFF, BZR ON, CSN MIF SUPPR, IPM OFF | Ea |  | 1 Year | 30 | 5% | 28.5
68557 | HID | SEC9X-CRD-0-0168 | CFG CARD, SE, STD, CFG PFL, LF OFF, HF STD/SIO/SEOS, C&D, LED OFF, FLSH OFF, BZR ON, CSN 32-BIT MSB, IPM OFF | Ea |  | 1 Year | 30 | 5% | 28.5
68558 | HID | SEC9X-CRD-0-016A | CFG CARD, SE, STD, CFG PFL, LF OFF, HF STD/SIO/SEOS/FIPS/CAK, 485FDX, LED RED, FLSH OFF, BZR ON, OPT TAMP, OPEN COLL, FIPS 200-BIT, IPM OFF, UART OFF, WIEG ON | Ea |  | 1 Year | 30 | 5% | 28.5
68559 | HID | SEC9X-CRD-0-016K | CFG CARD, SE, STD, CFG PFL, LF OFF, HF STD/SIO/SEOS/MIFSPR, WIEG, LED RED, FLSH GRN, BZR ON, OPT TAMP, OPEN COLL, CSN MIF SUPPR, KPF, BFFRD 1 KEY, NO PAR, 4-BIT MSG, IPM OFF | Ea |  | 1 Year | 30 | 5% | 28.5
68560 | HID | SEC9X-CRD-0-016L | CFG CARD, SE, STD, CFG PFL, LF OFF, HF STD/SIO/SEOS, WIEG, LED RED, FLSH OFF, BZR ON, OPT TAMP, OPEN COLL, CSN 32-BIT MSB, KPF, BFFRD 1 KEY, DOR COMPL, NO PAR, 8-BIT MSG, IPM OFF | Ea |  | 1 Year | 30 | 5% | 28.5
68561 | HID | SEC9X-CRD-0-016N | CFG CARD, SE, STD, CFG PFL, LF OFF, HF STD/SIO/SEOS, WIEG, LED RED, FLSH OFF, BZR ON, CSN 40-BIT MSB, KPF, BFFRD 1 KEY, NO PAR, 4-BIT MSG, IPM OFF | Ea |  | 1 Year | 30 | 5% | 28.5
68562 | HID | SEC9X-CRD-0-016P | CFG CARD, SE, STD, CFG PFL, LF OFF, HF STD/SIO/SEOS, WIEG, LED RED, FLSH GRN, BZR ON, CSN 32-BIT MSB, KPF, BFFRD 1 KEY, ADD PAR, *=E, #=F, 6-BIT MSG, IPM OFF | Ea |  | 1 Year | 30 | 5% | 28.5
68563 | HID | SEC9X-CRD-0-016Q | CFG CARD, SE, STD, CFG PFL, LF OFF, HF STD/SIO/SEOS, WIEG, LED RED, FLSH GRN, BZR ON, CSN 26-BIT (W/DEFAULT FC), KPF, LOCAL PIN VERIFY, IPM OFF | Ea |  | 1 Year | 30 | 5% | 28.5
68564 | HID | SEC9X-CRD-0-016R | CFG CARD, SE, STD, CFG PFL, LF OFF, HF STD/SIO/SEOS, WIEG, LED OFF, FLSH GRN, BZR ON, CSN 26-BIT (W/DEFAULT FC), KPF, BFFRD 1 KEY, DOR COMPL, NO PAR, 8-BIT MSG, IPM OFF | Ea |  | 1 Year | 30 | 5% | 28.5
68565 | HID | SEC9X-CRD-0-016T | CFG CARD, SE, STD, CFG PFL, LF OFF, HF STD/SIO/SEOS/FIPS/CAK, 485FDX, LED OFF, FLSH GRN, BZR ON, OPT TAMP, OPEN COLL, FIPS 75-BIT, KPF, BFFRD 1 KEY, NO PAR, 4-BIT MSG, IPM OFF | Ea |  | 1 Year | 30 | 5% | 28.5
68566 | HID | SEC9X-CRD-0-016V | CFG CARD, SE, STD, CFG PFL, LF OFF, HF STD/SIO/SEOS/FIPS/CAK, 485FDX, LED RED, FLSH GRN, BZR ON, OPT TAMP, OPEN COLL, FIPS 40-BIT, BCD, KPF, BFFRD 1 KEY, DOR COMPL, NO PAR, 8-BIT MSG, IPM OFF | Ea |  | 1 Year | 30 | 5% | 28.5
68567 | HID | SEC9X-CRD-0-016Y | CFG CARD, SE, STD, CFG PFL, LF OFF, HF STD/SIO/SEOS/FIPS/CAK, 485FDX, LED RED, FLSH GRN, BZR ON, OPT TAMP, OPEN COLL, FIPS 200-BIT, MIF/DES 56-BIT CSN, KPF, BFFRD 1 KEY, DOR COMPL, NO PAR, 8-BIT MSG, IPM OFF | Ea |  | 1 Year | 30 | 5% | 28.5
68568 | HID | SEC9X-CRD-0-0171 | CFG CARD, SE, STD, CFG PFL, LF OFF, HF STD/SIO/SEOS/FIPS/CAK, 485FDX, LED OFF, FLSH OFF, BZR ON, OPT TAMP, OPEN COLL, FIPS 64-BIT, RVRS BCD, KPF, BFFRD 1 KEY, DOR COMPL, NO PAR, 8-BIT MSG, IPM OFF | Ea |  | 1 Year | 30 | 5% | 28.5
68569 | HID | SEC9X-CRD-0-0172 | CFG CARD, SE, STD, CFG PFL, LF OFF, HF STD/SIO/SEOS/FIPS/CAK, 485FDX, LED RED, FLSH GRN, BZR ON, OPT TAMP, OPEN COLL, FIPS 40-BIT, RVRS BCD, KPF, BFFRD 1 KEY, DOR COMPL, NO PAR, 8-BIT MSG, IPM OFF | Ea |  | 1 Year | 30 | 5% | 28.5
68570 | HID | SEC9X-CRD-0-0177 | CFG CARD, SE, STD, CFG PFL, LF OFF, HF STD/SIO/SEOS/FIPS/CAK, 485FDX, LED OFF, FLSH OFF, BZR OFF, OPT TAMP, OPEN COLL, FIPS 64-BIT, RVRS BCD, IPM OFF | Ea |  | 1 Year | 30 | 5% | 28.5
68571 | HID | SEC9X-CRD-0-019D | CFG CARD, SE, STD, CFG PFL, LF OFF, HF STD/SIO/SEOS/FIPS/CAK, 485HDX, LED RED, FLSH GRN, BZR ON, OPT TAMP, OPEN COLL, FIPS 64-BIT, RVRS BCD, KPF, BFFRD 1 KEY, NO PAR, 4-BIT MSG, IPM OFF | Ea |  | 1 Year | 30 | 5% | 28.5
68572 | HID | SEC9X-CRD-0-0202 | CFG CARD, SE, STD, CFG PFL, LF STD, HF STD/SIO/SEOS/FIPS/CAK, 485FDX, LED RED, FLSH OFF, BZR ON, OPT TAMP, OPEN COLL, FIPS 75-BIT, MIF/DES 56-BIT CSN, IPM OFF | Ea |  | 1 Year | 30 | 5% | 28.5
68573 | HID | SEC9X-CRD-0-0203 | CFG CARD, SE, STD, CFG PFL, LF STD, HF STD/SIO/SEOS/FIPS/CAK, 485FDX, LED OFF, FLSH OFF, BZR OFF, OPT TAMP, OPEN COLL, FIPS 75-BIT, IPM OFF | Ea |  | 1 Year | 30 | 5% | 28.5
68574 | HID | SEC9X-CRD-0-0204 | CFG CARD, SE, STD, CFG PFL, LF CST, HF STD/SIO/SEOS/FIPS/CAK, 485FDX, LED OFF, FLSH OFF, BZR ON, OPT TAMP, OPEN COLL, FIPS 75-BIT, IPM OFF | Ea |  | 1 Year | 30 | 5% | 28.5
68575 | HID | SEC9X-CRD-0-0205 | CFG CARD, SE, STD, CFG PFL, LF STD, HF STD/SIO/SEOS, WIEG, LED RED, FLSH GRN, BZR ON, EM4102 42-BIT WIEG, PAR MOD, MIFARE CSN SUPPR, IPM OFF | Ea |  | 1 Year | 30 | 5% | 28.5
68576 | HID | SEC9X-CRD-0-0206 | CFG CARD, SE, STD, CFG PFL, LF STD, HF STD/SIO/SEOS, WIEG, LED OFF, FLSH GRN, BZR ON, CSN 26-BIT (W/DEFAULT FC), IPM OFF | Ea |  | 1 Year | 30 | 5% | 28.5
68577 | HID | SEC9X-CRD-0-0207 | CFG CARD, SE, STD, CFG PFL, LF CST, HF STD/SIO/SEOS/FIPS/CAK, 485FDX, LED RED, FLSH GRN, BZR ON, OPT TAMP, OPEN COLL, FIPS 40-BIT, BCD, IPM OFF | Ea |  | 1 Year | 30 | 5% | 28.5
68578 | HID | SEC9X-CRD-0-0209 | CFG CARD, SE, STD, CFG PFL, LF CST, HF STD/SIO/SEOS, C&D, LED OFF, FLSH OFF, BZR OFF, CSN 32-BIT MSB, IPM OFF | Ea |  | 1 Year | 30 | 5% | 28.5
68579 | HID | SEC9X-CRD-0-020A | CFG CARD, SE, STD, CFG PFL, LF STD, HF STD/SIO/SEOS/FIPS/CAK, 485FDX, LED RED, FLSH GRN, BZR ON, OPT TAMP, OPEN COLL, FIPS 200-BIT, IPM OFF, UART OFF, C/D ON | Ea |  | 1 Year | 30 | 5% | 28.5
68580 | HID | SEC9X-CRD-0-020B | CFG CARD, SE, STD, CFG PFL, LF CST, HF STD/SIO/SEOS/FIPS/CAK, 485FDX, LED RED, FLSH OFF, BZR ON, OPT TAMP, OPEN COLL, FIPS 200-BIT, IPM OFF | Ea |  | 1 Year | 30 | 5% | 28.5
68581 | HID | SEC9X-CRD-0-020C | CFG CARD, SE, STD, CFG PFL, LF STD, HF STD/SIO/SEOS, WIEG, LED OFF, FLSH GRN, BZR ON, OPT TAMP, OPEN COLL, CSN 32-BIT MSB, KPF, BFFRD 1 KEY, DOR COMPL, NO PAR, 8-BIT MSG, IPM OFF | Ea |  | 1 Year | 30 | 5% | 28.5
68582 | HID | SEC9X-CRD-0-020D | CFG CARD, SE, STD, CFG PFL, LF STD, HF STD/SIO/SEOS/FIPS/CAK, 485FDX, LED OFF, FLSH OFF, BZR ON, OPT TAMP, OPEN COLL, FIPS 64-BIT, RVRS BCD, KPF, BFFRD 1 KEY, DOR COMPL, NO PAR, 8-BIT MSG, IPM OFF | Ea |  | 1 Year | 30 | 5% | 28.5
68583 | HID | SEC9X-CRD-0-020E | CFG CARD, SE, STD, CFG PFL, LF STD, HF STD/SIO/SEOS, WIEG, LED OFF, FLSH OFF, BZR ON, OPT TAMP, OPEN COLL, CSN 32-BIT MSB, KPF, BFFRD 1 KEY, NO PAR, 4-BIT MSG, IPM OFF | Ea |  | 1 Year | 30 | 5% | 28.5
68584 | HID | SEC9X-CRD-0-020F | CFG CARD, SE, STD, CFG PFL, LF STD, HF STD/SIO/SEOS, WIEG, LED OFF, FLSH OFF, BZR OFF, OPT TAMP, OPEN COLL, CSN 26-BIT (W/DEFAULT FC), KPF, BFFRD 1 TO 5 KEYS, PAR, USER ENTRD FC, 26-BIT MSG, IPM OFF | Ea |  | 1 Year | 30 | 5% | 28.5
68585 | HID | SEC9X-CRD-0-020G | CFG CARD, SE, STD, CFG PFL, LF STD, HF STD/SIO/SEOS, WIEG, LED RED, FLSH GRN, BZR ON, CSN 40-BIT MSB, KPF, BFFRD 1 KEY, NO PAR, 4-BIT MSG, IPM OFF | Ea |  | 1 Year | 30 | 5% | 28.5
68586 | HID | SEC9X-CRD-0-020H | CFG CARD, SE, STD, CFG PFL, LF STD, HF STD/SIO/SEOS, WIEG, LED RED, FLSH GRN, BZR ON, CSN 37-BIT LSB, KPF, LOCAL PIN VERIFY, IPM OFF | Ea |  | 1 Year | 30 | 5% | 28.5
68587 | HID | SEC9X-CRD-0-020L | CFG CARD, SE, STD, CFG PFL, LF STD, HF STD/SIO/SEOS, WIEG, LED RED, FLSH GRN, BZR ON, EM4102 34-BIT, WIEG, PAR MOD, MIFARE CSN SUPPR, KPF, BFFRD 1 KEY, NO PAR, 4-BIT MSG, IPM OFF | Ea |  | 1 Year | 30 | 5% | 28.5
68588 | HID | SEC9X-CRD-0-020P | CFG CARD, SE, STD, CFG PFL, LF CST, HF STD/SIO/SEOS, WIEG, LED OFF, FLSH OFF, BZR ON, CSN 32-BIT MSB, KPF, BFFRD 1 KEY, NO PAR, 4-BIT MSG, IPM OFF | Ea |  | 1 Year | 30 | 5% | 28.5
68589 | HID | SEC9X-CRD-0-020Q | CFG CARD, SE, STD, CFG PFL, LF STD, HF STD/SIO/SEOS, WIEG, LED RED, FLSH GRN, BZR ON, OPT TAMP, OPEN COLL, CSN 32-BIT MSB, KPF, BFFRD 1 TO 5 KEYS, PAR, USER ENTRD FC, 26-BIT MSG, IPM OFF | Ea |  | 1 Year | 30 | 5% | 28.5
68590 | HID | SEC9X-CRD-0-020R | CFG CARD, SE, STD, CFG PFL, LF STD, HF STD/SIO/SEOS/FIPS/CAK, 485FDX, LED RED, FLSH GRN, BZR ON, OPT TAMP, OPEN COLL, FIPS 64-BIT, BCD, KPF, BFFRD 1 KEY, NO PAR, 4-BIT MSG, IPM OFF, UART OFF, WIEG ON | Ea |  | 1 Year | 30 | 5% | 28.5
68591 | HID | SEC9X-CRD-0-020T | CFG CARD, SE, STD, CFG PFL, LF STD, HF STD/SIO/SEOS/FIPS/CAK, 485FDX, LED RED, FLSH GRN, BZR ON, OPT TAMP, OPEN COLL, FIPS 64-BIT, BCD, KPF, BFFRD 1 KEY, PAR, 6-BIT MSG, IPM OFF | Ea |  | 1 Year | 30 | 5% | 28.5
68592 | HID | SEC9X-CRD-0-020U | CFG CARD, SE, STD, CFG PFL, LF STD, HF STD/SIO/SEOS/FIPS/CAK, 485FDX, LED RED, FLSH GRN, BZR ON, OPT TAMP, OPEN COLL, FIPS 64-BIT, RVRS BCD, KPF, BFFRD 1 TO 5 KEYS, PAR, USER ENTRD FC, 26-BIT MSG, IPM OFF | Ea |  | 1 Year | 30 | 5% | 28.5
68593 | HID | SEC9X-CRD-0-0210 | CFG CARD, SE, STD, CFG PFL, LF STD, HF STD/SIO/SEOS/FIPS/CAK, 485FDX, LED OFF, FLSH OFF, BZR ON, OPT TAMP, OPEN COLL, FIPS 200-BIT, KPF, BFFRD 1 TO 5 KEYS, PAR, USER ENTRD FC, 26-BIT MSG, IPM OFF | Ea |  | 1 Year | 30 | 5% | 28.5
68594 | HID | SEC9X-CRD-0-0211 | CFG CARD, SE, STD, CFG PFL, LF STD, HF STD/SIO/SEOS, WIEG, LED RED, FLSH GRN, BZR ON, OPT TAMP, OPEN COLL, CSN 32-BIT MSB, KPF, BFFRD 1 KEY, NO PAR, 4-BIT MSG, IPM OFF | Ea |  | 1 Year | 30 | 5% | 28.5
68595 | HID | SEC9X-CRD-0-0212 | CFG CARD, SE, STD, CFG PFL, LF STD, HF STD/SIO/SEOS, WIEG, LED RED, FLSH GRN, BZR ON, CSN 34-BIT MSB, KPF, BFFRD 1 KEY, DOR COMPL, NO PAR, 8-BIT MSG, IPM OFF | Ea |  | 1 Year | 30 | 5% | 28.5
68596 | HID | SEC9X-CRD-0-0213 | CFG CARD, SE, STD, CFG PFL, LF CST, HF STD/SIO/SEOS, C&D, LED RED, FLSH GRN, BZR ON, CSN 32-BIT MSB, KPF, BFFRD 1 KEY, DOR COMPL, NO PAR, 8-BIT MSG, IPM OFF | Ea |  | 1 Year | 30 | 5% | 28.5
68597 | HID | SEC9X-CRD-0-0214 | CFG CARD, SE, STD, CFG PFL, LF STD, HF STD/SIO/SEOS, C&D, LED RED, FLSH GRN, BZR ON, EM4102 ABA, 10-DIG BCD, MIFARE CSN SUPPR, KPF, BFFRD 1 KEY, NO PAR, 4-BIT MSG, IPM OFF | Ea |  | 1 Year | 30 | 5% | 28.5
68598 | HID | SEC9X-CRD-0-0215 | CFG CARD, SE, STD, CFG PFL, LF CST, HF STD/SIO/SEOS/FIPS/CAK, 485FDX, LED RED, FLSH GRN, BZR ON, OPT TAMP, OPEN COLL, FIPS 200-BIT, KPF, BFFRD 1 KEY, NO PAR, 4-BIT MSG, IPM OFF | Ea |  | 1 Year | 30 | 5% | 28.5
68599 | HID | SEC9X-CRD-0-0217 | CFG CARD, SE, STD, CFG PFL, LF STD, HF STD/SIO/SEOS/FIPS/CAK, 485FDX, LED OFF, FLSH OFF, BZR ON, OPT TAMP, OPEN COLL, FIPS 75-BIT, IPM OFF | Ea |  | 1 Year | 30 | 5% | 28.5
68600 | HID | SEC9X-CRD-0-0218 | CFG CARD, SE, STD, CFG PFL, LF STD, HF STD/SIO/SEOS, WIEG, LED RED, FLSH GRN, BZR ON, CSN 34-BIT MSB, EM4102 34-BIT, IPM OFF | Ea |  | 1 Year | 30 | 5% | 28.5
68601 | HID | SEC9X-CRD-0-0219 | CFG CARD, SE, STD, CFG PFL, LF STD, HF STD/SIO/SEOS, WIEG, LED RED, FLSH GRN, BZR ON, EM4102, 34-BIT, WIEG, PAR MOD, 34-BIT MIFARE CSN, IPM OFF | Ea |  | 1 Year | 30 | 5% | 28.5
68602 | HID | SEC9X-CRD-0-021A | CFG CARD, SE, STD, CFG PFL, LF STD, HF STD/SIO/SEOS, WIEG, LED RED, FLSH OFF, BZR ON, CSN 32-BIT LSB, IPM OFF | Ea |  | 1 Year | 30 | 5% | 28.5
68603 | HID | SEC9X-CRD-0-021B | CFG CARD, SE, STD, CFG PFL, LF CST, HF STD/SIO/SEOS/MIFSPR, WIEG, LED RED, FLSH GRN, BZR ON, CSN MIF SUPPR, IPM OFF | Ea |  | 1 Year | 30 | 5% | 28.5
68604 | HID | SEC9X-CRD-0-021E | CFG CARD,SE, STD,CFG PFL,LF STD, HF STD/SIO/SEOS/MAG,WIEG,LED RED, FLSH GRN, BZR ON, PT TAMP, OC, CSN 32-BIT MSB, EM4102 32-BIT, MAG, ABA TO 26-BIT (FC=8-BIT, ID=16-BIT), WIEG, KPF, BFFRD 1 TO 5 KEYS, PAR, USER ENTRD FC, 26-BIT MSG, IPM OFF | Ea |  | 1 Year | 30 | 5% | 28.5
68605 | HID | SEC9X-CRD-0-0220 | CFG CARD, SE, STD, CFG PFL, LF OFF, HF STD/SIO/SEOS/FIPS/CAK, 485FDX, LED RED, FLSH GRN, BZR ON, OPT TAMP, OPEN COLL, FIPS 128-BIT, FASCN + RMV OVRHD, IPM OFF, UART OFF, WIEG ON | Ea |  | 1 Year | 30 | 5% | 28.5
68606 | HID | SEC9X-CRD-0-0221 | CFG CARD, SE, STD, CFG PFL, LF OFF, HF STD/SIO/SEOS, WIEG, LED RED, FLSH GRN, BZR OFF, CSN 34-BIT MSB, IPM OFF | Ea |  | 1 Year | 30 | 5% | 28.5
68607 | HID | SEC9X-CRD-0-0222 | CFG CARD, SE, STD, CFG PFL, LF OFF, HF STD/SIO/SEOS, WIEG, LED OFF, FLSH OFF, BZR OFF, CSN 32-BIT LSB, IPM OFF | Ea |  | 1 Year | 30 | 5% | 28.5
68608 | HID | SEC9X-CRD-0-0223 | CFG CARD, SE, STD, CFG PFL, LF OFF, HF STD/SIO/SEOS/MIFSPR, WIEG, LED RED, FLSH OFF, BZR ON, CSN MIF SUPPR, IPM OFF | Ea |  | 1 Year | 30 | 5% | 28.5
68609 | HID | SEC9X-CRD-0-0225 | CFG CARD, SE, STD, CFG PFL, LF OFF, HF STD/SIO/SEOS, WIEG, LED RED, FLSH GRN, BZR OFF, CSN 56-BIT LSB, IPM OFF | Ea |  | 1 Year | 30 | 5% | 28.5
68610 | HID | SEC9X-CRD-0-0226 | CFG CARD, SE, STD, CFG PFL, LF OFF, HF STD/SIO/SEOS/FIPS/CAK, 485FDX, LED OFF, FLSH GRN, BZR OFF, OPT TAMP, OPEN COLL, FIPS 200-BIT, IPM OFF, UART OFF, WIEG ON | Ea |  | 1 Year | 30 | 5% | 28.5
68611 | HID | SEC9X-CRD-0-0228 | CFG CARD, SE, STD, CFG PFL, LF OFF, HF STD/SIO/SEOS/FIPS/CAK, 485FDX, LED OFF, FLSH OFF, BZR ON, OPT TAMP, OPEN COLL, FIPS 200-BIT, MIF/DES 26-BIT CSN, IPM OFF, UART OFF, WIEG ON | Ea |  | 1 Year | 30 | 5% | 28.5
68612 | HID | SEC9X-CRD-0-0229 | CFG CARD, SE, STD, CFG PFL, LF OFF, HF STD/SIO/SEOS, WIEG, LED OFF, FLSH OFF, BZR OFF, CSN 37-BIT LSB, IPM OFF | Ea |  | 1 Year | 30 | 5% | 28.5
68613 | HID | SEC9X-CRD-0-022A | CFG CARD, SE, STD, CFG PFL, LF OFF, HF STD/SIO/SEOS, WIEG, LED RED, FLSH GRN, BZR OFF, CSN 37-BIT LSB, IPM OFF | Ea |  | 1 Year | 30 | 5% | 28.5
68614 | HID | SEC9X-CRD-0-022L | CFG CARD, SE, STD, CFG PFL, LF OFF, HF STD/SIO/SEOS/FIPS/CAK, 485FDX, LED RED, FLSH GRN, BZR ON, OPT TAMP, OPEN COLL, FIPS 75-BIT, IPM OFF, UART OFF, C/D ON | Ea |  | 1 Year | 30 | 5% | 28.5
68615 | HID | SEC9X-CRD-0-022M | CFG CARD, SE, STD, CFG PFL, LF OFF, HF STD/SIO/SEOS/FIPS/CAK, 485FDX, LED RED, FLSH GRN, BZR ON, OPT TAMP, OPEN COLL, FIPS 200-BIT, IPM OFF, UART OFF, C/D ON | Ea |  | 1 Year | 30 | 5% | 28.5
68616 | HID | SEC9X-CRD-0-022N | CFG CARD, SE, STD, CFG PFL, LF OFF, HF STD/SIO/SEOS/FIPS/CAK, 485FDX, LED OFF, FLSH OFF, BZR OFF, OPT TAMP, OPEN COLL, FIPS 40-BIT, BCD, IPM OFF, UART OFF, WIEG ON | Ea |  | 1 Year | 30 | 5% | 28.5
68617 | HID | SEC9X-CRD-0-022T | CFG CARD, SE, STD, CFG PFL, LF OFF, HF STD/SIO/SEOS, C&D, LED RED, FLSH OFF, BZR OFF, CSN 32-BIT MSB, IPM OFF | Ea |  | 1 Year | 30 | 5% | 28.5
68618 | HID | SEC9X-CRD-0-022U | CFG CARD, SE, STD, CFG PFL, LF OFF, HF STD/SIO/SEOS, WIEG, LED OFF, FLSH GRN, BZR ON, CSN 56-BIT LSB, IPM OFF | Ea |  | 1 Year | 30 | 5% | 28.5
68619 | HID | SEC9X-CRD-0-022V | CFG CARD, SE, STD, CFG PFL, LF OFF, HF STD/SIO/SEOS, WIEG, LED OFF, FLSH GRN, BZR ON, CSN 32-BIT LSB, IPM OFF | Ea |  | 1 Year | 30 | 5% | 28.5
68620 | HID | SEC9X-CRD-0-0235 | CFG CARD, SE, STD, CFG PFL, LF STD, HF STD/SIO/SEOS, C&D, LED OFF, FLSH GRN, BZR OFF, CSN 32-BIT MSB, IPM OFF | Ea |  | 1 Year | 30 | 5% | 28.5
68621 | HID | SEC9X-CRD-0-023C | CFG CARD, SE, STD, CFG PFL, LF STD, HF STD/SIO/SEOS, WIEG, LED RED, FLSH GRN, BZR OFF, EM4102 26-BIT, MIFARE CSN SUPPR, WIEG, IPM OFF | Ea |  | 1 Year | 30 | 5% | 28.5
68622 | HID | SEC9X-CRD-0-023D | CFG CARD, SE, STD, CFG PFL, LF STD, HF STD/SIO/SEOS, WIEG, LED RED, FLSH OFF, BZR ON, EM4102 26-BIT, MIFARE CSN SUPPR, WIEG, IPM OFF | Ea |  | 1 Year | 30 | 5% | 28.5
68623 | HID | SEC9X-CRD-0-023E | CFG CARD, SE, STD, CFG PFL, LF STD, HF STD/SIO/SEOS/FIPS/CAK, 485FDX, LED RED, FLSH GRN, BZR ON, OPT TAMP, OPEN COLL, FIPS 40-BIT, RVRS BCD, IPM OFF, UART OFF, WIEG ON | Ea |  | 1 Year | 30 | 5% | 28.5
68624 | HID | SEC9X-CRD-0-023F | CFG CARD, SE, STD, CFG PFL, LF STD, HF STD/SIO/SEOS, WIEG, LED RED, FLSH GRN, BZR ON, OPT TAMP, OPEN COLL, CSN 37-BIT LSB, IPM OFF | Ea |  | 1 Year | 30 | 5% | 28.5
68625 | HID | SEC9X-CRD-0-023G | CFG CARD, SE, STD, CFG PFL, LF STD, HF STD/SIO/SEOS, WIEG, LED OFF, FLSH GRN, BZR ON, CSN 32-BIT LSB, IPM OFF | Ea |  | 1 Year | 30 | 5% | 28.5
68626 | HID | SEC9X-CRD-0-023H | CFG CARD, SE, STD, CFG PFL, LF STD, HF STD/SIO/SEOS, WIEG, LED OFF, FLSH GRN, BZR OFF, CSN 26-BIT (W/DEFAULT FC), IPM OFF | Ea |  | 1 Year | 30 | 5% | 28.5
68627 | HID | SEC9X-CRD-0-023K | CFG CARD, SE, STD, CFG PFL, LF CST, HF STD/SIO/SEOS, WIEG, LED RED, FLSH GRN, BZR ON, CSN 37-BIT LSB, IPM OFF | Ea |  | 1 Year | 30 | 5% | 28.5
68628 | HID | SEC9X-CRD-0-023M | CFG CARD, SE, STD, CFG PFL, LF CST, HF STD/SIO/SEOS/FIPS/CAK, 485FDX, LED RED, FLSH GRN, BZR ON, OPT TAMP, OPEN COLL, IPM OFF, UART OFF, WIEG ON | Ea |  | 1 Year | 30 | 5% | 28.5
68629 | HID | SEC9X-CRD-0-023P | CFG CARD, SE, STD, CFG PFL, LF STD, HF STD/SIO/SEOS, WIEG, LED RED, FLSH GRN, BZR ON, EM4102 40-BIT(RAW), MIFARE CSN SUPPR, WIEG, IPM OFF | Ea |  | 1 Year | 30 | 5% | 28.5
68630 | HID | SEC9X-CRD-0-023Q | CFG CARD, SE, STD, CFG PFL, LF STD, HF STD/SIO/SEOS, WIEG, LED RED, FLSH GRN, BZR ON, EM4102 34-BIT, WIEG, PAR MOD, MIFARE CSN SUPPR, IPM OFF | Ea |  | 1 Year | 30 | 5% | 28.5
68631 | HID | SEC9X-CRD-0-023R | CFG CARD, SE, STD, CFG PFL, LF STD, HF STD/SIO/SEOS, WIEG, LED RED, FLSH GRN, BZR ON, OPT TAMP, OPEN COLL, CSN 32-BIT MSB, IPM OFF | Ea |  | 1 Year | 30 | 5% | 28.5
68632 | HID | SEC9X-CRD-0-023U | CFG CARD, SE, STD, CFG PFL, LF STD, HF STD/SIO/SEOS/FIPS/CAK, 485FDX, LED RED, FLSH GRN, BZR ON, OPT TAMP, OPEN COLL, IPM OFF, UART OFF, WIEG ON | Ea |  | 1 Year | 30 | 5% | 28.5
68633 | HID | SEC9X-CRD-0-0243 | CFG CARD, SE, STD, CFG PFL, LF STD, HF STD/SIO/SEOS, WIEG, LED RED, FLSH OFF, BZR ON, OPT TAMP, OPEN COLL, CSN 32-BIT MSB, IPM OFF | Ea |  | 1 Year | 30 | 5% | 28.5
68634 | HID | SEC9X-CRD-0-0244 | CFG CARD, SE, STD, CFG PFL, LF STD, HF STD/SIO/SEOS/FIPS/CAK, 485FDX, LED RED, FLSH OFF, BZR OFF, OPT TAMP, OPEN COLL, FIPS 64-BIT, RVRS BCD, IPM OFF, UART OFF, WIEG ON | Ea |  | 1 Year | 30 | 5% | 28.5
68635 | HID | SEC9X-CRD-0-0245 | CFG CARD, SE, STD, CFG PFL, LF STD, HF STD/SIO/SEOS/FIPS/CAK, 485FDX, LED OFF, FLSH OFF, BZR ON, OPT TAMP, OPEN COLL, FIPS 64-BIT, RVRS BCD, IPM OFF, UART OFF, WIEG ON | Ea |  | 1 Year | 30 | 5% | 28.5
68636 | HID | SEC9X-CRD-0-0246 | CFG CARD, SE, STD, CFG PFL, LF OFF, HF STD/SIO/SEOS/FIPS/CAK, 485FDX, LED RED, FLSH GRN, BZR OFF, OPT TAMP, OPEN COLL, FIPS 75-BIT, KPF, BFFRD 1 KEY, DOR COMPL, NO PAR, 8-BIT MSG, IPM OFF, UART OFF, WIEG ON | Ea |  | 1 Year | 30 | 5% | 28.5
68637 | HID | SEC9X-CRD-0-0247 | CFG CARD, SE, STD, CFG PFL, LF OFF, HF STD/SIO/SEOS/FIPS/CAK, 485FDX, LED RED, FLSH OFF, BZR ON, OPT TAMP, OPEN COLL, FIPS 200-BIT, KPF, BFFRD 1 KEY, DOR COMPL, NO PAR, 8-BIT MSG, IPM OFF, UART OFF, WIEG ON | Ea |  | 1 Year | 30 | 5% | 28.5
68638 | HID | SEC9X-CRD-0-0248 | CFG CARD, SE, STD, CFG PFL, LF OFF, HF STD/SIO/SEOS/FIPS/CAK, 485FDX, LED RED, FLSH OFF, BZR ON, OPT TAMP, OPEN COLL, FIPS 75-BIT, KPF, BFFRD 1 KEY, DOR COMPL, NO PAR, 8-BIT MSG, IPM OFF, UART OFF, WIEG ON | Ea |  | 1 Year | 30 | 5% | 28.5
68639 | HID | SEC9X-CRD-0-0249 | CFG CARD, SE, STD, CFG PFL, LF OFF, HF STD/SIO/SEOS/FIPS/CAK, 485FDX, LED OFF, FLSH OFF, BZR ON, OPT TAMP, OPEN COLL, FIPS 64-BIT, BCD, KPF, BFFRD 1 KEY, DOR COMPL, NO PAR, 8-BIT MSG, IPM OFF, UART OFF, WIEG ON | Ea |  | 1 Year | 30 | 5% | 28.5
68640 | HID | SEC9X-CRD-0-024A | CFG CARD, SE, STD, CFG PFL, LF OFF, HF STD/SIO/SEOS/FIPS/CAK, 485FDX, LED RED, FLSH GRN, BZR OFF, OPT TAMP, OPEN COLL, FIPS 64-BIT, BCD, KPF, BFFRD 4 KEYS, PAR, 18-BIT MSG, IPM OFF, UART OFF, WIEG ON | Ea |  | 1 Year | 30 | 5% | 28.5
68641 | HID | SEC9X-CRD-0-024B | CFG CARD, SE, STD, CFG PFL, LF OFF, HF STD/SIO/SEOS/FIPS/CAK, 485FDX, LED RED, FLSH OFF, BZR ON, OPT TAMP, OPEN COLL, FIPS 64-BIT, BCD, KPF, BFFRD 1 KEY, DOR COMPL, NO PAR, 8-BIT MSG, IPM OFF, UART OFF, WIEG ON | Ea |  | 1 Year | 30 | 5% | 28.5
68642 | HID | SEC9X-CRD-0-024C | CFG CARD, SE, STD, CFG PFL, LF OFF, HF STD/SIO/SEOS, WIEG, LED RED, FLSH GRN, BZR ON, CSN 32-BIT MSB, KPF, BFFRD 4 KEYS, PAR, 18-BIT MSG, IPM OFF | Ea |  | 1 Year | 30 | 5% | 28.5
68643 | HID | SEC9X-CRD-0-024D | CFG CARD, SE, STD, CFG PFL, LF OFF, HF STD/SIO/SEOS, WIEG, LED RED, FLSH GRN, BZR ON, CSN 26-BIT (W/DEFAULT FC), KPF, BFFRD 4 KEYS, PAR, 18-BIT MSG, IPM OFF | Ea |  | 1 Year | 30 | 5% | 28.5
68644 | HID | SEC9X-CRD-0-024E | CFG CARD, SE, STD, CFG PFL, LF OFF, HF STD/SIO/SEOS/MIFSPR, WIEG, LED OFF, FLSH GRN, BZR ON, OPT TAMP, OPEN COLL, CSN MIF SUPPR, KPF, BFFRD 1 TO 5 KEYS, PAR, USER ENTRD FC, 26-BIT MSG, IPM OFF | Ea |  | 1 Year | 30 | 5% | 28.5
68645 | HID | SEC9X-CRD-0-024G | CFG CARD, SE, STD, CFG PFL, LF OFF, HF STD/SIO/SEOS, WIEG, LED OFF, FLSH OFF, BZR ON, CSN 26-BIT (W/DEFAULT FC), KPF, BFFRD 1 KEY, DOR COMPL, NO PAR, 8-BIT MSG, IPM OFF | Ea |  | 1 Year | 30 | 5% | 28.5
68646 | HID | SEC9X-CRD-0-024H | CFG CARD, SE, STD, CFG PFL, LF OFF, HF STD/SIO/SEOS, WIEG, LED RED, FLSH GRN, BZR ON, CSN 32-BIT MSB, KPF, BFFRD 1 TO 11 KEYS, NO PAR, 4- TO 44-BIT MSG, IPM OFF | Ea |  | 1 Year | 30 | 5% | 28.5
68647 | HID | SEC9X-CRD-0-024J | CFG CARD, SE, STD, CFG PFL, LF OFF, HF STD/SIO/SEOS/FIPS/CAK, 485FDX, LED RED, FLSH GRN, BZR ON, OPT TAMP, OPEN COLL, FIPS 200-BIT, KPF, BFFRD 1 TO 5 KEYS, PAR, USER ENTRD FC, 26-BIT MSG, IPM OFF, UART OFF, WIEG ON | Ea |  | 1 Year | 30 | 5% | 28.5
68648 | HID | SEC9X-CRD-0-024K | CFG CARD, SE, STD, CFG PFL, LF OFF, HF STD/SIO/SEOS/FIPS/CAK, 485FDX, LED RED, FLSH GRN, BZR ON, OPT TAMP, OPEN COLL, KPF, BFFRD 1 KEY, DOR COMPL, NO PAR, 8-BIT MSG, IPM OFF, UART OFF, WIEG ON | Ea |  | 1 Year | 30 | 5% | 28.5
68649 | HID | SEC9X-CRD-0-024L | CFG CARD, SE, STD, CFG PFL, LF OFF, HF STD/SIO/SEOS, WIEG, LED RED, FLSH GRN, BZR ON, OPT TAMP, OPEN COLL, CSN 32-BIT MSB, KPF, BFFRD 1 TO 5 KEYS, PAR, USER ENTRD FC, 26-BIT MSG, IPM OFF | Ea |  | 1 Year | 30 | 5% | 28.5
68650 | HID | SEC9X-CRD-0-024M | CFG CARD, SE, STD, CFG PFL, LF OFF, HF STD/SIO/SEOS, WIEG, LED RED, FLSH OFF, BZR ON, CSN 32-BIT LSB, KPF, BFFRD 1 KEY, NO PAR, 4-BIT MSG, IPM OFF | Ea |  | 1 Year | 30 | 5% | 28.5
68651 | HID | SEC9X-CRD-0-024N | CFG CARD, SE, STD, CFG PFL, LF OFF, HF STD/SIO/SEOS, WIEG, LED RED, FLSH OFF, BZR ON, CSN 37-BIT LSB, KPF, BFFRD 1 TO 5 KEYS, PAR, USER ENTRD FC, 26-BIT MSG, IPM OFF | Ea |  | 1 Year | 30 | 5% | 28.5
68652 | HID | SEC9X-CRD-0-024P | CFG CARD, SE, STD, CFG PFL, LF OFF, HF STD/SIO/SEOS, WIEG, LED RED, FLSH GRN, BZR ON, CSN 40-BIT MSB, KPF, BFFRD 1 TO 5 KEYS, PAR, USER ENTRD FC, 26-BIT MSG, IPM OFF | Ea |  | 1 Year | 30 | 5% | 28.5
68653 | HID | SEC9X-CRD-0-024T | CFG CARD, SE, STD, CFG PFL, LF OFF, HF STD/SIO/SEOS/MIFSPR, WIEG, LED OFF, FLSH OFF, BZR OFF, CSN MIF SUPPR, KPF, BFFRD 1 KEY, NO PAR, 4-BIT MSG, IPM OFF | Ea |  | 1 Year | 30 | 5% | 28.5
68654 | HID | SEC9X-CRD-0-0255 | CFG CARD, SE, STD, CFG PFL, LF STD, HF STD/SIO/SEOS, C&D, LED RED, FLSH GRN, BZR ON, CSN 32-BIT MSB, KPF, BFFRD 1 KEY, DOR COMPL, NO PAR, 8-BIT MSG, IPM OFF | Ea |  | 1 Year | 30 | 5% | 28.5
68655 | HID | SEC9X-CRD-0-0256 | CFG CARD, SE, STD, CFG PFL, LF STD, HF STD/SIO/SEOS, C&D, LED RED, FLSH GRN, BZR ON, CSN 26-BIT (W/DEFAULT FC), KPF, BFFRD 1 KEY, PAR, 6-BIT MSG, IPM OFF | Ea |  | 1 Year | 30 | 5% | 28.5
68656 | HID | SEC9X-CRD-0-025Y | CFG CARD, SE, STD, CFG PFL, LF STD, HF STD/SIO/SEOS/MIFSPR, WIEG, LED RED, FLSH OFF, BZR ON, CSN MIF SUPPR, KPF, BFFRD 1 KEY, NO PAR, 4-BIT MSG, IPM OFF | Ea |  | 1 Year | 30 | 5% | 28.5
68657 | HID | SEC9X-CRD-0-0261 | CFG CARD, SE, STD, CFG PFL, LF CST, HF STD/SIO/SEOS/FIPS/CAK, 485FDX, LED RED, FLSH GRN, BZR ON, OPT TAMP, OPEN COLL, KPF, BFFRD 1 KEY, DOR COMPL, NO PAR, 8-BIT MSG, IPM OFF, UART OFF, WIEG ON | Ea |  | 1 Year | 30 | 5% | 28.5
68658 | HID | SEC9X-CRD-0-0262 | CFG CARD, SE, STD, CFG PFL, LF CST, HF STD/SIO/SEOS, WIEG, LED RED, FLSH OFF, BZR ON, CSN 34-BIT MSB, KPF, BFFRD 1 KEY, NO PAR, 4-BIT MSG, IPM OFF | Ea |  | 1 Year | 30 | 5% | 28.5
68659 | HID | SEC9X-CRD-0-0263 | CFG CARD, SE, STD, CFG PFL, LF CST, HF STD/SIO/SEOS, WIEG, LED RED, FLSH OFF, BZR OFF, CSN 32-BIT MSB, KPF, BFFRD 1 KEY, DOR COMPL, NO PAR, 8-BIT MSG, IPM OFF | Ea |  | 1 Year | 30 | 5% | 28.5
68660 | HID | SEC9X-CRD-0-0267 | CFG CARD, SE, STD, CFG PFL, LF STD, HF STD/SIO/SEOS, WIEG, LED RED, FLSH GRN, BZR ON, CSN 34-BIT MSB, EM4102 34-BIT, KPF, BFFRD 1 KEY, DOR COMPL, NO PAR, 8-BIT MSG, IPM OFF | Ea |  | 1 Year | 30 | 5% | 28.5
68661 | HID | SEC9X-CRD-0-0269 | CFG CARD, SE, STD, CFG PFL, LF STD, HF STD/SIO/SEOS, WIEG, LED RED, FLSH GRN, BZR ON, EM4102 42-BIT, MIFARE CSN SUPPR, WIEG, KPF, BFFRD 1 KEY, NO PAR, 4-BIT MSG, IPM OFF | Ea |  | 1 Year | 30 | 5% | 28.5
68662 | HID | SEC9X-CRD-0-026A | CFG CARD, SE, STD, CFG PFL, LF STD, HF STD/SIO/SEOS, WIEG, LED RED, FLSH GRN, BZR ON, EM4102 42-BIT WIEG, PAR MOD, MIFARE CSN SUPPR, KPF, BFFRD 1 KEY, NO PAR, 4-BIT MSG, IPM OFF | Ea |  | 1 Year | 30 | 5% | 28.5
68663 | HID | SEC9X-CRD-0-026B | CFG CARD, SE, STD, CFG PFL, LF STD, HF STD/SIO/SEOS, WIEG, LED RED, FLSH GRN, BZR ON, EM4102, 34-BIT, WIEG, PAR MOD, 34-BIT MIFARE CSN, KPF, BFFRD 1 KEY, NO PAR, 4-BIT MSG, IPM OFF | Ea |  | 1 Year | 30 | 5% | 28.5
68664 | HID | SEC9X-CRD-0-026E | CFG CARD, SE, STD, CFG PFL, LF STD, HF STD/SIO/SEOS, WIEG, LED RED, FLSH GRN, BZR ON, CSN 32-BIT MSB, KPF, BFFRD 1 KEY, PAR, 6-BIT MSG, IPM OFF | Ea |  | 1 Year | 30 | 5% | 28.5
68665 | HID | SEC9X-CRD-0-026F | CFG CARD, SE, STD, CFG PFL, LF STD, HF STD/SIO/SEOS, WIEG, LED RED, FLSH GRN, BZR ON, CSN 32-BIT MSB, KPF, BFFRD 4 KEYS, PAR, 18-BIT MSG, IPM OFF | Ea |  | 1 Year | 30 | 5% | 28.5
68666 | HID | SEC9X-CRD-0-026G | CFG CARD, SE, STD, CFG PFL, LF STD, HF STD/SIO/SEOS, WIEG, LED RED, FLSH GRN, BZR ON, CSN 32-BIT MSB, KPF, BFFRD 1 TO 11 KEYS, NO PAR, 4- TO 44-BIT MSG, IPM OFF | Ea |  | 1 Year | 30 | 5% | 28.5
68667 | HID | SEC9X-CRD-0-026H | CFG CARD, SE, STD, CFG PFL, LF STD, HF STD/SIO/SEOS/FIPS/CAK, 485FDX, LED RED, FLSH GRN, BZR ON, OPT TAMP, OPEN COLL, FIPS 200-BIT, KPF, BFFRD 1 KEY, ADD PAR, *=E, #=F, 6-BIT MSG, IPM OFF, UART OFF, WIEG ON | Ea |  | 1 Year | 30 | 5% | 28.5
68668 | HID | SEC9X-CRD-0-026J | CFG CARD, SE, STD, CFG PFL, LF STD, HF STD/SIO/SEOS/FIPS/CAK, 485FDX, LED RED, FLSH GRN, BZR ON, OPT TAMP, OPEN COLL, FIPS 40-BIT, BCD, KPF, BFFRD 1 TO 5 KEYS, PAR, USER ENTRD FC, 26-BIT MSG, IPM OFF, UART OFF, WIEG ON | Ea |  | 1 Year | 30 | 5% | 28.5
68669 | HID | SEC9X-CRD-0-026L | CFG CARD, SE, STD, CFG PFL, LF STD, HF STD/SIO/SEOS/FIPS/CAK, 485FDX, LED RED, FLSH GRN, BZR ON, OPT TAMP, OPEN COLL, FIPS 75-BIT, MIF/DES 56-BIT CSN, KPF, BFFRD 1 KEY, DOR COMPL, NO PAR, 8-BIT MSG, IPM OFF, UART OFF, WIEG ON | Ea |  | 1 Year | 30 | 5% | 28.5
68670 | HID | SEC9X-CRD-0-026M | CFG CARD, SE, STD, CFG PFL, LF STD, HF STD/SIO/SEOS/FIPS/CAK, 485FDX, LED RED, FLSH GRN, BZR ON, OPT TAMP, OPEN COLL, KPF, BFFRD 1 KEY, DOR COMPL, NO PAR, 8-BIT MSG, IPM OFF, UART OFF, WIEG ON | Ea |  | 1 Year | 30 | 5% | 28.5
68671 | HID | SEC9X-CRD-0-026N | CFG CARD, SE, STD, CFG PFL, LF STD, HF STD/SIO/SEOS/FIPS/CAK, 485FDX, LED RED, FLSH GRN, BZR ON, OPT TAMP, OPEN COLL, FIPS 14443A 32-BIT CSN, KPF, BFFRD 1 KEY, DOR COMPL, NO PAR, 8-BIT MSG, IPM OFF, UART OFF, WIEG ON | Ea |  | 1 Year | 30 | 5% | 28.5
68672 | HID | SEC9X-CRD-0-026Q | CFG CARD, SE, STD, CFG PFL, LF STD, HF STD/SIO/SEOS, WIEG, LED RED, FLSH GRN, BZR ON, OPT TAMP, OPEN COLL, CSN 26-BIT (W/DEFAULT FC), KPF, BFFRD 1 KEY, DOR COMPL, NO PAR, 8-BIT MSG, IPM OFF | Ea |  | 1 Year | 30 | 5% | 28.5
68673 | HID | SEC9X-CRD-0-026V | CFG CARD, SE, STD, CFG PFL, LF STD, HF STD/SIO/SEOS/FIPS/CAK, 485FDX, LED RED, FLSH GRN, BZR ON, OPT TAMP, OPEN COLL, FIPS 40-BIT, RVRS BCD, KPF, BFFRD 1 KEY, NO PAR, 4-BIT MSG, IPM OFF, UART OFF, WIEG ON | Ea |  | 1 Year | 30 | 5% | 28.5
68674 | HID | SEC9X-CRD-0-026W | CFG CARD, SE, STD, CFG PFL, LF STD, HF STD/SIO/SEOS/FIPS/CAK, 485FDX, LED RED, FLSH GRN, BZR OFF, OPT TAMP, OPEN COLL, FIPS 75-BIT, KPF, BFFRD 1 KEY, NO PAR, 4-BIT MSG, IPM OFF, UART OFF, WIEG ON | Ea |  | 1 Year | 30 | 5% | 28.5
68675 | HID | SEC9X-CRD-0-026Y | CFG CARD, SE, STD, CFG PFL, LF STD, HF STD/SIO/SEOS/FIPS/CAK, 485FDX, LED OFF, FLSH GRN, BZR ON, OPT TAMP, OPEN COLL, FIPS 200-BIT, KPF, BFFRD 1 KEY, NO PAR, 4-BIT MSG, IPM OFF, UART OFF, WIEG ON | Ea |  | 1 Year | 30 | 5% | 28.5
68676 | HID | SEC9X-CRD-0-0270 | CFG CARD, SE, STD, CFG PFL, LF STD, HF STD/SIO/SEOS/FIPS/CAK, 485FDX, LED OFF, FLSH GRN, BZR ON, OPT TAMP, OPEN COLL, FIPS 200-BIT, MIF/DES 56-BIT CSN, KPF, BFFRD 1 KEY, NO PAR, 4-BIT MSG, IPM OFF, UART OFF, WIEG ON | Ea |  | 1 Year | 30 | 5% | 28.5
68677 | HID | SEC9X-CRD-0-0271 | CFG CARD, SE, STD, CFG PFL, LF STD, HF STD/SIO/SEOS, WIEG, LED RED, FLSH OFF, BZR ON, OPT TAMP, OPEN COLL, CSN 32-BIT MSB, KPF, BFFRD 1 KEY, NO PAR, 4-BIT MSG, IPM OFF | Ea |  | 1 Year | 30 | 5% | 28.5
68678 | HID | SEC9X-CRD-0-0272 | CFG CARD, SE, STD, CFG PFL, LF STD, HF STD/SIO/SEOS, WIEG, LED OFF, FLSH OFF, BZR ON, CSN 26-BIT (W/DEFAULT FC), KPF, BFFRD 1 TO 5 KEYS, PAR, USER ENTRD FC, 26-BIT MSG, IPM OFF | Ea |  | 1 Year | 30 | 5% | 28.5
68679 | HID | SEC9X-CRD-0-0273 | CFG CARD, SE, STD, CFG PFL, LF STD, HF STD/SIO/SEOS/FIPS/CAK, 485FDX, LED OFF, FLSH OFF, BZR ON, OPT TAMP, OPEN COLL, FIPS 200-BIT, KPF, BFFRD 1 KEY, NO PAR, 4-BIT MSG, IPM OFF, UART OFF, WIEG ON | Ea |  | 1 Year | 30 | 5% | 28.5
68680 | HID | SEC9X-CRD-0-0274 | CFG CARD, SE, STD, CFG PFL, LF STD, HF STD/SIO/SEOS/FIPS/CAK, 485FDX, LED OFF, FLSH OFF, BZR ON, OPT TAMP, OPEN COLL, FIPS 75-BIT, KPF, BFFRD 1 KEY, DOR COMPL, NO PAR, 8-BIT MSG, IPM OFF, UART OFF, WIEG ON | Ea |  | 1 Year | 30 | 5% | 28.5
68681 | HID | SEC9X-CRD-0-027E | CFG CARD, SE, STD, CFG PFL, LF STD, HF STD/SIO/SEOS, C&D, LED RED, FLSH OFF, BZR OFF, CSN 32-BIT MSB, IPM OFF | Ea |  | 1 Year | 30 | 5% | 28.5
68682 | HID | SEC9X-CRD-0-027F | CFG CARD, SE, STD, CFG PFL, LF STD, HF STD/SIO/SEOS/FIPS/CAK, 485FDX, LED RED, FLSH GRN, BZR OFF, OPT TAMP, OPEN COLL, FIPS 75-BIT, IPM OFF, UART OFF, WIEG ON | Ea |  | 1 Year | 30 | 5% | 28.5
68683 | HID | SEC9X-CRD-0-027G | CFG CARD, SE, STD, CFG PFL, LF STD, HF STD/SIO/SEOS, WIEG, LED OFF, FLSH GRN, BZR OFF, CSN 32-BIT MSB, IPM OFF | Ea |  | 1 Year | 30 | 5% | 28.5
68684 | HID | SEC9X-CRD-0-027H | CFG CARD, SE, STD, CFG PFL, LF CST, HF STD/SIO/SEOS, WIEG, LED RED, FLSH OFF, BZR OFF, CSN 32-BIT MSB, IPM OFF | Ea |  | 1 Year | 30 | 5% | 28.5
68685 | HID | SEC9X-CRD-0-027K | CFG CARD, SE, STD, CFG PFL, LF STD, HF STD/SIO/SEOS/FIPS/CAK, 485FDX, LED RED, FLSH GRN, BZR OFF, OPT TAMP, OPEN COLL, FIPS 200-BIT, IPM OFF, UART OFF, WIEG ON | Ea |  | 1 Year | 30 | 5% | 28.5
68686 | HID | SEC9X-CRD-0-027L | CFG CARD, SE, STD, CFG PFL, LF STD, HF STD/SIO/SEOS, WIEG, LED RED, FLSH GRN, BZR OFF, CSN 56-BIT LSB, IPM OFF | Ea |  | 1 Year | 30 | 5% | 28.5
68687 | HID | SEC9X-CRD-0-027N | CFG CARD, SE, STD, CFG PFL, LF STD, HF STD/SIO/SEOS, WIEG, LED OFF, FLSH OFF, BZR OFF, CSN 34-BIT MSB, IPM OFF | Ea |  | 1 Year | 30 | 5% | 28.5
68688 | HID | SEC9X-CRD-0-028B | CFG CARD, SE, STD, CFG PFL, LF OFF, HF STD/SIO/SEOS, C&D, LED RED, FLSH GRN, BZR ON, OPT TAMP, OPEN COLL, CSN 32-BIT MSB, KPF, BFFRD 1 KEY, NO PAR, 4-BIT MSG, IPM OFF | Ea |  | 1 Year | 30 | 5% | 28.5
68689 | HID | SEC9X-CRD-0-0292 | CFG CARD, SE, STD, CFG PFL, LF OFF, HF STD/SIO/SEOS/MAG, WIEG, LED OFF, FLSH OFF, BZR ON, OPT TAMP, OPEN COLL, CSN 32-BIT MSB, MAG, ABA TO 26-BIT, WIEG, IPM OFF | Ea |  | 1 Year | 30 | 5% | 28.5
68690 | HID | SEC9X-CRD-0-031H | CFG CARD, SE, STD, CFG PFL, LF OFF, HF STD/SIO/SEOS/MIGR, HF MIGR PFL EVC52545, IPM OFF, NO KPD, NO PROX | Ea |  | 1 Year | 30 | 5% | 28.5
68691 | HID | SEC9X-CRD-0-0324-E | CFG CARD, SE, STD, CFG PFL, LF OFF, HF STD/SIO/SEOS/MIGR, HF MIGR PFL EVP00000, IPM OFF, KPD, NO PROX, OSDPV1 | Ea |  | 1 Year | 30 | 5% | 28.5
68692 | HID | SEC9X-CRD-0-0327 | CFG CARD, SE, STD, CFG PFL, LF OFF, HF STD/SIO/SEOS/MIGR, HF MIGR PFL EVP00120, IPM OFF, KPD, NO PROX, OSDPV1 | Ea |  | 1 Year | 30 | 5% | 28.5
68693 | HID | SEC9X-CRD-0-032C | CFG CARD, SE, STD, CFG, PFL,14443A - SIO/SEOS (ANY),PICO15693 - SIO/ICLASS STD,ASK, FSK, PSK, FELICA-NON OCTO - CSN 64BIT, FELICA-OCTO - CSN 64BIT,FELICA-EZ LINK - CSN 64BIT | Ea |  | 1 Year | 30 | 5% | 28.5
68694 | HID | SEC9X-CRD-0-032N | CFG CARD, SE, STD, CFG PFL, LF STD, HF STD/SIO/SEOS/FIPS/CAK, 485HDX, LED RED, FLSH GRN, BZR ON, OPT TAMP, OPEN COLL, FIPS 200-BIT, KPF, BFFRD 1 KEY, NO PAR, 4-BIT MSG, IPM OFF, UART OFF, WIEG ON | Ea |  | 1 Year | 30 | 5% | 28.5
68695 | HID | SEC9X-CRD-0-032P | CFG CARD, SE, STD, CFG PFL, LF STD, HF STD/SIO/SEOS/FIPS/CAK/PKI, 485HDX, LED RED, FLSH GRN, BZR ON, OPT TAMP, OPEN COLL, FIPS 200-BIT, KPF, BFFRD 1 KEY, NO PAR, 4-BIT MSG, LCD 1F, IPM OFF, UART OFF, WIEG ON | Ea |  | 1 Year | 30 | 5% | 28.5
68696 | HID | SEC9X-CRD-0-032Q | CFG CARD, SE, STD, CFG PFL, LF OFF, HF STD/SIO/SEOS/FIPS/CAK, 485HDX, LED RED, FLSH GRN, BZR ON, OPT TAMP, OPEN COLL, FIPS 200-BIT, IPM OFF, UART OFF, WIEG ON | Ea |  | 1 Year | 30 | 5% | 28.5
68697 | HID | SEC9X-CRD-0-032R | CFG CARD, SE, STD, CFG PFL, LF OFF, HF STD/SIO/SEOS/FIPS/CAK, 485HDX, LED RED, FLSH GRN, BZR ON, OPT TAMP, OPEN COLL, FIPS 200-BIT, KPF, BFFRD 1 KEY, NO PAR, 4-BIT MSG, IPM OFF, UART OFF, WIEG ON | Ea |  | 1 Year | 30 | 5% | 28.5
68698 | HID | SEC9X-CRD-0-032T | CFG CARD, SE, STD, CFG PFL, LF OFF, HF STD/SIO/SEOS/FIPS/CAK/PKI, 485HDX, LED RED, FLSH GRN, BZR ON, OPT TAMP, OPEN COLL, FIPS 200-BIT, KPF, BFFRD 1 KEY, NO PAR, 4-BIT MSG, LCD 1F, IPM OFF, UART OFF, WIEG ON | Ea |  | 1 Year | 30 | 5% | 28.5
68699 | HID | SEC9X-CRD-0-032U | CFG CARD, SE, STD, CFG PFL, LF STD, HF STD/SIO/SEOS/FIPS/CAK, 485HDX, LED RED, FLSH GRN, BZR ON, OPT TAMP, OPEN COLL, FIPS 200-BIT, IPM OFF, UART OFF, WIEG ON | Ea |  | 1 Year | 30 | 5% | 28.5
68700 | HID | SEC9X-CRD-0-032V | CFG CARD, SE, STD, CFG PFL, LF OFF, HF STD/SIO/SEOS/FIPS/CAK, 485FDX, LED RED, FLSH GRN, BZR ON, OPT TAMP, OPEN COLL, LCD 1F, IPM OFF, UART ON, WIEG OFF | Ea |  | 1 Year | 30 | 5% | 28.5
68701 | HID | SEC9X-CRD-0-032W | CFG CARD, SE, STD, CFG PFL, LF STD, HF STD/SIO/SEOS/FIPS/CAK, 485FDX, LED RED, FLSH GRN, BZR ON, OPT TAMP, OPEN COLL, FIPS 200-BIT, KPF, BFFRD 1 KEY, NO PAR, 4-BIT MSG, IPM OFF, UART OFF, WIEG ON | Ea |  | 1 Year | 30 | 5% | 28.5
68702 | HID | SEC9X-CRD-0-032Y | CFG CARD, SE, STD, CFG PFL, LF OFF, HF STD/SIO/SEOS/FIPS/CAK, 485FDX, LED RED, FLSH GRN, BZR ON, OPT TAMP, OPEN COLL, IPM OFF, UART ON, WIEG OFF | Ea |  | 1 Year | 30 | 5% | 28.5
68703 | HID | SEC9X-CRD-0-0330 | CFG CARD, SE, STD, CFG PFL, LF OFF, HF STD/SIO/SEOS/FIPS/CAK, 485HDX, OSDP V1, OPEN COLL, OSDP TAMP ENBLD, TEST KEYS, POLL=75MS, A/V OFF, FIPS 75-BIT, IPM OFF, UART OFF, WIEG OFF | Ea |  | 1 Year | 30 | 5% | 28.5
68704 | HID | SEC9X-CRD-0-0331 | CFG CARD, SE, STD, CFG PFL, LF OFF, HF STD/SIO/SEOS/FIPS/CAK, 485HDX, OSDP V1, OPEN COLL, OSDP TAMP ENBLD, TEST KEYS, POLL=75MS, A/V OFF, FIPS 64-BIT, BCD, IPM OFF, UART OFF, WIEG OFF | Ea |  | 1 Year | 30 | 5% | 28.5
68705 | HID | SEC9X-CRD-0-0332 | CFG CARD, SE, STD, CFG PFL, LF STD, HF STD/SIO/SEOS/FIPS/CAK, 485HDX, OSDP V1, OPEN COLL, OSDP TAMP ENBLD, TEST KEYS, POLL=75MS, A/V OFF, FIPS 75-BIT, IPM OFF, UART OFF, WIEG OFF | Ea |  | 1 Year | 30 | 5% | 28.5
68706 | HID | SEC9X-CRD-0-0333 | CFG CARD, SE, STD, CFG PFL, LF OFF, HF STD/SIO/SEOS/FIPS/CAK/PKI, 485FDX, LED RED, FLSH GRN, BZR ON, OPT TAMP, OPEN COLL, FIPS 75-BIT, KPF, BFFRD 1 KEY, NO PAR, 4-BIT MSG, LCD 1F, IPM OFF, UART OFF, WIEG ON | Ea |  | 1 Year | 30 | 5% | 28.5
68707 | HID | SEC9X-CRD-0-0334 | CFG CARD, SE, STD, CFG PFL, LF OFF, HF STD/SIO/SEOS/FIPS/CAK/PKI, 485FDX, LED RED, FLSH GRN, BZR ON, OPT TAMP, OPEN COLL, FIPS 64-BIT, BCD, KPF, BFFRD 1 KEY, NO PAR, 4-BIT MSG, LCD 1F, IPM OFF, UART OFF, WIEG ON | Ea |  | 1 Year | 30 | 5% | 28.5
68708 | HID | SEC9X-CRD-0-0335 | CFG CARD, SE, STD, CFG PFL, LF STD, HF STD/SIO/SEOS/FIPS/CAK, 485HDX, OSDP V1, OPEN COLL, OSDP TAMP ENBLD, TEST KEYS, POLL=75MS, A/V OFF, FIPS 64-BIT, BCD, IPM OFF, UART OFF, WIEG OFF | Ea |  | 1 Year | 30 | 5% | 28.5
68709 | HID | SEC9X-CRD-0-0336 | CFG CARD, SE, STD, CFG PFL, LF OFF, HF STD/SIO/SEOS/FIPS/CAK, 485HDX, LED RED, FLSH GRN, BZR ON, OPT TAMP, OPEN COLL, FIPS 75-BIT, IPM OFF, UART OFF, WIEG ON | Ea |  | 1 Year | 30 | 5% | 28.5
68710 | HID | SEC9X-CRD-0-0337 | CFG CARD, SE, STD, CFG PFL, LF OFF, HF STD/SIO/SEOS/FIPS/CAK, 485HDX, LED RED, FLSH GRN, BZR ON, OPT TAMP, OPEN COLL, FIPS 64-BIT, BCD, IPM OFF, UART OFF, WIEG ON | Ea |  | 1 Year | 30 | 5% | 28.5
68711 | HID | SEC9X-CRD-0-0338 | CFG CARD, SE, STD, CFG PFL, LF STD, HF STD/SIO/SEOS/FIPS/CAK, 485HDX, LED RED, FLSH GRN, BZR ON, OPT TAMP, OPEN COLL, FIPS 75-BIT, IPM OFF, UART OFF, WIEG ON | Ea |  | 1 Year | 30 | 5% | 28.5
68712 | HID | SEC9X-CRD-0-0339 | CFG CARD, SE, STD, CFG PFL, LF STD, HF STD/SIO/SEOS/FIPS/CAK, 485HDX, LED RED, FLSH GRN, BZR ON, OPT TAMP, OPEN COLL, FIPS 64-BIT, BCD, IPM OFF, UART OFF, WIEG ON | Ea |  | 1 Year | 30 | 5% | 28.5
68713 | HID | SEC9X-CRD-0-033A | CFG CARD, SE, STD, CFG PFL, LF OFF, HF STD/SIO/SEOS/FIPS/CAK, 485FDX, LED RED, FLSH GRN, BZR ON, OPT TAMP, OPEN COLL, IPM OFF, UART ON, WIEG OFF | Ea |  | 1 Year | 30 | 5% | 28.5
68714 | HID | SEC9X-CRD-0-033B | CFG CARD, SE, STD, CFG PFL, LF STD, HF STD/SIO/SEOS/FIPS/CAK, 485FDX, LED RED, FLSH GRN, BZR ON, OPT TAMP, OPEN COLL, IPM OFF, UART ON, WIEG OFF | Ea |  | 1 Year | 30 | 5% | 28.5
68715 | HID | SEC9X-CRD-0-033C | CFG CARD, SE, STD, CFG PFL, LF OFF, HF STD/SIO/SEOS/FIPS/CAK, 485HDX, OSDP V1, OPEN COLL, OSDP TAMP ENBLD, TEST KEYS, POLL=75MS, A/V OFF, KPF, ASCII, BFFRD 1 KEY, FIPS 75-BIT, IPM OFF, UART OFF, WIEG OFF | Ea |  | 1 Year | 30 | 5% | 28.5
68716 | HID | SEC9X-CRD-0-033D | CFG CARD, SE, STD, CFG PFL, LF OFF, HF STD/SIO/SEOS/FIPS/CAK, 485HDX, OSDP V1, OPEN COLL, OSDP TAMP ENBLD, TEST KEYS, POLL=75MS, FIPS 64-BIT, BCD, A/V OFF, KPF, ASCII, BFFRD 1 KEY, IPM OFF, UART OFF, WIEG OFF | Ea |  | 1 Year | 30 | 5% | 28.5
68717 | HID | SEC9X-CRD-0-033E | CFG CARD, SE, STD, CFG PFL, LF OFF, HF STD/SIO/SEOS/FIPS/CAK, 485HDX, LED RED, FLSH GRN, BZR ON, OPT TAMP, OPEN COLL, FIPS 75-BIT, KPF, BFFRD 1 KEY, NO PAR, 4-BIT MSG, IPM OFF, UART OFF, WIEG ON | Ea |  | 1 Year | 30 | 5% | 28.5
68718 | HID | SEC9X-CRD-0-033F | CFG CARD, SE, STD, CFG PFL, LF OFF, HF STD/SIO/SEOS/FIPS/CAK, 485HDX, LED RED, FLSH GRN, BZR ON, OPT TAMP, OPEN COLL, FIPS 64-BIT, BCD, KPF, BFFRD 1 KEY, NO PAR, 4-BIT MSG, IPM OFF, UART OFF, WIEG ON | Ea |  | 1 Year | 30 | 5% | 28.5
68719 | HID | SEC9X-CRD-0-033G | CFG CARD, SE, STD, CFG PFL, LF STD, HF STD/SIO/SEOS/FIPS/CAK, 485HDX, OSDP V1, OPEN COLL, OSDP TAMP ENBLD, TEST KEYS, POLL=75MS, FIPS 75-BIT, A/V OFF, KPF, ASCII, BFFRD 1 KEY, IPM OFF, UART OFF, WIEG OFF | Ea |  | 1 Year | 30 | 5% | 28.5
68720 | HID | SEC9X-CRD-0-033H | CFG CARD, SE, STD, CFG PFL, 485HDX, OSDP V1, OPEN COLL, OSDP TAMP ENBLD, TEST KEYS, POLL=75MS, FIPS 64-BIT, BCD, KPF, ASCII, BFFRD 1 KEY, IPM OFF, UART OFF, WIEG OFF | Ea |  | 1 Year | 30 | 5% | 28.5
68721 | HID | SEC9X-CRD-0-033J | CFG CARD, SE, STD, CFG PFL, LF STD, HF STD/SIO/SEOS/FIPS/CAK, 485HDX, LED RED, FLSH GRN, BZR ON, OPT TAMP, OPEN COLL, FIPS 75-BIT, KPF, BFFRD 1 KEY, NO PAR, 4-BIT MSG, IPM OFF, UART OFF, WIEG ON | Ea |  | 1 Year | 30 | 5% | 28.5
68722 | HID | SEC9X-CRD-0-033K | CFG CARD, SE, STD, CFG PFL, LF STD, HF STD/SIO/SEOS/FIPS/CAK, 485HDX, LED RED, FLSH GRN, BZR ON, OPT TAMP, OPEN COLL, FIPS 64-BIT, BCD, KPF, BFFRD 1 KEY, NO PAR, 4-BIT MSG, IPM OFF, UART OFF, WIEG ON | Ea |  | 1 Year | 30 | 5% | 28.5
68723 | HID | SEC9X-CRD-0-033L | CFG CARD, SE, STD, CFG PFL, LF OFF, HF STD/SIO/SEOS/FIPS/CAK/PKI, 485HDX, OSDP V1, OPEN COLL, OSDP TAMP ENBLD, TEST KEYS, POLL=75MS, FIPS 75-BIT, KPF, ASCII, BFFRD 1 KEY, LCD 1F, IPM OFF, UART OFF, WIEG OFF | Ea |  | 1 Year | 30 | 5% | 28.5
68724 | HID | SEC9X-CRD-0-033M | CFG CARD, SE, STD, CFG PFL, LF OFF, HF STD/SIO/SEOS/FIPS/CAK/PKI, 485HDX, OSDP V1, OPEN COLL, OSDP TAMP ENBLD, TEST KEYS, POLL=75MS, FIPS 64-BIT, BCD, KPF, ASCII, BFFRD 1 KEY, LCD 1F, IPM OFF, UART OFF, WIEG OFF | Ea |  | 1 Year | 30 | 5% | 28.5
68725 | HID | SEC9X-CRD-0-033N | CFG CARD, SE, STD, CFG PFL, LF OFF, HF STD/SIO/SEOS/FIPS/CAK/PKI, 485HDX, LED RED, FLSH GRN, BZR ON, OPT TAMP, OPEN COLL, FIPS 75-BIT, KPF, BFFRD 1 KEY, NO PAR, 4-BIT MSG, LCD 1F, IPM OFF, UART OFF, WIEG ON | Ea |  | 1 Year | 30 | 5% | 28.5
68726 | HID | SEC9X-CRD-0-033P | CFG CARD, SE, STD, CFG PFL, LF OFF, HF STD/SIO/SEOS/FIPS/CAK/PKI, 485HDX, LED RED, FLSH GRN, BZR ON, OPT TAMP, OPEN COLL, FIPS 64-BIT, BCD, KPF, BFFRD 1 KEY, NO PAR, 4-BIT MSG, LCD 1F, IPM OFF, UART OFF, WIEG ON | Ea |  | 1 Year | 30 | 5% | 28.5
68727 | HID | SEC9X-CRD-0-033Q | CFG CARD, SE, STD, CFG PFL, LF STD, HF STD/SIO/SEOS/FIPS/CAK/PKI, 485HDX, OSDP V1, OPEN COLL, OSDP TAMP ENBLD, TEST KEYS, POLL=75MS, FIPS 75-BIT, KPF, ASCII, BFFRD 1 KEY, LCD 1F, IPM OFF, UART OFF, WIEG OFF | Ea |  | 1 Year | 30 | 5% | 28.5
68728 | HID | SEC9X-CRD-0-033R | CFG CARD, SE, STD, CFG PFL, LF STD, HF STD/SIO/SEOS/FIPS/CAK/PKI, 485HDX, OSDP V1, OPEN COLL, OSDP TAMP ENBLD, TEST KEYS, POLL=75MS, FIPS 64-BIT, BCD, KPF, ASCII, BFFRD 1 KEY, LCD 1F, IPM OFF, UART OFF, WIEG OFF | Ea |  | 1 Year | 30 | 5% | 28.5
68729 | HID | SEC9X-CRD-0-033T | CFG CARD, SE, STD, CFG PFL, LF STD, HF STD/SIO/SEOS/FIPS/CAK/PKI, 485HDX, LED RED, FLSH GRN, BZR ON, OPT TAMP, OPEN COLL, FIPS 75-BIT, KPF, BFFRD 1 KEY, NO PAR, 4-BIT MSG, LCD 1F, IPM OFF, UART OFF, WIEG ON | Ea |  | 1 Year | 30 | 5% | 28.5
68730 | HID | SEC9X-CRD-0-033U | CFG CARD, SE, STD, CFG PFL, LF STD, HF STD/SIO/SEOS/FIPS/CAK/PKI, 485HDX, LED RED, FLSH GRN, BZR ON, OPT TAMP, OPEN COLL, FIPS 64-BIT, BCD, KPF, BFFRD 1 KEY, NO PAR, 4-BIT MSG, LCD 1F, IPM OFF, UART OFF, WIEG ON | Ea |  | 1 Year | 30 | 5% | 28.5
68731 | HID | SEC9X-CRD-0-0346 | CFG CARD, SE, STD, CFG PFL, NO PROX, SIO (P15693), OSDP V1 PROTO, TEST KEYS, LED IDLE RED, A/V OFF, 75MS AUTO MODE POLL, OPT TMPR OPEN COLL + OSDP NOTIFY, MEDIA OUTPUT DISABLED, IPM OFF, RCMP CFG | Ea |  | 1 Year | 30 | 5% | 28.5
68732 | HID | SEC9X-CRD-0-034H | CFG CARD, SE, STD, CFG PFL, LF OFF, HF STD/SIO/SEOS, WIEG, LED OFF, FLSH OFF, BZR OFF, OPT TAMP, OPEN COLL, CSN 56-BIT MSB, IPM OFF | Ea |  | 1 Year | 30 | 5% | 28.5
68733 | HID | SEC9X-CRD-0-034M | CFG CARD, SE, STD, CFG PFL, LF CST, HF STD/SIO/SEOS, WIEG, LED RED, FLSH OFF, BZR ON, CSN 32-BIT MSB, KPF, BFFRD 1 KEY, DOR COMPL, NO PAR, 8-BIT MSG, IPM OFF | Ea |  | 1 Year | 30 | 5% | 28.5
68734 | HID | SEC9X-CRD-0-034P | CFG CARD, SE, STD, CFG PFL, LF STD, HF STD/SIO/SEOS, WIEG, LED RED, FLSH GRN, BZR ON, CSN 37-BIT LSB, KPF, BFFRD 1 KEY, DOR COMPL, NO PAR, 8-BIT MSG, IPM OFF | Ea |  | 1 Year | 30 | 5% | 28.5
68735 | HID | SEC9X-CRD-0-034Q | CFG CARD, SE, STD, CFG PFL, LF CST, HF STD/SIO/SEOS, WIEG, LED OFF, FLSH OFF, BZR OFF, CSN 32-BIT MSB, IPM OFF | Ea |  | 1 Year | 30 | 5% | 28.5
68736 | HID | SEC9X-CRD-0-034R | CFG CARD, SE, STD, CFG PFL, LF STD, HF STD/SIO/SEOS, WIEG, LED RED, FLSH GRN, BZR ON, CSN 26-BIT (W/DEFAULT FC), EM4102 26-BIT, IPM OFF | Ea |  | 1 Year | 30 | 5% | 28.5
68737 | HID | SEC9X-CRD-0-034V | CFG CARD, SE, STD, CFG PFL, LF OFF, HF STD/SIO/SEOS, WIEG, LED OFF, FLSH OFF, BZR ON, CSN 32-BIT MSB, KPF, LOCAL PIN VERIFY, IPM OFF | Ea |  | 1 Year | 30 | 5% | 28.5
68738 | HID | SEC9X-CRD-0-034Y | CFG CARD, SE, STD, CFG PFL, LF STD, HF STD/SIO/SEOS, WIEG, LED RED, FLSH GRN, BZR ON, CSN 56-BIT LSB, KPF, BFFRD 1 KEY, NO PAR, 4-BIT MSG, IPM OFF | Ea |  | 1 Year | 30 | 5% | 28.5
68739 | HID | SEC9X-CRD-0-0358 | CFG CARD, SE, STD, CFG PFL, LF OFF, HF STD/SIO/SEOS, WIEG, LED RED, FLSH GRN, BZR ON, CSN 34-BIT MSB, KPF, BFFRD 1 KEY, DOR COMPL, NO PAR, 8-BIT MSG, IPM OFF | Ea |  | 1 Year | 30 | 5% | 28.5
68740 | HID | SEC9X-CRD-0-0361 | CFG CARD, SE, STD, CFG PFL, LF OFF, HF STD/SIO/SEOS, WIEG, LED OFF, FLSH GRN, BZR ON, CSN 26-BIT (W/DEFAULT FC), KPF, BFFRD 1 TO 5 KEYS, PAR, USER ENTRD FC, 26-BIT MSG, IPM OFF | Ea |  | 1 Year | 30 | 5% | 28.5
68741 | HID | SEC9X-CRD-0-0362 | CFG CARD, SE, STD, CFG PFL, LF OFF, HF STD/SIO/SEOS, WIEG, LED OFF, FLSH OFF, BZR OFF, OPT TAMP, OPEN COLL, CSN 56-BIT LSB, IPM OFF | Ea |  | 1 Year | 30 | 5% | 28.5
68742 | HID | SEC9X-CRD-0-0363 | CFG CARD, SE, STD, CFG PFL, LF OFF, HF STD/SIO/SEOS, WIEG, LED RED, FLSH OFF, BZR ON, OPT TAMP, OPEN COLL, CSN 32-BIT MSB, IPM OFF | Ea |  | 1 Year | 30 | 5% | 28.5
68743 | HID | SEC9X-CRD-0-0365 | CFG CARD, SE, STD, CFG PFL, LF STD, HF STD/SIO/SEOS/FIPS/CAK, 485FDX, LED OFF, FLSH GRN, BZR ON, OPT TAMP, OPEN COLL, FIPS 75-BIT, IPM OFF, UART OFF, WIEG ON | Ea |  | 1 Year | 30 | 5% | 28.5
68744 | HID | SEC9X-CRD-0-0366 | CFG CARD, SE, STD, CFG PFL, LF CST, HF STD/SIO/SEOS, WIEG, LED RED, FLSH OFF, BZR ON, CSN 26-BIT (W/DEFAULT FC), KPF, BFFRD 1 KEY, DOR COMPL, NO PAR, 8-BIT MSG, IPM OFF | Ea |  | 1 Year | 30 | 5% | 28.5
68745 | HID | SEC9X-CRD-0-0367 | CFG CARD, SE, STD, CFG PFL, LF STD, HF STD/SIO/SEOS, WIEG, LED RED, FLSH GRN, BZR ON, CSN 40-BIT MSB, KPF, BFFRD 1 KEY, DOR COMPL, NO PAR, 8-BIT MSG, IPM OFF | Ea |  | 1 Year | 30 | 5% | 28.5
68746 | HID | SEC9X-CRD-0-0368 | CFG CARD, SE, STD, CFG PFL, LF CST, HF STD/SIO/SEOS, WIEG, LED RED, FLSH GRN, BZR OFF, CSN 32-BIT MSB, KPF, BFFRD 1 KEY, DOR COMPL, NO PAR, 8-BIT MSG, IPM OFF | Ea |  | 1 Year | 30 | 5% | 28.5
68747 | HID | SEC9X-CRD-0-0369 | CFG CARD, SE, STD, CFG PFL, LF OFF, HF STD/SIO/SEOS, WIEG, LED RED, FLSH OFF, BZR OFF, CSN 32-BIT MSB, KPF, BFFRD 1 KEY, NO PAR, 4-BIT MSG, IPM OFF | Ea |  | 1 Year | 30 | 5% | 28.5
68748 | HID | SEC9X-CRD-0-036A | CFG CARD, SE, STD, CFG PFL, LF OFF, HF STD/SIO/SEOS, WIEG, LED OFF, FLSH GRN, BZR ON, CSN 32-BIT MSB, KPF, BFFRD 1 KEY, NO PAR, 4-BIT MSG, IPM OFF | Ea |  | 1 Year | 30 | 5% | 28.5
68749 | HID | SEC9X-CRD-0-036B | CFG CARD, SE, STD, CFG PFL, LF STD, HF STD/SIO/SEOS, WIEG, LED OFF, FLSH OFF, BZR ON, CSN 34-BIT MSB, EM4102 34-BIT, KPF, BFFRD 1 KEY, DOR COMPL, NO PAR, 8-BIT MSG, IPM OFF | Ea |  | 1 Year | 30 | 5% | 28.5
68750 | HID | SEC9X-CRD-0-036C | CFG CARD, SE, STD, CFG PFL, LF OFF, HF STD/SIO/SEOS, WIEG, LED OFF, FLSH OFF, BZR ON, CSN 26-BIT (W/DEFAULT FC), KPF, BFFRD 1 KEY, PAR, 6-BIT MSG, IPM OFF | Ea |  | 1 Year | 30 | 5% | 28.5
68751 | HID | SEC9X-CRD-0-036D | CFG CARD, SE, STD, CFG PFL, LF STD, HF STD/SIO/SEOS, WIEG, LED OFF, FLSH GRN, BZR ON, CSN 32-BIT MSB, KPF, BFFRD 1 KEY, DOR COMPL, NO PAR, 8-BIT MSG, IPM OFF | Ea |  | 1 Year | 30 | 5% | 28.5
68752 | HID | SEC9X-CRD-0-036F | CFG CARD, SE, STD, CFG PFL, LF OFF, HF STD/SIO/SEOS, UART TO UART, STD-1, LED RED, FLSH GRN, BZR ON, IPM OFF, UART ON, WIEG ON, DEFAULT OEM SETTINGS AND KEYS | Ea |  | 1 Year | 30 | 5% | 28.5
68753 | HID | SEC9X-CRD-0-036G | CFG CARD, SE, STD, CFG PFL, LF STD, HF STD/SIO/SEOS, UART TO UART, STD-1, LED RED, FLSH GRN, BZR ON, IPM OFF, UART ON, WIEG ON, DEFAULT OEM SETTINGS AND KEYS | Ea |  | 1 Year | 30 | 5% | 28.5
68754 | HID | SEC9X-CRD-0-036H | CFG CARD, SE, STD, CFG PFL, LF OFF, HF STD/SIO/SEOS/FIPS/CAK/PKI, 485HDX, LED RED, FLSH GRN, BZR ON, OPT TAMP, OPEN COLL, FIPS 64-BIT, RVRS BCD, KPF, BFFRD 1 KEY, NO PAR, 4-BIT MSG, LCD 1F, IPM OFF, UART OFF, WIEG ON | Ea |  | 1 Year | 30 | 5% | 28.5
68755 | HID | SEC9X-CRD-0-036J | CFG CARD, SE, STD, CFG PFL, LF STD, HF STD/SIO/SEOS/FIPS/CAK/PKI, 485HDX, LED RED, FLSH GRN, BZR ON, OPT TAMP, OPEN COLL, FIPS 64-BIT, RVRS BCD, KPF, BFFRD 1 KEY, NO PAR, 4-BIT MSG, LCD 1F, IPM OFF, UART OFF, WIEG ON | Ea |  | 1 Year | 30 | 5% | 28.5
68756 | HID | SEC9X-CRD-0-036L | CFG CARD, SE, STD, CFG PFL, LF OFF, HF STD/SIO/SEOS/FIPS/CAK, 485HDX, LED RED, FLSH GRN, BZR ON, OSDP V1, OPEN COLL, OSDP TAMP DISBLD, TEST KEYS, POLL=75MS, FIPS 200-BIT, IPM OFF, UART OFF, WIEG OFF, UART OFF, WIEG OFF | Ea |  | 1 Year | 30 | 5% | 28.5
68757 | HID | SEC9X-CRD-0-036M | CFG CARD, SE, STD, CFG PFL, LF OFF, HF STD/SIO/SEOS/FIPS/CAK, 485HDX, LED RED, FLSH GRN, BZR ON, OSDP V1, OPEN COLL, OSDP TAMP DISBLD, TEST KEYS, POLL=75MS, FIPS 200-BIT, KPF, ASCII, BFFRD 1 KEY, IPM OFF, UART OFF, WIEG OFF | Ea |  | 1 Year | 30 | 5% | 28.5
68758 | HID | SEC9X-CRD-0-036N | CFG CARD, SE, STD, CFG PFL, LF OFF, HF STD/SIO/SEOS/FIPS/CAK, 485HDX, LED RED, FLSH GRN, BZR ON, OSDP V1, OPEN COLL, OSDP TAMP ENBLD, TEST KEYS, POLL=75MS, FIPS 200-BIT, IPM OFF, UART OFF, WIEG OFF | Ea |  | 1 Year | 30 | 5% | 28.5
68759 | HID | SEC9X-CRD-0-036V | CFG CARD, SE, STD, CFG PFL, LF OFF, HF STD/SIO/SEOS/FIPS/CAK, 485HDX, LED RED, FLSH GRN, BZR ON, OSDP V1, OPEN COLL, OSDP TAMP DISBLD, TEST KEYS, POLL=75MS, FIPS 200-BIT, KPF, ASCII, BFFRD 1 KEY, IPM OFF, UART OFF, WIEG OFF | Ea |  | 1 Year | 30 | 5% | 28.5
68760 | HID | SEC9X-CRD-0-036W | CFG CARD, SE, STD, CFG PFL, LF OFF, HF STD/SIO/SEOS/FIPS/CAK, 485HDX, LED RED, FLSH GRN, BZR ON, OSDP V1, OPEN COLL, OSDP TAMP DISBLD, TEST KEYS, POLL=75MS, FIPS 64-BIT, BCD, IPM OFF, UART OFF, WIEG OFF | Ea |  | 1 Year | 30 | 5% | 28.5
68761 | HID | SEC9X-CRD-0-0370 | CFG CARD, SE, STD, CFG PFL, LF OFF, HF STD/SIO/SEOS/FIPS/CAK, 485HDX, LED RED, FLSH GRN, BZR ON, OSDP V1, OPEN COLL, OSDP TAMP DISBLD, TEST KEYS, POLL=75MS, FIPS 75-BIT, IPM OFF, UART OFF, WIEG OFF | Ea |  | 1 Year | 30 | 5% | 28.5
68762 | HID | SEC9X-CRD-0-037D | CFG CARD, SE, STD, CFG PFL, LF OFF, HF STD/SIO/SEOS/FIPS/CAK, 485FDX, LED RED, FLSH GRN, BZR ON, OPT TAMP, OPEN COLL, FIPS 64-BIT, RVRS BCD, IPM OFF, UART OFF, WIEG ON | Ea |  | 1 Year | 30 | 5% | 28.5
68763 | HID | SEC9X-CRD-0-037E | CFG CARD, SE, STD, CFG PFL, LF STD, HF STD/SIO/SEOS/FIPS/CAK, 485FDX, LED RED, FLSH GRN, BZR ON, OPT TAMP, OPEN COLL, FIPS 64-BIT, RVRS BCD, IPM OFF, UART OFF, WIEG ON | Ea |  | 1 Year | 30 | 5% | 28.5
68764 | HID | SEC9X-CRD-0-037F | CFG CARD, SE, STD, CFG PFL, LF OFF, HF STD/SIO/SEOS/FIPS/CAK, 485FDX, LED RED, FLSH GRN, BZR ON, OPT TAMP, OPEN COLL, FIPS 64-BIT, RVRS BCD, KPF, BFFRD 1 KEY, NO PAR, 4-BIT MSG, IPM OFF | Ea |  | 1 Year | 30 | 5% | 28.5
68765 | HID | SEC9X-CRD-0-037G | CFG CARD, SE, STD, CFG PFL, LF STD, HF STD/SIO/SEOS/FIPS/CAK, 485FDX, LED RED, FLSH GRN, BZR ON, OPT TAMP, OPEN COLL, FIPS 64-BIT, RVRS BCD, KPF, BFFRD 1 KEY, NO PAR, 4-BIT MSG, IPM OFF, UART OFF, WIEG ON | Ea |  | 1 Year | 30 | 5% | 28.5
68766 | HID | SEC9X-CRD-0-037H | CFG CARD, SE, STD, CFG PFL, LF OFF, HF STD/SIO/SEOS/FIPS/CAK/PKI, 485FDX, LED RED, FLSH GRN, BZR ON, OPT TAMP, OPEN COLL, FIPS 64-BIT, RVRS BCD, KPF, BFFRD 1 KEY, NO PAR, 4-BIT MSG, LCD 1F, IPM OFF, UART OFF, WIEG ON | Ea |  | 1 Year | 30 | 5% | 28.5
68767 | HID | SEC9X-CRD-0-037J | CFG CARD, SE, STD, CFG PFL, LF STD, HF STD/SIO/SEOS/FIPS/CAK/PKI, 485FDX, LED RED, FLSH GRN, BZR ON, OPT TAMP, OPEN COLL, FIPS 64-BIT, RVRS BCD, KPF, BFFRD 1 KEY, NO PAR, 4-BIT MSG, LCD 1F, IPM OFF, UART OFF, WIEG ON | Ea |  | 1 Year | 30 | 5% | 28.5
68768 | HID | SEC9X-CRD-0-037K | CFG CARD, SE, STD, CFG PFL, LF CST, HF SIO, LED BLUE | Ea |  | 1 Year | 30 | 5% | 28.5
68769 | HID | SEC9X-CRD-0-037L | CFG CARD, SE, STD, CFG PFL, LF CST, HF SIO, LED BLK | Ea |  | 1 Year | 30 | 5% | 28.5
68770 | HID | SEC9X-CRD-0-037M | CFG CARD, SE, STD, CFG PFL, LF CST, HF SIO, LED BLUE, KPF, BFFRD 1 KEY, DOR COMPL, NO PAR, 8-BIT MSG | Ea |  | 1 Year | 30 | 5% | 28.5
68771 | HID | SEC9X-CRD-0-037N | CFG CARD, SE, STD, CFG PFL, LF CST, HF SIO, LED BLUE, KPF, BFFRD 1 KEY, DOR COMPL, NO PAR, 8-BIT MSG | Ea |  | 1 Year | 30 | 5% | 28.5
68772 | HID | SEC9X-CRD-0-037P | CFG CARD, SE, STD, CFG PFL, LF OFF, HF SIO/SEOS, WIEG, LED RED, FLSH GRN, BZR ON, CSN 32-BIT MSB, IPM OFF | Ea |  | 1 Year | 30 | 5% | 28.5
68773 | HID | SEC9X-CRD-0-037Q | CFG CARD, SE, STD, CFG PFL, LF STD, HF SIO/SEOS/MIFSPR, WIEG, LED RED, FLSH GRN, BZR ON, CSN MIF SUPPR, IPM OFF | Ea |  | 1 Year | 30 | 5% | 28.5
68774 | HID | SEC9X-CRD-0-037R | CFG CARD, SE, STD, CFG PFL, LF OFF, HF SIO/SEOS, WIEG, LED RED, FLSH GRN, BZR ON, CSN 32-BIT MSB, KPF, BFFRD 1 KEY, NO PAR, 4-BIT MSG, IPM OFF | Ea |  | 1 Year | 30 | 5% | 28.5
68775 | HID | SEC9X-CRD-0-037T | CFG CARD, SE, STD, CFG PFL, LF STD, HF SIO/SEOS, WIEG, LED RED, FLSH GRN, BZR ON, CSN 32-BIT MSB, KPF, BFFRD 1 KEY, NO PAR, 4-BIT MSG, IPM OFF | Ea |  | 1 Year | 30 | 5% | 28.5
68776 | HID | SEC9X-CRD-0-037V | CFG CARD, SE, STD, CFG PFL, LF STD, HF STD/SIO/SEOS, WIEG, LED MAGENTA, FLSH GRN, BZR ON, OPT TAMP, OPEN COLL, CSN 32-BIT MSB, IPM OFF | Ea |  | 1 Year | 30 | 5% | 28.5
68777 | HID | SEC9X-CRD-0-037W | CFG CARD, SE, STD, CFG PFL, LF STD, HF STD/SIO/SEOS, WIEG,LED RED, FLSH GRN, BZR ON, OPT TAMP, OPEN COLL, CSN MIF SUPPR, IPM OFF | Ea |  | 1 Year | 30 | 5% | 28.5
68778 | HID | SEC9X-CRD-0-037Y | CFG CARD, SE, STD, CFG PFL, LF STD, HF STD/SIO/SEOS, WIEG, LED RED, FLSH GRN, BZR ON, OPT TAMP, OPEN COLL, CSN MIF SUPPR, KPF, BFFRD 1 KEY, NO PAR, 4-BIT MSG, IPM OFF | Ea |  | 1 Year | 30 | 5% | 28.5
68779 | HID | SEC9X-CRD-0-0380 | CFG CARD, SE, STD, CFG PFL, LF STD, HF STD/SIO/SEOS, WIEG,LED OFF, FLSH OFF, BZR ON, OPT TAMP, OPEN COLL, VAR BIT OUTPUT PER SIO, IPM OFF | Ea |  | 1 Year | 30 | 5% | 28.5
68780 | HID | SEC9X-CRD-0-0381 | CFG CARD, SE, STD, CFG PFL, LF OFF, HF STD/SIO/SEOS, WIEG, LED RED, FLSH GRN, BZR ON, OPT TAMP, OPEN COLL, KPF, BFFRD 1 KEY, NO PAR, 4-BIT MSG, FIPS 75-BIT, MIF/DES 56-BIT CSN, LCD 0F, LCD 1F, IPM OFF, UART OFF, WIEG ON | Ea |  | 1 Year | 30 | 5% | 28.5
68781 | HID | SEC9X-CRD-0-0382 | CFG CARD, SE, STD, CFG PFL, LF OFF, HF STD/SIO/SEOS, WIEG, LED RED, FLSH GRN, BZR ON, OPT TAMP, OPEN COLL, KPF, BFFRD 1 KEY, NO PAR, 4-BIT MSG, FIPS 75-BIT, MIF/DES 56-BIT CSN, LCD 0F, LCD 1F, IPM OFF, UART OFF, WIEG ON | Ea |  | 1 Year | 30 | 5% | 28.5
68782 | HID | SEC9X-CRD-0-0383 | CFG CARD, SE, STD, CFG PFL, LF STD, HF STD/SIO/SEOS, WIEG, LED RED, FLSH GRN, BZR ON, IPM OFF, 4 BIT KPD | Ea |  | 1 Year | 30 | 5% | 28.5
68783 | HID | SEC9X-CRD-0-0384 | CFG CARD, SE, STD, CFG PFL, LF STD, HF STD/SIO/SEOS, WIEG, SIO ONLY, LED OFF, FLSH GRN, BZR ON, , IPM OFF | Ea |  | 1 Year | 30 | 5% | 28.5
68784 | HID | SEC9X-CRD-0-0385 | CFG CARD, SE, STD, CFG PFL, LF STD, HF STD/SIO/SEOS, 485HDX, A/V OFF, OSDP V1, OPN COLL, OSDP TAMP ENBLD, TEST KEYS, POLL=75MS, CSN 32-BIT MSB, KPF, ASCII, BFFRD 1 KEY, IPM OFF, UART OFF, WIEG OFF | Ea |  | 1 Year | 30 | 5% | 28.5
68785 | HID | SEC9X-CRD-0-0385-KIT | CFG CARD, SE, STD, CFG PFL, LF STD, HF STD/SIO/SEOS, 485HDX, A/V OFF, OSDP V1, OPN COLL, OSDP TAMP ENBLD, TEST KEYS, POLL=75MS, CSN 32-BIT MSB, KPF, ASCII, BFFRD 1 KEY, IPM OFF, UART OFF, WIEG OFF | Ea |  | 1 Year | 30 | 5% | 28.5
68786 | HID | SEC9X-CRD-0-0387 | CFG CARD, SE, STD, CFG PFL, LF STD, HF STD/SIO/SEOS, 485HDX, A/V OFF, OSDP V1, OPN COL, OSDP TAMP ENBLD, TEST KEY, POLL=75MS, CSN 32-BIT MSB, EM4102 32-BIT, IPM OFF, UART OFF, WIEG OFF | Ea |  | 1 Year | 30 | 5% | 28.5
68787 | HID | SEC9X-CRD-0-0387-KIT | KIT, CFG CARD, SE, STD, CFG PFL, LF STD, HF STD/SIO/SEOS, 485HDX, A/V OFF, OSDP V1, OPN COL, OSDP TAMP ENBLD, TEST KEY, POLL=75MS, CSN 32-BIT MSB, EM4102 32-BIT, IPM OFF, UART OFF, WIEG OFF | Ea |  | 1 Year | 30 | 5% | 28.5
68788 | HID | SEC9X-CRD-0-0388 | CFG CARD, SE, STD, CFG PFL, LF CST, HF SIO, CUSTOM SETTINGS, CUST PRIORITY, WIEG, LED RED, FLSH GRN, BZR ON, OPT TAMP, OPEN COLL, KPF, BFFRD 1 KEY, NO PAR, 4-BIT MSG, IPM OFF | Ea |  | 1 Year | 30 | 5% | 28.5
68789 | HID | SEC9X-CRD-0-038A | CFG CARD, SE, STD, CFG PFL, LF OFF, HF SIO/SEOS, 485HDX, LED RED, FLSH GRN, BZR ON, OPT TAMP, OPEN COLL, OSDP V1, OPEN COLL, OSDP TAMP ENBLD, TEST KEYS, POLL=75MS, KPF, ASCII, BFFRD 1 KEY, IPM OFF, UART OFF, WIEG OFF | Ea |  | 1 Year | 30 | 5% | 28.5
68790 | HID | SEC9X-CRD-0-038C | CFG CARD, SE, STD, CFG PFL, LF OFF, HF SIO/SEOS, WIEG, LED OFF, FLSH OFF, BZR ON, OPT TAMP, OPEN COLL, KPF, BFFRD 1 KEY, DOR COMPL, NO PAR, 8-BIT MSG, IPM OFF | Ea |  | 1 Year | 30 | 5% | 28.5
68791 | HID | SEC9X-CRD-0-038D | CFG CARD, SE, STD, CFG PFL, LF STD, HF SIO/SEOS, 485HDX, LED RED, FLSH GRN, BZR ON, OPT TAMP, OPEN COLL, OSDP V1, OPEN COLL, OSDP TAMP ENBLD, TEST KEYS, POLL=75MS, KPF, ASCII, BFFRD 1 KEY, IPM OFF, UART OFF, WIEG OFF | Ea |  | 1 Year | 30 | 5% | 28.5
68792 | HID | SEC9X-CRD-0-038E | CFG CARD, SE, STD, CFG PFL, LF STD, HF SIO/SEOS, WIEG, LED OFF, FLSH OFF, BZR ON, OPT TAMP, OPEN COLL, KPF, BFFRD 1 KEY, DOR COMPL, NO PAR, 8-BIT MSG, IPM OFF | Ea |  | 1 Year | 30 | 5% | 28.5
68793 | HID | SEC9X-CRD-0-038F | CFG CARD, SE, STD, CFG PFL, LF STD, HF SIO/SEOS, WIEG, LED RED, FLSH GRN, BZR ON, OPT TAMP, OPEN COLL, KPF, PCSC, IPM OFF | Ea |  | 1 Year | 30 | 5% | 28.5
68794 | HID | SEC9X-CRD-0-038G | CFG CARD, SE, STD, CFG PFL, LF STD, HF SIO/SEOS, WIEG, LED BLUE, OPT TAMP, OPEN COLL, KPF, BFFRD 1 KEY, NO PAR, 4-BIT MSG, IPM OFF | Ea |  | 1 Year | 30 | 5% | 28.5
68795 | HID | SEC9X-CRD-0-038H | CFG CARD, SE, STD, CFG PFL, LF STD, HF SIO/SEOS, WIEG, LED RED, FLSH GRN, BZR ON, OPT TAMP, OPEN COLL, KPF, BFFRD 1 KEY, NO PAR, 4-BIT MSG, IPM ON (30MIN) | Ea |  | 1 Year | 30 | 5% | 28.5
68796 | HID | SEC9X-CRD-0-038J | CFG CARD, SE, STD, CFG PFL, LF STD, HF SIO/SEOS, WIEG, LED RED, FLSH GRN, BZR ON, OPT TAMP, OPEN COLL, KPF, BFFRD 1 KEY, DOR COMPL, NO PAR, 8-BIT MSG, IPM OFF | Ea |  | 1 Year | 30 | 5% | 28.5
68797 | HID | SEC9X-CRD-0-038K | CFG CARD, SE, STD, CFG PFL, LF STD, HF SIO/SEOS, C&D, LED RED, FLSH GRN, BZR ON, OPT TAMP, OPEN COLL, IPM OFF | Ea |  | 1 Year | 30 | 5% | 28.5
68798 | HID | SEC9X-CRD-0-038L | CFG CARD, SE, STD, CFG PFL, LF CST, HF SIO, CUSTOM SETTINGS, CUST PRIORITY, WIEG, LED RED, FLSH GRN, BZR ON, OPT TAMP, OPEN COLL, IPM OFF | Ea |  | 1 Year | 30 | 5% | 28.5
68799 | HID | SEC9X-CRD-0-038M | CFG CARD, SE, STD, CFG PFL, LF CST, HF STD, CUSTOM SETTINGS, HID PROX REMOVED AND LF DELAY SET TO 250MS, WIEG, LED RED, FLSH GRN, BZR ON, OPT TAMP, OPEN COLL, KPF, BFFRD 1 KEY, NO PAR, 4-BIT MSG, IPM OFF | Ea |  | 1 Year | 30 | 5% | 28.5
68800 | HID | SEC9X-CRD-0-038N | CFG CARD, SE, STD, CFG PFL, LF OFF, HF SIO/SEOS, WIEG, LED RED, FLSH GRN, BZR OFF, OPT TAMP, OPEN COLL, IPM OFF | Ea |  | 1 Year | 30 | 5% | 28.5
68801 | HID | SEC9X-CRD-0-038Q | CFG CARD, SE, STD, CFG PFL, LF CST, HF SIO/SEOS, WIEG, LED RED, FLSH GRN, BZR ON, OPT TAMP, OPEN COLL, IPM OFF | Ea |  | 1 Year | 30 | 5% | 28.5
68802 | HID | SEC9X-CRD-0-038R | CFG CARD, SE, STD, CFG PFL, LF CST, HF SIO, CUSTOM SETTINGS, PICOPASS-SIO, PROX-PSK ONLY, ALL OTHERS DISABLED, WIEG, LED RED, FLSH GRN, BZR ON, OPT TAMP, OPEN COLL, IPM OFF | Ea |  | 1 Year | 30 | 5% | 28.5
68803 | HID | SEC9X-CRD-0-038T | CFG CARD, SE, STD, CFG PFL, LF CST, HF SIO/SEOS, WIEG, LED RED, FLSH GRN, BZR OFF, OPT TAMP, OPEN COLL, IPM OFF | Ea |  | 1 Year | 30 | 5% | 28.5
68804 | HID | SEC9X-CRD-0-038U | CFG CARD, SE, STD, CFG PFL, LF STD, HF SIO/SEOS, WIEG, LED RED, FLSH OFF, BZR ON, OPT TAMP, OPEN COLL, IPM OFF | Ea |  | 1 Year | 30 | 5% | 28.5
68805 | HID | SEC9X-CRD-0-038W | CFG CARD, SE, STD, CFG PFL, LF STD, HF SIO/SEOS, 485HDX, LED RED, FLSH GRN, BZR ON, OPT TAMP, OPEN COLL, OSDP V1, OPEN COLL, OSDP TAMP ENBLD, TEST KEYS, POLL=75MS, IPM OFF, UART OFF, WIEG OFF | Ea |  | 1 Year | 30 | 5% | 28.5
68806 | HID | SEC9X-CRD-0-038Y | CFG CARD, SE, STD, CFG PFL, LF OFF, HF SIO/SEOS, WIEG, LED RED, FLSH OFF, BZR ON, OPT TAMP, OPEN COLL, IPM OFF | Ea |  | 1 Year | 30 | 5% | 28.5
68807 | HID | SEC9X-CRD-0-0390 | CFG CARD, SE, STD, CFG PFL, LF OFF, HF SIO/SEOS, 485HDX, LED RED, FLSH GRN, BZR ON, OPT TAMP, OPEN COLL, OSDP V1, OPEN COLL, OSDP TAMP ENBLD, TEST KEYS, POLL=75MS, IPM OFF, UART OFF, WIEG OFF | Ea |  | 1 Year | 30 | 5% | 28.5
68808 | HID | SEC9X-CRD-0-0391 | CFG CARD, SE, STD, CFG PFL, LF STD, HF SIO/SEOS, WIEG, LED BLUE, OPT TAMP, OPEN COLL, IPM OFF | Ea |  | 1 Year | 30 | 5% | 28.5
68809 | HID | SEC9X-CRD-0-0393 | CFG CARD, SE, STD, CFG PFL, LF STD, HF OFF, CUSTOM SETTINGS, SUPPRESS 13.56 MHZ - HF OFF, WIEG, LF CST, HF SIO/SEOS, OPT TAMP, OPEN COLL, KPF, BFFRD 1 KEY, NO PAR, 4-BIT MSG, IPM OFF | Ea |  | 1 Year | 30 | 5% | 28.5
68810 | HID | SEC9X-CRD-0-0395 | CFG CARD, SE, STD, CFG PFL, LF OFF, HF SIO/SEOS, 485HDX, LED RED, FLSH GRN, BZR ON, OSDP V1, OPEN COLL, OSDP TAMP ENBLD, TEST KEYS, POLL=75MS, IPM OFF, UART OFF, WIEG OFF | Ea |  | 1 Year | 30 | 5% | 28.5
68811 | HID | SEC9X-CRD-0-0396 | CFG CARD, SE, STD, CFG PFL, LF OFF, HF SIO/SEOS, C&D, LED RED, FLSH GRN, BZR ON, OPT TAMP, OPEN COLL, IPM OFF | Ea |  | 1 Year | 30 | 5% | 28.5
68812 | HID | SEC9X-CRD-0-0397 | CFG CARD, SE, STD, CFG PFL, ISO14443B PROTOCOL W/ MINTEL APP, WIEG, LED RED, FLSH GRN, BZR ON, OPT TAMP, OPEN COLL, CSN 32-BIT MSB, IPM OFF | Ea |  | 1 Year | 30 | 5% | 28.5
68813 | HID | SEC9X-CRD-0-0398 | CFG CARD, SE, STD, CFG PFL, LF STD, HF SIO/SEOS, WIEG, LED RED, FLSH GRN, BZR ON, OPT TAMP, OPEN COLL, IPM ON (30MIN) | Ea |  | 1 Year | 30 | 5% | 28.5
68814 | HID | SEC9X-CRD-0-0399 | CFG CARD, SE, STD, CFG PFL, LF STD, HF SIO/SEOS, WIEG, LED RED, FLSH GRN, BZR OFF, OPT TAMP, OPEN COLL, IPM OFF | Ea |  | 1 Year | 30 | 5% | 28.5
68815 | HID | SEC9X-CRD-0-039A | CFG CARD, SE, STD, CFG PFL, LF STD, HF OFF, CUSTOM SETTINGS, SUPPRESS 13.56 MHZ - HF OFF, WIEG, LED RED, FLSH GRN, BZR ON, OPT TAMP, OPEN COLL, IPM OFF | Ea |  | 1 Year | 30 | 5% | 28.5
68816 | HID | SEC9X-CRD-0-039B | CFG CARD, SE, STD, CFG PFL, LF CST, HF OFF, CUSTOM SETTINGS, CUSTOM PROX-PSK ONLY, ALL OTHERS DISABLED, WIEG, LED RED, FLSH GRN, BZR ON, OPT TAMP, OPEN COLL, IPM OFF | Ea |  | 1 Year | 30 | 5% | 28.5
68817 | HID | SEC9X-CRD-0-039C | CFG CARD, SE, STD, CFG PFL, LF CST, HF SIO/SEOS, C&D, LED RED, FLSH GRN, BZR ON, OPT TAMP, OPEN COLL, IPM OFF | Ea |  | 1 Year | 30 | 5% | 28.5
68818 | HID | SEC9X-CRD-0-039D | CFG CARD, SE, STD, CFG PFL, LF CST, HF SIO/SEOS, WIEG, LED OFF, FLSH OFF, BZR OFF, OPT TAMP, OPEN COLL, IPM OFF | Ea |  | 1 Year | 30 | 5% | 28.5
68819 | HID | SEC9X-CRD-0-039F | CFG CARD, SE, STD, CFG PFL, LF STD, HF SIO, CUSTOM SETTING, 125KHZ PROX FSK DISABLE PROX PSK & PROX ASK, 13.56MHZ SIO DESFIRE DISABLE MIFARE, DISABLE ICLASS ALL, WIEG, LED RED, FLSH GRN, BZR ON, OPT TAMP, OPEN COLL, IPM OFF | Ea |  | 1 Year | 30 | 5% | 28.5
68820 | HID | SEC9X-CRD-0-039G | CFG CARD, SE, STD, CFG PFL, LF OFF, HF SIO/SEOS, WIEG, LED OFF, FLSH OFF, BZR ON, OPT TAMP, OPEN COLL, IPM OFF | Ea |  | 1 Year | 30 | 5% | 28.5
68821 | HID | SEC9X-CRD-0-039K | CFG CARD, SE, STD, CFG PFL, LF STD, HF STD/SIO/SEOS, WIEG, LED RED, FLSH GRN, BZR OFF, OPT TAMP, OPEN COLL, CSN 32-BIT MSB, KPF, BFFRD 1 TO 5 KEYS, PAR, USER ENTRD FC, 26-BIT MSG, IPM OFF | Ea |  | 1 Year | 30 | 5% | 28.5
68822 | HID | SEC9X-CRD-0-039L | CFG CARD, SE, STD, CFG PFL, LF STD, HF STD/SIO/SEOS, 485HDX, LED RED, FLSH GRN, BZR ON, OPT TAMP, OPEN COLL, CSN 32-BIT MSB, OSDP V1, OPEN COLL, OSDP TAMP ENBLD, TEST KEYS, POLL=75MS, KPF, ASCII, BFFRD 1 KEY, IPM OFF, UART OFF, WIEG OFF | Ea |  | 1 Year | 30 | 5% | 28.5
68823 | HID | SEC9X-CRD-0-039M | CFG CARD, SE, STD, CFG PFL, LF OFF, HF SIO/SEOS, WIEG, LED RED, FLSH GRN, BZR ON, OPT TAMP, OPEN COLL, KPF, BFFRD 1 KEY, DOR COMPL, NO PAR, 8-BIT MSG, IPM OFF | Ea |  | 1 Year | 30 | 5% | 28.5
68824 | HID | SEC9X-CRD-0-039N | CFG CARD, SE, STD, CFG PFL, LF OFF, HF SIO/SEOS, WIEG, LED RED, FLSH GRN, BZR ON, OPT TAMP, OPEN COLL, KPF, BFFRD 1 TO 5 KEYS, PAR, USER ENTRD FC, 26-BIT MSG, IPM OFF | Ea |  | 1 Year | 30 | 5% | 28.5
68825 | HID | SEC9X-CRD-0-039P | CFG CARD, SE, STD, CFG PFL, LF CST, HF SIO/SEOS, WIEG, LED RED, FLSH GRN, BZR ON, OPT TAMP, OPEN COLL, KPF, BFFRD 1 KEY, NO PAR, 4-BIT MSG, IPM OFF | Ea |  | 1 Year | 30 | 5% | 28.5
68826 | HID | SEC9X-CRD-0-039Q | CFG CARD, SE, STD, CFG PFL, LF OFF, HF STD/SIO/SEOS, WIEG, LED MAG, OPT TAMP, OPEN COLL, CSN 32-BIT MSB, KPF, BFFRD 1 KEY, NO PAR, 4-BIT MSG, IPM OFF | Ea |  | 1 Year | 30 | 5% | 28.5
68827 | HID | SEC9X-CRD-0-039U | CFG CARD, SE, STD, CFG PFL, LF CST, HF STD, CUSTOM SETTINGS, HID PROX REMOVED AND LF DELAY SET TO 250MS, WIEG, LED RED, FLSH GRN, BZR ON, OPT TAMP, OPEN COLL, IPM OFF | Ea |  | 1 Year | 30 | 5% | 28.5
68828 | HID | SEC9X-CRD-0-039V | CFG CARD, SE, STD, CFG PFL, LF CST, HF STD/SIO/SEOS/FIPS/CAK, 485FDX, LED RED, FLSH GRN, BZR ON, OPT TAMP, OPEN COLL, IPM OFF | Ea |  | 1 Year | 30 | 5% | 28.5
68829 | HID | SEC9X-CRD-0-039Y | CFG CARD, SE, STD, CFG PFL, LF CST, ICLASS PRIORITIZE, WIEG, LED RED, FLSH GRN, BZR ON, OPT TAMP, OPEN COLL, KPF, BFFRD 1 KEY, NO PAR, 4-BIT MSG, IPM OFF | Ea |  | 1 Year | 30 | 5% | 28.5
68830 | HID | SEC9X-CRD-0-0401 | CFG CARD, SE, STD, CFG PFL, LF STD, HF STD/SIO/SEOS, WIEG, LED RED, FLSH GRN, BZR ON, OPT TAMP, OPEN COLL, CSN 34-BIT MSB, EM4102 34-BIT, WIEG, IPM OFF | Ea |  | 1 Year | 30 | 5% | 28.5
68831 | HID | SEC9X-CRD-0-0402 | CFG CARD, SE, STD, CFG PFL, LF CST, ICLASS PRIORITIZE, WIEG, LED RED, FLSH GRN, BZR ON, OPT TAMP, OPEN COLL, IPM OFF | Ea |  | 1 Year | 30 | 5% | 28.5
68832 | HID | SEC9X-CRD-0-0403 | CFG CARD, SE, STD, CFG PFL, LF STD, HF STD/SIO/SEOS, WIEG, LED RED, FLSH GRN, BZR ON, OPT TAMP, OPEN COLL, CSN 32-BIT MSB, EM4102 42-BIT, WIEG, IPM OFF | Ea |  | 1 Year | 30 | 5% | 28.5
68833 | HID | SEC9X-CRD-0-0404 | CFG CARD, SE, STD, CFG PFL, LF STD, HF STD/SIO/SEOS, WIEG, LED CYN, FLSH AMB, BZR ON, REJ WHT, OPT TAMP, OPEN COLL, CSN 26-BIT (W/DEFAULT FC), EM4102 26-BIT, WIEG, IPM ON (30MIN) | Ea |  | 1 Year | 30 | 5% | 28.5
68834 | HID | SEC9X-CRD-0-0405 | CFG CARD, SE, STD, CFG PFL, LF CST, HF STD/SIO/SEOS/FIPS/CAK, 485FDX, LED RED, FLSH GRN, BZR ON, OPT TAMP, OPEN COLL, FIPS 40-BIT, RVRS BCD, IPM OFF, UART OFF, WIEG ON | Ea |  | 1 Year | 30 | 5% | 28.5
68835 | HID | SEC9X-CRD-0-0406 | CFG CARD, SE, STD, CFG PFL, LF CST, HF STD/SIO/SEOS/FIPS/CAK/PKI, 485FDX, LED RED, FLSH GRN, BZR ON, OPT TAMP, OPEN COLL, KPF, ASCII, XMIT CMPLT, LCD 0F, LCD 1F, IPM OFF | Ea |  | 1 Year | 30 | 5% | 28.5
68836 | HID | SEC9X-CRD-0-0407 | CFG CARD, SE, STD, CFG PFL, LF CST, HF STD/SIO/SEOS/FIPS/CAK, 485FDX, LED RED, FLSH GRN, BZR ON, OPT TAMP, OPEN COLL, KPF, ASCII, XMIT CMPLT, IPM OFF | Ea |  | 1 Year | 30 | 5% | 28.5
68837 | HID | SEC9X-CRD-0-0409 | CFG CARD, SE, STD, CFG PFL, LF STD, HF STD, CUSTOM SETTINGS, PSK ONLY, DISABLE FSK & ASK, 13.56 MHZ ICLASS SIO + ICLASS HID APP, HF PRIORITY DISABLE 14443A - ALL, WIEG, LED RED, FLSH GRN, BZR ON, OPT TAMP, OPEN COLL, CSN 32-BIT MSB, IPM OFF | Ea |  | 1 Year | 30 | 5% | 28.5
68838 | HID | SEC9X-CRD-0-040B | CFG CARD, SE, STD, CFG PFL, LF CST, HF STD, CUSTOM SETTINGS, PICOPASS-SIO, DESFIRE-CSN-56BIT LSB, PROX-PSK ONLY, ALL OTHERS DISABLED, WIEG, LED RED, FLSH GRN, BZR ON, OPT TAMP, OPEN COLL, IPM OFF | Ea |  | 1 Year | 30 | 5% | 28.5
68839 | HID | SEC9X-CRD-0-040C | CFG CARD, SE, STD, CFG PFL, LF OFF, HF STD, CUSTOM SETTINGS, ICLASS/MIFARE CSN ONLY, WIEG, LED AMB, OPT TAMP, OPEN COLL, CSN 32-BIT MSB, IPM OFF | Ea |  | 1 Year | 30 | 5% | 28.5
68840 | HID | SEC9X-CRD-0-040D | CFG CARD, SE, STD, CFG PFL, LF STD, HF STD, CUSTOM SETTINGS, FSK ONLY, DISABLE PSK/ASK, ICLASS SIO + ICLASS HID APP, HF PRIORITY DISABLE 14443A-ALL MEDIA OUTPUT, WIEG, LED RED, FLSH GRN, BZR ON, OPT TAMP, OPEN COLL, CSN 32-BIT MSB, IPM OFF | Ea |  | 1 Year | 30 | 5% | 28.5
68841 | HID | SEC9X-CRD-0-040H | CFG CARD, SE, STD, CFG PFL, LF STD, HF STD/SIO/SEOS, WIEG, LED OFF, FLSH OFF, BZR OFF, OPT TAMP, OPEN COLL, CSN 26-BIT (W/DEFAULT FC), IPM OFF | Ea |  | 1 Year | 30 | 5% | 28.5
68842 | HID | SEC9X-CRD-0-040J | CFG CARD, SE, STD, CFG PFL, LF STD, HF STD, CUSTOM SETTING W/MOBILE MICRO SD, WIEG, LED RED, FLSH GRN, BZR ON, OPT TAMP, OPEN COLL, CSN 32-BIT MSB, IPM OFF | Ea |  | 1 Year | 30 | 5% | 28.5
68843 | HID | SEC9X-CRD-0-040K | CFG CARD, SE, STD, CFG PFL, LF STD, HF STD/SIO/SEOS, WIEG, LED RED, FLSH GRN, BZR ON, OPT TAMP, OPEN COLL, CSN 32-BIT MSB, EM4102 34-BIT, WIEG, IPM OFF | Ea |  | 1 Year | 30 | 5% | 28.5
68844 | HID | SEC9X-CRD-0-040L | CFG CARD, SE, STD, CFG PFL, LF STD, HF STD/SIO/SEOS, WIEG, LED BLUE, OPT TAMP, OPEN COLL, CSN 32-BIT MSB, IPM OFF | Ea |  | 1 Year | 30 | 5% | 28.5
68845 | HID | SEC9X-CRD-0-040M | CFG CARD, SE, STD, CFG PFL, LF STD, HF STD/SIO/SEOS, 485HDX, LED RED, FLSH GRN, BZR ON, OPT TAMP, OPEN COLL, CSN 32-BIT MSB, OSDP V1, OPEN COLL, OSDP TAMP ENBLD, TEST KEYS, POLL=75MS, IPM OFF, UART OFF, WIEG OFF | Ea |  | 1 Year | 30 | 5% | 28.5
68846 | HID | SEC9X-CRD-0-040N | CFG CARD, SE, STD, CFG PFL, LF CST, HF STD/SIO/SEOS, C&D, LED RED, FLSH GRN, BZR ON, OPT TAMP, OPEN COLL, CSN 32-BIT LSB, IPM OFF | Ea |  | 1 Year | 30 | 5% | 28.5
68847 | HID | SEC9X-CRD-0-040P | CFG CARD, SE, STD, CFG PFL, LF STD, HF STD/SIO/SEOS, WIEG, LED OFF, FLSH OFF, BZR OFF CSN 32-BIT MSB, OPT TAMP, LED BLUE FOR ANTIPASSBACK DISABLE, IPM OFF | Ea |  | 1 Year | 30 | 5% | 28.5
68848 | HID | SEC9X-CRD-0-040Q | CFG CARD, SE, STD, CFG PFL, LF CST, HF STD/SIO/SEOS, WIEG, LED RED, FLSH GRN, BZR ON, OPT TAMP, OPEN COLL, CSN 34-BIT MSB, EM4102 34-BIT, WIEG, IPM OFF | Ea |  | 1 Year | 30 | 5% | 28.5
68849 | HID | SEC9X-CRD-0-040R | CFG CARD, SE, STD, CFG PFL, LF STD, HF STD/SIO/SEOS, WIEG, LED OFF, FLSH OFF, BZR OFF, OPT TAMP, OPEN COLL, CSN 32-BIT MSB, IPM ON (30MIN) | Ea |  | 1 Year | 30 | 5% | 28.5
68850 | HID | SEC9X-CRD-0-0424 | CFG CARD, SE, STD, CFG PFL, LF STD, HF STD/SIO/SEOS, MAG, WIEG, LED RED, FLSH GRN, BZR ON, OPT TAMP, OPEN COLL, CSN 32-BIT MSB, AMAG PENN STATE (MAG OPT 5), IPM OFF, UART OFF, WIEG ON, PENN STATE | Ea |  | 1 Year | 30 | 5% | 28.5
68851 | HID | SEC9X-CRD-0-0425 | CFG CARD, SE, STD, CFG PFL, LF STD, HF STD/SIO/SEOS, MAG, WIEG, LED RED, FLSH GRN, BZR ON, OPT TAMP, OPEN COLL, CSN 32-BIT MSB, AMAG PENN STATE (MAG OPT 5), KPF, BFFRD 1 KEY, NO PAR, 4-BIT MSG, IPM OFF, PENN STATE | Ea |  | 1 Year | 30 | 5% | 28.5
68852 | HID | SEC9X-CRD-0-0427 | CFG CARD, SE, STD, CFG PFL, LF STD, HF STD/SIO/SEOS/FIPS/CAK/PKI, 485FDX, LED RED, FLSH OFF, BZR ON, OPT TAMP, OPEN COLL, FIPS 40-BIT, BCD, KPF, BFFRD 1 KEY, NO PAR, 4-BIT MSG, LCD 0F, IPM OFF, UART OFF, WIEG ON | Ea |  | 1 Year | 30 | 5% | 28.5
68853 | HID | SEC9X-CRD-0-0430 | CFG CARD, SE, STD, CFG PFL, LF STD, HF STD/SIO/SEOS, WIEG, LED RED, FLSH GRN, BZR ON, OPT TAMP, OPEN COLL, ISO15693 CSN, ISO14443A CSN 32-BIT MSB, IPM OFF | Ea |  | 1 Year | 30 | 5% | 28.5
68854 | HID | SEC9X-CRD-0-0431 | CFG CARD, SE, STD, CFG PFL, LF STD, HF STD/SIO/SEOS, WIEG, LED RED, FLSH GRN, BZR ON, OPT TAMP, OPEN COLL, ISO15693 CSN, ISO14443A CSN 32-BIT MSB, KPF, BFFRD 1 KEY, NO PAR, 4-BIT MSG, IPM OFF | Ea |  | 1 Year | 30 | 5% | 28.5
68855 | HID | SEC9X-CRD-0-0432 | CFG CARD, SE, STD, CFG PFL, LF OFF, HF STD/SIO/SEOS, WIEG, LED RED, FLSH GRN, BZR ON, OPT TAMP, OPEN COLL, ISO15693 CSN, ISO14443A CSN 32-BIT MSB, IPM OFF | Ea |  | 1 Year | 30 | 5% | 28.5
68856 | HID | SEC9X-CRD-0-0433 | CFG CARD, SE, STD, CFG PFL, LF OFF, HF STD/SIO/SEOS, WIEG, LED RED, FLSH GRN, BZR ON, OPT TAMP, OPEN COLL, ISO15693 CSN, ISO14443A CSN 32-BIT MSB, KPF, BFFRD 1 KEY, NO PAR, 4-BIT MSG, IPM OFF | Ea |  | 1 Year | 30 | 5% | 28.5
68857 | HID | SEC9X-CRD-0-0434 | CFG CARD, SE, STD, CFG PFL, LF OFF, HF STD/SIO/SEOS/FIPS/CAK, 485FDX, LED RED, FLSH GRN, BZR ON, OPT TAMP, OPEN COLL, FIPS 200-BIT, 14443A 56-BIT MIFARE, IPM OFF, UART OFF, WIEG ON | Ea |  | 1 Year | 30 | 5% | 28.5
68858 | HID | SEC9X-CRD-0-0435 | CFG CARD, SE, STD, LF OFF, HF STD/SIO/SEOS/FIPS/CAK/PKI, 485FDX, LED RED, FLSH GRN, BZR ON, OSDP V1, OPN COL, OSDP TAMP ENBLD, TEST KEY, POLL=75MS, FIPS 200-BIT, 14443 56-BIT MIF, BFRD 1 KEY, NO PAR, 4-BIT MSG, IPM OFF, UART OFF, WIEG ON | Ea |  | 1 Year | 30 | 5% | 28.5
68859 | HID | SEC9X-CRD-0-043B | CFG CARD, SE, STD, CFG PFL, LF STD, HF SIO/SEOS, WIEG, CSTM DATAMODELS, ASK ONLY, 14443A SIO ONLY, LED RED, FLSH GRN, BZR ON, OPT TAMP, OPEN COLL, EM4102 40-BIT, IPM OFF, TURKCELL | Ea |  | 1 Year | 30 | 5% | 28.5
68860 | HID | SEC9X-CRD-0-043E | CFG CARD, SE, STD, CFG PFL, LF STD, HF STD/SIO/SEOS/FIPS/CAK, 485FDX, LED RED, FLSH ON, BZR ON, OPT TAMP, OPEN COLL, FIPS 200-BIT, MIF/DES 56-BIT CSN, KPF, BFFRD 1 KEY, DOR COMPL, NO PAR, 8-BIT MSG, IPM OFF, UART OFF, WIEG ON | Ea |  | 1 Year | 30 | 5% | 28.5
68861 | HID | SEC9X-CRD-0-043F | CFG CARD, SE, STD, CFG PFL, LF CST, HF SIO/SEOS, WIEG, LED RED, FLSH GRN, BZR ON, OPT TAMP, OPEN COLL, KPF, BFFRD 1 KEY, NO PAR, 4-BIT MSG, IPM OFF | Ea |  | 1 Year | 30 | 5% | 28.5
68862 | HID | SEC9X-CRD-0-043G | CFG CARD, SE, STD, CFG PFL, LF STD, HF STD/SIO/SEOS/FIPS/CAK, 485FDX, LED RED, FLSH GRN, BZR ON, OPT TAMP, OPEN COLL, FIPS 200-BIT, MIF/DES 56-BIT CSN, KPF, BFFRD 1 KEY, NO PAR, 4-BIT MSG, IPM OFF, UART OFF, WIEG ON | Ea |  | 1 Year | 30 | 5% | 28.5
68863 | HID | SEC9X-CRD-0-043H | CFG CARD, SE, STD, CFG PFL, LF OFF, HF SIO/SEOS, WIEG, LED RED, FLSH GRN, BZR ON, CSN 32-BIT MSB, KPF, BFFRD 1 KEY, DOR COMPL, NO PAR, 8-BIT MSG, IPM OFF | Ea |  | 1 Year | 30 | 5% | 28.5
68864 | HID | SEC9X-CRD-0-043J | CFG CARD, SE, STD, CFG PFL, LF OFF, HF STD/SIO/SEOS, WIEG, LED RED, FLSH GRN, BZR ON, OPT TAMP, OPEN COLL, CSN 32-BIT MSB, I'M ALIVE 10SEC, IPM OFF | Ea |  | 1 Year | 30 | 5% | 28.5
68865 | HID | SEC9X-CRD-0-043K | CFG CARD, SE, STD, CFG PFL, LF STD, HF STD/SIO/SEOS, LED RED, FLSH GRN, BZR ON, OPT TAMP, OPEN COLL, CSN 32-BIT MSB, EM4102 40-BIT, KPF, BFFRD 1 KEY, NO PAR, 4-BIT MSG, PROX PRIORITY, IPM OFF | Ea |  | 1 Year | 30 | 5% | 28.5
68866 | HID | SEC9X-CRD-0-043M | CFG CARD, SE, STD, CFG PFL, LF STD, HF STD/SIO/SEOS, WIEG, LED RED, FLSH GRN, BZR OFF, CSN 32-BIT MSB, EM4102 32-BIT, KPF, BFFRD 1 KEY, NO PAR, 4-BIT MSG, IPM OFF | Ea |  | 1 Year | 30 | 5% | 28.5
68867 | HID | SEC9X-CRD-0-043N | CFG CARD, SE, STD, CFG PFL, LF OFF, HF STD/SIO/SEOS, WIEG, LED RED, FLSH GRN, BZR ON, OPT TAMP, OPEN COLL, CSN 32-BIT MSB, ISO14443B 32-BIT CSN, IPM OFF | Ea |  | 1 Year | 30 | 5% | 28.5
68868 | HID | SEC9X-CRD-0-043P | CFG CARD, SE, STD, CFG PFL, LF OFF, HF STD/SIO/SEOS, WIEG, LED RED, FLSH GRN, BZR ON, OPT TAMP, OPEN COLL, CSN 32-BIT MSB, ISO14443B 32-BIT CSN, KPF, BFFRD 1 KEY, NO PAR, 4-BIT MSG, IPM OFF | Ea |  | 1 Year | 30 | 5% | 28.5
68869 | HID | SEC9X-CRD-0-043T | CFG CARD, SE, STD, CFG PFL, LF STD, HF STD/SIO/SEOS/FIPS/CAK, 485FDX, LED RED, FLSH GRN, BZR ON, OPT TAMP, OPEN COLL, FIPS 75-BIT, 14443A MIF 56-BIT CSN, KPF, BFFRD 1 KEY, NO PAR, 4-BIT MSG, IPM OFF, UART OFF, WIEG ON | Ea |  | 1 Year | 30 | 5% | 28.5
68870 | HID | SEC9X-CRD-0-043U | CFG CARD, SE, STD, CFG PFL, LF STD, HF STD/SIO/SEOS/FIPS/CAK, 485FDX, LED RED, FLSH GRN, BZR ON, OPT TAM, OPN COL, FIPS 75-BIT, 14443A MIF 56-BIT CSN, KPF, BFRD 1 KEY, DOR COMP, NO PAR, 8-BIT MSG, IPM OFF, UART OFF, WIEG ON, IPM OFF | Ea |  | 1 Year | 30 | 5% | 28.5
68871 | HID | SEC9X-CRD-0-043V | CFG CARD, SE, STD, CFG PFL, LF STD, HF STD/SIO/SEOS/FIPS/CAK, 485FDX, LED RED, FLSH GRN, BZR ON, OPT TAMP, OPEN COLL, FIPS 75-BIT, 14443A MIF 56-BIT CSN, IPM OFF, UART OFF, WIEG ON | Ea |  | 1 Year | 30 | 5% | 28.5
68872 | HID | SEC9X-CRD-0-043W | CFG CARD, SE, STD, CFG PFL, LF OFF, HF STD/SIO/SEOS/FIPS/CAK, 485FDX, LED RED, FLSH GRN, BZR ON, OPT TAMP, OPEN COLL, FIPS 200-BIT, 14443A DES 56-BIT CSN, IPM OFF, UART OFF, WIEG ON | Ea |  | 1 Year | 30 | 5% | 28.5
68873 | HID | SEC9X-CRD-0-043Y | CFG CARD, SE, STD, CFG PFL, LF OFF, HF STD/SIO/SEOS/FIPS/CAK, 485FDX, LED RED, FLSH GRN, BZR ON, OPT TAMP, OPEN COLL, FIPS 200-BIT, 14443A MIF 56-BIT CSN, KPF, BFFRD 1 KEY, NO PAR, 4-BIT MSG, IPM OFF, UART OFF, WIEG ON | Ea |  | 1 Year | 30 | 5% | 28.5
68874 | HID | SEC9X-CRD-0-0449 | CFG CARD, SE, STD, CFG PFL, LF STD, HF STD/SIO/SEOS/FIPS/CAK, UART, LED RED, FLSH GRN, BZR ON, OPT TAMP, OPEN COLL, FIPS 75-BIT, IPM OFF, UART ON, UART CSTM, WIEG OFF | Ea |  | 1 Year | 30 | 5% | 28.5
68875 | HID | SEC9X-CRD-0-044A | CFG CARD, SE, STD, CFG PFL, LF OFF, HF STD/SIO/SEOS/FIPS/CAK, 485FDX, LED RED, FLSH GRN, BZR ON, OPT TAMP, OPEN COLL, FIPS 200-BIT, 14443A DES 56-BIT CSN, KPF, BFFRD 1 KEY, NO PAR, 4-BIT MSG, IPM OFF, UART OFF, WIEG ON | Ea |  | 1 Year | 30 | 5% | 28.5
68876 | HID | SEC9X-CRD-0-044B | CFG CARD, SE, STD, CFG PFL, LF STD, HF STD/SIO/SEOS, WIEG, LED RED, FLSH GRN, BZR ON, OPT TAMP, OPEN COLL, CSN 32-BIT MSB, I'M ALIVE 10SEC, IPM OFF | Ea |  | 1 Year | 30 | 5% | 28.5
68877 | HID | SEC9X-CRD-0-044F | CFG CARD, SE, PNL, WIEG, CFG PFL, LED OFF, FLASH OFF, BZR ON, CFG PFL, CSN SUPPRESSED, OPTICAL TAMPER, OPEN COLLECTOR,BFFRD ONE KEY, DORADO COMPLIMENT, NO PARITY, 8-BIT MSG, CFG PFL, IPM OFF" | Ea |  | 1 Year | 30 | 5% | 28.5
68878 | HID | SEC9X-CRD-0-044G | CFG CARD, SE, STD, CFG PFL, LF STD, HF STD/SIO/SEOS, WIEG, LED RED, FLSH GRN, BZR ON, CSN 32-BIT MSB, EM4102 40-BIT, IPM OFF, IM ALIVE 20 SECONDS | Ea |  | 1 Year | 30 | 5% | 28.5
68879 | HID | SEC9X-CRD-0-044W | CFG CARD, SE, STD, CFG PFL, LF STD, HF SEOS, WIEG, LED RED, FLSH GRN, BRZ ON, CSN 32 BIT MSB, IPM OFF | Ea |  | 1 Year | 30 | 5% | 28.5
68880 | HID | SEC9X-CRD-0-0450 | CFG CARD, SE, STD, CFG PFL, LF STD, HF STD/SIO/SEOS/FIPS/CAK, LED RED, FLSH GRN, BZR ON, FIPS 200-BIT, PROX DELAY 500MS, APB 2SEC, IPM OFF, UART OFF, WIEG ON | Ea |  | 1 Year | 30 | 5% | 28.5
68881 | HID | SEC9X-CRD-0-0451 | CFG CARD, SE, STD, CFG PFL, LF STD, HF STD/SIO/SEOS, LED RED, FLSH GRN, BZR ON, OPT TAMP, OPEN COLL, CSN 32-BIT MSB, EM4102 40-BIT, PROX PRIORITY, IPM OFF | Ea |  | 1 Year | 30 | 5% | 28.5
68882 | HID | SEC9X-CRD-0-0452 | CFG CARD, SE, STD, CFG PFL, LF CST, HF SIO, WIEG, CUSTOM SETTINGS, CUST PRIORITY, BLK, STD-2, LED OFF, FLSH OFF, BZR ON, OPT TAMP, OPEN COLL, EM4102 32-BIT, IPM OFF | Ea |  | 1 Year | 30 | 5% | 28.5
68883 | HID | SEC9X-CRD-0-0453 | CFG CARD, SE, STD, CFG PFL, LF STD, HF OFF, WIEG, LED RED, FLSH GRN, BZR ON, OPT TAMP, OPEN COLL, EM4102 40-BIT, IPM OFF | Ea |  | 1 Year | 30 | 5% | 28.5
68884 | HID | SEC9X-CRD-0-0454 | CFG CARD, SE, STD, CFG PFL, LF STD, HF OFF, WIEG, LED RED, FLSH GRN, BZR ON, OPT TAMP, OPEN COLL, EM4102 40-BIT, KPF, BFFRD 1 KEY, DOR COMPL, NO PAR, 8-BIT MSG, IPM OFF | Ea |  | 1 Year | 30 | 5% | 28.5
68885 | HID | SEC9X-CRD-0-0455 | CFG CARD, SE, STD, CFG PFL, LF STD, HF OFF, WIEG, LED RED, FLSH GRN, BZR ON, OPT TAMP, OPEN COLL, EM4102 40-BIT, KPF, BFFRD 1 TO 5 KEYS, PAR, USER ENTRD FC, 26-BIT MSG, IPM OFF | Ea |  | 1 Year | 30 | 5% | 28.5
68886 | HID | SEC9X-CRD-0-045B | LF OFF, HF ISO14443A CSN ONLY, WIEG, LED RED, FLSH GRN, BZR ON, CSN 32-BIT MSB, KPF, BFFRD 1 KEY, DOR COMPL, NO PAR, 8-BIT MSG, IPM OFF, TAMPER OC | Ea |  | 1 Year | 30 | 5% | 28.5
68887 | HID | SEC9X-CRD-0-045E | CFG CARD, SE, STD, LF OFF, HF STD/SIO/SEOS, WIEG, LED BLUE, FLSH GRN, BZR ON, CSN 32-BIT MSB, IPM OFF, TAMPER OC | Ea |  | 1 Year | 30 | 5% | 28.5
68888 | HID | SEC9X-CRD-0-045W | CFG CARD, SE, STD, CFG PFL, LF STD, HF STD/SIO/SEOS, WIEG, LED BLUE, FLSH GRN, BZR ON, CSN 32-BIT MSB, KPF, BFFRD 1 KEY, 4-BIT MSG, IPM OFF | Ea |  | 1 Year | 30 | 5% | 28.5
68889 | HID | SEC9X-CRD-0-0460 | CFG CARD, SE, STD, LF STD, HF STD/SIO/SEOS, WIEG, LED BLUE, FLSH GRN, BZR ON, CSN 32-BIT MSB, IPM OFF, TAMPER OC | Ea |  | 1 Year | 30 | 5% | 28.5
68890 | HID | SEC9X-CRD-0-0466 | CFG CARD, SE, STD, CFG PFL, LF STD, HF STD/SIO/SEOS/FIPS/CAK, 485FDX, LED RED, FLSH GRN, BZR ON, CSN SUPPRESSED, IPM OFF, UART OFF, WIEG ON | Ea |  | 1 Year | 30 | 5% | 28.5
68891 | HID | SEC9X-CRD-0-0467 | CFG CARD, SE, STD, CFG PFL, LF STD, HF OFF, 485FDX, CSN SUPRESSED, PIG, BLK, STD-1, LED RED, FLSH GRN, BZR ON, OPT TAMP, OPEN COLL, KPF, BFFRD 1 KEY, DOR COMPL, NO PAR, 8-BIT MSG, IPM OFF, UART OFF, WIEG ON | Ea |  | 1 Year | 30 | 5% | 28.5
68892 | HID | SEC9X-CRD-0-046B | CFG CARD, SE, STD, CFG PFL, LF STD, HF STD/SIO/SEOS, WIEG, LED BLUE, FLSH GRN, BZR ON, CSN 32-BIT MSB, KPF, BFFRD 1 TTO 5 KEYS, PAR, USER ENTERD FC, IPM OFF, OC | Ea |  | 1 Year | 30 | 5% | 28.5
68893 | HID | SEC9X-CRD-0-046E | CFG CARD, SE, STD, CFG PFL, LF STD, HF STD/SIO/SEOS/FIPS/CAK, 485FDX, LED OFF, FLSH OFF, BZR ON, OPT TAMP, OPEN COLL, KPF, BFFRD 1 KEY, NO PAR, 4-BIT MSG, IPM OFF, UART OFF, WIEG ON | Ea |  | 1 Year | 30 | 5% | 28.5
68894 | HID | SEC9X-CRD-0-046F | CFG CARD, SE, STD, CFG PFL, LF STD, HF STD/SIO/SEOS/FIPS/CAK, 485FDX, LED RED, FLSH GRN, BZR ON, OPT TAMP, OPEN COLL, KPF, BFFRD 1 KEY, DOR COMPL, NO PAR, 8-BIT MSG, IPM OFF, UART OFF, WIEG ON | Ea |  | 1 Year | 30 | 5% | 28.5
68895 | HID | SEC9X-CRD-0-046G | CFG CARD, SE, STD, CFG PFL, LF STD, HF STD/SIO/SEOS/FIPS/CAK, 485FDX, LED RED, FLSH GRN, BZR ON, IPM OFF, UART OFF, WIEG ON | Ea |  | 1 Year | 30 | 5% | 28.5
68896 | HID | SEC9X-CRD-0-046Q | CFG CARD, SE, STD, CFG PFL, LF OFF, HF STD/SIO/SEOS, WIEG, LED OFF, FLSH OFF, BZR ON, CSN 32-BIT MSB, IPM OFF, ISO14443B CSN ENABLED | Ea |  | 1 Year | 30 | 5% | 28.5
68897 | HID | SEC9X-CRD-0-046R | CFG CARD, SE, STD, CFG PFL, LF OFF, HF STD/SIO/SEOS, WIEG, LED OFF, FLSH OFF, BZR ON, CSN 32-BIT MSB, KPF, BFFRD 1 KEY, PAR, 6-BIT MSG, IPM OFF, ISO14443B CSN ENABLED | Ea |  | 1 Year | 30 | 5% | 28.5
68898 | HID | SEC9X-CRD-0-046Y | CFG CARD, SE, STD, CFG PFL, LF OFF, HF STD/SIO/SEOS, WIEG, LED RED, FLSH OFF, BZR ON, CSN 40-BIT MSB, IPM OFF | Ea |  | 1 Year | 30 | 5% | 28.5
68899 | HID | SEC9X-CRD-0-0470 | CFG CARD, SE, STD, CFG PFL, LF STD, HF STD/SIO/SEOS/FIPS/CAK, 485FDX, LED OFF, FLSH OFF, BZR ON, OPT TAMP, OPEN COLL, FIPS 200-BIT, KPF, BFFRD 1 KEY, DOR COMPL, NO PAR, 8-BIT MSG, IPM OFF, UART OFF, WIEG ON | Ea |  | 1 Year | 30 | 5% | 28.5
68900 | HID | SEC9X-CRD-0-0471 | CFG CARD, LF STD, HF STD/SIO/SEOS/FIPS/CAK/PKI, 485FDX, LED RED, FLSH GRN, BZR ON, KPF, BFFRD 1 KEY, NO PAR, 4-BIT MSG, FIPS 75-BIT, LCD 0F, IPM OFF, UART OFF, WIEG ON, WIEG PULSE WIDTH 52US | Ea |  | 1 Year | 30 | 5% | 28.5
68901 | HID | SEC9X-CRD-0-0477 | CFG CARD, SE, STD, CFG PFL, LF CST, HF STD/SIO/SEOS/FIPS/CAK, 485FDX, LED OFF, FLSH OFF, BZR ON, CSN SUPPRESSED, IPM OFF, UART OFF, WIEG ON | Ea |  | 1 Year | 30 | 5% | 28.5
68902 | HID | SEC9X-CRD-0-0478 | CFG CARD, SE, STD, CFG PFL, LF STD, HF STD/SIO/SEOS/FIPS/CAK, 485HDX, LED OFF, FLSH OFF, BZR ON, CSN SUPPRESSED, OPT TAMP, OPEN COLL, KPF, BFFRD 1 KEY, DOR COMPL, NO PAR, 8-BIT MSG, IPM OFF, UART OFF, WIEG ON | Ea |  | 1 Year | 30 | 5% | 28.5
68903 | HID | SEC9X-CRD-0-047A | CFG CARD,SE,STD,CFG PFL,LF STD,HF CSTM,LED RED, FLSH GRN,BRZ ON,OPT TAMP,OPN COL,FIPS 200-BIT, KPF,BFRD 1 KEY, DOR COMP, NO PAR, 8 BIT MSG, IPM OFF, UART OFF, WIEG ON, CSTM STD/SIO/SEOS/FIPS/CAK/MIGR, LF ENBLD, PATH NY NJ | Ea |  | 1 Year | 30 | 5% | 28.5
68904 | HID | SEC9X-CRD-0-047B | CFG CARD, SE, STD, CFG PFL, LF OFF, HF STD/SIO/SEOS/FIPS/CAK, 485FDX, LED OFF, FLSH OFF, BZR ON, OPT TAMP, OPEN COLL, FIPS 75-BIT, KPF, BFFRD 1 KEY, DOR COMPL, NO PAR, 8-BIT MSG, IPM OFF, UART OFF, WIEG ON | Ea |  | 1 Year | 30 | 5% | 28.5
68905 | HID | SEC9X-CRD-0-047L | CFG CARD, SE, STD, CFG PFL, LF STD, HF STD/SIO/SEOS/FIPS/CAK, 485FDX, LED RED, FLSH GRN, BZR ON, OPT TAMP, OPEN COLL, FIPS 200-BIT, KPF, BFFRD 1 KEY, NO PAR, 4-BIT MSG, LCD 1F, IPM OFF, UART OFF, WIEG ON, WIEG PULSE 52 USEC | Ea |  | 1 Year | 30 | 5% | 28.5
68906 | HID | SEC9X-CRD-0-047P | CFG CARD, SE, STD, LF STD, HF STD/SIO/SEOS, WIEG, LED OFF, FLSH OFF, BZR ON, OPT TAMP, OPEN COLL, CSN 32 BIT MSB, EM4102, KPF, BFFRD 1 KEY, DOR COMPL, NO PAR 8 BIT MSG, IPM OFF | Ea |  | 1 Year | 30 | 5% | 28.5
68907 | HID | SEC9X-CRD-0-047R | CFG CARD, SE, STD, CFG PFL, LF OFF, HF STD/SIO/SEOS/MIGR, 485HDX, LED OFF, FLSH OFF, BZR ON, OSDP V1, OPT TAMP, OPEN COLL, OSDP TAMP ENBLD, TEST KEY, POLL=75MS, CSN 32-BIT MSB, KPF, ASCII, BFFRD 1 KEY, IPM OFF, UART OFF, WIEG OFF | Ea |  | 1 Year | 30 | 5% | 28.5
68908 | HID | SEC9X-CRD-0-047Y | CFG CARD, SE, STD, CFG PFL, LF OFF, HF STD/SIO/SEOS/FIPS/CAK, 485FDX, LED OFF, FLSH OFF, BZR OFF, OPT TAMP, OPEN COLL, FIPS 200-BIT, IPM OFF, UART OFF, WIEG ON | Ea |  | 1 Year | 30 | 5% | 28.5
68909 | HID | SEC9X-CRD-0-0487 | CFG CARD, SE, STD, CFG PFL, LF OFF, HF STD/SIO/SEOS, WIEG, WIEG, LED OFF, FLSH OFF, BZR OFF, CSN 32-BIT MSB, KPF, BFFRD 1 KEY, DOR COMPL, NO PAR, 8-BIT MSG, IPM OFF, KP BK LT TRIG BY CARD, NO KP BEEP | Ea |  | 1 Year | 30 | 5% | 28.5
68910 | HID | SEC9X-CRD-0-0488 | CFG CARD, SE, STD, CFG PFL, LF OFF, HF STD/SIO/SEOS, WIEG, WIEG, LED OFF, FLSH OFF, BZR OFF, CSN 32-BIT MSB, KPF, BFFRD 1 KEY, DOR COMPL, NO PAR, 8-BIT MSG, IPM OFF, KP BK LT TRIG BY CARD, KP BEEP | Ea |  | 1 Year | 30 | 5% | 28.5
68911 | HID | SEC9X-CRD-0-0489 | CFG CARD, SE, STD, CFG PFL, LF OFF, HF STD/SIO/SEOS, WIEG, WIEG, LED OFF, FLSH OFF, BZR OFF, CSN 32-BIT MSB, KPF, BFFRD 1 KEY, 4-BIT MSG, IPM OFF, KP BK LT TRIG BY CARD, NO KP BEEP | Ea |  | 1 Year | 30 | 5% | 28.5
68912 | HID | SEC9X-CRD-0-048A | CFG CARD, SE, STD, CFG PFL, LF STD, HF STD/SIO/SEOS, ANTIPASSBACK 1.5 SECONDS, NO PRIORITY DELAY | Ea |  | 1 Year | 30 | 5% | 28.5
68913 | HID | SEC9X-CRD-0-048D | CFG CARD, LF STD, HF STD/SIO/SEOS, WIEG, LED RED, FLSH OFF, BZR ON, OPT TAMP, OPEN COLL,CSN 34-BIT MSB, EM4102 26 BIT, BFFRD 1 KEY, DOR COMPL, NO PAR, 8 BIT MSG, IPM OFF | Ea |  | 1 Year | 30 | 5% | 28.5
68914 | HID | SEC9X-CRD-0-048L | CFG CARD, SE, STD, CFG PFL, LF CST, HF OFF, LED BLUE, FLSH GRN, BZR ON, IPM OFF, SRP | Ea |  | 1 Year | 30 | 5% | 28.5
68915 | HID | SEC9X-CRD-0-0491 | CFG CARD, SE, STD, CFG PFL, LF STD, FSK ONLY, ALL HF DISABLED, WEIG, LED RED, FLSH ON, BZR ON, OPT TAMP, OPEN COLL, IPM OFF | Ea |  | 1 Year | 30 | 5% | 28.5
68916 | HID | SEC9X-CRD-0-0495 | CFG PFL, LF STD, HF STD/SIO/SEOS, WIEG, LED RED, FLSH GRN, BZR ON, CSN 32-BIT MSB, KPF, BFFRD 1 KEY, DOR COMPL, NO PAR, 8-BIT MSG, IPM OFF, KP BK LT | Ea |  | 1 Year | 30 | 5% | 28.5
68917 | HID | SEC9X-CRD-0-049E | CFG CARD, SE, STD, CFG PFL, LF OFF, HF STD/SIO/SEOS/MAG, WIEG, LED RED, FLSH GRN, BZR ON, OPT TAMP, OPEN COLL, CSN 32-BIT MSB, MAG, ABA TO 26-BIT (FC=8-BIT, ID=16-BIT), IPM OFF | Ea |  | 1 Year | 30 | 5% | 28.5
68918 | HID | SEC9X-CRD-0-049F | CFG CARD, SE, STD, CFG PFL, LF OFF, HF STD/SIO/SEOS/MAG, WIEG, LED RED, FLSH GRN, BZR ON, OPT TAMP, OPEN COLL, CSN 32-BIT MSB, MAG, ABA CNVRT LAST 4 DIG TO 26-BIT BIN, IPM OFF | Ea |  | 1 Year | 30 | 5% | 28.5
68919 | HID | SEC9X-CRD-0-049U | CFG CARD, SE, STD, CFG PFL, LF STD, HF STD/SIO/SEOS/MAG, C&D, LED RED, FLSH GRN, BZR ON, OPT TAMP, OPEN COLL, CSN 32-BIT MSB, EM4102 32-BIT, MAG, ABA, ALL BITS RAW, KPF, BFFRD 1 KEY, DOR COMPL, NO PAR, 8-BIT MSG, IPM OFF | Ea |  | 1 Year | 30 | 5% | 28.5
68920 | HID | SEC9X-CRD-0-049V | CFG CARD, SE, STD, CFG PFL, LF STD, HF STD/SIO/SEOS/MAG, C&D, LED RED, FLSH GRN, BZR ON, OPT TAMP, OPEN COLL, CSN 32-BIT MSB, EM4102 32-BIT, MAG, ABA ALL DGTS + 10 LEAD/TRAIL ZEREOS, KPF, BFFRD 1 KEY, NO PAR, 4-BIT MSG, IPM OFF | Ea |  | 1 Year | 30 | 5% | 28.5
68921 | HID | SEC9X-CRD-0-0501 | CFG CARD, SE, LF CST, HF CST, CUSTOM SETTINGS, ICLASS LEGACY & PSK ONLY, WIEG, LED MAGENTA, FLSH OFF, BZR ON, OPT TAMP, OPEN COLL, IPM OFF | Ea |  | 1 Year | 30 | 5% | 28.5
68922 | HID | SEC9X-CRD-0-050A | CFG CARD, LF STD, HF CSTM, LED RED, FLSH GRN, BZR ON, FIPS 200-BIT, OPT TAMP OPN COLL, IPM OFF, UART OFF, WIEG ON, CSTM STD/SIO/SEOS/FIPS/CAK/MIGR, PATH NY NJ | Ea |  | 1 Year | 30 | 5% | 28.5
68923 | HID | SEC9X-CRD-0-050B | CFG CARD, LF STD, HF CSTM, LED RED, FLSH GRN, BZR ON, OPT TAMP, OPN COL, FIPS 200-BIT, KPF, BFRD 1 KEY, DOR COMP, NO PAR, 8-BIT MSG, IPM OFF, UART OFF, WIEG ON, CSTM STD/SIO/SEOS/FIPS/CAK/MIGR, PATH NY NJ | Ea |  | 1 Year | 30 | 5% | 28.5
68924 | HID | SEC9X-CRD-0-050J | CFG CARD, SE, STD, CFG PFL, LF OFF, HF STD/SIO/SEOS/MIGR, WIEG, LED RED, FLSH OFF, BZR ON, IPM OFF, HF MIGR PFL EVCS5164_ICE0378 | Ea |  | 1 Year | 30 | 5% | 28.5
68925 | HID | SEC9X-CRD-0-050K | CFG CARD, SE, STD, CFG PFL, LF OFF, HF STD/SIO/SEOS/MIGR, WIEG, LED RED, FLSH OFF, BZR ON, KPF, BFFRD 1 KEY, DOR COMPL, NO PAR, 8-BIT MSG, IPM OFF, HF MIGR PFL EVCS5164 | Ea |  | 1 Year | 30 | 5% | 28.5
68926 | HID | SEC9X-CRD-0-050Q | CFG CARD, SE, STD, LF OFF, HF STD/SIO/SEOS, WIEG, LED RED, FLSH GRN, BZR ON, OPT TAMP, OPEN COLL, CSN 32-BIT MSB, ISO14443B 32-BIT CSN, R10 PICO15693 MOD DEPTH 10%, IPM OFF | Ea |  | 1 Year | 30 | 5% | 28.5
68927 | HID | SEC9X-CRD-0-050T | CFG CARD, SE, LF OFF, HF CSTM, 14443A CSN ONLY, WIEG, LED RED, FLSH GRN, BZR ON, OPT TAMP, OPEN COLL, CSN 26-BIT (W/DEFAULT FC), IPM OFF | Ea |  | 1 Year | 30 | 5% | 28.5
68928 | HID | SEC9X-CRD-0-050X | CFG CARD, SE, STD, LF STD, HF STD/SIO/SEOS, WIEG, LED RED, FLSH OFF, BZR ON, OPT TAMP OPEN, CSN MIF SUPPR, FSK PROX, READ ONLY PRIORITY, IPM OFF | Ea |  | 1 Year | 30 | 5% | 28.5
68929 | HID | SEC9X-CRD-0-050Y | CFG CARD, SE, STD, LF STD, HF STD/SIO/SEOS, WIEG, LED OFF, FLSH OFF, BZR ON, OPT TAMP, OPEN COLL, CSN 32-BIT MSB, KPF, BFFRD 1 KEY, DOR COMPL, NO PAR, 8-BIT MSG, IPM OFF, INDALA | Ea |  | 1 Year | 30 | 5% | 28.5
68930 | HID | SEC9X-CRD-0-0510 | CFG CARD, SE, LF CSTM, HF CSTM, WIEG, LED OFF, FLSH OFF, BZR ON, OPT TAMP, OPEN COLL, CSN MIF SUPPR, KPF, BFFRD 1 KEY, DOR COMPL, NO PAR, 8-BIT MSG, IPM OFF, ICLASS LEGACY AND INDALA READ ONLY | Ea |  | 1 Year | 30 | 5% | 28.5
68931 | HID | SEC9X-CRD-0-0511 | CFG CARD, SE, LF CSTM, HF OFF, WIEG, LED OFF, FLSH OFF, BZR ON, OPT TAMP, OPEN COLL, KPF, BFFRD 1 KEY, DOR COMPL, NO PAR, 8-BIT MSG, IPM OFF, INDALA READ ONLY, | Ea |  | 1 Year | 30 | 5% | 28.5
68932 | HID | SEC9X-CRD-0-0512 | CFG CARD, SE, LF CST, HF SIO, WIEG, CUSTOM SETTINGS, CUST PRIORITY, BLK, STD-2, LED OFF, FLSH OFF, BZR ON, OPT TAMP, OPEN COLL, EM4102 32-BIT, KPF, BFFRD 1 KEY, DOR COMPL, NO PAR, 8-BIT MSG, IPM OFF | Ea |  | 1 Year | 30 | 5% | 28.5
68933 | HID | SEC9X-CRD-0-0519 | CFG CARD, SE, STD, CFG PFL, LF STD, HF STD/SIO/SEOS/FIPS/CAK/PKI, 485FDX, LED RED, FLSH GRN, BZR ON, KPF, BFFRD 1 KEY, DOR COMPL, NO PAR, 8-BIT MSG, FIPS 75-BIT, LCD 1F, IPM OFF, UART OFF, WIEG ON | Ea |  | 1 Year | 30 | 5% | 28.5
68934 | HID | SEC9X-CRD-0-0523 | CFG CARD, SE, STD, CFG PFL, LF CST, HF SIO, LED BLUE, KPF, BFFRD 1 KEY, NO PAR, 4-BIT MSG | Ea |  | 1 Year | 30 | 5% | 28.5
68935 | HID | SEC9X-CRD-0-0524 | CFG CARD, CFG PFL, LF CST, HF STD/SIO/SEOS, HTRC110 BASE RDR, WIEG, LED RED, FLSH GRN, BZR ON, OPT TAMP, OPEN COLL, CSN 32-BIT MSB, IPM OFF, FSK/ASK/PSK ENABLED | Ea |  | 1 Year | 30 | 5% | 28.5
68936 | HID | SEC9X-CRD-0-0525 | CFG CARD, SE, STD, CFG PFL, RC663 REGISTERS, R10E, HIGH POWER | Ea |  | 1 Year | 30 | 5% | 28.5
68937 | HID | SEC9X-CRD-0-0526 | CFG CARD, SE, STD, CFG PFL, RC663 REGISTERS, RP10E, HIGH POWER | Ea |  | 1 Year | 30 | 5% | 28.5
68938 | HID | SEC9X-CRD-0-0527 | CFG CARD, SE, STD, CFG PFL, RC663 REGISTERS, R15E, HIGH POWER | Ea |  | 1 Year | 30 | 5% | 28.5
68939 | HID | SEC9X-CRD-0-0528 | CFG CARD, SE, STD, CFG PFL, RC663 REGISTERS, RP15E, HIGH POWER | Ea |  | 1 Year | 30 | 5% | 28.5
68940 | HID | SEC9X-CRD-0-0529 | CFG CARD, SE, STD, CFG PFL, RC663 REGISTERS, R30E, HIGH POWER | Ea |  | 1 Year | 30 | 5% | 28.5
68941 | HID | SEC9X-CRD-0-052A | CFG CARD, SE, STD, CFG PFL, RC663 REGISTERS, RP30E, HIGH POWER | Ea |  | 1 Year | 30 | 5% | 28.5
68942 | HID | SEC9X-CRD-0-052B | CFG CARD, SE, STD, CFG PFL, RC663 REGISTERS, R40E, HIGH POWER | Ea |  | 1 Year | 30 | 5% | 28.5
68943 | HID | SEC9X-CRD-0-052C | CFG CARD, SE, STD, CFG PFL, RC663 REGISTERS, RP40E, HIGH POWER | Ea |  | 1 Year | 30 | 5% | 28.5
68944 | HID | SEC9X-CRD-0-052D | CFG CARD, SE, STD, CFG PFL, RC663 REGISTERS, RK40E, HIGH POWER | Ea |  | 1 Year | 30 | 5% | 28.5
68945 | HID | SEC9X-CRD-0-052E | CFG CARD, SE, STD, CFG PFL, RC663 REGISTERS, RPK40E, HIGH POWER | Ea |  | 1 Year | 30 | 5% | 28.5
68946 | HID | SEC9X-CRD-0-052F | CFG CARD, SE, STD, CFG PFL, RC663 REGISTERS, R95A, HIGH POWER | Ea |  | 1 Year | 30 | 5% | 28.5
68947 | HID | SEC9X-CRD-0-052G | CFG CARD, SE, STD, CFG PFL, RC663 REGISTERS, R90E, HIGH POWER | Ea |  | 1 Year | 30 | 5% | 28.5
68948 | HID | SEC9X-CRD-0-052N | CFG CARD, SE, CFG PFL, LF CST, HF OFF, WIEG, LED RED, FLSH GRN, BZR ON, OPT TAMP, OPEN COLL, IPM OFF, INDALA 10189 | Ea |  | 1 Year | 30 | 5% | 28.5
68949 | HID | SEC9X-CRD-0-052X | CFG CARD, SE, STD, CFG PFL, LF STD, PROX ONLY, ALL HF DISABLED, WIEG, LED RED, FLSH GRN, BZR ON, OPT TAMP, OPEN COLL, KPF, BFFRD 1 KEY, NO PAR, 4-BIT MSG, IPM OFF | Ea |  | 1 Year | 30 | 5% | 28.5
68950 | HID | SEC9X-CRD-0-052Y | CFG CARD, SE, STD, CFG PFL, LF STD, PROX ONLY, ALL HF DISABLED, WIEG, LED RED, FLSH GRN, BZR ON, OPT TAMP, OPEN COLL, IPM OFF | Ea |  | 1 Year | 30 | 5% | 28.5
68951 | HID | SEC9X-CRD-0-0532 | CFG CARD, SE, STD, CFG PFL, LF CST, HF CST LEG/DES SIO/SEOS/HID MIFARE APP/MF CSN SUPPR/MIFARE SIO DISABLED, PROX FSK ONLY, WEIG, LED RED, FLSH GRN, BRZ ON, OPT, OC, IPM OFF | Ea |  | 1 Year | 30 | 5% | 28.5
68952 | HID | SEC9X-CRD-0-053L | CFG CARD, SE, STD, CFG PFL, LF STD, HF STD/SIO/SEOS, WIEG, LED OFF, FLSH OFF, BZR ON, CSN 32 BIT MSB, KPF, BFFRD 1 KEY, DOR COMPL, NO PAR, 8-BIT MSG, IPM OFF | Ea |  | 1 Year | 30 | 5% | 28.5
68953 | HID | SEC9X-CRD-0-053Q | CFG CARD, SE, STD, LF STD, HF STD/SIO/SEOS/FIPS/CAK, 485FDX, LED RED, FLSH GRN, BZR ON, CSN 32-BIT MSB, KPF, BFFRD 1 KEY, NO PAR, 4-BIT MSG, FIPS 75-BIT, IPM OFF, UART OFF, WIEG ON | Ea |  | 1 Year | 30 | 5% | 28.5
68954 | HID | SEC9X-CRD-0-053R | CFG CARD, SE, STD, LF STD, HF STD/SIO/SEOS/FIPS/CAK, 485FDX, LED OFF, FLSH GRN, BZR ON, OPT TAMP, OPEN COLL, CSN 32-BIT MSB, FIPS 75-BIT, IPM OFF, UART OFF, WIEG ON | Ea |  | 1 Year | 30 | 5% | 28.5
68955 | HID | SEC9X-CRD-0-053T | CFG CARD, SE, STD, CFG PFL, LF OFF, HF MIG, WIEG, ELITE KEY, LED RED, FLSH GRN, BZR ON, IPM OFF | Ea |  | 1 Year | 30 | 5% | 28.5
68956 | HID | SEC9X-CRD-0-053U | CFG CARD, SE, STD, CFG PFL, LF CST, HF MIG, WIEG, ELITE KEY, LED RED, FLSH GRN, BZR ON, IPM OFF, PROX FSK | Ea |  | 1 Year | 30 | 5% | 28.5
68957 | HID | SEC9X-CRD-0-0540 | CFG CARD, SE, STD, LF OFF, HF STD/SIO/SEOS/FIPS/CAK, 485HDX, LED RED, FLSH OFF, BZR ON, OPT TAMP, OPEN COLL, FIPS 200-BIT, IPM OFF, UART OFF, WIEG ON | Ea |  | 1 Year | 30 | 5% | 28.5
68958 | HID | SEC9X-CRD-0-0541 | CFG CARD, SE, STD, LF CST, HF STD/SIO/SEOS, WIEG,LED RED, FLSH GRN, BZR ON,OPT TAMP,OPEN COLL,CSN 32 BIT MSB,PROX FSK ONLY,IPM OFF,APB INDICATOR DISABLED, EXXON | Ea |  | 1 Year | 30 | 5% | 28.5
68959 | HID | SEC9X-CRD-0-0545 | CFG CARD, SE, STD, CFG PFL, RC663 REGISTERS, R10E, LOW POWER | Ea |  | 1 Year | 30 | 5% | 28.5
68960 | HID | SEC9X-CRD-0-0546 | CFG CARD, SE, STD, CFG PFL, RC663 REGISTERS, RP10E, LOW POWER | Ea |  | 1 Year | 30 | 5% | 28.5
68961 | HID | SEC9X-CRD-0-0547 | CFG CARD, SE, STD, CFG PFL, RC663 REGISTERS, R15E, LOW POWER | Ea |  | 1 Year | 30 | 5% | 28.5
68962 | HID | SEC9X-CRD-0-0548 | CFG CARD, SE, STD, CFG PFL, RC663 REGISTERS, RP15E, LOW POWER | Ea |  | 1 Year | 30 | 5% | 28.5
68963 | HID | SEC9X-CRD-0-0549 | CFG CARD, SE, STD, CFG PFL, RC663 REGISTERS, R30E, LOW POWER | Ea |  | 1 Year | 30 | 5% | 28.5
68964 | HID | SEC9X-CRD-0-054A | CFG CARD, SE, STD, CFG PFL, RC663 REGISTERS, RP30E, LOW POWER | Ea |  | 1 Year | 30 | 5% | 28.5
68965 | HID | SEC9X-CRD-0-054B | CFG CARD, SE, STD, CFG PFL, RC663 REGISTERS, R40E, LOW POWER | Ea |  | 1 Year | 30 | 5% | 28.5
68966 | HID | SEC9X-CRD-0-054C | CFG CARD, SE, STD, CFG PFL, RC663 REGISTERS, RP40E, LOW POWER | Ea |  | 1 Year | 30 | 5% | 28.5
68967 | HID | SEC9X-CRD-0-054D | CFG CARD, SE, STD, CFG PFL, RC663 REGISTERS, RK40E, LOW POWER | Ea |  | 1 Year | 30 | 5% | 28.5
68968 | HID | SEC9X-CRD-0-054K | CFG CARD, SE, STD, LF STD, HF STD, WIEG, LED RED, FLSH GRN, BZR ON, CSN 32-BIT MSB, KPF, BFFRD 1 KEY, DOR COMPL, NO PAR, 8-BIT MSG, IPM OFF | Ea |  | 1 Year | 30 | 5% | 28.5
68969 | HID | SEC9X-CRD-0-054L | CFG CARD, SE, STD, LF STD, HF STD, WIEG, LED OFF, FLSH OFF, BZR OFF, CSN 32-BIT MSB, KPF, BFFRD 1 KEY, DOR COMPL, NO PAR, 8-BIT MSG, IPM OFF, KP BK LT TRIG BY CARD, NO KP BEEP | Ea |  | 1 Year | 30 | 5% | 28.5
68970 | HID | SEC9X-CRD-0-054M | CFG CARD, SE, STD, LF STD, HF STD, WIEG, LED OFF, FLSH OFF, BZR OFF, CSN 32-BIT MSB, KPF, BFFRD 1 KEY, DOR COMPL, NO PAR, 8-BIT MSG, IPM OFF, KP BK LT TRIG BY CARD, KP BEEP | Ea |  | 1 Year | 30 | 5% | 28.5
68971 | HID | SEC9X-CRD-0-054N | CFG CARD, SE, STD, LF STD, HF STD, WIEG, LED RED, FLSH GRN, BZR ON, CSN 32-BIT MSB, KPF, BFFRD 1 KEY, DOR COMPL, NO PAR, 8-BIT MSG, IPM OFF, KP BK LT TRIG BY CARD, KP BEEP | Ea |  | 1 Year | 30 | 5% | 28.5
68972 | HID | SEC9X-CRD-0-054P | CFG CARD, SE, STD, LF STD, HF STD, WIEG, LED RED, FLSH GRN, BZR ON, CSN 32-BIT MSB, ANTIPASSBACK 1.5 SECONDS, NO PRIORITY, KPF, BFFRD 1 KEY, NO PAR, 4-BIT MSG, IPM OFF | Ea |  | 1 Year | 30 | 5% | 28.5
68973 | HID | SEC9X-CRD-0-054R | CFG CARD, SE, STD, CFG PFL, LF CST, HF STD/SIO/SEOS, WIEG, LED OFF, FLSH OFF, BZR OFF OPT TAMP, CSN 32-BIT MSB, LED BLUE FOR ANTIPASSBACK DISABLE, KPF, BFFRD 1 KEY, NO PAR, 4 BIT MSG, IPM OFF, FSK/PSK ENABLED | Ea |  | 1 Year | 30 | 5% | 28.5
68974 | HID | SEC9X-CRD-0-054V | CFG CARD, SE, STD, CFG PFL, LF CST, HF STD/SIO/SEOS/MAG, WIEG, LED RED, FLSH GRN, BZR ON, OPT TAMP, OPEN COLL, CSN 32-BIT MSB, PROX FSK ONLY, MAG, ABA CNVRT LAST 9 DIG TO 34-BIT, WIEG, IPM OFF | Ea |  | 1 Year | 30 | 5% | 28.5
68975 | HID | SEC9X-CRD-0-055L | CFG CARD, SE, STD, LF CST, HF STD/SIO/SEOS, WIEG, LED RED, FLSH GRN, BZR ON, OPT TAMP, OPEN COLL, CSN 37-BIT LSB, IPM OFF | Ea |  | 1 Year | 30 | 5% | 28.5
68976 | HID | SEC9X-CRD-0-0561 | CFG CARD, SE, STD, LF STD, HF STD/SIO/SEOS, WIEG, LED OFF, FLSH OFF, BZR OFF, OPT TAMPER, OPEN COLL,CSN 26-BIT MSB, EM4102 26-BIT KPF, BFFRD 1 KEY, DOR, NO PAR,8-BIT MSG, IPM OFF | Ea |  | 1 Year | 30 | 5% | 28.5
68977 | HID | SEC9X-CRD-0-0562 | CFG CARD, SE, STD, LF STD, HF STD/SIO/SEOS, WIEG, LED OFF, FLSH OFF, BZR OFF, OPT TAMPER, OPEN COLL,CSN 34-BIT MSB, EM4102 BIT KPF, BFFRD 1 KEY, DOR, NO PAR,8-BIT MSG, IPM OFF | Ea |  | 1 Year | 30 | 5% | 28.5
68978 | HID | SEC9X-CRD-0-0563 | CFG CARD, SE, STD, LF STD, HF STD/SIO/SEOS, WIEG, LED OFF, FLSH OFF, BZR OFF, OPT TAMPER, OPEN COLL,CSN 40-BIT MSB, EM4102 BIT KPF, BFFRD 1 KEY, DOR, NO PAR,8-BIT MSG, IPM OFF | Ea |  | 1 Year | 30 | 5% | 28.5
68979 | HID | SEC9X-CRD-0-056A | CFG CARD, SE, STD, HF STD/SIO/SEOS, LED RED, FLSH GRN, BZR ON, OPT TAMP, OPEN COLL, CSN 32-BIT MSB, EM4102 40-BIT, KPF, BFFRD 1 KEY, NO PAR, 4-BIT MSG, PROX PRIORITY, IPM OFF | Ea |  | 1 Year | 30 | 5% | 28.5
68980 | HID | SEC9X-CRD-0-056B | CFG CARD, SE, STD, CFG PFL, LF OFF, HF STD/SIO/SEOS, WIEG, LED RED, FLSH GRN, BZR ON, OPT TAMP, OPEN COLL, CSN 32-BIT MSB, IPM OFF, IM ALIVE 10 SECONDS, MSG-AA | Ea |  | 1 Year | 30 | 5% | 28.5
68981 | HID | SEC9X-CRD-0-0570 | CFG CARD, SE, STD, CFG PFL, LF OFF, HF STD/SIO/SEOS, WIEG, LED OFF, FLSH OFF, BZR ON, CSN 32 BIT LSB, IPM OFF | Ea |  | 1 Year | 30 | 5% | 28.5
68982 | HID | SEC9X-CRD-0-0571 | CFG CARD, SE, STD, CFG PFL, LF STD, HF STD/SIO/SEOS, WIEG, LED OFF, FLSH OFF, BZR ON, CSN 32 BIT LSB, EM4102 BIT, 32 BIT, IPM OFF | Ea |  | 1 Year | 30 | 5% | 28.5
68983 | HID | SEC9X-CRD-0-0572 | CFG CARD, SE, STD, CFG PFL, LF OFF, HF STD/SIO/SEOS, WIEG, LED OFF, FLSH OFF, BZR ON, 32 BIT LSB, KPF BUFFRED 1 KEY, NO PAR, 4 BIT MESG, IPM OFF | Ea |  | 1 Year | 30 | 5% | 28.5
68984 | HID | SEC9X-CRD-0-0573 | CFG CARD, SE, STD, CFG PFL, LF STD, HF STD/SIO/SEOS, WIEG, LED OFF, FLSH OFF, BZR ON, CSN 32-BIT LSB, EM4102 32 BIT KPF, BFFRD 1 KEY,NO PAR, 4-BIT MSG, IPM OFF | Ea |  | 1 Year | 30 | 5% | 28.5
68985 | HID | SEC9X-CRD-0-057D | CFG CARD, SE, PIVCLASS,SE E,LF STD,HF STD/SIO/SEOS/FIPS/CAK,485FDX,PIG,BLK,STD-1, LED RED,FLSH GRN,BZR ON OPT TAMP,OPEN COLL, FIPS 128-BIT,FASCN+RMV OVRHD+RMV PAR,BFFRD 1 KEY,DOR COMPL,NO PAR, 8-BIT MSG,IPM OFF | Ea |  | 1 Year | 30 | 5% | 28.5
68986 | HID | SEC9X-CRD-0-057J | CFG CARD, SE, STD, CFG PFL, LF CSTM, HF CSTM, WIEG, LED AMBER, FLSH GRN, BZR ON, CSN MIF SUPPR, FSK ONLY, ICLASS SIO AND SEOS ONLY, IPM OFF | Ea |  | 1 Year | 30 | 5% | 28.5
68987 | HID | SEC9X-CRD-0-057K | CFG CARD, SE, STD, CFG PFL, LF OFF, HF STD/SIO/SEOS/FIPS/CAK/PKI, WIEG, LED RED, FLSH GRN, BZR ON, DESIRE MIFARE CSN 56 BIT MSB, ASCII, XMIT CMPLT, LCD 1F, IPM OFF, UART ON, WIEG OFF | Ea |  | 1 Year | 30 | 5% | 28.5
68988 | HID | SEC9X-CRD-0-057M | CFG CARD,SE, STD, LF STD, HF,LED RED,FLSH GRN,BZR ON, KPF,BFFRD 1 KEY,DOR COMPL,NO PAR, 8-BIT MSG,FIPS 128-BIT,FASCN+RMV OVRHD+RMV PAR,LCD 1F,IPM OFF,UART OFF,WIEG ON | Ea |  | 1 Year | 30 | 5% | 28.5
68989 | HID | SEC9X-CRD-0-058A | CFG CARD, SE, STD, CFG PFL, LF OFF, HF STD/SIO/SEOS, WIEG, LED RED, FLSH GRN, BZR ON, OPT TAMP, OPEN COLL, CSN 32-BIT MSB, IPM OFF, APB DISABLED | Ea |  | 1 Year | 30 | 5% | 28.5
68990 | HID | SEC9X-CRD-0-058B | CFG CARD, SE, STD, CFG PFL, LF OFF, HF STD/SIO/SEOS, WIEG, LED RED, FLSH GRN, BZR ON, OPT TAMP, OPEN COLL, CSN 32-BIT MSB, KPF, BFFRD 1 KEY, NO PAR, 4-BIT MSG, IPM OFF, APB DISABLED | Ea |  | 1 Year | 226 | 5% | 214.7
68991 | HID | SEC9X-CRD-0-058C | CFG CARD, SE, STD, CFG PFL, LF OFF, HF SIO/SEOS, WIEG, LED RED, FLSH GRN, BZR ON, OPT TAMP, OPEN COLL, CSN 32-BIT MSB, IPM OFF, APB DISABLED | Ea |  | 1 Year | 226 | 5% | 214.7
68992 | HID | SEC9X-CRD-0-058D | CFG CARD, SE, STD, CFG PFL, LF OFF, HF SIO/SEOS, WIEG, LED RED, FLSH GRN, BZR ON, OPT TAMP, OPEN COLL, CSN 32-BIT MSB, KPF, BFFRD 1 KEY, NO PAR, 4-BIT MSG, IPM OFF, APB DISABLED | Ea |  | 1 Year | 226 | 5% | 214.7
68993 | HID | SEC9X-CRD-0-058E | CFG CARD, SE, STD, CFG PFL, LF STD, HF STD/SIO/SEOS, WIEG, LED RED, FLSH GRN, BZR ON, OPT TAMP, OPEN COLL, CSN 32-BIT MSB, IPM OFF, APB DISABLED | Ea |  | 1 Year | 30 | 5% | 28.5
68994 | HID | SEC9X-CRD-0-058F | CFG CARD, SE, STD, CFG PFL, LF STD, HF STD/SIO/SEOS, WIEG, LED RED, FLSH GRN, BZR ON, CSN 32-BIT MSB, KPF, BFFRD 1 KEY, NO PAR, 4-BIT MSG, IPM OFF, APB DISABLED | Ea |  | 1 Year | 30 | 5% | 28.5
68995 | HID | SEC9X-CRD-0-059F | CFG CARD, SE, STD, CFG PFL, LF STD, HF STD/SIO/SEOS, WIEG, LED RED, FLSH GRN, BZR ON, OPT TAMP, OPEN COLL, CSN 32-BIT MSB, EM4102 32-BIT, APB DISABLED, IPM OFF | Ea |  | 1 Year | 226 | 5% | 214.7
68996 | HID | SEC9X-CRD-0-059L | CFG CARD, SE, STD, CFG PFL, LF OFF, HF STD/SIO/SEOS, WIEG, LED RED, FLSH GRN, BZR ON, OPT TAMP, OPEN COLL, CSN 32-BIT MSB, KPF, BFFRD 1 KEY, DOR COMPL, NO PAR, 8 BIT MSG, IPM OFF, APB DISABLED | Ea |  | 1 Year | 226 | 5% | 214.7
68997 | HID | SEC9X-CRD-0-059M | CFG CARD, SE, STD, CFG PFL, LF OFF, HF SIO/SEOS, WIEG, LED RED, FLSH GRN, BZR ON, OPT TAMP, OPEN COLL, CSN 32-BIT MSB, KPF, BFFRD 1 KEY, DOR COMPL, NO PAR. 8 BIT MSG, IPM OFF, APB DISABLED | Ea |  | 1 Year | 226 | 5% | 214.7
68998 | HID | SEC9X-CRD-0-059N | CFG CARD, SE, STD, CFG PFL, LF STD, HF STD/SIO/SEOS, WIEG, LED RED, FLSH GRN, BZR ON, CSN 32-BIT MSB, KPF, BFFRD 1 KEY, DOR COMPL, NO PAR. 8 BIT MSG, IPM OFF, APB DISABLED | Ea |  | 1 Year | 226 | 5% | 214.7
68999 | HID | SEC9X-CRD-0-059P | CFG CARD, SE, STD, CFG PFL, LF STD, HF SIO/SEOS, WIEG, LED RED, FLSH GRN, BZR ON, OPT TAMP, OPEN COLL, CSN 32-BIT MSB, IPM OFF, APB DISABLED | Ea |  | 1 Year | 226 | 5% | 214.7
69000 | HID | SEC9X-CRD-0-059Q | CFG CARD, SE, STD, CFG PFL, LF STD, HF SIO/SEOS, WIEG, LED RED, FLSH GRN, BZR ON, CSN 32-BIT MSB, KPF, BFFRD 1 KEY, NO PAR, 4-BIT MSG, IPM OFF, APB DISABLED | Ea |  | 1 Year | 268 | 5% | 254.6
69001 | HID | SEC9X-CRD-0-059R | CFG CARD, SE, STD, CFG PFL, LF STD, HF SIO/SEOS, WIEG, LED RED, FLSH GRN, BZR ON, CSN 32-BIT MSB, KPF, BFFRD 1 KEY, NO PAR, 4-BIT MSG, IPM OFF, APB DISABLED | Ea |  | 1 Year | 268 | 5% | 254.6
69002 | HID | SEC9X-CRD-0-059T | CFG CARD, SE, STD, CFG PFL, LF OFF, HF STD/SIO/SEOS/MIFSPR, WIEG, LED RED, FLSH GRN, BZR ON, OPT TAMP, OPEN COLL, CSN MIF SUPPR, IPM OFF, APB DISABLED | Ea |  | 1 Year | 268 | 5% | 254.6
69003 | HID | SEC9X-CRD-0-059U | CFG CARD, SE, STD, CFG PFL, LF OFF, HF STD/SIO/SEOS/MIFSPR, WIEG, LED RED, FLSH GRN, BZR ON, OPT TAMP, OPEN COLL, CSN MIF SUPPR, KPF, BFFRD 1 KEY, NO PAR, 4-BIT MSG, IPM OFF, APB DISABLED | Ea |  | 1 Year | 268 | 5% | 254.6
69004 | HID | SEC9X-CRD-0-059V | CFG CARD, SE, STD, CFG PFL, LF OFF, HF STD/SIO/SEOS/MIFSPR, WIEG, LED RED, FLSH GRN, BZR ON, OPT TAMP, OPEN COLL, CSN MIF SUPPR, KPF, BFFRD 1 KEY, DOR COMPL, NO PAR. 8 BIT MSG, IPM OFF, APB DISABLED | Ea |  | 1 Year | 268 | 5% | 254.6
69005 | HID | SEC9X-CRD-0-059W | CFG CARD, SE, STD, CFG PFL, LF OFF, HF SIO/SEOS/MIFSPR, WIEG, LED RED, FLSH GRN, BZR ON, OPT TAMP, OPEN COLL, CSN MIF SUPPR, IPM OFF, APB DISABLED | Ea |  | 1 Year | 30 | 5% | 28.5
69006 | HID | SEC9X-CRD-0-059Y | CFG CARD, SE, STD, CFG PFL, LF OFF, HF SIO/SEOS/MIFSPR, WIEG, LED RED, FLSH GRN, BZR ON, OPT TAMP, OPEN COLL, CSN MIF SUPPR, KPF, BFFRD 1 KEY, NO PAR, 4-BIT MSG, IPM OFF, APB DISABLED | Ea |  | 1 Year | 268 | 5% | 254.6
69007 | HID | SEC9X-CRD-0-05A0 | CFG CARD, SE, STD, CFG PFL, LF OFF, HF SIO/SEOS/MIFSPR, WIEG, LED RED, FLSH GRN, BZR ON, OPT TAMP, OPEN COLL, CSN MIF SUPPR, KPF, BFFRD 1 KEY, DOR COMPL, NO PAR. 8 BIT MSG, IPM OFF, APB DISABLED | Ea |  | 1 Year | 268 | 5% | 254.6
69008 | HID | SEC9X-CRD-0-05A1 | CFG CARD, SE, STD, CFG PFL, LF STD, HF STD/SIO/SEOS/MIFSPR, WIEG, LED RED, FLSH GRN, BZR ON, OPT TAMP, OPEN COLL, CSN MIF SUPPR, IPM OFF, APB DISABLED | Ea |  | 1 Year | 268 | 5% | 254.6
69009 | HID | SEC9X-CRD-0-05A2 | CFG CARD, SE, STD, CFG PFL, LF STD, HF STD/SIO/SEOS/MIFSPR, WIEG, LED RED, FLSH GRN, BZR ON, OPT TAMP, OPEN COLL, CSN MIF SUPPR, KPF, BFFRD 1 KEY, NO PAR, 4-BIT MSG, IPM OFF, APB DISABLED | Ea |  | 1 Year | 360 | 5% | 342
69010 | HID | SEC9X-CRD-0-05A3 | CFG CARD, SE, STD, CFG PFL, LF STD, HF STD/SIO/SEOS/MIFSPR, WIEG, LED RED, FLSH GRN, BZR ON, OPT TAMP, OPEN COLL, CSN MIF SUPPR, KPF, BFFRD 1 KEY, DOR COMPL, NO PAR. 8 BIT MSG, IPM OFF, APB DISABLED | Ea |  | 1 Year | 360 | 5% | 342
69011 | HID | SEC9X-CRD-0-05A4 | CFG CARD, SE, STD, CFG PFL, LF STD, HF SIO/SEOS/MIFSPR, WIEG, LED RED, FLSH GRN, BZR ON, OPT TAMP, OPEN COLL, CSN MIF SUPPR, IPM OFF, APB DISABLED | Ea |  | 1 Year | 360 | 5% | 342
69012 | HID | SEC9X-CRD-0-05A5 | CFG CARD, SE, STD, CFG PFL, LF STD, HF SIO/SEOS/MIFSPR, WIEG, LED RED, FLSH GRN, BZR ON, OPT TAMP, OPEN COLL, CSN MIF SUPPR, KPF, BFFRD 1 KEY, NO PAR, 4-BIT MSG, IPM OFF, APB DISABLED | Ea |  | 1 Year | 360 | 5% | 342
69013 | HID | SEC9X-CRD-0-05A6 | CFG CARD, SE, STD, CFG PFL, LF STD, HF SIO/SEOS/MIFSPR, WIEG, LED RED, FLSH GRN, BZR ON, OPT TAMP, OPEN COLL, CSN MIF SUPPR, KPF, BFFRD 1 KEY, DOR COMPL, NO PAR. 8 BIT MSG, IPM OFF, APB DISABLED | Ea |  | 1 Year | 402 | 5% | 381.9
69014 | HID | SEC9X-CRD-0-05A7 | CFG CARD, SE, STD, CFG PFL, LF OFF, HF STD/SIO/SEOS/MIGR, WIEG, LED RED, FLSH OFF, BZR ON, WIEGAND PULSE TIME 100US, IPM OFF, HF MIGR PFL EVCS5164_ICE0378 | Ea |  | 1 Year | 30 | 5% | 28.5
69015 | HID | SEC9X-CRD-0-05A8 | CFG CARD, SE, STD, CFG PFL, LF OFF, HF STD/SIO/SEOS/MIGR, WIEG, LED RED, FLSH OFF, BZR ON, KPF, BFFRD 1 KEY, DOR COMPL, NO PAR, 8-BIT MSG, WIEGAND PULSE TIME 100US, IPM OFF, HF MIGR PFL EVCS5164 | Ea |  | 1 Year | 30 | 5% | 28.5
69016 | HID | SEC9X-CRD-0-50 | CFG, PFL, LF CST, HF OFF, PSK INDALA READ ONLY | Ea |  | 1 Year | 30 | 5% | 28.5
69017 | HID | SEC9X-CRD-0-A001 | CFG CARD, SE, STD, CFG PFL, LF OFF, HF STD/SIO/SEOS/MA, WIEG, LED RED, FLSH GRN, BZR ON, OPT TAMP, OPEN COLL, CSN 32-BIT MSB, IPM OFF, NO CUSTOMER SPECIFIC KEYS | Ea |  | 1 Year | 30 | 5% | 28.5
69018 | HID | SEC9X-CRD-0-A003 | CFG CARD, SE, STD, CFG PFL, LF STD, HF STD/SIO/SEOS/MA, WIEG, LED RED, FLSH GRN, BZR ON, OPT TAMP, OPEN COLL, CSN 32-BIT MSB, EM4102 32-BIT, IPM OFF, MOBILE-READY | Ea |  | 1 Year | 30 | 5% | 28.5
69019 | HID | SEC9X-CRD-0-A007 | CFG CARD, SE, STD, LF STD, HF STD/SIO/SEOS/MA, 485HDX, A/V OFF, OSDP V1, OPT TAMP, OPEN COLL, OSDP TAMP ENBLD, TEST KEY, POLL=75MS, CSN 32-BIT MSB, EM4102 32-BIT, IPM OFF, UART OFF, WIEG OFF, NO CUSTOMER SPECIFIC KEYS | Ea |  | 1 Year | 30 | 5% | 28.5
69020 | HID | SEC9X-CRD-0-A07F | CFG CARD, SE, STD, CFG PFL, LF STD, HF STD/SIO/SEOS/MA, WIEG, LED RED, FLSH GRN, BZR ON, CSN 32-BIT MSB, KPF, BFFRD 1 TO 5 KEYS, PAR, USER ENTRD FC, 26-BIT MSG, IPM OFF, MOBILE-ENABLED-FMT | Ea |  | 1 Year | 30 | 5% | 28.5
69021 | HID | SEC9X-CRD-0-A07H | CFG CARD, SE, STD, CFG PFL, LF OFF, HF STD/SIO/SEOS/MA/MIFSPR, WIEG, LED RED, FLSH GRN, BZR ON, CSN MIF SUPPR, IPM OFF, MOBILE-ENABLED-FMT | Ea |  | 1 Year | 30 | 5% | 28.5
69022 | HID | SEC9X-CRD-0-D01J | CFG CARD, SE, STD, CFG PFL, IDLE LED, BLUE, NO RFD CARD | Ea |  | 1 Year | 30 | 5% | 28.5
69023 | HID | SEC9X-CRD-0-P003 | CFG CARD, SE, STD, CFG PFL, ELITE DOWNGRADE CARD, DOWNGRADE TO STANDARD-1 CREDENTIAL KEYS | Ea |  | 1 Year | 30 | 5% | 28.5
69024 | HID | SEC9X-CRD-0-P004 | CFG CARD, SE, STD, CFG PFL, ELITE DOWNGRADE CARD, DOWNGRADE TO STANDARD-2 CREDENTIAL KEYS | Ea |  | 1 Year | 30 | 5% | 28.5
69025 | HID | SEC9X-CRD-0-P009 | CFG CARD, SE, STD, CFG, PFL, WIEGAND PULSE TIME 100US, WIEGAND SPACE TIME 2000US | Ea |  | 1 Year | 30 | 5% | 28.5
69026 | HID | SEC9X-CRD-0-P00A | CFG CARD, SE, STD, CFG, PFL, EXTERNAL UART, BAUD RATE 38400, PARITY NONE, STOP BIT 1 | Ea |  | 1 Year | 30 | 5% | 28.5
69027 | HID | SEC9X-CRD-0-P00B | CFG CARD, SE, STD, CFG PFL, DATAMODELS ONLY, LF FSK ONLY, HF LEG/SIO/SEOS/MIG/CHUID, HF ICLASS LEGACY 1000MS DELAY | Ea |  | 1 Year | 30 | 5% | 28.5
69028 | HID | SEC9X-CRD-0-P00C | CFG CARD, SE, STD, CFG PFL, DATAMODELS ONLY, LF OFF, HF LEG/SIO/SEOS/MIG/CHUID | Ea |  | 1 Year | 30 | 5% | 28.5
69029 | HID | SEC9X-CRD-0-P00E | CFG CARD, SE, STD, CFG, PFL, SE READER, DATAMODELS, LF FSK, HF STD/SIO/SEOS/FIPS/CAK//MIG/MIFSPR | Ea |  | 1 Year | 30 | 5% | 28.5
69030 | HID | SEC9X-CRD-0-P00F | CFG CARD, SE, STD, CFG, PFL, SE READER, DEFAULT LED BLUE, FLSH GRN | Ea |  | 1 Year | 30 | 5% | 28.5
69031 | HID | SEC9X-CRD-0-P00L | CFG CARD, SE, STD, CFG, PFL, SE READER, STD, DATAMODELS, LF PSK INDALA, HF OFF, LED RED, FLSH GRN, HQ-1 | Ea |  | 1 Year | 30 | 5% | 28.5
69032 | HID | SEC9X-CRD-0-P00M | CFG CARD, SE, STD, CFG, PFL, SE READER, STD, DATAMODELS, LF PSK INDALA, HF PIV/SEOS ONLY, LED RED, FLSH GRN, HQ-2 | Ea |  | 1 Year | 30 | 5% | 28.5
69033 | HID | SEC9X-CRD-0-P00N | CFG CARD, SE, STD, CFG, PFL, SE READER, STD, DATAMODELS, LF OFF, HF PIV/SEOS ONLY, LED RED, FLSH GRN, HQ-3 | Ea |  | 1 Year | 30 | 5% | 28.5
69034 | HID | SEC9X-CRD-0-P00P | CFG CARD, SE, STD, CFG, PFL, SE READER, STD, DATAMODELS, LF OFF, HF PIV/SEOS ONLY, LED OFF, FLSH WHT, HQ-4 | Ea |  | 1 Year | 30 | 5% | 28.5
69035 | HID | SEC9X-CRD-0-P00Q | CFG CARD, SE, STD, CFG, PFL, SE READER, STD, DATAMODELS, LF PSK INDALA, HF PIV ONLY, LED RED, FLSH GRN, NO PRIORITY TD-1 | Ea |  | 1 Year | 30 | 5% | 28.5
69036 | HID | SEC9X-CRD-0-P00R | CFG CARD, SE, STD, CFG, PFL, SE READER, STD, DATAMODELS, LF PSK INDALA/FSK HID PROX, HF PIV/SEOS ONLY, LED RED, FLSH GRN, NO PRIORITY TD-2 | Ea |  | 1 Year | 30 | 5% | 28.5
69037 | HID | SEC9X-CRD-0-P00T | CFG CARD, SE, STD, CFG, PFL, SE READER, STD, DATAMODELS, LF FSK HID PROX, HF PIV/SEOS ONLY, LED OFF, FLSH WHT, NO PRIORITY TD-3 | Ea |  | 1 Year | 30 | 5% | 28.5
69038 | HID | SEC9X-CRD-0-P00U | CFG CARD, SE, STD, CFG, PFL, SE READER, DATAMODELS, LF FSK HID PROX ONLY, HF OFF, LED OFF, FLSH OFF, BEEP OFF | Ea |  | 1 Year | 30 | 5% | 28.5
69039 | HID | SEC9X-CRD-0-P00V | CFG CARD, SE, STD, CFG PFL, LF HID PROX ONLY, HF STD/SIO/SEOS, WIEG, LED MAGENTA, FLSH GRN, BZR ON, MIFARE CSN 26-BIT (EP+24-BITMSB+OP), KPF, BFFRD 1 TO 5 KEYS, PAR, USER ENTRD FC, 26-BIT MSG, IPM OFF | Ea |  | 1 Year | 30 | 5% | 28.5
69040 | HID | SEC9X-CRD-0-P00W | CONFIGURATION CARD, ENABLE BOSCH DATA RECORD, ARA-OSDP-BDR, BOSCH ADMIN KEY | Ea |  | 1 Year | 30 | 5% | 28.5
69041 | HID | SEC9X-CRD-0-P00X | CFG CARD, SE, STD, CFG PFL, OSDP V2, ADDRESS= 00, RESP TIME= 32MS, UART ON, 9600 BAUD | Ea |  | 1 Year | 30 | 5% | 28.5
69042 | HID | SEC9X-CRD-0-P00Y | CONFIGURATION CARD, ENABLE CSN, ARA-OSDP-CSN, BOSCH ADMIN KEY | Ea |  | 1 Year | 30 | 5% | 28.5
69043 | HID | SEC9X-CRD-0-P010 | CFG CARD, SE, DATAMODELS ONLY, LF CSTM, HF OFF, PSK PROX ONLY, (FOR CM OR INTERNAL TEST USE ONLY) | Ea |  | 1 Year | 30 | 5% | 28.5
69044 | HID | SEC9X-CRD-0-P011 | CFG CARD, SE, DATAMODELS ONLY, LF STD, HF OFF, FSK PROX ONLY, (FOR CM OR INTERNAL TEST USE ONLY) | Ea |  | 1 Year | 30 | 5% | 28.5
69045 | HID | SEC9X-CRD-0-P012 | CFG CARD, SE, DATAMODELS ONLY, LF STD, HF OFF, ASK PROX ONLY, (FOR CM OR INTERNAL TEST USE ONLY) | Ea |  | 1 Year | 30 | 5% | 28.5
69046 | HID | SEC9X-CRD-0-P013 | CFG CARD, SE, DATAMODELS ONLY, LF OFF, HF SEOS ONLY, (FOR CM OR INTERNAL TEST USE ONLY) | Ea |  | 1 Year | 30 | 5% | 28.5
69047 | HID | SEC9X-CRD-0-P014 | CFG CARD, SE, DATAMODELS ONLY, LF OFF, HF DESFIRE SIO ONLY, (FOR CM OR INTERNAL TEST USE ONLY) | Ea |  | 1 Year | 30 | 5% | 28.5
69048 | HID | SEC9X-CRD-0-P015 | CFG CARD, SE, DATAMODELS ONLY, LF OFF, HF MIFARE SIO ONLY, (FOR CM OR INTERNAL TEST USE ONLY) | Ea |  | 1 Year | 30 | 5% | 28.5
69049 | HID | SEC9X-CRD-0-P016 | CFG CARD, SE, DATAMODELS ONLY, LF OFF, HF ICLASS SIO ONLY, (FOR CM OR INTERNAL TEST USE ONLY) | Ea |  | 1 Year | 30 | 5% | 28.5
69050 | HID | SEC9X-CRD-0-P017 | CFG CARD, SE, DATAMODELS ONLY, LF OFF, HF CSTM, ICLASS LEGACY READ ONLY, (FOR CM OR INTERNAL TEST USE ONLY) | Ea |  | 1 Year | 30 | 5% | 28.5
69051 | HID | SEC9X-CRD-0-P018 | CFG CARD, SE, STD, CFG PFL, DATAMODELS ONLY, LF OFF, HF STD/SIO/SEOS/MIFSPR/MA | Ea |  | 1 Year | 30 | 5% | 28.5
69052 | HID | SEC9X-CRD-0-P01N | CFG CARD, SE, STD, DATAMODELS ONLY, LF OFF, HF STD/SIO/SEOS, NO MIFARE CSN DELAY, (RFD FW R8 AND ABOVE, R MODELS) | Ea |  | 1 Year | 30 | 5% | 28.5
69053 | HID | SEC9X-CRD-0-P021 | CFG CARD, SE, STD, CFG PFL, COMMUNICATION PROTOCOL, ENABLE OSDP V2, AV OFF, OSDP TEST KEY, ADDRESS 0, 9600 BAUD, WIEG OFF, UART OFF | Ea |  | 1 Year | 30 | 5% | 28.5
69054 | HID | SEC9X-CRD-0-P022 | CFG CARD, SE, STD, CFG PFL, COMMUNICATION PROTOCOL, ENABLE OSDP V2, AV OFF, OSDP TEST KEY, ADDRESS 0, 9600 BAUD, KPF, ASCII, BFFRD 1 KEY,WIEG OFF, UART OFF | Ea |  | 1 Year | 30 | 5% | 28.5
69055 | HID | SEC9X-CRD-0-P023 | CFG CARD, SE, STD, CFG PFL, COMMUNICATION PROTOCOL, ENABLE WIEGAND, LED RED, FLSH GRN, BZR ON, OPT TAMP, OPEN COLL, WIEG ON | Ea |  | 1 Year | 30 | 5% | 28.5
69056 | HID | SEC9X-CRD-0-P024 | CFG CARD, SE, STD, CFG PFL, COMMUNICATION PROTOCOL, ENABLE WIEGAND, LED RED, FLSH GRN, BZR ON, OPT TAMP, OPEN COLL, KPF, BFFRD 1 KEY, NO PAR, 4-BIT MSG, WIEG ON | Ea |  | 1 Year | 30 | 5% | 28.5
69057 | HID | SEC9X-CRD-0-P025 | CFG CARD, SE, STD, CFG PFL, COMMUNICATION PROTOCOL, ENABLE WIEGAND, LED RED, FLSH GRN, BZR ON, OPT TAMP, OPEN COLL, KPF, BFFRD 1 KEY, DORADO, NO PAR, 8-BIT MSG, WIEG ON | Ea |  | 1 Year | 30 | 5% | 28.5
69058 | HID | SEC9X-CRD-0-P026 | CFG CARD, SE, STD, CFG PFL, WIEGAND PULSE TIME 40US, WIEGAND SPACE TIME 1250US, WIEGAND GUARD TIME 90MS | Ea |  | 1 Year | 30 | 5% | 28.5
69059 | HID | SEC9X-CRD-0-P030 | CFG CARD, SE, STD, CFG PFL, COMMUNICATION PROTOCOL, ENABLE OSDP V1, AV OFF, ADDRESS 0, 9600 BAUD, WIEG OFF, UART OFF | Ea |  | 1 Year | 30 | 5% | 28.5
69060 | HID | SEC9X-CRD-0-P031 | CFG CARD, SE, STD, CFG PFL, COMMUNICATION PROTOCOL, ENABLE OSDP V1, AV OFF, ADDRESS 0, 9600 BAUD, KPF, ASCII, BFFRD 1 KEY, WIEG OFF, UART OFF | Ea |  | 1 Year | 30 | 5% | 28.5
69061 | HID | SEC9X-CRD-10-04 | CFG CARD, SE READER MODULE, SWITCH TO NORMAL POWER MODE | Ea |  | 1 Year | 30 | 5% | 28.5
69062 | HID | SEC9X-CRD-10-05 | CFG CARD, SE READER MODULE, SWITCH TO ULTRA LOW POWER MODE | Ea |  | 1 Year | 30 | 5% | 28.5
69063 | HID | SEC9X-CRD-2-S000 | CFG CARD, SE, STD-2, CFG PFL, SEOS READERS, RESET TO FACTORY DEFAULTS, R/RP/RK/RPK READERS | Ea |  | 1 Year | 30 | 5% | 28.5
69064 | HID | SEC9X-CRD-2-S010 | CFG CARD, SE, STD-2, CFG PFL, 125KHZ PROX, PROX DISABLE | Ea |  | 1 Year | 30 | 5% | 28.5
69065 | HID | SEC9X-CRD-2-S011 | CFG CARD, SE, STD-2, CFG PFL, 125KHZ PROX ENABLE (FSK HIGH PRIORITY) | Ea |  | 1 Year | 30 | 5% | 28.5
69066 | HID | SEC9X-CRD-2-S012 | CFG CARD, SE, STD-2, CFG PFL, 125KHZ PROX ENABLE (SEOS HIGH PRIORITY) | Ea |  | 1 Year | 30 | 5% | 28.5
69067 | HID | SEC9X-CRD-2-S020 | CFG CARD, SE, STD-2, CFG PFL, COMMUNICATION PROTOCOL, ENABLE WIEGAND | Ea |  | 1 Year | 30 | 5% | 28.5
69068 | HID | SEC9X-CRD-2-S021 | CFG CARD, SE, STD-2, CFG PFL, COMMUNICATION PROTOCOL, ENABLE OSDP V2 | Ea |  | 1 Year | 30 | 5% | 28.5
69069 | HID | SEC9X-CRD-2-S030 | CFG CARD, SE, STD-2, CFG PFL, IDLE LED COLOR, RED | Ea |  | 1 Year | 30 | 5% | 28.5
69070 | HID | SEC9X-CRD-2-S031 | CFG CARD, SE, STD-2, CFG PFL, IDLE LED COLOR, GREEN | Ea |  | 1 Year | 30 | 5% | 28.5
69071 | HID | SEC9X-CRD-2-S032 | CFG CARD, SE, STD-2, CFG PFL, IDLE LED COLOR, BLUE | Ea |  | 1 Year | 30 | 5% | 28.5
69072 | HID | SEC9X-CRD-2-S033 | CFG CARD, SE, STD-2, CFG PFL, IDLE LED COLOR, CYAN | Ea |  | 1 Year | 30 | 5% | 28.5
69073 | HID | SEC9X-CRD-2-S034 | CFG CARD, SE, STD-2, CFG PFL, IDLE LED COLOR, AMBER | Ea |  | 1 Year | 30 | 5% | 28.5
69074 | HID | SEC9X-CRD-2-S035 | CFG CARD, SE, STD-2, CFG PFL, IDLE LED COLOR, MAGENTA | Ea |  | 1 Year | 30 | 5% | 28.5
69075 | HID | SEC9X-CRD-2-S036 | CFG CARD, SE, STD-2, CFG PFL, IDLE LED COLOR, WHITE | Ea |  | 1 Year | 30 | 5% | 28.5
69076 | HID | SEC9X-CRD-2-S037 | CFG CARD, SE, STD-2, CFG PFL, IDLE LED COLOR, BLACK (OFF HOST CONTROLLED) | Ea |  | 1 Year | 30 | 5% | 28.5
69077 | HID | SEC9X-CRD-2-S040 | CFG CARD, SE, STD-2, CFG PFL, FLASH ON CARD READ LED COLOR, GREEN | Ea |  | 1 Year | 30 | 5% | 28.5
69078 | HID | SEC9X-CRD-2-S041 | CFG CARD, SE, STD-2, CFG PFL, FLASH ON CARD READ LED COLOR, BLACK (OFF, HOST CONTROLLED) | Ea |  | 1 Year | 30 | 5% | 28.5
69079 | HID | SEC9X-CRD-2-S050 | CFG CARD, SE, STD-2, CFG PFL, BEEP ON CARD READ, ENABLED | Ea |  | 1 Year | 30 | 5% | 28.5
69080 | HID | SEC9X-CRD-2-S051 | CFG CARD, SE, STD-2, CFG PFL, BEEP ON CARD READ, DISABLED (OFF, HOST CONTROLLED) | Ea |  | 1 Year | 30 | 5% | 28.5
69081 | HID | SEC9X-CRD-2-S060 | CFG CARD, SE, STD-2, CFG PFL, KEYPAD, OPTION 00, BUFFER ONE KEY, NO PARITY, 4-BIT MSG | Ea |  | 1 Year | 30 | 5% | 28.5
69082 | HID | SEC9X-CRD-2-S061 | CFG CARD, SE, STD-2, CFG PFL, KEYPAD, OPTION 09, BUFFER ONE KEY, ADD COMPLIMENT, 8-BIT MSG (DORADO) | Ea |  | 1 Year | 30 | 5% | 28.5
69083 | HID | SEC9X-CRD-2-S062 | CFG CARD, SE, STD-2, CFG PFL, KEYPAD, OPTION 14, BUFFER ONE TO FIVE KEYS, ADD PARITY, 26-BIT MSG, USER ENTERED FC | Ea |  | 1 Year | 30 | 5% | 28.5
69084 | HID | SEC9X-CRD-5-51 | CFG CARD, SE, CFG, PFL, LF OFF, HF CSTM, ICLASS LEGACY READ ONLY | Ea |  | 1 Year | 30 | 5% | 28.5
69085 | HID | SEC9X-CRD-5-52 | CFG CARD, SE, LF OFF, HF CSTM, ICLASS LEGACY AND ICLASS SIO READ ONLY | Ea |  | 1 Year | 30 | 5% | 28.5
69086 | HID | SEC9X-CRD-5-53 | CFG CARD, SE, LF OFF, HF CSTM, ICLASS LEGACY, ICLASS SIO AND ICLASS SEOS READ ONLY | Ea |  | 1 Year | 30 | 5% | 28.5
69087 | HID | SEC9X-CRD-5-54 | CFG CARD, LF STD, HF CSTM, ICLASS LEGACY, HID PROX AND EM PROX READ ONLY | Ea |  | 1 Year | 30 | 5% | 28.5
69088 | HID | SEC9X-CRD-5-55 | CFG CARD, LF STD, HF CSTM, ICLASS LEGACY, ICLASS SIO, HID PROX AND EM PROX READ ONLY | Ea |  | 1 Year | 30 | 5% | 28.5
69089 | HID | SEC9X-CRD-5-56 | CFG CARD, LF STD, HF CSTM, ICLASS LEGACY, ICLASS SIO, ICLASS SEOS, HID PROX AND EM PROX READ ONLY | Ea |  | 1 Year | 30 | 5% | 28.5
69090 | HID | SEC9X-CRD-5-57 | CFG CARD, LF CSTM, HF CSTM, ICLASS LEGACY AND INDALA READ ONLY | Ea |  | 1 Year | 30 | 5% | 28.5
69091 | HID | SEC9X-CRD-5-58 | CFG CARD, LF CSTM, HF CSTM, ICLASS LEGACY, ICLASS SIO AND INDALA READ ONLY | Ea |  | 1 Year | 30 | 5% | 28.5
69092 | HID | SEC9X-CRD-5-59 | CFG CARD, LF CSTM, HF CSTM, ICLASS LEGACY, ICLASS SIO, ICLASS SEOS AND INDALA READ ONLY | Ea |  | 1 Year | 30 | 5% | 28.5
69093 | HID | SEC9X-CRD-5-60 | CFG CARD, SE, LF OFF, HF CSTM, 14443A - CSN READ ONLY | Ea |  | 1 Year | 30 | 5% | 28.5
69094 | HID | SEC9X-CRD-5-92 | CFG CARD, SE, LF CSTM, HF OFF, PSK PROX ONLY, (FOR CM OR INTERNAL TEST USE ONLY) | Ea |  | 1 Year | 30 | 5% | 28.5
69095 | HID | SEC9X-CRD-5-93 | CFG CARD, SE, LF CSTM, HF OFF, PSK PROX ONLY, TURN ON DATAMODEL MODULATIONFSK.PROX ONLY, (FOR CM OR INTERNAL TEST USE ONLY) | Ea |  | 1 Year | 30 | 5% | 28.5
69096 | HID | SEC9X-CRD-5-94 | CFG CARD, SE, LF STD, HF OFF, ASK PROX ONLY,TURN ON DATAMODEL MODULATIONASK.PROX ONLY, (FOR CM OR INTERNAL TEST USE ONLY) | Ea |  | 1 Year | 30 | 5% | 28.5
69097 | HID | SEC9X-CRD-5-95 | CFG CARD, SE, LF OFF, HF SEOS ONLY, TURN ON DATAMODEL ISO14443A SECUREOBJECT.SEOS ONLY, (FOR CM OR INTERNAL TEST USE ONLY) | Ea |  | 1 Year | 30 | 5% | 28.5
69098 | HID | SEC9X-CRD-5-96 | CFG CARD, SE, LF OFF, HF DESFIRE SIO ONLY, TURN ON DATAMODEL ISO14443A SECUREOBJECT DESFIRE ONLY (FOR CM OR INTERNAL TEST USE ONLY) | Ea |  | 1 Year | 30 | 5% | 28.5
69099 | HID | SEC9X-CRD-5-97 | CFG CARD, SE, LF OFF, HF MIFARE SIO ONLY, TURN ON DATAMODEL ISO14443A SECUREOBJECT MIFARE ONLY, (FOR CM OR INTERNAL TEST USE ONLY) | Ea |  | 1 Year | 30 | 5% | 28.5
69100 | HID | SEC9X-CRD-5-98 | CFG CARD, SE, LF OFF, HF ICLASS SIO ONLY, TURN ON DATAMODEL PICO15693 SECUREOBJECT ONLY, (FOR CM OR INTERNAL TEST USE ONLY) | Ea |  | 1 Year | 30 | 5% | 28.5
69101 | HID | SEC9X-CRD-A-00 | CFG CARD, SE READER, OSDP V1 ADDRESS 0 | Ea |  | 1 Year | 30 | 5% | 28.5
69102 | HID | SEC9X-CRD-A-01 | CFG CARD, SE READER, OSDP V1 ADDRESS 1 | Ea |  | 1 Year | 30 | 5% | 28.5
69103 | HID | SEC9X-CRD-A-02 | CFG CARD, SE READER, OSDP V1 ADDRESS 2 | Ea |  | 1 Year | 30 | 5% | 28.5
69104 | HID | SEC9X-CRD-A-03 | CFG CARD, SE READER, OSDP V1 ADDRESS 3 | Ea |  | 1 Year | 30 | 5% | 28.5
69105 | HID | SEC9X-CRD-A-04 | CFG CARD, SE READER, OSDP V1 ADDRESS 4 | Ea |  | 1 Year | 30 | 5% | 28.5
69106 | HID | SEC9X-CRD-A-05 | CFG CARD, SE READER, OSDP V1 ADDRESS 5 | Ea |  | 1 Year | 30 | 5% | 28.5
69107 | HID | SEC9X-CRD-A-06 | CFG CARD, SE READER, OSDP V1 ADDRESS 6 | Ea |  | 1 Year | 30 | 5% | 28.5
69108 | HID | SEC9X-CRD-A-07 | CFG CARD, SE READER, OSDP V1 ADDRESS 7 | Ea |  | 1 Year | 30 | 5% | 28.5
69109 | HID | SEC9X-CRD-A-08 | CFG CARD, SE READER, OSDP V1 ADDRESS 8 | Ea |  | 1 Year | 30 | 5% | 28.5
69110 | HID | SEC9X-CRD-A-09 | CFG CARD, SE READER, OSDP V1, ADDRESS 9 | Ea |  | 1 Year | 30 | 5% | 28.5
69111 | HID | SEC9X-CRD-A-0A | CFG CARD, SE READER, OSDP V1, ADDRESS 10 | Ea |  | 1 Year | 30 | 5% | 28.5
69112 | HID | SEC9X-CRD-A-0B | CFG CARD, SE READER, OSDP V1, ADDRESS 11 | Ea |  | 1 Year | 30 | 5% | 28.5
69113 | HID | SEC9X-CRD-A-0C | CFG CARD, SE READER, OSDP V1, ADDRESS 12 | Ea |  | 1 Year | 30 | 5% | 28.5
69114 | HID | SEC9X-CRD-A-0D | CFG CARD, SE READER, OSDP V1, ADDRESS 13 | Ea |  | 1 Year | 30 | 5% | 28.5
69115 | HID | SEC9X-CRD-A-0E | CFG CARD, SE READER, OSDP V1, ADDRESS 14 | Ea |  | 1 Year | 30 | 5% | 28.5
69116 | HID | SEC9X-CRD-A-0F | CFG CARD, SE READER, OSDP V1, ADDRESS 15 | Ea |  | 1 Year | 30 | 5% | 28.5
69117 | HID | SEC9X-CRD-A-10 | CFG CARD, SE READER, OSDP V1, ADDRESS 16 | Ea |  | 1 Year | 30 | 5% | 28.5
69118 | HID | SEC9X-CRD-B-00 | CFG CARD, SE READER, OSDP V2, ADDRESS 0 | Ea |  | 1 Year | 30 | 5% | 28.5
69119 | HID | SEC9X-CRD-B-01 | CFG CARD, SE READER, OSDP V2, ADDRESS 1 | Ea |  | 1 Year | 30 | 5% | 28.5
69120 | HID | SEC9X-CRD-B-02 | CFG CARD, SE READER, OSDP V2, ADDRESS 2 | Ea |  | 1 Year | 30 | 5% | 28.5
69121 | HID | SEC9X-CRD-B-02-KIT | CFG CARD, SE READER, OSDP V2, ADDRESS 2, KIT | Ea |  | 1 Year | 30 | 5% | 28.5
69122 | HID | SEC9X-CRD-B-03 | CFG CARD, SE READER, OSDP V2, ADDRESS 3 | Ea |  | 1 Year | 30 | 5% | 28.5
69123 | HID | SEC9X-CRD-B-04 | CFG CARD, SE READER, OSDP V2, ADDRESS 4 | Ea |  | 1 Year | 30 | 5% | 28.5
69124 | HID | SEC9X-CRD-B-05 | CFG CARD, SE READER, OSDP V2, ADDRESS 5 | Ea |  | 1 Year | 30 | 5% | 28.5
69125 | HID | SEC9X-CRD-B-06 | CFG CARD, SE READER, OSDP V2, ADDRESS 6 | Ea |  | 1 Year | 30 | 5% | 28.5
69126 | HID | SEC9X-CRD-B-07 | CFG CARD, SE READER, OSDP V2, ADDRESS 7 | Ea |  | 1 Year | 30 | 5% | 28.5
69127 | HID | SEC9X-CRD-B-08 | CFG CARD, SE READER, OSDP V2, ADDRESS 8 | Ea |  | 1 Year | 30 | 5% | 28.5
69128 | HID | SEC9X-CRD-B-09 | CFG CARD, SE READER, OSDP V2, ADDRESS 9 | Ea |  | 1 Year | 30 | 5% | 28.5
69129 | HID | SEC9X-CRD-B-0A | CFG CARD, SE READER, OSDP V2, ADDRESS 10 | Ea |  | 1 Year | 30 | 5% | 28.5
69130 | HID | SEC9X-CRD-B-0B | CFG CARD, SE READER, OSDP V2, ADDRESS 11 | Ea |  | 1 Year | 30 | 5% | 28.5
69131 | HID | SEC9X-CRD-B-0C | CFG CARD, SE READER, OSDP V2, ADDRESS 12 | Ea |  | 1 Year | 30 | 5% | 28.5
69132 | HID | SEC9X-CRD-B-0D | CFG CARD, SE READER, OSDP V2, ADDRESS 13 | Ea |  | 1 Year | 30 | 5% | 28.5
69133 | HID | SEC9X-CRD-B-0E | CFG CARD, SE READER, OSDP V2, ADDRESS 14 | Ea |  | 1 Year | 30 | 5% | 28.5
69134 | HID | SEC9X-CRD-B-0F | CFG CARD, SE READER, OSDP V2, ADDRESS 15 | Ea |  | 1 Year | 30 | 5% | 28.5
69135 | HID | SEC9X-CRD-B-10 | CFG CARD, SE READER, OSDP V2, ADDRESS 16 | Ea |  | 1 Year | 30 | 5% | 28.5
69136 | HID | SEC9X-CRD-B-FE | CFG CARD, SE READER, OSDP V2, REVERSE CRC ENABLE | Ea |  | 1 Year | 30 | 5% | 28.5
69137 | HID | SEC9X-CRD-B-FF | CFG CARD, SE READER, OSDP V2, REVERSE CRC DISABLE | Ea |  | 1 Year | 30 | 5% | 28.5
69138 | HID | SEC9X-CRD-E-0000 | CFG CARD, SE, ELITE, CFG PFL, LF OFF, HF STD/SIO/SEOS, WIEG, LED RED, FLSH GRN, BZR ON, CSN 32-BIT MSB, IPM OFF | Ea |  | 1 Year | 30 | 5% | 28.5
69139 | HID | SEC9X-CRD-E-0001 | CFG CARD, SE, ELITE, CFG PFL, LF STD, HF STD/SIO/SEOS, WIEG, LED RED, FLSH GRN, BZR ON, CSN 32-BIT MSB, IPM OFF | Ea |  | 1 Year | 30 | 5% | 28.5
69140 | HID | SEC9X-CRD-E-0002 | CFG CARD, SE, ELITE, CFG PFL, LF OFF, HF STD/SIO/SEOS, WIEG, LED RED, FLSH GRN, BZR ON, CSN 32-BIT MSB, KPF, BFFRD 1 KEY, NO PAR, 4-BIT MSG, IPM OFF | Ea |  | 1 Year | 30 | 5% | 28.5
69141 | HID | SEC9X-CRD-E-0003 | CFG CARD, SE, ELITE, CFG PFL, LF STD, HF STD/SIO/SEOS, WIEG, LED RED, FLSH GRN, BZR ON, CSN 32-BIT MSB, KPF, BFFRD 1 KEY, NO PAR, 4-BIT MSG, IPM OFF | Ea |  | 1 Year | 30 | 5% | 28.5
69142 | HID | SEC9X-CRD-E-0004 | CFG CARD, SE, ELITE, CFG PFL, LF STD, HF STD/SIO/SEOS/FIPS/CAK, 485FDX, LED RED, FLSH GRN, BZR ON, OPT TAMP, OPEN COLL, FIPS 200-BIT, IPM OFF, UART OFF, WIEG ON | Ea |  | 1 Year | 30 | 5% | 28.5
69143 | HID | SEC9X-CRD-E-0005 | CFG CARD, SE, ELITE, CFG PFL, LF STD, HF STD/SIO/SEOS/FIPS/CAK, 485FDX, LED RED, FLSH GRN, BZR ON, OPT TAMP, OPEN COLL, FIPS 75-BIT, IPM OFF, UART OFF, WIEG ON | Ea |  | 1 Year | 30 | 5% | 28.5
69144 | HID | SEC9X-CRD-E-0006 | CFG CARD, SE, ELITE, CFG PFL, LF STD, HF STD/SIO/SEOS/FIPS/CAK, 485FDX, LED RED, FLSH GRN, BZR ON, OPT TAMP, OPEN COLL, FIPS 64-BIT, BCD, IPM OFF, UART OFF, WIEG ON | Ea |  | 1 Year | 30 | 5% | 28.5
69145 | HID | SEC9X-CRD-E-0007 | CFG CARD, SE, ELITE, CFG PFL, LF STD, HF STD/SIO/SEOS/FIPS/CAK, 485FDX, LED RED, FLSH GRN, BZR ON, IPM OFF, UART ON, WIEG OFF | Ea |  | 1 Year | 30 | 5% | 28.5
69146 | HID | SEC9X-CRD-E-0008 | CFG CARD, SE, ELITE, CFG PFL, LF STD, HF STD/SIO/SEOS/FIPS/CAK/PKI, 485FDX, LED RED, FLSH GRN, BZR ON, OPT TAMP, OPEN COLL, FIPS 200-BIT, KPF, BFFRD 1 KEY, NO PAR, 4-BIT MSG, LCD 1F, IPM OFF, UART OFF, WIEG ON | Ea |  | 1 Year | 30 | 5% | 28.5
69147 | HID | SEC9X-CRD-E-0009 | CFG CARD, SE, ELITE, CFG PFL, LF STD, HF STD/SIO/SEOS/FIPS/CAK/PKI, 485FDX, LED RED, FLSH GRN, BZR ON, OPT TAMP, OPEN COLL, FIPS 75-BIT, KPF, BFFRD 1 KEY, NO PAR, 4-BIT MSG, LCD 1F, IPM OFF, UART OFF, WIEG ON | Ea |  | 1 Year | 30 | 5% | 28.5
69148 | HID | SEC9X-CRD-E-000A | CFG CARD, SE, ELITE, CFG PFL, LF STD, HF STD/SIO/SEOS/FIPS/CAK/PKI, 485FDX, LED RED, FLSH GRN, BZR ON, OPT TAMP, OPEN COLL, FIPS 64-BIT, BCD, KPF, BFFRD 1 KEY, NO PAR, 4-BIT MSG, LCD 1F, IPM OFF, UART OFF, WIEG ON | Ea |  | 1 Year | 30 | 5% | 28.5
69149 | HID | SEC9X-CRD-E-000B | CFG CARD, SE, ELITE, CFG PFL, LF STD, HF STD/SIO/SEOS/FIPS/CAK/PKI, 485FDX, LED RED, FLSH GRN, BZR ON, OPT TAMP, OPEN COLL, LCD 1F, IPM OFF, UART ON, WIEG OFF | Ea |  | 1 Year | 30 | 5% | 28.5
69150 | HID | SEC9X-CRD-E-000C | CFG CARD, SE, ELITE, CFG PFL, LF OFF, HF STD/SIO/SEOS/FIPS/CAK, 485FDX, LED RED, FLSH GRN, BZR ON, OPT TAMP, OPEN COLL, FIPS 200-BIT, IPM OFF, UART OFF, WIEG ON | Ea |  | 1 Year | 30 | 5% | 28.5
69151 | HID | SEC9X-CRD-E-000F | CFG CARD, SE, ELITE, CFG PFL, LF STD, HF STD/SIO/SEOS/FIPS/CAK, 485HDX, LED OFF, FLSH OFF, BZR OFF, OSDP V1, OPEN COLL, OSDP TAMP ENBLD, TEST KEYS, POLL=75MS, FIPS 200-BIT, A/V OFF, KPF, ASCII, BFFRD 1 KEY, IPM OFF, UART OFF, WIEG OFF | Ea |  | 1 Year | 30 | 5% | 28.5
69152 | HID | SEC9X-CRD-E-000G | CFG CARD, SE, ELITE, CFG PFL, LF STD, HF STD/SIO/SEOS/FIPS/CAK/PKI, 485HDX, OSDP V1, OPEN COLL, OSDP TAMP ENBLD, TEST KEYS, POLL=75MS, FIPS 200-BIT, A/V OFF, KPF, ASCII, BFFRD 1 KEY, LCD 1F, IPM OFF, UART OFF, WIEG OFF | Ea |  | 1 Year | 30 | 5% | 28.5
69153 | HID | SEC9X-CRD-E-000Q | CFG CARD, SE, ELITE, CFG PFL, LF OFF, HF STD/SIO/SEOS/FIPS/CAK/PKI, 485FDX, LED RED, FLSH GRN, BZR ON, OSDP V1, OPEN COLL, OSDP TAMP ENBLD, TEST KEYS, POLL=75MS, FIPS 200-BIT, KPF, BFFRD 1 KEY, NO PAR, 4-BIT MSG, IPM OFF, UART OFF, WIEG ON | Ea |  | 1 Year | 30 | 5% | 28.5
69154 | HID | SEC9X-CRD-E-000R | CFG CARD, SE, ELITE, CFG PFL, LF OFF, HF STD/SIO/SEOS/FIPS/CAK, 485HDX, OSDP V1, OPEN COLL, OSDP TAMP ENBLD, TEST KEYS, POLL=75MS, A/V OFF, FIPS 200-BIT, IPM OFF, UART OFF, WIEG OFF | Ea |  | 1 Year | 30 | 5% | 28.5
69155 | HID | SEC9X-CRD-E-000T | CFG CARD, SE, ELITE, CFG PFL, LF OFF, HF STD/SIO/SEOS/FIPS/CAK, 485HDX, OSDP V1, OPEN COLL, OSDP TAMP ENBLD, TEST KEYS, POLL=75MS, FIPS 200-BIT, A/V OFF, KPF, ASCII, BFFRD 1 KEY, IPM OFF, UART OFF, WIEG OFF | Ea |  | 1 Year | 30 | 5% | 28.5
69156 | HID | SEC9X-CRD-E-000U | CFG CARD, SE, ELITE, CFG PFL, LF OFF, HF STD/SIO/SEOS/FIPS/CAK/PKI, 485HDX, OSDP V1, OPEN COLL, OSDP TAMP ENBLD, TEST KEYS, POLL=75MS, FIPS 200-BIT, A/V OFF, KPF, ASCII, BFFRD 1 KEY, LCD 1F, IPM OFF, UART OFF, WIEG OFF | Ea |  | 1 Year | 30 | 5% | 28.5
69157 | HID | SEC9X-CRD-E-000V | CFG CARD, SE, ELITE, CFG PFL, LF STD, HF STD/SIO/SEOS/FIPS/CAK, 485HDX, OSDP V1, OPEN COLL, OSDP TAMP ENBLD, TEST KEYS, POLL=75MS, A/V OFF, FIPS 200-BIT, IPM OFF, UART OFF, WIEG OFF | Ea |  | 1 Year | 30 | 5% | 28.5
69158 | HID | SEC9X-CRD-E-000W | CFG CARD, SE, ELITE, STD, CFG PFL, LF OFF, HF SIO/SEOS, WIEG, A/V OFF, OPT TAMP, OPEN COLL, CSN 56-BIT LSB, KPF, BFFRD 1 KEY, DOR COMPL, NO PAR, 8-BIT MSG, IPM OFF | Ea |  | 1 Year | 30 | 5% | 28.5
69159 | HID | SEC9X-CRD-E-0015 | CFG CARD, SE, ELITE, CFG PFL, LF OFF, HF STD/SIO/SEOS, WIEG, LED RED, FLSH GRN, BZR ON, CSN 34-BIT MSB, IPM OFF | Ea |  | 1 Year | 30 | 5% | 28.5
69160 | HID | SEC9X-CRD-E-0016 | CFG CARD, SE, ELITE, CFG PFL, LF STD, HF STD/SIO/SEOS/FIPS/CAK, 485FDX, LED RED, FLSH GRN, BZR ON, OPT TAMP, OPEN COLL, FIPS 75-BIT, 14443A 56-BIT CSN, IPM OFF, UART OFF, WIEG ON | Ea |  | 1 Year | 30 | 5% | 28.5
69161 | HID | SEC9X-CRD-E-0017 | CFG CARD, SE, ELITE, CFG PFL, LF CST, HF STD/SIO/SEOS, WIEG, LED RED, FLSH GRN, BZR ON, CSN 32-BIT MSB, IPM OFF | Ea |  | 1 Year | 30 | 5% | 28.5
69162 | HID | SEC9X-CRD-E-0018 | CFG CARD, SE, ELITE, CFG PFL, LF OFF, HF STD/SIO/SEOS/FIPS/CAK, 485FDX, LED RED, FLSH GRN, BZR ON, OPT TAMP, OPEN COLL, FIPS 75-BIT, 14443A 56-BIT CSN, IPM OFF, UART OFF, WIEG ON | Ea |  | 1 Year | 30 | 5% | 28.5
69163 | HID | SEC9X-CRD-E-001D | CFG CARD, SE, ELITE, CFG PFL, LF OFF, HF STD/SIO/SEOS, WIEG, LED RED, FLSH GRN, BZR ON, CSN 26-BIT (W/DEFAULT FC), IPM OFF | Ea |  | 1 Year | 30 | 5% | 28.5
69164 | HID | SEC9X-CRD-E-001F | CFG CARD, SE, ELITE, CFG PFL, LF OFF, HF STD/SIO/SEOS, WIEG, LED OFF, FLSH OFF, BZR ON, CSN 32-BIT MSB, IPM OFF | Ea |  | 1 Year | 30 | 5% | 28.5
69165 | HID | SEC9X-CRD-E-001G | CFG CARD, SE, ELITE, CFG PFL, LF CST, HF STD/SIO/SEOS, WIEG, LED OFF, FLSH OFF, BZR ON, CSN 32-BIT MSB, IPM OFF | Ea |  | 1 Year | 30 | 5% | 28.5
69166 | HID | SEC9X-CRD-E-001H | CFG CARD, SE, ELITE, CFG PFL, LF STD, HF STD/SIO/SEOS, WIEG, LED OFF, FLSH GRN, BZR ON, CSN 40-BIT MSB, IPM OFF | Ea |  | 1 Year | 30 | 5% | 28.5
69167 | HID | SEC9X-CRD-E-001L | CFG CARD, SE, ELITE, CFG PFL, LF OFF, HF STD/SIO/SEOS, WIEG, LED RED, FLSH GRN, BZR ON, CSN 32-BIT LSB, IPM OFF | Ea |  | 1 Year | 30 | 5% | 28.5
69168 | HID | SEC9X-CRD-E-001M | CFG CARD, SE, ELITE, CFG PFL, LF STD, HF STD/SIO/SEOS, WIEG, LED OFF, FLSH OFF, BZR ON, CSN 32-BIT MSB, IPM OFF | Ea |  | 1 Year | 30 | 5% | 28.5
69169 | HID | SEC9X-CRD-E-001Q | CFG CARD, SE, ELITE, CFG PFL, LF STD, HF STD/SIO/SEOS, WIEG, LED RED, FLSH GRN, BZR ON, CSN 26-BIT (W/DEFAULT FC), IPM OFF | Ea |  | 1 Year | 30 | 5% | 28.5
69170 | HID | SEC9X-CRD-E-001R | CFG CARD, SE, ELITE, CFG PFL, LF CST, HF STD/SIO/SEOS/FIPS/CAK, 485FDX, LED RED, FLSH GRN, BZR ON, OPT TAMP, OPEN COLL, FIPS 75-BIT, IPM OFF, UART OFF, WIEG ON | Ea |  | 1 Year | 30 | 5% | 28.5
69171 | HID | SEC9X-CRD-E-001T | CFG CARD, SE, ELITE, CFG PFL, LF OFF, HF STD/SIO/SEOS/FIPS/CAK, 485FDX, LED RED, FLSH GRN, BZR ON, OPT TAMP, OPEN COLL, FIPS 75-BIT, IPM OFF, UART OFF, WIEG ON | Ea |  | 1 Year | 30 | 5% | 28.5
69172 | HID | SEC9X-CRD-E-001U | CFG CARD, SE, ELITE, CFG PFL, LF STD, HF STD/SIO/SEOS/FIPS/CAK, 485FDX, LED RED, FLSH OFF, BZR ON, OPT TAMP, OPEN COLL, FIPS 40-BIT, BCD, KPF, BFFRD 1 KEY, NO PAR, 4-BIT MSG, IPM OFF, UART OFF, WIEG ON | Ea |  | 1 Year | 30 | 5% | 28.5
69173 | HID | SEC9X-CRD-E-001V | CFG CARD, SE, ELITE, CFG PFL, LF STD, HF STD/SIO/SEOS, WIEG, LED RED, FLSH GRN, BZR ON, CSN 32-BIT MSB, KPF, BFFRD 1 KEY, DOR COMPL, NO PAR, 8-BIT MSG, IPM OFF | Ea |  | 1 Year | 30 | 5% | 28.5
69174 | HID | SEC9X-CRD-E-001W | CFG CARD, SE, ELITE, CFG PFL, LF OFF, HF STD/SIO/SEOS, WIEG, LED RED, FLSH GRN, BZR ON, OPT TAMP, OPEN COLL, CSN 32-BIT MSB, IPM OFF | Ea |  | 1 Year | 30 | 5% | 28.5
69175 | HID | SEC9X-CRD-E-001Y | CFG CARD, SE, ELITE, CFG PFL, LF OFF, HF STD/SIO/SEOS/FIPS/CAK, 485FDX, LED RED, FLSH OFF, BZR ON, OPT TAMP, OPEN COLL, FIPS 64-BIT, BCD, IPM OFF, UART OFF, WIEG ON | Ea |  | 1 Year | 30 | 5% | 28.5
69176 | HID | SEC9X-CRD-E-0020 | CFG CARD, SE, ELITE, CFG PFL, LF OFF, HF STD/SIO/SEOS, WIEG, LED RED, FLSH GRN, BZR ON, CSN 40-BIT MSB, IPM OFF | Ea |  | 1 Year | 30 | 5% | 28.5
69177 | HID | SEC9X-CRD-E-0021 | CFG CARD, SE, ELITE, CFG PFL, LF OFF, HF STD/SIO/SEOS, WIEG, LED OFF, FLSH OFF, BZR OFF, CSN 32-BIT MSB, IPM OFF | Ea |  | 1 Year | 30 | 5% | 28.5
69178 | HID | SEC9X-CRD-E-0022 | CFG CARD, SE, ELITE, CFG PFL, LF STD, HF STD/SIO/SEOS, WIEG, LED OFF, FLSH OFF, BZR OFF, CSN 56-BIT MSB, IPM OFF | Ea |  | 1 Year | 30 | 5% | 28.5
69179 | HID | SEC9X-CRD-E-0025 | CFG CARD, SE, ELITE, CFG PFL, LF OFF, HF STD/SIO/SEOS, WIEG, LED OFF, FLSH OFF, BZR OFF, CSN 34-BIT MSB, IPM OFF | Ea |  | 1 Year | 30 | 5% | 28.5
69180 | HID | SEC9X-CRD-E-0026 | CFG CARD, SE, ELITE, CFG PFL, LF STD, HF STD/SIO/SEOS, WIEG, LED RED, FLSH GRN, BZR ON, OPT TAMP, OPEN COLL, CSN 32-BIT MSB, IPM OFF | Ea |  | 1 Year | 30 | 5% | 28.5
69181 | HID | SEC9X-CRD-E-0027 | CFG CARD, SE, ELITE, CFG PFL, LF CST, HF STD/SIO/SEOS, WIEG, LED OFF, FLSH OFF, BZR ON, CSN 32-BIT MSB, KPF, BFFRD 1 KEY, DOR COMPL, NO PAR, 8-BIT MSG, IPM OFF | Ea |  | 1 Year | 30 | 5% | 28.5
69182 | HID | SEC9X-CRD-E-0028 | CFG CARD, SE, ELITE, CFG PFL, LF STD, HF STD/SIO/SEOS/MIFSPR, WIEG, LED RED, FLSH GRN, BZR ON, CSN MIF SUPPR, IPM OFF | Ea |  | 1 Year | 30 | 5% | 28.5
69183 | HID | SEC9X-CRD-E-0029 | CFG CARD, SE, ELITE, CFG PFL, LF OFF, HF STD/SIO/SEOS, WIEG, LED RED, FLSH OFF, BZR ON, CSN 26-BIT (W/DEFAULT FC), IPM OFF | Ea |  | 1 Year | 30 | 5% | 28.5
69184 | HID | SEC9X-CRD-E-002B | CFG CARD, SE, ELITE, CFG PFL, LF OFF, HF STD/SIO/SEOS, WIEG, LED RED, FLSH GRN, BZR OFF, CSN 32-BIT MSB, IPM OFF | Ea |  | 1 Year | 30 | 5% | 28.5
69185 | HID | SEC9X-CRD-E-002D | CFG CARD, SE, ELITE, CFG PFL, LF STD, HF STD/SIO/SEOS/FIPS/CAK, 485FDX, LED RED, FLSH GRN, BZR ON, OPT TAMP, OPEN COLL, FIPS 200-BIT, KPF, BFFRD 1 KEY, DOR COMPL, NO PAR, 8-BIT MSG, IPM OFF, UART OFF, WIEG ON | Ea |  | 1 Year | 30 | 5% | 28.5
69186 | HID | SEC9X-CRD-E-002E | CFG CARD, SE, ELITE, CFG PFL, LF STD, HF STD/SIO/SEOS/MIFSPR, WIEG, LED RED, FLSH GRN, BZR ON, CSN MIF SUPPR, KPF, BFFRD 1 KEY, NO PAR, 4-BIT MSG, IPM OFF | Ea |  | 1 Year | 30 | 5% | 28.5
69187 | HID | SEC9X-CRD-E-002F | CFG CARD, SE, ELITE, CFG PFL, LF STD, HF STD/SIO/SEOS, WIEG, LED RED, FLSH GRN, BZR ON, CSN 37-BIT LSB, IPM OFF | Ea |  | 1 Year | 30 | 5% | 28.5
69188 | HID | SEC9X-CRD-E-002G | CFG CARD, SE, ELITE, CFG PFL, LF STD, HF STD/SIO/SEOS/FIPS/CAK, 485FDX, LED RED, FLSH GRN, BZR ON, OPT TAMP, OPEN COLL, FIPS 75-BIT, KPF, BFFRD 1 KEY, NO PAR, 4-BIT MSG, IPM OFF, UART OFF, WIEG ON | Ea |  | 1 Year | 30 | 5% | 28.5
69189 | HID | SEC9X-CRD-E-002H | CFG CARD, SE, ELITE, CFG PFL, LF STD, HF STD/SIO/SEOS/FIPS/CAK, 485FDX, LED RED, FLSH GRN, BZR ON, OPT TAMP, OPEN COLL, FIPS 75-BIT, KPF, BFFRD 1 KEY, DOR COMPL, NO PAR, 8-BIT MSG, IPM OFF, UART OFF, WIEG ON | Ea |  | 1 Year | 30 | 5% | 28.5
69190 | HID | SEC9X-CRD-E-002J | CFG CARD, SE, ELITE, CFG PFL, LF OFF, HF STD/SIO/SEOS, WIEG, LED RED, FLSH OFF, BZR ON, CSN 32-BIT MSB, IPM OFF | Ea |  | 1 Year | 30 | 5% | 28.5
69191 | HID | SEC9X-CRD-E-002K | CFG CARD, SE, ELITE, CFG PFL, LF OFF, HF STD/SIO/SEOS, WIEG, LED RED, FLSH GRN, BZR ON, CSN 32-BIT MSB, KPF, BFFRD 1 KEY, DOR COMPL, NO PAR, 8-BIT MSG, IPM OFF | Ea |  | 1 Year | 30 | 5% | 28.5
69192 | HID | SEC9X-CRD-E-002N | CFG CARD, SE, ELITE, CFG PFL, LF CST, HF STD/SIO/SEOS, WIEG, LED RED, FLSH GRN, BZR ON, CSN 32-BIT MSB, KPF, BFFRD 1 KEY, NO PAR, 4-BIT MSG, IPM OFF | Ea |  | 1 Year | 30 | 5% | 28.5
69193 | HID | SEC9X-CRD-E-002P | CFG CARD, SE, ELITE, CFG PFL, LF STD, HF STD/SIO/SEOS, WIEG, LED RED, FLSH GRN, BZR ON, CSN 34-BIT MSB, IPM OFF | Ea |  | 1 Year | 30 | 5% | 28.5
69194 | HID | SEC9X-CRD-E-002Q | CFG CARD, SE, ELITE, CFG PFL, LF OFF, HF STD/SIO/SEOS, WIEG, LED RED, FLSH GRN, BZR ON, CSN 37-BIT LSB, IPM OFF | Ea |  | 1 Year | 30 | 5% | 28.5
69195 | HID | SEC9X-CRD-E-002R | CFG CARD, SE, ELITE, CFG PFL, LF OFF, HF STD/SIO/SEOS, WIEG, LED OFF, FLSH OFF, BZR ON, CSN 32-BIT MSB, KPF, BFFRD 1 KEY, NO PAR, 4-BIT MSG, IPM OFF | Ea |  | 1 Year | 30 | 5% | 28.5
69196 | HID | SEC9X-CRD-E-002T | CFG CARD, SE, ELITE, CFG PFL, LF OFF, HF STD/SIO/SEOS, WIEG, LED RED, FLSH GRN, BZR ON, CSN 32-BIT MSB, KPF, BFFRD 1 TO 5 KEYS, PAR, USER ENTRD FC, 26-BIT MSG, IPM OFF | Ea |  | 1 Year | 30 | 5% | 28.5
69197 | HID | SEC9X-CRD-E-002U | CFG CARD, SE, ELITE, CFG PFL, LF STD, HF STD/SIO/SEOS, WIEG, LED OFF, FLSH OFF, BZR ON, CSN 32-BIT MSB, KPF, BFFRD 1 KEY, NO PAR, 4-BIT MSG, IPM OFF | Ea |  | 1 Year | 30 | 5% | 28.5
69198 | HID | SEC9X-CRD-E-002V | CFG CARD, SE, ELITE, CFG PFL, LF STD, HF STD/SIO/SEOS, WIEG, LED RED, FLSH GRN, BZR ON, CSN 32-BIT LSB, IPM OFF | Ea |  | 1 Year | 30 | 5% | 28.5
69199 | HID | SEC9X-CRD-E-002W | CFG CARD, SE, ELITE, CFG PFL, LF OFF, HF STD/SIO/SEOS, WIEG, LED RED, FLSH GRN, BZR ON, CSN 26-BIT (W/DEFAULT FC), KPF, BFFRD 1 KEY, NO PAR, 4-BIT MSG, IPM OFF | Ea |  | 1 Year | 30 | 5% | 28.5
69200 | HID | SEC9X-CRD-E-002Y | CFG CARD, SE, ELITE, CFG PFL, LF STD, HF STD/SIO/SEOS/FIPS/CAK, 485FDX, LED RED, FLSH OFF, BZR ON, OPT TAMP, OPEN COLL, FIPS 200-BIT, 14443A 56-BIT CSN, IPM OFF, UART OFF, WIEG ON | Ea |  | 1 Year | 30 | 5% | 28.5
69201 | HID | SEC9X-CRD-E-0031 | CFG CARD, SE, ELITE, CFG PFL, LF OFF, HF STD/SIO/SEOS, WIEG, LED RED, FLSH GRN, BZR ON, CSN 37-BIT LSB, KPF, BFFRD 1 KEY, DOR COMPL, NO PAR, 8-BIT MSG, IPM OFF | Ea |  | 1 Year | 30 | 5% | 28.5
69202 | HID | SEC9X-CRD-E-0032 | CFG CARD, SE, ELITE, CFG PFL, LF OFF, HF STD/SIO/SEOS/FIPS/CAK, 485FDX, LED OFF, FLSH OFF, BZR ON, OPT TAMP, OPEN COLL, FIPS 64-BIT, RVRS BCD, IPM OFF, UART OFF, WIEG ON | Ea |  | 1 Year | 30 | 5% | 28.5
69203 | HID | SEC9X-CRD-E-0033 | CFG CARD, SE, ELITE, CFG PFL, LF STD, HF STD/SIO/SEOS, WIEG, LED RED, FLSH OFF, BZR ON, CSN 32-BIT MSB, IPM OFF | Ea |  | 1 Year | 30 | 5% | 28.5
69204 | HID | SEC9X-CRD-E-0038 | CFG CARD, SE, ELITE, CFG PFL, LF OFF, HF STD/SIO/SEOS/FIPS/CAK, 485FDX, LED RED, FLSH GRN, BZR ON, OPT TAMP, OPEN COLL, FIPS 200-BIT, 14443A 56-BIT CSN, IPM OFF, UART OFF, WIEG ON | Ea |  | 1 Year | 30 | 5% | 28.5
69205 | HID | SEC9X-CRD-E-0039 | CFG CARD, SE, ELITE, CFG PFL, LF OFF, HF STD/SIO/SEOS/FIPS/CAK, 485FDX, LED RED, FLSH GRN, BZR ON, OPT TAMP, OPEN COLL, FIPS 75-BIT, KPF, BFFRD 1 KEY, NO PAR, 4-BIT MSG, IPM OFF, UART OFF, WIEG ON | Ea |  | 1 Year | 30 | 5% | 28.5
69206 | HID | SEC9X-CRD-E-003A | CFG CARD, SE, ELITE, CFG PFL, LF STD, HF STD/SIO/SEOS, WIEG, LED RED, FLSH GRN, BZR ON, CSN 26-BIT (W/DEFAULT FC), KPF, BFFRD 1 KEY, DOR COMPL, NO PAR, 8-BIT MSG, IPM OFF | Ea |  | 1 Year | 30 | 5% | 28.5
69207 | HID | SEC9X-CRD-E-003C | CFG CARD, SE, ELITE, CFG PFL, LF OFF, HF STD/SIO/SEOS/FIPS/CAK, 485FDX, LED OFF, FLSH OFF, BZR ON, OPT TAMP, OPEN COLL, FIPS 200-BIT, IPM OFF, UART OFF, WIEG ON | Ea |  | 1 Year | 30 | 5% | 28.5
69208 | HID | SEC9X-CRD-E-003D | CFG CARD, SE, ELITE, CFG PFL, LF OFF, HF STD/SIO/SEOS, WIEG, LED OFF, FLSH OFF, BZR ON, OPT TAMP, OPEN COLL, CSN 37-BIT LSB, IPM OFF | Ea |  | 1 Year | 30 | 5% | 28.5
69209 | HID | SEC9X-CRD-E-003E | CFG CARD, SE, ELITE, CFG PFL, LF OFF, HF STD/SIO/SEOS, WIEG, LED OFF, FLSH GRN, BZR ON, CSN 26-BIT (W/DEFAULT FC), IPM OFF | Ea |  | 1 Year | 30 | 5% | 28.5
69210 | HID | SEC9X-CRD-E-003K | CFG CARD, SE, ELITE, CFG PFL, LF CST, HF STD/SIO/SEOS, WIEG, LED RED, FLSH GRN, BZR OFF, CSN 32-BIT MSB, IPM OFF | Ea |  | 1 Year | 30 | 5% | 28.5
69211 | HID | SEC9X-CRD-E-003M | CFG CARD, SE, ELITE, CFG PFL, LF OFF, HF STD/SIO/SEOS, WIEG, LED RED, FLSH OFF, BZR OFF, CSN 56-BIT LSB, IPM OFF | Ea |  | 1 Year | 30 | 5% | 28.5
69212 | HID | SEC9X-CRD-E-003N | CFG CARD, SE, ELITE, CFG PFL, LF STD, HF STD/SIO/SEOS, WIEG, LED RED, FLSH GRN, BZR ON, CSN 34-BIT MSB, KPF, BFFRD 1 KEY, NO PAR, 4-BIT MSG, IPM OFF | Ea |  | 1 Year | 30 | 5% | 28.5
69213 | HID | SEC9X-CRD-E-003P | CFG CARD, SE, ELITE, CFG PFL, LF STD, HF STD/SIO/SEOS, WIEG, LED RED, FLSH GRN, BZR ON, CSN 37-BIT LSB, KPF, BFFRD 1 KEY, NO PAR, 4-BIT MSG, IPM OFF | Ea |  | 1 Year | 30 | 5% | 28.5
69214 | HID | SEC9X-CRD-E-003Q | CFG CARD, SE, ELITE, CFG PFL, LF CST, HF STD/SIO/SEOS/FIPS/CAK, 485FDX, LED RED, FLSH GRN, BZR ON, OPT TAMP, OPEN COLL, FIPS 200-BIT, IPM OFF, UART OFF, WIEG ON | Ea |  | 1 Year | 30 | 5% | 28.5
69215 | HID | SEC9X-CRD-E-003R | CFG CARD, SE, ELITE, CFG PFL, LF STD, HF STD/SIO/SEOS, WIEG, LED RED, FLSH GRN, BZR ON, CSN 32-BIT MSB, KPF, BFFRD 1 TO 5 KEYS, PAR, USER ENTRD FC, 26-BIT MSG, IPM OFF | Ea |  | 1 Year | 30 | 5% | 28.5
69216 | HID | SEC9X-CRD-E-003T | CFG CARD, SE, ELITE, CFG PFL, LF STD, HF STD/SIO/SEOS, WIEG, LED RED, FLSH GRN, BZR ON, CSN 40-BIT MSB, IPM OFF | Ea |  | 1 Year | 30 | 5% | 28.5
69217 | HID | SEC9X-CRD-E-003U | CFG CARD, SE, ELITE, CFG PFL, LF STD, HF STD/SIO/SEOS/FIPS/CAK, 485FDX, LED RED, FLSH OFF, BZR ON, OPT TAMP, OPEN COLL, FIPS 40-BIT, BCD, IPM OFF, UART OFF, WIEG ON | Ea |  | 1 Year | 30 | 5% | 28.5
69218 | HID | SEC9X-CRD-E-003V | CFG CARD, SE, ELITE, CFG PFL, LF OFF, HF STD/SIO/SEOS/MIFSPR, WIEG, LED RED, FLSH GRN, BZR ON, CSN MIF SUPPR, IPM OFF | Ea |  | 1 Year | 30 | 5% | 28.5
69219 | HID | SEC9X-CRD-E-003Y | CFG CARD, SE, ELITE, CFG PFL, LF STD, HF STD/SIO/SEOS/FIPS/CAK, 485HDX, LED RED, FLSH GRN, BZR ON, OPT TAMP, OPEN COLL, FIPS 64-BIT, RVRS BCD, IPM OFF, UART OFF, WIEG ON | Ea |  | 1 Year | 30 | 5% | 28.5
69220 | HID | SEC9X-CRD-E-0040 | CFG CARD, SE, ELITE, CFG PFL, LF OFF, HF STD/SIO/SEOS, WIEG, LED OFF, FLSH OFF, BZR ON, CSN 32-BIT MSB, KPF, BFFRD 1 KEY, DOR COMPL, NO PAR, 8-BIT MSG, IPM OFF | Ea |  | 1 Year | 30 | 5% | 28.5
69221 | HID | SEC9X-CRD-E-0042 | CFG CARD, SE, ELITE, LF STD, HF STD/SIO/SEOS/MAG, WIEG, LED RED, FLSH GRN, BZR ON, OPT TAMP, OPEN COLL, CSN 32-BIT MSB, EM4102 32-BIT, MAG, BASIC MS RAW OUTPUT AS RECD, WIEG, IPM OFF | Ea |  | 1 Year | 30 | 5% | 28.5
69222 | HID | SEC9X-CRD-E-0044 | CFG CARD, SE, ELITE, CFG PFL, LF OFF, HF STD/SIO/SEOS/FIPS/CAK, 485FDX, LED RED, FLSH GRN, BZR ON, OPT TAMP, OPEN COLL, FIPS 64-BIT, BCD, KPF, BFFRD 1 KEY, NO PAR, 4-BIT MSG, IPM OFF, UART OFF, WIEG ON | Ea |  | 1 Year | 30 | 5% | 28.5
69223 | HID | SEC9X-CRD-E-0046 | CFG CARD, SE, ELITE, CFG PFL, LF OFF, HF STD/SIO/SEOS, WIEG, LED OFF, FLSH OFF, BZR ON, OPT TAMP, OPEN COLL, CSN 32-BIT MSB, IPM OFF | Ea |  | 1 Year | 30 | 5% | 28.5
69224 | HID | SEC9X-CRD-E-0047 | CFG CARD, SE, ELITE, CFG PFL, LF STD, HF STD/SIO/SEOS, WIEG, LED RED, FLSH GRN, BZR ON, CSN 32-BIT MSB, EM4102 32-BIT, KPF, BFFRD 1 KEY, NO PAR, 4-BIT MSG, IPM OFF | Ea |  | 1 Year | 30 | 5% | 28.5
69225 | HID | SEC9X-CRD-E-0048 | CFG CARD, SE, ELITE, CFG PFL, LF OFF, HF STD/SIO/SEOS, WIEG, LED OFF, FLSH OFF, BZR OFF, OPT TAMP, OPEN COLL, CSN 32-BIT MSB, IPM OFF | Ea |  | 1 Year | 30 | 5% | 28.5
69226 | HID | SEC9X-CRD-E-004A | CFG CARD, SE, ELITE, CFG PFL, LF STD, HF STD/SIO/SEOS/FIPS/CAK, 485FDX, LED RED, FLSH OFF, BZR ON, OPT TAMP, OPEN COLL, FIPS 75-BIT, IPM OFF, UART OFF, WIEG ON | Ea |  | 1 Year | 30 | 5% | 28.5
69227 | HID | SEC9X-CRD-E-004C | CFG CARD, SE, ELITE, CFG PFL, LF OFF, HF STD/SIO/SEOS, WIEG, LED RED, FLSH GRN, BZR ON, KPF, BFFRD 1 KEY, DOR COMPL, NO PAR, 8-BIT MSG, IPM OFF | Ea |  | 1 Year | 30 | 5% | 28.5
69228 | HID | SEC9X-CRD-E-004D | CFG CARD, SE, ELITE, CFG PFL, LF OFF, HF STD/SIO/SEOS, WIEG, LED OFF, FLSH OFF, BZR OFF, CSN 34-BIT MSB, KPF, BFFRD 1 KEY, PAR, 6-BIT MSG, IPM OFF | Ea |  | 1 Year | 30 | 5% | 28.5
69229 | HID | SEC9X-CRD-E-004F | CFG CARD, SE, ELITE, CFG PFL, LF OFF, HF STD/SIO/SEOS/MIFSPR, WIEG, LED OFF, FLSH OFF, BZR ON, OPT TAMP, OPEN COLL, CSN MIF SUPPR, IPM OFF | Ea |  | 1 Year | 30 | 5% | 28.5
69230 | HID | SEC9X-CRD-E-004G | CFG CARD, SE, ELITE, CFG PFL, LF OFF, HF STD/SIO/SEOS, WIEG, LED RED, FLSH OFF, BZR ON, OPT TAMP, OPEN COLL, CSN 26-BIT (W/DEFAULT FC), IPM OFF | Ea |  | 1 Year | 30 | 5% | 28.5
69231 | HID | SEC9X-CRD-E-004H | CFG CARD, SE, ELITE, CFG PFL, LF OFF, HF STD/SIO/SEOS, WIEG, LED OFF, FLSH OFF, BZR OFF, CSN 26-BIT (W/DEFAULT FC), IPM OFF | Ea |  | 1 Year | 30 | 5% | 28.5
69232 | HID | SEC9X-CRD-E-004J | CFG CARD, SE, ELITE, CFG PFL, LF STD, HF STD/SIO/SEOS, WIEG, LED RED, FLSH GRN, BZR ON, CSN 26-BIT (W/DEFAULT FC), KPF, BFFRD 1 KEY, NO PAR, 4-BIT MSG, IPM OFF | Ea |  | 1 Year | 30 | 5% | 28.5
69233 | HID | SEC9X-CRD-E-004K | CFG CARD, SE, ELITE, CFG PFL, LF OFF, HF STD/SIO/SEOS/FIPS/CAK, 485FDX, LED RED, FLSH GRN, BZR ON, OPT TAMP, OPEN COLL, FIPS 200-BIT, 14443A 56-BIT CSN, KPF, BFFRD 1 KEY, NO PAR, 4-BIT MSG, IPM OFF, UART OFF, WIEG ON | Ea |  | 1 Year | 30 | 5% | 28.5
69234 | HID | SEC9X-CRD-E-004L | CFG CARD, SE, ELITE, CFG PFL, LF OFF, HF STD/SIO/SEOS/MIFSPR, WIEG, LED RED, FLSH GRN, BZR ON, CSN MIF SUPPR, KPF, BFFRD 1 KEY, DOR COMPL, NO PAR, 8-BIT MSG, IPM OFF | Ea |  | 1 Year | 30 | 5% | 28.5
69235 | HID | SEC9X-CRD-E-004M | CFG CARD, SE, ELITE, CFG PFL, LF OFF, HF STD/SIO/SEOS/FIPS/CAK, 485FDX, LED RED, FLSH GRN, BZR ON, OPT TAMP, OPEN COLL, FIPS 200-BIT, KPF, BFFRD 1 KEY, NO PAR, 4-BIT MSG, IPM OFF, UART OFF, WIEG ON | Ea |  | 1 Year | 30 | 5% | 28.5
69236 | HID | SEC9X-CRD-E-004P | CFG CARD, SE, ELITE, CFG PFL, LF CST, HF STD/SIO/SEOS, WIEG, LED RED, FLSH GRN, BZR ON, CSN 32-BIT MSB, KPF, BFFRD 1 KEY, DOR COMPL, NO PAR, 8-BIT MSG, IPM OFF | Ea |  | 1 Year | 30 | 5% | 28.5
69237 | HID | SEC9X-CRD-E-004Q | CFG CARD, SE, ELITE, CFG PFL, LF OFF, HF STD/SIO/SEOS, WIEG, LED RED, FLSH GRN, BZR OFF, CSN 26-BIT (W/DEFAULT FC), KPF, BFFRD 1 KEY, NO PAR, 4-BIT MSG, IPM OFF | Ea |  | 1 Year | 30 | 5% | 28.5
69238 | HID | SEC9X-CRD-E-004R | CFG CARD, SE, ELITE, CFG PFL, LF STD, HF STD/SIO/SEOS/FIPS/CAK, 485HDX, LED RED, FLSH GRN, BZR ON, OPT TAMP, OPEN COLL, FIPS 64-BIT, RVRS BCD, KPF, BFFRD 1 KEY, NO PAR, 4-BIT MSG, IPM OFF, UART OFF, WIEG ON | Ea |  | 1 Year | 30 | 5% | 28.5
69239 | HID | SEC9X-CRD-E-004T | CFG CARD, SE, ELITE, CFG PFL, LF STD, HF STD/SIO/SEOS, WIEG, LED RED, FLSH GRN, BZR ON, CSN 26-BIT (W/DEFAULT FC), IPM OFF | Ea |  | 1 Year | 30 | 5% | 28.5
69240 | HID | SEC9X-CRD-E-004U | CFG CARD, SE, ELITE, CFG PFL, LF OFF, HF STD/SIO/SEOS, WIEG, LED RED, FLSH OFF, BZR ON, OPT TAMP, OPEN COLL, CSN 26-BIT (W/DEFAULT FC), KPF, BFFRD 1 KEY, DOR COMPL, NO PAR, 8-BIT MSG, IPM OFF | Ea |  | 1 Year | 30 | 5% | 28.5
69241 | HID | SEC9X-CRD-E-004V | CFG CARD, SE, ELITE, CFG PFL, LF STD, HF STD/SIO/SEOS/FIPS/CAK, 485FDX, LED RED, FLSH GRN, BZR ON, OPT TAMP, OPEN COLL, FIPS 40-BIT, BCD, IPM OFF, UART OFF, WIEG ON | Ea |  | 1 Year | 30 | 5% | 28.5
69242 | HID | SEC9X-CRD-E-004W | CFG CARD, SE, ELITE, CFG PFL, LF OFF, HF STD/SIO/SEOS, WIEG, LED RED, FLSH OFF, BZR ON, CSN 40-BIT MSB, IPM OFF | Ea |  | 1 Year | 30 | 5% | 28.5
69243 | HID | SEC9X-CRD-E-004Y | CFG CARD, SE, ELITE, CFG PFL, LF STD, HF STD/SIO/SEOS/FIPS/CAK, 485FDX, LED RED, FLSH OFF, BZR ON, OPT TAMP, OPEN COLL, FIPS 75-BIT, KPF, BFFRD 1 TO 5 KEYS, PAR, USER ENTRD FC, 26-BIT MSG, IPM OFF, UART OFF, WIEG ON | Ea |  | 1 Year | 30 | 5% | 28.5
69244 | HID | SEC9X-CRD-E-0050 | CFG CARD, SE, ELITE, CFG PFL, LF OFF, HF STD/SIO/SEOS, WIEG, LED OFF, FLSH OFF, BZR ON, OPT TAMP, OPEN COLL, CSN 32-BIT MSB, KPF, BFFRD 1 KEY, DOR COMPL, NO PAR, 8-BIT MSG, IPM OFF | Ea |  | 1 Year | 30 | 5% | 28.5
69245 | HID | SEC9X-CRD-E-0054 | CFG CARD, SE, ELITE, CFG PFL, LF OFF, HF STD/SIO/SEOS/FIPS/CAK, 485FDX, LED RED, FLSH OFF, BZR ON, OPT TAMP, OPEN COLL, FIPS 64-BIT, RVRS BCD, KPF, BFFRD 1 KEY, NO PAR, 4-BIT MSG, IPM OFF, UART OFF, WIEG ON | Ea |  | 1 Year | 30 | 5% | 28.5
69246 | HID | SEC9X-CRD-E-0056 | CFG CARD, SE, ELITE, CFG PFL, LF STD, HF STD/SIO/SEOS, WIEG, LED RED, FLSH GRN, BZR ON, CSN 32-BIT MSB, EM4102 32-BIT, IPM OFF | Ea |  | 1 Year | 30 | 5% | 28.5
69247 | HID | SEC9X-CRD-E-0057 | CFG CARD, SE, ELITE, CFG PFL, LF STD, HF STD/SIO/SEOS, WIEG, LED OFF, FLSH OFF, BZR ON, CSN 32-BIT MSB, KPF, BFFRD 1 KEY, DOR COMPL, NO PAR, 8-BIT MSG, IPM OFF | Ea |  | 1 Year | 30 | 5% | 28.5
69248 | HID | SEC9X-CRD-E-0059 | CFG CARD, SE, ELITE, CFG PFL, LF OFF, HF STD/SIO/SEOS/MIFSPR, WIEG, LED RED, FLSH GRN, BZR ON, CSN MIF SUPPR, KPF, BFFRD 1 KEY, NO PAR, 4-BIT MSG, IPM OFF | Ea |  | 1 Year | 30 | 5% | 28.5
69249 | HID | SEC9X-CRD-E-005A | CFG CARD, SE, ELITE, CFG PFL, LF OFF, HF STD/SIO/SEOS, WIEG, LED RED, FLSH GRN, BZR ON, CSN 32-BIT LSB, KPF, BFFRD 1 KEY, NO PAR, 4-BIT MSG, IPM OFF | Ea |  | 1 Year | 30 | 5% | 28.5
69250 | HID | SEC9X-CRD-E-005B | CFG CARD, SE, ELITE, CFG PFL, LF OFF, HF STD/SIO/SEOS, WIEG, LED RED, FLSH OFF, BZR ON, CSN 34-BIT MSB, IPM OFF | Ea |  | 1 Year | 30 | 5% | 28.5
69251 | HID | SEC9X-CRD-E-005D | CFG CARD, SE, ELITE, CFG PFL, LF STD, HF STD/SIO/SEOS/FIPS/CAK, 485FDX, LED RED, FLSH GRN, BZR ON, OPT TAMP, OPEN COLL, FIPS 75-BIT, 14443A 56-BIT CSN, KPF, BFFRD 1 KEY, NO PAR, 4-BIT MSG, IPM OFF, UART OFF, WIEG ON | Ea |  | 1 Year | 30 | 5% | 28.5
69252 | HID | SEC9X-CRD-E-005F | CFG CARD, SE, ELITE, CFG PFL, LF CST, HF STD/SIO/SEOS, WIEG, LED RED, FLSH OFF, BZR ON, CSN 32-BIT MSB, IPM OFF | Ea |  | 1 Year | 30 | 5% | 28.5
69253 | HID | SEC9X-CRD-E-005J | CFG CARD, SE, ELITE, CFG PFL, LF OFF, HF STD/SIO/SEOS, WIEG, LED RED, FLSH GRN, BZR ON, CSN 56-BIT LSB, IPM OFF | Ea |  | 1 Year | 30 | 5% | 28.5
69254 | HID | SEC9X-CRD-E-005K | CFG CARD, SE, ELITE, CFG PFL, LF OFF, HF STD/SIO/SEOS, WIEG, LED RED, FLSH GRN, BZR ON, CSN 40-BIT MSB, KPF, BFFRD 1 KEY, NO PAR, 4-BIT MSG, IPM OFF | Ea |  | 1 Year | 30 | 5% | 28.5
69255 | HID | SEC9X-CRD-E-005L | CFG CARD, SE, ELITE, CFG PFL, LF OFF, HF STD/SIO/SEOS, WIEG, LED RED, FLSH GRN, BZR ON, CSN 32-BIT MSB, KPF, LOCAL PIN VERIFY, IPM OFF | Ea |  | 1 Year | 30 | 5% | 28.5
69256 | HID | SEC9X-CRD-E-005P | CFG CARD, SE, ELITE, CFG PFL, LF STD, HF STD/SIO/SEOS/FIPS/CAK, 485FDX, LED RED, FLSH GRN, BZR ON, OPT TAMP, OPEN COLL, FIPS 75-BIT, KPF, BFFRD 1 TO 5 KEYS, PAR, USER ENTRD FC, 26-BIT MSG, IPM OFF, UART OFF, WIEG ON | Ea |  | 1 Year | 30 | 5% | 28.5
69257 | HID | SEC9X-CRD-E-005Q | CFG CARD, SE, ELITE, CFG PFL, LF STD, HF STD/SIO/SEOS, WIEG, LED RED, FLSH GRN, BZR ON, EM4102 26-BIT, MIFARE CSN SUPPR, WIEG, IPM OFF | Ea |  | 1 Year | 30 | 5% | 28.5
69258 | HID | SEC9X-CRD-E-005T | CFG CARD, SE, ELITE, CFG PFL, LF STD, HF STD/SIO/SEOS/FIPS/CAK, 485FDX, LED RED, FLSH GRN, BZR ON, OPT TAMP, OPEN COLL, FIPS 200-BIT, KPF, BFFRD 1 TO 5 KEYS, PAR, USER ENTRD FC, 26-BIT MSG, IPM OFF, UART OFF, WIEG ON | Ea |  | 1 Year | 30 | 5% | 28.5
69259 | HID | SEC9X-CRD-E-005W | CFG CARD, SE, ELITE, CFG PFL, LF OFF, HF STD/SIO/SEOS/FIPS/CAK, 485FDX, LED RED, FLSH GRN, BZR ON, OPT TAMP, OPEN COLL, FIPS 64-BIT, BCD, IPM OFF, UART OFF, WIEG ON | Ea |  | 1 Year | 30 | 5% | 28.5
69260 | HID | SEC9X-CRD-E-005Y | CFG CARD, SE, ELITE, CFG PFL, LF OFF, HF STD/SIO/SEOS, WIEG, LED RED, FLSH GRN, BZR OFF, CSN 26-BIT (W/DEFAULT FC), IPM OFF | Ea |  | 1 Year | 30 | 5% | 28.5
69261 | HID | SEC9X-CRD-E-0060 | CFG CARD, SE, ELITE, CFG PFL, LF STD, HF STD/SIO/SEOS/MIFSPR, WIEG, LED RED, FLSH GRN, BZR ON, CSN MIF SUPPR, KPF, BFFRD 1 KEY, DOR COMPL, NO PAR, 8-BIT MSG, IPM OFF | Ea |  | 1 Year | 30 | 5% | 28.5
69262 | HID | SEC9X-CRD-E-0061 | CFG CARD, SE, ELITE, CFG PFL, LF OFF, HF STD/SIO/SEOS, WIEG, LED OFF, FLSH OFF, BZR ON, CSN 26-BIT (W/DEFAULT FC), IPM OFF | Ea |  | 1 Year | 30 | 5% | 28.5
69263 | HID | SEC9X-CRD-E-0062 | CFG CARD, SE, ELITE, CFG PFL, LF OFF, HF STD/SIO/SEOS/FIPS/CAK, 485FDX, LED RED, FLSH GRN, BZR ON, OPT TAMP, OPEN COLL, FIPS 200-BIT, KPF, BFFRD 1 KEY, DOR COMPL, NO PAR, 8-BIT MSG, IPM OFF, UART OFF, WIEG ON | Ea |  | 1 Year | 30 | 5% | 28.5
69264 | HID | SEC9X-CRD-E-0065 | CFG CARD, SE, ELITE, CFG PFL, LF STD, HF STD/SIO/SEOS, WIEG, LED RED, FLSH GRN, BZR ON, CSN 26-BIT (W/DEFAULT FC), KPF, BFFRD 1 TO 5 KEYS, PAR, USER ENTRD FC, 26-BIT MSG, IPM OFF | Ea |  | 1 Year | 30 | 5% | 28.5
69265 | HID | SEC9X-CRD-E-0066 | CFG CARD, SE, ELITE, CFG PFL, LF OFF, HF STD/SIO/SEOS, WIEG, LED OFF, FLSH OFF, BZR ON, OPT TAMP, OPEN COLL, CSN 32-BIT MSB, KPF, BFFRD 1 KEY, NO PAR, 4-BIT MSG, IPM OFF | Ea |  | 1 Year | 30 | 5% | 28.5
69266 | HID | SEC9X-CRD-E-0068 | CFG CARD, SE, ELITE, CFG PFL, LF STD, HF STD/SIO/SEOS/FIPS/CAK, 485FDX, LED RED, FLSH OFF, BZR ON, OPT TAMP, OPEN COLL, FIPS 75-BIT, KPF, BFFRD 1 KEY, DOR COMPL, NO PAR, 8-BIT MSG, IPM OFF, UART OFF, WIEG ON | Ea |  | 1 Year | 30 | 5% | 28.5
69267 | HID | SEC9X-CRD-E-006A | CFG CARD, SE, ELITE, CFG PFL, LF OFF, HF STD/SIO/SEOS, WIEG, LED RED, FLSH GRN, BZR ON, OPT TAMP, OPEN COLL, CSN 37-BIT LSB, KPF, BFFRD 1 KEY, NO PAR, 4-BIT MSG, IPM OFF | Ea |  | 1 Year | 30 | 5% | 28.5
69268 | HID | SEC9X-CRD-E-006B | CFG CARD, SE, ELITE, CFG PFL, LF OFF, HF STD/SIO/SEOS, WIEG, LED OFF, FLSH GRN, BZR ON, OPT TAMP, OPEN COLL, CSN 32-BIT MSB, IPM OFF | Ea |  | 1 Year | 30 | 5% | 28.5
69269 | HID | SEC9X-CRD-E-006C | CFG CARD, SE, ELITE, CFG PFL, LF STD, HF STD/SIO/SEOS, WIEG, LED RED, FLSH OFF, BZR OFF, CSN 32-BIT MSB, IPM OFF | Ea |  | 1 Year | 30 | 5% | 28.5
69270 | HID | SEC9X-CRD-E-006F | CFG CARD, SE, ELITE, CFG PFL, LF STD, HF STD/SIO/SEOS/FIPS/CAK, 485FDX, LED RED, FLSH GRN, BZR ON, OPT TAMP, OPEN COLL, FIPS 64-BIT, RVRS BCD, KPF, BFFRD 1 KEY, DOR COMPL, NO PAR, 8-BIT MSG, IPM OFF, UART OFF, WIEG ON | Ea |  | 1 Year | 30 | 5% | 28.5
69271 | HID | SEC9X-CRD-E-006G | CFG CARD, SE, ELITE, CFG PFL, LF STD, HF STD/SIO/SEOS, WIEG, LED RED, FLSH GRN, BZR ON, OPT TAMP, OPEN COLL, CSN 26-BIT (W/DEFAULT FC), IPM OFF | Ea |  | 1 Year | 30 | 5% | 28.5
69272 | HID | SEC9X-CRD-E-006J | CFG CARD, SE, ELITE, CFG PFL, LF OFF, HF STD/SIO/SEOS, C&D, LED RED, FLSH GRN, BZR ON, CSN 32-BIT MSB, IPM OFF | Ea |  | 1 Year | 30 | 5% | 28.5
69273 | HID | SEC9X-CRD-E-006K | CFG CARD, SE, ELITE, CFG PFL, LF OFF, HF STD/SIO/SEOS, WIEG, LED OFF, FLSH GRN, BZR ON, CSN 32-BIT MSB, IPM OFF | Ea |  | 1 Year | 30 | 5% | 28.5
69274 | HID | SEC9X-CRD-E-006M | CFG CARD, SE, ELITE, CFG PFL, LF OFF, HF STD/SIO/SEOS, WIEG, LED OFF, FLSH OFF, BZR ON, CSN 34-BIT MSB, KPF, BFFRD 1 KEY, DOR COMPL, NO PAR, 8-BIT MSG, IPM OFF | Ea |  | 1 Year | 30 | 5% | 28.5
69275 | HID | SEC9X-CRD-E-006Q | CFG CARD, SE, ELITE, CFG PFL, LF OFF, HF STD/SIO/SEOS/FIPS/CAK, 485FDX, LED OFF, FLSH OFF, BZR ON, OPT TAMP, OPEN COLL, FIPS 75-BIT, KPF, BFFRD 1 KEY, NO PAR, 4-BIT MSG, IPM OFF, UART OFF, WIEG ON | Ea |  | 1 Year | 30 | 5% | 28.5
69276 | HID | SEC9X-CRD-E-006T | CFG CARD, SE, ELITE, CFG PFL, LF STD, HF STD/SIO/SEOS/FIPS/CAK, 485FDX, LED RED, FLSH GRN, BZR ON, OPT TAMP, OPEN COLL, FIPS 200-BIT, 14443A 56-BIT CSN, IPM OFF, UART OFF, WIEG ON | Ea |  | 1 Year | 30 | 5% | 28.5
69277 | HID | SEC9X-CRD-E-006V | CFG CARD, SE, ELITE, CFG PFL, LF OFF, HF STD/SIO/SEOS/FIPS/CAK, 485FDX, LED RED, FLSH GRN, BZR ON, OPT TAMP, OPEN COLL, FIPS 200-BIT, 14443A 26-BIT CSN, KPF, BFFRD 1 KEY, NO PAR, 4-BIT MSG, IPM OFF, UART OFF, WIEG ON | Ea |  | 1 Year | 30 | 5% | 28.5
69278 | HID | SEC9X-CRD-E-006W | CFG CARD, SE, ELITE, CFG PFL, LF OFF, HF STD/SIO/SEOS/FIPS/CAK, 485FDX, LED RED, FLSH OFF, BZR ON, OPT TAMP, OPEN COLL, FIPS 64-BIT, RVRS BCD, IPM OFF, UART OFF, WIEG ON | Ea |  | 1 Year | 30 | 5% | 28.5
69279 | HID | SEC9X-CRD-E-006Y | CFG CARD, SE, ELITE, CFG PFL, LF STD, HF STD/SIO/SEOS, WIEG, LED OFF, FLSH OFF, BZR OFF, CSN 32-BIT MSB, IPM OFF | Ea |  | 1 Year | 30 | 5% | 28.5
69280 | HID | SEC9X-CRD-E-0070 | CFG CARD, SE, ELITE, CFG PFL, LF OFF, HF STD/SIO/SEOS, WIEG, LED RED, FLSH GRN, BZR OFF, CSN 32-BIT MSB, KPF, BFFRD 1 KEY, NO PAR, 4-BIT MSG, IPM OFF | Ea |  | 1 Year | 30 | 5% | 28.5
69281 | HID | SEC9X-CRD-E-0071 | CFG CARD, SE, ELITE, CFG PFL, LF OFF, HF STD/SIO/SEOS, WIEG, LED RED, FLSH GRN, BZR ON, CSN 34-BIT MSB, KPF, BFFRD 1 KEY, NO PAR, 4-BIT MSG, IPM OFF | Ea |  | 1 Year | 30 | 5% | 28.5
69282 | HID | SEC9X-CRD-E-0072 | CFG CARD, SE, ELITE, CFG PFL, LF OFF, HF STD/SIO/SEOS/MIFSPR, WIEG, LED OFF, FLSH OFF, BZR ON, CSN MIF SUPPR, KPF, BFFRD 1 KEY, DOR COMPL, NO PAR, 8-BIT MSG, IPM OFF | Ea |  | 1 Year | 30 | 5% | 28.5
69283 | HID | SEC9X-CRD-E-0073 | CFG CARD, SE, ELITE, CFG PFL, LF OFF, HF STD/SIO/SEOS/FIPS/CAK, 485FDX, LED RED, FLSH OFF, BZR ON, OPT TAMP, OPEN COLL, FIPS 64-BIT, BCD, KPF, BFFRD 1 KEY, NO PAR, 4-BIT MSG, IPM OFF, UART OFF, WIEG ON | Ea |  | 1 Year | 30 | 5% | 28.5
69284 | HID | SEC9X-CRD-E-0076 | CFG CARD, SE, ELITE, CFG PFL, LF STD, HF STD/SIO/SEOS, WIEG, LED RED, FLSH GRN, BZR ON, CSN 32-BIT LSB, KPF, BFFRD 1 KEY, NO PAR, 4-BIT MSG, IPM OFF | Ea |  | 1 Year | 30 | 5% | 28.5
69285 | HID | SEC9X-CRD-E-007B | CFG CARD, SE, ELITE, CFG PFL, LF STD, HF STD/SIO/SEOS/FIPS/CAK, 485FDX, LED RED, FLSH OFF, BZR ON, OPT TAMP, OPEN COLL, FIPS 64-BIT, BCD, IPM OFF, UART OFF, WIEG ON | Ea |  | 1 Year | 30 | 5% | 28.5
69286 | HID | SEC9X-CRD-E-007D | CFG CARD, SE, ELITE, CFG PFL, LF STD, HF STD/SIO/SEOS, WIEG, LED RED, FLSH GRN, BZR OFF, CSN 32-BIT MSB, IPM OFF | Ea |  | 1 Year | 30 | 5% | 28.5
69287 | HID | SEC9X-CRD-E-007E | CFG CARD, SE, ELITE, CFG PFL, LF OFF, HF STD/SIO/SEOS/FIPS/CAK, 485FDX, LED OFF, FLSH OFF, BZR ON, OPT TAMP, OPEN COLL, FIPS 40-BIT, RVRS BCD, KPF, BFFRD 1 KEY, NO PAR, 4-BIT MSG, IPM OFF, UART OFF, WIEG ON | Ea |  | 1 Year | 30 | 5% | 28.5
69288 | HID | SEC9X-CRD-E-007G | CFG CARD, SE, ELITE, CFG PFL, LF STD, HF STD/SIO/SEOS, WIEG, LED RED, FLSH GRN, BZR ON, OPT TAMP, OPEN COLL, CSN 26-BIT (W/DEFAULT FC), KPF, BFFRD 1 KEY, NO PAR, 4-BIT MSG, IPM OFF | Ea |  | 1 Year | 30 | 5% | 28.5
69289 | HID | SEC9X-CRD-E-007J | CFG CARD, SE, ELITE, CFG PFL, LF OFF, HF STD/SIO/SEOS/FIPS/CAK, 485FDX, LED RED, FLSH GRN, BZR ON, OPT TAMP, OPEN COLL, FIPS 200-BIT, 14443A 26-BIT CSN, IPM OFF, UART OFF, WIEG ON | Ea |  | 1 Year | 30 | 5% | 28.5
69290 | HID | SEC9X-CRD-E-007L | CFG CARD, SE, ELITE, CFG PFL, LF OFF, HF STD/SIO/SEOS, WIEG, LED OFF, FLSH OFF, BZR ON, CSN 32-BIT MSB, KPF, BFFRD 1 KEY, PAR, 6-BIT MSG, IPM OFF | Ea |  | 1 Year | 30 | 5% | 28.5
69291 | HID | SEC9X-CRD-E-007Q | CFG CARD, SE, ELITE, CFG PFL, LF OFF, HF STD/SIO/SEOS, WIEG, LED RED, FLSH GRN, BZR ON, CSN 32-BIT MSB, KPF, BFFRD 1 KEY, PAR, 6-BIT MSG, IPM OFF | Ea |  | 1 Year | 30 | 5% | 28.5
69292 | HID | SEC9X-CRD-E-007R | CFG CARD, SE, ELITE, CFG PFL, LF OFF, HF STD/SIO/SEOS, WIEG, LED RED, FLSH GRN, BZR ON, CSN 26-BIT (W/DEFAULT FC), KPF, BFFRD 1 TO 5 KEYS, PAR, USER ENTRD FC, 26-BIT MSG, IPM OFF | Ea |  | 1 Year | 30 | 5% | 28.5
69293 | HID | SEC9X-CRD-E-007T | CFG CARD, SE, ELITE, CFG PFL, LF CST, HF STD/SIO/SEOS, WIEG, LED RED, FLSH GRN, BZR ON, CSN 26-BIT (W/DEFAULT FC), KPF, BFFRD 1 KEY, NO PAR, 4-BIT MSG, IPM OFF | Ea |  | 1 Year | 30 | 5% | 28.5
69294 | HID | SEC9X-CRD-E-0080 | CFG CARD, SE, ELITE, CFG PFL, LF STD, HF STD/SIO/SEOS, WIEG, LED RED, FLSH OFF, BZR ON, CSN 32-BIT MSB, EM4102 32-BIT, KPF, BFFRD 6 KEYS, PAR, 26-BIT MSG, IPM OFF | Ea |  | 1 Year | 30 | 5% | 28.5
69295 | HID | SEC9X-CRD-E-0083 | CFG CARD, SE, ELITE, CFG PFL, LF CST, HF STD/SIO/SEOS/FIPS/CAK, 485FDX, LED RED, FLSH GRN, BZR ON, OPT TAMP, OPEN COLL, FIPS 200-BIT, KPF, BFFRD 1 KEY, DOR COMPL, NO PAR, 8-BIT MSG, IPM OFF, UART OFF, WIEG ON | Ea |  | 1 Year | 30 | 5% | 28.5
69296 | HID | SEC9X-CRD-E-0088 | CFG CARD, SE, ELITE, CFG PFL, LF OFF, HF STD/SIO/SEOS/FIPS/CAK, 485HDX, LED RED, FLSH GRN, BZR ON, OPT TAMP, OPEN COLL, FIPS 64-BIT, RVRS BCD, IPM OFF, UART OFF, WIEG ON | Ea |  | 1 Year | 30 | 5% | 28.5
69297 | HID | SEC9X-CRD-E-0089 | CFG CARD, SE, ELITE, CFG PFL, LF OFF, HF STD/SIO/SEOS, WIEG, LED RED, FLSH OFF, BZR ON, CSN 26-BIT (W/DEFAULT FC), KPF, BFFRD 1 KEY, DOR COMPL, NO PAR, 8-BIT MSG, IPM OFF | Ea |  | 1 Year | 30 | 5% | 28.5
69298 | HID | SEC9X-CRD-E-008A | CFG CARD, SE, ELITE, CFG PFL, LF STD, HF STD/SIO/SEOS, C&D, LED RED, FLSH GRN, BZR ON, CSN 32-BIT MSB, IPM OFF | Ea |  | 1 Year | 30 | 5% | 28.5
69299 | HID | SEC9X-CRD-E-008B | CFG CARD, SE, ELITE, CFG PFL, LF OFF, HF STD/SIO/SEOS, C&D, LED RED, FLSH GRN, BZR ON, CSN 26-BIT (W/DEFAULT FC), IPM OFF | Ea |  | 1 Year | 30 | 5% | 28.5
69300 | HID | SEC9X-CRD-E-008C | CFG CARD, SE, ELITE, CFG PFL, LF CST, HF STD/SIO/SEOS, C&D, LED RED, FLSH GRN, BZR ON, CSN 32-BIT MSB, IPM OFF | Ea |  | 1 Year | 30 | 5% | 28.5
69301 | HID | SEC9X-CRD-E-008D | CFG CARD, SE, ELITE, CFG PFL, LF STD, HF STD/SIO/SEOS, WIEG, LED OFF, FLSH GRN, BZR ON, CSN 32-BIT MSB, IPM OFF | Ea |  | 1 Year | 30 | 5% | 28.5
69302 | HID | SEC9X-CRD-E-008E | CFG CARD, SE, ELITE, CFG PFL, LF OFF, HF STD/SIO/SEOS, WIEG, LED OFF, FLSH OFF, BZR ON, CSN 26-BIT (W/DEFAULT FC), KPF, BFFRD 1 TO 5 KEYS, PAR, USER ENTRD FC, 26-BIT MSG, IPM OFF | Ea |  | 1 Year | 30 | 5% | 28.5
69303 | HID | SEC9X-CRD-E-008F | CFG CARD, SE, ELITE, CFG PFL, LF OFF, HF STD/SIO/SEOS, WIEG, LED OFF, FLSH OFF, BZR OFF, CSN 32-BIT MSB, KPF, BFFRD 1 KEY, DOR COMPL, NO PAR, 8-BIT MSG, IPM OFF | Ea |  | 1 Year | 30 | 5% | 28.5
69304 | HID | SEC9X-CRD-E-008J | CFG CARD, SE, ELITE, CFG PFL, LF STD, HF STD/SIO/SEOS, WIEG, LED RED, FLSH OFF, BZR ON, CSN 32-BIT MSB, KPF, BFFRD 1 KEY, NO PAR, 4-BIT MSG, IPM OFF | Ea |  | 1 Year | 30 | 5% | 28.5
69305 | HID | SEC9X-CRD-E-008L | CFG CARD, SE, ELITE, CFG PFL, LF OFF, HF STD/SIO/SEOS, WIEG, LED OFF, FLSH OFF, BZR ON, CSN 34-BIT MSB, IPM OFF | Ea |  | 1 Year | 30 | 5% | 28.5
69306 | HID | SEC9X-CRD-E-008P | CFG CARD, SE, ELITE, CFG PFL, LF OFF, HF STD/SIO/SEOS/FIPS/CAK, 485FDX, LED RED, FLSH GRN, BZR ON, OPT TAMP, OPEN COLL, FIPS 75-BIT, KPF, BFFRD 1 TO 5 KEYS, PAR, USER ENTRD FC, 26-BIT MSG, IPM OFF, UART OFF, WIEG ON | Ea |  | 1 Year | 30 | 5% | 28.5
69307 | HID | SEC9X-CRD-E-008T | CFG CARD, SE, ELITE, CFG PFL, LF OFF, HF STD/SIO/SEOS, WIEG, LED RED, FLSH GRN, BZR ON, CSN 26-BIT (W/DEFAULT FC), KPF, BFFRD 1 KEY, DOR COMPL, NO PAR, 8-BIT MSG, IPM OFF | Ea |  | 1 Year | 30 | 5% | 28.5
69308 | HID | SEC9X-CRD-E-008U | CFG CARD, SE, ELITE, CFG PFL, LF STD, HF STD/SIO/SEOS/FIPS/CAK, 485FDX, LED OFF, FLSH OFF, BZR ON, OPT TAMP, OPEN COLL, FIPS 200-BIT, IPM OFF, UART OFF, WIEG ON | Ea |  | 1 Year | 30 | 5% | 28.5
69309 | HID | SEC9X-CRD-E-008X | CFG CARD, SE, ELITE, CFG PFL, LF OFF, HF STD/SIO/SEOS, WIEG, LED RED, FLSH GRN, BZR ON, OPT TAMP, OPEN COLL, KPF, BFFRD 1 KEY, NO PAR, 4-BIT MSG, CSN 32-BIT MSB, I'M ALIVE 10SEC, IPM OFF | Ea |  | 1 Year | 30 | 5% | 28.5
69310 | HID | SEC9X-CRD-E-008Y | CFG CARD, SE, ELITE, CFG PFL, LF OFF, HF STD/SIO/SEOS, WIEG, LED RED, FLSH OFF, BZR ON, CSN 32-BIT LSB, KPF, BFFRD 1 KEY, DOR COMPL, NO PAR, 8-BIT MSG, IPM OFF | Ea |  | 1 Year | 30 | 5% | 28.5
69311 | HID | SEC9X-CRD-E-0091 | CFG CARD, SE, ELITE, CFG PFL, LF STD, HF STD/SIO/SEOS/FIPS/CAK, 485FDX, LED OFF, FLSH GRN, BZR OFF, OPT TAMP, OPEN COLL, FIPS 200-BIT, IPM OFF, UART OFF, WIEG ON | Ea |  | 1 Year | 30 | 5% | 28.5
69312 | HID | SEC9X-CRD-E-0093 | CFG CARD, SE, ELITE, CFG PFL, LF STD, HF STD/SIO/SEOS, WIEG, LED OFF, FLSH OFF, BZR OFF, OPT TAMP, OPEN COLL, CSN 32-BIT MSB, IPM OFF | Ea |  | 1 Year | 30 | 5% | 28.5
69313 | HID | SEC9X-CRD-E-0095 | CFG CARD, SE, ELITE, CFG PFL, LF STD, HF STD/SIO/SEOS/MIFSPR, C&D, LED RED, FLSH GRN, BZR ON, CSN MIF SUPPR, IPM OFF | Ea |  | 1 Year | 30 | 5% | 28.5
69314 | HID | SEC9X-CRD-E-0096 | CFG CARD, SE, ELITE, CFG PFL, LF STD, HF STD/SIO/SEOS, WIEG, LED RED, FLSH OFF, BZR ON, CSN 26-BIT (W/DEFAULT FC), IPM OFF | Ea |  | 1 Year | 30 | 5% | 28.5
69315 | HID | SEC9X-CRD-E-0097 | CFG CARD, SE, ELITE, CFG PFL, LF STD, HF STD/SIO/SEOS/FIPS/CAK, 485FDX, LED RED, FLSH GRN, BZR ON, OPT TAMP, OPEN COLL, FIPS 200-BIT, 14443A 26-BIT CSN, IPM OFF, UART OFF, WIEG ON | Ea |  | 1 Year | 30 | 5% | 28.5
69316 | HID | SEC9X-CRD-E-0098 | CFG CARD, SE, ELITE, CFG PFL, LF STD, HF STD/SIO/SEOS, WIEG, LED OFF, FLSH OFF, BZR ON, OPT TAMP, OPEN COLL, CSN 26-BIT (W/DEFAULT FC), IPM OFF | Ea |  | 1 Year | 30 | 5% | 28.5
69317 | HID | SEC9X-CRD-E-0099 | CFG CARD, SE, ELITE, CFG PFL, LF STD, HF STD/SIO/SEOS, WIEG, LED OFF, FLSH OFF, BZR ON, OPT TAMP, OPEN COLL, CSN 26-BIT (W/DEFAULT FC), KPF, BFFRD 1 KEY, NO PAR, 4-BIT MSG, IPM OFF | Ea |  | 1 Year | 30 | 5% | 28.5
69318 | HID | SEC9X-CRD-E-009C | CFG CARD, SE, ELITE, CFG PFL, LF OFF, HF STD/SIO/SEOS, WIEG, LED OFF, FLSH GRN, BZR ON, CSN 40-BIT MSB, IPM OFF | Ea |  | 1 Year | 30 | 5% | 28.5
69319 | HID | SEC9X-CRD-E-009D | CFG CARD, SE, ELITE, CFG PFL, LF OFF, HF STD/SIO/SEOS, WIEG, LED RED, FLSH OFF, BZR OFF, CSN 32-BIT MSB, IPM OFF | Ea |  | 1 Year | 30 | 5% | 28.5
69320 | HID | SEC9X-CRD-E-009F | CFG CARD, SE, ELITE, CFG PFL, LF STD, HF STD/SIO/SEOS, WIEG, LED OFF, FLSH OFF, BZR ON, OPT TAMP, OPEN COLL, CSN 32-BIT MSB, KPF, BFFRD 1 KEY, PAR, 6-BIT MSG, IPM OFF | Ea |  | 1 Year | 30 | 5% | 28.5
69321 | HID | SEC9X-CRD-E-009G | CFG CARD, SE, ELITE, CFG PFL, LF STD, HF STD/SIO/SEOS, WIEG, LED RED, FLSH GRN, BZR ON, EM4102 32-BIT, MIFARE CSN SUPPR, WIEG, IPM OFF | Ea |  | 1 Year | 30 | 5% | 28.5
69322 | HID | SEC9X-CRD-E-009J | CFG CARD, SE, ELITE, CFG PFL, LF OFF, HF STD/SIO/SEOS, WIEG, LED OFF, FLSH OFF, BZR ON, CSN 40-BIT MSB, IPM OFF | Ea |  | 1 Year | 30 | 5% | 28.5
69323 | HID | SEC9X-CRD-E-009M | CFG CARD, SE, ELITE, CFG PFL, LF OFF, HF STD/SIO/SEOS, WIEG, LED RED, FLSH GRN, BZR ON, OPT TAMP, OPEN COLL, CSN 26-BIT (W/DEFAULT FC), KPF, BFFRD 1 KEY, NO PAR, 4-BIT MSG, IPM OFF | Ea |  | 1 Year | 30 | 5% | 28.5
69324 | HID | SEC9X-CRD-E-009N | CFG CARD, SE, ELITE, CFG PFL, LF OFF, HF STD/SIO/SEOS/MIFSPR, WIEG, LED OFF, FLSH OFF, BZR ON, OPT TAMP, OPEN COLL, CSN MIF SUPPR, KPF, BFFRD 1 KEY, DOR COMPL, NO PAR, 8-BIT MSG, IPM OFF | Ea |  | 1 Year | 30 | 5% | 28.5
69325 | HID | SEC9X-CRD-E-009P | CFG CARD, SE, ELITE, CFG PFL, LF OFF, HF STD/SIO/SEOS, WIEG, LED RED, FLSH GRN, BZR OFF, CSN 26-BIT (W/DEFAULT FC), KPF, BFFRD 1 TO 5 KEYS, PAR, USER ENTRD FC, 26-BIT MSG, IPM OFF | Ea |  | 1 Year | 30 | 5% | 28.5
69326 | HID | SEC9X-CRD-E-009R | CFG CARD, SE, ELITE, CFG PFL, LF STD, HF STD/SIO/SEOS, WIEG, LED OFF, FLSH OFF, BZR ON, CSN 34-BIT MSB, EM4102 34-BIT, IPM OFF | Ea |  | 1 Year | 30 | 5% | 28.5
69327 | HID | SEC9X-CRD-E-009U | CFG CARD, SE, ELITE, CFG PFL, LF STD, HF STD/SIO/SEOS, WIEG, LED RED, FLSH GRN, BZR ON, OPT TAMP, OPEN COLL, CSN 32-BIT MSB, KPF, BFFRD 1 KEY, DOR COMPL, NO PAR, 8-BIT MSG, IPM OFF | Ea |  | 1 Year | 30 | 5% | 28.5
69328 | HID | SEC9X-CRD-E-009V | CFG CARD, SE, ELITE, CFG PFL, LF STD, HF STD/SIO/SEOS/FIPS/CAK, 485FDX, LED RED, FLSH GRN, BZR ON, OPT TAMP, OPEN COLL, FIPS 75-BIT, KPF, LOCAL PIN VERIFY, IPM OFF, UART OFF, WIEG ON | Ea |  | 1 Year | 30 | 5% | 28.5
69329 | HID | SEC9X-CRD-E-00PT | CFG CARD, SE, ELITE, CFG PFL, LF OFF, HF STD/SIO/SEOS, WIEG, LED OFF, FLSH OFF, BZR ON, OPT TAMP, OPEN COLL, CSN 32-BIT MSB, IPM OFF, ANTIPASSBACK BLUE LED DISABLED | Ea |  | 1 Year | 30 | 5% | 28.5
69330 | HID | SEC9X-CRD-E-00QP | CFG CARD, SE, ELITE, CFG PFL, LF STD, HF STD/SIO/SEOS/MIFSPR, 485HDX, A/V OFF, OSDP V1, OPT TAMP, OPEN COLL, OSDP TAMP ENBLD, TEST KEY, POLL=75MS, CSN MIF SUPPR, KPF, ASCII, BFFRD 1 KEY, EM4102 32-BIT, IPM OFF, UART OFF, WIEG OFF | Ea |  | 1 Year | 30 | 5% | 28.5
69331 | HID | SEC9X-CRD-E-00TP | CFG CARD, SE, ELITE, CFG PFL, LF OFF, HF SIO/SEOS, WIEG, PIG, BLK, LED BLUE, FLSH GRN, BZR ON, OPT TAMP, OPEN COLL, CSN SUPPR, IPM OFF, STD-2/SEOS ICE0695 KEYS | Ea |  | 1 Year | 30 | 5% | 28.5
69332 | HID | SEC9X-CRD-E-00TU | CFG CARD, SE, ELITE, CFG PFL, LF OFF, HF SIO/SEOS, WIEG, PIG, BLK, LED BLUE, FLSH GRN, BZR ON, OPT TAMP, OPEN COLL, CSN SUPPR, KPF, BFFRD 1 KEY, NO PAR, 4-BIT MSG, IPM OFF, STD-2/SEOS ICE0695 KEYS | Ea |  | 1 Year | 30 | 5% | 28.5
69333 | HID | SEC9X-CRD-E-0100 | CFG CARD, SE, ELITE, CFG PFL, LF CST, HF STD/SIO/SEOS, WIEG, LED RED, FLSH GRN, BZR ON, CSN 26-BIT (W/DEFAULT FC), KPF, BFFRD 1 TO 5 KEYS, PAR, USER ENTRD FC, 26-BIT MSG, IPM OFF | Ea |  | 1 Year | 30 | 5% | 28.5
69334 | HID | SEC9X-CRD-E-0104 | CFG CARD, SE, ELITE, CFG PFL, LF OFF, HF STD/SIO/SEOS/FIPS/CAK, 485FDX, LED RED, FLSH OFF, BZR OFF, OPT TAMP, OPEN COLL, FIPS 64-BIT, BCD, IPM OFF, UART OFF, WIEG ON | Ea |  | 1 Year | 30 | 5% | 28.5
69335 | HID | SEC9X-CRD-E-0105 | CFG CARD, SE, ELITE, CFG PFL, LF CST, HF STD/SIO/SEOS, WIEG, LED RED, FLSH GRN, BZR OFF, CSN 37-BIT LSB, IPM OFF | Ea |  | 1 Year | 30 | 5% | 28.5
69336 | HID | SEC9X-CRD-E-0106 | CFG CARD, SE, ELITE, CFG PFL, LF CST, HF STD/SIO/SEOS/FIPS/CAK, 485FDX, LED RED, FLSH GRN, BZR ON, OPT TAMP, OPEN COLL, FIPS 75-BIT, KPF, BFFRD 1 KEY, NO PAR, 4-BIT MSG, IPM OFF, UART OFF, WIEG ON | Ea |  | 1 Year | 30 | 5% | 28.5
69337 | HID | SEC9X-CRD-E-0107 | CFG CARD, SE, ELITE, CFG PFL, LF OFF, HF STD/SIO/SEOS, WIEG, LED RED, FLSH GRN, BZR ON, CSN 34-BIT MSB, KPF, BFFRD 1 KEY, PAR, 6-BIT MSG, IPM OFF | Ea |  | 1 Year | 30 | 5% | 28.5
69338 | HID | SEC9X-CRD-E-0109 | CFG CARD, SE, ELITE, CFG PFL, LF STD, HF STD/SIO/SEOS, WIEG, LED RED, FLSH OFF, BZR ON, CSN 26-BIT (W/DEFAULT FC), KPF, BFFRD 1 TO 5 KEYS, PAR, USER ENTRD FC, 26-BIT MSG, IPM OFF | Ea |  | 1 Year | 30 | 5% | 28.5
69339 | HID | SEC9X-CRD-E-010E | CFG CARD, SE, ELITE, CFG PFL, LF STD, HF STD/SIO/SEOS, WIEG, LED OFF, FLSH OFF, BZR ON, CSN 32-BIT MSB, KPF, BFFRD 1 KEY, PAR, 6-BIT MSG, IPM OFF | Ea |  | 1 Year | 30 | 5% | 28.5
69340 | HID | SEC9X-CRD-E-010G | CFG CARD, SE, ELITE, CFG PFL, LF OFF, HF STD/SIO/SEOS/FIPS/CAK, 485FDX, LED OFF, FLSH OFF, BZR ON, OPT TAMP, OPEN COLL, FIPS 75-BIT, IPM OFF, UART OFF, WIEG ON | Ea |  | 1 Year | 30 | 5% | 28.5
69341 | HID | SEC9X-CRD-E-010H | CFG CARD, SE, ELITE, CFG PFL, LF OFF, HF STD/SIO/SEOS, WIEG, LED RED, FLSH GRN, BZR ON, CSN 34-BIT MSB, KPF, BFFRD 1 TO 5 KEYS, PAR, USER ENTRD FC, 26-BIT MSG, IPM OFF | Ea |  | 1 Year | 30 | 5% | 28.5
69342 | HID | SEC9X-CRD-E-010L | CFG CARD, SE, ELITE, CFG PFL, LF OFF, HF STD/SIO/SEOS, WIEG, LED OFF, FLSH OFF, BZR ON, CSN 32-BIT MSB, KPF, BFFRD 1 TO 5 KEYS, PAR, USER ENTRD FC, 26-BIT MSG, IPM OFF | Ea |  | 1 Year | 30 | 5% | 28.5
69343 | HID | SEC9X-CRD-E-010N | CFG CARD, SE, ELITE, CFG PFL, LF STD, HF STD/SIO/SEOS/FIPS/CAK, 485FDX, LED RED, FLSH OFF, BZR ON, OPT TAMP, OPEN COLL, FIPS 64-BIT, RVRS BCD, KPF, BFFRD 1 KEY, NO PAR, 4-BIT MSG, IPM OFF, UART OFF, WIEG ON | Ea |  | 1 Year | 30 | 5% | 28.5
69344 | HID | SEC9X-CRD-E-010T | CFG CARD, SE, ELITE, CFG PFL, LF OFF, HF STD/SIO/SEOS, WIEG, LED RED, FLSH OFF, BZR ON, CSN 32-BIT MSB, KPF, BFFRD 1 KEY, DOR COMPL, NO PAR, 8-BIT MSG, IPM OFF | Ea |  | 1 Year | 30 | 5% | 28.5
69345 | HID | SEC9X-CRD-E-010U | CFG CARD, SE, ELITE, CFG PFL, LF OFF, HF STD/SIO/SEOS, WIEG, LED RED, FLSH GRN, BZR ON, CSN 32-BIT LSB, KPF, BFFRD 1 KEY, DOR COMPL, NO PAR, 8-BIT MSG, IPM OFF | Ea |  | 1 Year | 30 | 5% | 28.5
69346 | HID | SEC9X-CRD-E-010W | CFG CARD, SE, ELITE, CFG PFL, LF STD, HF STD/SIO/SEOS, WIEG, LED RED, FLSH GRN, BZR ON, EM4102 34-BIT, WIEG, PAR MOD, MIFARE CSN SUPPR, KPF, BFFRD 1 KEY, DOR COMPL, NO PAR, 8-BIT MSG, IPM OFF | Ea |  | 1 Year | 30 | 5% | 28.5
69347 | HID | SEC9X-CRD-E-010Y | CFG CARD, SE, ELITE, CFG PFL, LF STD, HF STD/SIO/SEOS, WIEG, LED OFF, FLSH OFF, BZR ON, CSN 26-BIT (W/DEFAULT FC), IPM OFF | Ea |  | 1 Year | 30 | 5% | 28.5
69348 | HID | SEC9X-CRD-E-0110 | CFG CARD, SE, ELITE, CFG PFL, LF OFF, HF STD/SIO/SEOS/FIPS/CAK, 485FDX, LED RED, FLSH GRN, BZR ON, OPT TAMP, OPEN COLL, FIPS 40-BIT, BCD, IPM OFF, UART OFF, WIEG ON | Ea |  | 1 Year | 30 | 5% | 28.5
69349 | HID | SEC9X-CRD-E-0111 | CFG CARD, SE, ELITE, CFG PFL, LF OFF, HF STD/SIO/SEOS/FIPS/CAK, 485FDX, LED RED, FLSH GRN, BZR OFF, OPT TAMP, OPEN COLL, FIPS 200-BIT, IPM OFF, UART OFF, WIEG ON | Ea |  | 1 Year | 30 | 5% | 28.5
69350 | HID | SEC9X-CRD-E-0112 | CFG CARD, SE, ELITE, CFG PFL, LF CST, HF STD/SIO/SEOS/FIPS/CAK, 485FDX, LED RED, FLSH GRN, BZR ON, OPT TAMP, OPEN COLL, FIPS 75-BIT, KPF, BFFRD 1 KEY, DOR COMPL, NO PAR, 8-BIT MSG, IPM OFF, UART OFF, WIEG ON | Ea |  | 1 Year | 30 | 5% | 28.5
69351 | HID | SEC9X-CRD-E-0113 | CFG CARD, SE, ELITE, CFG PFL, LF CST, HF STD/SIO/SEOS/FIPS/CAK, 485FDX, LED RED, FLSH GRN, BZR ON, OPT TAMP, OPEN COLL, FIPS 75-BIT, KPF, BFFRD 1 TO 5 KEYS, PAR, USER ENTRD FC, 26-BIT MSG, IPM OFF, UART OFF, WIEG ON | Ea |  | 1 Year | 30 | 5% | 28.5
69352 | HID | SEC9X-CRD-E-0118 | CFG CARD, SE, ELITE, CFG PFL, LF STD, HF STD/SIO/SEOS, WIEG, LED OFF, FLSH OFF, BZR ON, OPT TAMP, OPEN COLL, CSN 32-BIT MSB, IPM OFF | Ea |  | 1 Year | 30 | 5% | 28.5
69353 | HID | SEC9X-CRD-E-0119 | CFG CARD, SE, ELITE, CFG PFL, LF STD, HF STD/SIO/SEOS, WIEG, LED RED, FLSH GRN, BZR ON, CSN 32-BIT MSB, KPF, BFFRD 1 KEY, ADD PAR, *=E, #=F, 6-BIT MSG, IPM OFF | Ea |  | 1 Year | 30 | 5% | 28.5
69354 | HID | SEC9X-CRD-E-011A | CFG CARD, SE, ELITE, CFG PFL, LF STD, HF STD/SIO/SEOS, WIEG, LED RED, FLSH OFF, BZR ON, CSN 26-BIT (W/DEFAULT FC), KPF, BFFRD 1 KEY, DOR COMPL, NO PAR, 8-BIT MSG, IPM OFF | Ea |  | 1 Year | 30 | 5% | 28.5
69355 | HID | SEC9X-CRD-E-011B | CFG CARD, SE, ELITE, CFG PFL, LF STD, HF STD/SIO/SEOS/FIPS/CAK, 485FDX, LED RED, FLSH OFF, BZR ON, OPT TAMP, OPEN COLL, FIPS 75-BIT, KPF, BFFRD 1 KEY, NO PAR, 4-BIT MSG, IPM OFF, UART OFF, WIEG ON | Ea |  | 1 Year | 30 | 5% | 28.5
69356 | HID | SEC9X-CRD-E-011C | CFG CARD, SE, ELITE, CFG PFL, LF STD, HF STD/SIO/SEOS, WIEG, LED OFF, FLSH GRN, BZR ON, CSN 32-BIT MSB, EM4102 32-BIT, KPF, BFFRD 1 KEY, DOR COMPL, NO PAR, 8-BIT MSG, IPM OFF | Ea |  | 1 Year | 30 | 5% | 28.5
69357 | HID | SEC9X-CRD-E-011D | CFG CARD, SE, ELITE, CFG PFL, LF STD, HF STD/SIO/SEOS, WIEG, LED RED, FLSH GRN, BZR ON, CSN 56-BIT LSB, IPM OFF | Ea |  | 1 Year | 30 | 5% | 28.5
69358 | HID | SEC9X-CRD-E-011G | CFG CARD, SE, ELITE, CFG PFL, LF OFF, HF STD/SIO/SEOS/FIPS/CAK, 485FDX, LED RED, FLSH GRN, BZR ON, OPT TAMP, OPEN COLL, FIPS 75-BIT, 14443A 56-BIT CSN, KPF, BFFRD 1 KEY, DOR COMPL, NO PAR, 8-BIT MSG, IPM OFF, UART OFF, WIEG ON | Ea |  | 1 Year | 30 | 5% | 28.5
69359 | HID | SEC9X-CRD-E-011H | CFG CARD, SE, ELITE, CFG PFL, LF OFF, HF STD/SIO/SEOS/FIPS/CAK, 485FDX, LED RED, FLSH OFF, BZR ON, OPT TAMP, OPEN COLL, FIPS 75-BIT, KPF, BFFRD 1 KEY, NO PAR, 4-BIT MSG, IPM OFF, UART OFF, WIEG ON | Ea |  | 1 Year | 30 | 5% | 28.5
69360 | HID | SEC9X-CRD-E-011J | CFG CARD, SE, ELITE, CFG PFL, LF OFF, HF STD/SIO/SEOS/FIPS/CAK, 485FDX, LED RED, FLSH GRN, BZR ON, OPT TAMP, OPEN COLL, FIPS 64-BIT, BCD, KPF, BFFRD 1 KEY, PAR, 6-BIT MSG, IPM OFF, UART OFF, WIEG ON | Ea |  | 1 Year | 30 | 5% | 28.5
69361 | HID | SEC9X-CRD-E-011K | CFG CARD, SE, ELITE, CFG PFL, LF OFF, HF STD/SIO/SEOS/FIPS/CAK, 485FDX, LED RED, FLSH GRN, BZR ON, OPT TAMP, OPEN COLL, FIPS 75-BIT, 14443A 56-BIT CSN, KPF, BFFRD 1 KEY, NO PAR, 4-BIT MSG, IPM OFF, UART OFF, WIEG ON | Ea |  | 1 Year | 30 | 5% | 28.5
69362 | HID | SEC9X-CRD-E-011N | CFG CARD, SE, ELITE, CFG PFL, LF STD, HF STD/SIO/SEOS, WIEG, LED RED, FLSH OFF, BZR ON, OPT TAMP, OPEN COLL, CSN 40-BIT MSB, IPM OFF | Ea |  | 1 Year | 30 | 5% | 28.5
69363 | HID | SEC9X-CRD-E-011P | CFG CARD, SE, ELITE, CFG PFL, LF CST, HF STD/SIO/SEOS/FIPS/CAK, 485FDX, LED RED, FLSH GRN, BZR ON, OPT TAMP, OPEN COLL, FIPS 75-BIT, 14443A 56-BIT CSN, IPM OFF, UART OFF, WIEG ON | Ea |  | 1 Year | 30 | 5% | 28.5
69364 | HID | SEC9X-CRD-E-011Q | CFG CARD, SE, ELITE, CFG PFL, LF STD, HF STD/SIO/SEOS, WIEG, LED OFF, FLSH OFF, BZR ON, CSN 34-BIT MSB, KPF, BFFRD 1 KEY, DOR COMPL, NO PAR, 8-BIT MSG, IPM OFF | Ea |  | 1 Year | 30 | 5% | 28.5
69365 | HID | SEC9X-CRD-E-011R | CFG CARD, SE, ELITE, CFG PFL, LF STD, HF STD/SIO/SEOS/FIPS/CAK, 485FDX, LED RED, FLSH GRN, BZR ON, OPT TAMP, OPEN COLL, FIPS 200-BIT, 14443A 26-BIT CSN, KPF, BFFRD 1 KEY, NO PAR, 4-BIT MSG, IPM OFF, UART OFF, WIEG ON | Ea |  | 1 Year | 30 | 5% | 28.5
69366 | HID | SEC9X-CRD-E-011T | CFG CARD, SE, ELITE, CFG PFL, LF STD, HF STD/SIO/SEOS, WIEG, LED RED, FLSH OFF, BZR ON, OPT TAMP, OPEN COLL, CSN 40-BIT MSB, KPF, BFFRD 1 KEY, NO PAR, 4-BIT MSG, IPM OFF | Ea |  | 1 Year | 30 | 5% | 28.5
69367 | HID | SEC9X-CRD-E-011V | CFG CARD, SE, ELITE, CFG PFL, LF STD, HF STD/SIO/SEOS, WIEG, LED RED, FLSH GRN, BZR ON, CSN 32-BIT MSB, EM4102 32-BIT, KPF, BFFRD 1 KEY, DOR COMPL, NO PAR, 8-BIT MSG, IPM OFF | Ea |  | 1 Year | 30 | 5% | 28.5
69368 | HID | SEC9X-CRD-E-011W | CFG CARD, SE, ELITE, CFG PFL, LF STD, HF STD/SIO/SEOS, WIEG, LED RED, FLSH GRN, BZR ON, EM4102 32-BIT, MIFARE CSN SUPPR, WIEG, KPF, BFFRD 1 KEY, NO PAR, 4-BIT MSG, IPM OFF | Ea |  | 1 Year | 30 | 5% | 28.5
69369 | HID | SEC9X-CRD-E-011Y | CFG CARD, SE, ELITE, CFG PFL, LF STD, HF STD/SIO/SEOS/FIPS/CAK, 485FDX, LED RED, FLSH OFF, BZR ON, OPT TAMP, OPEN COLL, FIPS 200-BIT, 14443A 56-BIT CSN, KPF, BFFRD 1 KEY, DOR COMPL, NO PAR, 8-BIT MSG, IPM OFF, UART OFF, WIEG ON | Ea |  | 1 Year | 30 | 5% | 28.5
69370 | HID | SEC9X-CRD-E-0121 | CFG CARD, SE, ELITE, CFG PFL, LF OFF, HF STD/SIO/SEOS/FIPS/CAK, 485FDX, LED RED, FLSH GRN, BZR ON, OPT TAMP, OPEN COLL, FIPS 128-BIT, FASCN + RMV OVRHD, KPF, BFFRD 1 KEY, NO PAR, 4-BIT MSG, IPM OFF, UART OFF, WIEG ON | Ea |  | 1 Year | 30 | 5% | 28.5
69371 | HID | SEC9X-CRD-E-0122 | CFG CARD, SE, ELITE, CFG PFL, LF OFF, HF STD/SIO/SEOS, WIEG, LED RED, FLSH GRN, BZR ON, OPT TAMP, OPEN COLL, CSN 32-BIT MSB, KPF, BFFRD 1 KEY, DOR COMPL, NO PAR, 8-BIT MSG, IPM OFF | Ea |  | 1 Year | 30 | 5% | 28.5
69372 | HID | SEC9X-CRD-E-0123 | CFG CARD, SE, ELITE, CFG PFL, LF OFF, HF STD/SIO/SEOS/FIPS/CAK, 485FDX, LED RED, FLSH GRN, BZR ON, OPT TAMP, OPEN COLL, FIPS 40-BIT, BCD, KPF, BFFRD 1 TO 5 KEYS, PAR, USER ENTRD FC, 26-BIT MSG, IPM OFF, UART OFF, WIEG ON | Ea |  | 1 Year | 30 | 5% | 28.5
69373 | HID | SEC9X-CRD-E-0124 | CFG CARD, SE, ELITE, CFG PFL, LF STD, HF STD/SIO/SEOS, WIEG, LED RED, FLSH OFF, BZR ON, CSN 37-BIT LSB, IPM OFF | Ea |  | 1 Year | 30 | 5% | 28.5
69374 | HID | SEC9X-CRD-E-0125 | CFG CARD, SE, ELITE, CFG PFL, LF STD, HF STD/SIO/SEOS/FIPS/CAK, 485FDX, LED RED, FLSH OFF, BZR ON, OPT TAMP, OPEN COLL, FIPS 64-BIT, BCD, KPF, BFFRD 1 KEY, NO PAR, 4-BIT MSG, IPM OFF, UART OFF, WIEG ON | Ea |  | 1 Year | 30 | 5% | 28.5
69375 | HID | SEC9X-CRD-E-0126 | CFG CARD, SE, ELITE, CFG PFL, LF STD, HF STD/SIO/SEOS, WIEG, LED RED, FLSH GRN, BZR ON, OPT TAMP, OPEN COLL, CSN 32-BIT MSB, KPF, BFFRD 1 KEY, NO PAR, 4-BIT MSG, IPM OFF | Ea |  | 1 Year | 30 | 5% | 28.5
69376 | HID | SEC9X-CRD-E-0127 | CFG CARD, SE, ELITE, CFG PFL, LF STD, HF STD/SIO/SEOS/FIPS/CAK, 485FDX, LED RED, FLSH GRN, BZR ON, OPT TAMP, OPEN COLL, FIPS 40-BIT, BCD, KPF, BFFRD 1 KEY, DOR COMPL, NO PAR, 8-BIT MSG, IPM OFF, UART OFF, WIEG ON | Ea |  | 1 Year | 30 | 5% | 28.5
69377 | HID | SEC9X-CRD-E-012A | CFG CARD, SE, ELITE, CFG PFL, LF STD, HF STD/SIO/SEOS, WIEG, LED RED, FLSH GRN, BZR ON, CSN 40-BIT LSB, EM4102 40-BIT, IPM OFF | Ea |  | 1 Year | 30 | 5% | 28.5
69378 | HID | SEC9X-CRD-E-012B | CFG CARD, SE, ELITE, CFG PFL, LF CST, HF STD/SIO/SEOS, WIEG, LED RED, FLSH OFF, BZR ON, CSN 26-BIT (W/DEFAULT FC), IPM OFF | Ea |  | 1 Year | 30 | 5% | 28.5
69379 | HID | SEC9X-CRD-E-012D | CFG CARD, SE, ELITE, CFG PFL, LF STD, HF STD/SIO/SEOS/FIPS/CAK, 485FDX, LED RED, FLSH GRN, BZR ON, OPT TAMP, OPEN COLL, FIPS 200-BIT, 14443A 26-BIT CSN, KPF, BFFRD 1 KEY, DOR COMPL, NO PAR, 8-BIT MSG, IPM OFF, UART OFF, WIEG ON | Ea |  | 1 Year | 30 | 5% | 28.5
69380 | HID | SEC9X-CRD-E-012G | CFG CARD, SE, ELITE, CFG PFL, LF OFF, HF STD/SIO/SEOS, WIEG, LED OFF, FLSH GRN, BZR ON, CSN 34-BIT MSB, IPM OFF | Ea |  | 1 Year | 30 | 5% | 28.5
69381 | HID | SEC9X-CRD-E-012H | CFG CARD, SE, ELITE, CFG PFL, LF OFF, HF STD/SIO/SEOS, WIEG, LED OFF, FLSH OFF, BZR OFF, CSN 26-BIT (W/DEFAULT FC), KPF, BFFRD 1 KEY, NO PAR, 4-BIT MSG, IPM OFF | Ea |  | 1 Year | 30 | 5% | 28.5
69382 | HID | SEC9X-CRD-E-012J | CFG CARD, SE, ELITE, CFG PFL, LF CST, HF STD/SIO/SEOS, WIEG, LED RED, FLSH GRN, BZR ON, CSN 56-BIT LSB, IPM OFF | Ea |  | 1 Year | 30 | 5% | 28.5
69383 | HID | SEC9X-CRD-E-012K | CFG CARD, SE, ELITE, CFG PFL, LF STD, HF STD/SIO/SEOS/FIPS/CAK, 485FDX, LED RED, FLSH OFF, BZR ON, OPT TAMP, OPEN COLL, FIPS 64-BIT, RVRS BCD, IPM OFF, UART OFF, WIEG ON | Ea |  | 1 Year | 30 | 5% | 28.5
69384 | HID | SEC9X-CRD-E-012L | CFG CARD, SE, ELITE, CFG PFL, LF CST, HF STD/SIO/SEOS, WIEG, LED RED, FLSH GRN, BZR ON, CSN 32-BIT MSB, KPF, BFFRD 1 TO 5 KEYS, PAR, USER ENTRD FC, 26-BIT MSG, IPM OFF | Ea |  | 1 Year | 30 | 5% | 28.5
69385 | HID | SEC9X-CRD-E-012N | CFG CARD, SE, ELITE, CFG PFL, LF STD, HF STD/SIO/SEOS, WIEG, LED RED, FLSH GRN, BZR ON, CSN 40-BIT MSB, KPF, BFFRD 4 KEYS, PAR, 18-BIT MSG, IPM OFF | Ea |  | 1 Year | 30 | 5% | 28.5
69386 | HID | SEC9X-CRD-E-012P | CFG CARD, SE, ELITE, CFG PFL, LF OFF, HF STD/SIO/SEOS, C&D, LED OFF, FLSH OFF, BZR OFF, CSN 32-BIT MSB, IPM OFF | Ea |  | 1 Year | 30 | 5% | 28.5
69387 | HID | SEC9X-CRD-E-012Q | CFG CARD, SE, ELITE, CFG PFL, LF OFF, HF STD/SIO/SEOS, WIEG, LED OFF, FLSH OFF, BZR ON, CSN 56-BIT LSB, IPM OFF | Ea |  | 1 Year | 30 | 5% | 28.5
69388 | HID | SEC9X-CRD-E-012R | CFG CARD, SE, ELITE, CFG PFL, LF OFF, HF STD/SIO/SEOS, WIEG, LED OFF, FLSH GRN, BZR OFF, CSN 26-BIT (W/DEFAULT FC), IPM OFF | Ea |  | 1 Year | 30 | 5% | 28.5
69389 | HID | SEC9X-CRD-E-012T | CFG CARD, SE, ELITE, CFG PFL, LF OFF, HF STD/SIO/SEOS, WIEG, LED RED, FLSH OFF, BZR ON, CSN 37-BIT LSB, IPM OFF | Ea |  | 1 Year | 30 | 5% | 28.5
69390 | HID | SEC9X-CRD-E-012V | CFG CARD, SE, ELITE, CFG PFL, LF OFF, HF STD/SIO/SEOS, WIEG, LED RED, FLSH OFF, BZR ON, CSN 32-BIT LSB, IPM OFF | Ea |  | 1 Year | 30 | 5% | 28.5
69391 | HID | SEC9X-CRD-E-012W | CFG CARD, SE, ELITE, CFG PFL, LF OFF, HF STD/SIO/SEOS/FIPS/CAK, 485FDX, LED RED, FLSH OFF, BZR ON, OPT TAMP, OPEN COLL, FIPS 75-BIT, IPM OFF, UART OFF, WIEG ON | Ea |  | 1 Year | 30 | 5% | 28.5
69392 | HID | SEC9X-CRD-E-012Y | CFG CARD, SE, ELITE, CFG PFL, LF OFF, HF STD/SIO/SEOS, WIEG, LED RED, FLSH OFF, BZR ON, CSN 32-BIT MSB, KPF, BFFRD 1 KEY, NO PAR, 4-BIT MSG, IPM OFF | Ea |  | 1 Year | 30 | 5% | 28.5
69393 | HID | SEC9X-CRD-E-0131 | CFG CARD, SE, ELITE, CFG PFL, LF STD, HF STD/SIO/SEOS/FIPS/CAK, 485FDX, LED RED, FLSH GRN, BZR ON, OPT TAMP, OPEN COLL, FIPS 40-BIT, RVRS BCD, KPF, BFFRD 1 KEY, DOR COMPL, NO PAR, 8-BIT MSG, IPM OFF, UART OFF, WIEG ON | Ea |  | 1 Year | 30 | 5% | 28.5
69394 | HID | SEC9X-CRD-E-0132 | CFG CARD, SE, ELITE, CFG PFL, LF STD, HF STD/SIO/SEOS, WIEG, LED RED, FLSH OFF, BZR ON, CSN 32-BIT MSB, KPF, BFFRD 1 TO 5 KEYS, PAR, USER ENTRD FC, 26-BIT MSG, IPM OFF | Ea |  | 1 Year | 30 | 5% | 28.5
69395 | HID | SEC9X-CRD-E-0133 | CFG CARD, SE, ELITE, CFG PFL, LF STD, HF STD/SIO/SEOS, C&D, LED RED, FLSH GRN, BZR ON, CSN 32-BIT MSB, KPF, BFFRD 1 KEY, NO PAR, 4-BIT MSG, IPM OFF | Ea |  | 1 Year | 30 | 5% | 28.5
69396 | HID | SEC9X-CRD-E-0138 | CFG CARD, SE, ELITE, CFG PFL, LF OFF, HF STD/SIO/SEOS, WIEG, LED OFF, FLSH GRN, BZR ON, OPT TAMP, OPEN COLL, CSN 32-BIT MSB, KPF, BFFRD 1 KEY, DOR COMPL, NO PAR, 8-BIT MSG, IPM OFF | Ea |  | 1 Year | 30 | 5% | 28.5
69397 | HID | SEC9X-CRD-E-0139 | CFG CARD, SE, ELITE, CFG PFL, LF OFF, HF STD/SIO/SEOS/FIPS/CAK, 485FDX, LED RED, FLSH GRN, BZR ON, OPT TAMP, OPEN COLL, FIPS 64-BIT, BCD, KPF, BFFRD 1 KEY, DOR COMPL, NO PAR, 8-BIT MSG, IPM OFF, UART OFF, WIEG ON | Ea |  | 1 Year | 30 | 5% | 28.5
69398 | HID | SEC9X-CRD-E-013A | CFG CARD, SE, ELITE, CFG PFL, LF OFF, HF STD/SIO/SEOS, WIEG, LED RED, FLSH GRN, BZR ON, CSN 34-BIT MSB, KPF, BFFRD 4 KEYS, PAR, 18-BIT MSG, IPM OFF | Ea |  | 1 Year | 30 | 5% | 28.5
69399 | HID | SEC9X-CRD-E-013C | CFG CARD, SE, ELITE, CFG PFL, LF OFF, HF STD/SIO/SEOS, WIEG, LED RED, FLSH OFF, BZR ON, CSN 26-BIT (W/DEFAULT FC), KPF, BFFRD 1 TO 5 KEYS, PAR, USER ENTRD FC, 26-BIT MSG, IPM OFF | Ea |  | 1 Year | 30 | 5% | 28.5
69400 | HID | SEC9X-CRD-E-013D | CFG CARD, SE, ELITE, CFG PFL, LF OFF, HF STD/SIO/SEOS, WIEG, LED OFF, FLSH OFF, BZR ON, CSN 26-BIT (W/DEFAULT FC), KPF, BFFRD 1 KEY, NO PAR, 4-BIT MSG, IPM OFF | Ea |  | 1 Year | 30 | 5% | 28.5
69401 | HID | SEC9X-CRD-E-013E | CFG CARD, SE, ELITE, CFG PFL, LF STD, HF STD/SIO/SEOS/FIPS/CAK, 485FDX, LED OFF, FLSH OFF, BZR OFF, OPT TAMP, OPEN COLL, FIPS 200-BIT, KPF, BFFRD 1 KEY, DOR COMPL, NO PAR, 8-BIT MSG, IPM OFF, UART OFF, WIEG ON | Ea |  | 1 Year | 30 | 5% | 28.5
69402 | HID | SEC9X-CRD-E-013F | CFG CARD, SE, ELITE, CFG PFL, LF STD, HF STD/SIO/SEOS/FIPS/CAK, 485FDX, LED RED, FLSH OFF, BZR ON, OPT TAMP, OPEN COLL, FIPS 200-BIT, KPF, BFFRD 1 TO 5 KEYS, PAR, USER ENTRD FC, 26-BIT MSG, IPM OFF, UART OFF, WIEG ON | Ea |  | 1 Year | 30 | 5% | 28.5
69403 | HID | SEC9X-CRD-E-013G | CFG CARD, SE, ELITE, CFG PFL, LF STD, HF STD/SIO/SEOS/FIPS/CAK, 485FDX, LED RED, FLSH GRN, BZR ON, OPT TAMP, OPEN COLL, FIPS 64-BIT, BCD, KPF, BFFRD 4 KEYS, PAR, 18-BIT MSG, IPM OFF, UART OFF, WIEG ON | Ea |  | 1 Year | 30 | 5% | 28.5
69404 | HID | SEC9X-CRD-E-013H | CFG CARD, SE, ELITE, CFG PFL, LF CST, HF STD/SIO/SEOS, WIEG, LED RED, FLSH GRN, BZR ON, CSN 34-BIT MSB, IPM OFF | Ea |  | 1 Year | 30 | 5% | 28.5
69405 | HID | SEC9X-CRD-E-013P | CFG CARD, SE, ELITE, CFG PFL, LF OFF, HF STD/SIO/SEOS/FIPS/CAK, 485FDX, LED RED, FLSH GRN, BZR ON, OPT TAMP, OPEN COLL, FIPS 40-BIT, RVRS BCD, IPM OFF, UART OFF, WIEG ON | Ea |  | 1 Year | 30 | 5% | 28.5
69406 | HID | SEC9X-CRD-E-013T | CFG CARD, SE, ELITE, CFG PFL, LF OFF, HF STD/SIO/SEOS/FIPS/CAK, 485HDX, LED RED, FLSH GRN, BZR ON, OSDP V1, OPEN COLL, OSDP TAMP ENBLD, TEST KEYS, POLL=75MS, FIPS 200-BIT, KPF, ASCII, BFFRD 1 KEY, IPM OFF, UART OFF, WIEG OFF | Ea |  | 1 Year | 30 | 5% | 28.5
69407 | HID | SEC9X-CRD-E-013V | CFG CARD, SE, ELITE, CFG PFL, LF OFF, HF STD/SIO/SEOS, WIEG, LED RED, FLSH GRN, BZR ON, CSN 40-BIT MSB, KPF, BFFRD 1 KEY, DOR COMPL, NO PAR, 8-BIT MSG, IPM OFF | Ea |  | 1 Year | 30 | 5% | 28.5
69408 | HID | SEC9X-CRD-E-013W | CFG CARD, SE, ELITE, CFG PFL, LF OFF, HF STD/SIO/SEOS/FIPS/CAK, 485FDX, LED RED, FLSH GRN, BZR ON, OPT TAMP, OPEN COLL, FIPS 75-BIT, KPF, BFFRD 1 KEY, DOR COMPL, NO PAR, 8-BIT MSG, IPM OFF, UART OFF, WIEG ON | Ea |  | 1 Year | 30 | 5% | 28.5
69409 | HID | SEC9X-CRD-E-013Y | CFG CARD, SE, ELITE, CFG PFL, LF OFF, HF STD/SIO/SEOS/FIPS/CAK, 485FDX, LED RED, FLSH GRN, BZR ON, OPT TAMP, OPEN COLL, FIPS 200-BIT, 14443A 26-BIT CSN, KPF, BFFRD 1 KEY, DOR COMPL, NO PAR, 8-BIT MSG, IPM OFF, UART OFF, WIEG ON | Ea |  | 1 Year | 30 | 5% | 28.5
69410 | HID | SEC9X-CRD-E-0142 | CFG CARD, SE, ELITE, CFG PFL, LF CST, HF STD/SIO/SEOS/FIPS/CAK, 485FDX, LED RED, FLSH GRN, BZR ON, OPT TAMP, OPEN COLL, FIPS 64-BIT, BCD, IPM OFF | Ea |  | 1 Year | 30 | 5% | 28.5
69411 | HID | SEC9X-CRD-E-0143 | CFG CARD, SE, ELITE, CFG PFL, LF STD, HF STD/SIO/SEOS/FIPS/CAK, 485FDX, LED RED, FLSH OFF, BZR ON, OPT TAMP, OPEN COLL, FIPS 200-BIT, IPM OFF | Ea |  | 1 Year | 30 | 5% | 28.5
69412 | HID | SEC9X-CRD-E-0144 | CFG CARD, SE, ELITE, CFG PFL, LF STD, HF STD/SIO/SEOS/MIFSPR, WIEG, LED RED, FLSH GRN, BZR ON, CSN MIF SUPPR, KPF, BFFRD 1 TO 5 KEYS, PAR, USER ENTRD FC, 26-BIT MSG, IPM OFF | Ea |  | 1 Year | 30 | 5% | 28.5
69413 | HID | SEC9X-CRD-E-0145 | CFG CARD, SE, ELITE, CFG PFL, LF STD, HF STD/SIO/SEOS/FIPS/CAK, 485FDX, LED RED, FLSH OFF, BZR ON, OPT TAMP, OPEN COLL, FIPS 200-BIT, KPF, BFFRD 1 KEY, NO PAR, 4-BIT MSG, IPM OFF | Ea |  | 1 Year | 30 | 5% | 28.5
69414 | HID | SEC9X-CRD-E-0146 | CFG CARD, SE, ELITE, CFG PFL, LF STD, HF STD/SIO/SEOS, WIEG, LED RED, FLSH GRN, BZR ON, CSN 32-BIT MSB, KPF, LOCAL PIN VERIFY, IPM OFF | Ea |  | 1 Year | 30 | 5% | 28.5
69415 | HID | SEC9X-CRD-E-0147 | CFG CARD, SE, ELITE, CFG PFL, LF STD, HF STD/SIO/SEOS, WIEG, LED RED, FLSH GRN, BZR ON, OPT TAMP, OPEN COLL, CSN 26-BIT (W/DEFAULT FC), KPF, BFFRD 1 TO 5 KEYS, PAR, USER ENTRD FC, 26-BIT MSG, IPM OFF | Ea |  | 1 Year | 30 | 5% | 28.5
69416 | HID | SEC9X-CRD-E-0148 | CFG CARD, SE, ELITE, CFG PFL, LF STD, HF STD/SIO/SEOS/FIPS/CAK, 485FDX, LED RED, FLSH GRN, BZR ON, OPT TAMP, OPEN COLL, FIPS 200-BIT, 14443A 26-BIT CSN, KPF, BFFRD 1 TO 5 KEYS, PAR, USER ENTRD FC, 26-BIT MSG, IPM OFF | Ea |  | 1 Year | 30 | 5% | 28.5
69417 | HID | SEC9X-CRD-E-0149 | CFG CARD, SE, ELITE, CFG PFL, LF CST, HF STD/SIO/SEOS, C&D, LED OFF, FLSH OFF, BZR OFF, CSN 32-BIT MSB, KPF, BFFRD 1 KEY, NO PAR, 4-BIT MSG, IPM OFF | Ea |  | 1 Year | 30 | 5% | 28.5
69418 | HID | SEC9X-CRD-E-014A | CFG CARD, SE, ELITE, CFG PFL, LF STD, HF STD/SIO/SEOS, WIEG, LED OFF, FLSH GRN, BZR ON, OPT TAMP, OPEN COLL, CSN 32-BIT MSB, IPM OFF | Ea |  | 1 Year | 30 | 5% | 28.5
69419 | HID | SEC9X-CRD-E-014N | CFG CARD, SE, ELITE, CFG PFL, LF OFF, HF STD/SIO/SEOS, WIEG, LED RED, FLSH GRN, BZR ON, OPT TAMP, OPEN COLL, CSN 34-BIT MSB, IPM OFF | Ea |  | 1 Year | 30 | 5% | 28.5
69420 | HID | SEC9X-CRD-E-014P | CFG CARD, SE, ELITE, CFG PFL, LF OFF, HF STD/SIO/SEOS, WIEG, LED OFF, FLSH GRN, BZR OFF, CSN 32-BIT MSB, IPM OFF | Ea |  | 1 Year | 30 | 5% | 28.5
69421 | HID | SEC9X-CRD-E-014R | CFG CARD, SE, ELITE, CFG PFL, LF OFF, HF STD/SIO/SEOS, WIEG, LED RED, FLSH GRN, BZR ON, OPT TAMP, OPEN COLL, CSN 37-BIT LSB, IPM OFF | Ea |  | 1 Year | 30 | 5% | 28.5
69422 | HID | SEC9X-CRD-E-014T | CFG CARD, SE, ELITE, CFG PFL, LF OFF, HF STD/SIO/SEOS, WIEG, LED OFF, FLSH OFF, BZR OFF, OPT TAMP, OPEN COLL, CSN 56-BIT LSB, KPF, BFFRD 1 KEY, DOR COMPL, NO PAR, 8-BIT MSG, IPM OFF | Ea |  | 1 Year | 30 | 5% | 28.5
69423 | HID | SEC9X-CRD-E-014U | CFG CARD, SE, ELITE, CFG PFL, LF OFF, HF STD/SIO/SEOS, WIEG, LED OFF, FLSH OFF, BZR OFF, CSN 32-BIT MSB, KPF, BFFRD 1 KEY, NO PAR, 4-BIT MSG, IPM OFF | Ea |  | 1 Year | 30 | 5% | 28.5
69424 | HID | SEC9X-CRD-E-014V | CFG CARD, SE, ELITE, CFG PFL, LF OFF, HF STD/SIO/SEOS, WIEG, LED OFF, FLSH OFF, BZR ON, CSN 37-BIT LSB, KPF, BFFRD 1 TO 5 KEYS, PAR, USER ENTRD FC, 26-BIT MSG, IPM OFF | Ea |  | 1 Year | 30 | 5% | 28.5
69425 | HID | SEC9X-CRD-E-014W | CFG CARD, SE, ELITE, CFG PFL, LF OFF, HF STD/SIO/SEOS, WIEG, LED RED, FLSH GRN, BZR ON, CSN 37-BIT LSB, KPF, BFFRD 1 TO 5 KEYS, PAR, USER ENTRD FC, 26-BIT MSG, IPM OFF | Ea |  | 1 Year | 30 | 5% | 28.5
69426 | HID | SEC9X-CRD-E-014Y | CFG CARD, SE, ELITE, CFG PFL, LF OFF, HF STD/SIO/SEOS, WIEG, LED OFF, FLSH OFF, BZR OFF, CSN 26-BIT (W/DEFAULT FC), KPF, LOCAL PIN VERIFY, IPM OFF | Ea |  | 1 Year | 30 | 5% | 28.5
69427 | HID | SEC9X-CRD-E-0150 | CFG CARD, SE, ELITE, CFG PFL, LF OFF, HF STD/SIO/SEOS, WIEG, LED RED, FLSH OFF, BZR ON, CSN 26-BIT (W/DEFAULT FC), KPF, BFFRD 1 KEY, NO PAR, 4-BIT MSG, IPM OFF | Ea |  | 1 Year | 30 | 5% | 28.5
69428 | HID | SEC9X-CRD-E-0151 | CFG CARD, SE, ELITE, CFG PFL, LF OFF, HF STD/SIO/SEOS, WIEG, LED RED, FLSH GRN, BZR ON, CSN 37-BIT LSB, KPF, BFFRD 1 KEY, NO PAR, 4-BIT MSG, IPM OFF | Ea |  | 1 Year | 30 | 5% | 28.5
69429 | HID | SEC9X-CRD-E-0152 | CFG CARD, SE, ELITE, CFG PFL, LF OFF, HF STD/SIO/SEOS, WIEG, LED RED, FLSH OFF, BZR ON, CSN 32-BIT MSB, KPF, BFFRD 1 TO 5 KEYS, PAR, USER ENTRD FC, 26-BIT MSG, IPM OFF | Ea |  | 1 Year | 30 | 5% | 28.5
69430 | HID | SEC9X-CRD-E-0153 | CFG CARD, SE, ELITE, CFG PFL, LF OFF, HF STD/SIO/SEOS, WIEG, LED RED, FLSH GRN, BZR ON, CSN 56-BIT LSB, KPF, BFFRD 1 KEY, NO PAR, 4-BIT MSG, IPM OFF | Ea |  | 1 Year | 30 | 5% | 28.5
69431 | HID | SEC9X-CRD-E-0154 | CFG CARD, SE, ELITE, CFG PFL, LF OFF, HF STD/SIO/SEOS, WIEG, LED RED, FLSH GRN, BZR ON, OPT TAMP, OPEN COLL, CSN 32-BIT MSB, KPF, LOCAL PIN VERIFY, IPM OFF | Ea |  | 1 Year | 30 | 5% | 28.5
69432 | HID | SEC9X-CRD-E-0155 | CFG CARD, SE, ELITE, CFG PFL, LF OFF, HF STD/SIO/SEOS, WIEG, LED RED, FLSH GRN, BZR ON, OPT TAMP, OPEN COLL, CSN 32-BIT MSB, KPF, BFFRD 1 KEY, NO PAR, 4-BIT MSG, IPM OFF | Ea |  | 1 Year | 30 | 5% | 28.5
69433 | HID | SEC9X-CRD-E-0156 | CFG CARD, SE, ELITE, CFG PFL, LF STD, HF STD/SIO/SEOS, WIEG, LED RED, FLSH GRN, BZR ON, OPT TAMP, OPEN COLL, CSN 34-BIT MSB, IPM OFF | Ea |  | 1 Year | 30 | 5% | 28.5
69434 | HID | SEC9X-CRD-E-0157 | CFG CARD, SE, ELITE, CFG PFL, LF STD, HF STD/SIO/SEOS/FIPS/CAK, 485FDX, LED RED, FLSH GRN, BZR ON, OPT TAMP, OPEN COLL, FIPS 14443A 32-BIT CSN, IPM OFF | Ea |  | 1 Year | 30 | 5% | 28.5
69435 | HID | SEC9X-CRD-E-0158 | CFG CARD, SE, ELITE, CFG PFL, LF STD, HF STD/SIO/SEOS/FIPS/CAK, 485FDX, LED OFF, FLSH OFF, BZR OFF, OPT TAMP, OPEN COLL, FIPS 200-BIT, IPM OFF | Ea |  | 1 Year | 30 | 5% | 28.5
69436 | HID | SEC9X-CRD-E-015A | CFG CARD, SE, ELITE, CFG PFL, LF CST, HF STD/SIO/SEOS, WIEG, LED OFF, FLSH GRN, BZR ON, CSN 32-BIT MSB, IPM OFF | Ea |  | 1 Year | 30 | 5% | 28.5
69437 | HID | SEC9X-CRD-E-015B | CFG CARD, SE, ELITE, CFG PFL, LF STD, HF STD/SIO/SEOS, WIEG, LED RED, FLSH OFF, BZR ON, CSN 40-BIT MSB, IPM OFF | Ea |  | 1 Year | 30 | 5% | 28.5
69438 | HID | SEC9X-CRD-E-015D | CFG CARD, SE, ELITE, CFG PFL, LF STD, HF STD/SIO/SEOS/FIPS/CAK, 485FDX, LED OFF, FLSH OFF, BZR OFF, OPT TAMP, OPEN COLL, FIPS 75-BIT, KPF, BFFRD 1 KEY, NO PAR, 4-BIT MSG, IPM OFF | Ea |  | 1 Year | 30 | 5% | 28.5
69439 | HID | SEC9X-CRD-E-015E | CFG CARD, SE, ELITE, CFG PFL, LF STD, HF STD/SIO/SEOS, WIEG, LED RED, FLSH GRN, BZR ON, OPT TAMP, OPEN COLL, CSN 37-BIT LSB, KPF, BFFRD 1 KEY, NO PAR, 4-BIT MSG, IPM OFF | Ea |  | 1 Year | 30 | 5% | 28.5
69440 | HID | SEC9X-CRD-E-015F | CFG CARD, SE, ELITE, CFG PFL, LF CST, HF STD/SIO/SEOS, WIEG, LED RED, FLSH OFF, BZR ON, CSN 32-BIT MSB, KPF, BFFRD 1 TO 5 KEYS, PAR, USER ENTRD FC, 26-BIT MSG, IPM OFF | Ea |  | 1 Year | 30 | 5% | 28.5
69441 | HID | SEC9X-CRD-E-015G | CFG CARD, SE, ELITE, CFG PFL, LF STD, HF STD/SIO/SEOS, WIEG, LED OFF, FLSH OFF, BZR ON, CSN 26-BIT (W/DEFAULT FC), KPF, BFFRD 1 KEY, NO PAR, 4-BIT MSG, IPM OFF | Ea |  | 1 Year | 30 | 5% | 28.5
69442 | HID | SEC9X-CRD-E-015H | CFG CARD, SE, ELITE, CFG PFL, LF STD, HF STD/SIO/SEOS/FIPS/CAK, 485FDX, LED RED, FLSH GRN, BZR ON, OPT TAMP, OPEN COLL, FIPS 40-BIT, BCD, KPF, BFFRD 1 KEY, NO PAR, 4-BIT MSG, IPM OFF | Ea |  | 1 Year | 30 | 5% | 28.5
69443 | HID | SEC9X-CRD-E-015J | CFG CARD, SE, ELITE, CFG PFL, LF STD, HF STD/SIO/SEOS, WIEG, LED OFF, FLSH GRN, BZR ON, CSN 26-BIT (W/DEFAULT FC), EM4102 26-BIT, KPF, BFFRD 1 KEY, DOR COMPL, NO PAR, 8-BIT MSG, IPM OFF | Ea |  | 1 Year | 30 | 5% | 28.5
69444 | HID | SEC9X-CRD-E-015K | CFG CARD, SE, ELITE, CFG PFL, LF STD, HF STD/SIO/SEOS, WIEG, LED OFF, FLSH OFF, BZR OFF, CSN 37-BIT LSB, IPM OFF | Ea |  | 1 Year | 30 | 5% | 28.5
69445 | HID | SEC9X-CRD-E-015L | CFG CARD, SE, ELITE, CFG PFL, LF CST, HF STD/SIO/SEOS, WIEG, LED RED, FLSH GRN, BZR ON, CSN 32-BIT LSB, IPM OFF | Ea |  | 1 Year | 30 | 5% | 28.5
69446 | HID | SEC9X-CRD-E-0162 | CFG CARD, SE, ELITE, CFG PFL, LF STD, HF STD/SIO/SEOS, C&D, LED RED, FLSH GRN, BZR ON, EM4102 ABA, 10-DIG BCD, MIFARE CSN SUPPR, IPM OFF | Ea |  | 1 Year | 30 | 5% | 28.5
69447 | HID | SEC9X-CRD-E-0166 | CFG CARD, SE, ELITE, CFG PFL, LF OFF, HF STD/SIO/SEOS, WIEG, LED OFF, FLSH OFF, BZR ON, CSN 37-BIT LSB, IPM OFF | Ea |  | 1 Year | 30 | 5% | 28.5
69448 | HID | SEC9X-CRD-E-0167 | CFG CARD, SE, ELITE, CFG PFL, LF OFF, HF STD/SIO/SEOS/MIFSPR, WIEG, LED OFF, FLSH OFF, BZR ON, CSN MIF SUPPR, IPM OFF | Ea |  | 1 Year | 30 | 5% | 28.5
69449 | HID | SEC9X-CRD-E-0168 | CFG CARD, SE, ELITE, CFG PFL, LF OFF, HF STD/SIO/SEOS, C&D, LED OFF, FLSH OFF, BZR ON, CSN 32-BIT MSB, IPM OFF | Ea |  | 1 Year | 30 | 5% | 28.5
69450 | HID | SEC9X-CRD-E-016A | CFG CARD, SE, ELITE, CFG PFL, LF OFF, HF STD/SIO/SEOS/FIPS/CAK, 485FDX, LED RED, FLSH OFF, BZR ON, OPT TAMP, OPEN COLL, FIPS 200-BIT, IPM OFF, UART OFF, WIEG ON | Ea |  | 1 Year | 30 | 5% | 28.5
69451 | HID | SEC9X-CRD-E-016K | CFG CARD, SE, ELITE, CFG PFL, LF OFF, HF STD/SIO/SEOS/MIFSPR, WIEG, LED RED, FLSH GRN, BZR ON, OPT TAMP, OPEN COLL, CSN MIF SUPPR, KPF, BFFRD 1 KEY, NO PAR, 4-BIT MSG, IPM OFF | Ea |  | 1 Year | 30 | 5% | 28.5
69452 | HID | SEC9X-CRD-E-016L | CFG CARD, SE, ELITE, CFG PFL, LF OFF, HF STD/SIO/SEOS, WIEG, LED RED, FLSH OFF, BZR ON, OPT TAMP, OPEN COLL, CSN 32-BIT MSB, KPF, BFFRD 1 KEY, DOR COMPL, NO PAR, 8-BIT MSG, IPM OFF | Ea |  | 1 Year | 30 | 5% | 28.5
69453 | HID | SEC9X-CRD-E-016N | CFG CARD, SE, ELITE, CFG PFL, LF OFF, HF STD/SIO/SEOS, WIEG, LED RED, FLSH OFF, BZR ON, CSN 40-BIT MSB, KPF, BFFRD 1 KEY, NO PAR, 4-BIT MSG, IPM OFF | Ea |  | 1 Year | 30 | 5% | 28.5
69454 | HID | SEC9X-CRD-E-016P | CFG CARD, SE, ELITE, CFG PFL, LF OFF, HF STD/SIO/SEOS, WIEG, LED RED, FLSH GRN, BZR ON, CSN 32-BIT MSB, KPF, BFFRD 1 KEY, ADD PAR, *=E, #=F, 6-BIT MSG, IPM OFF | Ea |  | 1 Year | 30 | 5% | 28.5
69455 | HID | SEC9X-CRD-E-016Q | CFG CARD, SE, ELITE, CFG PFL, LF OFF, HF STD/SIO/SEOS, WIEG, LED RED, FLSH GRN, BZR ON, CSN 26-BIT (W/DEFAULT FC), KPF, LOCAL PIN VERIFY, IPM OFF | Ea |  | 1 Year | 30 | 5% | 28.5
69456 | HID | SEC9X-CRD-E-016R | CFG CARD, SE, ELITE, CFG PFL, LF OFF, HF STD/SIO/SEOS, WIEG, LED OFF, FLSH GRN, BZR ON, CSN 26-BIT (W/DEFAULT FC), KPF, BFFRD 1 KEY, DOR COMPL, NO PAR, 8-BIT MSG, IPM OFF | Ea |  | 1 Year | 30 | 5% | 28.5
69457 | HID | SEC9X-CRD-E-016T | CFG CARD, SE, ELITE, CFG PFL, LF OFF, HF STD/SIO/SEOS/FIPS/CAK, 485FDX, LED OFF, FLSH GRN, BZR ON, OPT TAMP, OPEN COLL, FIPS 75-BIT, KPF, BFFRD 1 KEY, NO PAR, 4-BIT MSG, IPM OFF | Ea |  | 1 Year | 30 | 5% | 28.5
69458 | HID | SEC9X-CRD-E-016V | CFG CARD, SE, ELITE, CFG PFL, LF OFF, HF STD/SIO/SEOS/FIPS/CAK, 485FDX, LED RED, FLSH GRN, BZR ON, OPT TAMP, OPEN COLL, FIPS 40-BIT, BCD, KPF, BFFRD 1 KEY, DOR COMPL, NO PAR, 8-BIT MSG, IPM OFF | Ea |  | 1 Year | 30 | 5% | 28.5
69459 | HID | SEC9X-CRD-E-016Y | CFG CARD, SE, ELITE, CFG PFL, LF OFF, HF STD/SIO/SEOS/FIPS/CAK, 485FDX, LED RED, FLSH GRN, BZR ON, OPT TAMP, OPEN COLL, FIPS 200-BIT, 14443A 56-BIT CSN, KPF, BFFRD 1 KEY, DOR COMPL, NO PAR, 8-BIT MSG, IPM OFF | Ea |  | 1 Year | 30 | 5% | 28.5
69460 | HID | SEC9X-CRD-E-0171 | CFG CARD, SE, ELITE, CFG PFL, LF OFF, HF STD/SIO/SEOS/FIPS/CAK, 485FDX, LED OFF, FLSH OFF, BZR ON, OPT TAMP, OPEN COLL, FIPS 64-BIT, RVRS BCD, KPF, BFFRD 1 KEY, DOR COMPL, NO PAR, 8-BIT MSG, IPM OFF | Ea |  | 1 Year | 30 | 5% | 28.5
69461 | HID | SEC9X-CRD-E-0172 | CFG CARD, SE, ELITE, CFG PFL, LF OFF, HF STD/SIO/SEOS/FIPS/CAK, 485FDX, LED RED, FLSH GRN, BZR ON, OPT TAMP, OPEN COLL, FIPS 40-BIT, RVRS BCD, KPF, BFFRD 1 KEY, DOR COMPL, NO PAR, 8-BIT MSG, IPM OFF | Ea |  | 1 Year | 30 | 5% | 28.5
69462 | HID | SEC9X-CRD-E-0177 | CFG CARD, SE, ELITE, CFG PFL, LF OFF, HF STD/SIO/SEOS/FIPS/CAK, 485FDX, LED OFF, FLSH OFF, BZR OFF, OPT TAMP, OPEN COLL, FIPS 64-BIT, RVRS BCD, IPM OFF | Ea |  | 1 Year | 30 | 5% | 28.5
69463 | HID | SEC9X-CRD-E-019D | CFG CARD, SE, ELITE, CFG PFL, LF OFF, HF STD/SIO/SEOS/FIPS/CAK, 485HDX, LED RED, FLSH GRN, BZR ON, OPT TAMP, OPEN COLL, FIPS 64-BIT, RVRS BCD, KPF, BFFRD 1 KEY, NO PAR, 4-BIT MSG, IPM OFF | Ea |  | 1 Year | 30 | 5% | 28.5
69464 | HID | SEC9X-CRD-E-0202 | CFG CARD, SE, ELITE, CFG PFL, LF STD, HF STD/SIO/SEOS/FIPS/CAK, 485FDX, LED RED, FLSH OFF, BZR ON, OPT TAMP, OPEN COLL, FIPS 75-BIT, 14443A 56-BIT CSN, IPM OFF | Ea |  | 1 Year | 30 | 5% | 28.5
69465 | HID | SEC9X-CRD-E-0203 | CFG CARD, SE, ELITE, CFG PFL, LF STD, HF STD/SIO/SEOS/FIPS/CAK, 485FDX, LED OFF, FLSH OFF, BZR OFF, OPT TAMP, OPEN COLL, FIPS 75-BIT, IPM OFF | Ea |  | 1 Year | 30 | 5% | 28.5
69466 | HID | SEC9X-CRD-E-0204 | CFG CARD, SE, ELITE, CFG PFL, LF CST, HF STD/SIO/SEOS/FIPS/CAK, 485FDX, LED OFF, FLSH OFF, BZR ON, OPT TAMP, OPEN COLL, FIPS 75-BIT, IPM OFF | Ea |  | 1 Year | 30 | 5% | 28.5
69467 | HID | SEC9X-CRD-E-0205 | CFG CARD, SE, ELITE, CFG PFL, LF STD, HF STD/SIO/SEOS, WIEG, LED RED, FLSH GRN, BZR ON, EM4102 42-BIT WIEG, PAR MOD, MIFARE CSN SUPPR, IPM OFF | Ea |  | 1 Year | 30 | 5% | 28.5
69468 | HID | SEC9X-CRD-E-0206 | CFG CARD, SE, ELITE, CFG PFL, LF STD, HF STD/SIO/SEOS, WIEG, LED OFF, FLSH GRN, BZR ON, CSN 26-BIT (W/DEFAULT FC), IPM OFF | Ea |  | 1 Year | 30 | 5% | 28.5
69469 | HID | SEC9X-CRD-E-0207 | CFG CARD, SE, ELITE, CFG PFL, LF CST, HF STD/SIO/SEOS/FIPS/CAK, 485FDX, LED RED, FLSH GRN, BZR ON, OPT TAMP, OPEN COLL, FIPS 40-BIT, BCD, IPM OFF | Ea |  | 1 Year | 30 | 5% | 28.5
69470 | HID | SEC9X-CRD-E-0209 | CFG CARD, SE, ELITE, CFG PFL, LF CST, HF STD/SIO/SEOS, C&D, LED OFF, FLSH OFF, BZR OFF, CSN 32-BIT MSB, IPM OFF | Ea |  | 1 Year | 30 | 5% | 28.5
69471 | HID | SEC9X-CRD-E-020A | CFG CARD, SE, ELITE, CFG PFL, LF STD, HF STD/SIO/SEOS/FIPS/CAK, 485FDX, LED RED, FLSH GRN, BZR ON, OPT TAMP, OPEN COLL, FIPS 200-BIT, IPM OFF, UART OFF, C/D ON | Ea |  | 1 Year | 30 | 5% | 28.5
69472 | HID | SEC9X-CRD-E-020B | CFG CARD, SE, ELITE, CFG PFL, LF CST, HF STD/SIO/SEOS/FIPS/CAK, 485FDX, LED RED, FLSH OFF, BZR ON, OPT TAMP, OPEN COLL, FIPS 200-BIT, IPM OFF | Ea |  | 1 Year | 30 | 5% | 28.5
69473 | HID | SEC9X-CRD-E-020C | CFG CARD, SE, ELITE, CFG PFL, LF STD, HF STD/SIO/SEOS, WIEG, LED OFF, FLSH GRN, BZR ON, OPT TAMP, OPEN COLL, CSN 32-BIT MSB, KPF, BFFRD 1 KEY, DOR COMPL, NO PAR, 8-BIT MSG, IPM OFF | Ea |  | 1 Year | 30 | 5% | 28.5
69474 | HID | SEC9X-CRD-E-020D | CFG CARD, SE, ELITE, CFG PFL, LF STD, HF STD/SIO/SEOS/FIPS/CAK, 485FDX, LED OFF, FLSH OFF, BZR ON, OPT TAMP, OPEN COLL, FIPS 64-BIT, RVRS BCD, KPF, BFFRD 1 KEY, DOR COMPL, NO PAR, 8-BIT MSG, IPM OFF | Ea |  | 1 Year | 30 | 5% | 28.5
69475 | HID | SEC9X-CRD-E-020E | CFG CARD, SE, ELITE, CFG PFL, LF STD, HF STD/SIO/SEOS, WIEG, LED OFF, FLSH OFF, BZR ON, OPT TAMP, OPEN COLL, CSN 32-BIT MSB, KPF, BFFRD 1 KEY, NO PAR, 4-BIT MSG, IPM OFF | Ea |  | 1 Year | 30 | 5% | 28.5
69476 | HID | SEC9X-CRD-E-020F | CFG CARD, SE, ELITE, CFG PFL, LF STD, HF STD/SIO/SEOS, WIEG, LED OFF, FLSH OFF, BZR OFF, OPT TAMP, OPEN COLL, CSN 26-BIT (W/DEFAULT FC), KPF, BFFRD 1 TO 5 KEYS, PAR, USER ENTRD FC, 26-BIT MSG, IPM OFF | Ea |  | 1 Year | 30 | 5% | 28.5
69477 | HID | SEC9X-CRD-E-020G | CFG CARD, SE, ELITE, CFG PFL, LF STD, HF STD/SIO/SEOS, WIEG, LED RED, FLSH GRN, BZR ON, CSN 40-BIT MSB, KPF, BFFRD 1 KEY, NO PAR, 4-BIT MSG, IPM OFF | Ea |  | 1 Year | 30 | 5% | 28.5
69478 | HID | SEC9X-CRD-E-020H | CFG CARD, SE, ELITE, CFG PFL, LF STD, HF STD/SIO/SEOS, WIEG, LED RED, FLSH GRN, BZR ON, CSN 37-BIT LSB, KPF, LOCAL PIN VERIFY, IPM OFF | Ea |  | 1 Year | 30 | 5% | 28.5
69479 | HID | SEC9X-CRD-E-020L | CFG CARD, SE, ELITE, CFG PFL, LF STD, HF STD/SIO/SEOS, WIEG, LED RED, FLSH GRN, BZR ON, EM4102 34-BIT, WIEG, PAR MOD, MIFARE CSN SUPPR, KPF, BFFRD 1 KEY, NO PAR, 4-BIT MSG, IPM OFF | Ea |  | 1 Year | 30 | 5% | 28.5
69480 | HID | SEC9X-CRD-E-020P | CFG CARD, SE, ELITE, CFG PFL, LF CST, HF STD/SIO/SEOS, WIEG, LED OFF, FLSH OFF, BZR ON, CSN 32-BIT MSB, KPF, BFFRD 1 KEY, NO PAR, 4-BIT MSG, IPM OFF | Ea |  | 1 Year | 30 | 5% | 28.5
69481 | HID | SEC9X-CRD-E-020Q | CFG CARD, SE, ELITE, CFG PFL, LF STD, HF STD/SIO/SEOS, WIEG, LED RED, FLSH GRN, BZR ON, OPT TAMP, OPEN COLL, CSN 32-BIT MSB, KPF, BFFRD 1 TO 5 KEYS, PAR, USER ENTRD FC, 26-BIT MSG, IPM OFF | Ea |  | 1 Year | 30 | 5% | 28.5
69482 | HID | SEC9X-CRD-E-020R | CFG CARD, SE, ELITE, CFG PFL, LF STD, HF STD/SIO/SEOS/FIPS/CAK, 485FDX, LED RED, FLSH GRN, BZR ON, OPT TAMP, OPEN COLL, FIPS 64-BIT, BCD, KPF, BFFRD 1 KEY, NO PAR, 4-BIT MSG, IPM OFF, UART OFF, WIEG ON | Ea |  | 1 Year | 30 | 5% | 28.5
69483 | HID | SEC9X-CRD-E-020T | CFG CARD, SE, ELITE, CFG PFL, LF STD, HF STD/SIO/SEOS/FIPS/CAK, 485FDX, LED RED, FLSH GRN, BZR ON, OPT TAMP, OPEN COLL, FIPS 64-BIT, BCD, KPF, BFFRD 1 KEY, PAR, 6-BIT MSG, IPM OFF | Ea |  | 1 Year | 30 | 5% | 28.5
69484 | HID | SEC9X-CRD-E-020U | CFG CARD, SE, ELITE, CFG PFL, LF STD, HF STD/SIO/SEOS/FIPS/CAK, 485FDX, LED RED, FLSH GRN, BZR ON, OPT TAMP, OPEN COLL, FIPS 64-BIT, RVRS BCD, KPF, BFFRD 1 TO 5 KEYS, PAR, USER ENTRD FC, 26-BIT MSG, IPM OFF | Ea |  | 1 Year | 30 | 5% | 28.5
69485 | HID | SEC9X-CRD-E-0210 | CFG CARD, SE, ELITE, CFG PFL, LF STD, HF STD/SIO/SEOS/FIPS/CAK, 485FDX, LED OFF, FLSH OFF, BZR ON, OPT TAMP, OPEN COLL, FIPS 200-BIT, KPF, BFFRD 1 TO 5 KEYS, PAR, USER ENTRD FC, 26-BIT MSG, IPM OFF | Ea |  | 1 Year | 30 | 5% | 28.5
69486 | HID | SEC9X-CRD-E-0211 | CFG CARD, SE, ELITE, CFG PFL, LF STD, HF STD/SIO/SEOS, WIEG, LED RED, FLSH GRN, BZR ON, OPT TAMP, OPEN COLL, CSN 32-BIT MSB, KPF, BFFRD 1 KEY, NO PAR, 4-BIT MSG, IPM OFF | Ea |  | 1 Year | 30 | 5% | 28.5
69487 | HID | SEC9X-CRD-E-0212 | CFG CARD, SE, ELITE, CFG PFL, LF STD, HF STD/SIO/SEOS, WIEG, LED RED, FLSH GRN, BZR ON, CSN 34-BIT MSB, KPF, BFFRD 1 KEY, DOR COMPL, NO PAR, 8-BIT MSG, IPM OFF | Ea |  | 1 Year | 30 | 5% | 28.5
69488 | HID | SEC9X-CRD-E-0213 | CFG CARD, SE, ELITE, CFG PFL, LF CST, HF STD/SIO/SEOS, C&D, LED RED, FLSH GRN, BZR ON, CSN 32-BIT MSB, KPF, BFFRD 1 KEY, DOR COMPL, NO PAR, 8-BIT MSG, IPM OFF | Ea |  | 1 Year | 30 | 5% | 28.5
69489 | HID | SEC9X-CRD-E-0214 | CFG CARD, SE, ELITE, CFG PFL, LF STD, HF STD/SIO/SEOS, C&D, LED RED, FLSH GRN, BZR ON, EM4102 ABA, 10-DIG BCD, MIFARE CSN SUPPR, KPF, BFFRD 1 KEY, NO PAR, 4-BIT MSG, IPM OFF | Ea |  | 1 Year | 30 | 5% | 28.5
69490 | HID | SEC9X-CRD-E-0215 | CFG CARD, SE, ELITE, CFG PFL, LF CST, HF STD/SIO/SEOS/FIPS/CAK, 485FDX, LED RED, FLSH GRN, BZR ON, OPT TAMP, OPEN COLL, FIPS 200-BIT, KPF, BFFRD 1 KEY, NO PAR, 4-BIT MSG, IPM OFF | Ea |  | 1 Year | 30 | 5% | 28.5
69491 | HID | SEC9X-CRD-E-0217 | CFG CARD, SE, ELITE, CFG PFL, LF STD, HF STD/SIO/SEOS/FIPS/CAK, 485FDX, LED OFF, FLSH OFF, BZR ON, OPT TAMP, OPEN COLL, FIPS 75-BIT, IPM OFF | Ea |  | 1 Year | 30 | 5% | 28.5
69492 | HID | SEC9X-CRD-E-0218 | CFG CARD, SE, ELITE, CFG PFL, LF STD, HF STD/SIO/SEOS, WIEG, LED RED, FLSH GRN, BZR ON, CSN 34-BIT MSB, EM4102 34-BIT, IPM OFF | Ea |  | 1 Year | 30 | 5% | 28.5
69493 | HID | SEC9X-CRD-E-0219 | CFG CARD, SE, ELITE, CFG PFL, LF STD, HF STD/SIO/SEOS, WIEG, LED RED, FLSH GRN, BZR ON, EM4102, 34-BIT, WIEG, PAR MOD, 34-BIT MIFARE CSN, IPM OFF | Ea |  | 1 Year | 30 | 5% | 28.5
69494 | HID | SEC9X-CRD-E-021A | CFG CARD, SE, ELITE, CFG PFL, LF STD, HF STD/SIO/SEOS, WIEG, LED RED, FLSH OFF, BZR ON, CSN 32-BIT LSB, IPM OFF | Ea |  | 1 Year | 30 | 5% | 28.5
69495 | HID | SEC9X-CRD-E-021B | CFG CARD, SE, ELITE, CFG PFL, LF CST, HF STD/SIO/SEOS/MIFSPR, WIEG, LED RED, FLSH GRN, BZR ON, CSN MIF SUPPR, IPM OFF | Ea |  | 1 Year | 30 | 5% | 28.5
69496 | HID | SEC9X-CRD-E-0220 | CFG CARD, SE, ELITE, CFG PFL, LF OFF, HF STD/SIO/SEOS/FIPS/CAK, 485FDX, LED RED, FLSH GRN, BZR ON, OPT TAMP, OPEN COLL, FIPS 128-BIT, FASCN + RMV OVRHD, IPM OFF, UART OFF, WIEG ON | Ea |  | 1 Year | 30 | 5% | 28.5
69497 | HID | SEC9X-CRD-E-0221 | CFG CARD, SE, ELITE, CFG PFL, LF OFF, HF STD/SIO/SEOS, WIEG, LED RED, FLSH GRN, BZR OFF, CSN 34-BIT MSB, IPM OFF | Ea |  | 1 Year | 30 | 5% | 28.5
69498 | HID | SEC9X-CRD-E-0222 | CFG CARD, SE, ELITE, CFG PFL, LF OFF, HF STD/SIO/SEOS, WIEG, LED OFF, FLSH OFF, BZR OFF, CSN 32-BIT LSB, IPM OFF | Ea |  | 1 Year | 30 | 5% | 28.5
69499 | HID | SEC9X-CRD-E-0223 | CFG CARD, SE, ELITE, CFG PFL, LF OFF, HF STD/SIO/SEOS/MIFSPR, WIEG, LED RED, FLSH OFF, BZR ON, CSN MIF SUPPR, IPM OFF | Ea |  | 1 Year | 30 | 5% | 28.5
69500 | HID | SEC9X-CRD-E-0225 | CFG CARD, SE, ELITE, CFG PFL, LF OFF, HF STD/SIO/SEOS, WIEG, LED RED, FLSH GRN, BZR OFF, CSN 56-BIT LSB, IPM OFF | Ea |  | 1 Year | 30 | 5% | 28.5
69501 | HID | SEC9X-CRD-E-0226 | CFG CARD, SE, ELITE, CFG PFL, LF OFF, HF STD/SIO/SEOS/FIPS/CAK, 485FDX, LED OFF, FLSH GRN, BZR OFF, OPT TAMP, OPEN COLL, FIPS 200-BIT, IPM OFF, UART OFF, WIEG ON | Ea |  | 1 Year | 30 | 5% | 28.5
69502 | HID | SEC9X-CRD-E-0228 | CFG CARD, SE, ELITE, CFG PFL, LF OFF, HF STD/SIO/SEOS/FIPS/CAK, 485FDX, LED OFF, FLSH OFF, BZR ON, OPT TAMP, OPEN COLL, FIPS 200-BIT, 14443A 26-BIT CSN, IPM OFF, UART OFF, WIEG ON | Ea |  | 1 Year | 30 | 5% | 28.5
69503 | HID | SEC9X-CRD-E-0229 | CFG CARD, SE, ELITE, CFG PFL, LF OFF, HF STD/SIO/SEOS, WIEG, LED OFF, FLSH OFF, BZR OFF, CSN 37-BIT LSB, IPM OFF | Ea |  | 1 Year | 30 | 5% | 28.5
69504 | HID | SEC9X-CRD-E-022A | CFG CARD, SE, ELITE, CFG PFL, LF OFF, HF STD/SIO/SEOS, WIEG, LED RED, FLSH GRN, BZR OFF, CSN 37-BIT LSB, IPM OFF | Ea |  | 1 Year | 30 | 5% | 28.5
69505 | HID | SEC9X-CRD-E-022L | CFG CARD, SE, ELITE, CFG PFL, LF OFF, HF STD/SIO/SEOS/FIPS/CAK, 485FDX, LED RED, FLSH GRN, BZR ON, OPT TAMP, OPEN COLL, FIPS 75-BIT, IPM OFF, UART OFF, C/D ON | Ea |  | 1 Year | 30 | 5% | 28.5
69506 | HID | SEC9X-CRD-E-022M | CFG CARD, SE, ELITE, CFG PFL, LF OFF, HF STD/SIO/SEOS/FIPS/CAK, 485FDX, LED RED, FLSH GRN, BZR ON, OPT TAMP, OPEN COLL, FIPS 200-BIT, IPM OFF, UART OFF, C/D ON | Ea |  | 1 Year | 30 | 5% | 28.5
69507 | HID | SEC9X-CRD-E-022N | CFG CARD, SE, ELITE, CFG PFL, LF OFF, HF STD/SIO/SEOS/FIPS/CAK, 485FDX, LED OFF, FLSH OFF, BZR OFF, OPT TAMP, OPEN COLL, FIPS 40-BIT, BCD, IPM OFF, UART OFF, WIEG ON | Ea |  | 1 Year | 30 | 5% | 28.5
69508 | HID | SEC9X-CRD-E-022T | CFG CARD, SE, ELITE, CFG PFL, LF OFF, HF STD/SIO/SEOS, C&D, LED RED, FLSH OFF, BZR OFF, CSN 32-BIT MSB, IPM OFF | Ea |  | 1 Year | 30 | 5% | 28.5
69509 | HID | SEC9X-CRD-E-022U | CFG CARD, SE, ELITE, CFG PFL, LF OFF, HF STD/SIO/SEOS, WIEG, LED OFF, FLSH GRN, BZR ON, CSN 56-BIT LSB, IPM OFF | Ea |  | 1 Year | 30 | 5% | 28.5
69510 | HID | SEC9X-CRD-E-022V | CFG CARD, SE, ELITE, CFG PFL, LF OFF, HF STD/SIO/SEOS, WIEG, LED OFF, FLSH GRN, BZR ON, CSN 32-BIT LSB, IPM OFF | Ea |  | 1 Year | 30 | 5% | 28.5
69511 | HID | SEC9X-CRD-E-0235 | CFG CARD, SE, ELITE, CFG PFL, LF STD, HF STD/SIO/SEOS, C&D, LED OFF, FLSH GRN, BZR OFF, CSN 32-BIT MSB, IPM OFF | Ea |  | 1 Year | 30 | 5% | 28.5
69512 | HID | SEC9X-CRD-E-023C | CFG CARD, SE, ELITE, CFG PFL, LF STD, HF STD/SIO/SEOS, WIEG, LED RED, FLSH GRN, BZR OFF, EM4102 26-BIT, MIFARE CSN SUPPR, WIEG, IPM OFF | Ea |  | 1 Year | 30 | 5% | 28.5
69513 | HID | SEC9X-CRD-E-023D | CFG CARD, SE, ELITE, CFG PFL, LF STD, HF STD/SIO/SEOS, WIEG, LED RED, FLSH OFF, BZR ON, EM4102 26-BIT, MIFARE CSN SUPPR, WIEG, IPM OFF | Ea |  | 1 Year | 30 | 5% | 28.5
69514 | HID | SEC9X-CRD-E-023E | CFG CARD, SE, ELITE, CFG PFL, LF STD, HF STD/SIO/SEOS/FIPS/CAK, 485FDX, LED RED, FLSH GRN, BZR ON, OPT TAMP, OPEN COLL, FIPS 40-BIT, RVRS BCD, IPM OFF, UART OFF, WIEG ON | Ea |  | 1 Year | 30 | 5% | 28.5
69515 | HID | SEC9X-CRD-E-023F | CFG CARD, SE, ELITE, CFG PFL, LF STD, HF STD/SIO/SEOS, WIEG, LED RED, FLSH GRN, BZR ON, OPT TAMP, OPEN COLL, CSN 37-BIT LSB, IPM OFF | Ea |  | 1 Year | 30 | 5% | 28.5
69516 | HID | SEC9X-CRD-E-023G | CFG CARD, SE, ELITE, CFG PFL, LF STD, HF STD/SIO/SEOS, WIEG, LED OFF, FLSH GRN, BZR ON, CSN 32-BIT LSB, IPM OFF | Ea |  | 1 Year | 30 | 5% | 28.5
69517 | HID | SEC9X-CRD-E-023H | CFG CARD, SE, ELITE, CFG PFL, LF STD, HF STD/SIO/SEOS, WIEG, LED OFF, FLSH GRN, BZR OFF, CSN 26-BIT (W/DEFAULT FC), IPM OFF | Ea |  | 1 Year | 30 | 5% | 28.5
69518 | HID | SEC9X-CRD-E-023K | CFG CARD, SE, ELITE, CFG PFL, LF CST, HF STD/SIO/SEOS, WIEG, LED RED, FLSH GRN, BZR ON, CSN 37-BIT LSB, IPM OFF | Ea |  | 1 Year | 30 | 5% | 28.5
69519 | HID | SEC9X-CRD-E-023M | CFG CARD, SE, ELITE, CFG PFL, LF CST, HF STD/SIO/SEOS/FIPS/CAK, 485FDX, LED RED, FLSH GRN, BZR ON, OPT TAMP, OPEN COLL, IPM OFF, UART OFF, WIEG ON | Ea |  | 1 Year | 30 | 5% | 28.5
69520 | HID | SEC9X-CRD-E-023P | CFG CARD, SE, ELITE, CFG PFL, LF STD, HF STD/SIO/SEOS, WIEG, LED RED, FLSH GRN, BZR ON, EM4102 40-BIT(RAW), MIFARE CSN SUPPR, WIEG, IPM OFF | Ea |  | 1 Year | 30 | 5% | 28.5
69521 | HID | SEC9X-CRD-E-023Q | CFG CARD, SE, ELITE, CFG PFL, LF STD, HF STD/SIO/SEOS, WIEG, LED RED, FLSH GRN, BZR ON, EM4102 34-BIT, WIEG, PAR MOD, MIFARE CSN SUPPR, IPM OFF | Ea |  | 1 Year | 30 | 5% | 28.5
69522 | HID | SEC9X-CRD-E-023R | CFG CARD, SE, ELITE, CFG PFL, LF STD, HF STD/SIO/SEOS, WIEG, LED RED, FLSH GRN, BZR ON, OPT TAMP, OPEN COLL, CSN 32-BIT MSB, IPM OFF | Ea |  | 1 Year | 30 | 5% | 28.5
69523 | HID | SEC9X-CRD-E-023U | CFG CARD, SE, ELITE, CFG PFL, LF STD, HF STD/SIO/SEOS/FIPS/CAK, 485FDX, LED RED, FLSH GRN, BZR ON, OPT TAMP, OPEN COLL, IPM OFF, UART OFF, WIEG ON | Ea |  | 1 Year | 30 | 5% | 28.5
69524 | HID | SEC9X-CRD-E-0243 | CFG CARD, SE, ELITE, CFG PFL, LF STD, HF STD/SIO/SEOS, WIEG, LED RED, FLSH OFF, BZR ON, OPT TAMP, OPEN COLL, CSN 32-BIT MSB, IPM OFF | Ea |  | 1 Year | 30 | 5% | 28.5
69525 | HID | SEC9X-CRD-E-0244 | CFG CARD, SE, ELITE, CFG PFL, LF STD, HF STD/SIO/SEOS/FIPS/CAK, 485FDX, LED RED, FLSH OFF, BZR OFF, OPT TAMP, OPEN COLL, FIPS 64-BIT, RVRS BCD, IPM OFF, UART OFF, WIEG ON | Ea |  | 1 Year | 30 | 5% | 28.5
69526 | HID | SEC9X-CRD-E-0245 | CFG CARD, SE, ELITE, CFG PFL, LF STD, HF STD/SIO/SEOS/FIPS/CAK, 485FDX, LED OFF, FLSH OFF, BZR ON, OPT TAMP, OPEN COLL, FIPS 64-BIT, RVRS BCD, IPM OFF, UART OFF, WIEG ON | Ea |  | 1 Year | 30 | 5% | 28.5
69527 | HID | SEC9X-CRD-E-0246 | CFG CARD, SE, ELITE, CFG PFL, LF OFF, HF STD/SIO/SEOS/FIPS/CAK, 485FDX, LED RED, FLSH GRN, BZR OFF, OPT TAMP, OPEN COLL, FIPS 75-BIT, KPF, BFFRD 1 KEY, DOR COMPL, NO PAR, 8-BIT MSG, IPM OFF, UART OFF, WIEG ON | Ea |  | 1 Year | 30 | 5% | 28.5
69528 | HID | SEC9X-CRD-E-0247 | CFG CARD, SE, ELITE, CFG PFL, LF OFF, HF STD/SIO/SEOS/FIPS/CAK, 485FDX, LED RED, FLSH OFF, BZR ON, OPT TAMP, OPEN COLL, FIPS 200-BIT, KPF, BFFRD 1 KEY, DOR COMPL, NO PAR, 8-BIT MSG, IPM OFF, UART OFF, WIEG ON | Ea |  | 1 Year | 30 | 5% | 28.5
69529 | HID | SEC9X-CRD-E-0248 | CFG CARD, SE, ELITE, CFG PFL, LF OFF, HF STD/SIO/SEOS/FIPS/CAK, 485FDX, LED RED, FLSH OFF, BZR ON, OPT TAMP, OPEN COLL, FIPS 75-BIT, KPF, BFFRD 1 KEY, DOR COMPL, NO PAR, 8-BIT MSG, IPM OFF, UART OFF, WIEG ON | Ea |  | 1 Year | 30 | 5% | 28.5
69530 | HID | SEC9X-CRD-E-0249 | CFG CARD, SE, ELITE, CFG PFL, LF OFF, HF STD/SIO/SEOS/FIPS/CAK, 485FDX, LED OFF, FLSH OFF, BZR ON, OPT TAMP, OPEN COLL, FIPS 64-BIT, BCD, KPF, BFFRD 1 KEY, DOR COMPL, NO PAR, 8-BIT MSG, IPM OFF, UART OFF, WIEG ON | Ea |  | 1 Year | 30 | 5% | 28.5
69531 | HID | SEC9X-CRD-E-024A | CFG CARD, SE, ELITE, CFG PFL, LF OFF, HF STD/SIO/SEOS/FIPS/CAK, 485FDX, LED RED, FLSH GRN, BZR OFF, OPT TAMP, OPEN COLL, FIPS 64-BIT, BCD, KPF, BFFRD 4 KEYS, PAR, 18-BIT MSG, IPM OFF, UART OFF, WIEG ON | Ea |  | 1 Year | 30 | 5% | 28.5
69532 | HID | SEC9X-CRD-E-024B | CFG CARD, SE, ELITE, CFG PFL, LF OFF, HF STD/SIO/SEOS/FIPS/CAK, 485FDX, LED RED, FLSH OFF, BZR ON, OPT TAMP, OPEN COLL, FIPS 64-BIT, BCD, KPF, BFFRD 1 KEY, DOR COMPL, NO PAR, 8-BIT MSG, IPM OFF, UART OFF, WIEG ON | Ea |  | 1 Year | 30 | 5% | 28.5
69533 | HID | SEC9X-CRD-E-024C | CFG CARD, SE, ELITE, CFG PFL, LF OFF, HF STD/SIO/SEOS, WIEG, LED RED, FLSH GRN, BZR ON, CSN 32-BIT MSB, KPF, BFFRD 4 KEYS, PAR, 18-BIT MSG, IPM OFF | Ea |  | 1 Year | 30 | 5% | 28.5
69534 | HID | SEC9X-CRD-E-024D | CFG CARD, SE, ELITE, CFG PFL, LF OFF, HF STD/SIO/SEOS, WIEG, LED RED, FLSH GRN, BZR ON, CSN 26-BIT (W/DEFAULT FC), KPF, BFFRD 4 KEYS, PAR, 18-BIT MSG, IPM OFF | Ea |  | 1 Year | 30 | 5% | 28.5
69535 | HID | SEC9X-CRD-E-024E | CFG CARD, SE, ELITE, CFG PFL, LF OFF, HF STD/SIO/SEOS/MIFSPR, WIEG, LED OFF, FLSH GRN, BZR ON, OPT TAMP, OPEN COLL, CSN MIF SUPPR, KPF, BFFRD 1 TO 5 KEYS, PAR, USER ENTRD FC, 26-BIT MSG, IPM OFF | Ea |  | 1 Year | 30 | 5% | 28.5
69536 | HID | SEC9X-CRD-E-024G | CFG CARD, SE, ELITE, CFG PFL, LF OFF, HF STD/SIO/SEOS, WIEG, LED OFF, FLSH OFF, BZR ON, CSN 26-BIT (W/DEFAULT FC), KPF, BFFRD 1 KEY, DOR COMPL, NO PAR, 8-BIT MSG, IPM OFF | Ea |  | 1 Year | 30 | 5% | 28.5
69537 | HID | SEC9X-CRD-E-024H | CFG CARD, SE, ELITE, CFG PFL, LF OFF, HF STD/SIO/SEOS, WIEG, LED RED, FLSH GRN, BZR ON, CSN 32-BIT MSB, KPF, BFFRD 1 TO 11 KEYS, NO PAR, 4- TO 44-BIT MSG, IPM OFF | Ea |  | 1 Year | 30 | 5% | 28.5
69538 | HID | SEC9X-CRD-E-024J | CFG CARD, SE, ELITE, CFG PFL, LF OFF, HF STD/SIO/SEOS/FIPS/CAK, 485FDX, LED RED, FLSH GRN, BZR ON, OPT TAMP, OPEN COLL, FIPS 200-BIT, KPF, BFFRD 1 TO 5 KEYS, PAR, USER ENTRD FC, 26-BIT MSG, IPM OFF, UART OFF, WIEG ON | Ea |  | 1 Year | 30 | 5% | 28.5
69539 | HID | SEC9X-CRD-E-024K | CFG CARD, SE, ELITE, CFG PFL, LF OFF, HF STD/SIO/SEOS/FIPS/CAK, 485FDX, LED RED, FLSH GRN, BZR ON, OPT TAMP, OPEN COLL, KPF, BFFRD 1 KEY, DOR COMPL, NO PAR, 8-BIT MSG, IPM OFF, UART OFF, WIEG ON | Ea |  | 1 Year | 30 | 5% | 28.5
69540 | HID | SEC9X-CRD-E-024L | CFG CARD, SE, ELITE, CFG PFL, LF OFF, HF STD/SIO/SEOS, WIEG, LED RED, FLSH GRN, BZR ON, OPT TAMP, OPEN COLL, CSN 32-BIT MSB, KPF, BFFRD 1 TO 5 KEYS, PAR, USER ENTRD FC, 26-BIT MSG, IPM OFF | Ea |  | 1 Year | 30 | 5% | 28.5
69541 | HID | SEC9X-CRD-E-024M | CFG CARD, SE, ELITE, CFG PFL, LF OFF, HF STD/SIO/SEOS, WIEG, LED RED, FLSH OFF, BZR ON, CSN 32-BIT LSB, KPF, BFFRD 1 KEY, NO PAR, 4-BIT MSG, IPM OFF | Ea |  | 1 Year | 30 | 5% | 28.5
69542 | HID | SEC9X-CRD-E-024N | CFG CARD, SE, ELITE, CFG PFL, LF OFF, HF STD/SIO/SEOS, WIEG, LED RED, FLSH OFF, BZR ON, CSN 37-BIT LSB, KPF, BFFRD 1 TO 5 KEYS, PAR, USER ENTRD FC, 26-BIT MSG, IPM OFF | Ea |  | 1 Year | 30 | 5% | 28.5
69543 | HID | SEC9X-CRD-E-024P | CFG CARD, SE, ELITE, CFG PFL, LF OFF, HF STD/SIO/SEOS, WIEG, LED RED, FLSH GRN, BZR ON, CSN 40-BIT MSB, KPF, BFFRD 1 TO 5 KEYS, PAR, USER ENTRD FC, 26-BIT MSG, IPM OFF | Ea |  | 1 Year | 30 | 5% | 28.5
69544 | HID | SEC9X-CRD-E-024T | CFG CARD, SE, ELITE, CFG PFL, LF OFF, HF STD/SIO/SEOS/MIFSPR, WIEG, LED OFF, FLSH OFF, BZR OFF, CSN MIF SUPPR, KPF, BFFRD 1 KEY, NO PAR, 4-BIT MSG, IPM OFF | Ea |  | 1 Year | 30 | 5% | 28.5
69545 | HID | SEC9X-CRD-E-0255 | CFG CARD, SE, ELITE, CFG PFL, LF STD, HF STD/SIO/SEOS, C&D, LED RED, FLSH GRN, BZR ON, CSN 32-BIT MSB, KPF, BFFRD 1 KEY, DOR COMPL, NO PAR, 8-BIT MSG, IPM OFF | Ea |  | 1 Year | 30 | 5% | 28.5
69546 | HID | SEC9X-CRD-E-0256 | CFG CARD, SE, ELITE, CFG PFL, LF STD, HF STD/SIO/SEOS, C&D, LED RED, FLSH GRN, BZR ON, CSN 26-BIT (W/DEFAULT FC), KPF, BFFRD 1 KEY, PAR, 6-BIT MSG, IPM OFF | Ea |  | 1 Year | 30 | 5% | 28.5
69547 | HID | SEC9X-CRD-E-025Y | CFG CARD, SE, ELITE, CFG PFL, LF STD, HF STD/SIO/SEOS/MIFSPR, WIEG, LED RED, FLSH OFF, BZR ON, CSN MIF SUPPR, KPF, BFFRD 1 KEY, NO PAR, 4-BIT MSG, IPM OFF | Ea |  | 1 Year | 30 | 5% | 28.5
69548 | HID | SEC9X-CRD-E-0261 | CFG CARD, SE, ELITE, CFG PFL, LF CST, HF STD/SIO/SEOS/FIPS/CAK, 485FDX, LED RED, FLSH GRN, BZR ON, OPT TAMP, OPEN COLL, KPF, BFFRD 1 KEY, DOR COMPL, NO PAR, 8-BIT MSG, IPM OFF, UART OFF, WIEG ON | Ea |  | 1 Year | 30 | 5% | 28.5
69549 | HID | SEC9X-CRD-E-0262 | CFG CARD, SE, ELITE, CFG PFL, LF CST, HF STD/SIO/SEOS, WIEG, LED RED, FLSH OFF, BZR ON, CSN 34-BIT MSB, KPF, BFFRD 1 KEY, NO PAR, 4-BIT MSG, IPM OFF | Ea |  | 1 Year | 30 | 5% | 28.5
69550 | HID | SEC9X-CRD-E-0263 | CFG CARD, SE, ELITE, CFG PFL, LF CST, HF STD/SIO/SEOS, WIEG, LED RED, FLSH OFF, BZR OFF, CSN 32-BIT MSB, KPF, BFFRD 1 KEY, DOR COMPL, NO PAR, 8-BIT MSG, IPM OFF | Ea |  | 1 Year | 30 | 5% | 28.5
69551 | HID | SEC9X-CRD-E-0267 | CFG CARD, SE, ELITE, CFG PFL, LF STD, HF STD/SIO/SEOS, WIEG, LED RED, FLSH GRN, BZR ON, CSN 34-BIT MSB, EM4102 34-BIT, KPF, BFFRD 1 KEY, DOR COMPL, NO PAR, 8-BIT MSG, IPM OFF | Ea |  | 1 Year | 30 | 5% | 28.5
69552 | HID | SEC9X-CRD-E-0269 | CFG CARD, SE, ELITE, CFG PFL, LF STD, HF STD/SIO/SEOS, WIEG, LED RED, FLSH GRN, BZR ON, EM4102 42-BIT, MIFARE CSN SUPPR, WIEG, KPF, BFFRD 1 KEY, NO PAR, 4-BIT MSG, IPM OFF | Ea |  | 1 Year | 30 | 5% | 28.5
69553 | HID | SEC9X-CRD-E-026A | CFG CARD, SE, ELITE, CFG PFL, LF STD, HF STD/SIO/SEOS, WIEG, LED RED, FLSH GRN, BZR ON, EM4102 42-BIT WIEG, PAR MOD, MIFARE CSN SUPPR, KPF, BFFRD 1 KEY, NO PAR, 4-BIT MSG, IPM OFF | Ea |  | 1 Year | 30 | 5% | 28.5
69554 | HID | SEC9X-CRD-E-026B | CFG CARD, SE, ELITE, CFG PFL, LF STD, HF STD/SIO/SEOS, WIEG, LED RED, FLSH GRN, BZR ON, EM4102, 34-BIT, WIEG, PAR MOD, 34-BIT MIFARE CSN, KPF, BFFRD 1 KEY, NO PAR, 4-BIT MSG, IPM OFF | Ea |  | 1 Year | 30 | 5% | 28.5
69555 | HID | SEC9X-CRD-E-026E | CFG CARD, SE, ELITE, CFG PFL, LF STD, HF STD/SIO/SEOS, WIEG, LED RED, FLSH GRN, BZR ON, CSN 32-BIT MSB, KPF, BFFRD 1 KEY, PAR, 6-BIT MSG, IPM OFF | Ea |  | 1 Year | 30 | 5% | 28.5
69556 | HID | SEC9X-CRD-E-026F | CFG CARD, SE, ELITE, CFG PFL, LF STD, HF STD/SIO/SEOS, WIEG, LED RED, FLSH GRN, BZR ON, CSN 32-BIT MSB, KPF, BFFRD 4 KEYS, PAR, 18-BIT MSG, IPM OFF | Ea |  | 1 Year | 30 | 5% | 28.5
69557 | HID | SEC9X-CRD-E-026G | CFG CARD, SE, ELITE, CFG PFL, LF STD, HF STD/SIO/SEOS, WIEG, LED RED, FLSH GRN, BZR ON, CSN 32-BIT MSB, KPF, BFFRD 1 TO 11 KEYS, NO PAR, 4- TO 44-BIT MSG, IPM OFF | Ea |  | 1 Year | 30 | 5% | 28.5
69558 | HID | SEC9X-CRD-E-026H | CFG CARD, SE, ELITE, CFG PFL, LF STD, HF STD/SIO/SEOS/FIPS/CAK, 485FDX, LED RED, FLSH GRN, BZR ON, OPT TAMP, OPEN COLL, FIPS 200-BIT, KPF, BFFRD 1 KEY, ADD PAR, *=E, #=F, 6-BIT MSG, IPM OFF, UART OFF, WIEG ON | Ea |  | 1 Year | 30 | 5% | 28.5
69559 | HID | SEC9X-CRD-E-026J | CFG CARD, SE, ELITE, CFG PFL, LF STD, HF STD/SIO/SEOS/FIPS/CAK, 485FDX, LED RED, FLSH GRN, BZR ON, OPT TAMP, OPEN COLL, FIPS 40-BIT, BCD, KPF, BFFRD 1 TO 5 KEYS, PAR, USER ENTRD FC, 26-BIT MSG, IPM OFF, UART OFF, WIEG ON | Ea |  | 1 Year | 30 | 5% | 28.5
69560 | HID | SEC9X-CRD-E-026L | CFG CARD, SE, ELITE, CFG PFL, LF STD, HF STD/SIO/SEOS/FIPS/CAK, 485FDX, LED RED, FLSH GRN, BZR ON, OPT TAMP, OPEN COLL, FIPS 75-BIT, 14443A 56-BIT CSN, KPF, BFFRD 1 KEY, DOR COMPL, NO PAR, 8-BIT MSG, IPM OFF, UART OFF, WIEG ON | Ea |  | 1 Year | 30 | 5% | 28.5
69561 | HID | SEC9X-CRD-E-026M | CFG CARD, SE, ELITE, CFG PFL, LF STD, HF STD/SIO/SEOS/FIPS/CAK, 485FDX, LED RED, FLSH GRN, BZR ON, OPT TAMP, OPEN COLL, KPF, BFFRD 1 KEY, DOR COMPL, NO PAR, 8-BIT MSG, IPM OFF, UART OFF, WIEG ON | Ea |  | 1 Year | 30 | 5% | 28.5
69562 | HID | SEC9X-CRD-E-026N | CFG CARD, SE, ELITE, CFG PFL, LF STD, HF STD/SIO/SEOS/FIPS/CAK, 485FDX, LED RED, FLSH GRN, BZR ON, OPT TAMP, OPEN COLL, FIPS 14443A 32-BIT CSN, KPF, BFFRD 1 KEY, DOR COMPL, NO PAR, 8-BIT MSG, IPM OFF, UART OFF, WIEG ON | Ea |  | 1 Year | 30 | 5% | 28.5
69563 | HID | SEC9X-CRD-E-026Q | CFG CARD, SE, ELITE, CFG PFL, LF STD, HF STD/SIO/SEOS, WIEG, LED RED, FLSH GRN, BZR ON, OPT TAMP, OPEN COLL, CSN 26-BIT (W/DEFAULT FC), KPF, BFFRD 1 KEY, DOR COMPL, NO PAR, 8-BIT MSG, IPM OFF | Ea |  | 1 Year | 30 | 5% | 28.5
69564 | HID | SEC9X-CRD-E-026V | CFG CARD, SE, ELITE, CFG PFL, LF STD, HF STD/SIO/SEOS/FIPS/CAK, 485FDX, LED RED, FLSH GRN, BZR ON, OPT TAMP, OPEN COLL, FIPS 40-BIT, RVRS BCD, KPF, BFFRD 1 KEY, NO PAR, 4-BIT MSG, IPM OFF, UART OFF, WIEG ON | Ea |  | 1 Year | 30 | 5% | 28.5
69565 | HID | SEC9X-CRD-E-026W | CFG CARD, SE, ELITE, CFG PFL, LF STD, HF STD/SIO/SEOS/FIPS/CAK, 485FDX, LED RED, FLSH GRN, BZR OFF, OPT TAMP, OPEN COLL, FIPS 75-BIT, KPF, BFFRD 1 KEY, NO PAR, 4-BIT MSG, IPM OFF, UART OFF, WIEG ON | Ea |  | 1 Year | 30 | 5% | 28.5
69566 | HID | SEC9X-CRD-E-026Y | CFG CARD, SE, ELITE, CFG PFL, LF STD, HF STD/SIO/SEOS/FIPS/CAK, 485FDX, LED OFF, FLSH GRN, BZR ON, OPT TAMP, OPEN COLL, FIPS 200-BIT, KPF, BFFRD 1 KEY, NO PAR, 4-BIT MSG, IPM OFF, UART OFF, WIEG ON | Ea |  | 1 Year | 30 | 5% | 28.5
69567 | HID | SEC9X-CRD-E-0270 | CFG CARD, SE, ELITE, CFG PFL, LF STD, HF STD/SIO/SEOS/FIPS/CAK, 485FDX, LED OFF, FLSH GRN, BZR ON, OPT TAMP, OPEN COLL, FIPS 200-BIT, 14443A 56-BIT CSN, KPF, BFFRD 1 KEY, NO PAR, 4-BIT MSG, IPM OFF, UART OFF, WIEG ON | Ea |  | 1 Year | 30 | 5% | 28.5
69568 | HID | SEC9X-CRD-E-0271 | CFG CARD, SE, ELITE, CFG PFL, LF STD, HF STD/SIO/SEOS, WIEG, LED RED, FLSH OFF, BZR ON, OPT TAMP, OPEN COLL, CSN 32-BIT MSB, KPF, BFFRD 1 KEY, NO PAR, 4-BIT MSG, IPM OFF | Ea |  | 1 Year | 30 | 5% | 28.5
69569 | HID | SEC9X-CRD-E-0272 | CFG CARD, SE, ELITE, CFG PFL, LF STD, HF STD/SIO/SEOS, WIEG, LED OFF, FLSH OFF, BZR ON, CSN 26-BIT (W/DEFAULT FC), KPF, BFFRD 1 TO 5 KEYS, PAR, USER ENTRD FC, 26-BIT MSG, IPM OFF | Ea |  | 1 Year | 30 | 5% | 28.5
69570 | HID | SEC9X-CRD-E-0273 | CFG CARD, SE, ELITE, CFG PFL, LF STD, HF STD/SIO/SEOS/FIPS/CAK, 485FDX, LED OFF, FLSH OFF, BZR ON, OPT TAMP, OPEN COLL, FIPS 200-BIT, KPF, BFFRD 1 KEY, NO PAR, 4-BIT MSG, IPM OFF, UART OFF, WIEG ON | Ea |  | 1 Year | 30 | 5% | 28.5
69571 | HID | SEC9X-CRD-E-0274 | CFG CARD, SE, ELITE, CFG PFL, LF STD, HF STD/SIO/SEOS/FIPS/CAK, 485FDX, LED OFF, FLSH OFF, BZR ON, OPT TAMP, OPEN COLL, FIPS 75-BIT, KPF, BFFRD 1 KEY, DOR COMPL, NO PAR, 8-BIT MSG, IPM OFF, UART OFF, WIEG ON | Ea |  | 1 Year | 30 | 5% | 28.5
69572 | HID | SEC9X-CRD-E-027E | CFG CARD, SE, ELITE, CFG PFL, LF STD, HF STD/SIO/SEOS, C&D, LED RED, FLSH OFF, BZR OFF, CSN 32-BIT MSB, IPM OFF | Ea |  | 1 Year | 30 | 5% | 28.5
69573 | HID | SEC9X-CRD-E-027F | CFG CARD, SE, ELITE, CFG PFL, LF STD, HF STD/SIO/SEOS/FIPS/CAK, 485FDX, LED RED, FLSH GRN, BZR OFF, OPT TAMP, OPEN COLL, FIPS 75-BIT, IPM OFF, UART OFF, WIEG ON | Ea |  | 1 Year | 30 | 5% | 28.5
69574 | HID | SEC9X-CRD-E-027G | CFG CARD, SE, ELITE, CFG PFL, LF STD, HF STD/SIO/SEOS, WIEG, LED OFF, FLSH GRN, BZR OFF, CSN 32-BIT MSB, IPM OFF | Ea |  | 1 Year | 30 | 5% | 28.5
69575 | HID | SEC9X-CRD-E-027H | CFG CARD, SE, ELITE, CFG PFL, LF CST, HF STD/SIO/SEOS, WIEG, LED RED, FLSH OFF, BZR OFF, CSN 32-BIT MSB, IPM OFF | Ea |  | 1 Year | 30 | 5% | 28.5
69576 | HID | SEC9X-CRD-E-027K | CFG CARD, SE, ELITE, CFG PFL, LF STD, HF STD/SIO/SEOS/FIPS/CAK, 485FDX, LED RED, FLSH GRN, BZR OFF, OPT TAMP, OPEN COLL, FIPS 200-BIT, IPM OFF, UART OFF, WIEG ON | Ea |  | 1 Year | 30 | 5% | 28.5
69577 | HID | SEC9X-CRD-E-027L | CFG CARD, SE, ELITE, CFG PFL, LF STD, HF STD/SIO/SEOS, WIEG, LED RED, FLSH GRN, BZR OFF, CSN 56-BIT LSB, IPM OFF | Ea |  | 1 Year | 30 | 5% | 28.5
69578 | HID | SEC9X-CRD-E-027N | CFG CARD, SE, ELITE, CFG PFL, LF STD, HF STD/SIO/SEOS, WIEG, LED OFF, FLSH OFF, BZR OFF, CSN 34-BIT MSB, IPM OFF | Ea |  | 1 Year | 30 | 5% | 28.5
69579 | HID | SEC9X-CRD-E-028B | CFG CARD, SE, ELITE, CFG PFL, LF OFF, HF STD/SIO/SEOS, C&D, LED RED, FLSH GRN, BZR ON, OPT TAMP, OPEN COLL, CSN 32-BIT MSB, KPF, BFFRD 1 KEY, NO PAR, 4-BIT MSG, IPM OFF | Ea |  | 1 Year | 30 | 5% | 28.5
69580 | HID | SEC9X-CRD-E-032C | CFG CARD, SE, ELITE, CFG, PFL,14443A - SIO/SEOS (ANY),PICO15693 - SIO/ICLASS STD,ASK, FSK, PSK, FELICA-NON OCTO - CSN 64BIT, FELICA-OCTO - CSN 64BIT,FELICA-EZ LINK - CSN 64BIT | Ea |  | 1 Year | 30 | 5% | 28.5
69581 | HID | SEC9X-CRD-E-032N | CFG CARD, SE, ELITE, CFG PFL, LF STD, HF STD/SIO/SEOS/FIPS/CAK, 485HDX, LED RED, FLSH GRN, BZR ON, OPT TAMP, OPEN COLL, FIPS 200-BIT, KPF, BFFRD 1 KEY, NO PAR, 4-BIT MSG, IPM OFF, UART OFF, WIEG ON | Ea |  | 1 Year | 30 | 5% | 28.5
69582 | HID | SEC9X-CRD-E-032P | CFG CARD, SE, ELITE, CFG PFL, LF STD, HF STD/SIO/SEOS/FIPS/CAK/PKI, 485HDX, LED RED, FLSH GRN, BZR ON, OPT TAMP, OPEN COLL, FIPS 200-BIT, KPF, BFFRD 1 KEY, NO PAR, 4-BIT MSG, LCD 1F, IPM OFF, UART OFF, WIEG ON | Ea |  | 1 Year | 30 | 5% | 28.5
69583 | HID | SEC9X-CRD-E-032Q | CFG CARD, SE, ELITE, CFG PFL, LF OFF, HF STD/SIO/SEOS/FIPS/CAK, 485HDX, LED RED, FLSH GRN, BZR ON, OPT TAMP, OPEN COLL, FIPS 200-BIT, IPM OFF, UART OFF, WIEG ON | Ea |  | 1 Year | 30 | 5% | 28.5
69584 | HID | SEC9X-CRD-E-032R | CFG CARD, SE, ELITE, CFG PFL, LF OFF, HF STD/SIO/SEOS/FIPS/CAK, 485HDX, LED RED, FLSH GRN, BZR ON, OPT TAMP, OPEN COLL, FIPS 200-BIT, KPF, BFFRD 1 KEY, NO PAR, 4-BIT MSG, IPM OFF, UART OFF, WIEG ON | Ea |  | 1 Year | 30 | 5% | 28.5
69585 | HID | SEC9X-CRD-E-032T | CFG CARD, SE, ELITE, CFG PFL, LF OFF, HF STD/SIO/SEOS/FIPS/CAK/PKI, 485HDX, LED RED, FLSH GRN, BZR ON, OPT TAMP, OPEN COLL, FIPS 200-BIT, KPF, BFFRD 1 KEY, NO PAR, 4-BIT MSG, LCD 1F, IPM OFF, UART OFF, WIEG ON | Ea |  | 1 Year | 30 | 5% | 28.5
69586 | HID | SEC9X-CRD-E-032U | CFG CARD, SE, ELITE, CFG PFL, LF STD, HF STD/SIO/SEOS/FIPS/CAK, 485HDX, LED RED, FLSH GRN, BZR ON, OPT TAMP, OPEN COLL, FIPS 200-BIT, IPM OFF, UART OFF, WIEG ON | Ea |  | 1 Year | 30 | 5% | 28.5
69587 | HID | SEC9X-CRD-E-032V | CFG CARD, SE, ELITE, CFG PFL, LF OFF, HF STD/SIO/SEOS/FIPS/CAK, 485FDX, LED RED, FLSH GRN, BZR ON, OPT TAMP, OPEN COLL, LCD 1F, IPM OFF, UART ON, WIEG OFF | Ea |  | 1 Year | 30 | 5% | 28.5
69588 | HID | SEC9X-CRD-E-032W | CFG CARD, SE, ELITE, CFG PFL, LF STD, HF STD/SIO/SEOS/FIPS/CAK, 485FDX, LED RED, FLSH GRN, BZR ON, OPT TAMP, OPEN COLL, FIPS 200-BIT, KPF, BFFRD 1 KEY, NO PAR, 4-BIT MSG, IPM OFF, UART OFF, WIEG ON | Ea |  | 1 Year | 30 | 5% | 28.5
69589 | HID | SEC9X-CRD-E-032Y | CFG CARD, SE, ELITE, CFG PFL, LF OFF, HF STD/SIO/SEOS/FIPS/CAK, 485FDX, LED RED, FLSH GRN, BZR ON, OPT TAMP, OPEN COLL, IPM OFF, UART ON, WIEG OFF | Ea |  | 1 Year | 30 | 5% | 28.5
69590 | HID | SEC9X-CRD-E-0330 | CFG CARD, SE, ELITE, CFG PFL, LF OFF, HF STD/SIO/SEOS/FIPS/CAK, 485HDX, OSDP V1, OPEN COLL, OSDP TAMP ENBLD, TEST KEYS, POLL=75MS, A/V OFF, FIPS 75-BIT, IPM OFF, UART OFF, WIEG OFF | Ea |  | 1 Year | 30 | 5% | 28.5
69591 | HID | SEC9X-CRD-E-0331 | CFG CARD, SE, ELITE, CFG PFL, LF OFF, HF STD/SIO/SEOS/FIPS/CAK, 485HDX, OSDP V1, OPEN COLL, OSDP TAMP ENBLD, TEST KEYS, POLL=75MS, A/V OFF, FIPS 64-BIT, BCD, IPM OFF, UART OFF, WIEG OFF | Ea |  | 1 Year | 30 | 5% | 28.5
69592 | HID | SEC9X-CRD-E-0332 | CFG CARD, SE, ELITE, CFG PFL, LF STD, HF STD/SIO/SEOS/FIPS/CAK, 485HDX, OSDP V1, OPEN COLL, OSDP TAMP ENBLD, TEST KEYS, POLL=75MS, A/V OFF, FIPS 75-BIT, IPM OFF, UART OFF, WIEG OFF | Ea |  | 1 Year | 30 | 5% | 28.5
69593 | HID | SEC9X-CRD-E-0333 | CFG CARD, SE, ELITE, CFG PFL, LF OFF, HF STD/SIO/SEOS/FIPS/CAK/PKI, 485FDX, LED RED, FLSH GRN, BZR ON, OPT TAMP, OPEN COLL, FIPS 75-BIT, KPF, BFFRD 1 KEY, NO PAR, 4-BIT MSG, LCD 1F, IPM OFF, UART OFF, WIEG ON | Ea |  | 1 Year | 30 | 5% | 28.5
69594 | HID | SEC9X-CRD-E-0334 | CFG CARD, SE, ELITE, CFG PFL, LF OFF, HF STD/SIO/SEOS/FIPS/CAK/PKI, 485FDX, LED RED, FLSH GRN, BZR ON, OPT TAMP, OPEN COLL, FIPS 64-BIT, BCD, KPF, BFFRD 1 KEY, NO PAR, 4-BIT MSG, LCD 1F, IPM OFF, UART OFF, WIEG ON | Ea |  | 1 Year | 30 | 5% | 28.5
69595 | HID | SEC9X-CRD-E-0335 | CFG CARD, SE, ELITE, CFG PFL, LF STD, HF STD/SIO/SEOS/FIPS/CAK, 485HDX, OSDP V1, OPEN COLL, OSDP TAMP ENBLD, TEST KEYS, POLL=75MS, A/V OFF, FIPS 64-BIT, BCD, IPM OFF, UART OFF, WIEG OFF | Ea |  | 1 Year | 30 | 5% | 28.5
69596 | HID | SEC9X-CRD-E-0336 | CFG CARD, SE, ELITE, CFG PFL, LF OFF, HF STD/SIO/SEOS/FIPS/CAK, 485HDX, LED RED, FLSH GRN, BZR ON, OPT TAMP, OPEN COLL, FIPS 75-BIT, IPM OFF, UART OFF, WIEG ON | Ea |  | 1 Year | 30 | 5% | 28.5
69597 | HID | SEC9X-CRD-E-0337 | CFG CARD, SE, ELITE, CFG PFL, LF OFF, HF STD/SIO/SEOS/FIPS/CAK, 485HDX, LED RED, FLSH GRN, BZR ON, OPT TAMP, OPEN COLL, FIPS 64-BIT, BCD, IPM OFF, UART OFF, WIEG ON | Ea |  | 1 Year | 30 | 5% | 28.5
69598 | HID | SEC9X-CRD-E-0338 | CFG CARD, SE, ELITE, CFG PFL, LF STD, HF STD/SIO/SEOS/FIPS/CAK, 485HDX, LED RED, FLSH GRN, BZR ON, OPT TAMP, OPEN COLL, FIPS 75-BIT, IPM OFF, UART OFF, WIEG ON | Ea |  | 1 Year | 30 | 5% | 28.5
69599 | HID | SEC9X-CRD-E-0339 | CFG CARD, SE, ELITE, CFG PFL, LF STD, HF STD/SIO/SEOS/FIPS/CAK, 485HDX, LED RED, FLSH GRN, BZR ON, OPT TAMP, OPEN COLL, FIPS 64-BIT, BCD, IPM OFF, UART OFF, WIEG ON | Ea |  | 1 Year | 30 | 5% | 28.5
69600 | HID | SEC9X-CRD-E-033A | CFG CARD, SE, ELITE, CFG PFL, LF OFF, HF STD/SIO/SEOS/FIPS/CAK, 485FDX, LED RED, FLSH GRN, BZR ON, OPT TAMP, OPEN COLL, IPM OFF, UART ON, WIEG OFF | Ea |  | 1 Year | 30 | 5% | 28.5
69601 | HID | SEC9X-CRD-E-033B | CFG CARD, SE, ELITE, CFG PFL, LF STD, HF STD/SIO/SEOS/FIPS/CAK, 485FDX, LED RED, FLSH GRN, BZR ON, OPT TAMP, OPEN COLL, IPM OFF, UART ON, WIEG OFF | Ea |  | 1 Year | 30 | 5% | 28.5
69602 | HID | SEC9X-CRD-E-033C | CFG CARD, SE, ELITE, CFG PFL, LF OFF, HF STD/SIO/SEOS/FIPS/CAK, 485HDX, OSDP V1, OPEN COLL, OSDP TAMP ENBLD, TEST KEYS, POLL=75MS, A/V OFF, KPF, ASCII, BFFRD 1 KEY, FIPS 75-BIT, IPM OFF, UART OFF, WIEG OFF | Ea |  | 1 Year | 30 | 5% | 28.5
69603 | HID | SEC9X-CRD-E-033D | CFG CARD, SE, ELITE, CFG PFL, LF OFF, HF STD/SIO/SEOS/FIPS/CAK, 485HDX, OSDP V1, OPEN COLL, OSDP TAMP ENBLD, TEST KEYS, POLL=75MS, FIPS 64-BIT, BCD, A/V OFF, KPF, ASCII, BFFRD 1 KEY, IPM OFF, UART OFF, WIEG OFF | Ea |  | 1 Year | 30 | 5% | 28.5
69604 | HID | SEC9X-CRD-E-033E | CFG CARD, SE, ELITE, CFG PFL, LF OFF, HF STD/SIO/SEOS/FIPS/CAK, 485HDX, LED RED, FLSH GRN, BZR ON, OPT TAMP, OPEN COLL, FIPS 75-BIT, KPF, BFFRD 1 KEY, NO PAR, 4-BIT MSG, IPM OFF, UART OFF, WIEG ON | Ea |  | 1 Year | 30 | 5% | 28.5
69605 | HID | SEC9X-CRD-E-033F | CFG CARD, SE, ELITE, CFG PFL, LF OFF, HF STD/SIO/SEOS/FIPS/CAK, 485HDX, LED RED, FLSH GRN, BZR ON, OPT TAMP, OPEN COLL, FIPS 64-BIT, BCD, KPF, BFFRD 1 KEY, NO PAR, 4-BIT MSG, IPM OFF, UART OFF, WIEG ON | Ea |  | 1 Year | 30 | 5% | 28.5
69606 | HID | SEC9X-CRD-E-033G | CFG CARD, SE, ELITE, CFG PFL, LF STD, HF STD/SIO/SEOS/FIPS/CAK, 485HDX, OSDP V1, OPEN COLL, OSDP TAMP ENBLD, TEST KEYS, POLL=75MS, FIPS 75-BIT, A/V OFF, KPF, ASCII, BFFRD 1 KEY, IPM OFF, UART OFF, WIEG OFF | Ea |  | 1 Year | 30 | 5% | 28.5
69607 | HID | SEC9X-CRD-E-033H | CFG CARD, SE, ELITE, CFG PFL, 485HDX, OSDP V1, OPEN COLL, OSDP TAMP ENBLD, TEST KEYS, POLL=75MS, FIPS 64-BIT, BCD, KPF, ASCII, BFFRD 1 KEY, IPM OFF, UART OFF, WIEG OFF | Ea |  | 1 Year | 30 | 5% | 28.5
69608 | HID | SEC9X-CRD-E-033J | CFG CARD, SE, ELITE, CFG PFL, LF STD, HF STD/SIO/SEOS/FIPS/CAK, 485HDX, LED RED, FLSH GRN, BZR ON, OPT TAMP, OPEN COLL, FIPS 75-BIT, KPF, BFFRD 1 KEY, NO PAR, 4-BIT MSG, IPM OFF, UART OFF, WIEG ON | Ea |  | 1 Year | 30 | 5% | 28.5
69609 | HID | SEC9X-CRD-E-033K | CFG CARD, SE, ELITE, CFG PFL, LF STD, HF STD/SIO/SEOS/FIPS/CAK, 485HDX, LED RED, FLSH GRN, BZR ON, OPT TAMP, OPEN COLL, FIPS 64-BIT, BCD, KPF, BFFRD 1 KEY, NO PAR, 4-BIT MSG, IPM OFF, UART OFF, WIEG ON | Ea |  | 1 Year | 30 | 5% | 28.5
69610 | HID | SEC9X-CRD-E-033L | CFG CARD, SE, ELITE, CFG PFL, LF OFF, HF STD/SIO/SEOS/FIPS/CAK/PKI, 485HDX, OSDP V1, OPEN COLL, OSDP TAMP ENBLD, TEST KEYS, POLL=75MS, FIPS 75-BIT, KPF, ASCII, BFFRD 1 KEY, LCD 1F, IPM OFF, UART OFF, WIEG OFF | Ea |  | 1 Year | 30 | 5% | 28.5
69611 | HID | SEC9X-CRD-E-033M | CFG CARD, SE, ELITE, CFG PFL, LF OFF, HF STD/SIO/SEOS/FIPS/CAK/PKI, 485HDX, OSDP V1, OPEN COLL, OSDP TAMP ENBLD, TEST KEYS, POLL=75MS, FIPS 64-BIT, BCD, KPF, ASCII, BFFRD 1 KEY, LCD 1F, IPM OFF, UART OFF, WIEG OFF | Ea |  | 1 Year | 30 | 5% | 28.5
69612 | HID | SEC9X-CRD-E-033N | CFG CARD, SE, ELITE, CFG PFL, LF OFF, HF STD/SIO/SEOS/FIPS/CAK/PKI, 485HDX, LED RED, FLSH GRN, BZR ON, OPT TAMP, OPEN COLL, FIPS 75-BIT, KPF, BFFRD 1 KEY, NO PAR, 4-BIT MSG, LCD 1F, IPM OFF, UART OFF, WIEG ON | Ea |  | 1 Year | 30 | 5% | 28.5
69613 | HID | SEC9X-CRD-E-033P | CFG CARD, SE, ELITE, CFG PFL, LF OFF, HF STD/SIO/SEOS/FIPS/CAK/PKI, 485HDX, LED RED, FLSH GRN, BZR ON, OPT TAMP, OPEN COLL, FIPS 64-BIT, BCD, KPF, BFFRD 1 KEY, NO PAR, 4-BIT MSG, LCD 1F, IPM OFF, UART OFF, WIEG ON | Ea |  | 1 Year | 30 | 5% | 28.5
69614 | HID | SEC9X-CRD-E-033Q | CFG CARD, SE, ELITE, CFG PFL, LF STD, HF STD/SIO/SEOS/FIPS/CAK/PKI, 485HDX, OSDP V1, OPEN COLL, OSDP TAMP ENBLD, TEST KEYS, POLL=75MS, FIPS 75-BIT, KPF, ASCII, BFFRD 1 KEY, LCD 1F, IPM OFF, UART OFF, WIEG OFF | Ea |  | 1 Year | 30 | 5% | 28.5
69615 | HID | SEC9X-CRD-E-033R | CFG CARD, SE, ELITE, CFG PFL, LF STD, HF STD/SIO/SEOS/FIPS/CAK/PKI, 485HDX, OSDP V1, OPEN COLL, OSDP TAMP ENBLD, TEST KEYS, POLL=75MS, FIPS 64-BIT, BCD, KPF, ASCII, BFFRD 1 KEY, LCD 1F, IPM OFF, UART OFF, WIEG OFF | Ea |  | 1 Year | 30 | 5% | 28.5
69616 | HID | SEC9X-CRD-E-033T | CFG CARD, SE, ELITE, CFG PFL, LF STD, HF STD/SIO/SEOS/FIPS/CAK/PKI, 485HDX, LED RED, FLSH GRN, BZR ON, OPT TAMP, OPEN COLL, FIPS 75-BIT, KPF, BFFRD 1 KEY, NO PAR, 4-BIT MSG, LCD 1F, IPM OFF, UART OFF, WIEG ON | Ea |  | 1 Year | 30 | 5% | 28.5
69617 | HID | SEC9X-CRD-E-033U | CFG CARD, SE, ELITE, CFG PFL, LF STD, HF STD/SIO/SEOS/FIPS/CAK/PKI, 485HDX, LED RED, FLSH GRN, BZR ON, OPT TAMP, OPEN COLL, FIPS 64-BIT, BCD, KPF, BFFRD 1 KEY, NO PAR, 4-BIT MSG, LCD 1F, IPM OFF, UART OFF, WIEG ON | Ea |  | 1 Year | 30 | 5% | 28.5
69618 | HID | SEC9X-CRD-E-0346 | CFG CARD, SE, ELITE, CFG PFL, NO PROX, SIO (P15693), OSDP V1 PROTO, TEST KEYS, LED IDLE RED, A/V OFF, 75MS AUTO MODE POLL, OPT TMPR OPEN COLL + OSDP NOTIFY, MEDIA OUTPUT DISABLED, IPM OFF, RCMP CFG | Ea |  | 1 Year | 30 | 5% | 28.5
69619 | HID | SEC9X-CRD-E-034M | CFG CARD, SE, ELITE, CFG PFL, LF CST, HF STD/SIO/SEOS, WIEG, LED RED, FLSH OFF, BZR ON, CSN 32-BIT MSB, KPF, BFFRD 1 KEY, DOR COMPL, NO PAR, 8-BIT MSG, IPM OFF | Ea |  | 1 Year | 30 | 5% | 28.5
69620 | HID | SEC9X-CRD-E-034P | CFG CARD, SE, ELITE, CFG PFL, LF STD, HF STD/SIO/SEOS, WIEG, LED RED, FLSH GRN, BZR ON, CSN 37-BIT LSB, KPF, BFFRD 1 KEY, DOR COMPL, NO PAR, 8-BIT MSG, IPM OFF | Ea |  | 1 Year | 30 | 5% | 28.5
69621 | HID | SEC9X-CRD-E-034Q | CFG CARD, SE, ELITE, CFG PFL, LF CST, HF STD/SIO/SEOS, WIEG, LED OFF, FLSH OFF, BZR OFF, CSN 32-BIT MSB, IPM OFF | Ea |  | 1 Year | 30 | 5% | 28.5
69622 | HID | SEC9X-CRD-E-034R | CFG CARD, SE, ELITE, CFG PFL, LF STD, HF STD/SIO/SEOS, WIEG, LED RED, FLSH GRN, BZR ON, CSN 26-BIT (W/DEFAULT FC), EM4102 26-BIT, IPM OFF | Ea |  | 1 Year | 30 | 5% | 28.5
69623 | HID | SEC9X-CRD-E-034V | CFG CARD, SE, ELITE, CFG PFL, LF OFF, HF STD/SIO/SEOS, WIEG, LED OFF, FLSH OFF, BZR ON, CSN 32-BIT MSB, KPF, LOCAL PIN VERIFY, IPM OFF | Ea |  | 1 Year | 30 | 5% | 28.5
69624 | HID | SEC9X-CRD-E-034Y | CFG CARD, SE, ELITE, CFG PFL, LF STD, HF STD/SIO/SEOS, WIEG, LED RED, FLSH GRN, BZR ON, CSN 56-BIT LSB, KPF, BFFRD 1 KEY, NO PAR, 4-BIT MSG, IPM OFF | Ea |  | 1 Year | 30 | 5% | 28.5
69625 | HID | SEC9X-CRD-E-0358 | CFG CARD, SE, ELITE, CFG PFL, LF OFF, HF STD/SIO/SEOS, WIEG, LED RED, FLSH GRN, BZR ON, CSN 34-BIT MSB, KPF, BFFRD 1 KEY, DOR COMPL, NO PAR, 8-BIT MSG, IPM OFF | Ea |  | 1 Year | 30 | 5% | 28.5
69626 | HID | SEC9X-CRD-E-0361 | CFG CARD, SE, ELITE, CFG PFL, LF OFF, HF STD/SIO/SEOS, WIEG, LED OFF, FLSH GRN, BZR ON, CSN 26-BIT (W/DEFAULT FC), KPF, BFFRD 1 TO 5 KEYS, PAR, USER ENTRD FC, 26-BIT MSG, IPM OFF | Ea |  | 1 Year | 30 | 5% | 28.5
69627 | HID | SEC9X-CRD-E-0362 | CFG CARD, SE, ELITE, CFG PFL, LF OFF, HF STD/SIO/SEOS, WIEG, LED OFF, FLSH OFF, BZR OFF, OPT TAMP, OPEN COLL, CSN 56-BIT LSB, IPM OFF | Ea |  | 1 Year | 30 | 5% | 28.5
69628 | HID | SEC9X-CRD-E-0363 | CFG CARD, SE, ELITE, CFG PFL, LF OFF, HF STD/SIO/SEOS, WIEG, LED RED, FLSH OFF, BZR ON, OPT TAMP, OPEN COLL, CSN 32-BIT MSB, IPM OFF | Ea |  | 1 Year | 30 | 5% | 28.5
69629 | HID | SEC9X-CRD-E-0365 | CFG CARD, SE, ELITE, CFG PFL, LF STD, HF STD/SIO/SEOS/FIPS/CAK, 485FDX, LED OFF, FLSH GRN, BZR ON, OPT TAMP, OPEN COLL, FIPS 75-BIT, IPM OFF, UART OFF, WIEG ON | Ea |  | 1 Year | 30 | 5% | 28.5
69630 | HID | SEC9X-CRD-E-0366 | CFG CARD, SE, ELITE, CFG PFL, LF CST, HF STD/SIO/SEOS, WIEG, LED RED, FLSH OFF, BZR ON, CSN 26-BIT (W/DEFAULT FC), KPF, BFFRD 1 KEY, DOR COMPL, NO PAR, 8-BIT MSG, IPM OFF | Ea |  | 1 Year | 30 | 5% | 28.5
69631 | HID | SEC9X-CRD-E-0367 | CFG CARD, SE, ELITE, CFG PFL, LF STD, HF STD/SIO/SEOS, WIEG, LED RED, FLSH GRN, BZR ON, CSN 40-BIT MSB, KPF, BFFRD 1 KEY, DOR COMPL, NO PAR, 8-BIT MSG, IPM OFF | Ea |  | 1 Year | 30 | 5% | 28.5
69632 | HID | SEC9X-CRD-E-0368 | CFG CARD, SE, ELITE, CFG PFL, LF CST, HF STD/SIO/SEOS, WIEG, LED RED, FLSH GRN, BZR OFF, CSN 32-BIT MSB, KPF, BFFRD 1 KEY, DOR COMPL, NO PAR, 8-BIT MSG, IPM OFF | Ea |  | 1 Year | 30 | 5% | 28.5
69633 | HID | SEC9X-CRD-E-0369 | CFG CARD, SE, ELITE, CFG PFL, LF OFF, HF STD/SIO/SEOS, WIEG, LED RED, FLSH OFF, BZR OFF, CSN 32-BIT MSB, KPF, BFFRD 1 KEY, NO PAR, 4-BIT MSG, IPM OFF | Ea |  | 1 Year | 30 | 5% | 28.5
69634 | HID | SEC9X-CRD-E-036A | CFG CARD, SE, ELITE, CFG PFL, LF OFF, HF STD/SIO/SEOS, WIEG, LED OFF, FLSH GRN, BZR ON, CSN 32-BIT MSB, KPF, BFFRD 1 KEY, NO PAR, 4-BIT MSG, IPM OFF | Ea |  | 1 Year | 30 | 5% | 28.5
69635 | HID | SEC9X-CRD-E-036B | CFG CARD, SE, ELITE, CFG PFL, LF STD, HF STD/SIO/SEOS, WIEG, LED OFF, FLSH OFF, BZR ON, CSN 34-BIT MSB, EM4102 34-BIT, KPF, BFFRD 1 KEY, DOR COMPL, NO PAR, 8-BIT MSG, IPM OFF | Ea |  | 1 Year | 30 | 5% | 28.5
69636 | HID | SEC9X-CRD-E-036C | CFG CARD, SE, ELITE, CFG PFL, LF OFF, HF STD/SIO/SEOS, WIEG, LED OFF, FLSH OFF, BZR ON, CSN 26-BIT (W/DEFAULT FC), KPF, BFFRD 1 KEY, PAR, 6-BIT MSG, IPM OFF | Ea |  | 1 Year | 30 | 5% | 28.5
69637 | HID | SEC9X-CRD-E-036D | CFG CARD, SE, ELITE, CFG PFL, LF STD, HF STD/SIO/SEOS, WIEG, LED OFF, FLSH GRN, BZR ON, CSN 32-BIT MSB, KPF, BFFRD 1 KEY, DOR COMPL, NO PAR, 8-BIT MSG, IPM OFF | Ea |  | 1 Year | 30 | 5% | 28.5
69638 | HID | SEC9X-CRD-E-036F | CFG CARD, SE, ELITE, CFG PFL, LF OFF, HF STD/SIO/SEOS, UART TO UART, STD-1, LED RED, FLSH GRN, BZR ON, IPM OFF, UART ON, WIEG ON, DEFAULT OEM SETTINGS AND KEYS | Ea |  | 1 Year | 30 | 5% | 28.5
69639 | HID | SEC9X-CRD-E-036G | CFG CARD, SE, ELITE, CFG PFL, LF STD, HF STD/SIO/SEOS, UART TO UART, STD-1, LED RED, FLSH GRN, BZR ON, IPM OFF, UART ON, WIEG ON, DEFAULT OEM SETTINGS AND KEYS | Ea |  | 1 Year | 30 | 5% | 28.5
69640 | HID | SEC9X-CRD-E-036H | CFG CARD, SE, ELITE, CFG PFL, LF OFF, HF STD/SIO/SEOS/FIPS/CAK/PKI, 485HDX, LED RED, FLSH GRN, BZR ON, OPT TAMP, OPEN COLL, FIPS 64-BIT, RVRS BCD, KPF, BFFRD 1 KEY, NO PAR, 4-BIT MSG, LCD 1F, IPM OFF, UART OFF, WIEG ON | Ea |  | 1 Year | 30 | 5% | 28.5
69641 | HID | SEC9X-CRD-E-036J | CFG CARD, SE, ELITE, CFG PFL, LF STD, HF STD/SIO/SEOS/FIPS/CAK/PKI, 485HDX, LED RED, FLSH GRN, BZR ON, OPT TAMP, OPEN COLL, FIPS 64-BIT, RVRS BCD, KPF, BFFRD 1 KEY, NO PAR, 4-BIT MSG, LCD 1F, IPM OFF, UART OFF, WIEG ON | Ea |  | 1 Year | 30 | 5% | 28.5
69642 | HID | SEC9X-CRD-E-036L | CFG CARD, SE, ELITE, CFG PFL, LF OFF, HF STD/SIO/SEOS/FIPS/CAK, 485HDX, LED RED, FLSH GRN, BZR ON, OSDP V1, OPEN COLL, OSDP TAMP DISBLD, TEST KEYS, POLL=75MS, FIPS 200-BIT, IPM OFF, UART OFF, WIEG OFF, UART OFF, WIEG OFF | Ea |  | 1 Year | 30 | 5% | 28.5
69643 | HID | SEC9X-CRD-E-036M | CFG CARD, SE, ELITE, CFG PFL, LF OFF, HF STD/SIO/SEOS/FIPS/CAK, 485HDX, LED RED, FLSH GRN, BZR ON, OSDP V1, OPEN COLL, OSDP TAMP DISBLD, TEST KEYS, POLL=75MS, FIPS 200-BIT, KPF, ASCII, BFFRD 1 KEY, IPM OFF, UART OFF, WIEG OFF | Ea |  | 1 Year | 30 | 5% | 28.5
69644 | HID | SEC9X-CRD-E-036N | CFG CARD, SE, ELITE, CFG PFL, LF OFF, HF STD/SIO/SEOS/FIPS/CAK, 485HDX, LED RED, FLSH GRN, BZR ON, OSDP V1, OPEN COLL, OSDP TAMP ENBLD, TEST KEYS, POLL=75MS, FIPS 200-BIT, IPM OFF, UART OFF, WIEG OFF | Ea |  | 1 Year | 30 | 5% | 28.5
69645 | HID | SEC9X-CRD-E-036V | CFG CARD, SE, ELITE, CFG PFL, LF OFF, HF STD/SIO/SEOS/FIPS/CAK, 485HDX, LED RED, FLSH GRN, BZR ON, OSDP V1, OPEN COLL, OSDP TAMP DISBLD, TEST KEYS, POLL=75MS, FIPS 200-BIT, KPF, ASCII, BFFRD 1 KEY, IPM OFF, UART OFF, WIEG OFF | Ea |  | 1 Year | 30 | 5% | 28.5
69646 | HID | SEC9X-CRD-E-036W | CFG CARD, SE, ELITE, CFG PFL, LF OFF, HF STD/SIO/SEOS/FIPS/CAK, 485HDX, LED RED, FLSH GRN, BZR ON, OSDP V1, OPEN COLL, OSDP TAMP DISBLD, TEST KEYS, POLL=75MS, FIPS 64-BIT, BCD, IPM OFF, UART OFF, WIEG OFF | Ea |  | 1 Year | 30 | 5% | 28.5
69647 | HID | SEC9X-CRD-E-0370 | CFG CARD, SE, ELITE, CFG PFL, LF OFF, HF STD/SIO/SEOS/FIPS/CAK, 485HDX, LED RED, FLSH GRN, BZR ON, OSDP V1, OPEN COLL, OSDP TAMP DISBLD, TEST KEYS, POLL=75MS, FIPS 75-BIT, IPM OFF, UART OFF, WIEG OFF | Ea |  | 1 Year | 30 | 5% | 28.5
69648 | HID | SEC9X-CRD-E-037D | CFG CARD, SE, ELITE, CFG PFL, LF OFF, HF STD/SIO/SEOS/FIPS/CAK, 485FDX, LED RED, FLSH GRN, BZR ON, OPT TAMP, OPEN COLL, FIPS 64-BIT, RVRS BCD, IPM OFF, UART OFF, WIEG ON | Ea |  | 1 Year | 30 | 5% | 28.5
69649 | HID | SEC9X-CRD-E-037E | CFG CARD, SE, ELITE, CFG PFL, LF STD, HF STD/SIO/SEOS/FIPS/CAK, 485FDX, LED RED, FLSH GRN, BZR ON, OPT TAMP, OPEN COLL, FIPS 64-BIT, RVRS BCD, IPM OFF, UART OFF, WIEG ON | Ea |  | 1 Year | 30 | 5% | 28.5
69650 | HID | SEC9X-CRD-E-037F | CFG CARD, SE, ELITE, CFG PFL, LF OFF, HF STD/SIO/SEOS/FIPS/CAK, 485FDX, LED RED, FLSH GRN, BZR ON, OPT TAMP, OPEN COLL, FIPS 64-BIT, RVRS BCD, KPF, BFFRD 1 KEY, NO PAR, 4-BIT MSG, IPM OFF | Ea |  | 1 Year | 30 | 5% | 28.5
69651 | HID | SEC9X-CRD-E-037G | CFG CARD, SE, ELITE, CFG PFL, LF STD, HF STD/SIO/SEOS/FIPS/CAK, 485FDX, LED RED, FLSH GRN, BZR ON, OPT TAMP, OPEN COLL, FIPS 64-BIT, RVRS BCD, KPF, BFFRD 1 KEY, NO PAR, 4-BIT MSG, IPM OFF, UART OFF, WIEG ON | Ea |  | 1 Year | 30 | 5% | 28.5
69652 | HID | SEC9X-CRD-E-037H | CFG CARD, SE, ELITE, CFG PFL, LF OFF, HF STD/SIO/SEOS/FIPS/CAK/PKI, 485FDX, LED RED, FLSH GRN, BZR ON, OPT TAMP, OPEN COLL, FIPS 64-BIT, RVRS BCD, KPF, BFFRD 1 KEY, NO PAR, 4-BIT MSG, LCD 1F, IPM OFF, UART OFF, WIEG ON | Ea |  | 1 Year | 30 | 5% | 28.5
69653 | HID | SEC9X-CRD-E-037J | CFG CARD, SE, ELITE, CFG PFL, LF STD, HF STD/SIO/SEOS/FIPS/CAK/PKI, 485FDX, LED RED, FLSH GRN, BZR ON, OPT TAMP, OPEN COLL, FIPS 64-BIT, RVRS BCD, KPF, BFFRD 1 KEY, NO PAR, 4-BIT MSG, LCD 1F, IPM OFF, UART OFF, WIEG ON | Ea |  | 1 Year | 30 | 5% | 28.5
69654 | HID | SEC9X-CRD-E-037K | CFG CARD, SE, ELITE, CFG PFL, LF CST, HF SIO, LED BLUE | Ea |  | 1 Year | 30 | 5% | 28.5
69655 | HID | SEC9X-CRD-E-037L | CFG CARD, SE, ELITE, CFG PFL, LF CST, HF SIO, LED BLK | Ea |  | 1 Year | 30 | 5% | 28.5
69656 | HID | SEC9X-CRD-E-037M | CFG CARD, SE, ELITE, CFG PFL, LF CST, HF SIO, LED BLUE, KPF, BFFRD 1 KEY, DOR COMPL, NO PAR, 8-BIT MSG | Ea |  | 1 Year | 30 | 5% | 28.5
69657 | HID | SEC9X-CRD-E-037N | CFG CARD, SE, ELITE, CFG PFL, LF CST, HF SIO, LED BLUE, KPF, BFFRD 1 KEY, DOR COMPL, NO PAR, 8-BIT MSG | Ea |  | 1 Year | 30 | 5% | 28.5
69658 | HID | SEC9X-CRD-E-037P | CFG CARD, SE, ELITE, CFG PFL, LF OFF, HF SIO/SEOS, WIEG, LED RED, FLSH GRN, BZR ON, CSN 32-BIT MSB, IPM OFF | Ea |  | 1 Year | 30 | 5% | 28.5
69659 | HID | SEC9X-CRD-E-037Q | CFG CARD, SE, ELITE, CFG PFL, LF STD, HF SIO/SEOS/MIFSPR, WIEG, LED RED, FLSH GRN, BZR ON, CSN MIF SUPPR, IPM OFF | Ea |  | 1 Year | 30 | 5% | 28.5
69660 | HID | SEC9X-CRD-E-037R | CFG CARD, SE, ELITE, CFG PFL, LF OFF, HF SIO/SEOS, WIEG, LED RED, FLSH GRN, BZR ON, CSN 32-BIT MSB, KPF, BFFRD 1 KEY, NO PAR, 4-BIT MSG, IPM OFF | Ea |  | 1 Year | 30 | 5% | 28.5
69661 | HID | SEC9X-CRD-E-037T | CFG CARD, SE, ELITE, CFG PFL, LF STD, HF SIO/SEOS, WIEG, LED RED, FLSH GRN, BZR ON, CSN 32-BIT MSB, KPF, BFFRD 1 KEY, NO PAR, 4-BIT MSG, IPM OFF | Ea |  | 1 Year | 30 | 5% | 28.5
69662 | HID | SEC9X-CRD-E-037V | CFG CARD, SE, ELITE, CFG PFL, LF STD, HF STD/SIO/SEOS, WIEG, LED MAGENTA, FLSH GRN, BZR ON, OPT TAMP, OPEN COLL, CSN 32-BIT MSB, IPM OFF | Ea |  | 1 Year | 30 | 5% | 28.5
69663 | HID | SEC9X-CRD-E-037W | CFG CARD, SE, ELITE, CFG PFL, LF STD, HF STD/SIO/SEOS, WIEG,LED RED, FLSH GRN, BZR ON, OPT TAMP, OPEN COLL, CSN MIF SUPPR, IPM OFF | Ea |  | 1 Year | 30 | 5% | 28.5
69664 | HID | SEC9X-CRD-E-037Y | CFG CARD, SE, ELITE, CFG PFL, LF STD, HF STD/SIO/SEOS, WIEG, LED RED, FLSH GRN, BZR ON, OPT TAMP, OPEN COLL, CSN MIF SUPPR, KPF, BFFRD 1 KEY, NO PAR, 4-BIT MSG, IPM OFF | Ea |  | 1 Year | 30 | 5% | 28.5
69665 | HID | SEC9X-CRD-E-0380 | CFG CARD, SE, ELITE, CFG PFL, LF STD, HF STD/SIO/SEOS, WIEG,LED OFF, FLSH OFF, BZR ON, OPT TAMP, OPEN COLL, VAR BIT OUTPUT PER SIO, IPM OFF | Ea |  | 1 Year | 30 | 5% | 28.5
69666 | HID | SEC9X-CRD-E-0381 | CFG CARD, SE, ELITE, CFG PFL, LF OFF, HF STD/SIO/SEOS, WIEG, LED RED, FLSH GRN, BZR ON, OPT TAMP, OPEN COLL, KPF, BFFRD 1 KEY, NO PAR, 4-BIT MSG, FIPS 75-BIT, 14443A 56-BIT CSN, LCD 0F, LCD 1F, IPM OFF, UART OFF, WIEG ON | Ea |  | 1 Year | 30 | 5% | 28.5
69667 | HID | SEC9X-CRD-E-0382 | CFG CARD, SE, ELITE, CFG PFL, LF OFF, HF STD/SIO/SEOS, WIEG, LED RED, FLSH GRN, BZR ON, OPT TAMP, OPEN COLL, KPF, BFFRD 1 KEY, NO PAR, 4-BIT MSG, FIPS 75-BIT, 14443A 56-BIT CSN, LCD 0F, LCD 1F, IPM OFF, UART OFF, WIEG ON | Ea |  | 1 Year | 30 | 5% | 28.5
69668 | HID | SEC9X-CRD-E-0383 | CFG CARD, SE, ELITE, CFG PFL, LF STD, HF STD/SIO/SEOS, WIEG, LED RED, FLSH GRN, BZR ON, IPM OFF, 4 BIT KPD | Ea |  | 1 Year | 30 | 5% | 28.5
69669 | HID | SEC9X-CRD-E-0384 | CFG CARD, SE, ELITE, CFG PFL, LF STD, HF STD/SIO/SEOS, WIEG, SIO ONLY, LED OFF, FLSH GRN, BZR ON, , IPM OFF | Ea |  | 1 Year | 30 | 5% | 28.5
69670 | HID | SEC9X-CRD-E-0385 | CFG CARD, SE, ELITE, CFG PFL, LF STD, HF STD/SIO/SEOS, 485HDX, A/V OFF, OSDP V1, OPN COL, OSDP TAMP ENBLD, TEST KEYS, POLL=75MS, CSN 32-BIT MSB, KPF, ASCII, BFFRD 1 KEY, IPM OFF, UART OFF, WIEG OFF | Ea |  | 1 Year | 30 | 5% | 28.5
69671 | HID | SEC9X-CRD-E-0388 | CFG CARD, SE, ELITE, CFG PFL, LF CST, HF SIO, CUSTOM SETTINGS, CUST PRIORITY, WIEG, LED RED, FLSH GRN, BZR ON, OPT TAMP, OPEN COLL, KPF, BFFRD 1 KEY, NO PAR, 4-BIT MSG, IPM OFF | Ea |  | 1 Year | 30 | 5% | 28.5
69672 | HID | SEC9X-CRD-E-038A | CFG CARD, SE, ELITE, CFG PFL, LF OFF, HF SIO/SEOS, 485HDX, LED RED, FLSH GRN, BZR ON, OPT TAMP, OPEN COLL, OSDP V1, OPEN COLL, OSDP TAMP ENBLD, TEST KEYS, POLL=75MS, KPF, ASCII, BFFRD 1 KEY, IPM OFF, UART OFF, WIEG OFF | Ea |  | 1 Year | 30 | 5% | 28.5
69673 | HID | SEC9X-CRD-E-038C | CFG CARD, SE, ELITE, CFG PFL, LF OFF, HF SIO/SEOS, WIEG, LED OFF, FLSH OFF, BZR ON, OPT TAMP, OPEN COLL, KPF, BFFRD 1 KEY, DOR COMPL, NO PAR, 8-BIT MSG, IPM OFF | Ea |  | 1 Year | 30 | 5% | 28.5
69674 | HID | SEC9X-CRD-E-038D | CFG CARD, SE, ELITE, CFG PFL, LF STD, HF SIO/SEOS, 485HDX, LED RED, FLSH GRN, BZR ON, OPT TAMP, OPEN COLL, OSDP V1, OPEN COLL, OSDP TAMP ENBLD, TEST KEYS, POLL=75MS, KPF, ASCII, BFFRD 1 KEY, IPM OFF, UART OFF, WIEG OFF | Ea |  | 1 Year | 30 | 5% | 28.5
69675 | HID | SEC9X-CRD-E-038E | CFG CARD, SE, ELITE, CFG PFL, LF STD, HF SIO/SEOS, WIEG, LED OFF, FLSH OFF, BZR ON, OPT TAMP, OPEN COLL, KPF, BFFRD 1 KEY, DOR COMPL, NO PAR, 8-BIT MSG, IPM OFF | Ea |  | 1 Year | 30 | 5% | 28.5
69676 | HID | SEC9X-CRD-E-038F | CFG CARD, SE, ELITE, CFG PFL, LF STD, HF SIO/SEOS, WIEG, LED RED, FLSH GRN, BZR ON, OPT TAMP, OPEN COLL, KPF, PCSC, IPM OFF | Ea |  | 1 Year | 30 | 5% | 28.5
69677 | HID | SEC9X-CRD-E-038G | CFG CARD, SE, ELITE, CFG PFL, LF STD, HF SIO/SEOS, WIEG, LED BLUE, OPT TAMP, OPEN COLL, KPF, BFFRD 1 KEY, NO PAR, 4-BIT MSG, IPM OFF | Ea |  | 1 Year | 30 | 5% | 28.5
69678 | HID | SEC9X-CRD-E-038H | CFG CARD, SE, ELITE, CFG PFL, LF STD, HF SIO/SEOS, WIEG, LED RED, FLSH GRN, BZR ON, OPT TAMP, OPEN COLL, KPF, BFFRD 1 KEY, NO PAR, 4-BIT MSG, IPM ON (30MIN) | Ea |  | 1 Year | 30 | 5% | 28.5
69679 | HID | SEC9X-CRD-E-038J | CFG CARD, SE, ELITE, CFG PFL, LF STD, HF SIO/SEOS, WIEG, LED RED, FLSH GRN, BZR ON, OPT TAMP, OPEN COLL, KPF, BFFRD 1 KEY, DOR COMPL, NO PAR, 8-BIT MSG, IPM OFF | Ea |  | 1 Year | 30 | 5% | 28.5
69680 | HID | SEC9X-CRD-E-038K | CFG CARD, SE, ELITE, CFG PFL, LF STD, HF SIO/SEOS, C&D, LED RED, FLSH GRN, BZR ON, OPT TAMP, OPEN COLL, IPM OFF | Ea |  | 1 Year | 30 | 5% | 28.5
69681 | HID | SEC9X-CRD-E-038L | CFG CARD, SE, ELITE, CFG PFL, LF CST, HF SIO, CUSTOM SETTINGS, CUST PRIORITY, WIEG, LED RED, FLSH GRN, BZR ON, OPT TAMP, OPEN COLL, IPM OFF | Ea |  | 1 Year | 30 | 5% | 28.5
69682 | HID | SEC9X-CRD-E-038M | CFG CARD, SE, ELITE, CFG PFL, LF CST, HF STD, CUSTOM SETTINGS, HID PROX REMOVED AND LF DELAY SET TO 250MS, WIEG, LED RED, FLSH GRN, BZR ON, OPT TAMP, OPEN COLL, KPF, BFFRD 1 KEY, NO PAR, 4-BIT MSG, IPM OFF | Ea |  | 1 Year | 30 | 5% | 28.5
69683 | HID | SEC9X-CRD-E-038N | CFG CARD, SE, ELITE, CFG PFL, LF OFF, HF SIO/SEOS, WIEG, LED RED, FLSH GRN, BZR OFF, OPT TAMP, OPEN COLL, IPM OFF | Ea |  | 1 Year | 30 | 5% | 28.5
69684 | HID | SEC9X-CRD-E-038Q | CFG CARD, SE, ELITE, CFG PFL, LF CST, HF SIO/SEOS, WIEG, LED RED, FLSH GRN, BZR ON, OPT TAMP, OPEN COLL, IPM OFF | Ea |  | 1 Year | 30 | 5% | 28.5
69685 | HID | SEC9X-CRD-E-038R | CFG CARD, SE, ELITE, CFG PFL, LF CST, HF SIO, CUSTOM SETTINGS, PICOPASS-SIO, PROX-PSK ONLY, ALL OTHERS DISABLED, WIEG, LED RED, FLSH GRN, BZR ON, OPT TAMP, OPEN COLL, IPM OFF | Ea |  | 1 Year | 30 | 5% | 28.5
69686 | HID | SEC9X-CRD-E-038T | CFG CARD, SE, ELITE, CFG PFL, LF CST, HF SIO/SEOS, WIEG, LED RED, FLSH GRN, BZR OFF, OPT TAMP, OPEN COLL, IPM OFF | Ea |  | 1 Year | 30 | 5% | 28.5
69687 | HID | SEC9X-CRD-E-038U | CFG CARD, SE, ELITE, CFG PFL, LF STD, HF SIO/SEOS, WIEG, LED RED, FLSH OFF, BZR ON, OPT TAMP, OPEN COLL, IPM OFF | Ea |  | 1 Year | 30 | 5% | 28.5
69688 | HID | SEC9X-CRD-E-038W | CFG CARD, SE, ELITE, CFG PFL, LF STD, HF SIO/SEOS, 485HDX, LED RED, FLSH GRN, BZR ON, OPT TAMP, OPEN COLL, OSDP V1, OPEN COLL, OSDP TAMP ENBLD, TEST KEYS, POLL=75MS, IPM OFF, UART OFF, WIEG OFF | Ea |  | 1 Year | 30 | 5% | 28.5
69689 | HID | SEC9X-CRD-E-038Y | CFG CARD, SE, ELITE, CFG PFL, LF OFF, HF SIO/SEOS, WIEG, LED RED, FLSH OFF, BZR ON, OPT TAMP, OPEN COLL, IPM OFF | Ea |  | 1 Year | 30 | 5% | 28.5
69690 | HID | SEC9X-CRD-E-0390 | CFG CARD, SE, ELITE, CFG PFL, LF OFF, HF SIO/SEOS, 485HDX, LED RED, FLSH GRN, BZR ON, OPT TAMP, OPEN COLL, OSDP V1, OPEN COLL, OSDP TAMP ENBLD, TEST KEYS, POLL=75MS, IPM OFF, UART OFF, WIEG OFF | Ea |  | 1 Year | 30 | 5% | 28.5
69691 | HID | SEC9X-CRD-E-0391 | CFG CARD, SE, ELITE, CFG PFL, LF STD, HF SIO/SEOS, WIEG, LED BLUE, OPT TAMP, OPEN COLL, IPM OFF | Ea |  | 1 Year | 30 | 5% | 28.5
69692 | HID | SEC9X-CRD-E-0393 | CFG CARD, SE, ELITE, CFG PFL, LF STD, HF OFF, CUSTOM SETTINGS, SUPPRESS 13.56 MHZ - HF OFF, WIEG, LF CST, HF SIO/SEOS, OPT TAMP, OPEN COLL, KPF, BFFRD 1 KEY, NO PAR, 4-BIT MSG, IPM OFF | Ea |  | 1 Year | 30 | 5% | 28.5
69693 | HID | SEC9X-CRD-E-0395 | CFG CARD, SE, ELITE, CFG PFL, LF OFF, HF SIO/SEOS, 485HDX, LED RED, FLSH GRN, BZR ON, OSDP V1, OPEN COLL, OSDP TAMP ENBLD, TEST KEYS, POLL=75MS, IPM OFF, UART OFF, WIEG OFF | Ea |  | 1 Year | 30 | 5% | 28.5
69694 | HID | SEC9X-CRD-E-0396 | CFG CARD, SE, ELITE, CFG PFL, LF OFF, HF SIO/SEOS, C&D, LED RED, FLSH GRN, BZR ON, OPT TAMP, OPEN COLL, IPM OFF | Ea |  | 1 Year | 30 | 5% | 28.5
69695 | HID | SEC9X-CRD-E-0397 | CFG CARD, SE, ELITE, CFG PFL, ISO14443B PROTOCOL W/ MINTEL APP, WIEG, LED RED, FLSH GRN, BZR ON, OPT TAMP, OPEN COLL, CSN 32-BIT MSB, IPM OFF | Ea |  | 1 Year | 30 | 5% | 28.5
69696 | HID | SEC9X-CRD-E-0398 | CFG CARD, SE, ELITE, CFG PFL, LF STD, HF SIO/SEOS, WIEG, LED RED, FLSH GRN, BZR ON, OPT TAMP, OPEN COLL, IPM ON (30MIN) | Ea |  | 1 Year | 30 | 5% | 28.5
69697 | HID | SEC9X-CRD-E-0399 | CFG CARD, SE, ELITE, CFG PFL, LF STD, HF SIO/SEOS, WIEG, LED RED, FLSH GRN, BZR OFF, OPT TAMP, OPEN COLL, IPM OFF | Ea |  | 1 Year | 30 | 5% | 28.5
69698 | HID | SEC9X-CRD-E-039A | CFG CARD, SE, ELITE, CFG PFL, LF STD, HF OFF, CUSTOM SETTINGS, SUPPRESS 13.56 MHZ - HF OFF, WIEG, LED RED, FLSH GRN, BZR ON, OPT TAMP, OPEN COLL, IPM OFF | Ea |  | 1 Year | 30 | 5% | 28.5
69699 | HID | SEC9X-CRD-E-039B | CFG CARD, SE, ELITE, CFG PFL, LF CST, HF OFF, CUSTOM SETTINGS, CUSTOM PROX-PSK ONLY, ALL OTHERS DISABLED, WIEG, LED RED, FLSH GRN, BZR ON, OPT TAMP, OPEN COLL, IPM OFF | Ea |  | 1 Year | 30 | 5% | 28.5
69700 | HID | SEC9X-CRD-E-039C | CFG CARD, SE, ELITE, CFG PFL, LF CST, HF SIO/SEOS, C&D, LED RED, FLSH GRN, BZR ON, OPT TAMP, OPEN COLL, IPM OFF | Ea |  | 1 Year | 30 | 5% | 28.5
69701 | HID | SEC9X-CRD-E-039D | CFG CARD, SE, ELITE, CFG PFL, LF CST, HF SIO/SEOS, WIEG, LED OFF, FLSH OFF, BZR OFF, OPT TAMP, OPEN COLL, IPM OFF | Ea |  | 1 Year | 30 | 5% | 28.5
69702 | HID | SEC9X-CRD-E-039F | CFG CARD, SE, ELITE, CFG PFL, LF STD, HF SIO, CUSTOM SETTING, 125KHZ PROX FSK DISABLE PROX PSK & PROX ASK, 13.56MHZ SIO DESFIRE DISABLE MIFARE, DISABLE ICLASS ALL, WIEG, LED RED, FLSH GRN, BZR ON, OPT TAMP, OPEN COLL, IPM OFF | Ea |  | 1 Year | 30 | 5% | 28.5
69703 | HID | SEC9X-CRD-E-039G | CFG CARD, SE, ELITE, CFG PFL, LF OFF, HF SIO/SEOS, WIEG, LED OFF, FLSH OFF, BZR ON, OPT TAMP, OPEN COLL, IPM OFF | Ea |  | 1 Year | 30 | 5% | 28.5
69704 | HID | SEC9X-CRD-E-039K | CFG CARD, SE, ELITE, CFG PFL, LF STD, HF STD/SIO/SEOS, WIEG, LED RED, FLSH GRN, BZR OFF, OPT TAMP, OPEN COLL, CSN 32-BIT MSB, KPF, BFFRD 1 TO 5 KEYS, PAR, USER ENTRD FC, 26-BIT MSG, IPM OFF | Ea |  | 1 Year | 30 | 5% | 28.5
69705 | HID | SEC9X-CRD-E-039L | CFG CARD, SE, ELITE, CFG PFL, LF STD, HF STD/SIO/SEOS, 485HDX, LED RED, FLSH GRN, BZR ON, OPT TAMP, OPEN COLL, CSN 32-BIT MSB, OSDP V1, OPEN COLL, OSDP TAMP ENBLD, TEST KEYS, POLL=75MS, KPF, ASCII, BFFRD 1 KEY, IPM OFF, UART OFF, WIEG OFF | Ea |  | 1 Year | 30 | 5% | 28.5
69706 | HID | SEC9X-CRD-E-039M | CFG CARD, SE, ELITE, CFG PFL, LF OFF, HF SIO/SEOS, WIEG, LED RED, FLSH GRN, BZR ON, OPT TAMP, OPEN COLL, KPF, BFFRD 1 KEY, DOR COMPL, NO PAR, 8-BIT MSG, IPM OFF | Ea |  | 1 Year | 30 | 5% | 28.5
69707 | HID | SEC9X-CRD-E-039N | CFG CARD, SE, ELITE, CFG PFL, LF OFF, HF SIO/SEOS, WIEG, LED RED, FLSH GRN, BZR ON, OPT TAMP, OPEN COLL, KPF, BFFRD 1 TO 5 KEYS, PAR, USER ENTRD FC, 26-BIT MSG, IPM OFF | Ea |  | 1 Year | 30 | 5% | 28.5
69708 | HID | SEC9X-CRD-E-039P | CFG CARD, SE, ELITE, CFG PFL, LF CST, HF SIO/SEOS, WIEG, LED RED, FLSH GRN, BZR ON, OPT TAMP, OPEN COLL, KPF, BFFRD 1 KEY, NO PAR, 4-BIT MSG, IPM OFF | Ea |  | 1 Year | 30 | 5% | 28.5
69709 | HID | SEC9X-CRD-E-039Q | CFG CARD, SE, ELITE, CFG PFL, LF OFF, HF STD/SIO/SEOS, WIEG, LED MAG, OPT TAMP, OPEN COLL, CSN 32-BIT MSB, KPF, BFFRD 1 KEY, NO PAR, 4-BIT MSG, IPM OFF | Ea |  | 1 Year | 30 | 5% | 28.5
69710 | HID | SEC9X-CRD-E-039U | CFG CARD, SE, ELITE, CFG PFL, LF CST, HF STD, CUSTOM SETTINGS, HID PROX REMOVED AND LF DELAY SET TO 250MS, WIEG, LED RED, FLSH GRN, BZR ON, OPT TAMP, OPEN COLL, IPM OFF | Ea |  | 1 Year | 30 | 5% | 28.5
69711 | HID | SEC9X-CRD-E-039V | CFG CARD, SE, ELITE, CFG PFL, LF CST, HF STD/SIO/SEOS/FIPS/CAK, 485FDX, LED RED, FLSH GRN, BZR ON, OPT TAMP, OPEN COLL, IPM OFF | Ea |  | 1 Year | 30 | 5% | 28.5
69712 | HID | SEC9X-CRD-E-039Y | CFG CARD, SE, ELITE, CFG PFL, LF CST, ICLASS PRIORITIZE, WIEG, LED RED, FLSH GRN, BZR ON, OPT TAMP, OPEN COLL, KPF, BFFRD 1 KEY, NO PAR, 4-BIT MSG, IPM OFF | Ea |  | 1 Year | 30 | 5% | 28.5
69713 | HID | SEC9X-CRD-E-0401 | CFG CARD, SE, ELITE, CFG PFL, LF STD, HF STD/SIO/SEOS, WIEG, LED RED, FLSH GRN, BZR ON, OPT TAMP, OPEN COLL, CSN 34-BIT MSB, EM4102 34-BIT, WIEG, IPM OFF | Ea |  | 1 Year | 30 | 5% | 28.5
69714 | HID | SEC9X-CRD-E-0402 | CFG CARD, SE, ELITE, CFG PFL, LF CST, ICLASS PRIORITIZE, WIEG, LED RED, FLSH GRN, BZR ON, OPT TAMP, OPEN COLL, IPM OFF | Ea |  | 1 Year | 30 | 5% | 28.5
69715 | HID | SEC9X-CRD-E-0403 | CFG CARD, SE, ELITE, CFG PFL, LF STD, HF STD/SIO/SEOS, WIEG, LED RED, FLSH GRN, BZR ON, OPT TAMP, OPEN COLL, CSN 32-BIT MSB, EM4102 42-BIT, WIEG, IPM OFF | Ea |  | 1 Year | 30 | 5% | 28.5
69716 | HID | SEC9X-CRD-E-0404 | CFG CARD, SE, ELITE, CFG PFL, LF STD, HF STD/SIO/SEOS, WIEG, LED CYN, FLSH AMB, BZR ON, REJ WHT, OPT TAMP, OPEN COLL, CSN 26-BIT (W/DEFAULT FC), EM4102 26-BIT, WIEG, IPM ON (30MIN) | Ea |  | 1 Year | 30 | 5% | 28.5
69717 | HID | SEC9X-CRD-E-0405 | CFG CARD, SE, ELITE, CFG PFL, LF CST, HF STD/SIO/SEOS/FIPS/CAK, 485FDX, LED RED, FLSH GRN, BZR ON, OPT TAMP, OPEN COLL, FIPS 40-BIT, RVRS BCD, IPM OFF, UART OFF, WIEG ON | Ea |  | 1 Year | 30 | 5% | 28.5
69718 | HID | SEC9X-CRD-E-0406 | CFG CARD, SE, ELITE, CFG PFL, LF CST, HF STD/SIO/SEOS/FIPS/CAK/PKI, 485FDX, LED RED, FLSH GRN, BZR ON, OPT TAMP, OPEN COLL, KPF, ASCII, XMIT CMPLT, LCD 1F, IPM OFF | Ea |  | 1 Year | 30 | 5% | 28.5
69719 | HID | SEC9X-CRD-E-0407 | CFG CARD, SE, ELITE, CFG PFL, LF CST, HF STD/SIO/SEOS/FIPS/CAK, 485FDX, LED RED, FLSH GRN, BZR ON, OPT TAMP, OPEN COLL, KPF, ASCII, XMIT CMPLT, IPM OFF | Ea |  | 1 Year | 30 | 5% | 28.5
69720 | HID | SEC9X-CRD-E-0409 | CFG CARD, SE, ELITE, CFG PFL, LF STD, HF STD, CUSTOM SETTINGS, PSK ONLY, DISABLE FSK & ASK, CLASS SIO + ICLASS HID APP, HF PRIORITY DISABLE 14443A - ALL, WIEG, LED RED, FLSH GRN, BZR ON, OPT TAMP, OPEN COLL, CSN 32-BIT MSB, IPM OFF | Ea |  | 1 Year | 30 | 5% | 28.5
69721 | HID | SEC9X-CRD-E-040B | CFG CARD, SE, ELITE, CFG PFL, LF CST, HF STD, CUSTOM SETTINGS, PICOPASS-SIO, DESFIRE-CSN-56BIT LSB, PROX-PSK ONLY, ALL OTHERS DISABLED, WIEG, LED RED, FLSH GRN, BZR ON, OPT TAMP, OPEN COLL, IPM OFF | Ea |  | 1 Year | 30 | 5% | 28.5
69722 | HID | SEC9X-CRD-E-040C | CFG CARD, SE, ELITE, CFG PFL, LF OFF, HF STD, CUSTOM SETTINGS, ICLASS/MIFARE CSN ONLY, WIEG, LED AMB, OPT TAMP, OPEN COLL, CSN 32-BIT MSB, IPM OFF | Ea |  | 1 Year | 30 | 5% | 28.5
69723 | HID | SEC9X-CRD-E-040D | CFG CARD, SE, ELITE, CFG PFL, LF STD, HF STD, CUSTOM SETTINGS, FSK ON, DISABLE PSK/ASK, ICLASS SIO + ICLASS HID APP, HF PRIORITY DISABLE 14443A-ALL MEDIA OUTPUT, WIEG, LED RED, FLSH GRN, BZR ON, OPT TAMP, OPEN COLL, CSN 32-BIT MSB, IPM OFF | Ea |  | 1 Year | 30 | 5% | 28.5
69724 | HID | SEC9X-CRD-E-040H | CFG CARD, SE, ELITE, CFG PFL, LF STD, HF STD/SIO/SEOS, WIEG, LED OFF, FLSH OFF, BZR OFF, OPT TAMP, OPEN COLL, CSN 26-BIT (W/DEFAULT FC), IPM OFF | Ea |  | 1 Year | 30 | 5% | 28.5
69725 | HID | SEC9X-CRD-E-040J | CFG CARD, SE, ELITE, CFG PFL, LF STD, HF STD, CUSTOM SETTING W/MOBILE MICRO SD, WIEG, LED RED, FLSH GRN, BZR ON, OPT TAMP, OPEN COLL, CSN 32-BIT MSB, IPM OFF | Ea |  | 1 Year | 30 | 5% | 28.5
69726 | HID | SEC9X-CRD-E-040K | CFG CARD, SE, ELITE, CFG PFL, LF STD, HF STD/SIO/SEOS, WIEG, LED RED, FLSH GRN, BZR ON, OPT TAMP, OPEN COLL, CSN 32-BIT MSB, EM4102 34-BIT, WIEG, IPM OFF | Ea |  | 1 Year | 30 | 5% | 28.5
69727 | HID | SEC9X-CRD-E-040L | CFG CARD, SE, ELITE, CFG PFL, LF STD, HF STD/SIO/SEOS, WIEG, LED BLUE, OPT TAMP, OPEN COLL, CSN 32-BIT MSB, IPM OFF | Ea |  | 1 Year | 30 | 5% | 28.5
69728 | HID | SEC9X-CRD-E-040M | CFG CARD, SE, ELITE, CFG PFL, LF STD, HF STD/SIO/SEOS, 485HDX, LED RED, FLSH GRN, BZR ON, OPT TAMP, OPEN COLL, CSN 32-BIT MSB, OSDP V1, OPEN COLL, OSDP TAMP ENBLD, TEST KEYS, POLL=75MS, IPM OFF, UART OFF, WIEG OFF | Ea |  | 1 Year | 30 | 5% | 28.5
69729 | HID | SEC9X-CRD-E-040N | CFG CARD, SE, ELITE, CFG PFL, LF CST, HF STD/SIO/SEOS, C&D, LED RED, FLSH GRN, BZR ON, OPT TAMP, OPEN COLL, CSN 32-BIT LSB, IPM OFF | Ea |  | 1 Year | 30 | 5% | 28.5
69730 | HID | SEC9X-CRD-E-040P | CFG CARD, SE, ELITE, CFG PFL, LF STD, HF STD/SIO/SEOS, WIEG, LED OFF, FLSH OFF, BZR OFF CSN 32-BIT MSB, OPT TAMP, LED BLUE FOR ANTIPASSBACK DISABLE, IPM OFF | Ea |  | 1 Year | 30 | 5% | 28.5
69731 | HID | SEC9X-CRD-E-040Q | CFG CARD, SE, ELITE, CFG PFL, LF CST, HF STD/SIO/SEOS, WIEG, LED RED, FLSH GRN, BZR ON, OPT TAMP, OPEN COLL, CSN 34-BIT MSB, EM4102 34-BIT, WIEG, IPM OFF | Ea |  | 1 Year | 30 | 5% | 28.5
69732 | HID | SEC9X-CRD-E-040R | CFG CARD, SE, ELITE, CFG PFL, LF STD, HF STD/SIO/SEOS, WIEG, LED OFF, FLSH OFF, BZR OFF, OPT TAMP, OPEN COLL, CSN 32-BIT MSB, IPM ON (30MIN) | Ea |  | 1 Year | 30 | 5% | 28.5
69733 | HID | SEC9X-CRD-E-0424 | CFG CARD, SE, ELITE, CFG PFL, LF STD, HF STD/SIO/SEOS, MAG, WIEG, LED RED, FLSH GRN, BZR ON, OPT TAMP, OPEN COLL, CSN 32-BIT MSB, AMAG PENN STATE (MAG OPT 5), IPM OFF, UART OFF, WIEG ON, PENN STATE | Ea |  | 1 Year | 30 | 5% | 28.5
69734 | HID | SEC9X-CRD-E-0425 | CFG CARD, SE, ELITE, CFG PFL, LF STD, HF STD/SIO/SEOS, MAG, WIEG, LED RED, FLSH GRN, BZR ON, OPT TAMP, OPEN COLL, CSN 32-BIT MSB, AMAG PENN STATE (MAG OPT 5), KPF, BFFRD 1 KEY, NO PAR, 4-BIT MSG, IPM OFF, PENN STATE | Ea |  | 1 Year | 30 | 5% | 28.5
69735 | HID | SEC9X-CRD-E-0427 | CFG CARD, SE, ELITE, CFG PFL, LF STD, HF STD/SIO/SEOS/FIPS/CAK/PKI, 485FDX, LED RED, FLSH OFF, BZR ON, OPT TAMP, OPEN COLL, FIPS 40-BIT, BCD, KPF, BFFRD 1 KEY, NO PAR, 4-BIT MSG, LCD 0F, IPM OFF, UART OFF, WIEG ON | Ea |  | 1 Year | 30 | 5% | 28.5
69736 | HID | SEC9X-CRD-E-0430 | CFG CARD, SE, ELITE, CFG PFL, LF STD, HF STD/SIO/SEOS, WIEG, LED RED, FLSH GRN, BZR ON, OPT TAMP, OPEN COLL, ISO15693 CSN, ISO14443A CSN 32-BIT MSB, IPM OFF | Ea |  | 1 Year | 30 | 5% | 28.5
69737 | HID | SEC9X-CRD-E-0431 | CFG CARD, SE, ELITE, CFG PFL, LF STD, HF STD/SIO/SEOS, WIEG, LED RED, FLSH GRN, BZR ON, OPT TAMP, OPEN COLL, ISO15693 CSN, ISO14443A CSN 32-BIT MSB, KPF, BFFRD 1 KEY, NO PAR, 4-BIT MSG, IPM OFF | Ea |  | 1 Year | 30 | 5% | 28.5
69738 | HID | SEC9X-CRD-E-0432 | CFG CARD, SE, ELITE, CFG PFL, LF OFF, HF STD/SIO/SEOS, WIEG, LED RED, FLSH GRN, BZR ON, OPT TAMP, OPEN COLL, ISO15693 CSN, ISO14443A CSN 32-BIT MSB, IPM OFF | Ea |  | 1 Year | 30 | 5% | 28.5
69739 | HID | SEC9X-CRD-E-0433 | CFG CARD, SE, ELITE, CFG PFL, LF OFF, HF STD/SIO/SEOS, WIEG, LED RED, FLSH GRN, BZR ON, OPT TAMP, OPEN COLL, ISO15693 CSN, ISO14443A CSN 32-BIT MSB, KPF, BFFRD 1 KEY, NO PAR, 4-BIT MSG, IPM OFF | Ea |  | 1 Year | 30 | 5% | 28.5
69740 | HID | SEC9X-CRD-E-0434 | CFG CARD, SE, ELITE, CFG PFL, LF OFF, HF STD/SIO/SEOS/FIPS/CAK, 485FDX, LED RED, FLSH GRN, BZR ON, OPT TAMP, OPEN COLL, FIPS 200-BIT, 14443A 56-BIT MIFARE, IPM OFF, UART OFF, WIEG ON | Ea |  | 1 Year | 30 | 5% | 28.5
69741 | HID | SEC9X-CRD-E-0435 | CFG CARD, SE, ELITE, LF OFF, HF STD/SIO/SEOS/FIPS/CAK/PKI, 485FDX, LED RED, FLSH GRN, BZR ON, OSDP V1, OPN COL, OSDP TAMP ENBLD, TEST KEY, POLL=75MS, FIPS 200-BIT, 14443 56-BIT MIF, BFRD 1 KEY, NO PAR, 4-BIT MSG, IPM OFF, UART OFF, WIEG ON | Ea |  | 1 Year | 30 | 5% | 28.5
69742 | HID | SEC9X-CRD-E-043B | CFG CARD, SE, ELITE, CFG PFL, LF STD, HF SIO/SEOS, WIEG, CSTM DATAMODELS, ASK ONLY, 14443A SIO ONLY, LED RED, FLSH GRN, BZR ON, OPT TAMP, OPEN COLL, EM4102 40-BIT, IPM OFF, TURKCELL | Ea |  | 1 Year | 30 | 5% | 28.5
69743 | HID | SEC9X-CRD-E-043E | CFG CARD, SE, ELITE, CFG PFL, LF STD, HF STD/SIO/SEOS/FIPS/CAK, 485FDX, LED RED, FLSH ON, BZR ON, OPT TAMP, OPEN COLL, FIPS 200-BIT, 14443A 56-BIT CSN, KPF, BFFRD 1 KEY, DOR COMPL, NO PAR, 8-BIT MSG, IPM OFF, UART OFF, WIEG ON | Ea |  | 1 Year | 30 | 5% | 28.5
69744 | HID | SEC9X-CRD-E-043F | CFG CARD, SE, ELITE, CFG PFL, LF CST, HF SIO/SEOS, WIEG, LED RED, FLSH GRN, BZR ON, OPT TAMP, OPEN COLL, KPF, BFFRD 1 KEY, NO PAR, 4-BIT MSG, IPM OFF | Ea |  | 1 Year | 30 | 5% | 28.5
69745 | HID | SEC9X-CRD-E-043G | CFG CARD, SE, ELITE, CFG PFL, LF STD, HF STD/SIO/SEOS/FIPS/CAK, 485FDX, LED RED, FLSH GRN, BZR ON, OPT TAMP, OPEN COLL, FIPS 200-BIT, 14443A 56-BIT CSN, KPF, BFFRD 1 KEY, NO PAR, 4-BIT MSG, IPM OFF, UART OFF, WIEG ON | Ea |  | 1 Year | 30 | 5% | 28.5
69746 | HID | SEC9X-CRD-E-043H | CFG CARD, SE, ELITE, CFG PFL, LF OFF, HF SIO/SEOS, WIEG, LED RED, FLSH GRN, BZR ON, CSN 32-BIT MSB, KPF, BFFRD 1 KEY, DOR COMPL, NO PAR, 8-BIT MSG, IPM OFF | Ea |  | 1 Year | 30 | 5% | 28.5
69747 | HID | SEC9X-CRD-E-043J | CFG CARD, SE, ELITE, CFG PFL, LF OFF, HF STD/SIO/SEOS, WIEG, LED RED, FLSH GRN, BZR ON, OPT TAMP, OPEN COLL, CSN 32-BIT MSB, I'M ALIVE 10SEC, IPM OFF | Ea |  | 1 Year | 30 | 5% | 28.5
69748 | HID | SEC9X-CRD-E-043K | CFG CARD, SE, ELITE, CFG PFL, LF STD, HF STD/SIO/SEOS, LED RED, FLSH GRN, BZR ON, OPT TAMP, OPEN COLL, CSN 32-BIT MSB, EM4102 40-BIT, KPF, BFFRD 1 KEY, NO PAR, 4-BIT MSG, PROX PRIORITY, IPM OFF | Ea |  | 1 Year | 30 | 5% | 28.5
69749 | HID | SEC9X-CRD-E-043M | CFG CARD, SE, ELITE, CFG PFL, LF STD, HF STD/SIO/SEOS, WIEG, LED RED, FLSH GRN, BZR OFF, CSN 32-BIT MSB, EM4102 32-BIT, KPF, BFFRD 1 KEY, NO PAR, 4-BIT MSG, IPM OFF | Ea |  | 1 Year | 30 | 5% | 28.5
69750 | HID | SEC9X-CRD-E-043N | CFG CARD, SE, ELITE, CFG PFL, LF OFF, HF STD/SIO/SEOS, WIEG, LED RED, FLSH GRN, BZR ON, OPT TAMP, OPEN COLL, CSN 32-BIT MSB, ISO14443B 32-BIT CSN, IPM OFF | Ea |  | 1 Year | 30 | 5% | 28.5
69751 | HID | SEC9X-CRD-E-043P | CFG CARD, SE, ELITE, CFG PFL, LF OFF, HF STD/SIO/SEOS, WIEG, LED RED, FLSH GRN, BZR ON, OPT TAMP, OPEN COLL, CSN 32-BIT MSB, ISO14443B 32-BIT CSN, KPF, BFFRD 1 KEY, NO PAR, 4-BIT MSG, IPM OFF | Ea |  | 1 Year | 30 | 5% | 28.5
69752 | HID | SEC9X-CRD-E-043T | CFG CARD, SE, ELITE, CFG PFL, LF STD, HF STD/SIO/SEOS/FIPS/CAK, 485FDX, LED RED, FLSH GRN, BZR ON, OPT TAMP, OPEN COLL, FIPS 75-BIT, 14443A MIF 56-BIT CSN, KPF, BFFRD 1 KEY, NO PAR, 4-BIT MSG, IPM OFF, UART OFF, WIEG ON | Ea |  | 1 Year | 30 | 5% | 28.5
69753 | HID | SEC9X-CRD-E-043U | CFG CARD, SE, ELITE, CFG PFL, LF STD, HF STD/SIO/SEOS/FIPS/CAK, 485FDX, LED RED, FLSH GRN, BZR ON, OPT TAM, OPN COL, FIPS 75-BIT, 14443A MIF 56-BIT CSN, KPF, BFRD 1 KEY, DOR COMP, NO PAR, 8-BIT MSG, IPM OFF, UART OFF, WIEG ON | Ea |  | 1 Year | 30 | 5% | 28.5
69754 | HID | SEC9X-CRD-E-043V | CFG CARD, SE, ELITE, CFG PFL, LF STD, HF STD/SIO/SEOS/FIPS/CAK, 485FDX, LED RED, FLSH GRN, BZR ON, OPT TAMP, OPEN COLL, FIPS 75-BIT, 14443A MIF 56-BIT CSN, IPM OFF, UART OFF, WIEG ON | Ea |  | 1 Year | 30 | 5% | 28.5
69755 | HID | SEC9X-CRD-E-043W | CFG CARD, SE, ELITE, CFG PFL, LF OFF, HF STD/SIO/SEOS/FIPS/CAK, 485FDX, LED RED, FLSH GRN, BZR ON, OPT TAMP, OPEN COLL, FIPS 200-BIT, 14443A DES 56-BIT CSN, IPM OFF, UART OFF, WIEG ON | Ea |  | 1 Year | 30 | 5% | 28.5
69756 | HID | SEC9X-CRD-E-043Y | CFG CARD, SE, ELITE, CFG PFL, LF OFF, HF STD/SIO/SEOS/FIPS/CAK, 485FDX, LED RED, FLSH GRN, BZR ON, OPT TAMP, OPEN COLL, FIPS 200-BIT, 14443A MIF 56-BIT CSN, KPF, BFFRD 1 KEY, NO PAR, 4-BIT MSG, IPM OFF, UART OFF, WIEG ON | Ea |  | 1 Year | 30 | 5% | 28.5
69757 | HID | SEC9X-CRD-E-0449 | CFG CARD, SE, ELITE, CFG PFL, LF STD, HF STD/SIO/SEOS/FIPS/CAK, UART, LED RED, FLSH GRN, BZR ON, OPT TAMP, OPEN COLL, FIPS 75-BIT, IPM OFF, UART ON, UART CSTM, WIEG OFF | Ea |  | 1 Year | 30 | 5% | 28.5
69758 | HID | SEC9X-CRD-E-044A | CFG CARD, SE, ELITE, CFG PFL, LF OFF, HF STD/SIO/SEOS/FIPS/CAK, 485FDX, LED RED, FLSH GRN, BZR ON, OPT TAMP, OPEN COLL, FIPS 200-BIT, 14443A DES 56-BIT CSN, KPF, BFFRD 1 KEY, NO PAR, 4-BIT MSG, IPM OFF, UART OFF, WIEG ON | Ea |  | 1 Year | 30 | 5% | 28.5
69759 | HID | SEC9X-CRD-E-044G | CFG CARD, SE, ELITE, CFG PFL, LF STD, HF STD/SIO/SEOS, WIEG, LED RED, FLSH GRN, BZR ON, CSN 32-BIT MSB, EM4102 40-BIT, IPM OFF, IM ALIVE 20 SECONDS | Ea |  | 1 Year | 30 | 5% | 28.5
69760 | HID | SEC9X-CRD-E-0450 | CFG CARD, SE, ELITE, CFG PFL, LF STD, HF STD/SIO/SEOS/FIPS/CAK, LED RED, FLSH GRN, BZR ON, FIPS 200-BIT, PROX DELAY 500MS, APB 2SEC, IPM OFF, UART OFF, WIEG ON | Ea |  | 1 Year | 30 | 5% | 28.5
69761 | HID | SEC9X-CRD-E-0451 | CFG CARD, SE, ELITE, CFG PFL, LF STD, HF STD/SIO/SEOS, LED RED, FLSH GRN, BZR ON, OPT TAMP, OPEN COLL, CSN 32-BIT MSB, EM4102 40-BIT, PROX PRIORITY, IPM OFF | Ea |  | 1 Year | 30 | 5% | 28.5
69762 | HID | SEC9X-CRD-E-0452 | CFG CARD, SE, ELITE, CFG PFL, LF CST, HF SIO, WIEG, CUSTOM SETTINGS, CUST PRIORITY, BLK, STD-2, LED OFF, FLSH OFF, BZR ON, OPT TAMP, OPEN COLL, EM4102 32-BIT, IPM OFF | Ea |  | 1 Year | 30 | 5% | 28.5
69763 | HID | SEC9X-CRD-E-0500 | CFG CARD, SE, ELITE, CFG PFL, LF CST, HF OFF, CUSTOM SETTINGS, PSK ONLY, WIEG, ELITE KEYS, LED MAGENTA, FLSH OFF, BZR ON, OPT TAMP, OPEN COLL, IPM OFF | Ea |  | 1 Year | 30 | 5% | 28.5
69764 | HID | SEC9X-CRD-E-0525 | CFG CARD, SE, ELITE, CFG PFL, RC663 REGISTERS, R10E, HIGH POWER | Ea |  | 1 Year | 30 | 5% | 28.5
69765 | HID | SEC9X-CRD-E-0526 | CFG CARD, SE, ELITE, CFG PFL, RC663 REGISTERS, RP10E, HIGH POWER | Ea |  | 1 Year | 30 | 5% | 28.5
69766 | HID | SEC9X-CRD-E-0527 | CFG CARD, SE, ELITE, CFG PFL, RC663 REGISTERS, R15E, HIGH POWER | Ea |  | 1 Year | 30 | 5% | 28.5
69767 | HID | SEC9X-CRD-E-0528 | CFG CARD, SE, ELITE, CFG PFL, RC663 REGISTERS, RP15E, HIGH POWER | Ea |  | 1 Year | 30 | 5% | 28.5
69768 | HID | SEC9X-CRD-E-0529 | CFG CARD, SE, ELITE, CFG PFL, RC663 REGISTERS, R30E, HIGH POWER | Ea |  | 1 Year | 30 | 5% | 28.5
69769 | HID | SEC9X-CRD-E-052A | CFG CARD, SE, ELITE, CFG PFL, RC663 REGISTERS, RP30E, HIGH POWER | Ea |  | 1 Year | 30 | 5% | 28.5
69770 | HID | SEC9X-CRD-E-052B | CFG CARD, SE, ELITE, CFG PFL, RC663 REGISTERS, R40E, HIGH POWER | Ea |  | 1 Year | 30 | 5% | 28.5
69771 | HID | SEC9X-CRD-E-052C | CFG CARD, SE, ELITE, CFG PFL, RC663 REGISTERS, RP40E, HIGH POWER | Ea |  | 1 Year | 30 | 5% | 28.5
69772 | HID | SEC9X-CRD-E-052D | CFG CARD, SE, ELITE, CFG PFL, RC663 REGISTERS, RK40E, HIGH POWER | Ea |  | 1 Year | 30 | 5% | 28.5
69773 | HID | SEC9X-CRD-E-052E | CFG CARD, SE, ELITE, CFG PFL, RC663 REGISTERS, RPK40E, HIGH POWER | Ea |  | 1 Year | 30 | 5% | 28.5
69774 | HID | SEC9X-CRD-E-052F | CFG CARD, SE, ELITE, CFG PFL, RC663 REGISTERS, R95A, HIGH POWER | Ea |  | 1 Year | 30 | 5% | 28.5
69775 | HID | SEC9X-CRD-E-052G | CFG CARD, SE, ELITE, CFG PFL, RC663 REGISTERS, R90E, HIGH POWER | Ea |  | 1 Year | 30 | 5% | 28.5
69776 | HID | SEC9X-CRD-E-0545 | CFG CARD, SE, ELITE, CFG PFL, RC663 REGISTERS, R10E, LOW POWER | Ea |  | 1 Year | 30 | 5% | 28.5
69777 | HID | SEC9X-CRD-E-0546 | CFG CARD, SE, ELITE, CFG PFL, RC663 REGISTERS, RP10E, LOW POWER | Ea |  | 1 Year | 30 | 5% | 28.5
69778 | HID | SEC9X-CRD-E-0547 | CFG CARD, SE, ELITE, CFG PFL, RC663 REGISTERS, R15E, LOW POWER | Ea |  | 1 Year | 30 | 5% | 28.5
69779 | HID | SEC9X-CRD-E-0548 | CFG CARD, SE, ELITE, CFG PFL, RC663 REGISTERS, RP15E, LOW POWER | Ea |  | 1 Year | 30 | 5% | 28.5
69780 | HID | SEC9X-CRD-E-0549 | CFG CARD, SE, ELITE, CFG PFL, RC663 REGISTERS, R30E, LOW POWER | Ea |  | 1 Year | 30 | 5% | 28.5
69781 | HID | SEC9X-CRD-E-054A | CFG CARD, SE, ELITE, CFG PFL, RC663 REGISTERS, RP30E, LOW POWER | Ea |  | 1 Year | 30 | 5% | 28.5
69782 | HID | SEC9X-CRD-E-054B | CFG CARD, SE, ELITE, CFG PFL, RC663 REGISTERS, R40E, LOW POWER | Ea |  | 1 Year | 30 | 5% | 28.5
69783 | HID | SEC9X-CRD-E-054C | CFG CARD, SE, ELITE, CFG PFL, RC663 REGISTERS, RP40E, LOW POWER | Ea |  | 1 Year | 30 | 5% | 28.5
69784 | HID | SEC9X-CRD-E-054D | CFG CARD, SE, ELITE, CFG PFL, RC663 REGISTERS, RK40E, LOW POWER | Ea |  | 1 Year | 30 | 5% | 28.5
69785 | HID | SEC9X-CRD-E-054E | CFG CARD, SE, ELITE, CFG PFL, RC663 REGISTERS, RPK40E, LOW POWER | Ea |  | 1 Year | 30 | 5% | 28.5
69786 | HID | SEC9X-CRD-E-056B | CFG CARD, SE, ELITE, CFG PFL, LF OFF, HF STD/SIO/SEOS, WIEG, LED RED, FLSH GRN, BZR ON, OPT TAMP, OPEN COLL, CSN 32-BIT MSB, IPM OFF, IM ALIVE 10 SECONDS, MSG-AA | Ea |  | 1 Year | 30 | 5% | 28.5
69787 | HID | SEC9X-CRD-E-A001 | CFG CARD, SE, ELITE, CFG PFL, LF OFF, HF STD/SIO/SEOS/MA, WIEG, LED RED, FLSH GRN, BZR ON, OPT TAMP, OPEN COLL, CSN 32-BIT MSB, IPM OFF, MOBILE-ENABLED-FMT | Ea |  | 1 Year | 30 | 5% | 28.5
69788 | HID | SEC9X-CRD-E-A002 | CFG CARD, SE, ELITE, CFG PFL, LF OFF, HF STD/SIO/SEOS/MA, WIEG, LED RED, FLSH GRN, BZR ON, OPT TAMP, OPEN COLL, CSN 32-BIT MSB, KPF, BFFRD 1 KEY, NO PAR, 4-BIT MSG, IPM OFF, MOBILE-ENABLED-FMT | Ea |  | 1 Year | 30 | 5% | 28.5
69789 | HID | SEC9X-CRD-E-A003 | CFG CARD, SE, ELITE, CFG PFL, LF STD, HF STD/SIO/SEOS/MA, WIEG, LED RED, FLSH GRN, BZR ON, OPT TAMP, OPEN COLL, CSN 32-BIT MSB, EM4102 32-BIT, IPM OFF, MOBILE-ENABLED-FMT | Ea |  | 1 Year | 30 | 5% | 28.5
69790 | HID | SEC9X-CRD-E-A004 | CFG CARD, SE, ELITE, CFG PFL, LF STD, HF STD/SIO/SEOS/MA, WIEG, LED RED, FLSH GRN, BZR ON, OPT TAMP, OPEN COLL, CSN 32-BIT MSB, EM4102 32-BIT, KPF, BFFRD 1 KEY, NO PAR, 4-BIT MSG, IPM OFF, MOBILE-ENABLED-FMT | Ea |  | 1 Year | 30 | 5% | 28.5
69791 | HID | SEC9X-CRD-E-A005 | CFG CARD, SE, ELITE, CFG PFL, LF OFF, HF STD/SIO/SEOS/MA, 485HDX, A/V OFF, OSDP V1, OPT TAMP, OPEN COLL, OSDP TAMP ENBLD, TEST KEY, POLL=75MS, CSN 32-BIT MSB, IPM OFF, UART OFF, WIEG OFF, MOBILE-ENABLED-FMT | Ea |  | 1 Year | 30 | 5% | 28.5
69792 | HID | SEC9X-CRD-E-A006 | CFG CARD, SE, ELITE, CFG PFL, LF OFF, HF STD/SIO/SEOS/MA, 485HDX, A/V OFF, OSDP V1, OPT TAMP, OPEN COLL, OSDP TAMP ENBLD, TEST KEY, POLL=75MS, KPF, ASCII, BFFRD 1 KEY, CSN 32-BIT MSB, IPM OFF, UART OFF, WIEG OFF, MOBILE-ENABLED-FMT | Ea |  | 1 Year | 30 | 5% | 28.5
69793 | HID | SEC9X-CRD-E-A007 | CFG CARD, SE, ELITE, CFG PFL, LF STD, HF STD/SIO/SEOS/MA, 485HDX, A/V OFF, OSDP V1, OPT TAMP, OPEN COLL, OSDP TAMP ENBLD, TEST KEY, POLL=75MS, CSN 32-BIT MSB, EM4102 32-BIT, IPM OFF, UART OFF, WIEG OFF, MOBILE-ENABLED-FMT | Ea |  | 1 Year | 30 | 5% | 28.5
69794 | HID | SEC9X-CRD-E-A008 | CFG CARD, SE,ELITE, CFG PFL, LF STD, HF STD/SIO/SEOS/MA, 485HDX, A/V OFF, OSDP V1, OPT TAMP, OPEN COLL,OSDP TAMP ENBLD,TEST KEY,POLL=75MS, CSN 32-BIT MSB, EM4102 32-BIT, KPF,ASCII, BFFRD 1 KEY, IPM OFF, UART OFF, WIEG OFF, MOBILE-ENABLED-FM | Ea |  | 1 Year | 30 | 5% | 28.5
69795 | HID | SEC9X-CRD-E-A02X | CFG CARD, SE, ELITE, CFG PFL, LF STD, HF STD/SIO/SEOS/MA, WIEG, LED BLUE, FLSH GRN, BZR ON, CSN 40-BIT LSB, KPF, PCSC, IPM OFF, MOBILE-ENABLED-FMT | Ea |  | 1 Year | 30 | 5% | 28.5
69796 | HID | SEC9X-CRD-E-A06E | CFG CARD, SE, ELITE, CFG PFL, LF OFF, HF STD/SIO/SEOS/MA, WIEG, LED OFF, FLSH OFF, BZR OFF, CSN 32-BIT MSB, IPM OFF, MOBILE-ENABLED-FMT | Ea |  | 1 Year | 30 | 5% | 28.5
69797 | HID | SEC9X-CRD-E-A06J | CFG CARD, SE, ELITE, CFG PFL, LF STD, HF STD/SIO/SEOS/MA/MIFSPR, WIEG, LED RED, FLSH GRN, BZR ON, CSN MIF SUPPR, IPM OFF, MOBILE-ENABLED-FMT | Ea |  | 1 Year | 30 | 5% | 28.5
69798 | HID | SEC9X-CRD-E-A06R | CFG CARD, SE, ELITE, CFG PFL,LF OFF, HF STD/SIO/SEOS/MA, WIEG, LED RED, FLSH GRN, BZR ON, CSN 32-BIT MSB, KPF, BFFRD 1 KEY, DORADO COMPL, NO PAR, 8-BIT MSG, IPM OFF, MOBILE-ENABLED-FMT | Ea |  | 1 Year | 30 | 5% | 28.5
69799 | HID | SEC9X-CRD-E-A07H | CFG CARD, SE, ELITE, CFG PFL, LF OFF, HF STD/SIO/SEOS/MA/MIFSPR, WIEG, LED RED, FLSH GRN, BZR ON, CSN MIF SUPPR, IPM OFF, MOBILE-ENABLED-FMT | Ea |  | 1 Year | 30 | 5% | 28.5
69800 | HID | SEC9X-CRD-E-A0AV | CFG CARD, SE, ELITE, CFG PFL, LF STD, HF STD/SIO/SEOS/MA, WIEG, LED RED, FLSH GRN, BZR ON, CSN 32-BIT MSB, EM4102 32-BIT, KPF, BFFRD 1 KEY, DORADO COMPL, NO PAR, 8-BIT MSG, IPM OFF, MOBILE-ENABLED-FMT | Ea |  | 1 Year | 30 | 5% | 28.5
69801 | HID | SEC9X-CRD-E-A0FH | CFG CARD, SE, ELITE, CFG PFL, LF OFF, HF STD/SIO/SEOS/MA, WIEG, LED RED, FLSH GRN, BZR ON, OPT TAMP, OPEN COLL, CSN 32-BIT MSB, I'M ALIVE 10SEC, IPM OFF, NO CUSTOMER SPECIFIC KEYS | Ea |  | 1 Year | 30 | 5% | 28.5
69802 | HID | SEC9X-CRD-E-A0FJ | CFG CARD, SE, ELITE, CFG PFL, LF OFF, HF STD/SIO/SEOS/MA, WIEG, LED RED, FLSH GRN, BZR ON, OPT TAMP, OPEN COLL, CSN 32-BIT MSB, KPF, BFFRD 1 KEY, NO PAR, 4-BIT MSG, I'M ALIVE 10SEC, IPM OFF, NO CUSTOMER SPECIFIC KEYS | Ea |  | 1 Year | 30 | 5% | 28.5
69803 | HID | SEC9X-CRD-E-D01J | CFG CARD, SE, ELITE, CFG PFL,IDLE LED, BLUE, NO RFD CARD | Ea |  | 1 Year | 30 | 5% | 28.5
69804 | HID | SEC9X-CRD-E-FE | CFG CARD, SE READER, ELITE, OSDP V2, REVERSE CRC ENABLE | Ea |  | 1 Year | 30 | 5% | 28.5
69805 | HID | SEC9X-CRD-E-FF | CFG CARD, SE READER, ELITE, OSDP V2, REVERSE CRC DISABLE | Ea |  | 1 Year | 30 | 5% | 28.5
69806 | HID | SEC9X-CRD-E-MKYD | MOBILE KEY CARD, CFG CARD, SEOS KEYS AND CONFIGURATION | Ea |  | 1 Year | 40 | 5% | 38
69807 | HID | SEC9X-CRD-E-P000 | CFG CARD, SE, ELITE, CFG PFL, ELITE UPGRADE CARD, UPGARE TO ELITE READER ADMIN KEY | Ea |  | 1 Year | 30 | 5% | 28.5
69808 | HID | SEC9X-CRD-E-P001 | CFG CARD, SE, ELITE, CFG PFL, ELITE UPGRADE CARD, UPGRADE TO ELITE CREDENTIAL KEYS | Ea |  | 1 Year | 30 | 5% | 28.5
69809 | HID | SEC9X-CRD-E-P002 | CFG CARD, SE, ELITE, CFG PFL, ELITE DOWNGRADE CARD, DOWNGRADE TO STANDARD READER ADMIN KEY | Ea |  | 1 Year | 30 | 5% | 28.5
69810 | HID | SEC9X-CRD-E-P003 | CFG CARD, SE, ELITE, CFG PFL, ELITE DOWNGRADE CARD, DOWNGRADE TO STANDARD-1 CREDENTIAL KEYS | Ea |  | 1 Year | 30 | 5% | 28.5
69811 | HID | SEC9X-CRD-E-P009 | CFG CARD, SE, ELITE, CFG, PFL, WIEGAND PULSE TIME 100US, WIEGAND SPACE TIME 2000US | Ea |  | 1 Year | 30 | 5% | 28.5
69812 | HID | SEC9X-CRD-E-P00F | CFG CARD, SE, ELITE, CFG, PFL, SE READER, DEFAULT LED BLUE, FLSH GRN | Ea |  | 1 Year | 30 | 5% | 28.5
69813 | HID | SEC9X-CRD-E-P00H | CFG CARD, SE, ELITE, CFG, PFL, SE READER, DATAMODELS, LF OFF, HF SEOS/MA ONLY, ELITE ICE0661 MEDIA KEYS | Ea |  | 1 Year | 30 | 5% | 28.5
69814 | HID | SEC9X-CRD-E-P00J | CFG CARD, SE, ELITE, CFG, PFL, SE READER, ELITE, DATAMODELS, LF OFF, HF PIV/SEOS ONLY, 18 ACRES-1 | Ea |  | 1 Year | 30 | 5% | 28.5
69815 | HID | SEC9X-CRD-E-P00K | CFG CARD, SE, ELITE, CFG, PFL, SE READER, ELITE, DATAMODELS, LF PSK INDALA, HF PIV/SEOS ONLY, 18 ACRES-2 | Ea |  | 1 Year | 30 | 5% | 28.5
69816 | HID | SEC9X-CRD-E-P00X | CFG CARD, SE, ELITE, CFG PFL, OSDP V2, ADDRESS= 00, RESP TIME= 32MS, UART ON, 9600 BAUD | Ea |  | 1 Year | 30 | 5% | 28.5
69817 | HID | SEC9X-CRD-E-P01F | CFG CARD, SE, ELITE, CFG PFL, SE READER, DATAMODELS, ELITE, LF OFF, HF STD/SIO/SEOS/MIFSPR, CSN MIF SUPPR, STD LEGACY KEY, ELITE ICE0838 KEY | Ea |  | 1 Year | 30 | 5% | 28.5
69818 | HID | SEC9X-CRD-E-P01H | CFG CARD, SE, ELITE, CFG, PFL, SE READER, ELITE, CSN 56-BIT MSB | Ea |  | 1 Year | 30 | 5% | 28.5
69819 | HID | SEC9X-CRD-E-P01J | CFG CARD, SE, ELITE, CFG, PFL, SE READER, ELITE, CSN 32-BIT MSB | Ea |  | 1 Year | 30 | 5% | 28.5
69820 | HID | SEC9X-CRD-E-P021 | CFG CARD, SE, ELITE, CFG PFL, COMMUNICATION PROTOCOL, ENABLE OSDP V2, AV OFF, OSDP TEST KEY, ADDRESS 0, 9600 BAUD, WIEG OFF, UART OFF | Ea |  | 1 Year | 30 | 5% | 28.5
69821 | HID | SEC9X-CRD-E-P022 | CFG CARD, SE, ELITE, CFG PFL, COMMUNICATION PROTOCOL, ENABLE OSDP V2, AV OFF, OSDP TEST KEY, ADDRESS 0, 9600 BAUD, KPF, ASCII, BFFRD 1 KEY,WIEG OFF, UART OFF | Ea |  | 1 Year | 30 | 5% | 28.5
69822 | HID | SEC9X-CRD-E-P023 | CFG CARD, SE, ELITE, CFG PFL, COMMUNICATION PROTOCOL, ENABLE WIEGAND, LED RED, FLSH GRN, BZR ON, OPT TAMP, OPEN COLL, WIEG ON | Ea |  | 1 Year | 30 | 5% | 28.5
69823 | HID | SEC9X-CRD-E-P024 | CFG CARD, SE, ELITE, CFG PFL, COMMUNICATION PROTOCOL, ENABLE WIEGAND, LED RED, FLSH GRN, BZR ON, OPT TAMP, OPEN COLL, KPF, BFFRD 1 KEY, NO PAR, 4-BIT MSG, WIEG ON | Ea |  | 1 Year | 30 | 5% | 28.5
69824 | HID | SEC9X-CRD-E-P025 | CFG CARD, SE, ELITE, CFG PFL, COMMUNICATION PROTOCOL, ENABLE WIEGAND, LED RED, FLSH GRN, BZR ON, OPT TAMP, OPEN COLL, KPF, BFFRD 1 KEY, DORADO, NO PAR, 8-BIT MSG, WIEG ON | Ea |  | 1 Year | 30 | 5% | 28.5
69825 | HID | SEC9X-CRD-E-P030 | CFG CARD, SE, ELITE, CFG PFL, COMMUNICATION PROTOCOL, ENABLE OSDP V1, AV OFF, ADDRESS 0, 9600 BAUD, WIEG OFF, UART OFF | Ea |  | 1 Year | 30 | 5% | 28.5
69826 | HID | SEC9X-CRD-E-P031 | CFG CARD, SE, ELITE, CFG PFL, COMMUNICATION PROTOCOL, ENABLE OSDP V1, AV OFF, ADDRESS 0, 9600 BAUD, KPF, ASCII, BFFRD 1 KEY, WIEG OFF, UART OFF | Ea |  | 1 Year | 30 | 5% | 28.5
69827 | HID | SEC9X-CRD-E-S000 | CFG CARD, SE, ELITE, CFG PFL, SEOS READERS, RESET TO FACTORY DEFAULTS, R/RP/RK/RPK READERS | Ea |  | 1 Year | 30 | 5% | 28.5
69828 | HID | SEC9X-CRD-E-S010 | CFG CARD, SE, ELITE, CFG PFL, 125KHZ PROX DISABLE | Ea |  | 1 Year | 30 | 5% | 28.5
69829 | HID | SEC9X-CRD-E-S011 | CFG CARD, SE, ELITE, CFG PFL, 125KHZ PROX ENABLE (FSK HIGH PRIORITY) | Ea |  | 1 Year | 30 | 5% | 28.5
69830 | HID | SEC9X-CRD-E-S012 | CFG CARD, SE, ELITE, CFG PFL, 125KHZ PROX ENABLE (SEOS HIGH PRIORITY) | Ea |  | 1 Year | 30 | 5% | 28.5
69831 | HID | SEC9X-CRD-E-S020 | CFG CARD, SE, ELITE, CFG PFL, COMMUNICATION PROTOCOL, ENABLE WIEGAND | Ea |  | 1 Year | 30 | 5% | 28.5
69832 | HID | SEC9X-CRD-E-S021 | CFG CARD, SE, ELITE, CFG PFL, COMMUNICATION PROTOCOL, ENABLE OSDP V2 | Ea |  | 1 Year | 30 | 5% | 28.5
69833 | HID | SEC9X-CRD-E-S030 | CFG CARD, SE, ELITE, CFG PFL, IDLE LED COLOR, RED | Ea |  | 1 Year | 30 | 5% | 28.5
69834 | HID | SEC9X-CRD-E-S031 | CFG CARD, SE, ELITE, CFG PFL, IDLE LED COLOR, GREEN | Ea |  | 1 Year | 30 | 5% | 28.5
69835 | HID | SEC9X-CRD-E-S032 | CFG CARD, SE, ELITE, CFG PFL, IDLE LED COLOR, BLUE | Ea |  | 1 Year | 30 | 5% | 28.5
69836 | HID | SEC9X-CRD-E-S033 | CFG CARD, SE, ELITE, CFG PFL, IDLE LED COLOR, CYAN | Ea |  | 1 Year | 30 | 5% | 28.5
69837 | HID | SEC9X-CRD-E-S034 | CFG CARD, SE, ELITE, CFG PFL, IDLE LED COLOR, AMBER | Ea |  | 1 Year | 30 | 5% | 28.5
69838 | HID | SEC9X-CRD-E-S035 | CFG CARD, SE, ELITE, CFG PFL, IDLE LED COLOR, MAGENTA | Ea |  | 1 Year | 30 | 5% | 28.5
69839 | HID | SEC9X-CRD-E-S036 | CFG CARD, SE, ELITE, CFG PFL, IDLE LED COLOR, WHITE | Ea |  | 1 Year | 30 | 5% | 28.5
69840 | HID | SEC9X-CRD-E-S037 | CFG CARD, SE, ELITE, CFG PFL, IDLE LED COLOR, BLACK (OFF HOST CONTROLLED) | Ea |  | 1 Year | 30 | 5% | 28.5
69841 | HID | SEC9X-CRD-E-S040 | CFG CARD, SE, ELITE, CFG PFL, FLASH ON CARD READ LED COLOR, GREEN | Ea |  | 1 Year | 30 | 5% | 28.5
69842 | HID | SEC9X-CRD-E-S041 | CFG CARD, SE, ELITE, CFG PFL, FLASH ON CARD READ LED COLOR, BLACK (OFF, HOST CONTROLLED) | Ea |  | 1 Year | 30 | 5% | 28.5
69843 | HID | SEC9X-CRD-E-S050 | CFG CARD, SE, ELITE, CFG PFL, BEEP ON CARD READ, ENABLED | Ea |  | 1 Year | 30 | 5% | 28.5
69844 | HID | SEC9X-CRD-E-S051 | CFG CARD, SE, ELITE, CFG PFL, BEEP ON CARD READ, DISABLED (OFF, HOST CONTROLLED) | Ea |  | 1 Year | 30 | 5% | 28.5
69845 | HID | SEC9X-CRD-E-S060 | CFG CARD, SE, ELITE, CFG PFL, KEYPAD, OPTION 00, BUFFER ONE KEY, NO PARITY, 4-BIT MSG | Ea |  | 1 Year | 30 | 5% | 28.5
69846 | HID | SEC9X-CRD-E-S061 | CFG CARD, SE, ELITE, CFG PFL, KEYPAD, OPTION 09, BUFFER ONE KEY, ADD COMPLIMENT, 8-BIT MSG (DORADO) | Ea |  | 1 Year | 30 | 5% | 28.5
69847 | HID | SEC9X-CRD-E-S062 | CFG CARD, SE, ELITE, CFG PFL, KEYPAD, OPTION 14, BUFFER ONE TO FIVE KEYS, ADD PARITY, 26-BIT MSG, USER ENTERED FC | Ea |  | 1 Year | 30 | 5% | 28.5
69848 | HID | SEC9X-CRD-M-A001 | CFG CARD, SE, STD, CFG PFL, LF OFF, HF STD/SIO/SEOS/MA, WIEG, LED RED, FLSH GRN, BZR ON, OPT TAMP, OPEN COLL, CSN 32-BIT MSB, IPM OFF, MOBILE-READY | Ea |  | 1 Year | 30 | 5% | 28.5
69849 | HID | SEC9X-CRD-M-A002 | CFG CARD, SE, STD, CFG PFL, LF OFF, HF STD/SIO/SEOS/MA, WIEG, LED RED, FLSH GRN, BZR ON, OPT TAMP, OPEN COLL, CSN 32-BIT MSB, KPF, BFFRD 1 KEY, NO PAR, 4-BIT MSG, IPM OFF, MOBILE-READY | Ea |  | 1 Year | 30 | 5% | 28.5
69850 | HID | SEC9X-CRD-M-A003 | CFG CARD, SE, STD, CFG PFL, LF STD, HF STD/SIO/SEOS/MA, WIEG, LED RED, FLSH GRN, BZR ON, OPT TAMP, OPEN COLL, CSN 32-BIT MSB, EM4102 32-BIT, IPM OFF, MOBILE-READY | Ea |  | 1 Year | 30 | 5% | 28.5
69851 | HID | SEC9X-CRD-M-A004 | CFG CARD, SE, STD, CFG PFL, LF STD, HF STD/SIO/SEOS/MA, WIEG, LED RED, FLSH GRN, BZR ON, OPT TAMP, OPEN COLL, CSN 32-BIT MSB, EM4102 32-BIT, KPF, BFFRD 1 KEY, NO PAR, 4-BIT MSG, IPM OFF, MOBILE-READY | Ea |  | 1 Year | 30 | 5% | 28.5
69852 | HID | SEC9X-CRD-M-A005 | CFG CARD, SE, STD, CFG PFL, LF OFF, HF STD/SIO/SEOS/MA, 485HDX, A/V OFF, OSDP V1, OPT TAMP, OPEN COLL, OSDP TAMP ENBLD, TEST KEY, POLL=75MS, CSN 32-BIT MSB, IPM OFF, UART OFF, WIEG OFF, NO CUSTOMER SPECIFIC KEYS | Ea |  | 1 Year | 30 | 5% | 28.5
69853 | HID | SEC9X-CRD-M-A006 | CFG CARD, SE, STD, CFG PFL, LF OFF, HF STD/SIO/SEOS/MA, 485HDX, A/V OFF, OSDP V1, OPT TAMP, OPEN COLL, OSDP TAMP ENBLD, TEST KEY, POLL=75MS, KPF, ASCII, BFFRD 1 KEY, CSN 32-BIT MSB, IPM OFF, UART OFF, WIEG OFF, MOBILE-READY | Ea |  | 1 Year | 30 | 5% | 28.5
69854 | HID | SEC9X-CRD-M-A007 | CFG PFL, LF STD, HF STD/SIO/SEOS/MA, 485HDX, A/V OFF, OSDP V1, OPT TAMP, OPEN COLL, OSDP TAMP ENBLD, TEST KEY, POLL=75MS, CSN 32-BIT MSB, EM4102 32-BIT, IPM OFF, UART OFF, WIEG OFF, NO CUSTOMER SPECIFIC KEYS | Ea |  | 1 Year | 30 | 5% | 28.5
69855 | HID | SEC9X-CRD-M-A008 | CFG CARD, SE, STD, CFG PFL, LF STD, HF STD/SIO/SEOS/MA, 485HDX, A/V OFF, OSDP V1, OPT TAMP, OPEN COLL, OSDP TAMP ENBLD,TEST KEY, POLL=75MS, CSN 32-BIT MSB, EM4102 32-BIT, KPF, ASCII, BFFRD 1 KEY, IPM OFF, UART OFF, WIEG OFF, MOBILE-READY | Ea |  | 1 Year | 30 | 5% | 28.5
69856 | HID | SEC9X-CRD-M-A00U | CFG CARD, SE, STD, CFG PFL, LF OFF, HF SIO/SEOS/MA, WIEG, LED BLUE, FLSH GRN, BZR ON, OPT TAMP, OPEN COLL, CSN SUPPRESSED, IPM OFF, MOBILE-READY | Ea |  | 1 Year | 30 | 5% | 28.5
69857 | HID | SEC9X-CRD-M-A024 | CFG CARD, SE, STD, CFG PFL, LF STD, HF LEG/SIO/SEOS/MA, WIEG, LED BLUE, FLSH GRN, BZR ON, OPT TAMP, OPEN COLL, CSN 32-BIT MSB, IPM OFF, STD/ICE0235/MOB0001/MOB0022 KEYS MOBILE ENABLED | Ea |  | 1 Year | 30 | 5% | 28.5
69858 | HID | SEC9X-CRD-M-A0A7 | CFG CARD, SE, STD, CFG PFL, LF STD, HF LEG/SIO/SEOS/MA, 485HDX, A/V OFF, OSDP V1, OPT TAMP, OPEN COLL, OSDP TAMP ENBLD, TEST KEYS, POLL=75MS, CSN 32-BIT MSB, IPM OFF, UART OFF, WIEG OFF, STD/ICE0235/MOB0001/MOB0022 KEYS MOBILE ENBL | Ea |  | 1 Year | 30 | 5% | 28.5
69859 | HID | SEC9X-CRD-M-A0AB | CFG CARD, SE, STD, CFG PFL, LF OFF, HF STD/SIO/SEOS/MA/MIFSPR, WIEG, LED BLUE, FLSH GRN, BZR ON, OPT TAMP, OPEN COLL, CSN MIF SUPPR, KPF, BFFRD 1 KEY, NO PAR, 4-BIT MSG, IPM OFF, MOBILE-READY | Ea |  | 1 Year | 30 | 5% | 28.5
69860 | HID | SEC9X-CRD-M-A0AV | CFG CARD, SE, STD, CFG PFL, LF STD, HF STD/SIO/SEOS/MA, WIEG, LED RED, FLSH GRN, BZR ON, CSN 32-BIT MSB, EM4102 32-BIT, KPF, BFFRD 1 KEY, DORADO COMPL, NO PAR, 8-BIT MSG, IPM OFF, MOBILE-READY | Ea |  | 1 Year | 30 | 5% | 28.5
69861 | HID | SEC9X-CRD-M-A0BE | CFG CARD, SE, STD, CFG PFL, LF STD, HF LEG/SIO/SEOS/MA, WIEG, LED BLUE, FLSH GRN, BZR ON, OPT TAMP, OPEN COLL, CSN 32-BIT MSB, KPF, S2 CUSTOM KEYPAD, 26-BIT MSG, IPM OFF, STD/ICE0235/MOB0001/MOB0022 KEYS MOBILE ENABLED | Ea |  | 1 Year | 30 | 5% | 28.5
69862 | HID | SEC9X-CRD-M-A0CG | CFG CARD, SE, STD, CFG PFL, LF STD, HF STD/SIO/SEOS/MA, WIEG, PIG, BLK, LED BLUE, FLSH GRN, BZR ON, OPT TAMP, OPEN COLL, CSN 32-BIT MSB, EM4102 32-BIT, IPM OFF, MOBILE-READY | Ea |  | 1 Year | 30 | 5% | 28.5
69863 | HID | SEC9X-CRD-M-A0CH | CFG CARD, SE, STD, CFG PFL, LF OFF, HF STD/SIO/SEOS/MA, WIEG, LED BLUE, FLSH GRN, BZR ON, OPT TAMP, OPEN COLL, CSN 32-BIT MSB, IPM OFF, MOBILE-READY | Ea |  | 1 Year | 30 | 5% | 28.5
69864 | HID | SEC9X-CRD-M-A0CJ | CFG CARD, SE, STD, CFG PFL, LF OFF, HF STD/SIO/SEOS/MA, WIEG, PIG, BLK, LED BLUE, FLSH GRN, BZR ON, OPT TAMP, OPEN COLL, CSN 32-BIT MSB, KPF, BFFRD 1 KEY, NO PAR, 4-BIT MSG, IPM OFF, MOBILE-READY | Ea |  | 1 Year | 30 | 5% | 28.5
69865 | HID | SEC9X-CRD-M-A0CK | CFG CARD, SE, STD, CFG PFL, LF STD, HF STD/SIO/SEOS/MA, WIEG, TERM, BLK, LED BLUE, FLSH GRN, BZR ON, CSN 32-BIT MSB, EM4102 32-BIT, KPF, BFFRD 1 KEY, NO PAR, 4-BIT MSG, IPM OFF, MOBILE READY | Ea |  | 1 Year | 30 | 5% | 28.5
69866 | HID | SEC9X-CRD-M-A0E2 | CFG CARD, SE, STD, CFG PFL, LF OFF, HF SIO/SEOS/MIFSPR/MA, WIEG, LED RED, FLSH GRN, BZR ON, OPT TAMP, OPEN COLL, IPM OFF, STD/MOB0502, MOBILE-ENABLED | Ea |  | 1 Year | 30 | 5% | 28.5
69867 | HID | SEC9X-CRD-M-A0E9 | CFG CARD, SE, STD, CFG, PFL, DATAMODELS, LF STD, HF STD/SIO/SEOS/MA, WIEG, LED RED, FLSH GRN, BZR ON, OPT TAMP, OPEN COLL, CSN 32-BIT MSB, EM4102 32-BIT, IPM OFF, PROX PRIORITY | Ea |  | 1 Year | 30 | 5% | 28.5
69868 | HID | SEC9X-CRD-M-A0FH | CFG CARD, SE, STD, CFG PFL, LF OFF, HF STD/SIO/SEOS/MA, WIEG, LED RED, FLSH GRN, BZR ON, OPT TAMP, OPEN COLL, CSN 32-BIT MSB, I'M ALIVE 10SEC, IPM OFF, NO CUSTOMER SPECIFIC KEYS | Ea |  | 1 Year | 30 | 5% | 28.5
69869 | HID | SEC9X-CRD-M-A0FJ | CFG CARD, SE, STD, CFG PFL, LF OFF, HF STD/SIO/SEOS/MA, WIEG, LED RED, FLSH GRN, BZR ON, OPT TAMP, OPEN COLL, CSN 32-BIT MSB, KPF, BFFRD 1 KEY, NO PAR, 4-BIT MSG, I'M ALIVE 10SEC, IPM OFF, NO CUSTOMER SPECIFIC KEYS | Ea |  | 1 Year | 30 | 5% | 28.5
69870 | HID | SEC9X-CRD-MAD-0001 | MOBILE ADMIN CARD; ORGANIZATION SPECIFIC | Ea |  | 1 Year | 40 | 5% | 38
69871 | HID | SEC9X-CRD-MAD-0022 | MOBILE ADMIN CARD; ORGANIZATION SPECIFIC | Ea |  | 1 Year | 40 | 5% | 38
69872 | HID | SEC9X-CRD-MAD-0227 | MOBILE ADMIN CARD; ORGANIZATION SPECIFIC | Ea |  | 1 Year | 40 | 5% | 38
69873 | HID | SEC9X-CRD-MAD-0292 | MOBILE ADMIN CARD; ORGANIZATION SPECIFIC | Ea |  | 1 Year | 40 | 5% | 38
69874 | HID | SEC9X-CRD-MAD-0305 | MOBILE ADMIN CARD; ORGANIZATION SPECIFIC | Ea |  | 1 Year | 40 | 5% | 38
69875 | HID | SEC9X-CRD-MAD-0339 | MOBILE ADMIN CARD; ORGANIZATION SPECIFIC | Ea |  | 1 Year | 40 | 5% | 38
69876 | HID | SEC9X-CRD-MAD-0728 | MOBILE ADMIN CARD; ORGANIZATION SPECIFIC | Ea |  | 1 Year | 40 | 5% | 38
69877 | HID | SEC9X-CRD-MAD-1019 | MOBILE ADMIN CARD; ORGANIZATION SPECIFIC | Ea |  | 1 Year | 40 | 5% | 38
69878 | HID | SEC9X-CRD-MAD-1149 | MOBILE ADMIN CARD; ORGANIZATION SPECIFIC | Ea |  | 1 Year | 40 | 5% | 38
69879 | HID | SEC9X-CRD-MAD-1622 | MOBILE ADMIN CARD; ORGANIZATION SPECIFIC | Ea |  | 1 Year | 40 | 5% | 38
69880 | HID | SEC9X-CRD-MAD-1623 | MOBILE ADMIN CARD; ORGANIZATION SPECIFIC | Ea |  | 1 Year | 40 | 5% | 38
69881 | HID | SEC9X-CRD-MAD-1691 | MOBILE ADMIN CARD; ORGANIZATION SPECIFIC | Ea |  | 1 Year | 40 | 5% | 38
69882 | HID | SEC9X-CRD-MAD-1698 | MOBILE ADMIN CARD; ORGANIZATION SPECIFIC | Ea |  | 1 Year | 40 | 5% | 38
69883 | HID | SEC9X-CRD-MADD | MOBILE ADMIN CARD; ORGANIZATION SPECIFIC | Ea |  | 1 Year | 40 | 5% | 38
69884 | HID | SEC9X-CRD-MKY-0031 | CFG CARD, SE, STD, STD/MOB0031 | Ea |  | 1 Year | 30 | 5% | 28.5
69885 | HID | SEC9X-CRD-MKY-0035 | CFG CARD, SE, STD, STD/MOB0035 | Ea |  | 1 Year | 30 | 5% | 28.5
69886 | HID | SEC9X-CRD-MKY-0059 | CFG CARD, SE, STD, STD/MOB0059 | Ea |  | 1 Year | 30 | 5% | 28.5
69887 | HID | SEC9X-CRD-MKY-0068 | CFG CARD, SE, STD, STD/MOB0068 | Ea |  | 1 Year | 30 | 5% | 28.5
69888 | HID | SEC9X-CRD-MKY-0072 | CFG CARD, SE, STD, STD/MOB0072 | Ea |  | 1 Year | 30 | 5% | 28.5
69889 | HID | SEC9X-CRD-MKY-0109 | CFG CARD, SE, STD, STD/MOB0109 | Ea |  | 1 Year | 30 | 5% | 28.5
69890 | HID | SEC9X-CRD-MKY-0126 | CFG CARD, SE, STD, STD/ MOB0126 | Ea |  | 1 Year | 30 | 5% | 28.5
69891 | HID | SEC9X-CRD-MKY-0131 | CFG CARD, SE, STD, STD/MOB0131 | Ea |  | 1 Year | 30 | 5% | 28.5
69892 | HID | SEC9X-CRD-MKY-0136 | CFG CARD, SE, STD, STD/ MOB0136 | Ea |  | 1 Year | 30 | 5% | 28.5
69893 | HID | SEC9X-CRD-MKY-0140 | CFG CARD, SE, STD, STD/MOB0140 | Ea |  | 1 Year | 30 | 5% | 28.5
69894 | HID | SEC9X-CRD-MKY-DEMO | CFG CARD, SE, STD,ICE0235/MOB0001/MOB0022 MOBILE KEYS ONLY, FOR DEMO READERS | Ea |  | 1 Year | 30 | 5% | 28.5
69895 | HID | SEC9X-CRD-MKY-MASTER1 | CFG CARD, SE, STD, STD/XXXX | Ea |  | 1 Year | 30 | 5% | 28.5
69896 | HID | SEC9XDJXA00000 | CONFIGURATION: NO PROX, LF SET TO 250MS, LED RED, FLASH GRN, BZR ON, IPM OFF, KPF 4 BIT | Ea |  | 1 Year | 30 | 5% | 28.5
69897 | HID | SEC9XLNCA00004 | CONFIGURATION: LF CST, HF SIO, PNL C&D, LED RED, FLASH GRN, BZR OFF, IPM OFF, KPF 4 BIT | Ea |  | 1 Year | 30 | 5% | 28.5
69898 | HID | SEC9XLNNA0008C | CONFIGURATION: SE,LF PROX-PSK ONLY, ALL OTHERS DISABLED, | Ea |  | 1 Year | 30 | 5% | 28.5
69899 | HID | SEC9XLNNAE0004 | CONFIGURATION: SE, ELITE, LF CST, HF SIO, PNL WIEG, LED RED, FLASH GRN, BZR OFF, IPM OFF, KPF 4-BIT, | Ea |  | 1 Year | 30 | 5% | 28.5
69900 | HID | SEC9XLNNAE008C | CONFIGURATION: SE, ELITE, LF PROX-PSK ONLY, ALL OTHERS DISABLED, | Ea |  | 1 Year | 30 | 5% | 28.5
69901 | HID | SEC9XLNXA0XXXX | CONFIGURATION: SECURITY UPGRADE CARD, INTERPRETERS: LF CST, HF SIO | Ea |  | 1 Year | 30 | 5% | 28.5
69902 | HID | SEC9XLTXA0XXXX | CONFIGURATION: SECURITY DOWNGRADE; INTERPRETERS=LF CST (ENTER FORMAT # PER WORK INSTRUCTION), HF STD | Ea |  | 1 Year | 30 | 5% | 28.5
69903 | HID | SEC9XNNNA00000 | CONFIGURATION: LF OFF, HF SIO, PNL WIEG, LED RED, FLASH GRN, BZR ONF, IPM OFF, KPF 4-BIT | Ea |  | 1 Year | 30 | 5% | 28.5
69904 | HID | SEC9XNNNA00004 | CONFIGURATION: LF OFF, HF SIO, PNL WIEG, LED RED, FLASH GRN, BZR OFF, IPM OFF, KPF 4-BIT | Ea |  | 1 Year | 30 | 5% | 28.5
69905 | HID | SEC9XNNXA0XXXX | CONFIGURATION: SECURITY UPGRADE CARD, LF OFF, HF SIO | Ea |  | 1 Year | 30 | 5% | 28.5
69906 | HID | SEC9XNNXAU0009 | SECURITY UPGRADE CARD, INTERPRETERS: LF OFF, HF SIO, LED RED, FLASH OFF, BZR ON, IPM, OFF, KPD 8 BIT DORADO | Ea |  | 1 Year | 30 | 5% | 28.5
69907 | HID | SEC9XNNXAUXXXX | SECURITY UPGRADE CARD, INTERPRETERS: LF OFF, HF SIO, PNL N/A, STD 2 SECURITY | Ea |  | 1 Year | 30 | 5% | 28.5
69908 | HID | SEC9XNTNA00009 | READER PROGRAMMING CARD: CONFIGURATIONL: LF OFF, HF STD, WIEG, LED RED, FLASH OFF, BZR ON, IPM OFF, KPD 8 BIT DORADO | Ea |  | 1 Year | 30 | 5% | 28.5
69909 | HID | SEC9XNTXA0XXXX | CONFIGURATION: SECURITY DOWNGRADE, INTERPRETERS=LF OFF, HF STD | Ea |  | 1 Year | 30 | 5% | 28.5
69910 | HID | SEC9XNTXAD0009 | SECURITY DOWNGRADE CARD: LF OFF, HF STD, LED RED, FLASH OFF, BZR ON, IPM OFF, KPD 8 BIT DORADO | Ea |  | 1 Year | 30 | 5% | 28.5
69911 | HID | SEC9XNTXADXXXX | SECURITY DOWNGRADE CARD: LF OFF, HF STD, PNL N/A | Ea |  | 1 Year | 30 | 5% | 28.5
69912 | HID | SEC9XPNCA00004 | CONFIGURATION, LF STD, HF SIO, PANEL C&D, LED RED, FLASH GRN, BZR OFF, IPM OFF, KPF 4-BIT | Ea |  | 1 Year | 30 | 5% | 28.5
69913 | HID | SEC9XPNNA00000 | CONFIGURATION: LF STD, HF SIO, PNL WIEG, LED RED, FLASH GRN, BZR ONF, IPM OFF, KPF 4-BIT | Ea |  | 1 Year | 30 | 5% | 28.5
69914 | HID | SEC9XPNXA0XXXX | CONFIGURATION: SECURITY UPGRADE CARD, INTERPRETERS: LF STD, HF SIO | Ea |  | 1 Year | 30 | 5% | 28.5
69915 | HID | SEC9XPNXAU0009 | SECURITY UPGRADE CARD, INTERPRETERS: LF STD, HF SIO, LED RED, FLASH OFF, BZR ON, IPM, OFF, KPD 8 BIT DORADO | Ea |  | 1 Year | 30 | 5% | 28.5
69916 | HID | SEC9XPNXAUXXXX | SECURITY UPGRADE CARD: LF STD, HF SIO, PNL N/A | Ea |  | 1 Year | 30 | 5% | 28.5
69917 | HID | SEC9XPNXAUXXXX-5 | SECURITY UPGRADE CARD: LF STD, HF SIO, PNL N/A, FOR SE-SALES KIT -5 | Ea |  | 1 Year | 30 | 5% | 28.5
69918 | HID | SEC9XPTNA00000 | READER PROGRAMMING CARD: CONFIGURATION: SE, LF STD, HF STD, PNL WIEG, LED RED, FLASH GRN, BZR ON, IPM OFF, 32 BIT, KPF 4 | Ea |  | 1 Year | 30 | 5% | 28.5
69919 | HID | SEC9XPTNA00009 | READER PROGRAMMING CARD: CONFIGURATION: LF STD, HF STD, WIEG, LED RED, FLASH OFF, BZR ON, IPM OFF, KPD 8 BIT DORADO | Ea |  | 1 Year | 30 | 5% | 28.5
69920 | HID | SEC9XPTXA00003 | READER PROGRAMMING CARD: CONFIGURATION: SE, LF STD, HF STD, PNL WIEG, KEYPAD 26 BIT BUFFERED | Ea |  | 1 Year | 30 | 5% | 28.5
69921 | HID | SEC9XPTXA0XXXX | CONFIGURATION SECURITY DOWNGRADE INTERPRETER=LF STD, HF STD | Ea |  | 1 Year | 30 | 5% | 28.5
69922 | HID | SEC9XPTXAD0009 | SECURITY DOWNGRADE CARD: LF STD, HF STD, LED RED, FLASH OFF, BZR ON, IPM OFF, KPD 8 BIT DORADO | Ea |  | 1 Year | 30 | 5% | 28.5
69923 | HID | SEC9XPTXADXXXX | SECURITY DOWNGRADE CARD: LF STD, HF STD, PNL N/A | Ea |  | 1 Year | 30 | 5% | 28.5
69924 | HID | SEC9XPTXADXXXX-5 | SECURITY DOWNGRADE CARD: LF STD, HF STD, PNL N/A, FOR SE-SALES KIT-5 | Ea |  | 1 Year | 30 | 5% | 28.5
69925 | HID | SEC9XXXXA00000 | RESET BEEPER/LED, KEYPAD AND IPM TO FACTORY DEFAULTS | Ea |  | 1 Year | 30 | 5% | 28.5
69926 | HID | SEC9XXXXA00001 | READER PROGRAMMING CARD - CONFIGURATION: LED RED, FLASH GRN, BZR ON, IPM OFF, KPF 8 BIT DORADO | Ea |  | 1 Year | 30 | 5% | 28.5
69927 | HID | SEC9XXXXA00002 | READER PROGRAMMING CARD - CONFIGURATION: LED RED, FLASH GRN, BZR ON, IPM OFF, KPF 4 BIT W/PARITY | Ea |  | 1 Year | 30 | 5% | 28.5
69928 | HID | SEC9XXXXA00003 | READER PROGRAMMING CARD - CONFIGURATION: LED RED, FLASH GRN, BZR ON, IPM OFF, KPF 26 BIT BFFRD | Ea |  | 1 Year | 30 | 5% | 28.5
69929 | HID | SEC9XXXXA00004 | READER PROGRAMMING CARD CONFIGURATION: LED RED, FLASH GRN, BZR OFF, IPM OFF, KPF 4 BIT | Ea |  | 1 Year | 30 | 5% | 28.5
69930 | HID | SEC9XXXXA00005 | READER PROGRAMMING CARD CONFIGURATION: LED RED, FLASH GREEN, BZR OFF, IMP OFF, KPF 8 BIT DORADO | Ea |  | 1 Year | 30 | 5% | 28.5
69931 | HID | SEC9XXXXA00008 | READER PROGRAMMING CARD CONFIGURATION: LED RED, FLASH OFF, BZR ON, IPM OFF, KPF 4 BIT | Ea |  | 1 Year | 30 | 5% | 28.5
69932 | HID | SEC9XXXXA0000C | READER PROGRAMMING CARD CONFIGURATION: LED OFF, FLASH OFF, BZR ON, IPM OFF, KPF 4 BIT | Ea |  | 1 Year | 30 | 5% | 28.5
69933 | HID | SEC9XXXXA0000G | READER PROGRAMMING CARD CONFIGURATION: LED OFF, FLASH OFF, BZR OFF, IPM OFF, KPF 4 BIT | Ea |  | 1 Year | 30 | 5% | 28.5
69934 | HID | SEC9XXXXA0000L | READER PROGRAMMING CARD - CONFIGURATION: LED RED, FLASH GRN, BZR ON, IPM ON, KPF 4 BIT | Ea |  | 1 Year | 30 | 5% | 28.5
69935 | HID | SEC9XXXXA0000V | READER PROGRAMMING CARD CONFIGURATION: LED RED, FLASH OFF BZR ON | Ea |  | 1 Year | 30 | 5% | 28.5
69936 | HID | SEC9XXXXA00014 | READER PROGRAMMING CARD CONFIGURATION: LED OFF, FLASH OFF, BZR OFF, IPM ON, KPF 4 BIT | Ea |  | 1 Year | 30 | 5% | 28.5
69937 | HID | SEC9XXXXA00018 | READER PROGRAMMING CARD - CONFIGURATION: CSN 32 BIT | Ea |  | 1 Year | 30 | 5% | 28.5
69938 | HID | SEC9XXXXA00019 | READER PROGRAMMING CARD - CONFIGURATION: CSN 32 BIT MSB | Ea |  | 1 Year | 30 | 5% | 28.5
69939 | HID | SEC9XXXXA0001A | READER PROGRAMMING CARD - CONFIGURATION: CSN 26 BIT | Ea |  | 1 Year | 30 | 5% | 28.5
69940 | HID | SEC9XXXXA0001B | READER PROGRAMMING CARD - CONFIGURATION: CSN 34 BIT | Ea |  | 1 Year | 30 | 5% | 28.5
69941 | HID | SEC9XXXXA0001C | READER PROGRAMMING CARD - CONFIGURATION: CSN 40 BIT | Ea |  | 1 Year | 30 | 5% | 28.5
69942 | HID | SEC9XXXXA0001D | READER PROGRAMMING CARD - CONFIGURATION: CSN 34 BIT & EM4102 34 BIT | Ea |  | 1 Year | 30 | 5% | 28.5
69943 | HID | SEC9XXXXA0001J | CONFIGURATION, INDICATORS: LED BLUE | Ea |  | 1 Year | 30 | 5% | 28.5
69944 | HID | SEC9XXXXA00029 | READER PROGRAMMING CARD CONFIGURATION: CSN 75 BIT GSA | Ea |  | 1 Year | 30 | 5% | 28.5
69945 | HID | SEC9XXXXA0002E | CONFIGURATION CARD, INDICATORS: PROX, OSDP V1 PROTOCOL | Ea |  | 1 Year | 30 | 5% | 28.5
69946 | HID | SEC9XXXXA0008F | CONFIGURATION CARD, LED OFF, FLASH OFF, BZR OFF, KYD 4 BIT BEEP OFF | Ea |  | 1 Year | 30 | 5% | 28.5
69947 | HID | SEC9XXXXADXXXX | DATA MODEL KEYSET PREP CARD STANDARD 1 SECURITY WITH FACTORY DEFAULTS | Ea |  | 1 Year | 30 | 5% | 28.5
69948 | HID | SEC9XXXXAUXXXX | DATA MODEL KEYSET PREP CARD STANDARD 2 SECURITY WITH FACTORY DEFAULTS | Ea |  | 1 Year | 30 | 5% | 28.5
69949 | HID | SEC9XXXXXA0000V | READER PROGRAMMING CARD CONFIGURATION: LED RED, FLASH OFF BZR ON | Ea |  | 1 Year | 30 | 5% | 28.5
69950 | HID | SE-DEMO-CARDSET | SE SALES KIT, DEMO CARD SET, 9 DEMO GROUPS | Ea |  | 1 Year | 200 | 5% | 190
69951 | HID | SE-DEMO-KT1 | SE READER DEMONSTRATION KIT, PROX & SE READER DEMO STANDS WITH CARDS | Ea |  | 1 Year | 1500 | 5% | 1425
69952 | HID | SEF90PNANN | MULTICLASS SE REV D, FIRMWARE UPDATE CARD KIT, PROX, NO KPD, CORE/SAM/PROX, RELEASE 7 SP8 | Ea |  | 1 Year | 60 | 5% | 57
69953 | HID | SEF91NNANN | ICLASS SE REV D, FIRMWARE UPDATE CARD KIT, NO PROX, KPD, CORE/SAM/KPD, RELEASE 7 SP8 (CORE/SAM), R8.2SP1 (KPD) | Ea |  | 1 Year | 60 | 5% | 57
69954 | HID | SEF9X-UPG-0-E-0005 | ICLASS SE REV E, FIRMWARE UPDATE CARD KIT, CORE/SAM, RELEASE 7 SP8, STD-1 SECURITY | Ea |  | 1 Year | 60 | 5% | 57
69955 | HID | SEF9X-UPG-E-E-0005 | ICLASS SE REV E, FIRMWARE UPDATE CARD KIT, CORE/SAM, RELEASE 7 SP8, ELITE SECURITY | Ea |  | 1 Year | 60 | 5% | 57
69956 | HID | SE-OSDP-DTK | FINAL ASSY, HID ICLASS SE OSDP DTK | Ea |  | 1 Year | 1500 | 5% | 1425
69957 | HID | SE-SALES-CARDSET | SE SALES KIT, DEMO CARD SET OF 21, 5 DEMO GROUPS | Ea |  | 1 Year | 200 | 5% | 190
69958 | HID | SE-SALESKIT-9 | SE SALES KIT, CARD DEMO #9 | Ea |  | 1 Year | 60 | 5% | 57
69959 | HID | SE-SEOS-2-CRD0 | CFG CARD KIT, SE, STD-2, SEOS READERS, ALL AVAILABLE CARDS | Ea |  | 1 Year | 420 | 5% | 399
69960 | HID | SE-SEOS-2-CRD1 | CFG CARD KIT, SE, STD-2, SEOS READERS, PROX AND SEOS CARD SETTINGS | Ea |  | 1 Year | 80 | 5% | 76
69961 | HID | SE-SEOS-2-CRD2 | CFG CARD KIT, SE, STD-2, SEOS READERS, PANEL OUTPUT SETTINGS | Ea |  | 1 Year | 60 | 5% | 57
69962 | HID | SE-SEOS-2-CRD3 | CFG CARD KIT, SE, STD-2, SEOS READERS, AUDIO VISUAL SETTINGS | Ea |  | 1 Year | 260 | 5% | 247
69963 | HID | SE-SEOS-2-CRD4 | CFG CARD KIT, SE, STD-2, SEOS READERS, KEYPAD FORMAT SETTINGS | Ea |  | 1 Year | 80 | 5% | 76
69964 | HID | SE-SEOS-E-CRD0 | CFG CARD KIT, SE, ELITE, SEOS READERS, ALL AVAILABLE CARDS | Ea |  | 1 Year | 420 | 5% | 399
69965 | HID | SE-SEOS-E-CRD1 | CFG CARD KIT, SE, ELITE, SEOS READERS, PROX AND SEOS CARD SETTINGS | Ea |  | 1 Year | 80 | 5% | 76
69966 | HID | SE-SEOS-E-CRD2 | CFG CARD KIT, SE, ELITE, SEOS READERS, PANEL OUTPUT SETTINGS | Ea |  | 1 Year | 60 | 5% | 57
69967 | HID | SE-SEOS-E-CRD3 | CFG CARD KIT, SE, ELITE, SEOS READERS, AUDIO VISUAL SETTINGS | Ea |  | 1 Year | 260 | 5% | 247
69968 | HID | SE-SEOS-E-CRD4 | CFG CARD KIT, SE, ELITE, SEOS READERS, KEYPAD FORMAT SETTINGS | Ea |  | 1 Year | 80 | 5% | 76
69969 | HID | SFC9X-CRD-0-P004 | CFG CARD, SE, STD, CFG PFL, ELITE DOWNGRADE CARD, DOWNGRADE TO STANDARD REV F CREDENTIAL KEYS | Ea |  | 1 Year | 30 | 5% | 28.5
69970 | HID | SFC9X-CRD-E-MKYD | MOBILE KEY CARD, CFG CARD, SEOS KEYS AND CONFIGURATION | Ea |  | 1 Year | 40 | 5% | 38
69971 | HID | SFC9X-CRD-E-P000 | CFG CARD, SE, ELITE, CFG PFL, ELITE UPGRADE CARD, UPGARE TO ELITE READER ADMIN KEY | Ea |  | 1 Year | 30 | 5% | 28.5
69972 | HID | SFC9X-CRD-E-P001 | CFG CARD, SE, ELITE, CFG PFL, ELITE UPGRADE CARD, UPGRADE TO ELITE CREDENTIAL KEYS | Ea |  | 1 Year | 30 | 5% | 28.5
69973 | HID | SFC9X-CRD-E-P002 | CFG CARD, SE, ELITE, CFG PFL, ELITE DOWNGRADE CARD, DOWNGRADE TO STANDARD READER ADMIN KEY | Ea |  | 1 Year | 30 | 5% | 28.5
69974 | HID | SIG-PANEL | SIGNATURE PANEL PER SIDE | Ea |  | 1 Year | 1.04 | 5% | 0.988
69975 | HID | SLOT-PUNCH-HOR | HORIZONTAL SLOT PUNCHING OF CARD | Ea |  | 1 Year | 0.3 | 5% | 0.285
69976 | HID | SLOT-PUNCH-VERT | VERTICAL SLOT PUNCHING OF CARD | Ea |  | 1 Year | 0.3 | 5% | 0.285
69977 | HID | SNR-00014 | SNR-LONG THROAT ASY W/PCB | Ea |  | 1 Year | 17.5 | 5% | 16.625
69978 | HID | SWI-00004 | SWITCH-ROCKER DPST | Ea |  | 1 Year | 20.12 | 5% | 19.114
69979 | HID | T00000008 | WEITERBELASTUNG / COST TRANSFER | Ea |  | 1 Year | 2 | 5% | 1.9
69980 | HID | TP01-ES | TECHNOLOGY PARTNER MEMBERSHIP SUBSCRIPTION | Ea |  | 1 Year | 1 | 5% | 0.95
69981 | HID | TP01-GI | TECHNOLOGY PARTNER MEMBERSHIP SUBSCRIPTION | Ea |  | 1 Year | 1 | 5% | 0.95
69982 | HID | TP01-IAM | TECHNOLOGY PARTNER MEMBERSHIP SUBSCRIPTION | Ea |  | 1 Year | 5000 | 5% | 4750
69983 | HID | TP01-PACS | TECHNOLOGY PARTNER MEMBERSHIP SUBSCRIPTION | Ea |  | 1 Year | 1 | 5% | 0.95
69984 | HID | TP02-ES | TECHNOLOGY PARTNER STARTER PACK | Ea |  | 1 Year | 1 | 5% | 0.95
69985 | HID | TP02-IAM | TECHNOLOGY PARTNER STARTER PACK | Ea |  | 1 Year | 1 | 5% | 0.95
69986 | HID | TP02-PACS | TECHNOLOGY PARTNER STARTER PACK | Ea |  | 1 Year | 1 | 5% | 0.95
69987 | HID | TP35-COI | CUSTOM SOFTWARE LICENSE - CENTER OF INTEGRATION | Ea |  | 1 Year | 1 | 5% | 0.95
69988 | HID | TP35M4-COI | CUSTOM SOFTWARE STANDARD MAINTENANCE - CENTER OF INTEGRATION | Ea |  | 1 Year | 1 | 5% | 0.95
69989 | HID | TRW-FULL-BLACK | FULL SIDE THERMAL REWRITABLE CARD SURFACE WITH BLACK PIGMENTATION | Ea |  | 1 Year | 1.75 | 5% | 1.6625
69990 | HID | TRW-FULL-BLUE | FULL SIDE THERMAL REWRITABLE CARD SURFACE WITH BLUE PIGMENTATION | Ea |  | 1 Year | 1.75 | 5% | 1.6625
69991 | HID | TRW-PARTIAL-BLACK | THERMAL REWRITABLE PATCH WITH BLACK PIGMENTATION | Ea |  | 1 Year | 2.5 | 5% | 2.375
69992 | HID | TRW-PARTIAL-BLUE | THERMAL REWRITABLE PATCH WITH BLUE PIGMENTATION | Ea |  | 1 Year | 2.5 | 5% | 2.375
69993 | HID | TS111AS | TS101AS 12V PTL ANSI SS FACEPLATE | Ea |  | 1 Year | 80 | 5% | 76
69994 | HID | VCI-SCCC | VIRTUAL CREDENTIAL, PRE-CONFIGURED CUSTOMER ICLASS CARD, CARD CREDITS | Ea |  | 1 Year | 1.5 | 5% | 1.425
69995 | HID | VCI-SCCF | VIRTUAL CREDENTIAL, PRE-CONFIGURED CUSTOMER ICLASS CARD, FIXED CREDENTIALS | Ea |  | 1 Year | 1.5 | 5% | 1.425
69996 | HID | VDP-COLOR | FULL COLOR VARIABLE PRINTING PER SIDE* | Ea |  | 1 Year | 4.79 | 5% | 4.5505
69997 | HID | VDP-INVISIBLE-UV | VARIABLE ULTRAVIOLET PRINTING PER SIDE | Ea |  | 1 Year | 2.07 | 5% | 1.9665
69998 | HID | VDP-MONO | MONOCHROME VARIABLE PRINTING PER SIDE* | Ea |  | 1 Year | 1.49 | 5% | 1.4155
69999 | HID | WSHLDMT-BLU | CARD HOLDER PACK, WINDSHIELD MOUNT, BLUE, PACK OF 10 CARD HOLDERS | Ea |  | 1 Year | 80 | 5% | 76
70000 | HID | WSHLDMT-CLR | CARD HOLDER PACK, WINDSHIELD MOUNT, CLEAR, PACK OF 10 CARD HOLDERS | Ea |  | 1 Year | 80 | 5% | 76
70001 | HID | WSHLDMT-CLR-BULK | CARD HOLDER BULK PACK, WINDSHIELD MOUNT, CLEAR, 250 BAGGED | Ea |  | 1 Year | 1800 | 5% | 1710
70002 | HID | WSHLDMT-CUPS | KIT, SUCTION CUP (200), WINDSHIELD CARD HOLDER | Ea |  | 1 Year | 200 | 5% | 190
70003 | HID | WSHLDMT-WHT | CARD HOLDER PACK, WINDSHIELD MOUNT, WHITE, PACK OF 10 CARD HOLDERS | Ea |  | 1 Year | 80 | 5% | 76
70004 | HID | XXZ321 | BEZEL,ARCH,W/S,BLACK,FLXSMRT | Ea |  | 1 Year | 14 | 5% | 13.3
70005 | Hubbell | 15901 | CONN, D-SUB,15PIN,FF,90DEG,1/PK | EA |  | 1 Year | 28.6 | 5% | 27.17
70006 | Hubbell | 022291000 | FO SGL EYE SUP GRIP, .18"-.25", CLS | EA |  | 1 Year | 27.6 | 5% | 26.22
70007 | Hubbell | 022291001 | FO SGL EYE SUP GRIP, .23"-.32", CLS | EA |  | 1 Year | 31.5 | 5% | 29.925
70008 | Hubbell | 022291002 | FO SGL EYE SUP GRIP, .30"-.39", CLS | EA |  | 1 Year | 33.05 | 5% | 31.3975
70009 | Hubbell | 022291003 | FO SGL EYE SUP GRIP, .37"-.48", CLS | EA |  | 1 Year | 34.65 | 5% | 32.9175
70010 | Hubbell | 022291004 | FO SGL EYE SUP GRIP, .46"-.58", CLS | EA |  | 1 Year | 35.2 | 5% | 33.44
70011 | Hubbell | 022291005 | FO SGL EYE SUP GRIP, .56"-.71", CLS | EA |  | 1 Year | 45.35 | 5% | 43.0825
70012 | Hubbell | 022291006 | FO SGL EYE SUP GRIP, .69"-.88", CLS | EA |  | 1 Year | 46.3 | 5% | 43.985
70013 | Hubbell | 022291016 | FO SGL EYE SUP GRIP, .18"-.25", ROD | EA |  | 1 Year | 44.6 | 5% | 42.37
70014 | Hubbell | 022291017 | FO SGL EYE SUP GRIP, .23"-.32", ROD | EA |  | 1 Year | 44.7 | 5% | 42.465
70015 | Hubbell | 022291018 | FO SGL EYE SUP GRIP, .30"-.39", ROD | EA |  | 1 Year | 45.25 | 5% | 42.9875
70016 | Hubbell | 022291019 | FO SGL EYE SUP GRIP, .37"-.48", ROD | EA |  | 1 Year | 49.6 | 5% | 47.12
70017 | Hubbell | 022291020 | FO SGL EYE SUP GRIP, .46"-.58", ROD | EA |  | 1 Year | 49.8 | 5% | 47.31
70018 | Hubbell | 022291021 | FO SGL EYE SUP GRIP, .56"-.71", ROD | EA |  | 1 Year | 61.7 | 5% | 58.615
70019 | Hubbell | 022291022 | FO SGL EYE SUP GRIP, .69"-.88", ROD | EA |  | 1 Year | 62.35 | 5% | 59.2325
70020 | Hubbell | 033291000 | FO FLX EYE PULL GRIP, .10-.22" | EA |  | 1 Year | 148 | 5% | 140.6
70021 | Hubbell | 033291001 | FO FLX EYE PULL GRIP, .21-.35" | EA |  | 1 Year | 150 | 5% | 142.5
70022 | Hubbell | 033291002 | FO FLX EYE PULL GRIP, .32-.48" | EA |  | 1 Year | 191 | 5% | 181.45
70023 | Hubbell | 033291003 | FO FLX EYE PULL GRIP, .42-.61" | EA |  | 1 Year | 196 | 5% | 186.2
70024 | Hubbell | 033291004 | FO FLX EYE PULL GRIP, .53-.74" | EA |  | 1 Year | 259 | 5% | 246.05
70025 | Hubbell | 033291005 | FO FLX EYE PULL GRIP, .64-.87" | EA |  | 1 Year | 264 | 5% | 250.8
70026 | Hubbell | 033291008 | FO ROT EYE PULL GRIP, .21-.35" | EA |  | 1 Year | 534 | 5% | 507.3
70027 | Hubbell | 033291009 | FO ROT EYE PULL GRIP, .32-.48" | EA |  | 1 Year | 541 | 5% | 513.95
70028 | Hubbell | 033291010 | FO ROT EYE PULL GRIP, .42-.61" | EA |  | 1 Year | 552 | 5% | 524.4
70029 | Hubbell | 033291011 | FO ROT EYE PULL GRIP, .53-.74" | EA |  | 1 Year | 563 | 5% | 534.85
70030 | Hubbell | 033291012 | FO ROT EYE PULL GRIP, .64-.87" | EA |  | 1 Year | 572 | 5% | 543.4
70031 | Hubbell | 033291015 | FO SLACK PULL GRIP, .25-.37", ROD | EA |  | 1 Year | 61.2 | 5% | 58.14
70032 | Hubbell | 033291016 | FO SLACK PULL GRIP, .38-.49", ROD | EA |  | 1 Year | 70.85 | 5% | 67.3075
70033 | Hubbell | 033291017 | FO SLACK PULL GRIP, .50-.61", ROD | EA |  | 1 Year | 77.6 | 5% | 73.72
70034 | Hubbell | 033291018 | FO SLACK PULL GRIP, .62-.74", ROD | EA |  | 1 Year | 95.5 | 5% | 90.725
70035 | Hubbell | 033291193 | FO FLX EYE PULL GRIP, .10-.22", LO-PRO | EA |  | 1 Year | 137 | 5% | 130.15
70036 | Hubbell | 033291194 | FO FLX EYE PULL GRIP, .21-.35", LO-PRO | EA |  | 1 Year | 144 | 5% | 136.8
70037 | Hubbell | 033291195 | FO FLX EYE PULL GRIP, .32-.48", LO-PRO | EA |  | 1 Year | 153 | 5% | 145.35
70038 | Hubbell | 033291196 | FO FLX EYE PULL GRIP, .42-.61", LO-PRO | EA |  | 1 Year | 148 | 5% | 140.6
70039 | Hubbell | 033291197 | FO FLX EYE PULL GRIP, .53-.74", LO-PRO | EA |  | 1 Year | 192 | 5% | 182.4
70040 | Hubbell | 033291198 | FO FLX EYE PULL GRIP, .64-.87", LO-PRO | EA |  | 1 Year | 196 | 5% | 186.2
70041 | Hubbell | 033291199 | FO FLX EYE PULL GRIP, .75-1.0", LO-PRO | EA |  | 1 Year | 257 | 5% | 244.15
70042 | Hubbell | 1032RRSCRW20 | CABINET ACCESS, #10-32 PHILP SCR,20PK | PK |  | 1 Year | 13.6 | 5% | 12.92
70043 | Hubbell | 10GAFBCVRALU | 6/10G AFB CVR, FLUSH, ALUMINUM POWDER | EA |  | 1 Year | 443 | 5% | 420.85
70044 | Hubbell | 10GAFBCVRALUC | 6/10G AFB CVR, INSERT, ALUMINUM POWDER | EA |  | 1 Year | 443 | 5% | 420.85
70045 | Hubbell | 10GAFBCVRBK | 6/10G AFB CVR, FLUSH, BLACK POWDER | EA |  | 1 Year | 443 | 5% | 420.85
70046 | Hubbell | 10GAFBCVRBKC | 6/10G AFB CVR, INSERT, BLACK POWDER | EA |  | 1 Year | 443 | 5% | 420.85
70047 | Hubbell | 10GAFBCVRBRS | 6/10G AFB CVR, FLUSH, BRASS POWDER | EA |  | 1 Year | 443 | 5% | 420.85
70048 | Hubbell | 10GAFBCVRBRSC | 6/10G AFB CVR, INSERT, BRASS POWDER | EA |  | 1 Year | 443 | 5% | 420.85
70049 | Hubbell | 10GAFBCVRBRZ | 6/10G AFB CVR, FLUSH, BRONZE POWDER | EA |  | 1 Year | 443 | 5% | 420.85
70050 | Hubbell | 10GAFBCVRBRZC | 6/10G AFB CVR, INSERT, BRONZE POWDER | EA |  | 1 Year | 443 | 5% | 420.85
70051 | Hubbell | 10GAFBCVRNK | 6/10G AFB CVR, FLUSH, NICKEL POWDER | EA |  | 1 Year | 443 | 5% | 420.85
70052 | Hubbell | 10GAFBCVRNKC | 6/10G AFB CVR, INSERT, NICKEL POWDER | EA |  | 1 Year | 443 | 5% | 420.85
70053 | Hubbell | 110BLK100BWL | 110 SYS, BASE W/LEGS,100PR | EA |  | 1 Year | 19.6 | 5% | 18.62
70054 | Hubbell | 110BLK100FTK4 | 110 SYS, FLDTERM KIT,4PR CONN BK,100PR | EA |  | 1 Year | 43.3 | 5% | 41.135
70055 | Hubbell | 110BLK100FTK5 | 110 SYS, FLDTERM KIT,5PR CONN BK,100PR | EA |  | 1 Year | 46.05 | 5% | 43.7475
70056 | Hubbell | 110BLK300BWL | 110 SYS, BASE W/LEGS,300PR | EA |  | 1 Year | 56.75 | 5% | 53.9125
70057 | Hubbell | 110BLK300FTK4 | 110 SYS, FLDTERM KIT,4PR CONN BK,300PR | EA |  | 1 Year | 108 | 5% | 102.6
70058 | Hubbell | 110BLK300FTK5 | 110 SYS, FLDTERM KIT,5PR CONN BK,300PR | EA |  | 1 Year | 108 | 5% | 102.6
70059 | Hubbell | 110BLK50BWL | 110 SYS, WIRING BLOCK,W/LEGS,50PR | EA |  | 1 Year | 15.6 | 5% | 14.82
70060 | Hubbell | 110BLK50FTK4 | 110 SYS, FLDTERM KIT,4PR CONN BK,50PR | EA |  | 1 Year | 29.15 | 5% | 27.6925
70061 | Hubbell | 110BLK50FTK5 | 110 SYS, FLDTERM KIT,5PR CONN BK,50PR | EA |  | 1 Year | 28.55 | 5% | 27.1225
70062 | Hubbell | 110CB4PR10 | 110 SYS, CONN BK,CAT5E,4PR,10PK | PK |  | 1 Year | 11.55 | 5% | 10.9725
70063 | Hubbell | 110CB5PR10 | 110 SYS, CONN BK,CAT5E,5PR,10PK | PK |  | 1 Year | 11.9 | 5% | 11.305
70064 | Hubbell | 110FPP4PR | 110 SYS, FLD TERM PATCH PLUG,4PR | EA |  | 1 Year | 6.55 | 5% | 6.2225
70065 | Hubbell | 110RM14 | 110 SYS, RACK MT KIT,4PR,W/TROUGH,100PR | EA |  | 1 Year | 136 | 5% | 129.2
70066 | Hubbell | 110RM14NT | 110 SYS, RACK MT KIT,4PR,NO TROUGH,100PR | EA |  | 1 Year | 106 | 5% | 100.7
70067 | Hubbell | 110RM15 | 110 SYS, RACK MT KIT,5PR,W/TROUGH,100PR | EA |  | 1 Year | 136 | 5% | 129.2
70068 | Hubbell | 110RM15NT | 110 SYS, RACK MT KIT,5PR,NO TROUGH,100PR | EA |  | 1 Year | 106 | 5% | 100.7
70069 | Hubbell | 110RM24 | 110 SYS, RACK MT KIT,4PR,W/TROUGH,200PR | EA |  | 1 Year | 173 | 5% | 164.35
70070 | Hubbell | 110RM24NT | 110 SYS, RACK MT KIT,4PR,NO TROUGH,200PR | EA |  | 1 Year | 145 | 5% | 137.75
70071 | Hubbell | 110RM25 | 110 SYS, RACK MT KIT,5PR,W/TROUGH,200PR | EA |  | 1 Year | 173 | 5% | 164.35
70072 | Hubbell | 110RM25NT | 110 SYS, RACK MT KIT,5PR,NO TROUGH,200PR | EA |  | 1 Year | 145 | 5% | 137.75
70073 | Hubbell | 110TRA | 110 SYS, JUMPER TROUGH,W/LEGS | EA |  | 1 Year | 21.6 | 5% | 20.52
70074 | Hubbell | 110TRB | 110 SYS, JUMPER TROUGH,W/OUT LEGS | EA |  | 1 Year | 12.85 | 5% | 12.2075
70075 | Hubbell | 110WMK | 110 SYS, WALL MT KIT,4PR CONN BK,300PR | EA |  | 1 Year | 388 | 5% | 368.6
70076 | Hubbell | 1224RRSCRW20 | CABINET ACCESS, #12-24 PHILP SCR,20PK | PK |  | 1 Year | 8.9 | 5% | 8.455
70077 | Hubbell | 14S10 | CONN, 1/4JK,LOCKING,SDR TYPE,PNL MT,10PK | PK |  | 1 Year | 299 | 5% | 284.05
70078 | Hubbell | 15A6P1 | CONN, D-SUB,15PN F-8PN F,ANGLED,1/PK | EA |  | 1 Year | 27.25 | 5% | 25.8875
70079 | Hubbell | 15A6P10 | CONN, D-SUB,15PIN-8PIN,ANGLED,10PK | PK |  | 1 Year | 261 | 5% | 247.95
70080 | Hubbell | 15GC10 | CONN, GENDER CHANGER,15PIN,10PK | PK |  | 1 Year | 153 | 5% | 145.35
70081 | Hubbell | 15M6P1 | CONN, D-SUB,15 PIN M-8 PIN F,8" TAIL | EA |  | 1 Year | 27.25 | 5% | 25.8875
70082 | Hubbell | 15M6P10 | CONN, D-SUB,15PIN M-8PIN F,8" TAIL,10 PK | PK |  | 1 Year | 261 | 5% | 247.95
70083 | Hubbell | 15MP6P1 | CONN, D-SUB,15PIN M-8PIN F,8" TAIL,PLNM | EA |  | 1 Year | 28.6 | 5% | 27.17
70084 | Hubbell | 15N6P1 | CONN, D-SUB,15PN F-8PN F,90DEG,1/PK | EA |  | 1 Year | 27.25 | 5% | 25.8875
70085 | Hubbell | 15N6P10 | CONN, D-SUB,15PN F-8PN F,90DEG,10PK | PK |  | 1 Year | 261 | 5% | 247.95
70086 | Hubbell | 15S6P1 | CONN, D-SUB,15PIN F-8PIN F,180DEG,1/PK | EA |  | 1 Year | 27.25 | 5% | 25.8875
70087 | Hubbell | 15ST10 | CONN, D-SUB,15PIN,SVGA,SCR TERM,10PK | PK |  | 1 Year | 203 | 5% | 192.85
70088 | Hubbell | 15T6P1 | CONN, D-SUB,15PIN F-8PIN F,8"TAIL,1/PK | EA |  | 1 Year | 27.25 | 5% | 25.8875
70089 | Hubbell | 24GCCVRALU | CARPET CVR, 2/4G, FLUSH, ALUMINUM POWDER | EA |  | 1 Year | 189 | 5% | 179.55
70090 | Hubbell | 24GCCVRALUC | 2/4G CARPET CVR, INSERT, ALUMINUM POWDER | EA |  | 1 Year | 189 | 5% | 179.55
70091 | Hubbell | 24GCCVRBK | CARPET CVR, 2/4G, FLUSH, BLACK POWDER | EA |  | 1 Year | 189 | 5% | 179.55
70092 | Hubbell | 24GCCVRBKC | 2/4G CARPET CVR, INSERT, BLACK POWDER | EA |  | 1 Year | 189 | 5% | 179.55
70093 | Hubbell | 24GCCVRBRS | CARPET CVR, 2/4G, FLUSH, BRASS POWDER | EA |  | 1 Year | 189 | 5% | 179.55
70094 | Hubbell | 24GCCVRBRSC | 2/4G CARPET CVR, INSERT, BRASS POWDER | EA |  | 1 Year | 189 | 5% | 179.55
70095 | Hubbell | 24GCCVRBRZ | CARPET CVR, 2/4G, FLUSH, BRONZE POWDER | EA |  | 1 Year | 189 | 5% | 179.55
70096 | Hubbell | 24GCCVRBRZC | 2/4G CARPET CVR, INSERT, BRONZE POWDER | EA |  | 1 Year | 189 | 5% | 179.55
70097 | Hubbell | 24GCCVRNK | CARPET CVR, 2/4G, FLUSH, NICKEL POWDER | EA |  | 1 Year | 189 | 5% | 179.55
70098 | Hubbell | 24GCCVRNKC | 2/4G CARPET CVR, INSERT, NICKEL POWDER | EA |  | 1 Year | 189 | 5% | 179.55
70099 | Hubbell | 24GTCVRALU | 2/4G TILE CVR, FLUSH, ALUMINUM POWDER | EA |  | 1 Year | 189 | 5% | 179.55
70100 | Hubbell | 24GTCVRALUC | 2/4G TILE CVR, INSERT, ALUMINUM POWDER | EA |  | 1 Year | 189 | 5% | 179.55
70101 | Hubbell | 24GTCVRBK | TILE CVR, 2/4G, FLUSH, BLACK POWDER | EA |  | 1 Year | 189 | 5% | 179.55
70102 | Hubbell | 24GTCVRBKC | 2/4G TILE CVR, INSERT, BLACK POWDER | EA |  | 1 Year | 189 | 5% | 179.55
70103 | Hubbell | 24GTCVRBRS | TILE CVR, 2/4G, FLUSH, BRASS POWDER | EA |  | 1 Year | 189 | 5% | 179.55
70104 | Hubbell | 24GTCVRBRSC | 2/4G TILE CVR, INSERT, BRASS POWDER | EA |  | 1 Year | 189 | 5% | 179.55
70105 | Hubbell | 24GTCVRBRZ | TILE CVR, 2/4G, FLUSH, BRONZE POWDER | EA |  | 1 Year | 189 | 5% | 179.55
70106 | Hubbell | 24GTCVRBRZC | 2/4G TILE CVR, INSERT, BRONZE POWDER | EA |  | 1 Year | 189 | 5% | 179.55
70107 | Hubbell | 24GTCVRNK | TILE CVR, 2/4G, FLUSH, NICKEL POWDER | EA |  | 1 Year | 189 | 5% | 179.55
70108 | Hubbell | 24GTCVRNKC | 4G TILE CVR, INSERT, NICKEL POWDER | EA |  | 1 Year | 189 | 5% | 179.55
70109 | Hubbell | 2GAFBCVRALU | 2G AFB CVR, FLUSH, ALUMINUM POWDER | EA |  | 1 Year | 189 | 5% | 179.55
70110 | Hubbell | 2GAFBCVRALUC | 2G AFB CVR, INSERT, ALUMINUM POWDER | EA |  | 1 Year | 189 | 5% | 179.55
70111 | Hubbell | 2GAFBCVRBK | AFB CVR, 2G ,FLUSH, BLACK POWDER | EA |  | 1 Year | 189 | 5% | 179.55
70112 | Hubbell | 2GAFBCVRBKC | 2G AFB CVR, INSERT, BLACK POWDER | EA |  | 1 Year | 189 | 5% | 179.55
70113 | Hubbell | 2GAFBCVRBRS | AFB CVR, 2G, FLUSH, BRASS POWDER | EA |  | 1 Year | 189 | 5% | 179.55
70114 | Hubbell | 2GAFBCVRBRSC | 2G AFB CVR, INSERT, BRASS POWDER | EA |  | 1 Year | 189 | 5% | 179.55
70115 | Hubbell | 2GAFBCVRBRZ | 2G AFB CVR, FLUSH, BRONZE POWDER | EA |  | 1 Year | 189 | 5% | 179.55
70116 | Hubbell | 2GAFBCVRBRZC | 2G AFB CVR, INSERT, BRONZE POWDER | EA |  | 1 Year | 189 | 5% | 179.55
70117 | Hubbell | 2GAFBCVRNK | AFB CVR, 2G , FLUSH, NICKEL POWDER | EA |  | 1 Year | 189 | 5% | 179.55
70118 | Hubbell | 2GAFBCVRNKC | 2G AFB CVR, INSERT, NICKEL POWDER | EA |  | 1 Year | 189 | 5% | 179.55
70119 | Hubbell | 2GAFBFFCVRALU | 2G AFB FF CVR, ALUMINUM POWDER | EA |  | 1 Year | 176 | 5% | 167.2
70120 | Hubbell | 2GAFBFFCVRBK | AFB FF CVR, 2G, BLACK POWDER | EA |  | 1 Year | 189 | 5% | 179.55
70121 | Hubbell | 2GAFBFFCVRBRS | AFB FF CVR, 2G, BRASS POWDER | EA |  | 1 Year | 189 | 5% | 179.55
70122 | Hubbell | 2GAFBFFCVRBRZ | 2G AFB FF CVR, BRONZE POWDER | EA |  | 1 Year | 176 | 5% | 167.2
70123 | Hubbell | 2GAFBFFCVRNK | AFB FF CVR, 2G, NICKEL POWDER | EA |  | 1 Year | 189 | 5% | 179.55
70124 | Hubbell | 2GTFFCVRBRS | 2G TILE FF CVR, BRASS POWDER | EA |  | 1 Year | 176 | 5% | 167.2
70125 | Hubbell | 2GTFFCVRBRZ | 2G TILE FF CVR, BRONZE POWDER | EA |  | 1 Year | 176 | 5% | 167.2
70126 | Hubbell | 2GTFFCVRNK | 2G TILE FF CVR, NICKEL POWDER | EA |  | 1 Year | 176 | 5% | 167.2
70127 | Hubbell | 35FF10 | CONN, 3.5MM STEREO JACK,FF COUPLER,10PK | PK |  | 1 Year | 71.15 | 5% | 67.5925
70128 | Hubbell | 35S10 | CONN, 3.5MM STEREO JACK,SOLDER,10PK | PK |  | 1 Year | 71.15 | 5% | 67.5925
70129 | Hubbell | 35SJ100 | CONN, 3.5MM STEREO JACK,SOLDER,100PK | PK |  | 1 Year | 227 | 5% | 215.65
70130 | Hubbell | 35ST10 | CONN, 3.5MM STEREO JACK,SCREW TERM,10PK | PK |  | 1 Year | 71.15 | 5% | 67.5925
70131 | Hubbell | 3SFBB | 3 SERVICE FB PLATE, BLANK | EA |  | 1 Year | 34.3 | 5% | 32.585
70132 | Hubbell | 3SFBCBKA | 3 SERVICE FB COVER, BK | EA |  | 1 Year | 166 | 5% | 157.7
70133 | Hubbell | 3SFBCGYA | 3 SERVICE FB COVER, GY | EA |  | 1 Year | 166 | 5% | 157.7
70134 | Hubbell | 3SFBDS | 3 SERVICE FB PLATE, STYLELINE | EA |  | 1 Year | 34.3 | 5% | 32.585
70135 | Hubbell | 3SFBTP | 3 SERVICE FB PLATE, TELE/DATA | EA |  | 1 Year | 20.05 | 5% | 19.0475
70136 | Hubbell | 4GAFBCVRALU | 4G AFB CVR, FLUSH, ALUMINUM POWDER | EA |  | 1 Year | 189 | 5% | 179.55
70137 | Hubbell | 4GAFBCVRALUC | 4G AFB CVR, INSERT, ALUMINUM POWDER | EA |  | 1 Year | 189 | 5% | 179.55
70138 | Hubbell | 4GAFBCVRBK | AFB CVR, 4G, FLUSH, BLACK POWDER | EA |  | 1 Year | 189 | 5% | 179.55
70139 | Hubbell | 4GAFBCVRBKC | 4G AFB CVR, INSERT, BLACK POWDER | EA |  | 1 Year | 189 | 5% | 179.55
70140 | Hubbell | 4GAFBCVRBRS | AFB CVR, 4G, FLUSH, BRASS POWDER | EA |  | 1 Year | 189 | 5% | 179.55
70141 | Hubbell | 4GAFBCVRBRSC | 4G AFB CVR, INSERT, BRASS POWDER | EA |  | 1 Year | 189 | 5% | 179.55
70142 | Hubbell | 4GAFBCVRBRZ | AFB CVR, 4G, INSERT, BRONZE POWDER | EA |  | 1 Year | 189 | 5% | 179.55
70143 | Hubbell | 4GAFBCVRBRZC | 4G AFB CVR, INSERT, BRONZE POWDER | EA |  | 1 Year | 189 | 5% | 179.55
70144 | Hubbell | 4GAFBCVRNK | AFB CVR, 4G, FLUSH, NICKEL POWDER | EA |  | 1 Year | 189 | 5% | 179.55
70145 | Hubbell | 4GAFBCVRNKC | 4G AFB CVR, INSERT, NICKEL POWDER | EA |  | 1 Year | 189 | 5% | 179.55
70146 | Hubbell | 610GCCVRALU | CARPET CVR, 6/10G, FLUSH, ALUM POWDER | EA |  | 1 Year | 443 | 5% | 420.85
70147 | Hubbell | 610GCCVRALUC | 6/10G CARPET CVR, INSERT,ALUMINUM POWDER | EA |  | 1 Year | 443 | 5% | 420.85
70148 | Hubbell | 610GCCVRBK | CARPET CVR, 6/10G, FLUSH, BLACK POWDER | EA |  | 1 Year | 443 | 5% | 420.85
70149 | Hubbell | 610GCCVRBKC | 6/10G CARPET CVR, INSERT, BLACK POWDER | EA |  | 1 Year | 443 | 5% | 420.85
70150 | Hubbell | 610GCCVRBRS | CARPET CVR, 6/10G, FLUSH, BRASS POWDER | EA |  | 1 Year | 443 | 5% | 420.85
70151 | Hubbell | 610GCCVRBRSC | 6/10G CARPET CVR, INSERT, BRASS POWDER | EA |  | 1 Year | 443 | 5% | 420.85
70152 | Hubbell | 610GCCVRBRZ | CARPET CVR, 6/10G, FLUSH, BRONZE POWDER | EA |  | 1 Year | 443 | 5% | 420.85
70153 | Hubbell | 610GCCVRBRZC | 6/10G CARPET CVR, INSERT, BRONZE POWDER | EA |  | 1 Year | 443 | 5% | 420.85
70154 | Hubbell | 610GCCVRNK | CARPET CVR, 6/10G, FLUSH, NICKEL POWDER | EA |  | 1 Year | 443 | 5% | 420.85
70155 | Hubbell | 610GCCVRNKC | 6/10G CARPET CVR, INSERT, NICKEL POWDER | EA |  | 1 Year | 443 | 5% | 420.85
70156 | Hubbell | 610GTCVRALU | TILE CVR, 6/10G, FLUSH, ALUMINUM POWDER | EA |  | 1 Year | 443 | 5% | 420.85
70157 | Hubbell | 610GTCVRALUC | 6/10G TILE CVR, INSERT, ALUMINUM POWDER | EA |  | 1 Year | 443 | 5% | 420.85
70158 | Hubbell | 610GTCVRBK | TILE CVR, 6/10G, FLUSH, BLACK POWDER | EA |  | 1 Year | 443 | 5% | 420.85
70159 | Hubbell | 610GTCVRBKC | 6/10G TILE CVR, INSERT, BLACK POWDER | EA |  | 1 Year | 443 | 5% | 420.85
70160 | Hubbell | 610GTCVRBRS | TILE CVR, 6/10G, FLUSH, BRASS POWDER | EA |  | 1 Year | 443 | 5% | 420.85
70161 | Hubbell | 610GTCVRBRSC | 6/10G TILE CVR, INSERT, BRASS POWDER | EA |  | 1 Year | 443 | 5% | 420.85
70162 | Hubbell | 610GTCVRBRZ | TILE CVR, 6/10G, FLUSH, BRONZE POWDER | EA |  | 1 Year | 443 | 5% | 420.85
70163 | Hubbell | 610GTCVRBRZC | 6/10G TILE CVR, INSERT, BRONZE POWDER | EA |  | 1 Year | 443 | 5% | 420.85
70164 | Hubbell | 610GTCVRNK | TILE CVR, 6/10G, FLUSH, NICKEL POWDER | EA |  | 1 Year | 443 | 5% | 420.85
70165 | Hubbell | 610GTCVRNKC | 6/10G TILE CVR, INSERT, NICKEL POWDER | EA |  | 1 Year | 443 | 5% | 420.85
70166 | Hubbell | 6110CB4PR10 | 6110 SYS, CONN BLK,CAT6,4PR,10PK | PK |  | 1 Year | 23.8 | 5% | 22.61
70167 | Hubbell | 6110FPP4PR | 6110 SYS, FLD TERM PATCH PLUG,4PR | EA |  | 1 Year | 10.1 | 5% | 9.595
70168 | Hubbell | 6110FTK192WL | 6110 SYS, FLDTERM KIT,4PR CONN BLK,192PR | EA |  | 1 Year | 238 | 5% | 226.1
70169 | Hubbell | 6110FTK64NL | 6110 SYS,FLDTERM KIT,4PR CONN BK,64PR,NL | EA |  | 1 Year | 69.6 | 5% | 66.12
70170 | Hubbell | 6110FTK64WL | 6110 SYS,FLDTERM KIT,4PR CONN BK,64PR,WL | EA |  | 1 Year | 72.9 | 5% | 69.255
70171 | Hubbell | 6110MPPDT | TOOL, IMPACT,FOR 6110 SYS,4 PR | EA |  | 1 Year | 497 | 5% | 472.15
70172 | Hubbell | 6110MPPDT1 | TOOL, IMPACT,FOR 6110 SYS,REP HEAD | EA |  | 1 Year | 272 | 5% | 258.4
70173 | Hubbell | 6110PCL12 | P-CORD, CAT6,6-110/6-110,YL,12FT | EA |  | 1 Year | 38.2 | 5% | 36.29
70174 | Hubbell | 6110PCL3 | P-CORD, CAT6 6-110/6-110,YL,3FT | EA |  | 1 Year | 26.5 | 5% | 25.175
70175 | Hubbell | 6110PCL5 | P-CORD, CAT6,6-110/6-110,YL,5FT | EA |  | 1 Year | 27.35 | 5% | 25.9825
70176 | Hubbell | 6110PCL7 | P-CORD, CAT6,6-110/6-110,YL,7FT | EA |  | 1 Year | 34.05 | 5% | 32.3475
70177 | Hubbell | 6110PCL9 | P-CORD, CAT6,6-110/6-110,YL,9FT | EA |  | 1 Year | 35.25 | 5% | 33.4875
70178 | Hubbell | 6110RM1 | 6110 SYS, RACK MT KIT,W/TROUGH,128PR | EA |  | 1 Year | 266 | 5% | 252.7
70179 | Hubbell | 6110RM1NT | 6110 SYS, RACK MT KIT,NO TROUGH,128PR | EA |  | 1 Year | 238 | 5% | 226.1
70180 | Hubbell | 6110WMK | 6110 SYS, WALL MT KIT,4PR CONN BLK,192PR | EA |  | 1 Year | 454 | 5% | 431.3
70181 | Hubbell | 6119PCL12 | P-CORD, CAT6,6-110/RJ45,YL,12FT | EA |  | 1 Year | 25.5 | 5% | 24.225
70182 | Hubbell | 6119PCL3 | P-CORD, CAT6,6-110/RJ45,YL,3FT | EA |  | 1 Year | 20.3 | 5% | 19.285
70183 | Hubbell | 6119PCL5 | P-CORD, CAT6,6-110/RJ45,YL,5FT | EA |  | 1 Year | 21.5 | 5% | 20.425
70184 | Hubbell | 6119PCL7 | P-CORD, CAT6,6-110/RJ45,YL,7FT | EA |  | 1 Year | 22.45 | 5% | 21.3275
70185 | Hubbell | 6119PCL9 | P-CORD, CAT6,6-110/RJ45,YL,9FT | EA |  | 1 Year | 23.8 | 5% | 22.61
70186 | Hubbell | 950AI | ADAPT, NARROW,CONVERTS 568B TO 568A | EA |  | 1 Year | 24.35 | 5% | 23.1325
70187 | Hubbell | 9GC10 | CONN, GENDER CHANGER,9PIN,10PK | PK |  | 1 Year | 153 | 5% | 145.35
70188 | Hubbell | 9ST10 | CONN, D-SUB,9PIN,FEMALE/SCR TERM,10PK | PK |  | 1 Year | 222 | 5% | 210.9
70189 | Hubbell | ABP175 | P-PANEL, ANGLED,BLANK,1U,BK | EA |  | 1 Year | 51.5 | 5% | 48.925
70190 | Hubbell | ABP350 | P-PANEL, ANGLED,BLANK,2U,BK | EA |  | 1 Year | 62.3 | 5% | 59.185
70191 | Hubbell | AFB10G55 | REC AFB, 10 GANG, 5.5 IN | EA |  | 1 Year | 368 | 5% | 349.6
70192 | Hubbell | AFB10G55CHI | REC AFB, 10 GANG, 5.5 IN CHICAGO | EA |  | 1 Year | 368 | 5% | 349.6
70193 | Hubbell | AFB2G25 | REC AFB, 2 GANG, 2.5 IN | EA |  | 1 Year | 196 | 5% | 186.2
70194 | Hubbell | AFB2G25CHI | REC AFB, 2 GANG, 2.5 IN, CHICAGO | EA |  | 1 Year | 196 | 5% | 186.2
70195 | Hubbell | AFB2G50 | REC AFB, 2 GANG, 5 IN | EA |  | 1 Year | 209 | 5% | 198.55
70196 | Hubbell | AFB2G50CHI | REC AFB, 2 GANG, 5 IN, CHICAGO | EA |  | 1 Year | 209 | 5% | 198.55
70197 | Hubbell | AFB301BK | ACCESS FLOOR BOX & CVR, 4 GANG DEEP BK | EA |  | 1 Year | 491 | 5% | 466.45
70198 | Hubbell | AFB301GNT | ACCESS FLOOR BOX & CVR, 4 GANG DEEP GNT | EA |  | 1 Year | 491 | 5% | 466.45
70199 | Hubbell | AFB401BK | ACCESS FLOOR BOX & CVR, 4 GANG SHAL, BK | EA |  | 1 Year | 478 | 5% | 454.1
70200 | Hubbell | AFB401GNT | ACCESS FLOOR BOX & CVR, 4 GANG SHAL, GNT | EA |  | 1 Year | 478 | 5% | 454.1
70201 | Hubbell | AFB4G25 | REC AFB, 4 GANG, 2.5 IN | EA |  | 1 Year | 222 | 5% | 210.9
70202 | Hubbell | AFB4G25CHI | REC AFB, 4 GANG, 2.5 IN, CHICAGO | EA |  | 1 Year | 222 | 5% | 210.9
70203 | Hubbell | AFB4G50 | REC AFB, 4 GANG, 5 IN | EA |  | 1 Year | 222 | 5% | 210.9
70204 | Hubbell | AFB4G50CHI | REC AFB, 4 GANG, 5 IN, CHICAGO | EA |  | 1 Year | 222 | 5% | 210.9
70205 | Hubbell | AFB501BK | ACCESS FLOOR BOX & CVR, 8 GANG DEEP BK | EA |  | 1 Year | 510 | 5% | 484.5
70206 | Hubbell | AFB501GNT | ACCESS FLOOR BOX & CVR, 8 GANG DEEP GNT | EA |  | 1 Year | 510 | 5% | 484.5
70207 | Hubbell | AFB801BK | ACCESS FLOOR BOX, ROUND, 4-GANG, BLACK | EA |  | 1 Year | 430 | 5% | 408.5
70208 | Hubbell | AFB801GNT | ACCESS FLOOR BOX, ROUND, 4-GANG, GRANITE | EA |  | 1 Year | 430 | 5% | 408.5
70209 | Hubbell | AFP12SCDW | PLATE, ANG,1-G,UTP/FIB,WH | EA |  | 1 Year | 4.15 | 5% | 3.9425
70210 | Hubbell | AFP14 | PLATE, ANG,1-G,4P,OW | EA |  | 1 Year | 5.3 | 5% | 5.035
70211 | Hubbell | AFP14BK | PLATE, ANG,1-G,4P,BK | EA |  | 1 Year | 5.3 | 5% | 5.035
70212 | Hubbell | AFP14E | PLATE, ANG,1-G,4P,EI | EA |  | 1 Year | 5.3 | 5% | 5.035
70213 | Hubbell | AFP14G | PLATE, ANG,1-G,4P,GY | EA |  | 1 Year | 5.3 | 5% | 5.035
70214 | Hubbell | AFP14I | PLATE, ANG,1-G,4P,TI | EA |  | 1 Year | 5.3 | 5% | 5.035
70215 | Hubbell | AFP14W | PLATE, ANG,1-G,4P,WH | EA |  | 1 Year | 5.3 | 5% | 5.035
70216 | Hubbell | AMO | HOUSING, MULTIMEDIA,12PT,FIB/UTP/COAX/OW | EA |  | 1 Year | 23.55 | 5% | 22.3725
70217 | Hubbell | AMOB2J10 | HOUSING, BRKT,AMO,2 HIGH DENS JKS,10PK | PK |  | 1 Year | 14.95 | 5% | 14.2025
70218 | Hubbell | AMOBBN10 | HOUSING, BRKT,AMO,BNC,UNLD,10PK | PK |  | 1 Year | 14.95 | 5% | 14.2025
70219 | Hubbell | AMOBF10 | HOUSING, BRKT,AMO,FCONN-3/8"OPEN,10PK | PK |  | 1 Year | 14.95 | 5% | 14.2025
70220 | Hubbell | AMOBJ10 | HOUSING, BRKT,AMO,FOR ANY HPW JKS,10PK | PK |  | 1 Year | 14.95 | 5% | 14.2025
70221 | Hubbell | AMOBL10 | HOUSING, BRKT,BLANK,10PK | PK |  | 1 Year | 14.95 | 5% | 14.2025
70222 | Hubbell | AMOBRC10 | HOUSING, BRKT,AMO,SOLDER RCA 1/4",10PK | PK |  | 1 Year | 14.95 | 5% | 14.2025
70223 | Hubbell | AMOBSCD | HOUSING, BRKT,AMO,W/1 SC DUP ADAP | EA |  | 1 Year | 34.9 | 5% | 33.155
70224 | Hubbell | AMOBSCDSAQ | HOUSING, BRKT-OW,AMO,SC DUPLX,AQ,ZIRC | EA |  | 1 Year | 34.9 | 5% | 33.155
70225 | Hubbell | AMOBST2 | HOUSING, BRKT,AMO,W/2 SM/MM ST ADAP | EA |  | 1 Year | 20.5 | 5% | 19.475
70226 | Hubbell | AMOLCQSAQ | HOUSING, BRKT-OW,W/LC QUAD AQ ZIRC ADAP | EA |  | 1 Year | 55.2 | 5% | 52.44
70227 | Hubbell | AMOLCQSBE | HOUSING, BRKT-OW,W/LC QUAD BG ZIRC ADAP | EA |  | 1 Year | 55.2 | 5% | 52.44
70228 | Hubbell | AMOLCQSBL | HOUSING, BRKT-OW,W/LC QUAD BL ZIRC ADAP | EA |  | 1 Year | 55.2 | 5% | 52.44
70229 | Hubbell | AMOLCQUNLD | HOUSING, BRKT-OW,FOR QUAD LC,UNLD,10PK | PK |  | 1 Year | 13.1 | 5% | 12.445
70230 | Hubbell | AP22 | FRPT ADANDONMENT PLATE, 2" | EA |  | 1 Year | 63.75 | 5% | 60.5625
70231 | Hubbell | AP2GY | FRPT ABANDONMENT PLATE, 3", GY | EA |  | 1 Year | 73.9 | 5% | 70.205
70232 | Hubbell | AP2I | FRPT ADANDONMENT PLATE, 3", IV | EA |  | 1 Year | 73.9 | 5% | 70.205
70233 | Hubbell | AP42 | FR480 ADANDONMENT PLATE | EA |  | 1 Year | 86.65 | 5% | 82.3175
70234 | Hubbell | APC | P-PANEL, ANGLED COVER,TOP/BOTTOM | EA |  | 1 Year | 60.45 | 5% | 57.4275
70235 | Hubbell | ATB | SERVICE POLE T-BAR | EA |  | 1 Year | 104 | 5% | 98.8
70236 | Hubbell | AV153505 | P-CORD, AV PNP,15PIN M,35 M,TO 8PIN M,5' | EA |  | 1 Year | 68.3 | 5% | 64.885
70237 | Hubbell | AV153510 | P-CORD, AV PNP,15PN M,35 M,TO 8PN M,10' | EA |  | 1 Year | 79.8 | 5% | 75.81
70238 | Hubbell | AV15M05 | P-CORD, AV PNP,15PIN M TO 8PIN M,5FT | EA |  | 1 Year | 56.95 | 5% | 54.1025
70239 | Hubbell | AV15M10 | P-CORD, AV PNP,15PIN M TO 8PIN M,10FT | EA |  | 1 Year | 68.3 | 5% | 64.885
70240 | Hubbell | AVB10 | P-CORD, AV PNP,5BNC M,RGBHV,8PIN M,10' | EA |  | 1 Year | 68.3 | 5% | 64.885
70241 | Hubbell | AVC3505 | P-CORD, AV PNP,3RCA COMP M,35 M,8PN M,5' | EA |  | 1 Year | 56.95 | 5% | 54.1025
70242 | Hubbell | AVC3510 | P-CORD, AV PNP,3RCA COMP,35 M,8PN M,10' | EA |  | 1 Year | 68.3 | 5% | 64.885
70243 | Hubbell | AVC35T1 | P-CORD, AVTAIL,3RCA COMP M,35 M,8PN F,1' | EA |  | 1 Year | 28.6 | 5% | 27.17
70244 | Hubbell | AVCAR05 | P-CORD, AV PNP,5RCA COMP,LR AUD,8PN M,5' | EA |  | 1 Year | 56.95 | 5% | 54.1025
70245 | Hubbell | AVCAR10 | P-CORD, AV PNP,5RCA COMP,LRAUD,8PN M,10' | EA |  | 1 Year | 68.3 | 5% | 64.885
70246 | Hubbell | AVCART1 | P-CORD, AVTAIL,5RCA COMP,LR AUD,8PN F,1' | EA |  | 1 Year | 28.6 | 5% | 27.17
70247 | Hubbell | AVCE1P | ZONE BOX, CEIL,24X12X8,2 20A RECPT,PL,WH | EA |  | 1 Year | 927 | 5% | 880.65
70248 | Hubbell | AVCP250 | CABLE, AV,5 MINICOAX,28AWG,PLNM,250 FT | EA |  | 1 Year | 1227 | 5% | 1165.65
70249 | Hubbell | AVCR05 | P-CORD, AV PNP,3RCA COMP M,RGB,8PIN M,5' | EA |  | 1 Year | 56.95 | 5% | 54.1025
70250 | Hubbell | AVCR10 | P-CORD, AV PNP,3RCA COMP M,RGB,8PN M,10' | EA |  | 1 Year | 68.3 | 5% | 64.885
70251 | Hubbell | AVCR250 | CABLE, AV,5 MINICOAX,28AWG,RS,250 FT | EA |  | 1 Year | 508 | 5% | 482.6
70252 | Hubbell | AVCRD05 | P-CORD, AV PNP,3RCA COMP,SPDIF,8PIN M,5' | EA |  | 1 Year | 56.95 | 5% | 54.1025
70253 | Hubbell | AVCRDT1 | P-CORD, AVTAIL,3RCA COMP,SPDIF,8PIN F,1' | EA |  | 1 Year | 28.6 | 5% | 27.17
70254 | Hubbell | AVCRT1 | P-CORD, AVTAIL,3RCA COMP-M,RGB,8PIN-F,1' | EA |  | 1 Year | 28.6 | 5% | 27.17
70255 | Hubbell | AVIR | EMMITER,RECIEVER KIT,IR | EA |  | 1 Year | 31.1 | 5% | 29.545
70256 | Hubbell | AVPS15BK | ISTATION P-SUP,5VDC,DUP 15AMP,USB-CHR,BK | EA |  | 1 Year | 111 | 5% | 105.45
70257 | Hubbell | AVPS15GY | ISTATION P-SUP,5VDC,DUP 15AMP,USB-CHR,GY | EA |  | 1 Year | 111 | 5% | 105.45
70258 | Hubbell | AVPS15I | ISTATION P-SUP,5VDC,DUP 15AMP,USB-CHR,IV | EA |  | 1 Year | 111 | 5% | 105.45
70259 | Hubbell | AVPS15LA | ISTATION P-SUP,5VDC,DUP 15AMP,USB-CHR,LA | EA |  | 1 Year | 111 | 5% | 105.45
70260 | Hubbell | AVPS15W | ISTATION P-SUP,5VDC,DUP 15AMP,USB-CHR,WH | EA |  | 1 Year | 111 | 5% | 105.45
70261 | Hubbell | AVPS20BK | ISTATION P-SUP,5VDC,DUP 20AMP,USB-CHR,BK | EA |  | 1 Year | 122 | 5% | 115.9
70262 | Hubbell | AVPS20GY | ISTATION P-SUP,5VDC,DUP 20AMP,USB-CHR,GY | EA |  | 1 Year | 122 | 5% | 115.9
70263 | Hubbell | AVPS20I | ISTATION P-SUP,5VDC,DUP 20AMP,USB-CHR,IV | EA |  | 1 Year | 122 | 5% | 115.9
70264 | Hubbell | AVPS20LA | ISTATION P-SUP,5VDC,DUP 20AMP,USB-CHR,LA | EA |  | 1 Year | 122 | 5% | 115.9
70265 | Hubbell | AVPS20W | ISTATION P-SUP,5VDC,DUP 20AMP,USB-CHR,WH | EA |  | 1 Year | 122 | 5% | 115.9
70266 | Hubbell | AVR3505 | P-CORD,AV PNP,CMPSVID M,35 M,TO 8PN M,5' | EA |  | 1 Year | 56.95 | 5% | 54.1025
70267 | Hubbell | AVR35T1 | P-CORD,AVTAIL,CMPSVID M,35 M,TO 8PN F,1' | EA |  | 1 Year | 28.6 | 5% | 27.17
70268 | Hubbell | AVRC05 | P-CORD, AV PNP,CMPS M,LR AUD M,8PIN M,5' | EA |  | 1 Year | 56.95 | 5% | 54.1025
70269 | Hubbell | AVRC10 | P-CORD, AV PNP,CMPS M,LR AUD M,8PN M,10' | EA |  | 1 Year | 68.3 | 5% | 64.885
70270 | Hubbell | AVS3505 | P-CORD, AV PNP,SVID M,35 M,8PIN M,5' | EA |  | 1 Year | 56.95 | 5% | 54.1025
70271 | Hubbell | AVS3510 | P-CORD, AV PNP,SVID M,35 M,8PIN M,10' | EA |  | 1 Year | 68.3 | 5% | 64.885
70272 | Hubbell | AVS35T1 | P-CORD, AVTAIL,SVID M,35 M,8PIN F,1' | EA |  | 1 Year | 28.6 | 5% | 27.17
70273 | Hubbell | AVSCR10 | P-CORD, AV PNP,3RCACOMP,SVID M,8PN M,10' | EA |  | 1 Year | 68.3 | 5% | 64.885
70274 | Hubbell | AVSCRT1 | P-CORD, AVTAIL,3RCA COMP,SVID M,8PN F,1' | EA |  | 1 Year | 28.6 | 5% | 27.17
70275 | Hubbell | AVSRA05 | P-CORD, AV PNP,SVID,RCA LRAUD M,8PN M,5' | EA |  | 1 Year | 56.95 | 5% | 54.1025
70276 | Hubbell | AVSRAT1 | P-CORD, AVTAIL,SVID,RCA LRAUD M,8PN F,1' | EA |  | 1 Year | 28.6 | 5% | 27.17
70277 | Hubbell | AVSRC05 | P-CORD, AV PNP,3RCAVID,AUD,SVID,8PN M,5' | EA |  | 1 Year | 56.95 | 5% | 54.1025
70278 | Hubbell | AVSRC10 | P-CORD, AV PNP,3RCVID,AUD,SVID,8PN M,10' | EA |  | 1 Year | 68.3 | 5% | 64.885
70279 | Hubbell | AVSRCT1 | P-CORD, AVTAIL,3RCAVID,AUD,SVID,8PN F,1' | EA |  | 1 Year | 28.6 | 5% | 27.17
70280 | Hubbell | B2025 | POLYTUFF NM TUBING, 1/4", BK | FT |  | 1 Year | 2.1 | 5% | 1.995
70281 | Hubbell | B2038 | POLYTUFF NM TUBING, 3/8", BK | FT |  | 1 Year | 1.53 | 5% | 1.4535
70282 | Hubbell | B2050 | POLYTUFF NM TUBING, 1/2", BK | FT |  | 1 Year | 1.53 | 5% | 1.4535
70283 | Hubbell | B2075 | POLYTUFF NM TUBING, 3/4", BK | FT |  | 1 Year | 2.1 | 5% | 1.995
70284 | Hubbell | B2100 | POLYTUFF NM TUBING, 1", BK | FT |  | 1 Year | 3.4 | 5% | 3.23
70285 | Hubbell | B2125 | POLYTUFF NM TUBING, 1 1/4", BK | FT |  | 1 Year | 5.45 | 5% | 5.1775
70286 | Hubbell | B2150 | POLYTUFF NM TUBING, 1 1/2", BK | FT |  | 1 Year | 7.75 | 5% | 7.3625
70287 | Hubbell | B2200 | POLYTUFF NM TUBING, 2", BK | FT |  | 1 Year | 10.35 | 5% | 9.8325
70288 | Hubbell | B2414 | 1-G RECT CAST FB, SHAL, SEMI ADJ,BRS | EA |  | 1 Year | 123 | 5% | 116.85
70289 | Hubbell | B2421 | 1-G RECT STEEL FB, EXTSHAL, FULL ADJ,BRS | EA |  | 1 Year | 85.65 | 5% | 81.3675
70290 | Hubbell | B2422 | 2-G RECT STEEL FB, SHAL, FULL ADJ,BRS | EA |  | 1 Year | 109 | 5% | 103.55
70291 | Hubbell | B2423 | 3-G RECT STEEL FB, SHAL, FULL ADJ,BRS | EA |  | 1 Year | 163 | 5% | 154.85
70292 | Hubbell | B2427 | 1-G RECT STEEL FB,EXT DEEP, FULL ADJ,BRS | EA |  | 1 Year | 131 | 5% | 124.45
70293 | Hubbell | B2429 | 1-G RECT SS FB, SHALLOW, FULL ADJ,BRS | EA |  | 1 Year | 105 | 5% | 99.75
70294 | Hubbell | B2431 | 1-G RECT STEEL FB, DEEP, FULL ADJ,BRS | EA |  | 1 Year | 92.55 | 5% | 87.9225
70295 | Hubbell | B2432 | 2-G RECT STEEL FB, DEEP, FULL ADJ,BRS | EA |  | 1 Year | 116 | 5% | 110.2
70296 | Hubbell | B2433 | 3-G RECT STEEL FB, DEEP, FULL ADJ,BRS | EA |  | 1 Year | 184 | 5% | 174.8
70297 | Hubbell | B2436 | 1-G RECT CAST FB, DEEP, FULL ADJ,BRS | EA |  | 1 Year | 131 | 5% | 124.45
70298 | Hubbell | B243641 | 1-G RECT CAST FB, DEEP, FULL ADJ,BRS, 1" | EA |  | 1 Year | 231 | 5% | 219.45
70299 | Hubbell | B2437 | 1-G RECT CAST FB, MEDIUM, FULL ADJ,BRS | EA |  | 1 Year | 122 | 5% | 115.9
70300 | Hubbell | B2481 | 1-G RECT STEEL WOOD FB, SEMI ADJ | EA |  | 1 Year | 114 | 5% | 108.3
70301 | Hubbell | B2482 | 2-G RECT STEEL WOOD FB, SEMI ADJ | EA |  | 1 Year | 118 | 5% | 112.1
70302 | Hubbell | B2483 | 3-G RECT STEEL WOOD FB, SEMI ADJ | EA |  | 1 Year | 196 | 5% | 186.2
70303 | Hubbell | B2503 | RND CAST FB,CAST,DEEP,FULL ADJ,BRS,3/4KO | EA |  | 1 Year | 152 | 5% | 144.4
70304 | Hubbell | B2506 | RND CAST FB,CAST,DEEP,FULL ADJ,BRS,11/4" | EA |  | 1 Year | 240 | 5% | 228
70305 | Hubbell | B2506415 | CAT #B2506 W/ 4) 1 1/2" KOS | EA |  | 1 Year | 224 | 5% | 212.8
70306 | Hubbell | B2519 | RND CAST FB, CAST, DEEP,FULL ADJ,BRS, OS | EA |  | 1 Year | 204 | 5% | 193.8
70307 | Hubbell | B2520 | RND CAST FB, DEEP, FULL ADJ, BRS, OS | EA |  | 1 Year | 112 | 5% | 106.4
70308 | Hubbell | B2527 | RND CAST FB, STL, DEEP, FULL ADJ,BRS | EA |  | 1 Year | 97.55 | 5% | 92.6725
70309 | Hubbell | B2529 | STL FB, SHALLOW, BRS | EA |  | 1 Year | 79.55 | 5% | 75.5725
70310 | Hubbell | B2536 | RND CAST FB, CAST, DEEP, FULL ADJ,BRS | EA |  | 1 Year | 111 | 5% | 105.45
70311 | Hubbell | B253641 | 1-G RECT CAST FB, SHAL, FULL ADJ,BRS, 1" | EA |  | 1 Year | 188 | 5% | 178.6
70312 | Hubbell | B2537 | RND CAST FB, CAST, SHAL, FULL ADJ,BRS | EA |  | 1 Year | 106 | 5% | 100.7
70313 | Hubbell | B2588 | RND CAST WOOD FB, SEMI ADJ, BRS | EA |  | 1 Year | 87.4 | 5% | 83.03
70314 | Hubbell | B2588275 | AT #B2588 W/ 3/4" KOS | EA |  | 1 Year | 135 | 5% | 128.25
70315 | Hubbell | B4214 | 2-G RECT CAST FB, SHAL, SEMI ADJ, BRS | EA |  | 1 Year | 197 | 5% | 187.15
70316 | Hubbell | B4233 | 2-G RECT CAST FB, DEEP, FULL ADJ, BRS | EA |  | 1 Year | 266 | 5% | 252.7
70317 | Hubbell | B423341 | CAT #B4233 W/ 1" KOS | EA |  | 1 Year | 415 | 5% | 394.25
70318 | Hubbell | B4314 | 3-G RECT CAST FB, SHAL, SEMI ADJ, BRS | EA |  | 1 Year | 334 | 5% | 317.3
70319 | Hubbell | B4333 | 3-G RECT CAST FB, DEEP, FULL ADJ, BRS | EA |  | 1 Year | 395 | 5% | 375.25
70320 | Hubbell | B433361 | CAT #B4333 W/ 1" KOS | EA |  | 1 Year | 627 | 5% | 595.65
70321 | Hubbell | BA2414 | 1-G RECT CAST FB, SHAL, SEMI ADJ, ALU | EA |  | 1 Year | 131 | 5% | 124.45
70322 | Hubbell | BA2421 | 1-G RECT STEEL FB, SHAL, FULL ADJ, ALU | EA |  | 1 Year | 112 | 5% | 106.4
70323 | Hubbell | BA2422 | 2-G RECT STEEL FB, SHAL, FULL ADJ, ALU | EA |  | 1 Year | 133 | 5% | 126.35
70324 | Hubbell | BA2423 | 3-G RECT STEEL FB, SHAL, FULL ADJ, ALU | EA |  | 1 Year | 223 | 5% | 211.85
70325 | Hubbell | BA2431 | 1-G RECT STEEL FB, DEEP, FULL ADJ, ALU | EA |  | 1 Year | 126 | 5% | 119.7
70326 | Hubbell | BA2432 | 2-G RECT STEEL FB, DEEP, FULL ADJ, ALU | EA |  | 1 Year | 147 | 5% | 139.65
70327 | Hubbell | BA2433 | 3-G RECT STEEL FB, DEEP, FULL ADJ, ALU | EA |  | 1 Year | 253 | 5% | 240.35
70328 | Hubbell | BA2436 | 1-G RECT CAST FB, DEEP, FULL ADJ, ALU | EA |  | 1 Year | 236 | 5% | 224.2
70329 | Hubbell | BA2527 | RND FB, STEEL, SHAL, FULL ADJ, ALU | EA |  | 1 Year | 188 | 5% | 178.6
70330 | Hubbell | BA2529 | RND CAST FB, STEEL, DEEP, FULL ADJ,ALU | EA |  | 1 Year | 158 | 5% | 150.1
70331 | Hubbell | BA2536 | RND CAST FB, CAST, DEEP, FULL ADJ,ALU | EA |  | 1 Year | 167 | 5% | 158.65
70332 | Hubbell | BA2537 | RND CAST FB, CAST, SHAL, FULL ADJ,ALU | EA |  | 1 Year | 177 | 5% | 168.15
70333 | Hubbell | BA4214 | 2-G RECT CAST FB, SHAL, SEMI ADJ, ALU | EA |  | 1 Year | 217 | 5% | 206.15
70334 | Hubbell | BA4233 | 2-G RECT CAST FB, DEEP, FULL ADJ, ALU | EA |  | 1 Year | 418 | 5% | 397.1
70335 | Hubbell | BA4333 | 3-G RECT CAST FB, DEEP, FULL ADJ, ALU | EA |  | 1 Year | 583 | 5% | 553.85
70336 | Hubbell | BC285SB100 | CONN, SHIELD BOND,W/ASSY TOOL,100PK | PK |  | 1 Year | 279 | 5% | 265.05
70337 | Hubbell | BCTK | CONN, SHIELD BOND,ASSY TOOL ONLY | EA |  | 1 Year | 40.05 | 5% | 38.0475
70338 | Hubbell | BMD02P24J10DE | JUMPER, MOD,2PR,6POS,10FT,DOUBLE END | EA |  | 1 Year | 10.45 | 5% | 9.9275
70339 | Hubbell | BMD02P24J10SE | JUMPER, MOD,2PR,6POS,10FT,SINGLE END | EA |  | 1 Year | 7.4 | 5% | 7.03
70340 | Hubbell | BMD02P24J20DE | JUMPER, MOD,2PR,6POS,20FT,DOUBLE END | EA |  | 1 Year | 12.65 | 5% | 12.0175
70341 | Hubbell | BMD02P24J20SE | JUMPER, MOD,2PR,6POS,20FT,SINGLE END | EA |  | 1 Year | 10.15 | 5% | 9.6425
70342 | Hubbell | BMD02P24J25DE | JUMPER, MOD,2PR,6POS,25FT,DOUBLE END | EA |  | 1 Year | 14.25 | 5% | 13.5375
70343 | Hubbell | BMD02P24J30DE | JUMPER, MOD,2PR,6POS,30FT,DOUBLE END | EA |  | 1 Year | 15.15 | 5% | 14.3925
70344 | Hubbell | BMD04P24J10DE | JUMPER, MOD,4PR,8POS,10FT,DOUBLE END | EA |  | 1 Year | 11 | 5% | 10.45
70345 | Hubbell | BMD04P24J10SE | JUMPER, MOD,4PR,8POS,10FT,SINGLE END | EA |  | 1 Year | 7.6 | 5% | 7.22
70346 | Hubbell | BMD04P24J15DE | JUMPER, MOD,4PR,8POS,15FT,DOUBLE END | EA |  | 1 Year | 13.05 | 5% | 12.3975
70347 | Hubbell | BMD04P24J20DE | JUMPER, MOD,4PR,8POS,20FT,DOUBLE END | EA |  | 1 Year | 14.25 | 5% | 13.5375
70348 | Hubbell | BMD04P24J20SE | JUMPER, MOD,4PR,8POS,20FT,SINGLE END | EA |  | 1 Year | 10.9 | 5% | 10.355
70349 | Hubbell | BMD04P24J25DE | JUMPER, MOD,4PR,8POS,25FT,DOUBLE END | EA |  | 1 Year | 15.45 | 5% | 14.6775
70350 | Hubbell | BMD04P24J30DE | JUMPER, MOD,4PR,8POS,30FT,DOUBLE END | EA |  | 1 Year | 17 | 5% | 16.15
70351 | Hubbell | BMD04P24J40DE | JUMPER, MOD,4PR,8POS,40FT,DOUBLE END | EA |  | 1 Year | 20.4 | 5% | 19.38
70352 | Hubbell | BMD04P24J50DE | JUMPER, MOD,4PR,8POS,50FT,DOUBLE END | EA |  | 1 Year | 22.45 | 5% | 21.3275
70353 | Hubbell | BMD04P26710DE | JUMPER, MERLIN SPLITTR,4PR,10FT,DBL END | EA |  | 1 Year | 29.25 | 5% | 27.7875
70354 | Hubbell | BMD04P26710SE | JUMPER, MERLIN SPLITTR,4PR,10FT,SGL END | EA |  | 1 Year | 26.15 | 5% | 24.8425
70355 | Hubbell | BMD04P26712DE | JUMPER, MERLIN SPLITTR,4PR,12FT,DBL END | EA |  | 1 Year | 30 | 5% | 28.5
70356 | Hubbell | BMD04P26712SE | JUMPER, MERLIN SPLITTR,4PR,12FT,SGL END | EA |  | 1 Year | 27.25 | 5% | 25.8875
70357 | Hubbell | BMD04P26720DE | JUMPER, MERLIN SPLITTR,4PR,20FT,DBL END | EA |  | 1 Year | 31.55 | 5% | 29.9725
70358 | Hubbell | BMD04P26720SE | JUMPER, MERLIN SPLITTR,4PR,20FT,SGL END | EA |  | 1 Year | 28.8 | 5% | 27.36
70359 | Hubbell | BMD04P2675DE | JUMPER, MERLIN SPLITTR,4PR,5FT,DBL END | EA |  | 1 Year | 28.55 | 5% | 27.1225
70360 | Hubbell | BMD04P2675SE | JUMPER, MERLIN SPLITTR,4PR,5FT,SGL END | EA |  | 1 Year | 25.55 | 5% | 24.2725
70361 | Hubbell | BPS11 | PLATE, INTL,SHUTTERED,1P,86X86,WH | EA |  | 1 Year | 2.55 | 5% | 2.4225
70362 | Hubbell | BPS11A | PLATE, INTL,SHUTTERED,BEV,1P,86X86,WH | EA |  | 1 Year | 2.9 | 5% | 2.755
70363 | Hubbell | BPS12 | PLATE, INTL,SHUTTERED,2P,86X86,WH | EA |  | 1 Year | 3.25 | 5% | 3.0875
70364 | Hubbell | BPS12A | PLATE, INTL,SHUTTERED,BEV,2P,86X86,WH | EA |  | 1 Year | 2.9 | 5% | 2.755
70365 | Hubbell | BR106A | PLATE, FRAME,DUP,2 P,TI | EA |  | 1 Year | 4.7 | 5% | 4.465
70366 | Hubbell | BR106AVD | PLATE, FRAME,STENC,DUP,2P,TI | EA |  | 1 Year | 6.1 | 5% | 5.795
70367 | Hubbell | BR106B | PLATE, FRAME,DUP,2 P,BK | EA |  | 1 Year | 4.7 | 5% | 4.465
70368 | Hubbell | BR106C | PLATE, FRAME,DUP,2 P,OW | EA |  | 1 Year | 4.7 | 5% | 4.465
70369 | Hubbell | BR106E | PLATE, FRAME,DUP,2 P,EI | EA |  | 1 Year | 4.7 | 5% | 4.465
70370 | Hubbell | BR106G | PLATE, FRAME,DUP,2 P,GY | EA |  | 1 Year | 4.7 | 5% | 4.465
70371 | Hubbell | BR106LA | PLATE, FRAME,DUP,2P,LA | EA |  | 1 Year | 4.7 | 5% | 4.465
70372 | Hubbell | BR106W | PLATE, FRAME,DUP,2 P,WH | EA |  | 1 Year | 4.7 | 5% | 4.465
70373 | Hubbell | BR241444 | ADAPT, PARALLELS THREE 4 PR JACKS | EA |  | 1 Year | 22 | 5% | 20.9
70374 | Hubbell | BR256066A | BLOCK, MODULAR,X-CONN,16-6POS USOC JK | EA |  | 1 Year | 346 | 5% | 328.7
70375 | Hubbell | BR258066A | BLOCK, MODULAR,X-CONN,12-8POS 568B JK | EA |  | 1 Year | 218 | 5% | 207.1
70376 | Hubbell | BR851241A | ADAPT, SPLIT 568B JK TO 2 JK,PR1,2,PR3,4 | EA |  | 1 Year | 24.3 | 5% | 23.085
70377 | Hubbell | BR851241U | ADAPT, SPLIT USOC JK TO 2 JK,PR1,2,PR3,4 | EA |  | 1 Year | 24.3 | 5% | 23.085
70378 | Hubbell | BR851341B | ADAPT, SPLIT 568B JK TO 2 JK,PR1-3,PR4 | EA |  | 1 Year | 24.3 | 5% | 23.085
70379 | Hubbell | BR851441 | ADAPT, BRIDG 4PR TO JK1,PR4 TO JK2 | EA |  | 1 Year | 24.3 | 5% | 23.085
70380 | Hubbell | BR851A | ADAPT, SPLIT 568B JK TO 2 JK,PR1,4,PR2,3 | EA |  | 1 Year | 24.3 | 5% | 23.085
70381 | Hubbell | BR851B | ADAPT, PARALLEL,2 4PR JK & 1 4PR PLUG | EA |  | 1 Year | 24.3 | 5% | 23.085
70382 | Hubbell | BR851D | ADAPT, SPLIT 568B JK TO 2 10BT JK | EA |  | 1 Year | 24.3 | 5% | 23.085
70383 | Hubbell | BRBE1 | WALL BOX, ELIMINATOR,1-G | EA |  | 1 Year | 4.9 | 5% | 4.655
70384 | Hubbell | BRBE2 | WALL BOX, ELIMINATOR,2-G | EA |  | 1 Year | 9.8 | 5% | 9.31
70385 | Hubbell | BREXTB235 | RACK, EXTENDER BRACKET,19"/23" | PK |  | 1 Year | 64.05 | 5% | 60.8475
70386 | Hubbell | BRFTP4P | PLUG, MOD,8POSIT,8CONTACT,SNAP ON | EA |  | 1 Year | 8.7 | 5% | 8.265
70387 | Hubbell | BRMCCMB19X35X4 | CABLEMGT, BRKT,SIDEHINGE,2U,3.5"HX4"D | EA |  | 1 Year | 103 | 5% | 97.85
70388 | Hubbell | BRMCCMB19X35X8 | CABLEMGT, BRKT,SIDEHINGE,2U,3.5"HX8"D | EA |  | 1 Year | 107 | 5% | 101.65
70389 | Hubbell | BRMCCMB19X7X4 | CABLEMGT, BRKT,SIDEHINGE,4U,7.0"HX4"D | EA |  | 1 Year | 160 | 5% | 152
70390 | Hubbell | BRMCCMB19X7X8 | CABLEMGT, BRKT,SIDEHINGE,4U,7.0"HX8"D | EA |  | 1 Year | 163 | 5% | 154.85
70391 | Hubbell | BRMOD3P25S | PLUG, MOD,6POS,6CONTACT,SHT BDY,25PK | PK |  | 1 Year | 71.8 | 5% | 68.21
70392 | Hubbell | BRMOD4P25N | PLUG, MOD,8POS,8CONTACT,LNG BDY,25PK | PK |  | 1 Year | 65.25 | 5% | 61.9875
70393 | Hubbell | BRMOD4PSN25 | PLUG, MOD,SNGLESS,8POSIT,8CONTACT,25PK | PK |  | 1 Year | 78.5 | 5% | 74.575
70394 | Hubbell | BRS2RCA | REP BRASS CTR COVER ASSEM | EA |  | 1 Year | 141 | 5% | 133.95
70395 | Hubbell | BTPB3TF | BASETRAK, TRANSITION FITTING | EA |  | 1 Year | 23.45 | 5% | 22.2775
70396 | Hubbell | C2400 | REP FB COLLAR,B2429,B2427,B2426,B2437 | EA |  | 1 Year | 96.65 | 5% | 91.8175
70397 | Hubbell | C2500 | REP FB COLLAR, B2529,B2536,B2527,B2537 | EA |  | 1 Year | 88.1 | 5% | 83.695
70398 | Hubbell | C2504 | REPL FB ADJ COLLAR, B2503,B2507 | EA |  | 1 Year | 55.15 | 5% | 52.3925
70399 | Hubbell | C4200 | REPL FB ADJ COLLAR, B4233 | EA |  | 1 Year | 119 | 5% | 113.05
70400 | Hubbell | C4300 | REPL FB ADJ COLLAR, B4333 | EA |  | 1 Year | 141 | 5% | 133.95
70401 | Hubbell | C5ELPPB | CABLE,NEXTPOWER,C5E,REEL-BOX,UTP,CMP,BL | 1000 FT |  | 1 Year | 672 | 5% | 638.4
70402 | Hubbell | C5ELPPLG | CABLE,NEXTPOWER,C5E,REEL-BOX,CMP,LIME GN | 1000 FT |  | 1 Year | 672 | 5% | 638.4
70403 | Hubbell | C5ELPPV | CABLE,NEXTPOWER,C5E,REEL-BOX,UTP,CMP,VI | 1000 FT |  | 1 Year | 672 | 5% | 638.4
70404 | Hubbell | C5ELPPW | CABLE,NEXTPOWER,C5E,REEL-BOX,UTP,CMP,WH | 1000 FT |  | 1 Year | 672 | 5% | 638.4
70405 | Hubbell | C5ELPPY | CABLE,NEXTPOWER,C5E,REEL-BOX,UTP,CMP,YW | 1000 FT |  | 1 Year | 672 | 5% | 638.4
70406 | Hubbell | C5ELPRB | CABLE,NEXTPOWER,C5E,REEL-BOX,UTP,CMR,BL | 1000 FT |  | 1 Year | 384 | 5% | 364.8
70407 | Hubbell | C5ELPRV | CABLE,NEXTPOWER,C5E,REEL-BOX,UTP,CMR,VI | 1000 FT |  | 1 Year | 384 | 5% | 364.8
70408 | Hubbell | C5ELPRW | CABLE,NEXTPOWER,C5E,REEL-BOX,UTP,CMR,WH | 1000 FT |  | 1 Year | 384 | 5% | 364.8
70409 | Hubbell | C5ELPRY | CABLE,NEXTPOWER,C5E,REEL-BOX,UTP,CMR,YW | 1000 FT |  | 1 Year | 384 | 5% | 364.8
70410 | Hubbell | C5EPRPB | CABLE, NEXTSPD C5E,PLENUM,BL,RELX,400MH | 1000 FT |  | 1 Year | 469 | 5% | 445.55
70411 | Hubbell | C5EPRPGN | CABLE, NEXTSPD C5E,PLENUM,GN,RELX,400MH | 1000 FT |  | 1 Year | 469 | 5% | 445.55
70412 | Hubbell | C5EPRPGY | CABLE, NEXTSPD C5E,PLENUM,GY,RELX,400MH | 1000 FT |  | 1 Year | 469 | 5% | 445.55
70413 | Hubbell | C5EPRPOR | CABLE, NEXTSPD C5E,PLENUM,OR,RELX,400MH | 1000 FT |  | 1 Year | 469 | 5% | 445.55
70414 | Hubbell | C5EPRPP | CABLE, NEXTSPD C5E,PLENUM,PU,RELX,400MH | 1000 FT |  | 1 Year | 469 | 5% | 445.55
70415 | Hubbell | C5EPRPW | CABLE, NEXTSPD C5E,PLENUM,WH,RELX,400MH | 1000 FT |  | 1 Year | 469 | 5% | 445.55
70416 | Hubbell | C5EPRPY | CABLE, NEXTSPD C5E,PLENUM,YL,RELX,400MH | 1000 FT |  | 1 Year | 469 | 5% | 445.55
70417 | Hubbell | C5EPRRB | CABLE, NEXTSPD C5E,RISER,BL,RELX,400MH | 1000 FT |  | 1 Year | 286 | 5% | 271.7
70418 | Hubbell | C5EPRRGN | CABLE, NEXTSPD C5E,RISER,GN,RELX,400MH | 1000 FT |  | 1 Year | 286 | 5% | 271.7
70419 | Hubbell | C5EPRRGY | CABLE, NEXTSPD C5E,RISER,GY,RELX,400MH | 1000 FT |  | 1 Year | 286 | 5% | 271.7
70420 | Hubbell | C5EPRROR | CABLE, NEXTSPD C5E,RISER,OR,RELX,400MH | 1000 FT |  | 1 Year | 286 | 5% | 271.7
70421 | Hubbell | C5EPRRP | CABLE, NEXTSPD C5E,RISER,PU,RELX,400MH | 1000 FT |  | 1 Year | 286 | 5% | 271.7
70422 | Hubbell | C5EPRRW | CABLE, NEXTSPD C5E,RISER,WH,RELX,400MH | 1000 FT |  | 1 Year | 286 | 5% | 271.7
70423 | Hubbell | C5EPRRY | CABLE, NEXTSPD C5E,RISER,YL,RELX,400MH | 1000 FT |  | 1 Year | 286 | 5% | 271.7
70424 | Hubbell | C5EPSPB | CABLE, NEXTSPD C5E,PLENUM,BL,SPL,400MH | 1000 FT |  | 1 Year | 469 | 5% | 445.55
70425 | Hubbell | C5EPSPGN | CABLE, NEXTSPD C5E,PLENUM,GN,SPL,400MH | 1000 FT |  | 1 Year | 469 | 5% | 445.55
70426 | Hubbell | C5EPSPGY | CABLE, NEXTSPD C5E,PLENUM,GY,SPL,400MH | 1000 FT |  | 1 Year | 469 | 5% | 445.55
70427 | Hubbell | C5EPSPOR | CABLE, NEXTSPD C5E,PLENUM,OR,SPL,400MH | 1000 FT |  | 1 Year | 469 | 5% | 445.55
70428 | Hubbell | C5EPSPP | CABLE, NEXTSPD C5E,PLENUM,PU,SPL,400MH | 1000 FT |  | 1 Year | 469 | 5% | 445.55
70429 | Hubbell | C5EPSPW | CABLE, NEXTSPD C5E,PLENUM,WH,SPL,400MH | 1000 FT |  | 1 Year | 469 | 5% | 445.55
70430 | Hubbell | C5EPSPY | CABLE, NEXTSPD C5E,PLENUM,YL,SPL,400MH | 1000 FT |  | 1 Year | 469 | 5% | 445.55
70431 | Hubbell | C5EPSRB | CABLE, NEXTSPD C5E,RISER,BL,SPL,400MH | 1000 FT |  | 1 Year | 286 | 5% | 271.7
70432 | Hubbell | C5EPSRGN | CABLE, NEXTSPD C5E,RISER,GN,SPL,400MH | 1000 FT |  | 1 Year | 286 | 5% | 271.7
70433 | Hubbell | C5EPSRGY | CABLE, NEXTSPD C5E,RISER,GY,SPL,400MH | 1000 FT |  | 1 Year | 286 | 5% | 271.7
70434 | Hubbell | C5EPSROR | CABLE, NEXTSPD C5E,RISER,OR,SPL,400MH | 1000 FT |  | 1 Year | 286 | 5% | 271.7
70435 | Hubbell | C5EPSRP | CABLE, NEXTSPD C5E,RISER,PU,SPL,400MH | 1000 FT |  | 1 Year | 286 | 5% | 271.7
70436 | Hubbell | C5EPSRW | CABLE, NEXTSPD C5E,RISER,WH,SPL,400MH | 1000 FT |  | 1 Year | 286 | 5% | 271.7
70437 | Hubbell | C5EPSRY | CABLE, NEXTSPD C5E,RISER,YL,SPL,400MH | 1000 FT |  | 1 Year | 286 | 5% | 271.7
70438 | Hubbell | C5ERPB | CABLE, HPW C5E,PLENUM,BL,RELX,350MH | 1000 FT |  | 1 Year | 412 | 5% | 391.4
70439 | Hubbell | C5ERPGN | CABLE, HPW C5E,PLENUM,GN,RELX,350MH | 1000 FT |  | 1 Year | 412 | 5% | 391.4
70440 | Hubbell | C5ERPGY | CABLE, HPW C5E,PLENUM,GY,RELX,350MH | 1000 FT |  | 1 Year | 412 | 5% | 391.4
70441 | Hubbell | C5ERPOR | CABLE, HPW C5E,PLENUM,OR,RELX,350MH | 1000 FT |  | 1 Year | 412 | 5% | 391.4
70442 | Hubbell | C5ERPP | CABLE, HPW C5E,PLENUM,PU,RELX,350MH | 1000 FT |  | 1 Year | 412 | 5% | 391.4
70443 | Hubbell | C5ERPW | CABLE, HPW C5E,PLENUM,WH,RELX,350MH | 1000 FT |  | 1 Year | 412 | 5% | 391.4
70444 | Hubbell | C5ERPY | CABLE, HPW C5E,PLENUM,YL,RELX,350MH | 1000 FT |  | 1 Year | 412 | 5% | 391.4
70445 | Hubbell | C5ERRB | CABLE, HPW C5E,RISER,BL,RELX,350MH | 1000 FT |  | 1 Year | 237 | 5% | 225.15
70446 | Hubbell | C5ERRGN | CABLE, HPW C5E,RISER,GN,RELX,350MH | 1000 FT |  | 1 Year | 237 | 5% | 225.15
70447 | Hubbell | C5ERRGY | CABLE, HPW C5E,RISER,GY,RELX,350MH | 1000 FT |  | 1 Year | 237 | 5% | 225.15
70448 | Hubbell | C5ERROR | CABLE, HPW CAT5E,RISER,OR,RELX,350MH | 1000 FT |  | 1 Year | 237 | 5% | 225.15
70449 | Hubbell | C5ERRP | CABLE, HPW C5E,RISER,PU,RELX,350MH | 1000 FT |  | 1 Year | 237 | 5% | 225.15
70450 | Hubbell | C5ERRW | CABLE, HPW C5E,RISER,WH,RELX,350MH | 1000 FT |  | 1 Year | 237 | 5% | 225.15
70451 | Hubbell | C5ERRY | CABLE, HPW C5E,RISER,YL,RELX,350MH | 1000 FT |  | 1 Year | 237 | 5% | 225.15
70452 | Hubbell | C5ESPB | CABLE, HPW C5E,PLENUM,BL,SPL,350MH | 1000 FT |  | 1 Year | 412 | 5% | 391.4
70453 | Hubbell | C5ESPGN | CABLE, HPW C5E,PLENUM,GN,SPL,350MH | 1000 FT |  | 1 Year | 412 | 5% | 391.4
70454 | Hubbell | C5ESPGY | CABLE, HPW C5E,PLENUM,GY,SPL,350MH | 1000 FT |  | 1 Year | 412 | 5% | 391.4
70455 | Hubbell | C5ESPOR | CABLE, HPW C5E,PLENUM,OR,SPL,350MH | 1000 FT |  | 1 Year | 412 | 5% | 391.4
70456 | Hubbell | C5ESPP | CABLE, HPW C5E,PLENUM,PU,SPL,350MH | 1000 FT |  | 1 Year | 412 | 5% | 391.4
70457 | Hubbell | C5ESPW | CABLE, HPW C5E,PLENUM,WH,SPL,350MH | 1000 FT |  | 1 Year | 412 | 5% | 391.4
70458 | Hubbell | C5ESPY | CABLE, HPW C5E,PLENUM,YL,SPL,350MH | 1000 FT |  | 1 Year | 412 | 5% | 391.4
70459 | Hubbell | C5ESRB | CABLE, HPW C5E,RISER,BL,SPL,350MH | 1000 FT |  | 1 Year | 237 | 5% | 225.15
70460 | Hubbell | C5ESRGN | CABLE, HPW C5E,RISER,GN,SPL,350MH | 1000 FT |  | 1 Year | 237 | 5% | 225.15
70461 | Hubbell | C5ESRGY | CABLE, HPW C5E,RISER,GY,SPL,350MH | 1000 FT |  | 1 Year | 237 | 5% | 225.15
70462 | Hubbell | C5ESROR | CABLE, HPW C5E,RISER,OR,SPL,350MH | 1000 FT |  | 1 Year | 237 | 5% | 225.15
70463 | Hubbell | C5ESRP | CABLE, HPW C5E,RISER,PU,SPL,350MH | 1000 FT |  | 1 Year | 237 | 5% | 225.15
70464 | Hubbell | C5ESRW | CABLE, HPW C5E,RISER,WH,SPL,350MH | 1000 FT |  | 1 Year | 237 | 5% | 225.15
70465 | Hubbell | C5ESRY | CABLE, HPW C5E,RISER,YL,SPL,350MH | 1000 FT |  | 1 Year | 237 | 5% | 225.15
70466 | Hubbell | C6AFTPSPB | CABLE,NXTSPD C6A,FTP,PLN,BL,SPL,10G SH | 1000 FT |  | 1 Year | 1373 | 5% | 1304.35
70467 | Hubbell | C6AFTPSPGN | CABLE,NXTSPD C6A,FTP,PLN,GN,SPL,10G SH | 1000 FT |  | 1 Year | 1373 | 5% | 1304.35
70468 | Hubbell | C6AFTPSPGY | CABLE,NXTSPD C6A,FTP,PLN,GY,SPL,10G SH | 1000 FT |  | 1 Year | 1373 | 5% | 1304.35
70469 | Hubbell | C6AFTPSPOR | CABLE,NXTSPD C6A,FTP,PLN,OR,SPL,10G SH | 1000 FT |  | 1 Year | 1373 | 5% | 1304.35
70470 | Hubbell | C6AFTPSPRD | CABLE,NXTSPD C6A,FTP,PLN,RD,SPL,10G SH | 1000 FT |  | 1 Year | 1373 | 5% | 1304.35
70471 | Hubbell | C6AFTPSPW | CABLE,NXTSPD C6A,FTP,PLN,WH,SPL,10G SH | 1000 FT |  | 1 Year | 1373 | 5% | 1304.35
70472 | Hubbell | C6AFTPSPY | CABLE,NXTSPD C6A,FTP,PLN,YL,SPL,10G SH | 1000 FT |  | 1 Year | 1373 | 5% | 1304.35
70473 | Hubbell | C6AFTPSRB | CABLE,NXTSPD C6A,FTP,RISER,BL,SPL,10G SH | 1000 FT |  | 1 Year | 882 | 5% | 837.9
70474 | Hubbell | C6AFTPSRGY | CABLE,NXTSPD C6A,FTP,RISER,GY,SPL,10G SH | 1000 FT |  | 1 Year | 882 | 5% | 837.9
70475 | Hubbell | C6AFTPSRW | CABLE,NXTSPD C6A,FTP,RISER,WH,SPL,10G SH | 1000 FT |  | 1 Year | 882 | 5% | 837.9
70476 | Hubbell | C6ASPB | CABLE, NEXTSPEED 10 GBE,PLENUM,BL,SP | 1000 FT |  | 1 Year | 1382 | 5% | 1312.9
70477 | Hubbell | C6ASPB2K | CABLE, NEXTSPEED 10 GBE,PL,BL,2000' SP | 1000 FT |  | 1 Year | 1382 | 5% | 1312.9
70478 | Hubbell | C6ASPBK | CABLE, NEXTSPEED 10 GBE,PLENUM,BK,SP | 1000 FT |  | 1 Year | 1382 | 5% | 1312.9
70479 | Hubbell | C6ASPDSB | CABLE,NEXTSPD,C6A,DS,BOX,UTP,CMP, BL | 1000 FT |  | 1 Year | 1382 | 5% | 1312.9
70480 | Hubbell | C6ASPDSBK | CABLE,NEXTSPD,C6A,DS,BOX,UTP,CMP, BK | 1000 FT |  | 1 Year | 1382 | 5% | 1312.9
70481 | Hubbell | C6ASPDSGN | CABLE,NEXTSPD,C6A,DS,BOX,UTP,CMP, GN | 1000 FT |  | 1 Year | 1382 | 5% | 1312.9
70482 | Hubbell | C6ASPDSGY | CABLE,NEXTSPD,C6A,DS,BOX,UTP,CMP, GY | 1000 FT |  | 1 Year | 1382 | 5% | 1312.9
70483 | Hubbell | C6ASPDSOR | CABLE,NEXTSPD,C6A,DS,BOX,UTP,CMP, OR | 1000 FT |  | 1 Year | 1382 | 5% | 1312.9
70484 | Hubbell | C6ASPDSP | CABLE,NEXTSPD,C6A,DS,BOX,UTP,CMP, PU | 1000 FT |  | 1 Year | 1382 | 5% | 1312.9
70485 | Hubbell | C6ASPDSR | CABLE,NEXTSPD,C6A,DS,BOX,UTP,CMP, RD | 1000 FT |  | 1 Year | 1382 | 5% | 1312.9
70486 | Hubbell | C6ASPDSW | CABLE,NEXTSPD,C6A,DS,BOX,UTP,CMP, WH | 1000 FT |  | 1 Year | 1382 | 5% | 1312.9
70487 | Hubbell | C6ASPDSY | CABLE,NEXTSPD,C6A,DS,BOX,UTP,CMP, YL | 1000 FT |  | 1 Year | 1382 | 5% | 1312.9
70488 | Hubbell | C6ASPGN | CABLE, NEXTSPEED 10 GBE,PLENUM,GN,SP | 1000 FT |  | 1 Year | 1382 | 5% | 1312.9
70489 | Hubbell | C6ASPGY | CABLE, NEXTSPEED 10 GBE,PLENUM,GY,SP | 1000 FT |  | 1 Year | 1382 | 5% | 1312.9
70490 | Hubbell | C6ASPOR | CABLE, NEXTSPEED 10 GBE,PLENUM,OR,SP | 1000 FT |  | 1 Year | 1382 | 5% | 1312.9
70491 | Hubbell | C6ASPP | CABLE, NEXTSPEED 10 GBE,PLENUM,PU,SP | 1000 FT |  | 1 Year | 1382 | 5% | 1312.9
70492 | Hubbell | C6ASPPDSB | CABLE,NEXTSPD,C6A,DS,SPOOL,UTP,CMP, BL | 1000 FT |  | 1 Year | 1329 | 5% | 1262.55
70493 | Hubbell | C6ASPPDSBK | CABLE,NEXTSPD,C6A,DS,SPOOL,UTP,CMP, BK | 1000 FT |  | 1 Year | 1329 | 5% | 1262.55
70494 | Hubbell | C6ASPPDSGN | CABLE,NEXTSPD,C6A,DS,SPOOL,UTP,CMP, GN | 1000 FT |  | 1 Year | 1329 | 5% | 1262.55
70495 | Hubbell | C6ASPPDSGY | CABLE,NEXTSPD,C6A,DS,SPOOL,UTP,CMP, GY | 1000 FT |  | 1 Year | 1329 | 5% | 1262.55
70496 | Hubbell | C6ASPPDSOR | CABLE,NEXTSPD,C6A,DS,SPOOL,UTP,CMP, OR | 1000 FT |  | 1 Year | 1329 | 5% | 1262.55
70497 | Hubbell | C6ASPPDSP | CABLE,NEXTSPD,C6A,DS,SPOOL,UTP,CMP, PU | 1000 FT |  | 1 Year | 1329 | 5% | 1262.55
70498 | Hubbell | C6ASPPDSR | CABLE,NEXTSPD,C6A,DS,SPOOL,UTP,CMP, RD | 1000 FT |  | 1 Year | 1329 | 5% | 1262.55
70499 | Hubbell | C6ASPPDSW | CABLE,NEXTSPD,C6A,DS,SPOOL,UTP,CMP, WH | 1000 FT |  | 1 Year | 1329 | 5% | 1262.55
70500 | Hubbell | C6ASPPDSY | CABLE,NEXTSPD,C6A,DS,SPOOL,UTP,CMP, YL | 1000 FT |  | 1 Year | 1329 | 5% | 1262.55
70501 | Hubbell | C6ASPPK | CABLE, NEXTSPEED 10 GBE,PLENUM,PK,SP | 1000 FT |  | 1 Year | 1382 | 5% | 1312.9
70502 | Hubbell | C6ASPRDSB | CABLE,NEXTSPD,C6A,DS,SPOOL,UTP,CMR, BL | 1000 FT |  | 1 Year | 823 | 5% | 781.85
70503 | Hubbell | C6ASPRDSBK | CABLE,NEXTSPD,C6A,DS,SPOOL,UTP,CMR, BK | 1000 FT |  | 1 Year | 823 | 5% | 781.85
70504 | Hubbell | C6ASPRDSGN | CABLE,NEXTSPD,C6A,DS,SPOOL,UTP,CMR, GN | 1000 FT |  | 1 Year | 823 | 5% | 781.85
70505 | Hubbell | C6ASPRDSGY | CABLE,NEXTSPD,C6A,DS,SPOOL,UTP,CMR, GY | 1000 FT |  | 1 Year | 823 | 5% | 781.85
70506 | Hubbell | C6ASPRDSOR | CABLE,NEXTSPD,C6A,DS,SPOOL,UTP,CMR, OR | 1000 FT |  | 1 Year | 823 | 5% | 781.85
70507 | Hubbell | C6ASPRDSP | CABLE,NEXTSPD,C6A,DS,SPOOL,UTP,CMR, PU | 1000 FT |  | 1 Year | 823 | 5% | 781.85
70508 | Hubbell | C6ASPRDSR | CABLE,NEXTSPD,C6A,DS,SPOOL,UTP,CMR, RD | 1000 FT |  | 1 Year | 823 | 5% | 781.85
70509 | Hubbell | C6ASPRDSW | CABLE,NEXTSPD,C6A,DS,SPOOL,UTP,CMR, WH | 1000 FT |  | 1 Year | 823 | 5% | 781.85
70510 | Hubbell | C6ASPRDSY | CABLE,NEXTSPD,C6A,DS,SPOOL,UTP,CMR, YL | 1000 FT |  | 1 Year | 823 | 5% | 781.85
70511 | Hubbell | C6ASPW | CABLE, NEXTSPEED 10 GBE,PLENUM,WH,SP | 1000 FT |  | 1 Year | 1382 | 5% | 1312.9
70512 | Hubbell | C6ASPY | CABLE, NEXTSPEED 10 GBE,PLENUM,YL,SP | 1000 FT |  | 1 Year | 1382 | 5% | 1312.9
70513 | Hubbell | C6ASRB | CABLE, NEXTSPEED 10 GBE,RISER,BL,SP | 1000 FT |  | 1 Year | 857 | 5% | 814.15
70514 | Hubbell | C6ASRBK | cABLE, NEXTSPEED 10 GBE,RISER,BK,SP | 1000 FT |  | 1 Year | 857 | 5% | 814.15
70515 | Hubbell | C6ASRDSB | CABLE,NEXTSPD,C6A,DS,BOX,UTP,CMR, BL | 1000 FT |  | 1 Year | 857 | 5% | 814.15
70516 | Hubbell | C6ASRDSBK | CABLE,NEXTSPD,C6A,DS,BOX,UTP,CMR, BK | 1000 FT |  | 1 Year | 857 | 5% | 814.15
70517 | Hubbell | C6ASRDSGN | CABLE,NEXTSPD,C6A,DS,BOX,UTP,CMR, GN | 1000 FT |  | 1 Year | 857 | 5% | 814.15
70518 | Hubbell | C6ASRDSGY | CABLE,NEXTSPD,C6A,DS,BOX,UTP,CMR, GY | 1000 FT |  | 1 Year | 857 | 5% | 814.15
70519 | Hubbell | C6ASRDSOR | CABLE,NEXTSPD,C6A,DS,BOX,UTP,CMR, OR | 1000 FT |  | 1 Year | 857 | 5% | 814.15
70520 | Hubbell | C6ASRDSP | CABLE,NEXTSPD,C6A,DS,BOX,UTP,CMR, PU | 1000 FT |  | 1 Year | 857 | 5% | 814.15
70521 | Hubbell | C6ASRDSR | CABLE,NEXTSPD,C6A,DS,BOX,UTP,CMR, RD | 1000 FT |  | 1 Year | 857 | 5% | 814.15
70522 | Hubbell | C6ASRDSW | CABLE,NEXTSPD,C6A,DS,BOX,UTP,CMR, WH | 1000 FT |  | 1 Year | 857 | 5% | 814.15
70523 | Hubbell | C6ASRDSY | CABLE,NEXTSPD,C6A,DS,BOX,UTP,CMR, YL | 1000 FT |  | 1 Year | 857 | 5% | 814.15
70524 | Hubbell | C6ASRGN | CABLE, NEXTSPEED 10 GBE,RISER,GN,SP | 1000 FT |  | 1 Year | 857 | 5% | 814.15
70525 | Hubbell | C6ASRGY | CABLE, NEXTSPEED 10 GBE,RISER,GY,SP | 1000 FT |  | 1 Year | 857 | 5% | 814.15
70526 | Hubbell | C6ASROR | CABLE, NEXTSPEED 10 GBE,RISER,OR,SP | 1000 FT |  | 1 Year | 857 | 5% | 814.15
70527 | Hubbell | C6ASRW | CABLE, NEXTSPEED 10 GBE,RISER,WH,SP | 1000 FT |  | 1 Year | 857 | 5% | 814.15
70528 | Hubbell | C6ASRY | CABLE, NEXTSPEED 10 GBE,RISER,YL,SP | 1000 FT |  | 1 Year | 857 | 5% | 814.15
70529 | Hubbell | C6ESPB | CABLE, NXTSPD,C6 ENHANCED,PLENUM,BL,SP | 1000 FT |  | 1 Year | 836 | 5% | 794.2
70530 | Hubbell | C6ESPBK | CABLE, NXTSPD,C6 ENHANCED,PLENUM,BK,SP | 1000 FT |  | 1 Year | 836 | 5% | 794.2
70531 | Hubbell | C6ESPGN | CABLE, NXTSPD,C6 ENHANCED,PLENUM,GN,SP | 1000 FT |  | 1 Year | 836 | 5% | 794.2
70532 | Hubbell | C6ESPGY | CABLE, NXTSPD,C6 ENHANCED,PLENUM,GY,SP | 1000 FT |  | 1 Year | 836 | 5% | 794.2
70533 | Hubbell | C6ESPOR | CABLE, NXTSPD,C6 ENHANCED,PLENUM,OR,SP | 1000 FT |  | 1 Year | 836 | 5% | 794.2
70534 | Hubbell | C6ESPP | CABLE, NXTSPD,C6 ENHANCED,PLENUM,PU,SP | 1000 FT |  | 1 Year | 836 | 5% | 794.2
70535 | Hubbell | C6ESPW | CABLE, NXTSPD,C6 ENHANCED,PLENUM,WH,SP | 1000 FT |  | 1 Year | 836 | 5% | 794.2
70536 | Hubbell | C6ESPY | CABLE, NXTSPD,C6 ENHANCED,PLENUM,YL,SP | 1000 FT |  | 1 Year | 836 | 5% | 794.2
70537 | Hubbell | C6ESRB | CABLE, NXTSPD,C6 ENHANCED,RISER,BL,SP | 1000 FT |  | 1 Year | 464 | 5% | 440.8
70538 | Hubbell | C6ESRBK | CABLE, NXTSPD,C6 ENHANCED,RISER,BK,SP | 1000 FT |  | 1 Year | 464 | 5% | 440.8
70539 | Hubbell | C6ESRGN | CABLE, NXTSPD,C6 ENHANCED,RISER,GN,SP | 1000 FT |  | 1 Year | 464 | 5% | 440.8
70540 | Hubbell | C6ESRGY | CABLE, NXTSPD,C6 ENHANCED,RISER,GY,SP | 1000 FT |  | 1 Year | 464 | 5% | 440.8
70541 | Hubbell | C6ESROR | CABLE, NXTSPD,C6 ENHANCED,RISER,OR,SP | 1000 FT |  | 1 Year | 464 | 5% | 440.8
70542 | Hubbell | C6ESRP | CABLE, NXTSPD,C6 ENHANCED,RISER,PU,SP | 1000 FT |  | 1 Year | 464 | 5% | 440.8
70543 | Hubbell | C6ESRW | CABLE, NXTSPD,C6 ENHANCED,RISER,WH,SP | 1000 FT |  | 1 Year | 464 | 5% | 440.8
70544 | Hubbell | C6ESRY | CABLE, NXTSPD,C6 ENHANCED,RISER,YL,SP | 1000 FT |  | 1 Year | 464 | 5% | 440.8
70545 | Hubbell | C6FTPSPB | CABLE, NXTSPD C6,FTP,PLN,BL,SP,10G SH | 1000 FT |  | 1 Year | 1292 | 5% | 1227.4
70546 | Hubbell | C6FTPSPBK | CABLE, NXTSPD C6,FTP,PLN,BK,SP,10G SH | 1000 FT |  | 1 Year | 1292 | 5% | 1227.4
70547 | Hubbell | C6FTPSPGY | CABLE, NXTSPD C6,FTP,PLN,GY,SP,10G SH | 1000 FT |  | 1 Year | 1292 | 5% | 1227.4
70548 | Hubbell | C6FTPSPPK | CABLE, NXTSPD C6,FTP,PLN,PK,SP,10G SH | 1000 FT |  | 1 Year | 1292 | 5% | 1227.4
70549 | Hubbell | C6FTPSPW | CABLE, NXTSPD C6,FTP,PLN,WH,SP,10G SH | 1000 FT |  | 1 Year | 1292 | 5% | 1227.4
70550 | Hubbell | C6FTPSPY | CABLE,NXTSPD C6,FTP,PLN,YL,SPL,10G SH | 1000 FT |  | 1 Year | 1292 | 5% | 1227.4
70551 | Hubbell | C6FTPSRB | CABLE, NXTSPD C6,FTP,RIS,BL,SP,10G SH | 1000 FT |  | 1 Year | 858 | 5% | 815.1
70552 | Hubbell | C6FTPSRGY | CABLE, NXTSPD C6,FTP,RIS,GY,SP,10G SH | 1000 FT |  | 1 Year | 858 | 5% | 815.1
70553 | Hubbell | C6FTPSRPK | CABLE, NXTSPD C6,FTP,RIS,PK,SP,10G SH | 1000 FT |  | 1 Year | 858 | 5% | 815.1
70554 | Hubbell | C6FTPSRW | CABLE, NXTSPD C6,FTP,RIS,WH,SP,10G SH | 1000 FT |  | 1 Year | 858 | 5% | 815.1
70555 | Hubbell | C6RPB | CABLE, NXTSPD C6,PLENUM,BL,RELX,500MH | 1000 FT |  | 1 Year | 661 | 5% | 627.95
70556 | Hubbell | C6RPBK | CABLE, NXTSPD C6,PLENUM,BK,RELX,500MH | 1000 FT |  | 1 Year | 661 | 5% | 627.95
70557 | Hubbell | C6RPEB | CABLE, HPW,C6,PLENUM,BL,REELEX,LC | 1000 FT |  | 1 Year | 619 | 5% | 588.05
70558 | Hubbell | C6RPEBK | CABLE, HPW,C6,PLENUM,BK,REELEX,LC | 1000 FT |  | 1 Year | 619 | 5% | 588.05
70559 | Hubbell | C6RPEGN | CABLE, HPW,C6,PLENUM,GN,REELEX,LC | 1000 FT |  | 1 Year | 619 | 5% | 588.05
70560 | Hubbell | C6RPEGY | CABLE, HPW,C6,PLENUM,GY,REELEX,LC | 1000 FT |  | 1 Year | 619 | 5% | 588.05
70561 | Hubbell | C6RPEOR | CABLE, HPW,C6,PLENUM,OR,REELEX,LC | 1000 FT |  | 1 Year | 619 | 5% | 588.05
70562 | Hubbell | C6RPEP | CABLE, HPW,C6,PLENUM,PU,REELEX,LC | 1000 FT |  | 1 Year | 619 | 5% | 588.05
70563 | Hubbell | C6RPEPK | CABLE, HPW,C6,PLENUM,PK,REELEX,LC | 1000 FT |  | 1 Year | 619 | 5% | 588.05
70564 | Hubbell | C6RPER | CABLE, HPW,C6,PLENUM,RED,REELEX,LC | 1000 FT |  | 1 Year | 619 | 5% | 588.05
70565 | Hubbell | C6RPEW | CABLE, HPW,C6,PLENUM,WH,REELEX,LC | 1000 FT |  | 1 Year | 619 | 5% | 588.05
70566 | Hubbell | C6RPEY | CABLE, HPW,C6,PLENUM,YL,REELEX,LC | 1000 FT |  | 1 Year | 619 | 5% | 588.05
70567 | Hubbell | C6RPGN | CABLE, NXTSPD C6,PLENUM,GN,RELX,500MH | 1000 FT |  | 1 Year | 661 | 5% | 627.95
70568 | Hubbell | C6RPGY | CABLE, NXTSPD C6,PLENUM,GY,RELX,500MH | 1000 FT |  | 1 Year | 661 | 5% | 627.95
70569 | Hubbell | C6RPOR | CABLE, NXTSPD C6,PLENUM,OR,RELX,500MH | 1000 FT |  | 1 Year | 661 | 5% | 627.95
70570 | Hubbell | C6RPP | CABLE, NXTSPD C6,PLENUM,PU,RELX,500MH | 1000 FT |  | 1 Year | 661 | 5% | 627.95
70571 | Hubbell | C6RPPK | CABLE, NXTSPD C6,PLENUM,PK,RELX,500MH | 1000 FT |  | 1 Year | 661 | 5% | 627.95
70572 | Hubbell | C6RPR | CABLE, NXTSPD C6,PLENUM,RD,RELX,500MH | 1000 FT |  | 1 Year | 661 | 5% | 627.95
70573 | Hubbell | C6RPT | CABLE, NXTSPD C6,PLENUM,TL,RELX,500MH | 1000 FT |  | 1 Year | 661 | 5% | 627.95
70574 | Hubbell | C6RPW | CABLE, NXTSPD C6,PLENUM,WH,RELX,500MH | 1000 FT |  | 1 Year | 661 | 5% | 627.95
70575 | Hubbell | C6RPY | CABLE, NXTSPD C6,PLENUM,YL,RELX,500MH | 1000 FT |  | 1 Year | 661 | 5% | 627.95
70576 | Hubbell | C6RRB | CABLE, NXTSPD C6, RISER,BL,RELX,500MH | 1000 FT |  | 1 Year | 397 | 5% | 377.15
70577 | Hubbell | C6RREB | CABLE, HPW,C6,CMR,BL,REELEX,LC | 1000 FT |  | 1 Year | 353 | 5% | 335.35
70578 | Hubbell | C6RREBK | CABLE, HPW,C6,CMR,BK,REELEX,LC | 1000 FT |  | 1 Year | 353 | 5% | 335.35
70579 | Hubbell | C6RREGN | CABLE, HPW,C6,CMR,GN,REELEX,LC | 1000 FT |  | 1 Year | 353 | 5% | 335.35
70580 | Hubbell | C6RREGY | CABLE, HPW,C6,CMR,GY,REELEX,LC | 1000 FT |  | 1 Year | 353 | 5% | 335.35
70581 | Hubbell | C6RREOR | CABLE, HPW,C6,CMR,OR,REELEX,LC | 1000 FT |  | 1 Year | 353 | 5% | 335.35
70582 | Hubbell | C6RREP | CABLE, HPW,C6,CMR,PU,REELEX,LC | 1000 FT |  | 1 Year | 353 | 5% | 335.35
70583 | Hubbell | C6RREPK | CABLE, HPW,C6,CMR,PK,REELEX,LC | 1000 FT |  | 1 Year | 353 | 5% | 335.35
70584 | Hubbell | C6RRER | CABLE, HPW,C6,CMR,RD,REELEX,LC | 1000 FT |  | 1 Year | 353 | 5% | 335.35
70585 | Hubbell | C6RREW | CABLE, HPW,C6,CMR,WH,REELEX,LC | 1000 FT |  | 1 Year | 353 | 5% | 335.35
70586 | Hubbell | C6RREY | CABLE, HPW,C6,CMR,YL,REELEX,LC | 1000 FT |  | 1 Year | 353 | 5% | 335.35
70587 | Hubbell | C6RRGN | CABLE,NXTSPD C6,RISER,GN,RELX,500MH | 1000 FT |  | 1 Year | 397 | 5% | 377.15
70588 | Hubbell | C6RRGY | CABLE, NXTSPD C6,RISER,GY,RELX,500MH | 1000 FT |  | 1 Year | 397 | 5% | 377.15
70589 | Hubbell | C6RROR | CABLE, NXTSPD C6,RISER,OR,RELX,500MH | 1000 FT |  | 1 Year | 397 | 5% | 377.15
70590 | Hubbell | C6RRP | CABLE, NXTSPD C6,RISER,PU,RELX,500MH | 1000 FT |  | 1 Year | 397 | 5% | 377.15
70591 | Hubbell | C6RRR | CABLE, NXTSPD C6, RISER,RD,RELX,500MH | 1000 FT |  | 1 Year | 397 | 5% | 377.15
70592 | Hubbell | C6RRW | CABLE, NXTSPD C6,RISER,WH,RELX,500MH | 1000 FT |  | 1 Year | 397 | 5% | 377.15
70593 | Hubbell | C6RRY | CABLE, NXTSPD C6,RISER,YL,RELX,500MH | 1000 FT |  | 1 Year | 397 | 5% | 377.15
70594 | Hubbell | C6SOPBK | CABLE, CATEGORY 6,OP,BK | 1000 FT |  | 1 Year | 792 | 5% | 752.4
70595 | Hubbell | C6SPB | CABLE, NEXTSPEED C6,PLENUM,BL,SP,500MH | 1000 FT |  | 1 Year | 661 | 5% | 627.95
70596 | Hubbell | C6SPGN | CABLE, NEXTSPEED C6,PLENUM,GN,SP,500MH | 1000 FT |  | 1 Year | 661 | 5% | 627.95
70597 | Hubbell | C6SPGY | CABLE, NEXTSPEED C6,PLENUM,GY,SP,500MH | 1000 FT |  | 1 Year | 661 | 5% | 627.95
70598 | Hubbell | C6SPOR | CABLE, NEXTSPEED C6,PLENUM,OR,SP,500MH | 1000 FT |  | 1 Year | 661 | 5% | 627.95
70599 | Hubbell | C6SPP | CABLE, NEXTSPEED C6,PLENUM,PU,SP,500MH | 1000 FT |  | 1 Year | 661 | 5% | 627.95
70600 | Hubbell | C6SPW | CABLE, NEXTSPEED C6,PLENUM,WH,SP,500MH | 1000 FT |  | 1 Year | 661 | 5% | 627.95
70601 | Hubbell | C6SPY | CABLE, NEXTSPEED C6,PLENUM,YL,SP,500MH | 1000 FT |  | 1 Year | 661 | 5% | 627.95
70602 | Hubbell | C6SRB | CABLE, NEXTSPEED C6,RISER,BL,SP,500MH | 1000 FT |  | 1 Year | 397 | 5% | 377.15
70603 | Hubbell | C6SREB | CABLE, HPW,C6,CMR,BL,SPOOL,LC | 1000 FT |  | 1 Year | 353 | 5% | 335.35
70604 | Hubbell | C6SREGN | CABLE, HPW,C6,CMR,GN,SPOOL,LC | 1000 FT |  | 1 Year | 353 | 5% | 335.35
70605 | Hubbell | C6SREGY | CABLE, HPW,C6,CMR,GY,SPOOL,LC | 1000 FT |  | 1 Year | 353 | 5% | 335.35
70606 | Hubbell | C6SREW | CABLE, HPW,C6,CMR,WH,SPOOL,LC | 1000 FT |  | 1 Year | 353 | 5% | 335.35
70607 | Hubbell | C6SRGN | CABLE, NEXTSPEED C6,RISER,GN,SP,500MH | 1000 FT |  | 1 Year | 397 | 5% | 377.15
70608 | Hubbell | C6SRGY | CABLE, NEXTSPEED C6,RISER,GY,SP,500MH | 1000 FT |  | 1 Year | 397 | 5% | 377.15
70609 | Hubbell | C6SROR | CABLE, NEXTSPEED C6,RISER,OR,SP,500MH | 1000 FT |  | 1 Year | 397 | 5% | 377.15
70610 | Hubbell | C6SRP | CABLE, NEXTSPEED C6,RISER,PU,SP,500MH | 1000 FT |  | 1 Year | 397 | 5% | 377.15
70611 | Hubbell | C6SRW | CABLE, NEXTSPEED C6,RISER,WH,SP,500MH | 1000 FT |  | 1 Year | 397 | 5% | 377.15
70612 | Hubbell | C6SRY | CABLE, NEXTSPEED C6,RISER,YL,SP,500MH | 1000 FT |  | 1 Year | 397 | 5% | 377.15
70613 | Hubbell | CCPS1 | OPTISOK FO PULL GRIP, .12-.56" | EA |  | 1 Year | 14.6 | 5% | 13.87
70614 | Hubbell | CCPS2 | OPTISOK FO PULL GRIP, .25-.75" | EA |  | 1 Year | 18.4 | 5% | 17.48
70615 | Hubbell | CCPS3 | OPTISOK FO PULL GRIP, .75-1.75" | EA |  | 1 Year | 31.3 | 5% | 29.735
70616 | Hubbell | CFB10G55 | REC CFB, 10 GANG, 5.5 IN | EA |  | 1 Year | 368 | 5% | 349.6
70617 | Hubbell | CFB10G55CR | REC CFB, 10 GANG 5.5 IN, CR | EA |  | 1 Year | 414 | 5% | 393.3
70618 | Hubbell | CFB10G55R | REC CFB, 10 GANG, 5.5 IN, ROUND COVER | EA |  | 1 Year | 423 | 5% | 401.85
70619 | Hubbell | CFB10G55RCR | REC CFB, 10 GANG, 5.5 IN, RND COVER, CR | EA |  | 1 Year | 471 | 5% | 447.45
70620 | Hubbell | CFB10GS1R8ADAPT | 10 GANG CONCRETE FB S1R8 COVER ADAPTER | EA |  | 1 Year | 99.1 | 5% | 94.145
70621 | Hubbell | CFB10WW | CFB10G55 WIREWAY | EA |  | 1 Year | 37.1 | 5% | 35.245
70622 | Hubbell | CFB11CVRALU | REC FB COVER, 11-G, ALUM, CARPET | EA |  | 1 Year | 1187 | 5% | 1127.65
70623 | Hubbell | CFB11CVRBLK | REC FB COVER, 11-G, BLACK, CARPET | EA |  | 1 Year | 1187 | 5% | 1127.65
70624 | Hubbell | CFB11CVRBRS | REC FB COVER, 11-G, BRASS, CARPET | EA |  | 1 Year | 1187 | 5% | 1127.65
70625 | Hubbell | CFB11CVRCBLK | REC FB COVER (NO EDGING) , 11-G, BLACK | EA |  | 1 Year | 1012 | 5% | 961.4
70626 | Hubbell | CFB11CVRCSS | REC FB COVER (NO EDGING) , 11-G, S/S | EA |  | 1 Year | 1591 | 5% | 1511.45
70627 | Hubbell | CFB11G4 | REC FB, 11-GANG, 4-IN DEEP, AV STYLE | EA |  | 1 Year | 467 | 5% | 443.65
70628 | Hubbell | CFB11G6 | REC FB, 11-GANG, 6-IN DEEP, AV STYLE | EA |  | 1 Year | 471 | 5% | 447.45
70629 | Hubbell | CFB11TALU | REC FB COVER, 11-G ALUM 1/4-IN TILE | EA |  | 1 Year | 1187 | 5% | 1127.65
70630 | Hubbell | CFB11TBRS | REC FB COVER, 11-G, BRASS, 1/4-IN TILE | EA |  | 1 Year | 1187 | 5% | 1127.65
70631 | Hubbell | CFB2G25 | REC FB, 2-GANG, STEEL, 2.5-IN, CONC | EA |  | 1 Year | 189 | 5% | 179.55
70632 | Hubbell | CFB2G25CR | REC FB, 2-G,STEEL,2.5-IN, CONC, CR | EA |  | 1 Year | 218 | 5% | 207.1
70633 | Hubbell | CFB2G25R | REC CFB, 2 GANG, 2.5IN, ROUND COVER | EA |  | 1 Year | 255 | 5% | 242.25
70634 | Hubbell | CFB2G25RCR | REC CFB, 2 GANG, 2.5IN, ROUND COVER, CR | EA |  | 1 Year | 301 | 5% | 285.95
70635 | Hubbell | CFB2G30 | REC CFB, 2 GANG, 3IN | EA |  | 1 Year | 209 | 5% | 198.55
70636 | Hubbell | CFB2G30CR | REC CFB, 2 GANG, 3IN, CR | EA |  | 1 Year | 255 | 5% | 242.25
70637 | Hubbell | CFB2G30R | REC CFB, 2 GANG, 3 IN, ROUND COVER | EA |  | 1 Year | 255 | 5% | 242.25
70638 | Hubbell | CFB2G30RCR | REC CFB, 2 GANG, 3 IN, ROUND COVER, CR | EA |  | 1 Year | 312 | 5% | 296.4
70639 | Hubbell | CFB2GS1R6ADAPT | 2 GANG CONCRETE FB S1R6 COVER ADAPTER | EA |  | 1 Year | 99.1 | 5% | 94.145
70640 | Hubbell | CFB4G25 | REC FB, 4-GANG, STEEL, 2.5-IN, CONC | EA |  | 1 Year | 218 | 5% | 207.1
70641 | Hubbell | CFB4G25CR | REC FB, 4-G,STEEL,2.5-IN,CONC, CR | EA |  | 1 Year | 292 | 5% | 277.4
70642 | Hubbell | CFB4G25R | REC CFB, 4 GANG, 2.5 IN, ROUND COVER | EA |  | 1 Year | 279 | 5% | 265.05
70643 | Hubbell | CFB4G25RCR | REC CFB, 4 GANG, 2.5 IN, ROUND COVER, CR | EA |  | 1 Year | 323 | 5% | 306.85
70644 | Hubbell | CFB4G30 | REC CFB, 4 GANG, 3 IN | EA |  | 1 Year | 222 | 5% | 210.9
70645 | Hubbell | CFB4G30CI | REC CFB, 4 GANG, 3.25 IN, CAST | EA |  | 1 Year | 381 | 5% | 361.95
70646 | Hubbell | CFB4G30CR | REC CFB, 4-G, STEEL, 3-IN, COR RES | EA |  | 1 Year | 288 | 5% | 273.6
70647 | Hubbell | CFB4G30R | REC CFB, 4 GANG, 3 IN, ROUND COVER | EA |  | 1 Year | 279 | 5% | 265.05
70648 | Hubbell | CFB4G30RCI | REC CFB, 4 GANG, 3 IN, ROUND COVER, CAST | EA |  | 1 Year | 438 | 5% | 416.1
70649 | Hubbell | CFB4G30RCR | REC CFB, 4 GANG, 3 IN, ROUND COVER, CR | EA |  | 1 Year | 323 | 5% | 306.85
70650 | Hubbell | CFB4GS1R8ADAPT | 4 GANG CONCRETE FB S1R8 COVER ADAPTER | EA |  | 1 Year | 99.1 | 5% | 94.145
70651 | Hubbell | CFB6G30 | REC FB, 6-GANG, STEEL, 3-IN. CONC | EA |  | 1 Year | 349 | 5% | 331.55
70652 | Hubbell | CFB6G30CR | REC FB, 6-G,STEEL,3-IN,CONC, CR | EA |  | 1 Year | 403 | 5% | 382.85
70653 | Hubbell | CFB6G30R | REC CFB, 6 GANG, 3 IN, ROUND CVR VERSION | EA |  | 1 Year | 403 | 5% | 382.85
70654 | Hubbell | CFB6G30RCR | REC CFB,6 GANG,3 IN,ROUND CVR VERSION,CR | EA |  | 1 Year | 460 | 5% | 437
70655 | Hubbell | CFB6GS1R8ADAPT | 6 GANG CONCRETE FB S1R8 COVER ADAPTER | EA |  | 1 Year | 99.1 | 5% | 94.145
70656 | Hubbell | CFB6RCVRR1 | 6 INCH COLLAR 0 - 0.25 INCH | EA |  | 1 Year | 56.85 | 5% | 54.0075
70657 | Hubbell | CFB6RCVRR2 | 6 INCH COLLAR 0.25 - 0.50 INCH | EA |  | 1 Year | 56.85 | 5% | 54.0075
70658 | Hubbell | CFB6RCVRR3 | 6 INCH COLLAR 0.50 - 0.75 INCH | EA |  | 1 Year | 56.85 | 5% | 54.0075
70659 | Hubbell | CFB7CVRALU | REC FB COVER, 7-G, ALUM, CARPET | EA |  | 1 Year | 1032 | 5% | 980.4
70660 | Hubbell | CFB7CVRBRS | REC FB COVER, 7-G, BRASS, CARPET | EA |  | 1 Year | 1032 | 5% | 980.4
70661 | Hubbell | CFB7CVRCBLK | REC FB COVER (NO EDGING) , 7-G, BLACK | EA |  | 1 Year | 739 | 5% | 702.05
70662 | Hubbell | CFB7CVRCSS | REC FB COVER (NO EDGING) , 7-G, S/S | EA |  | 1 Year | 1262 | 5% | 1198.9
70663 | Hubbell | CFB7G4 | REC FB, 7-GANG, 4-IN DEEP, AV STYLE | EA |  | 1 Year | 333 | 5% | 316.35
70664 | Hubbell | CFB7G6 | REC FB, 7-GANG, 6-IN DEEP, AV STYLE | EA |  | 1 Year | 334 | 5% | 317.3
70665 | Hubbell | CFB7TALU | REC FB COVER, 7-G, ALUM, 1/2-IN TILE | EA |  | 1 Year | 1032 | 5% | 980.4
70666 | Hubbell | CFB7TBRS | REC FB COVER, 7-G, BRASS, 1/2-IN TILE | EA |  | 1 Year | 1032 | 5% | 980.4
70667 | Hubbell | CFB8RCVRR1 | 8 INCH COLLAR 0 - 0.25 INCH | EA |  | 1 Year | 56.85 | 5% | 54.0075
70668 | Hubbell | CFB8RCVRR2 | 8 INCH COLLAR 0.25 - 0.50 INCH | EA |  | 1 Year | 56.85 | 5% | 54.0075
70669 | Hubbell | CFB8RCVRR3 | 8 INCH COLLAR 0.50 - 0.75 INCH | EA |  | 1 Year | 56.85 | 5% | 54.0075
70670 | Hubbell | CFBADAPT125 | S1R FB 4 ADAPTER SET 1-1/4 INCH | EA |  | 1 Year | 31 | 5% | 29.45
70671 | Hubbell | CFBADAPT200 | S1R FB 4 ADAPTER SET 2 INCH | EA |  | 1 Year | 31 | 5% | 29.45
70672 | Hubbell | CFBHUB2 | 2" THREADED HUB FOR CONCRETE FLOOR BOXES | EA |  | 1 Year | 99.1 | 5% | 94.145
70673 | Hubbell | CFBKOPLATE | CFB KNOCK OUT PLATE, 1-1/4", 1", 3/4" | EA |  | 1 Year | 33.25 | 5% | 31.5875
70674 | Hubbell | CFBKOPLATECR | CFB KNOCK OUT PLATE, 1-1/4", 1", 3/4" CR | EA |  | 1 Year | 38.65 | 5% | 36.7175
70675 | Hubbell | CFBOGPAN4 | REC FB, ON-GRADE POUR PAN, 4-IN DEEP | EA |  | 1 Year | 166 | 5% | 157.7
70676 | Hubbell | CFBS1R4CFB | S1R FB 4 CAST IRON FLOOR BOX | EA |  | 1 Year | 355 | 5% | 337.25
70677 | Hubbell | CFBS1R4COVER | S1R FB 4 TEMP PLASTIC CONCRETE COVER | EA |  | 1 Year | 20.2 | 5% | 19.19
70678 | Hubbell | CFBS1R4CUP | S1R FB 4 MOUNTING CUP - REQUIRED | EA |  | 1 Year | 29.8 | 5% | 28.31
70679 | Hubbell | CFBS1R4CVRALU | S1R FB 4 COVER, BRUSHED ALUMINUM | EA |  | 1 Year | 301 | 5% | 285.95
70680 | Hubbell | CFBS1R4CVRBLK | S1R FB 4 COVER, BLACK POWDER COAT | EA |  | 1 Year | 290 | 5% | 275.5
70681 | Hubbell | CFBS1R4CVRBRS | S1R FB 4 COVER, BRUSHED BRASS PLATED | EA |  | 1 Year | 310 | 5% | 294.5
70682 | Hubbell | CFBS1R4CVRBRZ | S1R FB 4 COVER, BRUSHED BRONZE PLATED | EA |  | 1 Year | 310 | 5% | 294.5
70683 | Hubbell | CFBS1R4CVRGRY | S1R FB 4 COVER, GRAY POWDER COAT | EA |  | 1 Year | 290 | 5% | 275.5
70684 | Hubbell | CFBS1R4CVRNKL | S1R FB 4 COVER, NICKEL PLATED | EA |  | 1 Year | 310 | 5% | 294.5
70685 | Hubbell | CFBS1R4DIV | S1R FB 4 LOW VOLTAGE DIVIDER | EA |  | 1 Year | 31 | 5% | 29.45
70686 | Hubbell | CFBS1R4GND | S1R FB 4 DEVICE MOUNTING GROUND ASSEMBLY | EA |  | 1 Year | 31 | 5% | 29.45
70687 | Hubbell | CFBS1R4PFB | S1R FB 4 PLASTIC FLOOR BOX | EA |  | 1 Year | 61.85 | 5% | 58.7575
70688 | Hubbell | CFBS1R4SFB | S1R FB 4 STAMPED STEEL FLOOR BOX | EA |  | 1 Year | 264 | 5% | 250.8
70689 | Hubbell | CFBS1R4SFBCR | S1R FB 4 STAMPED STEEL FLOOR BOX PAINTED | EA |  | 1 Year | 309 | 5% | 293.55
70690 | Hubbell | CFBS1R6CVRALU | CFB ROUND 6 INCH COVER, ALUMINUM | EA |  | 1 Year | 408 | 5% | 387.6
70691 | Hubbell | CFBS1R6CVRBLK | CFB ROUND 6 INCH COVER, BLACK | EA |  | 1 Year | 408 | 5% | 387.6
70692 | Hubbell | CFBS1R6CVRBRS | CFB ROUND 6 INCH COVER, BRASS | EA |  | 1 Year | 408 | 5% | 387.6
70693 | Hubbell | CFBS1R6CVRBRZ | CFB ROUND 6 INCH COVER, BRONZE | EA |  | 1 Year | 408 | 5% | 387.6
70694 | Hubbell | CFBS1R6CVRGRY | CFB ROUND 6 INCH COVER, GRAY | EA |  | 1 Year | 408 | 5% | 387.6
70695 | Hubbell | CFBS1R6CVRNKL | CFB ROUND 6 INCH COVER, NICKEL | EA |  | 1 Year | 408 | 5% | 387.6
70696 | Hubbell | CFBS1R6FFCVRALU | CFB2G ROUND 6 INCH FF COVER, ALUMINUM | EA |  | 1 Year | 362 | 5% | 343.9
70697 | Hubbell | CFBS1R6FFCVRBLK | CFB2G ROUND 6 INCH FF COVER, BLACK | EA |  | 1 Year | 362 | 5% | 343.9
70698 | Hubbell | CFBS1R6FFCVRBRS | CFB2G ROUND 6 INCH FF COVER, BRASS | EA |  | 1 Year | 362 | 5% | 343.9
70699 | Hubbell | CFBS1R6FFCVRBRZ | CFB2G ROUND 6 INCH FF COVER, BRONZE | EA |  | 1 Year | 362 | 5% | 343.9
70700 | Hubbell | CFBS1R6FFCVRGRY | CFB2G ROUND 6 INCH FF COVER, GRAY | EA |  | 1 Year | 362 | 5% | 343.9
70701 | Hubbell | CFBS1R6FFCVRNKL | CFB2G ROUND 6 INCH FF COVER, NICKEL | EA |  | 1 Year | 362 | 5% | 343.9
70702 | Hubbell | CFBS1R8CVRALU | CFB ROUND 8 INCH COVER, ALUMINUM | EA |  | 1 Year | 441 | 5% | 418.95
70703 | Hubbell | CFBS1R8CVRBLK | CFB ROUND 8 INCH COVER, BLACK | EA |  | 1 Year | 441 | 5% | 418.95
70704 | Hubbell | CFBS1R8CVRBRS | CFB ROUND 8 INCH COVER, BRASS | EA |  | 1 Year | 441 | 5% | 418.95
70705 | Hubbell | CFBS1R8CVRBRZ | CFB ROUND 8 INCH COVER, BRONZE | EA |  | 1 Year | 441 | 5% | 418.95
70706 | Hubbell | CFBS1R8CVRGRY | CFB ROUND 8 INCH COVER, GRAY | EA |  | 1 Year | 423 | 5% | 401.85
70707 | Hubbell | CFBS1R8CVRNKL | CFB ROUND 8 INCH COVER, NICKEL | EA |  | 1 Year | 441 | 5% | 418.95
70708 | Hubbell | CKL333 | CAB, ACCESS,QUADCAB,LOCK KT,KEYED 333 | EA |  | 1 Year | 76.2 | 5% | 72.39
70709 | Hubbell | CKL716 | CAB, ACCESS, QUADCAB,LOCK KT, 7/16 BIT | EA |  | 1 Year | 102 | 5% | 96.9
70710 | Hubbell | CKL751 | CAB, ACCESS, QUADCAB,LOCK KT,KEYED CH751 | EA |  | 1 Year | 102 | 5% | 96.9
70711 | Hubbell | CKLCAT60 | CAB, ACCESS,LOCK KT FOR IDF24L | EA |  | 1 Year | 130 | 5% | 123.5
70712 | Hubbell | CKLWK | CAB,ACCESS,REM EQUIP,WING KNOB LOCK | EA |  | 1 Year | 85.05 | 5% | 80.7975
70713 | Hubbell | CKM6 | CAB, ACCESS,M6 HARDWARE,100/PK | PK |  | 1 Year | 266 | 5% | 252.7
70714 | Hubbell | CKSSD | CAB, ACCESS,SERVR,STATIONARY SHELF,1U | EA |  | 1 Year | 251 | 5% | 238.45
70715 | Hubbell | CKTSD | CAB, ACCESS,SERVR,TELESCOPIC SHELF,1U | EA |  | 1 Year | 655 | 5% | 622.25
70716 | Hubbell | CLKM | CAB, ACCESS,LIGHT KT W/MOTION SENS,110V | EA |  | 1 Year | 750 | 5% | 712.5
70717 | Hubbell | CLKS | CAB, ACCESS,LT KT W/SWITCH,20W,110V | EA |  | 1 Year | 567 | 5% | 538.65
70718 | Hubbell | CMBR | P-PANEL, REAR CABLE MGT BAR,19",RACK MT | EA |  | 1 Year | 39.7 | 5% | 37.715
70719 | Hubbell | CPJ24 | CAB, CONSOLID PT,JACK,24PORT,WH | EA |  | 1 Year | 167 | 5% | 158.65
70720 | Hubbell | CS1973 | RACK, RELAY,7'X3.25",CHAN,W/COVERS,BK | EA |  | 1 Year | 829 | 5% | 787.55
70721 | Hubbell | CS1973H | RACK, RELAY,7'X3.25"CHAN,HINGED COVER,BK | EA |  | 1 Year | 1508 | 5% | 1432.6
70722 | Hubbell | CS1976 | RACK, RELAY,7'X6",CHAN,W/COVERS,BK | EA |  | 1 Year | 914 | 5% | 868.3
70723 | Hubbell | CS1976H | RACK, RELAY,7'X6"CHAN,HINGED COVER,BK | EA |  | 1 Year | 1508 | 5% | 1432.6
70724 | Hubbell | CTK | CAB, ACCESS,THERMOSTAT KT | EA |  | 1 Year | 97.35 | 5% | 92.4825
70725 | Hubbell | CTKH | THERMOSTAT KIT FOR HEATING | EA |  | 1 Year | 98 | 5% | 93.1
70726 | Hubbell | DFPCFCAFCAS10SM | FIBER, P-CORD,PL,SM,DUP,FCA-FCA,10M | EA |  | 1 Year | 147 | 5% | 139.65
70727 | Hubbell | DFPCFCAFCAS1SM | FIBER, P-CORD,PL,SM,DUP,FCA-FCA,1M | EA |  | 1 Year | 116 | 5% | 110.2
70728 | Hubbell | DFPCFCAFCAS2SM | FIBER, P-CORD,PL,SM,DUP,FCA-FCA,2M | EA |  | 1 Year | 120 | 5% | 114
70729 | Hubbell | DFPCFCAFCAS3SM | FIBER, P-CORD,PL,SM,DUP,FCA-FCA,3M | EA |  | 1 Year | 123 | 5% | 116.85
70730 | Hubbell | DFPCFCAFCAS4SM | FIBER, P-CORD,PL,SM,DUP,FCA-FCA,4M | EA |  | 1 Year | 127 | 5% | 120.65
70731 | Hubbell | DFPCFCAFCAS5SM | FIBER, P-CORD,PL,SM,DUP,FCA-FCA,5M | EA |  | 1 Year | 130 | 5% | 123.5
70732 | Hubbell | DFPCFCASCAS10SM | FIBER, P-CORD,PL,SM,DUP,FCA-SCA,10M | EA |  | 1 Year | 147 | 5% | 139.65
70733 | Hubbell | DFPCFCASCAS1SM | FIBER, P-CORD,PL,SM,DUP,FCA-SCA,1M | EA |  | 1 Year | 117 | 5% | 111.15
70734 | Hubbell | DFPCFCASCAS2SM | FIBER, P-CORD,PL,SM,DUP,FCA-SCA,2M | EA |  | 1 Year | 120 | 5% | 114
70735 | Hubbell | DFPCFCASCAS3SM | FIBER, P-CORD,PL,SM,DUP,FCA-SCA,3M | EA |  | 1 Year | 123 | 5% | 116.85
70736 | Hubbell | DFPCFCASCAS4SM | FIBER, P-CORD,PL,SM,DUP,FCA-SCA,4M | EA |  | 1 Year | 135 | 5% | 128.25
70737 | Hubbell | DFPCFCASCAS5SM | FIBER, P-CORD,PL,SM,DUP,FCA-SCA,5M | EA |  | 1 Year | 130 | 5% | 123.5
70738 | Hubbell | DFPCFCFCS10SM | FIBER, P-CORD,PL,SM,DUP,FC-FC,10M | EA |  | 1 Year | 114 | 5% | 108.3
70739 | Hubbell | DFPCFCFCS1SM | FIBER, P-CORD,PL,SM,DUP,FC-FC,1M | EA |  | 1 Year | 106 | 5% | 100.7
70740 | Hubbell | DFPCFCFCS2SM | FIBER, P-CORD,PL,SM,DUP,FC-FC,2M | EA |  | 1 Year | 108 | 5% | 102.6
70741 | Hubbell | DFPCFCFCS3SM | FIBER, P-CORD,PL,SM,DUP,FC-FC,3M | EA |  | 1 Year | 110 | 5% | 104.5
70742 | Hubbell | DFPCFCFCS4SM | FIBER, P-CORD,PL,SM,DUP,FC-FC,4M | EA |  | 1 Year | 111 | 5% | 105.45
70743 | Hubbell | DFPCFCFCS5SM | FIBER, P-CORD,PL,SM,DUP,FC-FC,5M | EA |  | 1 Year | 112 | 5% | 106.4
70744 | Hubbell | DFPCFCSCS10SM | FIBER, P-CORD,PL,SM,DUP,FC-SC,10M | EA |  | 1 Year | 125 | 5% | 118.75
70745 | Hubbell | DFPCFCSCS1SM | FIBER, P-CORD,PL,SM,DUP,FC-SC,1M | EA |  | 1 Year | 88.3 | 5% | 83.885
70746 | Hubbell | DFPCFCSCS2SM | FIBER, P-CORD,PL,SM,DUP,FC-SC,2M | EA |  | 1 Year | 92.8 | 5% | 88.16
70747 | Hubbell | DFPCFCSCS3SM | FIBER, P-CORD,PL,SM,DUP,FC-SC,3M | EA |  | 1 Year | 97.35 | 5% | 92.4825
70748 | Hubbell | DFPCFCSCS4SM | FIBER, P-CORD,PL,SM,DUP,FC-SC,4M | EA |  | 1 Year | 103 | 5% | 97.85
70749 | Hubbell | DFPCFCSCS5SM | FIBER, P-CORD,PL,SM,DUP,FC-SC,5M | EA |  | 1 Year | 107 | 5% | 101.65
70750 | Hubbell | DFPCLCAFCAS10SM | FIBER, P-CORD,PL,SM,DUP,LCA-FCA,10M | EA |  | 1 Year | 147 | 5% | 139.65
70751 | Hubbell | DFPCLCAFCAS1SM | FIBER, P-CORD,PL,SM,DUP,LCA-FCA,1M | EA |  | 1 Year | 116 | 5% | 110.2
70752 | Hubbell | DFPCLCAFCAS2SM | FIBER, P-CORD,PL,SM,DUP,LCA-FCA,2M | EA |  | 1 Year | 120 | 5% | 114
70753 | Hubbell | DFPCLCAFCAS3SM | FIBER, P-CORD,PL,SM,DUP,LCA-FCA,3M | EA |  | 1 Year | 123 | 5% | 116.85
70754 | Hubbell | DFPCLCAFCAS4SM | FIBER, P-CORD,PL,SM,DUP,LCA-FCA,4M | EA |  | 1 Year | 127 | 5% | 120.65
70755 | Hubbell | DFPCLCAFCAS5SM | FIBER, P-CORD,PL,SM,DUP,LCA-FCA,5M | EA |  | 1 Year | 130 | 5% | 123.5
70756 | Hubbell | DFPCLCALCAS10SM | FIBER, P-CORD,PL,SM,DUP,LCA-LCA,10M | EA |  | 1 Year | 152 | 5% | 144.4
70757 | Hubbell | DFPCLCALCAS1SM | FIBER, P-CORD,PL,SM,DUP,LCA-LCA,1M | EA |  | 1 Year | 120 | 5% | 114
70758 | Hubbell | DFPCLCALCAS2SM | FIBER, P-CORD,PL,SM,DUP,LCA-LCA,2M | EA |  | 1 Year | 123 | 5% | 116.85
70759 | Hubbell | DFPCLCALCAS3SM | FIBER, P-CORD,PL,SM,DUP,LCA-LCA,3M | EA |  | 1 Year | 127 | 5% | 120.65
70760 | Hubbell | DFPCLCALCAS4SM | FIBER, P-CORD,PL,SM,DUP,LCA-LCA,4M | EA |  | 1 Year | 130 | 5% | 123.5
70761 | Hubbell | DFPCLCALCAS5SM | FIBER, P-CORD,PL,SM,DUP,LCA-LCA,5M | EA |  | 1 Year | 134 | 5% | 127.3
70762 | Hubbell | DFPCLCASCAS10SM | FIBER, P-CORD,PL,SM,DUP,LCA-SCA,10M | EA |  | 1 Year | 152 | 5% | 144.4
70763 | Hubbell | DFPCLCASCAS1SM | FIBER, P-CORD,PL,SM,DUP,LCA-SCA,1M | EA |  | 1 Year | 120 | 5% | 114
70764 | Hubbell | DFPCLCASCAS2SM | FIBER, P-CORD,PL,SM,DUP,LCA-SCA,2M | EA |  | 1 Year | 123 | 5% | 116.85
70765 | Hubbell | DFPCLCASCAS3SM | FIBER, P-CORD,PL,SM,DUP,LCA-SCA,3M | EA |  | 1 Year | 127 | 5% | 120.65
70766 | Hubbell | DFPCLCASCAS4SM | FIBER, P-CORD,PL,SM,DUP,LCA-SCA,4M | EA |  | 1 Year | 130 | 5% | 123.5
70767 | Hubbell | DFPCLCASCAS5SM | FIBER, P-CORD,PL,SM,DUP,LCA-SCA,5M | EA |  | 1 Year | 134 | 5% | 127.3
70768 | Hubbell | DFPCLCFCS10SM | FIBER, P-CORD,PL,SM,DUP,LC-FC,10M | EA |  | 1 Year | 151 | 5% | 143.45
70769 | Hubbell | DFPCLCFCS1SM | FIBER, P-CORD,PL,SM,DUP,LC-FC,1M | EA |  | 1 Year | 94 | 5% | 89.3
70770 | Hubbell | DFPCLCFCS2SM | FIBER, P-CORD,PL,SM,DUP,LC-FC,2M | EA |  | 1 Year | 107 | 5% | 101.65
70771 | Hubbell | DFPCLCFCS3SM | FIBER, P-CORD,PL,SM,DUP,LC-FC,3M | EA |  | 1 Year | 118 | 5% | 112.1
70772 | Hubbell | DFPCLCFCS4SM | FIBER, P-CORD,PL,SM,DUP,LC-FC,4M | EA |  | 1 Year | 133 | 5% | 126.35
70773 | Hubbell | DFPCLCFCS5SM | FIBER, P-CORD,PL,SM,DUP,LC-FC,5M | EA |  | 1 Year | 145 | 5% | 137.75
70774 | Hubbell | DFPCLCLCC10MM | FIBER, P-CORD,PL,OM1,DUP,LC-LC,10M | EA |  | 1 Year | 113 | 5% | 107.35
70775 | Hubbell | DFPCLCLCC1MM | FIBER, P-CORD,PL,OM1,DUP,LC-LC,1M | EA |  | 1 Year | 75 | 5% | 71.25
70776 | Hubbell | DFPCLCLCC2MM | FIBER, P-CORD,PL,OM1,DUP,LC-LC,2M | EA |  | 1 Year | 78.15 | 5% | 74.2425
70777 | Hubbell | DFPCLCLCC3MM | FIBER, P-CORD,PL,OM1,DUP,LC-LC,3M | EA |  | 1 Year | 81.1 | 5% | 77.045
70778 | Hubbell | DFPCLCLCC4MM | FIBER, P-CORD,PL,OM1,DUP,LC-LC,4M | EA |  | 1 Year | 83.5 | 5% | 79.325
70779 | Hubbell | DFPCLCLCC5MM | FIBER, P-CORD,PL,OM1,DUP,LC-LC,5M | EA |  | 1 Year | 86 | 5% | 81.7
70780 | Hubbell | DFPCLCLCD10MM | FIBER, P-CORD,PL,OM2,DUP,LC-LC,10M | EA |  | 1 Year | 87.2 | 5% | 82.84
70781 | Hubbell | DFPCLCLCD1MM | FIBER, P-CORD,PL,OM2,DUP,LC-LC,1M | EA |  | 1 Year | 75 | 5% | 71.25
70782 | Hubbell | DFPCLCLCD2MM | FIBER, P-CORD,PL,OM2,DUP,LC-LC,2M | EA |  | 1 Year | 78.15 | 5% | 74.2425
70783 | Hubbell | DFPCLCLCD3MM | FIBER, P-CORD,PL,OM2,DUP,LC-LC,3M | EA |  | 1 Year | 81.1 | 5% | 77.045
70784 | Hubbell | DFPCLCLCD4MM | FIBER, P-CORD,PL,OM2,DUP,LC-LC,4M | EA |  | 1 Year | 75.4 | 5% | 71.63
70785 | Hubbell | DFPCLCLCD5MM | FIBER, P-CORD,PL,OM2,DUP,LC-LC,5M | EA |  | 1 Year | 86 | 5% | 81.7
70786 | Hubbell | DFPCLCLCE05MM | FIBER, P-CORD,PL,OM3,DUP,LC-LC,1/2M | EA |  | 1 Year | 56.5 | 5% | 53.675
70787 | Hubbell | DFPCLCLCE10MM | FIBER, P-CORD,PL,OM3,DUP,LC-LC,10M | EA |  | 1 Year | 122 | 5% | 115.9
70788 | Hubbell | DFPCLCLCE11MM | FIBER, P-CORD,PL,OM3,DUP,LC-LC,11M | EA |  | 1 Year | 128 | 5% | 121.6
70789 | Hubbell | DFPCLCLCE12MM | FIBER, P-CORD,PL,OM3,DUP,LC-LC,12M | EA |  | 1 Year | 133 | 5% | 126.35
70790 | Hubbell | DFPCLCLCE13MM | FIBER, P-CORD,PL,OM3,DUP,LC-LC,13M | EA |  | 1 Year | 139 | 5% | 132.05
70791 | Hubbell | DFPCLCLCE14MM | FIBER, P-CORD,PL,OM3,DUP,LC-LC,14M | EA |  | 1 Year | 145 | 5% | 137.75
70792 | Hubbell | DFPCLCLCE15MM | FIBER, P-CORD,PL,OM3,DUP,LC-LC,15M | EA |  | 1 Year | 144 | 5% | 136.8
70793 | Hubbell | DFPCLCLCE16MM | FIBER, P-CORD,PL,OM3,DUP,LC-LC,16M | EA |  | 1 Year | 156 | 5% | 148.2
70794 | Hubbell | DFPCLCLCE17MM | FIBER, P-CORD,PL,OM3, DUP,LC-LC,17M | EA |  | 1 Year | 162 | 5% | 153.9
70795 | Hubbell | DFPCLCLCE18MM | FIBER, P-CORD,PL,OM3, DUP,LC-LC,18M | EA |  | 1 Year | 167 | 5% | 158.65
70796 | Hubbell | DFPCLCLCE19MM | FIBER, P-CORD,PL,OM3, DUP,LC-LC,19M | EA |  | 1 Year | 173 | 5% | 164.35
70797 | Hubbell | DFPCLCLCE1MM | FIBER, P-CORD,PL,OM3,DUP,LC-LC,1M | EA |  | 1 Year | 67.25 | 5% | 63.8875
70798 | Hubbell | DFPCLCLCE20MM | FIBER, P-CORD,PL,OM3,DUP,LC-LC,20M | EA |  | 1 Year | 173 | 5% | 164.35
70799 | Hubbell | DFPCLCLCE21MM | FIBER, P-CORD,PL,OM3, DUP,LC-LC,21M | EA |  | 1 Year | 184 | 5% | 174.8
70800 | Hubbell | DFPCLCLCE22MM | FIBER, P-CORD,PL,OM3, DUP,LC-LC,22M | EA |  | 1 Year | 191 | 5% | 181.45
70801 | Hubbell | DFPCLCLCE23MM | FIBER, P-CORD,PL,OM3, DUP,LC-LC,23M | EA |  | 1 Year | 196 | 5% | 186.2
70802 | Hubbell | DFPCLCLCE24MM | FIBER, P-CORD,PL,OM3, DUP,LC-LC,24M | EA |  | 1 Year | 203 | 5% | 192.85
70803 | Hubbell | DFPCLCLCE25MM | FIBER, P-CORD,PL,OM3, DUP,LC-LC,25M | EA |  | 1 Year | 209 | 5% | 198.55
70804 | Hubbell | DFPCLCLCE2MM | FIBER, P-CORD,PL,OM3,DUP,LC-LC,2M | EA |  | 1 Year | 73.25 | 5% | 69.5875
70805 | Hubbell | DFPCLCLCE3MM | FIBER, P-CORD,PL,OM3,DUP,LC-LC,3M | EA |  | 1 Year | 79.25 | 5% | 75.2875
70806 | Hubbell | DFPCLCLCE4MM | FIBER, P-CORD,PL,OM3,DUP,LC-LC,4M | EA |  | 1 Year | 85.55 | 5% | 81.2725
70807 | Hubbell | DFPCLCLCE54MM | FIBER, P-CORD,PL,OM3, DUP,LC-LC,54M | EA |  | 1 Year | 364 | 5% | 345.8
70808 | Hubbell | DFPCLCLCE5MM | FIBER, P-CORD,PL,OM3,DUP,LC-LC,5M | EA |  | 1 Year | 91.7 | 5% | 87.115
70809 | Hubbell | DFPCLCLCE6MM | FIBER, P-CORD,PL,OM3,DUP,LC-LC,6M | EA |  | 1 Year | 97.45 | 5% | 92.5775
70810 | Hubbell | DFPCLCLCE7MM | FIBER, P-CORD,PL,OM3, DUP,LC-LC,7M | EA |  | 1 Year | 97.45 | 5% | 92.5775
70811 | Hubbell | DFPCLCLCE8MM | FIBER, P-CORD,PL,OM3,DUP,LC-LC,8M | EA |  | 1 Year | 110 | 5% | 104.5
70812 | Hubbell | DFPCLCLCE9MM | FIBER, P-CORD,PL,OM3,DUP,LC-LC,9M | EA |  | 1 Year | 116 | 5% | 110.2
70813 | Hubbell | DFPCLCLCF10MM | FIBER, P-CORD,PL,OM4, DUP,LC-LC,10M | EA |  | 1 Year | 127 | 5% | 120.65
70814 | Hubbell | DFPCLCLCF10MVI | FIBER, P-CORD,PL,OM4,DUP,LC-LC,10M,EVI | EA |  | 1 Year | 127 | 5% | 120.65
70815 | Hubbell | DFPCLCLCF11MM | FIBER, P-CORD,PL,OM4, DUP,LC-LC,11M | EA |  | 1 Year | 133 | 5% | 126.35
70816 | Hubbell | DFPCLCLCF11MVI | FIBER, P-CORD,PL,OM4,DUP,LC-LC,11M,EVI | EA |  | 1 Year | 133 | 5% | 126.35
70817 | Hubbell | DFPCLCLCF12MM | FIBER, P-CORD,PL,OM4, DUP,LC-LC,12M | EA |  | 1 Year | 140 | 5% | 133
70818 | Hubbell | DFPCLCLCF12MVI | FIBER, P-CORD,PL,OM4,DUP,LC-LC,12M,EVI | EA |  | 1 Year | 140 | 5% | 133
70819 | Hubbell | DFPCLCLCF13MM | FIBER, P-CORD,PL,OM4, DUP,LC-LC,13M | EA |  | 1 Year | 146 | 5% | 138.7
70820 | Hubbell | DFPCLCLCF13MVI | FIBER, P-CORD,PL,OM4,DUP,LC-LC,13M,EVI | EA |  | 1 Year | 146 | 5% | 138.7
70821 | Hubbell | DFPCLCLCF14MM | FIBER, P-CORD,PL,OM4, DUP,LC-LC,14M | EA |  | 1 Year | 152 | 5% | 144.4
70822 | Hubbell | DFPCLCLCF14MVI | FIBER, P-CORD,PL,OM4,DUP,LC-LC,14M,EVI | EA |  | 1 Year | 152 | 5% | 144.4
70823 | Hubbell | DFPCLCLCF15MM | FIBER, P-CORD,PL,OM4, DUP,LC-LC,15M | EA |  | 1 Year | 159 | 5% | 151.05
70824 | Hubbell | DFPCLCLCF15MVI | FIBER, P-CORD,PL,OM4,DUP,LC-LC,15M,EVI | EA |  | 1 Year | 159 | 5% | 151.05
70825 | Hubbell | DFPCLCLCF16MM | FIBER, P-CORD,PL,OM4, DUP,LC-LC,16M | EA |  | 1 Year | 165 | 5% | 156.75
70826 | Hubbell | DFPCLCLCF16MVI | FIBER, P-CORD,PL,OM4,DUP,LC-LC,16M,EVI | EA |  | 1 Year | 165 | 5% | 156.75
70827 | Hubbell | DFPCLCLCF17MM | FIBER, P-CORD,PL,OM4, DUP,LC-LC,17M | EA |  | 1 Year | 171 | 5% | 162.45
70828 | Hubbell | DFPCLCLCF17MVI | FIBER, P-CORD,PL,OM4,DUP,LC-LC,17M,EVI | EA |  | 1 Year | 171 | 5% | 162.45
70829 | Hubbell | DFPCLCLCF18MM | FIBER, P-CORD,PL,OM4, DUP,LC-LC,18M | EA |  | 1 Year | 178 | 5% | 169.1
70830 | Hubbell | DFPCLCLCF18MVI | FIBER, P-CORD,PL,OM4,DUP,LC-LC,18M,EVI | EA |  | 1 Year | 178 | 5% | 169.1
70831 | Hubbell | DFPCLCLCF19MM | FIBER, P-CORD,PL,OM4, DUP,LC-LC,19M | EA |  | 1 Year | 184 | 5% | 174.8
70832 | Hubbell | DFPCLCLCF19MVI | FIBER, P-CORD,PL,OM4,DUP,LC-LC,19M,EVI | EA |  | 1 Year | 184 | 5% | 174.8
70833 | Hubbell | DFPCLCLCF1MM | FIBER, P-CORD,PL,OM4,DUP,LC-LC,1M | EA |  | 1 Year | 69.5 | 5% | 66.025
70834 | Hubbell | DFPCLCLCF1MVI | FIBER, P-CORD,PL,OM4,DUP,LC-LC,1M,EVI | EA |  | 1 Year | 69.5 | 5% | 66.025
70835 | Hubbell | DFPCLCLCF20MM | FIBER, P-CORD,PL,OM4, DUP,LC-LC,20M | EA |  | 1 Year | 191 | 5% | 181.45
70836 | Hubbell | DFPCLCLCF20MVI | FIBER, P-CORD,PL,OM4,DUP,LC-LC,20M,EVI | EA |  | 1 Year | 191 | 5% | 181.45
70837 | Hubbell | DFPCLCLCF21MM | FIBER, P-CORD,PL,OM4, DUP,LC-LC,21M | EA |  | 1 Year | 200 | 5% | 190
70838 | Hubbell | DFPCLCLCF21MVI | FIBER, P-CORD,PL,OM4,DUP,LC-LC,21M,EVI | EA |  | 1 Year | 200 | 5% | 190
70839 | Hubbell | DFPCLCLCF22MM | FIBER, P-CORD,PL,OM4, DUP,LC-LC,22M | EA |  | 1 Year | 205 | 5% | 194.75
70840 | Hubbell | DFPCLCLCF22MVI | FIBER, P-CORD,PL,OM4,DUP,LC-LC,22M,EVI | EA |  | 1 Year | 205 | 5% | 194.75
70841 | Hubbell | DFPCLCLCF23MM | FIBER, P-CORD,PL,OM4, DUP,LC-LC,23M | EA |  | 1 Year | 213 | 5% | 202.35
70842 | Hubbell | DFPCLCLCF23MVI | FIBER, P-CORD,PL,OM4,DUP,LC-LC,23M,EVI | EA |  | 1 Year | 213 | 5% | 202.35
70843 | Hubbell | DFPCLCLCF24MM | FIBER, P-CORD,PL,OM4, DUP,LC-LC,24M | EA |  | 1 Year | 218 | 5% | 207.1
70844 | Hubbell | DFPCLCLCF24MVI | FIBER, P-CORD,PL,OM4,DUP,LC-LC,24M,EVI | EA |  | 1 Year | 218 | 5% | 207.1
70845 | Hubbell | DFPCLCLCF25MM | FIBER, P-CORD,PL,OM4, DUP,LC-LC,25M | EA |  | 1 Year | 226 | 5% | 214.7
70846 | Hubbell | DFPCLCLCF25MVI | FIBER, P-CORD,PL,OM4,DUP,LC-LC,25M,EVI | EA |  | 1 Year | 226 | 5% | 214.7
70847 | Hubbell | DFPCLCLCF2MM | FIBER, P-CORD,PL,OM4,DUP,LC-LC,2M | EA |  | 1 Year | 75.75 | 5% | 71.9625
70848 | Hubbell | DFPCLCLCF2MVI | FIBER, P-CORD,PL,OM4,DUP,LC-LC,2M,EVI | EA |  | 1 Year | 75.75 | 5% | 71.9625
70849 | Hubbell | DFPCLCLCF3MM | FIBER, P-CORD,PL,OM4,DUP,LC-LC,3M | EA |  | 1 Year | 82.3 | 5% | 78.185
70850 | Hubbell | DFPCLCLCF3MVI | FIBER, P-CORD,PL,OM4,DUP,LC-LC,3M,EVI | EA |  | 1 Year | 82.3 | 5% | 78.185
70851 | Hubbell | DFPCLCLCF4MM | FIBER, P-CORD,PL,OM4, DUP,LC-LC,4M | EA |  | 1 Year | 88.6 | 5% | 84.17
70852 | Hubbell | DFPCLCLCF4MVI | FIBER, P-CORD,PL,OM4,DUP,LC-LC,4M,EVI | EA |  | 1 Year | 88.6 | 5% | 84.17
70853 | Hubbell | DFPCLCLCF5MM | FIBER, P-CORD,PL,OM4,DUP,LC-LC,5M | EA |  | 1 Year | 94.85 | 5% | 90.1075
70854 | Hubbell | DFPCLCLCF5MVI | FIBER, P-CORD,PL,OM4,DUP,LC-LC,5M,EVI | EA |  | 1 Year | 94.85 | 5% | 90.1075
70855 | Hubbell | DFPCLCLCF6MM | FIBER, P-CORD,PL,OM4, DUP,LC-LC,6M | EA |  | 1 Year | 102 | 5% | 96.9
70856 | Hubbell | DFPCLCLCF6MVI | FIBER, P-CORD,PL,OM4,DUP,LC-LC,6M,EVI | EA |  | 1 Year | 102 | 5% | 96.9
70857 | Hubbell | DFPCLCLCF7MM | FIBER, P-CORD,PL,OM4,DUP,LC-LC,7M | EA |  | 1 Year | 109 | 5% | 103.55
70858 | Hubbell | DFPCLCLCF7MVI | FIBER, P-CORD,PL,OM4,DUP,LC-LC,7M,EVI | EA |  | 1 Year | 109 | 5% | 103.55
70859 | Hubbell | DFPCLCLCF8MM | FIBER, P-CORD,PL,OM4,DUP,LC-LC,8M | EA |  | 1 Year | 114 | 5% | 108.3
70860 | Hubbell | DFPCLCLCF8MVI | FIBER, P-CORD,PL,OM4,DUP,LC-LC,8M,EVI | EA |  | 1 Year | 114 | 5% | 108.3
70861 | Hubbell | DFPCLCLCF9MM | FIBER, P-CORD,PL,OM4,DUP,LC-LC,9M | EA |  | 1 Year | 121 | 5% | 114.95
70862 | Hubbell | DFPCLCLCF9MVI | FIBER, P-CORD,PL,OM4,DUP,LC-LC,9M,EVI | EA |  | 1 Year | 121 | 5% | 114.95
70863 | Hubbell | DFPCLCLCS10SM | FIBER, P-CORD,PL,SM, DUP,LC-LC,10M | EA |  | 1 Year | 112 | 5% | 106.4
70864 | Hubbell | DFPCLCLCS11SM | FIBER, P-CORD,PL,SM, DUP,LC-LC,11M | EA |  | 1 Year | 114 | 5% | 108.3
70865 | Hubbell | DFPCLCLCS12SM | FIBER, P-CORD,PL,SM, DUP,LC-LC,12M | EA |  | 1 Year | 117 | 5% | 111.15
70866 | Hubbell | DFPCLCLCS13SM | FIBER, P-CORD,PL,SM, DUP,LC-LC,13M | EA |  | 1 Year | 119 | 5% | 113.05
70867 | Hubbell | DFPCLCLCS14SM | FIBER, P-CORD,PL,SM, DUP,LC-LC,14M | EA |  | 1 Year | 122 | 5% | 115.9
70868 | Hubbell | DFPCLCLCS15SM | FIBER, P-CORD,PL,SM, DUP,LC-LC,15M | EA |  | 1 Year | 124 | 5% | 117.8
70869 | Hubbell | DFPCLCLCS16SM | FIBER, P-CORD,PL,SM, DUP,LC-LC,16M | EA |  | 1 Year | 126 | 5% | 119.7
70870 | Hubbell | DFPCLCLCS17SM | FIBER, P-CORD,PL,SM, DUP,LC-LC,17M | EA |  | 1 Year | 129 | 5% | 122.55
70871 | Hubbell | DFPCLCLCS18SM | FIBER, P-CORD,PL,SM, DUP,LC-LC,18M | EA |  | 1 Year | 131 | 5% | 124.45
70872 | Hubbell | DFPCLCLCS19SM | FIBER, P-CORD,PL,SM, DUP,LC-LC,19M | EA |  | 1 Year | 133 | 5% | 126.35
70873 | Hubbell | DFPCLCLCS1SM | FIBER, P-CORD,PL,SM,DUP,LC-LC,1M | EA |  | 1 Year | 90.6 | 5% | 86.07
70874 | Hubbell | DFPCLCLCS20SM | FIBER, P-CORD,PL,SM, DUP,LC-LC,20M | EA |  | 1 Year | 136 | 5% | 129.2
70875 | Hubbell | DFPCLCLCS21SM | FIBER, P-CORD,PL,SM, DUP,LC-LC,21M | EA |  | 1 Year | 138 | 5% | 131.1
70876 | Hubbell | DFPCLCLCS22SM | FIBER, P-CORD,PL,SM, DUP,LC-LC,22M | EA |  | 1 Year | 140 | 5% | 133
70877 | Hubbell | DFPCLCLCS23SM | FIBER, P-CORD,PL,SM, DUP,LC-LC,23M | EA |  | 1 Year | 143 | 5% | 135.85
70878 | Hubbell | DFPCLCLCS24SM | FIBER, P-CORD,PL,SM, DUP,LC-LC,24M | EA |  | 1 Year | 145 | 5% | 137.75
70879 | Hubbell | DFPCLCLCS25SM | FIBER, P-CORD,PL,SM, DUP,LC-LC,25M | EA |  | 1 Year | 148 | 5% | 140.6
70880 | Hubbell | DFPCLCLCS2SM | FIBER, P-CORD,PL,SM,DUP,LC-LC,2M | EA |  | 1 Year | 92.65 | 5% | 88.0175
70881 | Hubbell | DFPCLCLCS4SM | FIBER, P-CORD,PL,SM, DUP,LC-LC,4M | EA |  | 1 Year | 97.35 | 5% | 92.4825
70882 | Hubbell | DFPCLCLCS6SM | FIBER, P-CORD,PL,SM, DUP,LC-LC,6M | EA |  | 1 Year | 103 | 5% | 97.85
70883 | Hubbell | DFPCLCLCS7SM | FIBER, P-CORD,PL,SM, DUP,LC-LC,7M | EA |  | 1 Year | 105 | 5% | 99.75
70884 | Hubbell | DFPCLCLCS8SM | FIBER, P-CORD,PL,SM, DUP,LC-LC,8M | EA |  | 1 Year | 107 | 5% | 101.65
70885 | Hubbell | DFPCLCLCS9SM | FIBER, P-CORD,PL,SM, DUP,LC-LC,9M | EA |  | 1 Year | 109 | 5% | 103.55
70886 | Hubbell | DFPCLCSCC10MM | FIBER, P-CORD,PL,OM1,DUP,LC-SC,10M | EA |  | 1 Year | 79.8 | 5% | 75.81
70887 | Hubbell | DFPCLCSCC11MM | FIBER, P-CORD,PL,OM1,DUP,LC-SC,11M | EA |  | 1 Year | 82.3 | 5% | 78.185
70888 | Hubbell | DFPCLCSCC12MM | FIBER, P-CORD,PL,OM1,DUP,LC-SC,12M | EA |  | 1 Year | 84.5 | 5% | 80.275
70889 | Hubbell | DFPCLCSCC13MM | FIBER, P-CORD,PL,OM1,DUP,LC-SC,13M | EA |  | 1 Year | 86.9 | 5% | 82.555
70890 | Hubbell | DFPCLCSCC14MM | FIBER, P-CORD,PL,OM1,DUP,LC-SC,14M | EA |  | 1 Year | 89.3 | 5% | 84.835
70891 | Hubbell | DFPCLCSCC15MM | FIBER, P-CORD,PL,OM1,DUP,LC-SC,15M | EA |  | 1 Year | 91.8 | 5% | 87.21
70892 | Hubbell | DFPCLCSCC16MM | FIBER, P-CORD,PL,OM1,DUP,LC-SC,16M | EA |  | 1 Year | 94 | 5% | 89.3
70893 | Hubbell | DFPCLCSCC17MM | FIBER, P-CORD,PL,OM1,DUP,LC-SC,17M | EA |  | 1 Year | 96.5 | 5% | 91.675
70894 | Hubbell | DFPCLCSCC18MM | FIBER, P-CORD,PL,OM1,DUP,LC-SC,18M | EA |  | 1 Year | 98.9 | 5% | 93.955
70895 | Hubbell | DFPCLCSCC19MM | FIBER, P-CORD,PL,OM1,DUP,LC-SC,19M | EA |  | 1 Year | 102 | 5% | 96.9
70896 | Hubbell | DFPCLCSCC1MM | FIBER, P-CORD,PL,OM1,DUP,LC-SC,1M | EA |  | 1 Year | 58.15 | 5% | 55.2425
70897 | Hubbell | DFPCLCSCC20MM | FIBER, P-CORD,PL,OM1,DUP,LC-SC,20M | EA |  | 1 Year | 104 | 5% | 98.8
70898 | Hubbell | DFPCLCSCC21MM | FIBER, P-CORD,PL,OM1,DUP,LC-SC,21M | EA |  | 1 Year | 106 | 5% | 100.7
70899 | Hubbell | DFPCLCSCC22MM | FIBER, P-CORD,PL,OM1,DUP,LC-SC,22M | EA |  | 1 Year | 109 | 5% | 103.55
70900 | Hubbell | DFPCLCSCC23MM | FIBER, P-CORD,PL,OM1,DUP,LC-SC,23M | EA |  | 1 Year | 111 | 5% | 105.45
70901 | Hubbell | DFPCLCSCC24MM | FIBER, P-CORD,PL,OM1,DUP,LC-SC,24M | EA |  | 1 Year | 114 | 5% | 108.3
70902 | Hubbell | DFPCLCSCC25MM | FIBER, P-CORD,PL,OM1,DUP,LC-SC,25M | EA |  | 1 Year | 116 | 5% | 110.2
70903 | Hubbell | DFPCLCSCC2MM | FIBER, P-CORD,PL,OM1,DUP,LC-SC,2M | EA |  | 1 Year | 60.45 | 5% | 57.4275
70904 | Hubbell | DFPCLCSCC3MM | FIBER, P-CORD,PL,OM1,DUP,LC-SC,3M | EA |  | 1 Year | 62.95 | 5% | 59.8025
70905 | Hubbell | DFPCLCSCC4MM | FIBER, P-CORD,PL,OM1,DUP,LC-SC,4M | EA |  | 1 Year | 65.5 | 5% | 62.225
70906 | Hubbell | DFPCLCSCC5MM | FIBER, P-CORD,PL,OM1,DUP,LC-SC,5M | EA |  | 1 Year | 67.8 | 5% | 64.41
70907 | Hubbell | DFPCLCSCC6MM | FIBER, P-CORD,PL,OM1,DUP,LC-SC,6M | EA |  | 1 Year | 70.2 | 5% | 66.69
70908 | Hubbell | DFPCLCSCC7MM | FIBER, P-CORD,PL,OM1,DUP,LC-SC,7M | EA |  | 1 Year | 72.7 | 5% | 69.065
70909 | Hubbell | DFPCLCSCC8MM | FIBER, P-CORD,PL,OM1,DUP,LC-SC,8M | EA |  | 1 Year | 74.95 | 5% | 71.2025
70910 | Hubbell | DFPCLCSCC9MM | FIBER, P-CORD,PL,OM1,DUP,LC-SC,9M | EA |  | 1 Year | 77.4 | 5% | 73.53
70911 | Hubbell | DFPCLCSCD10MM | FIBER, P-CORD,PL,OM2,DUP,LC-SC,10M | EA |  | 1 Year | 79.8 | 5% | 75.81
70912 | Hubbell | DFPCLCSCD11MM | FIBER, P-CORD,PL,OM2,DUP,LC-SC,11M | EA |  | 1 Year | 82.3 | 5% | 78.185
70913 | Hubbell | DFPCLCSCD12MM | FIBER, P-CORD,PL,OM2,DUP,LC-SC,12M | EA |  | 1 Year | 84.5 | 5% | 80.275
70914 | Hubbell | DFPCLCSCD13MM | FIBER, P-CORD,PL,OM2,DUP,LC-SC,13M | EA |  | 1 Year | 86.9 | 5% | 82.555
70915 | Hubbell | DFPCLCSCD14MM | FIBER, P-CORD,PL,OM2,DUP,LC-SC,14M | EA |  | 1 Year | 89.3 | 5% | 84.835
70916 | Hubbell | DFPCLCSCD15MM | FIBER, P-CORD,PL,OM2,DUP,LC-SC,15M | EA |  | 1 Year | 91.8 | 5% | 87.21
70917 | Hubbell | DFPCLCSCD16MM | FIBER, P-CORD,PL,OM2,DUP,LC-SC,16M | EA |  | 1 Year | 94 | 5% | 89.3
70918 | Hubbell | DFPCLCSCD17MM | FIBER, P-CORD,PL,OM2,DUP,LC-SC,17M | EA |  | 1 Year | 96.5 | 5% | 91.675
70919 | Hubbell | DFPCLCSCD18MM | FIBER, P-CORD,PL,OM2,DUP,LC-SC,18M | EA |  | 1 Year | 98.9 | 5% | 93.955
70920 | Hubbell | DFPCLCSCD19MM | FIBER, P-CORD,PL,OM2,DUP,LC-SC,19M | EA |  | 1 Year | 102 | 5% | 96.9
70921 | Hubbell | DFPCLCSCD1MM | FIBER, P-CORD,PL,OM2,DUP,LC-SC,1M | EA |  | 1 Year | 58.15 | 5% | 55.2425
70922 | Hubbell | DFPCLCSCD20MM | FIBER, P-CORD,PL,OM2,DUP,LC-SC,20M | EA |  | 1 Year | 104 | 5% | 98.8
70923 | Hubbell | DFPCLCSCD21MM | FIBER, P-CORD,PL,OM2,DUP,LC-SC,21M | EA |  | 1 Year | 106 | 5% | 100.7
70924 | Hubbell | DFPCLCSCD22MM | FIBER, P-CORD,PL,OM2,DUP,LC-SC,22M | EA |  | 1 Year | 109 | 5% | 103.55
70925 | Hubbell | DFPCLCSCD23MM | FIBER, P-CORD,PL,OM2,DUP,LC-SC,23M | EA |  | 1 Year | 111 | 5% | 105.45
70926 | Hubbell | DFPCLCSCD24MM | FIBER, P-CORD,PL,OM2,DUP,LC-SC,24M | EA |  | 1 Year | 114 | 5% | 108.3
70927 | Hubbell | DFPCLCSCD25MM | FIBER, P-CORD,PL,OM2,DUP,LC-SC,25M | EA |  | 1 Year | 116 | 5% | 110.2
70928 | Hubbell | DFPCLCSCD2MM | FIBER, P-CORD,PL,OM2,DUP,LC-SC,2M | EA |  | 1 Year | 60.45 | 5% | 57.4275
70929 | Hubbell | DFPCLCSCD3MM | FIBER, P-CORD,PL,OM2,DUP,LC-SC,3M | EA |  | 1 Year | 62.95 | 5% | 59.8025
70930 | Hubbell | DFPCLCSCD4MM | FIBER, P-CORD,PL,OM2,DUP,LC-SC,4M | EA |  | 1 Year | 65.5 | 5% | 62.225
70931 | Hubbell | DFPCLCSCD5MM | FIBER, P-CORD,PL,OM2,DUP,LC-SC,5M | EA |  | 1 Year | 67.8 | 5% | 64.41
70932 | Hubbell | DFPCLCSCD6MM | FIBER, P-CORD,PL,OM2,DUP,LC-SC,6M | EA |  | 1 Year | 70.2 | 5% | 66.69
70933 | Hubbell | DFPCLCSCD7MM | FIBER, P-CORD,PL,OM2,DUP,LC-SC,7M | EA |  | 1 Year | 72.7 | 5% | 69.065
70934 | Hubbell | DFPCLCSCD8MM | FIBER, P-CORD,PL,OM2,DUP,LC-SC,8M | EA |  | 1 Year | 74.95 | 5% | 71.2025
70935 | Hubbell | DFPCLCSCD9MM | FIBER, P-CORD,PL,OM2,DUP,LC-SC,9M | EA |  | 1 Year | 77.4 | 5% | 73.53
70936 | Hubbell | DFPCLCSCE10MM | FIBER, P-CORD,PL,OM3,DUP,LC-SC,10M | EA |  | 1 Year | 107 | 5% | 101.65
70937 | Hubbell | DFPCLCSCE11MM | FIBER, P-CORD,PL,OM3,DUP,LC-SC,11M | EA |  | 1 Year | 113 | 5% | 107.35
70938 | Hubbell | DFPCLCSCE12MM | FIBER, P-CORD,PL,OM3,DUP,LC-SC,12M | EA |  | 1 Year | 119 | 5% | 113.05
70939 | Hubbell | DFPCLCSCE13MM | FIBER, P-CORD,PL,OM3,DUP,LC-SC,13M | EA |  | 1 Year | 125 | 5% | 118.75
70940 | Hubbell | DFPCLCSCE14MM | FIBER, P-CORD,PL,OM3,DUP,LC-SC,14M | EA |  | 1 Year | 131 | 5% | 124.45
70941 | Hubbell | DFPCLCSCE15MM | FIBER, P-CORD,PL,OM3,DUP,LC-SC,15M | EA |  | 1 Year | 137 | 5% | 130.15
70942 | Hubbell | DFPCLCSCE16MM | FIBER, P-CORD,PL,OM3,DUP,LC-SC,16M | EA |  | 1 Year | 143 | 5% | 135.85
70943 | Hubbell | DFPCLCSCE17MM | FIBER, P-CORD,PL,OM3,DUP,LC-SC,17M | EA |  | 1 Year | 149 | 5% | 141.55
70944 | Hubbell | DFPCLCSCE18MM | FIBER, P-CORD,PL,OM3,DUP,LC-SC,18M | EA |  | 1 Year | 155 | 5% | 147.25
70945 | Hubbell | DFPCLCSCE19MM | FIBER, P-CORD,PL,OM3,DUP,LC-SC,19M | EA |  | 1 Year | 161 | 5% | 152.95
70946 | Hubbell | DFPCLCSCE1MM | FIBER, P-CORD,PL,OM3,DUP,LC-SC,1M | EA |  | 1 Year | 52.25 | 5% | 49.6375
70947 | Hubbell | DFPCLCSCE20MM | FIBER, P-CORD,PL,OM3,DUP,LC-SC,20M | EA |  | 1 Year | 167 | 5% | 158.65
70948 | Hubbell | DFPCLCSCE21MM | FIBER, P-CORD,PL,OM3,DUP,LC-SC,21M | EA |  | 1 Year | 173 | 5% | 164.35
70949 | Hubbell | DFPCLCSCE22MM | FIBER, P-CORD,PL,OM3,DUP,LC-SC,22M | EA |  | 1 Year | 179 | 5% | 170.05
70950 | Hubbell | DFPCLCSCE23MM | FIBER, P-CORD,PL,OM3,DUP,LC-SC,23M | EA |  | 1 Year | 187 | 5% | 177.65
70951 | Hubbell | DFPCLCSCE24MM | FIBER, P-CORD,PL,OM3,DUP,LC-SC,24M | EA |  | 1 Year | 192 | 5% | 182.4
70952 | Hubbell | DFPCLCSCE25MM | FIBER, P-CORD,PL,OM3,DUP,LC-SC,25M | EA |  | 1 Year | 200 | 5% | 190
70953 | Hubbell | DFPCLCSCE2MM | FIBER, P-CORD,PL,OM3,DUP,LC-SC,2M | EA |  | 1 Year | 58.4 | 5% | 55.48
70954 | Hubbell | DFPCLCSCE3MM | FIBER, P-CORD,PL,OM3,DUP,LC-SC,3M | EA |  | 1 Year | 64.4 | 5% | 61.18
70955 | Hubbell | DFPCLCSCE4MM | FIBER, P-CORD,PL,OM3,DUP,LC-SC,4M | EA |  | 1 Year | 70.4 | 5% | 66.88
70956 | Hubbell | DFPCLCSCE5MM | FIBER, P-CORD,PL,OM3,DUP,LC-SC,5M | EA |  | 1 Year | 76.7 | 5% | 72.865
70957 | Hubbell | DFPCLCSCE6MM | FIBER, P-CORD,PL,OM3,DUP,LC-SC,6M | EA |  | 1 Year | 82.7 | 5% | 78.565
70958 | Hubbell | DFPCLCSCE7MM | FIBER, P-CORD,PL,OM3,DUP,LC-SC,7M | EA |  | 1 Year | 88.65 | 5% | 84.2175
70959 | Hubbell | DFPCLCSCE8MM | FIBER, P-CORD,PL,OM3,DUP,LC-SC,8M | EA |  | 1 Year | 94.5 | 5% | 89.775
70960 | Hubbell | DFPCLCSCE9MM | FIBER, P-CORD,PL,OM3,DUP,LC-SC,9M | EA |  | 1 Year | 101 | 5% | 95.95
70961 | Hubbell | DFPCLCSCF10MM | FIBER, P-CORD,PL,OM4,DUP,LC-SC,10M | EA |  | 1 Year | 124 | 5% | 117.8
70962 | Hubbell | DFPCLCSCF11MM | FIBER, P-CORD,PL,OM4,DUP,LC-SC,11M | EA |  | 1 Year | 132 | 5% | 125.4
70963 | Hubbell | DFPCLCSCF12MM | FIBER, P-CORD,PL,OM4,DUP,LC-SC,12M | EA |  | 1 Year | 140 | 5% | 133
70964 | Hubbell | DFPCLCSCF13MM | FIBER, P-CORD,PL,OM4,DUP,LC-SC,13M | EA |  | 1 Year | 147 | 5% | 139.65
70965 | Hubbell | DFPCLCSCF14MM | FIBER, P-CORD,PL,OM4,DUP,LC-SC,14M | EA |  | 1 Year | 155 | 5% | 147.25
70966 | Hubbell | DFPCLCSCF15MM | FIBER, P-CORD,PL,OM4,DUP,LC-SC,15M | EA |  | 1 Year | 163 | 5% | 154.85
70967 | Hubbell | DFPCLCSCF16MM | FIBER, P-CORD,PL,OM4,DUP,LC-SC,16M | EA |  | 1 Year | 170 | 5% | 161.5
70968 | Hubbell | DFPCLCSCF17MM | FIBER, P-CORD,PL,OM4,DUP,LC-SC,17M | EA |  | 1 Year | 178 | 5% | 169.1
70969 | Hubbell | DFPCLCSCF18MM | FIBER, P-CORD,PL,OM4,DUP,LC-SC,18M | EA |  | 1 Year | 187 | 5% | 177.65
70970 | Hubbell | DFPCLCSCF19MM | FIBER, P-CORD,PL,OM4,DUP,LC-SC,19M | EA |  | 1 Year | 194 | 5% | 184.3
70971 | Hubbell | DFPCLCSCF1MM | FIBER, P-CORD,PL,OM4,DUP,LC-SC,1M | EA |  | 1 Year | 54.55 | 5% | 51.8225
70972 | Hubbell | DFPCLCSCF20MM | FIBER, P-CORD,PL,OM4,DUP,LC-SC,20M | EA |  | 1 Year | 203 | 5% | 192.85
70973 | Hubbell | DFPCLCSCF21MM | FIBER, P-CORD,PL,OM4,DUP,LC-SC,21M | EA |  | 1 Year | 211 | 5% | 200.45
70974 | Hubbell | DFPCLCSCF22MM | FIBER, P-CORD,PL,OM4,DUP,LC-SC,22M | EA |  | 1 Year | 218 | 5% | 207.1
70975 | Hubbell | DFPCLCSCF23MM | FIBER, P-CORD,PL,OM4,DUP,LC-SC,23M | EA |  | 1 Year | 227 | 5% | 215.65
70976 | Hubbell | DFPCLCSCF24MM | FIBER, P-CORD,PL,OM4,DUP,LC-SC,24M | EA |  | 1 Year | 238 | 5% | 226.1
70977 | Hubbell | DFPCLCSCF25MM | FIBER, P-CORD,PL,OM4,DUP,LC-SC,25M | EA |  | 1 Year | 244 | 5% | 231.8
70978 | Hubbell | DFPCLCSCF2MM | FIBER, P-CORD,PL,OM4,DUP,LC-SC,2M | EA |  | 1 Year | 62.3 | 5% | 59.185
70979 | Hubbell | DFPCLCSCF3MM | FIBER, P-CORD,PL,OM4,DUP,LC-SC,3M | EA |  | 1 Year | 69.95 | 5% | 66.4525
70980 | Hubbell | DFPCLCSCF4MM | FIBER, P-CORD,PL,OM4,DUP,LC-SC,4M | EA |  | 1 Year | 77.7 | 5% | 73.815
70981 | Hubbell | DFPCLCSCF5MM | FIBER, P-CORD,PL,OM4,DUP,LC-SC,5M | EA |  | 1 Year | 85.45 | 5% | 81.1775
70982 | Hubbell | DFPCLCSCF6MM | FIBER, P-CORD,PL,OM4,DUP,LC-SC,6M | EA |  | 1 Year | 93 | 5% | 88.35
70983 | Hubbell | DFPCLCSCF7MM | FIBER, P-CORD,PL,OM4,DUP,LC-SC,7M | EA |  | 1 Year | 101 | 5% | 95.95
70984 | Hubbell | DFPCLCSCF8MM | FIBER, P-CORD,PL,OM4,DUP,LC-SC,8M | EA |  | 1 Year | 109 | 5% | 103.55
70985 | Hubbell | DFPCLCSCF9MM | FIBER, P-CORD,PL,OM4,DUP,LC-SC,9M | EA |  | 1 Year | 117 | 5% | 111.15
70986 | Hubbell | DFPCLCSCS10SM | FIBER, P-CORD,PL,SM,DUP,LC-SC,10M | EA |  | 1 Year | 94.1 | 5% | 89.395
70987 | Hubbell | DFPCLCSCS11SM | FIBER, P-CORD,PL,SM,DUP,LC-SC,11M | EA |  | 1 Year | 96.6 | 5% | 91.77
70988 | Hubbell | DFPCLCSCS12SM | FIBER, P-CORD,PL,SM,DUP,LC-SC,12M | EA |  | 1 Year | 99 | 5% | 94.05
70989 | Hubbell | DFPCLCSCS13SM | FIBER, P-CORD,PL,SM,DUP,LC-SC,13M | EA |  | 1 Year | 102 | 5% | 96.9
70990 | Hubbell | DFPCLCSCS14SM | FIBER, P-CORD,PL,SM,DUP,LC-SC,14M | EA |  | 1 Year | 104 | 5% | 98.8
70991 | Hubbell | DFPCLCSCS15SM | FIBER, P-CORD,PL,SM,DUP,LC-SC,15M | EA |  | 1 Year | 106 | 5% | 100.7
70992 | Hubbell | DFPCLCSCS16SM | FIBER, P-CORD,PL,SM,DUP,LC-SC,16M | EA |  | 1 Year | 109 | 5% | 103.55
70993 | Hubbell | DFPCLCSCS17SM | FIBER, P-CORD,PL,SM,DUP,LC-SC,17M | EA |  | 1 Year | 111 | 5% | 105.45
70994 | Hubbell | DFPCLCSCS18SM | FIBER, P-CORD,PL,SM,DUP,LC-SC,18M | EA |  | 1 Year | 114 | 5% | 108.3
70995 | Hubbell | DFPCLCSCS19SM | FIBER, P-CORD,PL,SM,DUP,LC-SC,19M | EA |  | 1 Year | 116 | 5% | 110.2
70996 | Hubbell | DFPCLCSCS1SM | FIBER, P-CORD,PL,SM,DUP,LC-SC,1M | EA |  | 1 Year | 73.15 | 5% | 69.4925
70997 | Hubbell | DFPCLCSCS20SM | FIBER, P-CORD,PL,SM,DUP,LC-SC,20M | EA |  | 1 Year | 118 | 5% | 112.1
70998 | Hubbell | DFPCLCSCS21SM | FIBER, P-CORD,PL,SM,DUP,LC-SC,21M | EA |  | 1 Year | 121 | 5% | 114.95
70999 | Hubbell | DFPCLCSCS22SM | FIBER, P-CORD,PL,SM,DUP,LC-SC,22M | EA |  | 1 Year | 123 | 5% | 116.85
71000 | Hubbell | DFPCLCSCS23SM | FIBER, P-CORD,PL,SM,DUP,LC-SC,23M | EA |  | 1 Year | 125 | 5% | 118.75
71001 | Hubbell | DFPCLCSCS24SM | FIBER, P-CORD,PL,SM,DUP,LC-SC,24M | EA |  | 1 Year | 128 | 5% | 121.6
71002 | Hubbell | DFPCLCSCS25SM | FIBER, P-CORD,PL,SM,DUP,LC-SC,25M | EA |  | 1 Year | 130 | 5% | 123.5
71003 | Hubbell | DFPCLCSCS2SM | FIBER, P-CORD,PL,SM,DUP,LC-SC,2M | EA |  | 1 Year | 75.1 | 5% | 71.345
71004 | Hubbell | DFPCLCSCS3SM | FIBER, P-CORD,PL,SM,DUP,LC-SC,3M | EA |  | 1 Year | 77.9 | 5% | 74.005
71005 | Hubbell | DFPCLCSCS4SM | FIBER, P-CORD,PL,SM,DUP,LC-SC,4M | EA |  | 1 Year | 80.35 | 5% | 76.3325
71006 | Hubbell | DFPCLCSCS5SM | FIBER, P-CORD,PL,SM,DUP,LC-SC,5M | EA |  | 1 Year | 82.4 | 5% | 78.28
71007 | Hubbell | DFPCLCSCS6SM | FIBER, P-CORD,PL,SM,DUP,LC-SC,6M | EA |  | 1 Year | 84.6 | 5% | 80.37
71008 | Hubbell | DFPCLCSCS7SM | FIBER, P-CORD,PL,SM,DUP,LC-SC,7M | EA |  | 1 Year | 87 | 5% | 82.65
71009 | Hubbell | DFPCLCSCS8SM | FIBER, P-CORD,PL,SM,DUP,LC-SC,8M | EA |  | 1 Year | 89.4 | 5% | 84.93
71010 | Hubbell | DFPCLCSCS9SM | FIBER, P-CORD,PL,SM,DUP,LC-SC,9M | EA |  | 1 Year | 91.9 | 5% | 87.305
71011 | Hubbell | DFPCLCSTC10MM | FIBER, P-CORD,PL,OM1,DUP,LC-ST,10M | EA |  | 1 Year | 79.8 | 5% | 75.81
71012 | Hubbell | DFPCLCSTC1MM | FIBER, P-CORD,PL,OM1,DUP,LC-ST,1M | EA |  | 1 Year | 56.2 | 5% | 53.39
71013 | Hubbell | DFPCLCSTC20MM | FIBER, P-CORD,PL,OM1,DUP,LC-ST,20M | EA |  | 1 Year | 104 | 5% | 98.8
71014 | Hubbell | DFPCLCSTC2MM | FIBER, P-CORD,PL,OM1,DUP,LC-ST,2M | EA |  | 1 Year | 58.6 | 5% | 55.67
71015 | Hubbell | DFPCLCSTC3MM | FIBER, P-CORD,PL,OM1,DUP,LC-ST,3M | EA |  | 1 Year | 61.25 | 5% | 58.1875
71016 | Hubbell | DFPCLCSTC4MM | FIBER, P-CORD,PL,OM1,DUP,LC-ST,4M | EA |  | 1 Year | 63.5 | 5% | 60.325
71017 | Hubbell | DFPCLCSTC5MM | FIBER, P-CORD,PL,OM1,DUP,LC-ST,5M | EA |  | 1 Year | 66.25 | 5% | 62.9375
71018 | Hubbell | DFPCLCSTD10MM | FIBER, P-CORD,PL,OM2,DUP,LC-ST,10M | EA |  | 1 Year | 107 | 5% | 101.65
71019 | Hubbell | DFPCLCSTD1MM | FIBER, P-CORD,PL,OM2,DUP,LC-ST,1M | EA |  | 1 Year | 54.25 | 5% | 51.5375
71020 | Hubbell | DFPCLCSTD2MM | FIBER, P-CORD,PL,OM2,DUP,LC-ST,2M | EA |  | 1 Year | 56.55 | 5% | 53.7225
71021 | Hubbell | DFPCLCSTD3MM | FIBER, P-CORD,PL,OM2,DUP,LC-ST,3M | EA |  | 1 Year | 59.15 | 5% | 56.1925
71022 | Hubbell | DFPCLCSTD4MM | FIBER, P-CORD,PL,OM2,DUP,LC-ST,4M | EA |  | 1 Year | 88.95 | 5% | 84.5025
71023 | Hubbell | DFPCLCSTD5MM | FIBER, P-CORD,PL,OM2,DUP,LC-ST,5M | EA |  | 1 Year | 64.05 | 5% | 60.8475
71024 | Hubbell | DFPCLCSTE10MM | FIBER, P-CORD,PL,OM3,DUP,LC-ST,10M | EA |  | 1 Year | 108 | 5% | 102.6
71025 | Hubbell | DFPCLCSTE1MM | FIBER, P-CORD,PL,OM3,DUP,LC-ST,1M | EA |  | 1 Year | 52.25 | 5% | 49.6375
71026 | Hubbell | DFPCLCSTE2MM | FIBER, P-CORD,PL,OM3,DUP,LC-ST,2M | EA |  | 1 Year | 58.4 | 5% | 55.48
71027 | Hubbell | DFPCLCSTE3MM | FIBER, P-CORD,PL,OM3,DUP,LC-ST,3M | EA |  | 1 Year | 64.4 | 5% | 61.18
71028 | Hubbell | DFPCLCSTE4MM | FIBER, P-CORD,PL,OM3,DUP,LC-ST,4M | EA |  | 1 Year | 123 | 5% | 116.85
71029 | Hubbell | DFPCLCSTE5MM | FIBER, P-CORD,PL,OM3,DUP,LC-ST,5M | EA |  | 1 Year | 76.7 | 5% | 72.865
71030 | Hubbell | DFPCLCSTS10SM | FIBER, P-CORD,PL,SM,DUP,LC-ST,10M | EA |  | 1 Year | 121 | 5% | 114.95
71031 | Hubbell | DFPCLCSTS1SM | FIBER, P-CORD,PL,SM,DUP,LC-ST,1M | EA |  | 1 Year | 71.05 | 5% | 67.4975
71032 | Hubbell | DFPCLCSTS2SM | FIBER, P-CORD,PL,SM,DUP,LC-ST,2M | EA |  | 1 Year | 73.15 | 5% | 69.4925
71033 | Hubbell | DFPCLCSTS3SM | FIBER, P-CORD,PL,SM,DUP,LC-ST,3M | EA |  | 1 Year | 75.1 | 5% | 71.345
71034 | Hubbell | DFPCLCSTS4SM | FIBER, P-CORD,PL,SM,DUP,LC-ST,4M | EA |  | 1 Year | 106 | 5% | 100.7
71035 | Hubbell | DFPCLCSTS5SM | FIBER, P-CORD,PL,SM,DUP,LC-ST,5M | EA |  | 1 Year | 80 | 5% | 76
71036 | Hubbell | DFPCRJRJC1MM | FIBER, P-CORD,OM1,DUP,RJ-RJ,1M | EA |  | 1 Year | 47.8 | 5% | 45.41
71037 | Hubbell | DFPCRJRJC2MM | FIBER, P-CORD,OM1,DUP,RJ-RJ,2M | EA |  | 1 Year | 49.95 | 5% | 47.4525
71038 | Hubbell | DFPCRJRJC3MM | FIBER, P-CORD,OM1,DUP,RJ-RJ,3M | EA |  | 1 Year | 51.7 | 5% | 49.115
71039 | Hubbell | DFPCRJRJC4MM | FIBER, P-CORD,OM1,DUP,RJ-RJ,4M | EA |  | 1 Year | 53.45 | 5% | 50.7775
71040 | Hubbell | DFPCRJRJC5MM | FIBER, P-CORD,OM1,DUP,RJ-RJ,5M | EA |  | 1 Year | 55.2 | 5% | 52.44
71041 | Hubbell | DFPCRJSCC1MM | FIBER, P-CORD,OM1,DUP,RJ-SC,1M | EA |  | 1 Year | 47.05 | 5% | 44.6975
71042 | Hubbell | DFPCRJSCC2MM | FIBER, P-CORD,OM1,DUP,RJ-SC,2M | EA |  | 1 Year | 49.35 | 5% | 46.8825
71043 | Hubbell | DFPCRJSCC3MM | FIBER, P-CORD,OM1,DUP,RJ-SC,3M | EA |  | 1 Year | 51.75 | 5% | 49.1625
71044 | Hubbell | DFPCRJSCC4MM | FIBER, P-CORD,OM1,DUP,RJ-SC,4M | EA |  | 1 Year | 54.1 | 5% | 51.395
71045 | Hubbell | DFPCRJSCC5MM | FIBER, P-CORD,OM1,DUP,RJ-SC,5M | EA |  | 1 Year | 56.5 | 5% | 53.675
71046 | Hubbell | DFPCRJSTC1MM | FIBER, P-CORD,OM1,DUP,RJ-ST,1M | EA |  | 1 Year | 44.95 | 5% | 42.7025
71047 | Hubbell | DFPCRJSTC2MM | FIBER, P-CORD,OM1,DUP,RJ-ST,2M | EA |  | 1 Year | 47.6 | 5% | 45.22
71048 | Hubbell | DFPCRJSTC3MM | FIBER, P-CORD,OM1,DUP,RJ-ST,3M | EA |  | 1 Year | 50 | 5% | 47.5
71049 | Hubbell | DFPCRJSTC4MM | FIBER, P-CORD,OM1,DUP,RJ-ST,4M | EA |  | 1 Year | 52.4 | 5% | 49.78
71050 | Hubbell | DFPCRJSTC5MM | FIBER, P-CORD,OM1,DUP,RJ-ST,5M | EA |  | 1 Year | 54.65 | 5% | 51.9175
71051 | Hubbell | DFPCSCASCAS10SM | FIBER, P-CORD,PL,SM,DUP,SCA-SCA,10M | EA |  | 1 Year | 152 | 5% | 144.4
71052 | Hubbell | DFPCSCASCAS1SM | FIBER, P-CORD,PL,SM,DUP,SCA-SCA,1M | EA |  | 1 Year | 120 | 5% | 114
71053 | Hubbell | DFPCSCASCAS2SM | FIBER, P-CORD,PL,SM,DUP,SCA-SCA,2M | EA |  | 1 Year | 123 | 5% | 116.85
71054 | Hubbell | DFPCSCASCAS3SM | FIBER, P-CORD,PL,SM,DUP,SCA-SCA,3M | EA |  | 1 Year | 127 | 5% | 120.65
71055 | Hubbell | DFPCSCASCAS4SM | FIBER, P-CORD,PL,SM,DUP,SCA-SCA,4M | EA |  | 1 Year | 130 | 5% | 123.5
71056 | Hubbell | DFPCSCASCAS5SM | FIBER, P-CORD,PL,SM,DUP,SCA-SCA,5M | EA |  | 1 Year | 134 | 5% | 127.3
71057 | Hubbell | DFPCSCSCC10MM | FIBER, P-CORD,PL,OM1,DUP,SC-SC,10M | EA |  | 1 Year | 62.3 | 5% | 59.185
71058 | Hubbell | DFPCSCSCC11MM | FIBER, P-CORD,PL,OM1,DUP,SC-SC,11M | EA |  | 1 Year | 64.6 | 5% | 61.37
71059 | Hubbell | DFPCSCSCC12MM | FIBER, P-CORD,PL,OM1,DUP,SC-SC,12M | EA |  | 1 Year | 67.1 | 5% | 63.745
71060 | Hubbell | DFPCSCSCC13MM | FIBER, P-CORD,PL,OM1,DUP,SC-SC,13M | EA |  | 1 Year | 69.4 | 5% | 65.93
71061 | Hubbell | DFPCSCSCC14MM | FIBER, P-CORD,PL,OM1,DUP,SC-SC,14M | EA |  | 1 Year | 71.7 | 5% | 68.115
71062 | Hubbell | DFPCSCSCC15MM | FIBER, P-CORD,PL,OM1,DUP,SC-SC,15M | EA |  | 1 Year | 74.2 | 5% | 70.49
71063 | Hubbell | DFPCSCSCC16MM | FIBER, P-CORD,PL,OM1,DUP,SC-SC,16M | EA |  | 1 Year | 76.5 | 5% | 72.675
71064 | Hubbell | DFPCSCSCC17MM | FIBER, P-CORD,PL,OM1,DUP,SC-SC,17M | EA |  | 1 Year | 78.8 | 5% | 74.86
71065 | Hubbell | DFPCSCSCC18MM | FIBER, P-CORD,PL,OM1,DUP,SC-SC,18M | EA |  | 1 Year | 81.2 | 5% | 77.14
71066 | Hubbell | DFPCSCSCC19MM | FIBER, P-CORD,PL,OM1,DUP,SC-SC,19M | EA |  | 1 Year | 83.7 | 5% | 79.515
71067 | Hubbell | DFPCSCSCC1MM | FIBER, P-CORD,PL,OM1,DUP,SC-SC,1M | EA |  | 1 Year | 40.35 | 5% | 38.3325
71068 | Hubbell | DFPCSCSCC20MM | FIBER, P-CORD,PL,OM1,DUP,SC-SC,20M | EA |  | 1 Year | 86 | 5% | 81.7
71069 | Hubbell | DFPCSCSCC21MM | FIBER, P-CORD,PL,OM1,DUP,SC-SC,21M | EA |  | 1 Year | 88.5 | 5% | 84.075
71070 | Hubbell | DFPCSCSCC22MM | FIBER, P-CORD,PL,OM1,DUP,SC-SC,22M | EA |  | 1 Year | 90.7 | 5% | 86.165
71071 | Hubbell | DFPCSCSCC23MM | FIBER, P-CORD,PL,OM1,DUP,SC-SC,23M | EA |  | 1 Year | 93.2 | 5% | 88.54
71072 | Hubbell | DFPCSCSCC24MM | FIBER, P-CORD,PL,OM1,DUP,SC-SC,24M | EA |  | 1 Year | 95.5 | 5% | 90.725
71073 | Hubbell | DFPCSCSCC25MM | FIBER, P-CORD,PL,OM1,DUP,SC-SC,25M | EA |  | 1 Year | 97.8 | 5% | 92.91
71074 | Hubbell | DFPCSCSCC2MM | FIBER, P-CORD,PL,OM1,DUP,SC-SC,2M | EA |  | 1 Year | 42.8 | 5% | 40.66
71075 | Hubbell | DFPCSCSCC3MM | FIBER, P-CORD,PL,OM1,DUP,SC-SC,3M | EA |  | 1 Year | 45.15 | 5% | 42.8925
71076 | Hubbell | DFPCSCSCC4MM | FIBER, P-CORD,PL,OM1,DUP,SC-SC,4M | EA |  | 1 Year | 47.55 | 5% | 45.1725
71077 | Hubbell | DFPCSCSCC5MM | FIBER, P-CORD,PL,OM1,DUP,SC-SC,5M | EA |  | 1 Year | 49.95 | 5% | 47.4525
71078 | Hubbell | DFPCSCSCC6MM | FIBER, P-CORD,PL,OM1,DUP,SC-SC,6M | EA |  | 1 Year | 52.4 | 5% | 49.78
71079 | Hubbell | DFPCSCSCC7MM | FIBER, P-CORD,PL,OM1,DUP,SC-SC,7M | EA |  | 1 Year | 55 | 5% | 52.25
71080 | Hubbell | DFPCSCSCC8MM | FIBER, P-CORD,PL,OM1,DUP,SC-SC,8M | EA |  | 1 Year | 57.5 | 5% | 54.625
71081 | Hubbell | DFPCSCSCC9MM | FIBER, P-CORD,PL,OM1,DUP,SC-SC,9M | EA |  | 1 Year | 59.8 | 5% | 56.81
71082 | Hubbell | DFPCSCSCD10MM | FIBER, P-CORD,PL,OM2,DUP,SC-SC,10M | EA |  | 1 Year | 61.85 | 5% | 58.7575
71083 | Hubbell | DFPCSCSCD11MM | FIBER, P-CORD,PL,OM2,DUP,SC-SC,11M | EA |  | 1 Year | 64.25 | 5% | 61.0375
71084 | Hubbell | DFPCSCSCD12MM | FIBER, P-CORD,PL,OM2,DUP,SC-SC,12M | EA |  | 1 Year | 66.6 | 5% | 63.27
71085 | Hubbell | DFPCSCSCD13MM | FIBER, P-CORD,PL,OM2,DUP,SC-SC,13M | EA |  | 1 Year | 69 | 5% | 65.55
71086 | Hubbell | DFPCSCSCD14MM | FIBER, P-CORD,PL,OM2,DUP,SC-SC,14M | EA |  | 1 Year | 71.35 | 5% | 67.7825
71087 | Hubbell | DFPCSCSCD15MM | FIBER, P-CORD,PL,OM2,DUP,SC-SC,15M | EA |  | 1 Year | 73.75 | 5% | 70.0625
71088 | Hubbell | DFPCSCSCD16MM | FIBER, P-CORD,PL,OM2,DUP,SC-SC,16M | EA |  | 1 Year | 76.15 | 5% | 72.3425
71089 | Hubbell | DFPCSCSCD17MM | FIBER, P-CORD,PL,OM2,DUP,SC-SC,17M | EA |  | 1 Year | 78.35 | 5% | 74.4325
71090 | Hubbell | DFPCSCSCD18MM | FIBER, P-CORD,PL,OM2,DUP,SC-SC,18M | EA |  | 1 Year | 80.85 | 5% | 76.8075
71091 | Hubbell | DFPCSCSCD19MM | FIBER, P-CORD,PL,OM2,DUP,SC-SC,19M | EA |  | 1 Year | 83.15 | 5% | 78.9925
71092 | Hubbell | DFPCSCSCD1MM | FIBER, P-CORD,PL,OM2,DUP,SC-SC,1M | EA |  | 1 Year | 40.35 | 5% | 38.3325
71093 | Hubbell | DFPCSCSCD20MM | FIBER, P-CORD,PL,OM2,DUP,SC-SC,20M | EA |  | 1 Year | 85.65 | 5% | 81.3675
71094 | Hubbell | DFPCSCSCD21MM | FIBER, P-CORD,PL,OM2,DUP,SC-SC,21M | EA |  | 1 Year | 87.95 | 5% | 83.5525
71095 | Hubbell | DFPCSCSCD22MM | FIBER, P-CORD,PL,OM2,DUP,SC-SC,22M | EA |  | 1 Year | 90.35 | 5% | 85.8325
71096 | Hubbell | DFPCSCSCD23MM | FIBER, P-CORD,PL,OM2,DUP,SC-SC,23M | EA |  | 1 Year | 92.65 | 5% | 88.0175
71097 | Hubbell | DFPCSCSCD24MM | FIBER, P-CORD,PL,OM2,DUP,SC-SC,24M | EA |  | 1 Year | 95.15 | 5% | 90.3925
71098 | Hubbell | DFPCSCSCD25MM | FIBER, P-CORD,PL,OM2,DUP,SC-SC,25M | EA |  | 1 Year | 97.35 | 5% | 92.4825
71099 | Hubbell | DFPCSCSCD2MM | FIBER, P-CORD,PL,OM2,DUP,SC-SC,2M | EA |  | 1 Year | 42.8 | 5% | 40.66
71100 | Hubbell | DFPCSCSCD3MM | FIBER, P-CORD,PL,OM2,DUP,SC-SC,3M | EA |  | 1 Year | 45.15 | 5% | 42.8925
71101 | Hubbell | DFPCSCSCD4MM | FIBER, P-CORD,PL,OM2,DUP,SC-SC,4M | EA |  | 1 Year | 47.55 | 5% | 45.1725
71102 | Hubbell | DFPCSCSCD5MM | FIBER, P-CORD,PL,OM2,DUP,SC-SC,5M | EA |  | 1 Year | 49.95 | 5% | 47.4525
71103 | Hubbell | DFPCSCSCD6MM | FIBER, P-CORD,PL,OM2,DUP,SC-SC,6M | EA |  | 1 Year | 52.25 | 5% | 49.6375
71104 | Hubbell | DFPCSCSCD7MM | FIBER, P-CORD,PL,OM2,DUP,SC-SC,7M | EA |  | 1 Year | 54.65 | 5% | 51.9175
71105 | Hubbell | DFPCSCSCD8MM | FIBER, P-CORD,PL,OM2,DUP,SC-SC,8M | EA |  | 1 Year | 56.85 | 5% | 54.0075
71106 | Hubbell | DFPCSCSCD9MM | FIBER, P-CORD,PL,OM2,DUP,SC-SC,9M | EA |  | 1 Year | 59.45 | 5% | 56.4775
71107 | Hubbell | DFPCSCSCE10MM | FIBER, P-CORD,PL,OM3,DUP,SC-SC,10M | EA |  | 1 Year | 101 | 5% | 95.95
71108 | Hubbell | DFPCSCSCE11MM | FIBER, P-CORD,PL,OM3,DUP,SC-SC,11M | EA |  | 1 Year | 107 | 5% | 101.65
71109 | Hubbell | DFPCSCSCE12MM | FIBER, P-CORD,PL,OM3,DUP,SC-SC,12M | EA |  | 1 Year | 113 | 5% | 107.35
71110 | Hubbell | DFPCSCSCE13MM | FIBER, P-CORD,PL,OM3,DUP,SC-SC,13M | EA |  | 1 Year | 119 | 5% | 113.05
71111 | Hubbell | DFPCSCSCE14MM | FIBER, P-CORD,PL,OM3,DUP,SC-SC,14M | EA |  | 1 Year | 125 | 5% | 118.75
71112 | Hubbell | DFPCSCSCE15MM | FIBER, P-CORD,PL,OM3,DUP,SC-SC,15M | EA |  | 1 Year | 131 | 5% | 124.45
71113 | Hubbell | DFPCSCSCE16MM | FIBER, P-CORD,PL,OM3,DUP,SC-SC,16M | EA |  | 1 Year | 137 | 5% | 130.15
71114 | Hubbell | DFPCSCSCE17MM | FIBER, P-CORD,PL,OM3,DUP,SC-SC,17M | EA |  | 1 Year | 143 | 5% | 135.85
71115 | Hubbell | DFPCSCSCE18MM | FIBER, P-CORD,PL,OM3,DUP,SC-SC,18M | EA |  | 1 Year | 149 | 5% | 141.55
71116 | Hubbell | DFPCSCSCE19MM | FIBER, P-CORD,PL,OM3,DUP,SC-SC,19M | EA |  | 1 Year | 155 | 5% | 147.25
71117 | Hubbell | DFPCSCSCE1MM | FIBER, P-CORD,PL,OM3,DUP,SC-SC,1M | EA |  | 1 Year | 46.05 | 5% | 43.7475
71118 | Hubbell | DFPCSCSCE20MM | FIBER, P-CORD,PL,OM3,DUP,SC-SC,20M | EA |  | 1 Year | 161 | 5% | 152.95
71119 | Hubbell | DFPCSCSCE21MM | FIBER, P-CORD,PL,OM3,DUP,SC-SC,21M | EA |  | 1 Year | 167 | 5% | 158.65
71120 | Hubbell | DFPCSCSCE22MM | FIBER, P-CORD,PL,OM3,DUP,SC-SC,22M | EA |  | 1 Year | 173 | 5% | 164.35
71121 | Hubbell | DFPCSCSCE23MM | FIBER, P-CORD,PL,OM3,DUP,SC-SC,23M | EA |  | 1 Year | 179 | 5% | 170.05
71122 | Hubbell | DFPCSCSCE24MM | FIBER, P-CORD,PL,OM3,DUP,SC-SC,24M | EA |  | 1 Year | 185 | 5% | 175.75
71123 | Hubbell | DFPCSCSCE25MM | FIBER, P-CORD,PL,OM3,DUP,SC-SC,25M | EA |  | 1 Year | 192 | 5% | 182.4
71124 | Hubbell | DFPCSCSCE2MM | FIBER, P-CORD,PL,OM3,DUP,SC-SC,2M | EA |  | 1 Year | 51.85 | 5% | 49.2575
71125 | Hubbell | DFPCSCSCE3MM | FIBER, P-CORD,PL,OM3,DUP,SC-SC,3M | EA |  | 1 Year | 58.15 | 5% | 55.2425
71126 | Hubbell | DFPCSCSCE4MM | FIBER, P-CORD,PL,OM3,DUP,SC-SC,4M | EA |  | 1 Year | 64.15 | 5% | 60.9425
71127 | Hubbell | DFPCSCSCE5MM | FIBER, P-CORD,PL,OM3,DUP,SC-SC,5M | EA |  | 1 Year | 70.2 | 5% | 66.69
71128 | Hubbell | DFPCSCSCE6MM | FIBER, P-CORD,PL,OM3,DUP,SC-SC,6M | EA |  | 1 Year | 76.3 | 5% | 72.485
71129 | Hubbell | DFPCSCSCE7MM | FIBER, P-CORD,PL,OM3,DUP,SC-SC,7M | EA |  | 1 Year | 82.4 | 5% | 78.28
71130 | Hubbell | DFPCSCSCE8MM | FIBER, P-CORD,PL,OM3,DUP,SC-SC,8M | EA |  | 1 Year | 85.7 | 5% | 81.415
71131 | Hubbell | DFPCSCSCE9MM | FIBER, P-CORD,PL,OM3,DUP,SC-SC,9M | EA |  | 1 Year | 94.2 | 5% | 89.49
71132 | Hubbell | DFPCSCSCF10MM | FIBER, P-CORD,PL,OM4,DUP,SC-SC,10M | EA |  | 1 Year | 113 | 5% | 107.35
71133 | Hubbell | DFPCSCSCF11MM | FIBER, P-CORD,PL,OM4,DUP,SC-SC,11M | EA |  | 1 Year | 120 | 5% | 114
71134 | Hubbell | DFPCSCSCF12MM | FIBER, P-CORD,PL,OM4,DUP,SC-SC,12M | EA |  | 1 Year | 127 | 5% | 120.65
71135 | Hubbell | DFPCSCSCF13MM | FIBER, P-CORD,PL,OM4,DUP,SC-SC,13M | EA |  | 1 Year | 134 | 5% | 127.3
71136 | Hubbell | DFPCSCSCF14MM | FIBER, P-CORD,PL,OM4,DUP,SC-SC,14M | EA |  | 1 Year | 141 | 5% | 133.95
71137 | Hubbell | DFPCSCSCF15MM | FIBER, P-CORD,PL,OM4,DUP,SC-SC,15M | EA |  | 1 Year | 149 | 5% | 141.55
71138 | Hubbell | DFPCSCSCF16MM | FIBER, P-CORD,PL,OM4,DUP,SC-SC,16M | EA |  | 1 Year | 156 | 5% | 148.2
71139 | Hubbell | DFPCSCSCF17MM | FIBER, P-CORD,PL,OM4,DUP,SC-SC,17M | EA |  | 1 Year | 163 | 5% | 154.85
71140 | Hubbell | DFPCSCSCF18MM | FIBER, P-CORD,PL,OM4,DUP,SC-SC,18M | EA |  | 1 Year | 170 | 5% | 161.5
71141 | Hubbell | DFPCSCSCF19MM | FIBER, P-CORD,PL,OM4,DUP,SC-SC,19M | EA |  | 1 Year | 177 | 5% | 168.15
71142 | Hubbell | DFPCSCSCF1MM | FIBER, P-CORD,PL,OM4,DUP,SC-SC,1M | EA |  | 1 Year | 48.25 | 5% | 45.8375
71143 | Hubbell | DFPCSCSCF20MM | FIBER, P-CORD,PL,OM4,DUP,SC-SC,20M | EA |  | 1 Year | 184 | 5% | 174.8
71144 | Hubbell | DFPCSCSCF21MM | FIBER, P-CORD,PL,OM4,DUP,SC-SC,21M | EA |  | 1 Year | 192 | 5% | 182.4
71145 | Hubbell | DFPCSCSCF22MM | FIBER, P-CORD,PL,OM4,DUP,SC-SC,22M | EA |  | 1 Year | 202 | 5% | 191.9
71146 | Hubbell | DFPCSCSCF23MM | FIBER, P-CORD,PL,OM4,DUP,SC-SC,23M | EA |  | 1 Year | 209 | 5% | 198.55
71147 | Hubbell | DFPCSCSCF24MM | FIBER, P-CORD,PL,OM4,DUP,SC-SC,24M | EA |  | 1 Year | 215 | 5% | 204.25
71148 | Hubbell | DFPCSCSCF25MM | FIBER, P-CORD,PL,OM4,DUP,SC-SC,25M | EA |  | 1 Year | 224 | 5% | 212.8
71149 | Hubbell | DFPCSCSCF2MM | FIBER, P-CORD,PL,OM4,DUP,SC-SC,2M | EA |  | 1 Year | 55.35 | 5% | 52.5825
71150 | Hubbell | DFPCSCSCF3MM | FIBER, P-CORD,PL,OM4,DUP,SC-SC,3M | EA |  | 1 Year | 62.45 | 5% | 59.3275
71151 | Hubbell | DFPCSCSCF4MM | FIBER, P-CORD,PL,OM4,DUP,SC-SC,4M | EA |  | 1 Year | 69.65 | 5% | 66.1675
71152 | Hubbell | DFPCSCSCF5MM | FIBER, P-CORD,PL,OM4,DUP,SC-SC,5M | EA |  | 1 Year | 76.85 | 5% | 73.0075
71153 | Hubbell | DFPCSCSCF6MM | FIBER, P-CORD,PL,OM4,DUP,SC-SC,6M | EA |  | 1 Year | 83.9 | 5% | 79.705
71154 | Hubbell | DFPCSCSCF7MM | FIBER, P-CORD,PL,OM4,DUP,SC-SC,7M | EA |  | 1 Year | 90.9 | 5% | 86.355
71155 | Hubbell | DFPCSCSCF8MM | FIBER, P-CORD,PL,OM4,DUP,SC-SC,8M | EA |  | 1 Year | 98.15 | 5% | 93.2425
71156 | Hubbell | DFPCSCSCF9MM | FIBER, P-CORD,PL,OM4,DUP,SC-SC,9M | EA |  | 1 Year | 106 | 5% | 100.7
71157 | Hubbell | DFPCSCSCS10SM | FIBER, P-CORD,PL,SM,DUP,SC-SC,10M | EA |  | 1 Year | 76.2 | 5% | 72.39
71158 | Hubbell | DFPCSCSCS11SM | FIBER, P-CORD,PL,SM,DUP,SC-SC,11M | EA |  | 1 Year | 78.25 | 5% | 74.3375
71159 | Hubbell | DFPCSCSCS12SM | FIBER, P-CORD,PL,SM,DUP,SC-SC,12M | EA |  | 1 Year | 80.55 | 5% | 76.5225
71160 | Hubbell | DFPCSCSCS13SM | FIBER, P-CORD,PL,SM,DUP,SC-SC,13M | EA |  | 1 Year | 82.7 | 5% | 78.565
71161 | Hubbell | DFPCSCSCS14SM | FIBER, P-CORD,PL,SM,DUP,SC-SC,14M | EA |  | 1 Year | 84.7 | 5% | 80.465
71162 | Hubbell | DFPCSCSCS15SM | FIBER, P-CORD,PL,SM,DUP,SC-SC,15M | EA |  | 1 Year | 86.9 | 5% | 82.555
71163 | Hubbell | DFPCSCSCS16SM | FIBER, P-CORD,PL,SM,DUP,SC-SC,16M | EA |  | 1 Year | 89.05 | 5% | 84.5975
71164 | Hubbell | DFPCSCSCS17SM | FIBER, P-CORD,PL,SM,DUP,SC-SC,17M | EA |  | 1 Year | 91.25 | 5% | 86.6875
71165 | Hubbell | DFPCSCSCS18SM | FIBER, P-CORD,PL,SM,DUP,SC-SC,18M | EA |  | 1 Year | 93.4 | 5% | 88.73
71166 | Hubbell | DFPCSCSCS19SM | FIBER, P-CORD,PL,SM,DUP,SC-SC,19M | EA |  | 1 Year | 95.5 | 5% | 90.725
71167 | Hubbell | DFPCSCSCS1SM | FIBER, P-CORD,PL,SM,DUP,SC-SC,1M | EA |  | 1 Year | 56.65 | 5% | 53.8175
71168 | Hubbell | DFPCSCSCS20SM | FIBER, P-CORD,PL,SM,DUP,SC-SC,20M | EA |  | 1 Year | 97.55 | 5% | 92.6725
71169 | Hubbell | DFPCSCSCS21SM | FIBER, P-CORD,PL,SM,DUP,SC-SC,21M | EA |  | 1 Year | 99.85 | 5% | 94.8575
71170 | Hubbell | DFPCSCSCS22SM | FIBER, P-CORD,PL,SM,DUP,SC-SC,22M | EA |  | 1 Year | 102 | 5% | 96.9
71171 | Hubbell | DFPCSCSCS23SM | FIBER, P-CORD,PL,SM,DUP,SC-SC,23M | EA |  | 1 Year | 105 | 5% | 99.75
71172 | Hubbell | DFPCSCSCS24SM | FIBER, P-CORD,PL,SM,DUP,SC-SC,24M | EA |  | 1 Year | 107 | 5% | 101.65
71173 | Hubbell | DFPCSCSCS25SM | FIBER, P-CORD,PL,SM,DUP,SC-SC,25M | EA |  | 1 Year | 109 | 5% | 103.55
71174 | Hubbell | DFPCSCSCS2SM | FIBER, P-CORD,PL,SM,DUP,SC-SC,2M | EA |  | 1 Year | 58.95 | 5% | 56.0025
71175 | Hubbell | DFPCSCSCS3SM | FIBER, P-CORD,PL,SM,DUP,SC-SC,3M | EA |  | 1 Year | 61.2 | 5% | 58.14
71176 | Hubbell | DFPCSCSCS4SM | FIBER, P-CORD,PL,SM,DUP,SC-SC,4M | EA |  | 1 Year | 63.2 | 5% | 60.04
71177 | Hubbell | DFPCSCSCS5SM | FIBER, P-CORD,PL,SM,DUP,SC-SC,5M | EA |  | 1 Year | 65.35 | 5% | 62.0825
71178 | Hubbell | DFPCSCSCS6SM | FIBER, P-CORD,PL,SM,DUP,SC-SC,6M | EA |  | 1 Year | 67.55 | 5% | 64.1725
71179 | Hubbell | DFPCSCSCS7SM | FIBER, P-CORD,PL,SM,DUP,SC-SC,7M | EA |  | 1 Year | 69.75 | 5% | 66.2625
71180 | Hubbell | DFPCSCSCS8SM | FIBER, P-CORD,PL,SM,DUP,SC-SC,8M | EA |  | 1 Year | 71.8 | 5% | 68.21
71181 | Hubbell | DFPCSCSCS9SM | FIBER, P-CORD,PL,SM,DUP,SC-SC,9M | EA |  | 1 Year | 74.1 | 5% | 70.395
71182 | Hubbell | DFPCSTSCC10MM | FIBER, P-CORD,PL,OM1,DUP,ST-SC,10M | EA |  | 1 Year | 60.9 | 5% | 57.855
71183 | Hubbell | DFPCSTSCC11MM | FIBER, P-CORD,PL,OM1,DUP,ST-SC,11M | EA |  | 1 Year | 62.85 | 5% | 59.7075
71184 | Hubbell | DFPCSTSCC12MM | FIBER, P-CORD,PL,OM1,DUP,ST-SC,12M | EA |  | 1 Year | 65.25 | 5% | 61.9875
71185 | Hubbell | DFPCSTSCC13MM | FIBER, P-CORD,PL,OM1,DUP,ST-SC,13M | EA |  | 1 Year | 67.65 | 5% | 64.2675
71186 | Hubbell | DFPCSTSCC14MM | FIBER, P-CORD,PL,OM1,DUP,ST-SC,14M | EA |  | 1 Year | 70.05 | 5% | 66.5475
71187 | Hubbell | DFPCSTSCC15MM | FIBER, P-CORD,PL,OM1,DUP,ST-SC,15M | EA |  | 1 Year | 72.45 | 5% | 68.8275
71188 | Hubbell | DFPCSTSCC16MM | FIBER, P-CORD,PL,OM1,DUP,ST-SC,16M | EA |  | 1 Year | 74.75 | 5% | 71.0125
71189 | Hubbell | DFPCSTSCC17MM | FIBER, P-CORD,PL,OM1,DUP,ST-SC,17M | EA |  | 1 Year | 77.25 | 5% | 73.3875
71190 | Hubbell | DFPCSTSCC18MM | FIBER, P-CORD,PL,OM1,DUP,ST-SC,18M | EA |  | 1 Year | 79.55 | 5% | 75.5725
71191 | Hubbell | DFPCSTSCC19MM | FIBER, P-CORD,PL,OM1,DUP,ST-SC,19M | EA |  | 1 Year | 81.85 | 5% | 77.7575
71192 | Hubbell | DFPCSTSCC1MM | FIBER, P-CORD,PL,OM1,DUP,ST-SC,1M | EA |  | 1 Year | 38.75 | 5% | 36.8125
71193 | Hubbell | DFPCSTSCC20MM | FIBER, P-CORD,PL,OM1,DUP,ST-SC,20M | EA |  | 1 Year | 84.25 | 5% | 80.0375
71194 | Hubbell | DFPCSTSCC21MM | FIBER, P-CORD,PL,OM1,DUP,ST-SC,21M | EA |  | 1 Year | 86.75 | 5% | 82.4125
71195 | Hubbell | DFPCSTSCC22MM | FIBER, P-CORD,PL,OM1,DUP,ST-SC,22M | EA |  | 1 Year | 89.15 | 5% | 84.6925
71196 | Hubbell | DFPCSTSCC23MM | FIBER, P-CORD,PL,OM1,DUP,ST-SC,23M | EA |  | 1 Year | 91.55 | 5% | 86.9725
71197 | Hubbell | DFPCSTSCC24MM | FIBER, P-CORD,PL,OM1,DUP,ST-SC,24M | EA |  | 1 Year | 93.85 | 5% | 89.1575
71198 | Hubbell | DFPCSTSCC25MM | FIBER, P-CORD,PL,OM1,DUP,ST-SC,25M | EA |  | 1 Year | 96.25 | 5% | 91.4375
71199 | Hubbell | DFPCSTSCC2MM | FIBER, P-CORD,PL,OM1,DUP,ST-SC,2M | EA |  | 1 Year | 41.6 | 5% | 39.52
71200 | Hubbell | DFPCSTSCC3MM | FIBER, P-CORD,PL,OM1,DUP,ST-SC,3M | EA |  | 1 Year | 43.85 | 5% | 41.6575
71201 | Hubbell | DFPCSTSCC4MM | FIBER, P-CORD,PL,OM1,DUP,ST-SC,4M | EA |  | 1 Year | 46.35 | 5% | 44.0325
71202 | Hubbell | DFPCSTSCC5MM | FIBER, P-CORD,PL,OM1,DUP,ST-SC,5M | EA |  | 1 Year | 48.75 | 5% | 46.3125
71203 | Hubbell | DFPCSTSCC6MM | FIBER, P-CORD,PL,OM1,DUP,ST-SC,6M | EA |  | 1 Year | 51.15 | 5% | 48.5925
71204 | Hubbell | DFPCSTSCC7MM | FIBER, P-CORD,PL,OM1,DUP,ST-SC,7M | EA |  | 1 Year | 53.45 | 5% | 50.7775
71205 | Hubbell | DFPCSTSCC8MM | FIBER, P-CORD,PL,OM1,DUP,ST-SC,8M | EA |  | 1 Year | 55.85 | 5% | 53.0575
71206 | Hubbell | DFPCSTSCC9MM | FIBER, P-CORD,PL,OM1,DUP,ST-SC,9M | EA |  | 1 Year | 58.25 | 5% | 55.3375
71207 | Hubbell | DFPCSTSCD10MM | FIBER, P-CORD,PL,OM2,DUP,ST-SC,10M | EA |  | 1 Year | 60.9 | 5% | 57.855
71208 | Hubbell | DFPCSTSCD11MM | FIBER, P-CORD,PL,OM2,DUP,ST-SC,11M | EA |  | 1 Year | 62.85 | 5% | 59.7075
71209 | Hubbell | DFPCSTSCD12MM | FIBER, P-CORD,PL,OM2,DUP,ST-SC,12M | EA |  | 1 Year | 65.25 | 5% | 61.9875
71210 | Hubbell | DFPCSTSCD13MM | FIBER, P-CORD,PL,OM2,DUP,ST-SC,13M | EA |  | 1 Year | 67.65 | 5% | 64.2675
71211 | Hubbell | DFPCSTSCD14MM | FIBER, P-CORD,PL,OM2,DUP,ST-SC,14M | EA |  | 1 Year | 70.05 | 5% | 66.5475
71212 | Hubbell | DFPCSTSCD15MM | FIBER, P-CORD,PL,OM2,DUP,ST-SC,15M | EA |  | 1 Year | 72.45 | 5% | 68.8275
71213 | Hubbell | DFPCSTSCD16MM | FIBER, P-CORD,PL,OM2,DUP,ST-SC,16M | EA |  | 1 Year | 74.75 | 5% | 71.0125
71214 | Hubbell | DFPCSTSCD17MM | FIBER, P-CORD,PL,OM2,DUP,ST-SC,17M | EA |  | 1 Year | 77.25 | 5% | 73.3875
71215 | Hubbell | DFPCSTSCD18MM | FIBER, P-CORD,PL,OM2,DUP,ST-SC,18M | EA |  | 1 Year | 79.55 | 5% | 75.5725
71216 | Hubbell | DFPCSTSCD19MM | FIBER, P-CORD,PL,OM2,DUP,ST-SC,19M | EA |  | 1 Year | 81.85 | 5% | 77.7575
71217 | Hubbell | DFPCSTSCD1MM | FIBER, P-CORD,PL,OM2,DUP,ST-SC,1M | EA |  | 1 Year | 38.75 | 5% | 36.8125
71218 | Hubbell | DFPCSTSCD20MM | FIBER, P-CORD,PL,OM2,DUP,ST-SC,20M | EA |  | 1 Year | 84.25 | 5% | 80.0375
71219 | Hubbell | DFPCSTSCD21MM | FIBER, P-CORD,PL,OM2,DUP,ST-SC,21M | EA |  | 1 Year | 86.75 | 5% | 82.4125
71220 | Hubbell | DFPCSTSCD22MM | FIBER, P-CORD,PL,OM2,DUP,ST-SC,22M | EA |  | 1 Year | 89.15 | 5% | 84.6925
71221 | Hubbell | DFPCSTSCD23MM | FIBER, P-CORD,PL,OM2,DUP,ST-SC,23M | EA |  | 1 Year | 91.55 | 5% | 86.9725
71222 | Hubbell | DFPCSTSCD24MM | FIBER, P-CORD,PL,OM2,DUP,ST-SC,24M | EA |  | 1 Year | 93.85 | 5% | 89.1575
71223 | Hubbell | DFPCSTSCD25MM | FIBER, P-CORD,PL,OM2,DUP,ST-SC,25M | EA |  | 1 Year | 96.25 | 5% | 91.4375
71224 | Hubbell | DFPCSTSCD2MM | FIBER, P-CORD,PL,OM2,DUP,ST-SC,2M | EA |  | 1 Year | 41.6 | 5% | 39.52
71225 | Hubbell | DFPCSTSCD3MM | FIBER, P-CORD,PL,OM2,DUP,ST-SC,3M | EA |  | 1 Year | 43.85 | 5% | 41.6575
71226 | Hubbell | DFPCSTSCD4MM | FIBER, P-CORD,PL,OM2,DUP,ST-SC,4M | EA |  | 1 Year | 46.35 | 5% | 44.0325
71227 | Hubbell | DFPCSTSCD5MM | FIBER, P-CORD,PL,OM2,DUP,ST-SC,5M | EA |  | 1 Year | 48.75 | 5% | 46.3125
71228 | Hubbell | DFPCSTSCD6MM | FIBER, P-CORD,PL,OM2,DUP,ST-SC,6M | EA |  | 1 Year | 51.15 | 5% | 48.5925
71229 | Hubbell | DFPCSTSCD7MM | FIBER, P-CORD,PL,OM2,DUP,ST-SC,7M | EA |  | 1 Year | 53.45 | 5% | 50.7775
71230 | Hubbell | DFPCSTSCD8MM | FIBER, P-CORD,PL,OM2,DUP,ST-SC,8M | EA |  | 1 Year | 55.85 | 5% | 53.0575
71231 | Hubbell | DFPCSTSCD9MM | FIBER, P-CORD,PL,OM2,DUP,ST-SC,9M | EA |  | 1 Year | 58.25 | 5% | 55.3375
71232 | Hubbell | DFPCSTSCE10MM | FIBER, P-CORD,PL,OM3,DUP,ST-SC,10M | EA |  | 1 Year | 101 | 5% | 95.95
71233 | Hubbell | DFPCSTSCE11MM | FIBER, P-CORD,PL,OM3,DUP,ST-SC,11M | EA |  | 1 Year | 107 | 5% | 101.65
71234 | Hubbell | DFPCSTSCE12MM | FIBER, P-CORD,PL,OM3,DUP,ST-SC,12M | EA |  | 1 Year | 113 | 5% | 107.35
71235 | Hubbell | DFPCSTSCE13MM | FIBER, P-CORD,PL,OM3,DUP,ST-SC,13M | EA |  | 1 Year | 119 | 5% | 113.05
71236 | Hubbell | DFPCSTSCE14MM | FIBER, P-CORD,PL,OM3,DUP,ST-SC,14M | EA |  | 1 Year | 125 | 5% | 118.75
71237 | Hubbell | DFPCSTSCE15MM | FIBER, P-CORD,PL,OM3,DUP,ST-SC,15M | EA |  | 1 Year | 131 | 5% | 124.45
71238 | Hubbell | DFPCSTSCE16MM | FIBER, P-CORD,PL,OM3,DUP,ST-SC,16M | EA |  | 1 Year | 137 | 5% | 130.15
71239 | Hubbell | DFPCSTSCE17MM | FIBER, P-CORD,PL,OM3,DUP,ST-SC,17M | EA |  | 1 Year | 143 | 5% | 135.85
71240 | Hubbell | DFPCSTSCE18MM | FIBER, P-CORD,PL,OM3,DUP,ST-SC,18M | EA |  | 1 Year | 149 | 5% | 141.55
71241 | Hubbell | DFPCSTSCE19MM | FIBER, P-CORD,PL,OM3,DUP,ST-SC,19M | EA |  | 1 Year | 155 | 5% | 147.25
71242 | Hubbell | DFPCSTSCE1MM | FIBER, P-CORD,PL,OM3,DUP,ST-SC,1M | EA |  | 1 Year | 46.05 | 5% | 43.7475
71243 | Hubbell | DFPCSTSCE20MM | FIBER, P-CORD,PL,OM3,DUP,ST-SC,20M | EA |  | 1 Year | 161 | 5% | 152.95
71244 | Hubbell | DFPCSTSCE21MM | FIBER, P-CORD,PL,OM3,DUP,ST-SC,21M | EA |  | 1 Year | 167 | 5% | 158.65
71245 | Hubbell | DFPCSTSCE22MM | FIBER, P-CORD,PL,OM3,DUP,ST-SC,22M | EA |  | 1 Year | 173 | 5% | 164.35
71246 | Hubbell | DFPCSTSCE23MM | FIBER, P-CORD,PL,OM3,DUP,ST-SC,23M | EA |  | 1 Year | 179 | 5% | 170.05
71247 | Hubbell | DFPCSTSCE24MM | FIBER, P-CORD,PL,OM3,DUP,ST-SC,24M | EA |  | 1 Year | 185 | 5% | 175.75
71248 | Hubbell | DFPCSTSCE25MM | FIBER, P-CORD,PL,OM3,DUP,ST-SC,25M | EA |  | 1 Year | 192 | 5% | 182.4
71249 | Hubbell | DFPCSTSCE2MM | FIBER, P-CORD,PL,OM3,DUP,ST-SC,2M | EA |  | 1 Year | 51.85 | 5% | 49.2575
71250 | Hubbell | DFPCSTSCE3MM | FIBER, P-CORD,PL,OM3,DUP,ST-SC,3M | EA |  | 1 Year | 58.15 | 5% | 55.2425
71251 | Hubbell | DFPCSTSCE4MM | FIBER, P-CORD,PL,OM3,DUP,ST-SC,4M | EA |  | 1 Year | 64.15 | 5% | 60.9425
71252 | Hubbell | DFPCSTSCE5MM | FIBER, P-CORD,PL,OM3,DUP,ST-SC,5M | EA |  | 1 Year | 70.2 | 5% | 66.69
71253 | Hubbell | DFPCSTSCE6MM | FIBER, P-CORD,PL,OM3,DUP,ST-SC,6M | EA |  | 1 Year | 76.3 | 5% | 72.485
71254 | Hubbell | DFPCSTSCE7MM | FIBER, P-CORD,PL,OM3,DUP,ST-SC,7M | EA |  | 1 Year | 82.4 | 5% | 78.28
71255 | Hubbell | DFPCSTSCE8MM | FIBER, P-CORD,PL,OM3,DUP,ST-SC,8M | EA |  | 1 Year | 88.3 | 5% | 83.885
71256 | Hubbell | DFPCSTSCE9MM | FIBER, P-CORD,PL,OM3,DUP,ST-SC,9M | EA |  | 1 Year | 94.2 | 5% | 89.49
71257 | Hubbell | DFPCSTSCS10SM | FIBER, P-CORD,PL,SM,DUP,ST-SC,10M | EA |  | 1 Year | 74.1 | 5% | 70.395
71258 | Hubbell | DFPCSTSCS11SM | FIBER, P-CORD,PL,SM,DUP,ST-SC,11M | EA |  | 1 Year | 76.5 | 5% | 72.675
71259 | Hubbell | DFPCSTSCS12SM | FIBER, P-CORD,PL,SM,DUP,ST-SC,12M | EA |  | 1 Year | 78.6 | 5% | 74.67
71260 | Hubbell | DFPCSTSCS13SM | FIBER, P-CORD,PL,SM,DUP,ST-SC,13M | EA |  | 1 Year | 80.85 | 5% | 76.8075
71261 | Hubbell | DFPCSTSCS14SM | FIBER, P-CORD,PL,SM,DUP,ST-SC,14M | EA |  | 1 Year | 82.95 | 5% | 78.8025
71262 | Hubbell | DFPCSTSCS15SM | FIBER, P-CORD,PL,SM,DUP,ST-SC,15M | EA |  | 1 Year | 87.65 | 5% | 83.2675
71263 | Hubbell | DFPCSTSCS16SM | FIBER, P-CORD,PL,SM,DUP,ST-SC,16M | EA |  | 1 Year | 87.2 | 5% | 82.84
71264 | Hubbell | DFPCSTSCS17SM | FIBER, P-CORD,PL,SM,DUP,ST-SC,17M | EA |  | 1 Year | 89.4 | 5% | 84.93
71265 | Hubbell | DFPCSTSCS18SM | FIBER, P-CORD,PL,SM,DUP,ST-SC,18M | EA |  | 1 Year | 91.7 | 5% | 87.115
71266 | Hubbell | DFPCSTSCS19SM | FIBER, P-CORD,PL,SM,DUP,ST-SC,19M | EA |  | 1 Year | 93.75 | 5% | 89.0625
71267 | Hubbell | DFPCSTSCS1SM | FIBER, P-CORD,PL,SM,DUP,ST-SC,1M | EA |  | 1 Year | 55.1 | 5% | 52.345
71268 | Hubbell | DFPCSTSCS20SM | FIBER, P-CORD,PL,SM,DUP,ST-SC,20M | EA |  | 1 Year | 106 | 5% | 100.7
71269 | Hubbell | DFPCSTSCS21SM | FIBER, P-CORD,PL,SM,DUP,ST-SC,21M | EA |  | 1 Year | 98.1 | 5% | 93.195
71270 | Hubbell | DFPCSTSCS22SM | FIBER, P-CORD,PL,SM,DUP,ST-SC,22M | EA |  | 1 Year | 101 | 5% | 95.95
71271 | Hubbell | DFPCSTSCS23SM | FIBER, P-CORD,PL,SM,DUP,ST-SC,23M | EA |  | 1 Year | 103 | 5% | 97.85
71272 | Hubbell | DFPCSTSCS24SM | FIBER, P-CORD,PL,SM,DUP,ST-SC,24M | EA |  | 1 Year | 105 | 5% | 99.75
71273 | Hubbell | DFPCSTSCS25SM | FIBER, P-CORD,PL,SM,DUP,ST-SC,25M | EA |  | 1 Year | 129 | 5% | 122.55
71274 | Hubbell | DFPCSTSCS2SM | FIBER, P-CORD,PL,SM,DUP,ST-SC,2M | EA |  | 1 Year | 57.1 | 5% | 54.245
71275 | Hubbell | DFPCSTSCS30SM | FIBER, P-CORD,PL,SM,DUP,ST-SC,30M | EA |  | 1 Year | 156 | 5% | 148.2
71276 | Hubbell | DFPCSTSCS3SM | FIBER, P-CORD,PL,SM,ST-SC,DUP,3M | EA |  | 1 Year | 59.25 | 5% | 56.2875
71277 | Hubbell | DFPCSTSCS4SM | FIBER, P-CORD,PL,SM,DUP,ST-SC,4M | EA |  | 1 Year | 61.45 | 5% | 58.3775
71278 | Hubbell | DFPCSTSCS5SM | FIBER, P-CORD,PL,SM,DUP,ST-SC,5M | EA |  | 1 Year | 63.5 | 5% | 60.325
71279 | Hubbell | DFPCSTSCS6SM | FIBER, P-CORD,PL,SM,DUP,ST-SC,6M | EA |  | 1 Year | 65.8 | 5% | 62.51
71280 | Hubbell | DFPCSTSCS7SM | FIBER, P-CORD,PL,SM,DUP,ST-SC,7M | EA |  | 1 Year | 67.8 | 5% | 64.41
71281 | Hubbell | DFPCSTSCS8SM | FIBER, P-CORD,PL,SM,DUP,ST-SC,8M | EA |  | 1 Year | 70.05 | 5% | 66.5475
71282 | Hubbell | DFPCSTSCS9SM | FIBER, P-CORD,PL,SM,DUP,ST-SC,9M | EA |  | 1 Year | 72.15 | 5% | 68.5425
71283 | Hubbell | DFPCSTSTC10MM | FIBER, P-CORD,PL,OM1,DUP,ST-ST,10M | EA |  | 1 Year | 58.25 | 5% | 55.3375
71284 | Hubbell | DFPCSTSTC11MM | FIBER, P-CORD,PL,OM1,DUP,ST-ST,11M | EA |  | 1 Year | 60.9 | 5% | 57.855
71285 | Hubbell | DFPCSTSTC12MM | FIBER, P-CORD,PL,OM1,DUP,ST-ST,12M | EA |  | 1 Year | 63.4 | 5% | 60.23
71286 | Hubbell | DFPCSTSTC13MM | FIBER, P-CORD,PL,OM1,DUP,ST-ST,13M | EA |  | 1 Year | 65.9 | 5% | 62.605
71287 | Hubbell | DFPCSTSTC14MM | FIBER, P-CORD,PL,OM1,DUP,ST-ST,14M | EA |  | 1 Year | 68.2 | 5% | 64.79
71288 | Hubbell | DFPCSTSTC15MM | FIBER, P-CORD,PL,OM1,DUP,ST-ST,15M | EA |  | 1 Year | 70.85 | 5% | 67.3075
71289 | Hubbell | DFPCSTSTC16MM | FIBER, P-CORD,PL,OM1,DUP,ST-ST,16M | EA |  | 1 Year | 73.35 | 5% | 69.6825
71290 | Hubbell | DFPCSTSTC17MM | FIBER, P-CORD,PL,OM1,DUP,ST-ST,17M | EA |  | 1 Year | 75.75 | 5% | 71.9625
71291 | Hubbell | DFPCSTSTC18MM | FIBER, P-CORD,PL,OM1,DUP,ST-ST,18M | EA |  | 1 Year | 78.25 | 5% | 74.3375
71292 | Hubbell | DFPCSTSTC19MM | FIBER, P-CORD,PL,OM1,DUP,ST-ST,19M | EA |  | 1 Year | 80.85 | 5% | 76.8075
71293 | Hubbell | DFPCSTSTC1MM | FIBER, P-CORD,PL,OM1,DUP,ST-ST,1M | EA |  | 1 Year | 36.25 | 5% | 34.4375
71294 | Hubbell | DFPCSTSTC20MM | FIBER, P-CORD,PL,OM1,DUP,ST-ST,20M | EA |  | 1 Year | 83.25 | 5% | 79.0875
71295 | Hubbell | DFPCSTSTC21MM | FIBER, P-CORD,PL,OM1,DUP,ST-ST,21M | EA |  | 1 Year | 85.8 | 5% | 81.51
71296 | Hubbell | DFPCSTSTC22MM | FIBER, P-CORD,PL,OM1,DUP,ST-ST,22M | EA |  | 1 Year | 88.3 | 5% | 83.885
71297 | Hubbell | DFPCSTSTC23MM | FIBER, P-CORD,PL,OM1,DUP,ST-ST,23M | EA |  | 1 Year | 90.7 | 5% | 86.165
71298 | Hubbell | DFPCSTSTC24MM | FIBER, P-CORD,PL,OM1,DUP,ST-ST,24M | EA |  | 1 Year | 93.3 | 5% | 88.635
71299 | Hubbell | DFPCSTSTC25MM | FIBER, P-CORD,PL,OM1,DUP,ST-ST,25M | EA |  | 1 Year | 95.85 | 5% | 91.0575
71300 | Hubbell | DFPCSTSTC2MM | FIBER, P-CORD,PL,OM1,DUP,ST-ST,2M | EA |  | 1 Year | 38.75 | 5% | 36.8125
71301 | Hubbell | DFPCSTSTC3MM | FIBER, P-CORD,PL,OM1,DUP,ST-ST,3M | EA |  | 1 Year | 40.9 | 5% | 38.855
71302 | Hubbell | DFPCSTSTC4MM | FIBER, P-CORD,PL,OM1,DUP,ST-ST,4M | EA |  | 1 Year | 43.4 | 5% | 41.23
71303 | Hubbell | DFPCSTSTC5MM | FIBER, P-CORD,PL,OM1,DUP,ST-ST,5M | EA |  | 1 Year | 46.05 | 5% | 43.7475
71304 | Hubbell | DFPCSTSTC6MM | FIBER, P-CORD,PL,OM1,DUP,ST-ST,6M | EA |  | 1 Year | 48.45 | 5% | 46.0275
71305 | Hubbell | DFPCSTSTC7MM | FIBER, P-CORD,PL,OM1,DUP,ST-ST,7M | EA |  | 1 Year | 51.05 | 5% | 48.4975
71306 | Hubbell | DFPCSTSTC8MM | FIBER, P-CORD,PL,OM1,DUP,ST-ST,8M | EA |  | 1 Year | 53.45 | 5% | 50.7775
71307 | Hubbell | DFPCSTSTC9MM | FIBER, P-CORD,PL,OM1,DUP,ST-ST,9M | EA |  | 1 Year | 55.9 | 5% | 53.105
71308 | Hubbell | DFPCSTSTD10MM | FIBER, P-CORD,PL,OM2,DUP,ST-ST,10M | EA |  | 1 Year | 58.25 | 5% | 55.3375
71309 | Hubbell | DFPCSTSTD11MM | FIBER, P-CORD,PL,OM2,DUP,ST-ST,11M | EA |  | 1 Year | 60.9 | 5% | 57.855
71310 | Hubbell | DFPCSTSTD12MM | FIBER, P-CORD,PL,OM2,DUP,ST-ST,12M | EA |  | 1 Year | 63.4 | 5% | 60.23
71311 | Hubbell | DFPCSTSTD13MM | FIBER, P-CORD,PL,OM2,DUP,ST-ST,13M | EA |  | 1 Year | 65.9 | 5% | 62.605
71312 | Hubbell | DFPCSTSTD14MM | FIBER, P-CORD,PL,OM2,DUP,ST-ST,14M | EA |  | 1 Year | 68.2 | 5% | 64.79
71313 | Hubbell | DFPCSTSTD15MM | FIBER, P-CORD,PL,OM2,DUP,ST-ST,15M | EA |  | 1 Year | 70.85 | 5% | 67.3075
71314 | Hubbell | DFPCSTSTD16MM | FIBER, P-CORD,PL,OM2,DUP,ST-ST,16M | EA |  | 1 Year | 73.35 | 5% | 69.6825
71315 | Hubbell | DFPCSTSTD17MM | FIBER, P-CORD,PL,OM2,DUP,ST-ST,17M | EA |  | 1 Year | 75.75 | 5% | 71.9625
71316 | Hubbell | DFPCSTSTD18MM | FIBER, P-CORD,PL,OM2,DUP,ST-ST,18M | EA |  | 1 Year | 78.25 | 5% | 74.3375
71317 | Hubbell | DFPCSTSTD19MM | FIBER, P-CORD,PL,OM2,DUP,ST-ST,19M | EA |  | 1 Year | 80.85 | 5% | 76.8075
71318 | Hubbell | DFPCSTSTD1MM | FIBER, P-CORD,PL,OM2,DUP,ST-ST,1M | EA |  | 1 Year | 36.25 | 5% | 34.4375
71319 | Hubbell | DFPCSTSTD20MM | FIBER, P-CORD,PL,OM2,DUP,ST-ST,20M | EA |  | 1 Year | 83.25 | 5% | 79.0875
71320 | Hubbell | DFPCSTSTD21MM | FIBER, P-CORD,PL,OM2,DUP,ST-ST,21M | EA |  | 1 Year | 85.8 | 5% | 81.51
71321 | Hubbell | DFPCSTSTD22MM | FIBER, P-CORD,PL,OM2,DUP,ST-ST,22M | EA |  | 1 Year | 88.3 | 5% | 83.885
71322 | Hubbell | DFPCSTSTD23MM | FIBER, P-CORD,PL,OM2,DUP,ST-ST,23M | EA |  | 1 Year | 90.7 | 5% | 86.165
71323 | Hubbell | DFPCSTSTD24MM | FIBER, P-CORD,PL,OM2,DUP,ST-ST,24M | EA |  | 1 Year | 93.3 | 5% | 88.635
71324 | Hubbell | DFPCSTSTD25MM | FIBER, P-CORD,PL,OM2,DUP,ST-ST,25M | EA |  | 1 Year | 95.85 | 5% | 91.0575
71325 | Hubbell | DFPCSTSTD2MM | FIBER, P-CORD,PL,OM2,DUP,ST-ST,2M | EA |  | 1 Year | 38.75 | 5% | 36.8125
71326 | Hubbell | DFPCSTSTD3MM | FIBER, P-CORD,PL,OM2,DUP,ST-ST,3M | EA |  | 1 Year | 40.9 | 5% | 38.855
71327 | Hubbell | DFPCSTSTD4MM | FIBER, P-CORD,PL,OM2,DUP,ST-ST,4M | EA |  | 1 Year | 43.4 | 5% | 41.23
71328 | Hubbell | DFPCSTSTD5MM | FIBER, P-CORD,PL,OM2,DUP,ST-ST,5M | EA |  | 1 Year | 46.05 | 5% | 43.7475
71329 | Hubbell | DFPCSTSTD6MM | FIBER, P-CORD,PL,OM2,DUP,ST-ST,6M | EA |  | 1 Year | 48.45 | 5% | 46.0275
71330 | Hubbell | DFPCSTSTD7MM | FIBER, P-CORD,PL,OM2,DUP,ST-ST,7M | EA |  | 1 Year | 51.05 | 5% | 48.4975
71331 | Hubbell | DFPCSTSTD8MM | FIBER, P-CORD,PL,OM2,DUP,ST-ST,8M | EA |  | 1 Year | 53.45 | 5% | 50.7775
71332 | Hubbell | DFPCSTSTD9MM | FIBER, P-CORD,PL,OM2,DUP,ST-ST,9M | EA |  | 1 Year | 55.9 | 5% | 53.105
71333 | Hubbell | DFPCSTSTE10MM | FIBER, P-CORD,PL,OM3,DUP,ST-ST,10M | EA |  | 1 Year | 71.8 | 5% | 68.21
71334 | Hubbell | DFPCSTSTE11MM | FIBER, P-CORD,PL,OM3,DUP,ST-ST,11M | EA |  | 1 Year | 75.5 | 5% | 71.725
71335 | Hubbell | DFPCSTSTE12MM | FIBER, P-CORD,PL,OM3,DUP,ST-ST,12M | EA |  | 1 Year | 79.1 | 5% | 75.145
71336 | Hubbell | DFPCSTSTE13MM | FIBER, P-CORD,PL,OM3,DUP,ST-ST,13M | EA |  | 1 Year | 82.75 | 5% | 78.6125
71337 | Hubbell | DFPCSTSTE14MM | FIBER, P-CORD,PL,OM3,DUP,ST-ST,14M | EA |  | 1 Year | 86.25 | 5% | 81.9375
71338 | Hubbell | DFPCSTSTE15MM | FIBER, P-CORD,PL,OM3,DUP,ST-ST,15M | EA |  | 1 Year | 89.95 | 5% | 85.4525
71339 | Hubbell | DFPCSTSTE16MM | FIBER, P-CORD,PL,OM3,DUP,ST-ST,16M | EA |  | 1 Year | 93.65 | 5% | 88.9675
71340 | Hubbell | DFPCSTSTE17MM | FIBER, P-CORD,PL,OM3,DUP,ST-ST,17M | EA |  | 1 Year | 97.15 | 5% | 92.2925
71341 | Hubbell | DFPCSTSTE18MM | FIBER, P-CORD,PL,OM3,DUP,ST-ST,18M | EA |  | 1 Year | 101 | 5% | 95.95
71342 | Hubbell | DFPCSTSTE19MM | FIBER, P-CORD,PL,OM3,DUP,ST-ST,19M | EA |  | 1 Year | 105 | 5% | 99.75
71343 | Hubbell | DFPCSTSTE1MM | FIBER, P-CORD,PL,OM3,DUP,ST-ST,1M | EA |  | 1 Year | 39.4 | 5% | 37.43
71344 | Hubbell | DFPCSTSTE20MM | FIBER, P-CORD,PL,OM3,DUP,ST-ST,20M | EA |  | 1 Year | 109 | 5% | 103.55
71345 | Hubbell | DFPCSTSTE21MM | FIBER, P-CORD,PL,OM3,DUP,ST-ST,21M | EA |  | 1 Year | 112 | 5% | 106.4
71346 | Hubbell | DFPCSTSTE22MM | FIBER, P-CORD,PL,OM3,DUP,ST-ST,22M | EA |  | 1 Year | 116 | 5% | 110.2
71347 | Hubbell | DFPCSTSTE23MM | FIBER, P-CORD,PL,OM3,DUP,ST-ST,23M | EA |  | 1 Year | 119 | 5% | 113.05
71348 | Hubbell | DFPCSTSTE24MM | FIBER, P-CORD,PL,OM3,DUP,ST-ST,24M | EA |  | 1 Year | 123 | 5% | 116.85
71349 | Hubbell | DFPCSTSTE25MM | FIBER, P-CORD,PL,OM3,DUP,ST-ST,25M | EA |  | 1 Year | 127 | 5% | 120.65
71350 | Hubbell | DFPCSTSTE2MM | FIBER, P-CORD,PL,OM3,DUP,ST-ST,2M | EA |  | 1 Year | 42.9 | 5% | 40.755
71351 | Hubbell | DFPCSTSTE3MM | FIBER, P-CORD,PL,OM3,DUP,ST-ST,3M | EA |  | 1 Year | 46.5 | 5% | 44.175
71352 | Hubbell | DFPCSTSTE4MM | FIBER, P-CORD,PL,OM3,DUP,ST-ST,4M | EA |  | 1 Year | 50.1 | 5% | 47.595
71353 | Hubbell | DFPCSTSTE5MM | FIBER, P-CORD,PL,OM3,DUP,ST-ST,5M | EA |  | 1 Year | 53.7 | 5% | 51.015
71354 | Hubbell | DFPCSTSTE6MM | FIBER, P-CORD,PL,OM3,DUP,ST-ST,6M | EA |  | 1 Year | 57.5 | 5% | 54.625
71355 | Hubbell | DFPCSTSTE7MM | FIBER, P-CORD,PL,OM3,DUP,ST-ST,7M | EA |  | 1 Year | 61.1 | 5% | 58.045
71356 | Hubbell | DFPCSTSTE8MM | FIBER, P-CORD,PL,OM3,DUP,ST-ST,8M | EA |  | 1 Year | 64.6 | 5% | 61.37
71357 | Hubbell | DFPCSTSTE9MM | FIBER, P-CORD,PL,OM3,DUP,ST-ST,9M | EA |  | 1 Year | 68.1 | 5% | 64.695
71358 | Hubbell | DFPCSTSTS10SM | FIBER, P-CORD,PL,SM,DUP,ST-ST,10M | EA |  | 1 Year | 72.55 | 5% | 68.9225
71359 | Hubbell | DFPCSTSTS11SM | FIBER, P-CORD,PL,SM,DUP,ST-ST,11M | EA |  | 1 Year | 74.55 | 5% | 70.8225
71360 | Hubbell | DFPCSTSTS12SM | FIBER, P-CORD,PL,SM,DUP,ST-ST,12M | EA |  | 1 Year | 76.7 | 5% | 72.865
71361 | Hubbell | DFPCSTSTS13SM | FIBER, P-CORD,PL,SM,DUP,ST-ST,13M | EA |  | 1 Year | 78.6 | 5% | 74.67
71362 | Hubbell | DFPCSTSTS14SM | FIBER, P-CORD,PL,SM,DUP,ST-ST,14M | EA |  | 1 Year | 80.75 | 5% | 76.7125
71363 | Hubbell | DFPCSTSTS15SM | FIBER, P-CORD,PL,SM,DUP,ST-ST,15M | EA |  | 1 Year | 82.75 | 5% | 78.6125
71364 | Hubbell | DFPCSTSTS16SM | FIBER, P-CORD,PL,SM,DUP,ST-ST,16M | EA |  | 1 Year | 84.7 | 5% | 80.465
71365 | Hubbell | DFPCSTSTS17SM | FIBER, P-CORD,PL,SM,DUP,ST-ST,17M | EA |  | 1 Year | 86.85 | 5% | 82.5075
71366 | Hubbell | DFPCSTSTS18SM | FIBER, P-CORD,PL,SM,DUP,ST-ST,18M | EA |  | 1 Year | 88.95 | 5% | 84.5025
71367 | Hubbell | DFPCSTSTS19SM | FIBER, P-CORD,PL,SM,DUP,ST-ST,19M | EA |  | 1 Year | 90.8 | 5% | 86.26
71368 | Hubbell | DFPCSTSTS1SM | FIBER, P-CORD,PL,SM,DUP,ST-ST,1M | EA |  | 1 Year | 53.55 | 5% | 50.8725
71369 | Hubbell | DFPCSTSTS20SM | FIBER, P-CORD,PL,SM,DUP,ST-ST,20M | EA |  | 1 Year | 92.8 | 5% | 88.16
71370 | Hubbell | DFPCSTSTS21SM | FIBER, P-CORD,PL,SM,DUP,ST-ST,21M | EA |  | 1 Year | 95.05 | 5% | 90.2975
71371 | Hubbell | DFPCSTSTS22SM | FIBER, P-CORD,PL,SM,DUP,ST-ST,22M | EA |  | 1 Year | 96.95 | 5% | 92.1025
71372 | Hubbell | DFPCSTSTS23SM | FIBER, P-CORD,PL,SM,DUP,ST-ST,23M | EA |  | 1 Year | 99.1 | 5% | 94.145
71373 | Hubbell | DFPCSTSTS24SM | FIBER, P-CORD,PL,SM,DUP,ST-ST,24M | EA |  | 1 Year | 102 | 5% | 96.9
71374 | Hubbell | DFPCSTSTS25SM | FIBER, P-CORD,PL,SM,DUP,ST-ST,25M | EA |  | 1 Year | 104 | 5% | 98.8
71375 | Hubbell | DFPCSTSTS2SM | FIBER, P-CORD,PL,SM,DUP,ST-ST,2M | EA |  | 1 Year | 55.75 | 5% | 52.9625
71376 | Hubbell | DFPCSTSTS3SM | FIBER, P-CORD,PL,SM,DUP,ST-ST,3M | EA |  | 1 Year | 57.85 | 5% | 54.9575
71377 | Hubbell | DFPCSTSTS4SM | FIBER, P-CORD,PL,SM,DUP,ST-ST,4M | EA |  | 1 Year | 59.7 | 5% | 56.715
71378 | Hubbell | DFPCSTSTS5SM | FIBER, P-CORD,PL,SM,DUP,ST-ST,5M | EA |  | 1 Year | 61.45 | 5% | 58.3775
71379 | Hubbell | DFPCSTSTS6SM | FIBER, P-CORD,PL,SM,DUP,ST-ST,6M | EA |  | 1 Year | 63.85 | 5% | 60.6575
71380 | Hubbell | DFPCSTSTS7SM | FIBER, P-CORD,PL,SM,DUP,ST-ST,7M | EA |  | 1 Year | 65.9 | 5% | 62.605
71381 | Hubbell | DFPCSTSTS8SM | FIBER, P-CORD,PL,SM,DUP,ST-ST,8M | EA |  | 1 Year | 67.8 | 5% | 64.41
71382 | Hubbell | DFPCSTSTS9SM | FIBER, P-CORD,PL,SM,DUP,ST-ST,9M | EA |  | 1 Year | 69.95 | 5% | 66.4525
71383 | Hubbell | DFRCFCAFCAS10SM | FIBER, P-CORD,R,SM,DUP,FCA-FCA,10M | EA |  | 1 Year | 144 | 5% | 136.8
71384 | Hubbell | DFRCFCAFCAS1SM | FIBER, P-CORD,R,SM,DUP,FCA-FCA,1M | EA |  | 1 Year | 78.8 | 5% | 74.86
71385 | Hubbell | DFRCFCAFCAS2SM | FIBER, P-CORD,R,SM,DUP,FCA-FCA,2M | EA |  | 1 Year | 80.65 | 5% | 76.6175
71386 | Hubbell | DFRCFCAFCAS3SM | FIBER, P-CORD,R,SM,DUP,FCA-FCA,3M | EA |  | 1 Year | 82.5 | 5% | 78.375
71387 | Hubbell | DFRCFCAFCAS4SM | FIBER, P-CORD,R,SM,DUP,FCA-FCA,4M | EA |  | 1 Year | 84.15 | 5% | 79.9425
71388 | Hubbell | DFRCFCAFCAS5SM | FIBER, P-CORD,R,SM,DUP,FCA-FCA,5M | EA |  | 1 Year | 86.85 | 5% | 82.5075
71389 | Hubbell | DFRCFCASCAS10SM | FIBER, P-CORD,R,SM,DUP,FCA-SCA,10M | EA |  | 1 Year | 144 | 5% | 136.8
71390 | Hubbell | DFRCFCASCAS1SM | FIBER, P-CORD,R,SM,DUP,FCA-SCA,1M | EA |  | 1 Year | 78.8 | 5% | 74.86
71391 | Hubbell | DFRCFCASCAS2SM | FIBER, P-CORD,R,SM,DUP,FCA-SCA,2M | EA |  | 1 Year | 80.65 | 5% | 76.6175
71392 | Hubbell | DFRCFCASCAS3SM | FIBER, P-CORD,R,SM,DUP,FCA-SCA,3M | EA |  | 1 Year | 82.5 | 5% | 78.375
71393 | Hubbell | DFRCFCASCAS4SM | FIBER, P-CORD,R,SM,DUP,FCA-SCA,4M | EA |  | 1 Year | 84.15 | 5% | 79.9425
71394 | Hubbell | DFRCFCASCAS5SM | FIBER, P-CORD,R,SM,DUP,FCA-SCA,5M | EA |  | 1 Year | 86.85 | 5% | 82.5075
71395 | Hubbell | DFRCFCFCS10SM | FIBER, P-CORD,R,SM,DUP,FC-FC,10M | EA |  | 1 Year | 116 | 5% | 110.2
71396 | Hubbell | DFRCFCFCS1SM | FIBER, P-CORD,R,SM,DUP,FC-FC,1M | EA |  | 1 Year | 78.8 | 5% | 74.86
71397 | Hubbell | DFRCFCFCS2SM | FIBER, P-CORD,R,SM,DUP,FC-FC,2M | EA |  | 1 Year | 80.65 | 5% | 76.6175
71398 | Hubbell | DFRCFCFCS3SM | FIBER, P-CORD,R,SM,DUP,FC-FC,3M | EA |  | 1 Year | 82.5 | 5% | 78.375
71399 | Hubbell | DFRCFCFCS4SM | FIBER, P-CORD,R,SM,DUP,FC-FC,4M | EA |  | 1 Year | 84.15 | 5% | 79.9425
71400 | Hubbell | DFRCFCFCS5SM | FIBER, P-CORD,R,SM,DUP,FC-FC,5M | EA |  | 1 Year | 86.85 | 5% | 82.5075
71401 | Hubbell | DFRCFCSCS10SM | FIBER, P-CORD,R,SM,DUP,FC-SC,10M | EA |  | 1 Year | 123 | 5% | 116.85
71402 | Hubbell | DFRCFCSCS1SM | FIBER, P-CORD,R,SM,DUP,FC-SC,1M | EA |  | 1 Year | 78.8 | 5% | 74.86
71403 | Hubbell | DFRCFCSCS2SM | FIBER, P-CORD,R,SM,DUP,FC-SC,2M | EA |  | 1 Year | 80.65 | 5% | 76.6175
71404 | Hubbell | DFRCFCSCS3SM | FIBER, P-CORD,R,SM,DUP,FC-SC,3M | EA |  | 1 Year | 82.5 | 5% | 78.375
71405 | Hubbell | DFRCFCSCS4SM | FIBER, P-CORD,R,SM,DUP,FC-SC,4M | EA |  | 1 Year | 84.15 | 5% | 79.9425
71406 | Hubbell | DFRCFCSCS5SM | FIBER, P-CORD,R,SM,DUP,FC-SC,5M | EA |  | 1 Year | 86.85 | 5% | 82.5075
71407 | Hubbell | DFRCLCAFCAS10SM | FIBER, P-CORD,R,SM,DUP,LCA-FCA,10M | EA |  | 1 Year | 144 | 5% | 136.8
71408 | Hubbell | DFRCLCAFCAS1SM | FIBER, P-CORD,R,SM,DUP,LCA-FCA,1M | EA |  | 1 Year | 78.8 | 5% | 74.86
71409 | Hubbell | DFRCLCAFCAS2SM | FIBER, P-CORD,R,SM,DUP,LCA-FCA,2M | EA |  | 1 Year | 80.65 | 5% | 76.6175
71410 | Hubbell | DFRCLCAFCAS3SM | FIBER, P-CORD,R,SM,DUP,LCA-FCA,3M | EA |  | 1 Year | 82.5 | 5% | 78.375
71411 | Hubbell | DFRCLCAFCAS4SM | FIBER, P-CORD,R,SM,DUP,LCA-FCA,4M | EA |  | 1 Year | 84.15 | 5% | 79.9425
71412 | Hubbell | DFRCLCAFCAS5SM | FIBER, P-CORD,R,SM,DUP,LCA-FCA,5M | EA |  | 1 Year | 86.85 | 5% | 82.5075
71413 | Hubbell | DFRCLCALCAS10SM | FIBER, P-CORD,R,SM,DUP,LCA-LCA,10M | EA |  | 1 Year | 149 | 5% | 141.55
71414 | Hubbell | DFRCLCALCAS1SM | FIBER, P-CORD,R,SM,DUP,LCA-LCA,1M | EA |  | 1 Year | 81.5 | 5% | 77.425
71415 | Hubbell | DFRCLCALCAS2SM | FIBER, P-CORD,R,SM,DUP,LCA-LCA,2M | EA |  | 1 Year | 83.5 | 5% | 79.325
71416 | Hubbell | DFRCLCALCAS3SM | FIBER, P-CORD,R,SM,DUP,LCA-LCA,3M | EA |  | 1 Year | 85.45 | 5% | 81.1775
71417 | Hubbell | DFRCLCALCAS4SM | FIBER, P-CORD,R,SM,DUP,LCA-LCA,4M | EA |  | 1 Year | 87.2 | 5% | 82.84
71418 | Hubbell | DFRCLCALCAS5SM | FIBER, P-CORD,R,SM,DUP,LCA-LCA,5M | EA |  | 1 Year | 89.8 | 5% | 85.31
71419 | Hubbell | DFRCLCASCAS10SM | FIBER, P-CORD,R,SM,DUP,LCA-SCA,10M | EA |  | 1 Year | 149 | 5% | 141.55
71420 | Hubbell | DFRCLCASCAS1SM | FIBER, P-CORD,R,SM,DUP,LCA-SCA,1M | EA |  | 1 Year | 81.5 | 5% | 77.425
71421 | Hubbell | DFRCLCASCAS2SM | FIBER, P-CORD,R,SM,DUP,LCA-SCA,2M | EA |  | 1 Year | 83.5 | 5% | 79.325
71422 | Hubbell | DFRCLCASCAS3SM | FIBER, P-CORD,R,SM,DUP,LCA-SCA,3M | EA |  | 1 Year | 85.45 | 5% | 81.1775
71423 | Hubbell | DFRCLCASCAS4SM | FIBER, P-CORD,R,SM,DUP,LCA-SCA,4M | EA |  | 1 Year | 87.2 | 5% | 82.84
71424 | Hubbell | DFRCLCASCAS5SM | FIBER, P-CORD,R,SM,DUP,LCA-SCA,5M | EA |  | 1 Year | 89.8 | 5% | 85.31
71425 | Hubbell | DFRCLCFCS10SM | FIBER, P-CORD,R,SM,DUP,LC-FC,10M | EA |  | 1 Year | 148 | 5% | 140.6
71426 | Hubbell | DFRCLCFCS1SM | FIBER, P-CORD,R,SM,DUP,LC-FC,1M | EA |  | 1 Year | 78.8 | 5% | 74.86
71427 | Hubbell | DFRCLCFCS2SM | FIBER, P-CORD,R,SM,DUP,LC-FC,2M | EA |  | 1 Year | 80.65 | 5% | 76.6175
71428 | Hubbell | DFRCLCFCS3SM | FIBER, P-CORD,R,SM,DUP,LC-FC,3M | EA |  | 1 Year | 82.5 | 5% | 78.375
71429 | Hubbell | DFRCLCFCS4SM | FIBER, P-CORD,R,SM,DUP,LC-FC,4M | EA |  | 1 Year | 84.15 | 5% | 79.9425
71430 | Hubbell | DFRCLCFCS5SM | FIBER, P-CORD,R,SM,DUP,LC-FC,5M | EA |  | 1 Year | 86.85 | 5% | 82.5075
71431 | Hubbell | DFRCLCLCC10MM | FIBER, P-CORD,R,OM1,DUP,LC-LC,10M | EA |  | 1 Year | 90.15 | 5% | 85.6425
71432 | Hubbell | DFRCLCLCC1MM | FIBER, P-CORD,R,OM1,DUP,LC-LC,1M | EA |  | 1 Year | 67.65 | 5% | 64.2675
71433 | Hubbell | DFRCLCLCC2MM | FIBER, P-CORD,R,OM1,DUP,LC-LC,2M | EA |  | 1 Year | 70.4 | 5% | 66.88
71434 | Hubbell | DFRCLCLCC3MM | FIBER, P-CORD,R,OM1,DUP,LC-LC,3M | EA |  | 1 Year | 73.1 | 5% | 69.445
71435 | Hubbell | DFRCLCLCC4MM | FIBER, P-CORD,R,OM1,DUP,LC-LC,4M | EA |  | 1 Year | 75.1 | 5% | 71.345
71436 | Hubbell | DFRCLCLCC5MM | FIBER, P-CORD,R,OM1,DUP,LC-LC,5M | EA |  | 1 Year | 77.4 | 5% | 73.53
71437 | Hubbell | DFRCLCLCC6MM | FIBER, P-CORD,R,OM1,DUP,LC-LC,6M | EA |  | 1 Year | 80 | 5% | 76
71438 | Hubbell | DFRCLCLCC7MM | FIBER, P-CORD,R,OM1,DUP,LC-LC,7M | EA |  | 1 Year | 82.6 | 5% | 78.47
71439 | Hubbell | DFRCLCLCC8MM | FIBER, P-CORD,R,OM1,DUP,LC-LC,8M | EA |  | 1 Year | 85.15 | 5% | 80.8925
71440 | Hubbell | DFRCLCLCC9MM | FIBER, P-CORD,R,OM1,DUP,LC-LC,9M | EA |  | 1 Year | 87.65 | 5% | 83.2675
71441 | Hubbell | DFRCLCLCD10MM | FIBER, P-CORD,R,OM2,DUP,LC-LC,10M | EA |  | 1 Year | 90.15 | 5% | 85.6425
71442 | Hubbell | DFRCLCLCD1MM | FIBER, P-CORD,R,OM2,DUP,LC-LC,1M | EA |  | 1 Year | 67.65 | 5% | 64.2675
71443 | Hubbell | DFRCLCLCD2MM | FIBER, P-CORD,R,OM2,DUP,LC-LC,2M | EA |  | 1 Year | 70.4 | 5% | 66.88
71444 | Hubbell | DFRCLCLCD3MM | FIBER, P-CORD,R,OM2,DUP,LC-LC,3M | EA |  | 1 Year | 73.1 | 5% | 69.445
71445 | Hubbell | DFRCLCLCD4MM | FIBER, P-CORD,R,OM2,DUP,LC-LC,4M | EA |  | 1 Year | 75.1 | 5% | 71.345
71446 | Hubbell | DFRCLCLCD5MM | FIBER, P-CORD,R,OM2,DUP,LC-LC,5M | EA |  | 1 Year | 77.4 | 5% | 73.53
71447 | Hubbell | DFRCLCLCD6MM | FIBER, P-CORD,R,OM2,DUP,LC-LC,6M | EA |  | 1 Year | 80 | 5% | 76
71448 | Hubbell | DFRCLCLCD7MM | FIBER, P-CORD,R,OM2,DUP,LC-LC,7M | EA |  | 1 Year | 82.6 | 5% | 78.47
71449 | Hubbell | DFRCLCLCD8MM | FIBER, P-CORD,R,OM2,DUP,LC-LC,8M | EA |  | 1 Year | 85.15 | 5% | 80.8925
71450 | Hubbell | DFRCLCLCD9MM | FIBER, P-CORD,R,OM2,DUP,LC-LC,9M | EA |  | 1 Year | 87.65 | 5% | 83.2675
71451 | Hubbell | DFRCLCLCE10MM | FIBER, P-CORD,R,OM3,DUP,LC-LC,10M | EA |  | 1 Year | 110 | 5% | 104.5
71452 | Hubbell | DFRCLCLCE1FMM | FIBER, P-CORD,R,OM3,DUP,LC-LC,1FT | EA |  | 1 Year | 48.45 | 5% | 46.0275
71453 | Hubbell | DFRCLCLCE1MM | FIBER, P-CORD,R,OM3,DUP,LC-LC,1M | EA |  | 1 Year | 60.65 | 5% | 57.6175
71454 | Hubbell | DFRCLCLCE2MM | FIBER, P-CORD,R,OM3,DUP,LC-LC,2M | EA |  | 1 Year | 65.9 | 5% | 62.605
71455 | Hubbell | DFRCLCLCE3MM | FIBER, P-CORD,R,OM3,DUP,LC-LC,3M | EA |  | 1 Year | 71.4 | 5% | 67.83
71456 | Hubbell | DFRCLCLCE4MM | FIBER, P-CORD,R,OM3,DUP,LC-LC,4M | EA |  | 1 Year | 76.85 | 5% | 73.0075
71457 | Hubbell | DFRCLCLCE5MM | FIBER, P-CORD,R,OM3,DUP,LC-LC,5M | EA |  | 1 Year | 82.5 | 5% | 78.375
71458 | Hubbell | DFRCLCLCE6MM | FIBER, P-CORD,R,OM3,DUP,LC-LC,6M | EA |  | 1 Year | 87.85 | 5% | 83.4575
71459 | Hubbell | DFRCLCLCE7MM | FIBER, P-CORD,R,OM3,DUP,LC-LC,7M | EA |  | 1 Year | 92.8 | 5% | 88.16
71460 | Hubbell | DFRCLCLCE8MM | FIBER, P-CORD,R,OM3,DUP,LC-LC,8M | EA |  | 1 Year | 98.9 | 5% | 93.955
71461 | Hubbell | DFRCLCLCE9MM | FIBER, P-CORD,R,OM3,DUP,LC-LC,9M | EA |  | 1 Year | 105 | 5% | 99.75
71462 | Hubbell | DFRCLCLCF10MM | FIBER, P-CORD,R,OM4,DUP,LC-LC,10M | EA |  | 1 Year | 114 | 5% | 108.3
71463 | Hubbell | DFRCLCLCF1FMM | FIBER, P-CORD,R,OM4,DUP,LC-LC,1FT | EA |  | 1 Year | 50.85 | 5% | 48.3075
71464 | Hubbell | DFRCLCLCF1MM | FIBER, P-CORD,R,OM4,DUP,LC-LC,1M | EA |  | 1 Year | 50.85 | 5% | 48.3075
71465 | Hubbell | DFRCLCLCF2MM | FIBER, P-CORD,R,OM4,DUP,LC-LC,2M | EA |  | 1 Year | 68.2 | 5% | 64.79
71466 | Hubbell | DFRCLCLCF3MM | FIBER, P-CORD,R,OM4,DUP,LC-LC,3M | EA |  | 1 Year | 74.1 | 5% | 70.395
71467 | Hubbell | DFRCLCLCF4MM | FIBER, P-CORD,R,OM4,DUP,LC-LC,4M | EA |  | 1 Year | 79.65 | 5% | 75.6675
71468 | Hubbell | DFRCLCLCF5MM | FIBER, P-CORD,R,OM4,DUP,LC-LC,5M | EA |  | 1 Year | 85.45 | 5% | 81.1775
71469 | Hubbell | DFRCLCLCF6MM | FIBER, P-CORD,R,OM4,DUP,LC-LC,6M | EA |  | 1 Year | 91 | 5% | 86.45
71470 | Hubbell | DFRCLCLCF7MM | FIBER, P-CORD,R,OM4,DUP,LC-LC,7M | EA |  | 1 Year | 96.8 | 5% | 91.96
71471 | Hubbell | DFRCLCLCF8MM | FIBER, P-CORD,R,OM4,DUP,LC-LC,8M | EA |  | 1 Year | 103 | 5% | 97.85
71472 | Hubbell | DFRCLCLCF9MM | FIBER, P-CORD,R,OM4,DUP,LC-LC,9M | EA |  | 1 Year | 109 | 5% | 103.55
71473 | Hubbell | DFRCLCLCS10SM | FIBER, P-CORD,R,SM,DUP,LC-LC,10M | EA |  | 1 Year | 101 | 5% | 95.95
71474 | Hubbell | DFRCLCLCS1FSM | FIBER, P-CORD,R,SM,DUP,LC-LC,1FT | EA |  | 1 Year | 64.25 | 5% | 61.0375
71475 | Hubbell | DFRCLCLCS1SM | FIBER, P-CORD,R,SM,DUP,LC-LC,1M | EA |  | 1 Year | 81.5 | 5% | 77.425
71476 | Hubbell | DFRCLCLCS2SM | FIBER, P-CORD,R,SM,DUP,LC-LC,2M | EA |  | 1 Year | 83.5 | 5% | 79.325
71477 | Hubbell | DFRCLCLCS3SM | FIBER, P-CORD,R,SM,DUP,LC-LC,3M | EA |  | 1 Year | 85.45 | 5% | 81.1775
71478 | Hubbell | DFRCLCLCS4SM | FIBER, P-CORD,R,SM,DUP,LC-LC,4M | EA |  | 1 Year | 87.75 | 5% | 83.3625
71479 | Hubbell | DFRCLCLCS5SM | FIBER, P-CORD,R,SM,DUP,LC-LC,5M | EA |  | 1 Year | 89.8 | 5% | 85.31
71480 | Hubbell | DFRCLCLCS6SM | FIBER, P-CORD,R,SM,DUP,LC-LC,6M | EA |  | 1 Year | 92 | 5% | 87.4
71481 | Hubbell | DFRCLCLCS7SM | FIBER, P-CORD,R,SM,DUP,LC-LC,7M | EA |  | 1 Year | 93.95 | 5% | 89.2525
71482 | Hubbell | DFRCLCLCS8SM | FIBER, P-CORD,R,SM,DUP,LC-LC,8M | EA |  | 1 Year | 96.15 | 5% | 91.3425
71483 | Hubbell | DFRCLCLCS9SM | FIBER, P-CORD,R,SM,DUP,LC-LC,9M | EA |  | 1 Year | 98.25 | 5% | 93.3375
71484 | Hubbell | DFRCLCSCC10MM | FIBER, P-CORD,R,OM1,DUP,LC-SC,10M | EA |  | 1 Year | 71.8 | 5% | 68.21
71485 | Hubbell | DFRCLCSCC1MM | FIBER, P-CORD,R,OM1,DUP,LC-SC,1M | EA |  | 1 Year | 52.25 | 5% | 49.6375
71486 | Hubbell | DFRCLCSCC2MM | FIBER, P-CORD,R,OM1,DUP,LC-SC,2M | EA |  | 1 Year | 54.45 | 5% | 51.7275
71487 | Hubbell | DFRCLCSCC3MM | FIBER, P-CORD,R,OM1,DUP,LC-SC,3M | EA |  | 1 Year | 56.65 | 5% | 53.8175
71488 | Hubbell | DFRCLCSCC4MM | FIBER, P-CORD,R,OM1,DUP,LC-SC,4M | EA |  | 1 Year | 58.95 | 5% | 56.0025
71489 | Hubbell | DFRCLCSCC5MM | FIBER, P-CORD,R,OM1,DUP,LC-SC,5M | EA |  | 1 Year | 61.2 | 5% | 58.14
71490 | Hubbell | DFRCLCSCC6MM | FIBER, P-CORD,R,OM1,DUP,LC-SC,6M | EA |  | 1 Year | 63.2 | 5% | 60.04
71491 | Hubbell | DFRCLCSCC7MM | FIBER, P-CORD,R,OM1,DUP,LC-SC,7M | EA |  | 1 Year | 65.35 | 5% | 62.0825
71492 | Hubbell | DFRCLCSCC8MM | FIBER, P-CORD,R,OM1,DUP,LC-SC,8M | EA |  | 1 Year | 67.55 | 5% | 64.1725
71493 | Hubbell | DFRCLCSCC9MM | FIBER, P-CORD,R,OM1,DUP,LC-SC,9M | EA |  | 1 Year | 69.75 | 5% | 66.2625
71494 | Hubbell | DFRCLCSCD10MM | FIBER, P-CORD,R,OM2,DUP,LC-SC,10M | EA |  | 1 Year | 71.8 | 5% | 68.21
71495 | Hubbell | DFRCLCSCD1MM | FIBER, P-CORD,R,OM2,DUP,LC-SC,1M | EA |  | 1 Year | 52.25 | 5% | 49.6375
71496 | Hubbell | DFRCLCSCD2MM | FIBER, P-CORD,R,OM2,DUP,LC-SC,2M | EA |  | 1 Year | 54.45 | 5% | 51.7275
71497 | Hubbell | DFRCLCSCD3MM | FIBER, P-CORD,R,OM2,DUP,LC-SC,3M | EA |  | 1 Year | 56.65 | 5% | 53.8175
71498 | Hubbell | DFRCLCSCD4MM | FIBER, P-CORD,R,OM2,DUP,LC-SC,4M | EA |  | 1 Year | 58.95 | 5% | 56.0025
71499 | Hubbell | DFRCLCSCD5MM | FIBER, P-CORD,R,OM2,DUP,LC-SC,5M | EA |  | 1 Year | 61.2 | 5% | 58.14
71500 | Hubbell | DFRCLCSCD6MM | FIBER, P-CORD,R,OM2,DUP,LC-SC,6M | EA |  | 1 Year | 63.2 | 5% | 60.04
71501 | Hubbell | DFRCLCSCD7MM | FIBER, P-CORD,R,OM2,DUP,LC-SC,7M | EA |  | 1 Year | 65.35 | 5% | 62.0825
71502 | Hubbell | DFRCLCSCD8MM | FIBER, P-CORD,R,OM2,DUP,LC-SC,8M | EA |  | 1 Year | 67.55 | 5% | 64.1725
71503 | Hubbell | DFRCLCSCD9MM | FIBER, P-CORD,R,OM2,DUP,LC-SC,9M | EA |  | 1 Year | 69.75 | 5% | 66.2625
71504 | Hubbell | DFRCLCSCE10MM | FIBER, P-CORD,R,OM3,DUP,LC-SC,10M | EA |  | 1 Year | 96.05 | 5% | 91.2475
71505 | Hubbell | DFRCLCSCE1MM | FIBER, P-CORD,R,OM3,DUP,LC-SC,1M | EA |  | 1 Year | 47.05 | 5% | 44.6975
71506 | Hubbell | DFRCLCSCE2MM | FIBER, P-CORD,R,OM3,DUP,LC-SC,2M | EA |  | 1 Year | 52.7 | 5% | 50.065
71507 | Hubbell | DFRCLCSCE3MM | FIBER, P-CORD,R,OM3,DUP,LC-SC,3M | EA |  | 1 Year | 58.05 | 5% | 55.1475
71508 | Hubbell | DFRCLCSCE4MM | FIBER, P-CORD,R,OM3,DUP,LC-SC,4M | EA |  | 1 Year | 63.4 | 5% | 60.23
71509 | Hubbell | DFRCLCSCE5MM | FIBER, P-CORD,R,OM3,DUP,LC-SC,5M | EA |  | 1 Year | 69 | 5% | 65.55
71510 | Hubbell | DFRCLCSCE6MM | FIBER, P-CORD,R,OM3,DUP,LC-SC,6M | EA |  | 1 Year | 74.35 | 5% | 70.6325
71511 | Hubbell | DFRCLCSCE7MM | FIBER, P-CORD,R,OM3,DUP,LC-SC,7M | EA |  | 1 Year | 79.8 | 5% | 75.81
71512 | Hubbell | DFRCLCSCE8MM | FIBER, P-CORD,R,OM3,DUP,LC-SC,8M | EA |  | 1 Year | 85.25 | 5% | 80.9875
71513 | Hubbell | DFRCLCSCE9MM | FIBER, P-CORD,R,OM3,DUP,LC-SC,9M | EA |  | 1 Year | 90.6 | 5% | 86.07
71514 | Hubbell | DFRCLCSCF10MM | FIBER, P-CORD,R,OM4,DUP,LC-SC,10M | EA |  | 1 Year | 112 | 5% | 106.4
71515 | Hubbell | DFRCLCSCF1MM | FIBER, P-CORD,R,OM4,DUP,LC-SC,1M | EA |  | 1 Year | 49 | 5% | 46.55
71516 | Hubbell | DFRCLCSCF2MM | FIBER, P-CORD,R,OM4,DUP,LC-SC,2M | EA |  | 1 Year | 56 | 5% | 53.2
71517 | Hubbell | DFRCLCSCF3MM | FIBER, P-CORD,R,OM4,DUP,LC-SC,3M | EA |  | 1 Year | 62.85 | 5% | 59.7075
71518 | Hubbell | DFRCLCSCF4MM | FIBER, P-CORD,R,OM4,DUP,LC-SC,4M | EA |  | 1 Year | 69.85 | 5% | 66.3575
71519 | Hubbell | DFRCLCSCF5MM | FIBER, P-CORD,R,OM4,DUP,LC-SC,5M | EA |  | 1 Year | 76.95 | 5% | 73.1025
71520 | Hubbell | DFRCLCSCF6MM | FIBER, P-CORD,R,OM4,DUP,LC-SC,6M | EA |  | 1 Year | 83.8 | 5% | 79.61
71521 | Hubbell | DFRCLCSCF7MM | FIBER, P-CORD,R,OM4,DUP,LC-SC,7M | EA |  | 1 Year | 90.7 | 5% | 86.165
71522 | Hubbell | DFRCLCSCF8MM | FIBER, P-CORD,R,OM4,DUP,LC-SC,8M | EA |  | 1 Year | 97.55 | 5% | 92.6725
71523 | Hubbell | DFRCLCSCF9MM | FIBER, P-CORD,R,OM4,DUP,LC-SC,9M | EA |  | 1 Year | 105 | 5% | 99.75
71524 | Hubbell | DFRCLCSCS10SM | FIBER, P-CORD,R,SM,DUP,LC-SC,10M | EA |  | 1 Year | 84.7 | 5% | 80.465
71525 | Hubbell | DFRCLCSCS1SM | FIBER, P-CORD,R,SM,DUP,LC-SC,1M | EA |  | 1 Year | 65.8 | 5% | 62.51
71526 | Hubbell | DFRCLCSCS2SM | FIBER, P-CORD,R,SM,DUP,LC-SC,2M | EA |  | 1 Year | 67.75 | 5% | 64.3625
71527 | Hubbell | DFRCLCSCS3SM | FIBER, P-CORD,R,SM,DUP,LC-SC,3M | EA |  | 1 Year | 70.05 | 5% | 66.5475
71528 | Hubbell | DFRCLCSCS4SM | FIBER, P-CORD,R,SM,DUP,LC-SC,4M | EA |  | 1 Year | 72.25 | 5% | 68.6375
71529 | Hubbell | DFRCLCSCS5SM | FIBER, P-CORD,R,SM,DUP,LC-SC,5M | EA |  | 1 Year | 74.1 | 5% | 70.395
71530 | Hubbell | DFRCLCSCS6SM | FIBER, P-CORD,R,SM,DUP,LC-SC,6M | EA |  | 1 Year | 76.2 | 5% | 72.39
71531 | Hubbell | DFRCLCSCS7SM | FIBER, P-CORD,R,SM,DUP,LC-SC,7M | EA |  | 1 Year | 78.25 | 5% | 74.3375
71532 | Hubbell | DFRCLCSCS8SM | FIBER, P-CORD,R,SM,DUP,LC-SC,8M | EA |  | 1 Year | 80.55 | 5% | 76.5225
71533 | Hubbell | DFRCLCSCS9SM | FIBER, P-CORD,R,SM,DUP,LC-SC,9M | EA |  | 1 Year | 82.7 | 5% | 78.565
71534 | Hubbell | DFRCLCSTC10MM | FIBER, P-CORD,R,OM1,DUP,LC-ST,10M | EA |  | 1 Year | 69.3 | 5% | 65.835
71535 | Hubbell | DFRCLCSTC1MM | FIBER, P-CORD,R,OM1,DUP,LC-ST,1M | EA |  | 1 Year | 50.55 | 5% | 48.0225
71536 | Hubbell | DFRCLCSTC2MM | FIBER, P-CORD,R,OM1,DUP,LC-ST,2M | EA |  | 1 Year | 52.9 | 5% | 50.255
71537 | Hubbell | DFRCLCSTC3MM | FIBER, P-CORD,R,OM1,DUP,LC-ST,3M | EA |  | 1 Year | 55.2 | 5% | 52.44
71538 | Hubbell | DFRCLCSTC4MM | FIBER, P-CORD,R,OM1,DUP,LC-ST,4M | EA |  | 1 Year | 57.3 | 5% | 54.435
71539 | Hubbell | DFRCLCSTC5MM | FIBER, P-CORD,R,OM1,DUP,LC-ST,5M | EA |  | 1 Year | 59.6 | 5% | 56.62
71540 | Hubbell | DFRCLCSTC6MM | FIBER, P-CORD,R,OM1,DUP,LC-ST,6M | EA |  | 1 Year | 61.45 | 5% | 58.3775
71541 | Hubbell | DFRCLCSTC7MM | FIBER, P-CORD,R,OM1,DUP,LC-ST,7M | EA |  | 1 Year | 63.5 | 5% | 60.325
71542 | Hubbell | DFRCLCSTC8MM | FIBER, P-CORD,R,OM1,DUP,LC-ST,8M | EA |  | 1 Year | 65.35 | 5% | 62.0825
71543 | Hubbell | DFRCLCSTC9MM | FIBER, P-CORD,R,OM1,DUP,LC-ST,9M | EA |  | 1 Year | 67.35 | 5% | 63.9825
71544 | Hubbell | DFRCLCSTD10MM | FIBER, P-CORD,R,OM2,DUP,LC-ST,10M | EA |  | 1 Year | 66.9 | 5% | 63.555
71545 | Hubbell | DFRCLCSTD1MM | FIBER, P-CORD,R,OM2,DUP,LC-ST,1M | EA |  | 1 Year | 48.8 | 5% | 46.36
71546 | Hubbell | DFRCLCSTD2MM | FIBER, P-CORD,R,OM2,DUP,LC-ST,2M | EA |  | 1 Year | 51.05 | 5% | 48.4975
71547 | Hubbell | DFRCLCSTD3MM | FIBER, P-CORD,R,OM2,DUP,LC-ST,3M | EA |  | 1 Year | 53.25 | 5% | 50.5875
71548 | Hubbell | DFRCLCSTD4MM | FIBER, P-CORD,R,OM2,DUP,LC-ST,4M | EA |  | 1 Year | 55.3 | 5% | 52.535
71549 | Hubbell | DFRCLCSTD5MM | FIBER, P-CORD,R,OM2,DUP,LC-ST,5M | EA |  | 1 Year | 57.7 | 5% | 54.815
71550 | Hubbell | DFRCLCSTD6MM | FIBER, P-CORD,R,OM2,DUP,LC-ST,6M | EA |  | 1 Year | 59.45 | 5% | 56.4775
71551 | Hubbell | DFRCLCSTD7MM | FIBER, P-CORD,R,OM2,DUP,LC-ST,7M | EA |  | 1 Year | 61.25 | 5% | 58.1875
71552 | Hubbell | DFRCLCSTD8MM | FIBER, P-CORD,R,OM2,DUP,LC-ST,8M | EA |  | 1 Year | 63.2 | 5% | 60.04
71553 | Hubbell | DFRCLCSTD9MM | FIBER, P-CORD,R,OM2,DUP,LC-ST,9M | EA |  | 1 Year | 64.95 | 5% | 61.7025
71554 | Hubbell | DFRCLCSTE10MM | FIBER, P-CORD,R,OM3,DUP,LC-ST,10M | EA |  | 1 Year | 69.3 | 5% | 65.835
71555 | Hubbell | DFRCLCSTE1MM | FIBER, P-CORD,R,OM3,DUP,LC-ST,1M | EA |  | 1 Year | 50.55 | 5% | 48.0225
71556 | Hubbell | DFRCLCSTE2MM | FIBER, P-CORD,R,OM3,DUP,LC-ST,2M | EA |  | 1 Year | 52.9 | 5% | 50.255
71557 | Hubbell | DFRCLCSTE3MM | FIBER, P-CORD,R,OM3,DUP,LC-ST,3M | EA |  | 1 Year | 55.2 | 5% | 52.44
71558 | Hubbell | DFRCLCSTE4MM | FIBER, P-CORD,R,OM3,DUP,LC-ST,4M | EA |  | 1 Year | 57.3 | 5% | 54.435
71559 | Hubbell | DFRCLCSTE5MM | FIBER, P-CORD,R,OM3,DUP,LC-ST,5M | EA |  | 1 Year | 59.6 | 5% | 56.62
71560 | Hubbell | DFRCLCSTE6MM | FIBER, P-CORD,R,OM3,DUP,LC-ST,6M | EA |  | 1 Year | 61.45 | 5% | 58.3775
71561 | Hubbell | DFRCLCSTE7MM | FIBER, P-CORD,R,OM3,DUP,LC-ST,7M | EA |  | 1 Year | 63.5 | 5% | 60.325
71562 | Hubbell | DFRCLCSTE8MM | FIBER, P-CORD,R,OM3,DUP,LC-ST,8M | EA |  | 1 Year | 65.35 | 5% | 62.0825
71563 | Hubbell | DFRCLCSTE9MM | FIBER, P-CORD,R,OM3,DUP,LC-ST,9M | EA |  | 1 Year | 67.35 | 5% | 63.9825
71564 | Hubbell | DFRCLCSTS10SM | FIBER, P-CORD,R,SM,DUP,LC-ST,10M | EA |  | 1 Year | 81 | 5% | 76.95
71565 | Hubbell | DFRCLCSTS1SM | FIBER, P-CORD,R,SM,DUP,LC-ST,1M | EA |  | 1 Year | 64.15 | 5% | 60.9425
71566 | Hubbell | DFRCLCSTS2SM | FIBER, P-CORD,R,SM,DUP,LC-ST,2M | EA |  | 1 Year | 65.8 | 5% | 62.51
71567 | Hubbell | DFRCLCSTS3SM | FIBER, P-CORD,R,SM,DUP,LC-ST,3M | EA |  | 1 Year | 67.75 | 5% | 64.3625
71568 | Hubbell | DFRCLCSTS4SM | FIBER, P-CORD,R,SM,DUP,LC-ST,4M | EA |  | 1 Year | 69.65 | 5% | 66.1675
71569 | Hubbell | DFRCLCSTS5SM | FIBER, P-CORD,R,SM,DUP,LC-ST,5M | EA |  | 1 Year | 71.95 | 5% | 68.3525
71570 | Hubbell | DFRCLCSTS6SM | FIBER, P-CORD,R,SM,DUP,LC-ST,6M | EA |  | 1 Year | 73.8 | 5% | 70.11
71571 | Hubbell | DFRCLCSTS7SM | FIBER, P-CORD,R,SM,DUP,LC-ST,7M | EA |  | 1 Year | 75.55 | 5% | 71.7725
71572 | Hubbell | DFRCLCSTS8SM | FIBER, P-CORD,R,SM,DUP,LC-ST,8M | EA |  | 1 Year | 77.4 | 5% | 73.53
71573 | Hubbell | DFRCLCSTS9SM | FIBER, P-CORD,R,SM,DUP,LC-ST,9M | EA |  | 1 Year | 79.25 | 5% | 75.2875
71574 | Hubbell | DFRCSCASCAS10SM | FIBER, P-CORD,R,SM,DUP,SCA-SCA,10M | EA |  | 1 Year | 149 | 5% | 141.55
71575 | Hubbell | DFRCSCASCAS1SM | FIBER, P-CORD,R,SM,DUP,SCA-SCA,1M | EA |  | 1 Year | 81.5 | 5% | 77.425
71576 | Hubbell | DFRCSCASCAS2SM | FIBER, P-CORD,R,SM,DUP,SCA-SCA,2M | EA |  | 1 Year | 83.5 | 5% | 79.325
71577 | Hubbell | DFRCSCASCAS3SM | FIBER, P-CORD,R,SM,DUP,SCA-SCA,3M | EA |  | 1 Year | 85.45 | 5% | 81.1775
71578 | Hubbell | DFRCSCASCAS4SM | FIBER, P-CORD,R,SM,DUP,SCA-SCA,4M | EA |  | 1 Year | 87.2 | 5% | 82.84
71579 | Hubbell | DFRCSCASCAS5SM | FIBER, P-CORD,R,SM,DUP,SCA-SCA,5M | EA |  | 1 Year | 89.8 | 5% | 85.31
71580 | Hubbell | DFRCSCSCC10MM | FIBER, P-CORD,R,OM1,DUP,SC-SC,10M | EA |  | 1 Year | 56 | 5% | 53.2
71581 | Hubbell | DFRCSCSCC1MM | FIBER, P-CORD,R,OM1,DUP,SC-SC,1M | EA |  | 1 Year | 36.35 | 5% | 34.5325
71582 | Hubbell | DFRCSCSCC2MM | FIBER, P-CORD,R,OM1,DUP,SC-SC,2M | EA |  | 1 Year | 38.6 | 5% | 36.67
71583 | Hubbell | DFRCSCSCC3MM | FIBER, P-CORD,R,OM1,DUP,SC-SC,3M | EA |  | 1 Year | 40.5 | 5% | 38.475
71584 | Hubbell | DFRCSCSCC4MM | FIBER, P-CORD,R,OM1,DUP,SC-SC,4M | EA |  | 1 Year | 42.8 | 5% | 40.66
71585 | Hubbell | DFRCSCSCC5MM | FIBER, P-CORD,R,OM1,DUP,SC-SC,5M | EA |  | 1 Year | 44.95 | 5% | 42.7025
71586 | Hubbell | DFRCSCSCC6MM | FIBER, P-CORD,R,OM1,DUP,SC-SC,6M | EA |  | 1 Year | 47.15 | 5% | 44.7925
71587 | Hubbell | DFRCSCSCC7MM | FIBER, P-CORD,R,OM1,DUP,SC-SC,7M | EA |  | 1 Year | 49.35 | 5% | 46.8825
71588 | Hubbell | DFRCSCSCC8MM | FIBER, P-CORD,R,OM1,DUP,SC-SC,8M | EA |  | 1 Year | 51.7 | 5% | 49.115
71589 | Hubbell | DFRCSCSCC9MM | FIBER, P-CORD,R,OM1,DUP,SC-SC,9M | EA |  | 1 Year | 53.9 | 5% | 51.205
71590 | Hubbell | DFRCSCSCD10MM | FIBER, P-CORD,R,OM2,DUP,SC-SC,10M | EA |  | 1 Year | 55.75 | 5% | 52.9625
71591 | Hubbell | DFRCSCSCD1MM | FIBER, P-CORD,R,OM2,DUP,SC-SC,1M | EA |  | 1 Year | 36.35 | 5% | 34.5325
71592 | Hubbell | DFRCSCSCD2MM | FIBER, P-CORD,R,OM2,DUP,SC-SC,2M | EA |  | 1 Year | 38.6 | 5% | 36.67
71593 | Hubbell | DFRCSCSCD3MM | FIBER, P-CORD,R,OM2,DUP,SC-SC,3M | EA |  | 1 Year | 40.5 | 5% | 38.475
71594 | Hubbell | DFRCSCSCD4MM | FIBER, P-CORD,R,OM2,DUP,SC-SC,4M | EA |  | 1 Year | 42.8 | 5% | 40.66
71595 | Hubbell | DFRCSCSCD5MM | FIBER, P-CORD,R,OM2,DUP,SC-SC,5M | EA |  | 1 Year | 44.95 | 5% | 42.7025
71596 | Hubbell | DFRCSCSCD6MM | FIBER, P-CORD,R,OM2,DUP,SC-SC,6M | EA |  | 1 Year | 47.05 | 5% | 44.6975
71597 | Hubbell | DFRCSCSCD7MM | FIBER, P-CORD,R,OM2,DUP,SC-SC,7M | EA |  | 1 Year | 49.2 | 5% | 46.74
71598 | Hubbell | DFRCSCSCD8MM | FIBER, P-CORD,R,OM2,DUP,SC-SC,8M | EA |  | 1 Year | 51.4 | 5% | 48.83
71599 | Hubbell | DFRCSCSCD9MM | FIBER, P-CORD,R,OM2,DUP,SC-SC,9M | EA |  | 1 Year | 53.45 | 5% | 50.7775
71600 | Hubbell | DFRCSCSCE10MM | FIBER, P-CORD,R,OM3,DUP,SC-SC,10M | EA |  | 1 Year | 90.35 | 5% | 85.8325
71601 | Hubbell | DFRCSCSCE1MM | FIBER, P-CORD,R,OM3,DUP,SC-SC,1M | EA |  | 1 Year | 41.55 | 5% | 39.4725
71602 | Hubbell | DFRCSCSCE2MM | FIBER, P-CORD,R,OM3,DUP,SC-SC,2M | EA |  | 1 Year | 46.8 | 5% | 44.46
71603 | Hubbell | DFRCSCSCE3MM | FIBER, P-CORD,R,OM3,DUP,SC-SC,3M | EA |  | 1 Year | 52.25 | 5% | 49.6375
71604 | Hubbell | DFRCSCSCE4MM | FIBER, P-CORD,R,OM3,DUP,SC-SC,4M | EA |  | 1 Year | 57.75 | 5% | 54.8625
71605 | Hubbell | DFRCSCSCE5MM | FIBER, P-CORD,R,OM3,DUP,SC-SC,5M | EA |  | 1 Year | 63.2 | 5% | 60.04
71606 | Hubbell | DFRCSCSCE6MM | FIBER, P-CORD,R,OM3,DUP,SC-SC,6M | EA |  | 1 Year | 68.75 | 5% | 65.3125
71607 | Hubbell | DFRCSCSCE7MM | FIBER, P-CORD,R,OM3,DUP,SC-SC,7M | EA |  | 1 Year | 74.1 | 5% | 70.395
71608 | Hubbell | DFRCSCSCE8MM | FIBER, P-CORD,R,OM3,DUP,SC-SC,8M | EA |  | 1 Year | 79.55 | 5% | 75.5725
71609 | Hubbell | DFRCSCSCE9MM | FIBER, P-CORD,R,OM3,DUP,SC-SC,9M | EA |  | 1 Year | 84.9 | 5% | 80.655
71610 | Hubbell | DFRCSCSCF10MM | FIBER, P-CORD,R,OM4,DUP,SC-SC,10M | EA |  | 1 Year | 102 | 5% | 96.9
71611 | Hubbell | DFRCSCSCF1MM | FIBER, P-CORD,R,OM4,DUP,SC-SC,1M | EA |  | 1 Year | 43.3 | 5% | 41.135
71612 | Hubbell | DFRCSCSCF2MM | FIBER, P-CORD,R,OM4,DUP,SC-SC,2M | EA |  | 1 Year | 49.85 | 5% | 47.3575
71613 | Hubbell | DFRCSCSCF3MM | FIBER, P-CORD,R,OM4,DUP,SC-SC,3M | EA |  | 1 Year | 56.2 | 5% | 53.39
71614 | Hubbell | DFRCSCSCF4MM | FIBER, P-CORD,R,OM4,DUP,SC-SC,4M | EA |  | 1 Year | 62.65 | 5% | 59.5175
71615 | Hubbell | DFRCSCSCF5MM | FIBER, P-CORD,R,OM4,DUP,SC-SC,5M | EA |  | 1 Year | 69.1 | 5% | 65.645
71616 | Hubbell | DFRCSCSCF6MM | FIBER, P-CORD,R,OM4,DUP,SC-SC,6M | EA |  | 1 Year | 75.5 | 5% | 71.725
71617 | Hubbell | DFRCSCSCF7MM | FIBER, P-CORD,R,OM4,DUP,SC-SC,7M | EA |  | 1 Year | 81.85 | 5% | 77.7575
71618 | Hubbell | DFRCSCSCF8MM | FIBER, P-CORD,R,OM4,DUP,SC-SC,8M | EA |  | 1 Year | 88.3 | 5% | 83.885
71619 | Hubbell | DFRCSCSCF9MM | FIBER, P-CORD,R,OM4,DUP,SC-SC,9M | EA |  | 1 Year | 94.95 | 5% | 90.2025
71620 | Hubbell | DFRCSCSCS10SM | FIBER, P-CORD,R,SM,DUP,SC-SC,10M | EA |  | 1 Year | 68.55 | 5% | 65.1225
71621 | Hubbell | DFRCSCSCS1SM | FIBER, P-CORD,R,SM,DUP,SC-SC,1M | EA |  | 1 Year | 51.2 | 5% | 48.64
71622 | Hubbell | DFRCSCSCS2SM | FIBER, P-CORD,R,SM,DUP,SC-SC,2M | EA |  | 1 Year | 53.15 | 5% | 50.4925
71623 | Hubbell | DFRCSCSCS3SM | FIBER, P-CORD,R,SM,DUP,SC-SC,3M | EA |  | 1 Year | 55.2 | 5% | 52.44
71624 | Hubbell | DFRCSCSCS4SM | FIBER, P-CORD,R,SM,DUP,SC-SC,4M | EA |  | 1 Year | 56.85 | 5% | 54.0075
71625 | Hubbell | DFRCSCSCS5SM | FIBER, P-CORD,R,SM,DUP,SC-SC,5M | EA |  | 1 Year | 58.8 | 5% | 55.86
71626 | Hubbell | DFRCSCSCS6SM | FIBER, P-CORD,R,SM,DUP,SC-SC,6M | EA |  | 1 Year | 60.9 | 5% | 57.855
71627 | Hubbell | DFRCSCSCS7SM | FIBER, P-CORD,R,SM,DUP,SC-SC,7M | EA |  | 1 Year | 62.75 | 5% | 59.6125
71628 | Hubbell | DFRCSCSCS8SM | FIBER, P-CORD,R,SM,DUP,SC-SC,8M | EA |  | 1 Year | 64.7 | 5% | 61.465
71629 | Hubbell | DFRCSCSCS9SM | FIBER, P-CORD,R,SM,DUP,SC-SC,9M | EA |  | 1 Year | 66.7 | 5% | 63.365
71630 | Hubbell | DFRCSTSCC10MM | FIBER, P-CORD,R,OM1,DUP,ST-SC,10M | EA |  | 1 Year | 54.45 | 5% | 51.7275
71631 | Hubbell | DFRCSTSCC1MM | FIBER, P-CORD,R,OM1,DUP,ST-SC,1M | EA |  | 1 Year | 34.9 | 5% | 33.155
71632 | Hubbell | DFRCSTSCC2MM | FIBER, P-CORD,R,OM1,DUP,ST-SC,2M | EA |  | 1 Year | 37.4 | 5% | 35.53
71633 | Hubbell | DFRCSTSCC3MM | FIBER, P-CORD,R,OM1,DUP,ST-SC,3M | EA |  | 1 Year | 39.6 | 5% | 37.62
71634 | Hubbell | DFRCSTSCC4MM | FIBER, P-CORD,R,OM1,DUP,ST-SC,4M | EA |  | 1 Year | 41.8 | 5% | 39.71
71635 | Hubbell | DFRCSTSCC5MM | FIBER, P-CORD,R,OM1,DUP,ST-SC,5M | EA |  | 1 Year | 43.75 | 5% | 41.5625
71636 | Hubbell | DFRCSTSCC6MM | FIBER, P-CORD,R,OM1,DUP,ST-SC,6M | EA |  | 1 Year | 46.05 | 5% | 43.7475
71637 | Hubbell | DFRCSTSCC7MM | FIBER, P-CORD,R,OM1,DUP,ST-SC,7M | EA |  | 1 Year | 48.15 | 5% | 45.7425
71638 | Hubbell | DFRCSTSCC8MM | FIBER, P-CORD,R,OM1,DUP,ST-SC,8M | EA |  | 1 Year | 50.2 | 5% | 47.69
71639 | Hubbell | DFRCSTSCC9MM | FIBER, P-CORD,R,OM1,DUP,ST-SC,9M | EA |  | 1 Year | 52.4 | 5% | 49.78
71640 | Hubbell | DFRCSTSCD10MM | FIBER, P-CORD,R,OM2,DUP,ST-SC,10M | EA |  | 1 Year | 54.45 | 5% | 51.7275
71641 | Hubbell | DFRCSTSCD1MM | FIBER, P-CORD,R,OM2,DUP,ST-SC,1M | EA |  | 1 Year | 34.9 | 5% | 33.155
71642 | Hubbell | DFRCSTSCD2MM | FIBER, P-CORD,R,OM2,DUP,ST-SC,2M | EA |  | 1 Year | 37.4 | 5% | 35.53
71643 | Hubbell | DFRCSTSCD3MM | FIBER, P-CORD,R,OM2,DUP,ST-SC,3M | EA |  | 1 Year | 39.6 | 5% | 37.62
71644 | Hubbell | DFRCSTSCD4MM | FIBER, P-CORD,R,OM2,DUP,ST-SC,4M | EA |  | 1 Year | 41.8 | 5% | 39.71
71645 | Hubbell | DFRCSTSCD5MM | FIBER, P-CORD,R,OM2,DUP,ST-SC,5M | EA |  | 1 Year | 43.75 | 5% | 41.5625
71646 | Hubbell | DFRCSTSCD6MM | FIBER, P-CORD,R,OM2,DUP,ST-SC,6M | EA |  | 1 Year | 46.05 | 5% | 43.7475
71647 | Hubbell | DFRCSTSCD7MM | FIBER, P-CORD,R,OM2,DUP,ST-SC,7M | EA |  | 1 Year | 48.15 | 5% | 45.7425
71648 | Hubbell | DFRCSTSCD8MM | FIBER, P-CORD,R,OM2,DUP,ST-SC,8M | EA |  | 1 Year | 50.2 | 5% | 47.69
71649 | Hubbell | DFRCSTSCD9MM | FIBER, P-CORD,R,OM2,DUP,ST-SC,9M | EA |  | 1 Year | 52.4 | 5% | 49.78
71650 | Hubbell | DFRCSTSCE10MM | FIBER, P-CORD,R,OM3,DUP,ST-SC,10M | EA |  | 1 Year | 90.35 | 5% | 85.8325
71651 | Hubbell | DFRCSTSCE1MM | FIBER, P-CORD,R,OM3,DUP,ST-SC,1M | EA |  | 1 Year | 41.55 | 5% | 39.4725
71652 | Hubbell | DFRCSTSCE2MM | FIBER, P-CORD,R,OM3,DUP,ST-SC,2M | EA |  | 1 Year | 46.8 | 5% | 44.46
71653 | Hubbell | DFRCSTSCE3MM | FIBER, P-CORD,R,OM3,DUP,ST-SC,3M | EA |  | 1 Year | 52.25 | 5% | 49.6375
71654 | Hubbell | DFRCSTSCE4MM | FIBER, P-CORD,R,OM3,DUP,ST-SC,4M | EA |  | 1 Year | 57.75 | 5% | 54.8625
71655 | Hubbell | DFRCSTSCE5MM | FIBER, P-CORD,R,OM3,DUP,ST-SC,5M | EA |  | 1 Year | 63.2 | 5% | 60.04
71656 | Hubbell | DFRCSTSCE6MM | FIBER, P-CORD,R,OM3,DUP,ST-SC,6M | EA |  | 1 Year | 68.75 | 5% | 65.3125
71657 | Hubbell | DFRCSTSCE7MM | FIBER, P-CORD,R,OM3,DUP,ST-SC,7M | EA |  | 1 Year | 74.1 | 5% | 70.395
71658 | Hubbell | DFRCSTSCE8MM | FIBER, P-CORD,R,OM3,DUP,ST-SC,8M | EA |  | 1 Year | 79.55 | 5% | 75.5725
71659 | Hubbell | DFRCSTSCE9MM | FIBER, P-CORD,R,OM3,DUP,ST-SC,9M | EA |  | 1 Year | 84.9 | 5% | 80.655
71660 | Hubbell | DFRCSTSCF10MM | FIBER, P-CORD,R,OM4,DUP,ST-SC,10M | EA |  | 1 Year | 116 | 5% | 110.2
71661 | Hubbell | DFRCSTSCF1MM | FIBER, P-CORD,R,OM4,DUP,ST-SC,1M | EA |  | 1 Year | 50.55 | 5% | 48.0225
71662 | Hubbell | DFRCSTSCF2MM | FIBER, P-CORD,R,OM4,DUP,ST-SC,2M | EA |  | 1 Year | 57.95 | 5% | 55.0525
71663 | Hubbell | DFRCSTSCF3MM | FIBER, P-CORD,R,OM4,DUP,ST-SC,3M | EA |  | 1 Year | 64.95 | 5% | 61.7025
71664 | Hubbell | DFRCSTSCF4MM | FIBER, P-CORD,R,OM4,DUP,ST-SC,4M | EA |  | 1 Year | 72.25 | 5% | 68.6375
71665 | Hubbell | DFRCSTSCF5MM | FIBER, P-CORD,R,OM4,DUP,ST-SC,5M | EA |  | 1 Year | 79.45 | 5% | 75.4775
71666 | Hubbell | DFRCSTSCF6MM | FIBER, P-CORD,R,OM4,DUP,ST-SC,6M | EA |  | 1 Year | 86.75 | 5% | 82.4125
71667 | Hubbell | DFRCSTSCF7MM | FIBER, P-CORD,R,OM4,DUP,ST-SC,7M | EA |  | 1 Year | 93.85 | 5% | 89.1575
71668 | Hubbell | DFRCSTSCF8MM | FIBER, P-CORD,R,OM4,DUP,ST-SC,8M | EA |  | 1 Year | 102 | 5% | 96.9
71669 | Hubbell | DFRCSTSCF9MM | FIBER, P-CORD,R,OM4,DUP,ST-SC,9M | EA |  | 1 Year | 109 | 5% | 103.55
71670 | Hubbell | DFRCSTSCS10SM | FIBER, P-CORD,R,SM,DUP,ST-SC,10M | EA |  | 1 Year | 67.1 | 5% | 63.745
71671 | Hubbell | DFRCSTSCS1SM | FIBER, P-CORD,R,SM,DUP,ST-SC,1M | EA |  | 1 Year | 49.55 | 5% | 47.0725
71672 | Hubbell | DFRCSTSCS2SM | FIBER, P-CORD,R,SM,DUP,ST-SC,2M | EA |  | 1 Year | 51.5 | 5% | 48.925
71673 | Hubbell | DFRCSTSCS3SM | FIBER, P-CORD,R,SM,DUP,ST-SC,3M | EA |  | 1 Year | 53.35 | 5% | 50.6825
71674 | Hubbell | DFRCSTSCS4SM | FIBER, P-CORD,R,SM,DUP,ST-SC,4M | EA |  | 1 Year | 55.35 | 5% | 52.5825
71675 | Hubbell | DFRCSTSCS5SM | FIBER, P-CORD,R,SM,DUP,ST-SC,5M | EA |  | 1 Year | 57.4 | 5% | 54.53
71676 | Hubbell | DFRCSTSCS6SM | FIBER, P-CORD,R,SM,DUP,ST-SC,6M | EA |  | 1 Year | 59.15 | 5% | 56.1925
71677 | Hubbell | DFRCSTSCS7SM | FIBER, P-CORD,R,SM,DUP,ST-SC,7M | EA |  | 1 Year | 61.2 | 5% | 58.14
71678 | Hubbell | DFRCSTSCS8SM | FIBER, P-CORD,R,SM,DUP,ST-SC,8M | EA |  | 1 Year | 62.95 | 5% | 59.8025
71679 | Hubbell | DFRCSTSCS9SM | FIBER, P-CORD,R,SM,DUP,ST-SC,9M | EA |  | 1 Year | 64.95 | 5% | 61.7025
71680 | Hubbell | DFRCSTSTC10MM | FIBER, P-CORD,R,OM1,DUP,ST-ST,10M | EA |  | 1 Year | 52.7 | 5% | 50.065
71681 | Hubbell | DFRCSTSTC1MM | FIBER, P-CORD,R,OM1,DUP,ST-ST,1M | EA |  | 1 Year | 32.6 | 5% | 30.97
71682 | Hubbell | DFRCSTSTC2MM | FIBER, P-CORD,R,OM1,DUP,ST-ST,2M | EA |  | 1 Year | 34.9 | 5% | 33.155
71683 | Hubbell | DFRCSTSTC3MM | FIBER, P-CORD,R,OM1,DUP,ST-ST,3M | EA |  | 1 Year | 37 | 5% | 35.15
71684 | Hubbell | DFRCSTSTC4MM | FIBER, P-CORD,R,OM1,DUP,ST-ST,4M | EA |  | 1 Year | 39.25 | 5% | 37.2875
71685 | Hubbell | DFRCSTSTC5MM | FIBER, P-CORD,R,OM1,DUP,ST-ST,5M | EA |  | 1 Year | 41.55 | 5% | 39.4725
71686 | Hubbell | DFRCSTSTC6MM | FIBER, P-CORD,R,OM1,DUP,ST-ST,6M | EA |  | 1 Year | 43.55 | 5% | 41.3725
71687 | Hubbell | DFRCSTSTC7MM | FIBER, P-CORD,R,OM1,DUP,ST-ST,7M | EA |  | 1 Year | 45.95 | 5% | 43.6525
71688 | Hubbell | DFRCSTSTC8MM | FIBER, P-CORD,R,OM1,DUP,ST-ST,8M | EA |  | 1 Year | 48.15 | 5% | 45.7425
71689 | Hubbell | DFRCSTSTC9MM | FIBER, P-CORD,R,OM1,DUP,ST-ST,9M | EA |  | 1 Year | 50.2 | 5% | 47.69
71690 | Hubbell | DFRCSTSTD10MM | FIBER, P-CORD,R,OM2,DUP,ST-ST,10M | EA |  | 1 Year | 52.4 | 5% | 49.78
71691 | Hubbell | DFRCSTSTD1MM | FIBER, P-CORD,R,OM2,DUP,ST-ST,1M | EA |  | 1 Year | 32.6 | 5% | 30.97
71692 | Hubbell | DFRCSTSTD2MM | FIBER, P-CORD,R,OM2,DUP,ST-ST,2M | EA |  | 1 Year | 34.9 | 5% | 33.155
71693 | Hubbell | DFRCSTSTD3MM | FIBER, P-CORD,R,OM2,DUP,ST-ST,3M | EA |  | 1 Year | 37 | 5% | 35.15
71694 | Hubbell | DFRCSTSTD4MM | FIBER, P-CORD,R,OM2,DUP,ST-ST,4M | EA |  | 1 Year | 39.25 | 5% | 37.2875
71695 | Hubbell | DFRCSTSTD5MM | FIBER, P-CORD,R,OM2,DUP,ST-ST,5M | EA |  | 1 Year | 41.55 | 5% | 39.4725
71696 | Hubbell | DFRCSTSTD6MM | FIBER, P-CORD,R,OM2,DUP,ST-ST,6M | EA |  | 1 Year | 43.55 | 5% | 41.3725
71697 | Hubbell | DFRCSTSTD7MM | FIBER, P-CORD,R,OM2,DUP,ST-ST,7M | EA |  | 1 Year | 45.95 | 5% | 43.6525
71698 | Hubbell | DFRCSTSTD8MM | FIBER, P-CORD,R,OM2,DUP,ST-ST,8M | EA |  | 1 Year | 48.15 | 5% | 45.7425
71699 | Hubbell | DFRCSTSTD9MM | FIBER, P-CORD,R,OM2,DUP,ST-ST,9M | EA |  | 1 Year | 50.2 | 5% | 47.69
71700 | Hubbell | DFRCSTSTE10MM | FIBER, P-CORD,R,OM3,DUP,ST-ST,10M | EA |  | 1 Year | 64.7 | 5% | 61.465
71701 | Hubbell | DFRCSTSTE1MM | FIBER, P-CORD,R,OM3,DUP,ST-ST,1M | EA |  | 1 Year | 35.35 | 5% | 33.5825
71702 | Hubbell | DFRCSTSTE2MM | FIBER, P-CORD,R,OM3,DUP,ST-ST,2M | EA |  | 1 Year | 38.65 | 5% | 36.7175
71703 | Hubbell | DFRCSTSTE3MM | FIBER, P-CORD,R,OM3,DUP,ST-ST,3M | EA |  | 1 Year | 42 | 5% | 39.9
71704 | Hubbell | DFRCSTSTE4MM | FIBER, P-CORD,R,OM3,DUP,ST-ST,4M | EA |  | 1 Year | 45.15 | 5% | 42.8925
71705 | Hubbell | DFRCSTSTE5MM | FIBER, P-CORD,R,OM3,DUP,ST-ST,5M | EA |  | 1 Year | 48.45 | 5% | 46.0275
71706 | Hubbell | DFRCSTSTE6MM | FIBER, P-CORD,R,OM3,DUP,ST-ST,6M | EA |  | 1 Year | 51.7 | 5% | 49.115
71707 | Hubbell | DFRCSTSTE7MM | FIBER, P-CORD,R,OM3,DUP,ST-ST,7M | EA |  | 1 Year | 55 | 5% | 52.25
71708 | Hubbell | DFRCSTSTE8MM | FIBER, P-CORD,R,OM3,DUP,ST-ST,8M | EA |  | 1 Year | 58.25 | 5% | 55.3375
71709 | Hubbell | DFRCSTSTE9MM | FIBER, P-CORD,R,OM3,DUP,ST-ST,9M | EA |  | 1 Year | 61.45 | 5% | 58.3775
71710 | Hubbell | DFRCSTSTS10SM | FIBER, P-CORD,R,SM,DUP,ST-ST,10M | EA |  | 1 Year | 65.25 | 5% | 61.9875
71711 | Hubbell | DFRCSTSTS1SM | FIBER, P-CORD,R,SM,DUP,ST-ST,1M | EA |  | 1 Year | 48.15 | 5% | 45.7425
71712 | Hubbell | DFRCSTSTS2SM | FIBER, P-CORD,R,SM,DUP,ST-ST,2M | EA |  | 1 Year | 50.1 | 5% | 47.595
71713 | Hubbell | DFRCSTSTS3SM | FIBER, P-CORD,R,SM,DUP,ST-ST,3M | EA |  | 1 Year | 51.85 | 5% | 49.2575
71714 | Hubbell | DFRCSTSTS4SM | FIBER, P-CORD,R,SM,DUP,ST-ST,4M | EA |  | 1 Year | 53.7 | 5% | 51.015
71715 | Hubbell | DFRCSTSTS5SM | FIBER, P-CORD,R,SM,DUP,ST-ST,5M | EA |  | 1 Year | 55.75 | 5% | 52.9625
71716 | Hubbell | DFRCSTSTS6SM | FIBER, P-CORD,R,SM,DUP,ST-ST,6M | EA |  | 1 Year | 57.5 | 5% | 54.625
71717 | Hubbell | DFRCSTSTS7SM | FIBER, P-CORD,R,SM,DUP,ST-ST,7M | EA |  | 1 Year | 59.25 | 5% | 56.2875
71718 | Hubbell | DFRCSTSTS8SM | FIBER, P-CORD,R,SM,DUP,ST-ST,8M | EA |  | 1 Year | 61.2 | 5% | 58.14
71719 | Hubbell | DFRCSTSTS9SM | FIBER, P-CORD,R,SM,DUP,ST-ST,9M | EA |  | 1 Year | 62.85 | 5% | 59.7075
71720 | Hubbell | DVI1 | CONN, DVI-I,F/F COUPLER,1/PK | EA |  | 1 Year | 59.45 | 5% | 56.4775
71721 | Hubbell | DVI10 | CONN, DVI-I,F/F COUPLER,10PK | PK |  | 1 Year | 528 | 5% | 501.6
71722 | Hubbell | DVI151 | CONN, DVI-15PIN,F/F,1/PK | EA |  | 1 Year | 59.45 | 5% | 56.4775
71723 | Hubbell | DVIHDMI1 | CONN, DVI TO HDMI,FF,1EA | EA |  | 1 Year | 59.45 | 5% | 56.4775
71724 | Hubbell | EAMW2 | PLATE, INTL,ANG MOD,50X50,2PORT,WH | EA |  | 1 Year | 2.15 | 5% | 2.0425
71725 | Hubbell | EBM1 | FRAME,UK,1GANG,BEV,50X50MM,WH,15PK | PK |  | 1 Year | 14.4 | 5% | 13.68
71726 | Hubbell | EBM2 | FRAME,UK,2GANG,BEV,100X50MM,WH,20PK | PK |  | 1 Year | 39.7 | 5% | 37.715
71727 | Hubbell | EBMF1 | PLATE, INTL,BRITISH FRAME,86X86,WH | EA |  | 1 Year | 2.9 | 5% | 2.755
71728 | Hubbell | ECMBR3 | P-PANEL,CABLE MGT BAR,19",3" OFF,ECON | EA |  | 1 Year | 18.65 | 5% | 17.7175
71729 | Hubbell | ECMBR6 | P-PANEL,CABLE MGT BAR,19",6" OFF,ECON | EA |  | 1 Year | 19.75 | 5% | 18.7625
71730 | Hubbell | ECMBRS | P-PANEL,CABLE MGT BAR,19",STRAT,ECON | EA |  | 1 Year | 15.25 | 5% | 14.4875
71731 | Hubbell | EM6SA | MODULE,UK,SHUTRED,ANG,37X22.5MM,WH,100PK | PK |  | 1 Year | 75.95 | 5% | 72.1525
71732 | Hubbell | EMB12 | MOD,BLANK PLATE,UK,50X12.5MM,1/4,WH,200P | PK |  | 1 Year | 59.9 | 5% | 56.905
71733 | Hubbell | EXT13 | EXT KIT, FOR CAT#PT7XC THRU FLR FTG | EA |  | 1 Year | 43.8 | 5% | 41.61
71734 | Hubbell | F1339 | THREADED ADJ BRASS TOP, 3/4" | EA |  | 1 Year | 96.9 | 5% | 92.055
71735 | Hubbell | F1340 | THREADED BRASS CONDUIT COUP, 3/4" | EA |  | 1 Year | 104 | 5% | 98.8
71736 | Hubbell | F1539 | THREADED ADJ BRASS TOP, 1" | EA |  | 1 Year | 160 | 5% | 152
71737 | Hubbell | F2025 | STR, SNAP-IN FTG, FLEX TUBING, 1/4 BLK | EA |  | 1 Year | 7.35 | 5% | 6.9825
71738 | Hubbell | F3185 | CAST THEATER SEATING FB | EA |  | 1 Year | 219 | 5% | 208.05
71739 | Hubbell | FAFCSS6 | FIBER,ADAPT,FC,SIMPLX,ZIRC,6/PK | PK |  | 1 Year | 120 | 5% | 114
71740 | Hubbell | FALCDSC6AQ | FIBER,ADAPT,LC DUPLX,SNAPMT,ZIRC,6/PK,AQ | PK |  | 1 Year | 131 | 5% | 124.45
71741 | Hubbell | FALCDSC6B | FIBER,ADAPT,LC DUPLX,SNAPMT,ZIRC,6/PK,BL | PK |  | 1 Year | 131 | 5% | 124.45
71742 | Hubbell | FALCDSC6BE | FIBER,ADAPT,LC DUPLX,SNAPMT,ZIRC,6/PK,BE | PK |  | 1 Year | 131 | 5% | 124.45
71743 | Hubbell | FALCDSC6BK | FIBER,ADAPT,LC DUPLX,SNAPMT,ZIRC,6/PK,BK | PK |  | 1 Year | 131 | 5% | 124.45
71744 | Hubbell | FALCDSC6GN | FIBER,ADAPT,LC DUPLX,SNAPMT,ZIRC,6/PK,GN | PK |  | 1 Year | 131 | 5% | 124.45
71745 | Hubbell | FALCDSC6OR | FIBER,ADAPT,LC,DUPLX,SNAPMT,ZIRC,6/PK,OR | PK |  | 1 Year | 131 | 5% | 124.45
71746 | Hubbell | FALCDSC6R | FIBER,ADAPT,LC,DUPLX,SNAPMT,ZIRC,6/PK,RD | PK |  | 1 Year | 131 | 5% | 124.45
71747 | Hubbell | FALCDSC6Y | FIBER,ADAPT,LC,DUPLX,SNAPMT,ZIRC,6/PK,YL | PK |  | 1 Year | 131 | 5% | 124.45
71748 | Hubbell | FALCDSS6AQ | FIBER,ADAPT,LC DUPLX,SCRMT,ZIRC,6/PK,AQ | PK |  | 1 Year | 127 | 5% | 120.65
71749 | Hubbell | FALCDSS6B | FIBER,ADAPT,LC DUPLX,SCRMT,ZIRC,6/PK,BL | PK |  | 1 Year | 127 | 5% | 120.65
71750 | Hubbell | FALCDSS6BE | FIBER,ADAPT,LC DUPLX,SCRMT,ZIRC,6/PK,BE | PK |  | 1 Year | 127 | 5% | 120.65
71751 | Hubbell | FALCDSS6BK | FIBER,ADAPT,LC DUPLX,SCRMT,ZIRC,6/PK,BK | PK |  | 1 Year | 127 | 5% | 120.65
71752 | Hubbell | FALCDSS6GN | FIBER,ADAPT,LC DUPLX,SCRMT,ZIRC,6/PK,GN | PK |  | 1 Year | 127 | 5% | 120.65
71753 | Hubbell | FALCDSS6OR | FIBER,ADAPT,LC DUPLX,SCRMT,ZIRC,6/PK,OR | PK |  | 1 Year | 127 | 5% | 120.65
71754 | Hubbell | FALCDSS6R | FIBER,ADAPT,LC DUPLX,SCRMT,ZIRC,6/PK,RD | PK |  | 1 Year | 127 | 5% | 120.65
71755 | Hubbell | FALCDSS6Y | FIBER,ADAPT,LC DUPLX,SCRMT,ZIRC,6/PK,YL | PK |  | 1 Year | 127 | 5% | 120.65
71756 | Hubbell | FALCQSC6AQ | FIBER, ADAPT,LC QUAD,SNAPMT,ZIRC,6/PK,AQ | PK |  | 1 Year | 216 | 5% | 205.2
71757 | Hubbell | FALCQSC6B | FIBER, ADAPT,LC,QUAD,SNAPMT,ZIRC,6/PK,BL | PK |  | 1 Year | 216 | 5% | 205.2
71758 | Hubbell | FALCQSC6BE | FIBER, ADAPT,LC QUAD,SNAPMT,ZIRC,6/PK,BE | PK |  | 1 Year | 216 | 5% | 205.2
71759 | Hubbell | FALCQSC6BK | FIBER, ADAPT,LC,QUAD,SNAPMT,ZIRC,6/PK,BK | PK |  | 1 Year | 216 | 5% | 205.2
71760 | Hubbell | FALCQSC6GN | FIBER, ADAPT,LC,QUAD,SNAPMT,ZIRC,6/PK,GN | PK |  | 1 Year | 216 | 5% | 205.2
71761 | Hubbell | FALCQSC6OR | FIBER, ADAPT,LC,QUAD,SNAPMT,ZIRC,6/PK,OR | PK |  | 1 Year | 216 | 5% | 205.2
71762 | Hubbell | FALCQSC6R | FIBER, ADAPT,LC,QUAD,SNAPMT,ZIRC,6/PK,RD | PK |  | 1 Year | 216 | 5% | 205.2
71763 | Hubbell | FALCQSC6Y | FIBER, ADAPT,LC,QUAD,SNAPMT,ZIRC,6/PK,YL | PK |  | 1 Year | 216 | 5% | 205.2
71764 | Hubbell | FALCQSS6AQ | FIBER, ADAPT,LC QUAD,SCRMT,ZIRC,6/PK,AQ | PK |  | 1 Year | 211 | 5% | 200.45
71765 | Hubbell | FALCQSS6B | FIBER, ADAPT,LC QUAD,SCRMT,ZIRC,6/PK,BL | PK |  | 1 Year | 211 | 5% | 200.45
71766 | Hubbell | FALCQSS6BE | FIBER, ADAPT,LC QUAD,SCRMT,ZIRC,6/PK,BE | PK |  | 1 Year | 211 | 5% | 200.45
71767 | Hubbell | FALCQSS6BK | FIBER, ADAPT,LC QUAD,SCRMT,ZIRC,6/PK,BK | PK |  | 1 Year | 211 | 5% | 200.45
71768 | Hubbell | FALCQSS6GN | FIBER, ADAPT,LC QUAD,SCRMT,ZIRC,6/PK,GN | PK |  | 1 Year | 211 | 5% | 200.45
71769 | Hubbell | FALCQSS6OR | FIBER, ADAPT,LC QUAD,SCRMT,ZIRC,6/PK,OR | PK |  | 1 Year | 211 | 5% | 200.45
71770 | Hubbell | FALCQSS6R | FIBER, ADAPT,LC QUAD,SCRMT,ZIRC,6/PK,RD | PK |  | 1 Year | 211 | 5% | 200.45
71771 | Hubbell | FALCQSS6Y | FIBER, ADAPT,LC QUAD,SCRMT,ZIRC,6/PK,YL | PK |  | 1 Year | 211 | 5% | 200.45
71772 | Hubbell | FAMTPAQ | FIBER,ADAPT,MTP SC-SMPLX,SNAPMT,6/PK,AQ | PK |  | 1 Year | 114 | 5% | 108.3
71773 | Hubbell | FAMTPBE | FIBER,ADAPT,MTP SC-SMPLX,SNAPMT,6/PK,BE | PK |  | 1 Year | 114 | 5% | 108.3
71774 | Hubbell | FAMTPBK | FIBER,ADAPT,MTP SC-SMPLX,SNAPMT,6/PK,BK | PK |  | 1 Year | 114 | 5% | 108.3
71775 | Hubbell | FAMTPDAQ | FIBER,ADAPT,MTP SC-DUPLX,SNAPMT,6/PK,AQ | PK |  | 1 Year | 203 | 5% | 192.85
71776 | Hubbell | FAMTPDBE | FIBER,ADAPT,MTP SC-DUPLX,SNAPMT,6/PK,BE | PK |  | 1 Year | 203 | 5% | 192.85
71777 | Hubbell | FAMTPDBK | FIBER,ADAPT,MTP SC-DUPLX,SNAPMT,6/PK,BK | PK |  | 1 Year | 203 | 5% | 192.85
71778 | Hubbell | FAMTPDGN | FIBER,ADAPT,MTP SC-DUPLX,SNAPMT,6/PK,GN | PK |  | 1 Year | 203 | 5% | 192.85
71779 | Hubbell | FAMTPDSAQ | FIBER,ADAPT,MTP SC-DUPLX,SCRMT,6/PK,AQ | PK |  | 1 Year | 203 | 5% | 192.85
71780 | Hubbell | FAMTPDSBE | FIBER,ADAPT,MTP SC-DUPLX,SCRMT,6/PK,BE | PK |  | 1 Year | 203 | 5% | 192.85
71781 | Hubbell | FAMTPDSBK | FIBER,ADAPT,MTP SC-DUPLX,SCRMT,6/PK,BK | PK |  | 1 Year | 203 | 5% | 192.85
71782 | Hubbell | FAMTPDSGN | FIBER,ADAPT,MTP SC-DUPLX,SCRMT,6/PK,GN | PK |  | 1 Year | 203 | 5% | 192.85
71783 | Hubbell | FAMTPDSVI | FIBER,ADAPT,MTP SC-DUPLX,SCRMT,6/PK,EVI | PK |  | 1 Year | 203 | 5% | 192.85
71784 | Hubbell | FAMTPDVI | FIBER,ADPT,MTP SC-DUPLX,SNAPMT,6/PK,EVI | PK |  | 1 Year | 203 | 5% | 192.85
71785 | Hubbell | FAMTPGN | FIBER,ADAPT,MTP SC-SMPLX,SNAPMT,6/PK,GN | PK |  | 1 Year | 114 | 5% | 108.3
71786 | Hubbell | FAMTPRPGY | FBR,ADAPT,MTP SC-SMPLX,RP,SNAPMT,6/PK,GY | PK |  | 1 Year | 114 | 5% | 108.3
71787 | Hubbell | FAMTPSAQ | FIBER,ADAPT,MTP SC-SMPLX,SCRMT,6/PK,AQ | PK |  | 1 Year | 114 | 5% | 108.3
71788 | Hubbell | FAMTPSBE | FIBER,ADAPT,MTP SC-SMPLX,SCRMT,6/PK,BE | PK |  | 1 Year | 114 | 5% | 108.3
71789 | Hubbell | FAMTPSBK | FIBER,ADAPT,MTP SC-SMPLX,SCRMT,6/PK,BK | PK |  | 1 Year | 114 | 5% | 108.3
71790 | Hubbell | FAMTPSGN | FIBER,ADAPT,MTP SC-SMPLX,SCRMT,6/PK,GN | PK |  | 1 Year | 114 | 5% | 108.3
71791 | Hubbell | FAMTPSRPGY | FIBER,ADPT,MTP SC-SMPLX,RP,SCRMT,6/PK,GY | PK |  | 1 Year | 114 | 5% | 108.3
71792 | Hubbell | FAMTPSVI | FIBER,ADAPT,MTP SC-SIMPLX,SCRMT,6/PK,EVI | PK |  | 1 Year | 114 | 5% | 108.3
71793 | Hubbell | FAMTPVI | FIBER,ADPT,MTP SC-SIMPLX,SNAPMT,6/PK,EVI | PK |  | 1 Year | 114 | 5% | 108.3
71794 | Hubbell | FAMTRJK | FIBER, SNAP-FIT,MTRJ,FLUSH,MM,OW | EA |  | 1 Year | 14.4 | 5% | 13.68
71795 | Hubbell | FAMTRJKAL | FIBER, SNAP-FIT,MTRJ,FLUSH,MM,AL | EA |  | 1 Year | 14.4 | 5% | 13.68
71796 | Hubbell | FAMTRJKBK | FIBER, SNAP-FIT,MTRJ,FLUSH,MM,BK | EA |  | 1 Year | 14.4 | 5% | 13.68
71797 | Hubbell | FAMTRJKEI | FIBER, SNAP-FIT,MTRJ,FLUSH,MM,EI | EA |  | 1 Year | 14.4 | 5% | 13.68
71798 | Hubbell | FAMTRJKGY | FIBER, SNAP-FIT,MTRJ,FLUSH,MM,GY | EA |  | 1 Year | 14.4 | 5% | 13.68
71799 | Hubbell | FAMTRJKLA | FIBER, SNAP-FIT,MTRJ,FLUSH,MM,LA | EA |  | 1 Year | 14.4 | 5% | 13.68
71800 | Hubbell | FAMTRJKW | FIBER, SNAP-FIT,MTRJ,FLUSH,MM,WH | EA |  | 1 Year | 14.4 | 5% | 13.68
71801 | Hubbell | FAMTRJMPB6 | FIBER,ADAPT,MT-RJ,SNAPMT,6/PK,MM,BE | PK |  | 1 Year | 43.55 | 5% | 41.3725
71802 | Hubbell | FASCDMC6R | FIBER, ADAPT,SC DUPLX,SNAPMT,P-BZ,6PK,RD | PK |  | 1 Year | 61.75 | 5% | 58.6625
71803 | Hubbell | FASCDSC6AQ | FIBER,ADAPT,SC DUPLX,SNAPMT,ZIRC,6/PK,AQ | PK |  | 1 Year | 112 | 5% | 106.4
71804 | Hubbell | FASCDSC6B | FIBER,ADAPT,SC DUPLX,SNAPMT,ZIRC,6/PK,BL | PK |  | 1 Year | 112 | 5% | 106.4
71805 | Hubbell | FASCDSC6BE | FIBER,ADAPT,SC DUPLX,SNAPMT,ZIRC,6/PK,BE | PK |  | 1 Year | 112 | 5% | 106.4
71806 | Hubbell | FASCDSC6BK | FIBER,ADAPT,SC DUPLX,SNAPMT,ZIRC,6/PK,BK | PK |  | 1 Year | 112 | 5% | 106.4
71807 | Hubbell | FASCDSC6GN | FIBER,ADAPT,SC DUPLX,SNAPMT,ZIRC,6/PK,GN | PK |  | 1 Year | 112 | 5% | 106.4
71808 | Hubbell | FASCDSC6OR | FIBER,ADAPT,SC,DUPLX,SNAPMT,ZIRC,6/PK,OR | PK |  | 1 Year | 112 | 5% | 106.4
71809 | Hubbell | FASCDSC6R | FIBER,ADAPT,SC,DUPLX,SNAPMT,ZIRC,6/PK,RD | PK |  | 1 Year | 112 | 5% | 106.4
71810 | Hubbell | FASCDSC6Y | FIBER,ADAPT,SC,DUPLX,SNAPMT,ZIRC,6/PK,YL | PK |  | 1 Year | 112 | 5% | 106.4
71811 | Hubbell | FASCDSS6AQ | FIBER, ADAPT,SC DUPLX,SCRMT,ZIRC,6/PK,AQ | PK |  | 1 Year | 112 | 5% | 106.4
71812 | Hubbell | FASCDSS6B | FIBER, ADAPT,SC DUPLX,SCRMT,ZIRC,6/PK,BL | PK |  | 1 Year | 112 | 5% | 106.4
71813 | Hubbell | FASCDSS6BE | FIBER, ADAPT,SC DUPLX,SCRMT,ZIRC,6/PK,BE | PK |  | 1 Year | 112 | 5% | 106.4
71814 | Hubbell | FASCDSS6BK | FIBER, ADAPT,SC DUPLX,SCRMT,ZIRC,6/PK,BK | PK |  | 1 Year | 112 | 5% | 106.4
71815 | Hubbell | FASCDSS6GN | FIBER,ADAPT,SC,DUPLX,SCRMT,ZIRC,6/PK,GN | PK |  | 1 Year | 112 | 5% | 106.4
71816 | Hubbell | FASCDSS6OR | FIBER,ADAPT,SC,DUPLX,SCRMT,ZIRC,6/PK,OR | PK |  | 1 Year | 112 | 5% | 106.4
71817 | Hubbell | FASCDSS6R | FIBER,ADAPT,SC,DUPLX,SCRMT,ZIRC,6/PK,RD | PK |  | 1 Year | 112 | 5% | 106.4
71818 | Hubbell | FASCDSS6Y | FIBER, ADAPT,SC DUPLX,SCRMT,ZIRC,6/PK,YL | PK |  | 1 Year | 112 | 5% | 106.4
71819 | Hubbell | FASCSS12AQ | FIBER, ADAPT,SC SMPLX,SCRMT,ZIRC,12PK,AQ | PK |  | 1 Year | 117 | 5% | 111.15
71820 | Hubbell | FASCSS12B | FIBER, ADAPT,SC SMPLX,SCRMT,ZIRC,12PK,BL | PK |  | 1 Year | 117 | 5% | 111.15
71821 | Hubbell | FASCSS12BE | FIBER, ADAPT,SC SMPLX,SCRMT,ZIRC,12PK,BE | PK |  | 1 Year | 117 | 5% | 111.15
71822 | Hubbell | FASCSS12BK | FIBER, ADAPT,SC SMPLX,SCRMT,ZIRC,12PK,BK | PK |  | 1 Year | 117 | 5% | 111.15
71823 | Hubbell | FASCSS12GN | FIBER, ADAPT,SC SMPLX,SCRMT,ZIRC,12PK,GN | PK |  | 1 Year | 117 | 5% | 111.15
71824 | Hubbell | FASCSS12OR | FIBER, ADAPT,SC SMPLX,SCRMT,ZIRC,12PK,OR | PK |  | 1 Year | 117 | 5% | 111.15
71825 | Hubbell | FASCSS12R | FIBER, ADAPT,SC SMPLX,SCRMT,ZIRC,12PK,RD | PK |  | 1 Year | 117 | 5% | 111.15
71826 | Hubbell | FASCSS12Y | FIBER, ADAPT,SC SMPLX,SCRMT,ZIRC,12PK,YL | PK |  | 1 Year | 117 | 5% | 111.15
71827 | Hubbell | FASCSSC12AQ | FIBER, ADPT,SC SMPLX,SNAPMT,ZIRC,12PK,AQ | PK |  | 1 Year | 121 | 5% | 114.95
71828 | Hubbell | FASCSSC12B | FIBER, ADPT,SC SMPLX,SNAPMT,ZIRC,12PK,BL | PK |  | 1 Year | 121 | 5% | 114.95
71829 | Hubbell | FASCSSC12BE | FIBER, ADPT,SC SMPLX,SNAPMT,ZIRC,12PK,BE | PK |  | 1 Year | 121 | 5% | 114.95
71830 | Hubbell | FASCSSC12BK | FIBER, ADPT,SC SMPLX,SNAPMT,ZIRC,12PK,BK | PK |  | 1 Year | 121 | 5% | 114.95
71831 | Hubbell | FASCSSC12GN | FIBER, ADPT,SC SMPLX,SNAPMT,ZIRC,12PK,GN | PK |  | 1 Year | 121 | 5% | 114.95
71832 | Hubbell | FASCSSC12OR | FIBER, ADPT,SC SMPLX,SNAPMT,ZIRC,12PK,OR | PK |  | 1 Year | 121 | 5% | 114.95
71833 | Hubbell | FASCSSC12R | FIBER, ADPT,SC SMPLX,SNAPMT,ZIRC,12PK,RD | PK |  | 1 Year | 121 | 5% | 114.95
71834 | Hubbell | FASCSSC12Y | FIBER, ADPT,SC SMPLX,SNAPMT,ZIRC,12PK,YL | PK |  | 1 Year | 121 | 5% | 114.95
71835 | Hubbell | FASTDMPB6 | FIBER, ADPT,ST DUPLX,SNAPMT,PBZ,6/PK,BL | PK |  | 1 Year | 63.2 | 5% | 60.04
71836 | Hubbell | FASTDMS6 | FIBER, ADPT,ST DUPLX,SNAPMT,PBZ,6/PK,BE | PK |  | 1 Year | 63.2 | 5% | 60.04
71837 | Hubbell | FASTDSS6 | FIBER, ADPT,ST DUPLX,SCRMT,ZIRC,6/PK,BL | PK |  | 1 Year | 87 | 5% | 82.65
71838 | Hubbell | FASTMPB12 | FIBER, ADAPT,ST SMPLX,BKHD,P-BZ,12/PK,BK | PK |  | 1 Year | 64.05 | 5% | 60.8475
71839 | Hubbell | FASTSCDSC6 | FIBER, ADPT,ST-SC,DPLX,ZIRC,SNAP,6/PK,BL | PK |  | 1 Year | 115 | 5% | 109.25
71840 | Hubbell | FASTSCDSC6OR | FIBER, ADPT,ST-SC,DPLX,ZIRC,SNAP,6/PK,OR | PK |  | 1 Year | 115 | 5% | 109.25
71841 | Hubbell | FASTSCDSC6Y | FIBER, ADPT,ST-SC,DPLX,ZIRC,SNAP,6/PK,YL | PK |  | 1 Year | 115 | 5% | 109.25
71842 | Hubbell | FASTSCMPB6 | FIBER, ADPT,ST-SC,DPLX,PBZ,SCRMT,6/PK,BL | PK |  | 1 Year | 63.2 | 5% | 60.04
71843 | Hubbell | FASTSCSSC12 | FIBER,ADAPT,ST-SC,SMP,ZIRC,CLIP,12/PK,BL | PK |  | 1 Year | 102 | 5% | 96.9
71844 | Hubbell | FASTSCSSC12R | FIBER,ADAPT,ST-SC,SMP,ZIRC,CLIP,12/PK,RD | PK |  | 1 Year | 102 | 5% | 96.9
71845 | Hubbell | FASTSS12 | FIBER,ADAPT,ST SMPLX,BKHD, ZIRC,12/PK,BK | PK |  | 1 Year | 102 | 5% | 96.9
71846 | Hubbell | FB10MP2A | MOUNTING PLATE, 10-G, DOUBLE,RECTANG/GFI | EA |  | 1 Year | 29.35 | 5% | 27.8825
71847 | Hubbell | FB10MP2B | MOUNTING PLATE, 10-G, DOUBLE, 6-UNIT | EA |  | 1 Year | 29.35 | 5% | 27.8825
71848 | Hubbell | FB10MPAAP | MOUNT PLT, 10-G BOX, 2G PLATE, FOUR AAP | EA |  | 1 Year | 28.35 | 5% | 26.9325
71849 | Hubbell | FB10MPBNK | MOUNTING PLATE, 10-GANG, SINGLE BLANK | EA |  | 1 Year | 17.35 | 5% | 16.4825
71850 | Hubbell | FB10MPDUP | MOUNTING PLATE, 10-GANG, SINGLE, DUPLEX | EA |  | 1 Year | 17.35 | 5% | 16.4825
71851 | Hubbell | FB10MPKEY | MOUNTING PLATE - SIX KEYSTONE ISF | EA |  | 1 Year | 17.25 | 5% | 16.3875
71852 | Hubbell | FB10MPMAAP | MOUNT PLT, 10-G BOX, 2G PLATE, FOUR MAAP | EA |  | 1 Year | 28.35 | 5% | 26.9325
71853 | Hubbell | FB10MPREC | MOUNTING PLATE, 10-GANG, SINGLE,RECT/GFI | EA |  | 1 Year | 17.35 | 5% | 16.4825
71854 | Hubbell | FB10MPTRAC | MOUNT PLT, 10-G BOX, 1G PLATE, TRACJACK | EA |  | 1 Year | 49.75 | 5% | 47.2625
71855 | Hubbell | FB10MPX | MOUNT PLT, 10-G BOX WIREWAY CUTOUT PLATE | EA |  | 1 Year | 34.05 | 5% | 32.3475
71856 | Hubbell | FB10TLA | MOUNT PLT, 10-G, DEDICATED, 1 X 1.56 TL | EA |  | 1 Year | 50.95 | 5% | 48.4025
71857 | Hubbell | FB10TLX | MOUNT PLT, 10-G BOX, 2G PLATE, 1x1.39 TL | EA |  | 1 Year | 50.95 | 5% | 48.4025
71858 | Hubbell | FBL1 | FIBER, ADAPT PNL BRACKET,BLOLITE,1U | EA |  | 1 Year | 77.05 | 5% | 73.1975
71859 | Hubbell | FBL2 | FIBER, ADAPT PNL BRACKET,BLOLITE,2U | EA |  | 1 Year | 84.7 | 5% | 80.465
71860 | Hubbell | FBMP139 | MOUNTING PLATE - 1.39-IN DIAM | EA |  | 1 Year | 12.45 | 5% | 11.8275
71861 | Hubbell | FBMP156 | MOUNTING PLATE - 1.56-IN DIAM | EA |  | 1 Year | 12.45 | 5% | 11.8275
71862 | Hubbell | FBMP15IM | MOUNTING PLATE - ONE 1.5U ISTATION 2/4/6 | EA |  | 1 Year | 18.85 | 5% | 17.9075
71863 | Hubbell | FBMP2IM | MOUNTING PLATE - HBL 2-UNIT ISTATION | EA |  | 1 Year | 12.45 | 5% | 11.8275
71864 | Hubbell | FBMP6KS | MOUNTING PLATE - HBL 6-PORT KEYSTONE | EA |  | 1 Year | 12.45 | 5% | 11.8275
71865 | Hubbell | FBMPAAP | MOUNTING PLATE - EXTRON AAP | EA |  | 1 Year | 24.75 | 5% | 23.5125
71866 | Hubbell | FBMPBNK | MOUNTING PLATE - BLANK | EA |  | 1 Year | 12.45 | 5% | 11.8275
71867 | Hubbell | FBMPDUP | MOUNTING PLATE - DUPLEX | EA |  | 1 Year | 12.45 | 5% | 11.8275
71868 | Hubbell | FBMPFT | MOUNTING PLT - 1.00 FEED THRU W/ BUSHING | EA |  | 1 Year | 12.45 | 5% | 11.8275
71869 | Hubbell | FBMPMAAP | MOUNTING PLATE - EXTRON MAAP / FSR IPS | EA |  | 1 Year | 24.75 | 5% | 23.5125
71870 | Hubbell | FBMPREC | MOUNTING PLATE - RECT STYLE LINE/DEC/GFI | EA |  | 1 Year | 12.45 | 5% | 11.8275
71871 | Hubbell | FBMPTRAC | MOUNTING PLATE - TRACJACK OR SERIES II | EA |  | 1 Year | 49.75 | 5% | 47.2625
71872 | Hubbell | FBRMGTCLPK4 | FIBER, CBL RAD MGT CLIP KIT, 4/PK | PK |  | 1 Year | 25.95 | 5% | 24.6525
71873 | Hubbell | FCCI100 | FIBER, CONN,CRIMP INSERT,2QUICK,100PK | PK |  | 1 Year | 432 | 5% | 410.4
71874 | Hubbell | FCCI12 | FIBER, CONN,CRIMP INSERT,2QUICK,12PK | PK |  | 1 Year | 53.6 | 5% | 50.92
71875 | Hubbell | FCFCF900M506PK | FIBER, CONN,FUSN SPLC,FC,OM2,PP,900,6PK | PK |  | 1 Year | 131 | 5% | 124.45
71876 | Hubbell | FCFCF900M50G6PK | FIBER, CONN,FUSN SPLC,FC,OM3,PP,900,6PK | PK |  | 1 Year | 131 | 5% | 124.45
71877 | Hubbell | FCFCF900M626PK | FIBER, CONN,FUSN SPLC,FC,OM1,PP,900,6PK | PK |  | 1 Year | 131 | 5% | 124.45
71878 | Hubbell | FCFCF900SM6PK | FIBER, CONN,FUSN SPLC,FC,SM,PP,900,6PK | PK |  | 1 Year | 152 | 5% | 144.4
71879 | Hubbell | FCFCF900SMA6PK | FIBER, CONN,FUSN SPLC,FCA,SM,PP,900,6PK | PK |  | 1 Year | 175 | 5% | 166.25
71880 | Hubbell | FCG100 | CONN, F CONN,F/F,GOLD,100PK | PK |  | 1 Year | 259 | 5% | 246.05
71881 | Hubbell | FCLC900K50GM12 | FIBER, CONN,PRO LC,OM3,PP,900,12PK | PK |  | 1 Year | 334 | 5% | 317.3
71882 | Hubbell | FCLC900K50M100 | FIBER, CONN,PRO LC,OM2,PP,900,100PK | PK |  | 1 Year | 2355 | 5% | 2237.25
71883 | Hubbell | FCLC900K50M12 | FIBER, CONN,PRO LC,OM2,PP,900,12PK | PK |  | 1 Year | 334 | 5% | 317.3
71884 | Hubbell | FCLC900K62M100 | FIBER, CONN,PRO LC,OM1,PP,900,100PK | PK |  | 1 Year | 2355 | 5% | 2237.25
71885 | Hubbell | FCLC900K62M12 | FIBER, CONN,PRO LC,OM1,PP,900,12PK | PK |  | 1 Year | 334 | 5% | 317.3
71886 | Hubbell | FCLC900KSM100 | FIBER, CONN,PRO LC,SM,PP,900,100PK | PK |  | 1 Year | 2786 | 5% | 2646.7
71887 | Hubbell | FCLC900KSM12 | FIBER, CONN,PRO LC,SM,PP,900,12PK | PK |  | 1 Year | 388 | 5% | 368.6
71888 | Hubbell | FCLCF900M506PK | FIBER, CONN,FUSN SPLC,LC,OM2,PP,900,6PK | PK |  | 1 Year | 135 | 5% | 128.25
71889 | Hubbell | FCLCF900M50G100PK | FBR,CONN,FUSN SPLC,LC,OM3,PP,900,100PK | PK |  | 1 Year | 2096 | 5% | 1991.2
71890 | Hubbell | FCLCF900M50G6PK | FIBER,CONN,FUSN SPLC,LC,OM3,PP,900,6PK | PK |  | 1 Year | 135 | 5% | 128.25
71891 | Hubbell | FCLCF900M626PK | FIBER,CONN,FUSN SPLC,LC,OM1,PP,900,6PK | PK |  | 1 Year | 135 | 5% | 128.25
71892 | Hubbell | FCLCF900SM100PK | FIBER,CONN,FUSN SPLC,LC,SM,PP,900,100PK | PK |  | 1 Year | 2438 | 5% | 2316.1
71893 | Hubbell | FCLCF900SM6PK | FIBER, CONN,FUSN SPLC,LC,SM,PP,900,6PK | PK |  | 1 Year | 158 | 5% | 150.1
71894 | Hubbell | FCLCMM | FIBER,CONN,LC,MM,900UM,EPOXY/ANAER,6PK | PK |  | 1 Year | 108 | 5% | 102.6
71895 | Hubbell | FCLCSM | FIBER,CONN,LC,SM,900UM,EPOXY/ANAER,6PK | PK |  | 1 Year | 115 | 5% | 109.25
71896 | Hubbell | FCN100 | CONN, F CONN,F/F,NICKEL,100PK | PK |  | 1 Year | 259 | 5% | 246.05
71897 | Hubbell | FCR1U3SP | FIBER, RKMNT PNL,1U,3 FSP PNL,UNLD | EA |  | 1 Year | 454 | 5% | 431.3
71898 | Hubbell | FCR1U3SPL | FIBER, RKMNT PNL,1U,3 FSP PNL,UNLD,W/LK | EA |  | 1 Year | 467 | 5% | 443.65
71899 | Hubbell | FCR1U3SPNA | FIBER, RKMNT PNL,1U,3 FSP PNL,UNLD,TAA | EA |  | 1 Year | 628 | 5% | 596.6
71900 | Hubbell | FCR2U6SP | FIBER, RKMNT PNL,2U,6 FSP PNL,UNLD | EA |  | 1 Year | 469 | 5% | 445.55
71901 | Hubbell | FCR2U6SPL | FIBER, RKMNT PNL,2U,6 FSP PNL,UNLD,W/LK | EA |  | 1 Year | 477 | 5% | 453.15
71902 | Hubbell | FCR2U6SPNA | FIBER, RKMNT PNL,2U,6 FSP PNL,UNLD,TAA | EA |  | 1 Year | 941 | 5% | 893.95
71903 | Hubbell | FCR2U9SP | FIBER, RKMNT PNL,2U,9 FSP PNL,UNLD | EA |  | 1 Year | 528 | 5% | 501.6
71904 | Hubbell | FCR2U9SPL | FIBER, RKMNT PNL,2U,9 FSP PNL,UNLD,W/LK | EA |  | 1 Year | 537 | 5% | 510.15
71905 | Hubbell | FCR2U9SPNA | FIBER, RKMNT PNL,2U,9 FSP PNL,UNLD,TAA | EA |  | 1 Year | 991 | 5% | 941.45
71906 | Hubbell | FCR2USPL | FIBER, RKMT SPLICE PANEL,2U,W/O TRAYS | EA |  | 1 Year | 1235 | 5% | 1173.25
71907 | Hubbell | FCR350SE | FIBER, SPLICE PANEL,FCR,2U,W/O TRAYS | EA |  | 1 Year | 521 | 5% | 494.95
71908 | Hubbell | FCR3U12SP | FIBER, RKMNT PNL,3U,12 FSP PNL,UNLD | EA |  | 1 Year | 584 | 5% | 554.8
71909 | Hubbell | FCR3U12SPL | FIBER, RKMNT PNL,3U,12 FSP PNL,UNLD,W/LK | EA |  | 1 Year | 576 | 5% | 547.2
71910 | Hubbell | FCR3U12SPNA | FIBER, RKMNT PNL,3U,12 FSP PNL,UNLD,TAA | EA |  | 1 Year | 1015 | 5% | 964.25
71911 | Hubbell | FCR4U12SPV | FIBER,RACKMNT PNL,4U,12 FSP PNL,VRT,UNL | EA |  | 1 Year | 648 | 5% | 615.6
71912 | Hubbell | FCR4U15SP | FIBER, RKMNT PNL,4U,15 FSP PNL,UNLD | EA |  | 1 Year | 659 | 5% | 626.05
71913 | Hubbell | FCR4U15SPL | FIBER, RKMNT PNL,4U,15 FSP PNL,UNLD,W/LK | EA |  | 1 Year | 648 | 5% | 615.6
71914 | Hubbell | FCR4U15SPNA | FIBER, RKMNT PNL,4U,15 FSP PNL,UNLD,TAA | EA |  | 1 Year | 1165 | 5% | 1106.75
71915 | Hubbell | FCR700SPFM | FIBER, RACKMNT PNL,15 FSP PNL,90P,FM | EA |  | 1 Year | 585 | 5% | 555.75
71916 | Hubbell | FCRHD1BK | FIB, RKMNT PNL,1.83H,12HDLC CASS,UNLD,BK | EA |  | 1 Year | 1113 | 5% | 1057.35
71917 | Hubbell | FCRHD1GY | FIB, RKMNT PNL,1.83H,12HDLC CASS,UNLD,GY | EA |  | 1 Year | 1113 | 5% | 1057.35
71918 | Hubbell | FCRHD1UBK | FIBER, RKMNT PNL,1U,12HDLC CASS,UNLD,BK | EA |  | 1 Year | 1113 | 5% | 1057.35
71919 | Hubbell | FCRHD1UGY | FIBER, RKMNT PNL,1U,12HDLC CASS,UNLD,GY | EA |  | 1 Year | 1113 | 5% | 1057.35
71920 | Hubbell | FCSC900K50GM100 | FIBER, CONN,PRO SC,OM3,PP,900,100PK | PK |  | 1 Year | 2259 | 5% | 2146.05
71921 | Hubbell | FCSC900K50GM12 | FIBER, CONN,PRO SC,OM3,PP,900,12PK | PK |  | 1 Year | 296 | 5% | 281.2
71922 | Hubbell | FCSC900K50M12 | FIBER, CONN,PRO SC,OM2,PP,900,12PK | PK |  | 1 Year | 290 | 5% | 275.5
71923 | Hubbell | FCSC900K62M100 | FIBER, CONN,PRO SC,OM1,PP,900,100PK | PK |  | 1 Year | 2259 | 5% | 2146.05
71924 | Hubbell | FCSC900K62M12 | FIBER, CONN,PRO SC,OM1,PP,900,12PK | PK |  | 1 Year | 290 | 5% | 275.5
71925 | Hubbell | FCSC900KASM12 | FIBER, CONN,PRO SCA,SM,PP,900,12PK | PK |  | 1 Year | 445 | 5% | 422.75
71926 | Hubbell | FCSC900KSM100 | FIBER, CONN,PRO SC,SM,PP,900,100PK | PK |  | 1 Year | 2667 | 5% | 2533.65
71927 | Hubbell | FCSC900KSM12 | FIBER, CONN,PRO SC,SM,PP,900,12PK | PK |  | 1 Year | 364 | 5% | 345.8
71928 | Hubbell | FCSCF900M506PK | FIBER, CONN,FUSN SPLC,SC,OM2,PP,900,6PK | PK |  | 1 Year | 135 | 5% | 128.25
71929 | Hubbell | FCSCF900M50G100PK | FIBER,CONN,FUSN SPL,SC,OM3,PP,900,100PK | PK |  | 1 Year | 2096 | 5% | 1991.2
71930 | Hubbell | FCSCF900M50G6PK | FIBER,CONN,FUSN SPLC,SC,OM3,PP,900,6PK | PK |  | 1 Year | 135 | 5% | 128.25
71931 | Hubbell | FCSCF900M626PK | FIBER, CONN,FUSN SPLC,SC,OM1,PP,900,6PK | PK |  | 1 Year | 135 | 5% | 128.25
71932 | Hubbell | FCSCF900SM100PK | FBR,CON,FUSN SPL,SC,SM,PP,900,100PK | PK |  | 1 Year | 2438 | 5% | 2316.1
71933 | Hubbell | FCSCF900SM6PK | FIBER, CONN,FUSN SPLC,SC,SM,PP,900,6PK | PK |  | 1 Year | 158 | 5% | 150.1
71934 | Hubbell | FCSCF900SMA6PK | FIBER, CONN,FUSN SPLC,SCA,SM,PP,900,6PK | PK |  | 1 Year | 181 | 5% | 171.95
71935 | Hubbell | FCSCM100R | FIBER, CONN,SC,MM,EPOXY/ANAERO,100PK | PK |  | 1 Year | 1270 | 5% | 1206.5
71936 | Hubbell | FCSCM12R | FIBER, CONN,SC,MM,EPOXY/ANAERO,12PK | PK |  | 1 Year | 162 | 5% | 153.9
71937 | Hubbell | FCSCMQ100R | FIBER, CONN,SC,MM,2QUICK,CRIMP,100PK | PK |  | 1 Year | 1766 | 5% | 1677.7
71938 | Hubbell | FCSCMQ12R | FIBER, CONN,SC,MM,2QUICK,CRIMP,12PK | PK |  | 1 Year | 257 | 5% | 244.15
71939 | Hubbell | FCSCS12R | FIBER, CONN,SC,SM,EPOXY/ANAERO,12PK | PK |  | 1 Year | 244 | 5% | 231.8
71940 | Hubbell | FCSCSQ12R | FIBER, CONN,SC,SM,2QUICK,CRIMP,12PK | PK |  | 1 Year | 399 | 5% | 379.05
71941 | Hubbell | FCSPLFXTA | FBR,FIXT,FUSN, AFL 60S,18S | EA |  | 1 Year | 224 | 5% | 212.8
71942 | Hubbell | FCSPLFXTAR | FBR,FIXT,FUSN, AFL 11S,60R,50R,18R | EA |  | 1 Year | 224 | 5% | 212.8
71943 | Hubbell | FCSPLFXTF | FBR,FIXT,FUSN,FI S122,S123,S153,S178 | EA |  | 1 Year | 224 | 5% | 212.8
71944 | Hubbell | FCSPLFXTS | FBR,FIXT,FUSN, SUMI 39FH,T25,T66 | EA |  | 1 Year | 224 | 5% | 212.8
71945 | Hubbell | FCSPLHSOVEN | FBR,OVEN,FUSN CONN HEAT SLEEVE | EA |  | 1 Year | 796 | 5% | 756.2
71946 | Hubbell | FCST50GM12 | FIBER, CONN,ST,ENHCD 50U,PREPOLISH,12PK | PK |  | 1 Year | 441 | 5% | 418.95
71947 | Hubbell | FCST50M12 | FIBER, CONN,2CLICK ST,OM2,PP,900,12PK | PK |  | 1 Year | 416 | 5% | 395.2
71948 | Hubbell | FCST62M12 | FIBER, CONN,2CLICK ST,OM1,PP,900,12PK | PK |  | 1 Year | 416 | 5% | 395.2
71949 | Hubbell | FCSTF900M506PK | FIBER, CONN,FUSN SPLC,ST,OM2,PP,900,6PK | PK |  | 1 Year | 135 | 5% | 128.25
71950 | Hubbell | FCSTF900M50G6PK | FIBER, CONN,FUSN SPLC,ST,OM3,PP,900,6PK | PK |  | 1 Year | 135 | 5% | 128.25
71951 | Hubbell | FCSTF900M626PK | FIBER, CONN,FUSN SPLC,ST,OM1,PP,900,6PK | PK |  | 1 Year | 135 | 5% | 128.25
71952 | Hubbell | FCSTF900SM6PK | FIBER, CONN,FUSN SPLC,ST,SM,PP,900,6PK | PK |  | 1 Year | 158 | 5% | 150.1
71953 | Hubbell | FCSTM12R | FIBER, CONN,ST,MM,EPOXY/ANAERO,12PK | PK |  | 1 Year | 118 | 5% | 112.1
71954 | Hubbell | FCSTMQ12RA | FIBER, CONN,ST,MM,2QUICK CRIMP,12PK | PK |  | 1 Year | 150 | 5% | 142.5
71955 | Hubbell | FCSTS12R | FIBER, CONN,ST,SM,EPOXY/ANAERO,12PK | PK |  | 1 Year | 176 | 5% | 167.2
71956 | Hubbell | FCSTSM12 | FIBER, CONN,2CLICK,ST,SM,PP,12PK | PK |  | 1 Year | 515 | 5% | 489.25
71957 | Hubbell | FCSTSQ12R | FIBER, CONN,ST,SM,2QUICK,CRIMP,12PK | PK |  | 1 Year | 314 | 5% | 298.3
71958 | Hubbell | FCW12SP | FIBER, WALLMNT CAB,2DR,HLDS 12 FSP,72P | EA |  | 1 Year | 467 | 5% | 443.65
71959 | Hubbell | FCW4SP | FIBER, WALLMNT CAB,2DR,HLDS 4 FSP,BK | EA |  | 1 Year | 312 | 5% | 296.4
71960 | Hubbell | FCW4SPGSA | FIBER, WALLMNT CAB,2DR,HLDS 4FSP,BK, GSA | EA |  | 1 Year | 510 | 5% | 484.5
71961 | Hubbell | FCW4SPRDGSA | FIBER, WALLMNT CAB,2DR,HLDS 4FSP,RD,GSA | EA |  | 1 Year | 510 | 5% | 484.5
71962 | Hubbell | FDTPLC24M3L80F | FBR,CORD,PL,24F,LC-LC,OM3,80FT,PE | EA |  | 1 Year | 2360 | 5% | 2242
71963 | Hubbell | FEUR06SCM | FIBER, RKMNT PNL,1U,W/3 SC-DX,BE,PBZ | EA |  | 1 Year | 189 | 5% | 179.55
71964 | Hubbell | FEUR12LCDM | FIBER, RKMNT PNL,1U,W/6 LC-DX,BE,PBZ | EA |  | 1 Year | 224 | 5% | 212.8
71965 | Hubbell | FEUR12LCDOM3 | FIBER, RKMNT PNL,1U,W/6 LC-DX,AQ,ZIRC | EA |  | 1 Year | 237 | 5% | 225.15
71966 | Hubbell | FEUR12LCDSM | FIBER, RKMNT PNL,1U,W/6 LC-DX,BL,ZIRC | EA |  | 1 Year | 246 | 5% | 233.7
71967 | Hubbell | FEUR12SCM | FIBER, RKMNT PANEL,1U,W/6 SC-DX,BE,PBZ | EA |  | 1 Year | 194 | 5% | 184.3
71968 | Hubbell | FEUR12SCMD | FIBER, RKMNT PNL,1U,W/6 SC-DX,MM,BE | EA |  | 1 Year | 202 | 5% | 191.9
71969 | Hubbell | FEUR12SCSM | FIBER, RKMNT PNL,1U,W/6 SC-DX,BL,ZIRC | EA |  | 1 Year | 215 | 5% | 204.25
71970 | Hubbell | FEUR12STM | FIBER, RKMNT PNL,1U,W/12 ST-SX,NI,PBZ | EA |  | 1 Year | 211 | 5% | 200.45
71971 | Hubbell | FEUR16LCDM | FIBER, RKMNT PNL,1U,W/8 LC-DX,BE,PBZ | EA |  | 1 Year | 264 | 5% | 250.8
71972 | Hubbell | FEUR16LCDOM3 | FIBER, RKMNT PNL,1U,W/8 LC-DX,AQ,ZIRC | EA |  | 1 Year | 279 | 5% | 265.05
71973 | Hubbell | FEUR16LCDSM | FIBER, RKMNT PNL,1U,W/8 LC-DX,BL,ZIRC | EA |  | 1 Year | 290 | 5% | 275.5
71974 | Hubbell | FEUR24LCDM | FIBER, RKMNT PNL,1U,W/12 LC-DX,BE,PBZ | EA |  | 1 Year | 314 | 5% | 298.3
71975 | Hubbell | FEUR24LCDOM3 | FIBER, RKMNT PNL,1U,W/12 LC-DX,AQ,ZIRC | EA |  | 1 Year | 334 | 5% | 317.3
71976 | Hubbell | FEUR24LCDSM | FIBER, RKMNT PNL,1U,W/12 LC-DX,BL,ZIRC | EA |  | 1 Year | 347 | 5% | 329.65
71977 | Hubbell | FEUR24SCM | FIBER, RKMNT PNL,1U,W/12 SC-DX,BE,PBZ | EA |  | 1 Year | 235 | 5% | 223.25
71978 | Hubbell | FEUR24SCSM | FIBER, RKMNT PNL,1U,W/12 SC-DX,BL,ZIRC | EA |  | 1 Year | 272 | 5% | 258.4
71979 | Hubbell | FEUR24STM | FIBER, RKMNT PNL,1U,W/24 ST-SX,NI,PBZ | EA |  | 1 Year | 274 | 5% | 260.3
71980 | Hubbell | FEUR48SCSM | FIBER, RKMNT PNL,1U,W/24 SC-DX,BL,ZIRC | EA |  | 1 Year | 349 | 5% | 331.55
71981 | Hubbell | FEURFSPD | FIBER, RKMNT PNL,1U, 3-FSP PNL,BK | EA |  | 1 Year | 134 | 5% | 127.3
71982 | Hubbell | FF2BK | FRPT FITTING, 2" BLACK | EA |  | 1 Year | 144 | 5% | 136.8
71983 | Hubbell | FF2BRS | FRPT FITTING, 2" BRASS | EA |  | 1 Year | 159 | 5% | 151.05
71984 | Hubbell | FF2GY | FRPT FITTING, 2" GRAY | EA |  | 1 Year | 144 | 5% | 136.8
71985 | Hubbell | FF3GY | 3 SERV FRPT FURN FEED INSERT, GY | EA |  | 1 Year | 116 | 5% | 110.2
71986 | Hubbell | FF3I | 3 SERV FRPT FURN FEED INSERT, IV | EA |  | 1 Year | 116 | 5% | 110.2
71987 | Hubbell | FFPLC12M3L155F | FBR,CORD,PL,12F,LC-LC,OM3,155FT,PE | EA |  | 1 Year | 1613 | 5% | 1532.35
71988 | Hubbell | FFPLC12M3L305F | FBR,CORD,PL,12F,LC-LC,OM3,305FT,PE | EA |  | 1 Year | 2336 | 5% | 2219.2
71989 | Hubbell | FFPLC12M3L330F | FBR,CORD,PL,12F,LC-LC,OM3,330FT,PE | EA |  | 1 Year | 2528 | 5% | 2401.6
71990 | Hubbell | FFPLC12M3L355F | FBR,CORD,PL,12F,LC-LC,OM3,355FT,PE | EA |  | 1 Year | 2602 | 5% | 2471.9
71991 | Hubbell | FLOCK1 | FIBER, LOCK KIT-FCR350,FCW,FTU-KEY SAME | EA |  | 1 Year | 26.2 | 5% | 24.89
71992 | Hubbell | FLOCK2 | FIBER, LOCK KIT-FCR350,FCW,FTU-KEY DIFF | EA |  | 1 Year | 26.2 | 5% | 24.89
71993 | Hubbell | FOADPTLC | FIBER, ADAPT,LC FOR 400X MICROSCOPE | EA |  | 1 Year | 154 | 5% | 146.3
71994 | Hubbell | FP200AL | 2" FF PLUG, ALUMINUM | EA |  | 1 Year | 56.55 | 5% | 53.7225
71995 | Hubbell | FP200BK | 2" FF PLUG, BLACK | EA |  | 1 Year | 56.55 | 5% | 53.7225
71996 | Hubbell | FP200BRS | 2" FF PLUG, BRASS | EA |  | 1 Year | 56.55 | 5% | 53.7225
71997 | Hubbell | FP200BRZ | 2" FF PLUG, BRONZE | EA |  | 1 Year | 56.55 | 5% | 53.7225
71998 | Hubbell | FP200NK | 2" FF PLUG, NICKEL | EA |  | 1 Year | 56.55 | 5% | 53.7225
71999 | Hubbell | FP2BK | PLATE, FURNITURE,STD,2PORT,BK | EA |  | 1 Year | 3.8 | 5% | 3.61
72000 | Hubbell | FP2BN | PLATE, FURNITURE,STD,2PORT,BN | EA |  | 1 Year | 3.65 | 5% | 3.4675
72001 | Hubbell | FP2GY | PLATE, FURNITURE,STD,2PORT,GY | EA |  | 1 Year | 3.8 | 5% | 3.61
72002 | Hubbell | FP2OW | PLATE, FURNITURE,STD,2PORT,OW | EA |  | 1 Year | 3.65 | 5% | 3.4675
72003 | Hubbell | FP2W | PLATE, FURNITURE,STD,2PORT,WH | EA |  | 1 Year | 3.65 | 5% | 3.4675
72004 | Hubbell | FP3FW | PLATE, FURNITURE,FLUSH,3PORT,WH | EA |  | 1 Year | 3.8 | 5% | 3.61
72005 | Hubbell | FP4BBK | PLATE, FURNITURE,STD,BOX,4PORT,BK | EA |  | 1 Year | 5.75 | 5% | 5.4625
72006 | Hubbell | FP4BBN | PLATE, FURNITURE,STD,BOX,4PORT,BN | EA |  | 1 Year | 5.55 | 5% | 5.2725
72007 | Hubbell | FP4BGY | PLATE, FURNITURE,STD,BOX,4PORT,GY | EA |  | 1 Year | 5.75 | 5% | 5.4625
72008 | Hubbell | FP4BK | PLATE, FURNITURE,STD,4PORT,BK | EA |  | 1 Year | 3.8 | 5% | 3.61
72009 | Hubbell | FP4BN | PLATE, FURNITURE,STD,4PORT,BN | EA |  | 1 Year | 3.65 | 5% | 3.4675
72010 | Hubbell | FP4BOW | PLATE, FURNITURE,STD,BOX,4PORT,OW | EA |  | 1 Year | 5.55 | 5% | 5.2725
72011 | Hubbell | FP4BW | PLATE, FURNITURE,STD,BOX,4PORT,WH | EA |  | 1 Year | 5.55 | 5% | 5.2725
72012 | Hubbell | FP4GY | PLATE, FURNITURE,STD,4PORT,GY | EA |  | 1 Year | 3.8 | 5% | 3.61
72013 | Hubbell | FP4OW | PLATE, FURNITURE,STD,4PORT,OW | EA |  | 1 Year | 3.65 | 5% | 3.4675
72014 | Hubbell | FP4W | PLATE, FURNITURE,STD,4PORT,WH | EA |  | 1 Year | 3.65 | 5% | 3.4675
72015 | Hubbell | FPBKLTR12LC1M | FIBER, PIGT,BDL,250LT,LC-MM,12F,OM1,3M | EA |  | 1 Year | 185 | 5% | 175.75
72016 | Hubbell | FPBKLTR12LC2M | FIBER, PIGT,BDL,250LT,LC-MM,12F,OM2,3M | EA |  | 1 Year | 185 | 5% | 175.75
72017 | Hubbell | FPBKLTR12LC3M | FIBER, PIGT,BDL,250LT,LC-MM,12F,OM3,3M | EA |  | 1 Year | 224 | 5% | 212.8
72018 | Hubbell | FPBKLTR12LC4M | FIBER, PIGT,BDL,250LT,LC-MM,12F,OM4,3M | EA |  | 1 Year | 224 | 5% | 212.8
72019 | Hubbell | FPBKLTR12SC1M | FIBER, PIGT,BDL,250LT,SC-MM,12F,OM1,3M | EA |  | 1 Year | 156 | 5% | 148.2
72020 | Hubbell | FPBKLTR12SC2M | FIBER, PIGT,BDL,250LT,SC-MM,12F,OM2,3M | EA |  | 1 Year | 156 | 5% | 148.2
72021 | Hubbell | FPBKLTR12SC3M | FIBER, PIGT,BDL,250LT,SC-MM,12F,OM3,3M | EA |  | 1 Year | 156 | 5% | 148.2
72022 | Hubbell | FPBKLTR12SC4M | FIBER, PIGT,BDL,250LT,SC-MM,12F,OM4,3M | EA |  | 1 Year | 171 | 5% | 162.45
72023 | Hubbell | FPBKLTR12SC6S | FIBER, PIGT,BDL,250LT,SC-SM,12F,OS2,3M | EA |  | 1 Year | 191 | 5% | 181.45
72024 | Hubbell | FPBKLTR12SCA6S | FIBER, PIGT,BDL,250LT,SC-A,SM,12F,OS2,3M | EA |  | 1 Year | 209 | 5% | 198.55
72025 | Hubbell | FPBKLTR12ST1M | FIBER, PIGT,BDL,250LT,ST-MM,12F,OM1,3M | EA |  | 1 Year | 171 | 5% | 162.45
72026 | Hubbell | FPBKLTR12ST2M | FIBER, PIGT,BDL,250LT,ST-MM,12F,OM2,3M | EA |  | 1 Year | 165 | 5% | 156.75
72027 | Hubbell | FPBKLTR12ST3M | FIBER, PIGT,BDL,250LT,ST-MM,12F,OM3,3M | EA |  | 1 Year | 165 | 5% | 156.75
72028 | Hubbell | FPBKLTR12ST4M | FIBER, PIGT,BDL,250LT,ST-MM,12F,OM4,3M | EA |  | 1 Year | 165 | 5% | 156.75
72029 | Hubbell | FPBKLTR12ST6S | FIBER, PIGT,BDL,250LT,ST-SM,12F,OS2,3M | EA |  | 1 Year | 224 | 5% | 212.8
72030 | Hubbell | FPBKLTR6LC1M | FIBER, PIGT,BDL,250LT,LC-MM,6F,OM1,3M | EA |  | 1 Year | 117 | 5% | 111.15
72031 | Hubbell | FPBKLTR6LC2M | FIBER, PIGT,BDL,250LT,LC-MM,6F,OM2,3M | EA |  | 1 Year | 117 | 5% | 111.15
72032 | Hubbell | FPBKLTR6LC3M | FIBER, PIGT,BDL,250LT,LC-MM,6F,OM3,3M | EA |  | 1 Year | 122 | 5% | 115.9
72033 | Hubbell | FPBKLTR6LC4M | FIBER, PIGT,BDL,250LT,LC-MM,6F,OM4,3M | EA |  | 1 Year | 122 | 5% | 115.9
72034 | Hubbell | FPBKLTR6LC6S | FIBER, PIGT,BDL,250LT,LC-SM,6F,OS2,3M | EA |  | 1 Year | 127 | 5% | 120.65
72035 | Hubbell | FPBKLTR6SC1M | FIBER, PIGT,BDL,250LT,SC-MM,6F,OM1,3M | EA |  | 1 Year | 78.05 | 5% | 74.1475
72036 | Hubbell | FPBKLTR6SC2M | FIBER, PIGT,BDL,250LT,SC-MM,6F,OM2,3M | EA |  | 1 Year | 78.05 | 5% | 74.1475
72037 | Hubbell | FPBKLTR6SC3M | FIBER, PIGT,BDL,250LT,SC-MM,6F,OM3,3M | EA |  | 1 Year | 78.05 | 5% | 74.1475
72038 | Hubbell | FPBKLTR6SC4M | FIBER, PIGT,BDL,250LT,SC-MM,6F,OM4,3M | EA |  | 1 Year | 85.55 | 5% | 81.2725
72039 | Hubbell | FPBKLTR6SC6S | FIBER, PIGT,BDL,250LT,SC-SM,6F,OS2,3M | EA |  | 1 Year | 95.2 | 5% | 90.44
72040 | Hubbell | FPBKLTR6SCA6S | FIBER, PIGT,BDL,250LT,SC-A,SM,6F,OS2,3M | EA |  | 1 Year | 103 | 5% | 97.85
72041 | Hubbell | FPBKLTR6ST1M | FIBER, PIGT,BDL,250LT,ST-MM,6F,OM1,3M | EA |  | 1 Year | 85.55 | 5% | 81.2725
72042 | Hubbell | FPBKLTR6ST2M | FIBER, PIGT,BDL,250LT,ST-MM,6F,OM2,3M | EA |  | 1 Year | 82.6 | 5% | 78.47
72043 | Hubbell | FPBKLTR6ST3M | FIBER, PIGT,BDL,250LT,ST-MM,6F,OM3,3M | EA |  | 1 Year | 82.6 | 5% | 78.47
72044 | Hubbell | FPBKLTR6ST4M | FIBER, PIGT,BDL,250LT,ST-MM,6F,OM4,3M | EA |  | 1 Year | 82.6 | 5% | 78.47
72045 | Hubbell | FPBKLTR6ST6S | FIBER, PIGT,BDL,250LT,ST-SM,6F,OS2,3M | EA |  | 1 Year | 117 | 5% | 111.15
72046 | Hubbell | FPBKR12FC1M | FIBER, PIGTAIL,BDL,FC-MM, 12F,OM1,3M | EA |  | 1 Year | 156 | 5% | 148.2
72047 | Hubbell | FPBKR12FC2M | FIBER, PIGTAIL,BDL,FC-MM, 12F,OM2,3M | EA |  | 1 Year | 156 | 5% | 148.2
72048 | Hubbell | FPBKR12FC3M | FIBER, PIGTAIL,BDL,FC-MM, 12F,OM3,3M | EA |  | 1 Year | 156 | 5% | 148.2
72049 | Hubbell | FPBKR12FC4M | FIBER, PIGTAIL,BDL,FC-MM, 12F,OM4,3M | EA |  | 1 Year | 171 | 5% | 162.45
72050 | Hubbell | FPBKR12FC6S | FIBER, PIGTAIL,BDL,FC-SM, 12F,OS2,3M | EA |  | 1 Year | 191 | 5% | 181.45
72051 | Hubbell | FPBKR12FCA6S | FIBER, PIGTAIL,BDL,FC-APC, SM,12F,OS2,3M | EA |  | 1 Year | 209 | 5% | 198.55
72052 | Hubbell | FPBKR12LC1M | FIBER, PIGTAIL,BDL,LC-MM, 12F,OM1,3M | EA |  | 1 Year | 185 | 5% | 175.75
72053 | Hubbell | FPBKR12LC2M | FIBER, PIGTAIL,BDL,LC-MM, 12F,OM2,3M | EA |  | 1 Year | 185 | 5% | 175.75
72054 | Hubbell | FPBKR12LC3M | FIBER, PIGTAIL,BDL,LC-MM, 12F,OM3,3M | EA |  | 1 Year | 224 | 5% | 212.8
72055 | Hubbell | FPBKR12LC4M | FIBER, PIGTAIL,BDL,LC-MM, 12F,OM4,3M | EA |  | 1 Year | 224 | 5% | 212.8
72056 | Hubbell | FPBKR12LC4M | FIBER, PIGTAIL,BDL,LC-MM, 12F,OM4,3M | EA |  | 1 Year | 224 | 5% | 212.8
72057 | Hubbell | FPBKR12LC6S | FIBER, PIGTAIL,BDL,LC-SM, 12F,OS2,3M | EA |  | 1 Year | 237 | 5% | 225.15
72058 | Hubbell | FPBKR12LCA6S | FIBER, PIGTAIL,BDL,LC/APC,SM,12F,OS2,3M | EA |  | 1 Year | 250 | 5% | 237.5
72059 | Hubbell | FPBKR12SC1M | FIBER, PIGTAIL,BDL,SC-MM, 12F,OM1,3M | EA |  | 1 Year | 156 | 5% | 148.2
72060 | Hubbell | FPBKR12SC2M | FIBER, PIGTAIL,BDL,SC-MM, 12F,OM2,3M | EA |  | 1 Year | 156 | 5% | 148.2
72061 | Hubbell | FPBKR12SC3M | FIBER, PIGTAIL,BDL,SC-MM, 12F,OM3,3M | EA |  | 1 Year | 156 | 5% | 148.2
72062 | Hubbell | FPBKR12SC4M | FIBER, PIGTAIL,BDL,SC-MM, 12F,OM4,3M | EA |  | 1 Year | 171 | 5% | 162.45
72063 | Hubbell | FPBKR12SC6S | FIBER, PIGTAIL,BDL,SC-SM, 12F,OS2,3M | EA |  | 1 Year | 191 | 5% | 181.45
72064 | Hubbell | FPBKR12SCA6S | FIBER, PIGTAIL,BDL,SC-APC,SM,12F,OS2,3M | EA |  | 1 Year | 209 | 5% | 198.55
72065 | Hubbell | FPBKR12ST1M | FIBER, PIGTAIL,BDL,ST-MM, 12F,OM1,3M | EA |  | 1 Year | 171 | 5% | 162.45
72066 | Hubbell | FPBKR12ST2M | FIBER, PIGTAIL,BDL,ST-MM, 12F,OM2,3M | EA |  | 1 Year | 165 | 5% | 156.75
72067 | Hubbell | FPBKR12ST3M | FIBER, PIGTAIL,BDL,ST-MM, 12F,OM3,3M | EA |  | 1 Year | 165 | 5% | 156.75
72068 | Hubbell | FPBKR12ST4M | FIBER, PIGTAIL,BDL,ST-MM, 12F,OM4,3M | EA |  | 1 Year | 165 | 5% | 156.75
72069 | Hubbell | FPBKR12ST6S | FIBER, PIGTAIL,BDL,ST-SM, 12F,OS2,3M | EA |  | 1 Year | 224 | 5% | 212.8
72070 | Hubbell | FPBKR6FC1M | FIBER, PIGTAIL,BDL,FC-MM, 6F,OM1,3M | EA |  | 1 Year | 75.5 | 5% | 71.725
72071 | Hubbell | FPBKR6FC2M | FIBER, PIGTAIL,BDL,FC-MM, 6F,OM2,3M | EA |  | 1 Year | 78.05 | 5% | 74.1475
72072 | Hubbell | FPBKR6FC3M | FIBER, PIGTAIL,BDL,FC-MM, 6F,OM3,3M | EA |  | 1 Year | 78.05 | 5% | 74.1475
72073 | Hubbell | FPBKR6FC4M | FIBER, PIGTAIL,BDL,FC-MM, 6F,OM4,3M | EA |  | 1 Year | 85.55 | 5% | 81.2725
72074 | Hubbell | FPBKR6FC6S | FIBER, PIGTAIL,BDL,FC-SM, 6F,OS2,3M | EA |  | 1 Year | 95.2 | 5% | 90.44
72075 | Hubbell | FPBKR6FCA6S | FIBER, PIGTAIL,BDL,FC-APC,SM,6F,OS2,3M | EA |  | 1 Year | 103 | 5% | 97.85
72076 | Hubbell | FPBKR6LC1M | FIBER, PIGTAIL,BDL,LC-MM, 6F,OM1,3M | EA |  | 1 Year | 117 | 5% | 111.15
72077 | Hubbell | FPBKR6LC2M | FIBER, PIGTAIL,BDL,LC-MM, 6F,OM2,3M | EA |  | 1 Year | 117 | 5% | 111.15
72078 | Hubbell | FPBKR6LC3M | FIBER, PIGTAIL,BDL,LC-MM, 6F,OM3,3M | EA |  | 1 Year | 122 | 5% | 115.9
72079 | Hubbell | FPBKR6LC4M | FIBER, PIGTAIL,BDL,LC-MM, 6F,OM4,3M | EA |  | 1 Year | 122 | 5% | 115.9
72080 | Hubbell | FPBKR6LC6S | FIBER, PIGTAIL,BDL,LC-SM, 6F,OS2,3M | EA |  | 1 Year | 127 | 5% | 120.65
72081 | Hubbell | FPBKR6LCA6S | FIBER, PIGTAIL,BDL,LC/APC,SM,6F,OS2,3M | EA |  | 1 Year | 136 | 5% | 129.2
72082 | Hubbell | FPBKR6SC1M | FIBER, PIGTAIL,BDL,SC-MM, 6F,OM1,3M | EA |  | 1 Year | 78.05 | 5% | 74.1475
72083 | Hubbell | FPBKR6SC2M | FIBER, PIGTAIL,BDL,SC-MM, 6F,OM2,3M | EA |  | 1 Year | 78.05 | 5% | 74.1475
72084 | Hubbell | FPBKR6SC3M | FIBER, PIGTAIL,BDL,SC-MM, 6F,OM3,3M | EA |  | 1 Year | 78.05 | 5% | 74.1475
72085 | Hubbell | FPBKR6SC4M | FIBER, PIGTAIL,BDL,SC-MM, 6F,OM4,3M | EA |  | 1 Year | 85.55 | 5% | 81.2725
72086 | Hubbell | FPBKR6SC6S | FIBER, PIGTAIL,BDL,SC-SM, 6F,OS2,3M | EA |  | 1 Year | 95.2 | 5% | 90.44
72087 | Hubbell | FPBKR6SCA6S | FIBER, PIGTAIL,BDL,SC-APC,SM,6F,OS2,3M | EA |  | 1 Year | 103 | 5% | 97.85
72088 | Hubbell | FPBKR6ST1M | FIBER, PIGTAIL,BDL,ST-MM, 6F,OM1,3M | EA |  | 1 Year | 85.55 | 5% | 81.2725
72089 | Hubbell | FPBKR6ST2M | FIBER, PIGTAIL,BDL,ST-MM, 6F,OM2,3M | EA |  | 1 Year | 82.6 | 5% | 78.47
72090 | Hubbell | FPBKR6ST3M | FIBER, PIGTAIL,BDL,ST-MM, 6F,OM3,3M | EA |  | 1 Year | 82.6 | 5% | 78.47
72091 | Hubbell | FPBKR6ST4M | FIBER, PIGTAIL,BDL,ST-MM, 6F,OM4,3M | EA |  | 1 Year | 82.6 | 5% | 78.47
72092 | Hubbell | FPBKR6ST6S | FIBER, PIGTAIL,BDL,ST-SM, 6F,OS2,3M | EA |  | 1 Year | 114 | 5% | 108.3
72093 | Hubbell | FPCLCLCE10MSP | FBR, CORD,PL,OM3,DX,LC-LC,SECURE,10M | EA |  | 1 Year | 64.4 | 5% | 61.18
72094 | Hubbell | FPCLCLCE1MSP | FBR, CORD,PL,OM3,DX,LC-LC,SECURE,1M | EA |  | 1 Year | 35.8 | 5% | 34.01
72095 | Hubbell | FPCLCLCE2MSP | FBR, CORD,PL,OM3,DX,LC-LC,SECURE,2M | EA |  | 1 Year | 38.6 | 5% | 36.67
72096 | Hubbell | FPCLCLCE3MSP | FBR, CORD,PL,OM3,DX,LC-LC,SECURE,3M | EA |  | 1 Year | 41.45 | 5% | 39.3775
72097 | Hubbell | FPCLCLCE4MSP | FBR, CORD,PL,OM3,DX,LC-LC,SECURE,4M | EA |  | 1 Year | 44.95 | 5% | 42.7025
72098 | Hubbell | FPCLCLCE5MSP | FBR, CORD,PL,OM3,DX,LC-LC,SECURE,5M | EA |  | 1 Year | 47.8 | 5% | 45.41
72099 | Hubbell | FPCLCLCE6MSP | FBR, CORD,PL,OM3,DX,LC-LC,SECURE,6M | EA |  | 1 Year | 50.95 | 5% | 48.4025
72100 | Hubbell | FPCLCLCE7MSP | FBR, CORD,PL,OM3,DX,LC-LC,SECURE,7M | EA |  | 1 Year | 54.25 | 5% | 51.5375
72101 | Hubbell | FPCLCLCE8MSP | FBR, CORD,PL,OM3,DX,LC-LC,SECURE,8M | EA |  | 1 Year | 57.95 | 5% | 55.0525
72102 | Hubbell | FPCLCLCE9MSP | FBR, CORD,PL,OM3,DX,LC-LC,SECURE,9M | EA |  | 1 Year | 61.1 | 5% | 58.045
72103 | Hubbell | FPCPMTP48S6L12F | FBR,CORD,P,48F-OS2,MTP TYP-A,12FT | EA |  | 1 Year | 2024 | 5% | 1922.8
72104 | Hubbell | FPCPMTPS100F | FBR,CORD,P,12F,SM,MTP,TYP-A,100 FT,PE | EA |  | 1 Year | 864 | 5% | 820.8
72105 | Hubbell | FPCPMTPS120F | FBR,CORD,P,12F,SM,MTP,TYP-A,120 FT,PE | EA |  | 1 Year | 899 | 5% | 854.05
72106 | Hubbell | FPCPMTPS160F | FBR,CORD,P,12F,SM,MTP,TYP-A,160 FT,PE | EA |  | 1 Year | 969 | 5% | 920.55
72107 | Hubbell | FPCPMTPS240FN | FBR,CORD,P,12F,SM,MTP,TYP-A,240FT,NPE | EA |  | 1 Year | 962 | 5% | 913.9
72108 | Hubbell | FPCPMTPS250F | FBR,CORD,P,12F,SM,MTP,TYP-A,250 FT,PE | EA |  | 1 Year | 1126 | 5% | 1069.7
72109 | Hubbell | FPCPMTPS260F | FBR,CORD,P,12F,SM,MTP,TYP-A,260 FT,PE | EA |  | 1 Year | 1150 | 5% | 1092.5
72110 | Hubbell | FPCPMTPS260FN | FBR,CORD,P,12F,SM,MTP,TYP-A,260FT,NPE | EA |  | 1 Year | 995 | 5% | 945.25
72111 | Hubbell | FPCPMTPS310FN | FBR,CORD,P,12F,SM,MTP,TYP-A,310FT,NPE | EA |  | 1 Year | 1085 | 5% | 1030.75
72112 | Hubbell | FPCPMTPS320FN | FBR,CORD,P,12F,SM,MTP,TYP-A,320FT,NPE | EA |  | 1 Year | 1102 | 5% | 1046.9
72113 | Hubbell | FPCPMTPS330FN | FBR,CORD,P,12F,SM,MTP,TYP-A,330FT,NPE | EA |  | 1 Year | 1119 | 5% | 1063.05
72114 | Hubbell | FPCPMTPS340FN | FBR,CORD,P,12F,SM,MTP,TYP-A,340FT,NPE | EA |  | 1 Year | 1135 | 5% | 1078.25
72115 | Hubbell | FPCPMTPS360FN | FBR,CORD,P,12F,SM,MTP,TYP-A,360FT,NPE | EA |  | 1 Year | 1172 | 5% | 1113.4
72116 | Hubbell | FPCPMTPS370FN | FBR,CORD,P,12F,SM,MTP,TYP-A,370FT,NPE | EA |  | 1 Year | 1189 | 5% | 1129.55
72117 | Hubbell | FPCPMTPS380FN | FBR,CORD,P,12F,SM,MTP,TYP-A,380FT,NPE | EA |  | 1 Year | 1209 | 5% | 1148.55
72118 | Hubbell | FPCPMTPS390FN | FBR,CORD,P,12F,SM,MTP,TYP-A,390FT,NPE | EA |  | 1 Year | 1226 | 5% | 1164.7
72119 | Hubbell | FPCPMTPS400FN | FBR,CORD,P,12F,SM,MTP,TYP-A,400FT,NPE | EA |  | 1 Year | 1244 | 5% | 1181.8
72120 | Hubbell | FPCPMTPS410FN | FBR,CORD,P,12F,SM,MTP,TYP-A,410FT,NPE | EA |  | 1 Year | 1262 | 5% | 1198.9
72121 | Hubbell | FPCPMTPS420FN | FBR,CORD,P,12F,SM,MTP,TYP-A,420FT,NPE | EA |  | 1 Year | 1281 | 5% | 1216.95
72122 | Hubbell | FPCPMTPS440FN | FBR,CORD,P,12F,SM,MTP,TYP-A,440FT,NPE | EA |  | 1 Year | 1314 | 5% | 1248.3
72123 | Hubbell | FPCPMTPS50F | FBR,CORD,P,12F,SM,MTP,TYP-A,50 FT,PE | EA |  | 1 Year | 724 | 5% | 687.8
72124 | Hubbell | FPCPMTPS50FN | FBR,CORD,P,12F,SM,MTP,TYP-A,50FT,NPE | EA |  | 1 Year | 572 | 5% | 543.4
72125 | Hubbell | FPCPMTPS60F | FBR,CORD,P,12F,SM,MTP,TYP-A,60 FT,PE | EA |  | 1 Year | 738 | 5% | 701.1
72126 | Hubbell | FPCPMTPS60FN | FBR,CORD,P,12F,SM,MTP,TYP-A,60FT,NPE | EA |  | 1 Year | 587 | 5% | 557.65
72127 | Hubbell | FPCPMTPS70F | FBR,CORD,P,12F,SM,MTP,TYP-A,70 FT,PE | EA |  | 1 Year | 755 | 5% | 717.25
72128 | Hubbell | FPCPMTPS80F | FBR,CORD,P,12F,SM,MTP,TYP-A,80 FT,PE | EA |  | 1 Year | 777 | 5% | 738.15
72129 | Hubbell | FPCPMTPS80FN | FBR,CORD,P,12F,SM,MTP,TYP-A,80FT,NPE | EA |  | 1 Year | 624 | 5% | 592.8
72130 | Hubbell | FPFCAS3SM | FIBER, PIGTAIL,FC/APC,SM,3M | EA |  | 1 Year | 43.2 | 5% | 41.04
72131 | Hubbell | FPFCC3MM | FIBER, PIGTAIL,FC,OM1,3M | EA |  | 1 Year | 26.7 | 5% | 25.365
72132 | Hubbell | FPFCD3MM | FIBER, PIGTAIL,FC,OM2,3M | EA |  | 1 Year | 28.9 | 5% | 27.455
72133 | Hubbell | FPFCE3MM | FIBER, PIGTAIL,FC,OM3,3M | EA |  | 1 Year | 31.85 | 5% | 30.2575
72134 | Hubbell | FPFCF3MM | FIBER, PIGTAIL,FC,OM4,3M | EA |  | 1 Year | 36.9 | 5% | 35.055
72135 | Hubbell | FPFCS3SM | FIBER, PIGTAIL,FC,SM,3M | EA |  | 1 Year | 41.7 | 5% | 39.615
72136 | Hubbell | FPLCAS3SM | FIBER, PIGTAIL,LC/APC,SM,3M | EA |  | 1 Year | 43.2 | 5% | 41.04
72137 | Hubbell | FPLCC3MM | FIBER, PIGTAIL,LC,OM1,3M | EA |  | 1 Year | 33.3 | 5% | 31.635
72138 | Hubbell | FPLCD3MM | FIBER, PIGTAIL,LC,OM2,3M | EA |  | 1 Year | 33.3 | 5% | 31.635
72139 | Hubbell | FPLCE3MM | FIBER, PIGTAIL,LC,OM3,3M | EA |  | 1 Year | 41.15 | 5% | 39.0925
72140 | Hubbell | FPLCF3MM | FIBER, PIGTAIL,LC,OM4,3M | EA |  | 1 Year | 42.25 | 5% | 40.1375
72141 | Hubbell | FPLCS3SM | FIBER, PIGTAIL,LC,SM,3M | EA |  | 1 Year | 42 | 5% | 39.9
72142 | Hubbell | FPR012SCM | FIBER, RACKMNT PNL,W/6 SC DUP,P-BZ,12PT | EA |  | 1 Year | 484 | 5% | 459.8
72143 | Hubbell | FPR012SCX | FIBER, RACKMNT PNL,12 PORT SC,UNLD | EA |  | 1 Year | 349 | 5% | 331.55
72144 | Hubbell | FPR012STM | FIBER, RACKMNT PNL,W/12 ST SMP,P-BZ,12PT | EA |  | 1 Year | 419 | 5% | 398.05
72145 | Hubbell | FPR012STX | FIBER, RACKMNT PNL,12PORT,ST,UNLD | EA |  | 1 Year | 323 | 5% | 306.85
72146 | Hubbell | FPR024SCM | FIBER, RACKMNT PNL,W/12 SC DUP,P-BZ,24PT | EA |  | 1 Year | 615 | 5% | 584.25
72147 | Hubbell | FPR024SCX | FIBER, RACKMNT PNL,24PORT,SC,UNLD | EA |  | 1 Year | 371 | 5% | 352.45
72148 | Hubbell | FPR024STM | FIBER, RACKMNT PNL,W/24 ST SMP,P-BZ,24PT | EA |  | 1 Year | 510 | 5% | 484.5
72149 | Hubbell | FPR024STX | FIBER, RACKMNT PNL,24PORT,ST,UNLD | EA |  | 1 Year | 355 | 5% | 337.25
72150 | Hubbell | FPR3SP | FIBER, RACKMNT PNL,3 6PK,UNLD | EA |  | 1 Year | 344 | 5% | 326.8
72151 | Hubbell | FPR3SPGSA | FIBER, RACKMNT PNL,3 6PK,UNLD,GSA | EA |  | 1 Year | 482 | 5% | 457.9
72152 | Hubbell | FPRBRKT1 | FIBER, RACKMNT PNL,PROT BRKT,FPR SHLVS | EA |  | 1 Year | 40.35 | 5% | 38.3325
72153 | Hubbell | FPRJC2MM | FIBER, PIGTAIL,MTRJ,MALE,62.5/125MM,2M | EA |  | 1 Year | 46.15 | 5% | 43.8425
72154 | Hubbell | FPRJC3MM | FIBER, PIGTAIL,MTRJ,MALE,62.5/125MM,3M | EA |  | 1 Year | 43.1 | 5% | 40.945
72155 | Hubbell | FPRJD3MM | FIBER, PIGTAIL,MTRJ,MALE,50/125MM,3M | EA |  | 1 Year | 44.75 | 5% | 42.5125
72156 | Hubbell | FPRJE3MM | FIBER, PIGTAIL,MTRJ,50/125,MM,10GIG,3M | EA |  | 1 Year | 37.3 | 5% | 35.435
72157 | Hubbell | FPSCAS3SM | FIBER, PIGTAIL,SC/APC,SM,3M | EA |  | 1 Year | 42.1 | 5% | 39.995
72158 | Hubbell | FPSCC2MM | FIBER, PIGTAIL,SC,OM1,2M | EA |  | 1 Year | 27.4 | 5% | 26.03
72159 | Hubbell | FPSCC3MM | FIBER, PIGTAIL,SC,OM1,3M | EA |  | 1 Year | 27.4 | 5% | 26.03
72160 | Hubbell | FPSCD3MM | FIBER, PIGTAIL,SC,OM2,3M | EA |  | 1 Year | 27.4 | 5% | 26.03
72161 | Hubbell | FPSCE3MM | FIBER, PIGTAIL,SC,OM3,3M | EA |  | 1 Year | 30.3 | 5% | 28.785
72162 | Hubbell | FPSCF3MM | FIBER, PIGTAIL,SC,OM4,3M | EA |  | 1 Year | 31.4 | 5% | 29.83
72163 | Hubbell | FPSCS2SM | FIBER, PIGTAIL,SC,SM,2M | EA |  | 1 Year | 34.7 | 5% | 32.965
72164 | Hubbell | FPSCS3SM | FIBER, PIGTAIL,SC,SM,3M | EA |  | 1 Year | 38.95 | 5% | 37.0025
72165 | Hubbell | FPSTC3MM | FIBER, PIGTAIL,ST,OM1,3M | EA |  | 1 Year | 27.4 | 5% | 26.03
72166 | Hubbell | FPSTD3MM | FIBER, PIGTAIL,ST,OM2,3M | EA |  | 1 Year | 26.7 | 5% | 25.365
72167 | Hubbell | FPSTE3MM | FIBER, PIGTAIL,ST,OM3,3M | EA |  | 1 Year | 29.25 | 5% | 27.7875
72168 | Hubbell | FR280ALA | FRPT PEDESTAL, 2-G, AL | EA |  | 1 Year | 96.4 | 5% | 91.58
72169 | Hubbell | FR280BKA | FRPT PEDESTAL, 2-G, BK | EA |  | 1 Year | 96.4 | 5% | 91.58
72170 | Hubbell | FR280GYA | FRPT PEDESTAL, 2-G, GY | EA |  | 1 Year | 96.4 | 5% | 91.58
72171 | Hubbell | FR480BKA | FRPT PEDESTAL, 4-G, BK | EA |  | 1 Year | 192 | 5% | 182.4
72172 | Hubbell | FR480GYA | FRPT PEDESTAL, 4-G, GY | EA |  | 1 Year | 192 | 5% | 182.4
72173 | Hubbell | FR680BKA | FRPT PEDESTAL, 6-G , BK | EA |  | 1 Year | 261 | 5% | 247.95
72174 | Hubbell | FR680GYA | FRPT PEDESTAL, 6-G, GY | EA |  | 1 Year | 261 | 5% | 247.95
72175 | Hubbell | FR80AL | FRPT PEDESTAL, 2-G, ALUM | EA |  | 1 Year | 111 | 5% | 105.45
72176 | Hubbell | FRBR1 | PEDESTAL BARRIER | EA |  | 1 Year | 9.85 | 5% | 9.3575
72177 | Hubbell | FRF1BK | 1-SERV FLUSH FURNIT FEED PLT, BK | EA |  | 1 Year | 128 | 5% | 121.6
72178 | Hubbell | FRF1BRS | 1 SERV FLUSH FURNIT FEED PLT, BRS | EA |  | 1 Year | 161 | 5% | 152.95
72179 | Hubbell | FRF1GY | 1 SERV FLUSH FURNIT FEED PLT, GY | EA |  | 1 Year | 128 | 5% | 121.6
72180 | Hubbell | FRF3BK | 3 SERV FLUSH FURNIT FEED PLT, BK | EA |  | 1 Year | 155 | 5% | 147.25
72181 | Hubbell | FRF3BRS3 | 3 SERV FLUSH FURNIT FEED PLT, BK CVR. | EA |  | 1 Year | 227 | 5% | 215.65
72182 | Hubbell | FRF3GY | 3 SERV FLUSH FURNIT FEED PLT, GY | EA |  | 1 Year | 155 | 5% | 147.25
72183 | Hubbell | FRF3I | 3 SERV FLUSH FURNIT FEED PLT, IV | EA |  | 1 Year | 155 | 5% | 147.25
72184 | Hubbell | FRFBLA | FLUSH FRPT 3 SERV FTG, BK | EA |  | 1 Year | 180 | 5% | 171
72185 | Hubbell | FRFBRA | FLUSH FRPT 3 SERV FTG, BR | EA |  | 1 Year | 180 | 5% | 171
72186 | Hubbell | FRFBRS2A | FLUSH FRPT 3 SERV FTG, BRS | EA |  | 1 Year | 405 | 5% | 384.75
72187 | Hubbell | FRFGYA | FLUSH FRPT 3 SERV FTG, GY | EA |  | 1 Year | 180 | 5% | 171
72188 | Hubbell | FRFGYCNA | FLUSH FRPT 3 SERV FTG, GY, CHI | EA |  | 1 Year | 180 | 5% | 171
72189 | Hubbell | FRFIA | FLUSH FRPT 3 SERV FTG, IV | EA |  | 1 Year | 180 | 5% | 171
72190 | Hubbell | FRFICNA | FLUSH FRPT 3 SERV FTG, IV, CHI | EA |  | 1 Year | 180 | 5% | 171
72191 | Hubbell | FRG625 | CONN, RG6 COMPRESSION,25PK | PK |  | 1 Year | 40.05 | 5% | 38.0475
72192 | Hubbell | FRP250 | FRPT CLOSURE PLUG, 3" | EA |  | 1 Year | 196 | 5% | 186.2
72193 | Hubbell | FRSHST401025 | FIBER,12F,RIBN,SPLC SHRINKTUBE,40MM,25PK | PK |  | 1 Year | 131 | 5% | 124.45
72194 | Hubbell | FSHST401025 | FIBER,1 FIBER,SPLC SHRINK TUBE,40MM,25PK | PK |  | 1 Year | 40.6 | 5% | 38.57
72195 | Hubbell | FSPB | FIBER, ADAPT PNL,BLANK, FSP STD OPENING | EA |  | 1 Year | 12.65 | 5% | 12.0175
72196 | Hubbell | FSPBH4 | FIBER,ADAPT PNL,H4 OPENING, BLANK | EA |  | 1 Year | 12.65 | 5% | 12.0175
72197 | Hubbell | FSPFC6 | FIBER, ADAPT PNL,6P,6 FC SMPLX,ZIRC | EA |  | 1 Year | 138 | 5% | 131.1
72198 | Hubbell | FSPFCSS8 | FIBER, ADAPT PNL,8P,8 FC SMPLX,ZIRC | EA |  | 1 Year | 75.4 | 5% | 71.63
72199 | Hubbell | FSPFP6X | FIBER, ADAPT PNL,JKPACK,6PORT,W/6 F-CONN | EA |  | 1 Year | 21.15 | 5% | 20.0925
72200 | Hubbell | FSPHD4X | FIBER, ADAPT PNL,JACK-PK,4PORT,UNLD | EA |  | 1 Year | 31.3 | 5% | 29.735
72201 | Hubbell | FSPHD6X | FIBER, ADAPT PNL,JACK-PK,6PORT,UNLD | EA |  | 1 Year | 11.1 | 5% | 10.545
72202 | Hubbell | FSPLCDM12AQ | FBR, ADAPT PNL,24P,12LC DUPLX,P-BZ,AQ | EA |  | 1 Year | 222 | 5% | 210.9
72203 | Hubbell | FSPLCDM12B | FBR, ADAPT PNL,24P,12LC DUPLX,P-BZ,BL | EA |  | 1 Year | 222 | 5% | 210.9
72204 | Hubbell | FSPLCDM12BE | FBR, ADAPT PNL,24P,12LC DUPLX,P-BZ,BE | EA |  | 1 Year | 222 | 5% | 210.9
72205 | Hubbell | FSPLCDM12BK | FBR, ADAPT PNL,24P,12LC DUPLX,P-BZ,BK | EA |  | 1 Year | 222 | 5% | 210.9
72206 | Hubbell | FSPLCDM12GN | FBR, ADAPT PNL,24P,12LC DUPLX,P-BZ,GN | EA |  | 1 Year | 222 | 5% | 210.9
72207 | Hubbell | FSPLCDM12OR | FBR, ADAPT PNL,24P,12LC DUPLX,P-BZ,OR | EA |  | 1 Year | 222 | 5% | 210.9
72208 | Hubbell | FSPLCDM12R | FBR, ADAPT PNL,24P,12LC DUPLX,P-BZ,RD | EA |  | 1 Year | 222 | 5% | 210.9
72209 | Hubbell | FSPLCDM12Y | FBR, ADAPT PNL,24P,12LC DUPLX,P-BZ,YL | EA |  | 1 Year | 222 | 5% | 210.9
72210 | Hubbell | FSPLCDM3AQ | FIBER, ADAPT PNL,6P,3LC DUPLX,P-BZ,AQ | EA |  | 1 Year | 110 | 5% | 104.5
72211 | Hubbell | FSPLCDM3B | FIBER, ADAPT PNL,6P,3LC DUPLX,P-BZ,BL | EA |  | 1 Year | 110 | 5% | 104.5
72212 | Hubbell | FSPLCDM3BE | FIBER, ADAPT PNL,6P,3LC DUPLX,P-BZ,BE | EA |  | 1 Year | 110 | 5% | 104.5
72213 | Hubbell | FSPLCDM3BK | FIBER, ADAPT PNL,6P,3LC DUPLX,P-BZ,BK | EA |  | 1 Year | 110 | 5% | 104.5
72214 | Hubbell | FSPLCDM3GN | FIBER, ADAPT PNL,6P,3LC DUPLX,P-BZ,GN | EA |  | 1 Year | 110 | 5% | 104.5
72215 | Hubbell | FSPLCDM3OR | FIBER, ADAPT PNL,6P,3LC DUPLX,P-BZ,OR | EA |  | 1 Year | 110 | 5% | 104.5
72216 | Hubbell | FSPLCDM3R | FIBER, ADAPT PNL,6P,3LC DUPLX,P-BZ,RD | EA |  | 1 Year | 110 | 5% | 104.5
72217 | Hubbell | FSPLCDM3Y | FIBER, ADAPT PNL,6P,3LC DUPLX,P-BZ,YL | EA |  | 1 Year | 110 | 5% | 104.5
72218 | Hubbell | FSPLCDM6AQ | FIBER, ADAPT PNL,12P,6LC DUPLX,P-BZ,AQ | EA |  | 1 Year | 135 | 5% | 128.25
72219 | Hubbell | FSPLCDM6B | FIBER, ADAPT PNL,12P,6LC DUPLX,P-BZ,BL | EA |  | 1 Year | 135 | 5% | 128.25
72220 | Hubbell | FSPLCDM6BE | FIBER, ADAPT PNL,12P,6LC DUPLX,P-BZ,BE | EA |  | 1 Year | 135 | 5% | 128.25
72221 | Hubbell | FSPLCDM6BK | FIBER, ADAPT PNL,12P,6LC DUPLX,P-BZ,BK | EA |  | 1 Year | 135 | 5% | 128.25
72222 | Hubbell | FSPLCDM6GN | FIBER, ADAPT PNL,12P,6LC DUPLX,P-BZ,GN | EA |  | 1 Year | 135 | 5% | 128.25
72223 | Hubbell | FSPLCDM6OR | FIBER, ADAPT PNL,12P,6LC DUPLX,P-BZ,OR | EA |  | 1 Year | 135 | 5% | 128.25
72224 | Hubbell | FSPLCDM6R | FIBER, ADAPT PNL,12P,6LC DUPLX,P-BZ,RD | EA |  | 1 Year | 135 | 5% | 128.25
72225 | Hubbell | FSPLCDM6Y | FIBER, ADAPT PNL,12P,6LC DUPLX,P-BZ,YL | EA |  | 1 Year | 135 | 5% | 128.25
72226 | Hubbell | FSPLCDM8AQ | FIBER, ADAPT PNL,16FIB,8LC,DUPLX,P-BZ,AQ | EA |  | 1 Year | 161 | 5% | 152.95
72227 | Hubbell | FSPLCDM8BE | FIBER, ADAPT PNL,16FIB,8LC,DUPLX,P-BZ,BE | EA |  | 1 Year | 161 | 5% | 152.95
72228 | Hubbell | FSPLCDM8GN | FIBER, ADAPT PNL,16FIB,8LC,DUPLX,P-BZ,GN | EA |  | 1 Year | 161 | 5% | 152.95
72229 | Hubbell | FSPLCDM8Y | FIBER, ADAPT PNL,16FIB,8LC,DUPLX,P-BZ,YL | EA |  | 1 Year | 161 | 5% | 152.95
72230 | Hubbell | FSPLCDS12AQ | FIBER, ADAPT PNL,24P,12LC DUPLX,ZIRC,AQ | EA |  | 1 Year | 248 | 5% | 235.6
72231 | Hubbell | FSPLCDS12B | FIBER, ADAPT PNL,24P,12LC DUPLX,ZIRC,BL | EA |  | 1 Year | 248 | 5% | 235.6
72232 | Hubbell | FSPLCDS12BE | FIBER, ADAPT PNL,24P,12LC DUPLX,ZIRC,BE | EA |  | 1 Year | 248 | 5% | 235.6
72233 | Hubbell | FSPLCDS12BK | FIBER, ADAPT PNL,24P,12LC DUPLX,ZIRC,BK | EA |  | 1 Year | 248 | 5% | 235.6
72234 | Hubbell | FSPLCDS12GN | FIBER, ADAPT PNL,24P,12LC DUPLX,ZIRC,GN | EA |  | 1 Year | 248 | 5% | 235.6
72235 | Hubbell | FSPLCDS12OR | FIBER, ADAPT PNL,24P,12LC DUPLX,ZIRC,OR | EA |  | 1 Year | 248 | 5% | 235.6
72236 | Hubbell | FSPLCDS12R | FIBER, ADAPT PNL,24P,12LC DUPLX,ZIRC,RD | EA |  | 1 Year | 248 | 5% | 235.6
72237 | Hubbell | FSPLCDS12VI | FIBER,ADAPT PNL,24P,12LC DUPLX,ZIRC,EVI | EA |  | 1 Year | 248 | 5% | 235.6
72238 | Hubbell | FSPLCDS12Y | FIBER, ADAPT PNL,24P,12LC DUPLX,ZIRC,YL | EA |  | 1 Year | 248 | 5% | 235.6
72239 | Hubbell | FSPLCDS3AQ | FIBER, ADAPT PNL,6P,3LC,DUPLX,ZIRC,AQ | EA |  | 1 Year | 149 | 5% | 141.55
72240 | Hubbell | FSPLCDS3B | FIBER, ADAPT PNL,6P,3LC DUPLX,ZIRC,BL | EA |  | 1 Year | 149 | 5% | 141.55
72241 | Hubbell | FSPLCDS3BE | FIBER, ADAPT PNL,6P,3LC DUPLX,ZIRC,BE | EA |  | 1 Year | 149 | 5% | 141.55
72242 | Hubbell | FSPLCDS3BK | FIBER, ADAPT PNL,6P,3LC DUPLX,ZIRC,BK | EA |  | 1 Year | 149 | 5% | 141.55
72243 | Hubbell | FSPLCDS3GN | FIBER, ADAPT PNL,6P,3LC DUPLX,ZIRC,GN | EA |  | 1 Year | 149 | 5% | 141.55
72244 | Hubbell | FSPLCDS3OR | FIBER, ADAPT PNL,6P,3LC DUPLX,ZIRC,OR | EA |  | 1 Year | 149 | 5% | 141.55
72245 | Hubbell | FSPLCDS3R | FIBER, ADAPT PNL,6P,3LC DUPLX,ZIRC,RD | EA |  | 1 Year | 149 | 5% | 141.55
72246 | Hubbell | FSPLCDS3VI | FBR,ADAPT PNL,6P,3LC DUPLX,ZIRC,EVI | EA |  | 1 Year | 149 | 5% | 141.55
72247 | Hubbell | FSPLCDS3Y | FIBER, ADAPT PNL,6P,3LC DUPLX,ZIRC,YL | EA |  | 1 Year | 149 | 5% | 141.55
72248 | Hubbell | FSPLCDS6AQ | FIBER, ADAPT PNL,12P,6LC DUPLX,ZIRC,AQ | EA |  | 1 Year | 158 | 5% | 150.1
72249 | Hubbell | FSPLCDS6B | FIBER, ADAPT PNL,12P,6LC DUPLX,ZIRC,BL | EA |  | 1 Year | 158 | 5% | 150.1
72250 | Hubbell | FSPLCDS6BE | FIBER, ADAPT PNL,12P,6LC DUPLX,ZIRC,BE | EA |  | 1 Year | 158 | 5% | 150.1
72251 | Hubbell | FSPLCDS6BK | FIBER, ADAPT PNL,12P,6LC DUPLX,ZIRC,BK | EA |  | 1 Year | 158 | 5% | 150.1
72252 | Hubbell | FSPLCDS6GN | FIBER, ADAPT PNL,12P,6LC DUPLX,ZIRC,GN | EA |  | 1 Year | 158 | 5% | 150.1
72253 | Hubbell | FSPLCDS6OR | FIBER, ADAPT PNL,12P,6LC DUPLX,ZIRC,OR | EA |  | 1 Year | 158 | 5% | 150.1
72254 | Hubbell | FSPLCDS6R | FIBER, ADAPT PNL,12P,6LC DUPLX,ZIRC,RD | EA |  | 1 Year | 158 | 5% | 150.1
72255 | Hubbell | FSPLCDS6VI | FBR,ADAPT PNL,12P,6LC DUPLX,ZIRC,EVI | EA |  | 1 Year | 158 | 5% | 150.1
72256 | Hubbell | FSPLCDS6Y | FIBER, ADAPT PNL,12P,6LC DUPLX,ZIRC,YL | EA |  | 1 Year | 158 | 5% | 150.1
72257 | Hubbell | FSPLCDS8OR | FIBER, ADAPT PNL,16FIB,8LC,DUPLX,ZIRC,OR | EA |  | 1 Year | 176 | 5% | 167.2
72258 | Hubbell | FSPLCDS8R | FIBER, ADAPT PNL,16FIB,8LC,DUPLX,ZIRC,RD | EA |  | 1 Year | 176 | 5% | 167.2
72259 | Hubbell | FSPLCDS8Y | FIBER, ADAPT PNL,16FIB,8LC,DUPLX,ZIRC,YL | EA |  | 1 Year | 176 | 5% | 167.2
72260 | Hubbell | FSPLCQM3AQ | FIBER, ADAPT PNL,12P,3LC QUAD,P-BZ,AQ | EA |  | 1 Year | 116 | 5% | 110.2
72261 | Hubbell | FSPLCQM3B | FIBER, ADAPT PNL,12P,3LC QUAD,P-BZ,BL | EA |  | 1 Year | 116 | 5% | 110.2
72262 | Hubbell | FSPLCQM3BE | FIBER, ADAPT PNL,12P,3LC QUAD,P-BZ,BE | EA |  | 1 Year | 116 | 5% | 110.2
72263 | Hubbell | FSPLCQM3BK | FIBER, ADAPT PNL,12P,3LC QUAD,P-BZ,BK | EA |  | 1 Year | 116 | 5% | 110.2
72264 | Hubbell | FSPLCQM3GN | FIBER, ADAPT PNL,12P,3LC QUAD,P-BZ,GN | EA |  | 1 Year | 116 | 5% | 110.2
72265 | Hubbell | FSPLCQM3OR | FIBER, ADAPT PNL,12P,3LC QUAD,P-BZ,OR | EA |  | 1 Year | 116 | 5% | 110.2
72266 | Hubbell | FSPLCQM3R | FIBER, ADAPT PNL,12P,3LC QUAD,P-BZ,RD | EA |  | 1 Year | 116 | 5% | 110.2
72267 | Hubbell | FSPLCQM3Y | FIBER, ADAPT PNL,12P,3LC QUAD,P-BZ,YL | EA |  | 1 Year | 116 | 5% | 110.2
72268 | Hubbell | FSPLCQM6AQ | FIBER, ADAPT PNL,24P,6LC QUAD,P-BZ,AQ | EA |  | 1 Year | 227 | 5% | 215.65
72269 | Hubbell | FSPLCQM6B | FIBER, ADAPT PNL,24P,6LC QUAD,P-BZ,BL | EA |  | 1 Year | 227 | 5% | 215.65
72270 | Hubbell | FSPLCQM6BE | FIBER, ADAPT PNL,24P,6LC QUAD,P-BZ,BE | EA |  | 1 Year | 227 | 5% | 215.65
72271 | Hubbell | FSPLCQM6BK | FIBER, ADAPT PNL,24P,6LC QUAD,P-BZ,BK | EA |  | 1 Year | 227 | 5% | 215.65
72272 | Hubbell | FSPLCQM6GN | FIBER, ADAPT PNL,24P,6LC QUAD,P-BZ,GN | EA |  | 1 Year | 227 | 5% | 215.65
72273 | Hubbell | FSPLCQM6OR | FIBER, ADAPT PNL,24P,6LC QUAD,P-BZ,OR | EA |  | 1 Year | 227 | 5% | 215.65
72274 | Hubbell | FSPLCQM6R | FIBER, ADAPT PNL,24P,6LC QUAD,P-BZ,RD | EA |  | 1 Year | 227 | 5% | 215.65
72275 | Hubbell | FSPLCQM6Y | FIBER, ADAPT PNL,24P,6LC QUAD,P-BZ,YL | EA |  | 1 Year | 227 | 5% | 215.65
72276 | Hubbell | FSPLCQS3AQ | FIBER, ADAPT PNL,12P,3LC QUAD,ZIRC,AQ | EA |  | 1 Year | 140 | 5% | 133
72277 | Hubbell | FSPLCQS3B | FIBER, ADAPT PNL,12P,3LC QUAD,ZIRC,BL | EA |  | 1 Year | 140 | 5% | 133
72278 | Hubbell | FSPLCQS3BE | FIBER, ADAPT PNL,12P,3LC QUAD,ZIRC,BE | EA |  | 1 Year | 140 | 5% | 133
72279 | Hubbell | FSPLCQS3BK | FIBER, ADAPT PNL,12P,3LC QUAD,ZIRC,BK | EA |  | 1 Year | 140 | 5% | 133
72280 | Hubbell | FSPLCQS3GN | FIBER, ADAPT PNL,12P,3LC QUAD,ZIRC,GN | EA |  | 1 Year | 140 | 5% | 133
72281 | Hubbell | FSPLCQS3OR | FIBER, ADAPT PNL,12P,3LC QUAD,ZIRC,OR | EA |  | 1 Year | 140 | 5% | 133
72282 | Hubbell | FSPLCQS3R | FIBER, ADAPT PNL,12P,3LC QUAD,ZIRC,RD | EA |  | 1 Year | 140 | 5% | 133
72283 | Hubbell | FSPLCQS3VI | FBR,FIBER,ADAPT PNL,12P,3LC QUAD,ZIRC,EV | EA |  | 1 Year | 140 | 5% | 133
72284 | Hubbell | FSPLCQS3Y | FIBER, ADAPT PNL,12P,3LC QUAD,ZIRC,YL | EA |  | 1 Year | 140 | 5% | 133
72285 | Hubbell | FSPLCQS6AQ | FIBER, ADAPT PNL,24P,6LC QUAD,ZIRC,AQ | EA |  | 1 Year | 257 | 5% | 244.15
72286 | Hubbell | FSPLCQS6B | FIBER, ADAPT PNL,24P,6LC QUAD,ZIRC,BL | EA |  | 1 Year | 257 | 5% | 244.15
72287 | Hubbell | FSPLCQS6BE | FIBER, ADAPT PNL,24P,6LC QUAD,ZIRC,BE | EA |  | 1 Year | 257 | 5% | 244.15
72288 | Hubbell | FSPLCQS6BK | FIBER, ADAPT PNL,24P,6LC QUAD,ZIRC,BK | EA |  | 1 Year | 257 | 5% | 244.15
72289 | Hubbell | FSPLCQS6GN | FIBER, ADAPT PNL,24P,6LC QUAD,ZIRC,GN | EA |  | 1 Year | 257 | 5% | 244.15
72290 | Hubbell | FSPLCQS6H4AQ | FBR,ADAPT PNL,H4,24F,6 LC QUAD,ZIRC,AQ | EA |  | 1 Year | 257 | 5% | 244.15
72291 | Hubbell | FSPLCQS6H4B | FBR,ADAPT PNL,H4,24F,6 LC QUAD,ZIRC,BL | EA |  | 1 Year | 257 | 5% | 244.15
72292 | Hubbell | FSPLCQS6H4VI | FBR,ADAPT PNL,H4,24F,6 LC QUAD,ZIRC,EVI | EA |  | 1 Year | 257 | 5% | 244.15
72293 | Hubbell | FSPLCQS6H4Y | FBR,ADAPT PNL,H4,24F,6 LC QUAD,ZIRC,YL | EA |  | 1 Year | 257 | 5% | 244.15
72294 | Hubbell | FSPLCQS6OR | FIBER, ADAPT PNL,24P,6LC QUAD,ZIRC,OR | EA |  | 1 Year | 257 | 5% | 244.15
72295 | Hubbell | FSPLCQS6R | FIBER, ADAPT PNL,24P,6LC QUAD,ZIRC,RD | EA |  | 1 Year | 257 | 5% | 244.15
72296 | Hubbell | FSPLCQS6VI | FIBER,ADAPT PNL,24P,6LC QUAD,ZIRC,EVI | EA |  | 1 Year | 257 | 5% | 244.15
72297 | Hubbell | FSPLCQS6Y | FIBER, ADAPT PNL,24P,6LC QUAD,ZIRC,YL | EA |  | 1 Year | 257 | 5% | 244.15
72298 | Hubbell | FSPMTPAQ6 | FIBER, ADAPT PNL,6P,6MTP SMPLX,AQ | EA |  | 1 Year | 246 | 5% | 233.7
72299 | Hubbell | FSPMTPB6 | FIBER, ADAPT PNL,6P,6MTP SMPLX,BL | EA |  | 1 Year | 246 | 5% | 233.7
72300 | Hubbell | FSPMTPBE6 | FIBER, ADAPT PNL,6P,6MTP SMPLX,BE | EA |  | 1 Year | 246 | 5% | 233.7
72301 | Hubbell | FSPMTPBK6 | FIBER, ADAPT PNL,6P,6MTP SMPLX,BK | EA |  | 1 Year | 246 | 5% | 233.7
72302 | Hubbell | FSPMTPDAQ6 | FIBER, ADAPT PNL,12P,6MTP DUPLX,AQ | EA |  | 1 Year | 342 | 5% | 324.9
72303 | Hubbell | FSPMTPDB6 | FIBER, ADAPT PNL,12P,6MTP DUPLX,BL | EA |  | 1 Year | 342 | 5% | 324.9
72304 | Hubbell | FSPMTPDBE6 | FIBER, ADAPT PNL,12P,6MTP DUPLX,BE | EA |  | 1 Year | 342 | 5% | 324.9
72305 | Hubbell | FSPMTPDBK6 | FIBER, ADAPT PNL,12P,6MTP DUPLX,BK | EA |  | 1 Year | 342 | 5% | 324.9
72306 | Hubbell | FSPMTPDGN6 | FIBER, ADAPT PNL,12P,6MTP DUPLX,GN | EA |  | 1 Year | 342 | 5% | 324.9
72307 | Hubbell | FSPMTPDVI6 | FIBER, ADAPT PNL,12P,6MTP DUPLX,EVI | EA |  | 1 Year | 342 | 5% | 324.9
72308 | Hubbell | FSPMTPGN6 | FIBER, ADAPT PNL,6P,6MTP SMPLX,GN | EA |  | 1 Year | 246 | 5% | 233.7
72309 | Hubbell | FSPMTPH4AQ6 | FIBER,ADAPT PNL,H4,6MTP SMPLX,AQ | EA |  | 1 Year | 246 | 5% | 233.7
72310 | Hubbell | FSPMTPH4GN6 | FIBER,ADAPT PNL,H4,6MTP SMPLX,GN | EA |  | 1 Year | 246 | 5% | 233.7
72311 | Hubbell | FSPMTPH4RPGY6 | FIBER,ADAPT PNL,H4,6MTP-RP SMPLX,GY | EA |  | 1 Year | 246 | 5% | 233.7
72312 | Hubbell | FSPMTPH4VI6 | FIBER,ADAPT PNL,H4,6MTP SMPLX,EVI | EA |  | 1 Year | 246 | 5% | 233.7
72313 | Hubbell | FSPMTPRPGY6 | FIBER, ADAPT PNL,6P,6MTP-RP SMPLX,GY | EA |  | 1 Year | 246 | 5% | 233.7
72314 | Hubbell | FSPMTPVI6 | FIBER, ADAPT PNL,6P, 6MTP SMPLX,EVI | EA |  | 1 Year | 246 | 5% | 233.7
72315 | Hubbell | FSPMTRJ6 | FIBER, ADAPT PNL,6P, 6MTRJ DUPLX,BK | EA |  | 1 Year | 110 | 5% | 104.5
72316 | Hubbell | FSPMTRJ8 | FIBER, ADAPT PNL,8P,8MTRJ DUPLX,BK | EA |  | 1 Year | 138 | 5% | 131.1
72317 | Hubbell | FSPSC12 | FIBER, ADAPT PNL,12P,12SC SMPLX,P-BZ,BL | EA |  | 1 Year | 257 | 5% | 244.15
72318 | Hubbell | FSPSC12X | FIBER, ADAPT PNL,12P,12SC SMPLX,UNLD | EA |  | 1 Year | 16 | 5% | 15.2
72319 | Hubbell | FSPSC6 | FIBER, ADAPT PNL,6P,6SC SMPLX,P-BZ,BL | EA |  | 1 Year | 56.65 | 5% | 53.8175
72320 | Hubbell | FSPSC6X | FIBER, ADAPT PNL,6P,6SC SIMPLX,UNLD | EA |  | 1 Year | 15.35 | 5% | 14.5825
72321 | Hubbell | FSPSC8 | FIBER, ADAPT PNL,8P,8SC SMPLX,P-BZ,BL | EA |  | 1 Year | 72.35 | 5% | 68.7325
72322 | Hubbell | FSPSC8X | FIBER, ADAPT PNL,8P,8SC SMPLX,UNLD | EA |  | 1 Year | 15.35 | 5% | 14.5825
72323 | Hubbell | FSPSCA12 | FIBER, ADPT PNL,12P,12SCA SMPLX,ZIRC,GN | EA |  | 1 Year | 207 | 5% | 196.65
72324 | Hubbell | FSPSCA6 | FIBER, ADPT PNL,6P,6SCA SMPLX,ZIRC,GN | EA |  | 1 Year | 148 | 5% | 140.6
72325 | Hubbell | FSPSCA8 | FIBER, ADPT PNL,8P,8SCA SMPLX,ZIRC,GN | EA |  | 1 Year | 194 | 5% | 184.3
72326 | Hubbell | FSPSCD3X | FIBER, ADAPT PNL,6P,3SC DUPLX,UNLD | EA |  | 1 Year | 15.35 | 5% | 14.5825
72327 | Hubbell | FSPSCD4X | FIBER, ADAPT PNL,8P,4SC DUPLX,UNLD | EA |  | 1 Year | 15.35 | 5% | 14.5825
72328 | Hubbell | FSPSCD6X | FIBER, ADAPT PNL,12P,6SC DUPLX,UNLD | EA |  | 1 Year | 15.35 | 5% | 14.5825
72329 | Hubbell | FSPSCDM3AQ | FIBER, ADAPT PNL,6P,3SC DUPLX,P-BZ,AQ | EA |  | 1 Year | 71.35 | 5% | 67.7825
72330 | Hubbell | FSPSCDM3B | FIBER, ADAPT PNL,6P,3SC DUPLX,P-BZ,BL | EA |  | 1 Year | 71.35 | 5% | 67.7825
72331 | Hubbell | FSPSCDM3BE | FIBER, ADAPT PNL,6P,3SC DUPLX,P-BZ,BE | EA |  | 1 Year | 71.35 | 5% | 67.7825
72332 | Hubbell | FSPSCDM3BK | FIBER, ADAPT PNL,6P,3SC DUPLX,P-BZ,BK | EA |  | 1 Year | 71.35 | 5% | 67.7825
72333 | Hubbell | FSPSCDM3GN | FIBER, ADAPT PNL,6P,3SC DUPLX,P-BZ,GN | EA |  | 1 Year | 71.35 | 5% | 67.7825
72334 | Hubbell | FSPSCDM3OR | FIBER, ADAPT PNL,6P,3SC DUPLX,P-BZ,OR | EA |  | 1 Year | 71.35 | 5% | 67.7825
72335 | Hubbell | FSPSCDM3R | FIBER, ADAPT PNL,6P,3SC DUPLX,P-BZ,RD | EA |  | 1 Year | 71.35 | 5% | 67.7825
72336 | Hubbell | FSPSCDM3Y | FIBER, ADAPT PNL,6P,3SC DUPLX,P-BZ,YL | EA |  | 1 Year | 71.35 | 5% | 67.7825
72337 | Hubbell | FSPSCDM6AQ | FIBER, ADAPT PNL,12P,6SC DUPLX,P-BZ,AQ | EA |  | 1 Year | 135 | 5% | 128.25
72338 | Hubbell | FSPSCDM6B | FIBER, ADAPT PNL,12P,6SC DUPLX,P-BZ,BL | EA |  | 1 Year | 135 | 5% | 128.25
72339 | Hubbell | FSPSCDM6BE | FIBER, ADAPT PNL,12P,6SC DUPLX,P-BZ,BE | EA |  | 1 Year | 135 | 5% | 128.25
72340 | Hubbell | FSPSCDM6BK | FIBER, ADAPT PNL,12P,6SC DUPLX,P-BZ,BK | EA |  | 1 Year | 135 | 5% | 128.25
72341 | Hubbell | FSPSCDM6GN | FIBER, ADAPT PNL,12P,6SC DUPLX,P-BZ,GN | EA |  | 1 Year | 135 | 5% | 128.25
72342 | Hubbell | FSPSCDM6OR | FIBER, ADAPT PNL,12P,6SC DUPLX,P-BZ,OR | EA |  | 1 Year | 135 | 5% | 128.25
72343 | Hubbell | FSPSCDM6R | FIBER, ADAPT PNL,12P,6SC DUPLX,P-BZ,RD | EA |  | 1 Year | 135 | 5% | 128.25
72344 | Hubbell | FSPSCDM6Y | FIBER, ADAPT PNL,12P,6SC DUPLX,P-BZ,YL | EA |  | 1 Year | 135 | 5% | 128.25
72345 | Hubbell | FSPSCDS3AQ | FIBER, ADAPT PNL,6P,3SC DUPLX,ZIRC,AQ | EA |  | 1 Year | 78.5 | 5% | 74.575
72346 | Hubbell | FSPSCDS3B | FIBER, ADAPT PNL,6P,3SC DUPLX,ZIRC,BL | EA |  | 1 Year | 78.5 | 5% | 74.575
72347 | Hubbell | FSPSCDS3BE | FIBER, ADAPT PNL,6P,3SC DUPLX,ZIRC,BE | EA |  | 1 Year | 78.5 | 5% | 74.575
72348 | Hubbell | FSPSCDS3BK | FIBER, ADAPT PNL,6P,3SC DUPLX,ZIRC,BK | EA |  | 1 Year | 78.5 | 5% | 74.575
72349 | Hubbell | FSPSCDS3GN | FBR,ADP PNL,6P,3SC DUP,ZIRC,APC,GN | EA |  | 1 Year | 78.5 | 5% | 74.575
72350 | Hubbell | FSPSCDS3OR | FIBER, ADAPT PNL,6P,3SC DUPLX,ZIRC,OR | EA |  | 1 Year | 78.5 | 5% | 74.575
72351 | Hubbell | FSPSCDS3R | FIBER, ADAPT PNL,6P,3SC DUPLX,ZIRC,RD | EA |  | 1 Year | 78.5 | 5% | 74.575
72352 | Hubbell | FSPSCDS3Y | FIBER, ADAPT PNL,6P,3SC DUPLX,ZIRC,YL | EA |  | 1 Year | 78.5 | 5% | 74.575
72353 | Hubbell | FSPSCDS6AQ | FIBER, ADAPT PNL,12P,6SC DUPLX,ZIRC,AQ | EA |  | 1 Year | 136 | 5% | 129.2
72354 | Hubbell | FSPSCDS6B | FIBER, ADAPT PNL,12P,6SC DUPLX,ZIRC,BL | EA |  | 1 Year | 136 | 5% | 129.2
72355 | Hubbell | FSPSCDS6BE | FIBER, ADAPT PNL,12P,6SC DUPLX,ZIRC,BE | EA |  | 1 Year | 136 | 5% | 129.2
72356 | Hubbell | FSPSCDS6BK | FIBER, ADAPT PNL,12P,6SC DUPLX,ZIRC,BK | EA |  | 1 Year | 136 | 5% | 129.2
72357 | Hubbell | FSPSCDS6GN | FIBER, ADAPT PNL,12P,6SC DUPLX,ZIRC,GN | EA |  | 1 Year | 136 | 5% | 129.2
72358 | Hubbell | FSPSCDS6OR | FIBER, ADAPT PNL,12P,6SC DUPLX,ZIRC,OR | EA |  | 1 Year | 136 | 5% | 129.2
72359 | Hubbell | FSPSCDS6R | FIBER, ADAPT PNL,12P,6SC DUPLX,ZIRC,RD | EA |  | 1 Year | 136 | 5% | 129.2
72360 | Hubbell | FSPSCDS6Y | FIBER, ADAPT PNL,12P,6SC DUPLX,ZIRC,YL | EA |  | 1 Year | 136 | 5% | 129.2
72361 | Hubbell | FSPSCSS12 | FIBER, ADAPT PNL,12P,12SC SMPLX,ZIRC,BL | EA |  | 1 Year | 207 | 5% | 196.65
72362 | Hubbell | FSPSCSS6 | FIBER, ADAPT PNL,6P,6SC SMPLX,ZIRC,BL | EA |  | 1 Year | 62.65 | 5% | 59.5175
72363 | Hubbell | FSPSCSS8 | FIBER, ADAPT PNL,8P,8SC SMPLX,ZIRC,BL | EA |  | 1 Year | 87.85 | 5% | 83.4575
72364 | Hubbell | FSPSCST3 | FIBER, ADAPT PNL,6P,3SCST DUPLX,P-BZ,BL | EA |  | 1 Year | 70.5 | 5% | 66.975
72365 | Hubbell | FSPSCST6 | FIBER, ADAPT PNL,12F,6SCST,DUPLX,P-BZ,BL | EA |  | 1 Year | 134 | 5% | 127.3
72366 | Hubbell | FSPSCSTDS3 | FIBER, ADAPT PNL,6P,3SCST,DUPLX,ZIRC,BL | EA |  | 1 Year | 77.7 | 5% | 73.815
72367 | Hubbell | FSPSCSTDS6 | FIBER, ADAPT PNL,12P,6SCST,DUPLX,ZIRC,BL | EA |  | 1 Year | 135 | 5% | 128.25
72368 | Hubbell | FSPST6 | FIBER, ADAPT PNL,6P,6ST SMPLX,P-BZ,BK | EA |  | 1 Year | 45.05 | 5% | 42.7975
72369 | Hubbell | FSPST6X | FIBER, ADAPT PNL,6P,6ST SMPLX,UNLD | EA |  | 1 Year | 14.25 | 5% | 13.5375
72370 | Hubbell | FSPST8 | FIBER, ADAPT PNL,8P,8ST SMPLX,P-BZ, BK | EA |  | 1 Year | 76.2 | 5% | 72.39
72371 | Hubbell | FSPST8X | FIBER, ADAPT PNL,8P,8ST SMPLX,UNLD | EA |  | 1 Year | 15.35 | 5% | 14.5825
72372 | Hubbell | FSPSTD3 | FIBER, ADAPT PNL,6P,3ST DUPLX,P-BZ,BL | EA |  | 1 Year | 71.35 | 5% | 67.7825
72373 | Hubbell | FSPSTD6 | FIBER, ADAPT PNL,12P,6ST DUPLX,P-BZ,BL | EA |  | 1 Year | 135 | 5% | 128.25
72374 | Hubbell | FSPSTDS3 | FIBER, ADAPT PNL,6P,3ST DUPLX,ZIRC,BL | EA |  | 1 Year | 72.9 | 5% | 69.255
72375 | Hubbell | FSPSTDS6 | FIBER, ADAPT PNL,12P,6ST DUPLX,ZIRC,BL | EA |  | 1 Year | 126 | 5% | 119.7
72376 | Hubbell | FSPSTSS6 | FIBER, ADAPT PNL,6P,6ST SMPLX,ZIRC,BK | EA |  | 1 Year | 84.25 | 5% | 80.0375
72377 | Hubbell | FSPSTSS8 | FIBER, ADAPT PNL,8P,8ST SMPLX,ZIRC,BK | EA |  | 1 Year | 153 | 5% | 145.35
72378 | Hubbell | FSS01A | FIBER, SPLICE ENCLOSURE,HINGED,1U,SPC | EA |  | 1 Year | 526 | 5% | 499.7
72379 | Hubbell | FSS01S | FIBER, SPLICE SHELF,1U,W/T-STUD,W/O TRAY | EA |  | 1 Year | 329 | 5% | 312.55
72380 | Hubbell | FSS02S | FIBER, SPLICE SHELF,2U,W/T-STUD,W/O TRAY | EA |  | 1 Year | 644 | 5% | 611.8
72381 | Hubbell | FT10BK3 | HVY DTY FLOORTRAK, BK, 3' | FT |  | 1 Year | 80.8 | 5% | 76.76
72382 | Hubbell | FT10BK5 | HVY DTY FLOORTRAK, BK, 5' | FT |  | 1 Year | 59.5 | 5% | 56.525
72383 | Hubbell | FT10Y3 | HVY DTY FLOORTRAK, YL, 3' | FT |  | 1 Year | 80.8 | 5% | 76.76
72384 | Hubbell | FT10Y5 | HVY DTY FLOORTRAK, YL, 5' | FT |  | 1 Year | 59.5 | 5% | 56.525
72385 | Hubbell | FT2BG10 | SMALL FLOORTRAK, BE, 10' | FT |  | 1 Year | 3.2 | 5% | 3.04
72386 | Hubbell | FT2BK10 | SMALL FLOORTRAK, BK, 10' | FT |  | 1 Year | 3.2 | 5% | 3.04
72387 | Hubbell | FT2BR10 | SMALL FLOORTRAK, BR, 10' | FT |  | 1 Year | 3.2 | 5% | 3.04
72388 | Hubbell | FT2GY10 | SMALL FLOORTRAK, GY, 10' | FT |  | 1 Year | 3.2 | 5% | 3.04
72389 | Hubbell | FT2Y10 | SMALL FLOORTRAK, YL, 10' | FT |  | 1 Year | 3.2 | 5% | 3.04
72390 | Hubbell | FT3BG25 | MED FLOORTRAK, BE, 25' | FT |  | 1 Year | 4.15 | 5% | 3.9425
72391 | Hubbell | FT3BG5 | MED FLOORTRAK, BE, 5' | FT |  | 1 Year | 4.9 | 5% | 4.655
72392 | Hubbell | FT3BK25 | MED FLOORTRAK, BK, 25' | FT |  | 1 Year | 4.15 | 5% | 3.9425
72393 | Hubbell | FT3BK5 | MED FLOORTRAK, BK, 5' | FT |  | 1 Year | 4.9 | 5% | 4.655
72394 | Hubbell | FT3BR25 | MED FLOORTRAK, BR, 25' | FT |  | 1 Year | 4.15 | 5% | 3.9425
72395 | Hubbell | FT3BR5 | MED FLOORTRAK, BR, 5' | FT |  | 1 Year | 4.9 | 5% | 4.655
72396 | Hubbell | FT3GY25 | MED FLOORTRAK, GY, 25' | FT |  | 1 Year | 4.15 | 5% | 3.9425
72397 | Hubbell | FT3GY5 | MED FLOORTRAK, GY, 5' | FT |  | 1 Year | 4.9 | 5% | 4.655
72398 | Hubbell | FT3Y25 | MED FLOORTRAK, YL, 25' | FT |  | 1 Year | 5.15 | 5% | 4.8925
72399 | Hubbell | FT3Y5 | MED FLOORTRAK, YL, 5' | FT |  | 1 Year | 4.9 | 5% | 4.655
72400 | Hubbell | FT4BK25 | LRG FLOORTRAK, BK, 25' | FT |  | 1 Year | 5.35 | 5% | 5.0825
72401 | Hubbell | FT4BK5 | LRG FLOORTRACK, BK, 5 | FT |  | 1 Year | 6.55 | 5% | 6.2225
72402 | Hubbell | FT4GY25 | LRG FLOORTRAK, GY, 25' | FT |  | 1 Year | 5.35 | 5% | 5.0825
72403 | Hubbell | FT4Y25 | LRG FLOORTRAK, YL, 25' | FT |  | 1 Year | 4.55 | 5% | 4.3225
72404 | Hubbell | FT4Y5 | LRG FLOORTRAK, YL, 5' | FT |  | 1 Year | 6.55 | 5% | 6.2225
72405 | Hubbell | FTR1U3SP | FIBER,RKMT TRAY,1U,W/CVR,3FSP PNL,UNLD | EA |  | 1 Year | 290 | 5% | 275.5
72406 | Hubbell | FTR1U4H4 | FIBER,RKMT TRAY,1U,W/CVR,4H4 PNL,UNLD | EA |  | 1 Year | 290 | 5% | 275.5
72407 | Hubbell | FTR2U6SP | FIBER,RKMT TRAY,2U,W/CVR,6FSP PNL,UNLD | EA |  | 1 Year | 421 | 5% | 399.95
72408 | Hubbell | FTR2U8H4 | FIBER,RKMT TRAY,2U,W/CVR,8H4 PNL,UNLD | EA |  | 1 Year | 421 | 5% | 399.95
72409 | Hubbell | FTR3U12SP | FIBER,RKMT TRAY,3U,W/CVR,12FSP PNL,UNLD | EA |  | 1 Year | 532 | 5% | 505.4
72410 | Hubbell | FTR4U15SP | FIBER,RKMT TRAY,4U,W/CVR,15FSP PNL,UNLD | EA |  | 1 Year | 598 | 5% | 568.1
72411 | Hubbell | FTR4U20H4 | FIBER,RKMT TRAY,4U,W/CVR,20H4 PNL,UNLD | EA |  | 1 Year | 598 | 5% | 568.1
72412 | Hubbell | FTT1 | MTG TAPE FOR FLOORTRAK, 1" | EA |  | 1 Year | 31.05 | 5% | 29.4975
72413 | Hubbell | FTT2 | MTG TAPE FOR FLOORTRAK, 2" | EA |  | 1 Year | 58.15 | 5% | 55.2425
72414 | Hubbell | FTU1SP | FIBER, WALLMNT CAB,1DR,HLDS 1 FSP PNL | EA |  | 1 Year | 116 | 5% | 110.2
72415 | Hubbell | FTU2SP | FIBER, WALLMNT CAB,1DR,HLDS 2 FSP PNLS | EA |  | 1 Year | 129 | 5% | 122.55
72416 | Hubbell | FTU2SPH | FIBER, WALLMNT CAB, HINGED, 2 FSP PNL | EA |  | 1 Year | 309 | 5% | 293.55
72417 | Hubbell | FTU4SP | FIBER, WALLMNT CAB,1DR,HLDS 4 FSP PNLS | EA |  | 1 Year | 187 | 5% | 177.65
72418 | Hubbell | FTUOS12SP | FIBER, WALLMNT CAB, OSP-4X, 12 FSP PNL | EA |  | 1 Year | 1244 | 5% | 1181.8
72419 | Hubbell | FTUOS2SP | FIBER, WALLMNT CAB, OSP-4X, 2 FSP PNL | EA |  | 1 Year | 862 | 5% | 818.9
72420 | Hubbell | G1038 | NM POLYTUFF I, GY 3/8" | FT |  | 1 Year | 0.92 | 5% | 0.874
72421 | Hubbell | G1050 | NM POLYTUFF I, GY 1/2" | FT |  | 1 Year | 1 | 5% | 0.95
72422 | Hubbell | G1050M1 | NM POLYTUFF I, BK, 1/2" | FT |  | 1 Year | 1.25 | 5% | 1.1875
72423 | Hubbell | G1075 | NM POLYTUFF I GY 3/4" | FT |  | 1 Year | 1.44 | 5% | 1.368
72424 | Hubbell | G1075M1 | NM POLYTUFF I, BK, 3/4" | FT |  | 1 Year | 1.79 | 5% | 1.7005
72425 | Hubbell | G1100 | NM POLYTUFF I, GY 1" | FT |  | 1 Year | 2.1 | 5% | 1.995
72426 | Hubbell | G1100M1 | NM POLYTUFF I, BK 1" | FT |  | 1 Year | 2.75 | 5% | 2.6125
72427 | Hubbell | G1125 | NM POLYTUFF I, GY 1-1/4" | FT |  | 1 Year | 4.25 | 5% | 4.0375
72428 | Hubbell | G1150 | NM POLYTUFF I, GY 1-1/2" | FT |  | 1 Year | 6.5 | 5% | 6.175
72429 | Hubbell | G1200 | NM POLYTUFF I, GY 2" | FT |  | 1 Year | 8.7 | 5% | 8.265
72430 | Hubbell | GI60B | ICON, GIG PNL,6 PER STRP,BL,10PK | PK |  | 1 Year | 5.2 | 5% | 4.94
72431 | Hubbell | GI60BK | ICON, GIG PNL,6 PER STRP,BK,10PK | PK |  | 1 Year | 5.2 | 5% | 4.94
72432 | Hubbell | GI60GN | ICON, GIG PNL,6 PER STRP,GN,10PK | PK |  | 1 Year | 5.2 | 5% | 4.94
72433 | Hubbell | GI60GY | ICON, GIG PNL,6 PER STRP,GY,10PK | PK |  | 1 Year | 5.2 | 5% | 4.94
72434 | Hubbell | GI60OR | ICON, GIG PNL,6 PER STRP,OR,10PK | PK |  | 1 Year | 5.2 | 5% | 4.94
72435 | Hubbell | GI60P | ICON, GIG PNL,6 PER STRP,PU,10PK | PK |  | 1 Year | 5.2 | 5% | 4.94
72436 | Hubbell | GI60R | ICON, GIG PNL,6 PER STRP,RD,10PK | PK |  | 1 Year | 5.2 | 5% | 4.94
72437 | Hubbell | GI60W | ICON, GIG PNL,6 PER STRP,WH,10PK | PK |  | 1 Year | 5.2 | 5% | 4.94
72438 | Hubbell | GI60Y | ICON, GIG PNL,6 PER STRP,YL,10PK | PK |  | 1 Year | 5.2 | 5% | 4.94
72439 | Hubbell | H280CM | VRT CBL ORGNZR, H2 CAB,LACING BARS,80" | EA |  | 1 Year | 113 | 5% | 107.35
72440 | Hubbell | H284CM | VRT CBL ORGNZR, H2 CAB,LACING BARS,84" | EA |  | 1 Year | 113 | 5% | 107.35
72441 | Hubbell | H2CVR8042 | CAB, SIDE CVR,80"H 42"D,2 LATCH,1 LK,BK | EA |  | 1 Year | 382 | 5% | 362.9
72442 | Hubbell | H2CVR8432 | CAB, SIDE CVR,84"H 32"D,2 LATCH,1 LK,BK | EA |  | 1 Year | 382 | 5% | 362.9
72443 | Hubbell | H2CVR8436 | CAB, SIDE CVR,84"H 36"D,2 LATCH,1 LK,BK | EA |  | 1 Year | 382 | 5% | 362.9
72444 | Hubbell | H2CVR8442V01 | CAB, SIDE CVR,84"H 42"D,4 UNISTRUT RAIL | EA |  | 1 Year | 382 | 5% | 362.9
72445 | Hubbell | H2JKT | H2 CABINET JOINING KIT,HARDWARE | EA |  | 1 Year | 11.75 | 5% | 11.1625
72446 | Hubbell | H2N9042 | CABINET, NETWO,90"H,42"D,SPLITSIDE CVR,B | EA |  | 1 Year | 4740 | 5% | 4503
72447 | Hubbell | H2VCK | H2CABINET MOUNT KIT VRT RING CBL MGR | EA |  | 1 Year | 28.05 | 5% | 26.6475
72448 | Hubbell | HBBB14210A | BUSBAR,2"x10",8D,INSLTR | EA |  | 1 Year | 131 | 5% | 124.45
72449 | Hubbell | HBBB14210ATP | BUSBAR,2"x10",8D,INSLTR,TIN PLTD | EA |  | 1 Year | 139 | 5% | 132.05
72450 | Hubbell | HBBB14210ATP110 | BUSBAR,2"x10",99.9CU,8D,TINPLT | EA |  | 1 Year | 299 | 5% | 284.05
72451 | Hubbell | HBBB14212 | BUSBAR,2"x12",6D,3DB,INSLTR | EA |  | 1 Year | 146 | 5% | 138.7
72452 | Hubbell | HBBB14212TP | BUSBAR,2"x12",6D,3DB,INSLTR,TIN PLTD | EA |  | 1 Year | 162 | 5% | 153.9
72453 | Hubbell | HBBB14224B | BUSBAR,2"x24",16D,3DB,INSLTR | EA |  | 1 Year | 202 | 5% | 191.9
72454 | Hubbell | HBBB14224BTP | BUSBAR,2"x24",16D,3DB,INSLTR,TN PLTD | EA |  | 1 Year | 237 | 5% | 225.15
72455 | Hubbell | HBBB14412 | BUSBAR,4"x12",15D,3DB,INSLTR | EA |  | 1 Year | 162 | 5% | 153.9
72456 | Hubbell | HBBB14412TP | BUSBAR,4"x12",15D,3DB,INSLTR,TIN PLTD | EA |  | 1 Year | 194 | 5% | 184.3
72457 | Hubbell | HBBB14416G | BUSBAR,4"x16",8S 8DB,INSLTR | EA |  | 1 Year | 237 | 5% | 225.15
72458 | Hubbell | HBBB14416GTP | BUSBAR,4"x16",8S 8DB,INSLTR,TIN PLTD | EA |  | 1 Year | 274 | 5% | 260.3
72459 | Hubbell | HBBB14416H | BUSBAR,4"x16",8DA 8DB,INSLTR | EA |  | 1 Year | 244 | 5% | 231.8
72460 | Hubbell | HBBB14416HTP | BUSBAR,4"x16",8DA 8DB,INSLTR,TIN PLTD | EA |  | 1 Year | 275 | 5% | 261.25
72461 | Hubbell | HBBB14418LTP110 | BUSBAR,4"x18",99.9CU,9D,9DB,TINPLT | EA |  | 1 Year | 801 | 5% | 760.95
72462 | Hubbell | HBBB14420 | BUSBAR,4"x20",25D,5DB,INSLTR | EA |  | 1 Year | 203 | 5% | 192.85
72463 | Hubbell | HBBB14420J | BUSBAR,4"x20",17DA 17DB,INSLTR | EA |  | 1 Year | 301 | 5% | 285.95
72464 | Hubbell | HBBB14420JTP | BUSBAR,4"x20",17DA 17DB,INSLTR,TIN PLTD | EA |  | 1 Year | 312 | 5% | 296.4
72465 | Hubbell | HBBB14420TP | BUSBAR,4"x20",25D,5DB,INSLTR,TIN PLTD | EA |  | 1 Year | 261 | 5% | 247.95
72466 | Hubbell | HBBB14424MTP110 | BUSBAR,4"x24",99.9CU,32D,6DB,TINPLT | EA |  | 1 Year | 943 | 5% | 895.85
72467 | Hubbell | HBBBC38210 | COVER,3/8T,2.5H,10L,ACRYL,SSGB | EA |  | 1 Year | 130 | 5% | 123.5
72468 | Hubbell | HBBBC38418 | COVER,3/8T,4H,18L,ACRYL,SSGB | EA |  | 1 Year | 227 | 5% | 215.65
72469 | Hubbell | HBBBC38424 | COVER,3/8T,4H,24L,ACRYL,MGB | EA |  | 1 Year | 251 | 5% | 238.45
72470 | Hubbell | HBBBHR191KT | RGB BUSBAR,1.25"x19",10D,KIT | EA |  | 1 Year | 196 | 5% | 186.2
72471 | Hubbell | HBBBHR191KTTP | RGB BUSBAR,1.25"x19",10D,KIT,TIN PLTD | EA |  | 1 Year | 213 | 5% | 202.35
72472 | Hubbell | HBBBHR19KT | BUSBAR,3/4"x19",8S 2DA,KIT | EA |  | 1 Year | 87.95 | 5% | 83.5525
72473 | Hubbell | HBBBHR19KTTP | BUSBAR,3/4"x19",8S 2DA,KIT,TIN PLTD | EA |  | 1 Year | 106 | 5% | 100.7
72474 | Hubbell | HBBBVR36KT | BUSBAR,3/4"x36",8D 1DB,KIT | EA |  | 1 Year | 130 | 5% | 123.5
72475 | Hubbell | HBBBVR36KTTP | BUSBAR,3/4"x36",8D 1DB,KIT,TIN PLTD | EA |  | 1 Year | 156 | 5% | 148.2
72476 | Hubbell | HBBBVR76KT | VERT RGB,Q2X36IN RGB,4 MTG BRK | EA |  | 1 Year | 320 | 5% | 304
72477 | Hubbell | HBBBVR76KTTP | VERT RGB,Q2X36IN TINPLT RGB,4 MTG BRK | EA |  | 1 Year | 357 | 5% | 339.15
72478 | Hubbell | HBL2000B5GY | RACEWAY, 5' BASE, HBL2000 SERIES, GRAY | FT |  | 1 Year | 1.94 | 5% | 1.843
72479 | Hubbell | HBL2000B5IV | RACEWAY, 5' BASE, HBL2000 SERIES, IVORY | FT |  | 1 Year | 1.94 | 5% | 1.843
72480 | Hubbell | HBL2000BCAGY | RACEWAY, 5' BASE/COV,HBL2000 SER,GY,600V | FT |  | 1 Year | 4.1 | 5% | 3.895
72481 | Hubbell | HBL2000BCAIV | RACEWAY,5'BASE/COV,HBL2000 SER,IV,IV,600 | FT |  | 1 Year | 4.1 | 5% | 3.895
72482 | Hubbell | HBL2000BCGY | RACEWAY, 5' BASE/COV,HBL2000 SER,GY,300V | FT |  | 1 Year | 3.8 | 5% | 3.61
72483 | Hubbell | HBL2000BCIV | RACEWAY,5' BASE/COV,HBL2000 SER,IV,300V | FT |  | 1 Year | 3.8 | 5% | 3.61
72484 | Hubbell | HBL2000CAGY | RACEWAY,5' COVER,HBL2000 SERIES,GR,600V | FT |  | 1 Year | 1.94 | 5% | 1.843
72485 | Hubbell | HBL2000CAIV | RACEWAY, 5' COVER, HBL2000 SERIES, IVORY | FT |  | 1 Year | 1.94 | 5% | 1.843
72486 | Hubbell | HBL2000CGY | RACEWAY,5' COVER,HBL2000 SERIES,GR,300V | FT |  | 1 Year | 1.88 | 5% | 1.786
72487 | Hubbell | HBL2000CIV | RACEWAY 5' COVER HBL2000 SERIES, IVORY | FT |  | 1 Year | 1.88 | 5% | 1.786
72488 | Hubbell | HBL2000TFGY | RACEWAY, H TO WM TRANS, HBL2000 SER, GY | EA |  | 1 Year | 5.15 | 5% | 4.8925
72489 | Hubbell | HBL2000TFIV | RACEWAY, H TO WM TRANS, HBL2000 SER, IV | EA |  | 1 Year | 5.15 | 5% | 4.8925
72490 | Hubbell | HBL2000WC | RACEWAY, WIRE CLIP, HBL2000 SERIES | EA |  | 1 Year | 0.94 | 5% | 0.893
72491 | Hubbell | HBL2000WCA | RACEWAY, WIRE CLIP, HBL2000CIV/GY SERIES | EA |  | 1 Year | 0.94 | 5% | 0.893
72492 | Hubbell | HBL2001C | RACEWAY, COUPLING, HBL2000 SERIES | EA |  | 1 Year | 1.03 | 5% | 0.9785
72493 | Hubbell | HBL2003SC | RACEWAY, SUPPORT CLIP, HBL2000 SERIES | EA |  | 1 Year | 2.25 | 5% | 2.1375
72494 | Hubbell | HBL2006GY | RACEWAY, COVER CLIP, HBL2000 SERIES, GY | EA |  | 1 Year | 1.75 | 5% | 1.6625
72495 | Hubbell | HBL2006IV | RACEWAY, COVER CLIP, HBL2000 SERIES, IV | EA |  | 1 Year | 1.75 | 5% | 1.6625
72496 | Hubbell | HBL2009GC | RACEWAY, GROUND CLIP, HBL2000 SERIES | EA |  | 1 Year | 8.4 | 5% | 7.98
72497 | Hubbell | HBL2010A2GY | RACEWAY, ENTR FTG, HBL2000 SERIES, GY | EA |  | 1 Year | 10.25 | 5% | 9.7375
72498 | Hubbell | HBL2010A2IV | RACEWAY, ENTR FTG, HBL2000 SERIES, IV | EA |  | 1 Year | 10.25 | 5% | 9.7375
72499 | Hubbell | HBL2010A3GY | RACEWAY, LRG ENT FTG, HBL2000 SERIES, GY | EA |  | 1 Year | 23.45 | 5% | 22.2775
72500 | Hubbell | HBL2010A3IV | RACEWAY, LRG ENT FTG, HBL2000 SERIES, IV | EA |  | 1 Year | 23.45 | 5% | 22.2775
72501 | Hubbell | HBL2010BGY | RACEWAY, END CAP, HBL2000 SERIES, GY | EA |  | 1 Year | 1.27 | 5% | 1.2065
72502 | Hubbell | HBL2010BIV | RACEWAY, END CAP, HBL2000 SERIES, IV | EA |  | 1 Year | 1.27 | 5% | 1.2065
72503 | Hubbell | HBL2011BRGY | RACEWAY, L/R FLAT EL, HBL2000 SER, GY | EA |  | 1 Year | 23.8 | 5% | 22.61
72504 | Hubbell | HBL2011BRIV | RACEWAY, L/R FLAT EL, HBL2000 SER, IV | EA |  | 1 Year | 23.8 | 5% | 22.61
72505 | Hubbell | HBL2011GY | RACEWAY, 90 FLAT ELBOW, HBL2000 SER, GY | EA |  | 1 Year | 8.4 | 5% | 7.98
72506 | Hubbell | HBL2011IV | RACEWAY, 90 FLAT ELBOW, HBL2000 SER, IV | EA |  | 1 Year | 8.4 | 5% | 7.98
72507 | Hubbell | HBL2015BRGY | RACEWAY, L/R TEE, HBL2000 SERIES, GY | EA |  | 1 Year | 28.7 | 5% | 27.265
72508 | Hubbell | HBL2015BRIV | RACEWAY, L/R TEE, HBL2000 SERIES, IV | EA |  | 1 Year | 28.7 | 5% | 27.265
72509 | Hubbell | HBL2015GY | RACEWAY, TEE FITTING, HBL2000 SERIES, GY | EA |  | 1 Year | 21.25 | 5% | 20.1875
72510 | Hubbell | HBL2015IV | RACEWAY, TEE FITTING, HBL2000 SERIES, IV | EA |  | 1 Year | 21.25 | 5% | 20.1875
72511 | Hubbell | HBL2017BRGY | RACEWAY, L/R INT ELBOW, HBL2000 SER, GY | EA |  | 1 Year | 23.45 | 5% | 22.2775
72512 | Hubbell | HBL2017BRIV | RACEWAY, L/R INT ELBOW, HBL2000 SER, IV | EA |  | 1 Year | 23.45 | 5% | 22.2775
72513 | Hubbell | HBL2017TC | RACEWAY, INT ELBOW, HBL2000 SERIES, IV | EA |  | 1 Year | 3.25 | 5% | 3.0875
72514 | Hubbell | HBL2018BRGY | RACEWAY, L/R EXT ELBOW, HBL2000 SER, GY | EA |  | 1 Year | 26.05 | 5% | 24.7475
72515 | Hubbell | HBL2018BRIV | RACEWAY, L/R EXT ELBOW, HBL2000 SER, IV | EA |  | 1 Year | 26.05 | 5% | 24.7475
72516 | Hubbell | HBL2018CGY | RACEWAY, EXT ELBOW, HBL2000 SERIES, GY | EA |  | 1 Year | 6.65 | 5% | 6.3175
72517 | Hubbell | HBL2018CIV | RACEWAY, EXT ELBOW, HBL2000 SERIES, IV | EA |  | 1 Year | 6.65 | 5% | 6.3175
72518 | Hubbell | HBL20482GY | RACEWAY, 2-G DEV BOX, HBL2000 SERIES, GY | EA |  | 1 Year | 33.6 | 5% | 31.92
72519 | Hubbell | HBL20482IV | RACEWAY, 2-G DEV BOX, HBL2000 SERIES, IV | EA |  | 1 Year | 33.6 | 5% | 31.92
72520 | Hubbell | HBL2048GY | RACEWAY, 1-G DEV BOX, HBL2000 SERIES, GY | EA |  | 1 Year | 15.05 | 5% | 14.2975
72521 | Hubbell | HBL2048IV | RACEWAY, 1-G DEV BOX, HBL2000 SERIES, IV | EA |  | 1 Year | 15.05 | 5% | 14.2975
72522 | Hubbell | HBL2051HGY | RACEWAY, FLAT PLT ADAPT, HBL2000 SER, GY | EA |  | 1 Year | 15.35 | 5% | 14.5825
72523 | Hubbell | HBL2051HIV | RACEWAY, FLAT PLT ADAPT, HBL2000 SER, IV | EA |  | 1 Year | 15.35 | 5% | 14.5825
72524 | Hubbell | HBL2089EIV | RACEWAY, END RED CONN, HBL2000 SER, IV | EA |  | 1 Year | 7.75 | 5% | 7.3625
72525 | Hubbell | HBL2089IV | RACEWAY, SIDE RED CONN, HBL2000 SER, IV | EA |  | 1 Year | 24.4 | 5% | 23.18
72526 | Hubbell | HBL20C215GY | PLUGTRAK, 40", 15A, 6 REC, 6' CORD, GY | EA |  | 1 Year | 138 | 5% | 131.1
72527 | Hubbell | HBL20C215IV | PLUGTRAK, 40", 15A, 6 REC, 6' CORD, IV | EA |  | 1 Year | 138 | 5% | 131.1
72528 | Hubbell | HBL20C315GY | PLUGTRAK, 64", 15A, 10 REC, 6' CORD, GY | EA |  | 1 Year | 153 | 5% | 145.35
72529 | Hubbell | HBL20C315IV | PLUGTRAK, 64", 15A, 10 REC, 6' CORD, IV | EA |  | 1 Year | 153 | 5% | 145.35
72530 | Hubbell | HBL20GB306GY | PLUGTRAK, 15A, 1 CIRC, 6 RCPT, 3', GRAY | EA |  | 1 Year | 65.15 | 5% | 61.8925
72531 | Hubbell | HBL20GB306GYTR | PLUGTRAK TAMPER RESIST 15A 3FT STEEL GRY | EA |  | 1 Year | 71.5 | 5% | 67.925
72532 | Hubbell | HBL20GB306IV | PLUGTRAK, 15A 1 CIRC, 6 RCPT, 3', IVORY | EA |  | 1 Year | 65.15 | 5% | 61.8925
72533 | Hubbell | HBL20GB306IVTR | PLUGTRAK TAMPER RESIST 15A 3FT STEEL IV | EA |  | 1 Year | 71.5 | 5% | 67.925
72534 | Hubbell | HBL20GB312UIV | PTRAK,STEEL,3',1USB 2PORT,2-15A TR/RECPT | EA |  | 1 Year | 168 | 5% | 159.6
72535 | Hubbell | HBL20GB506GY | PLUGTRAK, 15A, 1 CIRC, 10 RCPT, 5' GRAY | EA |  | 1 Year | 97.6 | 5% | 92.72
72536 | Hubbell | HBL20GB506IV | PLUGTRAK, 15A, 1 CIRC, 10 RCPT, 5', IV | EA |  | 1 Year | 97.6 | 5% | 92.72
72537 | Hubbell | HBL20GB512GY | PLUGTRAK, 15A, 1 CIRC, 5 RCPT, 5', GRAY | EA |  | 1 Year | 70.7 | 5% | 67.165
72538 | Hubbell | HBL20GB512GYTR | PLUGTRAK TAMPER RESIST 15A 5FT STEEL GRY | EA |  | 1 Year | 83.5 | 5% | 79.325
72539 | Hubbell | HBL20GB512IV | PLUGTRAK, 15A, 1 CIRC, 5 RCPT, 5', IVORY | EA |  | 1 Year | 70.7 | 5% | 67.165
72540 | Hubbell | HBL20GB512IVTR | PLUGTRAK TAMPER RESIST 15A 5FT STEEL IV | EA |  | 1 Year | 83.5 | 5% | 79.325
72541 | Hubbell | HBL20GB606GY | PLUGTRAK, 15A, 1 CIRC, 12 RCPT, 6', GRAY | EA |  | 1 Year | 112 | 5% | 106.4
72542 | Hubbell | HBL20GB606IV | PLUGTRAK, 15A, 1 CIRC, 12 RCPT, 6', IV | EA |  | 1 Year | 112 | 5% | 106.4
72543 | Hubbell | HBL20GB609GY | PLUGTRAK, 15A, 1 CIRC, 8 RCPT, 6', GRAY | EA |  | 1 Year | 91 | 5% | 86.45
72544 | Hubbell | HBL20GB609IV | PLUGTRAK, 15A, 1 CIRC, 8 RCPT, 6', IVORY | EA |  | 1 Year | 91 | 5% | 86.45
72545 | Hubbell | HBL20GB612GY | PLUGTRAK, 15A, 1 CIRC, 6 RCPT, 6', GRAY | EA |  | 1 Year | 83.95 | 5% | 79.7525
72546 | Hubbell | HBL20GB612IV | PLUGTRAK, 15A, 1-CIRC, 6 RCPT, 6', IVORY | EA |  | 1 Year | 83.95 | 5% | 79.7525
72547 | Hubbell | HBL20GB612UIV | PTRAK,STEEL,6',2USB 4PORT,4-15A TR/RECPT | EA |  | 1 Year | 191 | 5% | 181.45
72548 | Hubbell | HBL20GB618GY | PLUGTRAK, 15A, 1 CIRC, 4 RCPT, 6', GRAY | EA |  | 1 Year | 71.05 | 5% | 67.4975
72549 | Hubbell | HBL20GB618IV | PLUGTRAK, 15A, 1 CIRC, 4 RCPT, 6', IVORY | EA |  | 1 Year | 71.05 | 5% | 67.4975
72550 | Hubbell | HBL20GBA512GY | PLUGTRAK, 15A, 2 CIRC, 5 RCPT, 5', GRAY | EA |  | 1 Year | 86.35 | 5% | 82.0325
72551 | Hubbell | HBL20GBA512IV | PLUGTRAK, 15A, 2 CIRC, 5 RCPT, 5', IVORY | EA |  | 1 Year | 86.35 | 5% | 82.0325
72552 | Hubbell | HBL20GBA609GY | PLUGTRAK, 15A, 2 CIRC, 8 RCPT, 6', GRAY | EA |  | 1 Year | 109 | 5% | 103.55
72553 | Hubbell | HBL20GBA609IV | PLUGTRAK, 15A, 2 CIRC, 8 RCPT, 6', IVORY | EA |  | 1 Year | 109 | 5% | 103.55
72554 | Hubbell | HBL20GBA612GY | PLUGTRAK, 15A, 2 CIRC, 6 RCPT, 6', GRAY | EA |  | 1 Year | 103 | 5% | 97.85
72555 | Hubbell | HBL20GBA612IV | PLUGTRAK, 15A, 2 CIRC, 6 RCPT, 6', IVORY | EA |  | 1 Year | 103 | 5% | 97.85
72556 | Hubbell | HBL20GBA618GY | PLUGTRAK, 15A, 2 CIRC, 4 RCPT, 6', GRAY | EA |  | 1 Year | 89.25 | 5% | 84.7875
72557 | Hubbell | HBL20GBA618IV | PLUGTRAK, 15A, 2 CIRC, 4 RCPT, 6', IVORY | EA |  | 1 Year | 89.25 | 5% | 84.7875
72558 | Hubbell | HBL20IG306GY | PLUGTRAK, IG 15A, 1 CIRC, 6 RCPT, 3', GY | EA |  | 1 Year | 84.05 | 5% | 79.8475
72559 | Hubbell | HBL20IG306IV | PLUGTRAK, IG 15A, 1 CIRC, 6 RCPT, 3', IV | EA |  | 1 Year | 84.05 | 5% | 79.8475
72560 | Hubbell | HBL20IG506IV | PLUGTRAK, IG 15A, 1CIRC, 10 RCPT, 5', IV | EA |  | 1 Year | 191 | 5% | 181.45
72561 | Hubbell | HBL20IG512GY | PLUGTRAK, IG 15A, 1CIRC, 5 RCPT, 5', GY | EA |  | 1 Year | 98.3 | 5% | 93.385
72562 | Hubbell | HBL20IG512IV | PLUGTRAK, IG 15A,1 CIRC, 5 RCPT, 5', IV | EA |  | 1 Year | 98.3 | 5% | 93.385
72563 | Hubbell | HBL20IG606GY | PLUGTRAK, IG 15A, 1CIRC, 12 RCPT, 6', GY | EA |  | 1 Year | 140 | 5% | 133
72564 | Hubbell | HBL20IG606IV | PLUGTRAK, IG 15A, 1CIRC, 12 RCPT 6', IV | EA |  | 1 Year | 140 | 5% | 133
72565 | Hubbell | HBL2400B10IV | RACEWAY, 10' BASE HBL2400, IV | FT |  | 1 Year | 1.97 | 5% | 1.8715
72566 | Hubbell | HBL2400BCIV | RACEWAY, 5' BASE/COV, HBL2400, IV | FT |  | 1 Year | 3.8 | 5% | 3.61
72567 | Hubbell | HBL2400BDIV | RACEWAY, 10' BASE, HBL2400, IV | FT |  | 1 Year | 2.9 | 5% | 2.755
72568 | Hubbell | HBL2400BIV | RACEWAY, 5' BASE, HBL2400, IV | FT |  | 1 Year | 2.05 | 5% | 1.9475
72569 | Hubbell | HBL2400CIV | RACEWAY, 5' COV, HBL2400/2400D, IV | FT |  | 1 Year | 1.88 | 5% | 1.786
72570 | Hubbell | HBL2400DTFIV | RACEWAY, DIV TRANS, H TO WM, HBL2400D | EA |  | 1 Year | 10.7 | 5% | 10.165
72571 | Hubbell | HBL2400TFIV | RACEWAY, TRANS, H TO WM, HBL2400 | EA |  | 1 Year | 10.2 | 5% | 9.69
72572 | Hubbell | HBL2400WC | RACEWAY, WIRE CLIP, HBL2400/2400D SER | EA |  | 1 Year | 0.74 | 5% | 0.703
72573 | Hubbell | HBL2401C | RACEWAY, COUPLING, HBL2400/2400D | EA |  | 1 Year | 0.87 | 5% | 0.8265
72574 | Hubbell | HBL2401DC | RACEWAY, DIV COUPLING, HBL2400D | EA |  | 1 Year | 3.5 | 5% | 3.325
72575 | Hubbell | HBL2406IV | RACEWAY, COVER CLIP, HBL2400/2400D | EA |  | 1 Year | 1.81 | 5% | 1.7195
72576 | Hubbell | HBL2409GC | RACEWAY, GROUND CLAMP, HBL2400/2400D | EA |  | 1 Year | 6.95 | 5% | 6.6025
72577 | Hubbell | HBL24106DRK | RACEWAY, DUP 106 FRAME ADPT, HBL2400 | EA |  | 1 Year | 28.9 | 5% | 27.455
72578 | Hubbell | HBL24106RRK | RACEWAY, STYL 106 FRAME ADPT, HBL2400 | EA |  | 1 Year | 28.9 | 5% | 27.455
72579 | Hubbell | HBL2410BDIV | RACEWAY, DIV END BLNK FTG, HBL2400D | EA |  | 1 Year | 1.95 | 5% | 1.8525
72580 | Hubbell | HBL2410BIV | RACEWAY, BLANK END FTG, HBL2400 | EA |  | 1 Year | 1.22 | 5% | 1.159
72581 | Hubbell | HBL2410CIV | RACEWAY, LRG ENTR END FTG, HBL2400 | EA |  | 1 Year | 20.85 | 5% | 19.8075
72582 | Hubbell | HBL2410DFOIV | RACEWAY, DIV ENTR END FTG, HBL2400/2400D | EA |  | 1 Year | 40.05 | 5% | 38.0475
72583 | Hubbell | HBL2410FCIV | RACEWAY,FULL ENTR END FTG,HBL2400 | EA |  | 1 Year | 29.8 | 5% | 28.31
72584 | Hubbell | HBL2411DFOIV | RACEWAY, DIV FLAT EL, HBL2400/HBL2400D | EA |  | 1 Year | 30.85 | 5% | 29.3075
72585 | Hubbell | HBL2411IV | RACEWAY, 90 FLAT EL, HBL2400 | EA |  | 1 Year | 10.45 | 5% | 9.9275
72586 | Hubbell | HBL2415DFOIV | RACEWAY, DIV TEE FTG, HBL2400/HBL2400D | EA |  | 1 Year | 36.95 | 5% | 35.1025
72587 | Hubbell | HBL2415IV | RACEWAY, TEE FTG, HBL2400 | EA |  | 1 Year | 17.35 | 5% | 16.4825
72588 | Hubbell | HBL2417DFOIV | RACEWAY, DIV INT EL, HBL2400/HBL2400D | EA |  | 1 Year | 25.65 | 5% | 24.3675
72589 | Hubbell | HBL2417IV | RACEWAY, INTR EL, HBL2400 | EA |  | 1 Year | 8.95 | 5% | 8.5025
72590 | Hubbell | HBL2418DFOIV | RACEWAY, DIV EXT EL, HBL2400/HBL2400D | EA |  | 1 Year | 33.8 | 5% | 32.11
72591 | Hubbell | HBL2418IV | RACEWAY, EXTR EL ,HBL2400 | EA |  | 1 Year | 15.05 | 5% | 14.2975
72592 | Hubbell | HBL2420REDIV | RACEWAY, RED FTG, HBL2400-HBL2000 | EA |  | 1 Year | 18.7 | 5% | 17.765
72593 | Hubbell | HBL2426IV | RACEWAY, LAMPHOLDER, HBL2400 | EA |  | 1 Year | 20.7 | 5% | 19.665
72594 | Hubbell | HBL24442IV | RACEWAY, 2-G BOX, DEEP, HBL2400 | EA |  | 1 Year | 29 | 5% | 27.55
72595 | Hubbell | HBL2444D2AIV | RACEWAY, DIV 2-G BOX, HBL2400 | EA |  | 1 Year | 51.2 | 5% | 48.64
72596 | Hubbell | HBL2444DIVA | RACEWAY,DIV 1-G BOX, HBL2400D,MULTI K.O. | EA |  | 1 Year | 33.8 | 5% | 32.11
72597 | Hubbell | HBL2444IVA | RACEWAY,1-G EXTBOX,DEEP,HBL2400,MULTI KO | EA |  | 1 Year | 32.4 | 5% | 30.78
72598 | Hubbell | HBL24482IV | RACEWAY, 2-G BOX, HBL2400 | EA |  | 1 Year | 32.4 | 5% | 30.78
72599 | Hubbell | HBL2448IVA | RACEWAY, 1-G BOX ,HBL2400,MULTI K.O. | EA |  | 1 Year | 18.1 | 5% | 17.195
72600 | Hubbell | HBL2451HIV | RACEWAY, FLSH PLT ADAPT, HBL2400 | EA |  | 1 Year | 22.9 | 5% | 21.755
72601 | Hubbell | HBL2475DBRIV | RACEWAY, BRDG FTG, HBL2400/ HBL2400D | EA |  | 1 Year | 17.8 | 5% | 16.91
72602 | Hubbell | HBL2489IV | RACEWAY, SIDE RED CONN, HBL2400 | EA |  | 1 Year | 23.1 | 5% | 21.945
72603 | Hubbell | HBL24DRK | RACEWAY, DUP RCPT BRACK ADAPT, HBL2400 | EA |  | 1 Year | 19.65 | 5% | 18.6675
72604 | Hubbell | HBL24GB306GY | PLUGTRAK, 20A, 1 CIRC, 6 RCPT, 3', GRAY | EA |  | 1 Year | 70.15 | 5% | 66.6425
72605 | Hubbell | HBL24GB306GYTR | PLUGTRAK TAMPER RESIST 20A 3FT STEEL GRY | EA |  | 1 Year | 82.6 | 5% | 78.47
72606 | Hubbell | HBL24GB306IV | PLUGTRAK, 20A, 1 CIRC, 6 RCPT, 3', IVORY | EA |  | 1 Year | 70.15 | 5% | 66.6425
72607 | Hubbell | HBL24GB306IVTR | PLUGTRAK TAMPER RESIST 20A 3FT STEEL IV | EA |  | 1 Year | 82.6 | 5% | 78.47
72608 | Hubbell | HBL24GB506GY | PLUGTRAK, 20A, 1 CIRC, 10 RCPT, 5', GRAY | EA |  | 1 Year | 117 | 5% | 111.15
72609 | Hubbell | HBL24GB506IV | PLUGTRAK, 20A, 1 CIRC, 10 RCPT, 5', IV | EA |  | 1 Year | 117 | 5% | 111.15
72610 | Hubbell | HBL24GB512GY | PLUGTRAK, 20A, 1 CIRC, 5 RCPT, 5', GRAY | EA |  | 1 Year | 77.15 | 5% | 73.2925
72611 | Hubbell | HBL24GB512GYTR | PLUGTRAK TAMPER RESIST 20A 5FT STEEL GRY | EA |  | 1 Year | 95.4 | 5% | 90.63
72612 | Hubbell | HBL24GB512IV | PLUGTRAK, 20A, 1 CIRC, 5 RCPT, 5', IVORY | EA |  | 1 Year | 77.15 | 5% | 73.2925
72613 | Hubbell | HBL24GB512IVTR | PLUGTRAK TAMPER RESIST 20A 5FT STEEL IV | EA |  | 1 Year | 95.4 | 5% | 90.63
72614 | Hubbell | HBL24GB606GY | PLUGTRAK, 20A, 1 CIRC, 12 RCPT, 6', GRAY | EA |  | 1 Year | 140 | 5% | 133
72615 | Hubbell | HBL24GB606IV | PLUGTRAK, 20A, 1 CIRC, 12 RCPT, 6', IV | EA |  | 1 Year | 140 | 5% | 133
72616 | Hubbell | HBL24GB612GY | PLUGTRAK, 20A, 1 CIRC, 6 RCPT, 6', GRAY | EA |  | 1 Year | 92.45 | 5% | 87.8275
72617 | Hubbell | HBL24GB612IV | PLUGTRAK, 20A, 1 CIRC, 6 RCPT, 6', IVORY | EA |  | 1 Year | 92.45 | 5% | 87.8275
72618 | Hubbell | HBL24GB618GY | PLUGTRAK, 20A, 1 CIRC, 4 RCPT, 6', GRAY | EA |  | 1 Year | 90.1 | 5% | 85.595
72619 | Hubbell | HBL24GB618IV | PLUGTRAK, 20A, 1 CIRC, 4 RCPT, 6', IVORY | EA |  | 1 Year | 90.1 | 5% | 85.595
72620 | Hubbell | HBL24GBA512GY | PLUGTRAK, 20A, 2CIRC, 5 RCPT, 5', GY | EA |  | 1 Year | 114 | 5% | 108.3
72621 | Hubbell | HBL24GBA512IV | PLUGTRAK, 20A, 2CIRC, 5 RCPT, 5', IV | EA |  | 1 Year | 135 | 5% | 128.25
72622 | Hubbell | HBL24GBA612GY | PLUGTRAK, 20A, 2 CIRC, 6 RCPT, 6', GRAY | EA |  | 1 Year | 144 | 5% | 136.8
72623 | Hubbell | HBL24GBA612IV | PLUGTRAK, 20A, 2 CIRC, 6 RCPT, 6', IVORY | EA |  | 1 Year | 144 | 5% | 136.8
72624 | Hubbell | HBL24GBA618GY | PLUGTRAK, 20A, 2 CIRC, 4 RCPT, 6', GRAY | EA |  | 1 Year | 114 | 5% | 108.3
72625 | Hubbell | HBL24GBA618IV | PLUGTRAK, 20A, 2 CIRC, 4 RCPT, 6', IVORY | EA |  | 1 Year | 114 | 5% | 108.3
72626 | Hubbell | HBL260 | WALLBOX, 2-GANG, 3.25" D, DATA BOX | EA |  | 1 Year | 16.35 | 5% | 15.5325
72627 | Hubbell | HBL263 | WALLBOX, 3-GANG, LARGE DATA W/COV | EA |  | 1 Year | 43.55 | 5% | 41.3725
72628 | Hubbell | HBL3000BGY | RACEWAY, 10' BASE, HBL3000 SERIES, GY | FT |  | 1 Year | 5.2 | 5% | 4.94
72629 | Hubbell | HBL3000BIV | RACEWAY, 10' BASE, HBL3000 SERIES, IV | FT |  | 1 Year | 5.2 | 5% | 4.94
72630 | Hubbell | HBL3000C075GY | RACEWAY, 7.5" COVER, HBL3000 SER, GY | EA |  | 1 Year | 2.7 | 5% | 2.565
72631 | Hubbell | HBL3000C075IV | RACEWAY, 7.5" COVER, HBL3000 SER, IV | EA |  | 1 Year | 2.7 | 5% | 2.565
72632 | Hubbell | HBL3000C195GY | RACEWAY, 19.5" COVER, HBL3000 SER, GY | EA |  | 1 Year | 9.4 | 5% | 8.93
72633 | Hubbell | HBL3000C195IV | RACEWAY, 19.5" COVER, HBL3000 SER, IV | EA |  | 1 Year | 9.4 | 5% | 8.93
72634 | Hubbell | HBL3000CEGY | RACEWAY, 5' COVER, HBL3000 SERIES, GY | FT |  | 1 Year | 2.55 | 5% | 2.4225
72635 | Hubbell | HBL3000CEIV | RACEWAY, 5' COVER, HBL3000 SERIES, IV | FT |  | 1 Year | 2.55 | 5% | 2.4225
72636 | Hubbell | HBL3000TFGY | RACEWAY, H TO WM TRANS, HBL3000 SER, GY | EA |  | 1 Year | 12.9 | 5% | 12.255
72637 | Hubbell | HBL3000TFIV | RACEWAY, H TO WM TRANS, HBL3000 SER, IV | EA |  | 1 Year | 12.9 | 5% | 12.255
72638 | Hubbell | HBL3000WCGY | RACEWAY, WIRE CLIP, HBL3000 SERIES, GY | EA |  | 1 Year | 2.75 | 5% | 2.6125
72639 | Hubbell | HBL3001AGY | RACEWAY, INT COUPLING, HBL3000 SER, GY | EA |  | 1 Year | 11.45 | 5% | 10.8775
72640 | Hubbell | HBL3001GY | RACEWAY, COUPLING, HBL3000 SERIES, GY | EA |  | 1 Year | 5.45 | 5% | 5.1775
72641 | Hubbell | HBL3003GY | RACEWAY, SUPPORT CLIP, HBL3000 SER, GY | EA |  | 1 Year | 6.65 | 5% | 6.3175
72642 | Hubbell | HBL3003IV | RACEWAY, SUPPORT CLIP, HBL3000 SER, IV | EA |  | 1 Year | 6.65 | 5% | 6.3175
72643 | Hubbell | HBL3006EGY | RACEWAY, COVER CLIP, HBL3000 SERIES, GY | EA |  | 1 Year | 1.66 | 5% | 1.577
72644 | Hubbell | HBL3006EIV | RACEWAY, COVER CLIP, HBL3000 SERIES, IV | EA |  | 1 Year | 1.66 | 5% | 1.577
72645 | Hubbell | HBL3007CGY | RACEWAY, DEV BRKT, HBL3000 SER, GRAY | EA |  | 1 Year | 7.7 | 5% | 7.315
72646 | Hubbell | HBL3010AEGY | RACEWAY, KO ENT FTG, HBL3000 SERIES, GY | EA |  | 1 Year | 15.8 | 5% | 15.01
72647 | Hubbell | HBL3010AEIV | RACEWAY, KO ENT FTG, HBL3000 SERIES, IV | EA |  | 1 Year | 15.8 | 5% | 15.01
72648 | Hubbell | HBL3010BGY | RACEWAY, END CAP, HBL3000 SERIES, GY | EA |  | 1 Year | 4.65 | 5% | 4.4175
72649 | Hubbell | HBL3010BIV | RACEWAY, END CAP, HBL3000 SERIES, IV | EA |  | 1 Year | 4.65 | 5% | 4.4175
72650 | Hubbell | HBL3010CGY | RACEWAY, ENTR FTG, HBL3000 SER, GY | EA |  | 1 Year | 20.15 | 5% | 19.1425
72651 | Hubbell | HBL3010CIV | RACEWAY, ENTR FTG, HBL3000 SER, IV | EA |  | 1 Year | 20.15 | 5% | 19.1425
72652 | Hubbell | HBL3011EGY | RACEWAY, 90 FLAT ELBOW, HBL3000 SER, GY | EA |  | 1 Year | 33.95 | 5% | 32.2525
72653 | Hubbell | HBL3011EIV | RACEWAY, 90 FLAT ELBOW, HBL3000 SER, IV | EA |  | 1 Year | 33.95 | 5% | 32.2525
72654 | Hubbell | HBL301401PB | POUR BOX FOR 301/401 SERIES BOXES | EA |  | 1 Year | 735 | 5% | 698.25
72655 | Hubbell | HBL3014CGY | RACEWAY, WALLBOX CONN, HBL3000 SER, GY | EA |  | 1 Year | 17 | 5% | 16.15
72656 | Hubbell | HBL3014CIV | RACEWAY, WALLBOX CONN, HBL3000 SER, IV | EA |  | 1 Year | 17 | 5% | 16.15
72657 | Hubbell | HBL3015EGY | RACEWAY, TEE FITTING, HBL3000 SER, GY | EA |  | 1 Year | 51.7 | 5% | 49.115
72658 | Hubbell | HBL3015EIV | RACEWAY, TEE FITTING, HBL3000 SER, IV | EA |  | 1 Year | 51.7 | 5% | 49.115
72659 | Hubbell | HBL3017TCEGY | RACEWAY, INT ELBOW, HBL3000 SER, GY | EA |  | 1 Year | 19.3 | 5% | 18.335
72660 | Hubbell | HBL3017TCEIV | RACEWAY, INT ELBOW, HBL3000 SER, IV | EA |  | 1 Year | 19.3 | 5% | 18.335
72661 | Hubbell | HBL3018AEGY | RACEWAY, EXT ELBOW, HBL3000 SER, GY | EA |  | 1 Year | 29 | 5% | 27.55
72662 | Hubbell | HBL3018AEIV | RACEWAY, EXT ELBOW, HBL3000 SER, IV | EA |  | 1 Year | 29 | 5% | 27.55
72663 | Hubbell | HBL3027AEGY | RACEWAY, PLT, 1.40" OPG, HBL3000 SER, GY | EA |  | 1 Year | 16.9 | 5% | 16.055
72664 | Hubbell | HBL3027AEIV | RACEWAY, PLT, 1.40" OPG, HBL3000 SER, IV | EA |  | 1 Year | 16.9 | 5% | 16.055
72665 | Hubbell | HBL3028GY | RACEWAY, 1-G UTL BOX, HBL3000 SER, GY | EA |  | 1 Year | 48.95 | 5% | 46.5025
72666 | Hubbell | HBL3028IV | RACEWAY, 1-G UTL BOX, HBL3000 SER, IV | EA |  | 1 Year | 48.95 | 5% | 46.5025
72667 | Hubbell | HBL3033JEGY | RACEWAY, PLT, 1.60" OPG, HBL3000 SER, GY | EA |  | 1 Year | 14.3 | 5% | 13.585
72668 | Hubbell | HBL3033JEIV | RACEWAY, PLT, 1.60" OPG, HBL3000 SER, IV | EA |  | 1 Year | 14.3 | 5% | 13.585
72669 | Hubbell | HBL3036HEGY | RACEWAY, PLT, .50" KO, HBL3000 SER, GY | EA |  | 1 Year | 23.2 | 5% | 22.04
72670 | Hubbell | HBL3036HEIV | RACEWAY, PLT, .50" KO, HBL3000 SER, IV | EA |  | 1 Year | 23.2 | 5% | 22.04
72671 | Hubbell | HBL3040CEGY | RACEWAY, PLT, TOG OPG, HBL3000 SER, GY | EA |  | 1 Year | 17.15 | 5% | 16.2925
72672 | Hubbell | HBL3040CEIV | RACEWAY, PLT, TOG OPG, HBL3000 SER, IV | EA |  | 1 Year | 17.15 | 5% | 16.2925
72673 | Hubbell | HBL3043BEGY | RACEWAY, PLT, DUP OPG, HBL3000 SER, GY | EA |  | 1 Year | 13.6 | 5% | 12.92
72674 | Hubbell | HBL3043BEIV | RACEWAY, PLT, DUP OPG, HBL3000 SER, IV | EA |  | 1 Year | 13.6 | 5% | 12.92
72675 | Hubbell | HBL30442GY | RACEWAY, 2-G DEV BOX, XDEEP, HBL3000, GY | EA |  | 1 Year | 50.05 | 5% | 47.5475
72676 | Hubbell | HBL30442IV | RACEWAY, 2-G DEV BOX, XDEEP, HBL3000, IV | EA |  | 1 Year | 50.05 | 5% | 47.5475
72677 | Hubbell | HBL3046BEGY | RACEWAY, PLT, HD DUP OPG, HBL3000, GY | EA |  | 1 Year | 13.6 | 5% | 12.92
72678 | Hubbell | HBL3046BEIV | RACEWAY, PLT, HD DUP OPG, HBL3000, IV | EA |  | 1 Year | 13.6 | 5% | 12.92
72679 | Hubbell | HBL3046H2GY | RACEWAY, TAP-OFF FTG, HBL3000 SER, GY | EA |  | 1 Year | 16.05 | 5% | 15.2475
72680 | Hubbell | HBL3046H2IV | RACEWAY, TAP-OFF FTG, HBL3000 SER, IV | EA |  | 1 Year | 16.05 | 5% | 15.2475
72681 | Hubbell | HBL3048RGY | RACEWAY, PLT, RCPT OPEN, HBL3000 SER, GY | EA |  | 1 Year | 22.05 | 5% | 20.9475
72682 | Hubbell | HBL3048RIV | RACEWAY, PLT, RCPT OPEN, HBL3000 SER, IV | EA |  | 1 Year | 22.05 | 5% | 20.9475
72683 | Hubbell | HBL3051LEGY | RACEWAY, EXT CVR, HBL3000 SER, GRAY | EA |  | 1 Year | 19.6 | 5% | 18.62
72684 | Hubbell | HBL3051LEIV | RACEWAY, EXT CVR, HBL3000 SER, IVORY | EA |  | 1 Year | 19.6 | 5% | 18.62
72685 | Hubbell | HBL3082GY | RACEWAY, COND CONN, HBL3000 SER, GY | EA |  | 1 Year | 79 | 5% | 75.05
72686 | Hubbell | HBL3086GY | RACEWAY, PANEL CONN, HBL3000 SER, GY | EA |  | 1 Year | 32.2 | 5% | 30.59
72687 | Hubbell | HBL3086IV | RACEWAY, PANEL CONN, HBL3000 SER, IV | EA |  | 1 Year | 32.2 | 5% | 30.59
72688 | Hubbell | HBL317BK | MOD FACE PLATE, 6-PORT, BK, SNAP | EA |  | 1 Year | 8.65 | 5% | 8.2175
72689 | Hubbell | HBL317GY | MOD FACE PLATE, 6-PORT, GY, SNAP | EA |  | 1 Year | 8.65 | 5% | 8.2175
72690 | Hubbell | HBL317I | MOD FACE PLATE, 6-PORT, IV, SNAP | EA |  | 1 Year | 8.65 | 5% | 8.2175
72691 | Hubbell | HBL317SBK | MOD FACE PLATE, 6-PORT, BK, SCREW | EA |  | 1 Year | 9.05 | 5% | 8.5975
72692 | Hubbell | HBL317SGY | MOD FACE PLATE, 6-PORT, GY, SCREW | EA |  | 1 Year | 9.05 | 5% | 8.5975
72693 | Hubbell | HBL317SI | MOD FACE PLATE, 6-PORT, IV, SCREW | EA |  | 1 Year | 9.05 | 5% | 8.5975
72694 | Hubbell | HBL317SWA | MOD FACE PLATE, 6-PORT, WH, SCREW | EA |  | 1 Year | 9.05 | 5% | 8.5975
72695 | Hubbell | HBL317WA | MOD FACE PLATE, 6-PORT, WH,SNAP | EA |  | 1 Year | 8.65 | 5% | 8.2175
72696 | Hubbell | HBL3200REDGY | RACEWAY, RED FTG, HBL2000/HBL3000, GY | EA |  | 1 Year | 15.7 | 5% | 14.915
72697 | Hubbell | HBL3200REDIV | RACEWAY, RED FTG, HBL2000/HBL3000, IV | EA |  | 1 Year | 15.7 | 5% | 14.915
72698 | Hubbell | HBL4710BGY | RACEWAY, END CAP, HBL4750 SERIES, GY | EA |  | 1 Year | 11.2 | 5% | 10.64
72699 | Hubbell | HBL4710BIV | RACEWAY, END CAP, HBL4750 SERIES, IV | EA |  | 1 Year | 11.2 | 5% | 10.64
72700 | Hubbell | HBL4710DFOGY | RACEWAY, DIV ENTR FTG, HBL4750 SER, GY | EA |  | 1 Year | 41.45 | 5% | 39.3775
72701 | Hubbell | HBL4710DFOIV | RACEWAY, DIV ENTR FTG, HBL4750 SER, IV | EA |  | 1 Year | 41.45 | 5% | 39.3775
72702 | Hubbell | HBL4710GY | RACEWAY, ENTR FTG, HBL4750 SERIES, GY | EA |  | 1 Year | 37.95 | 5% | 36.0525
72703 | Hubbell | HBL4710IV | RACEWAY, ENTR FTG, HBL4750 SERIES, IV | EA |  | 1 Year | 37.95 | 5% | 36.0525
72704 | Hubbell | HBL4711DFOGY | RACEWAY, DIV L/R FLAT EL, HBL4750SER, GY | EA |  | 1 Year | 55.35 | 5% | 52.5825
72705 | Hubbell | HBL4711DFOIV | RACEWAY, DIV L/R FLAT EL, HBL4750SER, IV | EA |  | 1 Year | 55.35 | 5% | 52.5825
72706 | Hubbell | HBL4711GY | RACEWAY, L/R FLAT EL, HBL4750 SER, GY | EA |  | 1 Year | 42.25 | 5% | 40.1375
72707 | Hubbell | HBL4711IV | RACEWAY, L/R FLAT EL, HBL4750 SER, IV | EA |  | 1 Year | 42.25 | 5% | 40.1375
72708 | Hubbell | HBL4712TXGY | RACEWAY, INT/EXT EL, HBL4750 SERIES, GY | EA |  | 1 Year | 46.4 | 5% | 44.08
72709 | Hubbell | HBL4712TXIV | RACEWAY, INT/EXT EL, HBL4750 SERIES, IV | EA |  | 1 Year | 46.4 | 5% | 44.08
72710 | Hubbell | HBL4714AGY | RACEWAY, BOX CONN, HBL4750 SERIES, GY | EA |  | 1 Year | 75.65 | 5% | 71.8675
72711 | Hubbell | HBL4714AIV | RACEWAY, BOX CONN, HBL4750 SERIES, IV | EA |  | 1 Year | 75.65 | 5% | 71.8675
72712 | Hubbell | HBL4715DFOGY | RACEWAY, DIV L/R TEE, HBL4750 SER, GY | EA |  | 1 Year | 113 | 5% | 107.35
72713 | Hubbell | HBL4715DFOIV | RACEWAY, DIV L/R TEE, HBL4750 SER, IV | EA |  | 1 Year | 113 | 5% | 107.35
72714 | Hubbell | HBL4715GY | RACEWAY, L/R TEE, HBL4750 SERIES, GY | EA |  | 1 Year | 79.9 | 5% | 75.905
72715 | Hubbell | HBL4715IV | RACEWAY, L/R TEE, HBL4750 SERIES, IV | EA |  | 1 Year | 79.9 | 5% | 75.905
72716 | Hubbell | HBL4717DFOGY | RACEWAY, DIV INT EL, HBL4750 SERIES, GY | EA |  | 1 Year | 75.55 | 5% | 71.7725
72717 | Hubbell | HBL4717DFOIV | RACEWAY, DIV INT EL, HBL4750 SERIES, IV | EA |  | 1 Year | 75.55 | 5% | 71.7725
72718 | Hubbell | HBL4717GY | RACEWAY, INT EL, HBL4750 SERIES, GRAY | EA |  | 1 Year | 27.95 | 5% | 26.5525
72719 | Hubbell | HBL4717IV | RACEWAY, INT EL, HBL4750 SERIES, IVORY | EA |  | 1 Year | 27.95 | 5% | 26.5525
72720 | Hubbell | HBL4717NGY | RACEWAY, INV INT EL, HBL4750 SERIES, GY | EA |  | 1 Year | 39.55 | 5% | 37.5725
72721 | Hubbell | HBL4717NIV | RACEWAY, INV INT EL, HBL4750 SERIES, IV | EA |  | 1 Year | 39.55 | 5% | 37.5725
72722 | Hubbell | HBL4717TCAGY | RACEWAY, INT EL COUP, HBL4750 SER, GY | EA |  | 1 Year | 23.8 | 5% | 22.61
72723 | Hubbell | HBL4718DFOGY | RACEWAY, DIV L/RAD EXT EL, HBL4750, GY | EA |  | 1 Year | 80.9 | 5% | 76.855
72724 | Hubbell | HBL4718DFOIV | RACEWAY, DIV L/RAD EXT EL, HBL4750, IV | EA |  | 1 Year | 80.9 | 5% | 76.855
72725 | Hubbell | HBL4718GY | RACEWAY, L/R EXT EL, HBL4750 SER, GY | EA |  | 1 Year | 58.15 | 5% | 55.2425
72726 | Hubbell | HBL4718IV | RACEWAY, L/R EXT EL, HBL4750 SER, IV | EA |  | 1 Year | 58.15 | 5% | 55.2425
72727 | Hubbell | HBL4724REDIV | RACEWAY, RED FTG, HBL4000-HBL2400 | EA |  | 1 Year | 21.3 | 5% | 20.235
72728 | Hubbell | HBL4746H2GY | RACEWAY, TAP-OFF FTG, HBL4750 SER, GY | EA |  | 1 Year | 14.5 | 5% | 13.775
72729 | Hubbell | HBL4746H2IV | RACEWAY, TAP-OFF FTG, HBL4750 SER, IV | EA |  | 1 Year | 14.5 | 5% | 13.775
72730 | Hubbell | HBL47472BBBBGY | RACEWAY, PLT, 4G DUP, HBL4750 SER, GY | EA |  | 1 Year | 25.85 | 5% | 24.5575
72731 | Hubbell | HBL47472BBBBIV | RACEWAY, PLT, 4G DUP, HBL4750 SER, IV | EA |  | 1 Year | 25.85 | 5% | 24.5575
72732 | Hubbell | HBL47472BBFFGY | RACEWAY, PLT, 4G 2 DUP/MOD, HBL4750, GY | EA |  | 1 Year | 25.85 | 5% | 24.5575
72733 | Hubbell | HBL47472BBFFIV | RACEWAY, PLT, 4G 2 DUP/MOD, HBL4750, IV | EA |  | 1 Year | 25.85 | 5% | 24.5575
72734 | Hubbell | HBL47472BBRRGY | RACEWAY, PLT, 4G 2 DUP/STYL, HBL4750, GY | EA |  | 1 Year | 37.95 | 5% | 36.0525
72735 | Hubbell | HBL47472BBRRIV | RACEWAY, PLT, 4G 2 DUP/STYL, HBL4750, IV | EA |  | 1 Year | 37.95 | 5% | 36.0525
72736 | Hubbell | HBL47472BBSSGY | RACEWAY, PLT, 4G 2 DUP/S2 MIN,HBL4750,GY | EA |  | 1 Year | 25.85 | 5% | 24.5575
72737 | Hubbell | HBL47472BBSSIV | RACEWAY, PLT, 4G 2 DUP/S2 MIN,HBL4750,IV | EA |  | 1 Year | 25.85 | 5% | 24.5575
72738 | Hubbell | HBL47472BBTTGY | RACEWAY, PLT, 4G 2 DUP/JAC, HBL4750, GY | EA |  | 1 Year | 25.85 | 5% | 24.5575
72739 | Hubbell | HBL47472BBTTIV | RACEWAY, PLT, 4G 2 DUP/JAC, HBL4750, IV | EA |  | 1 Year | 25.85 | 5% | 24.5575
72740 | Hubbell | HBL47472BBXXGY | RACEWAY, PLT, 4G 2 DUP/BLNK, HBL4750, GY | EA |  | 1 Year | 23.15 | 5% | 21.9925
72741 | Hubbell | HBL47472BBXXIV | RACEWAY, PLT, 4G 2 DUP/BLNK, HBL4750, IV | EA |  | 1 Year | 23.15 | 5% | 21.9925
72742 | Hubbell | HBL47472RRXXGY | RACEWAY, PLT, 4G 2 STY/BLNK, HBL4750, GY | EA |  | 1 Year | 23.15 | 5% | 21.9925
72743 | Hubbell | HBL47472RRXXIV | RACEWAY, PLT, 4G 2 STY/BLNK, HBL4750, IV | EA |  | 1 Year | 23.15 | 5% | 21.9925
72744 | Hubbell | HBL4747AXGY | RACEWAY, PLT, 2G 1 RND/BLNK, HBL4750, GY | EA |  | 1 Year | 13.3 | 5% | 12.635
72745 | Hubbell | HBL4747AXIV | RACEWAY, PLT, 2G 1 RND/BLNK, HBL4750, IV | EA |  | 1 Year | 13.3 | 5% | 12.635
72746 | Hubbell | HBL4747BBGY | RACEWAY, PLT, 2G DUP, HBL4750 SER, GY | EA |  | 1 Year | 17.8 | 5% | 16.91
72747 | Hubbell | HBL4747BBIV | RACEWAY, PLT, 2G DUP, HBL4750 SER, IV | EA |  | 1 Year | 17.8 | 5% | 16.91
72748 | Hubbell | HBL4747BFGY | RACEWAY, PLT, 2G DUP/BLNK, HBL4750, GY | EA |  | 1 Year | 17.8 | 5% | 16.91
72749 | Hubbell | HBL4747BFIV | RACEWAY, PLT, 2G DUP/BLNK, HBL4750, IV | EA |  | 1 Year | 17.8 | 5% | 16.91
72750 | Hubbell | HBL4747BRGY | RACEWAY, PLT, 2G DUP/STY, HBL4750, GY | EA |  | 1 Year | 17.8 | 5% | 16.91
72751 | Hubbell | HBL4747BRIV | RACEWAY, PLT, 2G DUP/STY, HBL4750, IV | EA |  | 1 Year | 17.8 | 5% | 16.91
72752 | Hubbell | HBL4747BSGY | RACEWAY, PLT, 2G DUP/S2 MIN, HBL4750, GY | EA |  | 1 Year | 17.8 | 5% | 16.91
72753 | Hubbell | HBL4747BSIV | RACEWAY, PLT, 2G DUP/S2 MIN, HBL4750, IV | EA |  | 1 Year | 17.8 | 5% | 16.91
72754 | Hubbell | HBL4747BTGY | RACEWAY, PLT, 2G DUP/TRJAK, HBL4750, GY | EA |  | 1 Year | 17.8 | 5% | 16.91
72755 | Hubbell | HBL4747BTIV | RACEWAY, PLT, 2G DUP/TRJAK, HBL4750, IV | EA |  | 1 Year | 17.8 | 5% | 16.91
72756 | Hubbell | HBL4747BXGY | RACEWAY, PLT, 2G 1 DUP/BLNK, HBL4750, GY | EA |  | 1 Year | 13.3 | 5% | 12.635
72757 | Hubbell | HBL4747BXIV | RACEWAY, PLT, 2G 1 DUP/BLNK, HBL4750, IV | EA |  | 1 Year | 13.3 | 5% | 12.635
72758 | Hubbell | HBL4747C1GY | RACEWAY, PLT, 1G DEV COV, HBL4750, GY | EA |  | 1 Year | 13.3 | 5% | 12.635
72759 | Hubbell | HBL4747C1IV | RACEWAY, PLT, 1G DEV COV, HBL4750, IV | EA |  | 1 Year | 13.3 | 5% | 12.635
72760 | Hubbell | HBL4747C2GY | RACEWAY, PLT, 2G DEV COV, HBL4750, GY | EA |  | 1 Year | 17.8 | 5% | 16.91
72761 | Hubbell | HBL4747C2IV | RACEWAY, PLT, 2G DEV COV, HBL4750, IV | EA |  | 1 Year | 17.8 | 5% | 16.91
72762 | Hubbell | HBL4747CVM2GY | RACEWAY, PLT, 2G VERT, HBL4750 SER, GY | EA |  | 1 Year | 17.35 | 5% | 16.4825
72763 | Hubbell | HBL4747CVM2IV | RACEWAY, PLT, 2G VERT, HBL4750 SER, IV | EA |  | 1 Year | 17.35 | 5% | 16.4825
72764 | Hubbell | HBL4747CVMGY | RACEWAY, PLT, 1G VERT, HBL4750 SER, GY | EA |  | 1 Year | 15.05 | 5% | 14.2975
72765 | Hubbell | HBL4747CVMIV | RACEWAY, PLT, 1G VERT, HBL4750 SER, IV | EA |  | 1 Year | 15.05 | 5% | 14.2975
72766 | Hubbell | HBL4747JXGY | RACEWAY, PLT, 2G RND/BLNK, HBL4750, GY | EA |  | 1 Year | 13.3 | 5% | 12.635
72767 | Hubbell | HBL4747JXIV | RACEWAY, PLT, 2G RND/BLNK, HBL4750, IV | EA |  | 1 Year | 13.3 | 5% | 12.635
72768 | Hubbell | HBL4747RFGY | RACEWAY, PLT, 2G 1 MOD/BLNK, HBL4750, GY | EA |  | 1 Year | 17.8 | 5% | 16.91
72769 | Hubbell | HBL4747RFIV | RACEWAY, PLT, 2G 1 MOD/BLNK, HBL4750, IV | EA |  | 1 Year | 17.8 | 5% | 16.91
72770 | Hubbell | HBL4747RXGY | RACEWAY, PLT, 2G 1 STY/BLNK, HBL4750, GY | EA |  | 1 Year | 13.3 | 5% | 12.635
72771 | Hubbell | HBL4747RXIV | RACEWAY, PLT, 2G 1 STY/BLNK, HBL4750, IV | EA |  | 1 Year | 13.3 | 5% | 12.635
72772 | Hubbell | HBL4750B10GY | RACEWAY, 10' BASE, HBL4750 SERIES, GRAY | FT |  | 1 Year | 7.95 | 5% | 7.5525
72773 | Hubbell | HBL4750B10IV | RACEWAY, 10' BASE, HBL4750 SERIES, IVORY | FT |  | 1 Year | 7.95 | 5% | 7.5525
72774 | Hubbell | HBL4750BP | RACEWAY, BYPASS DIV, HBL4750 SERIES | EA |  | 1 Year | 15.7 | 5% | 14.915
72775 | Hubbell | HBL4750C075GY | RACEWAY, 7.5" COVER, HBL4750 SER, GY | EA |  | 1 Year | 3.65 | 5% | 3.4675
72776 | Hubbell | HBL4750C075IV | RACEWAY, 7.5" COVER, HBL4750 SER, IV | EA |  | 1 Year | 3.65 | 5% | 3.4675
72777 | Hubbell | HBL4750C07GY | RACEWAY, 7" COVER, HBL4750 SER, GY | EA |  | 1 Year | 3.65 | 5% | 3.4675
72778 | Hubbell | HBL4750C07IV | RACEWAY, 7" COVER, HBL4750 SER, IV | EA |  | 1 Year | 3.65 | 5% | 3.4675
72779 | Hubbell | HBL4750C135IV | RACEWAY, 13.5" COVER, HBL4750 SER, IV | EA |  | 1 Year | 9.4 | 5% | 8.93
72780 | Hubbell | HBL4750C13GY | RACEWAY, 13" COVER, HBL4750 SER, GY | EA |  | 1 Year | 9.4 | 5% | 8.93
72781 | Hubbell | HBL4750C13IV | RACEWAY, 13" COVER, HBL4750 SER, IV | EA |  | 1 Year | 9.4 | 5% | 8.93
72782 | Hubbell | HBL4750C195IV | RACEWAY, 19.5" COVER, HBL4750 SER, IV | EA |  | 1 Year | 8.15 | 5% | 7.7425
72783 | Hubbell | HBL4750C19GY | RACEWAY, 19" COVER, HBL4750 SER, GY | EA |  | 1 Year | 9.6 | 5% | 9.12
72784 | Hubbell | HBL4750C19IV | RACEWAY, 19" COVER, HBL4750 SER, IV | EA |  | 1 Year | 9.6 | 5% | 9.12
72785 | Hubbell | HBL4750C31GY | RACEWAY, 31" COVER, HBL4750 SER, GY | EA |  | 1 Year | 15.7 | 5% | 14.915
72786 | Hubbell | HBL4750C31IV | RACEWAY, 31" COVER, HBL4750 SER, IV | EA |  | 1 Year | 15.7 | 5% | 14.915
72787 | Hubbell | HBL4750CGY | RACEWAY, 5' COVER, HBL4750 SERIES, GY | FT |  | 1 Year | 4.55 | 5% | 4.3225
72788 | Hubbell | HBL4750CIV | RACEWAY, 5' COVER, HBL4750 SERIES, IV | FT |  | 1 Year | 4.55 | 5% | 4.3225
72789 | Hubbell | HBL4750DGY | RACEWAY, DIVIDER, HBL4750 SERIES | FT |  | 1 Year | 1.51 | 5% | 1.4345
72790 | Hubbell | HBL4750GY | RACEWAY, DEV BRKT, HBL4750 SER, GY | EA |  | 1 Year | 20.3 | 5% | 19.285
72791 | Hubbell | HBL4750IV | RACEWAY, DEV BRKT, HBL4750 SER, IV | EA |  | 1 Year | 20.3 | 5% | 19.285
72792 | Hubbell | HBL4750TFGY | RACEWAY, H TO WM TRANS, HBL4750, GY | EA |  | 1 Year | 16.9 | 5% | 16.055
72793 | Hubbell | HBL4750TFIV | RACEWAY, H TO WM TRANS, HBL4750, IV | EA |  | 1 Year | 16.9 | 5% | 16.055
72794 | Hubbell | HBL4750WCGY | RACEWAY, WIRE CLIP, HBL4750 SERIES, GY | EA |  | 1 Year | 3.8 | 5% | 3.61
72795 | Hubbell | HBL4751AC | RACEWAY, INT COUPLING, HBL4750 SERIES | EA |  | 1 Year | 8.7 | 5% | 8.265
72796 | Hubbell | HBL4751DA | RACEWAY, DIVIDER CLIP, HBL4750 SERIES | EA |  | 1 Year | 1.77 | 5% | 1.6815
72797 | Hubbell | HBL4756AGY | RACEWAY,CONN.COVER, STD,HBL4750 SER,GY | EA |  | 1 Year | 1.92 | 5% | 1.824
72798 | Hubbell | HBL4756AIV | RACEWAY,CONN.COVER, STD,HBL4750 SER, IV | EA |  | 1 Year | 1.92 | 5% | 1.824
72799 | Hubbell | HBL4774AGY | RACEWAY, TAKEOFF CVR, HBL4750 SER, GY | EA |  | 1 Year | 161 | 5% | 152.95
72800 | Hubbell | HBL4774AIV | RACEWAY, TAKEOFF CVR, HBL4750 SER, IV | EA |  | 1 Year | 161 | 5% | 152.95
72801 | Hubbell | HBL4775DKITGY | RACEWAY, BRIDGE KIT, HBL4750, GY | EA |  | 1 Year | 364 | 5% | 345.8
72802 | Hubbell | HBL4775DKITIV | RACEWAY, BRIDGE KIT, HBL4750, IV | EA |  | 1 Year | 364 | 5% | 345.8
72803 | Hubbell | HBL4786AGY | RACEWAY, PANEL CONN, HBL4750 SER, GY | EA |  | 1 Year | 37 | 5% | 35.15
72804 | Hubbell | HBL4786AIV | RACEWAY, PANEL CONN, HBL4750 SER, IV | EA |  | 1 Year | 37 | 5% | 35.15
72805 | Hubbell | HBL50010IV | RACEWAY, 1 CHAN, 10', HBL500 SER, IVORY | FT |  | 1 Year | 1.85 | 5% | 1.7575
72806 | Hubbell | HBL50010W | RACEWAY, 1 CHAN, 10', HBL500 SER, WHITE | FT |  | 1 Year | 2.75 | 5% | 2.6125
72807 | Hubbell | HBL500TFIV | RACEWAY, H TO WM TRANS, HBL500 SER, IV | EA |  | 1 Year | 4.5 | 5% | 4.275
72808 | Hubbell | HBL501PB | POUR BOX FOR 501 SERIES BOXES | EA |  | 1 Year | 735 | 5% | 698.25
72809 | Hubbell | HBL502B | RACEWAY, BUSHING, HBL500 SERIES | EA |  | 1 Year | 0.5 | 5% | 0.475
72810 | Hubbell | HBL504IV | RACEWAY, MTG STRAP, HBL500 SERIES, IV | EA |  | 1 Year | 0.54 | 5% | 0.513
72811 | Hubbell | HBL504W | RACEWAY, MTG STRAP, HBL500 SER, WHI | EA |  | 1 Year | 0.79 | 5% | 0.7505
72812 | Hubbell | HBL506IV | RACEWAY, SPLICE CVR, HBL500 SERIES, IV | EA |  | 1 Year | 0.7 | 5% | 0.665
72813 | Hubbell | HBL506W | RACEWAY, SPLICE CVR, HBL500 SER, WHI | EA |  | 1 Year | 1.03 | 5% | 0.9785
72814 | Hubbell | HBL511IV | RACEWAY, 90 FLAT EL, HBL500 SERIES, IV | EA |  | 1 Year | 2.65 | 5% | 2.5175
72815 | Hubbell | HBL511W | RACEWAY, 90 FLAT ELBOW, HBL500 SER, WHI | EA |  | 1 Year | 3.85 | 5% | 3.6575
72816 | Hubbell | HBL512IV | RACEWAY, 45 FLAT EL, HBL500 SERIES, IV | EA |  | 1 Year | 8.5 | 5% | 8.075
72817 | Hubbell | HBL517IV | RACEWAY, INT ELBOW, HBL500 SERIES, IV | EA |  | 1 Year | 3.3 | 5% | 3.135
72818 | Hubbell | HBL517W | RACEWAY, INT ELBOW, HBL500 SERIES, WHITE | EA |  | 1 Year | 4.85 | 5% | 4.6075
72819 | Hubbell | HBL518IV | RACEWAY, EXT ELBOW, HBL500 SERIES, IV | EA |  | 1 Year | 3.1 | 5% | 2.945
72820 | Hubbell | HBL518W | RACEWAY, EXT ELBOW, HBL500 SER, WH | EA |  | 1 Year | 4.55 | 5% | 4.3225
72821 | Hubbell | HBL5700FIVA | R WAY, FLEX SECTION, HBL500/700/750, IV | EA |  | 1 Year | 32.4 | 5% | 30.78
72822 | Hubbell | HBL5700FWA | R WAY, FLEX SECT, HBL500/700/750, W | EA |  | 1 Year | 31.95 | 5% | 30.3525
72823 | Hubbell | HBL5701C | RACEWAY, COUPLING, HBL500/700/750, IV | EA |  | 1 Year | 1.03 | 5% | 0.9785
72824 | Hubbell | HBL5703IV | RACEWAY, MTG CLIP, HBL500/HBL750, IV | EA |  | 1 Year | 0.74 | 5% | 0.703
72825 | Hubbell | HBL5703W | RACEWAY, MTG CLIP, HBL500/HBL750, WH | EA |  | 1 Year | 0.74 | 5% | 0.703
72826 | Hubbell | HBL5709 | RACEWAY, GRD CLAMP, HBL500/HBL750 | EA |  | 1 Year | 12.9 | 5% | 12.255
72827 | Hubbell | HBL5709GC | RACEWAY, GRD COND, HBL500/HBL750 | EA |  | 1 Year | 10.6 | 5% | 10.07
72828 | Hubbell | HBL5711BRIVA | R WAY, L/R FLAT EL, HBL500/700/750, IV | EA |  | 1 Year | 11 | 5% | 10.45
72829 | Hubbell | HBL5711LHIVA | R WAY, TW EL LEFT, HBL500/700/750, IV | EA |  | 1 Year | 7.6 | 5% | 7.22
72830 | Hubbell | HBL5711LHWA | R WAY, TW EL LEFT, HBL500/700/750, WH | EA |  | 1 Year | 7.6 | 5% | 7.22
72831 | Hubbell | HBL5711RHIVA | R WAY, TW EL RGHT, HBL500/700/750, IV | EA |  | 1 Year | 7.6 | 5% | 7.22
72832 | Hubbell | HBL5711RHWA | R WAY, TW EL RGHT, HBL500/700/750, WH | EA |  | 1 Year | 7.6 | 5% | 7.22
72833 | Hubbell | HBL5715BRIVA | R WAY, L/R TEE, HBL500/700/750, IV | EA |  | 1 Year | 19.6 | 5% | 18.62
72834 | Hubbell | HBL5715IVA | R WAY, TEE, HBL500/700/750 SER, IV | EA |  | 1 Year | 6.95 | 5% | 6.6025
72835 | Hubbell | HBL5717BRIVA | R WAY, L/R INT EL, HBL500/700/750, IV | EA |  | 1 Year | 17.25 | 5% | 16.3875
72836 | Hubbell | HBL5718BRIVA | R WAY, L/R EXT EL, HBL500/700/750, IV | EA |  | 1 Year | 17.25 | 5% | 16.3875
72837 | Hubbell | HBL5719IVA | R WAY, CORNER BOX, HBL500/700/750, IV | EA |  | 1 Year | 24.2 | 5% | 22.99
72838 | Hubbell | HBL57242IVA | R WAY, 1G UTL BOX, HBL500/700/750, IV | EA |  | 1 Year | 14.8 | 5% | 14.06
72839 | Hubbell | HBL57242WA | R WAY, 1G UTL BOX, HBL500/700/750, WH | EA |  | 1 Year | 14.25 | 5% | 13.5375
72840 | Hubbell | HBL5731IV | RACEWAY, CVR, 4" RND, HBL500/HBL750, IV | EA |  | 1 Year | 8.65 | 5% | 8.2175
72841 | Hubbell | HBL5733IVA | R WAY, BOX, 4" RND, HBL500/700/750, IV | EA |  | 1 Year | 19.95 | 5% | 18.9525
72842 | Hubbell | HBL5736IV | RACEWAY, CVR, DIST BX, HBL500/HBL750, IV | EA |  | 1 Year | 7.95 | 5% | 7.5525
72843 | Hubbell | HBL5736W | RACEWAY, CVR, DIST BX, HBL500/HBL750, WH | EA |  | 1 Year | 9.4 | 5% | 8.93
72844 | Hubbell | HBL5737AIVA | R WAY, 1G EXT, 5.5",HBL500/700/HBL750,IV | EA |  | 1 Year | 19.3 | 5% | 18.335
72845 | Hubbell | HBL5737AWA | R WAY, 1G EXT, 5.5",HBL500/700/HBL750,WH | EA |  | 1 Year | 19.3 | 5% | 18.335
72846 | Hubbell | HBL5737IVA | R WAY, 1G EXT 4.75",HBL500/700/HBL750,IV | EA |  | 1 Year | 18.85 | 5% | 17.9075
72847 | Hubbell | HBL5737WA | R WAY, 1G EXT 4.75",HBL500/700/HBL750,WH | EA |  | 1 Year | 18.85 | 5% | 17.9075
72848 | Hubbell | HBL5738AFIVA | R WAY, FAN BOX, HBL500/700/HBL750, IV | EA |  | 1 Year | 20.6 | 5% | 19.57
72849 | Hubbell | HBL5738AFWA | R WAY, FAN BOX, HBL500/700/HBL750, WH | EA |  | 1 Year | 20.6 | 5% | 19.57
72850 | Hubbell | HBL5738AIVA | R WAY, FXT BOX 5.5",HBL500/700/HBL750,IV | EA |  | 1 Year | 17.75 | 5% | 16.8625
72851 | Hubbell | HBL5738IVA | R WAY, FXT BX 4.75",HBL500/700/HBL750,IV | EA |  | 1 Year | 17.45 | 5% | 16.5775
72852 | Hubbell | HBL5738WA | R WAY, FXT BX 4.75",HBL500/700/HBL750,WH | EA |  | 1 Year | 17.45 | 5% | 16.5775
72853 | Hubbell | HBL5739AABIVA | R WAY, AUD ALRM BOX,HBL500/700/HBL750,IV | EA |  | 1 Year | 30.9 | 5% | 29.355
72854 | Hubbell | HBL5739AABWA | R WAY, AUD ALRM BOX,HBL500/700/HBL750,WH | EA |  | 1 Year | 30.9 | 5% | 29.355
72855 | Hubbell | HBL5739AIVA | R WAY,EXT BX, 6.37",HBL500/700/HBL750,IV | EA |  | 1 Year | 22.45 | 5% | 21.3275
72856 | Hubbell | HBL5739IVA | R WAY,FXT BX, 6.37",HBL500/700/HBL750,IV | EA |  | 1 Year | 20.95 | 5% | 19.9025
72857 | Hubbell | HBL5739WA | R WAY,FXT BX, 6.37",HBL500/700/HBL750,WH | EA |  | 1 Year | 20.95 | 5% | 19.9025
72858 | Hubbell | HBL57442IVA | R WAY, 2G BX, XDEEP,HBL500/700/HBL750,IV | EA |  | 1 Year | 34.9 | 5% | 33.155
72859 | Hubbell | HBL57442WA | R WAY, 2G BX,XDEEP,HBL500/700/HBL750, WH | EA |  | 1 Year | 34.9 | 5% | 33.155
72860 | Hubbell | HBL57443IVA | R WAY, 3G BX,XDEEP,HBL500/700/HBL750, IV | EA |  | 1 Year | 58.4 | 5% | 55.48
72861 | Hubbell | HBL5744IVA | R WAY, 1G BX, XDEEP,HBL500/700/HBL750,IV | EA |  | 1 Year | 27.95 | 5% | 26.5525
72862 | Hubbell | HBL5744S2IVA | R WAY, 2G BOX, DEEP,HBL500/700/HBL750,IV | EA |  | 1 Year | 30.85 | 5% | 29.3075
72863 | Hubbell | HBL5744S2WA | R WAY, 2G BOX, DEEP,HBL500/700/HBL750,WH | EA |  | 1 Year | 30.85 | 5% | 29.3075
72864 | Hubbell | HBL5744S3IVA | R WAY, 3G BOX,DEEP,HBL500/700/HBL750, IV | EA |  | 1 Year | 55.75 | 5% | 52.9625
72865 | Hubbell | HBL5744SIVA | R WAY, 1G BOX,DEEP,HBL500/700/HBL750, IV | EA |  | 1 Year | 26.15 | 5% | 24.8425
72866 | Hubbell | HBL5744SWA | R WAY, 1G BOX,DEEP, HBL500/700/HBL750,WH | EA |  | 1 Year | 26.15 | 5% | 24.8425
72867 | Hubbell | HBL5744WA | R WAY, 1G BX, XDEEP,HBL500/700/HBL750,WH | EA |  | 1 Year | 27.95 | 5% | 26.5525
72868 | Hubbell | HBL5745IVA | R WAY, COMBO BOX, HBL500/700/HBL750, IV | EA |  | 1 Year | 12.1 | 5% | 11.495
72869 | Hubbell | HBL5745WA | R WAY, COMBO BOX, HBL500/700/HBL750, WH | EA |  | 1 Year | 12.1 | 5% | 11.495
72870 | Hubbell | HBL57472IVA | R WAY, 2G BOX, SHAL,HBL500/700/HBL750,IV | EA |  | 1 Year | 19 | 5% | 18.05
72871 | Hubbell | HBL57472WA | R WAY, 2G BOX, SHAL,HBL500/700/HBL750,WH | EA |  | 1 Year | 19 | 5% | 18.05
72872 | Hubbell | HBL57473IVA | R WAY, 3G BOX, SHAL,HBL500/700/HBL750,IV | EA |  | 1 Year | 52.25 | 5% | 49.6375
72873 | Hubbell | HBL5747IVA | R WAY, 1G BOX, SHAL,HBL500/700/HBL750,IV | EA |  | 1 Year | 10.25 | 5% | 9.7375
72874 | Hubbell | HBL5747WA | R WAY, 1G BOX, SHAL,HBL500/700/HBL750,WH | EA |  | 1 Year | 10.25 | 5% | 9.7375
72875 | Hubbell | HBL57482IVA | R WAY, 2G BOX, STD, HBL500/700/HBL750,IV | EA |  | 1 Year | 21.05 | 5% | 19.9975
72876 | Hubbell | HBL57482WA | R WAY, 2G BOX, STD, HBL500/700/HBL750,WH | EA |  | 1 Year | 21.05 | 5% | 19.9975
72877 | Hubbell | HBL57483IVA | R WAY, 3G BOX, STD, HBL500/700/HBL750,IV | EA |  | 1 Year | 51.85 | 5% | 49.2575
72878 | Hubbell | HBL57483WA | R WAY, 3G BOX, STD, HBL500/700/HBL750,WH | EA |  | 1 Year | 51.85 | 5% | 49.2575
72879 | Hubbell | HBL57484IVA | R WAY, 4G BOX, STD, HBL500/700/HBL750,IV | EA |  | 1 Year | 84.15 | 5% | 79.9425
72880 | Hubbell | HBL57485IVA | R WAY, 5G BOX, STD, HBL500/700/HBL750,IV | EA |  | 1 Year | 146 | 5% | 138.7
72881 | Hubbell | HBL57486IVA | R WAY, 6G BOX, STD, HBL500/700/HBL750,IV | EA |  | 1 Year | 153 | 5% | 145.35
72882 | Hubbell | HBL5748IVA | R WAY, 1G BOX, STD, HBL500/700/HBL750,IV | EA |  | 1 Year | 12 | 5% | 11.4
72883 | Hubbell | HBL5748SIVA | R WAY, LPRO BOX, HBL500/700/HBL750, IV | EA |  | 1 Year | 10.55 | 5% | 10.0225
72884 | Hubbell | HBL5748SWA | R WAY, LPRO BOX, HBL500/700/HBL750, WH | EA |  | 1 Year | 10.55 | 5% | 10.0225
72885 | Hubbell | HBL5748WA | R WAY, 1G BOX, STD, HBL500/700/HBL750,WH | EA |  | 1 Year | 12 | 5% | 11.4
72886 | Hubbell | HBL57512IVA | R WAY,EXT BOX,2G,HBL500/700/HBL750,IV | EA |  | 1 Year | 20.2 | 5% | 19.19
72887 | Hubbell | HBL57513IVA | R WAY,EXT BOX,3G,HBL500/700/HBL750,IV | EA |  | 1 Year | 50.55 | 5% | 48.0225
72888 | Hubbell | HBL5751AIVA | R WAY, EXT BOX, STD,HBL500/700/HBL750,IV | EA |  | 1 Year | 12.55 | 5% | 11.9225
72889 | Hubbell | HBL5751AWA | R WAY, EXT BOX, STD,HBL500/700/HBL750,WH | EA |  | 1 Year | 12.55 | 5% | 11.9225
72890 | Hubbell | HBL5751IVA | R WAY, EXT BOX, STD,HBL500/700/HBL750,IV | EA |  | 1 Year | 10.8 | 5% | 10.26
72891 | Hubbell | HBL5751WA | R WAY, EXT BOX, STD,HBL500/HBL750,WH | EA |  | 1 Year | 10.8 | 5% | 10.26
72892 | Hubbell | HBL5752IVA | R WAY, 2G ALARM BOX,HBL500/700/HBL750,IV | EA |  | 1 Year | 19.3 | 5% | 18.335
72893 | Hubbell | HBL5752RA | R WAY, 2G ALARM BOX,HBL500/700/HBL750,RD | EA |  | 1 Year | 19.3 | 5% | 18.335
72894 | Hubbell | HBL5753IVA | R WAY, 2G DEEP ALRM,HBL500/700/HBL750,IV | EA |  | 1 Year | 35.25 | 5% | 33.4875
72895 | Hubbell | HBL5753RA | R WAY, 2G DEEP ALRM,HBL500/700/HBL750,RD | EA |  | 1 Year | 35.25 | 5% | 33.4875
72896 | Hubbell | HBL5760IVA | R WAY, BLNK EXT BOX,HBL500/700/HBL750,IV | EA |  | 1 Year | 12.1 | 5% | 11.495
72897 | Hubbell | HBL5780 | RACEWAY, GALV NIP, 1/2", HBL500/HBL750 | EA |  | 1 Year | 15.85 | 5% | 15.0575
72898 | Hubbell | HBL5781 | RACEWAY, GLV 1/2" BOX CON, HBL500/HBL750 | EA |  | 1 Year | 5.35 | 5% | 5.0825
72899 | Hubbell | HBL5781A | RACEWAY, GLV 3/4" BOX CON, HBL500/HBL750 | EA |  | 1 Year | 14.6 | 5% | 13.87
72900 | Hubbell | HBL5782A | RACEWAY, GV 3/4" COND CON, HBL500/HBL750 | EA |  | 1 Year | 22.9 | 5% | 21.755
72901 | Hubbell | HBL5782C | RACEWAY, GV 1/2" COND CON, HBL500/HBL750 | EA |  | 1 Year | 5.55 | 5% | 5.2725
72902 | Hubbell | HBL5783IVA | R WAY, BOX CONN, HBL500/700/HBL750, IV | EA |  | 1 Year | 16.9 | 5% | 16.055
72903 | Hubbell | HBL5784IVA | R WAY, COND CONN, HBL500/700/HBL750, IV | EA |  | 1 Year | 16.9 | 5% | 16.055
72904 | Hubbell | HBL5785AIVA | R WAY, COMBO CONN, HBL500/700/HBL750, IV | EA |  | 1 Year | 6.2 | 5% | 5.89
72905 | Hubbell | HBL5785AWA | R WAY, COMBO CONN, HBL500/700/HBL750, WH | EA |  | 1 Year | 6.2 | 5% | 5.89
72906 | Hubbell | HBL5786AIVA | RACEWAY, 3/4" CONN, HBL500/HBL700/HBL750 | EA |  | 1 Year | 16 | 5% | 15.2
72907 | Hubbell | HBL5786AWA | R WAY, OFF CONN,HBL500/HBL750/HBL750,WH | EA |  | 1 Year | 16 | 5% | 15.2
72908 | Hubbell | HBL5786IVA | R WAY, ADJ OFF CONN,HBL500/700/HBL750,IV | EA |  | 1 Year | 16 | 5% | 15.2
72909 | Hubbell | HBL5786WA | R WAY, ADJ OFF CONN,HBL500/HBL750,WH | EA |  | 1 Year | 16 | 5% | 15.2
72910 | Hubbell | HBL5790B | RACEWAY, ARM CAB CONN, HBL500/HBL750 | EA |  | 1 Year | 5.9 | 5% | 5.605
72911 | Hubbell | HBL5791 | RACEWAY, 1/2" EMT CONN, HBL500/HBL750 | EA |  | 1 Year | 8.3 | 5% | 7.885
72912 | Hubbell | HBL600B | RACEWAY, BENDER, HBL500/HBL750 SERIES | EA |  | 1 Year | 225 | 5% | 213.75
72913 | Hubbell | HBL605CUT | RACEWAY, CUTTER, HBL500 SERIES | EA |  | 1 Year | 483 | 5% | 458.85
72914 | Hubbell | HBL605K | RACEWAY, REPL BLADE, HBL500 SERIES | EA |  | 1 Year | 63.3 | 5% | 60.135
72915 | Hubbell | HBL607CUT | RACEWAY, CUTTER, HBL750 SERIES | EA |  | 1 Year | 483 | 5% | 458.85
72916 | Hubbell | HBL607K | RACEWAY, REPL BLADE, HBL750 SERIES | EA |  | 1 Year | 63.3 | 5% | 60.135
72917 | Hubbell | HBL620BCK | RACEWAY, REPL BLADE HBL2000 SERIES | EA |  | 1 Year | 159 | 5% | 151.05
72918 | Hubbell | HBL620C | RACEWAY, CUTTER, HBL2000 SERIES | EA |  | 1 Year | 693 | 5% | 658.35
72919 | Hubbell | HBL6236 | SINGLE RECEPT, FLOOR BOX ASM, 15A 125V | EA |  | 1 Year | 92.35 | 5% | 87.7325
72920 | Hubbell | HBL624BCK | RACEWAY, CUTTER HBL2400/2400D, REP BLD | EA |  | 1 Year | 215 | 5% | 204.25
72921 | Hubbell | HBL624CUT | RACEWAY, BASE/COV CUTTER HBL2400/2400D | EA |  | 1 Year | 561 | 5% | 532.95
72922 | Hubbell | HBL630B | RACEWAY, BASE CUTTER, HBL3000 SERIES | EA |  | 1 Year | 1372 | 5% | 1303.4
72923 | Hubbell | HBL630BDK | RACEWAY, BC REPL BLADE, HBL3000 SERIES | EA |  | 1 Year | 659 | 5% | 626.05
72924 | Hubbell | HBL630C | RACEWAY, COVER CUTTER, HBL3000 SERIES | EA |  | 1 Year | 1196 | 5% | 1136.2
72925 | Hubbell | HBL630CDK | RACEWAY, CC REPL BLADE, HBL3000 SERIES | EA |  | 1 Year | 491 | 5% | 466.45
72926 | Hubbell | HBL640B | RACEWAY, BASE CUTTER, HBL4750 SERIES | EA |  | 1 Year | 989 | 5% | 939.55
72927 | Hubbell | HBL640BDK | RACEWAY, BC REPL BLADE, HBL4750 SERIES | EA |  | 1 Year | 650 | 5% | 617.5
72928 | Hubbell | HBL640C | RACEWAY, COVER CUTTER, HBL4750 SERIES | EA |  | 1 Year | 825 | 5% | 783.75
72929 | Hubbell | HBL640CDK | RACEWAY, CC REPL BLADE, HBL4750 SERIES | EA |  | 1 Year | 473 | 5% | 449.35
72930 | Hubbell | HBL660B | RACEWAY, BASE CUTTER, HBL6750 SERIES | EA |  | 1 Year | 1072 | 5% | 1018.4
72931 | Hubbell | HBL660BDK | RACEWAY, BC REPL BLADE, HBL6750 SERIES | EA |  | 1 Year | 824 | 5% | 782.8
72932 | Hubbell | HBL660C | RACEWAY, COVER CUTTER, HBL6750 SERIES | EA |  | 1 Year | 1034 | 5% | 982.3
72933 | Hubbell | HBL660CDK | RACEWAY, CC REPL BLADE, HBL6750 SERIES | EA |  | 1 Year | 674 | 5% | 640.3
72934 | Hubbell | HBL6710BGY | RACEWAY, END CAP, HBL6750 SERIES, GRAY | EA |  | 1 Year | 16.25 | 5% | 15.4375
72935 | Hubbell | HBL6710BIV | RACEWAY, END CAP, HBL6750 SERIES, IVORY | EA |  | 1 Year | 16.25 | 5% | 15.4375
72936 | Hubbell | HBL6710DFOGY | RACEWAY, DIV ENTR FTG, HBL6750 SER, GY | EA |  | 1 Year | 49.55 | 5% | 47.0725
72937 | Hubbell | HBL6710DFOIV | RACEWAY, DIV ENTR FTG, HBL6750 SER, IV | EA |  | 1 Year | 49.55 | 5% | 47.0725
72938 | Hubbell | HBL6710GY | RACEWAY, ENTR FTG, HBL6750 SERIES, GY | EA |  | 1 Year | 45.3 | 5% | 43.035
72939 | Hubbell | HBL6710IV | RACEWAY, ENTR FTG, HBL6750 SERIES, IV | EA |  | 1 Year | 45.3 | 5% | 43.035
72940 | Hubbell | HBL6711DFOGY | RACEWAY, DIV L/R FLAT EL, HBL6750, GY | EA |  | 1 Year | 64.5 | 5% | 61.275
72941 | Hubbell | HBL6711DFOIV | RACEWAY, DIV L/R FLAT EL, HBL6750, IV | EA |  | 1 Year | 64.5 | 5% | 61.275
72942 | Hubbell | HBL6711GY | RACEWAY, L/R FLAT EL, HBL6750 SER, GY | EA |  | 1 Year | 55.2 | 5% | 52.44
72943 | Hubbell | HBL6711IV | RACEWAY, L/R FLAT EL, HBL6750 SER, IV | EA |  | 1 Year | 55.2 | 5% | 52.44
72944 | Hubbell | HBL6712TXGY | RACEWAY, INT/EXT EL, HBL6750 SERIES, GY | EA |  | 1 Year | 57.85 | 5% | 54.9575
72945 | Hubbell | HBL6712TXIV | RACEWAY, INT/EXT EL, HBL6750 SERIES, IV | EA |  | 1 Year | 57.85 | 5% | 54.9575
72946 | Hubbell | HBL6714AGY | RACEWAY, BOX CONN, HBL6750 SERIES, GY | EA |  | 1 Year | 119 | 5% | 113.05
72947 | Hubbell | HBL6714AIV | RACEWAY, BOX CONN, HBL6750 SERIES, IV | EA |  | 1 Year | 119 | 5% | 113.05
72948 | Hubbell | HBL6715DFOGY | RACEWAY, DIV L/R TEE, HBL6750 SER, GY | EA |  | 1 Year | 170 | 5% | 161.5
72949 | Hubbell | HBL6715DFOIV | RACEWAY, DIV L/R TEE, HBL6750 SER, IV | EA |  | 1 Year | 170 | 5% | 161.5
72950 | Hubbell | HBL6715GY | RACEWAY, L/R TEE, HBL6750 SERIES, GY | EA |  | 1 Year | 105 | 5% | 99.75
72951 | Hubbell | HBL6715IV | RACEWAY, L/R TEE, HBL6750 SERIES, IV | EA |  | 1 Year | 105 | 5% | 99.75
72952 | Hubbell | HBL6717DFOGY | RACEWAY, L/R DIV INT EL, HBL6750 SER, GY | EA |  | 1 Year | 87.75 | 5% | 83.3625
72953 | Hubbell | HBL6717DFOIV | RACEWAY, L/R DIV INT EL, HBL6750 SER, IV | EA |  | 1 Year | 87.75 | 5% | 83.3625
72954 | Hubbell | HBL6717GY | RACEWAY, INT EL, HBL6750 SERIES, GY | EA |  | 1 Year | 36.45 | 5% | 34.6275
72955 | Hubbell | HBL6717IV | RACEWAY, INT EL, HBL6750 SERIES, IV | EA |  | 1 Year | 36.45 | 5% | 34.6275
72956 | Hubbell | HBL6717NGY | RACEWAY, INV INT EL, HBL6750 SERIES, GY | EA |  | 1 Year | 44.8 | 5% | 42.56
72957 | Hubbell | HBL6717NIV | RACEWAY, INV INT EL, HBL6750 SERIES, IV | EA |  | 1 Year | 44.8 | 5% | 42.56
72958 | Hubbell | HBL6717TCAGY | RACEWAY, INT EL COUP, HBL6750 SERIES, GY | EA |  | 1 Year | 27.7 | 5% | 26.315
72959 | Hubbell | HBL6718DFOGY | RACEWAY, DIV L/R EXT EL, HBL6750, GY | EA |  | 1 Year | 96.6 | 5% | 91.77
72960 | Hubbell | HBL6718DFOIV | RACEWAY, DIV L/R EXT EL, HBL6750, IV | EA |  | 1 Year | 96.6 | 5% | 91.77
72961 | Hubbell | HBL6718GY | RACEWAY, L/R EXT EL, HBL6750 SER, GY | EA |  | 1 Year | 76.05 | 5% | 72.2475
72962 | Hubbell | HBL6718IV | RACEWAY, L/R EXT EL, HBL6750 SER, IV | EA |  | 1 Year | 76.05 | 5% | 72.2475
72963 | Hubbell | HBL6746HHHGY | RACEWAY, TAP-OFF FTG, HBL6750 SER, GY | EA |  | 1 Year | 17.15 | 5% | 16.2925
72964 | Hubbell | HBL6746HHHIV | RACEWAY, TAP-OFF FTG, HBL6750 SER, IV | EA |  | 1 Year | 17.15 | 5% | 16.2925
72965 | Hubbell | HBL67473BBBBBBGY | RACEWAY, PLT, 6G 6DUP, HBL6750 SER, GY | EA |  | 1 Year | 30.9 | 5% | 29.355
72966 | Hubbell | HBL67473BBBBBBIV | RACEWAY, PLT, 6G 6DUP, HBL6750 SER, IV | EA |  | 1 Year | 30.9 | 5% | 29.355
72967 | Hubbell | HBL67473BBBBFFGY | RACEWAY, PLT, 6G 4DUP 2MOD, HBL6750, GY | EA |  | 1 Year | 30.9 | 5% | 29.355
72968 | Hubbell | HBL67473BBBBFFIV | RACEWAY, PLT, 6G 4DUP 2MOD, HBL6750, IV | EA |  | 1 Year | 30.9 | 5% | 29.355
72969 | Hubbell | HBL67473BBBBSSGY | RACEWAY, PLT, 6G 4DUP 2MIN, HBL6750, GY | EA |  | 1 Year | 30.9 | 5% | 29.355
72970 | Hubbell | HBL67473BBBBSSIV | RACEWAY, PLT, 6G 4DUP 2MIN, HBL6750, IV | EA |  | 1 Year | 30.9 | 5% | 29.355
72971 | Hubbell | HBL67473BBBBTTGY | RACEWAY, PLT, 6G 4DUP 2TRJ, HBL6750, GY | EA |  | 1 Year | 30.9 | 5% | 29.355
72972 | Hubbell | HBL67473BBBBTTIV | RACEWAY, PLT, 6G 4DUP 2TRJ, HBL6750, IV | EA |  | 1 Year | 30.9 | 5% | 29.355
72973 | Hubbell | HBL67473BBBBXXGY | RACEWAY, PLT, 6G 4DUP 2BNK, HBL6750, GY | EA |  | 1 Year | 27.4 | 5% | 26.03
72974 | Hubbell | HBL67473BBBBXXIV | RACEWAY, PLT, 6G 4DUP 2BNK, HBL6750, IV | EA |  | 1 Year | 27.4 | 5% | 26.03
72975 | Hubbell | HBL67473BBRRRRGY | HBL6750 SER SIX GNG DUPLEX/STY GRAY | EA |  | 1 Year | 45.4 | 5% | 43.13
72976 | Hubbell | HBL67473BBRRRRIV | HBL6750 SER SIX GNG DUPLEX/STY IVORY | EA |  | 1 Year | 45.4 | 5% | 43.13
72977 | Hubbell | HBL67473RRRRXXGY | RACEWAY, PLT, 6G 4STY 2BNK, HBL6750, GY | EA |  | 1 Year | 27.4 | 5% | 26.03
72978 | Hubbell | HBL67473RRRRXXIV | RACEWAY, PLT, 6G 4STY 2BNK, HBL6750, IV | EA |  | 1 Year | 27.4 | 5% | 26.03
72979 | Hubbell | HBL6747AXXGY | RACEWAY, PLT, 2G 1DUP 1BNK, HBL6750, GY | EA |  | 1 Year | 16.25 | 5% | 15.4375
72980 | Hubbell | HBL6747AXXIV | RACEWAY, PLT, 2G 1DUP 1BNK, HBL6750, IV | EA |  | 1 Year | 16.25 | 5% | 15.4375
72981 | Hubbell | HBL6747BBBGY | RACEWAY, PLT, 3G 3DUP, HBL6750 SER, GY | EA |  | 1 Year | 21.5 | 5% | 20.425
72982 | Hubbell | HBL6747BBBIV | RACEWAY, PLT, 3G 3DUP, HBL6750 SER, IV | EA |  | 1 Year | 21.5 | 5% | 20.425
72983 | Hubbell | HBL6747BBFGY | RACEWAY, PLT, 3G 2DUP 1MOD, HBL6750, GY | EA |  | 1 Year | 21.5 | 5% | 20.425
72984 | Hubbell | HBL6747BBFIV | RACEWAY, PLT, 3G 2DUP 1MOD, HBL6750, IV | EA |  | 1 Year | 21.5 | 5% | 20.425
72985 | Hubbell | HBL6747BBSGY | RACEWAY, PLT, 2G 1DUP 1MINI, HBL6750, GY | EA |  | 1 Year | 21.5 | 5% | 20.425
72986 | Hubbell | HBL6747BBSIV | RACEWAY, PLT, 2G 1DUP 1MINI, HBL6750, IV | EA |  | 1 Year | 21.5 | 5% | 20.425
72987 | Hubbell | HBL6747BBTGY | RACEWAY, PLT, 2G 1DUP 1TRJ, HBL6750, GY | EA |  | 1 Year | 21.5 | 5% | 20.425
72988 | Hubbell | HBL6747BBTIV | RACEWAY, PLT, 2G 1DUP 1TRJ, HBL6750, IV | EA |  | 1 Year | 21.5 | 5% | 20.425
72989 | Hubbell | HBL6747BRRGY | RACEWAY, PLT, 3G 1DUP 2STY, HBL6750, GY | EA |  | 1 Year | 31.6 | 5% | 30.02
72990 | Hubbell | HBL6747BRRIV | RACEWAY, PLT, 3G 1DUP 2STY, HBL6750, IV | EA |  | 1 Year | 31.6 | 5% | 30.02
72991 | Hubbell | HBL6747BXXGY | RACEWAY, PLT, 3G 1DUP 2BNK, HBL6750, IV | EA |  | 1 Year | 16.25 | 5% | 15.4375
72992 | Hubbell | HBL6747BXXIV | RACEWAY, PLT, 3G 1DUP 2BNK, HBL6750, GY | EA |  | 1 Year | 16.25 | 5% | 15.4375
72993 | Hubbell | HBL6747C1GY | RACEWAY, PLT, 1G COMM, HBL6750 SER, GY | EA |  | 1 Year | 16.25 | 5% | 15.4375
72994 | Hubbell | HBL6747C1IV | RACEWAY, PLT, 1G COMM, HBL6750 SER, IV | EA |  | 1 Year | 16.25 | 5% | 15.4375
72995 | Hubbell | HBL6747C2GY | RACEWAY, PLT, 2G COMM, HBL6750 SER, GY | EA |  | 1 Year | 21.5 | 5% | 20.425
72996 | Hubbell | HBL6747C2IV | RACEWAY, PLT, 2G COMM, HBL6750 SER, IV | EA |  | 1 Year | 21.5 | 5% | 20.425
72997 | Hubbell | HBL6747JXXGY | RACEWAY, PLT, 3G 1RND 2BNK, HBL6750, GY | EA |  | 1 Year | 16.25 | 5% | 15.4375
72998 | Hubbell | HBL6747JXXIV | RACEWAY, PLT, 3G 1RND 2BNK, HBL6750, IV | EA |  | 1 Year | 16.25 | 5% | 15.4375
72999 | Hubbell | HBL6747RRFGY | RACEWAY, PLT, 3G 2STY 1MOD, HBL6750, GY | EA |  | 1 Year | 21.5 | 5% | 20.425
73000 | Hubbell | HBL6747RRFIV | RACEWAY, PLT, 3G 2STY 1MOD, HBL6750, IV | EA |  | 1 Year | 21.5 | 5% | 20.425
73001 | Hubbell | HBL6747RXXGY | RACEWAY, PLT, 2G 1RND 1BNK, HBL6750, GY | EA |  | 1 Year | 16.25 | 5% | 15.4375
73002 | Hubbell | HBL6747RXXIV | RACEWAY, PLT, 2G 1RND 1BNK, HBL6750, IV | EA |  | 1 Year | 16.25 | 5% | 15.4375
73003 | Hubbell | HBL6750B10GY | RACEWAY, 10' BASE, HBL6750 SERIES, GRAY | FT |  | 1 Year | 15.7 | 5% | 14.915
73004 | Hubbell | HBL6750B10IV | RACEWAY, 10' BASE, HBL6750 SERIES, IVORY | FT |  | 1 Year | 15.7 | 5% | 14.915
73005 | Hubbell | HBL6750C075GY | RACEWAY, 7.5" COVER, HBL6750 SER, GRAY | EA |  | 1 Year | 4.25 | 5% | 4.0375
73006 | Hubbell | HBL6750C075IV | RACEWAY, 7.5" COVER, HBL6750 SER, IVORY | EA |  | 1 Year | 4.25 | 5% | 4.0375
73007 | Hubbell | HBL6750C07GY | RACEWAY, 7" COVER, HBL6750 SER, GY | EA |  | 1 Year | 4.25 | 5% | 4.0375
73008 | Hubbell | HBL6750C07IV | RACEWAY, 7" COVER, HBL6750 SER, IV | EA |  | 1 Year | 4.25 | 5% | 4.0375
73009 | Hubbell | HBL6750C135GY | RACEWAY, 13.5" COVER, HBL6750 SER, GRAY | EA |  | 1 Year | 11 | 5% | 10.45
73010 | Hubbell | HBL6750C135IV | RACEWAY, 13.5" COVER, HBL6750 SER, IVORY | EA |  | 1 Year | 11 | 5% | 10.45
73011 | Hubbell | HBL6750C13GY | RACEWAY, 13" COVER, HBL6750 SER, GY | EA |  | 1 Year | 11 | 5% | 10.45
73012 | Hubbell | HBL6750C13IV | RACEWAY, 13" COVER, HBL6750 SER, IV | EA |  | 1 Year | 11 | 5% | 10.45
73013 | Hubbell | HBL6750C195IV | RACEWAY, 19.5" COVER, HBL6750 SER, IVORY | EA |  | 1 Year | 10.25 | 5% | 9.7375
73014 | Hubbell | HBL6750C19GY | RACEWAY, 19" COVER, HBL6750 SER, GY | EA |  | 1 Year | 12.1 | 5% | 11.495
73015 | Hubbell | HBL6750C19IV | RACEWAY, 19" COVER, HBL6750 SER, IV | EA |  | 1 Year | 12.1 | 5% | 11.495
73016 | Hubbell | HBL6750C315GY | RACEWAY, 31.5" COVER, HBL6750 SER, GRAY | EA |  | 1 Year | 18.45 | 5% | 17.5275
73017 | Hubbell | HBL6750C315IV | RACEWAY, 31.5" COVER, HBL6750 SER, IVORY | EA |  | 1 Year | 18.45 | 5% | 17.5275
73018 | Hubbell | HBL6750C31GY | RACEWAY, 31" COVER, HBL6750 SER, GY | EA |  | 1 Year | 18.45 | 5% | 17.5275
73019 | Hubbell | HBL6750C31IV | RACEWAY, 31" COVER, HBL6750 SER, IV | EA |  | 1 Year | 18.45 | 5% | 17.5275
73020 | Hubbell | HBL6750CGY | RACEWAY, 5' COVER, HBL6750 SERIES, GRAY | FT |  | 1 Year | 5.65 | 5% | 5.3675
73021 | Hubbell | HBL6750CIV | RACEWAY, 5' COVER, HBL6750 SERIES, IVORY | FT |  | 1 Year | 5.65 | 5% | 5.3675
73022 | Hubbell | HBL6750DAGY | RACEWAY, DIVIDER, HBL6750 SERIES | FT |  | 1 Year | 2.1 | 5% | 1.995
73023 | Hubbell | HBL6750GY | RACEWAY, DEV BRKT, HBL6750 SER, GRAY | EA |  | 1 Year | 22.55 | 5% | 21.4225
73024 | Hubbell | HBL6750IV | RACEWAY, DEV BRKT, HBL6750 SER, IVORY | EA |  | 1 Year | 22.55 | 5% | 21.4225
73025 | Hubbell | HBL6750TFGY | RACEWAY, H TO WM TRANS, HBL6750 SER, GY | EA |  | 1 Year | 38.1 | 5% | 36.195
73026 | Hubbell | HBL6750TFIV | RACEWAY, H TO WM TRANS, HBL6750 SER, IV | EA |  | 1 Year | 38.1 | 5% | 36.195
73027 | Hubbell | HBL6750WCGY | RACEWAY, WIRE CLIP, HBL6750 SERIES, GY | EA |  | 1 Year | 5.2 | 5% | 4.94
73028 | Hubbell | HBL6751A | RACEWAY, COUPLING, HBL6750 SERIES | EA |  | 1 Year | 9.7 | 5% | 9.215
73029 | Hubbell | HBL6751DAGY | RACEWAY, DIVIDER CLIP, HBL6750 SER | EA |  | 1 Year | 4.55 | 5% | 4.3225
73030 | Hubbell | HBL6756AGY | RACEWAY,CONN COVER, STD,HBL6750 SER, GY | EA |  | 1 Year | 6.1 | 5% | 5.795
73031 | Hubbell | HBL6756AIV | RACEWAY,CONN COVER, STD,HBL6750 SER, IV | EA |  | 1 Year | 6.1 | 5% | 5.795
73032 | Hubbell | HBL6774AGY | RACEWAY, TAKEOFF CVR, HBL6750 SER, GY | EA |  | 1 Year | 184 | 5% | 174.8
73033 | Hubbell | HBL6774AIV | RACEWAY, TAKEOFF CVR, HBL6750 SER, IV | EA |  | 1 Year | 184 | 5% | 174.8
73034 | Hubbell | HBL6786GY | RACEWAY, PANEL CONN, HBL6750 SER, GY | EA |  | 1 Year | 27.15 | 5% | 25.7925
73035 | Hubbell | HBL6786IV | RACEWAY, PANEL CONN, HBL6750 SER, IV | EA |  | 1 Year | 27.15 | 5% | 25.7925
73036 | Hubbell | HBL7002B | RACEWAY, BUSHING, HBL700 SERIES | EA |  | 1 Year | 0.59 | 5% | 0.5605
73037 | Hubbell | HBL7004IV | RACEWAY, MTG STRAP, HBL700 SERIES, IV | EA |  | 1 Year | 0.74 | 5% | 0.703
73038 | Hubbell | HBL7004W | RACEWAY, MTG STRAP, HBL700 SERIES, WH | EA |  | 1 Year | 0.74 | 5% | 0.703
73039 | Hubbell | HBL7006IV | RACEWAY, SPLICE CVR, HBL700 SERIES, IV | EA |  | 1 Year | 0.77 | 5% | 0.7315
73040 | Hubbell | HBL700IV | RACEWAY, 1 CHAN, 10', HBL700 SER, IV | FT |  | 1 Year | 2.05 | 5% | 1.9475
73041 | Hubbell | HBL700TFIV | R WAY, H TO WM TRANS , 700/HBL750 SER,IV | EA |  | 1 Year | 4 | 5% | 3.8
73042 | Hubbell | HBL700W | RACEWAY, 1 CHAN, 10', HBL700 SER, WH | FT |  | 1 Year | 2.05 | 5% | 1.9475
73043 | Hubbell | HBL711IVA | R WAY, 90 FLAT EL, 700/HBL750 SERIES, IV | EA |  | 1 Year | 2.8 | 5% | 2.66
73044 | Hubbell | HBL711WA | R WAY, 90 FLAT EL, 700/HBL750 SERIES, WH | EA |  | 1 Year | 2.8 | 5% | 2.66
73045 | Hubbell | HBL712IVA | R WAY, 45 FLAT EL, 700/HBL750 SERIES, IV | EA |  | 1 Year | 10.7 | 5% | 10.165
73046 | Hubbell | HBL717IVA | R WAY, INT ELBOW, 700/HBL750 SERIES, IV | EA |  | 1 Year | 3.8 | 5% | 3.61
73047 | Hubbell | HBL717WA | 700/HBL750 SERIES INTERNAL ELBOW WHITE | EA |  | 1 Year | 3.8 | 5% | 3.61
73048 | Hubbell | HBL718IVA | R WAY, EXT ELBOW, 700/HBL750 SERIES, IV | EA |  | 1 Year | 3.3 | 5% | 3.135
73049 | Hubbell | HBL718WA | 700/HBL750 SERIES EXTERNAL ELBOW WHITE | EA |  | 1 Year | 3.3 | 5% | 3.135
73050 | Hubbell | HBL75010IV | RACEWAY, 1 CHAN, 10', HBL750 SER, IV | FT |  | 1 Year | 2.05 | 5% | 1.9475
73051 | Hubbell | HBL75010W | RACEWAY, 1 CHAN, 10', HBL750 SER, WH | FT |  | 1 Year | 2.05 | 5% | 1.9475
73052 | Hubbell | HBL7502B | BUSHING HBL750 | EA |  | 1 Year | 0.59 | 5% | 0.5605
73053 | Hubbell | HBL7504IV | MOUNTING STRAP HBL750 IV | EA |  | 1 Year | 0.74 | 5% | 0.703
73054 | Hubbell | HBL7504W | MOUNTING STRAP HBL750 W | EA |  | 1 Year | 0.74 | 5% | 0.703
73055 | Hubbell | HBL7506IV | CONNECTION COVER HBL750 IV | EA |  | 1 Year | 0.77 | 5% | 0.7315
73056 | Hubbell | HBL7506W | CONNECTION COVER HBL750 W | EA |  | 1 Year | 0.77 | 5% | 0.7315
73057 | Hubbell | HBL750TFIV | RACEWAY, H TO WM TRANS , HBL750 SER, IV | EA |  | 1 Year | 4.7 | 5% | 4.465
73058 | Hubbell | HBL792 | MUDRING, 3-GANG, 1/2", FOR HBL263 | EA |  | 1 Year | 11.35 | 5% | 10.7825
73059 | Hubbell | HBL793 | MUDRING, 3-GANG, 5/8", FOR HBL263 | EA |  | 1 Year | 11.35 | 5% | 10.7825
73060 | Hubbell | HBL794 | MUDRING, 3-GANG, 1 1/4", FOR HBL263 | EA |  | 1 Year | 14.8 | 5% | 14.06
73061 | Hubbell | HBL818 | MUDRING, 2-GANG, 5/8IN DEPTH, 4-11/16 SQ | EA |  | 1 Year | 25.1 | 5% | 23.845
73062 | Hubbell | HBL819 | MUDRING, 2-GANG, 1 IN DEPTH, 4-11/16 SQ | EA |  | 1 Year | 30 | 5% | 28.5
73063 | Hubbell | HBL820 | MUDRING, 2-GANG, 1-1/4 DEPTH, 4-11/16 SQ | EA |  | 1 Year | 31.5 | 5% | 29.925
73064 | Hubbell | HBL840 | MUDRING, 2-GANG, 3/4IN DEPTH, 4-11/16 SQ | EA |  | 1 Year | 25.1 | 5% | 23.845
73065 | Hubbell | HBL981 | VOLTAGE PARTITION FOR HBL260/HBL263 | EA |  | 1 Year | 5.2 | 5% | 4.94
73066 | Hubbell | HBL981AVD | ISTATION AV 5VDC,PARTITION HBL260/HBL263 | EA |  | 1 Year | 44.4 | 5% | 42.18
73067 | Hubbell | HBL985 | 2G WALLBOX, GANGABLE, 4INCH DEEP, 2IN KO | EA |  | 1 Year | 18.4 | 5% | 17.48
73068 | Hubbell | HBL986 | 3G WALLBOX, GANGABLE, 4INCH DEEP, 2IN KO | EA |  | 1 Year | 27.4 | 5% | 26.03
73069 | Hubbell | HBL987 | 4G WALLBOX, GANGABLE, 4INCH DEEP, 2IN KO | EA |  | 1 Year | 52.95 | 5% | 50.3025
73070 | Hubbell | HBL988 | 6G WALLBOX, GANGABLE, 4INCH DEEP, 2IN KO | EA |  | 1 Year | 55 | 5% | 52.25
73071 | Hubbell | HBL989 | PARTITION GANGABLE BOXES HBL985,6,7,8 | EA |  | 1 Year | 5.2 | 5% | 4.94
73072 | Hubbell | HBL989AVD | ISTATION AV 5VDC,PARTITION HBL985/HBL986 | EA |  | 1 Year | 18.95 | 5% | 18.0025
73073 | Hubbell | HBLAFB101BK | ACCESS FLR BOX & CVR, 4 GANG, NM BK | EA |  | 1 Year | 329 | 5% | 312.55
73074 | Hubbell | HBLAFB101GNT | ACCESS FLR BOX & CVR, 4 GANG, NM GNT | EA |  | 1 Year | 329 | 5% | 312.55
73075 | Hubbell | HBLAFB101TCBK | HBLAFB101, REP. COVER, BK | EA |  | 1 Year | 63.85 | 5% | 60.6575
73076 | Hubbell | HBLAFB101TCGNT | HBLAFB101, REP. COVER, GNT | EA |  | 1 Year | 63.85 | 5% | 60.6575
73077 | Hubbell | HBLAFB301BASEC | ACCESS FLR BOX, 4 GANG DEEP FOR CHICAGO | EA |  | 1 Year | 578 | 5% | 549.1
73078 | Hubbell | HBLAFB501BASEC | FLOOR BOX SPECIAL FOR CHICAGO | EA |  | 1 Year | 596 | 5% | 566.2
73079 | Hubbell | HBLALU01 | RACEWAY, COUPLING, HBLALU3800/HBLALU4800 | EA |  | 1 Year | 10.25 | 5% | 9.7375
73080 | Hubbell | HBLALU09 | RACEWAY, GRD ADAP, HBLALU3800/HBLALU4800 | EA |  | 1 Year | 7.1 | 5% | 6.745
73081 | Hubbell | HBLALU17A | RACEWAY, INT EL, HBLALU3800/HBLALU4800 | EA |  | 1 Year | 22.5 | 5% | 21.375
73082 | Hubbell | HBLALU2000B10 | RACEWAY, 1 CHAN BASE, 10', HBLALU2000 | FT |  | 1 Year | 7.85 | 5% | 7.4575
73083 | Hubbell | HBLALU2000B5 | RACEWAY, 1 CHAN BASE, 5', HBLALU2000 SER | FT |  | 1 Year | 6.65 | 5% | 6.3175
73084 | Hubbell | HBLALU2000C5 | RACEWAY, 1 CHAN, 5' COV, HBLALU2000 SER | FT |  | 1 Year | 5.2 | 5% | 4.94
73085 | Hubbell | HBLALU2000WC | RACEWAY, WIRE CLIP, HBLALU2000 SERIES | EA |  | 1 Year | 2.65 | 5% | 2.5175
73086 | Hubbell | HBLALU2001 | RACEWAY, COUPLING, HBLALU2000 SERIES | EA |  | 1 Year | 2.2 | 5% | 2.09
73087 | Hubbell | HBLALU2003 | RACEWAY, MTG CLIP, HBLALU2000 SERIES | EA |  | 1 Year | 2.7 | 5% | 2.565
73088 | Hubbell | HBLALU2006 | RACEWAY, COV CLIP, HBLALU2000 SERIES | EA |  | 1 Year | 4.65 | 5% | 4.4175
73089 | Hubbell | HBLALU2009 | RACEWAY, GRND ADAPT, HBLALU2000 SERIES | EA |  | 1 Year | 7.2 | 5% | 6.84
73090 | Hubbell | HBLALU2010A | RACEWAY, COND CONN, HBLALU2000 SERIES | EA |  | 1 Year | 15.35 | 5% | 14.5825
73091 | Hubbell | HBLALU2010B | RACEWAY, END CAP, HBLALU2000 SERIES | EA |  | 1 Year | 4.65 | 5% | 4.4175
73092 | Hubbell | HBLALU2011 | RACEWAY, 90 FLAT EL, HBLALU2000 SERIES | EA |  | 1 Year | 26.5 | 5% | 25.175
73093 | Hubbell | HBLALU2015 | RACEWAY, TEE FTG, HBLALU2000 SERIES | EA |  | 1 Year | 34.25 | 5% | 32.5375
73094 | Hubbell | HBLALU2017 | RACEWAY, INT EL, HBLALU2000 SERIES | EA |  | 1 Year | 26.5 | 5% | 25.175
73095 | Hubbell | HBLALU2018 | RACEWAY, EXT EL, HBLALU2000 SERIES | EA |  | 1 Year | 26.5 | 5% | 25.175
73096 | Hubbell | HBLALU2038 | RACEWAY, FIXT BOX, HBLALU2000 SERIES | EA |  | 1 Year | 139 | 5% | 132.05
73097 | Hubbell | HBLALU2040A | RACEWAY, INLINE BOX, HBLALU2000 SERIES | EA |  | 1 Year | 70.35 | 5% | 66.8325
73098 | Hubbell | HBLALU2043 | RACEWAY, INLINE RCPT, HBLALU2000 SERIES | EA |  | 1 Year | 36.75 | 5% | 34.9125
73099 | Hubbell | HBLALU2044 | RACEWAY, 1G BOX, DEEP, HBLALU2000 SER | EA |  | 1 Year | 57.85 | 5% | 54.9575
73100 | Hubbell | HBLALU20442 | RACEWAY, 2G BOX, DEEP, HBLALU2000 SER | EA |  | 1 Year | 107 | 5% | 101.65
73101 | Hubbell | HBLALU2047 | RACEWAY, 1G BOX, STD, HBLALU2000 SER | EA |  | 1 Year | 43.8 | 5% | 41.61
73102 | Hubbell | HBLALU20472 | RACEWAY, 2G BOX, STD, HBLALU2000 SER | EA |  | 1 Year | 118 | 5% | 112.1
73103 | Hubbell | HBLALU2051H | RACEWAY, FLSH PLT ADAP, HBLALU2000 SER | EA |  | 1 Year | 24.95 | 5% | 23.7025
73104 | Hubbell | HBLALU20GB306 | PLUGTRAK, 15A, 1 CIRC, 6 RCPT, 3',ALU | EA |  | 1 Year | 96.4 | 5% | 91.58
73105 | Hubbell | HBLALU20GB306TR | PLUGTRAK TAMPER RESIST 15A 3FT ALUM | EA |  | 1 Year | 108 | 5% | 102.6
73106 | Hubbell | HBLALU20GB506 | PLUGTRAK, 15A, 1 CIRC, 10 RCPT, 5',ALU | EA |  | 1 Year | 141 | 5% | 133.95
73107 | Hubbell | HBLALU20GB512 | PLUGTRAK, 15A, 1 CIRC, 5 RCPT, 5',ALU | EA |  | 1 Year | 118 | 5% | 112.1
73108 | Hubbell | HBLALU20GB512TR | PLUGTRAK TAMPER RESIST 15A 5FT ALUM | EA |  | 1 Year | 117 | 5% | 111.15
73109 | Hubbell | HBLALU20GB606 | PLUGTRAK, 15A, 1 CIRC, 12 RCPT, 6',ALU | EA |  | 1 Year | 161 | 5% | 152.95
73110 | Hubbell | HBLALU20GB612 | PLUGTRAK, 15A, 1 CIRC, 6 RCPT, 6',ALU | EA |  | 1 Year | 119 | 5% | 113.05
73111 | Hubbell | HBLALU20GB618 | PLUGTRAK, 15A, 1 CIRC, 4 RCPT, 6',ALU | EA |  | 1 Year | 150 | 5% | 142.5
73112 | Hubbell | HBLALU20GBA606 | PLUGTRAK, 15A, 2 CIRC,12 RCPT, 6',ALU | EA |  | 1 Year | 201 | 5% | 190.95
73113 | Hubbell | HBLALU20GBA612 | PLUGTRAK, 15A, 2 CIRC, 6 RCPT, 6',ALU | EA |  | 1 Year | 171 | 5% | 162.45
73114 | Hubbell | HBLALU20GBA618 | PLUGTRAK, 15A, 2 CIRC, 4 RCPT, 6',ALU | EA |  | 1 Year | 188 | 5% | 178.6
73115 | Hubbell | HBLALU20IG306 | PLUGTRAK IG, 15A, 1 CIRC, 6 RCPT, 3',ALU | EA |  | 1 Year | 135 | 5% | 128.25
73116 | Hubbell | HBLALU20IG506 | PLUGTRAK IG, 15A, 1 CIRC, 10 RCPT, 5',AL | EA |  | 1 Year | 233 | 5% | 221.35
73117 | Hubbell | HBLALU20IG606 | PLUGTRAK IG, 15A, 1 CIRC, 12 RCPT, 6',AL | EA |  | 1 Year | 309 | 5% | 293.55
73118 | Hubbell | HBLALU24GB306 | PLUGTRAK, 20A, 1 CIRC, 6 RCPT, 3',ALU | EA |  | 1 Year | 121 | 5% | 114.95
73119 | Hubbell | HBLALU24GB506 | PLUGTRAK, 20A, 1 CIRC, 10 RCPT, 5',ALU | EA |  | 1 Year | 183 | 5% | 173.85
73120 | Hubbell | HBLALU24GB512 | PLUGTRAK, 20A, 1 CIRC, 5 RCPT, 5',ALU | EA |  | 1 Year | 154 | 5% | 146.3
73121 | Hubbell | HBLALU24GB606 | PLUGTRAK, 20A, 1 CIRC, 12 RCPT, 6',ALU | EA |  | 1 Year | 211 | 5% | 200.45
73122 | Hubbell | HBLALU24GB612 | PLUGTRAK, 20A, 1 CIRC, 6 RCPT, 6',ALU | EA |  | 1 Year | 182 | 5% | 172.9
73123 | Hubbell | HBLALU24GB618 | PLUGTRAK, 20A, 1 CIRC, 4 RCPT, 6',ALU | EA |  | 1 Year | 195 | 5% | 185.25
73124 | Hubbell | HBLALU24GBA606 | PLUGTRAK, 20A, 2 CIRC, 12 RCPT, 6',ALU | EA |  | 1 Year | 264 | 5% | 250.8
73125 | Hubbell | HBLALU24GBA612 | PLUGTRAK, 20A, 2 CIRC, 6 RCPT, 6',ALU | EA |  | 1 Year | 225 | 5% | 213.75
73126 | Hubbell | HBLALU24GBA618 | PLUGTRAK, 20A, 2 CIRC, 4 RCPT, 6',ALU | EA |  | 1 Year | 245 | 5% | 232.75
73127 | Hubbell | HBLALU24IG306 | PLUGTRAK IG, 20A, 1 CIRC, 6 RCPT, 3',ALU | EA |  | 1 Year | 176 | 5% | 167.2
73128 | Hubbell | HBLALU24IG506 | PLUGTRAK IG, 20A, 1 CIRC, 10 RCPT, 5',AL | EA |  | 1 Year | 307 | 5% | 291.65
73129 | Hubbell | HBLALU24IG606 | PLUGTRAK IG, 20A, 1 CIRC, 12 RCPT, 6',AL | EA |  | 1 Year | 418 | 5% | 397.1
73130 | Hubbell | HBLALU2C57 | RACEWAY, 2 CHAN COV, HBLALU5000/7620 | FT |  | 1 Year | 15.5 | 5% | 14.725
73131 | Hubbell | HBLALU34DRBM | RACEWAY 1G PLATE, DUPLEX, 3800/4800 SER | EA |  | 1 Year | 21.05 | 5% | 19.9975
73132 | Hubbell | HBLALU34EBM | RACEWAY 1G PLATE, 1.40", 3800/4800 SER | EA |  | 1 Year | 24 | 5% | 22.8
73133 | Hubbell | HBLALU34FBM | RACEWAY 1G PLATE, 1.60", 3800/4800 SER | EA |  | 1 Year | 29.55 | 5% | 28.0725
73134 | Hubbell | HBLALU34GBM | RACEWAY 1G PLATE, STYLE, 3800/4800 SER | EA |  | 1 Year | 24 | 5% | 22.8
73135 | Hubbell | HBLALU34JBM | RACEWAY 1G PLATE, 2.13", 3800/4800 SER | EA |  | 1 Year | 29.55 | 5% | 28.0725
73136 | Hubbell | HBLALU34NBM | RACEWAY 1G PLATE, TOGGLE, 3800/4800, AL | EA |  | 1 Year | 29.15 | 5% | 27.6925
73137 | Hubbell | HBLALU3800B10 | RACEWAY, 1 CHAN BASE, 10', HBLALU3800 | FT |  | 1 Year | 18.55 | 5% | 17.6225
73138 | Hubbell | HBLALU3806 | RACEWAY, COVER CLIP, HBLALU3800 SERIES | EA |  | 1 Year | 7.6 | 5% | 7.22
73139 | Hubbell | HBLALU3810B | RACEWAY, BLANK END, HBLALU3800 SERIES | EA |  | 1 Year | 15.05 | 5% | 14.2975
73140 | Hubbell | HBLALU3810B1 | RACEWAY, ENTR FTG, HBLALU3800 SERIES | EA |  | 1 Year | 20.35 | 5% | 19.3325
73141 | Hubbell | HBLALU3811 | RACEWAY, 90 FLAT EL, HBLALU3800 SERIES | EA |  | 1 Year | 123 | 5% | 116.85
73142 | Hubbell | HBLALU3815 | RACEWAY, TEE FTG, HBLALU3800 SERIES | EA |  | 1 Year | 125 | 5% | 118.75
73143 | Hubbell | HBLALU3817 | RACEWAY, INT ELBOW, HBLALU3800 SERIES | EA |  | 1 Year | 123 | 5% | 116.85
73144 | Hubbell | HBLALU3817N | RACEWAY, INV INT EL, HBLALU3800 SERIES | EA |  | 1 Year | 133 | 5% | 126.35
73145 | Hubbell | HBLALU3818 | RACEWAY, EXT EL, HBLALU3800 SERIES | EA |  | 1 Year | 121 | 5% | 114.95
73146 | Hubbell | HBLALU4800B10 | RACEWAY, 2 CHAN BASE, 10', HBLALU4800 | FT |  | 1 Year | 30.75 | 5% | 29.2125
73147 | Hubbell | HBLALU4806 | RACEWAY, COVER CLIP, HBLALU4800 SERIES | EA |  | 1 Year | 7 | 5% | 6.65
73148 | Hubbell | HBLALU4810B | RACEWAY, BLANK END, HBLALU4800 SERIES | EA |  | 1 Year | 13.75 | 5% | 13.0625
73149 | Hubbell | HBLALU4810B2 | RACEWAY, ENTR FTG, HBLALU4800 SERIES | EA |  | 1 Year | 17.8 | 5% | 16.91
73150 | Hubbell | HBLALU4811 | RACEWAY, 90 FLAT EL, HBLALU4800 SERIES | EA |  | 1 Year | 147 | 5% | 139.65
73151 | Hubbell | HBLALU4815 | RACEWAY, TEE FTG, HBLALU4800 SERIES | EA |  | 1 Year | 223 | 5% | 211.85
73152 | Hubbell | HBLALU4817 | RACEWAY, INT ELBOW, HBLALU4800 SERIES | EA |  | 1 Year | 115 | 5% | 109.25
73153 | Hubbell | HBLALU4817N | RACEWAY, INV INT EL, HBLALU4800 SERIES | EA |  | 1 Year | 153 | 5% | 145.35
73154 | Hubbell | HBLALU4818 | RACEWAY, EXT EL, HBLALU4800 SERIES | EA |  | 1 Year | 143 | 5% | 135.85
73155 | Hubbell | HBLALU5000B10 | RACEWAY, 2 CHAN BASE, 10', HBLALU5000 | FT |  | 1 Year | 20.15 | 5% | 19.1425
73156 | Hubbell | HBLALU5006 | RACEWAY, COVER CLIP, HBLALU5000 SERIES | EA |  | 1 Year | 8.95 | 5% | 8.5025
73157 | Hubbell | HBLALU5010B | RACEWAY BLANK END, HBLALU5000 SERIES, AL | EA |  | 1 Year | 14.95 | 5% | 14.2025
73158 | Hubbell | HBLALU5010B2 | RACEWAY ENTR FTG,HBLALU5000 SERIES, ALU | EA |  | 1 Year | 16.8 | 5% | 15.96
73159 | Hubbell | HBLALU5011 | RACEWAY 90 FLAT EL, HBLALU5000 SERIES, A | EA |  | 1 Year | 131 | 5% | 124.45
73160 | Hubbell | HBLALU5015 | RACEWAY TEE,HBLALU5000 SERIES, ALU | EA |  | 1 Year | 147 | 5% | 139.65
73161 | Hubbell | HBLALU5017 | RACEWAY INT EL, HBLALU5000 SERIES, ALU | EA |  | 1 Year | 131 | 5% | 124.45
73162 | Hubbell | HBLALU5017N | RACEWAY INV INT EL,HBLALU5000 SERIES,A | EA |  | 1 Year | 135 | 5% | 128.25
73163 | Hubbell | HBLALU5018 | RACEWAY EXT EL, HBLALU5000 SERIES, ALU | EA |  | 1 Year | 105 | 5% | 99.75
73164 | Hubbell | HBLALU5701 | RACEWAY, COUP, HBLALU5000/HBLALU7620 | EA |  | 1 Year | 9.3 | 5% | 8.835
73165 | Hubbell | HBLALU5709 | RACEWAY, GR ADPT, HBLALU5000/HBLALU7620 | EA |  | 1 Year | 15.05 | 5% | 14.2975
73166 | Hubbell | HBLALU5717A | RCWAY INT EL CPLG, HBLALU5000/7620 SER | EA |  | 1 Year | 22.5 | 5% | 21.375
73167 | Hubbell | HBLALU57ABRT | RACEWAY 1G PLATE, ORTRON, HBLALU5000/762 | EA |  | 1 Year | 30.4 | 5% | 28.88
73168 | Hubbell | HBLALU57BL | RACEWAY 1G PLATE, BLANK, HBLALU5000/7620 | EA |  | 1 Year | 23.45 | 5% | 22.2775
73169 | Hubbell | HBLALU57DR | R-WAY 1G PLATE, DUPLEX, HBLALU5000/762 | EA |  | 1 Year | 30 | 5% | 28.5
73170 | Hubbell | HBLALU57DRBM | R-WAY 1G PLATE,DUPLEX,HBLALU5000/762,BMT | EA |  | 1 Year | 32.4 | 5% | 30.78
73171 | Hubbell | HBLALU57E | R-WAY 1G PLATE, 1.40", HBLALU5000/7620 | EA |  | 1 Year | 30 | 5% | 28.5
73172 | Hubbell | HBLALU57EBM | R-WAY 1G PLATE,1.40",HBLALU5000/7620,BMT | EA |  | 1 Year | 32.4 | 5% | 30.78
73173 | Hubbell | HBLALU57F | R-WAY 1G PLATE, 1.60", HBLALU5000/7620 | EA |  | 1 Year | 30 | 5% | 28.5
73174 | Hubbell | HBLALU57FBM | R-WAY 1G PLATE,1.60",HBLALU5000/7620,BMT | EA |  | 1 Year | 32.4 | 5% | 30.78
73175 | Hubbell | HBLALU57G | R-WAY 1G PLATE, STYLE, HBLALU5000/7620 | EA |  | 1 Year | 30 | 5% | 28.5
73176 | Hubbell | HBLALU57GBM | R-WAY 1G PLATE,STYLE,HBLALU5000/7620,BMT | EA |  | 1 Year | 32.4 | 5% | 30.78
73177 | Hubbell | HBLALU57KP2G | RACEWAY RAISED DEVICE BOX, 2GANG,HBLALU5 | EA |  | 1 Year | 118 | 5% | 112.1
73178 | Hubbell | HBLALU57LPB | RACEWAY BEZEL COV, HBLALU5000/7620 SER, | EA |  | 1 Year | 37.3 | 5% | 35.435
73179 | Hubbell | HBLALU57N | R-WAY 1G PLATE, TOGGLE, HBLALU5000/762 | EA |  | 1 Year | 30 | 5% | 28.5
73180 | Hubbell | HBLALU57NBM | R-WAY 1G PLATE,TOGGLE,HBLALU5000/762,BMT | EA |  | 1 Year | 32.4 | 5% | 30.78
73181 | Hubbell | HBLALU57WC | RACEWAY, WIRE CLP, HBLALU5000/HBLALU7620 | EA |  | 1 Year | 6.5 | 5% | 6.175
73182 | Hubbell | HBLALU7606 | RACEWAY COVER CLIP, HBLALU7620 SERIES, A | EA |  | 1 Year | 7.75 | 5% | 7.3625
73183 | Hubbell | HBLALU7610B | RACEWAY BLANK END, HBLALU7620 SERIES, AL | EA |  | 1 Year | 16.35 | 5% | 15.5325
73184 | Hubbell | HBLALU7610B2 | RACEWAY ENTR FTG, HBLALU7620 SERIES, ALU | EA |  | 1 Year | 22.8 | 5% | 21.66
73185 | Hubbell | HBLALU7611 | RACEWAY, FLAT EL, HBLALUU5000/HBLALU7620 | EA |  | 1 Year | 144 | 5% | 136.8
73186 | Hubbell | HBLALU7615 | RACEWAY, TEE, HBLALU5000/HBLALU7620 | EA |  | 1 Year | 161 | 5% | 152.95
73187 | Hubbell | HBLALU7617 | RACEWAY, INT EL, HBLALU5000/HBLALU7620 | EA |  | 1 Year | 144 | 5% | 136.8
73188 | Hubbell | HBLALU7617N | RACEWAY INV INT EL , HBLALU7620 SER | EA |  | 1 Year | 150 | 5% | 142.5
73189 | Hubbell | HBLALU7618 | RACEWAY, EXT EL, HBLALU5000/HBLALU7620 | EA |  | 1 Year | 144 | 5% | 136.8
73190 | Hubbell | HBLALU7620B10 | RACEWAY HBLALU7620 SERIES, 3 CH, 10' ALU | FT |  | 1 Year | 33.25 | 5% | 31.5875
73191 | Hubbell | HBLALUABRT | RACEWAY, PLT ORT,HBLALU3800/HBLALU4800 | EA |  | 1 Year | 30.35 | 5% | 28.8325
73192 | Hubbell | HBLALUBEZELCLAMPPK | RACEWAY, ALU, BEZEL CLAMP, 10PK | EA |  | 1 Year | 58.1 | 5% | 55.195
73193 | Hubbell | HBLALUBL | RACEWAY, PLT BNK, HBLALU3800/HBLALU4800 | EA |  | 1 Year | 15.5 | 5% | 14.725
73194 | Hubbell | HBLALUC5 | RACEWAY, 5' COVER, HBLALU3800/HBLALU4800 | FT |  | 1 Year | 7.3 | 5% | 6.935
73195 | Hubbell | HBLALUC57 | RACEWAY, 5' COVER, HBLALU5000/HBLALU7620 | FT |  | 1 Year | 11.35 | 5% | 10.7825
73196 | Hubbell | HBLALUDR | RACEWAY,PLT,1G DUP,HBLALU3800/HBLALU4800 | EA |  | 1 Year | 16 | 5% | 15.2
73197 | Hubbell | HBLALUE | RACEWAY,PT,1G 1.4",HBLALU3800/HBLALU4800 | EA |  | 1 Year | 19.2 | 5% | 18.24
73198 | Hubbell | HBLALUF | RACEWAY,PT,1G 1.6",HBLALU3800/HBLALU4800 | EA |  | 1 Year | 23.85 | 5% | 22.6575
73199 | Hubbell | HBLALUG | RACEWAY,PLT,1G STY,HBLALU3800/HBLALU4800 | EA |  | 1 Year | 19.2 | 5% | 18.24
73200 | Hubbell | HBLALUJ | RACEWAY,PT, 2.13",HBLALU3800/HBLALU4800 | EA |  | 1 Year | 23.85 | 5% | 22.6575
73201 | Hubbell | HBLALULPB | RACEWAY, BEZEL CVR,HBLALU3800/HBLALU4800 | EA |  | 1 Year | 29.3 | 5% | 27.835
73202 | Hubbell | HBLALULPBA | RACEWAY,EX INF CVR,HBLALU3800/HBLALU4800 | EA |  | 1 Year | 23.55 | 5% | 22.3725
73203 | Hubbell | HBLALUN | RACEWAY, PT,1G TOG,HBLALU3800/HBLALU4800 | EA |  | 1 Year | 23.45 | 5% | 22.2775
73204 | Hubbell | HBLALUWC | RACEWAY, WIRE CLIP,HBLALU3800/HBLALU4800 | EA |  | 1 Year | 4.8 | 5% | 4.56
73205 | Hubbell | HBLAM303BK | FACEPLATE, SNAP-IN, AMP-ACO, BK | EA |  | 1 Year | 5.25 | 5% | 4.9875
73206 | Hubbell | HBLAM303GY | FACEPLATE, SNAP-IN, AMP-ACO, GY | EA |  | 1 Year | 5.25 | 5% | 4.9875
73207 | Hubbell | HBLAM303I | FACEPLATE, SNAP-IN, AMP-ACO, IV | EA |  | 1 Year | 5.25 | 5% | 4.9875
73208 | Hubbell | HBLAM303SBK | FACEPLATE, SCREW MT, AMP-ACO, BK | EA |  | 1 Year | 5.9 | 5% | 5.605
73209 | Hubbell | HBLAM303SGY | FACEPLATE, SCREW MT, AMP-ACO, GY | EA |  | 1 Year | 5.9 | 5% | 5.605
73210 | Hubbell | HBLAM303SI | FACEPLATE, SCREW MT, AMP-ACO, IV | EA |  | 1 Year | 5.9 | 5% | 5.605
73211 | Hubbell | HBLAM303SWA | FACEPLATE, SCREW MT, AMP-ACO, WH | EA |  | 1 Year | 5.9 | 5% | 5.605
73212 | Hubbell | HBLAM303WA | FACEPLATE, SNAP-IN, AMP-ACO, WH | EA |  | 1 Year | 5.25 | 5% | 4.9875
73213 | Hubbell | HBLAMP313BK | FACEPLATE, SNAP-IN, AMP, BK | EA |  | 1 Year | 8.1 | 5% | 7.695
73214 | Hubbell | HBLAMP313GY | FACEPLATE, SNAP-IN, AMP, GY | EA |  | 1 Year | 8.1 | 5% | 7.695
73215 | Hubbell | HBLAMP313I | FACEPLATE, SNAP-IN, AMP, IV | EA |  | 1 Year | 8.1 | 5% | 7.695
73216 | Hubbell | HBLAMP313SBK | FACEPLATE, SCREW MT, AMP, BK | EA |  | 1 Year | 8.95 | 5% | 8.5025
73217 | Hubbell | HBLAMP313SGY | FACEPLATE, SCREW MT, AMP, GY | EA |  | 1 Year | 8.95 | 5% | 8.5025
73218 | Hubbell | HBLAMP313SI | FACEPLATE, SCREW MT, AMP, IV | EA |  | 1 Year | 8.95 | 5% | 8.5025
73219 | Hubbell | HBLAMP313SWA | FACEPLATE, SCREW MT, AMP, WH | EA |  | 1 Year | 8.95 | 5% | 8.5025
73220 | Hubbell | HBLAMP313WA | FACEPLATE, SNAP-IN, AMP, WH | EA |  | 1 Year | 8.1 | 5% | 7.695
73221 | Hubbell | HBLBL300BK | FACEPLATE, SNAP-IN, BLANK, BK | EA |  | 1 Year | 5.25 | 5% | 4.9875
73222 | Hubbell | HBLBL300GY | FACEPLATE, SNAP-IN, BLANK, GY | EA |  | 1 Year | 5.25 | 5% | 4.9875
73223 | Hubbell | HBLBL300I | FACEPLATE, SNAP-IN, BLANK, IV | EA |  | 1 Year | 5.25 | 5% | 4.9875
73224 | Hubbell | HBLBL300SBK | FACEPLATE, SCREW MT, BLANK, BK | EA |  | 1 Year | 5.9 | 5% | 5.605
73225 | Hubbell | HBLBL300SGY | FACEPLATE, SCREW MT, BLANK, GY | EA |  | 1 Year | 5.9 | 5% | 5.605
73226 | Hubbell | HBLBL300SI | FACEPLATE, SCREW MT, BLANK, IV | EA |  | 1 Year | 5.9 | 5% | 5.605
73227 | Hubbell | HBLBL300SWA | FACEPLATE, SCREW MT, BLANK, WH | EA |  | 1 Year | 5.9 | 5% | 5.605
73228 | Hubbell | HBLBL300WA | FACEPLATE, SNAP-IN, BLANK, WH | EA |  | 1 Year | 5.25 | 5% | 4.9875
73229 | Hubbell | HBLCFB301BASE | F-BOX, CONCRETE, 4 GANG DEEP | EA |  | 1 Year | 301 | 5% | 285.95
73230 | Hubbell | HBLCFB401BASE | F-BOX, CONCRETE, 4 GANG SHALLOW | EA |  | 1 Year | 292 | 5% | 277.4
73231 | Hubbell | HBLCFB401CB | F-BOX, CONCRETE, 4 GANG SHALLOW, CI | EA |  | 1 Year | 478 | 5% | 454.1
73232 | Hubbell | HBLCFB501BASE | F-BOX, CONCRETE, 8 GANG DEEP | EA |  | 1 Year | 330 | 5% | 313.5
73233 | Hubbell | HBLCON2 | CONCORDE BOX, 2 GANG | EA |  | 1 Year | 386 | 5% | 366.7
73234 | Hubbell | HBLCON3 | CONCORDE BOX, 3 GANG | EA |  | 1 Year | 438 | 5% | 416.1
73235 | Hubbell | HBLDE301BK | FACEPLATE, SNAP-IN, GFCI, BK | EA |  | 1 Year | 5.25 | 5% | 4.9875
73236 | Hubbell | HBLDE301GY | FACEPLATE, SNAP-IN, GFCI, GY | EA |  | 1 Year | 5.25 | 5% | 4.9875
73237 | Hubbell | HBLDE301I | FACEPLATE, SNAP-IN, GFCI, IV | EA |  | 1 Year | 5.25 | 5% | 4.9875
73238 | Hubbell | HBLDE301SBK | FACEPLATE, SCREW MT, GFCI, BK | EA |  | 1 Year | 5.9 | 5% | 5.605
73239 | Hubbell | HBLDE301SGY | FACEPLATE, SCREW MT, GFCI, GY | EA |  | 1 Year | 5.9 | 5% | 5.605
73240 | Hubbell | HBLDE301SI | FACEPLATE, SCREW MT, GFCI, IV | EA |  | 1 Year | 5.9 | 5% | 5.605
73241 | Hubbell | HBLDE301SWA | FACEPLATE, SCREW MT, GFCI, WH | EA |  | 1 Year | 5.9 | 5% | 5.605
73242 | Hubbell | HBLDE301WA | FACEPLATE, SNAP-IN, GFCI, WH | EA |  | 1 Year | 5.25 | 5% | 4.9875
73243 | Hubbell | HBLGWEP | RACEWAY TOUCH UP PAINT PEN, GRAY | EA |  | 1 Year | 34.1 | 5% | 32.395
73244 | Hubbell | HBLIMFBK | MOD FACE PLATE, IMF, BLACK, SNAP | EA |  | 1 Year | 8.2 | 5% | 7.79
73245 | Hubbell | HBLIMFGY | MOD FACE PLATE, IMF, GRAY, SNAP | EA |  | 1 Year | 8.2 | 5% | 7.79
73246 | Hubbell | HBLIMFI | MOD FACE PLATE, IMF, IVORY, SNAP | EA |  | 1 Year | 8.2 | 5% | 7.79
73247 | Hubbell | HBLIMFSBK | MOD FACE PLATE, IMF, BLACK, SCREW | EA |  | 1 Year | 9.05 | 5% | 8.5975
73248 | Hubbell | HBLIMFSGY | MOD FACE PLATE, IMF, GRAY, SCREW | EA |  | 1 Year | 9.05 | 5% | 8.5975
73249 | Hubbell | HBLIMFSI | MOD FACE PLATE, IMF, IVORY, SCREW | EA |  | 1 Year | 9.05 | 5% | 8.5975
73250 | Hubbell | HBLIMFSWA | MOD FACE PLATE, IMF, WHITE, SCREW | EA |  | 1 Year | 9.05 | 5% | 8.5975
73251 | Hubbell | HBLIMFWA | MOD FACE PLATE, IMF, WHITE, SNAP | EA |  | 1 Year | 8.2 | 5% | 7.79
73252 | Hubbell | HBLIWEP | RACEWAY TOUCH UP PAINT PEN, IVORY | EA |  | 1 Year | 34.1 | 5% | 32.395
73253 | Hubbell | HBLKR314BK | FACEPLATE, SNAP-IN, KRONE, BK | EA |  | 1 Year | 8.1 | 5% | 7.695
73254 | Hubbell | HBLKR314GY | FACEPLATE, SNAP-IN, KRONE, GY | EA |  | 1 Year | 8.1 | 5% | 7.695
73255 | Hubbell | HBLKR314I | FACEPLATE, SNAP-IN, KRONE, IV | EA |  | 1 Year | 8.1 | 5% | 7.695
73256 | Hubbell | HBLKR314SBK | FACEPLATE, SCREW MT, KRONE, BK | EA |  | 1 Year | 8.95 | 5% | 8.5025
73257 | Hubbell | HBLKR314SGY | FACEPLATE, SCREW MT, KRONE, GY | EA |  | 1 Year | 8.95 | 5% | 8.5025
73258 | Hubbell | HBLKR314SI | FACEPLATE, SCREW MT, KRONE, IV | EA |  | 1 Year | 8.95 | 5% | 8.5025
73259 | Hubbell | HBLKR314SWA | FACEPLATE, SCREW MT, KRONE, WH | EA |  | 1 Year | 8.95 | 5% | 8.5025
73260 | Hubbell | HBLKR314WA | FACEPLATE, SNAP-IN, KRONE, WH | EA |  | 1 Year | 8.1 | 5% | 7.695
73261 | Hubbell | HBLLT309BK | FACEPLATE, SNAP-IN, LUCENT, BK | EA |  | 1 Year | 8.1 | 5% | 7.695
73262 | Hubbell | HBLLT309GY | FACEPLATE, SNAP-IN, LUCENT, GY | EA |  | 1 Year | 8.1 | 5% | 7.695
73263 | Hubbell | HBLLT309I | FACEPLATE, SNAP-IN, LUCENT, IV | EA |  | 1 Year | 8.1 | 5% | 7.695
73264 | Hubbell | HBLLT309SBK | FACEPLATE, SCREW MT, LUCENT, BK | EA |  | 1 Year | 8.95 | 5% | 8.5025
73265 | Hubbell | HBLLT309SGY | FACEPLATE, SCREW MT, LUCENT, GY | EA |  | 1 Year | 8.95 | 5% | 8.5025
73266 | Hubbell | HBLLT309SI | FACEPLATE, SCREW MT, LUCENT, IV | EA |  | 1 Year | 8.95 | 5% | 8.5025
73267 | Hubbell | HBLLT309SWA | FACEPLATE, SCREW MT, LUCENT, WH | EA |  | 1 Year | 8.95 | 5% | 8.5025
73268 | Hubbell | HBLLT309WA | FACEPLATE, SNAP-IN, LUCENT, WH | EA |  | 1 Year | 8.1 | 5% | 7.695
73269 | Hubbell | HBLMAR2 | MARQUEE UNDER DESK UNIT, 2 GANG | EA |  | 1 Year | 318 | 5% | 302.1
73270 | Hubbell | HBLMAR3 | MARQUEE UNDER DESK UNIT, 3 GANG | EA |  | 1 Year | 419 | 5% | 398.05
73271 | Hubbell | HBLMIR2 | MIRAGE NO COVER, 2 GANG | EA |  | 1 Year | 619 | 5% | 588.05
73272 | Hubbell | HBLMIR4 | MIRAGE NO COVER, 4 GANG | EA |  | 1 Year | 1039 | 5% | 987.05
73273 | Hubbell | HBLNO309BK | FACEPLATE, SNAP-IN, NORDX, BK | EA |  | 1 Year | 8.1 | 5% | 7.695
73274 | Hubbell | HBLNO309GY | FACEPLATE, SNAP-IN, NORDX, GY | EA |  | 1 Year | 8.1 | 5% | 7.695
73275 | Hubbell | HBLNO309I | FACEPLATE, SNAP-IN, NORDX, IV | EA |  | 1 Year | 8.1 | 5% | 7.695
73276 | Hubbell | HBLNO309SBK | FACEPLATE, SCREW MT, NORDX, BK | EA |  | 1 Year | 8.95 | 5% | 8.5025
73277 | Hubbell | HBLNO309SGY | FACEPLATE, SCREW MT, NORDX, GY | EA |  | 1 Year | 8.95 | 5% | 8.5025
73278 | Hubbell | HBLNO309SI | FACEPLATE, SCREW MT, NORDX, IV | EA |  | 1 Year | 8.95 | 5% | 8.5025
73279 | Hubbell | HBLNO309SWA | FACEPLATE, SCREW MT, NORDX, WH | EA |  | 1 Year | 8.95 | 5% | 8.5025
73280 | Hubbell | HBLNO309WA | FACEPLATE, SNAP-IN, NORDX, WH | EA |  | 1 Year | 8.1 | 5% | 7.695
73281 | Hubbell | HBLOR306BK | FACEPLATE, SNAP-IN, ORTRONICS, BK | EA |  | 1 Year | 5.25 | 5% | 4.9875
73282 | Hubbell | HBLOR306GY | FACEPLATE, SNAP-IN, ORTRONICS, GY | EA |  | 1 Year | 5.25 | 5% | 4.9875
73283 | Hubbell | HBLOR306I | FACEPLATE, SNAP-IN, ORTRONICS, IV | EA |  | 1 Year | 5.25 | 5% | 4.9875
73284 | Hubbell | HBLOR306SBK | FACEPLATE, SCREW-MT, ORTRONICS, BK | EA |  | 1 Year | 5.9 | 5% | 5.605
73285 | Hubbell | HBLOR306SGY | FACEPLATE, SCREW-MT, ORTRONICS, GY | EA |  | 1 Year | 5.9 | 5% | 5.605
73286 | Hubbell | HBLOR306SI | FACEPLATE, SCREW-MT, ORTRONICS, IV | EA |  | 1 Year | 5.9 | 5% | 5.605
73287 | Hubbell | HBLOR306SWA | FACEPLATE, SCREW MT, ORT, WH, SCREWLESS | EA |  | 1 Year | 5.9 | 5% | 5.605
73288 | Hubbell | HBLOR306WA | FACEPLATE, SNAP-IN, ORT SER 2, WH | EA |  | 1 Year | 5.25 | 5% | 4.9875
73289 | Hubbell | HBLORT322SBK | ORTRONICS TRACK JACK SER. | EA |  | 1 Year | 5 | 5% | 4.75
73290 | Hubbell | HBLORT322SGY | FACEPLATE, SCREW MT, ORT, GY, SCREWLESS | EA |  | 1 Year | 5.9 | 5% | 5.605
73291 | Hubbell | HBLORT322SI | ORTRONICS TRACK JACK SER. IV | EA |  | 1 Year | 5 | 5% | 4.75
73292 | Hubbell | HBLORT322SWA | FACEPLATE, SCREW MT, ORT2, WH | EA |  | 1 Year | 5.9 | 5% | 5.605
73293 | Hubbell | HBLORT322WA | FACEPLATE, SNAP-IN, ORTRONICS, WH | EA |  | 1 Year | 5.25 | 5% | 4.9875
73294 | Hubbell | HBLPA308BK | FACEPLATE, SNAP-IN, PANDUIT, BK | EA |  | 1 Year | 5.25 | 5% | 4.9875
73295 | Hubbell | HBLPA308GY | FACEPLATE, SNAP-IN, PANDUIT, GY | EA |  | 1 Year | 5.25 | 5% | 4.9875
73296 | Hubbell | HBLPA308I | FACEPLATE, SNAP-IN, PANDUIT, IV | EA |  | 1 Year | 5.25 | 5% | 4.9875
73297 | Hubbell | HBLPA308SBK | FACEPLATE, SCREW MT, PANDUIT, BK | EA |  | 1 Year | 5.9 | 5% | 5.605
73298 | Hubbell | HBLPA308SGY | FACEPLATE, SCREW MT, PANDUIT, GY | EA |  | 1 Year | 5.9 | 5% | 5.605
73299 | Hubbell | HBLPA308SI | FACEPLATE, SCREW MT, PANDUIT, IV | EA |  | 1 Year | 5.9 | 5% | 5.605
73300 | Hubbell | HBLPA308SWA | FACEPLATE, SCREW MT, PANDUIT, WH | EA |  | 1 Year | 5.9 | 5% | 5.605
73301 | Hubbell | HBLPA308WA | FACEPLATE, SNAP-IN, PANDUIT, WH | EA |  | 1 Year | 5.25 | 5% | 4.9875
73302 | Hubbell | HBLPHA2 | PHANTOM W/COVER, 2 GANG | EA |  | 1 Year | 386 | 5% | 366.7
73303 | Hubbell | HBLPHA2BSS | PHANTOM, 2 GANG, BRUSHED SS | EA |  | 1 Year | 1008 | 5% | 957.6
73304 | Hubbell | HBLPHA4 | PHANTOM W/COVER, 4 GANG | EA |  | 1 Year | 465 | 5% | 441.75
73305 | Hubbell | HBLPHA4BSS | PHANTOM, 4 GANG, BRUSHED SS | EA |  | 1 Year | 1224 | 5% | 1162.8
73306 | Hubbell | HBLPP10A | SERVICE POLE, 10'2", 2 SL DECO., GY | EA |  | 1 Year | 253 | 5% | 240.35
73307 | Hubbell | HBLPP10AAL | SERVICE POLE, 10'2", 2 SL DECO., AL | EA |  | 1 Year | 397 | 5% | 377.15
73308 | Hubbell | HBLPP10AI | SERVICE POLE, 10'2", 2 DUPLEX IV | EA |  | 1 Year | 253 | 5% | 240.35
73309 | Hubbell | HBLPP10BK | SVCE POLE, 10'2", 2 SL REC, BLK | EA |  | 1 Year | 299 | 5% | 284.05
73310 | Hubbell | HBLPP10GF | SVCE POLE, 10'2", 1 GFCI, 2 SL REC, GRY | EA |  | 1 Year | 467 | 5% | 443.65
73311 | Hubbell | HBLPP10GFAL | SVCE POLE, 10'2", 1 GFCI, 2 SL REC, ALU | EA |  | 1 Year | 717 | 5% | 681.15
73312 | Hubbell | HBLPP10GFBK | SVCE POLE, 10'2", 1 GFCI, 2 SL REC, BLK | EA |  | 1 Year | 467 | 5% | 443.65
73313 | Hubbell | HBLPP10GFI | SVCE POLE, 10'2", 1 GFCI, 2 SL REC, IV | EA |  | 1 Year | 467 | 5% | 443.65
73314 | Hubbell | HBLPP10GFOW | SVCE POLE, 10'2", 1 GFCI, 2 SL REC, OW | EA |  | 1 Year | 467 | 5% | 443.65
73315 | Hubbell | HBLPP10GFW | SVCE POLE, 10'2", 1 GFCI, 2 SL REC, WHT | EA |  | 1 Year | 467 | 5% | 443.65
73316 | Hubbell | HBLPP10IGA | SERVICE POLE, 10'2", 1 IG 1 SL DECO, GY | EA |  | 1 Year | 362 | 5% | 343.9
73317 | Hubbell | HBLPP10IGAI | SERVICE POLE, 10'2", 1 IG 1 SL DECO, IV | EA |  | 1 Year | 362 | 5% | 343.9
73318 | Hubbell | HBLPP10IGAL | SVCE POLE, 10'2", 1 IG, 1 SL REC, ALU | EA |  | 1 Year | 560 | 5% | 532
73319 | Hubbell | HBLPP10IGBK | SVCE POLE, 10'2", 1 IG, 1 SL REC, BLK | EA |  | 1 Year | 362 | 5% | 343.9
73320 | Hubbell | HBLPP10IGOW | SVCE POLE, 10'2", 1 IG, 1 SL REC, OW | EA |  | 1 Year | 362 | 5% | 343.9
73321 | Hubbell | HBLPP10IGW | SVCE POLE, 10'2", 1 IG, 1 SL REC, WHT | EA |  | 1 Year | 362 | 5% | 343.9
73322 | Hubbell | HBLPP10OW | SVCE POLE, 10'2", 2 SL REC, OW | EA |  | 1 Year | 299 | 5% | 284.05
73323 | Hubbell | HBLPP10SA | SERVICE POLE, 10'2", 2 IG 1IG/SURGE, GY | EA |  | 1 Year | 606 | 5% | 575.7
73324 | Hubbell | HBLPP10SAI | SERVICE POLE, 10'2", 2 IG 1IG/SURGE, IV | EA |  | 1 Year | 606 | 5% | 575.7
73325 | Hubbell | HBLPP10SAL | SVCE POLE, 10'2", 2 IG, 1 IG/SURGE, ALU | EA |  | 1 Year | 937 | 5% | 890.15
73326 | Hubbell | HBLPP10SBK | SVCE POLE, 10'2", 2 IG, 1 IG/SURGE, BLK | EA |  | 1 Year | 606 | 5% | 575.7
73327 | Hubbell | HBLPP10SOW | SVCE POLE, 10'2", 2 IG, 1 IG/SURGE, OW | EA |  | 1 Year | 606 | 5% | 575.7
73328 | Hubbell | HBLPP10SW | SVCE POLE, 10'2", 2 IG, 1 IG/SURGE, WHT | EA |  | 1 Year | 606 | 5% | 575.7
73329 | Hubbell | HBLPP10W | SVCE POLE, 10'2", 2 SL REC, WHT | EA |  | 1 Year | 299 | 5% | 284.05
73330 | Hubbell | HBLPP12A | SERVICE POLE, 12'2", 2 SL DECO, GY | EA |  | 1 Year | 323 | 5% | 306.85
73331 | Hubbell | HBLPP12AAL | SERVICE POLE, 12'2", 2 SL DECO, AL | EA |  | 1 Year | 475 | 5% | 451.25
73332 | Hubbell | HBLPP12AI | SERVICE POLE, 12'2", 2 SL DECO, IV | EA |  | 1 Year | 323 | 5% | 306.85
73333 | Hubbell | HBLPP12BK | SVCE POLE, 12'2", 2 SL REC, BLK | EA |  | 1 Year | 382 | 5% | 362.9
73334 | Hubbell | HBLPP12GF | SVCE POLE, 12'2", 1 GFCI, 2 SL REC, GRY | EA |  | 1 Year | 584 | 5% | 554.8
73335 | Hubbell | HBLPP12GFAL | SVCE POLE, 12'2", 1 GFCI, 2 SL REC, ALU | EA |  | 1 Year | 833 | 5% | 791.35
73336 | Hubbell | HBLPP12GFBK | SVCE POLE, 12'2", 1 GFCI, 2 SL REC, BLK | EA |  | 1 Year | 584 | 5% | 554.8
73337 | Hubbell | HBLPP12GFI | SVCE POLE, 12'2", 1 GFCI, 2 SL REC, IV | EA |  | 1 Year | 584 | 5% | 554.8
73338 | Hubbell | HBLPP12GFOW | SVCE POLE, 12'2", 1 GFCI, 2 SL REC, OW | EA |  | 1 Year | 584 | 5% | 554.8
73339 | Hubbell | HBLPP12GFW | SVCE POLE, 12'2", 1 GFCI, 2 SL REC, WHT | EA |  | 1 Year | 584 | 5% | 554.8
73340 | Hubbell | HBLPP12OW | SVCE POLE, 12'2", 2 SL REC, OW | EA |  | 1 Year | 382 | 5% | 362.9
73341 | Hubbell | HBLPP12W | SVCE POLE, 12'2", 2 SL REC, WHT | EA |  | 1 Year | 382 | 5% | 362.9
73342 | Hubbell | HBLPP15A | SERVICE POLE, 15'2", 2 SL DECO, GY | EA |  | 1 Year | 410 | 5% | 389.5
73343 | Hubbell | HBLPP15AAL | SERVICE POLE, 15'2", 2 SL DECO, AL | EA |  | 1 Year | 868 | 5% | 824.6
73344 | Hubbell | HBLPP15AI | SERVICE POLE, 15'2", 2 SL DECO, IV | EA |  | 1 Year | 410 | 5% | 389.5
73345 | Hubbell | HBLPP15BK | SVCE POLE, 15'2", 2 SL REC, BLK | EA |  | 1 Year | 484 | 5% | 459.8
73346 | Hubbell | HBLPP15GF | SVCE POLE, 15'2", 1 GFCI, 2 SL REC, GRY | EA |  | 1 Year | 717 | 5% | 681.15
73347 | Hubbell | HBLPP15GFAL | SVCE POLE, 15'2", 1 GFCI, 2 SL REC, ALU | EA |  | 1 Year | 1031 | 5% | 979.45
73348 | Hubbell | HBLPP15GFBK | SVCE POLE, 15'2", 1 GFCI, 2 SL REC, BLK | EA |  | 1 Year | 717 | 5% | 681.15
73349 | Hubbell | HBLPP15GFI | SVCE POLE, 15'2", 1 GFCI, 2 SL REC, IV | EA |  | 1 Year | 717 | 5% | 681.15
73350 | Hubbell | HBLPP15GFOW | SVCE POLE, 15'2", 1 GFCI, 2 SL REC, OW | EA |  | 1 Year | 717 | 5% | 681.15
73351 | Hubbell | HBLPP15GFW | SVCE POLE, 15'2", 1 GFCI, 2 SL REC, WHT | EA |  | 1 Year | 717 | 5% | 681.15
73352 | Hubbell | HBLPP15OW | SVCE POLE, 15'2", 2 SL REC, OW | EA |  | 1 Year | 484 | 5% | 459.8
73353 | Hubbell | HBLPP15W | SVCE POLE, 15'2", 2 SL REC, WHT | EA |  | 1 Year | 484 | 5% | 459.8
73354 | Hubbell | HBLPPO12A | SVCE POLE, 12'2", BLANK W/DIVIDER GRAY | EA |  | 1 Year | 270 | 5% | 256.5
73355 | Hubbell | HBLPPO12AAL | SVCE POLE, 12'2", BLANK W/DIVIDER, ALUM. | EA |  | 1 Year | 417 | 5% | 396.15
73356 | Hubbell | HBLPPO12AI | SVCE POLE, 12'2", BLANK W DIVIDER IVORY | EA |  | 1 Year | 270 | 5% | 256.5
73357 | Hubbell | HBLPPO12BK | SVCE POLE, 12'2", BLANK /DIVIDER, BLK | EA |  | 1 Year | 319 | 5% | 303.05
73358 | Hubbell | HBLPPO12OW | SVCE POLE, 12'2", BLANK /DIVIDER, OW | EA |  | 1 Year | 319 | 5% | 303.05
73359 | Hubbell | HBLPPO12W | SVCE POLE, 12'2", BLANK /DIVIDER, WHT | EA |  | 1 Year | 319 | 5% | 303.05
73360 | Hubbell | HBLPPO15A | SVCE POLE, 15'2", BLANK W/DIVIDER GRAY | EA |  | 1 Year | 307 | 5% | 291.65
73361 | Hubbell | HBLPPO15AAL | SVCE POLE, 15'2", BLANK W/DIVIDER ALUM. | EA |  | 1 Year | 475 | 5% | 451.25
73362 | Hubbell | HBLPPO15AI | SVCE POLE, 15'2", BLANK W/DIVIDER IVORY | EA |  | 1 Year | 307 | 5% | 291.65
73363 | Hubbell | HBLPPO15BK | SVCE POLE, 15'2", BLANK /DIVIDER, BLK | EA |  | 1 Year | 362 | 5% | 343.9
73364 | Hubbell | HBLPPO15OW | SVCE POLE, 15'2", BLANK /DIVIDER, OW | EA |  | 1 Year | 362 | 5% | 343.9
73365 | Hubbell | HBLPPO15W | SVCE POLE, 15'2", BLANK /DIVIDER, WHT | EA |  | 1 Year | 362 | 5% | 343.9
73366 | Hubbell | HBLPPOA | SERVICE POLE, 10'2", BLANK W DIVIDER GY | EA |  | 1 Year | 235 | 5% | 223.25
73367 | Hubbell | HBLPPOAAL | SERVICEPOLE,10'2",BLANK W/DIV, AL | EA |  | 1 Year | 369 | 5% | 350.55
73368 | Hubbell | HBLPPOAI | SERVICE POLE, 10'2", BLANK W DIVIDER IV | EA |  | 1 Year | 235 | 5% | 223.25
73369 | Hubbell | HBLPPOBK | SVCE POLE, 10'2", BLANK /DIVIDER, BLK | EA |  | 1 Year | 277 | 5% | 263.15
73370 | Hubbell | HBLPPOOW | SVCE POLE, 10'2", BLANK /DIVIDER, OW | EA |  | 1 Year | 277 | 5% | 263.15
73371 | Hubbell | HBLPPOW | SVCE POLE, 10'2", BLANK /DIVIDER, WHT | EA |  | 1 Year | 277 | 5% | 263.15
73372 | Hubbell | HBLSCSBW | BARRIER WALL BOX | EA |  | 1 Year | 4.5 | 5% | 4.275
73373 | Hubbell | HBLSHA2 | SHADOW BOX W/COVER, 2 GANG | EA |  | 1 Year | 504 | 5% | 478.8
73374 | Hubbell | HBLSHA2BSS | SHADOW, 2 GANG BRUSHED SS | EA |  | 1 Year | 1115 | 5% | 1059.25
73375 | Hubbell | HBLSI305BK | FACEPLATE, SNAP-IN, SIEMONS, BK | EA |  | 1 Year | 5.25 | 5% | 4.9875
73376 | Hubbell | HBLSI305GY | FACEPLATE, SNAP-IN,SIEMONS,GRAY | EA |  | 1 Year | 5.25 | 5% | 4.9875
73377 | Hubbell | HBLSI305I | FACEPLATE, SNAP-IN, SIEMONS, IV | EA |  | 1 Year | 5.25 | 5% | 4.9875
73378 | Hubbell | HBLSI305SBK | FACEPLATE, SCREW MT, SIEMONS, BK | EA |  | 1 Year | 5.9 | 5% | 5.605
73379 | Hubbell | HBLSI305SGY | FACEPLATE, SCREW MT, SIEMONS, GY | EA |  | 1 Year | 5.9 | 5% | 5.605
73380 | Hubbell | HBLSI305SI | FACEPLATE, SCREW MT, SIEMONS, IV | EA |  | 1 Year | 5.9 | 5% | 5.605
73381 | Hubbell | HBLSI305SWA | FACEPLATE, SCREW MT, SIEMONS, WH | EA |  | 1 Year | 5.9 | 5% | 5.605
73382 | Hubbell | HBLSI305WA | FACEPLATE, SNAP-IN, SIEMONS, WH | EA |  | 1 Year | 5.25 | 5% | 4.9875
73383 | Hubbell | HBLSI315BK | FACEPLATE, SNAP-IN, SIEMON #2, BK | EA |  | 1 Year | 13.55 | 5% | 12.8725
73384 | Hubbell | HBLSI315GY | FACEPLATE, SNAP-IN, SIEMON #2, GY | EA |  | 1 Year | 13.55 | 5% | 12.8725
73385 | Hubbell | HBLSI315I | FACEPLATE, SNAP-IN, SIEMON #2, IV | EA |  | 1 Year | 13.55 | 5% | 12.8725
73386 | Hubbell | HBLSI315SBK | FACEPLATE, SCREW MT, SIEMON #2, BK | EA |  | 1 Year | 14.6 | 5% | 13.87
73387 | Hubbell | HBLSI315SGY | FACEPLATE, SCREW MT, SIEMON #2, GY | EA |  | 1 Year | 14.6 | 5% | 13.87
73388 | Hubbell | HBLSI315SI | FACEPLATE, SCREW MT, SIEMON #2, IV | EA |  | 1 Year | 14.6 | 5% | 13.87
73389 | Hubbell | HBLSI315SWA | FACEPLATE, SCREW MT, SIEMON #2, WH | EA |  | 1 Year | 14.6 | 5% | 13.87
73390 | Hubbell | HBLSI315WA | FACEPLATE, SNAP-IN, SIEMON #2, WH | EA |  | 1 Year | 13.55 | 5% | 12.8725
73391 | Hubbell | HBLST302BK | FACEPLATE, SNAP-IN, DUPLEX, BK | EA |  | 1 Year | 5.25 | 5% | 4.9875
73392 | Hubbell | HBLST302GY | FACEPLATE, SNAP-IN, DUPLEX, GY | EA |  | 1 Year | 5.25 | 5% | 4.9875
73393 | Hubbell | HBLST302I | FACEPLATE, SNAP-IN, DUPLEX, IV | EA |  | 1 Year | 5.25 | 5% | 4.9875
73394 | Hubbell | HBLST302SBK | FACEPLATE, SCREW MT, DUPLEX, BK | EA |  | 1 Year | 5.9 | 5% | 5.605
73395 | Hubbell | HBLST302SGY | FACEPLATE, SCREW MT, DUPLEX, GY | EA |  | 1 Year | 5.9 | 5% | 5.605
73396 | Hubbell | HBLST302SI | FACEPLATE, SCREW MT, DUPLEX, IV | EA |  | 1 Year | 5.9 | 5% | 5.605
73397 | Hubbell | HBLST302SWA | FACEPLATE, SCREW MT, DUPLEX, WH | EA |  | 1 Year | 5.9 | 5% | 5.605
73398 | Hubbell | HBLST302WA | FACEPLATE, SNAP-IN, DUPLEX, WH | EA |  | 1 Year | 5.25 | 5% | 4.9875
73399 | Hubbell | HBLTCGNT | ACCESS F-BOX COVER, GRANITE | EA |  | 1 Year | 277 | 5% | 263.15
73400 | Hubbell | HBLTCGNTBK | ACCESS F-BOX COVER, BK | EA |  | 1 Year | 235 | 5% | 223.25
73401 | Hubbell | HBLTCGNTBKSW | CFB, SCRUB WATER COVER, BLACK | EA |  | 1 Year | 189 | 5% | 179.55
73402 | Hubbell | HBLTCGNTCF | ACCESS F-BOX COVER, GY, CABLE CUT-OUTS | EA |  | 1 Year | 215 | 5% | 204.25
73403 | Hubbell | HBLTCGNTSW | CFB, SCRUB WATER COVER, GRANITE | EA |  | 1 Year | 189 | 5% | 179.55
73404 | Hubbell | HBLTL318BK | MOD FACE PLATE,T-L 20A,SNAP-IN,BK | EA |  | 1 Year | 9.35 | 5% | 8.8825
73405 | Hubbell | HBLTL318GY | MOD FACE PLATE,T-L 20A,SNAP-IN,GY | EA |  | 1 Year | 9.35 | 5% | 8.8825
73406 | Hubbell | HBLTL318I | TWIST LOCK PLATE SNAP IN IVORY | EA |  | 1 Year | 13.7 | 5% | 13.015
73407 | Hubbell | HBLTL318SBK | MOD FACE PLATE,T-L 20A,SCREW TYPE,BK | EA |  | 1 Year | 10.15 | 5% | 9.6425
73408 | Hubbell | HBLTL318SGY | MOD FACE PLATE,T-L 20A,SCREW TYPE,GY | EA |  | 1 Year | 10.15 | 5% | 9.6425
73409 | Hubbell | HBLTL318SI | MOD FACE PLATE,T-L 20A,SCREW TYPE,IV | EA |  | 1 Year | 10.15 | 5% | 9.6425
73410 | Hubbell | HBLTL318SWA | MOD FACE PLATE,T-L 20A,SCREW TYPE,WH | EA |  | 1 Year | 10.15 | 5% | 9.6425
73411 | Hubbell | HBLTL318WA | MOD FACE PLATE,T-L 20A,SNAP-IN,WH | EA |  | 1 Year | 9.35 | 5% | 8.8825
73412 | Hubbell | HBLTL319SBK | 1.40" OPENING, PLATE SCREW DOWN BK | EA |  | 1 Year | 6.55 | 5% | 6.2225
73413 | Hubbell | HBLTL319SGY | 1.40" OPENING, PLATE SCREW DOWN GY | EA |  | 1 Year | 10.15 | 5% | 9.6425
73414 | Hubbell | HBLTL319SI | PLATE FOR 15A SB/TL SGLRCPT, IV | EA |  | 1 Year | 10.15 | 5% | 9.6425
73415 | Hubbell | HBLTO310BK | FACEPLATE, SNAP-IN, TOGGLE, BK | EA |  | 1 Year | 7 | 5% | 6.65
73416 | Hubbell | HBLTO310GY | FACEPLATE, SNAP-IN, TOGGLE, GY | EA |  | 1 Year | 7 | 5% | 6.65
73417 | Hubbell | HBLTO310I | FACEPLATE, SNAP-IN, TOGGLE, IV | EA |  | 1 Year | 7 | 5% | 6.65
73418 | Hubbell | HBLTO310SBK | FACEPLATE, SCREW MT, TOGGLE, BK | EA |  | 1 Year | 8.3 | 5% | 7.885
73419 | Hubbell | HBLTO310SGY | FACEPLATE, SCREW MT, TOGGLE, GY | EA |  | 1 Year | 8.3 | 5% | 7.885
73420 | Hubbell | HBLTO310SI | FACEPLATE, SCREW MT, TOGGLE, IV | EA |  | 1 Year | 8.3 | 5% | 7.885
73421 | Hubbell | HBLTO310SWA | FACEPLATE, SCREW MT, TOGGLE, WH | EA |  | 1 Year | 8.3 | 5% | 7.885
73422 | Hubbell | HBLTO310WA | FACEPLATE, SNAP-IN, TOGGLE, WH | EA |  | 1 Year | 7 | 5% | 6.65
73423 | Hubbell | HBLTRED5B | TREDTRAK, 5CH, BLUE & YELLOW | EA |  | 1 Year | 430 | 5% | 408.5
73424 | Hubbell | HBLTRED5ECB | TREDTRAK, 5CH, END CAPS | EA |  | 1 Year | 165 | 5% | 156.75
73425 | Hubbell | HBLTRED5ECFB | TREDTRAK, 5CH, FEM END CAPS | EA |  | 1 Year | 247 | 5% | 234.65
73426 | Hubbell | HBLTRED5XB | TREDTRAK, 5CH, X FITTING | EA |  | 1 Year | 343 | 5% | 325.85
73427 | Hubbell | HBLTRED5YB | TREDTRAK, 5CH, Y FITTING | EA |  | 1 Year | 343 | 5% | 325.85
73428 | Hubbell | HBLTRIM1WBK | WALL BOX TRIM PLATE, 1G, BK | EA |  | 1 Year | 9.5 | 5% | 9.025
73429 | Hubbell | HBLTRIM1WGY | WALL BOX TRIM PLATE, 1G, GY | EA |  | 1 Year | 9.5 | 5% | 9.025
73430 | Hubbell | HBLTRIM1WI | WALL BOX TRIM PLATE, 1G, IV | EA |  | 1 Year | 9.5 | 5% | 9.025
73431 | Hubbell | HBLTRIM1WWA | WALL BOX TRIM PLATE, 1G, WH | EA |  | 1 Year | 9.5 | 5% | 9.025
73432 | Hubbell | HBLTRIM2WBK | WALL BOX TRIM PLATE, 2G, BK | EA |  | 1 Year | 10.35 | 5% | 9.8325
73433 | Hubbell | HBLTRIM2WGY | WALL BOX TRIM PLATE, 2G, GY | EA |  | 1 Year | 10.35 | 5% | 9.8325
73434 | Hubbell | HBLTRIM2WI | WALL BOX TRIM PLATE, 2G, IV | EA |  | 1 Year | 10.35 | 5% | 9.8325
73435 | Hubbell | HBLTRIM2WWA | WALL BOX TRIM PLATE, 2G, WH | EA |  | 1 Year | 10.35 | 5% | 9.8325
73436 | Hubbell | HBLTRIM3WGY | MC WALLBOX TRIM, 3 GANG, GRAY | EA |  | 1 Year | 10.1 | 5% | 9.595
73437 | Hubbell | HBLTRIM3WI | WALL BOX TRIM PLATE, 3G, IVORY | EA |  | 1 Year | 26.3 | 5% | 24.985
73438 | Hubbell | HBLTRIM3WWA | WALL BOX TRIM PLATE, 3G, WH | EA |  | 1 Year | 12.45 | 5% | 11.8275
73439 | Hubbell | HBLTRIM4WBK | WALL BOX TRIM PLATE, 4G, BK | EA |  | 1 Year | 14.2 | 5% | 13.49
73440 | Hubbell | HBLTRIM4WGY | WALL BOX TRIM PLATE, 4G, GY | EA |  | 1 Year | 14.2 | 5% | 13.49
73441 | Hubbell | HBLTRIM4WI | WALL BOX TRIM PLATE, 4G, IV | EA |  | 1 Year | 14.2 | 5% | 13.49
73442 | Hubbell | HBLTRIM4WWA | WALL BOX TRIM PLATE, 4G, WH | EA |  | 1 Year | 14.2 | 5% | 13.49
73443 | Hubbell | HBLTRIM6WBK | WALL BOX TRIM PLATE, 6G, BK | EA |  | 1 Year | 21.05 | 5% | 19.9975
73444 | Hubbell | HBLTRIM6WGY | WALL BOX TRIM PLATE, 6G, GY | EA |  | 1 Year | 21.05 | 5% | 19.9975
73445 | Hubbell | HBLTRIM6WI | WALL BOX TRIM PLATE, 6G, IV | EA |  | 1 Year | 21.05 | 5% | 19.9975
73446 | Hubbell | HBLTRIM6WWA | WALL BOX TRIM PLATE, 6G, WH | EA |  | 1 Year | 21.05 | 5% | 19.9975
73447 | Hubbell | HBLTT2B | TRUKTRAK, 2 CH, BLUE & YELLOW | EA |  | 1 Year | 1610 | 5% | 1529.5
73448 | Hubbell | HBLTT3B | TRUKTRAK, 3 CH, BLUE & YELLOW | EA |  | 1 Year | 1190 | 5% | 1130.5
73449 | Hubbell | HBLTT3ECB | TRUKTRAK, 3 CH, END CAPS | EA |  | 1 Year | 513 | 5% | 487.35
73450 | Hubbell | HBLTT545LB | TRUKTRAK, 5CH, 45 DEG, LEFT ELBOW | EA |  | 1 Year | 513 | 5% | 487.35
73451 | Hubbell | HBLTT545RB | TRUKTRAK, 5CH, 45 DEG , RIGHT ELBOW | EA |  | 1 Year | 513 | 5% | 487.35
73452 | Hubbell | HBLTT5B | TRUKTRAK, 5CH, BLUE & YELLOW | EA |  | 1 Year | 650 | 5% | 617.5
73453 | Hubbell | HBLTT5ECB | TRUKTRAK, 5CH, END CAPS | EA |  | 1 Year | 286 | 5% | 271.7
73454 | Hubbell | HBLWSCS1 | 1 GANG RECESS WALL BOX | EA |  | 1 Year | 37.4 | 5% | 35.53
73455 | Hubbell | HBLWSCS2A | 2-GANG DRY WALL BOX, 1.25" KO | EA |  | 1 Year | 42.25 | 5% | 40.1375
73456 | Hubbell | HBLWSCS2LS | RECESS WALLBOX 2G SHALLOW | EA |  | 1 Year | 96 | 5% | 91.2
73457 | Hubbell | HBLWSCS3A | 3-GANG DRY WALL BOX, 1.25" KO | EA |  | 1 Year | 54.45 | 5% | 51.7275
73458 | Hubbell | HBLWSCS4A | 4-GANG DRY WALL BOX, 1.25" KO | EA |  | 1 Year | 76.7 | 5% | 72.865
73459 | Hubbell | HBLWSCS6A | 6-GANG DRY WALL BOX, 1.25" KO | EA |  | 1 Year | 83.95 | 5% | 79.7525
73460 | Hubbell | HBLWWEP | RACEWAY,TOUCH UP PAINT PEN,WHITE | EA |  | 1 Year | 34.1 | 5% | 32.395
73461 | Hubbell | HBM1 | MODULE,UK,SHUTTERED,50X25MM,WH,150PK | PK |  | 1 Year | 165 | 5% | 156.75
73462 | Hubbell | HBM1A | MOD,UK,SHUTTERED,50X25MM,EX ANG,W,125PK | PK |  | 1 Year | 138 | 5% | 131.1
73463 | Hubbell | HBM1A2 | MOD,UK,SHUTTER,50X25MM,IN ANGLED,W,125PK | PK |  | 1 Year | 138 | 5% | 131.1
73464 | Hubbell | HBM1B | MOD,UK,BLANK PLATE,50X25MM,1/2,WH,100PK | PK |  | 1 Year | 43.3 | 5% | 41.135
73465 | Hubbell | HBP100 | FRAME,UK,2GANG,FLAT,100X50MM,WH,50PK | PK |  | 1 Year | 51.15 | 5% | 48.5925
73466 | Hubbell | HBP50 | FRAME,UK,1GANG,FLAT,50X50MM,WH,80PK | PK |  | 1 Year | 81.75 | 5% | 77.6625
73467 | Hubbell | HBT0424S04 | WB,TRAY,OVRHD,4"Hx24"Wx118"L,304STAINLES | EA |  | 1 Year | 1029 | 5% | 977.55
73468 | Hubbell | HBT150750 | TOOL,TORQUE WRENCH,150-750 IN-LB | EA |  | 1 Year | 310 | 5% | 294.5
73469 | Hubbell | HBT300204 | WB,PREFORM RADI 30, 2"Hx4"W, PREGALV | EA |  | 1 Year | 109 | 5% | 103.55
73470 | Hubbell | HBT300204BK | WB,PREFORM RADI 30, 2"Hx4"W, BLACK | EA |  | 1 Year | 128 | 5% | 121.6
73471 | Hubbell | HBT300206 | WB,PREFORM RADI 30, 2"Hx6"W, PREGALV | EA |  | 1 Year | 121 | 5% | 114.95
73472 | Hubbell | HBT300206BK | WB,PREFORM RADI 30, 2"Hx6"W, BLACK | EA |  | 1 Year | 140 | 5% | 133
73473 | Hubbell | HBT300208 | WB,PREFORM RADI 30, 2"Hx8"W, PREGALV | EA |  | 1 Year | 134 | 5% | 127.3
73474 | Hubbell | HBT300208BK | WB,PREFORM RADI 30, 2"Hx8"W, BLACK | EA |  | 1 Year | 153 | 5% | 145.35
73475 | Hubbell | HBT300212 | WB,PREFORM RADI 30, 2"Hx12"W, PREGALV | EA |  | 1 Year | 159 | 5% | 151.05
73476 | Hubbell | HBT300212BK | WB,PREFORM RADI 30, 2"Hx12"W, BLACK | EA |  | 1 Year | 191 | 5% | 181.45
73477 | Hubbell | HBT300216 | WB,PREFORM RADI 30, 2"Hx16"W, PREGALV | EA |  | 1 Year | 210 | 5% | 199.5
73478 | Hubbell | HBT300216BK | WB,PREFORM RADI 30, 2"Hx16"W, BLACK | EA |  | 1 Year | 258 | 5% | 245.1
73479 | Hubbell | HBT300218 | WB,PREFORM RADI 30, 2"Hx18"W, PREGALV | EA |  | 1 Year | 229 | 5% | 217.55
73480 | Hubbell | HBT300218BK | WB,PREFORM RADI 30, 2"Hx18"W, BLACK | EA |  | 1 Year | 279 | 5% | 265.05
73481 | Hubbell | HBT300220 | WB,PREFORM RADI 30, 2"Hx20"W, PREGALV | EA |  | 1 Year | 245 | 5% | 232.75
73482 | Hubbell | HBT300220BK | WB,PREFORM RADI 30, 2"Hx20"W, BLACK | EA |  | 1 Year | 297 | 5% | 282.15
73483 | Hubbell | HBT300224 | WB,PREFORM RADI 30, 2"Hx24"W, PREGALV | EA |  | 1 Year | 279 | 5% | 265.05
73484 | Hubbell | HBT300224BK | WB,PREFORM RADI 30, 2"Hx24"W, BLACK | EA |  | 1 Year | 336 | 5% | 319.2
73485 | Hubbell | HBT300404 | WB,PREFORM RADI 30, 4"Hx4"W, PREGALV | EA |  | 1 Year | 140 | 5% | 133
73486 | Hubbell | HBT300404BK | WB,PREFORM RADI 30, 4"Hx4"W, BLACK | EA |  | 1 Year | 172 | 5% | 163.4
73487 | Hubbell | HBT300406 | WB,PREFORM RADI 30, 4"Hx6"W, PREGALV | EA |  | 1 Year | 147 | 5% | 139.65
73488 | Hubbell | HBT300406BK | WB,PREFORM RADI 30, 4"Hx6"W, BLACK | EA |  | 1 Year | 178 | 5% | 169.1
73489 | Hubbell | HBT300408 | WB,PREFORM RADI 30, 4"Hx8"W, PREGALV | EA |  | 1 Year | 159 | 5% | 151.05
73490 | Hubbell | HBT300408BK | WB,PREFORM RADI 30, 4"Hx8"W, BLACK | EA |  | 1 Year | 191 | 5% | 181.45
73491 | Hubbell | HBT300412 | WB,PREFORM RADI 30, 4"Hx12"W, PREGALV | EA |  | 1 Year | 197 | 5% | 187.15
73492 | Hubbell | HBT300412BK | WB,PREFORM RADI 30, 4"Hx12"W, BLACK | EA |  | 1 Year | 264 | 5% | 250.8
73493 | Hubbell | HBT300416 | WB,PREFORM RADI 30, 4"Hx16"W, PREGALV | EA |  | 1 Year | 245 | 5% | 232.75
73494 | Hubbell | HBT300416BK | WB,PREFORM RADI 30, 4"Hx16"W, BLACK | EA |  | 1 Year | 297 | 5% | 282.15
73495 | Hubbell | HBT300418 | WB,PREFORM RADI 30, 4"Hx18"W, PREGALV | EA |  | 1 Year | 258 | 5% | 245.1
73496 | Hubbell | HBT300418BK | WB,PREFORM RADI 30, 4"Hx18"W, BLACK | EA |  | 1 Year | 314 | 5% | 298.3
73497 | Hubbell | HBT300420 | WB,PREFORM RADI 30, 4"Hx20"W, PREGALV | EA |  | 1 Year | 279 | 5% | 265.05
73498 | Hubbell | HBT300420BK | WB,PREFORM RADI 30, 4"Hx20"W, BLACK | EA |  | 1 Year | 336 | 5% | 319.2
73499 | Hubbell | HBT300424 | WB,PREFORM RADI 30, 4"Hx24"W, PREGALV | EA |  | 1 Year | 308 | 5% | 292.6
73500 | Hubbell | HBT300424BK | WB,PREFORM RADI 30, 4"Hx24"W, BLACK | EA |  | 1 Year | 367 | 5% | 348.65
73501 | Hubbell | HBT300608 | WB,PREFORM RADI 30, 6"Hx8"W, PREGALV | EA |  | 1 Year | 217 | 5% | 206.15
73502 | Hubbell | HBT300608BK | WB,PREFORM RADI 30, 6"Hx8"W, BLACK | EA |  | 1 Year | 264 | 5% | 250.8
73503 | Hubbell | HBT300612 | WB,PREFORM RADI 30, 6"Hx12"W,PREGALV | EA |  | 1 Year | 245 | 5% | 232.75
73504 | Hubbell | HBT300612BK | WB,PREFORM RADI 30, 6"Hx12"W, BLACK | EA |  | 1 Year | 297 | 5% | 282.15
73505 | Hubbell | HBT300616 | WB,PREFORM RADI 30, 6"Hx16"W, PREGALV | EA |  | 1 Year | 279 | 5% | 265.05
73506 | Hubbell | HBT300616BK | WB,PREFORM RADI 30, 6"Hx16"W, BLACK | EA |  | 1 Year | 336 | 5% | 319.2
73507 | Hubbell | HBT300618 | WB,PREFORM RADI 30, 6"Hx18"W,PREGALV | EA |  | 1 Year | 301 | 5% | 285.95
73508 | Hubbell | HBT300618BK | WB,PREFORM RADI 30, 6"Hx18"W, BLACK | EA |  | 1 Year | 360 | 5% | 342
73509 | Hubbell | HBT300620 | WB,PREFORM RADI 30, 6"Hx20"W, PREGALV | EA |  | 1 Year | 314 | 5% | 298.3
73510 | Hubbell | HBT300620BK | WB,PREFORM RADI 30, 6"Hx20"W, BLACK | EA |  | 1 Year | 380 | 5% | 361
73511 | Hubbell | HBT300624 | WB,PREFORM RADI 30, 6"Hx24"W, PREGALV | EA |  | 1 Year | 347 | 5% | 329.65
73512 | Hubbell | HBT300624BK | WB,PREFORM RADI 30, 6"Hx24"W, BLACK | EA |  | 1 Year | 417 | 5% | 396.15
73513 | Hubbell | HBT30150 | TOOL,TORQUE WRENCH,30-150 IN-LB | EA |  | 1 Year | 296 | 5% | 281.2
73514 | Hubbell | HBT450204 | WB,PREFORM RADI 45, 2"Hx4"W, PREGALV | EA |  | 1 Year | 109 | 5% | 103.55
73515 | Hubbell | HBT450204BK | WB,PREFORM RADI 45, 2"Hx4"W, BLACK | EA |  | 1 Year | 128 | 5% | 121.6
73516 | Hubbell | HBT450206 | WB,PREFORM RADI 45, 2"Hx6"W, PREGALV | EA |  | 1 Year | 121 | 5% | 114.95
73517 | Hubbell | HBT450206BK | WB,PREFORM RADI 45, 2"Hx6"W, BLACK | EA |  | 1 Year | 140 | 5% | 133
73518 | Hubbell | HBT450208 | WB,PREFORM RADI 45, 2"Hx8"W, PREGALV | EA |  | 1 Year | 134 | 5% | 127.3
73519 | Hubbell | HBT450208BK | WB,PREFORM RADI 45, 2"Hx8"W, BLACK | EA |  | 1 Year | 153 | 5% | 145.35
73520 | Hubbell | HBT450212 | WB,PREFORM RADI 45, 2"Hx12"W, PREGALV | EA |  | 1 Year | 159 | 5% | 151.05
73521 | Hubbell | HBT450212BK | WB,PREFORM RADI 45, 2"Hx12"W, BLACK | EA |  | 1 Year | 191 | 5% | 181.45
73522 | Hubbell | HBT450216 | WB,PREFORM RADI 45, 2"Hx16"W, PREGALV | EA |  | 1 Year | 210 | 5% | 199.5
73523 | Hubbell | HBT450216BK | WB,PREFORM RADI 45, 2"Hx16"W, BLACK | EA |  | 1 Year | 258 | 5% | 245.1
73524 | Hubbell | HBT450218 | WB,PREFORM RADI 45, 2"Hx18"W, PREGALV | EA |  | 1 Year | 229 | 5% | 217.55
73525 | Hubbell | HBT450218BK | WB,PREFORM RADI 45, 2"Hx18"W, BLACK | EA |  | 1 Year | 279 | 5% | 265.05
73526 | Hubbell | HBT450220 | WB,PREFORM RADI 45, 2"Hx20"W, PREGALV | EA |  | 1 Year | 245 | 5% | 232.75
73527 | Hubbell | HBT450220BK | WB,PREFORM RADI 45, 2"Hx20"W, BLACK | EA |  | 1 Year | 297 | 5% | 282.15
73528 | Hubbell | HBT450224 | WB,PREFORM RADI 45, 2"Hx24"W, PREGALV | EA |  | 1 Year | 279 | 5% | 265.05
73529 | Hubbell | HBT450224BK | WB,PREFORM RADI 45, 2"Hx24"W, BLACK | EA |  | 1 Year | 336 | 5% | 319.2
73530 | Hubbell | HBT450404 | WB,PREFORM RADI 45, 4"Hx4"W, PREGALV | EA |  | 1 Year | 140 | 5% | 133
73531 | Hubbell | HBT450404BK | WB,PREFORM RADI 45, 4"Hx4"W, BLACK | EA |  | 1 Year | 172 | 5% | 163.4
73532 | Hubbell | HBT450406 | WB,PREFORM RADI 45, 4"Hx6"W, PREGALV | EA |  | 1 Year | 147 | 5% | 139.65
73533 | Hubbell | HBT450406BK | WB,PREFORM RADI 45, 4"Hx6"W, BLACK | EA |  | 1 Year | 178 | 5% | 169.1
73534 | Hubbell | HBT450408 | WB,PREFORM RADI 45, 4"Hx8"W, PREGALV | EA |  | 1 Year | 159 | 5% | 151.05
73535 | Hubbell | HBT450408BK | WB,PREFORM RADI 45, 4"Hx8"W, BLACK | EA |  | 1 Year | 191 | 5% | 181.45
73536 | Hubbell | HBT450412 | WB,PREFORM RADI 45, 4"Hx12"W, PREGALV | EA |  | 1 Year | 197 | 5% | 187.15
73537 | Hubbell | HBT450412BK | WB,PREFORM RADI 45, 4"Hx12"W, BLACK | EA |  | 1 Year | 264 | 5% | 250.8
73538 | Hubbell | HBT450416 | WB,PREFORM RADI 45, 4"Hx16"W, PREGALV | EA |  | 1 Year | 245 | 5% | 232.75
73539 | Hubbell | HBT450416BK | WB,PREFORM RADI 45, 4"Hx16"W, BLACK | EA |  | 1 Year | 297 | 5% | 282.15
73540 | Hubbell | HBT450418 | WB,PREFORM RADI 45, 4"Hx18"W, PREGALV | EA |  | 1 Year | 258 | 5% | 245.1
73541 | Hubbell | HBT450418BK | WB,PREFORM RADI 45, 4"Hx18"W, BLACK | EA |  | 1 Year | 314 | 5% | 298.3
73542 | Hubbell | HBT450420 | WB,PREFORM RADI 45, 4"Hx20"W, PREGALV | EA |  | 1 Year | 279 | 5% | 265.05
73543 | Hubbell | HBT450420BK | WB,PREFORM RADI 45, 4"Hx20"W, BLACK | EA |  | 1 Year | 336 | 5% | 319.2
73544 | Hubbell | HBT450424 | WB,PREFORM RADI 45, 4"Hx24"W, PREGALV | EA |  | 1 Year | 308 | 5% | 292.6
73545 | Hubbell | HBT450424BK | WB,PREFORM RADI 45, 4"Hx24"W, BLACK | EA |  | 1 Year | 367 | 5% | 348.65
73546 | Hubbell | HBT450608 | WB,PREFORM RADI 45, 6"Hx8"W, PREGALV | EA |  | 1 Year | 217 | 5% | 206.15
73547 | Hubbell | HBT450608BK | WB,PREFORM RADI 45, 6"Hx8"W, BLACK | EA |  | 1 Year | 264 | 5% | 250.8
73548 | Hubbell | HBT450612 | WB,PREFORM RADI 45, 6"Hx12"W,PREGALV | EA |  | 1 Year | 245 | 5% | 232.75
73549 | Hubbell | HBT450612BK | WB,PREFORM RADI 45, 6"Hx12"W, BLACK | EA |  | 1 Year | 297 | 5% | 282.15
73550 | Hubbell | HBT450616 | WB,PREFORM RADI 45, 6"Hx16"W, PREGALV | EA |  | 1 Year | 279 | 5% | 265.05
73551 | Hubbell | HBT450616BK | WB,PREFORM RADI 45, 6"Hx16"W, BLACK | EA |  | 1 Year | 336 | 5% | 319.2
73552 | Hubbell | HBT450618 | WB,PREFORM RADI 45, 6"Hx18"W,PREGALV | EA |  | 1 Year | 301 | 5% | 285.95
73553 | Hubbell | HBT450618BK | WB,PREFORM RADI 45, 6"Hx18"W, BLACK | EA |  | 1 Year | 360 | 5% | 342
73554 | Hubbell | HBT450620 | WB,PREFORM RADI 45, 6"Hx20"W, PREGALV | EA |  | 1 Year | 314 | 5% | 298.3
73555 | Hubbell | HBT450620BK | WB,PREFORM RADI 45, 6"Hx20"W, BLACK | EA |  | 1 Year | 380 | 5% | 361
73556 | Hubbell | HBT450624 | WB,PREFORM RADI 45, 6"Hx24"W, PREGALV | EA |  | 1 Year | 347 | 5% | 329.65
73557 | Hubbell | HBT450624BK | WB,PREFORM RADI 45, 6"Hx24"W, BLACK | EA |  | 1 Year | 417 | 5% | 396.15
73558 | Hubbell | HBTCD4X4BK | WB,ACCS, 4X4 CABLE DROPOUT,POLYMER,BLK | EA |  | 1 Year | 30.75 | 5% | 29.2125
73559 | Hubbell | HBTCDBK | WB,ACCS, CABLE DROPOUT,POLYMER,BLK | EA |  | 1 Year | 23.65 | 5% | 22.4675
73560 | Hubbell | HBTCLGS4SS | WB,ACCS,CEILINGSUPPORT,24"TRAY,304 SS | EA |  | 1 Year | 154 | 5% | 146.3
73561 | Hubbell | HBTFRMINS0204BK | WB,ACCS,INSERT,2"Hx4"Wx120"L,PLYMER,BLK | EA |  | 1 Year | 130 | 5% | 123.5
73562 | Hubbell | HBTFRMINS0204WHT | WB,ACCS,INSERT,2"Hx4"Wx120"L,PLYMER,WHT | EA |  | 1 Year | 137 | 5% | 130.15
73563 | Hubbell | HBTFRMINS0206BK | WB,ACCS,INSERT,2"Hx6"Wx120"L,PLYMER,BLK | EA |  | 1 Year | 152 | 5% | 144.4
73564 | Hubbell | HBTFRMINS0206WHT | WB,ACCS,INSERT,2"Hx6"Wx120"L,PLYMER,WHT | EA |  | 1 Year | 160 | 5% | 152
73565 | Hubbell | HBTFRMINS0208BK | WB,ACCS,INSERT,2"Hx8"Wx120"L,PLYMER,BLK | EA |  | 1 Year | 173 | 5% | 164.35
73566 | Hubbell | HBTFRMINS0208WHT | WB,ACCS,INSERT,2"Hx8"Wx120"L,PLYMER,WHT | EA |  | 1 Year | 182 | 5% | 172.9
73567 | Hubbell | HBTFRMINS0212BK | WB,ACCS,INSERT,2"Hx12"Wx120"L,PLYMER,BLK | EA |  | 1 Year | 195 | 5% | 185.25
73568 | Hubbell | HBTFRMINS0212WHT | WB,ACCS,INSERT,2"Hx12"Wx120"L,PLYMER,WHT | EA |  | 1 Year | 205 | 5% | 194.75
73569 | Hubbell | HBTFRMINS0216BK | WB,ACCS,INSERT,2"Hx16"Wx120"L,PLYMER,BLK | EA |  | 1 Year | 211 | 5% | 200.45
73570 | Hubbell | HBTFRMINS0216WHT | WB,ACCS,INSERT,2"Hx16"Wx120"L,PLYMER,WHT | EA |  | 1 Year | 223 | 5% | 211.85
73571 | Hubbell | HBTFRMINS0218BK | WB,ACCS,INSERT,2"Hx18"Wx120"L,PLYMER,BLK | EA |  | 1 Year | 236 | 5% | 224.2
73572 | Hubbell | HBTFRMINS0218WHT | WB,ACCS,INSERT,2"Hx18"Wx120"L,PLYMER,WHT | EA |  | 1 Year | 249 | 5% | 236.55
73573 | Hubbell | HBTFRMINS0220BK | WB,ACCS,INSERT,2"Hx20"Wx120"L,PLYMER,BLK | EA |  | 1 Year | 258 | 5% | 245.1
73574 | Hubbell | HBTFRMINS0220WHT | WB,ACCS,INSERT,2"Hx20"Wx120"L,PLYMER,WHT | EA |  | 1 Year | 275 | 5% | 261.25
73575 | Hubbell | HBTFRMINS0224BK | WB,ACCS,INSERT,2"Hx24"Wx120"L,PLYMER,BLK | EA |  | 1 Year | 269 | 5% | 255.55
73576 | Hubbell | HBTFRMINS0224WHT | WB,ACCS,INSERT,2"Hx24"Wx120"L,PLYMER,WHT | EA |  | 1 Year | 284 | 5% | 269.8
73577 | Hubbell | HBTFRMINS0404BK | WB,ACCS,INSERT,4"Hx4"Wx120"L,PLYMER,BLK | EA |  | 1 Year | 179 | 5% | 170.05
73578 | Hubbell | HBTFRMINS0404WHT | WB,ACCS,INSERT,4"Hx4"Wx120"L,PLYMER,WHT | EA |  | 1 Year | 188 | 5% | 178.6
73579 | Hubbell | HBTFRMINS0406BK | WB,ACCS,INSERT,4"Hx6"Wx120"L,PLYMER,BLK | EA |  | 1 Year | 195 | 5% | 185.25
73580 | Hubbell | HBTFRMINS0406WHT | WB,ACCS,INSERT,4"Hx6"Wx120"L,PLYMER,WHT | EA |  | 1 Year | 205 | 5% | 194.75
73581 | Hubbell | HBTFRMINS0408BK | WB,ACCS,INSERT,4"Hx8"Wx120"L,PLYMER,BLK | EA |  | 1 Year | 206 | 5% | 195.7
73582 | Hubbell | HBTFRMINS0408WHT | WB,ACCS,INSERT,4"Hx8"Wx120"L,PLYMER,WHT | EA |  | 1 Year | 217 | 5% | 206.15
73583 | Hubbell | HBTFRMINS0412BK | WB,ACCS,INSERT,4"Hx12"Wx120"L,PLYMER,BLK | EA |  | 1 Year | 258 | 5% | 245.1
73584 | Hubbell | HBTFRMINS0412WHT | WB,ACCS,INSERT,4"Hx12"Wx120"L,PLYMER,WHT | EA |  | 1 Year | 275 | 5% | 261.25
73585 | Hubbell | HBTFRMINS0416BK | WB,ACCS,INSERT,4"Hx16"Wx120"L,PLYMER,BLK | EA |  | 1 Year | 290 | 5% | 275.5
73586 | Hubbell | HBTFRMINS0416WHT | WB,ACCS,INSERT,4"Hx16"Wx120"L,PLYMER,WHT | EA |  | 1 Year | 303 | 5% | 287.85
73587 | Hubbell | HBTFRMINS0418BK | WB,ACCS,INSERT,4"Hx18"Wx120"L,PLYMER,BLK | EA |  | 1 Year | 345 | 5% | 327.75
73588 | Hubbell | HBTFRMINS0418WHT | WB,ACCS,INSERT,4"Hx18"Wx120"L,PLYMER,WHT | EA |  | 1 Year | 362 | 5% | 343.9
73589 | Hubbell | HBTFRMINS0420BK | WB,ACCS,INSERT,4"Hx20"Wx120"L,PLYMER,BLK | EA |  | 1 Year | 356 | 5% | 338.2
73590 | Hubbell | HBTFRMINS0420WHT | WB,ACCS,INSERT,4"Hx20"Wx120"L,PLYMER,WHT | EA |  | 1 Year | 373 | 5% | 354.35
73591 | Hubbell | HBTFRMINS0424BK | WB,ACCS,INSERT,4"Hx24"Wx120"L,PLYMER,BLK | EA |  | 1 Year | 395 | 5% | 375.25
73592 | Hubbell | HBTFRMINS0608BK | WB,ACCS,INSERT,6"Hx8"Wx120"L,PLYMER,BLK | EA |  | 1 Year | 264 | 5% | 250.8
73593 | Hubbell | HBTFRMINS0608WHT | WB,ACCS,INSERT,6"Hx8"Wx120"L,PLYMER,WHT | EA |  | 1 Year | 279 | 5% | 265.05
73594 | Hubbell | HBTFRMINS0612BK | WB,ACCS,INSERT,6"Hx12"Wx120"L,PLYMER,BLK | EA |  | 1 Year | 351 | 5% | 333.45
73595 | Hubbell | HBTFRMINS0612WHT | WB,ACCS,INSERT,6"Hx12"Wx120"L,PLYMER,WHT | EA |  | 1 Year | 367 | 5% | 348.65
73596 | Hubbell | HBTFRMINS0616BK | WB,ACCS,INSERT,6"Hx16"Wx120"L,PLYMER,BLK | EA |  | 1 Year | 360 | 5% | 342
73597 | Hubbell | HBTFRMINS0616WHT | WB,ACCS,INSERT,6"Hx16"Wx120"L,PLYMER,WHT | EA |  | 1 Year | 380 | 5% | 361
73598 | Hubbell | HBTFRMINS0618BK | WB,ACCS,INSERT,6"Hx18"Wx120"L,PLYMER,BLK | EA |  | 1 Year | 371 | 5% | 352.45
73599 | Hubbell | HBTFRMINS0618WHT | WB,ACCS,INSERT,6"Hx18"Wx120"L,PLYMER,WHT | EA |  | 1 Year | 393 | 5% | 373.35
73600 | Hubbell | HBTFRMINS0620BK | WB,ACCS,INSERT,6"Hx20"Wx120"L,PLYMER,BLK | EA |  | 1 Year | 382 | 5% | 362.9
73601 | Hubbell | HBTFRMINS0620WHT | WB,ACCS,INSERT,6"Hx20"Wx120"L,PLYMER,WHT | EA |  | 1 Year | 404 | 5% | 383.8
73602 | Hubbell | HBTFRMINS0624BK | WB,ACCS,INSERT,6"Hx24"Wx120"L,PLYMER,BLK | EA |  | 1 Year | 410 | 5% | 389.5
73603 | Hubbell | HBTI0204 | WB,PREFORM RADI INTER, 2"Hx4"W, PREGALV | EA |  | 1 Year | 121 | 5% | 114.95
73604 | Hubbell | HBTI0204BK | WB,PREFORM RADI INTER, 2"Hx4"W, BLACK | EA |  | 1 Year | 140 | 5% | 133
73605 | Hubbell | HBTI0206 | WB,PREFORM RADI INTER, 2"Hx6"W, PREGALV | EA |  | 1 Year | 134 | 5% | 127.3
73606 | Hubbell | HBTI0206BK | WB,PREFORM RADI INTER, 2"Hx6"W, BLACK | EA |  | 1 Year | 153 | 5% | 145.35
73607 | Hubbell | HBTI0208 | WB,PREFORM RADI INTER, 2"Hx8"W, PREGALV | EA |  | 1 Year | 147 | 5% | 139.65
73608 | Hubbell | HBTI0208BK | WB,PREFORM RADI INTER, 2"Hx8"W, BLACK | EA |  | 1 Year | 166 | 5% | 157.7
73609 | Hubbell | HBTI0212 | WB,PREFORM RADI INTER,2"Hx12"W,PREGALV | EA |  | 1 Year | 172 | 5% | 163.4
73610 | Hubbell | HBTI0212BK | WB,PREFORM RADI INTER, 2"Hx12"W, BLACK | EA |  | 1 Year | 204 | 5% | 193.8
73611 | Hubbell | HBTI0216 | WB,PREFORM RADI INTER, 2"Hx16"W, PREGALV | EA |  | 1 Year | 223 | 5% | 211.85
73612 | Hubbell | HBTI0216BK | WB,PREFORM RADI INTER, 2"Hx16"W, BLACK | EA |  | 1 Year | 275 | 5% | 261.25
73613 | Hubbell | HBTI0218 | WB,PREFORM RADI INTER, 2"Hx18"W, PREGALV | EA |  | 1 Year | 245 | 5% | 232.75
73614 | Hubbell | HBTI0218BK | WB,PREFORM RADI INTER, 2"Hx18"W, BLACK | EA |  | 1 Year | 290 | 5% | 275.5
73615 | Hubbell | HBTI0220 | WB,PREFORM RADI INTER, 2"Hx20"W, PREGALV | EA |  | 1 Year | 258 | 5% | 245.1
73616 | Hubbell | HBTI0220BK | WB,PREFORM RADI INTER, 2"Hx20"W, BLACK | EA |  | 1 Year | 308 | 5% | 292.6
73617 | Hubbell | HBTI0224 | WB,PREFORM RADI INTER, 2"Hx24"W, PREGALV | EA |  | 1 Year | 290 | 5% | 275.5
73618 | Hubbell | HBTI0224BK | WB,PREFORM RADI INTER, 2"Hx24"W, BLACK | EA |  | 1 Year | 347 | 5% | 329.65
73619 | Hubbell | HBTI0404 | WB,PREFORM RADI INTER, 4"HX4"W, PREGALV | EA |  | 1 Year | 153 | 5% | 145.35
73620 | Hubbell | HBTI0404BK | WB,PREFORM RADI INTER, 4"Hx4"W, BLACK | EA |  | 1 Year | 185 | 5% | 175.75
73621 | Hubbell | HBTI0406 | WB,PREFORM RADI INTER, 4"Hx6"W, PREGALV | EA |  | 1 Year | 159 | 5% | 151.05
73622 | Hubbell | HBTI0406BK | WB,PREFORM RADI INTER, 4"Hx6"W, BLACK | EA |  | 1 Year | 191 | 5% | 181.45
73623 | Hubbell | HBTI0408 | WB,PREFORM RADI INTER,4"Hx8"W,PREGALV | EA |  | 1 Year | 172 | 5% | 163.4
73624 | Hubbell | HBTI0408BK | WB,PREFORM RADI INTER, 4"Hx8"W, BLACK | EA |  | 1 Year | 204 | 5% | 193.8
73625 | Hubbell | HBTI0412 | WB,PREFORM RADI INTER,4"Hx12"W,PREGALV | EA |  | 1 Year | 210 | 5% | 199.5
73626 | Hubbell | HBTI0412BK | WB,PREFORM RADI INTER, 4"Hx12"W, BLACK | EA |  | 1 Year | 279 | 5% | 265.05
73627 | Hubbell | HBTI0416 | WB,PREFORM RADI INTER, 4"Hx16"W, PREGALV | EA |  | 1 Year | 258 | 5% | 245.1
73628 | Hubbell | HBTI0416BK | WB,PREFORM RADI INTER, 4"Hx16"W, BLACK | EA |  | 1 Year | 308 | 5% | 292.6
73629 | Hubbell | HBTI0418 | WB,PREFORM RADI INTER,4"Hx18"W,PREGALV | EA |  | 1 Year | 275 | 5% | 261.25
73630 | Hubbell | HBTI0418121212 | WB,PFM RAD INTER,4"Hx18"Wx12"Wx12"Wx12"W | EA |  | 1 Year | 277 | 5% | 263.15
73631 | Hubbell | HBTI0418BK | WB,PREFORM RADI INTER, 4"Hx18"W, BLACK | EA |  | 1 Year | 332 | 5% | 315.4
73632 | Hubbell | HBTI0420 | WB,PREFORM RADI INTER, 4"Hx20"W, PREGALV | EA |  | 1 Year | 290 | 5% | 275.5
73633 | Hubbell | HBTI0420BK | WB,PREFORM RADI INTER, 4"Hx20"W, BLACK | EA |  | 1 Year | 347 | 5% | 329.65
73634 | Hubbell | HBTI0424 | WB,PREFORM RADI INTER, 4"Hx24"W, PREGALV | EA |  | 1 Year | 321 | 5% | 304.95
73635 | Hubbell | HBTI0424181212 | WB,PFM RAD INTER,4"Hx24"Wx18"Wx12"Wx12"W | EA |  | 1 Year | 332 | 5% | 315.4
73636 | Hubbell | HBTI0424BK | WB,PREFORM RADI INTER, 4"Hx24"W, BLACK | EA |  | 1 Year | 380 | 5% | 361
73637 | Hubbell | HBTI0608 | WB,PREFORM RADI INTER, 6"Hx8"W, PREGALV | EA |  | 1 Year | 229 | 5% | 217.55
73638 | Hubbell | HBTI0608BK | WB,PREFORM RADI INTER, 6"Hx8"W, BLACK | EA |  | 1 Year | 279 | 5% | 265.05
73639 | Hubbell | HBTI0612 | WB,PREFORM RADI INTER,6"Hx12"W,PREGALV | EA |  | 1 Year | 258 | 5% | 245.1
73640 | Hubbell | HBTI0612BK | WB,PREFORM RADI INTER, 6"Hx12"W, BLACK | EA |  | 1 Year | 308 | 5% | 292.6
73641 | Hubbell | HBTI0616 | WB,PREFORM RADI INTER, 6"Hx16"W, PREGALV | EA |  | 1 Year | 290 | 5% | 275.5
73642 | Hubbell | HBTI0616BK | WB,PREFORM RADI INTER, 6"Hx16"W, BLACK | EA |  | 1 Year | 347 | 5% | 329.65
73643 | Hubbell | HBTI0618 | WB,PREFORM RADI INTER,6"Hx18"W,PREGALV | EA |  | 1 Year | 314 | 5% | 298.3
73644 | Hubbell | HBTI0618BK | WB,PREFORM RADI INTER, 6"Hx18"W, BLACK | EA |  | 1 Year | 371 | 5% | 352.45
73645 | Hubbell | HBTI0620 | WB,PREFORM RADI INTER, 6"Hx20"W, PREGALV | EA |  | 1 Year | 332 | 5% | 315.4
73646 | Hubbell | HBTI0620BK | WB,PREFORM RADI INTER, 6"Hx20"W, BLACK | EA |  | 1 Year | 395 | 5% | 375.25
73647 | Hubbell | HBTI0624 | WB,PREFORM RADI INTER, 6"Hx24"W, PREGALV | EA |  | 1 Year | 360 | 5% | 342
73648 | Hubbell | HBTI0624BK | WB,PREFORM RADI INTER, 6"Hx24"W, BLACK | EA |  | 1 Year | 430 | 5% | 408.5
73649 | Hubbell | HBTINSNM04WHT | WB,ACCS,INSERT,4"Wx120"L,POLYMER,WHITE | EA |  | 1 Year | 62.35 | 5% | 59.2325
73650 | Hubbell | HBTINSNM06WHT | WB,ACCS,INSERT,6"Wx120"L,POLYMER,WHITE | EA |  | 1 Year | 67.45 | 5% | 64.0775
73651 | Hubbell | HBTINSNM08WHT | WB,ACCS,INSERT,8"Wx120"L,POLYMER,WHITE | EA |  | 1 Year | 75.2 | 5% | 71.44
73652 | Hubbell | HBTINSNM16WHT | WB,ACCS,INSERT,16"Wx120"L,POLYMER,WHITE | EA |  | 1 Year | 112 | 5% | 106.4
73653 | Hubbell | HBTINSNM20WHT | WB,ACCS,INSERT,20"Wx120"L,POLYMER,WHITE | EA |  | 1 Year | 122 | 5% | 115.9
73654 | Hubbell | HBTINSNM24WHT | WB,ACCS,INSERT,24"Wx120"L,POLYMER,WHITE | EA |  | 1 Year | 148 | 5% | 140.6
73655 | Hubbell | HBTNB | WB,ACCS,1/4X20 NUTBOLT,50/BOX,ELECTZINC | EA |  | 1 Year | 57.35 | 5% | 54.4825
73656 | Hubbell | HBTNBSS | WB,ACCS,1/4X20 NUTBOLT,50/BOX, 304SS | EA |  | 1 Year | 158 | 5% | 150.1
73657 | Hubbell | HBTNSCLGS12 | WB,ACCS,NOSPLICE,CLGSUP,12"TRAY,PREGALV | EA |  | 1 Year | 30.75 | 5% | 29.2125
73658 | Hubbell | HBTNSCLGS12BK | WB,ACCS,NOSPLICE,CLGSUP,12"TRAY,BLACK | EA |  | 1 Year | 34.35 | 5% | 32.6325
73659 | Hubbell | HBTNSCLGS16 | WB,ACCS,NOSPLICE,CLGSUP,16"TRAY,PREGALV | EA |  | 1 Year | 46 | 5% | 43.7
73660 | Hubbell | HBTNSCLGS16BK | WB,ACCS,NOSPLICE,CLGSUP,16"TRAY,BLACK | EA |  | 1 Year | 50.15 | 5% | 47.6425
73661 | Hubbell | HBTNSCLGS18 | WB,ACCS,NOSPLICE,CLGSUP,18"TRAY,PREGALV | EA |  | 1 Year | 49.05 | 5% | 46.5975
73662 | Hubbell | HBTNSCLGS18BK | WB,ACCS,NOSPLICE,CLGSUP,18"TRAY,BLACK | EA |  | 1 Year | 58.1 | 5% | 55.195
73663 | Hubbell | HBTNSCLGS20 | WB,ACCS,NOSPLICE,CLGSUP,20"TRAY,PREGALV | EA |  | 1 Year | 51.45 | 5% | 48.8775
73664 | Hubbell | HBTNSCLGS20BK | WB,ACCS,NOSPLICE,CLGSUP,20"TRAY,BLACK | EA |  | 1 Year | 61.15 | 5% | 58.0925
73665 | Hubbell | HBTNSCLGS24 | WB,ACCS,NOSPLICE,CLGSUP,24"TRAY,PREGALV | EA |  | 1 Year | 59.2 | 5% | 56.24
73666 | Hubbell | HBTNSCLGS24BK | WB,ACCS,NOSPLICE,CLGSUP,24"TRAY,BLACK | EA |  | 1 Year | 75 | 5% | 71.25
73667 | Hubbell | HBTNSCTRS12 | WB,ACCS,NOSPLICE,CTRSUP,12"TRAY,PREGALV | EA |  | 1 Year | 26.4 | 5% | 25.08
73668 | Hubbell | HBTNSCTRS12BK | WB,ACCS,NOSPLICE,CTRSUP,12"TRAY,BLACK | EA |  | 1 Year | 36.75 | 5% | 34.9125
73669 | Hubbell | HBTNSCTRS16 | WB,ACCS,NOSPLICE,CTRSUP,16"TRAY,PREGALV | EA |  | 1 Year | 32.4 | 5% | 30.78
73670 | Hubbell | HBTNSCTRS16BK | WB,ACCS,NOSPLICE,CTRSUP,16"TRAY,BLACK | EA |  | 1 Year | 46 | 5% | 43.7
73671 | Hubbell | HBTNSCTRS18 | WB,ACCS,NOSPLICE,CTRSUP,18"TRAY,PREGALV | EA |  | 1 Year | 33.8 | 5% | 32.11
73672 | Hubbell | HBTNSCTRS18BK | WB,ACCS,NOSPLICE,CTRSUP,18"TRAY,BLACK | EA |  | 1 Year | 47.65 | 5% | 45.2675
73673 | Hubbell | HBTNSCTRS20 | WB,ACCS,NOSPLICE,CTRSUP,20"TRAY,PREGALV | EA |  | 1 Year | 36.2 | 5% | 34.39
73674 | Hubbell | HBTNSCTRS20BK | WB,ACCS,NOSPLICE,CTRSUP,20"TRAY,BLACK | EA |  | 1 Year | 53.3 | 5% | 50.635
73675 | Hubbell | HBTNSCTRS24 | WB,ACCS,NOSPLICE,CTRSUP,24"TRAY,PREGALV | EA |  | 1 Year | 42.3 | 5% | 40.185
73676 | Hubbell | HBTNSCTRS24BK | WB,ACCS,NOSPLICE,CTRSUP,24"TRAY,BLACK | EA |  | 1 Year | 61.15 | 5% | 58.0925
73677 | Hubbell | HBTNSCTRS6 | WB,ACCS,NOSPLICE,CTRSUP,6"TRAY,PREGALV | EA |  | 1 Year | 21.6 | 5% | 20.52
73678 | Hubbell | HBTNSCTRS6BK | WB,ACCS,NOSPLICE,CTRSUP,6"TRAY,BLACK | EA |  | 1 Year | 28.8 | 5% | 27.36
73679 | Hubbell | HBTNSCTRS8 | WB,ACCS,NOSPLICE,CTRSUP,8"TRAY,PREGALV | EA |  | 1 Year | 23.1 | 5% | 21.945
73680 | Hubbell | HBTNSCTRS8BK | WB,ACCS,NOSPLICE,CTRSUP,8"TRAY,BLACK | EA |  | 1 Year | 32.4 | 5% | 30.78
73681 | Hubbell | HBTR0204 | WB,PREFORM RADI 90, 2"Hx4"W, PREGALV | EA |  | 1 Year | 109 | 5% | 103.55
73682 | Hubbell | HBTR0204BK | WB,PREFORM RADI 90, 2"Hx4"W, BLACK | EA |  | 1 Year | 128 | 5% | 121.6
73683 | Hubbell | HBTR0206 | WB,PREFORM RADI 90, 2"Hx6"W, PREGALV | EA |  | 1 Year | 121 | 5% | 114.95
73684 | Hubbell | HBTR0206BK | WB,PREFORM RADI 90, 2"Hx6"W, BLACK | EA |  | 1 Year | 140 | 5% | 133
73685 | Hubbell | HBTR0208 | WB,PREFORM RADI 90, 2"Hx8"W, PREGALV | EA |  | 1 Year | 134 | 5% | 127.3
73686 | Hubbell | HBTR0208BK | WB,PREFORM RADI 90, 2"Hx8"W, BLACK | EA |  | 1 Year | 153 | 5% | 145.35
73687 | Hubbell | HBTR0212 | WB,PREFORM RADI 90, 2"Hx12"W, PREGALV | EA |  | 1 Year | 159 | 5% | 151.05
73688 | Hubbell | HBTR0212BK | WB,PREFORM RADI 90, 2"Hx12"W, BLACK | EA |  | 1 Year | 191 | 5% | 181.45
73689 | Hubbell | HBTR0216 | WB,PREFORM RADI 90, 2"Hx16"W, PREGALV | EA |  | 1 Year | 210 | 5% | 199.5
73690 | Hubbell | HBTR0216BK | WB,PREFORM RADI 90, 2"Hx16"W, BLACK | EA |  | 1 Year | 258 | 5% | 245.1
73691 | Hubbell | HBTR0218 | WB,PREFORM RADI 90, 2"Hx18"W, PREGALV | EA |  | 1 Year | 229 | 5% | 217.55
73692 | Hubbell | HBTR0218BK | WB,PREFORM RADI 90, 2"Hx18"W, BLACK | EA |  | 1 Year | 279 | 5% | 265.05
73693 | Hubbell | HBTR0220 | WB,PREFORM RADI 90, 2"Hx20"W, PREGALV | EA |  | 1 Year | 245 | 5% | 232.75
73694 | Hubbell | HBTR0220BK | WB,PREFORM RADI 90, 2"Hx20"W, BLACK | EA |  | 1 Year | 297 | 5% | 282.15
73695 | Hubbell | HBTR0224 | WB,PREFORM RADI 90, 2"Hx24"W, PREGALV | EA |  | 1 Year | 279 | 5% | 265.05
73696 | Hubbell | HBTR0224BK | WB,PREFORM RADI 90, 2"Hx24"W, BLACK | EA |  | 1 Year | 336 | 5% | 319.2
73697 | Hubbell | HBTR0404 | WB,PREFORM RADI 90, 4"Hx4"W, PREGALV | EA |  | 1 Year | 140 | 5% | 133
73698 | Hubbell | HBTR0404BK | WB,PREFORM RADI 90, 4"Hx4"W, BLACK | EA |  | 1 Year | 172 | 5% | 163.4
73699 | Hubbell | HBTR0406 | WB,PREFORM RADI 90, 4"Hx6"W, PREGALV | EA |  | 1 Year | 147 | 5% | 139.65
73700 | Hubbell | HBTR0406BK | WB,PREFORM RADI 90, 4"Hx6"W, BLACK | EA |  | 1 Year | 178 | 5% | 169.1
73701 | Hubbell | HBTR0408 | WB,PREFORM RADI 90, 4"Hx8"W, PREGALV | EA |  | 1 Year | 159 | 5% | 151.05
73702 | Hubbell | HBTR0408BK | WB,PREFORM RADI 90, 4"Hx8"W, BLACK | EA |  | 1 Year | 191 | 5% | 181.45
73703 | Hubbell | HBTR0412 | WB,PREFORM RADI 90, 4"Hx12"W, PREGALV | EA |  | 1 Year | 197 | 5% | 187.15
73704 | Hubbell | HBTR0412BK | WB,PREFORM RADI 90, 4"Hx12"W, BLACK | EA |  | 1 Year | 264 | 5% | 250.8
73705 | Hubbell | HBTR0416 | WB,PREFORM RADI 90, 4"HX16"W, PREGALV | EA |  | 1 Year | 245 | 5% | 232.75
73706 | Hubbell | HBTR0416BK | WB,PREFORM RADI 90, 4"Hx16"W, BLACK | EA |  | 1 Year | 297 | 5% | 282.15
73707 | Hubbell | HBTR0418 | WB,PREFORM RADI 90, 4"Hx18"W, PREGALV | EA |  | 1 Year | 258 | 5% | 245.1
73708 | Hubbell | HBTR0418BK | WB,PREFORM RADI 90, 4"Hx18"W, BLACK | EA |  | 1 Year | 314 | 5% | 298.3
73709 | Hubbell | HBTR0420 | WB,PREFORM RADI 90, 4"Hx20"W, PREGALV | EA |  | 1 Year | 279 | 5% | 265.05
73710 | Hubbell | HBTR0420BK | WB,PREFORM RADI 90, 4"Hx20"W, BLACK | EA |  | 1 Year | 336 | 5% | 319.2
73711 | Hubbell | HBTR0424 | WB,PREFORM RADI 90, 4"Hx24"W, PREGALV | EA |  | 1 Year | 308 | 5% | 292.6
73712 | Hubbell | HBTR0424BK | WB,PREFORM RADI 90, 4"Hx24"W, BLACK | EA |  | 1 Year | 367 | 5% | 348.65
73713 | Hubbell | HBTR0608 | WB,PREFORM RADI 90, 6"Hx8"W, PREGALV | EA |  | 1 Year | 217 | 5% | 206.15
73714 | Hubbell | HBTR0608BK | WB,PREFORM RADI 90, 6"Hx8"W, BLACK | EA |  | 1 Year | 264 | 5% | 250.8
73715 | Hubbell | HBTR0612 | WB,PREFORM RADI 90,6"Hx12"W,PREGALV | EA |  | 1 Year | 251 | 5% | 238.45
73716 | Hubbell | HBTR0612BK | WB,PREFORM RADI 90, 6"Hx12"W, BLACK | EA |  | 1 Year | 297 | 5% | 282.15
73717 | Hubbell | HBTR0616 | WB,PREFORM RADI 90, 6"Hx16"W, PREGALV | EA |  | 1 Year | 279 | 5% | 265.05
73718 | Hubbell | HBTR0616BK | WB,PREFORM RADI 90, 6"Hx16"W, BLACK | EA |  | 1 Year | 336 | 5% | 319.2
73719 | Hubbell | HBTR0618 | WB,PREFORM RADI 90,6"Hx18"W,PREGALV | EA |  | 1 Year | 308 | 5% | 292.6
73720 | Hubbell | HBTR0618BK | WB,PREFORM RADI 90, 6"Hx18"W, BLACK | EA |  | 1 Year | 360 | 5% | 342
73721 | Hubbell | HBTR0620 | WB,PREFORM RADI 90, 6"Hx20"W, PREGALV | EA |  | 1 Year | 314 | 5% | 298.3
73722 | Hubbell | HBTR0620BK | WB,PREFORM RADI 90, 6"Hx20"W, BLACK | EA |  | 1 Year | 380 | 5% | 361
73723 | Hubbell | HBTR0624 | WB, PREFORM RADI 90, 6"Hx24"W, PREGALV | EA |  | 1 Year | 347 | 5% | 329.65
73724 | Hubbell | HBTR0624BK | WB,PREFORM RADI 90, 6"Hx24"W, BLACK | EA |  | 1 Year | 417 | 5% | 396.15
73725 | Hubbell | HBTRED021206 | WB,PREFORM RADI REDUCER,2"Hx12"W TO 6"W | EA |  | 1 Year | 166 | 5% | 157.7
73726 | Hubbell | HBTSTRUTCLIP | BASKET TRAY STRUT CLIP GALV 50PC BOX | EA |  | 1 Year | 83.15 | 5% | 78.9925
73727 | Hubbell | HBTT02018 | WB,PREFORM RADI T, 2"Hx18"W, PREGALV, V2 | EA |  | 1 Year | 238 | 5% | 226.1
73728 | Hubbell | HBTT0204 | WB,PREFORM RADI T, 2"Hx4"W, PREGALV | EA |  | 1 Year | 115 | 5% | 109.25
73729 | Hubbell | HBTT0204BK | WB,PREFORM RADI T, 2"Hx4"W, BLACK | EA |  | 1 Year | 134 | 5% | 127.3
73730 | Hubbell | HBTT0206 | WB,PREFORM RADI T, 2"Hx6"W, PREGALV | EA |  | 1 Year | 128 | 5% | 121.6
73731 | Hubbell | HBTT0206BK | WB,PREFORM RADI T, 2"Hx6"W, BLACK | EA |  | 1 Year | 147 | 5% | 139.65
73732 | Hubbell | HBTT0208 | WB,PREFORM RADI T, 2"Hx8"W, PREGALV | EA |  | 1 Year | 140 | 5% | 133
73733 | Hubbell | HBTT0208BK | WB,PREFORM RADI T, 2"Hx8"W, BLACK | EA |  | 1 Year | 159 | 5% | 151.05
73734 | Hubbell | HBTT0212 | WB,PREFORM RADI T, 2"Hx12"W, PREGALV | EA |  | 1 Year | 166 | 5% | 157.7
73735 | Hubbell | HBTT021206 | WB,PREFORM RADI T,2"Hx12"W TO 6"W,PREGAL | EA |  | 1 Year | 166 | 5% | 157.7
73736 | Hubbell | HBTT0212BK | WB,PREFORM RADI T, 2"Hx12"W, BLACK | EA |  | 1 Year | 197 | 5% | 187.15
73737 | Hubbell | HBTT0216 | WB,PREFORM RADI T, 2"Hx16"W, PREGALV | EA |  | 1 Year | 217 | 5% | 206.15
73738 | Hubbell | HBTT0216BK | WB,PREFORM RADI T, 2"Hx16"W, BLACK | EA |  | 1 Year | 264 | 5% | 250.8
73739 | Hubbell | HBTT0218 | WB,PREFORM RADI T, 2"Hx18"W, PREGALV | EA |  | 1 Year | 238 | 5% | 226.1
73740 | Hubbell | HBTT0218BK | WB,PREFORM RADI T, 2"Hx18"W, BLACK | EA |  | 1 Year | 286 | 5% | 271.7
73741 | Hubbell | HBTT0220 | WB,PREFORM RADI T, 2"Hx20"W, PREGALV | EA |  | 1 Year | 251 | 5% | 238.45
73742 | Hubbell | HBTT0220BK | WB,PREFORM RADI T, 2"Hx20"W, BLACK | EA |  | 1 Year | 301 | 5% | 285.95
73743 | Hubbell | HBTT0224 | WB,PREFORM RADI T, 2"Hx24"W, PREGALV | EA |  | 1 Year | 286 | 5% | 271.7
73744 | Hubbell | HBTT0224BK | WB,PREFORM RADI T, 2"Hx24"W, BLACK | EA |  | 1 Year | 343 | 5% | 325.85
73745 | Hubbell | HBTT0404 | WB,PREFORM RADI T, 4"HX4"W, PREGALV | EA |  | 1 Year | 147 | 5% | 139.65
73746 | Hubbell | HBTT0404BK | WB,PREFORM RADI T, 4"Hx4"W, BLACK | EA |  | 1 Year | 178 | 5% | 169.1
73747 | Hubbell | HBTT0406 | WB,PREFORM RADI T, 4"Hx6"W, PREGALV | EA |  | 1 Year | 153 | 5% | 145.35
73748 | Hubbell | HBTT0406BK | WB,PREFORM RADI T, 4"Hx6"W, BLACK | EA |  | 1 Year | 185 | 5% | 175.75
73749 | Hubbell | HBTT0408 | WB,PREFORM RADI T, 4"Hx8"W, PREGALV | EA |  | 1 Year | 166 | 5% | 157.7
73750 | Hubbell | HBTT0408BK | WB,PREFORM RADI T, 4"Hx8"W, BLACK | EA |  | 1 Year | 197 | 5% | 187.15
73751 | Hubbell | HBTT0412 | WB,PREFORM RADI T, 4"Hx12"W, PREGALV | EA |  | 1 Year | 204 | 5% | 193.8
73752 | Hubbell | HBTT0412BK | WB,PREFORM RADI T, 4"Hx12"W, BLACK | EA |  | 1 Year | 275 | 5% | 261.25
73753 | Hubbell | HBTT0416 | WB,PREFORM RADI T, 4"HX16"W, PREGALV | EA |  | 1 Year | 251 | 5% | 238.45
73754 | Hubbell | HBTT0416BK | WB,PREFORM RADI T, 4"Hx16"W, BLACK | EA |  | 1 Year | 301 | 5% | 285.95
73755 | Hubbell | HBTT0418 | WB,PREFORM RADI T, 4"Hx18"W, PREGALV | EA |  | 1 Year | 264 | 5% | 250.8
73756 | Hubbell | HBTT04181212 | WB,PREFORM RADI T, 4"Hx18"Wx12"Wx12"W | EA |  | 1 Year | 266 | 5% | 252.7
73757 | Hubbell | HBTT04181218 | WB,PREFORM RADI T, 4"Hx18"Wx12"Wx18"W | EA |  | 1 Year | 266 | 5% | 252.7
73758 | Hubbell | HBTT0418BK | WB,PREFORM RADI T, 4"Hx18"W, BLACK | EA |  | 1 Year | 321 | 5% | 304.95
73759 | Hubbell | HBTT0420 | WB,PREFORM RADI T, 4"Hx20"W, PREGALV | EA |  | 1 Year | 286 | 5% | 271.7
73760 | Hubbell | HBTT0420BK | WB,PREFORM RADI T, 4"Hx20"W, BLACK | EA |  | 1 Year | 343 | 5% | 325.85
73761 | Hubbell | HBTT0424 | WB,PREFORM RADI T, 4"Hx24"W, PREGALV | EA |  | 1 Year | 314 | 5% | 298.3
73762 | Hubbell | HBTT0424BK | WB,PREFORM RADI T, 4"Hx24"W, BLACK | EA |  | 1 Year | 371 | 5% | 352.45
73763 | Hubbell | HBTT0608 | WB,PREFORM RADI T, 6"Hx8"W, PREGALV | EA |  | 1 Year | 223 | 5% | 211.85
73764 | Hubbell | HBTT0608BK | WB,PREFORM RADI T, 6"Hx8"W, BLACK | EA |  | 1 Year | 275 | 5% | 261.25
73765 | Hubbell | HBTT0612 | WB,PREFORM RADI T,6"Hx12"W,PREGALV | EA |  | 1 Year | 258 | 5% | 245.1
73766 | Hubbell | HBTT0612BK | WB,PREFORM RADI T, 6"Hx12"W, BLACK | EA |  | 1 Year | 301 | 5% | 285.95
73767 | Hubbell | HBTT0616 | WB,PREFORM RADI T, 6"Hx16"W, PREGALV | EA |  | 1 Year | 286 | 5% | 271.7
73768 | Hubbell | HBTT0616BK | WB,PREFORM RADI T, 6"Hx16"W, BLACK | EA |  | 1 Year | 343 | 5% | 325.85
73769 | Hubbell | HBTT0618 | WB,PREFORM RADI T,6"Hx18"W,PREGALV | EA |  | 1 Year | 314 | 5% | 298.3
73770 | Hubbell | HBTT0618BK | WB,PREFORM RADI T, 6"Hx18"W, BLACK | EA |  | 1 Year | 367 | 5% | 348.65
73771 | Hubbell | HBTT0620 | WB,PREFORM RADI T, 6"Hx20"W, PREGALV | EA |  | 1 Year | 321 | 5% | 304.95
73772 | Hubbell | HBTT0620BK | WB,PREFORM RADI T, 6"Hx20"W, BLACK | EA |  | 1 Year | 384 | 5% | 364.8
73773 | Hubbell | HBTT0624 | WB,PREFORM RADI T, 6"Hx24"W, PREGALV | EA |  | 1 Year | 356 | 5% | 338.2
73774 | Hubbell | HBTT0624BK | WB,PREFORM RADI T, 6"Hx24"W, BLACK | EA |  | 1 Year | 421 | 5% | 399.95
73775 | Hubbell | HBTUGS | WB,ACCS,SPLICE,GRNDING, 50/BOX,ELECTZINC | EA |  | 1 Year | 138 | 5% | 131.1
73776 | Hubbell | HC23VR2 | CABLEMGT, VERT MGT RINGS,2"X3 1/2",2PK | PK |  | 1 Year | 65.5 | 5% | 62.225
73777 | Hubbell | HC26VR2 | CABLEMGT, VERT MGT RINGS,2"X6",2PK | PK |  | 1 Year | 76.15 | 5% | 72.3425
73778 | Hubbell | HC5EB006 | P-CORD, NEXTSPEED,CAT5E,SNAG BOOT,BL,6IN | EA |  | 1 Year | 6.3 | 5% | 5.985
73779 | Hubbell | HC5EB01 | P-CORD, NEXTSPEED,CAT5E,SLIM,BL,1FT | EA |  | 1 Year | 6.5 | 5% | 6.175
73780 | Hubbell | HC5EB018 | P-CORD,NEXTSPEED,CAT5E,SNAG BOOT,BL,18IN | EA |  | 1 Year | 6.85 | 5% | 6.5075
73781 | Hubbell | HC5EB01X24 | P-CORD, NEXTSPEED,CAT5E,BL,1FT,24PK | PK |  | 1 Year | 155 | 5% | 147.25
73782 | Hubbell | HC5EB03 | P-CORD, NEXTSPEED,CAT5E,SLIM,BL,3FT | EA |  | 1 Year | 7.5 | 5% | 7.125
73783 | Hubbell | HC5EB03P | P-CORD, NEXTSPEED,CAT5E,PLENUM,BL,3FT | EA |  | 1 Year | 14.85 | 5% | 14.1075
73784 | Hubbell | HC5EB03X24 | P-CORD, NEXTSPEED,CAT5E,BL,3FT,24PK | PK |  | 1 Year | 179 | 5% | 170.05
73785 | Hubbell | HC5EB04 | P-CORD, NEXTSPEED,CAT5E,SLIM,BL,4FT | EA |  | 1 Year | 8.3 | 5% | 7.885
73786 | Hubbell | HC5EB05 | P-CORD, NEXTSPEED,CAT5E,SLIM,BL,5FT | EA |  | 1 Year | 8.8 | 5% | 8.36
73787 | Hubbell | HC5EB05P | P-CORD, NEXTSPEED,CAT5E,PLENUM,BL,5FT | EA |  | 1 Year | 17.45 | 5% | 16.5775
73788 | Hubbell | HC5EB05X24 | P-CORD, NEXTSPEED,CAT5E,BL,5FT,24PK | PK |  | 1 Year | 211 | 5% | 200.45
73789 | Hubbell | HC5EB07 | P-CORD, NEXTSPEED,CAT5E,SLIM,BL,7FT | EA |  | 1 Year | 9.7 | 5% | 9.215
73790 | Hubbell | HC5EB07P | P-CORD, NEXTSPEED,CAT5E,PLENUM,BL,7FT | EA |  | 1 Year | 19.3 | 5% | 18.335
73791 | Hubbell | HC5EB07X24 | P-CORD, NEXTSPEED,CAT5E,BL,7FT,24PK | PK |  | 1 Year | 233 | 5% | 221.35
73792 | Hubbell | HC5EB10 | P-CORD, NEXTSPEED,CAT5E,SLIM,BL,10FT | EA |  | 1 Year | 11.45 | 5% | 10.8775
73793 | Hubbell | HC5EB100 | P-CORD, NEXTSPEED,CAT5E,SLIM,BL,100FT | EA |  | 1 Year | 58.4 | 5% | 55.48
73794 | Hubbell | HC5EB10P | P-CORD, NEXTSPEED,CAT5E,PLENUM,BL,10FT | EA |  | 1 Year | 22.6 | 5% | 21.47
73795 | Hubbell | HC5EB10X24 | P-CORD, NEXTSPEED,CAT5E,BL,10FT,24PK | PK |  | 1 Year | 275 | 5% | 261.25
73796 | Hubbell | HC5EB15 | P-CORD, NEXTSPEED,CAT5E,SLIM,BL,15FT | EA |  | 1 Year | 13.95 | 5% | 13.2525
73797 | Hubbell | HC5EB15X24 | P-CORD, NEXTSPEED,CAT5E,BL,15FT,24PK | PK |  | 1 Year | 334 | 5% | 317.3
73798 | Hubbell | HC5EB20 | P-CORD, NEXTSPEED,CAT5E,SLIM,BL,20FT | EA |  | 1 Year | 16.65 | 5% | 15.8175
73799 | Hubbell | HC5EB25 | P-CORD, NEXTSPEED,CAT5E,SLIM,BL,25FT | EA |  | 1 Year | 19.2 | 5% | 18.24
73800 | Hubbell | HC5EB30 | P-CORD, NEXTSPEED,CAT5E,SLIM,BL,30FT | EA |  | 1 Year | 21.8 | 5% | 20.71
73801 | Hubbell | HC5EB35 | P-CORD, NEXTSPEED,CAT5E,SLIM,BL,35FT | EA |  | 1 Year | 24.45 | 5% | 23.2275
73802 | Hubbell | HC5EB40 | P-CORD, NEXTSPEED,CAT5E,SLIM,BL,40FT | EA |  | 1 Year | 27.05 | 5% | 25.6975
73803 | Hubbell | HC5EB45 | P-CORD, NEXTSPEED,CAT5E,SLIM,BL,45FT | EA |  | 1 Year | 29.65 | 5% | 28.1675
73804 | Hubbell | HC5EB50 | P-CORD, NEXTSPEED,CAT5E,SLIM,BL,50FT | EA |  | 1 Year | 32.2 | 5% | 30.59
73805 | Hubbell | HC5EB55 | P-CORD, NEXTSPEED,CAT5E,SLIM,BL,55FT | EA |  | 1 Year | 34.9 | 5% | 33.155
73806 | Hubbell | HC5EB60 | P-CORD, NEXTSPEED,CAT5E,SLIM,BL,60FT | EA |  | 1 Year | 37.55 | 5% | 35.6725
73807 | Hubbell | HC5EB65 | P-CORD, NEXTSPEED,CAT5E,SLIM,BL,65FT | EA |  | 1 Year | 40.15 | 5% | 38.1425
73808 | Hubbell | HC5EB70 | P-CORD, NEXTSPEED,CAT5E,SLIM,BL,70FT | EA |  | 1 Year | 42.65 | 5% | 40.5175
73809 | Hubbell | HC5EB75 | P-CORD, NEXTSPEED,CAT5E,SLIM,BL,75FT | EA |  | 1 Year | 45.4 | 5% | 43.13
73810 | Hubbell | HC5EB80 | P-CORD, NEXTSPEED,CAT5E,SLIM,BL,80FT | EA |  | 1 Year | 48 | 5% | 45.6
73811 | Hubbell | HC5EB85 | P-CORD, NEXTSPEED,CAT5E,SLIM,BL,85FT | EA |  | 1 Year | 50.5 | 5% | 47.975
73812 | Hubbell | HC5EB90 | P-CORD, NEXTSPEED,CAT5E,SLIM,BL,90FT | EA |  | 1 Year | 53.15 | 5% | 50.4925
73813 | Hubbell | HC5EB95 | P-CORD, NEXTSPEED,CAT5E,SLIM,BL,95FT | EA |  | 1 Year | 55.75 | 5% | 52.9625
73814 | Hubbell | HC5EBK006 | P-CORD, NEXTSPEED,CAT5E,SNAG BOOT,BK,6IN | EA |  | 1 Year | 6.3 | 5% | 5.985
73815 | Hubbell | HC5EBK01 | P-CORD, NEXTSPEED,CAT5E,SLIM,BK,1FT | EA |  | 1 Year | 6.5 | 5% | 6.175
73816 | Hubbell | HC5EBK018 | P-CORD,NEXTSPEED,CAT5E,SNAG BOOT,BK,18IN | EA |  | 1 Year | 6.85 | 5% | 6.5075
73817 | Hubbell | HC5EBK01X24 | P-CORD, NEXTSPEED,CAT5E,BK,1FT,24PK | PK |  | 1 Year | 155 | 5% | 147.25
73818 | Hubbell | HC5EBK02 | P-CORD, NEXTSPEED,CAT5E,SLIM,BK,2FT | EA |  | 1 Year | 7.05 | 5% | 6.6975
73819 | Hubbell | HC5EBK02X24 | P-CORD, NEXTSPEED,CAT5E,BK,2FT,24PK | PK |  | 1 Year | 167 | 5% | 158.65
73820 | Hubbell | HC5EBK03 | P-CORD, NEXTSPEED,CAT5E,SLIM,BK,3FT | EA |  | 1 Year | 7.5 | 5% | 7.125
73821 | Hubbell | HC5EBK03X24 | P-CORD, NEXTSPEED,CAT5E,BK,3FT,24PK | PK |  | 1 Year | 179 | 5% | 170.05
73822 | Hubbell | HC5EBK05 | P-CORD, NEXTSPEED,CAT5E,SLIM,BK,5FT | EA |  | 1 Year | 8.8 | 5% | 8.36
73823 | Hubbell | HC5EBK05X24 | P-CORD, NEXTSPEED,CAT5E,BK,5FT,24PK | PK |  | 1 Year | 211 | 5% | 200.45
73824 | Hubbell | HC5EBK07 | P-CORD, NEXTSPEED,CAT5E,SLIM,BK,7FT | EA |  | 1 Year | 9.7 | 5% | 9.215
73825 | Hubbell | HC5EBK07X24 | P-CORD, NEXTSPEED,CAT5E,BK,7FT,24PK | PK |  | 1 Year | 233 | 5% | 221.35
73826 | Hubbell | HC5EBK10 | P-CORD, NEXTSPEED,CAT5E,SLIM,BK,10FT | EA |  | 1 Year | 11.45 | 5% | 10.8775
73827 | Hubbell | HC5EBK100 | P-CORD, NEXTSPEED,CAT5E,SLIM,BK,100FT | EA |  | 1 Year | 58.4 | 5% | 55.48
73828 | Hubbell | HC5EBK10X24 | P-CORD, NEXTSPEED,CAT5E,BK,10FT,24PK | PK |  | 1 Year | 275 | 5% | 261.25
73829 | Hubbell | HC5EBK15 | P-CORD, NEXTSPEED,CAT5E,SLIM,BK,15FT | EA |  | 1 Year | 13.95 | 5% | 13.2525
73830 | Hubbell | HC5EBK15X24 | P-CORD, NEXTSPEED,CAT5E,BK,15FT,24PK | PK |  | 1 Year | 334 | 5% | 317.3
73831 | Hubbell | HC5EBK20 | P-CORD, NEXTSPEED,CAT5E,SLIM,BK,20FT | EA |  | 1 Year | 16.65 | 5% | 15.8175
73832 | Hubbell | HC5EBK25 | P-CORD, NEXTSPEED,CAT5E,SLIM,BK,25FT | EA |  | 1 Year | 19.2 | 5% | 18.24
73833 | Hubbell | HC5EBK30 | P-CORD, NEXTSPEED,CAT5E,SLIM,BK,30FT | EA |  | 1 Year | 21.8 | 5% | 20.71
73834 | Hubbell | HC5EBK35 | P-CORD, NEXTSPEED,CAT5E,SLIM,BK,35FT | EA |  | 1 Year | 24.45 | 5% | 23.2275
73835 | Hubbell | HC5EBK40 | P-CORD, NEXTSPEED,CAT5E,SLIM,BK,40FT | EA |  | 1 Year | 27.05 | 5% | 25.6975
73836 | Hubbell | HC5EBK45 | P-CORD, NEXTSPEED,CAT5E,SLIM,BK,45FT | EA |  | 1 Year | 29.65 | 5% | 28.1675
73837 | Hubbell | HC5EBK50 | P-CORD, NEXTSPEED,CAT5E,SLIM,BK,50FT | EA |  | 1 Year | 32.2 | 5% | 30.59
73838 | Hubbell | HC5EBK55 | P-CORD, NEXTSPEED,CAT5E,SLIM,BK,55FT | EA |  | 1 Year | 34.9 | 5% | 33.155
73839 | Hubbell | HC5EBK60 | P-CORD, NEXTSPEED,CAT5E,SLIM,BK,60FT | EA |  | 1 Year | 37.55 | 5% | 35.6725
73840 | Hubbell | HC5EBK65 | P-CORD, NEXTSPEED,CAT5E,SLIM,BK,65FT | EA |  | 1 Year | 40.15 | 5% | 38.1425
73841 | Hubbell | HC5EBK70 | P-CORD, NEXTSPEED,CAT5E,SLIM,BK,70FT | EA |  | 1 Year | 42.65 | 5% | 40.5175
73842 | Hubbell | HC5EBK75 | P-CORD, NEXTSPEED,CAT5E,SLIM,BK,75FT | EA |  | 1 Year | 45.4 | 5% | 43.13
73843 | Hubbell | HC5EBK80 | P-CORD, NEXTSPEED,CAT5E,SLIM,BK,80FT | EA |  | 1 Year | 48 | 5% | 45.6
73844 | Hubbell | HC5EBK85 | P-CORD, NEXTSPEED,CAT5E,SLIM,BK,85FT | EA |  | 1 Year | 50.5 | 5% | 47.975
73845 | Hubbell | HC5EBK90 | P-CORD, NEXTSPEED,CAT5E,SLIM,BK,90FT | EA |  | 1 Year | 53.15 | 5% | 50.4925
73846 | Hubbell | HC5EBK95 | P-CORD, NEXTSPEED,CAT5E,SLIM,BK,95FT | EA |  | 1 Year | 55.75 | 5% | 52.9625
73847 | Hubbell | HC5EGN006 | P-CORD, NEXTSPEED,CAT5E,SNAG BOOT,GN,6IN | EA |  | 1 Year | 6.3 | 5% | 5.985
73848 | Hubbell | HC5EGN01 | P-CORD, NEXTSPEED,CAT5E,SLIM,GN,1FT | EA |  | 1 Year | 6.5 | 5% | 6.175
73849 | Hubbell | HC5EGN018 | P-CORD,NEXTSPEED,CAT5E,SNAG BOOT,GN,18IN | EA |  | 1 Year | 6.85 | 5% | 6.5075
73850 | Hubbell | HC5EGN01X24 | P-CORD, NEXTSPEED,CAT5E,GN,1FT,24PK | PK |  | 1 Year | 155 | 5% | 147.25
73851 | Hubbell | HC5EGN03 | P-CORD, NEXTSPEED,CAT5E,SLIM,GN,3FT | EA |  | 1 Year | 7.5 | 5% | 7.125
73852 | Hubbell | HC5EGN03P | P-CORD, NEXTSPEED,CAT5E,PLENUM,GN,3FT | EA |  | 1 Year | 14.85 | 5% | 14.1075
73853 | Hubbell | HC5EGN03X24 | P-CORD, NEXTSPEED,CAT5E,GN,3FT,24PK | PK |  | 1 Year | 179 | 5% | 170.05
73854 | Hubbell | HC5EGN04 | P-CORD, NEXTSPEED,CAT5E,SLIM,GN,4FT | EA |  | 1 Year | 8.3 | 5% | 7.885
73855 | Hubbell | HC5EGN05 | P-CORD, NEXTSPEED,CAT5E,SLIM,GN,5FT | EA |  | 1 Year | 8.8 | 5% | 8.36
73856 | Hubbell | HC5EGN05P | P-CORD, NEXTSPEED,CAT5E,PLENUM,GN,5FT | EA |  | 1 Year | 17.45 | 5% | 16.5775
73857 | Hubbell | HC5EGN05X24 | P-CORD, NEXTSPEED,CAT5E,GN,5FT,24PK | PK |  | 1 Year | 211 | 5% | 200.45
73858 | Hubbell | HC5EGN06 | P-CORD, NEXTSPEED,CAT5E,SLIM,GN,6FT | EA |  | 1 Year | 9.35 | 5% | 8.8825
73859 | Hubbell | HC5EGN07 | P-CORD, NEXTSPEED,CAT5E,SLIM,GN,7FT | EA |  | 1 Year | 9.7 | 5% | 9.215
73860 | Hubbell | HC5EGN07P | P-CORD, NEXTSPEED,CAT5E,PLENUM,GN,7FT | EA |  | 1 Year | 19.3 | 5% | 18.335
73861 | Hubbell | HC5EGN07X24 | P-CORD, NEXTSPEED,CAT5E,GN,7FT,24PK | PK |  | 1 Year | 233 | 5% | 221.35
73862 | Hubbell | HC5EGN10 | P-CORD, NEXTSPEED,CAT5E,SLIM,GN,10FT | EA |  | 1 Year | 11.45 | 5% | 10.8775
73863 | Hubbell | HC5EGN100 | P-CORD, NEXTSPEED,CAT5E,SLIM,GN,100FT | EA |  | 1 Year | 58.4 | 5% | 55.48
73864 | Hubbell | HC5EGN10P | P-CORD, NEXTSPEED,CAT5E,PLENUM,GN,10FT | EA |  | 1 Year | 22.6 | 5% | 21.47
73865 | Hubbell | HC5EGN10X24 | P-CORD, NEXTSPEED,CAT5E,GN,10FT,24PK | PK |  | 1 Year | 275 | 5% | 261.25
73866 | Hubbell | HC5EGN15 | P-CORD, NEXTSPEED,CAT5E,SLIM,GN,15FT | EA |  | 1 Year | 13.95 | 5% | 13.2525
73867 | Hubbell | HC5EGN15X24 | P-CORD, NEXTSPEED,CAT5E,GN,15FT,24PK | PK |  | 1 Year | 334 | 5% | 317.3
73868 | Hubbell | HC5EGN20 | P-CORD, NEXTSPEED,CAT5E,SLIM,GN,20FT | EA |  | 1 Year | 16.65 | 5% | 15.8175
73869 | Hubbell | HC5EGN25 | P-CORD, NEXTSPEED,CAT5E,SLIM,GN,25FT | EA |  | 1 Year | 19.2 | 5% | 18.24
73870 | Hubbell | HC5EGN30 | P-CORD, NEXTSPEED,CAT5E,SLIM,GN,30FT | EA |  | 1 Year | 21.8 | 5% | 20.71
73871 | Hubbell | HC5EGN35 | P-CORD, NEXTSPEED,CAT5E,SLIM,GN,35FT | EA |  | 1 Year | 24.45 | 5% | 23.2275
73872 | Hubbell | HC5EGN40 | P-CORD, NEXTSPEED,CAT5E,SLIM,GN,40FT | EA |  | 1 Year | 27.05 | 5% | 25.6975
73873 | Hubbell | HC5EGN45 | P-CORD, NEXTSPEED,CAT5E,SLIM,GN,45FT | EA |  | 1 Year | 29.65 | 5% | 28.1675
73874 | Hubbell | HC5EGN50 | P-CORD, NEXTSPEED,CAT5E,SLIM,GN,50FT | EA |  | 1 Year | 32.2 | 5% | 30.59
73875 | Hubbell | HC5EGN55 | P-CORD, NEXTSPEED,CAT5E,SLIM,GN,55FT | EA |  | 1 Year | 34.9 | 5% | 33.155
73876 | Hubbell | HC5EGN60 | P-CORD, NEXTSPEED,CAT5E,SLIM,GN,60FT | EA |  | 1 Year | 37.55 | 5% | 35.6725
73877 | Hubbell | HC5EGN65 | P-CORD, NEXTSPEED,CAT5E,SLIM,GN,65FT | EA |  | 1 Year | 40.15 | 5% | 38.1425
73878 | Hubbell | HC5EGN70 | P-CORD, NEXTSPEED,CAT5E,SLIM,GN,70FT | EA |  | 1 Year | 42.65 | 5% | 40.5175
73879 | Hubbell | HC5EGN75 | P-CORD, NEXTSPEED,CAT5E,SLIM,GN,75FT | EA |  | 1 Year | 45.4 | 5% | 43.13
73880 | Hubbell | HC5EGN80 | P-CORD, NEXTSPEED,CAT5E,SLIM,GN,80FT | EA |  | 1 Year | 48 | 5% | 45.6
73881 | Hubbell | HC5EGN85 | P-CORD, NEXTSPEED,CAT5E,SLIM,GN,85FT | EA |  | 1 Year | 50.5 | 5% | 47.975
73882 | Hubbell | HC5EGN90 | P-CORD, NEXTSPEED,CAT5E,SLIM,GN,90FT | EA |  | 1 Year | 53.15 | 5% | 50.4925
73883 | Hubbell | HC5EGN95 | P-CORD, NEXTSPEED,CAT5E,SLIM,GN,95FT | EA |  | 1 Year | 55.75 | 5% | 52.9625
73884 | Hubbell | HC5EGY006 | P-CORD, NEXTSPEED,CAT5E,SNAG BOOT,GY,6IN | EA |  | 1 Year | 6.3 | 5% | 5.985
73885 | Hubbell | HC5EGY01 | P-CORD, NEXTSPEED,CAT5E,SLIM,GY,1FT | EA |  | 1 Year | 6.5 | 5% | 6.175
73886 | Hubbell | HC5EGY018 | P-CORD,NEXTSPEED,CAT5E,SNAG BOOT,GY,18IN | EA |  | 1 Year | 6.85 | 5% | 6.5075
73887 | Hubbell | HC5EGY01X24 | P-CORD, NEXTSPEED,CAT5E,GY,1FT,24PK | PK |  | 1 Year | 155 | 5% | 147.25
73888 | Hubbell | HC5EGY03 | P-CORD, NEXTSPEED,CAT5E,SLIM,GY,3FT | EA |  | 1 Year | 7.5 | 5% | 7.125
73889 | Hubbell | HC5EGY03P | P-CORD, NEXTSPEED,CAT5E,PLENUM,GY,3FT | EA |  | 1 Year | 14.85 | 5% | 14.1075
73890 | Hubbell | HC5EGY03X24 | P-CORD, NEXTSPEED,CAT5E,GY,3FT,24PK | PK |  | 1 Year | 179 | 5% | 170.05
73891 | Hubbell | HC5EGY05 | P-CORD, NEXTSPEED,CAT5E,SLIM,GY,5FT | EA |  | 1 Year | 8.8 | 5% | 8.36
73892 | Hubbell | HC5EGY05P | P-CORD, NEXTSPEED,CAT5E,PLENUM,GY,5FT | EA |  | 1 Year | 17.45 | 5% | 16.5775
73893 | Hubbell | HC5EGY05X24 | P-CORD, NEXTSPEED,CAT5E,GY,5FT,24PK | PK |  | 1 Year | 211 | 5% | 200.45
73894 | Hubbell | HC5EGY07 | P-CORD, NEXTSPEED,CAT5E,SLIM,GY,7FT | EA |  | 1 Year | 9.7 | 5% | 9.215
73895 | Hubbell | HC5EGY07P | P-CORD, NEXTSPEED,CAT5E,PLENUM,GY,7FT | EA |  | 1 Year | 19.3 | 5% | 18.335
73896 | Hubbell | HC5EGY07X24 | P-CORD, NEXTSPEED,CAT5E,GY,7FT,24PK | PK |  | 1 Year | 233 | 5% | 221.35
73897 | Hubbell | HC5EGY10 | P-CORD, NEXTSPEED,CAT5E,SLIM,GY,10FT | EA |  | 1 Year | 11.45 | 5% | 10.8775
73898 | Hubbell | HC5EGY100 | P-CORD, NEXTSPEED,CAT5E,SLIM,GY,100FT | EA |  | 1 Year | 58.4 | 5% | 55.48
73899 | Hubbell | HC5EGY10P | P-CORD, NEXTSPEED,CAT5E,PLENUM,GY,10FT | EA |  | 1 Year | 22.6 | 5% | 21.47
73900 | Hubbell | HC5EGY10X24 | P-CORD, NEXTSPEED,CAT5E,GY,10FT,24PK | PK |  | 1 Year | 275 | 5% | 261.25
73901 | Hubbell | HC5EGY12 | P-CORD, NEXTSPEED,CAT5E,SLIM,GY,12FT | EA |  | 1 Year | 12.4 | 5% | 11.78
73902 | Hubbell | HC5EGY15 | P-CORD, NEXTSPEED,CAT5E,SLIM,GY,15FT | EA |  | 1 Year | 13.95 | 5% | 13.2525
73903 | Hubbell | HC5EGY15X24 | P-CORD, NEXTSPEED,CAT5E,GY,15FT,24PK | PK |  | 1 Year | 334 | 5% | 317.3
73904 | Hubbell | HC5EGY20 | P-CORD, NEXTSPEED,CAT5E,SLIM,GY,20FT | EA |  | 1 Year | 16.65 | 5% | 15.8175
73905 | Hubbell | HC5EGY25 | P-CORD, NEXTSPEED,CAT5E,SLIM,GY,25FT | EA |  | 1 Year | 19.2 | 5% | 18.24
73906 | Hubbell | HC5EGY30 | P-CORD, NEXTSPEED,CAT5E,SLIM,GY,30FT | EA |  | 1 Year | 21.8 | 5% | 20.71
73907 | Hubbell | HC5EGY35 | P-CORD, NEXTSPEED,CAT5E,SLIM,GY,35FT | EA |  | 1 Year | 24.45 | 5% | 23.2275
73908 | Hubbell | HC5EGY40 | P-CORD, NEXTSPEED,CAT5E,SLIM,GY,40FT | EA |  | 1 Year | 27.05 | 5% | 25.6975
73909 | Hubbell | HC5EGY45 | P-CORD, NEXTSPEED,CAT5E,SLIM,GY,45FT | EA |  | 1 Year | 29.65 | 5% | 28.1675
73910 | Hubbell | HC5EGY50 | P-CORD, NEXTSPEED,CAT5E,SLIM,GY,50FT | EA |  | 1 Year | 32.2 | 5% | 30.59
73911 | Hubbell | HC5EGY55 | P-CORD, NEXTSPEED,CAT5E,SLIM,GY,55FT | EA |  | 1 Year | 34.9 | 5% | 33.155
73912 | Hubbell | HC5EGY60 | P-CORD, NEXTSPEED,CAT5E,SLIM,GY,60FT | EA |  | 1 Year | 37.55 | 5% | 35.6725
73913 | Hubbell | HC5EGY65 | P-CORD, NEXTSPEED,CAT5E,SLIM,GY,65FT | EA |  | 1 Year | 40.15 | 5% | 38.1425
73914 | Hubbell | HC5EGY70 | P-CORD, NEXTSPEED,CAT5E,SLIM,GY,70FT | EA |  | 1 Year | 42.65 | 5% | 40.5175
73915 | Hubbell | HC5EGY75 | P-CORD, NEXTSPEED,CAT5E,SLIM,GY,75FT | EA |  | 1 Year | 45.4 | 5% | 43.13
73916 | Hubbell | HC5EGY80 | P-CORD, NEXTSPEED,CAT5E,SLIM,GY,80FT | EA |  | 1 Year | 48 | 5% | 45.6
73917 | Hubbell | HC5EGY85 | P-CORD, NEXTSPEED,CAT5E,SLIM,GY,85FT | EA |  | 1 Year | 50.5 | 5% | 47.975
73918 | Hubbell | HC5EGY90 | P-CORD, NEXTSPEED,CAT5E,SLIM,GY,90FT | EA |  | 1 Year | 53.15 | 5% | 50.4925
73919 | Hubbell | HC5EGY95 | P-CORD, NEXTSPEED,CAT5E,SLIM,GY,95FT | EA |  | 1 Year | 55.75 | 5% | 52.9625
73920 | Hubbell | HC5EOR006 | P-CORD, NEXTSPEED,CAT5E,SNAG BOOT,OR,6IN | EA |  | 1 Year | 6.3 | 5% | 5.985
73921 | Hubbell | HC5EOR01 | P-CORD, NEXTSPEED,CAT5E,SLIM,OR,1FT | EA |  | 1 Year | 6.5 | 5% | 6.175
73922 | Hubbell | HC5EOR018 | P-CORD,NEXTSPEED,CAT5E,SNAG BOOT,OR,18IN | EA |  | 1 Year | 6.85 | 5% | 6.5075
73923 | Hubbell | HC5EOR01X24 | P-CORD, NEXTSPEED,CAT5E,OR,1FT,24PK | PK |  | 1 Year | 155 | 5% | 147.25
73924 | Hubbell | HC5EOR03 | P-CORD, NEXTSPEED,CAT5E,SLIM,OR,3FT | EA |  | 1 Year | 7.5 | 5% | 7.125
73925 | Hubbell | HC5EOR03X24 | P-CORD, NEXTSPEED,CAT5E,OR,3FT,24PK | PK |  | 1 Year | 179 | 5% | 170.05
73926 | Hubbell | HC5EOR05 | P-CORD, NEXTSPEED,CAT5E,SLIM,OR,5FT | EA |  | 1 Year | 8.8 | 5% | 8.36
73927 | Hubbell | HC5EOR05X24 | P-CORD, NEXTSPEED,CAT5E,OR,5FT,24PK | PK |  | 1 Year | 211 | 5% | 200.45
73928 | Hubbell | HC5EOR07 | P-CORD, NEXTSPEED,CAT5E,SLIM,OR,7FT | EA |  | 1 Year | 9.7 | 5% | 9.215
73929 | Hubbell | HC5EOR07X24 | P-CORD, NEXTSPEED,CAT5E,OR,7FT,24PK | PK |  | 1 Year | 233 | 5% | 221.35
73930 | Hubbell | HC5EOR10 | P-CORD, NEXTSPEED,CAT5E,SLIM,OR,10FT | EA |  | 1 Year | 11.45 | 5% | 10.8775
73931 | Hubbell | HC5EOR100 | P-CORD, NEXTSPEED,CAT5E,SLIM,OR,100FT | EA |  | 1 Year | 58.4 | 5% | 55.48
73932 | Hubbell | HC5EOR10X24 | P-CORD, NEXTSPEED,CAT5E,OR,10FT,24PK | PK |  | 1 Year | 275 | 5% | 261.25
73933 | Hubbell | HC5EOR15 | P-CORD, NEXTSPEED,CAT5E,SLIM,OR,15FT | EA |  | 1 Year | 13.95 | 5% | 13.2525
73934 | Hubbell | HC5EOR15X24 | P-CORD, NEXTSPEED,CAT5E,OR,15FT,24PK | PK |  | 1 Year | 334 | 5% | 317.3
73935 | Hubbell | HC5EOR20 | P-CORD, NEXTSPEED,CAT5E,SLIM,OR,20FT | EA |  | 1 Year | 16.65 | 5% | 15.8175
73936 | Hubbell | HC5EOR25 | P-CORD, NEXTSPEED,CAT5E,SLIM,OR,25FT | EA |  | 1 Year | 19.2 | 5% | 18.24
73937 | Hubbell | HC5EOR30 | P-CORD, NEXTSPEED,CAT5E,SLIM,OR,30FT | EA |  | 1 Year | 21.8 | 5% | 20.71
73938 | Hubbell | HC5EOR35 | P-CORD, NEXTSPEED,CAT5E,SLIM,OR,35FT | EA |  | 1 Year | 24.45 | 5% | 23.2275
73939 | Hubbell | HC5EOR40 | P-CORD, NEXTSPEED,CAT5E,SLIM,OR,40FT | EA |  | 1 Year | 27.05 | 5% | 25.6975
73940 | Hubbell | HC5EOR45 | P-CORD, NEXTSPEED,CAT5E,SLIM,OR,45FT | EA |  | 1 Year | 29.65 | 5% | 28.1675
73941 | Hubbell | HC5EOR50 | P-CORD, NEXTSPEED,CAT5E,SLIM,OR,50FT | EA |  | 1 Year | 32.2 | 5% | 30.59
73942 | Hubbell | HC5EOR55 | P-CORD, NEXTSPEED,CAT5E,SLIM,OR,55FT | EA |  | 1 Year | 34.9 | 5% | 33.155
73943 | Hubbell | HC5EOR60 | P-CORD, NEXTSPEED,CAT5E,SLIM,OR,60FT | EA |  | 1 Year | 37.55 | 5% | 35.6725
73944 | Hubbell | HC5EOR65 | P-CORD, NEXTSPEED,CAT5E,SLIM,OR,65FT | EA |  | 1 Year | 40.15 | 5% | 38.1425
73945 | Hubbell | HC5EOR70 | P-CORD, NEXTSPEED,CAT5E,SLIM,OR,70FT | EA |  | 1 Year | 42.65 | 5% | 40.5175
73946 | Hubbell | HC5EOR75 | P-CORD, NEXTSPEED,CAT5E,SLIM,OR,75FT | EA |  | 1 Year | 45.4 | 5% | 43.13
73947 | Hubbell | HC5EOR80 | P-CORD, NEXTSPEED,CAT5E,SLIM,OR,80FT | EA |  | 1 Year | 48 | 5% | 45.6
73948 | Hubbell | HC5EOR85 | P-CORD, NEXTSPEED,CAT5E,SLIM,OR,85FT | EA |  | 1 Year | 50.5 | 5% | 47.975
73949 | Hubbell | HC5EOR90 | P-CORD, NEXTSPEED,CAT5E,SLIM,OR,90FT | EA |  | 1 Year | 53.15 | 5% | 50.4925
73950 | Hubbell | HC5EOR95 | P-CORD, NEXTSPEED,CAT5E,SLIM,OR,95FT | EA |  | 1 Year | 55.75 | 5% | 52.9625
73951 | Hubbell | HC5EP006 | P-CORD, NEXTSPEED,CAT5E,SNAG BOOT,PR,6IN | EA |  | 1 Year | 6.3 | 5% | 5.985
73952 | Hubbell | HC5EP01 | P-CORD, NEXTSPEED,CAT5E,SLIM,PU,1FT | EA |  | 1 Year | 6.5 | 5% | 6.175
73953 | Hubbell | HC5EP018 | P-CORD,NEXTSPEED,CAT5E,SNAG BOOT,PR,18IN | EA |  | 1 Year | 6.85 | 5% | 6.5075
73954 | Hubbell | HC5EP01X24 | P-CORD, NEXTSPEED,CAT5E,PU,1FT,24PK | PK |  | 1 Year | 155 | 5% | 147.25
73955 | Hubbell | HC5EP03 | P-CORD, NEXTSPEED,CAT5E,SLIM,PU,3FT | EA |  | 1 Year | 7.5 | 5% | 7.125
73956 | Hubbell | HC5EP03X24 | P-CORD, NEXTSPEED,CAT5E,PU,3FT,24PK | PK |  | 1 Year | 179 | 5% | 170.05
73957 | Hubbell | HC5EP05 | P-CORD, NEXTSPEED,CAT5E,SLIM,PU,5FT | EA |  | 1 Year | 8.8 | 5% | 8.36
73958 | Hubbell | HC5EP05X24 | P-CORD, NEXTSPEED,CAT5E,PU,5FT,24PK | PK |  | 1 Year | 211 | 5% | 200.45
73959 | Hubbell | HC5EP07 | P-CORD, NEXTSPEED,CAT5E,SLIM,PU,7FT | EA |  | 1 Year | 9.7 | 5% | 9.215
73960 | Hubbell | HC5EP07X24 | P-CORD, NEXTSPEED,CAT5E,PU,7FT,24PK | PK |  | 1 Year | 233 | 5% | 221.35
73961 | Hubbell | HC5EP10 | P-CORD, NEXTSPEED,CAT5E,SLIM,PU,10FT | EA |  | 1 Year | 11.45 | 5% | 10.8775
73962 | Hubbell | HC5EP100 | P-CORD, NEXTSPEED,CAT5E,SLIM,PU,100FT | EA |  | 1 Year | 58.4 | 5% | 55.48
73963 | Hubbell | HC5EP10X24 | P-CORD, NEXTSPEED,CAT5E,PU,10FT,24PK | PK |  | 1 Year | 275 | 5% | 261.25
73964 | Hubbell | HC5EP15 | P-CORD, NEXTSPEED,CAT5E,SLIM,PU,15FT | EA |  | 1 Year | 13.95 | 5% | 13.2525
73965 | Hubbell | HC5EP15X24 | P-CORD, NEXTSPEED,CAT5E,PU,15FT,24PK | PK |  | 1 Year | 334 | 5% | 317.3
73966 | Hubbell | HC5EP20 | P-CORD, NEXTSPEED,CAT5E,SLIM,PU,20FT | EA |  | 1 Year | 16.65 | 5% | 15.8175
73967 | Hubbell | HC5EP25 | P-CORD, NEXTSPEED,CAT5E,SLIM,PU,25FT | EA |  | 1 Year | 19.2 | 5% | 18.24
73968 | Hubbell | HC5EP30 | P-CORD, NEXTSPEED,CAT5E,SLIM,PU,30FT | EA |  | 1 Year | 21.8 | 5% | 20.71
73969 | Hubbell | HC5EP35 | P-CORD, NEXTSPEED,CAT5E,SLIM,PU,35FT | EA |  | 1 Year | 24.45 | 5% | 23.2275
73970 | Hubbell | HC5EP40 | P-CORD, NEXTSPEED,CAT5E,SLIM,PU,40FT | EA |  | 1 Year | 27.05 | 5% | 25.6975
73971 | Hubbell | HC5EP45 | P-CORD, NEXTSPEED,CAT5E,SLIM,PU,45FT | EA |  | 1 Year | 29.65 | 5% | 28.1675
73972 | Hubbell | HC5EP50 | P-CORD, NEXTSPEED,CAT5E,SLIM,PU,50FT | EA |  | 1 Year | 32.2 | 5% | 30.59
73973 | Hubbell | HC5EP55 | P-CORD, NEXTSPEED,CAT5E,SLIM,PU,55FT | EA |  | 1 Year | 34.9 | 5% | 33.155
73974 | Hubbell | HC5EP60 | P-CORD, NEXTSPEED,CAT5E,SLIM,PU,60FT | EA |  | 1 Year | 37.55 | 5% | 35.6725
73975 | Hubbell | HC5EP65 | P-CORD, NEXTSPEED,CAT5E,SLIM,PU,65FT | EA |  | 1 Year | 40.15 | 5% | 38.1425
73976 | Hubbell | HC5EP70 | P-CORD, NEXTSPEED,CAT5E,SLIM,PU,70FT | EA |  | 1 Year | 42.65 | 5% | 40.5175
73977 | Hubbell | HC5EP75 | P-CORD, NEXTSPEED,CAT5E,SLIM,PU,75FT | EA |  | 1 Year | 45.4 | 5% | 43.13
73978 | Hubbell | HC5EP80 | P-CORD, NEXTSPEED,CAT5E,SLIM,PU,80FT | EA |  | 1 Year | 48 | 5% | 45.6
73979 | Hubbell | HC5EP85 | P-CORD, NEXTSPEED,CAT5E,SLIM,PU,85FT | EA |  | 1 Year | 50.5 | 5% | 47.975
73980 | Hubbell | HC5EP90 | P-CORD, NEXTSPEED,CAT5E,SLIM,PU,90FT | EA |  | 1 Year | 53.15 | 5% | 50.4925
73981 | Hubbell | HC5EP95 | P-CORD, NEXTSPEED,CAT5E,SLIM,PU,95FT | EA |  | 1 Year | 55.75 | 5% | 52.9625
73982 | Hubbell | HC5EPK01 | P-CORD, NEXTSPEED,CAT5E,SLIM,PK,1FT | EA |  | 1 Year | 6.5 | 5% | 6.175
73983 | Hubbell | HC5EPK01X24 | P-CORD, NEXTSPEED,CAT5E,PK,1FT,24PK | PK |  | 1 Year | 155 | 5% | 147.25
73984 | Hubbell | HC5EPK03 | P-CORD, NEXTSPEED,CAT5E,SLIM,PK,3FT | EA |  | 1 Year | 7.5 | 5% | 7.125
73985 | Hubbell | HC5EPK03X24 | P-CORD, NEXTSPEED,CAT5E,PK,3FT,24PK | PK |  | 1 Year | 179 | 5% | 170.05
73986 | Hubbell | HC5EPK05 | P-CORD, NEXTSPEED,CAT5E,SLIM,PK,5FT | EA |  | 1 Year | 8.8 | 5% | 8.36
73987 | Hubbell | HC5EPK05X24 | P-CORD, NEXTSPEED,CAT5E,PK,5FT,24PK | PK |  | 1 Year | 211 | 5% | 200.45
73988 | Hubbell | HC5EPK07 | P-CORD, NEXTSPEED,CAT5E,SLIM,PK,7FT | EA |  | 1 Year | 9.7 | 5% | 9.215
73989 | Hubbell | HC5EPK07X24 | P-CORD, NEXTSPEED,CAT5E,PK,7FT,24PK | PK |  | 1 Year | 233 | 5% | 221.35
73990 | Hubbell | HC5EPK10 | P-CORD, NEXTSPEED,CAT5E,SLIM,PK,10FT | EA |  | 1 Year | 11.45 | 5% | 10.8775
73991 | Hubbell | HC5EPK100 | P-CORD, NEXTSPEED,CAT5E,SLIM,PK,100FT | EA |  | 1 Year | 58.4 | 5% | 55.48
73992 | Hubbell | HC5EPK10X24 | P-CORD, NEXTSPEED,CAT5E,PK,10FT,24PK | PK |  | 1 Year | 275 | 5% | 261.25
73993 | Hubbell | HC5EPK15 | P-CORD, NEXTSPEED,CAT5E,SLIM,PK,15FT | EA |  | 1 Year | 13.95 | 5% | 13.2525
73994 | Hubbell | HC5EPK15X24 | P-CORD, NEXTSPEED,CAT5E,PK,15FT,24PK | PK |  | 1 Year | 334 | 5% | 317.3
73995 | Hubbell | HC5EPK20 | P-CORD, NEXTSPEED,CAT5E,SLIM,PK,20FT | EA |  | 1 Year | 16.65 | 5% | 15.8175
73996 | Hubbell | HC5EPK25 | P-CORD, NEXTSPEED,CAT5E,SLIM,PK,25FT | EA |  | 1 Year | 19.2 | 5% | 18.24
73997 | Hubbell | HC5EPK30 | P-CORD, NEXTSPEED,CAT5E,SLIM,PK,30FT | EA |  | 1 Year | 21.8 | 5% | 20.71
73998 | Hubbell | HC5EPK35 | P-CORD, NEXTSPEED,CAT5E,SLIM,PK,35FT | EA |  | 1 Year | 24.45 | 5% | 23.2275
73999 | Hubbell | HC5EPK40 | P-CORD, NEXTSPEED,CAT5E,SLIM,PK,40FT | EA |  | 1 Year | 27.05 | 5% | 25.6975
74000 | Hubbell | HC5EPK45 | P-CORD, NEXTSPEED,CAT5E,SLIM,PK,45FT | EA |  | 1 Year | 29.65 | 5% | 28.1675
74001 | Hubbell | HC5EPK50 | P-CORD, NEXTSPEED,CAT5E,SLIM,PK,50FT | EA |  | 1 Year | 32.2 | 5% | 30.59
74002 | Hubbell | HC5EPK55 | P-CORD, NEXTSPEED,CAT5E,SLIM,PK,55FT | EA |  | 1 Year | 34.9 | 5% | 33.155
74003 | Hubbell | HC5EPK60 | P-CORD, NEXTSPEED,CAT5E,SLIM,PK,60FT | EA |  | 1 Year | 37.55 | 5% | 35.6725
74004 | Hubbell | HC5EPK65 | P-CORD, NEXTSPEED,CAT5E,SLIM,PK,65FT | EA |  | 1 Year | 40.15 | 5% | 38.1425
74005 | Hubbell | HC5EPK70 | P-CORD, NEXTSPEED,CAT5E,SLIM,PK,70FT | EA |  | 1 Year | 42.65 | 5% | 40.5175
74006 | Hubbell | HC5EPK75 | P-CORD, NEXTSPEED,CAT5E,SLIM,PK,75FT | EA |  | 1 Year | 45.4 | 5% | 43.13
74007 | Hubbell | HC5EPK80 | P-CORD, NEXTSPEED,CAT5E,SLIM,PK,80FT | EA |  | 1 Year | 48 | 5% | 45.6
74008 | Hubbell | HC5EPK85 | P-CORD, NEXTSPEED,CAT5E,SLIM,PK,85FT | EA |  | 1 Year | 50.5 | 5% | 47.975
74009 | Hubbell | HC5EPK90 | P-CORD, NEXTSPEED,CAT5E,SLIM,PK,90FT | EA |  | 1 Year | 53.15 | 5% | 50.4925
74010 | Hubbell | HC5EPK95 | P-CORD, NEXTSPEED,CAT5E,SLIM,PK,95FT | EA |  | 1 Year | 55.75 | 5% | 52.9625
74011 | Hubbell | HC5ER006 | P-CORD, NEXTSPEED,CAT5E,SNAG BOOT,RD,6IN | EA |  | 1 Year | 6.3 | 5% | 5.985
74012 | Hubbell | HC5ER01 | P-CORD, NEXTSPEED,CAT5E,SLIM,RD,1FT | EA |  | 1 Year | 6.5 | 5% | 6.175
74013 | Hubbell | HC5ER018 | P-CORD,NEXTSPEED,CAT5E,SNAG BOOT,RD,18IN | EA |  | 1 Year | 6.85 | 5% | 6.5075
74014 | Hubbell | HC5ER01X24 | P-CORD, NEXTSPEED,CAT5E,RD,1FT,24PK | PK |  | 1 Year | 155 | 5% | 147.25
74015 | Hubbell | HC5ER03 | P-CORD, NEXTSPEED,CAT5E,SLIM,RD,3FT | EA |  | 1 Year | 7.5 | 5% | 7.125
74016 | Hubbell | HC5ER03X24 | P-CORD, NEXTSPEED,CAT5E,RD,3FT,24PK | PK |  | 1 Year | 179 | 5% | 170.05
74017 | Hubbell | HC5ER05 | P-CORD, NEXTSPEED,CAT5E,SLIM,RD,5FT | EA |  | 1 Year | 8.8 | 5% | 8.36
74018 | Hubbell | HC5ER05X24 | P-CORD, NEXTSPEED,CAT5E,RD,5FT,24PK | PK |  | 1 Year | 211 | 5% | 200.45
74019 | Hubbell | HC5ER06 | P-CORD, NEXTSPEED,CAT5E,SLIM,RD,6FT | EA |  | 1 Year | 9.35 | 5% | 8.8825
74020 | Hubbell | HC5ER07 | P-CORD, NEXTSPEED,CAT5E,SLIM,RD,7FT | EA |  | 1 Year | 9.7 | 5% | 9.215
74021 | Hubbell | HC5ER07X24 | P-CORD, NEXTSPEED,CAT5E,RD,7FT,24PK | PK |  | 1 Year | 233 | 5% | 221.35
74022 | Hubbell | HC5ER10 | P-CORD, NEXTSPEED,CAT5E,SLIM,RD,10FT | EA |  | 1 Year | 11.45 | 5% | 10.8775
74023 | Hubbell | HC5ER100 | P-CORD, NEXTSPEED,CAT5E,SLIM,RD,100FT | EA |  | 1 Year | 58.4 | 5% | 55.48
74024 | Hubbell | HC5ER10X24 | P-CORD, NEXTSPEED,CAT5E,RD,10FT,24PK | PK |  | 1 Year | 275 | 5% | 261.25
74025 | Hubbell | HC5ER12 | P-CORD, NEXTSPEED,CAT5E,SLIM,RD,12FT | EA |  | 1 Year | 12.4 | 5% | 11.78
74026 | Hubbell | HC5ER15 | P-CORD, NEXTSPEED,CAT5E,SLIM,RD,15FT | EA |  | 1 Year | 13.95 | 5% | 13.2525
74027 | Hubbell | HC5ER15X24 | P-CORD, NEXTSPEED,CAT5E,RD,15FT,24PK | PK |  | 1 Year | 334 | 5% | 317.3
74028 | Hubbell | HC5ER20 | P-CORD, NEXTSPEED,CAT5E,SLIM,RD,20FT | EA |  | 1 Year | 16.65 | 5% | 15.8175
74029 | Hubbell | HC5ER25 | P-CORD, NEXTSPEED,CAT5E,SLIM,RD,25FT | EA |  | 1 Year | 19.2 | 5% | 18.24
74030 | Hubbell | HC5ER30 | P-CORD, NEXTSPEED,CAT5E,SLIM,RD,30FT | EA |  | 1 Year | 21.8 | 5% | 20.71
74031 | Hubbell | HC5ER35 | P-CORD, NEXTSPEED,CAT5E,SLIM,RD,35FT | EA |  | 1 Year | 24.45 | 5% | 23.2275
74032 | Hubbell | HC5ER40 | P-CORD, NEXTSPEED,CAT5E,SLIM,RD,40FT | EA |  | 1 Year | 27.05 | 5% | 25.6975
74033 | Hubbell | HC5ER45 | P-CORD, NEXTSPEED,CAT5E,SLIM,RD,45FT | EA |  | 1 Year | 29.65 | 5% | 28.1675
74034 | Hubbell | HC5ER50 | P-CORD, NEXTSPEED,CAT5E,SLIM,RD,50FT | EA |  | 1 Year | 32.2 | 5% | 30.59
74035 | Hubbell | HC5ER55 | P-CORD, NEXTSPEED,CAT5E,SLIM,RD,55FT | EA |  | 1 Year | 34.9 | 5% | 33.155
74036 | Hubbell | HC5ER60 | P-CORD, NEXTSPEED,CAT5E,SLIM,RD,60FT | EA |  | 1 Year | 37.55 | 5% | 35.6725
74037 | Hubbell | HC5ER65 | P-CORD, NEXTSPEED,CAT5E,SLIM,RD,65FT | EA |  | 1 Year | 40.15 | 5% | 38.1425
74038 | Hubbell | HC5ER70 | P-CORD, NEXTSPEED,CAT5E,SLIM,RD,70FT | EA |  | 1 Year | 42.65 | 5% | 40.5175
74039 | Hubbell | HC5ER75 | P-CORD, NEXTSPEED,CAT5E,SLIM,RD,75FT | EA |  | 1 Year | 45.4 | 5% | 43.13
74040 | Hubbell | HC5ER80 | P-CORD, NEXTSPEED,CAT5E,SLIM,RD,80FT | EA |  | 1 Year | 48 | 5% | 45.6
74041 | Hubbell | HC5ER85 | P-CORD, NEXTSPEED,CAT5E,SLIM,RD,85FT | EA |  | 1 Year | 50.5 | 5% | 47.975
74042 | Hubbell | HC5ER90 | P-CORD, NEXTSPEED,CAT5E,SLIM,RD,90FT | EA |  | 1 Year | 53.15 | 5% | 50.4925
74043 | Hubbell | HC5ER95 | P-CORD, NEXTSPEED,CAT5E,SLIM,RD,95FT | EA |  | 1 Year | 55.75 | 5% | 52.9625
74044 | Hubbell | HC5EW006 | P-CORD, NEXTSPEED,CAT5E,SNAG BOOT,WH,6IN | EA |  | 1 Year | 6.3 | 5% | 5.985
74045 | Hubbell | HC5EW01 | P-CORD, NEXTSPEED,CAT5E,SLIM,WH,1FT | EA |  | 1 Year | 6.5 | 5% | 6.175
74046 | Hubbell | HC5EW018 | P-CORD,NEXTSPEED,CAT5E,SNAG BOOT,WH,18IN | EA |  | 1 Year | 6.85 | 5% | 6.5075
74047 | Hubbell | HC5EW01X24 | P-CORD, NEXTSPEED,CAT5E,WH,1FT,24PK | PK |  | 1 Year | 155 | 5% | 147.25
74048 | Hubbell | HC5EW03 | P-CORD, NEXTSPEED,CAT5E,SLIM,WH,3FT | EA |  | 1 Year | 7.5 | 5% | 7.125
74049 | Hubbell | HC5EW03X24 | P-CORD, NEXTSPEED,CAT5E,WH,3FT,24PK | PK |  | 1 Year | 179 | 5% | 170.05
74050 | Hubbell | HC5EW05 | P-CORD, NEXTSPEED,CAT5E,SLIM,WH,5FT | EA |  | 1 Year | 8.8 | 5% | 8.36
74051 | Hubbell | HC5EW05X24 | P-CORD, NEXTSPEED,CAT5E,WH,5FT,24PK | PK |  | 1 Year | 211 | 5% | 200.45
74052 | Hubbell | HC5EW07 | P-CORD, NEXTSPEED,CAT5E,SLIM,WH,7FT | EA |  | 1 Year | 9.7 | 5% | 9.215
74053 | Hubbell | HC5EW07X24 | P-CORD, NEXTSPEED,CAT5E,WH,7FT,24PK | PK |  | 1 Year | 233 | 5% | 221.35
74054 | Hubbell | HC5EW10 | P-CORD, NEXTSPEED,CAT5E,SLIM,WH,10FT | EA |  | 1 Year | 11.45 | 5% | 10.8775
74055 | Hubbell | HC5EW100 | P-CORD, NEXTSPEED,CAT5E,SLIM,WH,100FT | EA |  | 1 Year | 58.4 | 5% | 55.48
74056 | Hubbell | HC5EW10X24 | P-CORD, NEXTSPEED,CAT5E,WH,10FT,24PK | PK |  | 1 Year | 275 | 5% | 261.25
74057 | Hubbell | HC5EW12 | P-CORD, NEXTSPEED,CAT5E,SLIM,WHT,12FT | EA |  | 1 Year | 12.4 | 5% | 11.78
74058 | Hubbell | HC5EW15 | P-CORD, NEXTSPEED,CAT5E,SLIM,WH,15FT | EA |  | 1 Year | 13.95 | 5% | 13.2525
74059 | Hubbell | HC5EW15X24 | P-CORD, NEXTSPEED,CAT5E,WH,15FT,24PK | PK |  | 1 Year | 334 | 5% | 317.3
74060 | Hubbell | HC5EW20 | P-CORD, NEXTSPEED,CAT5E,SLIM,WH,20FT | EA |  | 1 Year | 16.65 | 5% | 15.8175
74061 | Hubbell | HC5EW25 | P-CORD, NEXTSPEED,CAT5E,SLIM,WH,25FT | EA |  | 1 Year | 19.2 | 5% | 18.24
74062 | Hubbell | HC5EW30 | P-CORD, NEXTSPEED,CAT5E,SLIM,WH,30FT | EA |  | 1 Year | 21.8 | 5% | 20.71
74063 | Hubbell | HC5EW35 | P-CORD, NEXTSPEED,CAT5E,SLIM,WH,35FT | EA |  | 1 Year | 24.45 | 5% | 23.2275
74064 | Hubbell | HC5EW40 | P-CORD, NEXTSPEED,CAT5E,SLIM,WH,40FT | EA |  | 1 Year | 27.05 | 5% | 25.6975
74065 | Hubbell | HC5EW45 | P-CORD, NEXTSPEED,CAT5E,SLIM,WH,45FT | EA |  | 1 Year | 29.65 | 5% | 28.1675
74066 | Hubbell | HC5EW50 | P-CORD, NEXTSPEED,CAT5E,SLIM,WH,50FT | EA |  | 1 Year | 32.2 | 5% | 30.59
74067 | Hubbell | HC5EW55 | P-CORD, NEXTSPEED,CAT5E,SLIM,WH,55FT | EA |  | 1 Year | 34.9 | 5% | 33.155
74068 | Hubbell | HC5EW60 | P-CORD, NEXTSPEED,CAT5E,SLIM,WH,60FT | EA |  | 1 Year | 37.55 | 5% | 35.6725
74069 | Hubbell | HC5EW65 | P-CORD, NEXTSPEED,CAT5E,SLIM,WH,65FT | EA |  | 1 Year | 40.15 | 5% | 38.1425
74070 | Hubbell | HC5EW70 | P-CORD, NEXTSPEED,CAT5E,SLIM,WH,70FT | EA |  | 1 Year | 42.65 | 5% | 40.5175
74071 | Hubbell | HC5EW75 | P-CORD, NEXTSPEED,CAT5E,SLIM,WH,75FT | EA |  | 1 Year | 45.4 | 5% | 43.13
74072 | Hubbell | HC5EW80 | P-CORD, NEXTSPEED,CAT5E,SLIM,WH,80FT | EA |  | 1 Year | 48 | 5% | 45.6
74073 | Hubbell | HC5EW85 | P-CORD, NEXTSPEED,CAT5E,SLIM,WH,85FT | EA |  | 1 Year | 50.5 | 5% | 47.975
74074 | Hubbell | HC5EW90 | P-CORD, NEXTSPEED,CAT5E,SLIM,WH,90FT | EA |  | 1 Year | 53.15 | 5% | 50.4925
74075 | Hubbell | HC5EW95 | P-CORD, NEXTSPEED,CAT5E,SLIM,WH,95FT | EA |  | 1 Year | 55.75 | 5% | 52.9625
74076 | Hubbell | HC5EY006 | P-CORD, NEXTSPEED,CAT5E,SNAG BOOT,YL,6IN | EA |  | 1 Year | 6.3 | 5% | 5.985
74077 | Hubbell | HC5EY01 | P-CORD, NEXTSPEED,CAT5E,SLIM,YL,1FT | EA |  | 1 Year | 6.5 | 5% | 6.175
74078 | Hubbell | HC5EY018 | P-CORD,NEXTSPEED,CAT5E,SNAG BOOT,YL,18IN | EA |  | 1 Year | 6.85 | 5% | 6.5075
74079 | Hubbell | HC5EY01X24 | P-CORD, NEXTSPEED,CAT5E,YL,1FT,24PK | PK |  | 1 Year | 155 | 5% | 147.25
74080 | Hubbell | HC5EY03 | P-CORD, NEXTSPEED,CAT5E,SLIM,YL,3FT | EA |  | 1 Year | 7.5 | 5% | 7.125
74081 | Hubbell | HC5EY03P | P-CORD, NEXTSPEED,CAT5E,PLENUM,YL,3FT | EA |  | 1 Year | 14.85 | 5% | 14.1075
74082 | Hubbell | HC5EY03X24 | P-CORD, NEXTSPEED,CAT5E,YL,3FT,24PK | PK |  | 1 Year | 179 | 5% | 170.05
74083 | Hubbell | HC5EY05 | P-CORD, NEXTSPEED,CAT5E,SLIM,YL,5FT | EA |  | 1 Year | 8.8 | 5% | 8.36
74084 | Hubbell | HC5EY05P | P-CORD, NEXTSPEED,CAT5E,PLENUM,YL,5FT | EA |  | 1 Year | 17.45 | 5% | 16.5775
74085 | Hubbell | HC5EY05X24 | P-CORD, NEXTSPEED,CAT5E,YL,5FT,24PK | PK |  | 1 Year | 211 | 5% | 200.45
74086 | Hubbell | HC5EY07 | P-CORD, NEXTSPEED,CAT5E,SLIM,YL,7FT | EA |  | 1 Year | 9.7 | 5% | 9.215
74087 | Hubbell | HC5EY07P | P-CORD, NEXTSPEED,CAT5E,PLENUM,YL,7FT | EA |  | 1 Year | 19.3 | 5% | 18.335
74088 | Hubbell | HC5EY07X24 | P-CORD, NEXTSPEED,CAT5E,YL,7FT,24PK | PK |  | 1 Year | 233 | 5% | 221.35
74089 | Hubbell | HC5EY08 | P-CORD, NEXTSPEED,CAT5E,SLIM,YL,8FT | EA |  | 1 Year | 10.15 | 5% | 9.6425
74090 | Hubbell | HC5EY10 | P-CORD, NEXTSPEED,CAT5E,SLIM,YL,10FT | EA |  | 1 Year | 11.45 | 5% | 10.8775
74091 | Hubbell | HC5EY100 | P-CORD, NEXTSPEED,CAT5E,SLIM,YL,100FT | EA |  | 1 Year | 58.4 | 5% | 55.48
74092 | Hubbell | HC5EY10P | P-CORD, NEXTSPEED,CAT5E,PLENUM,YL,10FT | EA |  | 1 Year | 22.6 | 5% | 21.47
74093 | Hubbell | HC5EY10X24 | P-CORD, NEXTSPEED,CAT5E,YL,10FT,24PK | PK |  | 1 Year | 275 | 5% | 261.25
74094 | Hubbell | HC5EY15 | P-CORD, NEXTSPEED,CAT5E,SLIM,YL,15FT | EA |  | 1 Year | 13.95 | 5% | 13.2525
74095 | Hubbell | HC5EY15X24 | P-CORD, NEXTSPEED,CAT5E,YL,15FT,24PK | PK |  | 1 Year | 334 | 5% | 317.3
74096 | Hubbell | HC5EY20 | P-CORD, NEXTSPEED,CAT5E,SLIM,YL,20FT | EA |  | 1 Year | 16.65 | 5% | 15.8175
74097 | Hubbell | HC5EY25 | P-CORD, NEXTSPEED,CAT5E,SLIM,YL,25FT | EA |  | 1 Year | 19.2 | 5% | 18.24
74098 | Hubbell | HC5EY30 | P-CORD, NEXTSPEED,CAT5E,SLIM,YL,30FT | EA |  | 1 Year | 21.8 | 5% | 20.71
74099 | Hubbell | HC5EY35 | P-CORD, NEXTSPEED,CAT5E,SLIM,YL,35FT | EA |  | 1 Year | 24.45 | 5% | 23.2275
74100 | Hubbell | HC5EY40 | P-CORD, NEXTSPEED,CAT5E,SLIM,YL,40FT | EA |  | 1 Year | 27.05 | 5% | 25.6975
74101 | Hubbell | HC5EY45 | P-CORD, NEXTSPEED,CAT5E,SLIM,YL,45FT | EA |  | 1 Year | 29.65 | 5% | 28.1675
74102 | Hubbell | HC5EY50 | P-CORD, NEXTSPEED,CAT5E,SLIM,YL,50FT | EA |  | 1 Year | 32.2 | 5% | 30.59
74103 | Hubbell | HC5EY55 | P-CORD, NEXTSPEED,CAT5E,SLIM,YL,55FT | EA |  | 1 Year | 34.9 | 5% | 33.155
74104 | Hubbell | HC5EY60 | P-CORD, NEXTSPEED,CAT5E,SLIM,YL,60FT | EA |  | 1 Year | 37.55 | 5% | 35.6725
74105 | Hubbell | HC5EY65 | P-CORD, NEXTSPEED,CAT5E,SLIM,YL,65FT | EA |  | 1 Year | 40.15 | 5% | 38.1425
74106 | Hubbell | HC5EY70 | P-CORD, NEXTSPEED,CAT5E,SLIM,YL,70FT | EA |  | 1 Year | 42.65 | 5% | 40.5175
74107 | Hubbell | HC5EY75 | P-CORD, NEXTSPEED,CAT5E,SLIM,YL,75FT | EA |  | 1 Year | 45.4 | 5% | 43.13
74108 | Hubbell | HC5EY80 | P-CORD, NEXTSPEED,CAT5E,SLIM,YL,80FT | EA |  | 1 Year | 48 | 5% | 45.6
74109 | Hubbell | HC5EY85 | P-CORD, NEXTSPEED,CAT5E,SLIM,YL,85FT | EA |  | 1 Year | 50.5 | 5% | 47.975
74110 | Hubbell | HC5EY90 | P-CORD, NEXTSPEED,CAT5E,SLIM,YL,90FT | EA |  | 1 Year | 53.15 | 5% | 50.4925
74111 | Hubbell | HC5EY95 | P-CORD, NEXTSPEED,CAT5E,SLIM,YL,95FT | EA |  | 1 Year | 55.75 | 5% | 52.9625
74112 | Hubbell | HC6AB006 | P-CORD, NEXTSPEED,CAT6A,SNAG BOOT,BL,6IN | EA |  | 1 Year | 11.9 | 5% | 11.305
74113 | Hubbell | HC6AB01 | P-CORD, ASCENT,CAT6A,SLIM,BL,1FT | EA |  | 1 Year | 12.65 | 5% | 12.0175
74114 | Hubbell | HC6AB018 | P-CORD,NEXTSPEED,CAT6A,SNAG BOOT,BL,18IN | EA |  | 1 Year | 13.65 | 5% | 12.9675
74115 | Hubbell | HC6AB01X24 | P-CORD, ASCENT,CAT6A,BL,1FT,24PK | PK |  | 1 Year | 305 | 5% | 289.75
74116 | Hubbell | HC6AB03 | P-CORD, ASCENT,CAT6A,SLIM,BL,3FT | EA |  | 1 Year | 15.9 | 5% | 15.105
74117 | Hubbell | HC6AB03P | P-CORD, ASCENT,CAT6A,PLENUM,BL,3FT | EA |  | 1 Year | 31.55 | 5% | 29.9725
74118 | Hubbell | HC6AB03SP | P-CORD,NEXTSPEED,C6A,SECURE BOOT,BL,3FT | EA |  | 1 Year | 24.3 | 5% | 23.085
74119 | Hubbell | HC6AB03X24 | P-CORD, ASCENT,CAT6A,BL,3FT,24PK | PK |  | 1 Year | 379 | 5% | 360.05
74120 | Hubbell | HC6AB05 | P-CORD, ASCENT,CAT6A,SLIM,BL,5FT | EA |  | 1 Year | 18.95 | 5% | 18.0025
74121 | Hubbell | HC6AB05P | P-CORD, ASCENT,CAT6A,PLENUM,BL,5FT | EA |  | 1 Year | 37.65 | 5% | 35.7675
74122 | Hubbell | HC6AB05SP | P-CORD,NEXTSPEED,C6A,SECURE BOOT,BL,5FT | EA |  | 1 Year | 27.15 | 5% | 25.7925
74123 | Hubbell | HC6AB05X24 | P-CORD, ASCENT,CAT6A,BL,5FT,24PK | PK |  | 1 Year | 454 | 5% | 431.3
74124 | Hubbell | HC6AB07 | P-CORD, ASCENT,CAT6A,SLIM,BL,7FT | EA |  | 1 Year | 21.9 | 5% | 20.805
74125 | Hubbell | HC6AB07P | P-CORD, ASCENT,CAT6A,PLENUM,BL,7FT | EA |  | 1 Year | 43.45 | 5% | 41.2775
74126 | Hubbell | HC6AB07SP | P-CORD,NEXTSPEED,C6A,SECURE BOOT,BL,7FT | EA |  | 1 Year | 30 | 5% | 28.5
74127 | Hubbell | HC6AB07X24 | P-CORD, ASCENT,CAT6A,BL,7FT,24PK | PK |  | 1 Year | 524 | 5% | 497.8
74128 | Hubbell | HC6AB10 | P-CORD, ASCENT,CAT6A,SLIM,BL,10FT | EA |  | 1 Year | 26.6 | 5% | 25.27
74129 | Hubbell | HC6AB100 | P-CORD, ASCENT,CAT6A,SLIM,BL,100FT | EA |  | 1 Year | 164 | 5% | 155.8
74130 | Hubbell | HC6AB10P | P-CORD, ASCENT,CAT6A,PLENUM,BL,10FT | EA |  | 1 Year | 52.9 | 5% | 50.255
74131 | Hubbell | HC6AB10SP | P-CORD,NEXTSPEED,C6A,SECUREBOOT,BL,10FT | EA |  | 1 Year | 34.45 | 5% | 32.7275
74132 | Hubbell | HC6AB10X24 | P-CORD, ASCENT,CAT6A,BL,10FT,24PK | PK |  | 1 Year | 637 | 5% | 605.15
74133 | Hubbell | HC6AB15 | P-CORD, ASCENT,CAT6A,SLIM,BL,15FT | EA |  | 1 Year | 34.05 | 5% | 32.3475
74134 | Hubbell | HC6AB15P | P-CORD, ASCENT,CAT6A,PLENUM,BL,15FT | EA |  | 1 Year | 68 | 5% | 64.6
74135 | Hubbell | HC6AB15SP | P-CORD,NEXTSPEED,C6A,SECUREBOOT,BL,15FT | EA |  | 1 Year | 41.6 | 5% | 39.52
74136 | Hubbell | HC6AB15X24 | P-CORD, ASCENT,CAT6A,BL,15FT,24PK | PK |  | 1 Year | 818 | 5% | 777.1
74137 | Hubbell | HC6AB20 | P-CORD, ASCENT,CAT6A,SLIM,BL,20FT | EA |  | 1 Year | 41.7 | 5% | 39.615
74138 | Hubbell | HC6AB20SP | P-CORD,NEXTSPEED,C6A,SECUREBOOT,BL,20FT | EA |  | 1 Year | 48.8 | 5% | 46.36
74139 | Hubbell | HC6AB25 | P-CORD, ASCENT,CAT6A,SLIM,BL,25FT | EA |  | 1 Year | 49.3 | 5% | 46.835
74140 | Hubbell | HC6AB25SP | P-CORD,NEXTSPEED,C6A,SECUREBOOT,BL,25FT | EA |  | 1 Year | 56.2 | 5% | 53.39
74141 | Hubbell | HC6AB30 | P-CORD, ASCENT,CAT6A,SLIM,BL,30FT | EA |  | 1 Year | 56.95 | 5% | 54.1025
74142 | Hubbell | HC6AB35 | P-CORD, ASCENT,CAT6A,SLIM,BL,35FT | EA |  | 1 Year | 64.4 | 5% | 61.18
74143 | Hubbell | HC6AB40 | P-CORD, ASCENT,CAT6A,SLIM,BL,40FT | EA |  | 1 Year | 72.15 | 5% | 68.5425
74144 | Hubbell | HC6AB45 | P-CORD, ASCENT,CAT6A,SLIM,BL,45FT | EA |  | 1 Year | 79.8 | 5% | 75.81
74145 | Hubbell | HC6AB50 | P-CORD, ASCENT,CAT6A,SLIM,BL,50FT | EA |  | 1 Year | 87.4 | 5% | 83.03
74146 | Hubbell | HC6AB55 | P-CORD, ASCENT,CAT6A,SLIM,BL,55FT | EA |  | 1 Year | 95.05 | 5% | 90.2975
74147 | Hubbell | HC6AB60 | P-CORD, ASCENT,CAT6A,SLIM,BL,60FT | EA |  | 1 Year | 103 | 5% | 97.85
74148 | Hubbell | HC6AB65 | P-CORD, ASCENT,CAT6A,SLIM,BL,65FT | EA |  | 1 Year | 111 | 5% | 105.45
74149 | Hubbell | HC6AB70 | P-CORD, ASCENT,CAT6A,SLIM,BL,70FT | EA |  | 1 Year | 118 | 5% | 112.1
74150 | Hubbell | HC6AB75 | P-CORD, ASCENT,CAT6A,SLIM,BL,75FT | EA |  | 1 Year | 126 | 5% | 119.7
74151 | Hubbell | HC6AB80 | P-CORD, ASCENT,CAT6A,SLIM,BL,80FT | EA |  | 1 Year | 134 | 5% | 127.3
74152 | Hubbell | HC6AB85 | P-CORD, ASCENT,CAT6A,SLIM,BL,85FT | EA |  | 1 Year | 141 | 5% | 133.95
74153 | Hubbell | HC6AB90 | P-CORD, ASCENT,CAT6A,SLIM,BL,90FT | EA |  | 1 Year | 149 | 5% | 141.55
74154 | Hubbell | HC6AB95 | P-CORD, ASCENT,CAT6A,SLIM,BL,95FT | EA |  | 1 Year | 156 | 5% | 148.2
74155 | Hubbell | HC6ABK006 | P-CORD, NEXTSPEED,CAT6A,SNAG BOOT,BK,6IN | EA |  | 1 Year | 11.9 | 5% | 11.305
74156 | Hubbell | HC6ABK01 | P-CORD, ASCENT,CAT6A,SLIM,BK,1FT | EA |  | 1 Year | 12.65 | 5% | 12.0175
74157 | Hubbell | HC6ABK018 | P-CORD,NEXTSPEED,CAT6A,SNAG BOOT,BK,18IN | EA |  | 1 Year | 13.65 | 5% | 12.9675
74158 | Hubbell | HC6ABK01X24 | P-CORD, ASCENT,CAT6A,BK,1FT,24PK | PK |  | 1 Year | 305 | 5% | 289.75
74159 | Hubbell | HC6ABK03 | P-CORD, ASCENT,CAT6A,SLIM,BK,3FT | EA |  | 1 Year | 15.9 | 5% | 15.105
74160 | Hubbell | HC6ABK03P | P-CORD, ASCENT,CAT6A,PLENUM,BK,3FT | EA |  | 1 Year | 31.55 | 5% | 29.9725
74161 | Hubbell | HC6ABK03SP | P-CORD,NEXTSPEED,C6A,SECURE BOOT,BK,3FT | EA |  | 1 Year | 24.3 | 5% | 23.085
74162 | Hubbell | HC6ABK03X24 | P-CORD, ASCENT,CAT6A,BK,3FT,24PK | PK |  | 1 Year | 379 | 5% | 360.05
74163 | Hubbell | HC6ABK05 | P-CORD, ASCENT,CAT6A,SLIM,BK,5FT | EA |  | 1 Year | 18.95 | 5% | 18.0025
74164 | Hubbell | HC6ABK05P | P-CORD, ASCENT,CAT6A,PLENUM,BK,5FT | EA |  | 1 Year | 37.65 | 5% | 35.7675
74165 | Hubbell | HC6ABK05SP | P-CORD,NEXTSPEED,C6A,SECURE BOOT,BK,5FT | EA |  | 1 Year | 27.15 | 5% | 25.7925
74166 | Hubbell | HC6ABK05X24 | P-CORD, ASCENT,CAT6A,BK,5FT,24PK | PK |  | 1 Year | 454 | 5% | 431.3
74167 | Hubbell | HC6ABK07 | P-CORD, ASCENT,CAT6A,SLIM,BK,7FT | EA |  | 1 Year | 21.9 | 5% | 20.805
74168 | Hubbell | HC6ABK07P | P-CORD, ASCENT,CAT6A,PLENUM,BK,7FT | EA |  | 1 Year | 43.45 | 5% | 41.2775
74169 | Hubbell | HC6ABK07SP | P-CORD,NEXTSPEED,C6A,SECURE BOOT,BK,7FT | EA |  | 1 Year | 30 | 5% | 28.5
74170 | Hubbell | HC6ABK07X24 | P-CORD, ASCENT,CAT6A,BK,7FT,24PK | PK |  | 1 Year | 524 | 5% | 497.8
74171 | Hubbell | HC6ABK10 | P-CORD, ASCENT,CAT6A,SLIM,BK,10FT | EA |  | 1 Year | 26.6 | 5% | 25.27
74172 | Hubbell | HC6ABK100 | P-CORD, ASCENT,CAT6A,SLIM,BK,100FT | EA |  | 1 Year | 164 | 5% | 155.8
74173 | Hubbell | HC6ABK10P | P-CORD, ASCENT,CAT6A,PLENUM,BK,10FT | EA |  | 1 Year | 52.9 | 5% | 50.255
74174 | Hubbell | HC6ABK10SP | P-CORD,NEXTSPEED,C6A,SECUREBOOT,BK,10FT | EA |  | 1 Year | 34.45 | 5% | 32.7275
74175 | Hubbell | HC6ABK10X24 | P-CORD, ASCENT,CAT6A,BK,10FT,24PK | PK |  | 1 Year | 637 | 5% | 605.15
74176 | Hubbell | HC6ABK15 | P-CORD, ASCENT,CAT6A,SLIM,BK,15FT | EA |  | 1 Year | 34.05 | 5% | 32.3475
74177 | Hubbell | HC6ABK15P | P-CORD, ASCENT,CAT6A,PLENUM,BK,15FT | EA |  | 1 Year | 68 | 5% | 64.6
74178 | Hubbell | HC6ABK15SP | P-CORD,NEXTSPEED,C6A,SECUREBOOT,BK,15FT | EA |  | 1 Year | 41.6 | 5% | 39.52
74179 | Hubbell | HC6ABK15X24 | P-CORD, ASCENT,CAT6A,BK,15FT,24PK | PK |  | 1 Year | 818 | 5% | 777.1
74180 | Hubbell | HC6ABK20 | P-CORD, ASCENT,CAT6A,SLIM,BK,20FT | EA |  | 1 Year | 41.7 | 5% | 39.615
74181 | Hubbell | HC6ABK20SP | P-CORD,NEXTSPEED,C6A,SECUREBOOT,BK,20FT | EA |  | 1 Year | 48.8 | 5% | 46.36
74182 | Hubbell | HC6ABK25 | P-CORD, ASCENT,CAT6A,SLIM,BK,25FT | EA |  | 1 Year | 49.3 | 5% | 46.835
74183 | Hubbell | HC6ABK25SP | P-CORD,NEXTSPEED,C6A,SECUREBOOT,BK,25FT | EA |  | 1 Year | 56.2 | 5% | 53.39
74184 | Hubbell | HC6ABK30 | P-CORD, ASCENT,CAT6A,SLIM,BK,30FT | EA |  | 1 Year | 56.95 | 5% | 54.1025
74185 | Hubbell | HC6ABK35 | P-CORD, ASCENT,CAT6A,SLIM,BK,35FT | EA |  | 1 Year | 64.4 | 5% | 61.18
74186 | Hubbell | HC6ABK40 | P-CORD, ASCENT,CAT6A,SLIM,BK,40FT | EA |  | 1 Year | 72.15 | 5% | 68.5425
74187 | Hubbell | HC6ABK45 | P-CORD, ASCENT,CAT6A,SLIM,BK,45FT | EA |  | 1 Year | 79.8 | 5% | 75.81
74188 | Hubbell | HC6ABK50 | P-CORD, ASCENT,CAT6A,SLIM,BK,50FT | EA |  | 1 Year | 87.4 | 5% | 83.03
74189 | Hubbell | HC6ABK55 | P-CORD, ASCENT,CAT6A,SLIM,BK,55FT | EA |  | 1 Year | 95.05 | 5% | 90.2975
74190 | Hubbell | HC6ABK60 | P-CORD, ASCENT,CAT6A,SLIM,BK,60FT | EA |  | 1 Year | 103 | 5% | 97.85
74191 | Hubbell | HC6ABK65 | P-CORD, ASCENT,CAT6A,SLIM,BK,65FT | EA |  | 1 Year | 111 | 5% | 105.45
74192 | Hubbell | HC6ABK70 | P-CORD, ASCENT,CAT6A,SLIM,BK,70FT | EA |  | 1 Year | 118 | 5% | 112.1
74193 | Hubbell | HC6ABK75 | P-CORD, ASCENT,CAT6A,SLIM,BK,75FT | EA |  | 1 Year | 126 | 5% | 119.7
74194 | Hubbell | HC6ABK80 | P-CORD, ASCENT,CAT6A,SLIM,BK,80FT | EA |  | 1 Year | 134 | 5% | 127.3
74195 | Hubbell | HC6ABK85 | P-CORD, ASCENT,CAT6A,SLIM,BK,85FT | EA |  | 1 Year | 141 | 5% | 133.95
74196 | Hubbell | HC6ABK90 | P-CORD, ASCENT,CAT6A,SLIM,BK,90FT | EA |  | 1 Year | 149 | 5% | 141.55
74197 | Hubbell | HC6ABK95 | P-CORD, ASCENT,CAT6A,SLIM,BK,95FT | EA |  | 1 Year | 156 | 5% | 148.2
74198 | Hubbell | HC6AGN006 | P-CORD, NEXTSPEED,CAT6A,SNAG BOOT,GN,6IN | EA |  | 1 Year | 11.9 | 5% | 11.305
74199 | Hubbell | HC6AGN01 | P-CORD, ASCENT,CAT6A,SLIM,GN,1FT | EA |  | 1 Year | 12.65 | 5% | 12.0175
74200 | Hubbell | HC6AGN018 | P-CORD,NEXTSPEED,CAT6A,SNAG BOOT,GN,18IN | EA |  | 1 Year | 13.65 | 5% | 12.9675
74201 | Hubbell | HC6AGN01X24 | P-CORD, ASCENT,CAT6A,GN,1FT,24PK | PK |  | 1 Year | 305 | 5% | 289.75
74202 | Hubbell | HC6AGN03 | P-CORD, ASCENT,CAT6A,SLIM,GN,3FT | EA |  | 1 Year | 15.9 | 5% | 15.105
74203 | Hubbell | HC6AGN03P | P-CORD, ASCENT,CAT6A,PLENUM,GN,3FT | EA |  | 1 Year | 31.55 | 5% | 29.9725
74204 | Hubbell | HC6AGN03X24 | P-CORD, ASCENT,CAT6A,GN,3FT,24PK | PK |  | 1 Year | 379 | 5% | 360.05
74205 | Hubbell | HC6AGN05 | P-CORD, ASCENT,CAT6A,SLIM,GN,5FT | EA |  | 1 Year | 18.95 | 5% | 18.0025
74206 | Hubbell | HC6AGN05P | P-CORD, ASCENT,CAT6A,PLENUM,GN,5FT | EA |  | 1 Year | 37.65 | 5% | 35.7675
74207 | Hubbell | HC6AGN05X24 | P-CORD, ASCENT,CAT6A,GN,5FT,24PK | PK |  | 1 Year | 454 | 5% | 431.3
74208 | Hubbell | HC6AGN07 | P-CORD, ASCENT,CAT6A,SLIM,GN,7FT | EA |  | 1 Year | 21.9 | 5% | 20.805
74209 | Hubbell | HC6AGN07P | P-CORD, ASCENT,CAT6A,PLENUM,GN,7FT | EA |  | 1 Year | 43.45 | 5% | 41.2775
74210 | Hubbell | HC6AGN07X24 | P-CORD, ASCENT,CAT6A,GN,7FT,24PK | PK |  | 1 Year | 524 | 5% | 497.8
74211 | Hubbell | HC6AGN10 | P-CORD, ASCENT,CAT6A,SLIM,GN,10FT | EA |  | 1 Year | 26.6 | 5% | 25.27
74212 | Hubbell | HC6AGN100 | P-CORD, ASCENT,CAT6A,SLIM,GN,100FT | EA |  | 1 Year | 164 | 5% | 155.8
74213 | Hubbell | HC6AGN10P | P-CORD, ASCENT,CAT6A,PLENUM,GN,10FT | EA |  | 1 Year | 52.9 | 5% | 50.255
74214 | Hubbell | HC6AGN10X24 | P-CORD, ASCENT,CAT6A,GN,10FT,24PK | PK |  | 1 Year | 637 | 5% | 605.15
74215 | Hubbell | HC6AGN15 | P-CORD, ASCENT,CAT6A,SLIM,GN,15FT | EA |  | 1 Year | 34.05 | 5% | 32.3475
74216 | Hubbell | HC6AGN15P | P-CORD, ASCENT,CAT6A,PLENUM,GN,15FT | EA |  | 1 Year | 68 | 5% | 64.6
74217 | Hubbell | HC6AGN15X24 | P-CORD, ASCENT,CAT6A,GN,15FT,24PK | PK |  | 1 Year | 818 | 5% | 777.1
74218 | Hubbell | HC6AGN20 | P-CORD, ASCENT,CAT6A,SLIM,GN,20FT | EA |  | 1 Year | 41.7 | 5% | 39.615
74219 | Hubbell | HC6AGN25 | P-CORD, ASCENT,CAT6A,SLIM,GN,25FT | EA |  | 1 Year | 49.3 | 5% | 46.835
74220 | Hubbell | HC6AGN30 | P-CORD, ASCENT,CAT6A,SLIM,GN,30FT | EA |  | 1 Year | 56.95 | 5% | 54.1025
74221 | Hubbell | HC6AGN35 | P-CORD, ASCENT,CAT6A,SLIM,GN,35FT | EA |  | 1 Year | 64.4 | 5% | 61.18
74222 | Hubbell | HC6AGN40 | P-CORD, ASCENT,CAT6A,SLIM,GN,40FT | EA |  | 1 Year | 72.15 | 5% | 68.5425
74223 | Hubbell | HC6AGN45 | P-CORD, ASCENT,CAT6A,SLIM,GN,45FT | EA |  | 1 Year | 79.8 | 5% | 75.81
74224 | Hubbell | HC6AGN50 | P-CORD, ASCENT,CAT6A,SLIM,GN,50FT | EA |  | 1 Year | 87.4 | 5% | 83.03
74225 | Hubbell | HC6AGN55 | P-CORD, ASCENT,CAT6A,SLIM,GN,55FT | EA |  | 1 Year | 95.05 | 5% | 90.2975
74226 | Hubbell | HC6AGN60 | P-CORD, ASCENT,CAT6A,SLIM,GN,60FT | EA |  | 1 Year | 103 | 5% | 97.85
74227 | Hubbell | HC6AGN65 | P-CORD, ASCENT,CAT6A,SLIM,GN,65FT | EA |  | 1 Year | 111 | 5% | 105.45
74228 | Hubbell | HC6AGN70 | P-CORD, ASCENT,CAT6A,SLIM,GN,70FT | EA |  | 1 Year | 118 | 5% | 112.1
74229 | Hubbell | HC6AGN75 | P-CORD, ASCENT,CAT6A,SLIM,GN,75FT | EA |  | 1 Year | 126 | 5% | 119.7
74230 | Hubbell | HC6AGN80 | P-CORD, ASCENT,CAT6A,SLIM,GN,80FT | EA |  | 1 Year | 134 | 5% | 127.3
74231 | Hubbell | HC6AGN85 | P-CORD, ASCENT,CAT6A,SLIM,GN,85FT | EA |  | 1 Year | 141 | 5% | 133.95
74232 | Hubbell | HC6AGN90 | P-CORD, ASCENT,CAT6A,SLIM,GN,90FT | EA |  | 1 Year | 149 | 5% | 141.55
74233 | Hubbell | HC6AGN95 | P-CORD, ASCENT,CAT6A,SLIM,GN,95FT | EA |  | 1 Year | 156 | 5% | 148.2
74234 | Hubbell | HC6AGY006 | P-CORD, NEXTSPEED,CAT6A,SNAG BOOT,GY,6IN | EA |  | 1 Year | 11.9 | 5% | 11.305
74235 | Hubbell | HC6AGY01 | P-CORD, ASCENT,CAT6A,SLIM,GY,1FT | EA |  | 1 Year | 12.65 | 5% | 12.0175
74236 | Hubbell | HC6AGY018 | P-CORD,NEXTSPEED,CAT6A,SNAG BOOT,GY,18IN | EA |  | 1 Year | 13.65 | 5% | 12.9675
74237 | Hubbell | HC6AGY01X24 | P-CORD, ASCENT,CAT6A,GY,1FT,24PK | PK |  | 1 Year | 305 | 5% | 289.75
74238 | Hubbell | HC6AGY03 | P-CORD, ASCENT,CAT6A,SLIM,GY,3FT | EA |  | 1 Year | 15.9 | 5% | 15.105
74239 | Hubbell | HC6AGY03P | P-CORD, ASCENT,CAT6A,PLENUM,GY,3FT | EA |  | 1 Year | 31.55 | 5% | 29.9725
74240 | Hubbell | HC6AGY03X24 | P-CORD, ASCENT,CAT6A,GY,3FT,24PK | PK |  | 1 Year | 379 | 5% | 360.05
74241 | Hubbell | HC6AGY05 | P-CORD, ASCENT,CAT6A,SLIM,GY,5FT | EA |  | 1 Year | 18.95 | 5% | 18.0025
74242 | Hubbell | HC6AGY05P | P-CORD, ASCENT,CAT6A,PLENUM,GY,5FT | EA |  | 1 Year | 37.65 | 5% | 35.7675
74243 | Hubbell | HC6AGY05X24 | P-CORD, ASCENT,CAT6A,GY,5FT,24PK | PK |  | 1 Year | 454 | 5% | 431.3
74244 | Hubbell | HC6AGY07 | P-CORD, ASCENT,CAT6A,SLIM,GY,7FT | EA |  | 1 Year | 21.9 | 5% | 20.805
74245 | Hubbell | HC6AGY07P | P-CORD, ASCENT,CAT6A,PLENUM,GY,7FT | EA |  | 1 Year | 43.45 | 5% | 41.2775
74246 | Hubbell | HC6AGY07X24 | P-CORD, ASCENT,CAT6A,GY,7FT,24PK | PK |  | 1 Year | 524 | 5% | 497.8
74247 | Hubbell | HC6AGY10 | P-CORD, ASCENT,CAT6A,SLIM,GY,10FT | EA |  | 1 Year | 26.6 | 5% | 25.27
74248 | Hubbell | HC6AGY100 | P-CORD, ASCENT,CAT6A,SLIM,GY,100FT | EA |  | 1 Year | 164 | 5% | 155.8
74249 | Hubbell | HC6AGY10P | P-CORD, ASCENT,CAT6A,PLENUM,GY,10FT | EA |  | 1 Year | 52.9 | 5% | 50.255
74250 | Hubbell | HC6AGY10X24 | P-CORD, ASCENT,CAT6A,GY,10FT,24PK | PK |  | 1 Year | 637 | 5% | 605.15
74251 | Hubbell | HC6AGY15 | P-CORD, ASCENT,CAT6A,SLIM,GY,15FT | EA |  | 1 Year | 34.05 | 5% | 32.3475
74252 | Hubbell | HC6AGY15P | P-CORD, ASCENT,CAT6A,PLENUM,GY,15FT | EA |  | 1 Year | 68 | 5% | 64.6
74253 | Hubbell | HC6AGY15X24 | P-CORD, ASCENT,CAT6A,GY,15FT,24PK | PK |  | 1 Year | 818 | 5% | 777.1
74254 | Hubbell | HC6AGY20 | P-CORD, ASCENT,CAT6A,SLIM,GY,20FT | EA |  | 1 Year | 41.7 | 5% | 39.615
74255 | Hubbell | HC6AGY25 | P-CORD, ASCENT,CAT6A,SLIM,GY,25FT | EA |  | 1 Year | 49.3 | 5% | 46.835
74256 | Hubbell | HC6AGY30 | P-CORD, ASCENT,CAT6A,SLIM,GY,30FT | EA |  | 1 Year | 56.95 | 5% | 54.1025
74257 | Hubbell | HC6AGY35 | P-CORD, ASCENT,CAT6A,SLIM,GY,35FT | EA |  | 1 Year | 64.4 | 5% | 61.18
74258 | Hubbell | HC6AGY40 | P-CORD, ASCENT,CAT6A,SLIM,GY,40FT | EA |  | 1 Year | 72.15 | 5% | 68.5425
74259 | Hubbell | HC6AGY45 | P-CORD, ASCENT,CAT6A,SLIM,GY,45FT | EA |  | 1 Year | 79.8 | 5% | 75.81
74260 | Hubbell | HC6AGY50 | P-CORD, ASCENT,CAT6A,SLIM,GY,50FT | EA |  | 1 Year | 87.4 | 5% | 83.03
74261 | Hubbell | HC6AGY55 | P-CORD, ASCENT,CAT6A,SLIM,GY,55FT | EA |  | 1 Year | 95.05 | 5% | 90.2975
74262 | Hubbell | HC6AGY60 | P-CORD, ASCENT,CAT6A,SLIM,GY,60FT | EA |  | 1 Year | 103 | 5% | 97.85
74263 | Hubbell | HC6AGY65 | P-CORD, ASCENT,CAT6A,SLIM,GY,65FT | EA |  | 1 Year | 111 | 5% | 105.45
74264 | Hubbell | HC6AGY70 | P-CORD, ASCENT,CAT6A,SLIM,GY,70FT | EA |  | 1 Year | 118 | 5% | 112.1
74265 | Hubbell | HC6AGY75 | P-CORD, ASCENT,CAT6A,SLIM,GY,75FT | EA |  | 1 Year | 126 | 5% | 119.7
74266 | Hubbell | HC6AGY80 | P-CORD, ASCENT,CAT6A,SLIM,GY,80FT | EA |  | 1 Year | 134 | 5% | 127.3
74267 | Hubbell | HC6AGY85 | P-CORD, ASCENT,CAT6A,SLIM,GY,85FT | EA |  | 1 Year | 141 | 5% | 133.95
74268 | Hubbell | HC6AGY90 | P-CORD, ASCENT,CAT6A,SLIM,GY,90FT | EA |  | 1 Year | 149 | 5% | 141.55
74269 | Hubbell | HC6AGY95 | P-CORD, ASCENT,CAT6A,SLIM,GY,95FT | EA |  | 1 Year | 156 | 5% | 148.2
74270 | Hubbell | HC6AOR006 | P-CORD, NEXTSPEED,CAT6A,SNAG BOOT,OR,6IN | EA |  | 1 Year | 11.9 | 5% | 11.305
74271 | Hubbell | HC6AOR01 | P-CORD, ASCENT,CAT6A,SLIM,OR,1FT | EA |  | 1 Year | 12.65 | 5% | 12.0175
74272 | Hubbell | HC6AOR018 | P-CORD,NEXTSPEED,CAT6A,SNAG BOOT,OR,18IN | EA |  | 1 Year | 13.65 | 5% | 12.9675
74273 | Hubbell | HC6AOR01X24 | P-CORD, ASCENT,CAT6A,OR,1FT,24PK | PK |  | 1 Year | 305 | 5% | 289.75
74274 | Hubbell | HC6AOR03 | P-CORD, ASCENT,CAT6A,SLIM,OR,3FT | EA |  | 1 Year | 15.9 | 5% | 15.105
74275 | Hubbell | HC6AOR03P | P-CORD, ASCENT,CAT6A,PLENUM,OR,3FT | EA |  | 1 Year | 31.55 | 5% | 29.9725
74276 | Hubbell | HC6AOR03X24 | P-CORD, ASCENT,CAT6A,OR,3FT,24PK | PK |  | 1 Year | 379 | 5% | 360.05
74277 | Hubbell | HC6AOR05 | P-CORD, ASCENT,CAT6A,SLIM,OR,5FT | EA |  | 1 Year | 18.95 | 5% | 18.0025
74278 | Hubbell | HC6AOR05P | P-CORD, ASCENT,CAT6A,PLENUM,OR,5FT | EA |  | 1 Year | 37.65 | 5% | 35.7675
74279 | Hubbell | HC6AOR05X24 | P-CORD, ASCENT,CAT6A,OR,5FT,24PK | PK |  | 1 Year | 454 | 5% | 431.3
74280 | Hubbell | HC6AOR07 | P-CORD, ASCENT,CAT6A,SLIM,OR,7FT | EA |  | 1 Year | 21.9 | 5% | 20.805
74281 | Hubbell | HC6AOR07P | P-CORD, ASCENT,CAT6A,PLENUM,OR,7FT | EA |  | 1 Year | 43.45 | 5% | 41.2775
74282 | Hubbell | HC6AOR07X24 | P-CORD, ASCENT,CAT6A,OR,7FT,24PK | PK |  | 1 Year | 524 | 5% | 497.8
74283 | Hubbell | HC6AOR10 | P-CORD, ASCENT,CAT6A,SLIM,OR,10FT | EA |  | 1 Year | 26.6 | 5% | 25.27
74284 | Hubbell | HC6AOR100 | P-CORD, ASCENT,CAT6A,SLIM,OR,100FT | EA |  | 1 Year | 164 | 5% | 155.8
74285 | Hubbell | HC6AOR10P | P-CORD, ASCENT,CAT6A,PLENUM,OR,10FT | EA |  | 1 Year | 52.9 | 5% | 50.255
74286 | Hubbell | HC6AOR10X24 | P-CORD, ASCENT,CAT6A,OR,10FT,24PK | PK |  | 1 Year | 637 | 5% | 605.15
74287 | Hubbell | HC6AOR15 | P-CORD, ASCENT,CAT6A,SLIM,OR,15FT | EA |  | 1 Year | 34.05 | 5% | 32.3475
74288 | Hubbell | HC6AOR15P | P-CORD, ASCENT,CAT6A,PLENUM,OR,15FT | EA |  | 1 Year | 68 | 5% | 64.6
74289 | Hubbell | HC6AOR15X24 | P-CORD, ASCENT,CAT6A,OR,15FT,24PK | PK |  | 1 Year | 818 | 5% | 777.1
74290 | Hubbell | HC6AOR20 | P-CORD, ASCENT,CAT6A,SLIM,OR,20FT | EA |  | 1 Year | 41.7 | 5% | 39.615
74291 | Hubbell | HC6AOR25 | P-CORD, ASCENT,CAT6A,SLIM,OR,25FT | EA |  | 1 Year | 49.3 | 5% | 46.835
74292 | Hubbell | HC6AOR30 | P-CORD, ASCENT,CAT6A,SLIM,OR,30FT | EA |  | 1 Year | 56.95 | 5% | 54.1025
74293 | Hubbell | HC6AOR35 | P-CORD, ASCENT,CAT6A,SLIM,OR,35FT | EA |  | 1 Year | 64.4 | 5% | 61.18
74294 | Hubbell | HC6AOR40 | P-CORD, ASCENT,CAT6A,SLIM,OR,40FT | EA |  | 1 Year | 72.15 | 5% | 68.5425
74295 | Hubbell | HC6AOR45 | P-CORD, ASCENT,CAT6A,SLIM,OR,45FT | EA |  | 1 Year | 79.8 | 5% | 75.81
74296 | Hubbell | HC6AOR50 | P-CORD, ASCENT,CAT6A,SLIM,OR,50FT | EA |  | 1 Year | 87.4 | 5% | 83.03
74297 | Hubbell | HC6AOR55 | P-CORD, ASCENT,CAT6A,SLIM,OR,55FT | EA |  | 1 Year | 95.05 | 5% | 90.2975
74298 | Hubbell | HC6AOR60 | P-CORD, ASCENT,CAT6A,SLIM,OR,60FT | EA |  | 1 Year | 103 | 5% | 97.85
74299 | Hubbell | HC6AOR65 | P-CORD, ASCENT,CAT6A,SLIM,OR,65FT | EA |  | 1 Year | 111 | 5% | 105.45
74300 | Hubbell | HC6AOR70 | P-CORD, ASCENT,CAT6A,SLIM,OR,70FT | EA |  | 1 Year | 118 | 5% | 112.1
74301 | Hubbell | HC6AOR75 | P-CORD, ASCENT,CAT6A,SLIM,OR,75FT | EA |  | 1 Year | 126 | 5% | 119.7
74302 | Hubbell | HC6AOR80 | P-CORD, ASCENT,CAT6A,SLIM,OR,80FT | EA |  | 1 Year | 134 | 5% | 127.3
74303 | Hubbell | HC6AOR85 | P-CORD, ASCENT,CAT6A,SLIM,OR,85FT | EA |  | 1 Year | 141 | 5% | 133.95
74304 | Hubbell | HC6AOR90 | P-CORD, ASCENT,CAT6A,SLIM,OR,90FT | EA |  | 1 Year | 149 | 5% | 141.55
74305 | Hubbell | HC6AOR95 | P-CORD, ASCENT,CAT6A,SLIM,OR,95FT | EA |  | 1 Year | 156 | 5% | 148.2
74306 | Hubbell | HC6AP006 | P-CORD, NEXTSPEED,CAT6A,SNAG BOOT,PR,6IN | EA |  | 1 Year | 11.9 | 5% | 11.305
74307 | Hubbell | HC6AP01 | P-CORD, ASCENT,CAT6A,SLIM,PU,1FT | EA |  | 1 Year | 12.65 | 5% | 12.0175
74308 | Hubbell | HC6AP018 | P-CORD,NEXTSPEED,CAT6A,SNAG BOOT,PR,18IN | EA |  | 1 Year | 13.65 | 5% | 12.9675
74309 | Hubbell | HC6AP01X24 | P-CORD, ASCENT,CAT6A,PU,1FT,24PK | PK |  | 1 Year | 305 | 5% | 289.75
74310 | Hubbell | HC6AP03 | P-CORD, ASCENT,CAT6A,SLIM,PU,3FT | EA |  | 1 Year | 15.9 | 5% | 15.105
74311 | Hubbell | HC6AP03P | P-CORD, ASCENT,CAT6A,PLENUM,PU,3FT | EA |  | 1 Year | 31.55 | 5% | 29.9725
74312 | Hubbell | HC6AP03X24 | P-CORD, ASCENT,CAT6A,PU,3FT,24PK | PK |  | 1 Year | 379 | 5% | 360.05
74313 | Hubbell | HC6AP05 | P-CORD, ASCENT,CAT6A,SLIM,PU,5FT | EA |  | 1 Year | 18.95 | 5% | 18.0025
74314 | Hubbell | HC6AP05P | P-CORD, ASCENT,CAT6A,PLENUM,PU,5FT | EA |  | 1 Year | 37.65 | 5% | 35.7675
74315 | Hubbell | HC6AP05X24 | P-CORD, ASCENT,CAT6A,PU,5FT,24PK | PK |  | 1 Year | 454 | 5% | 431.3
74316 | Hubbell | HC6AP07 | P-CORD, ASCENT,CAT6A,SLIM,PU,7FT | EA |  | 1 Year | 21.9 | 5% | 20.805
74317 | Hubbell | HC6AP07P | P-CORD, ASCENT,CAT6A,PLENUM,PU,7FT | EA |  | 1 Year | 43.45 | 5% | 41.2775
74318 | Hubbell | HC6AP07X24 | P-CORD, ASCENT,CAT6A,PU,7FT,24PK | PK |  | 1 Year | 524 | 5% | 497.8
74319 | Hubbell | HC6AP10 | P-CORD, ASCENT,CAT6A,SLIM,PU,10FT | EA |  | 1 Year | 26.6 | 5% | 25.27
74320 | Hubbell | HC6AP100 | P-CORD, ASCENT,CAT6A,SLIM,PU,100FT | EA |  | 1 Year | 164 | 5% | 155.8
74321 | Hubbell | HC6AP10P | P-CORD, ASCENT,CAT6A,PLENUM,PU,10FT | EA |  | 1 Year | 52.9 | 5% | 50.255
74322 | Hubbell | HC6AP10X24 | P-CORD, ASCENT,CAT6A,PU,10FT,24PK | PK |  | 1 Year | 637 | 5% | 605.15
74323 | Hubbell | HC6AP15 | P-CORD, ASCENT,CAT6A,SLIM,PU,15FT | EA |  | 1 Year | 34.05 | 5% | 32.3475
74324 | Hubbell | HC6AP15X24 | P-CORD, ASCENT,CAT6A,PU,15FT,24PK | PK |  | 1 Year | 818 | 5% | 777.1
74325 | Hubbell | HC6AP20 | P-CORD, ASCENT,CAT6A,SLIM,PU,20FT | EA |  | 1 Year | 41.7 | 5% | 39.615
74326 | Hubbell | HC6AP25 | P-CORD, ASCENT,CAT6A,SLIM,PU,25FT | EA |  | 1 Year | 49.3 | 5% | 46.835
74327 | Hubbell | HC6AP30 | P-CORD, ASCENT,CAT6A,SLIM,PU,30FT | EA |  | 1 Year | 56.95 | 5% | 54.1025
74328 | Hubbell | HC6AP35 | P-CORD, ASCENT,CAT6A,SLIM,PU,35FT | EA |  | 1 Year | 64.4 | 5% | 61.18
74329 | Hubbell | HC6AP40 | P-CORD, ASCENT,CAT6A,SLIM,PU,40FT | EA |  | 1 Year | 72.15 | 5% | 68.5425
74330 | Hubbell | HC6AP45 | P-CORD, ASCENT,CAT6A,SLIM,PU,45FT | EA |  | 1 Year | 79.8 | 5% | 75.81
74331 | Hubbell | HC6AP50 | P-CORD, ASCENT,CAT6A,SLIM,PU,50FT | EA |  | 1 Year | 87.4 | 5% | 83.03
74332 | Hubbell | HC6AP55 | P-CORD, ASCENT,CAT6A,SLIM,PU,55FT | EA |  | 1 Year | 95.05 | 5% | 90.2975
74333 | Hubbell | HC6AP60 | P-CORD, ASCENT,CAT6A,SLIM,PU,60FT | EA |  | 1 Year | 103 | 5% | 97.85
74334 | Hubbell | HC6AP65 | P-CORD, ASCENT,CAT6A,SLIM,PU,65FT | EA |  | 1 Year | 111 | 5% | 105.45
74335 | Hubbell | HC6AP70 | P-CORD, ASCENT,CAT6A,SLIM,PU,70FT | EA |  | 1 Year | 118 | 5% | 112.1
74336 | Hubbell | HC6AP75 | P-CORD, ASCENT,CAT6A,SLIM,PU,75FT | EA |  | 1 Year | 126 | 5% | 119.7
74337 | Hubbell | HC6AP80 | P-CORD, ASCENT,CAT6A,SLIM,PU,80FT | EA |  | 1 Year | 134 | 5% | 127.3
74338 | Hubbell | HC6AP85 | P-CORD, ASCENT,CAT6A,SLIM,PU,85FT | EA |  | 1 Year | 141 | 5% | 133.95
74339 | Hubbell | HC6AP90 | P-CORD, ASCENT,CAT6A,SLIM,PU,90FT | EA |  | 1 Year | 149 | 5% | 141.55
74340 | Hubbell | HC6AP95 | P-CORD, ASCENT,CAT6A,SLIM,PU,95FT | EA |  | 1 Year | 156 | 5% | 148.2
74341 | Hubbell | HC6APK01 | P-CORD, ASCENT,CAT6A,SLIM,PK,1FT | EA |  | 1 Year | 12.65 | 5% | 12.0175
74342 | Hubbell | HC6APK01X24 | P-CORD, ASCENT,CAT6A,PK,1FT,24PK | PK |  | 1 Year | 305 | 5% | 289.75
74343 | Hubbell | HC6APK03 | P-CORD, ASCENT,CAT6A,SLIM,PK,3FT | EA |  | 1 Year | 15.9 | 5% | 15.105
74344 | Hubbell | HC6APK03X24 | P-CORD, ASCENT,CAT6A,PK,3FT,24PK | PK |  | 1 Year | 379 | 5% | 360.05
74345 | Hubbell | HC6APK05 | P-CORD, ASCENT,CAT6A,SLIM,PK,5FT | EA |  | 1 Year | 18.95 | 5% | 18.0025
74346 | Hubbell | HC6APK05X24 | P-CORD, ASCENT,CAT6A,PK,5FT,24PK | PK |  | 1 Year | 454 | 5% | 431.3
74347 | Hubbell | HC6APK07 | P-CORD, ASCENT,CAT6A,SLIM,PK,7FT | EA |  | 1 Year | 21.9 | 5% | 20.805
74348 | Hubbell | HC6APK07X24 | P-CORD, ASCENT,CAT6A,PK,7FT,24PK | PK |  | 1 Year | 524 | 5% | 497.8
74349 | Hubbell | HC6APK10 | P-CORD, ASCENT,CAT6A,SLIM,PK,10FT | EA |  | 1 Year | 26.6 | 5% | 25.27
74350 | Hubbell | HC6APK100 | P-CORD, ASCENT,CAT6A,SLIM,PK,100FT | EA |  | 1 Year | 164 | 5% | 155.8
74351 | Hubbell | HC6APK10X24 | P-CORD, ASCENT,CAT6A,PK,10FT,24PK | PK |  | 1 Year | 637 | 5% | 605.15
74352 | Hubbell | HC6APK15 | P-CORD, ASCENT,CAT6A,SLIM,PK,15FT | EA |  | 1 Year | 34.05 | 5% | 32.3475
74353 | Hubbell | HC6APK15X24 | P-CORD, ASCENT,CAT6A,PK,15FT,24PK | PK |  | 1 Year | 818 | 5% | 777.1
74354 | Hubbell | HC6APK20 | P-CORD, ASCENT,CAT6A,SLIM,PK,20FT | EA |  | 1 Year | 41.7 | 5% | 39.615
74355 | Hubbell | HC6APK25 | P-CORD, ASCENT,CAT6A,SLIM,PK,25FT | EA |  | 1 Year | 49.3 | 5% | 46.835
74356 | Hubbell | HC6APK30 | P-CORD, ASCENT,CAT6A,SLIM,PK,30FT | EA |  | 1 Year | 56.95 | 5% | 54.1025
74357 | Hubbell | HC6APK35 | P-CORD, ASCENT,CAT6A,SLIM,PK,35FT | EA |  | 1 Year | 64.4 | 5% | 61.18
74358 | Hubbell | HC6APK40 | P-CORD, ASCENT,CAT6A,SLIM,PK,40FT | EA |  | 1 Year | 72.15 | 5% | 68.5425
74359 | Hubbell | HC6APK45 | P-CORD, ASCENT,CAT6A,SLIM,PK,45FT | EA |  | 1 Year | 79.8 | 5% | 75.81
74360 | Hubbell | HC6APK50 | P-CORD, ASCENT,CAT6A,SLIM,PK,50FT | EA |  | 1 Year | 87.4 | 5% | 83.03
74361 | Hubbell | HC6APK55 | P-CORD, ASCENT,CAT6A,SLIM,PK,55FT | EA |  | 1 Year | 95.05 | 5% | 90.2975
74362 | Hubbell | HC6APK60 | P-CORD, ASCENT,CAT6A,SLIM,PK,60FT | EA |  | 1 Year | 103 | 5% | 97.85
74363 | Hubbell | HC6APK65 | P-CORD, ASCENT,CAT6A,SLIM,PK,65FT | EA |  | 1 Year | 111 | 5% | 105.45
74364 | Hubbell | HC6APK70 | P-CORD, ASCENT,CAT6A,SLIM,PK,70FT | EA |  | 1 Year | 118 | 5% | 112.1
74365 | Hubbell | HC6APK75 | P-CORD, ASCENT,CAT6A,SLIM,PK,75FT | EA |  | 1 Year | 126 | 5% | 119.7
74366 | Hubbell | HC6APK80 | P-CORD, ASCENT,CAT6A,SLIM,PK,80FT | EA |  | 1 Year | 134 | 5% | 127.3
74367 | Hubbell | HC6APK85 | P-CORD, ASCENT,CAT6A,SLIM,PK,85FT | EA |  | 1 Year | 141 | 5% | 133.95
74368 | Hubbell | HC6APK90 | P-CORD, ASCENT,CAT6A,SLIM,PK,90FT | EA |  | 1 Year | 149 | 5% | 141.55
74369 | Hubbell | HC6APK95 | P-CORD, ASCENT,CAT6A,SLIM,PK,95FT | EA |  | 1 Year | 156 | 5% | 148.2
74370 | Hubbell | HC6AR006 | P-CORD, NEXTSPEED,CAT6A,SNAG BOOT,RD,6IN | EA |  | 1 Year | 11.9 | 5% | 11.305
74371 | Hubbell | HC6AR01 | P-CORD, ASCENT,CAT6A,SLIM,RD,1FT | EA |  | 1 Year | 12.65 | 5% | 12.0175
74372 | Hubbell | HC6AR018 | P-CORD,NEXTSPEED,CAT6A,SNAG BOOT,RD,18IN | EA |  | 1 Year | 13.65 | 5% | 12.9675
74373 | Hubbell | HC6AR01X24 | P-CORD, ASCENT,CAT6A,RD,1FT,24PK | PK |  | 1 Year | 305 | 5% | 289.75
74374 | Hubbell | HC6AR03 | P-CORD, ASCENT,CAT6A,SLIM,RD,3FT | EA |  | 1 Year | 15.9 | 5% | 15.105
74375 | Hubbell | HC6AR03X24 | P-CORD, ASCENT,CAT6A,RD,3FT,24PK | PK |  | 1 Year | 379 | 5% | 360.05
74376 | Hubbell | HC6AR05 | P-CORD, ASCENT,CAT6A,SLIM,RD,5FT | EA |  | 1 Year | 18.95 | 5% | 18.0025
74377 | Hubbell | HC6AR05CO | P-CORD, ASCENT,CAT6A,SLIM,RD,CO,5FT | EA |  | 1 Year | 18.95 | 5% | 18.0025
74378 | Hubbell | HC6AR05X24 | P-CORD, ASCENT,CAT6A,RD,5FT,24PK | PK |  | 1 Year | 454 | 5% | 431.3
74379 | Hubbell | HC6AR07 | P-CORD, ASCENT,CAT6A,SLIM,RD,7FT | EA |  | 1 Year | 21.9 | 5% | 20.805
74380 | Hubbell | HC6AR07CO | P-CORD, ASCENT,CAT6A,SLIM,RD,CO,7FT | EA |  | 1 Year | 21.9 | 5% | 20.805
74381 | Hubbell | HC6AR07X24 | P-CORD, ASCENT,CAT6A,RD,7FT,24PK | PK |  | 1 Year | 524 | 5% | 497.8
74382 | Hubbell | HC6AR10 | P-CORD, ASCENT,CAT6A,SLIM,RD,10FT | EA |  | 1 Year | 26.6 | 5% | 25.27
74383 | Hubbell | HC6AR100 | P-CORD, ASCENT,CAT6A,SLIM,RD,100FT | EA |  | 1 Year | 164 | 5% | 155.8
74384 | Hubbell | HC6AR10CO | P-CORD, ASCENT,CAT6A,SLIM,RD,CO,10FT | EA |  | 1 Year | 26.6 | 5% | 25.27
74385 | Hubbell | HC6AR10X24 | P-CORD, ASCENT,CAT6A,RD,10FT,24PK | PK |  | 1 Year | 637 | 5% | 605.15
74386 | Hubbell | HC6AR15 | P-CORD, ASCENT,CAT6A,SLIM,RD,15FT | EA |  | 1 Year | 34.05 | 5% | 32.3475
74387 | Hubbell | HC6AR15X24 | P-CORD, ASCENT,CAT6A,RD,15FT,24PK | PK |  | 1 Year | 818 | 5% | 777.1
74388 | Hubbell | HC6AR20 | P-CORD, ASCENT,CAT6A,SLIM,RD,20FT | EA |  | 1 Year | 41.7 | 5% | 39.615
74389 | Hubbell | HC6AR25 | P-CORD, ASCENT,CAT6A,SLIM,RD,25FT | EA |  | 1 Year | 49.3 | 5% | 46.835
74390 | Hubbell | HC6AR30 | P-CORD, ASCENT,CAT6A,SLIM,RD,30FT | EA |  | 1 Year | 56.95 | 5% | 54.1025
74391 | Hubbell | HC6AR35 | P-CORD, ASCENT,CAT6A,SLIM,RD,35FT | EA |  | 1 Year | 64.4 | 5% | 61.18
74392 | Hubbell | HC6AR40 | P-CORD, ASCENT,CAT6A,SLIM,RD,40FT | EA |  | 1 Year | 72.15 | 5% | 68.5425
74393 | Hubbell | HC6AR45 | P-CORD, ASCENT,CAT6A,SLIM,RD,45FT | EA |  | 1 Year | 79.8 | 5% | 75.81
74394 | Hubbell | HC6AR50 | P-CORD, ASCENT,CAT6A,SLIM,RD,50FT | EA |  | 1 Year | 87.4 | 5% | 83.03
74395 | Hubbell | HC6AR55 | P-CORD, ASCENT,CAT6A,SLIM,RD,55FT | EA |  | 1 Year | 95.05 | 5% | 90.2975
74396 | Hubbell | HC6AR60 | P-CORD, ASCENT,CAT6A,SLIM,RD,60FT | EA |  | 1 Year | 103 | 5% | 97.85
74397 | Hubbell | HC6AR65 | P-CORD, ASCENT,CAT6A,SLIM,RD,65FT | EA |  | 1 Year | 111 | 5% | 105.45
74398 | Hubbell | HC6AR70 | P-CORD, ASCENT,CAT6A,SLIM,RD,70FT | EA |  | 1 Year | 118 | 5% | 112.1
74399 | Hubbell | HC6AR75 | P-CORD, ASCENT,CAT6A,SLIM,RD,75FT | EA |  | 1 Year | 126 | 5% | 119.7
74400 | Hubbell | HC6AR80 | P-CORD, ASCENT,CAT6A,SLIM,RD,80FT | EA |  | 1 Year | 134 | 5% | 127.3
74401 | Hubbell | HC6AR85 | P-CORD, ASCENT,CAT6A,SLIM,RD,85FT | EA |  | 1 Year | 141 | 5% | 133.95
74402 | Hubbell | HC6AR90 | P-CORD, ASCENT,CAT6A,SLIM,RD,90FT | EA |  | 1 Year | 149 | 5% | 141.55
74403 | Hubbell | HC6AR95 | P-CORD, ASCENT,CAT6A,SLIM,RD,95FT | EA |  | 1 Year | 156 | 5% | 148.2
74404 | Hubbell | HC6AW006 | P-CORD, NEXTSPEED,CAT6A,SNAG BOOT,WH,6IN | EA |  | 1 Year | 11.9 | 5% | 11.305
74405 | Hubbell | HC6AW01 | P-CORD, ASCENT,CAT6A,SLIM,WH,1FT | EA |  | 1 Year | 12.65 | 5% | 12.0175
74406 | Hubbell | HC6AW01X24 | P-CORD, ASCENT,CAT6A,WH,1FT,24PK | PK |  | 1 Year | 305 | 5% | 289.75
74407 | Hubbell | HC6AW03 | P-CORD, ASCENT,CAT6A,SLIM,WH,3FT | EA |  | 1 Year | 15.9 | 5% | 15.105
74408 | Hubbell | HC6AW03P | P-CORD, ASCENT,CAT6A,PLENUM,WH,3FT | EA |  | 1 Year | 31.55 | 5% | 29.9725
74409 | Hubbell | HC6AW03X24 | P-CORD, ASCENT,CAT6A,WH,3FT,24PK | PK |  | 1 Year | 379 | 5% | 360.05
74410 | Hubbell | HC6AW05 | P-CORD, ASCENT,CAT6A,SLIM,WH,5FT | EA |  | 1 Year | 18.95 | 5% | 18.0025
74411 | Hubbell | HC6AW05P | P-CORD, ASCENT,CAT6A,PLENUM,WH,5FT | EA |  | 1 Year | 37.65 | 5% | 35.7675
74412 | Hubbell | HC6AW05X24 | P-CORD, ASCENT,CAT6A,WH,5FT,24PK | PK |  | 1 Year | 454 | 5% | 431.3
74413 | Hubbell | HC6AW07 | P-CORD, ASCENT,CAT6A,SLIM,WH,7FT | EA |  | 1 Year | 21.9 | 5% | 20.805
74414 | Hubbell | HC6AW07P | P-CORD, ASCENT,CAT6A,PLENUM,WH,7FT | EA |  | 1 Year | 43.45 | 5% | 41.2775
74415 | Hubbell | HC6AW07X24 | P-CORD, ASCENT,CAT6A,WH,7FT,24PK | PK |  | 1 Year | 524 | 5% | 497.8
74416 | Hubbell | HC6AW10 | P-CORD, ASCENT,CAT6A,SLIM,WH,10FT | EA |  | 1 Year | 26.6 | 5% | 25.27
74417 | Hubbell | HC6AW100 | P-CORD, ASCENT,CAT6A,SLIM,WH,100FT | EA |  | 1 Year | 164 | 5% | 155.8
74418 | Hubbell | HC6AW10P | P-CORD, ASCENT,CAT6A,PLENUM,WH,10FT | EA |  | 1 Year | 52.9 | 5% | 50.255
74419 | Hubbell | HC6AW10X24 | P-CORD, ASCENT,CAT6A,WH,10FT,24PK | PK |  | 1 Year | 637 | 5% | 605.15
74420 | Hubbell | HC6AW15 | P-CORD, ASCENT,CAT6A,SLIM,WH,15FT | EA |  | 1 Year | 34.05 | 5% | 32.3475
74421 | Hubbell | HC6AW15P | P-CORD, ASCENT,CAT6A,PLENUM,WH,15FT | EA |  | 1 Year | 68 | 5% | 64.6
74422 | Hubbell | HC6AW15X24 | P-CORD, ASCENT,CAT6A,WH,15FT,24PK | PK |  | 1 Year | 818 | 5% | 777.1
74423 | Hubbell | HC6AW20 | P-CORD, ASCENT,CAT6A,SLIM,WH,20FT | EA |  | 1 Year | 41.7 | 5% | 39.615
74424 | Hubbell | HC6AW25 | P-CORD, ASCENT,CAT6A,SLIM,WH,25FT | EA |  | 1 Year | 49.3 | 5% | 46.835
74425 | Hubbell | HC6AW30 | P-CORD, ASCENT,CAT6A,SLIM,WH,30FT | EA |  | 1 Year | 56.95 | 5% | 54.1025
74426 | Hubbell | HC6AW35 | P-CORD, ASCENT,CAT6A,SLIM,WH,35FT | EA |  | 1 Year | 64.4 | 5% | 61.18
74427 | Hubbell | HC6AW40 | P-CORD, ASCENT,CAT6A,SLIM,WH,40FT | EA |  | 1 Year | 72.15 | 5% | 68.5425
74428 | Hubbell | HC6AW45 | P-CORD, ASCENT,CAT6A,SLIM,WH,45FT | EA |  | 1 Year | 79.8 | 5% | 75.81
74429 | Hubbell | HC6AW50 | P-CORD, ASCENT,CAT6A,SLIM,WH,50FT | EA |  | 1 Year | 87.4 | 5% | 83.03
74430 | Hubbell | HC6AW55 | P-CORD, ASCENT,CAT6A,SLIM,WH,55FT | EA |  | 1 Year | 95.05 | 5% | 90.2975
74431 | Hubbell | HC6AW60 | P-CORD, ASCENT,CAT6A,SLIM,WH,60FT | EA |  | 1 Year | 103 | 5% | 97.85
74432 | Hubbell | HC6AW65 | P-CORD, ASCENT,CAT6A,SLIM,WH,65FT | EA |  | 1 Year | 111 | 5% | 105.45
74433 | Hubbell | HC6AW70 | P-CORD, ASCENT,CAT6A,SLIM,WH,70FT | EA |  | 1 Year | 118 | 5% | 112.1
74434 | Hubbell | HC6AW75 | P-CORD, ASCENT,CAT6A,SLIM,WH,75FT | EA |  | 1 Year | 126 | 5% | 119.7
74435 | Hubbell | HC6AW80 | P-CORD, ASCENT,CAT6A,SLIM,WH,80FT | EA |  | 1 Year | 134 | 5% | 127.3
74436 | Hubbell | HC6AW85 | P-CORD, ASCENT,CAT6A,SLIM,WH,85FT | EA |  | 1 Year | 141 | 5% | 133.95
74437 | Hubbell | HC6AW90 | P-CORD, ASCENT,CAT6A,SLIM,WH,90FT | EA |  | 1 Year | 149 | 5% | 141.55
74438 | Hubbell | HC6AW95 | P-CORD, ASCENT,CAT6A,SLIM,WH,95FT | EA |  | 1 Year | 156 | 5% | 148.2
74439 | Hubbell | HC6AY006 | P-CORD, NEXTSPEED,CAT6A,SNAG BOOT,YL,6IN | EA |  | 1 Year | 11.9 | 5% | 11.305
74440 | Hubbell | HC6AY01 | P-CORD, ASCENT,CAT6A,SLIM,YL,1FT | EA |  | 1 Year | 12.65 | 5% | 12.0175
74441 | Hubbell | HC6AY018 | P-CORD,NEXTSPEED,CAT6A,SNAG BOOT,YL,18IN | EA |  | 1 Year | 13.65 | 5% | 12.9675
74442 | Hubbell | HC6AY01X24 | P-CORD, ASCENT,CAT6A,YL,1FT,24PK | PK |  | 1 Year | 305 | 5% | 289.75
74443 | Hubbell | HC6AY03 | P-CORD, ASCENT,CAT6A,SLIM,YL,3FT | EA |  | 1 Year | 15.9 | 5% | 15.105
74444 | Hubbell | HC6AY03P | P-CORD, ASCENT,CAT6A,PLENUM,YL,3FT | EA |  | 1 Year | 31.55 | 5% | 29.9725
74445 | Hubbell | HC6AY03SP | P-CORD,NEXTSPEED,C6A,SECURE BOOT,YL,3FT | EA |  | 1 Year | 24.3 | 5% | 23.085
74446 | Hubbell | HC6AY03X24 | P-CORD, ASCENT,CAT6A,YL,3FT,24PK | PK |  | 1 Year | 379 | 5% | 360.05
74447 | Hubbell | HC6AY05 | P-CORD, ASCENT,CAT6A,SLIM,YL,5FT | EA |  | 1 Year | 18.95 | 5% | 18.0025
74448 | Hubbell | HC6AY05P | P-CORD, ASCENT,CAT6A,PLENUM,YL,5FT | EA |  | 1 Year | 37.65 | 5% | 35.7675
74449 | Hubbell | HC6AY05SP | P-CORD,NEXTSPEED,C6A,SECURE BOOT,YL,5FT | EA |  | 1 Year | 27.15 | 5% | 25.7925
74450 | Hubbell | HC6AY05X24 | P-CORD, ASCENT,CAT6A,YL,5FT,24PK | PK |  | 1 Year | 454 | 5% | 431.3
74451 | Hubbell | HC6AY07 | P-CORD, ASCENT,CAT6A,SLIM,YL,7FT | EA |  | 1 Year | 21.9 | 5% | 20.805
74452 | Hubbell | HC6AY07P | P-CORD, ASCENT,CAT6A,PLENUM,YL,7FT | EA |  | 1 Year | 43.45 | 5% | 41.2775
74453 | Hubbell | HC6AY07SP | P-CORD,NEXTSPEED,C6A,SECURE BOOT,YL,7FT | EA |  | 1 Year | 30 | 5% | 28.5
74454 | Hubbell | HC6AY07X24 | P-CORD, ASCENT,CAT6A,YL,7FT,24PK | PK |  | 1 Year | 524 | 5% | 497.8
74455 | Hubbell | HC6AY10 | P-CORD, ASCENT,CAT6A,SLIM,YL,10FT | EA |  | 1 Year | 26.6 | 5% | 25.27
74456 | Hubbell | HC6AY100 | P-CORD, ASCENT,CAT6A,SLIM,YL,100FT | EA |  | 1 Year | 164 | 5% | 155.8
74457 | Hubbell | HC6AY10P | P-CORD, ASCENT,CAT6A,PLENUM,YL,10FT | EA |  | 1 Year | 52.9 | 5% | 50.255
74458 | Hubbell | HC6AY10SP | P-CORD,NEXTSPEED,C6A,SECUREBOOT,YL,10FT | EA |  | 1 Year | 34.45 | 5% | 32.7275
74459 | Hubbell | HC6AY10X24 | P-CORD, ASCENT,CAT6A,YL,10FT,24PK | PK |  | 1 Year | 637 | 5% | 605.15
74460 | Hubbell | HC6AY15 | P-CORD, ASCENT,CAT6A,SLIM,YL,15FT | EA |  | 1 Year | 34.05 | 5% | 32.3475
74461 | Hubbell | HC6AY15P | P-CORD, ASCENT,CAT6A,PLENUM,YL,15FT | EA |  | 1 Year | 68 | 5% | 64.6
74462 | Hubbell | HC6AY15SP | P-CORD,NEXTSPEED,C6A,SECUREBOOT,YL,15FT | EA |  | 1 Year | 41.6 | 5% | 39.52
74463 | Hubbell | HC6AY15X24 | P-CORD, ASCENT,CAT6A,YL,15FT,24PK | PK |  | 1 Year | 818 | 5% | 777.1
74464 | Hubbell | HC6AY20 | P-CORD, ASCENT,CAT6A,SLIM,YL,20FT | EA |  | 1 Year | 41.7 | 5% | 39.615
74465 | Hubbell | HC6AY20SP | P-CORD,NEXTSPEED,C6A,SECUREBOOT,YL,20FT | EA |  | 1 Year | 48.8 | 5% | 46.36
74466 | Hubbell | HC6AY25 | P-CORD, ASCENT,CAT6A,SLIM,YL,25FT | EA |  | 1 Year | 49.3 | 5% | 46.835
74467 | Hubbell | HC6AY25SP | P-CORD,NEXTSPEED,C6A,SECUREBOOT,YL,25FT | EA |  | 1 Year | 56.2 | 5% | 53.39
74468 | Hubbell | HC6AY30 | P-CORD, ASCENT,CAT6A,SLIM,YL,30FT | EA |  | 1 Year | 56.95 | 5% | 54.1025
74469 | Hubbell | HC6AY35 | P-CORD, ASCENT,CAT6A,SLIM,YL,35FT | EA |  | 1 Year | 64.4 | 5% | 61.18
74470 | Hubbell | HC6AY40 | P-CORD, ASCENT,CAT6A,SLIM,YL,40FT | EA |  | 1 Year | 72.15 | 5% | 68.5425
74471 | Hubbell | HC6AY45 | P-CORD, ASCENT,CAT6A,SLIM,YL,45FT | EA |  | 1 Year | 79.8 | 5% | 75.81
74472 | Hubbell | HC6AY50 | P-CORD, ASCENT,CAT6A,SLIM,YL,50FT | EA |  | 1 Year | 87.4 | 5% | 83.03
74473 | Hubbell | HC6AY55 | P-CORD, ASCENT,CAT6A,SLIM,YL,55FT | EA |  | 1 Year | 95.05 | 5% | 90.2975
74474 | Hubbell | HC6AY60 | P-CORD, ASCENT,CAT6A,SLIM,YL,60FT | EA |  | 1 Year | 103 | 5% | 97.85
74475 | Hubbell | HC6AY65 | P-CORD, ASCENT,CAT6A,SLIM,YL,65FT | EA |  | 1 Year | 111 | 5% | 105.45
74476 | Hubbell | HC6AY70 | P-CORD, ASCENT,CAT6A,SLIM,YL,70FT | EA |  | 1 Year | 118 | 5% | 112.1
74477 | Hubbell | HC6AY75 | P-CORD, ASCENT,CAT6A,SLIM,YL,75FT | EA |  | 1 Year | 126 | 5% | 119.7
74478 | Hubbell | HC6AY80 | P-CORD, ASCENT,CAT6A,SLIM,YL,80FT | EA |  | 1 Year | 134 | 5% | 127.3
74479 | Hubbell | HC6AY85 | P-CORD, ASCENT,CAT6A,SLIM,YL,85FT | EA |  | 1 Year | 141 | 5% | 133.95
74480 | Hubbell | HC6AY90 | P-CORD, ASCENT,CAT6A,SLIM,YL,90FT | EA |  | 1 Year | 149 | 5% | 141.55
74481 | Hubbell | HC6AY95 | P-CORD, ASCENT,CAT6A,SLIM,YL,95FT | EA |  | 1 Year | 156 | 5% | 148.2
74482 | Hubbell | HC6B006 | P-CORD, NEXTSPEED,CAT6,SLIM,BL, 6IN | EA |  | 1 Year | 7.85 | 5% | 7.4575
74483 | Hubbell | HC6B01 | P-CORD, NEXTSPEED,CAT6,SLIM,BL,1FT | EA |  | 1 Year | 8.5 | 5% | 8.075
74484 | Hubbell | HC6B01SP | P-CORD,NEXTSPEED,CAT6,SECURE BOOT,BL,1FT | EA |  | 1 Year | 20.5 | 5% | 19.475
74485 | Hubbell | HC6B01X24 | P-CORD, NEXTSPEED,CAT6,BL,1FT,24PK | PK |  | 1 Year | 203 | 5% | 192.85
74486 | Hubbell | HC6B02 | P-CORD, NEXTSPEED,CAT6,SLIM,BL, 2FT | EA |  | 1 Year | 9.15 | 5% | 8.6925
74487 | Hubbell | HC6B02SP | P-CORD,NEXTSPEED,CAT6,SECURE BOOT,BL,2FT | EA |  | 1 Year | 21.4 | 5% | 20.33
74488 | Hubbell | HC6B03 | P-CORD, NEXTSPEED,CAT6,SLIM,BL,3FT | EA |  | 1 Year | 9.8 | 5% | 9.31
74489 | Hubbell | HC6B03P | P-CORD, NEXTSPEED,CAT6,PLENUM,BL,3FT | EA |  | 1 Year | 19.5 | 5% | 18.525
74490 | Hubbell | HC6B03SP | P-CORD,NEXTSPEED,CAT6,SECURE BOOT,BL,3FT | EA |  | 1 Year | 22.25 | 5% | 21.1375
74491 | Hubbell | HC6B03X24 | P-CORD, NEXTSPEED,CAT6,BL,3FT,24PK | PK |  | 1 Year | 235 | 5% | 223.25
74492 | Hubbell | HC6B04 | P-CORD, NEXTSPEED,CAT6,SLIM,BL, 4FT | EA |  | 1 Year | 10.35 | 5% | 9.8325
74493 | Hubbell | HC6B04SP | P-CORD,NEXTSPEED,CAT6,SECURE BOOT,BL,4FT | EA |  | 1 Year | 23 | 5% | 21.85
74494 | Hubbell | HC6B05 | P-CORD, NEXTSPEED,CAT6,SLIM,BL,5FT | EA |  | 1 Year | 11.2 | 5% | 10.64
74495 | Hubbell | HC6B05P | P-CORD, NEXTSPEED,CAT6,PLENUM,BL,5FT | EA |  | 1 Year | 22.05 | 5% | 20.9475
74496 | Hubbell | HC6B05SP | P-CORD,NEXTSPEED,CAT6,SECURE BOOT,BL,5FT | EA |  | 1 Year | 24 | 5% | 22.8
74497 | Hubbell | HC6B05X24 | P-CORD, NEXTSPEED,CAT6,BL,5FT,24PK | PK |  | 1 Year | 268 | 5% | 254.6
74498 | Hubbell | HC6B06SP | P-CORD,NEXTSPEED,CAT6,SECURE BOOT,BL,6FT | EA |  | 1 Year | 24.75 | 5% | 23.5125
74499 | Hubbell | HC6B07 | P-CORD, NEXTSPEED,CAT6,SLIM,BL,7FT | EA |  | 1 Year | 12.4 | 5% | 11.78
74500 | Hubbell | HC6B07P | P-CORD, NEXTSPEED,CAT6,PLENUM,BL,7FT | EA |  | 1 Year | 24.75 | 5% | 23.5125
74501 | Hubbell | HC6B07SP | P-CORD,NEXTSPEED,CAT6,SECURE BOOT,BL,7FT | EA |  | 1 Year | 25.5 | 5% | 24.225
74502 | Hubbell | HC6B07X24 | P-CORD, NEXTSPEED,CAT6,BL,7FT,24PK | PK |  | 1 Year | 298 | 5% | 283.1
74503 | Hubbell | HC6B08SP | P-CORD,NEXTSPEED,CAT6,SECURE BOOT,BL,8FT | EA |  | 1 Year | 26.4 | 5% | 25.08
74504 | Hubbell | HC6B09SP | P-CORD,NEXTSPEED,CAT6,SECURE BOOT,BL,9FT | EA |  | 1 Year | 27.25 | 5% | 25.8875
74505 | Hubbell | HC6B10 | P-CORD, NEXTSPEED,CAT6,SLIM,BL,10FT | EA |  | 1 Year | 14.3 | 5% | 13.585
74506 | Hubbell | HC6B100 | P-CORD, NEXTSPEED,CAT6,SLIM,BL,100FT | EA |  | 1 Year | 74.2 | 5% | 70.49
74507 | Hubbell | HC6B10P | P-CORD, NEXTSPEED,CAT6,PLENUM,BL,10FT | EA |  | 1 Year | 28.45 | 5% | 27.0275
74508 | Hubbell | HC6B10SP | P-CORD,NEXTSPEED,CAT6,SECUREBOOT,BL,10FT | EA |  | 1 Year | 27.95 | 5% | 26.5525
74509 | Hubbell | HC6B10X24 | P-CORD, NEXTSPEED,CAT6,BL,10FT,24PK | PK |  | 1 Year | 342 | 5% | 324.9
74510 | Hubbell | HC6B11SP | P-CORD,NEXTSPEED,CAT6,SECUREBOOT,BL,11FT | EA |  | 1 Year | 28.9 | 5% | 27.455
74511 | Hubbell | HC6B12 | P-CORD, NEXTSPEED,CAT6,SLIM,BL,12FT | EA |  | 1 Year | 15.6 | 5% | 14.82
74512 | Hubbell | HC6B12SP | P-CORD,NEXTSPEED,CAT6,SECUREBOOT,BL,12FT | EA |  | 1 Year | 29.7 | 5% | 28.215
74513 | Hubbell | HC6B13SP | P-CORD,NEXTSPEED,CAT6,SECUREBOOT,BL,13FT | EA |  | 1 Year | 30.55 | 5% | 29.0225
74514 | Hubbell | HC6B14SP | P-CORD,NEXTSPEED,CAT6,SECUREBOOT,BL,14FT | EA |  | 1 Year | 31.4 | 5% | 29.83
74515 | Hubbell | HC6B15 | P-CORD, NEXTSPEED,CAT6,SLIM,BL,15FT | EA |  | 1 Year | 17.75 | 5% | 16.8625
74516 | Hubbell | HC6B15SP | P-CORD,NEXTSPEED,CAT6,SECUREBOOT,BL,15FT | EA |  | 1 Year | 32.2 | 5% | 30.59
74517 | Hubbell | HC6B15X24 | P-CORD, NEXTSPEED,CAT6,BL,15FT,24PK | PK |  | 1 Year | 425 | 5% | 403.75
74518 | Hubbell | HC6B20 | P-CORD, NEXTSPEED,CAT6,SLIM,BL,20FT | EA |  | 1 Year | 20.95 | 5% | 19.9025
74519 | Hubbell | HC6B20SP | P-CORD,NEXTSPEED,CAT6,SECUREBOOT,BL,20FT | EA |  | 1 Year | 36.35 | 5% | 34.5325
74520 | Hubbell | HC6B25 | P-CORD, NEXTSPEED,CAT6,SLIM,BL,25FT | EA |  | 1 Year | 24.45 | 5% | 23.2275
74521 | Hubbell | HC6B25SP | P-CORD,NEXTSPEED,CAT6,SECUREBOOT,BL,25FT | EA |  | 1 Year | 40.5 | 5% | 38.475
74522 | Hubbell | HC6B30 | P-CORD, NEXTSPEED,CAT6,SLIM,BL,30FT | EA |  | 1 Year | 27.6 | 5% | 26.22
74523 | Hubbell | HC6B35 | P-CORD, NEXTSPEED,CAT6,SLIM,BL,35FT | EA |  | 1 Year | 31 | 5% | 29.45
74524 | Hubbell | HC6B40 | P-CORD, NEXTSPEED,CAT6,SLIM,BL,40FT | EA |  | 1 Year | 34.35 | 5% | 32.6325
74525 | Hubbell | HC6B45 | P-CORD, NEXTSPEED,CAT6,SLIM,BL,45FT | EA |  | 1 Year | 37.75 | 5% | 35.8625
74526 | Hubbell | HC6B50 | P-CORD, NEXTSPEED,CAT6,SLIM,BL,50FT | EA |  | 1 Year | 40.9 | 5% | 38.855
74527 | Hubbell | HC6B55 | P-CORD, NEXTSPEED,CAT6,SLIM,BL,55FT | EA |  | 1 Year | 44.3 | 5% | 42.085
74528 | Hubbell | HC6B60 | P-CORD, NEXTSPEED,CAT6,SLIM,BL,60FT | EA |  | 1 Year | 47.7 | 5% | 45.315
74529 | Hubbell | HC6B65 | P-CORD, NEXTSPEED,CAT6,SLIM,BL,65FT | EA |  | 1 Year | 50.95 | 5% | 48.4025
74530 | Hubbell | HC6B70 | P-CORD, NEXTSPEED,CAT6,SLIM,BL,70FT | EA |  | 1 Year | 56.4 | 5% | 53.58
74531 | Hubbell | HC6B75 | P-CORD, NEXTSPEED,CAT6,SLIM,BL,75FT | EA |  | 1 Year | 57.5 | 5% | 54.625
74532 | Hubbell | HC6B80 | P-CORD, NEXTSPEED,CAT6,SLIM,BL,80FT | EA |  | 1 Year | 60.9 | 5% | 57.855
74533 | Hubbell | HC6B85 | P-CORD, NEXTSPEED,CAT6,SLIM,BL,85FT | EA |  | 1 Year | 64.15 | 5% | 60.9425
74534 | Hubbell | HC6B90 | P-CORD, NEXTSPEED,CAT6,SLIM,BL,90FT | EA |  | 1 Year | 67.55 | 5% | 64.1725
74535 | Hubbell | HC6B95 | P-CORD, NEXTSPEED,CAT6,SLIM,BL,95FT | EA |  | 1 Year | 70.85 | 5% | 67.3075
74536 | Hubbell | HC6BK006 | P-CORD, NEXTSPEED,CAT6,SNAG BOOT,BK, 6IN | EA |  | 1 Year | 7.85 | 5% | 7.4575
74537 | Hubbell | HC6BK01 | P-CORD, NEXTSPEED,CAT6,SLIM,BK,1FT | EA |  | 1 Year | 8.5 | 5% | 8.075
74538 | Hubbell | HC6BK018 | P-CORD, NEXTSPEED,CAT6,SNAG BOOT,BK,18IN | EA |  | 1 Year | 8.8 | 5% | 8.36
74539 | Hubbell | HC6BK01SP | P-CORD,NEXTSPEED,CAT6,SECURE BOOT,BK,1FT | EA |  | 1 Year | 20.5 | 5% | 19.475
74540 | Hubbell | HC6BK01X24 | P-CORD, NEXTSPEED,CAT6,BK,1FT,24PK | PK |  | 1 Year | 203 | 5% | 192.85
74541 | Hubbell | HC6BK02SP | P-CORD,NEXTSPEED,CAT6,SECURE BOOT,BK,2FT | EA |  | 1 Year | 21.4 | 5% | 20.33
74542 | Hubbell | HC6BK03 | P-CORD, NEXTSPEED,CAT6,SLIM,BK,3FT | EA |  | 1 Year | 9.8 | 5% | 9.31
74543 | Hubbell | HC6BK03SP | P-CORD,NEXTSPEED,CAT6,SECURE BOOT,BK,3FT | EA |  | 1 Year | 22.25 | 5% | 21.1375
74544 | Hubbell | HC6BK03X24 | P-CORD, NEXTSPEED,CAT6,BK,3FT,24PK | PK |  | 1 Year | 235 | 5% | 223.25
74545 | Hubbell | HC6BK04SP | P-CORD,NEXTSPEED,CAT6,SECURE BOOT,BK,4FT | EA |  | 1 Year | 23 | 5% | 21.85
74546 | Hubbell | HC6BK05 | P-CORD, NEXTSPEED,CAT6,SLIM,BK,5FT | EA |  | 1 Year | 11.2 | 5% | 10.64
74547 | Hubbell | HC6BK05SP | P-CORD,NEXTSPEED,CAT6,SECURE BOOT,BK,5FT | EA |  | 1 Year | 24 | 5% | 22.8
74548 | Hubbell | HC6BK05X24 | P-CORD, NEXTSPEED,CAT6,BK,5FT,24PK | PK |  | 1 Year | 268 | 5% | 254.6
74549 | Hubbell | HC6BK06 | P-CORD, NEXTSPEED,CAT6,SLIM,BK, 6FT | EA |  | 1 Year | 11.35 | 5% | 10.7825
74550 | Hubbell | HC6BK06SP | P-CORD,NEXTSPEED,CAT6,SECURE BOOT,BK,6FT | EA |  | 1 Year | 24.75 | 5% | 23.5125
74551 | Hubbell | HC6BK07 | P-CORD, NEXTSPEED,CAT6,SLIM,BK,7FT | EA |  | 1 Year | 12.4 | 5% | 11.78
74552 | Hubbell | HC6BK07SP | P-CORD,NEXTSPEED,CAT6,SECURE BOOT,BK,7FT | EA |  | 1 Year | 25.5 | 5% | 24.225
74553 | Hubbell | HC6BK07X24 | P-CORD, NEXTSPEED,CAT6,BK,7FT,24PK | PK |  | 1 Year | 298 | 5% | 283.1
74554 | Hubbell | HC6BK08SP | P-CORD,NEXTSPEED,CAT6,SECURE BOOT,BK,8FT | EA |  | 1 Year | 26.4 | 5% | 25.08
74555 | Hubbell | HC6BK09SP | P-CORD,NEXTSPEED,CAT6,SECURE BOOT,BK,9FT | EA |  | 1 Year | 27.25 | 5% | 25.8875
74556 | Hubbell | HC6BK10 | P-CORD, NEXTSPEED,CAT6,SLIM,BK,10FT | EA |  | 1 Year | 14.3 | 5% | 13.585
74557 | Hubbell | HC6BK100 | P-CORD, NEXTSPEED,CAT6,SLIM,BK,100FT | EA |  | 1 Year | 74.2 | 5% | 70.49
74558 | Hubbell | HC6BK10SP | P-CORD,NEXTSPEED,CAT6,SECUREBOOT,BK,10FT | EA |  | 1 Year | 27.95 | 5% | 26.5525
74559 | Hubbell | HC6BK10X24 | P-CORD, NEXTSPEED,CAT6,BK,10FT,24PK | PK |  | 1 Year | 342 | 5% | 324.9
74560 | Hubbell | HC6BK11SP | P-CORD,NEXTSPEED,CAT6,SECUREBOOT,BK,11FT | EA |  | 1 Year | 28.9 | 5% | 27.455
74561 | Hubbell | HC6BK12 | P-CORD, NEXTSPEED,CAT6,SLIM,BK,12FT | EA |  | 1 Year | 15.6 | 5% | 14.82
74562 | Hubbell | HC6BK12SP | P-CORD,NEXTSPEED,CAT6,SECUREBOOT,BK,12FT | EA |  | 1 Year | 29.7 | 5% | 28.215
74563 | Hubbell | HC6BK13SP | P-CORD,NEXTSPEED,CAT6,SECUREBOOT,BK,13FT | EA |  | 1 Year | 30.55 | 5% | 29.0225
74564 | Hubbell | HC6BK14SP | P-CORD,NEXTSPEED,CAT6,SECUREBOOT,BK,14FT | EA |  | 1 Year | 31.4 | 5% | 29.83
74565 | Hubbell | HC6BK15 | P-CORD, NEXTSPEED,CAT6,SLIM,BK,15FT | EA |  | 1 Year | 17.75 | 5% | 16.8625
74566 | Hubbell | HC6BK15SP | P-CORD,NEXTSPEED,CAT6,SECUREBOOT,BK,15FT | EA |  | 1 Year | 32.2 | 5% | 30.59
74567 | Hubbell | HC6BK15X24 | P-CORD, NEXTSPEED,CAT6,BK,15FT,24PK | PK |  | 1 Year | 425 | 5% | 403.75
74568 | Hubbell | HC6BK20 | P-CORD, NEXTSPEED,CAT6,SLIM,BK,20FT | EA |  | 1 Year | 20.95 | 5% | 19.9025
74569 | Hubbell | HC6BK20SP | P-CORD,NEXTSPEED,CAT6,SECUREBOOT,BK,20FT | EA |  | 1 Year | 36.35 | 5% | 34.5325
74570 | Hubbell | HC6BK25 | P-CORD, NEXTSPEED,CAT6,SLIM,BK,25FT | EA |  | 1 Year | 24.45 | 5% | 23.2275
74571 | Hubbell | HC6BK30 | P-CORD, NEXTSPEED,CAT6,SLIM,BK,30FT | EA |  | 1 Year | 27.6 | 5% | 26.22
74572 | Hubbell | HC6BK35 | P-CORD, NEXTSPEED,CAT6,SLIM,BK,35FT | EA |  | 1 Year | 31 | 5% | 29.45
74573 | Hubbell | HC6BK40 | P-CORD, NEXTSPEED,CAT6,SLIM,BK,40FT | EA |  | 1 Year | 34.35 | 5% | 32.6325
74574 | Hubbell | HC6BK45 | P-CORD, NEXTSPEED,CAT6,SLIM,BK,45FT | EA |  | 1 Year | 37.75 | 5% | 35.8625
74575 | Hubbell | HC6BK50 | P-CORD, NEXTSPEED,CAT6,SLIM,BK,50FT | EA |  | 1 Year | 40.9 | 5% | 38.855
74576 | Hubbell | HC6BK55 | P-CORD, NEXTSPEED,CAT6,SLIM,BK,55FT | EA |  | 1 Year | 44.3 | 5% | 42.085
74577 | Hubbell | HC6BK60 | P-CORD, NEXTSPEED,CAT6,SLIM,BK,60FT | EA |  | 1 Year | 47.7 | 5% | 45.315
74578 | Hubbell | HC6BK65 | P-CORD, NEXTSPEED,CAT6,SLIM,BK,65FT | EA |  | 1 Year | 50.95 | 5% | 48.4025
74579 | Hubbell | HC6BK70 | P-CORD, NEXTSPEED,CAT6,SLIM,BK,70FT | EA |  | 1 Year | 56.4 | 5% | 53.58
74580 | Hubbell | HC6BK75 | P-CORD, NEXTSPEED,CAT6,SLIM,BK,75FT | EA |  | 1 Year | 57.5 | 5% | 54.625
74581 | Hubbell | HC6BK80 | P-CORD, NEXTSPEED,CAT6,SLIM,BK,80FT | EA |  | 1 Year | 60.9 | 5% | 57.855
74582 | Hubbell | HC6BK85 | P-CORD, NEXTSPEED,CAT6,SLIM,BK,85FT | EA |  | 1 Year | 64.15 | 5% | 60.9425
74583 | Hubbell | HC6BK90 | P-CORD, NEXTSPEED,CAT6,SLIM,BK,90FT | EA |  | 1 Year | 67.55 | 5% | 64.1725
74584 | Hubbell | HC6BK95 | P-CORD, NEXTSPEED,CAT6,SLIM,BK,95FT | EA |  | 1 Year | 70.85 | 5% | 67.3075
74585 | Hubbell | HC6BN03SP | P-CORD,NEXTSPEED,C6,SECURE BOOT,BN,3FT | EA |  | 1 Year | 22.25 | 5% | 21.1375
74586 | Hubbell | HC6BN05SP | P-CORD,NEXTSPEED,C6,SECURE BOOT,BN,5FT | EA |  | 1 Year | 24 | 5% | 22.8
74587 | Hubbell | HC6BN07SP | P-CORD,NEXTSPEED,C6,SECURE BOOT,BN,7FT | EA |  | 1 Year | 25.5 | 5% | 24.225
74588 | Hubbell | HC6BN10SP | P-CORD,NEXTSPEED,C6,SECUREBOOT,BN,10FT | EA |  | 1 Year | 27.95 | 5% | 26.5525
74589 | Hubbell | HC6BN15SP | P-CORD,NEXTSPEED,C6,SECUREBOOT,BN,15FT | EA |  | 1 Year | 32.2 | 5% | 30.59
74590 | Hubbell | HC6BN20SP | P-CORD,NEXTSPEED,C6,SECUREBOOT,BN,20FT | EA |  | 1 Year | 36.35 | 5% | 34.5325
74591 | Hubbell | HC6BN25SP | P-CORD,NEXTSPEED,C6,SECUREBOOT,BN,25FT | EA |  | 1 Year | 40.5 | 5% | 38.475
74592 | Hubbell | HC6GN006 | P-CORD, NEXTSPEED,CAT6,SNAG BOOT,GN, 6IN | EA |  | 1 Year | 7.85 | 5% | 7.4575
74593 | Hubbell | HC6GN01 | P-CORD, NEXTSPEED,CAT6,SLIM,GN,1FT | EA |  | 1 Year | 8.5 | 5% | 8.075
74594 | Hubbell | HC6GN018 | P-CORD, NEXTSPEED,CAT6,SNAG BOOT,GN,18IN | EA |  | 1 Year | 8.8 | 5% | 8.36
74595 | Hubbell | HC6GN01X24 | P-CORD, NEXTSPEED,CAT6,GN,1FT,24PK | PK |  | 1 Year | 203 | 5% | 192.85
74596 | Hubbell | HC6GN03 | P-CORD, NEXTSPEED,CAT6,SLIM,GN,3FT | EA |  | 1 Year | 9.8 | 5% | 9.31
74597 | Hubbell | HC6GN03P | P-CORD, NEXTSPEED,CAT6,PLENUM,GN,3FT | EA |  | 1 Year | 19.5 | 5% | 18.525
74598 | Hubbell | HC6GN03X24 | P-CORD, NEXTSPEED,CAT6,GN,3FT,24PK | PK |  | 1 Year | 235 | 5% | 223.25
74599 | Hubbell | HC6GN04 | P-CORD, NEXTSPEED,CAT6,SLIM,GN, 4FT | EA |  | 1 Year | 10.25 | 5% | 9.7375
74600 | Hubbell | HC6GN05 | P-CORD, NEXTSPEED,CAT6,SLIM,GN,5FT | EA |  | 1 Year | 11.2 | 5% | 10.64
74601 | Hubbell | HC6GN05P | P-CORD, NEXTSPEED,CAT6,PLENUM,GN,5FT | EA |  | 1 Year | 22.05 | 5% | 20.9475
74602 | Hubbell | HC6GN05X24 | P-CORD, NEXTSPEED,CAT6,GN,5FT,24PK | PK |  | 1 Year | 268 | 5% | 254.6
74603 | Hubbell | HC6GN06 | P-CORD, NEXTSPEED,CAT6,SLIM,GN,6FT | EA |  | 1 Year | 11.35 | 5% | 10.7825
74604 | Hubbell | HC6GN07 | P-CORD, NEXTSPEED,CAT6,SLIM,GN,7FT | EA |  | 1 Year | 12.4 | 5% | 11.78
74605 | Hubbell | HC6GN07P | P-CORD, NEXTSPEED,CAT6,PLENUM,GN,7FT | EA |  | 1 Year | 24.75 | 5% | 23.5125
74606 | Hubbell | HC6GN07X24 | P-CORD, NEXTSPEED,CAT6,GN,7FT,24PK | PK |  | 1 Year | 298 | 5% | 283.1
74607 | Hubbell | HC6GN08 | P-CORD, NEXTSPEED,CAT6,SLIM,GN,8FT | EA |  | 1 Year | 12.95 | 5% | 12.3025
74608 | Hubbell | HC6GN10 | P-CORD, NEXTSPEED,CAT6,SLIM,GN,10FT | EA |  | 1 Year | 14.3 | 5% | 13.585
74609 | Hubbell | HC6GN100 | P-CORD, NEXTSPEED,CAT6,SLIM,GN,100FT | EA |  | 1 Year | 74.2 | 5% | 70.49
74610 | Hubbell | HC6GN10P | P-CORD, NEXTSPEED,CAT6,PLENUM,GN,10FT | EA |  | 1 Year | 28.45 | 5% | 27.0275
74611 | Hubbell | HC6GN10X24 | P-CORD, NEXTSPEED,CAT6,GN,10FT,24PK | PK |  | 1 Year | 342 | 5% | 324.9
74612 | Hubbell | HC6GN12 | P-CORD, NEXTSPEED,CAT6,SLIM,GN,12FT | EA |  | 1 Year | 15.6 | 5% | 14.82
74613 | Hubbell | HC6GN14 | P-CORD, NEXTSPEED,CAT6,SLIM,GN,14FT | EA |  | 1 Year | 16.9 | 5% | 16.055
74614 | Hubbell | HC6GN15 | P-CORD, NEXTSPEED,CAT6,SLIM,GN,15FT | EA |  | 1 Year | 17.75 | 5% | 16.8625
74615 | Hubbell | HC6GN15X24 | P-CORD, NEXTSPEED,CAT6,GN,15FT,24PK | PK |  | 1 Year | 425 | 5% | 403.75
74616 | Hubbell | HC6GN16 | P-CORD, NEXTSPEED,CAT6,SLIM,GN,16FT | EA |  | 1 Year | 18.3 | 5% | 17.385
74617 | Hubbell | HC6GN18 | P-CORD, NEXTSPEED,CAT6,SLIM,GN,18FT | EA |  | 1 Year | 19.75 | 5% | 18.7625
74618 | Hubbell | HC6GN20 | P-CORD, NEXTSPEED,CAT6,SLIM,GN,20FT | EA |  | 1 Year | 20.95 | 5% | 19.9025
74619 | Hubbell | HC6GN22 | P-CORD, NEXTSPEED,CAT6,SLIM,GN, 22FT | EA |  | 1 Year | 22.35 | 5% | 21.2325
74620 | Hubbell | HC6GN24 | P-CORD, NEXTSPEED,CAT6,SLIM,GN, 24FT | EA |  | 1 Year | 23.65 | 5% | 22.4675
74621 | Hubbell | HC6GN25 | P-CORD, NEXTSPEED,CAT6,SLIM,GN,25FT | EA |  | 1 Year | 24.45 | 5% | 23.2275
74622 | Hubbell | HC6GN26 | P-CORD, NEXTSPEED,CAT6,SLIM,GN, 26FT | EA |  | 1 Year | 25 | 5% | 23.75
74623 | Hubbell | HC6GN28 | P-CORD, NEXTSPEED,CAT6,SLIM,GN, 28FT | EA |  | 1 Year | 26.3 | 5% | 24.985
74624 | Hubbell | HC6GN30 | P-CORD, NEXTSPEED,CAT6,SLIM,GN,30FT | EA |  | 1 Year | 27.6 | 5% | 26.22
74625 | Hubbell | HC6GN32 | P-CORD, NEXTSPEED,CAT6,SLIM,GN, 32FT | EA |  | 1 Year | 28.9 | 5% | 27.455
74626 | Hubbell | HC6GN34 | P-CORD, NEXTSPEED,CAT6,SLIM,GN, 34FT | EA |  | 1 Year | 30.1 | 5% | 28.595
74627 | Hubbell | HC6GN35 | P-CORD, NEXTSPEED,CAT6,SLIM,GN,35FT | EA |  | 1 Year | 30.85 | 5% | 29.3075
74628 | Hubbell | HC6GN36 | P-CORD, NEXTSPEED,CAT6,SLIM,GN, 36FT | EA |  | 1 Year | 31.5 | 5% | 29.925
74629 | Hubbell | HC6GN38 | P-CORD, NEXTSPEED,CAT6,SLIM,GN, 38FT | EA |  | 1 Year | 32.75 | 5% | 31.1125
74630 | Hubbell | HC6GN40 | P-CORD, NEXTSPEED,CAT6,SLIM,GN,40FT | EA |  | 1 Year | 34.35 | 5% | 32.6325
74631 | Hubbell | HC6GN45 | P-CORD, NEXTSPEED,CAT6,SLIM,GN,45FT | EA |  | 1 Year | 37.75 | 5% | 35.8625
74632 | Hubbell | HC6GN50 | P-CORD, NEXTSPEED,CAT6,SLIM,GN,50FT | EA |  | 1 Year | 40.9 | 5% | 38.855
74633 | Hubbell | HC6GN55 | P-CORD, NEXTSPEED,CAT6,SLIM,GN,55FT | EA |  | 1 Year | 44.3 | 5% | 42.085
74634 | Hubbell | HC6GN60 | P-CORD, NEXTSPEED,CAT6,SLIM,GN,60FT | EA |  | 1 Year | 47.7 | 5% | 45.315
74635 | Hubbell | HC6GN65 | P-CORD, NEXTSPEED,CAT6,SLIM,GN,65FT | EA |  | 1 Year | 50.95 | 5% | 48.4025
74636 | Hubbell | HC6GN70 | P-CORD, NEXTSPEED,CAT6,SLIM,GN,70FT | EA |  | 1 Year | 56.4 | 5% | 53.58
74637 | Hubbell | HC6GN75 | P-CORD, NEXTSPEED,CAT6,SLIM,GN,75FT | EA |  | 1 Year | 57.5 | 5% | 54.625
74638 | Hubbell | HC6GN80 | P-CORD, NEXTSPEED,CAT6,SLIM,GN,80FT | EA |  | 1 Year | 60.9 | 5% | 57.855
74639 | Hubbell | HC6GN85 | P-CORD, NEXTSPEED,CAT6,SLIM,GN,85FT | EA |  | 1 Year | 64.15 | 5% | 60.9425
74640 | Hubbell | HC6GN90 | P-CORD, NEXTSPEED,CAT6,SLIM,GN,90FT | EA |  | 1 Year | 67.55 | 5% | 64.1725
74641 | Hubbell | HC6GN95 | P-CORD, NEXTSPEED,CAT6,SLIM,GN,95FT | EA |  | 1 Year | 70.85 | 5% | 67.3075
74642 | Hubbell | HC6GY006 | P-CORD, NEXTSPEED,CAT6,SNAG BOOT,GY, 6IN | EA |  | 1 Year | 7.85 | 5% | 7.4575
74643 | Hubbell | HC6GY01 | P-CORD, NEXTSPEED,CAT6,SLIM,GY,1FT | EA |  | 1 Year | 8.5 | 5% | 8.075
74644 | Hubbell | HC6GY01X24 | P-CORD, NEXTSPEED,CAT6,GY,1FT,24PK | PK |  | 1 Year | 203 | 5% | 192.85
74645 | Hubbell | HC6GY03 | P-CORD, NEXTSPEED,CAT6,SLIM,GY,3FT | EA |  | 1 Year | 9.8 | 5% | 9.31
74646 | Hubbell | HC6GY03P | P-CORD, NEXTSPEED,CAT6,PLENUM,GY,3FT | EA |  | 1 Year | 19.5 | 5% | 18.525
74647 | Hubbell | HC6GY03X24 | P-CORD, NEXTSPEED,CAT6,GY,3FT,24PK | PK |  | 1 Year | 235 | 5% | 223.25
74648 | Hubbell | HC6GY05 | P-CORD, NEXTSPEED,CAT6,SLIM,GY,5FT | EA |  | 1 Year | 11.2 | 5% | 10.64
74649 | Hubbell | HC6GY05P | P-CORD, NEXTSPEED,CAT6,PLENUM,GY,5FT | EA |  | 1 Year | 22.05 | 5% | 20.9475
74650 | Hubbell | HC6GY05X24 | P-CORD, NEXTSPEED,CAT6,GY,5FT,24PK | PK |  | 1 Year | 268 | 5% | 254.6
74651 | Hubbell | HC6GY07 | P-CORD, NEXTSPEED,CAT6,SLIM,GY,7FT | EA |  | 1 Year | 12.4 | 5% | 11.78
74652 | Hubbell | HC6GY07P | P-CORD, NEXTSPEED,CAT6,PLENUM,GY,7FT | EA |  | 1 Year | 24.75 | 5% | 23.5125
74653 | Hubbell | HC6GY07X24 | P-CORD, NEXTSPEED,CAT6,GY,7FT,24PK | PK |  | 1 Year | 298 | 5% | 283.1
74654 | Hubbell | HC6GY08 | P-CORD, NEXTSPEED,CAT6,SLIM,GY, 8FT | EA |  | 1 Year | 12.95 | 5% | 12.3025
74655 | Hubbell | HC6GY10 | P-CORD, NEXTSPEED,CAT6,SLIM,GY,10FT | EA |  | 1 Year | 14.3 | 5% | 13.585
74656 | Hubbell | HC6GY100 | P-CORD, NEXTSPEED,CAT6,SLIM,GY,100FT | EA |  | 1 Year | 74.2 | 5% | 70.49
74657 | Hubbell | HC6GY10P | P-CORD, NEXTSPEED,CAT6,PLENUM,GY,10FT | EA |  | 1 Year | 28.45 | 5% | 27.0275
74658 | Hubbell | HC6GY10X24 | P-CORD, NEXTSPEED,CAT6,GY,10FT,24PK | PK |  | 1 Year | 342 | 5% | 324.9
74659 | Hubbell | HC6GY12 | P-CORD, NEXTSPEED,CAT6,SLIM,GY, 12FT | EA |  | 1 Year | 15.6 | 5% | 14.82
74660 | Hubbell | HC6GY13 | P-CORD, NEXTSPEED,CAT6,SLIM,GY, 13FT | EA |  | 1 Year | 16.35 | 5% | 15.5325
74661 | Hubbell | HC6GY15 | P-CORD, NEXTSPEED,CAT6,SLIM,GY,15FT | EA |  | 1 Year | 17.75 | 5% | 16.8625
74662 | Hubbell | HC6GY15X24 | P-CORD, NEXTSPEED,CAT6,GY,15FT,24PK | PK |  | 1 Year | 425 | 5% | 403.75
74663 | Hubbell | HC6GY17 | P-CORD, NEXTSPEED,CAT6,SLIM,GY, 17FT | EA |  | 1 Year | 19 | 5% | 18.05
74664 | Hubbell | HC6GY18 | P-CORD, NEXTSPEED,CAT6,SLIM,GY, 18FT | EA |  | 1 Year | 19.75 | 5% | 18.7625
74665 | Hubbell | HC6GY20 | P-CORD, NEXTSPEED,CAT6,SLIM,GY,20FT | EA |  | 1 Year | 20.95 | 5% | 19.9025
74666 | Hubbell | HC6GY22 | P-CORD, NEXTSPEED,CAT6,SLIM,GY, 22FT | EA |  | 1 Year | 21.8 | 5% | 20.71
74667 | Hubbell | HC6GY23 | P-CORD, NEXTSPEED,CAT6,SLIM,GY, 23FT | EA |  | 1 Year | 22.45 | 5% | 21.3275
74668 | Hubbell | HC6GY25 | P-CORD, NEXTSPEED,CAT6,SLIM,GY,25FT | EA |  | 1 Year | 24.45 | 5% | 23.2275
74669 | Hubbell | HC6GY27 | P-CORD, NEXTSPEED,CAT6,SLIM,GY, 27FT | EA |  | 1 Year | 25.55 | 5% | 24.2725
74670 | Hubbell | HC6GY28 | P-CORD, NEXTSPEED,CAT6,SLIM,GY, 28FT | EA |  | 1 Year | 26.3 | 5% | 24.985
74671 | Hubbell | HC6GY30 | P-CORD, NEXTSPEED,CAT6,SLIM,GY,30FT | EA |  | 1 Year | 27.6 | 5% | 26.22
74672 | Hubbell | HC6GY31 | P-CORD, NEXTSPEED,CAT6,SLIM,GY, 31FT | EA |  | 1 Year | 28.25 | 5% | 26.8375
74673 | Hubbell | HC6GY33 | P-CORD, NEXTSPEED,CAT6,SLIM,GY, 33FT | EA |  | 1 Year | 29.55 | 5% | 28.0725
74674 | Hubbell | HC6GY35 | P-CORD, NEXTSPEED,CAT6,SLIM,GY,35FT | EA |  | 1 Year | 31 | 5% | 29.45
74675 | Hubbell | HC6GY36 | P-CORD, NEXTSPEED,CAT6,SLIM,GY, 36FT | EA |  | 1 Year | 31.5 | 5% | 29.925
74676 | Hubbell | HC6GY40 | P-CORD, NEXTSPEED,CAT6,SLIM,GY,40FT | EA |  | 1 Year | 34.35 | 5% | 32.6325
74677 | Hubbell | HC6GY45 | P-CORD, NEXTSPEED,CAT6,SLIM,GY,45FT | EA |  | 1 Year | 37.75 | 5% | 35.8625
74678 | Hubbell | HC6GY50 | P-CORD, NEXTSPEED,CAT6,SLIM,GY,50FT | EA |  | 1 Year | 40.9 | 5% | 38.855
74679 | Hubbell | HC6GY55 | P-CORD, NEXTSPEED,CAT6,SLIM,GY,55FT | EA |  | 1 Year | 44.3 | 5% | 42.085
74680 | Hubbell | HC6GY60 | P-CORD, NEXTSPEED,CAT6,SLIM,GY,60FT | EA |  | 1 Year | 47.7 | 5% | 45.315
74681 | Hubbell | HC6GY65 | P-CORD, NEXTSPEED,CAT6,SLIM,GY,65FT | EA |  | 1 Year | 50.95 | 5% | 48.4025
74682 | Hubbell | HC6GY70 | P-CORD, NEXTSPEED,CAT6,SLIM,GY,70FT | EA |  | 1 Year | 56.4 | 5% | 53.58
74683 | Hubbell | HC6GY75 | P-CORD, NEXTSPEED,CAT6,SLIM,GY,75FT | EA |  | 1 Year | 57.5 | 5% | 54.625
74684 | Hubbell | HC6GY80 | P-CORD, NEXTSPEED,CAT6,SLIM,GY,80FT | EA |  | 1 Year | 60.9 | 5% | 57.855
74685 | Hubbell | HC6GY85 | P-CORD, NEXTSPEED,CAT6,SLIM,GY,85FT | EA |  | 1 Year | 64.15 | 5% | 60.9425
74686 | Hubbell | HC6GY90 | P-CORD, NEXTSPEED,CAT6,SLIM,GY,90FT | EA |  | 1 Year | 67.55 | 5% | 64.1725
74687 | Hubbell | HC6GY95 | P-CORD, NEXTSPEED,CAT6,SLIM,GY,95FT | EA |  | 1 Year | 70.85 | 5% | 67.3075
74688 | Hubbell | HC6OR006 | P-CORD, NEXTSPEED,CAT6,SNAG BOOT,OR, 6IN | EA |  | 1 Year | 7.85 | 5% | 7.4575
74689 | Hubbell | HC6OR01 | P-CORD, NEXTSPEED,CAT6,SLIM,OR,1FT | EA |  | 1 Year | 8.5 | 5% | 8.075
74690 | Hubbell | HC6OR018 | P-CORD, NEXTSPEED,CAT6,SNAG BOOT,OR,18IN | EA |  | 1 Year | 8.8 | 5% | 8.36
74691 | Hubbell | HC6OR01P | P-CORD, NEXTSPEED,CAT6,PLENUM,OR,1FT | EA |  | 1 Year | 17.45 | 5% | 16.5775
74692 | Hubbell | HC6OR01X24 | P-CORD, NEXTSPEED,CAT6,OR,1FT,24PK | PK |  | 1 Year | 203 | 5% | 192.85
74693 | Hubbell | HC6OR03 | P-CORD, NEXTSPEED,CAT6,SLIM,OR,3FT | EA |  | 1 Year | 9.8 | 5% | 9.31
74694 | Hubbell | HC6OR03P | P-CORD, NEXTSPEED,CAT6,PLENUM,OR,3FT | EA |  | 1 Year | 19.5 | 5% | 18.525
74695 | Hubbell | HC6OR03X24 | P-CORD, NEXTSPEED,CAT6,OR,3FT,24PK | PK |  | 1 Year | 235 | 5% | 223.25
74696 | Hubbell | HC6OR05 | P-CORD, NEXTSPEED,CAT6,SLIM,OR,5FT | EA |  | 1 Year | 11.2 | 5% | 10.64
74697 | Hubbell | HC6OR05P | P-CORD, NEXTSPEED,CAT6,PLENUM,OR,5FT | EA |  | 1 Year | 22.05 | 5% | 20.9475
74698 | Hubbell | HC6OR05X24 | P-CORD, NEXTSPEED,CAT6,OR,5FT,24PK | PK |  | 1 Year | 268 | 5% | 254.6
74699 | Hubbell | HC6OR07 | P-CORD, NEXTSPEED,CAT6,SLIM,OR,7FT | EA |  | 1 Year | 12.4 | 5% | 11.78
74700 | Hubbell | HC6OR07P | P-CORD, NEXTSPEED,CAT6,PLENUM,OR,7FT | EA |  | 1 Year | 24.75 | 5% | 23.5125
74701 | Hubbell | HC6OR07X24 | P-CORD, NEXTSPEED,CAT6,OR,7FT,24PK | PK |  | 1 Year | 298 | 5% | 283.1
74702 | Hubbell | HC6OR08 | P-CORD, NEXTSPEED,CAT6,SLIM,OR, 8FT | EA |  | 1 Year | 12.95 | 5% | 12.3025
74703 | Hubbell | HC6OR10 | P-CORD, NEXTSPEED,CAT6,SLIM,OR,10FT | EA |  | 1 Year | 14.3 | 5% | 13.585
74704 | Hubbell | HC6OR100 | P-CORD, NEXTSPEED,CAT6,SLIM,OR,100FT | EA |  | 1 Year | 74.2 | 5% | 70.49
74705 | Hubbell | HC6OR10P | P-CORD, NEXTSPEED,CAT6,PLENUM,OR,10FT | EA |  | 1 Year | 28.45 | 5% | 27.0275
74706 | Hubbell | HC6OR10X24 | P-CORD, NEXTSPEED,CAT6,OR,10FT,24PK | PK |  | 1 Year | 342 | 5% | 324.9
74707 | Hubbell | HC6OR12 | P-CORD, NEXTSPEED,CAT6,SLIM,OR,12FT | EA |  | 1 Year | 15.6 | 5% | 14.82
74708 | Hubbell | HC6OR14 | P-CORD, NEXTSPEED,CAT6,SLIM,OR,14FT | EA |  | 1 Year | 16.9 | 5% | 16.055
74709 | Hubbell | HC6OR15 | P-CORD, NEXTSPEED,CAT6,SLIM,OR,15FT | EA |  | 1 Year | 17.75 | 5% | 16.8625
74710 | Hubbell | HC6OR15X24 | P-CORD, NEXTSPEED,CAT6,OR,15FT,24PK | PK |  | 1 Year | 425 | 5% | 403.75
74711 | Hubbell | HC6OR16 | P-CORD, NEXTSPEED,CAT6,SLIM,OR,16FT | EA |  | 1 Year | 18.1 | 5% | 17.195
74712 | Hubbell | HC6OR20 | P-CORD, NEXTSPEED,CAT6,SLIM,OR,20FT | EA |  | 1 Year | 20.95 | 5% | 19.9025
74713 | Hubbell | HC6OR25 | P-CORD, NEXTSPEED,CAT6,SLIM,OR,25FT | EA |  | 1 Year | 24.45 | 5% | 23.2275
74714 | Hubbell | HC6OR30 | P-CORD, NEXTSPEED,CAT6,SLIM,OR,30FT | EA |  | 1 Year | 27.6 | 5% | 26.22
74715 | Hubbell | HC6OR35 | P-CORD, NEXTSPEED,CAT6,SLIM,OR,35FT | EA |  | 1 Year | 31 | 5% | 29.45
74716 | Hubbell | HC6OR40 | P-CORD, NEXTSPEED,CAT6,SLIM,OR,40FT | EA |  | 1 Year | 34.35 | 5% | 32.6325
74717 | Hubbell | HC6OR45 | P-CORD, NEXTSPEED,CAT6,SLIM,OR,45FT | EA |  | 1 Year | 37.75 | 5% | 35.8625
74718 | Hubbell | HC6OR50 | P-CORD, NEXTSPEED,CAT6,SLIM,OR,50FT | EA |  | 1 Year | 40.9 | 5% | 38.855
74719 | Hubbell | HC6OR55 | P-CORD, NEXTSPEED,CAT6,SLIM,OR,55FT | EA |  | 1 Year | 44.3 | 5% | 42.085
74720 | Hubbell | HC6OR60 | P-CORD, NEXTSPEED,CAT6,SLIM,OR,60FT | EA |  | 1 Year | 47.7 | 5% | 45.315
74721 | Hubbell | HC6OR65 | P-CORD, NEXTSPEED,CAT6,SLIM,OR,65FT | EA |  | 1 Year | 50.95 | 5% | 48.4025
74722 | Hubbell | HC6OR70 | P-CORD, NEXTSPEED,CAT6,SLIM,OR,70FT | EA |  | 1 Year | 56.4 | 5% | 53.58
74723 | Hubbell | HC6OR75 | P-CORD, NEXTSPEED,CAT6,SLIM,OR,75FT | EA |  | 1 Year | 57.5 | 5% | 54.625
74724 | Hubbell | HC6OR80 | P-CORD, NEXTSPEED,CAT6,SLIM,OR,80FT | EA |  | 1 Year | 60.9 | 5% | 57.855
74725 | Hubbell | HC6OR85 | P-CORD, NEXTSPEED,CAT6,SLIM,OR,85FT | EA |  | 1 Year | 64.15 | 5% | 60.9425
74726 | Hubbell | HC6OR90 | P-CORD, NEXTSPEED,CAT6,SLIM,OR,90FT | EA |  | 1 Year | 67.55 | 5% | 64.1725
74727 | Hubbell | HC6OR95 | P-CORD, NEXTSPEED,CAT6,SLIM,OR,95FT | EA |  | 1 Year | 70.85 | 5% | 67.3075
74728 | Hubbell | HC6P006 | P-CORD, NEXTSPEED,CAT6,SNAG BOOT,PR, 6IN | EA |  | 1 Year | 7.85 | 5% | 7.4575
74729 | Hubbell | HC6P01 | P-CORD, NEXTSPEED,CAT6,SLIM,PU,1FT | EA |  | 1 Year | 8.5 | 5% | 8.075
74730 | Hubbell | HC6P018 | P-CORD, NEXTSPEED,CAT6,SNAG BOOT,PR,18IN | EA |  | 1 Year | 8.8 | 5% | 8.36
74731 | Hubbell | HC6P01CO | P-CORD, NEXTSPEED,CAT6,SLIM,PU,CO,1FT | EA |  | 1 Year | 8.5 | 5% | 8.075
74732 | Hubbell | HC6P01X24 | P-CORD, NEXTSPEED,CAT6,PU,1FT,24PK | PK |  | 1 Year | 203 | 5% | 192.85
74733 | Hubbell | HC6P02 | P-CORD, NEXTSPEED,CAT6,SLIM,PU,2FT | EA |  | 1 Year | 9.05 | 5% | 8.5975
74734 | Hubbell | HC6P03 | P-CORD, NEXTSPEED,CAT6,SLIM,PU,3FT | EA |  | 1 Year | 9.8 | 5% | 9.31
74735 | Hubbell | HC6P03CO | P-CORD, NEXTSPEED,CAT6,SLIM,PU,CO,3FT | EA |  | 1 Year | 9.8 | 5% | 9.31
74736 | Hubbell | HC6P03X24 | P-CORD, NEXTSPEED,CAT6,PU,3FT,24PK | PK |  | 1 Year | 235 | 5% | 223.25
74737 | Hubbell | HC6P04 | P-CORD, NEXTSPEED,CAT6,SLIM,PU,4FT | EA |  | 1 Year | 10.25 | 5% | 9.7375
74738 | Hubbell | HC6P05 | P-CORD, NEXTSPEED,CAT6,SLIM,PU,5FT | EA |  | 1 Year | 11.2 | 5% | 10.64
74739 | Hubbell | HC6P05CO | P-CORD, NEXTSPEED,CAT6,SLIM,PU,CO,5FT | EA |  | 1 Year | 11.2 | 5% | 10.64
74740 | Hubbell | HC6P05X24 | P-CORD, NEXTSPEED,CAT6,PU,5FT,24PK | PK |  | 1 Year | 268 | 5% | 254.6
74741 | Hubbell | HC6P06 | P-CORD, NEXTSPEED,CAT6,SLIM,PU,6FT | EA |  | 1 Year | 11.35 | 5% | 10.7825
74742 | Hubbell | HC6P07 | P-CORD, NEXTSPEED,CAT6,SLIM,PU,7FT | EA |  | 1 Year | 12.4 | 5% | 11.78
74743 | Hubbell | HC6P07CO | P-CORD, NEXTSPEED,CAT6,SLIM,PU,CO,7FT | EA |  | 1 Year | 12.4 | 5% | 11.78
74744 | Hubbell | HC6P07X24 | P-CORD, NEXTSPEED,CAT6,PU,7FT,24PK | PK |  | 1 Year | 298 | 5% | 283.1
74745 | Hubbell | HC6P08 | P-CORD, NEXTSPEED,CAT6,SLIM,PU,8FT | EA |  | 1 Year | 12.95 | 5% | 12.3025
74746 | Hubbell | HC6P10 | P-CORD, NEXTSPEED,CAT6,SLIM,PU,10FT | EA |  | 1 Year | 14.3 | 5% | 13.585
74747 | Hubbell | HC6P100 | P-CORD, NEXTSPEED,CAT6,SLIM,PU,100FT | EA |  | 1 Year | 74.2 | 5% | 70.49
74748 | Hubbell | HC6P10CO | P-CORD, NEXTSPEED,CAT6,SLIM,PU,CO,10FT | EA |  | 1 Year | 14.3 | 5% | 13.585
74749 | Hubbell | HC6P10X24 | P-CORD, NEXTSPEED,CAT6,PU,10FT,24PK | PK |  | 1 Year | 342 | 5% | 324.9
74750 | Hubbell | HC6P12 | P-CORD, NEXTSPEED,CAT6,SLIM,PU,12FT | EA |  | 1 Year | 15.6 | 5% | 14.82
74751 | Hubbell | HC6P15 | P-CORD, NEXTSPEED,CAT6,SLIM,PU,15FT | EA |  | 1 Year | 17.75 | 5% | 16.8625
74752 | Hubbell | HC6P15CO | P-CORD, NEXTSPEED,CAT6,SLIM,PU,CO,15FT | EA |  | 1 Year | 17.75 | 5% | 16.8625
74753 | Hubbell | HC6P15X24 | P-CORD, NEXTSPEED,CAT6,PU,15FT,24PK | PK |  | 1 Year | 425 | 5% | 403.75
74754 | Hubbell | HC6P20 | P-CORD, NEXTSPEED,CAT6,SLIM,PU,20FT | EA |  | 1 Year | 20.95 | 5% | 19.9025
74755 | Hubbell | HC6P20CO | P-CORD, NEXTSPEED,CAT6,SLIM,PU,CO,20FT | EA |  | 1 Year | 20.95 | 5% | 19.9025
74756 | Hubbell | HC6P25 | P-CORD, NEXTSPEED,CAT6,SLIM,PU,25FT | EA |  | 1 Year | 24.45 | 5% | 23.2275
74757 | Hubbell | HC6P25CO | P-CORD, NEXTSPEED,CAT6,SLIM,PU,CO,25FT | EA |  | 1 Year | 24.45 | 5% | 23.2275
74758 | Hubbell | HC6P30 | P-CORD, NEXTSPEED,CAT6,SLIM,PU,30FT | EA |  | 1 Year | 27.6 | 5% | 26.22
74759 | Hubbell | HC6P35 | P-CORD, NEXTSPEED,CAT6,SLIM,PU,35FT | EA |  | 1 Year | 31 | 5% | 29.45
74760 | Hubbell | HC6P40 | P-CORD, NEXTSPEED,CAT6,SLIM,PU,40FT | EA |  | 1 Year | 34.35 | 5% | 32.6325
74761 | Hubbell | HC6P45 | P-CORD, NEXTSPEED,CAT6,SLIM,PU,45FT | EA |  | 1 Year | 37.75 | 5% | 35.8625
74762 | Hubbell | HC6P50 | P-CORD, NEXTSPEED,CAT6,SLIM,PU,50FT | EA |  | 1 Year | 40.9 | 5% | 38.855
74763 | Hubbell | HC6P55 | P-CORD, NEXTSPEED,CAT6,SLIM,PU,55FT | EA |  | 1 Year | 44.3 | 5% | 42.085
74764 | Hubbell | HC6P60 | P-CORD, NEXTSPEED,CAT6,SLIM,PU,60FT | EA |  | 1 Year | 47.7 | 5% | 45.315
74765 | Hubbell | HC6P65 | P-CORD, NEXTSPEED,CAT6,SLIM,PU,65FT | EA |  | 1 Year | 50.95 | 5% | 48.4025
74766 | Hubbell | HC6P70 | P-CORD, NEXTSPEED,CAT6,SLIM,PU,70FT | EA |  | 1 Year | 56.4 | 5% | 53.58
74767 | Hubbell | HC6P75 | P-CORD, NEXTSPEED,CAT6,SLIM,PU,75FT | EA |  | 1 Year | 57.5 | 5% | 54.625
74768 | Hubbell | HC6P80 | P-CORD, NEXTSPEED,CAT6,SLIM,PU,80FT | EA |  | 1 Year | 60.9 | 5% | 57.855
74769 | Hubbell | HC6P85 | P-CORD, NEXTSPEED,CAT6,SLIM,PU,85FT | EA |  | 1 Year | 64.15 | 5% | 60.9425
74770 | Hubbell | HC6P90 | P-CORD, NEXTSPEED,CAT6,SLIM,PU,90FT | EA |  | 1 Year | 67.55 | 5% | 64.1725
74771 | Hubbell | HC6P95 | P-CORD, NEXTSPEED,CAT6,SLIM,PU,95FT | EA |  | 1 Year | 70.85 | 5% | 67.3075
74772 | Hubbell | HC6PK01 | P-CORD, NEXTSPEED,CAT6,SLIM,PK,1FT | EA |  | 1 Year | 8.5 | 5% | 8.075
74773 | Hubbell | HC6PK01X24 | P-CORD, NEXTSPEED,CAT6,PK,1FT,24PK | PK |  | 1 Year | 203 | 5% | 192.85
74774 | Hubbell | HC6PK03 | P-CORD, NEXTSPEED,CAT6,SLIM,PK,3FT | EA |  | 1 Year | 9.8 | 5% | 9.31
74775 | Hubbell | HC6PK03SP | P-CORD,NEXTSPEED,C6,SECURE BOOT,PK,3FT | EA |  | 1 Year | 22.25 | 5% | 21.1375
74776 | Hubbell | HC6PK03X24 | P-CORD, NEXTSPEED,CAT6,PK,3FT,24PK | PK |  | 1 Year | 235 | 5% | 223.25
74777 | Hubbell | HC6PK05 | P-CORD, NEXTSPEED,CAT6,SLIM,PK,5FT | EA |  | 1 Year | 11.2 | 5% | 10.64
74778 | Hubbell | HC6PK05SP | P-CORD,NEXTSPEED,C6,SECURE BOOT,PK,5FT | EA |  | 1 Year | 24 | 5% | 22.8
74779 | Hubbell | HC6PK05X24 | P-CORD, NEXTSPEED,CAT6,PK,5FT,24PK | PK |  | 1 Year | 268 | 5% | 254.6
74780 | Hubbell | HC6PK07 | P-CORD, NEXTSPEED,CAT6,SLIM,PK,7FT | EA |  | 1 Year | 12.4 | 5% | 11.78
74781 | Hubbell | HC6PK07SP | P-CORD,NEXTSPEED,C6,SECURE BOOT,PK,7FT | EA |  | 1 Year | 25.5 | 5% | 24.225
74782 | Hubbell | HC6PK07X24 | P-CORD, NEXTSPEED,CAT6,PK,7FT,24PK | PK |  | 1 Year | 298 | 5% | 283.1
74783 | Hubbell | HC6PK10 | P-CORD, NEXTSPEED,CAT6,SLIM,PK,10FT | EA |  | 1 Year | 14.3 | 5% | 13.585
74784 | Hubbell | HC6PK100 | P-CORD, NEXTSPEED,CAT6,SLIM,PK,100FT | EA |  | 1 Year | 74.2 | 5% | 70.49
74785 | Hubbell | HC6PK10SP | P-CORD,NEXTSPEED,C6,SECUREBOOT,PK,10FT | EA |  | 1 Year | 27.95 | 5% | 26.5525
74786 | Hubbell | HC6PK10X24 | P-CORD, NEXTSPEED,CAT6,PK,10FT,24PK | PK |  | 1 Year | 342 | 5% | 324.9
74787 | Hubbell | HC6PK12 | P-CORD, NEXTSPEED,CAT6,SLIM,PK,12FT | EA |  | 1 Year | 15.6 | 5% | 14.82
74788 | Hubbell | HC6PK15 | P-CORD, NEXTSPEED,CAT6,SLIM,PK,15FT | EA |  | 1 Year | 17.75 | 5% | 16.8625
74789 | Hubbell | HC6PK15SP | P-CORD,NEXTSPEED,C6,SECUREBOOT,PK,15FT | EA |  | 1 Year | 32.2 | 5% | 30.59
74790 | Hubbell | HC6PK15X24 | P-CORD, NEXTSPEED,CAT6,PK,15FT,24PK | PK |  | 1 Year | 425 | 5% | 403.75
74791 | Hubbell | HC6PK20 | P-CORD, NEXTSPEED,CAT6,SLIM,PK,20FT | EA |  | 1 Year | 20.95 | 5% | 19.9025
74792 | Hubbell | HC6PK20SP | P-CORD,NEXTSPEED,C6,SECUREBOOT,PK,20FT | EA |  | 1 Year | 36.35 | 5% | 34.5325
74793 | Hubbell | HC6PK25 | P-CORD, NEXTSPEED,CAT6,SLIM,PK,25FT | EA |  | 1 Year | 24.45 | 5% | 23.2275
74794 | Hubbell | HC6PK25SP | P-CORD,NEXTSPEED,C6,SECUREBOOT,PK,25FT | EA |  | 1 Year | 40.5 | 5% | 38.475
74795 | Hubbell | HC6PK30 | P-CORD, NEXTSPEED,CAT6,SLIM,PK,30FT | EA |  | 1 Year | 27.6 | 5% | 26.22
74796 | Hubbell | HC6PK35 | P-CORD, NEXTSPEED,CAT6,SLIM,PK,35FT | EA |  | 1 Year | 31 | 5% | 29.45
74797 | Hubbell | HC6PK40 | P-CORD, NEXTSPEED,CAT6,SLIM,PK,40FT | EA |  | 1 Year | 34.35 | 5% | 32.6325
74798 | Hubbell | HC6PK45 | P-CORD, NEXTSPEED,CAT6,SLIM,PK,45FT | EA |  | 1 Year | 37.75 | 5% | 35.8625
74799 | Hubbell | HC6PK50 | P-CORD, NEXTSPEED,CAT6,SLIM,PK,50FT | EA |  | 1 Year | 40.9 | 5% | 38.855
74800 | Hubbell | HC6PK55 | P-CORD, NEXTSPEED,CAT6,SLIM,PK,55FT | EA |  | 1 Year | 44.3 | 5% | 42.085
74801 | Hubbell | HC6PK60 | P-CORD, NEXTSPEED,CAT6,SLIM,PK,60FT | EA |  | 1 Year | 47.7 | 5% | 45.315
74802 | Hubbell | HC6PK65 | P-CORD, NEXTSPEED,CAT6,SLIM,PK,65FT | EA |  | 1 Year | 50.95 | 5% | 48.4025
74803 | Hubbell | HC6PK70 | P-CORD, NEXTSPEED,CAT6,SLIM,PK,70FT | EA |  | 1 Year | 56.4 | 5% | 53.58
74804 | Hubbell | HC6PK75 | P-CORD, NEXTSPEED,CAT6,SLIM,PK,75FT | EA |  | 1 Year | 57.5 | 5% | 54.625
74805 | Hubbell | HC6PK80 | P-CORD, NEXTSPEED,CAT6,SLIM,PK,80FT | EA |  | 1 Year | 60.9 | 5% | 57.855
74806 | Hubbell | HC6PK85 | P-CORD, NEXTSPEED,CAT6,SLIM,PK,85FT | EA |  | 1 Year | 64.15 | 5% | 60.9425
74807 | Hubbell | HC6PK90 | P-CORD, NEXTSPEED,CAT6,SLIM,PK,90FT | EA |  | 1 Year | 67.55 | 5% | 64.1725
74808 | Hubbell | HC6PK95 | P-CORD, NEXTSPEED,CAT6,SLIM,PK,95FT | EA |  | 1 Year | 70.85 | 5% | 67.3075
74809 | Hubbell | HC6R006 | P-CORD, NEXTSPEED,CAT6,SNAG BOOT,RD, 6IN | EA |  | 1 Year | 7.85 | 5% | 7.4575
74810 | Hubbell | HC6R01 | P-CORD, NEXTSPEED,CAT6,SLIM,RD,1FT | EA |  | 1 Year | 8.5 | 5% | 8.075
74811 | Hubbell | HC6R018 | P-CORD, NEXTSPEED,CAT6,SNAG BOOT,RD,18IN | EA |  | 1 Year | 8.8 | 5% | 8.36
74812 | Hubbell | HC6R01X24 | P-CORD, NEXTSPEED,CAT6,RD,1FT,24PK | PK |  | 1 Year | 203 | 5% | 192.85
74813 | Hubbell | HC6R03 | P-CORD, NEXTSPEED,CAT6,SLIM,RD,3FT | EA |  | 1 Year | 9.8 | 5% | 9.31
74814 | Hubbell | HC6R03X24 | P-CORD, NEXTSPEED,CAT6,RD,3FT,24PK | PK |  | 1 Year | 235 | 5% | 223.25
74815 | Hubbell | HC6R05 | P-CORD, NEXTSPEED,CAT6,SLIM,RD,5FT | EA |  | 1 Year | 11.2 | 5% | 10.64
74816 | Hubbell | HC6R05X24 | P-CORD, NEXTSPEED,CAT6,RD,5FT,24PK | PK |  | 1 Year | 268 | 5% | 254.6
74817 | Hubbell | HC6R07 | P-CORD, NEXTSPEED,CAT6,SLIM,RD,7FT | EA |  | 1 Year | 12.4 | 5% | 11.78
74818 | Hubbell | HC6R07X24 | P-CORD, NEXTSPEED,CAT6,RD,7FT,24PK | PK |  | 1 Year | 298 | 5% | 283.1
74819 | Hubbell | HC6R10 | P-CORD, NEXTSPEED,CAT6,SLIM,RD,10FT | EA |  | 1 Year | 14.3 | 5% | 13.585
74820 | Hubbell | HC6R100 | P-CORD, NEXTSPEED,CAT6,SLIM,RD,100FT | EA |  | 1 Year | 74.2 | 5% | 70.49
74821 | Hubbell | HC6R10X24 | P-CORD, NEXTSPEED,CAT6,RD,10FT,24PK | PK |  | 1 Year | 342 | 5% | 324.9
74822 | Hubbell | HC6R12 | P-CORD, NEXTSPEED,CAT6,SLIM,RD,12FT | EA |  | 1 Year | 15.6 | 5% | 14.82
74823 | Hubbell | HC6R15 | P-CORD, NEXTSPEED,CAT6,SLIM,RD,15FT | EA |  | 1 Year | 17.75 | 5% | 16.8625
74824 | Hubbell | HC6R15X24 | P-CORD, NEXTSPEED,CAT6,RD,15FT,24PK | PK |  | 1 Year | 425 | 5% | 403.75
74825 | Hubbell | HC6R20 | P-CORD, NEXTSPEED,CAT6,SLIM,RD,20FT | EA |  | 1 Year | 20.95 | 5% | 19.9025
74826 | Hubbell | HC6R25 | P-CORD, NEXTSPEED,CAT6,SLIM,RD,25FT | EA |  | 1 Year | 24.45 | 5% | 23.2275
74827 | Hubbell | HC6R30 | P-CORD, NEXTSPEED,CAT6,SLIM,RD,30FT | EA |  | 1 Year | 27.6 | 5% | 26.22
74828 | Hubbell | HC6R35 | P-CORD, NEXTSPEED,CAT6,SLIM,RD,35FT | EA |  | 1 Year | 31 | 5% | 29.45
74829 | Hubbell | HC6R40 | P-CORD, NEXTSPEED,CAT6,SLIM,RD,40FT | EA |  | 1 Year | 34.35 | 5% | 32.6325
74830 | Hubbell | HC6R45 | P-CORD, NEXTSPEED,CAT6,SLIM,RD,45FT | EA |  | 1 Year | 37.75 | 5% | 35.8625
74831 | Hubbell | HC6R50 | P-CORD, NEXTSPEED,CAT6,SLIM,RD,50FT | EA |  | 1 Year | 40.9 | 5% | 38.855
74832 | Hubbell | HC6R55 | P-CORD, NEXTSPEED,CAT6,SLIM,RD,55FT | EA |  | 1 Year | 44.3 | 5% | 42.085
74833 | Hubbell | HC6R60 | P-CORD, NEXTSPEED,CAT6,SLIM,RD,60FT | EA |  | 1 Year | 47.7 | 5% | 45.315
74834 | Hubbell | HC6R65 | P-CORD, NEXTSPEED,CAT6,SLIM,RD,65FT | EA |  | 1 Year | 50.95 | 5% | 48.4025
74835 | Hubbell | HC6R70 | P-CORD, NEXTSPEED,CAT6,SLIM,RD,70FT | EA |  | 1 Year | 56.4 | 5% | 53.58
74836 | Hubbell | HC6R75 | P-CORD, NEXTSPEED,CAT6,SLIM,RD,75FT | EA |  | 1 Year | 57.5 | 5% | 54.625
74837 | Hubbell | HC6R80 | P-CORD, NEXTSPEED,CAT6,SLIM,RD,80FT | EA |  | 1 Year | 60.9 | 5% | 57.855
74838 | Hubbell | HC6R85 | P-CORD, NEXTSPEED,CAT6,SLIM,RD,85FT | EA |  | 1 Year | 64.15 | 5% | 60.9425
74839 | Hubbell | HC6R90 | P-CORD, NEXTSPEED,CAT6,SLIM,RD,90FT | EA |  | 1 Year | 67.55 | 5% | 64.1725
74840 | Hubbell | HC6R95 | P-CORD, NEXTSPEED,CAT6,SLIM,RD,95FT | EA |  | 1 Year | 70.85 | 5% | 67.3075
74841 | Hubbell | HC6W006 | P-CORD, NEXTSPEED,CAT6,SLIM,WH, 6IN | EA |  | 1 Year | 7.85 | 5% | 7.4575
74842 | Hubbell | HC6W01 | P-CORD, NEXTSPEED,CAT6,SLIM,WH,1FT | EA |  | 1 Year | 8.5 | 5% | 8.075
74843 | Hubbell | HC6W018 | P-CORD, NEXTSPEED,CAT6,SLIM,WH, 18IN | EA |  | 1 Year | 8.8 | 5% | 8.36
74844 | Hubbell | HC6W01X24 | P-CORD, NEXTSPEED,CAT6,WH,1FT,24PK | PK |  | 1 Year | 203 | 5% | 192.85
74845 | Hubbell | HC6W03 | P-CORD, NEXTSPEED,CAT6,SLIM,WH,3FT | EA |  | 1 Year | 9.8 | 5% | 9.31
74846 | Hubbell | HC6W03P | P-CORD, NEXTSPEED,CAT6,PLENUM,WH,3FT | EA |  | 1 Year | 19.5 | 5% | 18.525
74847 | Hubbell | HC6W03SP | P-CORD,NEXTSPEED,C6,SECURE BOOT,WH,3FT | EA |  | 1 Year | 22.25 | 5% | 21.1375
74848 | Hubbell | HC6W03X24 | P-CORD, NEXTSPEED,CAT6,WH,3FT,24PK | PK |  | 1 Year | 235 | 5% | 223.25
74849 | Hubbell | HC6W05 | P-CORD, NEXTSPEED,CAT6,SLIM,WH,5FT | EA |  | 1 Year | 11.2 | 5% | 10.64
74850 | Hubbell | HC6W05P | P-CORD, NEXTSPEED,CAT6,PLENUM,WH,5FT | EA |  | 1 Year | 22.05 | 5% | 20.9475
74851 | Hubbell | HC6W05SP | P-CORD,NEXTSPEED,C6,SECURE BOOT,WH,5FT | EA |  | 1 Year | 24 | 5% | 22.8
74852 | Hubbell | HC6W05X24 | P-CORD, NEXTSPEED,CAT6,WH,5FT,24PK | PK |  | 1 Year | 268 | 5% | 254.6
74853 | Hubbell | HC6W07 | P-CORD, NEXTSPEED,CAT6,SLIM,WH,7FT | EA |  | 1 Year | 12.4 | 5% | 11.78
74854 | Hubbell | HC6W07P | P-CORD, NEXTSPEED,CAT6,PLENUM,WH,7FT | EA |  | 1 Year | 24.75 | 5% | 23.5125
74855 | Hubbell | HC6W07SP | P-CORD,NEXTSPEED,C6,SECURE BOOT,WH,7FT | EA |  | 1 Year | 25.5 | 5% | 24.225
74856 | Hubbell | HC6W07X24 | P-CORD, NEXTSPEED,CAT6,WH,7FT,24PK | PK |  | 1 Year | 298 | 5% | 283.1
74857 | Hubbell | HC6W08 | P-CORD, NEXTSPEED,CAT6,SLIM,WH, 8FT | EA |  | 1 Year | 12.95 | 5% | 12.3025
74858 | Hubbell | HC6W10 | P-CORD, NEXTSPEED,CAT6,SLIM,WH,10FT | EA |  | 1 Year | 14.3 | 5% | 13.585
74859 | Hubbell | HC6W100 | P-CORD, NEXTSPEED,CAT6,SLIM,WH,100FT | EA |  | 1 Year | 74.2 | 5% | 70.49
74860 | Hubbell | HC6W10P | P-CORD, NEXTSPEED,CAT6,PLENUM,WH,10FT | EA |  | 1 Year | 28.45 | 5% | 27.0275
74861 | Hubbell | HC6W10SP | P-CORD,NEXTSPEED,C6,SECUREBOOT,WH,10FT | EA |  | 1 Year | 27.95 | 5% | 26.5525
74862 | Hubbell | HC6W10X24 | P-CORD, NEXTSPEED,CAT6,WH,10FT,24PK | PK |  | 1 Year | 342 | 5% | 324.9
74863 | Hubbell | HC6W12 | P-CORD, NEXTSPEED,CAT6,SLIM,WH,12FT | EA |  | 1 Year | 15.6 | 5% | 14.82
74864 | Hubbell | HC6W14 | P-CORD, NEXTSPEED,CAT6,SLIM,WH,14FT | EA |  | 1 Year | 16.9 | 5% | 16.055
74865 | Hubbell | HC6W15 | P-CORD, NEXTSPEED,CAT6,SLIM,WH,15FT | EA |  | 1 Year | 17.75 | 5% | 16.8625
74866 | Hubbell | HC6W15SP | P-CORD,NEXTSPEED,C6,SECUREBOOT,WH,15FT | EA |  | 1 Year | 32.2 | 5% | 30.59
74867 | Hubbell | HC6W15X24 | P-CORD, NEXTSPEED,CAT6,WH,15FT,24PK | PK |  | 1 Year | 425 | 5% | 403.75
74868 | Hubbell | HC6W16 | P-CORD, NEXTSPEED,CAT6,SLIM,WH,16FT | EA |  | 1 Year | 18.3 | 5% | 17.385
74869 | Hubbell | HC6W20 | P-CORD, NEXTSPEED,CAT6,SLIM,WH,20FT | EA |  | 1 Year | 20.95 | 5% | 19.9025
74870 | Hubbell | HC6W20SP | P-CORD,NEXTSPEED,C6,SECUREBOOT,WH,20FT | EA |  | 1 Year | 36.35 | 5% | 34.5325
74871 | Hubbell | HC6W25 | P-CORD, NEXTSPEED,CAT6,SLIM,WH,25FT | EA |  | 1 Year | 24.45 | 5% | 23.2275
74872 | Hubbell | HC6W25SP | P-CORD,NEXTSPEED,C6,SECUREBOOT,WH,25FT | EA |  | 1 Year | 40.5 | 5% | 38.475
74873 | Hubbell | HC6W30 | P-CORD, NEXTSPEED,CAT6,SLIM,WH,30FT | EA |  | 1 Year | 27.6 | 5% | 26.22
74874 | Hubbell | HC6W35 | P-CORD, NEXTSPEED,CAT6,SLIM,WH,35FT | EA |  | 1 Year | 31 | 5% | 29.45
74875 | Hubbell | HC6W40 | P-CORD, NEXTSPEED,CAT6,SLIM,WH,40FT | EA |  | 1 Year | 34.35 | 5% | 32.6325
74876 | Hubbell | HC6W45 | P-CORD, NEXTSPEED,CAT6,SLIM,WH,45FT | EA |  | 1 Year | 37.75 | 5% | 35.8625
74877 | Hubbell | HC6W50 | P-CORD, NEXTSPEED,CAT6,SLIM,WH,50FT | EA |  | 1 Year | 40.9 | 5% | 38.855
74878 | Hubbell | HC6W55 | P-CORD, NEXTSPEED,CAT6,SLIM,WH,55FT | EA |  | 1 Year | 44.3 | 5% | 42.085
74879 | Hubbell | HC6W60 | P-CORD, NEXTSPEED,CAT6,SLIM,WH,60FT | EA |  | 1 Year | 47.7 | 5% | 45.315
74880 | Hubbell | HC6W65 | P-CORD, NEXTSPEED,CAT6,SLIM,WH,65FT | EA |  | 1 Year | 50.95 | 5% | 48.4025
74881 | Hubbell | HC6W70 | P-CORD, NEXTSPEED,CAT6,SLIM,WH,70FT | EA |  | 1 Year | 56.4 | 5% | 53.58
74882 | Hubbell | HC6W75 | P-CORD, NEXTSPEED,CAT6,SLIM,WH,75FT | EA |  | 1 Year | 57.5 | 5% | 54.625
74883 | Hubbell | HC6W80 | P-CORD, NEXTSPEED,CAT6,SLIM,WH,80FT | EA |  | 1 Year | 60.9 | 5% | 57.855
74884 | Hubbell | HC6W85 | P-CORD, NEXTSPEED,CAT6,SLIM,WH,85FT | EA |  | 1 Year | 64.15 | 5% | 60.9425
74885 | Hubbell | HC6W90 | P-CORD, NEXTSPEED,CAT6,SLIM,WH,90FT | EA |  | 1 Year | 67.55 | 5% | 64.1725
74886 | Hubbell | HC6W95 | P-CORD, NEXTSPEED,CAT6,SLIM,WH,95FT | EA |  | 1 Year | 70.85 | 5% | 67.3075
74887 | Hubbell | HC6Y006 | P-CORD, NEXTSPEED,CAT6,SNAG BOOT,YL, 6IN | EA |  | 1 Year | 7.85 | 5% | 7.4575
74888 | Hubbell | HC6Y01 | P-CORD, NEXTSPEED,CAT6,SLIM,YL,1FT | EA |  | 1 Year | 8.5 | 5% | 8.075
74889 | Hubbell | HC6Y018 | P-CORD, NEXTSPEED,CAT6,SNAG BOOT,YL,18IN | EA |  | 1 Year | 8.8 | 5% | 8.36
74890 | Hubbell | HC6Y01SP | P-CORD,NEXTSPEED,CAT6,SECURE BOOT,YW,1FT | EA |  | 1 Year | 20.5 | 5% | 19.475
74891 | Hubbell | HC6Y01X24 | P-CORD, NEXTSPEED,CAT6,YL,1FT,24PK | PK |  | 1 Year | 203 | 5% | 192.85
74892 | Hubbell | HC6Y02 | P-CORD, NEXTSPEED,CAT6,SLIM,YL, 2FT | EA |  | 1 Year | 9.15 | 5% | 8.6925
74893 | Hubbell | HC6Y03 | P-CORD, NEXTSPEED,CAT6,SLIM,YL,3FT | EA |  | 1 Year | 9.8 | 5% | 9.31
74894 | Hubbell | HC6Y03P | P-CORD, NEXTSPEED,CAT6,PLENUM,YL,3FT | EA |  | 1 Year | 19.5 | 5% | 18.525
74895 | Hubbell | HC6Y03SP | P-CORD,NEXTSPEED,CAT6,SECURE BOOT,YW,3FT | EA |  | 1 Year | 22.25 | 5% | 21.1375
74896 | Hubbell | HC6Y03X24 | P-CORD, NEXTSPEED,CAT6,YL,3FT,24PK | PK |  | 1 Year | 235 | 5% | 223.25
74897 | Hubbell | HC6Y04 | P-CORD, NEXTSPEED,CAT6,SLIM,YL, 4FT | EA |  | 1 Year | 10.35 | 5% | 9.8325
74898 | Hubbell | HC6Y05 | P-CORD, NEXTSPEED,CAT6,SLIM,YL,5FT | EA |  | 1 Year | 11.2 | 5% | 10.64
74899 | Hubbell | HC6Y05P | P-CORD, NEXTSPEED,CAT6,PLENUM,YL,5FT | EA |  | 1 Year | 22.05 | 5% | 20.9475
74900 | Hubbell | HC6Y05SP | P-CORD,NEXTSPEED,CAT6,SECURE BOOT,YW,5FT | EA |  | 1 Year | 24 | 5% | 22.8
74901 | Hubbell | HC6Y05X24 | P-CORD, NEXTSPEED,CAT6,YL,5FT,24PK | PK |  | 1 Year | 268 | 5% | 254.6
74902 | Hubbell | HC6Y06 | P-CORD, NEXTSPEED,CAT6,SLIM,YL, 6FT | EA |  | 1 Year | 11.35 | 5% | 10.7825
74903 | Hubbell | HC6Y07 | P-CORD, NEXTSPEED,CAT6,SLIM,YL,7FT | EA |  | 1 Year | 12.4 | 5% | 11.78
74904 | Hubbell | HC6Y07P | P-CORD, NEXTSPEED,CAT6,PLENUM,YL,7FT | EA |  | 1 Year | 24.75 | 5% | 23.5125
74905 | Hubbell | HC6Y07SP | P-CORD,NEXTSPEED,CAT6,SECURE BOOT,YW,7FT | EA |  | 1 Year | 25.5 | 5% | 24.225
74906 | Hubbell | HC6Y07X24 | P-CORD, NEXTSPEED,CAT6,YL,7FT,24PK | PK |  | 1 Year | 298 | 5% | 283.1
74907 | Hubbell | HC6Y08 | P-CORD, NEXTSPEED,CAT6,SLIM,YL, 8FT | EA |  | 1 Year | 12.95 | 5% | 12.3025
74908 | Hubbell | HC6Y10 | P-CORD, NEXTSPEED,CAT6,SLIM,YL,10FT | EA |  | 1 Year | 14.3 | 5% | 13.585
74909 | Hubbell | HC6Y100 | P-CORD, NEXTSPEED,CAT6,SLIM,YL,100FT | EA |  | 1 Year | 74.2 | 5% | 70.49
74910 | Hubbell | HC6Y10P | P-CORD, NEXTSPEED,CAT6,PLENUM,YL,10FT | EA |  | 1 Year | 28.45 | 5% | 27.0275
74911 | Hubbell | HC6Y10SP | P-CORD,NEXTSPEED,CAT6,SECUREBOOT,YW,10' | EA |  | 1 Year | 27.95 | 5% | 26.5525
74912 | Hubbell | HC6Y10X24 | P-CORD, NEXTSPEED,CAT6,YL,10FT,24PK | PK |  | 1 Year | 342 | 5% | 324.9
74913 | Hubbell | HC6Y12 | P-CORD, NEXTSPEED,CAT6,SLIM,YL, 12FT | EA |  | 1 Year | 15.6 | 5% | 14.82
74914 | Hubbell | HC6Y12SP | P-CORD,NEXTSPEED,CAT6,SECUREBOOT,YW,12' | EA |  | 1 Year | 29.7 | 5% | 28.215
74915 | Hubbell | HC6Y14 | P-CORD, NEXTSPEED,CAT6,SLIM,YL,14FT | EA |  | 1 Year | 16.9 | 5% | 16.055
74916 | Hubbell | HC6Y15 | P-CORD, NEXTSPEED,CAT6,SLIM,YL,15FT | EA |  | 1 Year | 17.75 | 5% | 16.8625
74917 | Hubbell | HC6Y15SP | P-CORD,NEXTSPEED,CAT6,SECUREBOOT,YW,15' | EA |  | 1 Year | 32.2 | 5% | 30.59
74918 | Hubbell | HC6Y15X24 | P-CORD, NEXTSPEED,CAT6,YL,15FT,24PK | PK |  | 1 Year | 425 | 5% | 403.75
74919 | Hubbell | HC6Y16 | P-CORD, NEXTSPEED,CAT6,SLIM,YL,16FT | EA |  | 1 Year | 18.3 | 5% | 17.385
74920 | Hubbell | HC6Y18 | P-CORD, NEXTSPEED,CAT6,SLIM,YL, 18FT | EA |  | 1 Year | 19.75 | 5% | 18.7625
74921 | Hubbell | HC6Y20 | P-CORD, NEXTSPEED,CAT6,SLIM,YL,20FT | EA |  | 1 Year | 20.95 | 5% | 19.9025
74922 | Hubbell | HC6Y20SP | P-CORD,NEXTSPEED,CAT6,SECUREBOOT,YW,20' | EA |  | 1 Year | 36.35 | 5% | 34.5325
74923 | Hubbell | HC6Y25 | P-CORD, NEXTSPEED,CAT6,SLIM,YL,25FT | EA |  | 1 Year | 24.45 | 5% | 23.2275
74924 | Hubbell | HC6Y25SP | P-CORD,NEXTSPEED,CAT6,SECUREBOOT,YW,25' | EA |  | 1 Year | 40.5 | 5% | 38.475
74925 | Hubbell | HC6Y30 | P-CORD, NEXTSPEED,CAT6,SLIM,YL,30FT | EA |  | 1 Year | 27.6 | 5% | 26.22
74926 | Hubbell | HC6Y35 | P-CORD, NEXTSPEED,CAT6,SLIM,YL,35FT | EA |  | 1 Year | 31 | 5% | 29.45
74927 | Hubbell | HC6Y40 | P-CORD, NEXTSPEED,CAT6,SLIM,YL,40FT | EA |  | 1 Year | 34.35 | 5% | 32.6325
74928 | Hubbell | HC6Y45 | P-CORD, NEXTSPEED,CAT6,SLIM,YL,45FT | EA |  | 1 Year | 37.75 | 5% | 35.8625
74929 | Hubbell | HC6Y50 | P-CORD, NEXTSPEED,CAT6,SLIM,YL,50FT | EA |  | 1 Year | 40.9 | 5% | 38.855
74930 | Hubbell | HC6Y55 | P-CORD, NEXTSPEED,CAT6,SLIM,YL,55FT | EA |  | 1 Year | 44.3 | 5% | 42.085
74931 | Hubbell | HC6Y60 | P-CORD, NEXTSPEED,CAT6,SLIM,YL,60FT | EA |  | 1 Year | 47.7 | 5% | 45.315
74932 | Hubbell | HC6Y65 | P-CORD, NEXTSPEED,CAT6,SLIM,YL,65FT | EA |  | 1 Year | 50.95 | 5% | 48.4025
74933 | Hubbell | HC6Y70 | P-CORD, NEXTSPEED,CAT6,SLIM,YL,70FT | EA |  | 1 Year | 56.4 | 5% | 53.58
74934 | Hubbell | HC6Y75 | P-CORD, NEXTSPEED,CAT6,SLIM,YL,75FT | EA |  | 1 Year | 57.5 | 5% | 54.625
74935 | Hubbell | HC6Y80 | P-CORD, NEXTSPEED,CAT6,SLIM,YL,80FT | EA |  | 1 Year | 60.9 | 5% | 57.855
74936 | Hubbell | HC6Y85 | P-CORD, NEXTSPEED,CAT6,SLIM,YL,85FT | EA |  | 1 Year | 64.15 | 5% | 60.9425
74937 | Hubbell | HC6Y90 | P-CORD, NEXTSPEED,CAT6,SLIM,YL,90FT | EA |  | 1 Year | 67.55 | 5% | 64.1725
74938 | Hubbell | HC6Y95 | P-CORD, NEXTSPEED,CAT6,SLIM,YL,95FT | EA |  | 1 Year | 70.85 | 5% | 67.3075
74939 | Hubbell | HCCFBGFR | COVER, CLEAR, FOR 6AWG HTAP | EA |  | 1 Year | 10.55 | 5% | 10.0225
74940 | Hubbell | HCCFDFR | COVER, CLEAR, FOR 40AWG HTAP | EA |  | 1 Year | 14.25 | 5% | 13.5375
74941 | Hubbell | HCCFDX | COVER,CLEAR,250AWG,HTAP,FIRE RTD | EA |  | 1 Year | 18 | 5% | 17.1
74942 | Hubbell | HCCFN | COVER,CLEAR,500AWG,HTAP,FIRE RTD | EA |  | 1 Year | 19.5 | 5% | 18.525
74943 | Hubbell | HCCFOFR | COVER,CLEAR,HTAP YH2 SIZE | EA |  | 1 Year | 13.75 | 5% | 13.0625
74944 | Hubbell | HCCFR | COVER,CLEAR,1000AWG,HTAP,FIRE RTD | EA |  | 1 Year | 28.8 | 5% | 27.36
74945 | Hubbell | HCF0FR | COVER,BLACK,HTAP YH2 SIZE | EA |  | 1 Year | 13.6 | 5% | 12.92
74946 | Hubbell | HCFBGFR | COVER,BLACK,HTAP YH6 SIZE | EA |  | 1 Year | 9.6 | 5% | 9.12
74947 | Hubbell | HCFDFR | COVER,BLACK,HTAP YH29 SIZE | EA |  | 1 Year | 15.25 | 5% | 14.4875
74948 | Hubbell | HCFN | COVER,BLACK,500AWG,HTAP,FIRE RTD | EA |  | 1 Year | 17.25 | 5% | 16.3875
74949 | Hubbell | HCFR | COVER,BLACK,1000AWG,HTAP,FIRE RTD | EA |  | 1 Year | 27.25 | 5% | 25.8875
74950 | Hubbell | HCL6AB01 | P-CORD,NEXTSPEED,LOW OD,C6A,SLIM,BL,1FT | EA |  | 1 Year | 12.65 | 5% | 12.0175
74951 | Hubbell | HCL6AB01X24 | P-CORD,NEXTSPEED,LOW OD,C6A,BL,1FT,24PK | PK |  | 1 Year | 305 | 5% | 289.75
74952 | Hubbell | HCL6AB03 | P-CORD,NEXTSPEED,LOW OD,C6A,SLIM,BL,3FT | EA |  | 1 Year | 15.9 | 5% | 15.105
74953 | Hubbell | HCL6AB03X24 | P-CORD,NEXTSPEED,LOW OD,C6A,BL,3FT,24PK | PK |  | 1 Year | 379 | 5% | 360.05
74954 | Hubbell | HCL6AB05 | P-CORD,NEXTSPEED,LOW OD,C6A,SLIM,BL,5FT | EA |  | 1 Year | 18.95 | 5% | 18.0025
74955 | Hubbell | HCL6AB05X24 | P-CORD,NEXTSPEED,LOW OD,C6A,BL,5FT,24PK | PK |  | 1 Year | 454 | 5% | 431.3
74956 | Hubbell | HCL6AB07 | P-CORD,NEXTSPEED,LOW OD,C6A,SLIM,BL,7FT | EA |  | 1 Year | 21.9 | 5% | 20.805
74957 | Hubbell | HCL6AB07X24 | P-CORD,NEXTSPEED,LOW OD,C6A,BL,7FT,24PK | PK |  | 1 Year | 524 | 5% | 497.8
74958 | Hubbell | HCL6AB10 | P-CORD,NEXTSPEED,LOW OD,C6A,SLIM,BL,10FT | EA |  | 1 Year | 26.6 | 5% | 25.27
74959 | Hubbell | HCL6AB10X24 | P-CORD,NEXTSPEED,LOW OD,C6A,BL,10FT,24PK | PK |  | 1 Year | 637 | 5% | 605.15
74960 | Hubbell | HCL6AB15 | P-CORD,NEXTSPEED,LOW OD,C6A,SLIM,BL,15FT | EA |  | 1 Year | 34.05 | 5% | 32.3475
74961 | Hubbell | HCL6AB15X24 | P-CORD,NEXTSPEED,LOW OD,C6A,BL,15FT,24PK | PK |  | 1 Year | 818 | 5% | 777.1
74962 | Hubbell | HCL6AB20 | P-CORD,NEXTSPEED,LOW OD,C6A,SLIM,BL,20FT | EA |  | 1 Year | 41.7 | 5% | 39.615
74963 | Hubbell | HCL6AB25 | P-CORD,NEXTSPEED,LOW OD,C6A,SLIM,BL,25FT | EA |  | 1 Year | 49.3 | 5% | 46.835
74964 | Hubbell | HCL6AB30 | P-CORD,NEXTSPEED,LOW OD,C6A,SLIM,BL,30FT | EA |  | 1 Year | 56.95 | 5% | 54.1025
74965 | Hubbell | HCL6ABK01 | P-CORD,NEXTSPEED,LOW OD,C6A,SLIM,BK,1FT | EA |  | 1 Year | 12.65 | 5% | 12.0175
74966 | Hubbell | HCL6ABK01X24 | P-CORD,NEXTSPEED,LOW OD,C6A,BK,1FT,24PK | PK |  | 1 Year | 305 | 5% | 289.75
74967 | Hubbell | HCL6ABK03 | P-CORD,NEXTSPEED,LOW OD,C6A,SLIM,BK,3FT | EA |  | 1 Year | 15.9 | 5% | 15.105
74968 | Hubbell | HCL6ABK03X24 | P-CORD,NEXTSPEED,LOW OD,C6A,BK,3FT,24PK | PK |  | 1 Year | 379 | 5% | 360.05
74969 | Hubbell | HCL6ABK05 | P-CORD,NEXTSPEED,LOW OD,C6A,SLIM,BK,5FT | EA |  | 1 Year | 18.95 | 5% | 18.0025
74970 | Hubbell | HCL6ABK05X24 | P-CORD,NEXTSPEED,LOW OD,C6A,BK,5FT,24PK | PK |  | 1 Year | 454 | 5% | 431.3
74971 | Hubbell | HCL6ABK07 | P-CORD,NEXTSPEED,LOW OD,C6A,SLIM,BK,7FT | EA |  | 1 Year | 21.9 | 5% | 20.805
74972 | Hubbell | HCL6ABK07X24 | P-CORD,NEXTSPEED,LOW OD,C6A,BK,7FT,24PK | PK |  | 1 Year | 524 | 5% | 497.8
74973 | Hubbell | HCL6ABK10 | P-CORD,NEXTSPEED,LOW OD,C6A,SLIM,BK,10FT | EA |  | 1 Year | 26.6 | 5% | 25.27
74974 | Hubbell | HCL6ABK10X24 | P-CORD,NEXTSPEED,LOW OD,C6A,BK,10FT,24PK | PK |  | 1 Year | 637 | 5% | 605.15
74975 | Hubbell | HCL6ABK15 | P-CORD,NEXTSPEED,LOW OD,C6A,SLIM,BK,15FT | EA |  | 1 Year | 34.05 | 5% | 32.3475
74976 | Hubbell | HCL6ABK15X24 | P-CORD,NEXTSPEED,LOW OD,C6A,BK,15FT,24PK | PK |  | 1 Year | 818 | 5% | 777.1
74977 | Hubbell | HCL6ABK20 | P-CORD,NEXTSPEED,LOW OD,C6A,SLIM,BK,20FT | EA |  | 1 Year | 41.7 | 5% | 39.615
74978 | Hubbell | HCL6ABK25 | P-CORD,NEXTSPEED,LOW OD,C6A,SLIM,BK,25FT | EA |  | 1 Year | 49.3 | 5% | 46.835
74979 | Hubbell | HCL6ABK30 | P-CORD,NEXTSPEED,LOW OD,C6A,SLIM,BK,30FT | EA |  | 1 Year | 56.95 | 5% | 54.1025
74980 | Hubbell | HCL6AGN01 | P-CORD,NEXTSPEED,LOW OD,C6A,SLIM,GN,1FT | EA |  | 1 Year | 12.65 | 5% | 12.0175
74981 | Hubbell | HCL6AGN01X24 | P-CORD,NEXTSPEED,LOW OD,C6A,GN,1FT,24PK | PK |  | 1 Year | 305 | 5% | 289.75
74982 | Hubbell | HCL6AGN03 | P-CORD,NEXTSPEED,LOW OD,C6A,SLIM,GN,3FT | EA |  | 1 Year | 15.9 | 5% | 15.105
74983 | Hubbell | HCL6AGN03X24 | P-CORD,NEXTSPEED,LOW OD,C6A,GN,3FT,24PK | PK |  | 1 Year | 379 | 5% | 360.05
74984 | Hubbell | HCL6AGN05 | P-CORD,NEXTSPEED,LOW OD,C6A,SLIM,GN,5FT | EA |  | 1 Year | 18.95 | 5% | 18.0025
74985 | Hubbell | HCL6AGN05X24 | P-CORD,NEXTSPEED,LOW OD,C6A,GN,5FT,24PK | PK |  | 1 Year | 454 | 5% | 431.3
74986 | Hubbell | HCL6AGN07 | P-CORD,NEXTSPEED,LOW OD,C6A,SLIM,GN,7FT | EA |  | 1 Year | 21.9 | 5% | 20.805
74987 | Hubbell | HCL6AGN07X24 | P-CORD,NEXTSPEED,LOW OD,C6A,GN,7FT,24PK | PK |  | 1 Year | 524 | 5% | 497.8
74988 | Hubbell | HCL6AGN10 | P-CORD,NEXTSPEED,LOW OD,C6A,SLIM,GN,10FT | EA |  | 1 Year | 26.6 | 5% | 25.27
74989 | Hubbell | HCL6AGN10X24 | P-CORD,NEXTSPEED,LOW OD,C6A,GN,10FT,24PK | PK |  | 1 Year | 637 | 5% | 605.15
74990 | Hubbell | HCL6AGN15 | P-CORD,NEXTSPEED,LOW OD,C6A,SLIM,GN,15FT | EA |  | 1 Year | 34.05 | 5% | 32.3475
74991 | Hubbell | HCL6AGN15X24 | P-CORD,NEXTSPEED,LOW OD,C6A,GN,15FT,24PK | PK |  | 1 Year | 818 | 5% | 777.1
74992 | Hubbell | HCL6AGN20 | P-CORD,NEXTSPEED,LOW OD,C6A,SLIM,GN,20FT | EA |  | 1 Year | 41.7 | 5% | 39.615
74993 | Hubbell | HCL6AGN25 | P-CORD,NEXTSPEED,LOW OD,C6A,SLIM,GN,25FT | EA |  | 1 Year | 49.3 | 5% | 46.835
74994 | Hubbell | HCL6AGN30 | P-CORD,NEXTSPEED,LOW OD,C6A,SLIM,GN,30FT | EA |  | 1 Year | 56.95 | 5% | 54.1025
74995 | Hubbell | HCL6AGY01 | P-CORD,NEXTSPEED,LOW OD,C6A,SLIM,GY,1FT | EA |  | 1 Year | 12.65 | 5% | 12.0175
74996 | Hubbell | HCL6AGY01X24 | P-CORD,NEXTSPEED,LOW OD,C6A,GY,1FT,24PK | PK |  | 1 Year | 305 | 5% | 289.75
74997 | Hubbell | HCL6AGY03 | P-CORD,NEXTSPEED,LOW OD,C6A,SLIM,GY,3FT | EA |  | 1 Year | 15.9 | 5% | 15.105
74998 | Hubbell | HCL6AGY03X24 | P-CORD,NEXTSPEED,LOW OD,C6A,GY,3FT,24PK | PK |  | 1 Year | 379 | 5% | 360.05
74999 | Hubbell | HCL6AGY05 | P-CORD,NEXTSPEED,LOW OD,C6A,SLIM,GY,5FT | EA |  | 1 Year | 18.95 | 5% | 18.0025
75000 | Hubbell | HCL6AGY05X24 | P-CORD,NEXTSPEED,LOW OD,C6A,GY,5FT,24PK | PK |  | 1 Year | 454 | 5% | 431.3
75001 | Hubbell | HCL6AGY07 | P-CORD,NEXTSPEED,LOW OD,C6A,SLIM,GY,7FT | EA |  | 1 Year | 21.9 | 5% | 20.805
75002 | Hubbell | HCL6AGY07X24 | P-CORD,NEXTSPEED,LOW OD,C6A,GY,7FT,24PK | PK |  | 1 Year | 524 | 5% | 497.8
75003 | Hubbell | HCL6AGY10 | P-CORD,NEXTSPEED,LOW OD,C6A,SLIM,GY,10FT | EA |  | 1 Year | 26.6 | 5% | 25.27
75004 | Hubbell | HCL6AGY10X24 | P-CORD,NEXTSPEED,LOW OD,C6A,GY,10FT,24PK | PK |  | 1 Year | 637 | 5% | 605.15
75005 | Hubbell | HCL6AGY15 | P-CORD,NEXTSPEED,LOW OD,C6A,SLIM,GY,15FT | EA |  | 1 Year | 34.05 | 5% | 32.3475
75006 | Hubbell | HCL6AGY15X24 | P-CORD,NEXTSPEED,LOW OD,C6A,GY,15FT,24PK | PK |  | 1 Year | 818 | 5% | 777.1
75007 | Hubbell | HCL6AGY20 | P-CORD,NEXTSPEED,LOW OD,C6A,SLIM,GY,20FT | EA |  | 1 Year | 41.7 | 5% | 39.615
75008 | Hubbell | HCL6AGY25 | P-CORD,NEXTSPEED,LOW OD,C6A,SLIM,GY,25FT | EA |  | 1 Year | 49.3 | 5% | 46.835
75009 | Hubbell | HCL6AGY30 | P-CORD,NEXTSPEED,LOW OD,C6A,SLIM,GY,30FT | EA |  | 1 Year | 56.95 | 5% | 54.1025
75010 | Hubbell | HCL6AOR01 | P-CORD,NEXTSPEED,LOW OD,C6A,SLIM,OR,1FT | EA |  | 1 Year | 12.65 | 5% | 12.0175
75011 | Hubbell | HCL6AOR01X24 | P-CORD,NEXTSPEED,LOW OD,C6A,OR,1FT,24PK | PK |  | 1 Year | 305 | 5% | 289.75
75012 | Hubbell | HCL6AOR03 | P-CORD,NEXTSPEED,LOW OD,C6A,SLIM,OR,3FT | EA |  | 1 Year | 15.9 | 5% | 15.105
75013 | Hubbell | HCL6AOR03X24 | P-CORD,NEXTSPEED,LOW OD,C6A,OR,3FT,24PK | PK |  | 1 Year | 379 | 5% | 360.05
75014 | Hubbell | HCL6AOR05 | P-CORD,NEXTSPEED,LOW OD,C6A,SLIM,OR,5FT | EA |  | 1 Year | 18.95 | 5% | 18.0025
75015 | Hubbell | HCL6AOR05X24 | P-CORD,NEXTSPEED,LOW OD,C6A,OR,5FT,24PK | PK |  | 1 Year | 454 | 5% | 431.3
75016 | Hubbell | HCL6AOR07 | P-CORD,NEXTSPEED,LOW OD,C6A,SLIM,OR,7FT | EA |  | 1 Year | 21.9 | 5% | 20.805
75017 | Hubbell | HCL6AOR07X24 | P-CORD,NEXTSPEED,LOW OD,C6A,OR,7FT,24PK | PK |  | 1 Year | 524 | 5% | 497.8
75018 | Hubbell | HCL6AOR10 | P-CORD,NEXTSPEED,LOW OD,C6A,SLIM,OR,10FT | EA |  | 1 Year | 26.6 | 5% | 25.27
75019 | Hubbell | HCL6AOR10X24 | P-CORD,NEXTSPEED,LOW OD,C6A,OR,10FT,24PK | PK |  | 1 Year | 637 | 5% | 605.15
75020 | Hubbell | HCL6AOR15 | P-CORD,NEXTSPEED,LOW OD,C6A,SLIM,OR,15FT | EA |  | 1 Year | 34.05 | 5% | 32.3475
75021 | Hubbell | HCL6AOR15X24 | P-CORD,NEXTSPEED,LOW OD,C6A,OR,15FT,24PK | PK |  | 1 Year | 818 | 5% | 777.1
75022 | Hubbell | HCL6AOR20 | P-CORD,NEXTSPEED,LOW OD,C6A,SLIM,OR,20FT | EA |  | 1 Year | 41.7 | 5% | 39.615
75023 | Hubbell | HCL6AOR25 | P-CORD,NEXTSPEED,LOW OD,C6A,SLIM,OR,25FT | EA |  | 1 Year | 49.3 | 5% | 46.835
75024 | Hubbell | HCL6AOR30 | P-CORD,NEXTSPEED,LOW OD,C6A,SLIM,OR,30FT | EA |  | 1 Year | 56.95 | 5% | 54.1025
75025 | Hubbell | HCL6AP01 | P-CORD,NEXTSPEED,LOW OD,C6A,SLIM,PU,1FT | EA |  | 1 Year | 12.65 | 5% | 12.0175
75026 | Hubbell | HCL6AP01X24 | P-CORD,NEXTSPEED,LOW OD,C6A,PU,1FT,24PK | PK |  | 1 Year | 305 | 5% | 289.75
75027 | Hubbell | HCL6AP03 | P-CORD,NEXTSPEED,LOW OD,C6A,SLIM,PU,3FT | EA |  | 1 Year | 15.9 | 5% | 15.105
75028 | Hubbell | HCL6AP03X24 | P-CORD,NEXTSPEED,LOW OD,C6A,PU,3FT,24PK | PK |  | 1 Year | 379 | 5% | 360.05
75029 | Hubbell | HCL6AP05 | P-CORD,NEXTSPEED,LOW OD,C6A,SLIM,PU,5FT | EA |  | 1 Year | 18.95 | 5% | 18.0025
75030 | Hubbell | HCL6AP05X24 | P-CORD,NEXTSPEED,LOW OD,C6A,PU,5FT,24PK | PK |  | 1 Year | 454 | 5% | 431.3
75031 | Hubbell | HCL6AP07 | P-CORD,NEXTSPEED,LOW OD,C6A,SLIM,PU,7FT | EA |  | 1 Year | 21.9 | 5% | 20.805
75032 | Hubbell | HCL6AP07X24 | P-CORD,NEXTSPEED,LOW OD,C6A,PU,7FT,24PK | PK |  | 1 Year | 524 | 5% | 497.8
75033 | Hubbell | HCL6AP10 | P-CORD,NEXTSPEED,LOW OD,C6A,SLIM,PU,10FT | EA |  | 1 Year | 26.6 | 5% | 25.27
75034 | Hubbell | HCL6AP10X24 | P-CORD,NEXTSPEED,LOW OD,C6A,PU,10FT,24PK | PK |  | 1 Year | 637 | 5% | 605.15
75035 | Hubbell | HCL6AP15 | P-CORD,NEXTSPEED,LOW OD,C6A,SLIM,PU,15FT | EA |  | 1 Year | 34.05 | 5% | 32.3475
75036 | Hubbell | HCL6AP15X24 | P-CORD,NEXTSPEED,LOW OD,C6A,PU,15FT,24PK | PK |  | 1 Year | 818 | 5% | 777.1
75037 | Hubbell | HCL6AP20 | P-CORD,NEXTSPEED,LOW OD,C6A,SLIM,PU,20FT | EA |  | 1 Year | 41.7 | 5% | 39.615
75038 | Hubbell | HCL6AP25 | P-CORD,NEXTSPEED,LOW OD,C6A,SLIM,PU,25FT | EA |  | 1 Year | 49.3 | 5% | 46.835
75039 | Hubbell | HCL6AP30 | P-CORD,NEXTSPEED,LOW OD,C6A,SLIM,PU,30FT | EA |  | 1 Year | 56.95 | 5% | 54.1025
75040 | Hubbell | HCL6AR01 | P-CORD,NEXTSPEED,LOW OD,C6A,SLIM,RD,1FT | EA |  | 1 Year | 12.65 | 5% | 12.0175
75041 | Hubbell | HCL6AR01X24 | P-CORD,NEXTSPEED,LOW OD,C6A,RD,1FT,24PK | PK |  | 1 Year | 305 | 5% | 289.75
75042 | Hubbell | HCL6AR03 | P-CORD,NEXTSPEED,LOW OD,C6A,SLIM,RD,3FT | EA |  | 1 Year | 15.9 | 5% | 15.105
75043 | Hubbell | HCL6AR03X24 | P-CORD,NEXTSPEED,LOW OD,C6A,RD,3FT,24PK | PK |  | 1 Year | 379 | 5% | 360.05
75044 | Hubbell | HCL6AR05 | P-CORD,NEXTSPEED,LOW OD,C6A,SLIM,RD,5FT | EA |  | 1 Year | 18.95 | 5% | 18.0025
75045 | Hubbell | HCL6AR05X24 | P-CORD,NEXTSPEED,LOW OD,C6A,RD,5FT,24PK | PK |  | 1 Year | 454 | 5% | 431.3
75046 | Hubbell | HCL6AR07 | P-CORD,NEXTSPEED,LOW OD,C6A,SLIM,RD,7FT | EA |  | 1 Year | 21.9 | 5% | 20.805
75047 | Hubbell | HCL6AR07X24 | P-CORD,NEXTSPEED,LOW OD,C6A,RD,7FT,24PK | PK |  | 1 Year | 524 | 5% | 497.8
75048 | Hubbell | HCL6AR10 | P-CORD,NEXTSPEED,LOW OD,C6A,SLIM,RD,10FT | EA |  | 1 Year | 26.6 | 5% | 25.27
75049 | Hubbell | HCL6AR10X24 | P-CORD,NEXTSPEED,LOW OD,C6A,RD,10FT,24PK | PK |  | 1 Year | 637 | 5% | 605.15
75050 | Hubbell | HCL6AR15 | P-CORD,NEXTSPEED,LOW OD,C6A,SLIM,RD,15FT | EA |  | 1 Year | 34.05 | 5% | 32.3475
75051 | Hubbell | HCL6AR15X24 | P-CORD,NEXTSPEED,LOW OD,C6A,RD,15FT,24PK | PK |  | 1 Year | 818 | 5% | 777.1
75052 | Hubbell | HCL6AR20 | P-CORD,NEXTSPEED,LOW OD,C6A,SLIM,RD,20FT | EA |  | 1 Year | 41.7 | 5% | 39.615
75053 | Hubbell | HCL6AR25 | P-CORD,NEXTSPEED,LOW OD,C6A,SLIM,RD,25FT | EA |  | 1 Year | 49.3 | 5% | 46.835
75054 | Hubbell | HCL6AR30 | P-CORD,NEXTSPEED,LOW OD,C6A,SLIM,RD,30FT | EA |  | 1 Year | 56.95 | 5% | 54.1025
75055 | Hubbell | HCL6AW01 | P-CORD,NEXTSPEED,LOW OD,C6A,SLIM,WH,1FT | EA |  | 1 Year | 12.65 | 5% | 12.0175
75056 | Hubbell | HCL6AW01X24 | P-CORD,NEXTSPEED,LOW OD,C6A,WH,1FT,24PK | PK |  | 1 Year | 305 | 5% | 289.75
75057 | Hubbell | HCL6AW03 | P-CORD,NEXTSPEED,LOW OD,C6A,SLIM,WH,3FT | EA |  | 1 Year | 15.9 | 5% | 15.105
75058 | Hubbell | HCL6AW03X24 | P-CORD,NEXTSPEED,LOW OD,C6A,WH,3FT,24PK | PK |  | 1 Year | 379 | 5% | 360.05
75059 | Hubbell | HCL6AW05 | P-CORD,NEXTSPEED,LOW OD,C6A,SLIM,WH,5FT | EA |  | 1 Year | 18.95 | 5% | 18.0025
75060 | Hubbell | HCL6AW05X24 | P-CORD,NEXTSPEED,LOW OD,C6A,WH,5FT,24PK | PK |  | 1 Year | 454 | 5% | 431.3
75061 | Hubbell | HCL6AW07 | P-CORD,NEXTSPEED,LOW OD,C6A,SLIM,WH,7FT | EA |  | 1 Year | 21.9 | 5% | 20.805
75062 | Hubbell | HCL6AW07X24 | P-CORD,NEXTSPEED,LOW OD,C6A,WH,7FT,24PK | PK |  | 1 Year | 524 | 5% | 497.8
75063 | Hubbell | HCL6AW10 | P-CORD,NEXTSPEED,LOW OD,C6A,SLIM,WH,10FT | EA |  | 1 Year | 26.6 | 5% | 25.27
75064 | Hubbell | HCL6AW10X24 | P-CORD,NEXTSPEED,LOW OD,C6A,WH,10FT,24PK | PK |  | 1 Year | 637 | 5% | 605.15
75065 | Hubbell | HCL6AW15 | P-CORD,NEXTSPEED,LOW OD,C6A,SLIM,WH,15FT | EA |  | 1 Year | 34.05 | 5% | 32.3475
75066 | Hubbell | HCL6AW15X24 | P-CORD,NEXTSPEED,LOW OD,C6A,WH,15FT,24PK | PK |  | 1 Year | 818 | 5% | 777.1
75067 | Hubbell | HCL6AW20 | P-CORD,NEXTSPEED,LOW OD,C6A,SLIM,WH,20FT | EA |  | 1 Year | 41.7 | 5% | 39.615
75068 | Hubbell | HCL6AW25 | P-CORD,NEXTSPEED,LOW OD,C6A,SLIM,WH,25FT | EA |  | 1 Year | 49.3 | 5% | 46.835
75069 | Hubbell | HCL6AW30 | P-CORD,NEXTSPEED,LOW OD,C6A,SLIM,WH,30FT | EA |  | 1 Year | 56.95 | 5% | 54.1025
75070 | Hubbell | HCL6AY01 | P-CORD,NEXTSPEED,LOW OD,C6A,SLIM,YL,1FT | EA |  | 1 Year | 12.65 | 5% | 12.0175
75071 | Hubbell | HCL6AY01X24 | P-CORD,NEXTSPEED,LOW OD,C6A,YL,1FT,24PK | PK |  | 1 Year | 305 | 5% | 289.75
75072 | Hubbell | HCL6AY03 | P-CORD,NEXTSPEED,LOW OD,C6A,SLIM,YL,3FT | EA |  | 1 Year | 15.9 | 5% | 15.105
75073 | Hubbell | HCL6AY03X24 | P-CORD,NEXTSPEED,LOW OD,C6A,YL,3FT,24PK | PK |  | 1 Year | 379 | 5% | 360.05
75074 | Hubbell | HCL6AY05 | P-CORD,NEXTSPEED,LOW OD,C6A,SLIM,YL,5FT | EA |  | 1 Year | 18.95 | 5% | 18.0025
75075 | Hubbell | HCL6AY05X24 | P-CORD,NEXTSPEED,LOW OD,C6A,YL,5FT,24PK | PK |  | 1 Year | 454 | 5% | 431.3
75076 | Hubbell | HCL6AY07 | P-CORD,NEXTSPEED,LOW OD,C6A,SLIM,YL,7FT | EA |  | 1 Year | 21.9 | 5% | 20.805
75077 | Hubbell | HCL6AY07X24 | P-CORD,NEXTSPEED,LOW OD,C6A,YL,7FT,24PK | PK |  | 1 Year | 524 | 5% | 497.8
75078 | Hubbell | HCL6AY10 | P-CORD,NEXTSPEED,LOW OD,C6A,SLIM,YL,10FT | EA |  | 1 Year | 26.6 | 5% | 25.27
75079 | Hubbell | HCL6AY10X24 | P-CORD,NEXTSPEED,LOW OD,C6A,YL,10FT,24PK | PK |  | 1 Year | 637 | 5% | 605.15
75080 | Hubbell | HCL6AY15 | P-CORD,NEXTSPEED,LOW OD,C6A,SLIM,YL,15FT | EA |  | 1 Year | 34.05 | 5% | 32.3475
75081 | Hubbell | HCL6AY15X24 | P-CORD,NEXTSPEED,LOW OD,C6A,YL,15FT,24PK | PK |  | 1 Year | 818 | 5% | 777.1
75082 | Hubbell | HCL6AY20 | P-CORD,NEXTSPEED,LOW OD,C6A,SLIM,YL,20FT | EA |  | 1 Year | 41.7 | 5% | 39.615
75083 | Hubbell | HCL6AY25 | P-CORD,NEXTSPEED,LOW OD,C6A,SLIM,YL,25FT | EA |  | 1 Year | 49.3 | 5% | 46.835
75084 | Hubbell | HCL6AY30 | P-CORD,NEXTSPEED,LOW OD,C6A,SLIM,YL,30FT | EA |  | 1 Year | 56.95 | 5% | 54.1025
75085 | Hubbell | HCL6B01 | P-CORD,NEXTSPEED,LOW OD,C6,SLIM,BL,1FT | EA |  | 1 Year | 8.5 | 5% | 8.075
75086 | Hubbell | HCL6B01X24 | P-CORD,NEXTSPEED,LOW OD,C6,BL,1FT,24PK | PK |  | 1 Year | 203 | 5% | 192.85
75087 | Hubbell | HCL6B03 | P-CORD,NEXTSPEED,LOW OD,C6,SLIM,BL,3FT | EA |  | 1 Year | 9.8 | 5% | 9.31
75088 | Hubbell | HCL6B03X24 | P-CORD,NEXTSPEED,LOW OD,C6,BL,3FT,24PK | PK |  | 1 Year | 235 | 5% | 223.25
75089 | Hubbell | HCL6B05 | P-CORD,NEXTSPEED,LOW OD,C6,SLIM,BL,5FT | EA |  | 1 Year | 11.2 | 5% | 10.64
75090 | Hubbell | HCL6B05X24 | P-CORD,NEXTSPEED,LOW OD,C6,BL,5FT,24PK | PK |  | 1 Year | 268 | 5% | 254.6
75091 | Hubbell | HCL6B07 | P-CORD,NEXTSPEED,LOW OD,C6,SLIM,BL,7FT | EA |  | 1 Year | 12.4 | 5% | 11.78
75092 | Hubbell | HCL6B07X24 | P-CORD,NEXTSPEED,LOW OD,C6,BL,7FT,24PK | PK |  | 1 Year | 298 | 5% | 283.1
75093 | Hubbell | HCL6B10 | P-CORD,NEXTSPEED,LOW OD,C6,SLIM,BL,10FT | EA |  | 1 Year | 14.3 | 5% | 13.585
75094 | Hubbell | HCL6B10X24 | P-CORD,NEXTSPEED,LOW OD,C6,BL,10FT,24PK | PK |  | 1 Year | 342 | 5% | 324.9
75095 | Hubbell | HCL6B15 | P-CORD,NEXTSPEED,LOW OD,C6,SLIM,BL,15FT | EA |  | 1 Year | 17.75 | 5% | 16.8625
75096 | Hubbell | HCL6B15X24 | P-CORD,NEXTSPEED,LOW OD,C6,BL,15FT,24PK | PK |  | 1 Year | 425 | 5% | 403.75
75097 | Hubbell | HCL6B20 | P-CORD,NEXTSPEED,LOW OD,C6,SLIM,BL,20FT | EA |  | 1 Year | 20.95 | 5% | 19.9025
75098 | Hubbell | HCL6B25 | P-CORD,NEXTSPEED,LOW OD,C6,SLIM,BL,25FT | EA |  | 1 Year | 24.45 | 5% | 23.2275
75099 | Hubbell | HCL6B30 | P-CORD,NEXTSPEED,LOW OD,C6,SLIM,BL,30FT | EA |  | 1 Year | 27.6 | 5% | 26.22
75100 | Hubbell | HCL6BK01 | P-CORD,NEXTSPEED,LOW OD,C6,SLIM,BK,1FT | EA |  | 1 Year | 8.5 | 5% | 8.075
75101 | Hubbell | HCL6BK01X24 | P-CORD,NEXTSPEED,LOW OD,C6,BK,1FT,24PK | PK |  | 1 Year | 203 | 5% | 192.85
75102 | Hubbell | HCL6BK03 | P-CORD,NEXTSPEED,LOW OD,C6,SLIM,BK,3FT | EA |  | 1 Year | 9.8 | 5% | 9.31
75103 | Hubbell | HCL6BK03X24 | P-CORD,NEXTSPEED,LOW OD,C6,BK,3FT,24PK | PK |  | 1 Year | 235 | 5% | 223.25
75104 | Hubbell | HCL6BK05 | P-CORD,NEXTSPEED,LOW OD,C6,SLIM,BK,5FT | EA |  | 1 Year | 11.2 | 5% | 10.64
75105 | Hubbell | HCL6BK05X24 | P-CORD,NEXTSPEED,LOW OD,C6,BK,5FT,24PK | PK |  | 1 Year | 268 | 5% | 254.6
75106 | Hubbell | HCL6BK07 | P-CORD,NEXTSPEED,LOW OD,C6,SLIM,BK,7FT | EA |  | 1 Year | 12.4 | 5% | 11.78
75107 | Hubbell | HCL6BK07X24 | P-CORD,NEXTSPEED,LOW OD,C6,BK,7FT,24PK | PK |  | 1 Year | 298 | 5% | 283.1
75108 | Hubbell | HCL6BK10 | P-CORD,NEXTSPEED,LOW OD,C6,SLIM,BK,10FT | EA |  | 1 Year | 14.3 | 5% | 13.585
75109 | Hubbell | HCL6BK10X24 | P-CORD,NEXTSPEED,LOW OD,C6,BK,10FT,24PK | PK |  | 1 Year | 342 | 5% | 324.9
75110 | Hubbell | HCL6BK15 | P-CORD,NEXTSPEED,LOW OD,C6,SLIM,BK,15FT | EA |  | 1 Year | 17.75 | 5% | 16.8625
75111 | Hubbell | HCL6BK15X24 | P-CORD,NEXTSPEED,LOW OD,C6,BK,15FT,24PK | PK |  | 1 Year | 425 | 5% | 403.75
75112 | Hubbell | HCL6BK20 | P-CORD,NEXTSPEED,LOW OD,C6,SLIM,BK,20FT | EA |  | 1 Year | 20.95 | 5% | 19.9025
75113 | Hubbell | HCL6BK25 | P-CORD,NEXTSPEED,LOW OD,C6,SLIM,BK,25FT | EA |  | 1 Year | 24.45 | 5% | 23.2275
75114 | Hubbell | HCL6BK30 | P-CORD,NEXTSPEED,LOW OD,C6,SLIM,BK,30FT | EA |  | 1 Year | 27.6 | 5% | 26.22
75115 | Hubbell | HCL6GN01 | P-CORD,NEXTSPEED,LOW OD,C6,SLIM,GN,1FT | EA |  | 1 Year | 8.5 | 5% | 8.075
75116 | Hubbell | HCL6GN01X24 | P-CORD,NEXTSPEED,LOW OD,C6,GN,1FT,24PK | PK |  | 1 Year | 203 | 5% | 192.85
75117 | Hubbell | HCL6GN03 | P-CORD,NEXTSPEED,LOW OD,C6,SLIM,GN,3FT | EA |  | 1 Year | 9.8 | 5% | 9.31
75118 | Hubbell | HCL6GN03X24 | P-CORD,NEXTSPEED,LOW OD,C6,GN,3FT,24PK | PK |  | 1 Year | 235 | 5% | 223.25
75119 | Hubbell | HCL6GN05 | P-CORD,NEXTSPEED,LOW OD,C6,SLIM,GN,5FT | EA |  | 1 Year | 11.2 | 5% | 10.64
75120 | Hubbell | HCL6GN05X24 | P-CORD,NEXTSPEED,LOW OD,C6,GN,5FT,24PK | PK |  | 1 Year | 268 | 5% | 254.6
75121 | Hubbell | HCL6GN07 | P-CORD,NEXTSPEED,LOW OD,C6,SLIM,GN,7FT | EA |  | 1 Year | 12.4 | 5% | 11.78
75122 | Hubbell | HCL6GN07X24 | P-CORD,NEXTSPEED,LOW OD,C6,GN,7FT,24PK | PK |  | 1 Year | 298 | 5% | 283.1
75123 | Hubbell | HCL6GN10 | P-CORD,NEXTSPEED,LOW OD,C6,SLIM,GN,10FT | EA |  | 1 Year | 14.3 | 5% | 13.585
75124 | Hubbell | HCL6GN10X24 | P-CORD,NEXTSPEED,LOW OD,C6,GN,10FT,24PK | PK |  | 1 Year | 342 | 5% | 324.9
75125 | Hubbell | HCL6GN15 | P-CORD,NEXTSPEED,LOW OD,C6,SLIM,GN,15FT | EA |  | 1 Year | 17.75 | 5% | 16.8625
75126 | Hubbell | HCL6GN15X24 | P-CORD,NEXTSPEED,LOW OD,C6,GN,15FT,24PK | PK |  | 1 Year | 425 | 5% | 403.75
75127 | Hubbell | HCL6GN20 | P-CORD,NEXTSPEED,LOW OD,C6,SLIM,GN,20FT | EA |  | 1 Year | 20.95 | 5% | 19.9025
75128 | Hubbell | HCL6GN25 | P-CORD,NEXTSPEED,LOW OD,C6,SLIM,GN,25FT | EA |  | 1 Year | 24.45 | 5% | 23.2275
75129 | Hubbell | HCL6GN30 | P-CORD,NEXTSPEED,LOW OD,C6,SLIM,GN,30FT | EA |  | 1 Year | 27.6 | 5% | 26.22
75130 | Hubbell | HCL6GY01 | P-CORD,NEXTSPEED,LOW OD,C6,SLIM,GY,1FT | EA |  | 1 Year | 8.5 | 5% | 8.075
75131 | Hubbell | HCL6GY01X24 | P-CORD,NEXTSPEED,LOW OD,C6,GY,1FT,24PK | PK |  | 1 Year | 203 | 5% | 192.85
75132 | Hubbell | HCL6GY03 | P-CORD,NEXTSPEED,LOW OD,C6,SLIM,GY,3FT | EA |  | 1 Year | 9.8 | 5% | 9.31
75133 | Hubbell | HCL6GY03X24 | P-CORD,NEXTSPEED,LOW OD,C6,GY,3FT,24PK | PK |  | 1 Year | 235 | 5% | 223.25
75134 | Hubbell | HCL6GY05 | P-CORD,NEXTSPEED,LOW OD,C6,SLIM,GY,5FT | EA |  | 1 Year | 11.2 | 5% | 10.64
75135 | Hubbell | HCL6GY05X24 | P-CORD,NEXTSPEED,LOW OD,C6,GY,5FT,24PK | PK |  | 1 Year | 268 | 5% | 254.6
75136 | Hubbell | HCL6GY07 | P-CORD,NEXTSPEED,LOW OD,C6,SLIM,GY,7FT | EA |  | 1 Year | 12.4 | 5% | 11.78
75137 | Hubbell | HCL6GY07X24 | P-CORD,NEXTSPEED,LOW OD,C6,GY,7FT,24PK | PK |  | 1 Year | 298 | 5% | 283.1
75138 | Hubbell | HCL6GY10 | P-CORD,NEXTSPEED,LOW OD,C6,SLIM,GY,10FT | EA |  | 1 Year | 14.3 | 5% | 13.585
75139 | Hubbell | HCL6GY10X24 | P-CORD,NEXTSPEED,LOW OD,C6,GY,10FT,24PK | PK |  | 1 Year | 342 | 5% | 324.9
75140 | Hubbell | HCL6GY15 | P-CORD,NEXTSPEED,LOW OD,C6,SLIM,GY,15FT | EA |  | 1 Year | 17.75 | 5% | 16.8625
75141 | Hubbell | HCL6GY15X24 | P-CORD,NEXTSPEED,LOW OD,C6,GY,15FT,24PK | PK |  | 1 Year | 425 | 5% | 403.75
75142 | Hubbell | HCL6GY20 | P-CORD,NEXTSPEED,LOW OD,C6,SLIM,GY,20FT | EA |  | 1 Year | 20.95 | 5% | 19.9025
75143 | Hubbell | HCL6GY25 | P-CORD,NEXTSPEED,LOW OD,C6,SLIM,GY,25FT | EA |  | 1 Year | 24.45 | 5% | 23.2275
75144 | Hubbell | HCL6GY30 | P-CORD,NEXTSPEED,LOW OD,C6,SLIM,GY,30FT | EA |  | 1 Year | 27.6 | 5% | 26.22
75145 | Hubbell | HCL6OR01 | P-CORD,NEXTSPEED,LOW OD,C6,SLIM,OR,1FT | EA |  | 1 Year | 8.5 | 5% | 8.075
75146 | Hubbell | HCL6OR01X24 | P-CORD,NEXTSPEED,LOW OD,C6,OR,1FT,24PK | PK |  | 1 Year | 203 | 5% | 192.85
75147 | Hubbell | HCL6OR03 | P-CORD,NEXTSPEED,LOW OD,C6,SLIM,OR,3FT | EA |  | 1 Year | 9.8 | 5% | 9.31
75148 | Hubbell | HCL6OR03X24 | P-CORD,NEXTSPEED,LOW OD,C6,OR,3FT,24PK | PK |  | 1 Year | 235 | 5% | 223.25
75149 | Hubbell | HCL6OR05 | P-CORD,NEXTSPEED,LOW OD,C6,SLIM,OR,5FT | EA |  | 1 Year | 11.2 | 5% | 10.64
75150 | Hubbell | HCL6OR05X24 | P-CORD,NEXTSPEED,LOW OD,C6,OR,5FT,24PK | PK |  | 1 Year | 268 | 5% | 254.6
75151 | Hubbell | HCL6OR07 | P-CORD,NEXTSPEED,LOW OD,C6,SLIM,OR,7FT | EA |  | 1 Year | 12.4 | 5% | 11.78
75152 | Hubbell | HCL6OR07X24 | P-CORD,NEXTSPEED,LOW OD,C6,OR,7FT,24PK | PK |  | 1 Year | 298 | 5% | 283.1
75153 | Hubbell | HCL6OR10 | P-CORD,NEXTSPEED,LOW OD,C6,SLIM,OR,10FT | EA |  | 1 Year | 14.3 | 5% | 13.585
75154 | Hubbell | HCL6OR10X24 | P-CORD,NEXTSPEED,LOW OD,C6,OR,10FT,24PK | PK |  | 1 Year | 342 | 5% | 324.9
75155 | Hubbell | HCL6OR15 | P-CORD,NEXTSPEED,LOW OD,C6,SLIM,OR,15FT | EA |  | 1 Year | 17.75 | 5% | 16.8625
75156 | Hubbell | HCL6OR15X24 | P-CORD,NEXTSPEED,LOW OD,C6,OR,15FT,24PK | PK |  | 1 Year | 425 | 5% | 403.75
75157 | Hubbell | HCL6OR20 | P-CORD,NEXTSPEED,LOW OD,C6,SLIM,OR,20FT | EA |  | 1 Year | 20.95 | 5% | 19.9025
75158 | Hubbell | HCL6OR25 | P-CORD,NEXTSPEED,LOW OD,C6,SLIM,OR,25FT | EA |  | 1 Year | 24.45 | 5% | 23.2275
75159 | Hubbell | HCL6OR30 | P-CORD,NEXTSPEED,LOW OD,C6,SLIM,OR,30FT | EA |  | 1 Year | 27.6 | 5% | 26.22
75160 | Hubbell | HCL6P01 | P-CORD,NEXTSPEED,LOW OD,C6,SLIM,PU,1FT | EA |  | 1 Year | 8.5 | 5% | 8.075
75161 | Hubbell | HCL6P01X24 | P-CORD,NEXTSPEED,LOW OD,C6,PU,1FT,24PK | PK |  | 1 Year | 203 | 5% | 192.85
75162 | Hubbell | HCL6P03 | P-CORD,NEXTSPEED,LOW OD,C6,SLIM,PU,3FT | EA |  | 1 Year | 9.8 | 5% | 9.31
75163 | Hubbell | HCL6P03X24 | P-CORD,NEXTSPEED,LOW OD,C6,PU,3FT,24PK | PK |  | 1 Year | 235 | 5% | 223.25
75164 | Hubbell | HCL6P05 | P-CORD,NEXTSPEED,LOW OD,C6,SLIM,PU,5FT | EA |  | 1 Year | 11.2 | 5% | 10.64
75165 | Hubbell | HCL6P05X24 | P-CORD,NEXTSPEED,LOW OD,C6,PU,5FT,24PK | PK |  | 1 Year | 268 | 5% | 254.6
75166 | Hubbell | HCL6P07 | P-CORD,NEXTSPEED,LOW OD,C6,SLIM,PU,7FT | EA |  | 1 Year | 12.4 | 5% | 11.78
75167 | Hubbell | HCL6P07X24 | P-CORD,NEXTSPEED,LOW OD,C6,PU,7FT,24PK | PK |  | 1 Year | 298 | 5% | 283.1
75168 | Hubbell | HCL6P10 | P-CORD,NEXTSPEED,LOW OD,C6,SLIM,PU,10FT | EA |  | 1 Year | 14.3 | 5% | 13.585
75169 | Hubbell | HCL6P10X24 | P-CORD,NEXTSPEED,LOW OD,C6,PU,10FT,24PK | PK |  | 1 Year | 342 | 5% | 324.9
75170 | Hubbell | HCL6P15 | P-CORD,NEXTSPEED,LOW OD,C6,SLIM,PU,15FT | EA |  | 1 Year | 17.75 | 5% | 16.8625
75171 | Hubbell | HCL6P15X24 | P-CORD,NEXTSPEED,LOW OD,C6,PU,15FT,24PK | PK |  | 1 Year | 425 | 5% | 403.75
75172 | Hubbell | HCL6P20 | P-CORD,NEXTSPEED,LOW OD,C6,SLIM,PU,20FT | EA |  | 1 Year | 20.95 | 5% | 19.9025
75173 | Hubbell | HCL6P25 | P-CORD,NEXTSPEED,LOW OD,C6,SLIM,PU,25FT | EA |  | 1 Year | 24.45 | 5% | 23.2275
75174 | Hubbell | HCL6P30 | P-CORD,NEXTSPEED,LOW OD,C6,SLIM,PU,30FT | EA |  | 1 Year | 27.6 | 5% | 26.22
75175 | Hubbell | HCL6R01 | P-CORD,NEXTSPEED,LOW OD,C6,SLIM,RD,1FT | EA |  | 1 Year | 8.5 | 5% | 8.075
75176 | Hubbell | HCL6R03 | P-CORD,NEXTSPEED,LOW OD,C6,SLIM,RD,3FT | EA |  | 1 Year | 9.8 | 5% | 9.31
75177 | Hubbell | HCL6R05 | P-CORD,NEXTSPEED,LOW OD,C6,SLIM,RD,5FT | EA |  | 1 Year | 11.2 | 5% | 10.64
75178 | Hubbell | HCL6R07 | P-CORD,NEXTSPEED,LOW OD,C6,SLIM,RD,7FT | EA |  | 1 Year | 12.4 | 5% | 11.78
75179 | Hubbell | HCL6R10 | P-CORD,NEXTSPEED,LOW OD,C6,SLIM,RD,10FT | EA |  | 1 Year | 14.3 | 5% | 13.585
75180 | Hubbell | HCL6R15 | P-CORD,NEXTSPEED,LOW OD,C6,SLIM,RD,15FT | EA |  | 1 Year | 17.75 | 5% | 16.8625
75181 | Hubbell | HCL6R20 | P-CORD,NEXTSPEED,LOW OD,C6,SLIM,RD,20FT | EA |  | 1 Year | 20.95 | 5% | 19.9025
75182 | Hubbell | HCL6R25 | P-CORD,NEXTSPEED,LOW OD,C6,SLIM,RD,25FT | EA |  | 1 Year | 24.45 | 5% | 23.2275
75183 | Hubbell | HCL6R30 | P-CORD,NEXTSPEED,LOW OD,C6,SLIM,RD,30FT | EA |  | 1 Year | 27.6 | 5% | 26.22
75184 | Hubbell | HCL6W01 | P-CORD,NEXTSPEED,LOW OD,C6,SLIM,WH,1FT | EA |  | 1 Year | 8.5 | 5% | 8.075
75185 | Hubbell | HCL6W01X24 | P-CORD,NEXTSPEED,LOW OD,C6,WH,1FT,24PK | PK |  | 1 Year | 203 | 5% | 192.85
75186 | Hubbell | HCL6W03 | P-CORD,NEXTSPEED,LOW OD,C6,SLIM,WH,3FT | EA |  | 1 Year | 9.8 | 5% | 9.31
75187 | Hubbell | HCL6W03X24 | P-CORD,NEXTSPEED,LOW OD,C6,WH,3FT,24PK | PK |  | 1 Year | 235 | 5% | 223.25
75188 | Hubbell | HCL6W05 | P-CORD,NEXTSPEED,LOW OD,C6,SLIM,WH,5FT | EA |  | 1 Year | 11.2 | 5% | 10.64
75189 | Hubbell | HCL6W05X24 | P-CORD,NEXTSPEED,LOW OD,C6,WH,5FT,24PK | PK |  | 1 Year | 268 | 5% | 254.6
75190 | Hubbell | HCL6W07 | P-CORD,NEXTSPEED,LOW OD,C6,SLIM,WH,7FT | EA |  | 1 Year | 12.4 | 5% | 11.78
75191 | Hubbell | HCL6W07X24 | P-CORD,NEXTSPEED,LOW OD,C6,WH,7FT,24PK | PK |  | 1 Year | 298 | 5% | 283.1
75192 | Hubbell | HCL6W10 | P-CORD,NEXTSPEED,LOW OD,C6,SLIM,WH,10FT | EA |  | 1 Year | 14.3 | 5% | 13.585
75193 | Hubbell | HCL6W10X24 | P-CORD,NEXTSPEED,LOW OD,C6,WH,10FT,24PK | PK |  | 1 Year | 342 | 5% | 324.9
75194 | Hubbell | HCL6W15 | P-CORD,NEXTSPEED,LOW OD,C6,SLIM,WH,15FT | EA |  | 1 Year | 17.75 | 5% | 16.8625
75195 | Hubbell | HCL6W15X24 | P-CORD,NEXTSPEED,LOW OD,C6,WH,15FT,24PK | PK |  | 1 Year | 425 | 5% | 403.75
75196 | Hubbell | HCL6W20 | P-CORD,NEXTSPEED,LOW OD,C6,SLIM,WH,20FT | EA |  | 1 Year | 20.95 | 5% | 19.9025
75197 | Hubbell | HCL6W25 | P-CORD,NEXTSPEED,LOW OD,C6,SLIM,WH,25FT | EA |  | 1 Year | 24.45 | 5% | 23.2275
75198 | Hubbell | HCL6W30 | P-CORD,NEXTSPEED,LOW OD,C6,SLIM,WH,30FT | EA |  | 1 Year | 27.6 | 5% | 26.22
75199 | Hubbell | HCL6Y01 | P-CORD,NEXTSPEED,LOW OD,C6,SLIM,YL,1FT | EA |  | 1 Year | 8.5 | 5% | 8.075
75200 | Hubbell | HCL6Y01X24 | P-CORD,NEXTSPEED,LOW OD,C6,YL,1FT,24PK | PK |  | 1 Year | 203 | 5% | 192.85
75201 | Hubbell | HCL6Y03 | P-CORD,NEXTSPEED,LOW OD,C6,SLIM,YL,3FT | EA |  | 1 Year | 9.8 | 5% | 9.31
75202 | Hubbell | HCL6Y03X24 | P-CORD,NEXTSPEED,LOW OD,C6,YL,3FT,24PK | PK |  | 1 Year | 235 | 5% | 223.25
75203 | Hubbell | HCL6Y05 | P-CORD,NEXTSPEED,LOW OD,C6,SLIM,YL,5FT | EA |  | 1 Year | 11.2 | 5% | 10.64
75204 | Hubbell | HCL6Y05X24 | P-CORD,NEXTSPEED,LOW OD,C6,YL,5FT,24PK | PK |  | 1 Year | 268 | 5% | 254.6
75205 | Hubbell | HCL6Y07 | P-CORD,NEXTSPEED,LOW OD,C6,SLIM,YL,7FT | EA |  | 1 Year | 12.4 | 5% | 11.78
75206 | Hubbell | HCL6Y07X24 | P-CORD,NEXTSPEED,LOW OD,C6,YL,7FT,24PK | PK |  | 1 Year | 298 | 5% | 283.1
75207 | Hubbell | HCL6Y10 | P-CORD,NEXTSPEED,LOW OD,C6,SLIM,YL,10FT | EA |  | 1 Year | 14.3 | 5% | 13.585
75208 | Hubbell | HCL6Y10X24 | P-CORD,NEXTSPEED,LOW OD,C6,YL,10FT,24PK | PK |  | 1 Year | 342 | 5% | 324.9
75209 | Hubbell | HCL6Y15 | P-CORD,NEXTSPEED,LOW OD,C6,SLIM,YL,15FT | EA |  | 1 Year | 17.75 | 5% | 16.8625
75210 | Hubbell | HCL6Y15X24 | P-CORD,NEXTSPEED,LOW OD,C6,YL,15FT,24PK | PK |  | 1 Year | 425 | 5% | 403.75
75211 | Hubbell | HCL6Y20 | P-CORD,NEXTSPEED,LOW OD,C6,SLIM,YL,20FT | EA |  | 1 Year | 20.95 | 5% | 19.9025
75212 | Hubbell | HCL6Y25 | P-CORD,NEXTSPEED,LOW OD,C6,SLIM,YL,25FT | EA |  | 1 Year | 24.45 | 5% | 23.2275
75213 | Hubbell | HCL6Y30 | P-CORD,NEXTSPEED,LOW OD,C6,SLIM,YL,30FT | EA |  | 1 Year | 27.6 | 5% | 26.22
75214 | Hubbell | HCSPTOOL1 | COPPER/FIBER,EXTRACT TOOL, SEC PC,1PK | EA |  | 1 Year | 6.2 | 5% | 5.89
75215 | Hubbell | HDH10BK | CBL ASSY, HDMI,24AWG,HORZTL,10FT,BK | EA |  | 1 Year | 183 | 5% | 173.85
75216 | Hubbell | HDH15BK | CBL ASSY, HDMI,24AWG,HORZTL,15FT,BK | EA |  | 1 Year | 209 | 5% | 198.55
75217 | Hubbell | HDH20BK | CBL ASSY, HDMI,24AWG,HORZTL,20FT,BK | EA |  | 1 Year | 235 | 5% | 223.25
75218 | Hubbell | HDH25BK | CBL ASSY, HDMI,24AWG,HORZTL,25FT,BK | EA |  | 1 Year | 255 | 5% | 242.25
75219 | Hubbell | HDH30BK | CBL ASSY, HDMI,24AWG,HORZTL,30FT,BK | EA |  | 1 Year | 279 | 5% | 265.05
75220 | Hubbell | HDMIC14 | CONN, HDMI,F/F COUPLER,V1.4 | EA |  | 1 Year | 59.45 | 5% | 56.4775
75221 | Hubbell | HDMIDC5V | HDMI,110,POWER SUPPLY, 5-VOLT DC BK | EA |  | 1 Year | 26.7 | 5% | 25.365
75222 | Hubbell | HDMIT14 | CONN, HDMI,F/F,3IN TAIL,V1.4 | EA |  | 1 Year | 59.45 | 5% | 56.4775
75223 | Hubbell | HDPC03BK | CBL ASSY, HDMI,24AWG,PATCH,3FT,BK | EA |  | 1 Year | 103 | 5% | 97.85
75224 | Hubbell | HDPC06BK | CBL ASSY, HDMI,24AWG,PATCH,6FT,BK | EA |  | 1 Year | 126 | 5% | 119.7
75225 | Hubbell | HDPCLC50G3M1 | FIBER, P-CORD,50-10G3,LC-LC,DUP,HD,1M | EA |  | 1 Year | 55.75 | 5% | 52.9625
75226 | Hubbell | HDPCLC50G3M10 | FIBER, P-CORD,50-10G3,LC-LC,DUP,HD,10M | EA |  | 1 Year | 112 | 5% | 106.4
75227 | Hubbell | HDPCLC50G3M2 | FIBER, P-CORD,50-10G3,LC-LC,DUP,HD,2M | EA |  | 1 Year | 61.85 | 5% | 58.7575
75228 | Hubbell | HDPCLC50G3M3 | FIBER, P-CORD,50-10G3,LC-LC,DUP,HD,3M | EA |  | 1 Year | 67.9 | 5% | 64.505
75229 | Hubbell | HDPCLC50G3M4 | FIBER, P-CORD,50-10G3,LC-LC,DUP,HD,4M | EA |  | 1 Year | 74.2 | 5% | 70.49
75230 | Hubbell | HDPCLC50G3M5 | FIBER, P-CORD,50-10G3,LC-LC,DUP,HD,5M | EA |  | 1 Year | 80.45 | 5% | 76.4275
75231 | Hubbell | HDPCLC50G3M6 | FIBER, P-CORD,50-10G3,LC-LC,DUP,HD,6M | EA |  | 1 Year | 86.35 | 5% | 82.0325
75232 | Hubbell | HDPCLC50G3M8 | FIBER, P-CORD,50-10G3,LC-LC,DUP,HD,8M | EA |  | 1 Year | 98.9 | 5% | 93.955
75233 | Hubbell | HDPCLC50G4M1 | FIBER, P-CORD,MM,LC-LC,DUP,HD,OM4,1M | EA |  | 1 Year | 60.45 | 5% | 57.4275
75234 | Hubbell | HDPCLC50G4M10 | FIBER, P-CORD,MM,LC-LC,DUP,HD,OM4,10M | EA |  | 1 Year | 118 | 5% | 112.1
75235 | Hubbell | HDPCLC50G4M2 | FIBER, P-CORD,MM,LC-LC,DUP,HD,OM4,2M | EA |  | 1 Year | 68.55 | 5% | 65.1225
75236 | Hubbell | HDPCLC50G4M3 | FIBER, P-CORD,MM,LC-LC,DUP,HD,OM4,3M | EA |  | 1 Year | 76.5 | 5% | 72.675
75237 | Hubbell | HDPCLC50G4M4 | FIBER, P-CORD,MM,LC-LC,DUP,HD,OM4,4M | EA |  | 1 Year | 84.6 | 5% | 80.37
75238 | Hubbell | HDPCLC50G4M5 | FIBER, P-CORD,MM,LC-LC,DUP,HD,OM4,5M | EA |  | 1 Year | 92.75 | 5% | 88.1125
75239 | Hubbell | HDPCLC50G4M6 | FIBER, P-CORD,MM,LC-LC,DUP,HD,OM4,6M | EA |  | 1 Year | 101 | 5% | 95.95
75240 | Hubbell | HDPCLC50G4M8 | FIBER, P-CORD,MM,LC-LC,DUP,HD,OM4,8M | EA |  | 1 Year | 109 | 5% | 103.55
75241 | Hubbell | HDPCLCPRPG3M1 | FBR, PCORD,PL,OM3,DUP,LCP-LCP,RP,1M | EA |  | 1 Year | 102 | 5% | 96.9
75242 | Hubbell | HDPCLCPRPG3M10 | FBR, PCORD,PL,OM3,DUP,LCP-LCP,RP,10M | EA |  | 1 Year | 168 | 5% | 159.6
75243 | Hubbell | HDPCLCPRPG3M2 | FBR, PCORD,PL,OM3,DUP,LCP-LCP,RP,2M | EA |  | 1 Year | 109 | 5% | 103.55
75244 | Hubbell | HDPCLCPRPG3M3 | FBR, PCORD,PL,OM3,DUP,LCP-LCP,RP,3M | EA |  | 1 Year | 117 | 5% | 111.15
75245 | Hubbell | HDPCLCPRPG3M4 | FBR, PCORD,PL,OM3,DUP,LCP-LCP,RP,4M | EA |  | 1 Year | 124 | 5% | 117.8
75246 | Hubbell | HDPCLCPRPG3M5 | FBR, PCORD,PL,OM3,DUP,LCP-LCP,RP,5M | EA |  | 1 Year | 131 | 5% | 124.45
75247 | Hubbell | HDPCLCPRPG3M6 | FBR, PCORD,PL,OM3,DUP,LCP-LCP,RP,6M | EA |  | 1 Year | 139 | 5% | 132.05
75248 | Hubbell | HDPCLCPRPG3M8 | FBR, PCORD,PL,OM3,DUP,LCP-LCP,RP,8M | EA |  | 1 Year | 153 | 5% | 145.35
75249 | Hubbell | HDPCLCPRPG4M1 | FBR, PCORD,PL,OM4,DUP,LCP-LCP,RP,1M | EA |  | 1 Year | 102 | 5% | 96.9
75250 | Hubbell | HDPCLCPRPG4M10 | FBR, PCORD,PL,OM4,DUP,LCP-LCP,RP,10M | EA |  | 1 Year | 168 | 5% | 159.6
75251 | Hubbell | HDPCLCPRPG4M2 | FBR, PCORD,PL,OM4,DUP,LCP-LCP,RP,2M | EA |  | 1 Year | 109 | 5% | 103.55
75252 | Hubbell | HDPCLCPRPG4M3 | FBR, PCORD,PL,OM4,DUP,LCP-LCP,RP,3M | EA |  | 1 Year | 117 | 5% | 111.15
75253 | Hubbell | HDPCLCPRPG4M4 | FBR, PCORD,PL,OM4,DUP,LCP-LCP,RP,4M | EA |  | 1 Year | 124 | 5% | 117.8
75254 | Hubbell | HDPCLCPRPG4M5 | FBR, PCORD,PL,OM4,DUP,LCP-LCP,RP,5M | EA |  | 1 Year | 131 | 5% | 124.45
75255 | Hubbell | HDPCLCPRPG4M6 | FBR, PCORD,PL,OM4,DUP,LCP-LCP,RP,6M | EA |  | 1 Year | 139 | 5% | 132.05
75256 | Hubbell | HDPCLCPRPG4M8 | FBR, PCORD,PL,OM4,DUP,LCP-LCP,RP,8M | EA |  | 1 Year | 153 | 5% | 145.35
75257 | Hubbell | HDPCLCPRPSM1 | FBR, PCORD,PL,SM,DUP,LCP-LCP,RP,1M | EA |  | 1 Year | 98.55 | 5% | 93.6225
75258 | Hubbell | HDPCLCPRPSM10 | FBR, PCORD,PL,SM,DUP,LCP-LCP,RP,10M | EA |  | 1 Year | 140 | 5% | 133
75259 | Hubbell | HDPCLCPRPSM2 | FBR, PCORD,PL,SM,DUP,LCP-LCP,RP,2M | EA |  | 1 Year | 104 | 5% | 98.8
75260 | Hubbell | HDPCLCPRPSM3 | FBR, PCORD,PL,SM,DUP,LCP-LCP,RP,3M | EA |  | 1 Year | 108 | 5% | 102.6
75261 | Hubbell | HDPCLCPRPSM4 | FBR, PCORD,PL,SM,DUP,LCP-LCP,RP,4M | EA |  | 1 Year | 113 | 5% | 107.35
75262 | Hubbell | HDPCLCPRPSM5 | FBR, PCORD,PL,SM,DUP,LCP-LCP,RP,5M | EA |  | 1 Year | 117 | 5% | 111.15
75263 | Hubbell | HDPCLCPRPSM6 | FBR, PCORD,PL,SM,DUP,LCP-LCP,RP,6M | EA |  | 1 Year | 122 | 5% | 115.9
75264 | Hubbell | HDPCLCPRPSM8 | FBR, PCORD,PL,SM,DUP,LCP-LCP,RP,8M | EA |  | 1 Year | 131 | 5% | 124.45
75265 | Hubbell | HDPCLCRPG3M1 | FBR, PCORD,PL,OM3,DUP,LC-LC,RP,1M | EA |  | 1 Year | 93.4 | 5% | 88.73
75266 | Hubbell | HDPCLCRPG3M10 | FBR, PCORD,PL,OM3,DUP,LC-LC,RP,10M | EA |  | 1 Year | 160 | 5% | 152
75267 | Hubbell | HDPCLCRPG3M2 | FBR, PCORD,PL,OM3,DUP,LC-LC,RP,2M | EA |  | 1 Year | 101 | 5% | 95.95
75268 | Hubbell | HDPCLCRPG3M3 | FBR, PCORD,PL,OM3,DUP,LC-LC,RP,3M | EA |  | 1 Year | 109 | 5% | 103.55
75269 | Hubbell | HDPCLCRPG3M4 | FBR, PCORD,PL,OM3,DUP,LC-LC,RP,4M | EA |  | 1 Year | 116 | 5% | 110.2
75270 | Hubbell | HDPCLCRPG3M5 | FBR, PCORD,PL,OM3,DUP,LC-LC,RP,5M | EA |  | 1 Year | 123 | 5% | 116.85
75271 | Hubbell | HDPCLCRPG3M6 | FBR, PCORD,PL,OM3,DUP,LC-LC,RP,6M | EA |  | 1 Year | 130 | 5% | 123.5
75272 | Hubbell | HDPCLCRPG3M8 | FBR, PCORD,PL,OM3,DUP,LC-LC,RP,8M | EA |  | 1 Year | 145 | 5% | 137.75
75273 | Hubbell | HDPCLCRPG4M1 | FBR, PCORD,PL,OM4,DUP,LC-LC,RP,1M | EA |  | 1 Year | 93.4 | 5% | 88.73
75274 | Hubbell | HDPCLCRPG4M10 | FBR, PCORD,PL,OM4,DUP,LC-LC,RP,10M | EA |  | 1 Year | 160 | 5% | 152
75275 | Hubbell | HDPCLCRPG4M2 | FBR, PCORD,PL,OM4,DUP,LC-LC,RP,2M | EA |  | 1 Year | 101 | 5% | 95.95
75276 | Hubbell | HDPCLCRPG4M3 | FBR, PCORD,PL,OM4,DUP,LC-LC,RP,3M | EA |  | 1 Year | 109 | 5% | 103.55
75277 | Hubbell | HDPCLCRPG4M4 | FBR, PCORD,PL,OM4,DUP,LC-LC,RP,4M | EA |  | 1 Year | 116 | 5% | 110.2
75278 | Hubbell | HDPCLCRPG4M5 | FBR, PCORD,PL,OM4,DUP,LC-LC,RP,5M | EA |  | 1 Year | 123 | 5% | 116.85
75279 | Hubbell | HDPCLCRPG4M6 | FBR, PCORD,PL,OM4,DUP,LC-LC,RP,6M | EA |  | 1 Year | 130 | 5% | 123.5
75280 | Hubbell | HDPCLCRPG4M8 | FBR, PCORD,PL,OM4,DUP,LC-LC,RP,8M | EA |  | 1 Year | 145 | 5% | 137.75
75281 | Hubbell | HDPCLCRPSM1 | FBR, PCORD,PL,SM,DUP,LC-LC,RP,1M | EA |  | 1 Year | 90.45 | 5% | 85.9275
75282 | Hubbell | HDPCLCRPSM10 | FBR, PCORD,PL,SM,DUP,LC-LC,RP,10M | EA |  | 1 Year | 132 | 5% | 125.4
75283 | Hubbell | HDPCLCRPSM2 | FBR, PCORD,PL,SM,DUP,LC-LC,RP,2M | EA |  | 1 Year | 95.05 | 5% | 90.2975
75284 | Hubbell | HDPCLCRPSM3 | FBR, PCORD,PL,SM,DUP,LC-LC,RP,3M | EA |  | 1 Year | 99.45 | 5% | 94.4775
75285 | Hubbell | HDPCLCRPSM4 | FBR, PCORD,PL,SM,DUP,LC-LC,RP,4M | EA |  | 1 Year | 105 | 5% | 99.75
75286 | Hubbell | HDPCLCRPSM5 | FBR, PCORD,PL,SM,DUP,LC-LC,RP,5M | EA |  | 1 Year | 109 | 5% | 103.55
75287 | Hubbell | HDPCLCRPSM6 | FBR, PCORD,PL,SM,DUP,LC-LC,RP,6M | EA |  | 1 Year | 114 | 5% | 108.3
75288 | Hubbell | HDPCLCRPSM8 | FBR, PCORD,PL,SM,DUP,LC-LC,RP,8M | EA |  | 1 Year | 123 | 5% | 116.85
75289 | Hubbell | HDPCLCSM1 | FBR, PCORD,PL,SM,DUP,LC-LC,HD,1M | EA |  | 1 Year | 86.25 | 5% | 81.9375
75290 | Hubbell | HDPCLCSM10 | FBR, PCORD,PL,SM,DUP,LC-LC,HD,10M | EA |  | 1 Year | 128 | 5% | 121.6
75291 | Hubbell | HDPCLCSM2 | FBR, PCORD,PL,SM,DUP,LC-LC,HD,2M | EA |  | 1 Year | 91 | 5% | 86.45
75292 | Hubbell | HDPCLCSM3 | FBR, PCORD,PL,SM,DUP,LC-LC,HD,3M | EA |  | 1 Year | 95.4 | 5% | 90.63
75293 | Hubbell | HDPCLCSM4 | FBR, PCORD,PL,SM,DUP,LC-LC,HD,4M | EA |  | 1 Year | 101 | 5% | 95.95
75294 | Hubbell | HDPCLCSM5 | FBR, PCORD,PL,SM,DUP,LC-LC,HD,5M | EA |  | 1 Year | 105 | 5% | 99.75
75295 | Hubbell | HDPCLCSM6 | FBR, PCORD,PL,SM,DUP,LC-LC,HD,6M | EA |  | 1 Year | 110 | 5% | 104.5
75296 | Hubbell | HDPCLCSM8 | FBR, PCORD,PL,SM,DUP,LC-LC,HD,8M | EA |  | 1 Year | 119 | 5% | 113.05
75297 | Hubbell | HDPCMUMUS1 | FIBER, P-CORD,PL,SM, DUP,MU-MU,1M | EA |  | 1 Year | 64.95 | 5% | 61.7025
75298 | Hubbell | HDPCMUMUS10 | FIBER, P-CORD,PL,SM, DUP,MU-MU,10M | EA |  | 1 Year | 62.95 | 5% | 59.8025
75299 | Hubbell | HDPCMUMUS15 | FIBER, P-CORD,PL,SM, DUP,MU-MU,15M | EA |  | 1 Year | 66.35 | 5% | 63.0325
75300 | Hubbell | HDPCMUMUS2 | FIBER, P-CORD,PL,SM, DUP,MU-MU,2M | EA |  | 1 Year | 67.1 | 5% | 63.745
75301 | Hubbell | HDPCMUMUS20 | FIBER, P-CORD,PL,SM, DUP,MU-MU,20M | EA |  | 1 Year | 69.65 | 5% | 66.1675
75302 | Hubbell | HDPCMUMUS3 | FIBER, P-CORD,PL,SM, DUP,MU-MU,3M | EA |  | 1 Year | 69 | 5% | 65.55
75303 | Hubbell | HDPCMUMUS5 | FIBER, P-CORD,PL,SM, DUP,MU-MU,5M | EA |  | 1 Year | 74.85 | 5% | 71.1075
75304 | Hubbell | HEQ12 | QUADCAB,ECON,5U,14"D,MESH DR,BK | EA |  | 1 Year | 371 | 5% | 352.45
75305 | Hubbell | HEQ12S | QUADCAB,ECON,5U,14"D,SOLID DR,BK | EA |  | 1 Year | 353 | 5% | 335.35
75306 | Hubbell | HEQ18 | QUADCAB,ECON,8U,14"D,MESH DR,BK | EA |  | 1 Year | 395 | 5% | 375.25
75307 | Hubbell | HEQ18S | QUADCAB,ECON,8U,14"D,SOLID DR,BK | EA |  | 1 Year | 371 | 5% | 352.45
75308 | Hubbell | HEQ24 | QUADCAB,ECON,12U,14"D,MESH DR,BK | EA |  | 1 Year | 416 | 5% | 395.2
75309 | Hubbell | HEQ24S | QUADCAB,ECON,12U,14"D,SOLID DR,BK | EA |  | 1 Year | 395 | 5% | 375.25
75310 | Hubbell | HFCD1002P4 | CBL, FIBER,OM4,2F,DSP,TB,AQ | FT |  | 1 Year | 0.77 | 5% | 0.7315
75311 | Hubbell | HFCD1002P6 | CBL, FIBER,OM1,2F,DSP,TB,OR | FT |  | 1 Year | 0.52 | 5% | 0.494
75312 | Hubbell | HFCD1002PS | CBL, FIBER,SM,2F,DSP,TB,YL | FT |  | 1 Year | 0.41 | 5% | 0.3895
75313 | Hubbell | HFCD1002R3 | CBL, FIBER,OM3,2F,DSR,TB,AQ | FT |  | 1 Year | 0.55 | 5% | 0.5225
75314 | Hubbell | HFCD1002R4 | CBL, FIBER,OM4,2F,DSR,TB,AQ | FT |  | 1 Year | 0.76 | 5% | 0.722
75315 | Hubbell | HFCD1002R6 | CBL, FIBER,OM1,2F,DSR,TB,OR | FT |  | 1 Year | 0.46 | 5% | 0.437
75316 | Hubbell | HFCD1002RS | CBL, FIBER,SM,2F,DSR,TB,YL | FT |  | 1 Year | 0.26 | 5% | 0.247
75317 | Hubbell | HFCD1006P3 | CBL, FIBER,OM3,6F,DSP,TB,AQ | FT |  | 1 Year | 1.31 | 5% | 1.2445
75318 | Hubbell | HFCD1006P4 | CBL, FIBER,OM4,6F,DSP,TB,AQ | FT |  | 1 Year | 1.97 | 5% | 1.8715
75319 | Hubbell | HFCD1006P6 | CBL, FIBER,OM1,6F,DSP,TB,OR | FT |  | 1 Year | 1.29 | 5% | 1.2255
75320 | Hubbell | HFCD1006PS | CBL, FIBER,SM,6F,DSP,TB,YL | FT |  | 1 Year | 0.63 | 5% | 0.5985
75321 | Hubbell | HFCD1006R3 | CBL, FIBER,OM3,6F,DSR,TB,AQ | FT |  | 1 Year | 1.16 | 5% | 1.102
75322 | Hubbell | HFCD1006R4 | CBL, FIBER,OM4,6F,DSR,TB,AQ | FT |  | 1 Year | 2.05 | 5% | 1.9475
75323 | Hubbell | HFCD1006R6 | CBL, FIBER,OM1,6F,DSR,TB,OR | FT |  | 1 Year | 0.83 | 5% | 0.7885
75324 | Hubbell | HFCD1006RS | CBL, FIBER,SM,6F,DSR,TB,YL | FT |  | 1 Year | 0.44 | 5% | 0.418
75325 | Hubbell | HFCD1012P3 | CBL, FIBER,OM3,12F,DSP,TB,AQ | FT |  | 1 Year | 2.6 | 5% | 2.47
75326 | Hubbell | HFCD1012P4 | CBL, FIBER,OM4,12F,DSP,TB,AQ | FT |  | 1 Year | 3.65 | 5% | 3.4675
75327 | Hubbell | HFCD1012P6 | CBL, FIBER,OM1,12F,DSP,TB,OR | FT |  | 1 Year | 1.85 | 5% | 1.7575
75328 | Hubbell | HFCD1012PS | CBL, FIBER,SM,12F,DSP,TB,YL | FT |  | 1 Year | 1.05 | 5% | 0.9975
75329 | Hubbell | HFCD1012R3 | CBL, FIBER,OM3,12F,DSR,TB,AQ | FT |  | 1 Year | 2.2 | 5% | 2.09
75330 | Hubbell | HFCD1012R4 | CBL, FIBER,OM4,12F,DSR,TB,AQ | FT |  | 1 Year | 3.25 | 5% | 3.0875
75331 | Hubbell | HFCD1012R6 | CBL, FIBER,OM1,12F,DSR,TB,OR | FT |  | 1 Year | 1.64 | 5% | 1.558
75332 | Hubbell | HFCD1012RS | CBL, FIBER,SM,12F,DSR,TB,YL | FT |  | 1 Year | 0.89 | 5% | 0.8455
75333 | Hubbell | HFCD1024P3 | CBL, FIBER,OM3,24F,DSP,TB,AQ | FT |  | 1 Year | 5.3 | 5% | 5.035
75334 | Hubbell | HFCD1024P4 | CBL, FIBER,OM4,24F,DSP,TB,AQ | FT |  | 1 Year | 7.2 | 5% | 6.84
75335 | Hubbell | HFCD1024P6 | CBL, FIBER,OM1,24F,DSP,TB,OR | FT |  | 1 Year | 3.8 | 5% | 3.61
75336 | Hubbell | HFCD1024PS | CBL, FIBER,SM,24F,DSP,TB,YL | FT |  | 1 Year | 2.4 | 5% | 2.28
75337 | Hubbell | HFCD1024R3 | CBL, FIBER,OM3,24F,DSR,TB,AQ | FT |  | 1 Year | 4.9 | 5% | 4.655
75338 | Hubbell | HFCD1024R4 | CBL, FIBER,OM4,24F,DSR,TB,AQ | FT |  | 1 Year | 6.55 | 5% | 6.2225
75339 | Hubbell | HFCD1024R6 | CBL, FIBER,OM1,24F,DSR,TB,OR | FT |  | 1 Year | 3.3 | 5% | 3.135
75340 | Hubbell | HFCD1024RS | CBL, FIBER,SM,24F,DSR,TB,YL | FT |  | 1 Year | 2.25 | 5% | 2.1375
75341 | Hubbell | HFCD14002P4BK | CBL, FIBER,OM4,2F,I/O,PL,TB,BK | FT |  | 1 Year | 0.92 | 5% | 0.874
75342 | Hubbell | HFCD14002P6BK | CBL, FIBER,OM1,2F,I/O,PL,TB,BK | FT |  | 1 Year | 0.55 | 5% | 0.5225
75343 | Hubbell | HFCD14002PSBK | CBL, FIBER,SM,2F,I/O,PL,TB,,BK | FT |  | 1 Year | 0.35 | 5% | 0.3325
75344 | Hubbell | HFCD14002R4BK | CBL, FIBER,OM4,2F,I/O,R,TB,BK | FT |  | 1 Year | 0.79 | 5% | 0.7505
75345 | Hubbell | HFCD14002R6BK | CBL, FIBER,OM1,2F,I/O,R,TB,BK | FT |  | 1 Year | 0.42 | 5% | 0.399
75346 | Hubbell | HFCD14002RSBK | CBL, FIBER,SM,2F,I/O,R,TB,BK | FT |  | 1 Year | 0.28 | 5% | 0.266
75347 | Hubbell | HFCD14006P3BK | CBL, FIBER,OM3,6F,I/O,PL,TB,BK | FT |  | 1 Year | 1.38 | 5% | 1.311
75348 | Hubbell | HFCD14006P4BK | CBL, FIBER,OM4,6F,I/O,PL,TB,BK | FT |  | 1 Year | 1.9 | 5% | 1.805
75349 | Hubbell | HFCD14006P6BK | CBL, FIBER,OM1,6F,I/O,PL,TB,BK | FT |  | 1 Year | 1.16 | 5% | 1.102
75350 | Hubbell | HFCD14006PSBK | CBL, FIBER,SM,6F,I/O,PL,TB,,BK | FT |  | 1 Year | 0.55 | 5% | 0.5225
75351 | Hubbell | HFCD14006R3BK | CBL, FIBER,OM3,6F,I/O,R,TB,BK | FT |  | 1 Year | 1.16 | 5% | 1.102
75352 | Hubbell | HFCD14006R4BK | CBL, FIBER,OM4,6F,I/O,R,TB,BK | FT |  | 1 Year | 1.77 | 5% | 1.6815
75353 | Hubbell | HFCD14006R6BK | CBL, FIBER,OM1,6F,I/O,R,TB,BK | FT |  | 1 Year | 0.87 | 5% | 0.8265
75354 | Hubbell | HFCD14006RSBK | CBL, FIBER,SM,6F,I/O,R,TB,,BK | FT |  | 1 Year | 0.44 | 5% | 0.418
75355 | Hubbell | HFCD14012P3BK | CBL, FIBER,OM3,12F,I/O,PL,TB,BK | FT |  | 1 Year | 2.7 | 5% | 2.565
75356 | Hubbell | HFCD14012P4BK | CBL, FIBER,OM4,12F,I/O,PL,TB,BK | FT |  | 1 Year | 3.65 | 5% | 3.4675
75357 | Hubbell | HFCD14012P6BK | CBL, FIBER,OM1,12F,I/O,PL,TB,BK | FT |  | 1 Year | 2.3 | 5% | 2.185
75358 | Hubbell | HFCD14012PSBK | CBL, FIBER,SM,12F,I/O,PL,TB,BK | FT |  | 1 Year | 1.14 | 5% | 1.083
75359 | Hubbell | HFCD14012R3BK | CBL, FIBER,OM3,12F,I/O,R,TB,BK | FT |  | 1 Year | 2.3 | 5% | 2.185
75360 | Hubbell | HFCD14012R4BK | CBL, FIBER,OM4,12F,I/O,R,TB,BK | FT |  | 1 Year | 3.35 | 5% | 3.1825
75361 | Hubbell | HFCD14012R6BK | CBL, FIBER,OM1,12F,I/O,R,TB,BK | FT |  | 1 Year | 1.72 | 5% | 1.634
75362 | Hubbell | HFCD14012RSBK | CBL, FIBER,SM,12F,I/O,R,TB,BK | FT |  | 1 Year | 1 | 5% | 0.95
75363 | Hubbell | HFCD14024P3BK | CBL, FIBER,OM3,24F,I/O,PL,TB,BK | FT |  | 1 Year | 5.3 | 5% | 5.035
75364 | Hubbell | HFCD14024P4BK | CBL, FIBER,OM4,24F,I/O,PL,TB,BK | FT |  | 1 Year | 7.2 | 5% | 6.84
75365 | Hubbell | HFCD14024P6BK | CBL, FIBER,OM1,24F,I/O,PL,TB,BK | FT |  | 1 Year | 4.45 | 5% | 4.2275
75366 | Hubbell | HFCD14024PSBK | CBL, FIBER,SM,24F,I/O,PL,TB,BK | FT |  | 1 Year | 2.6 | 5% | 2.47
75367 | Hubbell | HFCD14024R3BK | CBL, FIBER,OM3,24F,I/O,R,TB,BK | FT |  | 1 Year | 5 | 5% | 4.75
75368 | Hubbell | HFCD14024R4BK | CBL, FIBER,OM4,24F,I/O,R,TB,BK | FT |  | 1 Year | 6.65 | 5% | 6.3175
75369 | Hubbell | HFCD14024R6BK | CBL, FIBER,OM1,24F,I/O,R,TB,BK | FT |  | 1 Year | 4 | 5% | 3.8
75370 | Hubbell | HFCD14024RSBK | CBL, FIBER,SM,24F,I/O,R,TB,BK | FT |  | 1 Year | 2.3 | 5% | 2.185
75371 | Hubbell | HFCD14048P3BK | CBL, FIBER,OM3,48F,I/O,PL,TB,BK | FT |  | 1 Year | 11.45 | 5% | 10.8775
75372 | Hubbell | HFCD14048P4BK | CBL, FIBER,OM4,48F,I/O,PL,TB,BK | FT |  | 1 Year | 18.55 | 5% | 17.6225
75373 | Hubbell | HFCD14048PSBK | CBL, FIBER,SM,48F,I/O,PL,TB,BK | FT |  | 1 Year | 5.3 | 5% | 5.035
75374 | Hubbell | HFCD14048R3BK | CBL, FIBER,OM3,48F,I/O,R,TB,BK | FT |  | 1 Year | 10.25 | 5% | 9.7375
75375 | Hubbell | HFCD14048R4BK | CBL, FIBER,OM4,48F,I/O,R,TB,BK | FT |  | 1 Year | 12.65 | 5% | 12.0175
75376 | Hubbell | HFCD14048RSBK | CBL, FIBER,SM,48F,I/O,R,TB,BK | FT |  | 1 Year | 4 | 5% | 3.8
75377 | Hubbell | HFCD14072P3BK | CBL, FIBER,OM3,6U,72F,I/O,PL,TB,BK | FT |  | 1 Year | 16.15 | 5% | 15.3425
75378 | Hubbell | HFCD14072P4BK | CBL, FIBER,OM4, 6U,72F,I/O,PL,TB,BK | FT |  | 1 Year | 22.05 | 5% | 20.9475
75379 | Hubbell | HFCD14072PSBK | CBL, FIBER,SM, 6U,72F F,I/O,PL,TB,BK | FT |  | 1 Year | 6.95 | 5% | 6.6025
75380 | Hubbell | HFCD14072R3BK | CBL, FIBER,OM3, 6U,72F,I/O,R,TB,BK | FT |  | 1 Year | 13.6 | 5% | 12.92
75381 | Hubbell | HFCD14072R4BK | CBL, FIBER,OM4, 6U,72F,I/O,R,TB,BK | FT |  | 1 Year | 19.5 | 5% | 18.525
75382 | Hubbell | HFCD15006P3 | CBL, FIBER,OM3,6F,DSP,ARM,TB,AQ | FT |  | 1 Year | 2.9 | 5% | 2.755
75383 | Hubbell | HFCD15006P4 | CBL, FIBER,OM4,6F,DSP,ARM,TB,AQ | FT |  | 1 Year | 3.65 | 5% | 3.4675
75384 | Hubbell | HFCD15006P6 | CBL, FIBER,OM1,6F,DSP,ARM,TB,OR | FT |  | 1 Year | 2.4 | 5% | 2.28
75385 | Hubbell | HFCD15006PS | CBL, FIBER,SM,6F,DSP,ARM,TB,YL | FT |  | 1 Year | 2.2 | 5% | 2.09
75386 | Hubbell | HFCD15006R3 | CBL, FIBER,OM3,6F,DSR,ARM,TB,AQ | FT |  | 1 Year | 2.5 | 5% | 2.375
75387 | Hubbell | HFCD15006R4 | CBL, FIBER,OM4,6F,DSR,ARM,TB,AQ | FT |  | 1 Year | 3.45 | 5% | 3.2775
75388 | Hubbell | HFCD15006R6 | CBL, FIBER,OM1,6F,DSR,ARM,TB,OR | FT |  | 1 Year | 2.1 | 5% | 1.995
75389 | Hubbell | HFCD15006RS | CBL, FIBER,SM,6F,DSR,ARM,TB,YL | FT |  | 1 Year | 1.44 | 5% | 1.368
75390 | Hubbell | HFCD15012P3 | CBL, FIBER,OM3,12F,DSP,ARM,TB,AQ | FT |  | 1 Year | 4 | 5% | 3.8
75391 | Hubbell | HFCD15012P4 | CBL, FIBER,OM4,12F,DSP,ARM,TB,AQ | FT |  | 1 Year | 6.2 | 5% | 5.89
75392 | Hubbell | HFCD15012P6 | CBL, FIBER,OM1,12F,DSP,ARM,TB,OR | FT |  | 1 Year | 3.15 | 5% | 2.9925
75393 | Hubbell | HFCD15012PS | CBL, FIBER,SM,12F,DSP,ARM,TB,YL | FT |  | 1 Year | 2.5 | 5% | 2.375
75394 | Hubbell | HFCD15012R3 | CBL, FIBER,OM3,12F,DSR,ARM,TB,AQ | FT |  | 1 Year | 3.2 | 5% | 3.04
75395 | Hubbell | HFCD15012R4 | CBL, FIBER,OM4,12F,DSR,ARM,TB,AQ | FT |  | 1 Year | 5.35 | 5% | 5.0825
75396 | Hubbell | HFCD15012R6 | CBL, FIBER,OM1,12F,DSR,ARM,TB,OR | FT |  | 1 Year | 2.7 | 5% | 2.565
75397 | Hubbell | HFCD15012RS | CBL, FIBER,SM,12F,DSR,ARM,TB,YL | FT |  | 1 Year | 1.61 | 5% | 1.5295
75398 | Hubbell | HFCD15024P3 | CBL, FIBER,OM3,24F,DSP,ARM,TB,AQ | FT |  | 1 Year | 6.85 | 5% | 6.5075
75399 | Hubbell | HFCD15024P4 | CBL, FIBER,OM4,24F,DSP,ARM,TB,AQ | FT |  | 1 Year | 10.55 | 5% | 10.0225
75400 | Hubbell | HFCD15024P6 | CBL, FIBER,OM1,24F,DSP,ARM,TB,OR | FT |  | 1 Year | 5.1 | 5% | 4.845
75401 | Hubbell | HFCD15024PS | CBL, FIBER,SM,24F,DSP,ARM,TB,YL | FT |  | 1 Year | 3.2 | 5% | 3.04
75402 | Hubbell | HFCD15024R3 | CBL, FIBER,OM3,24F,DSR,ARM,TB,AQ | FT |  | 1 Year | 5.55 | 5% | 5.2725
75403 | Hubbell | HFCD15024R4 | CBL, FIBER,OM4,24F,DSR,ARM,TB,AQ | FT |  | 1 Year | 9.6 | 5% | 9.12
75404 | Hubbell | HFCD15024R6 | CBL, FIBER,OM1,24F,DSR,ARM,TB,OR | FT |  | 1 Year | 5.65 | 5% | 5.3675
75405 | Hubbell | HFCD15024RS | CBL, FIBER,SM,24F,DSR,ARM,TB,YL | FT |  | 1 Year | 3.7 | 5% | 3.515
75406 | Hubbell | HFCD15048P3 | CBL, FIBER,OM3,48F,DSP,ARM,TB,AQ | FT |  | 1 Year | 13.05 | 5% | 12.3975
75407 | Hubbell | HFCD15048P4 | CBL, FIBR,OM4,48F,DSP,ARM,TB,AQ | FT |  | 1 Year | 19.4 | 5% | 18.43
75408 | Hubbell | HFCD15048PS | CBL, FIBER,SM,48F,DSP,ARM,TB,YL | FT |  | 1 Year | 8.05 | 5% | 7.6475
75409 | Hubbell | HFCD15048R3 | CBL, FIBER,OM3,48F,DSR,ARM,TB,AQ | FT |  | 1 Year | 12.65 | 5% | 12.0175
75410 | Hubbell | HFCD15048R4 | CBL, FIBR,OM4,48F,DSR,ARM,TB,AQ | FT |  | 1 Year | 16.45 | 5% | 15.6275
75411 | Hubbell | HFCD15048RS | CBL, FIBER,SM,48F,DSR,ARM,TB,YL | FT |  | 1 Year | 6.3 | 5% | 5.985
75412 | Hubbell | HFCD19006P3BK | CBL, FIBER,OM3,6F,I/O,PL,ARM,TB,BK | FT |  | 1 Year | 2.7 | 5% | 2.565
75413 | Hubbell | HFCD19006P4BK | CBL, FIBER,OM4,6F,I/O,PL,ARM,TB,BK | FT |  | 1 Year | 3.65 | 5% | 3.4675
75414 | Hubbell | HFCD19006PSBK | CBL, FIBER,SM,6F,I/O,PL,ARM,TB,BK | FT |  | 1 Year | 1.85 | 5% | 1.7575
75415 | Hubbell | HFCD19006R3BK | CBL, FIBER,OM3,6F,I/O,R,ARM,TB,BK | FT |  | 1 Year | 2.75 | 5% | 2.6125
75416 | Hubbell | HFCD19006R4BK | CBL, FIBER,OM4,6F,I/O,R,ARM,TB,BK | FT |  | 1 Year | 3.8 | 5% | 3.61
75417 | Hubbell | HFCD19006RSBK | CBL, FIBER,SM,6F,I/O,R,ARM,TB,BK | FT |  | 1 Year | 1.61 | 5% | 1.5295
75418 | Hubbell | HFCD19012P3BK | CBL, FIBER,OM3,12F,I/O,PL,ARM,TB,BK | FT |  | 1 Year | 3.8 | 5% | 3.61
75419 | Hubbell | HFCD19012P4BK | CBL, FIBER,OM4,12F,I/O,PL,ARM,TB,BK | FT |  | 1 Year | 5.9 | 5% | 5.605
75420 | Hubbell | HFCD19012PSBK | CBL, FIBER,SM,12F,I/O,PL,ARM,TB,BK | FT |  | 1 Year | 2.15 | 5% | 2.0425
75421 | Hubbell | HFCD19012R3BK | CBL, FIBER,OM3,12F,I/O,R,ARM,TB,BK | FT |  | 1 Year | 3.6 | 5% | 3.42
75422 | Hubbell | HFCD19012R4BK | CBL, FIBER,OM4,12F,I/O,R,ARM,TB,BK | FT |  | 1 Year | 5.9 | 5% | 5.605
75423 | Hubbell | HFCD19012RSBK | CBL, FIBER,SM,12F,I/O,R,ARM,TB,BK | FT |  | 1 Year | 1.77 | 5% | 1.6815
75424 | Hubbell | HFCD19024P3BK | CBL, FIBER,OM3,24F,I/O,PL,ARM,TB,BK | FT |  | 1 Year | 6.4 | 5% | 6.08
75425 | Hubbell | HFCD19024P4BK | CBL, FIBER,OM4,24F,I/O,PL,ARM,TB,BK | FT |  | 1 Year | 10.35 | 5% | 9.8325
75426 | Hubbell | HFCD19024PSBK | CBL, FIBER,SM,24F,I/O,PL,ARM,TB,BK | FT |  | 1 Year | 3 | 5% | 2.85
75427 | Hubbell | HFCD19024R3BK | CBL, FIBER,OM3,24F,I/O,R,ARM,TB,BK | FT |  | 1 Year | 6.2 | 5% | 5.89
75428 | Hubbell | HFCD19024R4BK | CBL, FIBER,OM4,24F,I/O,R,ARM,TB,BK | FT |  | 1 Year | 10.55 | 5% | 10.0225
75429 | Hubbell | HFCD19024RSBK | CBL, FIBER,SM,24F,I/O,R,ARM,TB,BK | FT |  | 1 Year | 4.15 | 5% | 3.9425
75430 | Hubbell | HFCD19048P3BK | CBL, FIBER,OM3,48F,I/O,PL,ARM,TB,BK | FT |  | 1 Year | 14.7 | 5% | 13.965
75431 | Hubbell | HFCD19048P4BK | CBL, FIBER,OM4,48F,I/O,PL,ARM,TB,BK | FT |  | 1 Year | 23.1 | 5% | 21.945
75432 | Hubbell | HFCD19048PSBK | CBL, FIBER,SM,48F,I/O,PL,ARM,TB,BK | FT |  | 1 Year | 7.5 | 5% | 7.125
75433 | Hubbell | HFCD19048R3BK | CBL, FIBER,OM3,48F,I/O,R,ARM,TB,BK | FT |  | 1 Year | 14.05 | 5% | 13.3475
75434 | Hubbell | HFCD19048R4BK | CBL, FIBER,OM4,48F,I/O,R,ARM,TB,BK | FT |  | 1 Year | 18 | 5% | 17.1
75435 | Hubbell | HFCD19048RSBK | CBL, FIBER,SM,48F,I/O,R,ARM,TB,BK | FT |  | 1 Year | 6.75 | 5% | 6.4125
75436 | Hubbell | HFCD1M12048P3 | CBL, FIBER,OM3,4U,48F,DSP,TB,AQ | FT |  | 1 Year | 11.1 | 5% | 10.545
75437 | Hubbell | HFCD1M12048P4 | CBL, FIBER,OM4,4U,48F,DSP,TB,AQ | FT |  | 1 Year | 16.45 | 5% | 15.6275
75438 | Hubbell | HFCD1M12048PS | CBL, FIBER,SM,4U,48F,DSP,TB,YL | FT |  | 1 Year | 4.9 | 5% | 4.655
75439 | Hubbell | HFCD1M12048R3 | CBL, FIBER,OM3,4U,48F,DSR,TB,AQ | FT |  | 1 Year | 10.25 | 5% | 9.7375
75440 | Hubbell | HFCD1M12048R4 | CBL, FIBER,OM4,4U,48F,DSR,TB,AQ | FT |  | 1 Year | 12.95 | 5% | 12.3025
75441 | Hubbell | HFCD1M12048RS | CBL, FIBER,SM,4U,48F,DSR,TB,YL | FT |  | 1 Year | 3.8 | 5% | 3.61
75442 | Hubbell | HFCD1M12072P3 | CBL, FIBER,OM3,6U,72F,DSP,TB,AQ | FT |  | 1 Year | 15.25 | 5% | 14.4875
75443 | Hubbell | HFCD1M12072P4 | CBL, FIBER,OM4,6U,72F,DSP,TB,AQ | FT |  | 1 Year | 21.05 | 5% | 19.9975
75444 | Hubbell | HFCD1M12072R3 | CBL, FIBER,OM3,6U,72F,DSR,TB,AQ | FT |  | 1 Year | 13.1 | 5% | 12.445
75445 | Hubbell | HFCD1M12072R4 | CBL, FIBER,OM4,6U,72F,DSR,TB,AQ | FT |  | 1 Year | 18.4 | 5% | 17.48
75446 | Hubbell | HGB025DBS | DRILL BIT,METAL,3/16" FOR 12-24 TFS | EA |  | 1 Year | 19.6 | 5% | 18.62
75447 | Hubbell | HGB1224ST | 12-24 THREAD FORMING SCREW,SS,50PK | PK |  | 1 Year | 28.25 | 5% | 26.8375
75448 | Hubbell | HGB24AP | ABRASIVE PAD,SYNTHETIC,2X4,6PK | PK |  | 1 Year | 22.05 | 5% | 20.9475
75449 | Hubbell | HGB25CNWH | CONICAL WASHER,0.25IN,50PK | PK |  | 1 Year | 44.65 | 5% | 42.4175
75450 | Hubbell | HGB25PPW | SERRATED WASHER,PAINT PIERCE,50PK | PK |  | 1 Year | 23.1 | 5% | 21.945
75451 | Hubbell | HGB38CNWH | CONICAL WASHER,0.375IN,50PK | PK |  | 1 Year | 46.15 | 5% | 43.8425
75452 | Hubbell | HGBBD12 | BRAIDED JUMPER,12"LENGTH | EA |  | 1 Year | 143 | 5% | 135.85
75453 | Hubbell | HGBBD18 | BRAIDED JUMPER,18"LENGTH | EA |  | 1 Year | 129 | 5% | 122.55
75454 | Hubbell | HGBBD24 | BRAIDED JUMPER,24"LENGTH | EA |  | 1 Year | 155 | 5% | 147.25
75455 | Hubbell | HGBBD6S10 | BRAIDED JUMPER,6",6AWG,S END,10PK | PK |  | 1 Year | 333 | 5% | 316.35
75456 | Hubbell | HGBBD8 | BRAIDED JUMPER,7.75"LENGTH | EA |  | 1 Year | 58.8 | 5% | 55.86
75457 | Hubbell | HGBBD9S10 | BRAIDED JUMPER,9",6AWG,S END,10PK | PK |  | 1 Year | 369 | 5% | 350.55
75458 | Hubbell | HGBBGBL4 | GND TERMINAL,AL,SIDEMOUNT,100PK | PK |  | 1 Year | 309 | 5% | 293.55
75459 | Hubbell | HGBCL501 | GND TERMINAL,CU,SIDEMOUNT,100PK | PK |  | 1 Year | 637 | 5% | 605.15
75460 | Hubbell | HGBCWB2 | METAL BRUSH FOR POWER DRILL | EA |  | 1 Year | 71.5 | 5% | 67.925
75461 | Hubbell | HGBESDBC | ESD CUFF,CLOTH,6FT CORD,BNNA | EA |  | 1 Year | 48.45 | 5% | 46.0275
75462 | Hubbell | HGBESDBM | ESD CUFF,METAL,6FT CORD,BNNA | EA |  | 1 Year | 182 | 5% | 172.9
75463 | Hubbell | HGBESDKT10 | ESD PORT,PENE,12-24,M6,ESDLBL,10PK | PK |  | 1 Year | 248 | 5% | 235.6
75464 | Hubbell | HGBESDLBL | ESD SYMBOL LABEL,25PK | PK |  | 1 Year | 10 | 5% | 9.5
75465 | Hubbell | HGBGAR1526 | PIPE CLAMP,CU,1"DIA | EA |  | 1 Year | 52.4 | 5% | 49.78
75466 | Hubbell | HGBGAR1626 | PIPE CLAMP,CU,1.5"DIA | EA |  | 1 Year | 55.35 | 5% | 52.5825
75467 | Hubbell | HGBGAR1726 | PIPE CLAMP,CU,2"DIA | EA |  | 1 Year | 57.4 | 5% | 54.53
75468 | Hubbell | HGBGAR1826 | PIPE CLAMP,CU,2.5"DIA | EA |  | 1 Year | 70.6 | 5% | 67.07
75469 | Hubbell | HGBGAR1926 | PIPE CLAMP,CU,3"DIA | EA |  | 1 Year | 85.7 | 5% | 81.415
75470 | Hubbell | HGBGAR2026 | PIPE CLAMP,CU,3.5"DIA | EA |  | 1 Year | 105 | 5% | 99.75
75471 | Hubbell | HGBGAR2126 | PIPE CLAMP,CU,4"DIA | EA |  | 1 Year | 122 | 5% | 115.9
75472 | Hubbell | HGBGAR2226 | PIPE CLAMP,CU,5"DIA | EA |  | 1 Year | 139 | 5% | 132.05
75473 | Hubbell | HGBGAR8629 | PIPE CLAMP,CU,6"DIA | EA |  | 1 Year | 506 | 5% | 480.7
75474 | Hubbell | HGBGNDLBL | GROUND SYMBOL LABEL,25PK | PK |  | 1 Year | 19.6 | 5% | 18.62
75475 | Hubbell | HGBGP1526G1 | RAISED FLOOR CLAMP,CU,RND | EA |  | 1 Year | 104 | 5% | 98.8
75476 | Hubbell | HGBGRF4C3 | RAISED FLOOR CLAMP,CU,2-8AWG,RND SQ | EA |  | 1 Year | 54 | 5% | 51.3
75477 | Hubbell | HGBGXP1828RF | RAISED FLOOR CLAMP,CU,RND SQR | EA |  | 1 Year | 181 | 5% | 171.95
75478 | Hubbell | HGBHF12 | HIGH FLEX JUMPER,GRN/YLW,12",1PK | EA |  | 1 Year | 47.15 | 5% | 44.7925
75479 | Hubbell | HGBHF14 | HIGH FLEX JUMPER,GRN/YLW,14",1PK | EA |  | 1 Year | 51.7 | 5% | 49.115
75480 | Hubbell | HGBHF18 | HIGH FLEX JUMPER,GRN/YLW,18",1PK | EA |  | 1 Year | 58.8 | 5% | 55.86
75481 | Hubbell | HGBHF24 | HIGH FLEX JUMPER,GRN/YLW,24",1PK | EA |  | 1 Year | 64.3 | 5% | 61.085
75482 | Hubbell | HGBHF30 | HIGH FLEX JUMPER,GRN/YLW,30",1PK | EA |  | 1 Year | 67.35 | 5% | 63.9825
75483 | Hubbell | HGBHF7 | HIGH FLEX JUMPER,GRN/YLW,7",1PK | EA |  | 1 Year | 33.05 | 5% | 31.3975
75484 | Hubbell | HGBHF9 | HIGH FLEX JUMPER,GRN/YLW,9",1PK | EA |  | 1 Year | 40.05 | 5% | 38.0475
75485 | Hubbell | HGBKA6U | GND TERMINAL,AL,STANDOFF,100PK | PK |  | 1 Year | 107 | 5% | 101.65
75486 | Hubbell | HGBKLU35 | GND TERMINAL,CU,STANDOFF,100PK | PK |  | 1 Year | 310 | 5% | 294.5
75487 | Hubbell | HGBKS17 | SPLT BLT CNTR,8AWG6,CU,50PK | PK |  | 1 Year | 168 | 5% | 159.6
75488 | Hubbell | HGBKS20 | SPLT BLT CNTR,8AWG4,CU,50PK | PK |  | 1 Year | 207 | 5% | 196.65
75489 | Hubbell | HGBKS22 | SPLT BLT CNTR,6AWG3,CU,50PK | PK |  | 1 Year | 301 | 5% | 285.95
75490 | Hubbell | HGBKS23 | SPLT BLT CNTR,6AWG2,CU,25PK | PK |  | 1 Year | 164 | 5% | 155.8
75491 | Hubbell | HGBKS25 | SPLT BLT CNTR,4AWG10,CU,25PK | PK |  | 1 Year | 213 | 5% | 202.35
75492 | Hubbell | HGBKS26 | SPLT BLT CNTR,2AWG20,CU,10PK | PK |  | 1 Year | 137 | 5% | 130.15
75493 | Hubbell | HGBKS27 | SPLT BLT CNTR,1AWG30,CU,10PK | PK |  | 1 Year | 187 | 5% | 177.65
75494 | Hubbell | HGBKS29 | SPLT BLT CNTR,1AWG250,CU,5PK | PK |  | 1 Year | 134 | 5% | 127.3
75495 | Hubbell | HGBKSA10 | GRND WIRE CONNECTOR,CU,8AWG | PK |  | 1 Year | 9.5 | 5% | 9.025
75496 | Hubbell | HGBKVSW26 | GRND WIRE CONNECTOR,CU,6AWG | EA |  | 1 Year | 28.25 | 5% | 26.8375
75497 | Hubbell | HGBL01D | LUG,1 AWG,DBL,1/4"OD,5/8"SP,25PK | PK |  | 1 Year | 220 | 5% | 209
75498 | Hubbell | HGBL01D1 | LUG,1 AWG,DBL,1/4"OD,5/8"SP | EA |  | 1 Year | 11.65 | 5% | 11.0675
75499 | Hubbell | HGBL01DA | LUG,1 AWG,DBL,1/4"OD,3/4"SP,25PK | PK |  | 1 Year | 443 | 5% | 420.85
75500 | Hubbell | HGBL01DB | LUG,1 AWG,DBL,3/8"OD,1"SP,25PK | PK |  | 1 Year | 257 | 5% | 244.15
75501 | Hubbell | HGBL01DB1 | LUG,1 AWG,DBL,3/8"OD,1"SP | EA |  | 1 Year | 13.6 | 5% | 12.92
75502 | Hubbell | HGBL01S | LUG,1 AWG,SGL,1/4"OD,0"SP,25PK | PK |  | 1 Year | 305 | 5% | 289.75
75503 | Hubbell | HGBL01SA | LUG,1 AWG,SGL,3/8"OD,0"SP,25PK | PK |  | 1 Year | 320 | 5% | 304
75504 | Hubbell | HGBL02D | LUG,2 AWG,DBL,1/4"OD,5/8"SP,25PK | PK |  | 1 Year | 203 | 5% | 192.85
75505 | Hubbell | HGBL02D1 | LUG,2 AWG,DBL,1/4"OD,5/8"SP | EA |  | 1 Year | 10.9 | 5% | 10.355
75506 | Hubbell | HGBL02D45 | LUG,2 AWG,DBL,1/4"OD,5/8"SP,45DEG,25PK | PK |  | 1 Year | 493 | 5% | 468.35
75507 | Hubbell | HGBL02D90 | LUG,2 AWG,DBL,1/4"OD,5/8"SP,90DEG,25PK | PK |  | 1 Year | 486 | 5% | 461.7
75508 | Hubbell | HGBL02DA | LUG,2 AWG,DBL,1/4"OD,3/4"SP,25PK | PK |  | 1 Year | 309 | 5% | 293.55
75509 | Hubbell | HGBL02DB | LUG,2 AWG,DBL,3/8"OD,1"SP,25PK | PK |  | 1 Year | 238 | 5% | 226.1
75510 | Hubbell | HGBL02DB1 | LUG,2 AWG,DBL,3/8"OD,1"SP | EA |  | 1 Year | 10.8 | 5% | 10.26
75511 | Hubbell | HGBL02DB90 | LUG,2 AWG,DBL,3/8"OD,1"SP,90DEG,25PK | PK |  | 1 Year | 465 | 5% | 441.75
75512 | Hubbell | HGBL02S | LUG,2 AWG,SGL,1/4"OD,0"SP,25PK | PK |  | 1 Year | 216 | 5% | 205.2
75513 | Hubbell | HGBL02SA | LUG,2 AWG,SGL,3/8"OD,0"SP,25PK | PK |  | 1 Year | 255 | 5% | 242.25
75514 | Hubbell | HGBL02SF | LUG, CU,1 HOLE,2AWG,45DEG.250"HS, 25 PK | PK |  | 1 Year | 262 | 5% | 248.9
75515 | Hubbell | HGBL04D | LUG,4 AWG,DBL,1/4"OD,5/8"SP,50PK | PK |  | 1 Year | 382 | 5% | 362.9
75516 | Hubbell | HGBL04D1 | LUG,4 AWG,DBL,1/4"OD,5/8"SP | EA |  | 1 Year | 10.35 | 5% | 9.8325
75517 | Hubbell | HGBL04D45 | LUG,4 AWG,DBL,1/4"OD,5/8"SP,45DEG,50PK | PK |  | 1 Year | 820 | 5% | 779
75518 | Hubbell | HGBL04D90 | LUG,4 AWG,DBL1/4"OD,5/8"SP,90DEG 50PK | PK |  | 1 Year | 785 | 5% | 745.75
75519 | Hubbell | HGBL04DA | LUG,4 AWG,DBL,1/4"OD,3/4"SP,50PK | PK |  | 1 Year | 609 | 5% | 578.55
75520 | Hubbell | HGBL04DB | LUG,4 AWG,DBL,3/8"OD,1"SP,50PK | PK |  | 1 Year | 438 | 5% | 416.1
75521 | Hubbell | HGBL04DB1 | LUG,4 AWG,DBL,3/8"OD,1"SP | EA |  | 1 Year | 10.65 | 5% | 10.1175
75522 | Hubbell | HGBL04DB90 | LUG,4 AWG,DBL,3/8"OD,1"SP,90DEG,50PK | PK |  | 1 Year | 914 | 5% | 868.3
75523 | Hubbell | HGBL04S | LUG,4 AWG,SGL,1/4"OD,0"SP,50PK | PK |  | 1 Year | 224 | 5% | 212.8
75524 | Hubbell | HGBL04S1 | LUG,4 AWG,SGL,1/4"OD,0"SP | EA |  | 1 Year | 6 | 5% | 5.7
75525 | Hubbell | HGBL04SF | LUG, CU,1 HOLE,4AWG,45DEG,HS,50 PK | PK |  | 1 Year | 333 | 5% | 316.35
75526 | Hubbell | HGBL06D | LUG,6 AWG,DBL,1/4"OD,5/8"SP,50PK | PK |  | 1 Year | 357 | 5% | 339.15
75527 | Hubbell | HGBL06D1 | LUG,6 AWG,DBL,1/4"OD,5/8"SP | EA |  | 1 Year | 9.6 | 5% | 9.12
75528 | Hubbell | HGBL06D45 | LUG,6 AWG,DBL,1/4"OD,5/8"SP,45DEG,50PK | PK |  | 1 Year | 534 | 5% | 507.3
75529 | Hubbell | HGBL06D90 | LUG,6 AWG,DBL,1/4"OD,5/8"SP,90DEG,50PK | PK |  | 1 Year | 423 | 5% | 401.85
75530 | Hubbell | HGBL06DA | LUG,6 AWG,DBL,1/4"OD,3/4"SP,50PK | PK |  | 1 Year | 517 | 5% | 491.15
75531 | Hubbell | HGBL06DB | LUG,6 AWG,DBL,3/8"OD,1"SP,50PK | PK |  | 1 Year | 401 | 5% | 380.95
75532 | Hubbell | HGBL06DB1 | LUG,6 AWG,DBL,3/8"OD,1"SP | EA |  | 1 Year | 10.7 | 5% | 10.165
75533 | Hubbell | HGBL06DB90 | LUG,6 AWG,DBL,3/8"OD,1"SP,90DEG,50PK | PK |  | 1 Year | 886 | 5% | 841.7
75534 | Hubbell | HGBL06DF1 | LUG,6 AWG,DBL,1/4"OD,5/8"SP,45DEG | EA |  | 1 Year | 10.7 | 5% | 10.165
75535 | Hubbell | HGBL06DN1 | LUG,6 AWG,DBL,1/4"OD,5/8"SP,90DEG | EA |  | 1 Year | 10.7 | 5% | 10.165
75536 | Hubbell | HGBL06S | LUG,6 AWG,SGL,1/4"OD,0"SP,50PK | PK |  | 1 Year | 177 | 5% | 168.15
75537 | Hubbell | HGBL06S1 | LUG,6 AWG,SGL,1/4"OD,0"SP | EA |  | 1 Year | 4.8 | 5% | 4.56
75538 | Hubbell | HGBL06SF | LUG, CU,1 HOLE,6AWG,45DEG,.250"HS, 50PK | PK |  | 1 Year | 270 | 5% | 256.5
75539 | Hubbell | HGBL06SF1 | LUG,6 AWG,SGL,1/4"OD,0"SP,45DEG | EA |  | 1 Year | 7.1 | 5% | 6.745
75540 | Hubbell | HGBL06SN | LUG, CU,1 HOLE,6AWG,90DEG,1/4"OD,50PK | PK |  | 1 Year | 220 | 5% | 209
75541 | Hubbell | HGBL10D | LUG,1/0 AWG,DBL,1/4"OD,5/8"SP,10PK | PK |  | 1 Year | 91.6 | 5% | 87.02
75542 | Hubbell | HGBL10D1 | LUG,1/0 AWG,DBL,1/4"OD,5/8"SP | EA |  | 1 Year | 12.45 | 5% | 11.8275
75543 | Hubbell | HGBL10D90 | LUG,1/0 AWG,DBL,1/4"OD,5/8"SP,90DEG,10PK | PK |  | 1 Year | 242 | 5% | 229.9
75544 | Hubbell | HGBL10DA | LUG,1/0 AWG,DBL,1/4"OD,3/4"SP,10PK | PK |  | 1 Year | 194 | 5% | 184.3
75545 | Hubbell | HGBL10DB | LUG,1/0 AWG,DBL,3/8"OD,1"SP,10PK | PK |  | 1 Year | 108 | 5% | 102.6
75546 | Hubbell | HGBL10DB1 | LUG,1/0 AWG,DBL,3/8"OD,1"SP | EA |  | 1 Year | 13.05 | 5% | 12.3975
75547 | Hubbell | HGBL10DB90 | LUG,1/0 AWG,DBL,3/8"OD,1"SP,90DEG,10PK | PK |  | 1 Year | 262 | 5% | 248.9
75548 | Hubbell | HGBL10S | LUG,1/0 AWG,SGL,1/4"OD,0"SP,10PK | PK |  | 1 Year | 103 | 5% | 97.85
75549 | Hubbell | HGBL10SA | LUG,1/0 AWG,SGL,3/8"OD,0"SP,10PK | PK |  | 1 Year | 128 | 5% | 121.6
75550 | Hubbell | HGBL20D | LUG,2/0 AWG,DBL,1/4"OD,5/8"SP,10PK | PK |  | 1 Year | 96.95 | 5% | 92.1025
75551 | Hubbell | HGBL20D1 | LUG,2/0 AWG,DBL,1/4"OD,5/8"SP | EA |  | 1 Year | 13.1 | 5% | 12.445
75552 | Hubbell | HGBL20DA | LUG,2/0 AWG,DBL,1/4"OD,3/4"SP,10PK | PK |  | 1 Year | 173 | 5% | 164.35
75553 | Hubbell | HGBL20DB | LUG,2/0 AWG,DBL,3/8"OD,1"SP,10PK | PK |  | 1 Year | 117 | 5% | 111.15
75554 | Hubbell | HGBL20DB1 | LUG,2/0 AWG,DBL,3/8"OD,1"SP | EA |  | 1 Year | 13.1 | 5% | 12.445
75555 | Hubbell | HGBL20SA | LUG,2/0 AWG,SGL,3/8"OD,0"SP,10PK | PK |  | 1 Year | 142 | 5% | 134.9
75556 | Hubbell | HGBL250DB | LUG,CU,2 HOLE,250KCM,3/8"OD,1"SP,5PK | PK |  | 1 Year | 120 | 5% | 114
75557 | Hubbell | HGBL300DB | LUG,CU,2 HOLE,300KCM,3/8"OD,1"SP,5PK | PK |  | 1 Year | 153 | 5% | 145.35
75558 | Hubbell | HGBL30DA | LUG,3/0 AWG,DBL,1/4"OD,3/4"SP,10PK | PK |  | 1 Year | 203 | 5% | 192.85
75559 | Hubbell | HGBL30DB | LUG,3/0 AWG,DBL,3/8"OD,1"SP,10PK | PK |  | 1 Year | 124 | 5% | 117.8
75560 | Hubbell | HGBL30DB1 | LUG,3/0 AWG,DBL,3/8"OD,1"SP | EA |  | 1 Year | 16.65 | 5% | 15.8175
75561 | Hubbell | HGBL30SA | LUG,3/0 AWG,SGL,3/8"OD,0"SP,10PK | PK |  | 1 Year | 169 | 5% | 160.55
75562 | Hubbell | HGBL350DB | LUG,CU,2 HOLE,350KCM,3/8"OD,1"SP,5PK | PK |  | 1 Year | 153 | 5% | 145.35
75563 | Hubbell | HGBL40DB | LUG,CU,2 HOLE,4/0AWG,3/8"OD,1"SP,10PK | PK |  | 1 Year | 124 | 5% | 117.8
75564 | Hubbell | HGBL40DB1 | LUG,4/0 AWG,DBL,3/8"OD,1"SP | EA |  | 1 Year | 16.65 | 5% | 15.8175
75565 | Hubbell | HGBL500DB | LUG,CU,2 HOLE,500KCM,3/8"OD,1"SP,5PK | PK |  | 1 Year | 200 | 5% | 190
75566 | Hubbell | HGBL600DB | LUG,CU,2 HOLE,600KCM,3/8"OD,1"SP,5PK | PK |  | 1 Year | 283 | 5% | 268.85
75567 | Hubbell | HGBL750DB | LUG,CU,2 HOLE,750KCM,3/8"OD,1"SP,5PK | PK |  | 1 Year | 323 | 5% | 306.85
75568 | Hubbell | HGBM6ST | M6 SELF TAPPING SCREW,SS,50PK | PK |  | 1 Year | 40.05 | 5% | 38.0475
75569 | Hubbell | HGBP8A | PENETROXA,AL,8OZ | EA |  | 1 Year | 16.15 | 5% | 15.3425
75570 | Hubbell | HGBPENE8 | PENETROXE,CU,8OZ | EA |  | 1 Year | 65.35 | 5% | 62.0825
75571 | Hubbell | HGBSC2 | SPLIT BOLT COVER,BLK,SZS22-23 | EA |  | 1 Year | 10.7 | 5% | 10.165
75572 | Hubbell | HGBSC20 | SPLIT BOLT COVER,BLK,SZS25-26 | EA |  | 1 Year | 11.85 | 5% | 11.2575
75573 | Hubbell | HGBSC4 | SPLIT BOLT COVER,BLK,SZS17-20 | EA |  | 1 Year | 13.1 | 5% | 12.445
75574 | Hubbell | HGBSETH | HALO,#2, 2/0, 4/0, 400KCMIL | EA |  | 1 Year | 49.45 | 5% | 46.9775
75575 | Hubbell | HGBTEBCBRKL10 | TEBC BRACKET,LADDER,10PK | PK |  | 1 Year | 189 | 5% | 179.55
75576 | Hubbell | HGBTEBCBRKR | TEBC BRACKET,CHNNL,RED INSUL,1EA | EA |  | 1 Year | 98.75 | 5% | 93.8125
75577 | Hubbell | HGBTEBCBRKW10 | TEBC BRACKET,WIRE,10PK | PK |  | 1 Year | 189 | 5% | 179.55
75578 | Hubbell | HGBVRBKT | VERTICAL RGB BRACKET,PAIR | PK |  | 1 Year | 28.25 | 5% | 26.8375
75579 | Hubbell | HGRKTD12DXX10 | GNDKIT,D LUG,12"AWG6,D LUG,XP,XH,10PK | PK |  | 1 Year | 244 | 5% | 231.8
75580 | Hubbell | HGRKTD144D | GNDKIT,D LUG,144"AWG6,D LUG,PX,HDW | EA |  | 1 Year | 78.15 | 5% | 74.2425
75581 | Hubbell | HGRKTD144DA | GNDKIT,D LUG,144"AWG6,DA LUG,PX,HDW | EA |  | 1 Year | 79 | 5% | 75.05
75582 | Hubbell | HGRKTD144DB | GNDKIT,D LUG,144"AWG6,DB LUG,PX,HDW | EA |  | 1 Year | 78.9 | 5% | 74.955
75583 | Hubbell | HGRKTD144DF | GNDKIT,D LUG,144"AWG6,DF LUG,PX,HDW | EA |  | 1 Year | 84.7 | 5% | 80.465
75584 | Hubbell | HGRKTD144DN | GNDKIT,D LUG,144"AWG6,DN LUG,PX,HDW | EA |  | 1 Year | 83.8 | 5% | 79.61
75585 | Hubbell | HGRKTD30C46 | GNDKIT,D LUG,30"AWG6,C46 TAP,PX,HDW | EA |  | 1 Year | 44.3 | 5% | 42.085
75586 | Hubbell | HGRKTD30D | GNDKIT,D LUG,30"AWG6,D LUG,PX,HDW | EA |  | 1 Year | 48.15 | 5% | 45.7425
75587 | Hubbell | HGRKTD30DA | GNDKIT,D LUG,30"AWG6,DA LUG,PX,HDW | EA |  | 1 Year | 49.3 | 5% | 46.835
75588 | Hubbell | HGRKTD30DB | GNDKIT,D LUG,30"AWG6,DB LUG,PX,HDW | EA |  | 1 Year | 49.1 | 5% | 46.645
75589 | Hubbell | HGRKTD30DF | GNDKIT,D LUG,30"AWG6,DF LUG,PX,HDW | EA |  | 1 Year | 55 | 5% | 52.25
75590 | Hubbell | HGRKTD30DN | GNDKIT,D LUG,30"AWG6,DN LUG,PX,HDW | EA |  | 1 Year | 53.8 | 5% | 51.11
75591 | Hubbell | HGRKTD30KS25 | GNDKIT FBR,D LUG,30"AWG6,KS25,CVR,PX,HD | EA |  | 1 Year | 42.35 | 5% | 40.2325
75592 | Hubbell | HGRKTD30S | GNDKIT,D LUG,30"AWG6,S LUG,PX,HDW | EA |  | 1 Year | 39.95 | 5% | 37.9525
75593 | Hubbell | HGRKTD30YC4 | GNDKIT,D LUG,30"AWG6,YC4 TAP,PX,HDW | EA |  | 1 Year | 43.2 | 5% | 41.04
75594 | Hubbell | HGRKTD30YH6 | GNDKIT,D LUG,30"AWG6,YH6 TAP,PX,HDW | EA |  | 1 Year | 54.7 | 5% | 51.965
75595 | Hubbell | HGRKTD45C46 | GNDKIT,D LUG,45"AWG6,C46 TAP,PX,HDW | EA |  | 1 Year | 48.25 | 5% | 45.8375
75596 | Hubbell | HGRKTD45D | GNDKIT,D LUG,45"AWG6,D LUG,PX,HDW | EA |  | 1 Year | 52.15 | 5% | 49.5425
75597 | Hubbell | HGRKTD45DA | GNDKIT,D LUG,45"AWG6,DA LUG,PX,HDW | EA |  | 1 Year | 53.25 | 5% | 50.5875
75598 | Hubbell | HGRKTD45DB | GNDKIT,D LUG,45"AWG6,DB LUG,PX,HDW | EA |  | 1 Year | 53.15 | 5% | 50.4925
75599 | Hubbell | HGRKTD45DF | GNDKIT,D LUG,45"AWG6,DF LUG,PX,HDW | EA |  | 1 Year | 58.7 | 5% | 55.765
75600 | Hubbell | HGRKTD45DFXX | GNDKIT,D LUG,45"AWG6,DF LUG,NOPX,NOHW | EA |  | 1 Year | 42.35 | 5% | 40.2325
75601 | Hubbell | HGRKTD45DN | GNDKIT,D LUG,45"AWG6,DN LUG,PX,HDW | EA |  | 1 Year | 57.85 | 5% | 54.9575
75602 | Hubbell | HGRKTD45YC4 | GNDKIT,D LUG,45"AWG6,YC4 TAP,PX,HDW | EA |  | 1 Year | 47.25 | 5% | 44.8875
75603 | Hubbell | HGRKTD45YH6 | GNDKIT,D LUG,45"AWG6,YH6 TAP,PX,HDW | EA |  | 1 Year | 58.7 | 5% | 55.765
75604 | Hubbell | HGRKTD60C22XH | GNDKIT,D LUG,60"AWG6,C22 TAP,HDW | EA |  | 1 Year | 49.45 | 5% | 46.9775
75605 | Hubbell | HGRKTD60C46 | GNDKIT,D LUG,60"AWG6,C46 TAP,PX,HDW | EA |  | 1 Year | 52.35 | 5% | 49.7325
75606 | Hubbell | HGRKTD60C46XX | GNDKIT,D LUG,60"AWG6,C46 TAP,XP,XH | EA |  | 1 Year | 42.35 | 5% | 40.2325
75607 | Hubbell | HGRKTD60D | GNDKIT,D LUG,60"AWG6,D LUG,PX,HDW | EA |  | 1 Year | 56.1 | 5% | 53.295
75608 | Hubbell | HGRKTD60DA | GNDKIT,D LUG,60"AWG6,DA LUG,PX,HDW | EA |  | 1 Year | 57.1 | 5% | 54.245
75609 | Hubbell | HGRKTD60DB | GNDKIT,D LUG,60"AWG6,DB LUG,PX,HDW | EA |  | 1 Year | 56.85 | 5% | 54.0075
75610 | Hubbell | HGRKTD60DF | GNDKIT,D LUG,60"AWG6,DF LUG,PX,HDW | EA |  | 1 Year | 62.65 | 5% | 59.5175
75611 | Hubbell | HGRKTD60DN | GNDKIT,D LUG,60"AWG6,DN LUG,PX,HDW | EA |  | 1 Year | 61.85 | 5% | 58.7575
75612 | Hubbell | HGRKTD60YC4 | GNDKIT,D LUG,60"AWG6,YC4 TAP,PX,HDW | EA |  | 1 Year | 51.15 | 5% | 48.5925
75613 | Hubbell | HGRKTD60YH6 | GNDKIT,D LUG,60"AWG6,YH6 TAP,PX,HDW | EA |  | 1 Year | 62.55 | 5% | 59.4225
75614 | Hubbell | HGRKTD90D | GNDKIT,D LUG,90"AWG6,D LUG,PX,HDW | EA |  | 1 Year | 63.95 | 5% | 60.7525
75615 | Hubbell | HGRKTD90DA | GNDKIT,D LUG,90"AWG6,DA LUG,PX,HDW | EA |  | 1 Year | 64.85 | 5% | 61.6075
75616 | Hubbell | HGRKTD90DB | GNDKIT,D LUG,90"AWG6,DB LUG,PX,HDW | EA |  | 1 Year | 64.7 | 5% | 61.465
75617 | Hubbell | HGRKTD90DF | GNDKIT,D LUG,90"AWG6,DF LUG,PX,HDW | EA |  | 1 Year | 70.6 | 5% | 67.07
75618 | Hubbell | HGRKTD90DN | GNDKIT,D LUG,90"AWG6,DN LUG,PX,HDW | EA |  | 1 Year | 69.65 | 5% | 66.1675
75619 | Hubbell | HGRKTD9D | GNDKIT,D LUG,9"AWG6,D LUG,PX,HDW | EA |  | 1 Year | 34.5 | 5% | 32.775
75620 | Hubbell | HGRKTD9DXX10 | GNDKIT,D LUG,9"AWG6,D LUG,XP,XH,10PK | PK |  | 1 Year | 244 | 5% | 231.8
75621 | Hubbell | HGRKTDA144DA | GNDKIT,DA LUG,144"AWG6,DA LUG,PX,HDW | EA |  | 1 Year | 80 | 5% | 76
75622 | Hubbell | HGRKTDA144DB | GNDKIT,DA LUG,144"AWG6,DB LUG,PX,HDW | EA |  | 1 Year | 79.9 | 5% | 75.905
75623 | Hubbell | HGRKTDA144DF | GNDKIT,DA LUG,144"AWG6,DF LUG,PX,HDW | EA |  | 1 Year | 85.8 | 5% | 81.51
75624 | Hubbell | HGRKTDA144DN | GNDKIT,DA LUG,144"AWG6,DN LUG,PX,HDW | EA |  | 1 Year | 84.8 | 5% | 80.56
75625 | Hubbell | HGRKTDA30C46 | GNDKIT,DA LUG,30"AWG6,C46 TAP,PX,HDW | EA |  | 1 Year | 45.5 | 5% | 43.225
75626 | Hubbell | HGRKTDA30DA | GNDKIT,DA LUG,30"AWG6,DA LUG,PX,HDW | EA |  | 1 Year | 50.3 | 5% | 47.785
75627 | Hubbell | HGRKTDA30DB | GNDKIT,DA LUG,30"AWG6,DB LUG,PX,HDW | EA |  | 1 Year | 50.2 | 5% | 47.69
75628 | Hubbell | HGRKTDA30DF | GNDKIT,DA LUG,30"AWG6,DF LUG,PX,HDW | EA |  | 1 Year | 56 | 5% | 53.2
75629 | Hubbell | HGRKTDA30DN | GNDKIT,DA LUG,30"AWG6,DN LUG,PX,HDW | EA |  | 1 Year | 55.1 | 5% | 52.345
75630 | Hubbell | HGRKTDA30YC4 | GNDKIT,DA LUG,30"AWG6,YC4 TAP,PX,HDW | EA |  | 1 Year | 44.3 | 5% | 42.085
75631 | Hubbell | HGRKTDA30YH6 | GNDKIT,DA LUG,30"AWG6,YH6 TAP,PX,HDW | EA |  | 1 Year | 55.75 | 5% | 52.9625
75632 | Hubbell | HGRKTDA45C46 | GNDKIT,DA LUG,45"AWG6,C46 TAP,PX,HDW | EA |  | 1 Year | 49.35 | 5% | 46.8825
75633 | Hubbell | HGRKTDA45DA | GNDKIT,DA LUG,45"AWG6,DA LUG,PX,HDW | EA |  | 1 Year | 54.25 | 5% | 51.5375
75634 | Hubbell | HGRKTDA45DB | GNDKIT,DA LUG,45"AWG6,DB LUG,PX,HDW | EA |  | 1 Year | 54.15 | 5% | 51.4425
75635 | Hubbell | HGRKTDA45DF | GNDKIT,DA LUG,45"AWG6,DF LUG,PX,HDW | EA |  | 1 Year | 59.8 | 5% | 56.81
75636 | Hubbell | HGRKTDA45DN | GNDKIT,DA LUG,45"AWG6,DN LUG,PX,HDW | EA |  | 1 Year | 58.8 | 5% | 55.86
75637 | Hubbell | HGRKTDA45YC4 | GNDKIT,DA LUG,45"AWG6,YC4 TAP,PX,HDW | EA |  | 1 Year | 48.25 | 5% | 45.8375
75638 | Hubbell | HGRKTDA45YH6 | GNDKIT,DA LUG,45"AWG6,YH6 TAP,PX,HDW | EA |  | 1 Year | 59.8 | 5% | 56.81
75639 | Hubbell | HGRKTDA60C46 | GNDKIT,DA LUG,60"AWG6,C46 TAP,PX,HDW | EA |  | 1 Year | 53.35 | 5% | 50.6825
75640 | Hubbell | HGRKTDA60DA | GNDKIT,DA LUG,60"AWG6,DA LUG,PX,HDW | EA |  | 1 Year | 58.25 | 5% | 55.3375
75641 | Hubbell | HGRKTDA60DB | GNDKIT,DA LUG,60"AWG6,DB LUG,PX,HDW | EA |  | 1 Year | 58.15 | 5% | 55.2425
75642 | Hubbell | HGRKTDA60DF | GNDKIT,DA LUG,60"AWG6,DF LUG,PX,HDW | EA |  | 1 Year | 63.85 | 5% | 60.6575
75643 | Hubbell | HGRKTDA60DN | GNDKIT,DA LUG,60"AWG6,DN LUG,PX,HDW | EA |  | 1 Year | 62.75 | 5% | 59.6125
75644 | Hubbell | HGRKTDA60YC4 | GNDKIT,DA LUG,60"AWG6,YC4 TAP,PX,HDW | EA |  | 1 Year | 52.35 | 5% | 49.7325
75645 | Hubbell | HGRKTDA60YH6 | GNDKIT,DA LUG,60"AWG6,YH6 TAP,PX,HDW | EA |  | 1 Year | 63.65 | 5% | 60.4675
75646 | Hubbell | HGRKTDA90DA | GNDKIT,DA LUG,90"AWG6,DA LUG,PX,HDW | EA |  | 1 Year | 65.9 | 5% | 62.605
75647 | Hubbell | HGRKTDA90DB | GNDKIT,DA LUG,90"AWG6,DB LUG,PX,HDW | EA |  | 1 Year | 65.8 | 5% | 62.51
75648 | Hubbell | HGRKTDA90DF | GNDKIT,DA LUG,90"AWG6,DF LUG,PX,HDW | EA |  | 1 Year | 71.6 | 5% | 68.02
75649 | Hubbell | HGRKTDA90DN | GNDKIT,DA LUG,90"AWG6,DN LUG,PX,HDW | EA |  | 1 Year | 70.7 | 5% | 67.165
75650 | Hubbell | HGRKTDB144DB | GNDKIT,DB LUG,144"AWG6,DB LUG,PX,HDW | EA |  | 1 Year | 79.8 | 5% | 75.81
75651 | Hubbell | HGRKTDB144DF | GNDKIT,DB LUG,144"AWG6,DF LUG,PX,HDW | EA |  | 1 Year | 85.65 | 5% | 81.3675
75652 | Hubbell | HGRKTDB144DN | GNDKIT,DB LUG,144"AWG6,DN LUG,PX,HDW | EA |  | 1 Year | 84.6 | 5% | 80.37
75653 | Hubbell | HGRKTDB30DB | GNDKIT,DB LUG,30"AWG6,DB LUG,PX,HDW | EA |  | 1 Year | 50.1 | 5% | 47.595
75654 | Hubbell | HGRKTDB30DF | GNDKIT,DB LUG,30"AWG6,DF LUG,PX,HDW | EA |  | 1 Year | 55.65 | 5% | 52.8675
75655 | Hubbell | HGRKTDB30DN | GNDKIT,DB LUG,30"AWG6,DN LUG,PX,HDW | EA |  | 1 Year | 54.7 | 5% | 51.965
75656 | Hubbell | HGRKTDB45DB | GNDKIT,DB LUG,45"AWG6,DB LUG,PX,HDW | EA |  | 1 Year | 53.8 | 5% | 51.11
75657 | Hubbell | HGRKTDB45DF | GNDKIT,DB LUG,45"AWG6,DF LUG,PX,HDW | EA |  | 1 Year | 59.7 | 5% | 56.715
75658 | Hubbell | HGRKTDB45DN | GNDKIT,DB LUG,45"AWG6,DN LUG,PX,HDW | EA |  | 1 Year | 58.7 | 5% | 55.765
75659 | Hubbell | HGRKTDB60C46 | GNDKIT,DB LUG,60"AWG6,C46 TAP,PX,HDW | EA |  | 1 Year | 47.15 | 5% | 44.7925
75660 | Hubbell | HGRKTDB60DB | GNDKIT,DB LUG,60"AWG6,DB LUG,PX,HDW | EA |  | 1 Year | 58.05 | 5% | 55.1475
75661 | Hubbell | HGRKTDB60DF | GNDKIT,DB LUG,60"AWG6,DF LUG,PX,HDW | EA |  | 1 Year | 63.6 | 5% | 60.42
75662 | Hubbell | HGRKTDB60DN | GNDKIT,DB LUG,60"AWG6,DN LUG,PX,HDW | EA |  | 1 Year | 62.55 | 5% | 59.4225
75663 | Hubbell | HGRKTDB90DB | GNDKIT,DB LUG,90"AWG6,DB LUG,PX,HDW | EA |  | 1 Year | 65.7 | 5% | 62.415
75664 | Hubbell | HGRKTDB90DF | GNDKIT,DB LUG,90"AWG6,DF LUG,PX,HDW | EA |  | 1 Year | 71.4 | 5% | 67.83
75665 | Hubbell | HGRKTDB90DN | GNDKIT,DB LUG,90"AWG6,DN LUG,PX,HDW | EA |  | 1 Year | 70.5 | 5% | 66.975
75666 | Hubbell | HGRKTDF30C46 | GNDKIT,DF LUG,30"AWG6,C46 TAP,PX,HDW | EA |  | 1 Year | 51.05 | 5% | 48.4975
75667 | Hubbell | HGRKTDF30YC4 | GNDKIT,DF LUG,30"AWG6,YC4 TAP,PX,HDW | EA |  | 1 Year | 50.1 | 5% | 47.595
75668 | Hubbell | HGRKTDF30YH6 | GNDKIT,DF LUG,30"AWG6,YH6 TAP,PX,HDW | EA |  | 1 Year | 61.55 | 5% | 58.4725
75669 | Hubbell | HGRKTDF45C46 | GNDKIT,DF LUG,45"AWG6,C46 TAP,PX,HDW | EA |  | 1 Year | 55.1 | 5% | 52.345
75670 | Hubbell | HGRKTDF45YC4 | GNDKIT,DF LUG,45"AWG6,YC4 TAP,PX,HDW | EA |  | 1 Year | 53.8 | 5% | 51.11
75671 | Hubbell | HGRKTDF45YH6 | GNDKIT,DF LUG,45"AWG6,YH6 TAP,PX,HDW | EA |  | 1 Year | 65.45 | 5% | 62.1775
75672 | Hubbell | HGRKTDF60C46 | GNDKIT,DF LUG,60"AWG6,C46 TAP,PX,HDW | EA |  | 1 Year | 58.8 | 5% | 55.86
75673 | Hubbell | HGRKTDF60YC4 | GNDKIT,DF LUG,60"AWG6,YC4 TAP,PX,HDW | EA |  | 1 Year | 58.05 | 5% | 55.1475
75674 | Hubbell | HGRKTDF60YH6 | GNDKIT,DF LUG,60"AWG6,YH6 TAP,PX,HDW | EA |  | 1 Year | 69.4 | 5% | 65.93
75675 | Hubbell | HGRKTHC | RAIL GND KIT,19IN CU,ESD PT,PENE | EA |  | 1 Year | 170 | 5% | 161.5
75676 | Hubbell | HGRKTHC10 | RAIL GND KIT,19IN CU,ESD PT,PENE,10PK | PK |  | 1 Year | 1454 | 5% | 1381.3
75677 | Hubbell | HGRKTHC345 | GNDKIT RGB,19IN,5X JMPRS,2X CTAPKT | EA |  | 1 Year | 453 | 5% | 430.35
75678 | Hubbell | HGRKTHT | RAIL GND KIT,19IN TP CU,ESD PT,PENE | EA |  | 1 Year | 182 | 5% | 172.9
75679 | Hubbell | HGRKTHT10 | RAIL GND KIT,19IN TP CU,ESD PT,PENE,10PK | PK |  | 1 Year | 1637 | 5% | 1555.15
75680 | Hubbell | HGRKTKA9KA5 | GNDKIT,KA6U,9" AWG6,KA6U,5PK | EA |  | 1 Year | 44.65 | 5% | 42.4175
75681 | Hubbell | HGRKTKA9KA50 | GNDKIT,KA6U,9" AWG6,KA6U,50PK | PK |  | 1 Year | 386 | 5% | 366.7
75682 | Hubbell | HGRKTKLU9KLU5 | GNDKIT,KLU35,9" AWG6,KLU35,5PK | PK |  | 1 Year | 54.15 | 5% | 51.4425
75683 | Hubbell | HGRKTKLU9KLU50 | GNDKIT,KLU35,9" AWG6,KLU35,50PK | EA |  | 1 Year | 456 | 5% | 433.2
75684 | Hubbell | HGRKTLBL | GROUND WIRE LABEL,25PK | PK |  | 1 Year | 12.4 | 5% | 11.78
75685 | Hubbell | HGRKTRR1 | GND KIT,TR 1 RACK,VERT RGB | EA |  | 1 Year | 1176 | 5% | 1117.2
75686 | Hubbell | HGRKTRR3 | GND KIT,TR 3 RACK,VERT RGB | EA |  | 1 Year | 3288 | 5% | 3123.6
75687 | Hubbell | HGRKTRR5 | GND KIT,TR 5 RACK,VERT RGB | EA |  | 1 Year | 5403 | 5% | 5132.85
75688 | Hubbell | HGRKTS12SXX10 | GNDKIT,S LUG,12"AWG6,S LUG,XP,XH,10PK | PK |  | 1 Year | 244 | 5% | 231.8
75689 | Hubbell | HGRKTS20S | GNDKIT,S LUG,20"AWG6,S LUG,PX,HDW | EA |  | 1 Year | 39.85 | 5% | 37.8575
75690 | Hubbell | HGRKTS30S | GNDKIT,S LUG,30"AWG6,S LUG,PX,HDW | EA |  | 1 Year | 36.35 | 5% | 34.5325
75691 | Hubbell | HGRKTS9S | GNDKIT,S LUG,9"AWG6,S LUG,PX,HDW | EA |  | 1 Year | 34.5 | 5% | 32.775
75692 | Hubbell | HGRKTS9SXX10 | GNDKIT,S LUG,9"AWG6,S LUG,XP,XH,10PK | PK |  | 1 Year | 244 | 5% | 231.8
75693 | Hubbell | HGRKTTGB10A | TGB BB KIT,2x10A,9 LUGS 6,2,2/0 | EA |  | 1 Year | 215 | 5% | 204.25
75694 | Hubbell | HGRKTTMGB16H | TMGB BB KIT,4x16H,10 LUGS 6,2,2/0,4/0 | EA |  | 1 Year | 320 | 5% | 304
75695 | Hubbell | HGRKTVC | CBNT GND KIT,36IN CU,ESD PT,PENE | EA |  | 1 Year | 194 | 5% | 184.3
75696 | Hubbell | HGRKTVC10 | CBNT GND KIT,36IN CU,ESD PT,PENE,10PK | PK |  | 1 Year | 1757 | 5% | 1669.15
75697 | Hubbell | HGRKTVT | CBNT GND KIT,36IN TP CU,ESD PT,PENE | EA |  | 1 Year | 222 | 5% | 210.9
75698 | Hubbell | HGRKTVT10 | CBNT GND KIT,36IN TP CU,ESD PT,PENE,10PK | PK |  | 1 Year | 1999 | 5% | 1899.05
75699 | Hubbell | HGRKTWB5 | WIRE TRAY GND KIT,KS23,9IN 6AWG,5PK | PK |  | 1 Year | 65.8 | 5% | 62.51
75700 | Hubbell | HGRKTWB50 | WIRE TRAY GND KIT,KS23,9IN 6AWG,50PK | PK |  | 1 Year | 582 | 5% | 552.9
75701 | Hubbell | HGRKTWC45 | WIRE TRAY GND KIT,C4 TAP,9IN 6AWG,5PK | PK |  | 1 Year | 42.35 | 5% | 40.2325
75702 | Hubbell | HGRKTWC450 | WIRE TRAY GND KIT,C4 TAP,9IN 6AWG,50PK | PK |  | 1 Year | 379 | 5% | 360.05
75703 | Hubbell | HGRKTX144D | GNDKIT,NO LUG,144"AWG6,D LUG,PX,HDW | EA |  | 1 Year | 70.7 | 5% | 67.165
75704 | Hubbell | HGRKTX144DA | GNDKIT,NO LUG,144"AWG6,DA LUG,PX,HDW | EA |  | 1 Year | 71.6 | 5% | 68.02
75705 | Hubbell | HGRKTX144DB | GNDKIT,NO LUG,144"AWG6,DB LUG,PX,HDW | EA |  | 1 Year | 71.5 | 5% | 67.925
75706 | Hubbell | HGRKTX144DF | GNDKIT,NO LUG,144"AWG6,DF LUG,PX,HDW | EA |  | 1 Year | 77.35 | 5% | 73.4825
75707 | Hubbell | HGRKTX144DN | GNDKIT,NO LUG,144"AWG6,DN LUG,PX,HDW | EA |  | 1 Year | 76.4 | 5% | 72.58
75708 | Hubbell | HGRKTX30D | GNDKIT,NO LUG,30"AWG6,D LUG,PX,HDW | EA |  | 1 Year | 40.9 | 5% | 38.855
75709 | Hubbell | HGRKTX30DA | GNDKIT,NO LUG,30"AWG6,DA LUG,PX,HDW | EA |  | 1 Year | 41.9 | 5% | 39.805
75710 | Hubbell | HGRKTX30DB | GNDKIT,NO LUG,30"AWG6,DB LUG,PX,HDW | EA |  | 1 Year | 41.8 | 5% | 39.71
75711 | Hubbell | HGRKTX30DF | GNDKIT,NO LUG,30"AWG6,DF LUG,PX,HDW | EA |  | 1 Year | 47.55 | 5% | 45.1725
75712 | Hubbell | HGRKTX30DN | GNDKIT,NO LUG,30"AWG6,DN LUG,PX,HDW | EA |  | 1 Year | 46.5 | 5% | 44.175
75713 | Hubbell | HGRKTX360D | GNDKIT,360"AWG6,D LUG,PX,HW | EA |  | 1 Year | 153 | 5% | 145.35
75714 | Hubbell | HGRKTX45D | GNDKIT,NO LUG,45"AWG6,D LUG,PX,HDW | EA |  | 1 Year | 44.6 | 5% | 42.37
75715 | Hubbell | HGRKTX45DA | GNDKIT,NO LUG,45"AWG6,DA LUG,PX,HDW | EA |  | 1 Year | 45.85 | 5% | 43.5575
75716 | Hubbell | HGRKTX45DB | GNDKIT,NO LUG,45"AWG6,DB LUG,PX,HDW | EA |  | 1 Year | 45.7 | 5% | 43.415
75717 | Hubbell | HGRKTX45DF | GNDKIT,NO LUG,45"AWG6,DF LUG,PX,HDW | EA |  | 1 Year | 51.3 | 5% | 48.735
75718 | Hubbell | HGRKTX45DN | GNDKIT,NO LUG,45"AWG6,DN LUG,PX,HDW | EA |  | 1 Year | 50.4 | 5% | 47.88
75719 | Hubbell | HGRKTX600D | GNDKIT,600"AWG6,D LUG,PX,HW | EA |  | 1 Year | 215 | 5% | 204.25
75720 | Hubbell | HGRKTX60D | GNDKIT,NO LUG,60"AWG6,D LUG,PX,HDW | EA |  | 1 Year | 48.55 | 5% | 46.1225
75721 | Hubbell | HGRKTX60DA | GNDKIT,NO LUG,60"AWG6,DA LUG,PX,HDW | EA |  | 1 Year | 49.75 | 5% | 47.2625
75722 | Hubbell | HGRKTX60DB | GNDKIT,NO LUG,60"AWG6,DB LUG,PX,HDW | EA |  | 1 Year | 49.55 | 5% | 47.0725
75723 | Hubbell | HGRKTX60DF | GNDKIT,NO LUG,60"AWG6,DF LUG,PX,HDW | EA |  | 1 Year | 55.35 | 5% | 52.5825
75724 | Hubbell | HGRKTX60DN | GNDKIT,NO LUG,60"AWG6,DN LUG,PX,HDW | EA |  | 1 Year | 54.45 | 5% | 51.7275
75725 | Hubbell | HGRKTX900D | GNDKIT,900"AWG6,D LUG,PX,HW | EA |  | 1 Year | 310 | 5% | 294.5
75726 | Hubbell | HGRKTX90D | GNDKIT,NO LUG,90"AWG6,D LUG,PX,HDW | EA |  | 1 Year | 56.5 | 5% | 53.675
75727 | Hubbell | HGRKTX90DA | GNDKIT,NO LUG,90"AWG6,DA LUG,PX,HDW | EA |  | 1 Year | 57.5 | 5% | 54.625
75728 | Hubbell | HGRKTX90DB | GNDKIT,NO LUG,90"AWG6,DB LUG,PX,HDW | EA |  | 1 Year | 57.4 | 5% | 54.53
75729 | Hubbell | HGRKTX90DF | GNDKIT,NO LUG,90"AWG6,DF LUG,PX,HDW | EA |  | 1 Year | 63.2 | 5% | 60.04
75730 | Hubbell | HGRKTX90DN | GNDKIT,NO LUG,90"AWG6,DN LUG,PX,HDW | EA |  | 1 Year | 62.3 | 5% | 59.185
75731 | Hubbell | HHR45U10 | RELAY RACK,45RU,86"H,19"W,10"D | EA |  | 1 Year | 905 | 5% | 859.75
75732 | Hubbell | HHR45U16 | RELAY RACK,45RU,86"H,19"W,16"D | EA |  | 1 Year | 1135 | 5% | 1078.25
75733 | Hubbell | HI114PY | PLATE, HI-IMPACT,NON-M,1G,1P,4PT,YL | EA |  | 1 Year | 23.9 | 5% | 22.705
75734 | Hubbell | HI124PY | PLATE, HI-IMPACT,NON-M,1G,2P,4PT,YL | EA |  | 1 Year | 25.75 | 5% | 24.4625
75735 | Hubbell | HI14GY | PLATE, HI-IMPACT,NON-M,1G,1P,4PT,GY | EA |  | 1 Year | 52.4 | 5% | 49.78
75736 | Hubbell | HI14XGY | HOUSING, HI,SURFACE,NEMA,4X,1P | EA |  | 1 Year | 92.65 | 5% | 88.0175
75737 | Hubbell | HI1CB2G | HOUSING, HI,SURFACE,NEMA 4/12,1P,GY | EA |  | 1 Year | 143 | 5% | 135.85
75738 | Hubbell | HI1CBSS | HOUSING, HI,SURFACE,1P,SS,4X | EA |  | 1 Year | 351 | 5% | 333.45
75739 | Hubbell | HI24GY | PLATE, HI-IMPACT,NON-M,1G,2P,4PT,GY | EA |  | 1 Year | 25.1 | 5% | 23.845
75740 | Hubbell | HI24XGY | HOUSING, HI,SURFACE,NEMA 4X,2P,GY | EA |  | 1 Year | 99.85 | 5% | 94.8575
75741 | Hubbell | HI2CB2G | HOUSING, HI,SURFACE,NEMA 4/12,2P,GY | EA |  | 1 Year | 157 | 5% | 149.15
75742 | Hubbell | HI2CBSS | HOUSING, HI,SURFACE,NEMA 4X,2P,SS | EA |  | 1 Year | 381 | 5% | 361.95
75743 | Hubbell | HI44XGY | HOUSING, HI,SURFACE,NEMA 4X,4P,GY | EA |  | 1 Year | 115 | 5% | 109.25
75744 | Hubbell | HI6 | JACK, HI-IMPACT,6,UNI,GY | EA |  | 1 Year | 57.95 | 5% | 55.0525
75745 | Hubbell | HI603AA | P-CORD, HI-IMPACT,6,BK,RJ45-RJ45,3' | EA |  | 1 Year | 34.15 | 5% | 32.4425
75746 | Hubbell | HI603AE | P-CORD, HI-IMPACT,6,BK,RJ45-IE,3' | EA |  | 1 Year | 56 | 5% | 53.2
75747 | Hubbell | HI603EE | P-CORD, HI-IMPACT,6,BK,IE-IE,3' | EA |  | 1 Year | 77.35 | 5% | 73.4825
75748 | Hubbell | HI605AA | P-CORD, HI-IMPACT,6,BK,RJ45-RJ45,5' | EA |  | 1 Year | 38.75 | 5% | 36.8125
75749 | Hubbell | HI605AE | P-CORD, HI-IMPACT,6,BK,RJ45-IE,5' | EA |  | 1 Year | 60.65 | 5% | 57.6175
75750 | Hubbell | HI605EE | P-CORD, HI-IMPACT,6,BK,IE-IE,5' | EA |  | 1 Year | 82.3 | 5% | 78.185
75751 | Hubbell | HI607AA | P-CORD, HI-IMPACT,6,BK,RJ45-RJ45,7' | EA |  | 1 Year | 43.65 | 5% | 41.4675
75752 | Hubbell | HI607AE | P-CORD, HI-IMPACT,6,BK,RJ45-IE,7' | EA |  | 1 Year | 65.35 | 5% | 62.0825
75753 | Hubbell | HI607EE | P-CORD, HI-IMPACT,6,BK,IE-IE,7' | EA |  | 1 Year | 87.1 | 5% | 82.745
75754 | Hubbell | HI6100AE | P-CORD, HI-IMPACT,6,BK,RJ45-IE,100' | EA |  | 1 Year | 346 | 5% | 328.7
75755 | Hubbell | HI610AA | P-CORD, HI-IMPACT,6,BK,RJ45-RJ45,10' | EA |  | 1 Year | 50.95 | 5% | 48.4025
75756 | Hubbell | HI610AE | P-CORD, HI-IMPACT,6,BK,RJ45-IE,10' | EA |  | 1 Year | 72.45 | 5% | 68.8275
75757 | Hubbell | HI610EE | P-CORD, HI-IMPACT,6,BK,IE-IE,10' | EA |  | 1 Year | 94 | 5% | 89.3
75758 | Hubbell | HI615AA | P-CORD, HI-IMPACT,6,BK,RJ45-RJ45,15' | EA |  | 1 Year | 62.4 | 5% | 59.28
75759 | Hubbell | HI615AE | P-CORD, HI-IMPACT,6,BK,RJ45-IE,15' | EA |  | 1 Year | 84.15 | 5% | 79.9425
75760 | Hubbell | HI615EE | P-CORD, HI-IMPACT,6,BK,IE-IE,15' | EA |  | 1 Year | 106 | 5% | 100.7
75761 | Hubbell | HI620AA | P-CORD, HI-IMPACT,6,BK,RJ45-RJ45,20' | EA |  | 1 Year | 74.3 | 5% | 70.585
75762 | Hubbell | HI620AE | P-CORD, HI-IMPACT,6,BK,RJ45-IE,20' | EA |  | 1 Year | 96.05 | 5% | 91.2475
75763 | Hubbell | HI620EE | P-CORD, HI-IMPACT,6,BK,IE-IE,20' | EA |  | 1 Year | 118 | 5% | 112.1
75764 | Hubbell | HI625AA | P-CORD, HI-IMPACT,6,BK,RJ45-RJ45,25' | EA |  | 1 Year | 85.8 | 5% | 81.51
75765 | Hubbell | HI625AE | P-CORD, HI-IMPACT,6,BK,RJ45-IE,25' | EA |  | 1 Year | 108 | 5% | 102.6
75766 | Hubbell | HI625EE | P-CORD, HI-IMPACT,6,BK,IE-IE,25' | EA |  | 1 Year | 130 | 5% | 123.5
75767 | Hubbell | HI630AA | P-CORD, HI-IMPACT,6,BK,RJ45-RJ45,30' | EA |  | 1 Year | 98.15 | 5% | 93.2425
75768 | Hubbell | HI630AE | P-CORD, HI-IMPACT,6,BK,RJ45-IE,30' | EA |  | 1 Year | 120 | 5% | 114
75769 | Hubbell | HI630EE | P-CORD, HI-IMPACT,6,BK,IE-IE,30' | EA |  | 1 Year | 142 | 5% | 134.9
75770 | Hubbell | HI635AA | P-CORD, HI-IMPACT,6,BK,RJ45-RJ45,35' | EA |  | 1 Year | 110 | 5% | 104.5
75771 | Hubbell | HI635AE | P-CORD, HI-IMPACT,6,BK,RJ45-IE,35' | EA |  | 1 Year | 132 | 5% | 125.4
75772 | Hubbell | HI635EE | P-CORD, HI-IMPACT,6,BK,IE-IE,35' | EA |  | 1 Year | 154 | 5% | 146.3
75773 | Hubbell | HI640AA | P-CORD, HI-IMPACT,6,BK,RJ45-RJ45,40' | EA |  | 1 Year | 122 | 5% | 115.9
75774 | Hubbell | HI640AE | P-CORD, HI-IMPACT,6,BK,RJ45-IE,40' | EA |  | 1 Year | 144 | 5% | 136.8
75775 | Hubbell | HI640EE | P-CORD, HI-IMPACT,6,BK,IE-IE,40' | EA |  | 1 Year | 165 | 5% | 156.75
75776 | Hubbell | HI645AA | P-CORD, HI-IMPACT,6,BK,RJ45-RJ45,45' | EA |  | 1 Year | 134 | 5% | 127.3
75777 | Hubbell | HI645AE | P-CORD, HI-IMPACT,6,BK,RJ45-IE,45' | EA |  | 1 Year | 155 | 5% | 147.25
75778 | Hubbell | HI645EE | P-CORD, HI-IMPACT,6,BK,IE-IE,45' | EA |  | 1 Year | 177 | 5% | 168.15
75779 | Hubbell | HI64XGY | HOUSING, HI,SURFACE,NEMA 4X,6 P,GY | EA |  | 1 Year | 126 | 5% | 119.7
75780 | Hubbell | HI650AA | P-CORD, HI-IMPACT,6,BK,RJ45-RJ45,50' | EA |  | 1 Year | 146 | 5% | 138.7
75781 | Hubbell | HI650AE | P-CORD, HI-IMPACT,6,BK,RJ45-IE,50' | EA |  | 1 Year | 167 | 5% | 158.65
75782 | Hubbell | HI650EE | P-CORD, HI-IMPACT,6,BK,IE-IE,50' | EA |  | 1 Year | 191 | 5% | 181.45
75783 | Hubbell | HI6C | JACK, IN-LINE COUPLER,HI,6,WH | EA |  | 1 Year | 58.5 | 5% | 55.575
75784 | Hubbell | HI6P | PLUG, HI-IMPACT SYS,FIELD TERM KIT,C6 | EA |  | 1 Year | 35.45 | 5% | 33.6775
75785 | Hubbell | HIC | CAP ASSEMBLY, HI-IMPACT SYS | EA |  | 1 Year | 15.45 | 5% | 14.6775
75786 | Hubbell | HICB25BK | PLUG,HI IMPACT, BOOT,25 PACK,BK | PK |  | 1 Year | 11.55 | 5% | 10.9725
75787 | Hubbell | HICH | COUPLER DROP HOUSING, HI-IMPACT,IP67,BK | EA |  | 1 Year | 25.4 | 5% | 24.13
75788 | Hubbell | HICP412G | CABINET, HI,CONS POINT,12"X12"X6",GY,E3 | EA |  | 1 Year | 488 | 5% | 463.6
75789 | Hubbell | HICPC | PATCH CORD COVER, HI-IMPACT,BK | EA |  | 1 Year | 37.3 | 5% | 35.435
75790 | Hubbell | HICPSS | CABINET, HI,CONS POINT,12"X12"X6",SS,E3 | EA |  | 1 Year | 1215 | 5% | 1154.25
75791 | Hubbell | HIDRUBCKIT | DIN-RAIL BOX, HI-IMPACT,TELECOM | EA |  | 1 Year | 69.95 | 5% | 66.4525
75792 | Hubbell | HIF | CONN, HI-IMPACT,F CONN,BK | EA |  | 1 Year | 53.15 | 5% | 50.4925
75793 | Hubbell | HIF02AE | P-CORD, HI-IMPACT,F,BK,F-HIF,2' | EA |  | 1 Year | 46.15 | 5% | 43.8425
75794 | Hubbell | HIF02EE | P-CORD, HI-IMPACT,F,BK,HIF-HIF,2' | EA |  | 1 Year | 62.95 | 5% | 59.8025
75795 | Hubbell | HIF03AE | P-CORD, HI-IMPACT,F,BK,F-HIF,3' | EA |  | 1 Year | 48.25 | 5% | 45.8375
75796 | Hubbell | HIF03EE | P-CORD, HI-IMPACT,F,BK,HIF-HIF,3' | EA |  | 1 Year | 65.25 | 5% | 61.9875
75797 | Hubbell | HIF05AE | P-CORD, HI-IMPACT,F,BK,F-HIF,5' | EA |  | 1 Year | 49.55 | 5% | 47.0725
75798 | Hubbell | HIF05EE | P-CORD, HI-IMPACT,F,BK,HIF-HIF,5' | EA |  | 1 Year | 66.55 | 5% | 63.2225
75799 | Hubbell | HIF07AE | P-CORD, HI-IMPACT,F,BK,F-HIF,7' | EA |  | 1 Year | 51.15 | 5% | 48.5925
75800 | Hubbell | HIF07EE | P-CORD, HI-IMPACT,F,BK,HIF-HIF,7' | EA |  | 1 Year | 67.9 | 5% | 64.505
75801 | Hubbell | HIF10AE | P-CORD, HI-IMPACT,F,BK,F-HIF,10' | EA |  | 1 Year | 53.25 | 5% | 50.5875
75802 | Hubbell | HIF10EE | P-CORD, HI-IMPACT,F,BK,HIF-HIF,10' | EA |  | 1 Year | 69.95 | 5% | 66.4525
75803 | Hubbell | HIF15AE | P-CORD, HI-IMPACT,F,BK,F-HIF,15' | EA |  | 1 Year | 56.65 | 5% | 53.8175
75804 | Hubbell | HIF15EE | P-CORD, HI-IMPACT,F,BK,HIF-HIF,15' | EA |  | 1 Year | 73.65 | 5% | 69.9675
75805 | Hubbell | HIF20AE | P-CORD, HI-IMPACT,F,BK,F-HIF,20' | EA |  | 1 Year | 60.35 | 5% | 57.3325
75806 | Hubbell | HIF20EE | P-CORD, HI-IMPACT,F,BK,HIF-HIF,20' | EA |  | 1 Year | 77.15 | 5% | 73.2925
75807 | Hubbell | HIF25AE | P-CORD, HI-IMPACT,F,BK,F-HIF,25' | EA |  | 1 Year | 63.6 | 5% | 60.42
75808 | Hubbell | HIF25EE | P-CORD, HI-IMPACT,F,BK,HIF-HIF,25' | EA |  | 1 Year | 80.75 | 5% | 76.7125
75809 | Hubbell | HIF30AE | P-CORD, HI-IMPACT,F,BK,F-HIF,30' | EA |  | 1 Year | 67.35 | 5% | 63.9825
75810 | Hubbell | HIF30EE | P-CORD, HI-IMPACT,F,BK,HIF-HIF,30' | EA |  | 1 Year | 84.25 | 5% | 80.0375
75811 | Hubbell | HIF35AE | P-CORD, HI-IMPACT,F,BK,F-HIF,35' | EA |  | 1 Year | 70.85 | 5% | 67.3075
75812 | Hubbell | HIF35EE | P-CORD, HI-IMPACT,F,BK,HIF-HIF,35' | EA |  | 1 Year | 87.95 | 5% | 83.5525
75813 | Hubbell | HIF40AE | P-CORD, HI-IMPACT,F,BK,F-HIF,40' | EA |  | 1 Year | 74.35 | 5% | 70.6325
75814 | Hubbell | HIF40EE | P-CORD, HI-IMPACT,F,BK,HIF-HIF,40' | EA |  | 1 Year | 91.35 | 5% | 86.7825
75815 | Hubbell | HIF45AE | P-CORD, HI-IMPACT,F,BK,F-HIF,45' | EA |  | 1 Year | 77.95 | 5% | 74.0525
75816 | Hubbell | HIF45EE | P-CORD, HI-IMPACT,F,BK,HIF-HIF,45' | EA |  | 1 Year | 94.85 | 5% | 90.1075
75817 | Hubbell | HIF50AE | P-CORD, HI-IMPACT,F,BK,F-HIF,50' | EA |  | 1 Year | 81.5 | 5% | 77.425
75818 | Hubbell | HIF50EE | P-CORD, HI-IMPACT,F,BK,HIF-HIF,50' | EA |  | 1 Year | 98.65 | 5% | 93.7175
75819 | Hubbell | HIFD1L | HOUSING, DEVICE BOX,CAST ALUM,1/2" | EA |  | 1 Year | 56.65 | 5% | 53.8175
75820 | Hubbell | HIFD2L | HOUSING, DEVICE BOX,CAST ALUM,3/4" | EA |  | 1 Year | 59.9 | 5% | 56.905
75821 | Hubbell | HIP5E25 | PLUG, HI IMPACT,MOD,5E,25PK | PK |  | 1 Year | 28.25 | 5% | 26.8375
75822 | Hubbell | HIPC6100 | CABLE, HI-IMPACT,C6,BK,100FT | EA |  | 1 Year | 162 | 5% | 153.9
75823 | Hubbell | HISF11 | FACEPLATE, HI-IMPACT,SS,1-G,1P | EA |  | 1 Year | 20.6 | 5% | 19.57
75824 | Hubbell | HISF12 | FACEPLATE, HI-IMPACT,SS,1-G,2P | EA |  | 1 Year | 20.6 | 5% | 19.57
75825 | Hubbell | HISF22 | FACEPLATE, HI-IMPACT,SS,2-G,2P | EA |  | 1 Year | 24.75 | 5% | 23.5125
75826 | Hubbell | HISF24 | FACEPLATE, HI-IMPACT,SS,2-G,4P | EA |  | 1 Year | 24.75 | 5% | 23.5125
75827 | Hubbell | HIWP05GY | HOUSING, HI, W/PROOF, ALUM,1/2", GY | EA |  | 1 Year | 20.7 | 5% | 19.665
75828 | Hubbell | HIWP75GY | HOUSING, HI, W/PROOF, ALUM, 3/4", GY | EA |  | 1 Year | 20.7 | 5% | 19.665
75829 | Hubbell | HJ6AAL | JACK, HJ6A,CAT6A,UNI,AL | EA |  | 1 Year | 18.1 | 5% | 17.195
75830 | Hubbell | HJ6AAL25 | JACK, HJ6A,CAT6A,UNI,AL,25PK | PK |  | 1 Year | 408 | 5% | 387.6
75831 | Hubbell | HJ6AB | JACK, HJ6A,CAT6A,UNI,BL | EA |  | 1 Year | 18.1 | 5% | 17.195
75832 | Hubbell | HJ6AB25 | JACK, HJ6A,CAT6A,UNI,BL,25PK | PK |  | 1 Year | 408 | 5% | 387.6
75833 | Hubbell | HJ6ABK | JACK, HJ6A,CAT6A,UNI,BK | EA |  | 1 Year | 18.1 | 5% | 17.195
75834 | Hubbell | HJ6ABK25 | JACK, HJ6A,CAT6A,UNI,BK,25PK | PK |  | 1 Year | 408 | 5% | 387.6
75835 | Hubbell | HJ6ABN | JACK, HJ6A,CAT6A,UNI,BN | EA |  | 1 Year | 18.1 | 5% | 17.195
75836 | Hubbell | HJ6ABN25 | JACK, HJ6A,CAT6A,UNI,BN,25PK | PK |  | 1 Year | 408 | 5% | 387.6
75837 | Hubbell | HJ6AEI | JACK, HJ6A,CAT6A,UNI,EI | EA |  | 1 Year | 18.1 | 5% | 17.195
75838 | Hubbell | HJ6AEI25 | JACK, HJ6A,CAT6A,UNI,EI,25PK | PK |  | 1 Year | 408 | 5% | 387.6
75839 | Hubbell | HJ6AGL | JACK, HJ6A,CAT6A,UNI,GL | EA |  | 1 Year | 18.1 | 5% | 17.195
75840 | Hubbell | HJ6AGL25 | JACK, HJ6A,CAT6A,UNI,GL,25PK | PK |  | 1 Year | 408 | 5% | 387.6
75841 | Hubbell | HJ6AGN | JACK, HJ6A,CAT6A,UNI,GN | EA |  | 1 Year | 18.1 | 5% | 17.195
75842 | Hubbell | HJ6AGN25 | JACK, HJ6A,CAT6A,UNI,GN,25PK | PK |  | 1 Year | 408 | 5% | 387.6
75843 | Hubbell | HJ6AGY | JACK, HJ6A,CAT6A,UNI,GY | EA |  | 1 Year | 18.1 | 5% | 17.195
75844 | Hubbell | HJ6AGY25 | JACK, HJ6A,CAT6A,UNI,GY,25PK | PK |  | 1 Year | 408 | 5% | 387.6
75845 | Hubbell | HJ6ALA | JACK, HJ6A,CAT6A,UNI,LA | EA |  | 1 Year | 18.1 | 5% | 17.195
75846 | Hubbell | HJ6ALA25 | JACK, HJ6A,CAT6A,UNI,LA,25PK | PK |  | 1 Year | 408 | 5% | 387.6
75847 | Hubbell | HJ6AOR | JACK, HJ6A,CAT6A,UNI,OR | EA |  | 1 Year | 18.1 | 5% | 17.195
75848 | Hubbell | HJ6AOR25 | JACK, HJ6A,CAT6A,UNI,OR,25PK | PK |  | 1 Year | 408 | 5% | 387.6
75849 | Hubbell | HJ6AOW | JACK, HJ6A,CAT6A,UNI,OW | EA |  | 1 Year | 18.1 | 5% | 17.195
75850 | Hubbell | HJ6AOW25 | JACK, HJ6A,CAT6A,UNI,OW,25PK | PK |  | 1 Year | 408 | 5% | 387.6
75851 | Hubbell | HJ6AP | JACK, HJ6A,CAT6A,UNI,PU | EA |  | 1 Year | 18.1 | 5% | 17.195
75852 | Hubbell | HJ6AP25 | JACK,HJ6A,CAT6A,UNI,PU,25PK | PK |  | 1 Year | 408 | 5% | 387.6
75853 | Hubbell | HJ6AR | JACK, HJ6A,CAT6A,UNI,RD | EA |  | 1 Year | 18.1 | 5% | 17.195
75854 | Hubbell | HJ6AR25 | JACK, HJ6A,CAT6A,UNI,RD,25PK | PK |  | 1 Year | 408 | 5% | 387.6
75855 | Hubbell | HJ6AW | JACK, HJ6A,CAT6A,UNI,WH | EA |  | 1 Year | 18.1 | 5% | 17.195
75856 | Hubbell | HJ6AW25 | JACK, HJ6A,CAT6A,UNI,WH,25PK | PK |  | 1 Year | 408 | 5% | 387.6
75857 | Hubbell | HJ6AY | JACK, HJ6A,CAT6A,UNI,YL | EA |  | 1 Year | 18.1 | 5% | 17.195
75858 | Hubbell | HJ6AY25 | JACK, HJ6A,CAT6A,UNI,YL,25PK | PK |  | 1 Year | 408 | 5% | 387.6
75859 | Hubbell | HJTP6A25 | JACK, HAND TERMINATION AID,C6A,OR,25PK | PK |  | 1 Year | 14.4 | 5% | 13.68
75860 | Hubbell | HLBSK | CABLEMGT, LAD-RCK,BUTT SPLICE KIT | EA |  | 1 Year | 13.4 | 5% | 12.73
75861 | Hubbell | HLCB | LADDER ACS,CORNER SUPPORT BRKT,BLACK | EA |  | 1 Year | 111 | 5% | 105.45
75862 | Hubbell | HLCD06 | CABLEMGT, LAD-RCK,CABLE RADIUS DROP,6"W | EA |  | 1 Year | 89.3 | 5% | 84.835
75863 | Hubbell | HLCD12 | CABLEMGT, LAD-RCK,CABLE RADIUS DROP,12"W | EA |  | 1 Year | 132 | 5% | 125.4
75864 | Hubbell | HLCD18 | CABLEMGT, LAD-RCK,CABLE RADIUS DROP,18"W | EA |  | 1 Year | 134 | 5% | 127.3
75865 | Hubbell | HLCDS | CABLEMGT, LAD-RCK,CBL RADUIS DRP,STRNGER | EA |  | 1 Year | 90.5 | 5% | 85.975
75866 | Hubbell | HLCF | CABLEMGT, LAD-RCK,CEILING MT KT,BKT ONLY | EA |  | 1 Year | 62.45 | 5% | 59.3275
75867 | Hubbell | HLCG | LADDER ACS,CORNER SUPPORT BRKT,GRAY | EA |  | 1 Year | 111 | 5% | 105.45
75868 | Hubbell | HLCMK | CABLEMGT, LAD-RCK,CEILING MNTG KT | EA |  | 1 Year | 93.75 | 5% | 89.0625
75869 | Hubbell | HLECPK2 | CABLEMGT, LAD-RCK,END CAP KT,2PK | PK |  | 1 Year | 16.05 | 5% | 15.2475
75870 | Hubbell | HLEK23 | CABLEMGT, LAD-RCK, ELEVATION KIT,2-3IN | EA |  | 1 Year | 58.3 | 5% | 55.385
75871 | Hubbell | HLEK46 | CABLEMGT, LAD-RCK, ELEVATION KIT,4-6IN | EA |  | 1 Year | 65.25 | 5% | 61.9875
75872 | Hubbell | HLF0690B | CABLEMGT, LAD-RCK,FLAT TURN,6"W,BK | EA |  | 1 Year | 240 | 5% | 228
75873 | Hubbell | HLF0690G | CABLEMGT, LAD-RCK,FLAT TURN,6"W,GY | EA |  | 1 Year | 240 | 5% | 228
75874 | Hubbell | HLF1290B | CABLEMGT, LAD-RCK,FLAT TURN,12"W,BK | EA |  | 1 Year | 253 | 5% | 240.35
75875 | Hubbell | HLF1290G | CABLEMGT, LAD-RCK,FLAT TURN,12"W,GY | EA |  | 1 Year | 253 | 5% | 240.35
75876 | Hubbell | HLF1890B | CABLEMGT, LAD-RCK,FLAT TURN,18"W,BK | EA |  | 1 Year | 264 | 5% | 250.8
75877 | Hubbell | HLF1890G | CABLEMGT, LAD-RCK,FLAT TURN,18"W,GY | EA |  | 1 Year | 264 | 5% | 250.8
75878 | Hubbell | HLF2490B | CABLEMGT, LAD-RCK,FLAT TURN,24"W,BK | EA |  | 1 Year | 281 | 5% | 266.95
75879 | Hubbell | HLF2490G | CABLEMGT, LAD-RCK,FLAT TURN,24"W,GY | EA |  | 1 Year | 281 | 5% | 266.95
75880 | Hubbell | HLH14B | LAD TRAY STANDOFF,14IN,BK | EA |  | 1 Year | 80.75 | 5% | 76.7125
75881 | Hubbell | HLH14G | LAD TRAY STANDOFF,14IN,GY | EA |  | 1 Year | 80.75 | 5% | 76.7125
75882 | Hubbell | HLH14W | LAD TRAY STANDOFF,14IN,WHT | EA |  | 1 Year | 80.75 | 5% | 76.7125
75883 | Hubbell | HLI0690B | CABLEMGT, LAD-RCK, INSIDE RD, 6"W, BK | EA |  | 1 Year | 102 | 5% | 96.9
75884 | Hubbell | HLI0690G | CABLEMGT, LAD-RCK,INSIDE RD,6"W,GY | EA |  | 1 Year | 102 | 5% | 96.9
75885 | Hubbell | HLI1290B | CABLEMGT, LAD-RCK,INSIDE RD,12"W,BK | EA |  | 1 Year | 105 | 5% | 99.75
75886 | Hubbell | HLI1290G | CABLEMGT, LAD-RCK,INSIDE RD,12"W,GY | EA |  | 1 Year | 105 | 5% | 99.75
75887 | Hubbell | HLI1890B | CABLEMGT, LAD-RCK,INSIDE RD,18"W,BK | EA |  | 1 Year | 112 | 5% | 106.4
75888 | Hubbell | HLI1890G | CABLEMGT, LAD-RCK,INSIDE RD,18"W,GY | EA |  | 1 Year | 112 | 5% | 106.4
75889 | Hubbell | HLI2490B | CABLEMGT, LAD-RCK,INSIDE RD,24"W,BK | EA |  | 1 Year | 119 | 5% | 113.05
75890 | Hubbell | HLI2490G | CABLEMGT, LAD-RCK,INSIDE RD,24"W,GY | EA |  | 1 Year | 119 | 5% | 113.05
75891 | Hubbell | HLJB | CABLEMGT, LAD-RCK,J-BOLT KIT | EA |  | 1 Year | 5.9 | 5% | 5.605
75892 | Hubbell | HLMPK19 | CABLEMGT, LAD-RCK,MNTG KT TO RELAY RACK | EA |  | 1 Year | 47.35 | 5% | 44.9825
75893 | Hubbell | HLMPK19D | CABLEMGT,LAD-RCK,MNTG KT TO6"DP RELAYRCK | EA |  | 1 Year | 59.8 | 5% | 56.81
75894 | Hubbell | HLO0690B | CABLEMGT, LAD-RCK,OUTSDE RD,6"W,BK | EA |  | 1 Year | 102 | 5% | 96.9
75895 | Hubbell | HLO0690G | CABLEMGT, LAD-RCK,OUTSDE RD,6"W,GY | EA |  | 1 Year | 102 | 5% | 96.9
75896 | Hubbell | HLO1290B | CABLEMGT, LAD-RCK,OUTSDE RD,12"W,BK | EA |  | 1 Year | 105 | 5% | 99.75
75897 | Hubbell | HLO1290G | CABLEMGT, LAD-RCK,OUTSDE RD,12"W,GY | EA |  | 1 Year | 105 | 5% | 99.75
75898 | Hubbell | HLO1890B | CABLEMGT, LAD-RCK,OUTSDE RD,18"W,BK | EA |  | 1 Year | 112 | 5% | 106.4
75899 | Hubbell | HLO1890G | CABLEMGT, LAD-RCK,OUTSDE RD,18"W,GY | EA |  | 1 Year | 112 | 5% | 106.4
75900 | Hubbell | HLO2490B | CABLEMGT, LAD-RCK,OUTSDE RD,24"W,BK | EA |  | 1 Year | 119 | 5% | 113.05
75901 | Hubbell | HLO2490G | CABLEMGT, LAD-RCK,OUTSDE RD,24"W,GY | EA |  | 1 Year | 119 | 5% | 113.05
75902 | Hubbell | HLP06B | CABLEMGT, LAD-RCK,2 RETAING POSTS,6"W,BK | EA |  | 1 Year | 25.1 | 5% | 23.845
75903 | Hubbell | HLP06G | CABLEMGT, LAD-RCK,2 RETAING PSTS,6"W,GY | EA |  | 1 Year | 25.1 | 5% | 23.845
75904 | Hubbell | HLP08G | CABLEMGT, LAD-RCK,2 RETAING PSTS,8"W,GY | EA |  | 1 Year | 26.3 | 5% | 24.985
75905 | Hubbell | HLP10B | CABLEMGT,LAD-RCK,2 RETAING POSTS, 10",BK | EA |  | 1 Year | 27.35 | 5% | 25.9825
75906 | Hubbell | HLP10G | CABLEMGT,LAD-RCK,2 RETAING PSTS,10",W,G | EA |  | 1 Year | 27.35 | 5% | 25.9825
75907 | Hubbell | HLQ24 | QUADCAB,LT DUTY,12U,24"D,WIN DR,BK | EA |  | 1 Year | 884 | 5% | 839.8
75908 | Hubbell | HLQ24M | QUADCAB,LT DUTY,12U,24"D,MESH DR,BK | EA |  | 1 Year | 947 | 5% | 899.65
75909 | Hubbell | HLQ36 | QUADCAB,LT DUTY,19U,24"D,WIN DR,BK | EA |  | 1 Year | 1080 | 5% | 1026
75910 | Hubbell | HLQ36M | QUADCAB,LT DUTY,19U,24"D,MESH DR,BK | EA |  | 1 Year | 1144 | 5% | 1086.8
75911 | Hubbell | HLQ48 | QUADCAB,LT DUTY,25U,24"D,WIN DR,BK | EA |  | 1 Year | 1309 | 5% | 1243.55
75912 | Hubbell | HLQ48M | QUADCAB,LT DUTY,25U,24"D,MESH DR,BK | EA |  | 1 Year | 1416 | 5% | 1345.2
75913 | Hubbell | HLQFF | FILTER KIT,LT DUTY, 4PK | EA |  | 1 Year | 142 | 5% | 134.9
75914 | Hubbell | HLQFK | FAN KIT,LT DUTY,2X 75CFM FANS | EA |  | 1 Year | 558 | 5% | 530.1
75915 | Hubbell | HLRF | CABLEMGT, LAD-RCK,FOOT KIT | EA |  | 1 Year | 47.05 | 5% | 44.6975
75916 | Hubbell | HLS0606B | CABLEMGT, LAD-RCK,6'LX6"W,BK | EA |  | 1 Year | 84.45 | 5% | 80.2275
75917 | Hubbell | HLS0606G | CABLEMGT, LAD-RCK,6'LX6"W,GY | EA |  | 1 Year | 84.45 | 5% | 80.2275
75918 | Hubbell | HLS0612B | CABLEMGT, LAD-RCK,6'LX12"W,BK | EA |  | 1 Year | 91.15 | 5% | 86.5925
75919 | Hubbell | HLS0612G | CABLEMGT, LAD-RCK,6'LX12"W,GY | EA |  | 1 Year | 91.15 | 5% | 86.5925
75920 | Hubbell | HLS0618B | CABLEMGT, LAD-RCK,6'LX18"W,BK | EA |  | 1 Year | 106 | 5% | 100.7
75921 | Hubbell | HLS0618G | CABLEMGT, LAD-RCK,6'LX18"W,GY | EA |  | 1 Year | 106 | 5% | 100.7
75922 | Hubbell | HLS0624B | CABLEMGT, LAD-RCK,6'LX24"W,BK | EA |  | 1 Year | 144 | 5% | 136.8
75923 | Hubbell | HLS0624G | CABLEMGT, LAD-RCK,6'LX24"W,GY | EA |  | 1 Year | 144 | 5% | 136.8
75924 | Hubbell | HLS1006B | CABLEMGT, LAD-RCK,10'LX6"W,BK | EA |  | 1 Year | 130 | 5% | 123.5
75925 | Hubbell | HLS1006G | CABLEMGT, LAD-RCK,10'LX6"W,GY | EA |  | 1 Year | 130 | 5% | 123.5
75926 | Hubbell | HLS1012B | CABLEMGT, LAD-RCK,10'LX12"W,BK | EA |  | 1 Year | 144 | 5% | 136.8
75927 | Hubbell | HLS1012G | CABLEMGT, LAD-RCK,10'LX12"W,GY | EA |  | 1 Year | 144 | 5% | 136.8
75928 | Hubbell | HLS1018B | CABLEMGT, LAD-RCK,10'LX18"W,BK | EA |  | 1 Year | 202 | 5% | 191.9
75929 | Hubbell | HLS1018G | CABLEMGT, LAD-RCK,10'LX18"W,GY | EA |  | 1 Year | 202 | 5% | 191.9
75930 | Hubbell | HLS1024B | CABLEMGT, LAD-RCK,10'LX24"W,BK | EA |  | 1 Year | 215 | 5% | 204.25
75931 | Hubbell | HLS1024G | CABLEMGT, LAD-RCK,10'LX24"W,GY | EA |  | 1 Year | 215 | 5% | 204.25
75932 | Hubbell | HLSSK | CABLEMGT, LAD-RCK,SWIVEL BUTT SPLICE KT | EA |  | 1 Year | 89.7 | 5% | 85.215
75933 | Hubbell | HLTK | CABLEMGT, LAD-RCK,T-JUNCTION SPLICE KT | EA |  | 1 Year | 13.4 | 5% | 12.73
75934 | Hubbell | HLTSB06B | CABLEMGT, LAD-RCK,TRI WALL SUPORT,6"W,BK | EA |  | 1 Year | 47 | 5% | 44.65
75935 | Hubbell | HLTSB06G | CABLEMGT, LAD-RCK,TRI WALL SUPORT,6"W,GY | EA |  | 1 Year | 47 | 5% | 44.65
75936 | Hubbell | HLTSB12B | CABLEMGT, LAD-RCK,TRI WAL SUPORT,12"W,BK | EA |  | 1 Year | 55.75 | 5% | 52.9625
75937 | Hubbell | HLTSB12G | CABLEMGT, LAD-RCK,TRI WAL SUPORT,12"W,GY | EA |  | 1 Year | 55.75 | 5% | 52.9625
75938 | Hubbell | HLTSB18B | CABLEMGT, LAD-RCK,TRI WAL SUPORT,18"W,BK | EA |  | 1 Year | 59.05 | 5% | 56.0975
75939 | Hubbell | HLTSB18G | CABLEMGT, LAD-RCK,TRI WAL SUPORT,18"W,GY | EA |  | 1 Year | 59.05 | 5% | 56.0975
75940 | Hubbell | HLTSB24B | CABLEMGT, LAD-RCK,TRI WAL SUPORT,24"W,BK | EA |  | 1 Year | 62.55 | 5% | 59.4225
75941 | Hubbell | HLTSB24G | CABLEMGT, LAD-RCK,TRI WAL SUPORT,24"W,GY | EA |  | 1 Year | 62.55 | 5% | 59.4225
75942 | Hubbell | HLVWBK | CABLEMGT, LAD-RCK,VERTICAL WALL BRACKET | EA |  | 1 Year | 13.65 | 5% | 12.9675
75943 | Hubbell | HLWRK | CABLEMGT, LAD-RCK,WALL TO RACK MT KT | EA |  | 1 Year | 218 | 5% | 207.1
75944 | Hubbell | HLX0612 | CABLEMGT, LAD-RCK,WAL ANG SUP BKT,6-12"W | EA |  | 1 Year | 37.1 | 5% | 35.245
75945 | Hubbell | HLX0612G | CABLEMGT,LAD-RCK,WAL ANG SUPBKT6-12"W,GY | EA |  | 1 Year | 37.1 | 5% | 35.245
75946 | Hubbell | HLX1518 | CABLEMGT, LAD-RCK,WALL ANG SUPP BKT,18"W | EA |  | 1 Year | 38.05 | 5% | 36.1475
75947 | Hubbell | HLX1518G | CABLEMGT,LAD-RCK,WAL ANG SUP BKT,18"W,GY | EA |  | 1 Year | 38.05 | 5% | 36.1475
75948 | Hubbell | HLX24 | CABLEMGT, LAD-RCK,WALL ANG SUPP BKT,24"W | EA |  | 1 Year | 41.45 | 5% | 39.3775
75949 | Hubbell | HLX24G | CABLEMGT,LAD-RCK,WAL ANG SUP BKT,24"W,GY | EA |  | 1 Year | 41.45 | 5% | 39.3775
75950 | Hubbell | HM14 | HRZ CBL MGR,M SER,1U,4"EXT,NO CVR,BLK | EA |  | 1 Year | 65.05 | 5% | 61.7975
75951 | Hubbell | HM14C | HRZ CBL MGR,M SER,1U,4"EXT,CVR,BLK | EA |  | 1 Year | 91.25 | 5% | 86.6875
75952 | Hubbell | HM177C | HRZ CBL MGR,M SER,1U,7"EXT,7"RR,CVR,BLK | EA |  | 1 Year | 172 | 5% | 163.4
75953 | Hubbell | HM17C | HRZ CBL MGR,M SER,1U,7"EXT,CVR,BLK | EA |  | 1 Year | 95.5 | 5% | 90.725
75954 | Hubbell | HM1C | HRZ CBL MGR,M SER,1U,CVR,BLK | EA |  | 1 Year | 38.1 | 5% | 36.195
75955 | Hubbell | HM24 | HRZ CBL MGR,M SER,2U,4"EXT,NO CVR,BLK | EA |  | 1 Year | 69 | 5% | 65.55
75956 | Hubbell | HM24C | HRZ CBL MGR,M SER,2U,4"EXT,CVR,BLK | EA |  | 1 Year | 101 | 5% | 95.95
75957 | Hubbell | HM277C | HRZ CBL MGR,M SER,2U,7"EXT,7"RR,CVR,BLK | EA |  | 1 Year | 179 | 5% | 170.05
75958 | Hubbell | HM27C | HRZ CBL MGR,M SER,2U,7"EXT,CVR,BLK | EA |  | 1 Year | 105 | 5% | 99.75
75959 | Hubbell | HM2C | HRZ CBL MGR,M SER,2U,CVR,BLK | EA |  | 1 Year | 42.8 | 5% | 40.66
75960 | Hubbell | HM34 | HRZ CBL MGR,M SER,3U,4"EXT,NO CVR,BLK | EA |  | 1 Year | 93.75 | 5% | 89.0625
75961 | Hubbell | HM34C | HRZ CBL MGR,M SER,3U,4"EXT,CVR,BLK | EA |  | 1 Year | 135 | 5% | 128.25
75962 | Hubbell | HM377C | HRZ CBL MGR,M SER,3U,7"EXT,7"RR,CVR,BLK | EA |  | 1 Year | 237 | 5% | 225.15
75963 | Hubbell | HM37C | HRZ CBL MGR,M SER,3U,7"EXT,CVR,BLK | EA |  | 1 Year | 139 | 5% | 132.05
75964 | Hubbell | HM3C | HRZ CBL MGR,M SER,3U,CVR,BLK | EA |  | 1 Year | 73.15 | 5% | 69.4925
75965 | Hubbell | HM44 | HRZ CBL MGR,M SER,4U,4"EXT,NO CVR,BLK | EA |  | 1 Year | 131 | 5% | 124.45
75966 | Hubbell | HM44C | HRZ CBL MGR,M SER,4U,4"EXT,CVR,BLK | EA |  | 1 Year | 176 | 5% | 167.2
75967 | Hubbell | HM477C | HRZ CBL MGR,M SER,4U,7"EXT,7"RR,CVR,BLK | EA |  | 1 Year | 279 | 5% | 265.05
75968 | Hubbell | HM47C | HRZ CBL MGR,M SER,4U,7"EXT,CVR,BLK | EA |  | 1 Year | 181 | 5% | 171.95
75969 | Hubbell | HM4C | HRZ CBL MGR,M SER,4U,CVR,BLK | EA |  | 1 Year | 79.15 | 5% | 75.1925
75970 | Hubbell | HMD7 | MD7 MANUAL TOOL,25"HANDLE | EA |  | 1 Year | 607 | 5% | 576.65
75971 | Hubbell | HMRBBK | PLATE, FURN, H MILLER REDUCER, BK | EA |  | 1 Year | 4.65 | 5% | 4.4175
75972 | Hubbell | HMRBGY | PLATE, FURN, H MILLER REDUCER, GY | EA |  | 1 Year | 4.65 | 5% | 4.4175
75973 | Hubbell | HMRC840 | TOOL,LUG,COMPRESSION,ADJUST DIE | EA |  | 1 Year | 395 | 5% | 375.25
75974 | Hubbell | HMY2911 | TOOL,LUG,COMPRESSION,BASIC | EA |  | 1 Year | 949 | 5% | 901.55
75975 | Hubbell | HOUR840 | OUR840 RATCH TOOL,CASE | EA |  | 1 Year | 1248 | 5% | 1185.6
75976 | Hubbell | HP12IMU | P-PANEL,ISTATION,12-1UMOD,UNLD,2U,BK | EA |  | 1 Year | 104 | 5% | 98.8
75977 | Hubbell | HP5E12 | P-PANEL, CAT5E,12 PORT,UNI | EA |  | 1 Year | 121 | 5% | 114.95
75978 | Hubbell | HP5E24 | P-PANEL, CAT5E,24 PORT,UNI | EA |  | 1 Year | 233 | 5% | 221.35
75979 | Hubbell | HP5E24A | P-PANEL, CAT5E,24 PORT,UNI,ANG | EA |  | 1 Year | 255 | 5% | 242.25
75980 | Hubbell | HP5E24E | P-PANEL, CAT5E,24 PORT,UNI,ECO | EA |  | 1 Year | 205 | 5% | 194.75
75981 | Hubbell | HP5E24W | P-PANEL, CAT5E,24 PORT,UNI,WH | EA |  | 1 Year | 233 | 5% | 221.35
75982 | Hubbell | HP5E48 | P-PANEL, CAT5E,48 PORT,UNI | EA |  | 1 Year | 412 | 5% | 391.4
75983 | Hubbell | HP5E48A | P-PANEL, CAT5E,48 PORT,UNI,ANG | EA |  | 1 Year | 462 | 5% | 438.9
75984 | Hubbell | HP5E48E | P-PANEL, CAT5E,48 PORT,UNI,ECO | EA |  | 1 Year | 393 | 5% | 373.35
75985 | Hubbell | HP5E48W | P-PANEL, CAT5E,48 PORT,UNI,WH | EA |  | 1 Year | 412 | 5% | 391.4
75986 | Hubbell | HP5E96 | P-PANEL, CAT5E,96 PORT,UNI | EA |  | 1 Year | 796 | 5% | 756.2
75987 | Hubbell | HP5EM6 | P-PANEL,CAT5E, 6 PORT,REPLACEMENT MODULE | EA |  | 1 Year | 66.15 | 5% | 62.8425
75988 | Hubbell | HP612 | P-PANEL, CAT6,12 PORT,UNI | EA |  | 1 Year | 165 | 5% | 156.75
75989 | Hubbell | HP624 | P-PANEL, CAT6,24 PORT,UNI | EA |  | 1 Year | 255 | 5% | 242.25
75990 | Hubbell | HP624A | P-PANEL, CAT6,24 PORT,UNI,ANG | EA |  | 1 Year | 277 | 5% | 263.15
75991 | Hubbell | HP624E | P-PANEL, CAT6,24 PORT,UNI,ECO | EA |  | 1 Year | 226 | 5% | 214.7
75992 | Hubbell | HP624W | P-PANEL, CAT6,24 PORT,UNI,WH | EA |  | 1 Year | 255 | 5% | 242.25
75993 | Hubbell | HP648 | P-PANEL, CAT6,48 PORT,UNI | EA |  | 1 Year | 502 | 5% | 476.9
75994 | Hubbell | HP648A | P-PANEL, CAT6,48 PORT,UNI,ANG | EA |  | 1 Year | 548 | 5% | 520.6
75995 | Hubbell | HP648E | P-PANEL, CAT6,48 PORT,UNI,ECO | EA |  | 1 Year | 438 | 5% | 416.1
75996 | Hubbell | HP648W | P-PANEL, CAT6,48 PORT,UNI,WH | EA |  | 1 Year | 502 | 5% | 476.9
75997 | Hubbell | HP696 | P-PANEL, CAT6,96 PORT,UNI | EA |  | 1 Year | 956 | 5% | 908.2
75998 | Hubbell | HP6A12 | P-PANEL, CAT6A,12 PORT,UNI | EA |  | 1 Year | 229 | 5% | 217.55
75999 | Hubbell | HP6A24 | P-PANEL, CAT6A,24 PORT,UNI | EA |  | 1 Year | 523 | 5% | 496.85
76000 | Hubbell | HP6A24A | P-PANEL, CAT6A,24 PORT,UNI,ANG | EA |  | 1 Year | 528 | 5% | 501.6
76001 | Hubbell | HP6A24E | P-PANEL, CAT6A,24 PORT,UNI,ECO | EA |  | 1 Year | 456 | 5% | 433.2
76002 | Hubbell | HP6A24W | P-PANEL, CAT6A,24 PORT,UNI,WH | EA |  | 1 Year | 523 | 5% | 496.85
76003 | Hubbell | HP6A48 | P-PANEL, CAT6A,48 PORT,UNI | EA |  | 1 Year | 940 | 5% | 893
76004 | Hubbell | HP6A48A | P-PANEL, CAT6A,48 PORT,UNI,ANG | EA |  | 1 Year | 947 | 5% | 899.65
76005 | Hubbell | HP6A48E | P-PANEL, CAT6A,48 PORT,UNI,ECO | EA |  | 1 Year | 816 | 5% | 775.2
76006 | Hubbell | HP6A48W | P-PANEL, CAT6A,48 PORT,UNI,WH | EA |  | 1 Year | 940 | 5% | 893
76007 | Hubbell | HP6A96 | P-PANEL, CAT6A,96 PORT,UNI | EA |  | 1 Year | 1589 | 5% | 1509.55
76008 | Hubbell | HP6AM6 | P-PANEL,CAT6A, 6 PORT,REPLACEMENT MODULE | EA |  | 1 Year | 125 | 5% | 118.75
76009 | Hubbell | HP6M6 | P-PANEL,CAT6, 6 PORT,REPLACEMENT MODULE | EA |  | 1 Year | 76.5 | 5% | 72.675
76010 | Hubbell | HPAT600LI | PATRIOT600,LI,CHRGR,CASE,LANYRD | EA |  | 1 Year | 4790 | 5% | 4550.5
76011 | Hubbell | HPAT750LI | PATRIOT750,LI,CHRGR,CASE,LANYRD | EA |  | 1 Year | 7344 | 5% | 6976.8
76012 | Hubbell | HPD8 | P-PANEL,DECO,UNLD,8P,19"WX1.75"H | EA |  | 1 Year | 116 | 5% | 110.2
76013 | Hubbell | HPENEA0550 | PENETROX A,0.5OZ TUBES,50PK | PK |  | 1 Year | 170 | 5% | 161.5
76014 | Hubbell | HPJ1289 | P-PANEL,JACK,UNLD,12P,W/89D BRKT | EA |  | 1 Year | 65.15 | 5% | 61.8925
76015 | Hubbell | HPJ24 | P-PANEL,JACK,UNLD,24P,19"WX1.75"H | EA |  | 1 Year | 78.5 | 5% | 74.575
76016 | Hubbell | HPJ24A | P-PANEL,JACK,UNLD,ANGLED,24P,19"WX1.75"H | EA |  | 1 Year | 93 | 5% | 88.35
76017 | Hubbell | HPJ48 | P-PANEL,JACK,UNLD,48P,19"WX3.5"H | EA |  | 1 Year | 99.2 | 5% | 94.24
76018 | Hubbell | HPJ48A | P-PANEL,JACK,UNLD,ANGLED,48P,19"WX3.5"H | EA |  | 1 Year | 114 | 5% | 108.3
76019 | Hubbell | HPJ4996 | P-PANEL,JACK,UNLD,49-96P,19"WX3.5"H | EA |  | 1 Year | 99.2 | 5% | 94.24
76020 | Hubbell | HPJ6M | P-PANEL,JACK,UNLD,ADAPTER,6P | EA |  | 1 Year | 6.5 | 5% | 6.175
76021 | Hubbell | HPJ72 | P-PANEL,JACK,UNLD,72P,19"WX5.25"H | EA |  | 1 Year | 114 | 5% | 108.3
76022 | Hubbell | HPJLBL4800 | LABEL,6PORT,JACK PANEL,FRONT,WH,4800PK | PK |  | 1 Year | 165 | 5% | 156.75
76023 | Hubbell | HPJS24 | P-PANEL,JACK,UNLD,24P,SHIELD,19"WX1.75"H | EA |  | 1 Year | 58.95 | 5% | 56.0025
76024 | Hubbell | HPJS48 | P-PANEL,JACK,UNLD,48P,SHIELD,19"WX3.5"H | EA |  | 1 Year | 79.65 | 5% | 75.6675
76025 | Hubbell | HPLBL4800 | LABEL, 6PORT PANEL ADAP,FRONT,WH,4800PK | PK |  | 1 Year | 165 | 5% | 156.75
76026 | Hubbell | HPRCMB | P-PANEL,CABLE MGT BAR,HP SERIES,PANEL MT | EA |  | 1 Year | 20.6 | 5% | 19.57
76027 | Hubbell | HPSC12 | P-PANEL,STUFFER CAPS,HP SERIES,12 PK | PK |  | 1 Year | 9.8 | 5% | 9.31
76028 | Hubbell | HPW48RR19 | RACK, RELAY,48"H,24U,BK | EA |  | 1 Year | 312 | 5% | 296.4
76029 | Hubbell | HPW48RR19ML | RACK, RELAY,48"H,24U,ML | EA |  | 1 Year | 301 | 5% | 285.95
76030 | Hubbell | HPW48RR23 | RACK, RELAY,48"H,23"W,24U,BK | EA |  | 1 Year | 493 | 5% | 468.35
76031 | Hubbell | HPW48RR23ML | RACK, RELAY,48"H,23"W,24U,ML | EA |  | 1 Year | 458 | 5% | 435.1
76032 | Hubbell | HPW66B16 | BLOCK, MODULAR,66B,6 PR | EA |  | 1 Year | 19.6 | 5% | 18.62
76033 | Hubbell | HPW66B350 | BLOCK, MODULAR,66B,50 PR | EA |  | 1 Year | 33.3 | 5% | 31.635
76034 | Hubbell | HPW66B36 | BLOCK, MODULAR,66B,SPLIT(3X)6PR,W/CVR | EA |  | 1 Year | 13.3 | 5% | 12.635
76035 | Hubbell | HPW66B425 | BLOCK, MODULAR,66B,SPLIT (4X) 25 PR | EA |  | 1 Year | 31.95 | 5% | 30.3525
76036 | Hubbell | HPW66BB | BLOCK, 66 BACK BOARD W/TWO 89 B BRTKS | EA |  | 1 Year | 33.8 | 5% | 32.11
76037 | Hubbell | HPW66BCVR | BLOCK, 66 B BLOCK COVER | EA |  | 1 Year | 6.95 | 5% | 6.6025
76038 | Hubbell | HPW66M125 | BLOCK, MODULAR,66M,25 PR | EA |  | 1 Year | 18 | 5% | 17.1
76039 | Hubbell | HPW66M150 | BLOCK, MODULAR,66M,50 PR | EA |  | 1 Year | 16.05 | 5% | 15.2475
76040 | Hubbell | HPW66M150C5 | BLOCK, MODULAR,66M,50 PR,CAT5 | EA |  | 1 Year | 16.05 | 5% | 15.2475
76041 | Hubbell | HPW66MCVR | BLOCK, 66 M BLOCK COVER,CLEAR | EA |  | 1 Year | 3.55 | 5% | 3.3725
76042 | Hubbell | HPW66RR19 | RACK, RELAY,66"H,36U,BK | EA |  | 1 Year | 340 | 5% | 323
76043 | Hubbell | HPW66RR19ML | RACK, RELAY,66"H,36U,ML | EA |  | 1 Year | 322 | 5% | 305.9
76044 | Hubbell | HPW66SPLA | BLOCK, CAB ROUT SPOOL,W/O SCR | EA |  | 1 Year | 1.86 | 5% | 1.767
76045 | Hubbell | HPW66SPLB | BLOCK, CAB ROUT SPOOL,W/#10 WOOD SCR | EA |  | 1 Year | 2.35 | 5% | 2.2325
76046 | Hubbell | HPW6PSS | PLATE, SST,6PORT,FOR RAISED ACC FLR BOX | EA |  | 1 Year | 18.4 | 5% | 17.48
76047 | Hubbell | HPW84RR19 | RACK, RELAY,84"H,45U,BK | EA |  | 1 Year | 310 | 5% | 294.5
76048 | Hubbell | HPW84RR19D | RACK, RELAY,84"X19",45U,6" DP UPRIGHT,BK | EA |  | 1 Year | 519 | 5% | 493.05
76049 | Hubbell | HPW84RR19ML | RACK, RELAY,84"H,45U,ML | EA |  | 1 Year | 283 | 5% | 268.85
76050 | Hubbell | HPW84RR23 | RACK, RELAY,84"H,23"W,45U,BK | EA |  | 1 Year | 622 | 5% | 590.9
76051 | Hubbell | HPW84RR23ML | RACK, RELAY,84"H,23"W,45U,ML | EA |  | 1 Year | 609 | 5% | 578.55
76052 | Hubbell | HPW89B | BLOCK, 89 B BRACKET | EA |  | 1 Year | 2.8 | 5% | 2.66
76053 | Hubbell | HPW89D | BLOCK, 89 D BRACKET | EA |  | 1 Year | 2.8 | 5% | 2.66
76054 | Hubbell | HPW90RR19 | RACK, RELAY,90"H,48U,BK | EA |  | 1 Year | 515 | 5% | 489.25
76055 | Hubbell | HPW90RR19ML | RACK, RELAY,90"H,48U,ML | EA |  | 1 Year | 513 | 5% | 487.35
76056 | Hubbell | HPW90RR23 | RACK, RELAY,90"H,23"W,48U,BK | EA |  | 1 Year | 674 | 5% | 640.3
76057 | Hubbell | HPW96RR19 | RACK, RELAY,96"H,51U,BK | EA |  | 1 Year | 506 | 5% | 480.7
76058 | Hubbell | HPW96RR19ML | RACK, RELAY,96"H,51U,ML | EA |  | 1 Year | 504 | 5% | 478.8
76059 | Hubbell | HPW96RR23 | RACK, RELAY,96"H,23"W,51U,BK | EA |  | 1 Year | 661 | 5% | 627.95
76060 | Hubbell | HPW96RR23ML | RACK, RELAY,96"H,23"W,51U,ML | EA |  | 1 Year | 637 | 5% | 605.15
76061 | Hubbell | HPWCBRK06 | WB,ACCS,BRKT,CSHAPE,6"TRAY,TIER,PREGALV | EA |  | 1 Year | 27.6 | 5% | 26.22
76062 | Hubbell | HPWCBRK12 | WB,ACCS,BRKT,CSHAPE,12"TRAY,TIER,PREGALV | EA |  | 1 Year | 35.25 | 5% | 33.4875
76063 | Hubbell | HPWCUTTOOL | WIREBASKET CUTTING TOOL | EA |  | 1 Year | 129 | 5% | 122.55
76064 | Hubbell | HPWCVFBK120 | CABLEMGT, FASTENER,VELCRO,120",BK | EA |  | 1 Year | 27.15 | 5% | 25.7925
76065 | Hubbell | HPWCVFBK5 | CABLEMGT, FASTENER,VELCRO,5",BK,10PK | PK |  | 1 Year | 17.45 | 5% | 16.5775
76066 | Hubbell | HPWCVFBK8 | CABLEMGT, FASTENER,VELCRO,8",BK,10PK | PK |  | 1 Year | 19.75 | 5% | 18.7625
76067 | Hubbell | HPWCVFBL5 | CABLEMGT, FASTENER,VELCRO,5",BL,10PK | PK |  | 1 Year | 17.45 | 5% | 16.5775
76068 | Hubbell | HPWCVFBL8 | CABLEMGT, FASTENER,VELCRO,8",BL,10PK | PK |  | 1 Year | 19.75 | 5% | 18.7625
76069 | Hubbell | HPWCVFOR5 | CABLEMGT, FASTENER,VELCRO,5",OR,10PK | PK |  | 1 Year | 17.45 | 5% | 16.5775
76070 | Hubbell | HPWCVFRD8 | CABLEMGT, FASTENER,VELCRO,8",RD,10PK | PK |  | 1 Year | 19.75 | 5% | 18.7625
76071 | Hubbell | HPWCVFYL8 | CABLEMGT, FASTENER,VELCRO,8",YL,10PK | PK |  | 1 Year | 19.75 | 5% | 18.7625
76072 | Hubbell | HPWPWR | RACK, 19"PWR STRP,10 OUTLS,15A,NO SRG,BK | EA |  | 1 Year | 160 | 5% | 152
76073 | Hubbell | HPWRRA | CEMENT ANCHOR KIT,4PK,3.75"L,3/8"OD | EA |  | 1 Year | 14.15 | 5% | 13.4425
76074 | Hubbell | HPWU002202 | WB,TRAY,UNFLR,FLTx24"Wx24"L,PREGALV,RND | EA |  | 1 Year | 43.95 | 5% | 41.7525
76075 | Hubbell | HPWU020602 | WB,TRAY,UNFLR,2"Hx6"Wx24"L,PREGALV,RND | EA |  | 1 Year | 52.15 | 5% | 49.5425
76076 | Hubbell | HPWU020604 | WB,TRAY,UNFLR,2"Hx6"Wx48"L,PREGALV,RND | EA |  | 1 Year | 104 | 5% | 98.8
76077 | Hubbell | HPWU020606 | WB,TRAY,UNFLR,2"Hx6"Wx72"L,PREGALV,RND | EA |  | 1 Year | 156 | 5% | 148.2
76078 | Hubbell | HPWU021202 | WB,TRAY,UNFLR,2"Hx12"Wx24"L,PREGALV,RND | EA |  | 1 Year | 59.5 | 5% | 56.525
76079 | Hubbell | HPWU021204 | WB,TRAY,UNFLR,2"Hx12"Wx48"L,PREGALV,RND | EA |  | 1 Year | 119 | 5% | 113.05
76080 | Hubbell | HPWU021206 | WB,TRAY,UNFLR,2"Hx12"Wx72"L,PREGALV,RND | EA |  | 1 Year | 179 | 5% | 170.05
76081 | Hubbell | HPWU022202 | WB,TRAY,UNFLR,2"Hx22"Wx24"L,PREGALV,RND | EA |  | 1 Year | 63.2 | 5% | 60.04
76082 | Hubbell | HPWU022204 | WB,TRAY,UNFLR,2"Hx22"Wx48"L,PREGALV,RND | EA |  | 1 Year | 127 | 5% | 120.65
76083 | Hubbell | HPWU022206 | WB,TRAY,UNFLR,2"Hx22"Wx72"L,PREGALV,RND | EA |  | 1 Year | 191 | 5% | 181.45
76084 | Hubbell | HPWU040602 | WB,TRAY,UNFLR,4"Hx6"Wx24"L,PREGALV,RND | EA |  | 1 Year | 55.85 | 5% | 53.0575
76085 | Hubbell | HPWU040604 | WB,TRAY,UNFLR,4"Hx6"Wx48"L,PREGALV,RND | EA |  | 1 Year | 112 | 5% | 106.4
76086 | Hubbell | HPWU040606 | WB,TRAY,UNFLR,4"Hx6"Wx72"L,PREGALV,RND | EA |  | 1 Year | 168 | 5% | 159.6
76087 | Hubbell | HPWU041202 | WB,TRAY,UNFLR,4"Hx12"Wx24"L,PREGALV,RND | EA |  | 1 Year | 65.15 | 5% | 61.8925
76088 | Hubbell | HPWU041204 | WB,TRAY,UNFLR,4"Hx12"Wx48"L,PREGALV,RND | EA |  | 1 Year | 130 | 5% | 123.5
76089 | Hubbell | HPWU041206 | WB,TRAY,UNFLR,4"Hx12"Wx72"L,PREGALV,RND | EA |  | 1 Year | 196 | 5% | 186.2
76090 | Hubbell | HPWU042202 | WB,TRAY,UNFLR,4"Hx22"Wx24"L,PREGALV,RND | EA |  | 1 Year | 67.75 | 5% | 64.3625
76091 | Hubbell | HPWU042204 | WB,TRAY,UNFLR,4"Hx22"Wx48"L,PREGALV,RND | EA |  | 1 Year | 136 | 5% | 129.2
76092 | Hubbell | HPWU042206 | WB,TRAY,UNFLR,4"Hx22"Wx72"L,PREGALV,RND | EA |  | 1 Year | 203 | 5% | 192.85
76093 | Hubbell | HPWU060602 | WB,TRAY,UNFLR,6"Hx6"Wx24"L,PREGALV,RND | EA |  | 1 Year | 58.5 | 5% | 55.575
76094 | Hubbell | HPWU060604 | WB,TRAY,UNFLR,6"Hx6"Wx48"L,PREGALV,RND | EA |  | 1 Year | 117 | 5% | 111.15
76095 | Hubbell | HPWU060606 | WB,TRAY,UNFLR,6"Hx6"Wx72"L,PREGALV,RND | EA |  | 1 Year | 176 | 5% | 167.2
76096 | Hubbell | HPWU061202 | WB,TRAY,UNFLR,6"Hx12"Wx24"L,PREGALV,RND | EA |  | 1 Year | 67.75 | 5% | 64.3625
76097 | Hubbell | HPWU061204 | WB,TRAY,UNFLR,6"Hx12"Wx48"L,PREGALV,RND | EA |  | 1 Year | 136 | 5% | 129.2
76098 | Hubbell | HPWU061206 | WB,TRAY,UNFLR,6"Hx12"Wx72"L,PREGALV,RND | EA |  | 1 Year | 202 | 5% | 191.9
76099 | Hubbell | HPWU062202 | WB,TRAY,UNFLR,6"Hx22"Wx24"L,PREGALV,RND | EA |  | 1 Year | 75.1 | 5% | 71.345
76100 | Hubbell | HPWU062204 | WB,TRAY,UNFLR,6"Hx22"Wx48"L,PREGALV,RND | EA |  | 1 Year | 150 | 5% | 142.5
76101 | Hubbell | HPWU062206 | WB,TRAY,UNFLR,6"Hx22"Wx72"L,PREGALV,RND | EA |  | 1 Year | 191 | 5% | 181.45
76102 | Hubbell | HPWU081202 | WB,TRAY,UNFLR,8"Hx12"Wx24"L,PREGALV,RND | EA |  | 1 Year | 67.75 | 5% | 64.3625
76103 | Hubbell | HPWU081204 | WB,TRAY,UNFLR,8"Hx12"Wx48"L,PREGALV,RND | EA |  | 1 Year | 136 | 5% | 129.2
76104 | Hubbell | HPWU081206 | WB,TRAY,UNFLR,8"Hx12"Wx72"L,PREGALV,RND | EA |  | 1 Year | 203 | 5% | 192.85
76105 | Hubbell | HPWU082202 | WB,TRAY,UNFLR,8"Hx22"Wx24"L,PREGALV,RND | EA |  | 1 Year | 75.1 | 5% | 71.345
76106 | Hubbell | HPWU082204 | WB,TRAY,UNFLR,8"Hx22"Wx48"L,PREGALV,RND | EA |  | 1 Year | 150 | 5% | 142.5
76107 | Hubbell | HPWU082206 | WB,TRAY,UNFLR,8"Hx22"Wx72"L,PREGALV,RND | EA |  | 1 Year | 191 | 5% | 181.45
76108 | Hubbell | HPWW0204 | WB,TRAY,OVRHD,2"Hx4"Wx118"L,PREGALV,RND | EA |  | 1 Year | 57.05 | 5% | 54.1975
76109 | Hubbell | HPWW0204BK | WB,TRAY,OVRHD,2"Hx4"Wx118"L,BLACK,RND | EA |  | 1 Year | 60.25 | 5% | 57.2375
76110 | Hubbell | HPWW0204S | WB,TRAY,OVRHD,2"Hx4"Wx118"L,PREGALV,FLT | EA |  | 1 Year | 63.1 | 5% | 59.945
76111 | Hubbell | HPWW0204SBK | WB,TRAY,OVRHD,2"Hx4"Wx118"L,BLACK,FLT | EA |  | 1 Year | 67.35 | 5% | 63.9825
76112 | Hubbell | HPWW0204WHT | WB,TRAY,OVRHD,2"Hx4"Wx118"L,WHITE,RND | EA |  | 1 Year | 61.45 | 5% | 58.3775
76113 | Hubbell | HPWW0206 | WB,TRAY,OVRHD,2"Hx6"Wx118"L,PREGALV,RND | EA |  | 1 Year | 62.95 | 5% | 59.8025
76114 | Hubbell | HPWW0206BK | WB,TRAY,OVRHD,2"Hx6"Wx118"L,BLACK,RND | EA |  | 1 Year | 66.9 | 5% | 63.555
76115 | Hubbell | HPWW0206S | WB,TRAY,OVRHD,2"Hx6"Wx118"L,PREGALV,FLT | EA |  | 1 Year | 69.95 | 5% | 66.4525
76116 | Hubbell | HPWW0206SBK | WB,TRAY,OVRHD,2"Hx6"Wx118"L,BLACK,FLT | EA |  | 1 Year | 74.85 | 5% | 71.1075
76117 | Hubbell | HPWW0206WHT | WB,TRAY,OVRHD,2"Hx6"Wx118"L,WHITE,RND | EA |  | 1 Year | 68.2 | 5% | 64.79
76118 | Hubbell | HPWW0208 | WB,TRAY,OVRHD,2"Hx8"Wx118"L,PREGALV,RND | EA |  | 1 Year | 69.75 | 5% | 66.2625
76119 | Hubbell | HPWW0208BK | WB,TRAY,OVRHD,2"Hx8"Wx118"L,BLACK,RND | EA |  | 1 Year | 74 | 5% | 70.3
76120 | Hubbell | HPWW0208S | WB,TRAY,OVRHD,2"Hx8"Wx118"L,PREGALV,FLT | EA |  | 1 Year | 77.4 | 5% | 73.53
76121 | Hubbell | HPWW0208SBK | WB,TRAY,OVRHD,2"Hx8"Wx118"L,BLACK,FLT | EA |  | 1 Year | 82.95 | 5% | 78.8025
76122 | Hubbell | HPWW0208WHT | WB,TRAY,OVRHD,2"Hx8"Wx118"L,WHITE,RND | EA |  | 1 Year | 75.65 | 5% | 71.8675
76123 | Hubbell | HPWW0212 | WB,TRAY,OVRHD,2"Hx12"Wx118"L,PREGALV,RND | EA |  | 1 Year | 82.4 | 5% | 78.28
76124 | Hubbell | HPWW0212BK | WB,TRAY,OVRHD,2"Hx12"Wx118"L,BLACK,RND | EA |  | 1 Year | 87.75 | 5% | 83.3625
76125 | Hubbell | HPWW0212S | WB,TRAY,OVRHD,2"Hx12"Wx118"L,PREGALV,FLT | EA |  | 1 Year | 95.85 | 5% | 91.0575
76126 | Hubbell | HPWW0212SBK | WB,TRAY,OVRHD,2"Hx12"Wx118"L,BLACK,FLT | EA |  | 1 Year | 103 | 5% | 97.85
76127 | Hubbell | HPWW0212WHT | WB,TRAY,OVRHD,2"Hx12"Wx118"L,WHITE,RND | EA |  | 1 Year | 89.6 | 5% | 85.12
76128 | Hubbell | HPWW0216 | WB,TRAY,OVRHD,2"Hx16"Wx118"L,PREGALV,RND | EA |  | 1 Year | 109 | 5% | 103.55
76129 | Hubbell | HPWW0216BK | WB,TRAY,OVRHD,2"Hx16"Wx118"L,BLACK,RND | EA |  | 1 Year | 116 | 5% | 110.2
76130 | Hubbell | HPWW0216S | WB,TRAY,OVRHD,2"Hx16"Wx118"L,PREGALV,FLT | EA |  | 1 Year | 127 | 5% | 120.65
76131 | Hubbell | HPWW0216SBK | WB,TRAY,OVRHD,2"Hx16"Wx118"L,BLACK,FLT | EA |  | 1 Year | 136 | 5% | 129.2
76132 | Hubbell | HPWW0216WHT | WB,TRAY,OVRHD,2"Hx16"Wx118"L,WHITE,RND | EA |  | 1 Year | 119 | 5% | 113.05
76133 | Hubbell | HPWW0218 | WB,TRAY,OVRHD,2"Hx18"Wx118"L,PREGALV,RND | EA |  | 1 Year | 117 | 5% | 111.15
76134 | Hubbell | HPWW0218BK | WB,TRAY,OVRHD,2"Hx18"Wx118"L,BLACK,RND | EA |  | 1 Year | 125 | 5% | 118.75
76135 | Hubbell | HPWW0218S | WB,TRAY,OVRHD,2"Hx18"Wx118"L,PREGALV,FLT | EA |  | 1 Year | 137 | 5% | 130.15
76136 | Hubbell | HPWW0218SBK | WB,TRAY,OVRHD,2"Hx18"Wx118"L,BLACK,FLT | EA |  | 1 Year | 146 | 5% | 138.7
76137 | Hubbell | HPWW0218WHT | WB,TRAY,OVRHD,2"Hx18"Wx118"L,WHITE,RND | EA |  | 1 Year | 178 | 5% | 169.1
76138 | Hubbell | HPWW0220 | WB,TRAY,OVRHD,2"Hx20"Wx118"L,PREGALV,RND | EA |  | 1 Year | 126 | 5% | 119.7
76139 | Hubbell | HPWW0220BK | WB,TRAY,OVRHD,2"Hx20"Wx118"L,BLACK,RND | EA |  | 1 Year | 134 | 5% | 127.3
76140 | Hubbell | HPWW0220S | WB,TRAY,OVRHD,2"Hx20"Wx118"L,PREGALV,FLT | EA |  | 1 Year | 146 | 5% | 138.7
76141 | Hubbell | HPWW0220SBK | WB,TRAY,OVRHD,2"Hx20"Wx118"L,BLACK,FLT | EA |  | 1 Year | 156 | 5% | 148.2
76142 | Hubbell | HPWW0220WHT | WB,TRAY,OVRHD,2"Hx20"Wx118"L,WHITE,RND | EA |  | 1 Year | 137 | 5% | 130.15
76143 | Hubbell | HPWW0222 | WB,TRAY,OVRHD,2"Hx22"Wx118"L,PREGALV,RND | EA |  | 1 Year | 151 | 5% | 143.45
76144 | Hubbell | HPWW0222BK | WB,TRAY,OVRHD,2"Hx22"Wx118"L,BLACK,RND | EA |  | 1 Year | 159 | 5% | 151.05
76145 | Hubbell | HPWW0222S | WB,TRAY,OVRHD,2"Hx22"Wx118"L,PREGALV,FLT | EA |  | 1 Year | 157 | 5% | 149.15
76146 | Hubbell | HPWW0222SBK | WB,TRAY,OVRHD,2"Hx22"Wx118"L,BLACK,FLT | EA |  | 1 Year | 167 | 5% | 158.65
76147 | Hubbell | HPWW0222WHT | WB,TRAY,OVRHD,2"Hx22"Wx118"L,WHITE,RND | EA |  | 1 Year | 162 | 5% | 153.9
76148 | Hubbell | HPWW0224 | WB,TRAY,OVRHD,2"Hx24"Wx118"L,PREGALV,RND | EA |  | 1 Year | 143 | 5% | 135.85
76149 | Hubbell | HPWW0224BK | WB,TRAY,OVRHD,2"Hx24"Wx118"L,BLACK,RND | EA |  | 1 Year | 152 | 5% | 144.4
76150 | Hubbell | HPWW0224S | WB,TRAY,OVRHD,2"Hx24"Wx118"L,PREGALV,FLT | EA |  | 1 Year | 167 | 5% | 158.65
76151 | Hubbell | HPWW0224SBK | WB,TRAY,OVRHD,2"Hx24"Wx118"L,BLACK,FLT | EA |  | 1 Year | 178 | 5% | 169.1
76152 | Hubbell | HPWW0224WHT | WB,TRAY,OVRHD,2"Hx24"Wx118"L,WHITE,RND | EA |  | 1 Year | 155 | 5% | 147.25
76153 | Hubbell | HPWW0226 | WB,TRAY,OVRHD,2"Hx26"Wx118"L,PREGALV,RND | EA |  | 1 Year | 173 | 5% | 164.35
76154 | Hubbell | HPWW0226BK | WB,TRAY,OVRHD,2"Hx26"Wx118"L,BLACK,RND | EA |  | 1 Year | 187 | 5% | 177.65
76155 | Hubbell | HPWW0226S | WB,TRAY,OVRHD,2"Hx26"Wx118"L,PREGALV,FLT | EA |  | 1 Year | 179 | 5% | 170.05
76156 | Hubbell | HPWW0226SBK | WB,TRAY,OVRHD,2"Hx26"Wx118"L,BLACK,FLT | EA |  | 1 Year | 196 | 5% | 186.2
76157 | Hubbell | HPWW0226WHT | WB,TRAY,OVRHD,2"Hx26"Wx118"L,WHITE,RND | EA |  | 1 Year | 191 | 5% | 181.45
76158 | Hubbell | HPWW0228 | WB,TRAY,OVRHD,2"Hx28"Wx118"L,PREGALV,RN | EA |  | 1 Year | 187 | 5% | 177.65
76159 | Hubbell | HPWW0228BK | WB,TRAY,OVRHD,2"Hx28"Wx118"L,BLACK,RND | EA |  | 1 Year | 200 | 5% | 190
76160 | Hubbell | HPWW0228S | WB,TRAY,OVRHD,2"Hx28"Wx118"L,PREGALV,FLT | EA |  | 1 Year | 192 | 5% | 182.4
76161 | Hubbell | HPWW0228SBK | WB,TRAY,OVRHD,2"Hx28"Wx118"L,BLACK,FLT | EA |  | 1 Year | 215 | 5% | 204.25
76162 | Hubbell | HPWW0228WHT | WB,TRAY,OVRHD,2"Hx28"Wx118"L,WHITE,RND | EA |  | 1 Year | 205 | 5% | 194.75
76163 | Hubbell | HPWW0230 | WB,TRAY,OVRHD,2"Hx30"Wx118"L,PREGALV,RND | EA |  | 1 Year | 194 | 5% | 184.3
76164 | Hubbell | HPWW0230BK | WB,TRAY,OVRHD,2"Hx30"Wx118"L,BLACK,RND | EA |  | 1 Year | 211 | 5% | 200.45
76165 | Hubbell | HPWW0230S | WB,TRAY,OVRHD,2"Hx30"Wx118"L,PREGALV,FLT | EA |  | 1 Year | 200 | 5% | 190
76166 | Hubbell | HPWW0230SBK | WB,TRAY,OVRHD,2"Hx30"Wx118"L,BLACK,FLT | EA |  | 1 Year | 227 | 5% | 215.65
76167 | Hubbell | HPWW0230WHT | WB,TRAY,OVRHD,2"Hx30"Wx118"L,WHITE,RND | EA |  | 1 Year | 216 | 5% | 205.2
76168 | Hubbell | HPWW0232 | WB,TRAY,OVRHD,2"Hx32"Wx118"L,PREGALV,RND | EA |  | 1 Year | 203 | 5% | 192.85
76169 | Hubbell | HPWW0232BK | WB,TRAY,OVRHD,2"Hx32"Wx118"L,BLACK,RND | EA |  | 1 Year | 227 | 5% | 215.65
76170 | Hubbell | HPWW0232S | WB,TRAY,OVRHD,2"Hx32"Wx118"L,PREGALV,FLT | EA |  | 1 Year | 213 | 5% | 202.35
76171 | Hubbell | HPWW0232SBK | WB,TRAY,OVRHD,2"Hx32"Wx118"L,BLACK,FLT | EA |  | 1 Year | 242 | 5% | 229.9
76172 | Hubbell | HPWW0232WHT | WB,TRAY,OVRHD,2"Hx32"Wx118"L,WHITE,RND | EA |  | 1 Year | 235 | 5% | 223.25
76173 | Hubbell | HPWW0404 | WB,TRAY,OVRHD,4"Hx4"Wx118"L,PREGALV,RND | EA |  | 1 Year | 72.9 | 5% | 69.255
76174 | Hubbell | HPWW0404BK | WB,TRAY,OVRHD,4"Hx4"Wx118"L,BLACK,RND | EA |  | 1 Year | 78.6 | 5% | 74.67
76175 | Hubbell | HPWW0404S | WB,TRAY,OVRHD,4"Hx4"Wx118"L,PREGALV,FLT | EA |  | 1 Year | 86.25 | 5% | 81.9375
76176 | Hubbell | HPWW0404SBK | WB,TRAY,OVRHD,4"Hx4"Wx118"L,BLACK,FLT | EA |  | 1 Year | 92.2 | 5% | 87.59
76177 | Hubbell | HPWW0404WHT | WB,TRAY,OVRHD,4"Hx4"Wx118"L,WHITE,RND | EA |  | 1 Year | 80.45 | 5% | 76.4275
76178 | Hubbell | HPWW0406 | WB,TRAY,OVRHD,4"Hx6"Wx118"L,PREGALV,RND | EA |  | 1 Year | 77.05 | 5% | 73.1975
76179 | Hubbell | HPWW0406BK | WB,TRAY,OVRHD,4"Hx6"Wx118"L,BLACK,RND | EA |  | 1 Year | 81.95 | 5% | 77.8525
76180 | Hubbell | HPWW0406S | WB,TRAY,OVRHD,4"Hx6"Wx118"L,PREGALV,FLT | EA |  | 1 Year | 89.95 | 5% | 85.4525
76181 | Hubbell | HPWW0406SBK | WB,TRAY,OVRHD,4"Hx6"Wx118"L,BLACK,FLT | EA |  | 1 Year | 95.85 | 5% | 91.0575
76182 | Hubbell | HPWW0406WHT | WB,TRAY,OVRHD,4"Hx6"Wx118"L,WHITE,RND | EA |  | 1 Year | 83.7 | 5% | 79.515
76183 | Hubbell | HPWW0408 | WB,TRAY,OVRHD,4"Hx8"Wx118"L,PREGALV,RND | EA |  | 1 Year | 83.4 | 5% | 79.23
76184 | Hubbell | HPWW0408BK | WB,TRAY,OVRHD,4"Hx8"Wx118"L,BLACK,RND | EA |  | 1 Year | 88.65 | 5% | 84.2175
76185 | Hubbell | HPWW0408S | WB,TRAY,OVRHD,4"Hx8"Wx118"L,PREGALV,FLT | EA |  | 1 Year | 97.35 | 5% | 92.4825
76186 | Hubbell | HPWW0408SBK | WB,TRAY,OVRHD,4"Hx8"Wx118"L,BLACK,FLT | EA |  | 1 Year | 104 | 5% | 98.8
76187 | Hubbell | HPWW0408WHT | WB,TRAY,OVRHD,4"Hx8"Wx118"L,WHITE,RND | EA |  | 1 Year | 90.6 | 5% | 86.07
76188 | Hubbell | HPWW0412 | WB,TRAY,OVRHD,4"Hx12"Wx118"L,PREGALV,RND | EA |  | 1 Year | 103 | 5% | 97.85
76189 | Hubbell | HPWW0412BK | WB,TRAY,OVRHD,4"Hx12"Wx118"L,BLACK,RND | EA |  | 1 Year | 110 | 5% | 104.5
76190 | Hubbell | HPWW0412S | WB,TRAY,OVRHD,4"Hx12"Wx118"L,PREGALV,FLT | EA |  | 1 Year | 133 | 5% | 126.35
76191 | Hubbell | HPWW0412SBK | WB,TRAY,OVRHD,4"Hx12"Wx118"L,BLACK,FLT | EA |  | 1 Year | 141 | 5% | 133.95
76192 | Hubbell | HPWW0412WHT | WB,TRAY,OVRHD,4"Hx12"Wx118"L,WHITE,RND | EA |  | 1 Year | 111 | 5% | 105.45
76193 | Hubbell | HPWW0416 | WB,TRAY,OVRHD,4"Hx16"Wx118"L,PREGALV,RND | EA |  | 1 Year | 124 | 5% | 117.8
76194 | Hubbell | HPWW0416BK | WB,TRAY,OVRHD,4"Hx16"Wx118"L,BLACK,RND | EA |  | 1 Year | 134 | 5% | 127.3
76195 | Hubbell | HPWW0416S | WB,TRAY,OVRHD,4"Hx16"Wx118"L,PREGALV,FLT | EA |  | 1 Year | 147 | 5% | 139.65
76196 | Hubbell | HPWW0416SBK | WB,TRAY,OVRHD,4"Hx16"Wx118"L,BLACK,FLT | EA |  | 1 Year | 156 | 5% | 148.2
76197 | Hubbell | HPWW0416WHT | WB,TRAY,OVRHD,4"Hx16"Wx118"L,WHITE,RND | EA |  | 1 Year | 137 | 5% | 130.15
76198 | Hubbell | HPWW0418 | WB,TRAY,OVRHD,4"Hx18"Wx118"L,PREGALV,RND | EA |  | 1 Year | 132 | 5% | 125.4
76199 | Hubbell | HPWW0418BK | WB,TRAY,OVRHD,4"Hx18"Wx118"L,BLACK,RND | EA |  | 1 Year | 141 | 5% | 133.95
76200 | Hubbell | HPWW0418S | WB,TRAY,OVRHD,4"Hx18"Wx118"L,PREGALV,FLT | EA |  | 1 Year | 158 | 5% | 150.1
76201 | Hubbell | HPWW0418SBK | WB,TRAY,OVRHD,4"Hx18"Wx118"L,BLACK,FLT | EA |  | 1 Year | 169 | 5% | 160.55
76202 | Hubbell | HPWW0418WHT | WB,TRAY,OVRHD,4"Hx18"Wx118"L,WHITE,RND | EA |  | 1 Year | 144 | 5% | 136.8
76203 | Hubbell | HPWW0420 | WB,TRAY,OVRHD,4"Hx20"Wx118"L,PREGALV,RND | EA |  | 1 Year | 141 | 5% | 133.95
76204 | Hubbell | HPWW0420BK | WB,TRAY,OVRHD,4"Hx20"Wx118"L,BLACK,RND | EA |  | 1 Year | 152 | 5% | 144.4
76205 | Hubbell | HPWW0420S | WB,TRAY,OVRHD,4"Hx20"Wx118"L,PREGALV,FLT | EA |  | 1 Year | 167 | 5% | 158.65
76206 | Hubbell | HPWW0420SBK | WB,TRAY,OVRHD,4"Hx20"Wx118"L,BLACK,FLT | EA |  | 1 Year | 178 | 5% | 169.1
76207 | Hubbell | HPWW0420WHT | WB,TRAY,OVRHD,4"Hx20"Wx118"L,WHITE,RND | EA |  | 1 Year | 155 | 5% | 147.25
76208 | Hubbell | HPWW0422 | WB,TRAY,OVRHD,4"Hx22"Wx118"L,PREGALV,RND | EA |  | 1 Year | 171 | 5% | 162.45
76209 | Hubbell | HPWW0422BK | WB,TRAY,OVRHD,4"Hx22"Wx118"L,BLACK,RND | EA |  | 1 Year | 177 | 5% | 168.15
76210 | Hubbell | HPWW0422S | WB,TRAY,OVRHD,4"Hx22"Wx118"L,PREGALV,FLT | EA |  | 1 Year | 179 | 5% | 170.05
76211 | Hubbell | HPWW0422SBK | WB,TRAY,OVRHD,4"Hx22"Wx118"L,BLACK,FLT | EA |  | 1 Year | 187 | 5% | 177.65
76212 | Hubbell | HPWW0422WHT | WB,TRAY,OVRHD,4"Hx22"Wx118"L,WHITE,RND | EA |  | 1 Year | 181 | 5% | 171.95
76213 | Hubbell | HPWW0424 | WB,TRAY,OVRHD,4"Hx24"Wx118"L,PREGALV,RND | EA |  | 1 Year | 157 | 5% | 149.15
76214 | Hubbell | HPWW0424BK | WB,TRAY,OVRHD,4"Hx24"Wx118"L,BLACK,RND | EA |  | 1 Year | 169 | 5% | 160.55
76215 | Hubbell | HPWW0424S | WB,TRAY,OVRHD,4"Hx24"Wx118"L,PREGALV,FLT | EA |  | 1 Year | 192 | 5% | 182.4
76216 | Hubbell | HPWW0424SBK | WB,TRAY,OVRHD,4"Hx24"Wx118"L,BLACK,FLT | EA |  | 1 Year | 194 | 5% | 184.3
76217 | Hubbell | HPWW0424WHT | WB,TRAY,OVRHD,4"Hx24"Wx118"L,WHITE,RND | EA |  | 1 Year | 173 | 5% | 164.35
76218 | Hubbell | HPWW0428 | WB,TRAY,OVRHD,4"Hx28"Wx118"L,PREGALV,RND | EA |  | 1 Year | 216 | 5% | 205.2
76219 | Hubbell | HPWW0428BK | WB,TRAY,OVRHD,4"Hx28"Wx118"L,BLACK,RND | EA |  | 1 Year | 248 | 5% | 235.6
76220 | Hubbell | HPWW0428S | WB,TRAY,OVRHD,4"Hx28"Wx118"L,PREGALV,FLT | EA |  | 1 Year | 227 | 5% | 215.65
76221 | Hubbell | HPWW0428SBK | WB,TRAY,OVRHD,4"Hx28"Wx118"L,BLACK,FLT | EA |  | 1 Year | 261 | 5% | 247.95
76222 | Hubbell | HPWW0428WHT | WB,TRAY,OVRHD,4"Hx28"Wx118"L,WHITE,RND | EA |  | 1 Year | 251 | 5% | 238.45
76223 | Hubbell | HPWW0608 | WB,TRAY,OVRHD,6"Hx8"Wx118"L,PREGALV,RND | EA |  | 1 Year | 112 | 5% | 106.4
76224 | Hubbell | HPWW0608BK | WB,TRAY,OVRHD,6"Hx8"Wx118"L,BLACK,RND | EA |  | 1 Year | 121 | 5% | 114.95
76225 | Hubbell | HPWW0608S | WB,TRAY,OVRHD,6"Hx8"Wx118"L,PREGALV,FLT | EA |  | 1 Year | 132 | 5% | 125.4
76226 | Hubbell | HPWW0608SBK | WB,TRAY,OVRHD,6"Hx8"Wx118"L,BLACK,FLT | EA |  | 1 Year | 142 | 5% | 134.9
76227 | Hubbell | HPWW0612 | WB,TRAY,OVRHD,6"Hx12"Wx118"L,PREGALV,RND | EA |  | 1 Year | 126 | 5% | 119.7
76228 | Hubbell | HPWW0612BK | WB,TRAY,OVRHD,6"Hx12"Wx118"L,BLACK,RND | EA |  | 1 Year | 134 | 5% | 127.3
76229 | Hubbell | HPWW0612S | WB,TRAY,OVRHD,6"Hx12"Wx118"L,PREGALV,FLT | EA |  | 1 Year | 147 | 5% | 139.65
76230 | Hubbell | HPWW0612SBK | WB,TRAY,OVRHD,6"Hx12"Wx118"L,BLACK,FLT | EA |  | 1 Year | 156 | 5% | 148.2
76231 | Hubbell | HPWW0616 | WB,TRAY,OVRHD,6"Hx16"Wx118"L,PREGALV,RND | EA |  | 1 Year | 141 | 5% | 133.95
76232 | Hubbell | HPWW0616BK | WB,TRAY,OVRHD,6"Hx16"Wx118"L,BLACK,RND | EA |  | 1 Year | 152 | 5% | 144.4
76233 | Hubbell | HPWW0616S | WB,TRAY,OVRHD,6"Hx16"Wx118"L,PREGALV,FLT | EA |  | 1 Year | 167 | 5% | 158.65
76234 | Hubbell | HPWW0616SBK | WB,TRAY,OVRHD,6"Hx16"Wx118"L,BLACK,FLT | EA |  | 1 Year | 178 | 5% | 169.1
76235 | Hubbell | HPWW0618 | WB,TRAY,OVRHD,6"Hx18"Wx118"L,PREGALV,RND | EA |  | 1 Year | 154 | 5% | 146.3
76236 | Hubbell | HPWW0618BK | WB,TRAY,OVRHD,6"Hx18"Wx118"L,BLACK,RND | EA |  | 1 Year | 164 | 5% | 155.8
76237 | Hubbell | HPWW0618S | WB,TRAY,OVRHD,6"Hx18"Wx118"L,PREGALV,FLT | EA |  | 1 Year | 179 | 5% | 170.05
76238 | Hubbell | HPWW0618SBK | WB,TRAY,OVRHD,6"Hx18"Wx118"L,BLACK,FLT | EA |  | 1 Year | 192 | 5% | 182.4
76239 | Hubbell | HPWW0620 | WB,TRAY,OVRHD,6"Hx20"Wx118"L,PREGALV,RND | EA |  | 1 Year | 161 | 5% | 152.95
76240 | Hubbell | HPWW0620BK | WB,TRAY,OVRHD,6"Hx20"Wx118"L,BLACK,RND | EA |  | 1 Year | 173 | 5% | 164.35
76241 | Hubbell | HPWW0620S | WB,TRAY,OVRHD,6"Hx20"Wx118"L,PREGALV,FLT | EA |  | 1 Year | 191 | 5% | 181.45
76242 | Hubbell | HPWW0620SBK | WB,TRAY,OVRHD,6"Hx20"Wx118"L,BLACK,FLT | EA |  | 1 Year | 203 | 5% | 192.85
76243 | Hubbell | HPWW0622 | WB,TRAY,OVRHD,6"Hx22"Wx118"L,PREGALV,RND | EA |  | 1 Year | 191 | 5% | 181.45
76244 | Hubbell | HPWW0622BK | WB,TRAY,OVRHD,6"Hx22"Wx118"L,BLACK,RND | EA |  | 1 Year | 203 | 5% | 192.85
76245 | Hubbell | HPWW0622S | WB,TRAY,OVRHD,6"Hx22"Wx118"L,PREGALV,FLT | EA |  | 1 Year | 200 | 5% | 190
76246 | Hubbell | HPWW0622SBK | WB,TRAY,OVRHD,6"Hx22"Wx118"L,BLACK,FLT | EA |  | 1 Year | 227 | 5% | 215.65
76247 | Hubbell | HPWW0624 | WB,TRAY,OVRHD,6"Hx24"Wx118"L,PREGALV,RND | EA |  | 1 Year | 180 | 5% | 171
76248 | Hubbell | HPWW0624BK | WB,TRAY,OVRHD,6"Hx24"Wx118"L,BLACK,RND | EA |  | 1 Year | 192 | 5% | 182.4
76249 | Hubbell | HPWW0624S | WB,TRAY,OVRHD,6"Hx24"Wx118"L,PREGALV,FLT | EA |  | 1 Year | 211 | 5% | 200.45
76250 | Hubbell | HPWW0624SBK | WB,TRAY,OVRHD,6"Hx24"Wx118"L,BLACK,FLT | EA |  | 1 Year | 255 | 5% | 242.25
76251 | Hubbell | HPWW0808 | WB,TRAY,OVRHD,8"Hx8"Wx118"L,PREGALV,RND | EA |  | 1 Year | 139 | 5% | 132.05
76252 | Hubbell | HPWW0808BK | WB,TRAY,OVRHD,8"Hx8"Wx118"L,BLACK,RND | EA |  | 1 Year | 149 | 5% | 141.55
76253 | Hubbell | HPWW0808S | WB,TRAY,OVRHD,8"Hx8"Wx118"L,PREGALV,FLT | EA |  | 1 Year | 147 | 5% | 139.65
76254 | Hubbell | HPWW0808SBK | WB,TRAY,OVRHD,8"Hx8"Wx118"L,BLACK,FLT | EA |  | 1 Year | 156 | 5% | 148.2
76255 | Hubbell | HPWW0812 | WB,TRAY,OVRHD,8"Hx12"Wx118"L,PREGALV,RND | EA |  | 1 Year | 159 | 5% | 151.05
76256 | Hubbell | HPWW0812BK | WB,TRAY,OVRHD,8"Hx12"Wx118"L,BLACK,RND | EA |  | 1 Year | 169 | 5% | 160.55
76257 | Hubbell | HPWW0812S | WB,TRAY,OVRHD,8"Hx12"Wx118"L,PREGALV,FLT | EA |  | 1 Year | 167 | 5% | 158.65
76258 | Hubbell | HPWW0812SBK | WB,TRAY,OVRHD,8"Hx12"Wx118"L,BLACK,FLT | EA |  | 1 Year | 178 | 5% | 169.1
76259 | Hubbell | HPWW0816 | WB,TRAY,OVRHD,8"Hx16"Wx118"L,PREGALV,RND | EA |  | 1 Year | 181 | 5% | 171.95
76260 | Hubbell | HPWW0816BK | WB,TRAY,OVRHD,8"Hx16"Wx118"L,BLACK,RND | EA |  | 1 Year | 194 | 5% | 184.3
76261 | Hubbell | HPWW0816S | WB,TRAY,OVRHD,8"Hx16"Wx118"L,PREGALV,FLT | EA |  | 1 Year | 191 | 5% | 181.45
76262 | Hubbell | HPWW0816SBK | WB,TRAY,OVRHD,8"Hx16"Wx118"L,BLACK,FLT | EA |  | 1 Year | 203 | 5% | 192.85
76263 | Hubbell | HPWW0818 | WB,TRAY,OVRHD,8"Hx18"Wx118"L,PREGALV,RND | EA |  | 1 Year | 191 | 5% | 181.45
76264 | Hubbell | HPWW0818BK | WB,TRAY,OVRHD,8"Hx18"Wx118"L,BLACK,RND | EA |  | 1 Year | 203 | 5% | 192.85
76265 | Hubbell | HPWW0818S | WB,TRAY,OVRHD,8"Hx18"Wx118"L,PREGALV,FLT | EA |  | 1 Year | 200 | 5% | 190
76266 | Hubbell | HPWW0818SBK | WB,TRAY,OVRHD,8"Hx18"Wx118"L,BLACK,FLT | EA |  | 1 Year | 227 | 5% | 215.65
76267 | Hubbell | HPWW0820 | WB,TRAY,OVRHD,8"Hx20"Wx118"L,PREGALV,RND | EA |  | 1 Year | 200 | 5% | 190
76268 | Hubbell | HPWW0820BK | WB,TRAY,OVRHD,8"Hx20"Wx118"L,BLACK,RND | EA |  | 1 Year | 215 | 5% | 204.25
76269 | Hubbell | HPWW0820S | WB,TRAY,OVRHD,8"Hx20"Wx118"L,PREGALV,FLT | EA |  | 1 Year | 211 | 5% | 200.45
76270 | Hubbell | HPWW0820SBK | WB,TRAY,OVRHD,8"Hx20"Wx118"L,BLACK,FLT | EA |  | 1 Year | 255 | 5% | 242.25
76271 | Hubbell | HPWWB1U4 | CABLEMGT, BRKT,BOT HNGE,1U,1.8"HX4"D | EA |  | 1 Year | 92.25 | 5% | 87.6375
76272 | Hubbell | HPWWB2U4 | CABLEMGT, BRKT,BOT HNGE,2U,3.5"HX4"D | EA |  | 1 Year | 95.7 | 5% | 90.915
76273 | Hubbell | HPWWB2U8 | CABLEMGT, BRKT,BOT HNGE,2U,3.5"HX8"D | EA |  | 1 Year | 121 | 5% | 114.95
76274 | Hubbell | HPWWB4U4 | CABLEMGT, BRKT,BOT HNGE,4U,7.0"HX4"D | EA |  | 1 Year | 111 | 5% | 105.45
76275 | Hubbell | HPWWB4U8 | CABLEMGT, BRKT,BOT HNGE,4U,7.0"HX8"D | EA |  | 1 Year | 135 | 5% | 128.25
76276 | Hubbell | HPWWB6U18 | CABLEMGT, BRKT,BOT HNGE,6U,10.5"HX18" | EA |  | 1 Year | 333 | 5% | 316.35
76277 | Hubbell | HPWWB6U4 | CABLEMGT, BRKT,BOT HNGE,6U,10.5"HX4"D | EA |  | 1 Year | 170 | 5% | 161.5
76278 | Hubbell | HPWWB6U8 | CABLEMGT, BRKT,BOT HNGE,6U,10.5"HX8"D | EA |  | 1 Year | 181 | 5% | 171.95
76279 | Hubbell | HPWWBM0405 | WB,ACCS,INSERT,4"Wx60"L,STEEL,PREGALV | EA |  | 1 Year | 31.4 | 5% | 29.83
76280 | Hubbell | HPWWBM0405BK | WB,ACCS,INSERT,4"Wx60"L,STEEL,BLACK | EA |  | 1 Year | 54.65 | 5% | 51.9175
76281 | Hubbell | HPWWBM0605 | WB,ACCS,INSERT,6"Wx60"L,STEEL,PREGALV | EA |  | 1 Year | 33.3 | 5% | 31.635
76282 | Hubbell | HPWWBM0605BK | WB,ACCS,INSERT,6"Wx60"L,STEEL,BLACK | EA |  | 1 Year | 71.9 | 5% | 68.305
76283 | Hubbell | HPWWBM0805 | WB,ACCS,INSERT,8"Wx60"L,STEEL,PREGALV | EA |  | 1 Year | 37.1 | 5% | 35.245
76284 | Hubbell | HPWWBM0805BK | WB,ACCS,INSERT,8"Wx60"L,STEEL,BLACK | EA |  | 1 Year | 83.8 | 5% | 79.61
76285 | Hubbell | HPWWBM1205 | WB,ACCS,INSERT,12"Wx60"L,STEEL,PREGALV | EA |  | 1 Year | 42 | 5% | 39.9
76286 | Hubbell | HPWWBM1205BK | WB,ACCS,INSERT,12"Wx60"L,STEEL,BLACK | EA |  | 1 Year | 88.5 | 5% | 84.075
76287 | Hubbell | HPWWBM1605 | WB,ACCS,INSERT,16"Wx60"L,STEEL,PREGALV | EA |  | 1 Year | 46.7 | 5% | 44.365
76288 | Hubbell | HPWWBM1605BK | WB,ACCS,INSERT,16"Wx60"L,STEEL,BLACK | EA |  | 1 Year | 97.15 | 5% | 92.2925
76289 | Hubbell | HPWWBM1805 | WB,ACCS,INSERT,18"Wx60"L,STEEL,PREGALV | EA |  | 1 Year | 52.7 | 5% | 50.065
76290 | Hubbell | HPWWBM1805BK | WB,ACCS,INSERT,18"Wx60"L,STEEL,BLACK | EA |  | 1 Year | 105 | 5% | 99.75
76291 | Hubbell | HPWWBM2005 | WB,ACCS,INSERT,20"Wx60"L,STEEL,PREGALV | EA |  | 1 Year | 58.4 | 5% | 55.48
76292 | Hubbell | HPWWBM2005BK | WB,ACCS,INSERT,20"Wx60"L,STEEL,BLACK | EA |  | 1 Year | 118 | 5% | 112.1
76293 | Hubbell | HPWWBM2405 | WB,ACCS,INSERT,24"Wx60"L,STEEL,PREGALV | EA |  | 1 Year | 71.9 | 5% | 68.305
76294 | Hubbell | HPWWBM2405BK | WB,ACCS,INSERT,24"Wx60"L,STEEL,BLACK | EA |  | 1 Year | 150 | 5% | 142.5
76295 | Hubbell | HPWWBSP | WB,ACCS,BARSPLICE,PREGALV,50PK | EA |  | 1 Year | 268 | 5% | 254.6
76296 | Hubbell | HPWWBSPBK | WB,ACCS,BARSPLICE,BLACK,50PK | EA |  | 1 Year | 285 | 5% | 270.75
76297 | Hubbell | HPWWC0405 | WB,ACCS,COVER,4"WIDE,STEEL,PREGALV | EA |  | 1 Year | 33.8 | 5% | 32.11
76298 | Hubbell | HPWWC0405BK | WB,ACCS,COVER,4"WIDE,STEEL,BLACK | EA |  | 1 Year | 68.65 | 5% | 65.2175
76299 | Hubbell | HPWWC0605 | WB,ACCS,COVER,6"WIDE,STEEL,PREGALV | EA |  | 1 Year | 37.1 | 5% | 35.245
76300 | Hubbell | HPWWC0605BK | WB,ACCS,COVER,6"WIDE,STEEL,BLACK | EA |  | 1 Year | 74.85 | 5% | 71.1075
76301 | Hubbell | HPWWC0805 | WB,ACCS,COVER,8"WIDE,STEEL,PREGALV | EA |  | 1 Year | 41.6 | 5% | 39.52
76302 | Hubbell | HPWWC0805BK | WB,ACCS,COVER,8"WIDE,STEEL,BLACK | EA |  | 1 Year | 87.55 | 5% | 83.1725
76303 | Hubbell | HPWWC1205 | WB,ACCS,COVER,12"WIDE,STEEL,PREGALV | EA |  | 1 Year | 47.6 | 5% | 45.22
76304 | Hubbell | HPWWC1205BK | WB,ACCS,COVER,12"WIDE,STEEL,BLACK | EA |  | 1 Year | 99 | 5% | 94.05
76305 | Hubbell | HPWWC1605 | WB,ACCS,COVER,16"WIDE,STEEL,PREGALV | EA |  | 1 Year | 71.9 | 5% | 68.305
76306 | Hubbell | HPWWC1605BK | WB,ACCS,COVER,16"WIDE,STEEL,BLACK | EA |  | 1 Year | 127 | 5% | 120.65
76307 | Hubbell | HPWWC1805 | WB,ACCS,COVER,18"WIDE,STEEL,PREGALV | EA |  | 1 Year | 75.75 | 5% | 71.9625
76308 | Hubbell | HPWWC1805BK | WB,ACCS,COVER,18"WIDE,STEEL,BLACK | EA |  | 1 Year | 146 | 5% | 138.7
76309 | Hubbell | HPWWC2005 | WB,ACCS,COVER,20"WIDE,STEEL,PREGALV | EA |  | 1 Year | 81.75 | 5% | 77.6625
76310 | Hubbell | HPWWC2005BK | WB,ACCS,COVER,20"WIDE,STEEL,BLACK | EA |  | 1 Year | 155 | 5% | 147.25
76311 | Hubbell | HPWWC2405 | WB,ACCS,COVER,24"WIDE,STEEL,PREGALV | EA |  | 1 Year | 89.3 | 5% | 84.835
76312 | Hubbell | HPWWC2405BK | WB,ACCS,COVER,24"WIDE,STEEL,BLACK | EA |  | 1 Year | 171 | 5% | 162.45
76313 | Hubbell | HPWWCAT | WB,ACCS,CONDUITATTCHMNT,PREGALV | EA |  | 1 Year | 19.65 | 5% | 18.6675
76314 | Hubbell | HPWWCATBK | WB,ACCS,CONDUITATTCHMNT,BLACK | EA |  | 1 Year | 19.65 | 5% | 18.6675
76315 | Hubbell | HPWWCBT04 | WB,ACCS,BRKT,CSHAPE,4"TRAY,PREGALV | EA |  | 1 Year | 19.65 | 5% | 18.6675
76316 | Hubbell | HPWWCBT04BK | WB,ACCS,BRKT,CSHAPE,4"TRAY,BLACK | EA |  | 1 Year | 22.55 | 5% | 21.4225
76317 | Hubbell | HPWWCBT08 | WB,ACCS,BRKT,CSHAPE,8"TRAY,PREGALV | EA |  | 1 Year | 21.7 | 5% | 20.615
76318 | Hubbell | HPWWCBT08BK | WB,ACCS,BRKT,CSHAPE,8"TRAY,BLACK | EA |  | 1 Year | 25.4 | 5% | 24.13
76319 | Hubbell | HPWWCBT12 | WB,ACCS,BRKT,CSHAPE,12"TRAY,PREGALV | EA |  | 1 Year | 27.6 | 5% | 26.22
76320 | Hubbell | HPWWCBT12BK | WB,ACCS,BRKT,CSHAPE,12"TRAY,BLACK | EA |  | 1 Year | 32.3 | 5% | 30.685
76321 | Hubbell | HPWWCBT18 | WB,ACCS,BRKT,CSHAPE,18"TRAY,PREGALV | EA |  | 1 Year | 37.1 | 5% | 35.245
76322 | Hubbell | HPWWCBT18BK | WB,ACCS,BRKT,CSHAPE,18"TRAY,BLACK | EA |  | 1 Year | 43.85 | 5% | 41.6575
76323 | Hubbell | HPWWCG | WB,ACCS,CABLEGUIDE | EA |  | 1 Year | 8.15 | 5% | 7.7425
76324 | Hubbell | HPWWCSP | WB,ACCS,CRNRSPLICE,PREGALV | EA |  | 1 Year | 23.35 | 5% | 22.1825
76325 | Hubbell | HPWWCSP04 | WB,ACCS,CENTERSUPPORT,4"TRAY,PREGALV | EA |  | 1 Year | 8.95 | 5% | 8.5025
76326 | Hubbell | HPWWCSP04BK | WB,ACCS,CENTERSUPPORT,4"TRAY,BLACK | EA |  | 1 Year | 11.9 | 5% | 11.305
76327 | Hubbell | HPWWCSP06 | WB,ACCS,CENTERSUPPORT,6"TRAY,PREGALV | EA |  | 1 Year | 10.15 | 5% | 9.6425
76328 | Hubbell | HPWWCSP06BK | WB,ACCS,CENTERSUPPORT,6"TRAY,BLACK | EA |  | 1 Year | 13.85 | 5% | 13.1575
76329 | Hubbell | HPWWCSP08 | WB,ACCS,CENTERSUPPORT,8"TRAY,PREGALV | EA |  | 1 Year | 11 | 5% | 10.45
76330 | Hubbell | HPWWCSP08BK | WB,ACCS,CENTERSUPPORT,8"TRAY,BLACK | EA |  | 1 Year | 15.6 | 5% | 14.82
76331 | Hubbell | HPWWCSP12 | WB,ACCS,CENTERSUPPORT,12"TRAY,PREGALV | EA |  | 1 Year | 12.75 | 5% | 12.1125
76332 | Hubbell | HPWWCSP12BK | WB,ACCS,CENTERSUPPORT,12"TRAY,BLACK | EA |  | 1 Year | 18.55 | 5% | 17.6225
76333 | Hubbell | HPWWCSP16 | WB,ACCS,CENTERSUPPORT,16"TRAY,PREGALV | EA |  | 1 Year | 15.6 | 5% | 14.82
76334 | Hubbell | HPWWCSP16BK | WB,ACCS,CENTERSUPPORT,16"TRAY,BLACK | EA |  | 1 Year | 22.55 | 5% | 21.4225
76335 | Hubbell | HPWWCSP18 | WB,ACCS,CENTERSUPPORT,18"TRAY,PREGALV | EA |  | 1 Year | 16.25 | 5% | 15.4375
76336 | Hubbell | HPWWCSP18BK | WB,ACCS,CENTERSUPPORT,18"TRAY,BLACK | EA |  | 1 Year | 23.15 | 5% | 21.9925
76337 | Hubbell | HPWWCSP20 | WB,ACCS,CENTERSUPPORT,20"TRAY,PREGALV | EA |  | 1 Year | 17.45 | 5% | 16.5775
76338 | Hubbell | HPWWCSP20BK | WB,ACCS,CENTERSUPPORT,20"TRAY,BLACK | EA |  | 1 Year | 25.85 | 5% | 24.5575
76339 | Hubbell | HPWWCSP24 | WB,ACCS,CENTERSUPPORT,24"TRAY,PREGALV | EA |  | 1 Year | 20.2 | 5% | 19.19
76340 | Hubbell | HPWWCSP24BK | WB,ACCS,CENTERSUPPORT,24"TRAY,BLACK | EA |  | 1 Year | 29.9 | 5% | 28.405
76341 | Hubbell | HPWWCSPBK | WB,ACCS,CRNRSPLICE,BLACK,1PR | EA |  | 1 Year | 25.4 | 5% | 24.13
76342 | Hubbell | HPWWDVR0205 | WB,ACCS,DIVIDER,2"DEEP,STEEL,PREGALV | EA |  | 1 Year | 15.8 | 5% | 15.01
76343 | Hubbell | HPWWDVR0205BK | WB,ACCS,DIVIDER,2"DEEP,STEEL,BLACK | EA |  | 1 Year | 20.6 | 5% | 19.57
76344 | Hubbell | HPWWDVR0405 | WB,ACCS,DIVIDER,4'DEEP,STEEL,PREGALV | EA |  | 1 Year | 18.55 | 5% | 17.6225
76345 | Hubbell | HPWWDVR0405BK | WB,ACCS,DIVIDER,4'DEEP,STEEL,BLACK | EA |  | 1 Year | 23.35 | 5% | 22.1825
76346 | Hubbell | HPWWDVR0605 | WB,ACCS,DIVIDER,6"DEEP,STEEL,PREGALV | EA |  | 1 Year | 21.7 | 5% | 20.615
76347 | Hubbell | HPWWDVR0605BK | WB,ACCS,DIVIDER,6"DEEP,STEEL,BLACK | EA |  | 1 Year | 26.3 | 5% | 24.985
76348 | Hubbell | HPWWDVR0805 | WB,ACCS,DIVIDER,8"DEEP,STEEL,PREGALV | EA |  | 1 Year | 24.35 | 5% | 23.1325
76349 | Hubbell | HPWWDVR0805BK | WB,ACCS,DIVIDER,8"DEEP,STEEL,BLACK | EA |  | 1 Year | 31.95 | 5% | 30.3525
76350 | Hubbell | HPWWEBX | WB,ACCS,BRACKET,ELECTLBOX,PREGALV | EA |  | 1 Year | 11.9 | 5% | 11.305
76351 | Hubbell | HPWWEBXBK | WB,ACCS,BRACKET,ELECTLBOX,BLACK | EA |  | 1 Year | 13.85 | 5% | 13.1575
76352 | Hubbell | HPWWFIT02 | WB,ACCS,FITTINGATTCHMNT,2"GAP,PREGALV | EA |  | 1 Year | 8.95 | 5% | 8.5025
76353 | Hubbell | HPWWFIT02BK | WB,ACCS,FITTINGATTCHMNT,2"GAP,BLACK | EA |  | 1 Year | 13.85 | 5% | 13.1575
76354 | Hubbell | HPWWFIT45 | WB,ACCS,FITTINGATTCHMNT,4"-6"GAP,PREGALV | EA |  | 1 Year | 11.9 | 5% | 11.305
76355 | Hubbell | HPWWFIT45BK | WB,ACCS,FITTINGATTCHMNT,4"-6"GAP,BLACK | EA |  | 1 Year | 16.7 | 5% | 15.865
76356 | Hubbell | HPWWGHD50 | WB,ACCS,SPLICE,GROUNDING,50PK | EA |  | 1 Year | 101 | 5% | 95.95
76357 | Hubbell | HPWWGSP12 | WB,ACCS,CEILINGSUPPORT,12"TRAY,PREGALV | EA |  | 1 Year | 14.8 | 5% | 14.06
76358 | Hubbell | HPWWGSP12BK | WB,ACCS,CEILINGSUPPORT,12"TRAY,BLACK | EA |  | 1 Year | 16.7 | 5% | 15.865
76359 | Hubbell | HPWWGSP16 | WB,ACCS,CEILINGSUPPORT,16"TRAY,PREGALV | EA |  | 1 Year | 22.05 | 5% | 20.9475
76360 | Hubbell | HPWWGSP16BK | WB,ACCS,CEILINGSUPPORT,16"TRAY,BLACK | EA |  | 1 Year | 24.35 | 5% | 23.1325
76361 | Hubbell | HPWWGSP18 | WB,ACCS,CEILINGSUPPORT,18"TRAY,PREGALV | EA |  | 1 Year | 23.35 | 5% | 22.1825
76362 | Hubbell | HPWWGSP18BK | WB,ACCS,CEILINGSUPPORT,18"TRAY,BLACK | EA |  | 1 Year | 28.05 | 5% | 26.6475
76363 | Hubbell | HPWWGSP20 | WB,ACCS,CEILINGSUPPORT,20"TRAY,PREGALV | EA |  | 1 Year | 24.35 | 5% | 23.1325
76364 | Hubbell | HPWWGSP20BK | WB,ACCS,CEILINGSUPPORT,20"TRAY,BLACK | EA |  | 1 Year | 29.35 | 5% | 27.8825
76365 | Hubbell | HPWWGSP24 | WB,ACCS,CEILINGSUPPORT,24"TRAY,PREGALV | EA |  | 1 Year | 28.6 | 5% | 27.17
76366 | Hubbell | HPWWGSP24BK | WB,ACCS,CEILINGSUPPORT,24"TRAY,BLACK | EA |  | 1 Year | 32.3 | 5% | 30.685
76367 | Hubbell | HPWWLBLC | WB,ACCS,LABELCLIP | EA |  | 1 Year | 39.15 | 5% | 37.1925
76368 | Hubbell | HPWWLBT04 | WB,ACCS,WALLBRKT,LSHAPE,4"TRAY,PREGALV | EA |  | 1 Year | 11 | 5% | 10.45
76369 | Hubbell | HPWWLBT04BK | WB,ACCS,WALLBRKT,LSHAPE,4"TRAY,BLACK | EA |  | 1 Year | 16.7 | 5% | 15.865
76370 | Hubbell | HPWWLBT06 | WB,ACCS,WALLBRKT,LSHAPE,6"TRAY,PREGALV | EA |  | 1 Year | 13.85 | 5% | 13.1575
76371 | Hubbell | HPWWLBT08 | WB,ACCS,WALLBRKT,LSHAPE,8"TRAY,PREGALV | EA |  | 1 Year | 15.8 | 5% | 15.01
76372 | Hubbell | HPWWLBT08BK | WB,ACCS,WALLBRKT,LSHAPE,8"TRAY,BLACK | EA |  | 1 Year | 18.55 | 5% | 17.6225
76373 | Hubbell | HPWWLBT12 | WB,ACCS,WALLBRKT,LSHAPE,12"TRAY,PREGALV | EA |  | 1 Year | 19.65 | 5% | 18.6675
76374 | Hubbell | HPWWLBT12BK | WB,ACCS,WALLBRKT,LSHAPE,12"TRAY,BLACK | EA |  | 1 Year | 22.55 | 5% | 21.4225
76375 | Hubbell | HPWWLBT16 | WB,ACCS,WALLBRKT,LSHAPE,16"TRAY,PREGALV | EA |  | 1 Year | 21.7 | 5% | 20.615
76376 | Hubbell | HPWWLBT16BK | WB,ACCS,WALLBRKT,LSHAPE,16"TRAY,BLACK | EA |  | 1 Year | 25.4 | 5% | 24.13
76377 | Hubbell | HPWWLBT18 | WB,ACCS,WALLBRKT,LSHAPE,18"TRAY,PREGALV | EA |  | 1 Year | 22.55 | 5% | 21.4225
76378 | Hubbell | HPWWLBT18BK | WB,ACCS,WALLBRKT,LSHAPE,18"TRAY,BLACK | EA |  | 1 Year | 26.75 | 5% | 25.4125
76379 | Hubbell | HPWWLBT20 | WB,ACCS,WALLBRKT,LSHAPE,20"TRAY,PREGALV | EA |  | 1 Year | 24.35 | 5% | 23.1325
76380 | Hubbell | HPWWLBT20BK | WB,ACCS,WALLBRKT,LSHAPE,20"TRAY,BLACK | EA |  | 1 Year | 29 | 5% | 27.55
76381 | Hubbell | HPWWLBT24 | WB,ACCS,WALLBRKT,LSHAPE,24"TRAY,PREGALV | EA |  | 1 Year | 27.6 | 5% | 26.22
76382 | Hubbell | HPWWLBT24BK | WB,ACCS,WALLBRKT,LSHAPE,24"TRAY,BLACK | EA |  | 1 Year | 32.3 | 5% | 30.685
76383 | Hubbell | HPWWMR24 | RACK, WALL MOUNT,SWING,24"HX18"D,12U | EA |  | 1 Year | 333 | 5% | 316.35
76384 | Hubbell | HPWWMR36 | RACK, WALL MOUNT,SWING,36"HX18"D,19U | EA |  | 1 Year | 364 | 5% | 345.8
76385 | Hubbell | HPWWMR48 | RACK, WALL MOUNT,SWING,47"HX18"D,25U | EA |  | 1 Year | 401 | 5% | 380.95
76386 | Hubbell | HPWWP0410 | WB,ACCS,INSERT,4"Wx120"L,PLASTIC,BLACK | EA |  | 1 Year | 32.3 | 5% | 30.685
76387 | Hubbell | HPWWP0610 | WB,ACCS,INSERT,6"Wx120"L,PLASTIC,BLACK | EA |  | 1 Year | 37.1 | 5% | 35.245
76388 | Hubbell | HPWWP0810 | WB,ACCS,INSERT,8"Wx120"L,PLASTIC,BLACK | EA |  | 1 Year | 41 | 5% | 38.95
76389 | Hubbell | HPWWP1210 | WB,ACCS,INSERT,12"Wx120"L,PLASTIC,BLACK | EA |  | 1 Year | 50.5 | 5% | 47.975
76390 | Hubbell | HPWWP1610 | WB,ACCS,INSERT,16"Wx120"L,PLASTIC,BLACK | EA |  | 1 Year | 55.65 | 5% | 52.8675
76391 | Hubbell | HPWWP1810 | WB,ACCS,INSERT,18"Wx120"L,PLASTIC,BLACK | EA |  | 1 Year | 60.45 | 5% | 57.4275
76392 | Hubbell | HPWWP2010 | WB,ACCS,INSERT,20"Wx120"L,PLASTIC,BLACK | EA |  | 1 Year | 63.4 | 5% | 60.23
76393 | Hubbell | HPWWP2410 | WB,ACCS,INSERT,24"Wx120"L,PLASTIC,BLACK | EA |  | 1 Year | 66.25 | 5% | 62.9375
76394 | Hubbell | HPWWPCL | WB,ACCS,UNDRFLR,PEDESTAL,SPPT,UCLAMP | EA |  | 1 Year | 15.8 | 5% | 15.01
76395 | Hubbell | HPWWPKT | WB,ACCS,UNDRFLR,PEDESTAL,SPPT,KIT | EA |  | 1 Year | 37.1 | 5% | 35.245
76396 | Hubbell | HPWWRAT | WB,ACCS,RACKATTACHMNT,PREGALV | EA |  | 1 Year | 15.8 | 5% | 15.01
76397 | Hubbell | HPWWRATBK | WB,ACCS,RACKATTACHMNT,BLACK | EA |  | 1 Year | 11 | 5% | 10.45
76398 | Hubbell | HPWWRDN04 | WB,ACCS,RADIUSDOWN,4"TRAY,PREGALV | EA |  | 1 Year | 227 | 5% | 215.65
76399 | Hubbell | HPWWRDN04BK | WB,ACCS,RADIUSDOWN,4"TRAY,BLACK | EA |  | 1 Year | 233 | 5% | 221.35
76400 | Hubbell | HPWWRDN06 | WB,ACCS,RADIUSDOWN,6"TRAY,PREGALV | EA |  | 1 Year | 248 | 5% | 235.6
76401 | Hubbell | HPWWRDN06BK | WB,ACCS,RADIUSDOWN,6"TRAY,BLACK | EA |  | 1 Year | 248 | 5% | 235.6
76402 | Hubbell | HPWWRDN12 | WB,ACCS,RADIUSDOWN,12"TRAY,PREGALV | EA |  | 1 Year | 272 | 5% | 258.4
76403 | Hubbell | HPWWRDN12BK | WB,ACCS,RADIUSDOWN,12"TRAY,BLACK | EA |  | 1 Year | 272 | 5% | 258.4
76404 | Hubbell | HPWWSCR | WB,ACCS,SIDECAR,PREGALV | EA |  | 1 Year | 11.9 | 5% | 11.305
76405 | Hubbell | HPWWSCRBK | WB,ACCS,SIDECAR,BLACK | EA |  | 1 Year | 16.7 | 5% | 15.865
76406 | Hubbell | HPWWSKT | WB,ACCS,SPLCKT,PREGALV,50PK | EA |  | 1 Year | 77.95 | 5% | 74.0525
76407 | Hubbell | HPWWSKTBK | WB,ACCS,SPLCKT,BLACK,50PK | EA |  | 1 Year | 84.15 | 5% | 79.9425
76408 | Hubbell | HPWWSSP04 | WB,ACCS,SHLFSPT,4"TRAY,PREGALV | EA |  | 1 Year | 11.45 | 5% | 10.8775
76409 | Hubbell | HPWWSSP04BK | WB,ACCS,SHLFSPT,4"TRAY,BLACK | EA |  | 1 Year | 13.85 | 5% | 13.1575
76410 | Hubbell | HPWWSSP06 | WB,ACCS,SHLFSPT,6"TRAY,PREGALV | EA |  | 1 Year | 13.85 | 5% | 13.1575
76411 | Hubbell | HPWWSSP06BK | WB,ACCS,SHLFSPT,6"TRAY,BLACK | EA |  | 1 Year | 16.7 | 5% | 15.865
76412 | Hubbell | HPWWSSP08 | WB,ACCS,SHLFSPT,8"TRAY,PREGALV | EA |  | 1 Year | 15.8 | 5% | 15.01
76413 | Hubbell | HPWWSSP08BK | WB,ACCS,SHLFSPT,8"TRAY,BLACK | EA |  | 1 Year | 18.55 | 5% | 17.6225
76414 | Hubbell | HPWWSSP12 | WB,ACCS,SHLFSPT,12"TRAY,PREGALV | EA |  | 1 Year | 19.65 | 5% | 18.6675
76415 | Hubbell | HPWWSSP12BK | WB,ACCS,SHLFSPT,12"TRAY,BLACK | EA |  | 1 Year | 23.35 | 5% | 22.1825
76416 | Hubbell | HPWWSSP16 | WB,ACCS,SHLFSPT,16"TRAY,PREGALV | EA |  | 1 Year | 25.4 | 5% | 24.13
76417 | Hubbell | HPWWSSP16BK | WB,ACCS,SHLFSPT,16"TRAY,BLACK | EA |  | 1 Year | 29 | 5% | 27.55
76418 | Hubbell | HPWWSSP18 | WB,ACCS,SHLFSPT,18"TRAY,PREGALV | EA |  | 1 Year | 26.75 | 5% | 25.4125
76419 | Hubbell | HPWWSSP18BK | WB,ACCS,SHLFSPT,18"TRAY,BLACK | EA |  | 1 Year | 30.75 | 5% | 29.2125
76420 | Hubbell | HPWWSSP20 | WB,ACCS,SHLFSPT,20"TRAY,PREGALV | EA |  | 1 Year | 27.6 | 5% | 26.22
76421 | Hubbell | HPWWSSP20BK | WB,ACCS,SHLFSPT,20"TRAY,BLACK | EA |  | 1 Year | 31.4 | 5% | 29.83
76422 | Hubbell | HPWWSSP24 | WB,ACCS,SHLFSPT,24"TRAY,PREGALV | EA |  | 1 Year | 31.4 | 5% | 29.83
76423 | Hubbell | HPWWSSP24BK | WB,ACCS,SHLFSPT,24"TRAY,BLACK | EA |  | 1 Year | 36.2 | 5% | 34.39
76424 | Hubbell | HPWWTST06 | WB,ACCS,TERMINATIONSPT,6"TRAY,PREGALV | EA |  | 1 Year | 11.9 | 5% | 11.305
76425 | Hubbell | HPWWTST06BK | WB,ACCS,TERMINATIONSPT,6"TRAY,BLACK | EA |  | 1 Year | 15.8 | 5% | 15.01
76426 | Hubbell | HPWWTST08 | WB,ACCS,TERMINATIONSPT,8"TRAY,PREGALV | EA |  | 1 Year | 12.95 | 5% | 12.3025
76427 | Hubbell | HPWWTST08BK | WB,ACCS,TERMINATIONSPT,8"TRAY,BLACK | EA |  | 1 Year | 16.7 | 5% | 15.865
76428 | Hubbell | HPWWTST12 | WB,ACCS,TERMINATIONSPT,12"TRAY,PREGALV | EA |  | 1 Year | 15.8 | 5% | 15.01
76429 | Hubbell | HPWWTST12BK | WB,ACCS,TERMINATIONSPT,12"TRAY,BLACK | EA |  | 1 Year | 18.75 | 5% | 17.8125
76430 | Hubbell | HPWWTST16 | WB,ACCS,TERMINATIONSPT,16"TRAY,PREGALV | EA |  | 1 Year | 19.65 | 5% | 18.6675
76431 | Hubbell | HPWWTST16BK | WB,ACCS,TERMINATIONSPT,16"TRAY,BLACK | EA |  | 1 Year | 23.35 | 5% | 22.1825
76432 | Hubbell | HPWWTST18 | WB,ACCS,TERMINATIONSPT,18"TRAY,PREGALV | EA |  | 1 Year | 22.55 | 5% | 21.4225
76433 | Hubbell | HPWWTST18BK | WB,ACCS,TERMINATIONSPT,18"TRAY,BLACK | EA |  | 1 Year | 27.35 | 5% | 25.9825
76434 | Hubbell | HPWWTST20 | WB,ACCS,TERMINATIONSPT,20"TRAY,PREGALV | EA |  | 1 Year | 25.4 | 5% | 24.13
76435 | Hubbell | HPWWTST20BK | WB,ACCS,TERMINATIONSPT,20"TRAY,BLACK | EA |  | 1 Year | 31.4 | 5% | 29.83
76436 | Hubbell | HPWWTST24 | WB,ACCS,TERMINATIONSPT,24"TRAY,PREGALV | EA |  | 1 Year | 27.6 | 5% | 26.22
76437 | Hubbell | HPWWTST24BK | WB,ACCS,TERMINATIONSPT,24"TRAY,BLACK | EA |  | 1 Year | 35.25 | 5% | 33.4875
76438 | Hubbell | HPWWTZS | WB,ACCS,TRAPEZSUPPORT,PREGALV,50PK | EA |  | 1 Year | 233 | 5% | 221.35
76439 | Hubbell | HPWWTZSBK | WB,ACCS,TRAPEZSUPPORT,BLACK,50PK | EA |  | 1 Year | 257 | 5% | 244.15
76440 | Hubbell | HPWWUFT22 | WB,ACCS,FITTING,INTERSECTION,PREGALV | EA |  | 1 Year | 50.5 | 5% | 47.975
76441 | Hubbell | HPWWUST04 | WB,ACCS,UNDRFLR,SUPPORT,4"HIGH,PREGALV | EA |  | 1 Year | 39.5 | 5% | 37.525
76442 | Hubbell | HPWWUST06 | WB,ACCS,UNDRFLR,SUPPORT,6"HIGH,PREGALV | EA |  | 1 Year | 41 | 5% | 38.95
76443 | Hubbell | HPWWUST08 | WB,ACCS,UNDRFLR,SUPPORT,8"HIGH,PREGALV | EA |  | 1 Year | 42.9 | 5% | 40.755
76444 | Hubbell | HPWWUST10 | WB,ACCS,UNDRFLR,SUPPORT,10"HIGH,PREGALV | EA |  | 1 Year | 43.85 | 5% | 41.6575
76445 | Hubbell | HPWWUST12 | WB,ACCS,UNDRFLR,SUPPORT,12"HIGH,PREGALV | EA |  | 1 Year | 45.6 | 5% | 43.32
76446 | Hubbell | HPWWUST14 | WB,ACCS,UNDRFLR,SUPPORT,14"HIGH,PREGALV | EA |  | 1 Year | 64.25 | 5% | 61.0375
76447 | Hubbell | HPWWUST16 | WB,ACCS,UNDRFLR,SUPPORT,16"HIGH,PREGALV | EA |  | 1 Year | 66.25 | 5% | 62.9375
76448 | Hubbell | HPWWUST18 | WB,ACCS,UNDRFLR,SUPPORT,18"HIGH,PREGALV | EA |  | 1 Year | 68 | 5% | 64.6
76449 | Hubbell | HPWWUST20 | WB,ACCS,UNDRFLR,SUPPORT,20"HIGH,PREGALV | EA |  | 1 Year | 69.95 | 5% | 66.4525
76450 | Hubbell | HPWWUST22 | WB,ACCS,UNDRFLR,SUPPORT,22"HIGH,PREGALV | EA |  | 1 Year | 71.9 | 5% | 68.305
76451 | Hubbell | HPWWUST24 | WB,ACCS,UNDRFLR,SUPPORT,24"HIGH,PREGALV | EA |  | 1 Year | 73.8 | 5% | 70.11
76452 | Hubbell | HPWWUST26 | WB,ACCS,UNDRFLR,SUPPORT,26"HIGH,PREGALV | EA |  | 1 Year | 75.75 | 5% | 71.9625
76453 | Hubbell | HPWWUST28 | WB,ACCS,UNDRFLR,SUPPORT,28"HIGH,PREGALV | EA |  | 1 Year | 81.75 | 5% | 77.6625
76454 | Hubbell | HPWWUST30 | WB,ACCS,UNDRFLR,SUPPORT,30"HIGH,PREGALV | EA |  | 1 Year | 93.3 | 5% | 88.635
76455 | Hubbell | HPWWVDN | WB,ACCS,VERTICALDOWN,PREGALV | EA |  | 1 Year | 15.8 | 5% | 15.01
76456 | Hubbell | HPWWVDNBK | WB,ACCS,VERTICALDOWN,BLACK | EA |  | 1 Year | 18.1 | 5% | 17.195
76457 | Hubbell | HPWWVUP | WB,ACCS,UNDRFLR,VERTICLUP | EA |  | 1 Year | 29.35 | 5% | 27.8825
76458 | Hubbell | HPWWWST | WB,ACCS,WSHRSPT,PREGALV, 50PK | EA |  | 1 Year | 62.4 | 5% | 59.28
76459 | Hubbell | HPWWWSTBK | WB,ACCS,WSHRSPT,BLACK, 50PK | EA |  | 1 Year | 73.8 | 5% | 70.11
76460 | Hubbell | HQKSD24 | CABINET, QUADCAB,DOOR,SOLID,2'H,BK | EA |  | 1 Year | 274 | 5% | 260.3
76461 | Hubbell | HQKSD24W | CABINET, QUADCAB,DOOR,SOLID,2'H,WH | EA |  | 1 Year | 274 | 5% | 260.3
76462 | Hubbell | HQKSD36 | CABINET, QUADCAB,DOOR,SOLID,3'H,BK | EA |  | 1 Year | 305 | 5% | 289.75
76463 | Hubbell | HQKSD36W | CABINET, QUADCAB,DOOR,SOLID,3'H,WH | EA |  | 1 Year | 305 | 5% | 289.75
76464 | Hubbell | HQKSD48 | CABINET, QUADCAB,DOOR,SOLID,4'H,BK | EA |  | 1 Year | 334 | 5% | 317.3
76465 | Hubbell | HQKSD48W | CABINET, QUADCAB,DOOR,SOLID,4'H,WH | EA |  | 1 Year | 334 | 5% | 317.3
76466 | Hubbell | HQKWD24 | CABINET, QUADCAB,DOOR,WINDOW,2'H,BK | EA |  | 1 Year | 414 | 5% | 393.3
76467 | Hubbell | HQKWD24W | CABINET, QUADCAB,DOOR,WINDOW,2'H,WH | EA |  | 1 Year | 414 | 5% | 393.3
76468 | Hubbell | HQKWD36 | CABINET, QUADCAB,DOOR,WINDOW,3'H,BK | EA |  | 1 Year | 523 | 5% | 496.85
76469 | Hubbell | HQKWD36W | CABINET, QUADCAB,DOOR,WINDOW,3'H,WH | EA |  | 1 Year | 523 | 5% | 496.85
76470 | Hubbell | HQKWD48 | CABINET, QUADCAB,DOOR,WINDOW,4'H,BK | EA |  | 1 Year | 633 | 5% | 601.35
76471 | Hubbell | HQKWD48W | CABINET, QUADCAB,DOOR,WINDOW,4'H,WH | EA |  | 1 Year | 633 | 5% | 601.35
76472 | Hubbell | HRRP | RACK ISOLATION PAD,2PC VARBL DEPTH | EA |  | 1 Year | 101 | 5% | 95.95
76473 | Hubbell | HRRP3 | RACK ISOLATION PAD,1PC 3"D RACK | EA |  | 1 Year | 80.75 | 5% | 76.7125
76474 | Hubbell | HRRPW | RACK ISOLATION PAD,2PC VARBL D,24"W | EA |  | 1 Year | 110 | 5% | 104.5
76475 | Hubbell | HS13 | HRZ CBL MGR,S SERIES,1U,3"EXT,BLK | EA |  | 1 Year | 41.45 | 5% | 39.3775
76476 | Hubbell | HS13C | HRZ CBL MGR,S SERIES,1U,CVR,3"EXT,BLK | EA |  | 1 Year | 52.95 | 5% | 50.3025
76477 | Hubbell | HS1C | HRZ CBL MGR,S SERIES,1U,CVR,BLK | EA |  | 1 Year | 11.65 | 5% | 11.0675
76478 | Hubbell | HS23 | HRZ CBL MGR,S SERIES,2U,3"EXT,BLK | EA |  | 1 Year | 46.05 | 5% | 43.7475
76479 | Hubbell | HS23C | HRZ CBL MGR,S SERIES,2U,CVR,3"EXT,BLK | EA |  | 1 Year | 59.7 | 5% | 56.715
76480 | Hubbell | HS2C | HRZ CBL MGR,S SERIES,2U,CVR,BLK | EA |  | 1 Year | 16.15 | 5% | 15.3425
76481 | Hubbell | HSB115 | SERVER BRACKET,1U,15"EXT, PAIR | EA |  | 1 Year | 237 | 5% | 225.15
76482 | Hubbell | HSB215 | SERVER BRACKET,2U,15"EXT, PAIR | EA |  | 1 Year | 316 | 5% | 300.2
76483 | Hubbell | HSC11P | SHELF, 2U, 19” MOUNT,11”DEEP,PERF | EA |  | 1 Year | 203 | 5% | 192.85
76484 | Hubbell | HSD13 | HRZ DUCT CBL MGR,1U,3"EXT,CVR | EA |  | 1 Year | 30 | 5% | 28.5
76485 | Hubbell | HSD23 | HRZ DUCT CBL MGR,2U,3"EXT,CVR | EA |  | 1 Year | 34.7 | 5% | 32.965
76486 | Hubbell | HSE22 | SECURITY ENCLSR,HHR RACK ONLY,22RU | EA |  | 1 Year | 1152 | 5% | 1094.4
76487 | Hubbell | HSE46 | SECURITY DEVICE,RCK MNTD,TELESCP,4-6U | EA |  | 1 Year | 432 | 5% | 410.4
76488 | Hubbell | HSE712 | SECURITY DEVICE,RCK MNTD,TELESCP,7-12U | EA |  | 1 Year | 759 | 5% | 721.05
76489 | Hubbell | HSQ24 | CABINET, QUADCAB,WALLMNT,2'HX20"D,WIN,BK | EA |  | 1 Year | 1179 | 5% | 1120.05
76490 | Hubbell | HSQ2426 | CABINET, QUADCAB,WALLMNT,2'HX26"D,WIN,BK | EA |  | 1 Year | 1609 | 5% | 1528.55
76491 | Hubbell | HSQ2426W | CABINET, QUADCAB,WALLMNT,2'HX26"D,WIN,WH | EA |  | 1 Year | 1609 | 5% | 1528.55
76492 | Hubbell | HSQ2436 | CABINET, QUADCAB,WALLMNT,2'HX36"D,WIN,BK | EA |  | 1 Year | 2002 | 5% | 1901.9
76493 | Hubbell | HSQ2436W | CABINET, QUADCAB,WALLMNT,2'HX36"D,WIN,WH | EA |  | 1 Year | 2002 | 5% | 1901.9
76494 | Hubbell | HSQ24S | CABINET, QUADCAB,WALLMNT,2'HX20"D,SOL,BK | EA |  | 1 Year | 1152 | 5% | 1094.4
76495 | Hubbell | HSQ24S26 | CABINET, QUADCAB,WALLMNT,2'HX26"D,SOL,BK | EA |  | 1 Year | 1585 | 5% | 1505.75
76496 | Hubbell | HSQ24S26W | CABINET, QUADCAB,WALLMNT,2'HX26"D,SOL,WH | EA |  | 1 Year | 1585 | 5% | 1505.75
76497 | Hubbell | HSQ24S36 | CABINET, QUADCAB,WALLMNT,2'HX36"D,SOL,BK | EA |  | 1 Year | 1976 | 5% | 1877.2
76498 | Hubbell | HSQ24S36W | CABINET, QUADCAB,WALLMNT,2'HX36"D,SOL,WH | EA |  | 1 Year | 1976 | 5% | 1877.2
76499 | Hubbell | HSQ24SW | CABINET, QUADCAB,WALLMNT,2'HX20"D,SOL,WH | EA |  | 1 Year | 1152 | 5% | 1094.4
76500 | Hubbell | HSQ24W | CABINET, QUADCAB,WALLMNT,2'HX20"D,WIN,WH | EA |  | 1 Year | 1179 | 5% | 1120.05
76501 | Hubbell | HSQ36 | CABINET, QUADCAB,WALLMNT,3'HX20"D,WIN,BK | EA |  | 1 Year | 1381 | 5% | 1311.95
76502 | Hubbell | HSQ3623 | CABINET, QUADCAB,WALLMNT,3'HX23"D,WIN,BK | EA |  | 1 Year | 1628 | 5% | 1546.6
76503 | Hubbell | HSQ3626 | CABINET, QUADCAB,WALLMNT,3'HX26"D,WIN,BK | EA |  | 1 Year | 1836 | 5% | 1744.2
76504 | Hubbell | HSQ3626LW | CABINET, QUADCAB,3X26,60/70,GSKT,WH | EA |  | 1 Year | 2021 | 5% | 1919.95
76505 | Hubbell | HSQ3626W | CABINET, QUADCAB,WALLMNT,3'HX26"D,WIN,WH | EA |  | 1 Year | 1836 | 5% | 1744.2
76506 | Hubbell | HSQ3636 | CABINET, QUADCAB,WALLMNT,3'HX36"D,WIN,BK | EA |  | 1 Year | 2229 | 5% | 2117.55
76507 | Hubbell | HSQ3636W | CABINET, QUADCAB,WALLMNT,3'HX36"D,WIN,WH | EA |  | 1 Year | 2229 | 5% | 2117.55
76508 | Hubbell | HSQ36S | CABINET, QUADCAB,WALLMNT,3'HX20"D,SOL,BK | EA |  | 1 Year | 1373 | 5% | 1304.35
76509 | Hubbell | HSQ36S26 | CABINET, QUADCAB,WALLMNT,3'HX26"D,SOL,BK | EA |  | 1 Year | 1816 | 5% | 1725.2
76510 | Hubbell | HSQ36S26W | CABINET, QUADCAB,WALLMNT,3'HX26"D,SOL,WH | EA |  | 1 Year | 1816 | 5% | 1725.2
76511 | Hubbell | HSQ36S36 | CABINET, QUADCAB,WALLMNT,3'HX36"D,SOL,BK | EA |  | 1 Year | 2205 | 5% | 2094.75
76512 | Hubbell | HSQ36S36W | CABINET, QUADCAB,WALLMNT,3'HX36"D,SOL,WH | EA |  | 1 Year | 2205 | 5% | 2094.75
76513 | Hubbell | HSQ36SW | CABINET, QUADCAB,WALLMNT,3'HX20"D,SOL,WH | EA |  | 1 Year | 1373 | 5% | 1304.35
76514 | Hubbell | HSQ36W | CABINET, QUADCAB,WALLMNT,3'HX20"D,WIN,WH | EA |  | 1 Year | 1381 | 5% | 1311.95
76515 | Hubbell | HSQ48 | CABINET, QUADCAB,WALLMNT,4'HX20"D,WIN,BK | EA |  | 1 Year | 1777 | 5% | 1688.15
76516 | Hubbell | HSQ4826 | CABINET, QUADCAB,WALLMNT,4'HX26"D,WIN,BK | EA |  | 1 Year | 2060 | 5% | 1957
76517 | Hubbell | HSQ4826W | CABINET, QUADCAB,WALLMNT,4'HX26"D,WIN,WH | EA |  | 1 Year | 2060 | 5% | 1957
76518 | Hubbell | HSQ4836 | CABINET, QUADCAB,WALLMNT,4'HX36"D,WIN,BK | EA |  | 1 Year | 2500 | 5% | 2375
76519 | Hubbell | HSQ4836W | CABINET, QUADCAB,WALLMNT,4'HX36"D,WIN,WH | EA |  | 1 Year | 2500 | 5% | 2375
76520 | Hubbell | HSQ48S | CABINET, QUADCAB,WALLMNT,4'HX20"D,SOL,BK | EA |  | 1 Year | 1738 | 5% | 1651.1
76521 | Hubbell | HSQ48S26 | CABINET, QUADCAB,WALLMNT,4'HX26"D,SOL,BK | EA |  | 1 Year | 2026 | 5% | 1924.7
76522 | Hubbell | HSQ48S26W | CABINET, QUADCAB,WALLMNT,4'HX26"D,SOL,WH | EA |  | 1 Year | 2026 | 5% | 1924.7
76523 | Hubbell | HSQ48S36 | CABINET, QUADCAB,WALLMNT,4'HX36"D,SOL,BK | EA |  | 1 Year | 2482 | 5% | 2357.9
76524 | Hubbell | HSQ48S36W | CABINET, QUADCAB,WALLMNT,4'HX36"D,SOL,WH | EA |  | 1 Year | 2482 | 5% | 2357.9
76525 | Hubbell | HSQ48SW | CABINET, QUADCAB,WALLMNT,4'HX20"D,SOL,WH | EA |  | 1 Year | 1738 | 5% | 1651.1
76526 | Hubbell | HSQ48W | CABINET, QUADCAB,WALLMNT,4'HX20"D,WIN,WH | EA |  | 1 Year | 1777 | 5% | 1688.15
76527 | Hubbell | HSQKMB20 | CAB, ACCESS, QUADCAB, MOBILEBASE, 20"D | EA |  | 1 Year | 779 | 5% | 740.05
76528 | Hubbell | HSQKMB26 | CAB, ACCESS, QUADCAB, MOBILEBASE, 26"D | EA |  | 1 Year | 862 | 5% | 818.9
76529 | Hubbell | HSQKMB36 | CAB, ACCESS, QUADCAB, MOBILEBASE, 36"D | EA |  | 1 Year | 905 | 5% | 859.75
76530 | Hubbell | HSS23 | HRZ CABLE MANAGER, SIMPLE SPOOL, 2U 3"DP | EA |  | 1 Year | 25.3 | 5% | 24.035
76531 | Hubbell | HSS26 | HRZ CABLE MANAGER, SIMPLE SPOOL, 2U 6"DP | EA |  | 1 Year | 30 | 5% | 28.5
76532 | Hubbell | HSS33 | HRZ CABLE MANAGER, SIMPLE SPOOL, 3U 3"DP | EA |  | 1 Year | 34.7 | 5% | 32.965
76533 | Hubbell | HSS36 | HRZ CABLE MANAGER, SIMPLE SPOOL, 3U 6"DP | EA |  | 1 Year | 39.15 | 5% | 37.1925
76534 | Hubbell | HU0 | DIE,U,0 INDX | EA |  | 1 Year | 177 | 5% | 168.15
76535 | Hubbell | HU1104 | DIE,U,1104 INDX | EA |  | 1 Year | 288 | 5% | 273.6
76536 | Hubbell | HU1105 | DIE,U,1105 INDX | EA |  | 1 Year | 262 | 5% | 248.9
76537 | Hubbell | HU1CRT | DIE,U,1AWG,11 INDX,CRT | EA |  | 1 Year | 262 | 5% | 248.9
76538 | Hubbell | HU25RT | DIE,U,1/0AWG,12 INDX,RT | EA |  | 1 Year | 262 | 5% | 248.9
76539 | Hubbell | HU26RT | DIE,U,2/0AWG,13 INDX,RT | EA |  | 1 Year | 262 | 5% | 248.9
76540 | Hubbell | HU27RT | DIE,U,3/0AWG,14 INDX,RT | EA |  | 1 Year | 262 | 5% | 248.9
76541 | Hubbell | HU28RT | U DIE,4/0 AWG,CU,DIX 15 | EA |  | 1 Year | 262 | 5% | 248.9
76542 | Hubbell | HU29RT | U DIE,250KCM,CU,DIX 16 | EA |  | 1 Year | 262 | 5% | 248.9
76543 | Hubbell | HU2CRT | DIE,U,2AWG,10 INDX,CRT | EA |  | 1 Year | 262 | 5% | 248.9
76544 | Hubbell | HU30RT | U DIE,300KCM,CU,DIX 17 | EA |  | 1 Year | 262 | 5% | 248.9
76545 | Hubbell | HU31RT | U DIE,350KCM,CU,DIX 18 | EA |  | 1 Year | 262 | 5% | 248.9
76546 | Hubbell | HU34RT | U DIE,500KCM,CU,DIX 20 | EA |  | 1 Year | 262 | 5% | 248.9
76547 | Hubbell | HU36RT | U DIE,600KCM,CU,DIX 22 | EA |  | 1 Year | 262 | 5% | 248.9
76548 | Hubbell | HU39RT | U DIE,750KCM,CU,DIX 24 | EA |  | 1 Year | 262 | 5% | 248.9
76549 | Hubbell | HU4CRT | DIE,U,4AWG,8 INDX,CRT | EA |  | 1 Year | 262 | 5% | 248.9
76550 | Hubbell | HU5CRT | DIE,U,6AWG,7 INDX,CRT | EA |  | 1 Year | 262 | 5% | 248.9
76551 | Hubbell | HU654 | DIE,U,654 INDX | EA |  | 1 Year | 177 | 5% | 168.15
76552 | Hubbell | HU997 | DIE,U,997 INDX | EA |  | 1 Year | 342 | 5% | 324.9
76553 | Hubbell | HUBG | DIE,U,BG INDX | EA |  | 1 Year | 262 | 5% | 248.9
76554 | Hubbell | HUC | DIE,U,C INDX | EA |  | 1 Year | 316 | 5% | 300.2
76555 | Hubbell | HUC1 | DIE,U,13M INDX | EA |  | 1 Year | 320 | 5% | 304
76556 | Hubbell | HUC2 | DIE,U,12M INDX | EA |  | 1 Year | 320 | 5% | 304
76557 | Hubbell | HUC25 | DIE,U,14M INDX | EA |  | 1 Year | 320 | 5% | 304
76558 | Hubbell | HUC4 | DIE,U,10M INDX | EA |  | 1 Year | 320 | 5% | 304
76559 | Hubbell | HUD3 | DIE,U,D3 INDX | EA |  | 1 Year | 255 | 5% | 242.25
76560 | Hubbell | HUDIECASE | DIE U,METAL CASE | EA |  | 1 Year | 146 | 5% | 138.7
76561 | Hubbell | HVFBK5600 | CABLEMGT, VLCRO FASTENER,.5"X600',BK | EA |  | 1 Year | 1036 | 5% | 984.2
76562 | Hubbell | HVFBK575 | CABLEMGT, VLCRO FASTENER,.5"X75',BK | EA |  | 1 Year | 135 | 5% | 128.25
76563 | Hubbell | HVFBK575S | CABLEMGT, VLCRO FASTENER,.5"X75',LITE,BK | EA |  | 1 Year | 89.8 | 5% | 85.31
76564 | Hubbell | HVFBK5875 | CABLEMGT, VLCRO FASTENER,.63"X75',BK | EA |  | 1 Year | 161 | 5% | 152.95
76565 | Hubbell | HVJH | CABLEMGT, VLCRO,J HOOK W/LOOP,BK,50PK | PK |  | 1 Year | 513 | 5% | 487.35
76566 | Hubbell | HVPL | CABLEMGT, VLCRO,PAD& LOOP,ADHESV,BK,25PK | PK |  | 1 Year | 37.55 | 5% | 35.6725
76567 | Hubbell | HVSCTR | CABLEMGT, VLCRO,CBL TIE,1224SCRW,BK,10PK | PK |  | 1 Year | 52.4 | 5% | 49.78
76568 | Hubbell | HVSCTW | CABLEMGT, VLCRO,CBL TIE,WOODSCRW,BK,10PK | PK |  | 1 Year | 39.15 | 5% | 37.1925
76569 | Hubbell | HVVCM | CABLEMGT, VLCRO,VERTICAL,44",4 LOOP,BK | EA |  | 1 Year | 39.15 | 5% | 37.1925
76570 | Hubbell | HVWM | CABLEMGT, VLCRO,WORKSTATION,44",4LOOP,BK | EA |  | 1 Year | 40.8 | 5% | 38.76
76571 | Hubbell | HW1CRT | DIE,W,1AWG,11 INDX,CRT | EA |  | 1 Year | 270 | 5% | 256.5
76572 | Hubbell | HW25RT | DIE,W,1/0AWG,12 INDX,RT | EA |  | 1 Year | 248 | 5% | 235.6
76573 | Hubbell | HW25VT | DIE,W,1/0AWG,12 INDX,VT | EA |  | 1 Year | 248 | 5% | 235.6
76574 | Hubbell | HW26RT | DIE,W,2/0AWG,13 INDX,RT | EA |  | 1 Year | 248 | 5% | 235.6
76575 | Hubbell | HW26VT | DIE,W,2/0AWG,13 INDX,VT | EA |  | 1 Year | 248 | 5% | 235.6
76576 | Hubbell | HW27RT | DIE,W,3/0AWG,14 INDX,RT | EA |  | 1 Year | 248 | 5% | 235.6
76577 | Hubbell | HW27VT | DIE,W,3/0AWG,14 INDX,VT | EA |  | 1 Year | 248 | 5% | 235.6
76578 | Hubbell | HW28K | DIE,W,CUTOFF | EA |  | 1 Year | 220 | 5% | 209
76579 | Hubbell | HW28VT | W DIE,4/0 AWG,CU,DIX 15 | EA |  | 1 Year | 207 | 5% | 196.65
76580 | Hubbell | HW29VT | W DIE,250KCM,CU,DIX 16 | EA |  | 1 Year | 207 | 5% | 196.65
76581 | Hubbell | HW2CRT | DIE,W,2AWG,10 INDX,CRT | EA |  | 1 Year | 248 | 5% | 235.6
76582 | Hubbell | HW2CVT | DIE,W,2AWG,10 INDX,CVT | EA |  | 1 Year | 248 | 5% | 235.6
76583 | Hubbell | HW30VT | W DIE,300KCM,CU,DIX 17 | EA |  | 1 Year | 207 | 5% | 196.65
76584 | Hubbell | HW31VT | W DIE,350KCM,CU,DIX 18 | EA |  | 1 Year | 207 | 5% | 196.65
76585 | Hubbell | HW34VT | W DIE,500KCM,CU,DIX 20 | EA |  | 1 Year | 207 | 5% | 196.65
76586 | Hubbell | HW4CRT | DIE,W,4AWG,8 INDX,CRT | EA |  | 1 Year | 248 | 5% | 235.6
76587 | Hubbell | HW5CRT | DIE,W,6AWG,7 INDX,CRT | EA |  | 1 Year | 248 | 5% | 235.6
76588 | Hubbell | HWAPLGY | PLATE, BEZEL,WM 5507,GY | EA |  | 1 Year | 11.2 | 5% | 10.64
76589 | Hubbell | HWAPLOW | PLATE, BEZEL,WM 5507,OW | EA |  | 1 Year | 11.2 | 5% | 10.64
76590 | Hubbell | HWAPLW | PLATE, BEZEL,WM 5507,WH | EA |  | 1 Year | 11.2 | 5% | 10.64
76591 | Hubbell | HWBG | DIE,W,BG INDX | EA |  | 1 Year | 191 | 5% | 181.45
76592 | Hubbell | HWCC | DIE,W,C INDX | EA |  | 1 Year | 191 | 5% | 181.45
76593 | Hubbell | HWDIECASE | DIE,W X,PLASTIC CASE | EA |  | 1 Year | 65.35 | 5% | 62.0825
76594 | Hubbell | HWDIETREE | DIE,W X,TREE | EA |  | 1 Year | 50.1 | 5% | 47.595
76595 | Hubbell | HWK12M6 | CAB, ACCESS,QUADCAB,MTG RAIL KT,M6,4'H | EA |  | 1 Year | 218 | 5% | 207.1
76596 | Hubbell | HWK241224 | CAB, ACCESS,QUADCAB,MTG RAIL KT,12-24,2' | EA |  | 1 Year | 166 | 5% | 157.7
76597 | Hubbell | HWK361224 | CAB, ACCESS,QUADCAB,MTG RAIL KT,12-24,3' | EA |  | 1 Year | 180 | 5% | 171
76598 | Hubbell | HWK481224 | CAB, ACCESS,QUADCAB,MTG RAIL KT,12-24,4' | EA |  | 1 Year | 211 | 5% | 200.45
76599 | Hubbell | HWK6M6 | CAB, ACCESS,QUADCAB,MTG RAIL KT,M6,2'H | EA |  | 1 Year | 205 | 5% | 194.75
76600 | Hubbell | HWK9M6 | CAB, ACCESS,QUADCAB,MTG RAIL KT,M6,3'H | EA |  | 1 Year | 207 | 5% | 196.65
76601 | Hubbell | HWKF120 | CAB, ACCESS,QUADCAB,FAN KT,120VAC | EA |  | 1 Year | 399 | 5% | 379.05
76602 | Hubbell | HWKF230 | CAB, ACCESS,QUADCAB,FAN KT,230VAC | EA |  | 1 Year | 399 | 5% | 379.05
76603 | Hubbell | HWKFF | CAB, ACCESS,QUADCAB,FAN FILTER KT | EA |  | 1 Year | 93.95 | 5% | 89.2525
76604 | Hubbell | HWKGT | CAB, ACCESS,QUADCAB,GASKET KT | EA |  | 1 Year | 250 | 5% | 237.5
76605 | Hubbell | HWM15DINW10 | PLATE, MODULE,WM,W/15PIN D-SUB,WH | PK |  | 1 Year | 211 | 5% | 200.45
76606 | Hubbell | HWM2KBK10 | PLATE, MODULE,WM 2A,2PORT,10PK,BK | PK |  | 1 Year | 21.25 | 5% | 20.1875
76607 | Hubbell | HWM2KGY10 | PLATE, MODULE,WM 2A,2PORT,10PK,GY | PK |  | 1 Year | 21.25 | 5% | 20.1875
76608 | Hubbell | HWM2KI10 | PLATE, MODULE,WM 2A,2PORT,10PK,IV | PK |  | 1 Year | 21.25 | 5% | 20.1875
76609 | Hubbell | HWM2KW10 | PLATE, MODULE,WM 2A,2PORT,10PK,WH | PK |  | 1 Year | 21.25 | 5% | 20.1875
76610 | Hubbell | HWO | DIE,W,0 INDX | EA |  | 1 Year | 133 | 5% | 126.35
76611 | Hubbell | HX1CRT | DIE,X,1AWG,11 INDX,CRT | EA |  | 1 Year | 268 | 5% | 254.6
76612 | Hubbell | HX25RT | DIE,X,1/0AWG,12 INDX,RT | EA |  | 1 Year | 244 | 5% | 231.8
76613 | Hubbell | HX26RT | DIE,X,2/0AWG,13 INDX,RT | EA |  | 1 Year | 244 | 5% | 231.8
76614 | Hubbell | HX27RT | DIE,X,3/0AWG,14 INDX,RT | EA |  | 1 Year | 244 | 5% | 231.8
76615 | Hubbell | HX2CRT | DIE,X,2AWG,10 INDX,CRT | EA |  | 1 Year | 244 | 5% | 231.8
76616 | Hubbell | HX4CRT | DIE,X,4AWG,8 INDX,CRT | EA |  | 1 Year | 244 | 5% | 231.8
76617 | Hubbell | HX5CRT | DIE,X,6AWG,7 INDX,CRT | EA |  | 1 Year | 244 | 5% | 231.8
76618 | Hubbell | HXBG | DIE,X,BG INDX | EA |  | 1 Year | 133 | 5% | 126.35
76619 | Hubbell | HXJ3AL | JACK, HXJ,CAT3,8POS,UNI A/B,AL | EA |  | 1 Year | 6.85 | 5% | 6.5075
76620 | Hubbell | HXJ3B | JACK, HXJ,CAT3,8POS,UNI A/B,BL | EA |  | 1 Year | 6.85 | 5% | 6.5075
76621 | Hubbell | HXJ3GN | JACK, HXJ,CAT3,8POS,UNI A/B,GN | EA |  | 1 Year | 6.85 | 5% | 6.5075
76622 | Hubbell | HXJ3R | JACK, HXJ,CAT3,8POS,UNI A/B,RD | EA |  | 1 Year | 6.85 | 5% | 6.5075
76623 | Hubbell | HXJ3TI | JACK, HXJ,CAT3,8POS,UNI A/B,TI | EA |  | 1 Year | 6.85 | 5% | 6.5075
76624 | Hubbell | HXJ3Y | JACK, HXJ,CAT3,8POS,UNI A/B,YL | EA |  | 1 Year | 6.85 | 5% | 6.5075
76625 | Hubbell | HXJ5EAL | JACK, HXJ,CAT5E,8POS,UNI A/B,AL | EA |  | 1 Year | 7.5 | 5% | 7.125
76626 | Hubbell | HXJ5EAL25 | JACK, HXJ,CAT5E,8POS,UNI A/B,AL,25PK | PK |  | 1 Year | 169 | 5% | 160.55
76627 | Hubbell | HXJ5EB | JACK, HXJ,CAT5E, 8POS, UNI A/B, BL | EA |  | 1 Year | 7.5 | 5% | 7.125
76628 | Hubbell | HXJ5EB25 | JACK, HXJ,CAT5E,8POS,UNI A/B,BL,25PK | PK |  | 1 Year | 169 | 5% | 160.55
76629 | Hubbell | HXJ5EBK | JACK, HXJ,CAT5E,8POS,UNI A/B,BK | EA |  | 1 Year | 7.5 | 5% | 7.125
76630 | Hubbell | HXJ5EBK25 | JACK, HXJ,CAT5E,8POS,UNI A/B,BK,25PK | PK |  | 1 Year | 169 | 5% | 160.55
76631 | Hubbell | HXJ5EBN25 | JACK, HXJ,CAT5E,8POS,UNI A/B,BN,25PK | PK |  | 1 Year | 169 | 5% | 160.55
76632 | Hubbell | HXJ5EEI | JACK, HXJ,CAT5E,8POS,UNI A/B,EI | EA |  | 1 Year | 7.5 | 5% | 7.125
76633 | Hubbell | HXJ5EEI25 | JACK, HXJ,CAT5E,8POS,UNI A/B,EI,25PK | PK |  | 1 Year | 169 | 5% | 160.55
76634 | Hubbell | HXJ5EGL25 | JACK, HXJ,CAT5E,8POS,UNI A/B,GL,25PK | PK |  | 1 Year | 169 | 5% | 160.55
76635 | Hubbell | HXJ5EGN | JACK, HXJ,CAT5E,8POS,UNI A/B,GN | EA |  | 1 Year | 7.5 | 5% | 7.125
76636 | Hubbell | HXJ5EGN25 | JACK, HXJ,CAT5E,8POS,UNI A/B,GN,25PK | PK |  | 1 Year | 169 | 5% | 160.55
76637 | Hubbell | HXJ5EGY | JACK, HXJ,CAT5E,8POS,UNI A/B,GY | EA |  | 1 Year | 7.5 | 5% | 7.125
76638 | Hubbell | HXJ5EGY25 | JACK, HXJ,CAT5E,8POS,UNI A/B,GY,25PK | PK |  | 1 Year | 169 | 5% | 160.55
76639 | Hubbell | HXJ5ELA | JACK, HXJ,CAT5E,8POS,UNI A/B,LA | EA |  | 1 Year | 7.5 | 5% | 7.125
76640 | Hubbell | HXJ5ELA25 | JACK, HXJ,CAT5E,8POS,UNI A/B,LA,25PK | PK |  | 1 Year | 169 | 5% | 160.55
76641 | Hubbell | HXJ5ENB25 | JACK, HXJ,CAT5E,8POS,UNI A/B,NB,25PK | PK |  | 1 Year | 169 | 5% | 160.55
76642 | Hubbell | HXJ5EOR | JACK, HXJ,CAT5E,8POS,UNI A/B,OR | EA |  | 1 Year | 7.5 | 5% | 7.125
76643 | Hubbell | HXJ5EOR25 | JACK, HXJ,CAT5E,8POS,UNI A/B,OR,25PK | PK |  | 1 Year | 169 | 5% | 160.55
76644 | Hubbell | HXJ5EOW | JACK, HXJ,CAT5E,8POS,UNI A/B,OW | EA |  | 1 Year | 7.5 | 5% | 7.125
76645 | Hubbell | HXJ5EOW25 | JACK, HXJ,CAT5E,8POS,UNI A/B,OW,25PK | PK |  | 1 Year | 169 | 5% | 160.55
76646 | Hubbell | HXJ5EP25 | JACK, HXJ,CAT5E,8POS,UNI A/B,PU,25PK | PK |  | 1 Year | 169 | 5% | 160.55
76647 | Hubbell | HXJ5ER | JACK, HXJ,CAT5E,8POS,UNI A/B,RD | EA |  | 1 Year | 7.5 | 5% | 7.125
76648 | Hubbell | HXJ5ER25 | JACK, HXJ,CAT5E,8POS,UNI A/B,RD,25PK | PK |  | 1 Year | 169 | 5% | 160.55
76649 | Hubbell | HXJ5ETI | JACK, HXJ,CAT5E,8POS,UNI A/B,TI | EA |  | 1 Year | 7.5 | 5% | 7.125
76650 | Hubbell | HXJ5ETI25 | JACK, HXJ,CAT5E,8POS,UNI A/B,TI,25PK | PK |  | 1 Year | 169 | 5% | 160.55
76651 | Hubbell | HXJ5EW | JACK, HXJ,CAT5E,8POS,UNI A/B,WH | EA |  | 1 Year | 7.5 | 5% | 7.125
76652 | Hubbell | HXJ5EW25 | JACK, HXJ,CAT5E,8POS,UNI A/B,WH,25PK | PK |  | 1 Year | 169 | 5% | 160.55
76653 | Hubbell | HXJ5EY | JACK, HXJ,CAT5E,8POS,UNI A/B,YL | EA |  | 1 Year | 7.5 | 5% | 7.125
76654 | Hubbell | HXJ5EY25 | JACK, HXJ,CAT5E,8POS,UNI A/B,YL,25PK | PK |  | 1 Year | 169 | 5% | 160.55
76655 | Hubbell | HXJ6AL | JACK, HXJ,CAT6,8POS,UNI A/B,AL | EA |  | 1 Year | 10.7 | 5% | 10.165
76656 | Hubbell | HXJ6AL25 | JACK, HXJ,CAT6,8POS,UNI A/B,AL,25PK | PK |  | 1 Year | 251 | 5% | 238.45
76657 | Hubbell | HXJ6B | JACK, HXJ,CAT6,8POS,UNI A/B,BL | EA |  | 1 Year | 10.7 | 5% | 10.165
76658 | Hubbell | HXJ6B100 | JACK, HXJ,CAT6,8POS,UNI,A/B,BL,100PK | PK |  | 1 Year | 953 | 5% | 905.35
76659 | Hubbell | HXJ6B25 | JACK, HXJ,CAT6,8POS,UNI A/B,BL,25PK | PK |  | 1 Year | 251 | 5% | 238.45
76660 | Hubbell | HXJ6BK | JACK, HXJ,CAT6,8POS,UNI A/B,BK | EA |  | 1 Year | 10.7 | 5% | 10.165
76661 | Hubbell | HXJ6BK100 | JACK, HXJ,CAT6,8POS,UNI,A/B,BK,100PK | PK |  | 1 Year | 953 | 5% | 905.35
76662 | Hubbell | HXJ6BK25 | JACK, HXJ,CAT6,8POS,UNI A/B,BK,25PK | PK |  | 1 Year | 251 | 5% | 238.45
76663 | Hubbell | HXJ6BN25 | JACK, HXJ,CAT6,8POS,UNI A/B,BN,25PK | PK |  | 1 Year | 251 | 5% | 238.45
76664 | Hubbell | HXJ6EI | JACK, HXJ,CAT6,8POS,UNI A/B,EI | EA |  | 1 Year | 10.7 | 5% | 10.165
76665 | Hubbell | HXJ6EI25 | JACK, HXJ,CAT6,8POS,UNI A/B,EI,25PK | PK |  | 1 Year | 251 | 5% | 238.45
76666 | Hubbell | HXJ6GL25 | JACK, HXJ,CAT6,8POS,UNI A/B,GL,25PK | PK |  | 1 Year | 251 | 5% | 238.45
76667 | Hubbell | HXJ6GN | JACK, HXJ,CAT6,8POS,UNI A/B,GN | EA |  | 1 Year | 10.7 | 5% | 10.165
76668 | Hubbell | HXJ6GN25 | JACK, HXJ,CAT6,8POS,UNI A/B,GN,25PK | PK |  | 1 Year | 251 | 5% | 238.45
76669 | Hubbell | HXJ6GY | JACK, HXJ,CAT6,8POS,UNI A/B,GY | EA |  | 1 Year | 10.7 | 5% | 10.165
76670 | Hubbell | HXJ6GY25 | JACK, HXJ,CAT6,8POS,UNI A/B,GY,25PK | PK |  | 1 Year | 251 | 5% | 238.45
76671 | Hubbell | HXJ6LA | JACK, HXJ,CAT6,8POS,UNI A/B,LA | EA |  | 1 Year | 10.7 | 5% | 10.165
76672 | Hubbell | HXJ6LA25 | JACK, HXJ,CAT6,8POS,UNI A/B,LA,25PK | PK |  | 1 Year | 251 | 5% | 238.45
76673 | Hubbell | HXJ6NB25 | JACK, HXJ,CAT6,8POS,UNI A/B,NB,25PK | PK |  | 1 Year | 251 | 5% | 238.45
76674 | Hubbell | HXJ6OR | JACK, HXJ,CAT6,8POS,UNI A/B,OR | EA |  | 1 Year | 10.7 | 5% | 10.165
76675 | Hubbell | HXJ6OR100 | JACK, HXJ,CAT6,8POS,UNI,A/B,OR,100PK | PK |  | 1 Year | 953 | 5% | 905.35
76676 | Hubbell | HXJ6OR25 | JACK, HXJ,CAT6,8POS,UNI A/B,OR,25PK | PK |  | 1 Year | 251 | 5% | 238.45
76677 | Hubbell | HXJ6OW | JACK, HXJ,CAT6,8POS,UNI A/B,OW | EA |  | 1 Year | 10.7 | 5% | 10.165
76678 | Hubbell | HXJ6OW100 | JACK, HXJ,CAT6,8POS,UNI,A/B,OW,100PK | PK |  | 1 Year | 953 | 5% | 905.35
76679 | Hubbell | HXJ6OW25 | JACK, HXJ,CAT6,8POS,UNI A/B,OW,25PK | PK |  | 1 Year | 251 | 5% | 238.45
76680 | Hubbell | HXJ6P25 | JACK, HXJ,CAT6,8POS,UNI A/B,PU,25PK | PK |  | 1 Year | 251 | 5% | 238.45
76681 | Hubbell | HXJ6R | JACK, HXJ,CAT6,8POS,UNI A/B,RD | EA |  | 1 Year | 10.7 | 5% | 10.165
76682 | Hubbell | HXJ6R25 | JACK, HXJ,CAT6,8POS,UNI A/B,RD,25PK | PK |  | 1 Year | 251 | 5% | 238.45
76683 | Hubbell | HXJ6TI | JACK, HXJ,CAT6,8POS,UNI A/B,TI | EA |  | 1 Year | 10.7 | 5% | 10.165
76684 | Hubbell | HXJ6TI25 | JACK, HXJ,CAT6,8POS,UNI A/B,TI,25PK | PK |  | 1 Year | 251 | 5% | 238.45
76685 | Hubbell | HXJ6W | JACK, HXJ,CAT6,8POS,UNI A/B,WH | EA |  | 1 Year | 10.7 | 5% | 10.165
76686 | Hubbell | HXJ6W100 | JACK, HXJ,CAT6,8POS,UNI,A/B,WH,100PK | PK |  | 1 Year | 953 | 5% | 905.35
76687 | Hubbell | HXJ6W25 | JACK, HXJ,CAT6,8POS,UNI A/B,WH,25PK | PK |  | 1 Year | 251 | 5% | 238.45
76688 | Hubbell | HXJ6Y | JACK, HXJ,CAT6,8POS,UNI A/B,YL | EA |  | 1 Year | 10.7 | 5% | 10.165
76689 | Hubbell | HXJ6Y25 | JACK, HXJ,CAT6,8POS,UNI A/B,YL,25PK | PK |  | 1 Year | 251 | 5% | 238.45
76690 | Hubbell | HXJDC25 | JACK, HXJ DUST COVERS,25PK | PK |  | 1 Year | 17 | 5% | 16.15
76691 | Hubbell | HXJUAL | JACK, HXJ,6POS,USOC,AL | EA |  | 1 Year | 6.4 | 5% | 6.08
76692 | Hubbell | HXJUB | JACK, HXJ,6POS,USOC,BL | EA |  | 1 Year | 6.4 | 5% | 6.08
76693 | Hubbell | HXJUBK | JACK, HXJ,6POS,USOC,BK | EA |  | 1 Year | 6.4 | 5% | 6.08
76694 | Hubbell | HXJUEI | JACK, HXJ,6POS,USOC,EI | EA |  | 1 Year | 6.4 | 5% | 6.08
76695 | Hubbell | HXJUGN | JACK, HXJ,6POS,USOC,GN | EA |  | 1 Year | 6.4 | 5% | 6.08
76696 | Hubbell | HXJUGY | JACK, HXJ,6POS,USOC,GY | EA |  | 1 Year | 6.4 | 5% | 6.08
76697 | Hubbell | HXJULA | JACK, HXJ,6POS,USOC,LA | EA |  | 1 Year | 6.4 | 5% | 6.08
76698 | Hubbell | HXJUOR | JACK, HXJ,6POS,USOC,OR | EA |  | 1 Year | 6.4 | 5% | 6.08
76699 | Hubbell | HXJUOW | JACK, HXJ,6POS,USOC,OW | EA |  | 1 Year | 6.4 | 5% | 6.08
76700 | Hubbell | HXJUOW25 | JACK, HXJ,6POS,USOC,OW,25PK | PK |  | 1 Year | 140 | 5% | 133
76701 | Hubbell | HXJUR | JACK, HXJ,6POS,USOC,RD | EA |  | 1 Year | 6.4 | 5% | 6.08
76702 | Hubbell | HXJUTI | JACK, HXJ,6POS,USOC,TI | EA |  | 1 Year | 6.4 | 5% | 6.08
76703 | Hubbell | HXJUW | JACK, HXJ,6POS,USOC,WH | EA |  | 1 Year | 6.4 | 5% | 6.08
76704 | Hubbell | HXJUY | JACK, HXJ,6POS,USOC,YL | EA |  | 1 Year | 6.4 | 5% | 6.08
76705 | Hubbell | HXTA | JACK, HAND TERMINATION AID,BK | EA |  | 1 Year | 7.4 | 5% | 7.03
76706 | Hubbell | HXTP25 | JACK, HAND TERMINATION AID,YL,25PK | PK |  | 1 Year | 14.4 | 5% | 13.68
76707 | Hubbell | HY750CHSXT | Y750CHSXT MANUAL TOOL,24",CASE | EA |  | 1 Year | 3886 | 5% | 3691.7
76708 | Hubbell | HYC1L12 | CTAP,THIN,1AWG12,BLK,DIX 13,10PK | PK |  | 1 Year | 70.6 | 5% | 67.07
76709 | Hubbell | HYC25L12 | CTAP,THIN,10AWG12,ORG,DIX 14,10PK | PK |  | 1 Year | 86.65 | 5% | 82.3175
76710 | Hubbell | HYC26C2 | CTAP,DB,10AWG2,DIX 0,5PK | PK |  | 1 Year | 88.3 | 5% | 83.885
76711 | Hubbell | HYC26C26 | CTAP,DB,10AWG10,DIX 0,5PK | PK |  | 1 Year | 88.3 | 5% | 83.885
76712 | Hubbell | HYC28C2 | CTAP,40AWG6,DIX F D3 | EA |  | 1 Year | 29.35 | 5% | 27.8825
76713 | Hubbell | HYC28C26 | CTAP,40AWG10,DIX F D3 | EA |  | 1 Year | 29.35 | 5% | 27.8825
76714 | Hubbell | HYC28C28 | CTAP,40AWG40.DIX F D3 | EA |  | 1 Year | 29.35 | 5% | 27.8825
76715 | Hubbell | HYC2C2 | CTAP,DB,2AWG2,DIX C,10PK | PK |  | 1 Year | 80.45 | 5% | 76.4275
76716 | Hubbell | HYC2C4 | CTAP,DB,2AWG4,C INDX,10PK | PK |  | 1 Year | 57.3 | 5% | 54.435
76717 | Hubbell | HYC2L12 | CTAP,THIN,2AWG12,PNK,DIX 12,25PK | PK |  | 1 Year | 149 | 5% | 141.55
76718 | Hubbell | HYC4C4 | CTAP,DB,4AWG4,DIX BG,10PK | PK |  | 1 Year | 63.3 | 5% | 60.135
76719 | Hubbell | HYC4C6 | CTAP,DB,4AWG6,DIX BG,10PK | PK |  | 1 Year | 53.8 | 5% | 51.11
76720 | Hubbell | HYC4L12 | CTAP,THIN,4AWG12,BWN,DIX 10,25PK | PK |  | 1 Year | 109 | 5% | 103.55
76721 | Hubbell | HYG14B2TC2C2C | BUSBAR TAP,2AWG,CU | EA |  | 1 Year | 183 | 5% | 173.85
76722 | Hubbell | HYG14B2TC2C6C | BUSBAR TAP,2AWG,6AWG,CU | EA |  | 1 Year | 180 | 5% | 171
76723 | Hubbell | HYG14BTC28 | BUSBAR TAP,4/0,CU | EA |  | 1 Year | 158 | 5% | 150.1
76724 | Hubbell | HYGHA02 | LUG,HEAVY DUTY, 2AWG,PTRX FLLD | EA |  | 1 Year | 48 | 5% | 45.6
76725 | Hubbell | HYGHA25 | LUG,HEAVY DUTY, 1/0AWG,PTRX FLLD | EA |  | 1 Year | 51.5 | 5% | 48.925
76726 | Hubbell | HYGHA26 | LUG,HEAVY DUTY, 2/0AWG,PTRX FLLD | EA |  | 1 Year | 59.35 | 5% | 56.3825
76727 | Hubbell | HYGHA27 | LUG,HEAVY DUTY, 3/0AWG,PTRX FLLD | EA |  | 1 Year | 73.8 | 5% | 70.11
76728 | Hubbell | HYGIBS338 | IBEAM TAP,STNDRD,0.250-0.338,SS ROD | EA |  | 1 Year | 224 | 5% | 212.8
76729 | Hubbell | HYGIBS400 | IBEAM TAP,STNDRD,0.338-0.400,SS ROD | EA |  | 1 Year | 209 | 5% | 198.55
76730 | Hubbell | HYGIBS462 | IBEAM TAP,STNDRD,0.400-0.462,SS ROD | EA |  | 1 Year | 216 | 5% | 205.2
76731 | Hubbell | HYGIBS550 | IBEAM TAP,STNDRD,0.462-0.550,SS ROD | EA |  | 1 Year | 202 | 5% | 191.9
76732 | Hubbell | HYGIBW338 | IBEAM TAP,WIDE,0.250-0.338,SS ROD | EA |  | 1 Year | 209 | 5% | 198.55
76733 | Hubbell | HYGIBW400 | IBEAM TAP,WIDE,0.338-0.400,SS ROD | EA |  | 1 Year | 200 | 5% | 190
76734 | Hubbell | HYGIBW462 | IBEAM TAP,WIDE,0.400-0.462,SS ROD | EA |  | 1 Year | 203 | 5% | 192.85
76735 | Hubbell | HYGIBW550 | IBEAM TAP,WIDE,0.462-0.550,SS ROD | EA |  | 1 Year | 200 | 5% | 190
76736 | Hubbell | HYH2929 | HTAP,TN PLTD,40AWG40,PRP,DIX 654 | EA |  | 1 Year | 24.85 | 5% | 23.6075
76737 | Hubbell | HYH2929WC | HTAP,TN PLTD,40AWG40,PRP,DIX 654,CCVR | EA |  | 1 Year | 31.3 | 5% | 29.735
76738 | Hubbell | HYH292C | HTAP,CU TP,29AWG2,PRP,654 INDX | EA |  | 1 Year | 20.95 | 5% | 19.9025
76739 | Hubbell | HYH29WC | HTAP,CU TP,29AWG2,PRP,654 INDX,CLR CVR | EA |  | 1 Year | 38.95 | 5% | 37.0025
76740 | Hubbell | HYH2C2C | HTAP,CU TP,2AWG2,BRW,C INDX | EA |  | 1 Year | 17.9 | 5% | 17.005
76741 | Hubbell | HYH2CWC | HTAP,CU TP,2AWG2,BRW,C INDX,CLR CVR | EA |  | 1 Year | 32.3 | 5% | 30.685
76742 | Hubbell | HYH3429 | HTAP,CU TP,500AWG250+6,BRWN,DIX 1104 | EA |  | 1 Year | 64.5 | 5% | 61.275
76743 | Hubbell | HYH3434 | HTAP,CU TP,500AWG500,BRWN,DIX 1104 | EA |  | 1 Year | 69.3 | 5% | 65.835
76744 | Hubbell | HYH3931 | HTAP,CU TP,750AWG250+6,YLLW,DIX K-R | EA |  | 1 Year | 88.75 | 5% | 84.3125
76745 | Hubbell | HYH3939 | HTAP,CU TP,750AWG750,YLLW,DIX K-R | EA |  | 1 Year | 88.75 | 5% | 84.3125
76746 | Hubbell | HYH6C6C | HTAP,CU TP,6AWG6,ORG,BG INDX | EA |  | 1 Year | 16 | 5% | 15.2
76747 | Hubbell | HYH6CWC | HTAP,CU TP,6AWG6,ORG,BG INDX,CLR CVR | EA |  | 1 Year | 24.65 | 5% | 23.4175
76748 | Hubbell | IB100 | ICON, BLANK,BL,100PK | PK |  | 1 Year | 16.25 | 5% | 15.4375
76749 | Hubbell | IB100C | ICON, COMPUTER,BL,100PK | PK |  | 1 Year | 16.25 | 5% | 15.4375
76750 | Hubbell | IB100T | ICON, TELEPHONE,BL,100PK | PK |  | 1 Year | 16.25 | 5% | 15.4375
76751 | Hubbell | IBK100 | ICON, BLANK,BK,100PK | PK |  | 1 Year | 16.25 | 5% | 15.4375
76752 | Hubbell | IBK100C | ICON, COMPUTER,BK,100PK | PK |  | 1 Year | 16.25 | 5% | 15.4375
76753 | Hubbell | IBK100T | ICON, TELEPHONE,BK,100PK | PK |  | 1 Year | 16.25 | 5% | 15.4375
76754 | Hubbell | IBN100 | ICON, BLANK,BR,100PK | PK |  | 1 Year | 16.25 | 5% | 15.4375
76755 | Hubbell | IBN100C | ICON, COMPUTER,BR,100PK | PK |  | 1 Year | 16.25 | 5% | 15.4375
76756 | Hubbell | IBN100T | ICON, TELEPHONE,BR,100PK | PK |  | 1 Year | 16.25 | 5% | 15.4375
76757 | Hubbell | ICK23 | RACK, I-FRAME,23"TOP&BOTTOM SPACER KIT | EA |  | 1 Year | 194 | 5% | 184.3
76758 | Hubbell | ICKC | RACK, I-FRAME,ICS REAR CABLEMGT KT | EA |  | 1 Year | 757 | 5% | 719.15
76759 | Hubbell | ICKCL7 | IFRAME REAR LADDER CABLEMGT KT,7"W | EA |  | 1 Year | 766 | 5% | 727.7
76760 | Hubbell | ICKCL9 | IFRAME REAR LADDER CABLEMGT KT,9"W | EA |  | 1 Year | 766 | 5% | 727.7
76761 | Hubbell | ICKL | RACK, I-FRAME,ICS TOP LADDER KT,12"W | EA |  | 1 Year | 272 | 5% | 258.4
76762 | Hubbell | ICKP20 | RACK, I-FRAME,20A POWER KIT | EA |  | 1 Year | 38.6 | 5% | 36.67
76763 | Hubbell | ICKP20IG | RACK, I-FRAME,20A,ISOLATE GRND,POWER KIT | EA |  | 1 Year | 38.6 | 5% | 36.67
76764 | Hubbell | ICKPM | RACK, I-FRAME,POWER STRIP BRKT KT | EA |  | 1 Year | 215 | 5% | 204.25
76765 | Hubbell | ICKSS | RACK, I-FRAME,SNAP-IN SPOOL,50/PKG | PK |  | 1 Year | 259 | 5% | 246.05
76766 | Hubbell | ICKSS6 | RACK, I-FRAME,EXTEND SPOOL KIT, 6",50/PK | PK |  | 1 Year | 259 | 5% | 246.05
76767 | Hubbell | ICKSS9 | RACK, I-FRAME,EXTEND SPOOL KIT,9",50/PK | PK |  | 1 Year | 259 | 5% | 246.05
76768 | Hubbell | IDF24 | CAB, REM EQUIP,IDF,24"H,LT GY | EA |  | 1 Year | 572 | 5% | 543.4
76769 | Hubbell | IDF24FF | CAB, ACCESS,IDF24,FAN FILT,THERM,BRKTS | EA |  | 1 Year | 1139 | 5% | 1082.05
76770 | Hubbell | IDF32 | CAB, REM EQUIP,IDF,32"H,LT GY | EA |  | 1 Year | 606 | 5% | 575.7
76771 | Hubbell | IDF42 | CAB, REM EQUIP,IDF,42"H,LT GY | EA |  | 1 Year | 713 | 5% | 677.35
76772 | Hubbell | IEI100 | ICON, BLANK,EI,100PK | PK |  | 1 Year | 16.25 | 5% | 15.4375
76773 | Hubbell | IEI100C | ICON, COMPUTER,EI,100PK | PK |  | 1 Year | 16.25 | 5% | 15.4375
76774 | Hubbell | IEI100T | ICON, TELEPHONE,EI,100PK | PK |  | 1 Year | 16.25 | 5% | 15.4375
76775 | Hubbell | IFP11BK | PLATE, WALL,FLUSH,1-G,1PORT,BK | EA |  | 1 Year | 2.75 | 5% | 2.6125
76776 | Hubbell | IFP11BKGSA | PLATE, WALL,FLUSH,1-G,1PORT,BK,GSA | EA |  | 1 Year | 3.8 | 5% | 3.61
76777 | Hubbell | IFP11EI | PLATE, WALL,FLUSH,1-G,1PORT,EI | EA |  | 1 Year | 2.75 | 5% | 2.6125
76778 | Hubbell | IFP11EIGSA | PLATE, WALL,FLUSH,1-G,1PORT,EI,GSA | EA |  | 1 Year | 3.8 | 5% | 3.61
76779 | Hubbell | IFP11GY | PLATE, WALL,FLUSH,1-G,1PORT,GY | EA |  | 1 Year | 2.75 | 5% | 2.6125
76780 | Hubbell | IFP11GYGSA | PLATE, WALL,FLUSH,1-G,1PORT,GY,GSA | EA |  | 1 Year | 3.8 | 5% | 3.61
76781 | Hubbell | IFP11LA | PLATE, WALL,FLUSH,1-G,1PORT,LA | EA |  | 1 Year | 2.75 | 5% | 2.6125
76782 | Hubbell | IFP11OW | PLATE, WALL,FLUSH,1-G,1PORT,OW | EA |  | 1 Year | 2.75 | 5% | 2.6125
76783 | Hubbell | IFP11OWGSA | PLATE, WALL,FLUSH,1-G,1PORT,OW,GSA | EA |  | 1 Year | 3.8 | 5% | 3.61
76784 | Hubbell | IFP11TI | PLATE, WALL,FLUSH,1-G,1PORT,TI | EA |  | 1 Year | 2.75 | 5% | 2.6125
76785 | Hubbell | IFP11TIGSA | PLATE, WALL,FLUSH,1-G,1PORT,TI,GSA | EA |  | 1 Year | 3.8 | 5% | 3.61
76786 | Hubbell | IFP11W | PLATE, WALL,FLUSH,1-G,1PORT,WH | EA |  | 1 Year | 2.75 | 5% | 2.6125
76787 | Hubbell | IFP11WGSA | PLATE, WALL,FLUSH,1-G,1PORT,WH,GSA | EA |  | 1 Year | 3.8 | 5% | 3.61
76788 | Hubbell | IFP126GY | PLATE, 1-G,COV,LOADS UPTO 6P,LBL FLD,GY | EA |  | 1 Year | 4.45 | 5% | 4.2275
76789 | Hubbell | IFP126OW | PLATE, 1-G,COV,LOADS UPTO 6P,LBL FLD,OW | EA |  | 1 Year | 4.45 | 5% | 4.2275
76790 | Hubbell | IFP126W | PLATE, 1-G,COV,LOADS UPTO 6P,LBL FLD,WH | EA |  | 1 Year | 4.45 | 5% | 4.2275
76791 | Hubbell | IFP12AL | PLATE, WALL,FLUSH,1-G,2PORT,AL | EA |  | 1 Year | 2.75 | 5% | 2.6125
76792 | Hubbell | IFP12BK | PLATE, WALL,FLUSH,1-G,2PORT,BK | EA |  | 1 Year | 2.75 | 5% | 2.6125
76793 | Hubbell | IFP12BKGSA | PLATE, WALL,FLUSH,1-G,2PORT,BK,GSA | EA |  | 1 Year | 3.8 | 5% | 3.61
76794 | Hubbell | IFP12EI | PLATE, WALL,FLUSH,1-G,2PORT,EI | EA |  | 1 Year | 2.75 | 5% | 2.6125
76795 | Hubbell | IFP12EIGSA | PLATE, WALL,FLUSH,1-G,2PORT,EI,GSA | EA |  | 1 Year | 3.8 | 5% | 3.61
76796 | Hubbell | IFP12GY | PLATE, WALL,FLUSH,1-G,2PORT,GY | EA |  | 1 Year | 2.75 | 5% | 2.6125
76797 | Hubbell | IFP12GYGSA | PLATE, WALL,FLUSH,1-G,2PORT,GY,GSA | EA |  | 1 Year | 3.8 | 5% | 3.61
76798 | Hubbell | IFP12LA | PLATE, WALL,FLUSH,1-G,2PORT,LA | EA |  | 1 Year | 2.75 | 5% | 2.6125
76799 | Hubbell | IFP12OW | PLATE, WALL,FLUSH,1-G,2PORT,OW | EA |  | 1 Year | 2.75 | 5% | 2.6125
76800 | Hubbell | IFP12OWGSA | PLATE, WALL,FLUSH,1-G,2PORT,OW,GSA | EA |  | 1 Year | 3.8 | 5% | 3.61
76801 | Hubbell | IFP12OWV1D1 | PLATE, WALL,FLUSH,1-G,2P,STEN V1D1,OW | EA |  | 1 Year | 5.9 | 5% | 5.605
76802 | Hubbell | IFP12TI | PLATE, WALL,FLUSH,1-G,2PORT,TI | EA |  | 1 Year | 2.75 | 5% | 2.6125
76803 | Hubbell | IFP12TIGSA | PLATE, WALL,FLUSH,1-G,2PORT,TI,GSA | EA |  | 1 Year | 3.8 | 5% | 3.61
76804 | Hubbell | IFP12TIV1D1 | PLATE, WALL,FLUSH,1-G,2P,STEN V1D1,TI | EA |  | 1 Year | 5.9 | 5% | 5.605
76805 | Hubbell | IFP12W | PLATE, WALL,FLUSH,1-G,2PORT,WH | EA |  | 1 Year | 2.75 | 5% | 2.6125
76806 | Hubbell | IFP12WGSA | PLATE, WALL,FLUSH,1-G,2PORT,WH,GSA | EA |  | 1 Year | 3.8 | 5% | 3.61
76807 | Hubbell | IFP13AL | PLATE, WALL,FLUSH,1-G,3PORT,AL | EA |  | 1 Year | 2.75 | 5% | 2.6125
76808 | Hubbell | IFP13BK | PLATE, WALL,FLUSH,1-G,3PORT,BK | EA |  | 1 Year | 2.75 | 5% | 2.6125
76809 | Hubbell | IFP13BKGSA | PLATE, WALL,FLUSH,1-G,3PORT,BK,GSA | EA |  | 1 Year | 3.8 | 5% | 3.61
76810 | Hubbell | IFP13EI | PLATE, WALL,FLUSH,1-G,3PORT,EI | EA |  | 1 Year | 2.75 | 5% | 2.6125
76811 | Hubbell | IFP13EIGSA | PLATE, WALL,FLUSH,1-G,3PORT,EI,GSA | EA |  | 1 Year | 3.8 | 5% | 3.61
76812 | Hubbell | IFP13GY | PLATE, WALL,FLUSH,1-G,3PORT,GY | EA |  | 1 Year | 2.75 | 5% | 2.6125
76813 | Hubbell | IFP13GYGSA | PLATE, WALL,FLUSH,1-G,3PORT,GY,GSA | EA |  | 1 Year | 3.8 | 5% | 3.61
76814 | Hubbell | IFP13OW | PLATE, WALL,FLUSH,1-G,3PORT,OW | EA |  | 1 Year | 2.75 | 5% | 2.6125
76815 | Hubbell | IFP13OWGSA | PLATE, WALL,FLUSH,1-G,3PORT,OW,GSA | EA |  | 1 Year | 3.8 | 5% | 3.61
76816 | Hubbell | IFP13OWV1D12 | PLATE, WALL,FLUSH,1-G,3P,STEN V1D12,OW | EA |  | 1 Year | 5.9 | 5% | 5.605
76817 | Hubbell | IFP13TI | PLATE, WALL,FLUSH,1-G,3PORT,TI | EA |  | 1 Year | 2.75 | 5% | 2.6125
76818 | Hubbell | IFP13TIGSA | PLATE, WALL,FLUSH,1-G,3PORT,TI,GSA | EA |  | 1 Year | 3.8 | 5% | 3.61
76819 | Hubbell | IFP13W | PLATE, WALL,FLUSH,1-G,3PORT,WH | EA |  | 1 Year | 2.75 | 5% | 2.6125
76820 | Hubbell | IFP13WGSA | PLATE, WALL,FLUSH,1-G,3PORT,WH,GSA | EA |  | 1 Year | 3.8 | 5% | 3.61
76821 | Hubbell | IFP14AL | PLATE, WALL,FLUSH,1-G,4PORT,AL | EA |  | 1 Year | 2.75 | 5% | 2.6125
76822 | Hubbell | IFP14BK | PLATE, WALL,FLUSH,1-G,4PORT,BK | EA |  | 1 Year | 2.75 | 5% | 2.6125
76823 | Hubbell | IFP14BKGSA | PLATE, WALL,FLUSH,1-G,4PORT,BK,GSA | EA |  | 1 Year | 3.8 | 5% | 3.61
76824 | Hubbell | IFP14EI | PLATE, WALL,FLUSH,1-G,4PORT,EI | EA |  | 1 Year | 2.75 | 5% | 2.6125
76825 | Hubbell | IFP14EIGSA | PLATE, WALL,FLUSH,1-G,4PORT,EI,GSA | EA |  | 1 Year | 3.8 | 5% | 3.61
76826 | Hubbell | IFP14GY | PLATE, WALL,FLUSH,1-G,4PORT,GY | EA |  | 1 Year | 2.75 | 5% | 2.6125
76827 | Hubbell | IFP14GYGSA | PLATE, WALL,FLUSH,1-G,4PORT,GY,GSA | EA |  | 1 Year | 3.8 | 5% | 3.61
76828 | Hubbell | IFP14LA | PLATE, WALL,FLUSH,1-G,4PORT,LA | EA |  | 1 Year | 2.75 | 5% | 2.6125
76829 | Hubbell | IFP14OW | PLATE, WALL,FLUSH,1-G,4PORT,OW | EA |  | 1 Year | 2.75 | 5% | 2.6125
76830 | Hubbell | IFP14OWGSA | PLATE, WALL,FLUSH,1-G,4PORT,OW,GSA | EA |  | 1 Year | 3.8 | 5% | 3.61
76831 | Hubbell | IFP14TI | PLATE, WALL,FLUSH,1-G,4PORT,TI | EA |  | 1 Year | 2.75 | 5% | 2.6125
76832 | Hubbell | IFP14TIGSA | PLATE, WALL,FLUSH,1-G,4PORT,TI,GSA | EA |  | 1 Year | 3.8 | 5% | 3.61
76833 | Hubbell | IFP14TIV12D12 | PLATE, WALL,FLUSH,1-G,4P,STEN V12D12,TI | EA |  | 1 Year | 5.9 | 5% | 5.605
76834 | Hubbell | IFP14W | PLATE, WALL,FLUSH,1-G,4PORT,WH | EA |  | 1 Year | 2.75 | 5% | 2.6125
76835 | Hubbell | IFP14WGSA | PLATE, WALL,FLUSH,1-G,4PORT,WH,GSA | EA |  | 1 Year | 3.8 | 5% | 3.61
76836 | Hubbell | IFP16ALGSA | PLATE, WALL,FLUSH,1-G,6PORT,AL,GSA | EA |  | 1 Year | 3.8 | 5% | 3.61
76837 | Hubbell | IFP16BK | PLATE, WALL,FLUSH,1-G,6PORT,BK | EA |  | 1 Year | 2.75 | 5% | 2.6125
76838 | Hubbell | IFP16BKGSA | PLATE, WALL,FLUSH,1-G,6PORT,BK,GSA | EA |  | 1 Year | 3.8 | 5% | 3.61
76839 | Hubbell | IFP16EI | PLATE, WALL,FLUSH,1-G,6PORT,EI | EA |  | 1 Year | 2.75 | 5% | 2.6125
76840 | Hubbell | IFP16EIGSA | PLATE, WALL,FLUSH,1-G,6PORT,EI,GSA | EA |  | 1 Year | 3.8 | 5% | 3.61
76841 | Hubbell | IFP16GY | PLATE, WALL,FLUSH,1-G,6PORT,GY | EA |  | 1 Year | 2.75 | 5% | 2.6125
76842 | Hubbell | IFP16GYGSA | PLATE, WALL,FLUSH,1-G,6PORT,GY,GSA | EA |  | 1 Year | 3.8 | 5% | 3.61
76843 | Hubbell | IFP16OW | PLATE, WALL,FLUSH,1-G,6PORT,OW | EA |  | 1 Year | 2.75 | 5% | 2.6125
76844 | Hubbell | IFP16OWGSA | PLATE, WALL,FLUSH,1-G,6PORT,OW,GSA | EA |  | 1 Year | 3.8 | 5% | 3.61
76845 | Hubbell | IFP16TI | PLATE, WALL,FLUSH,1-G,6PORT,TI | EA |  | 1 Year | 2.75 | 5% | 2.6125
76846 | Hubbell | IFP16TIGSA | PLATE, WALL,FLUSH,1-G,6PORT,TI,GSA | EA |  | 1 Year | 3.8 | 5% | 3.61
76847 | Hubbell | IFP16W | PLATE, WALL,FLUSH,1-G,6PORT,WH | EA |  | 1 Year | 2.75 | 5% | 2.6125
76848 | Hubbell | IFP16WGSA | PLATE, WALL,FLUSH,1-G,6PORT,WH,GSA | EA |  | 1 Year | 3.8 | 5% | 3.61
76849 | Hubbell | IFP18OW | PLATE, 1-G,COV FOR DUP RECP,LBL FLD,OW | EA |  | 1 Year | 4.45 | 5% | 4.2275
76850 | Hubbell | IFP212BK | PLATE, WALL,FLUSH,2-G,12PORT,BK | EA |  | 1 Year | 12.1 | 5% | 11.495
76851 | Hubbell | IFP212EI | PLATE, WALL,FLUSH,2-G,12PORT,EI | EA |  | 1 Year | 12.1 | 5% | 11.495
76852 | Hubbell | IFP212GY | PLATE, WALL,FLUSH,2-G,12PORT,GY | EA |  | 1 Year | 12.1 | 5% | 11.495
76853 | Hubbell | IFP212OW | PLATE, WALL,FLUSH,2-G,12PORT,OW | EA |  | 1 Year | 12.1 | 5% | 11.495
76854 | Hubbell | IFP212TI | PLATE, WALL,FLUSH,2-G,12PORT,TI | EA |  | 1 Year | 12.1 | 5% | 11.495
76855 | Hubbell | IFP212W | PLATE, WALL,FLUSH,2-G,12PORT,WH | EA |  | 1 Year | 12.1 | 5% | 11.495
76856 | Hubbell | IFP26AL | PLATE, WALL,FLUSH,2-G,6PORT,AL | EA |  | 1 Year | 5.9 | 5% | 5.605
76857 | Hubbell | IFP26BK | PLATE, WALL,FLUSH,2-G,6PORT,BK | EA |  | 1 Year | 5.9 | 5% | 5.605
76858 | Hubbell | IFP26BKGSA | PLATE, WALL,FLUSH,2-G,6PORT,BK,GSA | EA |  | 1 Year | 6.4 | 5% | 6.08
76859 | Hubbell | IFP26EI | PLATE, WALL,FLUSH,2-G,6PORT,EI | EA |  | 1 Year | 5.9 | 5% | 5.605
76860 | Hubbell | IFP26EIGSA | PLATE, WALL,FLUSH,2-G,6PORT,EI,GSA | EA |  | 1 Year | 6.4 | 5% | 6.08
76861 | Hubbell | IFP26GY | PLATE, WALL,FLUSH,2-G,6PORT,GY | EA |  | 1 Year | 5.9 | 5% | 5.605
76862 | Hubbell | IFP26GYGSA | PLATE, WALL,FLUSH,2-G,6PORT,GY,GSA | EA |  | 1 Year | 6.4 | 5% | 6.08
76863 | Hubbell | IFP26OW | PLATE, WALL,FLUSH,2-G,6PORT,OW | EA |  | 1 Year | 5.9 | 5% | 5.605
76864 | Hubbell | IFP26OWGSA | PLATE, WALL,FLUSH,2-G,6PORT,OW,GSA | EA |  | 1 Year | 6.4 | 5% | 6.08
76865 | Hubbell | IFP26TI | PLATE, WALL,FLUSH,2-G,6PORT,TI | EA |  | 1 Year | 5.9 | 5% | 5.605
76866 | Hubbell | IFP26TIGSA | PLATE, WALL,FLUSH,2-G,6PORT,TI,GSA | EA |  | 1 Year | 6.4 | 5% | 6.08
76867 | Hubbell | IFP26W | PLATE, WALL,FLUSH,2-G,6PORT,WH | EA |  | 1 Year | 5.9 | 5% | 5.605
76868 | Hubbell | IFP26WGSA | PLATE, WALL,FLUSH,2-G,6PORT,WH,GSA | EA |  | 1 Year | 6.4 | 5% | 6.08
76869 | Hubbell | IFP29BK | PLATE, WALL,FLUSH,2-G,9PORT,BK | EA |  | 1 Year | 8.4 | 5% | 7.98
76870 | Hubbell | IFP29EI | PLATE, WALL,FLUSH,2-G,9PORT,EI | EA |  | 1 Year | 8.4 | 5% | 7.98
76871 | Hubbell | IFP29GY | PLATE, WALL,FLUSH,2-G,9PORT,GY | EA |  | 1 Year | 8.4 | 5% | 7.98
76872 | Hubbell | IFP29LA | PLATE, WALL,FLUSH,2-G,9PORT,LA | EA |  | 1 Year | 8.4 | 5% | 7.98
76873 | Hubbell | IFP29OW | PLATE, WALL,FLUSH,2-G,9PORT,OW | EA |  | 1 Year | 8.4 | 5% | 7.98
76874 | Hubbell | IFP29W | PLATE, WALL,FLUSH,2-G,9PORT,WH | EA |  | 1 Year | 8.4 | 5% | 7.98
76875 | Hubbell | IGN100 | ICON, BLANK,GN,100PK | PK |  | 1 Year | 16.25 | 5% | 15.4375
76876 | Hubbell | IGN100C | ICON, COMPUTER,GN,100PK | PK |  | 1 Year | 16.25 | 5% | 15.4375
76877 | Hubbell | IGN100T | ICON, TELEPHONE,GN,100PK | PK |  | 1 Year | 16.25 | 5% | 15.4375
76878 | Hubbell | IGY100 | ICON, BLANK,GY,100PK | PK |  | 1 Year | 16.25 | 5% | 15.4375
76879 | Hubbell | IGY100C | ICON, COMPUTER,GY,100PK | PK |  | 1 Year | 16.25 | 5% | 15.4375
76880 | Hubbell | IGY100T | ICON, TELEPHONE,GY,100PK | PK |  | 1 Year | 16.25 | 5% | 15.4375
76881 | Hubbell | IM15311015BK | ISTATION MOD,VGA,3.5MM,110,SET,1.5U,BK | EA |  | 1 Year | 166 | 5% | 157.7
76882 | Hubbell | IM15311015EI | ISTATION MOD,VGA,3.5MM,110,SET,1.5U,EI | EA |  | 1 Year | 166 | 5% | 157.7
76883 | Hubbell | IM15311015GY | ISTATION MOD,VGA,3.5MM,110,SET,1.5U,GY | EA |  | 1 Year | 166 | 5% | 157.7
76884 | Hubbell | IM15311015OW | ISTATION MOD,VGA,3.5MM,110,SET,1.5U,OW | EA |  | 1 Year | 166 | 5% | 157.7
76885 | Hubbell | IM15311015W | ISTATION MOD,VGA,3.5MM,110,SET,1.5U,W | EA |  | 1 Year | 166 | 5% | 157.7
76886 | Hubbell | IM15315BK | ISTATION MOD, W/SVGA,3.5MM,SCR,1.5U,BK | EA |  | 1 Year | 38.1 | 5% | 36.195
76887 | Hubbell | IM15315GY | ISTATION MOD, W/SVGA,3.5MM,SCR,1.5U,GY | EA |  | 1 Year | 38.1 | 5% | 36.195
76888 | Hubbell | IM15315OW | ISTATION MOD, W/SVGA,3.5MM,SCR,1.5U,OW | EA |  | 1 Year | 38.1 | 5% | 36.195
76889 | Hubbell | IM15315W | ISTATION MOD, W/SVGA,3.5MM,SCR,1.5U,WH | EA |  | 1 Year | 38.1 | 5% | 36.195
76890 | Hubbell | IM153815BK | ISTATION MOD, W/15P F,35F,8PIN F,1.5U,BK | EA |  | 1 Year | 45.2 | 5% | 42.94
76891 | Hubbell | IM153815EI | ISTATION MOD, W/15P F,35F,8PIN F,1.5U,EI | EA |  | 1 Year | 45.2 | 5% | 42.94
76892 | Hubbell | IM153815GY | ISTATION MOD, W/15P F,35F,8PIN F,1.5U,GY | EA |  | 1 Year | 45.2 | 5% | 42.94
76893 | Hubbell | IM153815OW | ISTATION MOD, W/15P F,35F,8PIN F,1.5U,OW | EA |  | 1 Year | 45.2 | 5% | 42.94
76894 | Hubbell | IM153815W | ISTATION MOD, W/15P F,35F,8PIN F,1.5U,WH | EA |  | 1 Year | 45.2 | 5% | 42.94
76895 | Hubbell | IM153X2OW | ISTATION MOD, W/SVGA,XLR,3.5,SCRW,2U,OW | EA |  | 1 Year | 74.1 | 5% | 70.395
76896 | Hubbell | IM15DIN1OW | ISTATION MOD, W/15PIN DIN,1U,OW | EA |  | 1 Year | 22.25 | 5% | 21.1375
76897 | Hubbell | IM15ST1OW | ISTATION MODULE, W/15PIN SCR,OW | EA |  | 1 Year | 31.95 | 5% | 30.3525
76898 | Hubbell | IM1IA15BK | ISTATION RECSS MODULE,1PORT,UNLD,1.5U,BK | EA |  | 1 Year | 2.75 | 5% | 2.6125
76899 | Hubbell | IM1IA15EI | ISTATION RECSS MODULE,1PORT,UNLD,1.5U,EI | EA |  | 1 Year | 2.75 | 5% | 2.6125
76900 | Hubbell | IM1IA15GY | ISTATION RECSS MODULE,1PORT,UNLD,1.5U,GY | EA |  | 1 Year | 2.75 | 5% | 2.6125
76901 | Hubbell | IM1IA15OW | ISTATION RECSS MODULE,1PORT,UNLD,1.5U,OW | EA |  | 1 Year | 2.75 | 5% | 2.6125
76902 | Hubbell | IM1IA15W | ISTATION RECSS MODULE,1PORT,UNLD,1.5U,WH | EA |  | 1 Year | 2.75 | 5% | 2.6125
76903 | Hubbell | IM1K1AL | ISTATION MODULE, 1PORT,UNLD,1U,AL | EA |  | 1 Year | 1.77 | 5% | 1.6815
76904 | Hubbell | IM1K1BK | ISTATION MODULE, 1PORT,UNLD,1U,BK | EA |  | 1 Year | 1.77 | 5% | 1.6815
76905 | Hubbell | IM1K1EI | ISTATION MODULE, 1PORT,UNLD,1U,EI | EA |  | 1 Year | 1.77 | 5% | 1.6815
76906 | Hubbell | IM1K1GY | ISTATION MODULE, 1PORT,UNLD,1U,GY | EA |  | 1 Year | 1.77 | 5% | 1.6815
76907 | Hubbell | IM1K1OW | ISTATION MODULE, 1PORT,UNLD,1U,OW | EA |  | 1 Year | 1.77 | 5% | 1.6815
76908 | Hubbell | IM1K1W | ISTATION MODULE, 1PORT,UNLD,1U,WH | EA |  | 1 Year | 1.77 | 5% | 1.6815
76909 | Hubbell | IM1KA15AL | ISTATION MODULE, ANG,1PORT,UNLD,1.5U,AL | EA |  | 1 Year | 1.94 | 5% | 1.843
76910 | Hubbell | IM1KA15BK | ISTATION MODULE, ANG,1PORT,UNLD,1.5U,BK | EA |  | 1 Year | 1.94 | 5% | 1.843
76911 | Hubbell | IM1KA15EI | ISTATION MODULE, ANG,1PORT,UNLD,1.5U,EI | EA |  | 1 Year | 1.94 | 5% | 1.843
76912 | Hubbell | IM1KA15GY | ISTATION MODULE, ANG,1PORT,UNLD,1.5U,GY | EA |  | 1 Year | 1.94 | 5% | 1.843
76913 | Hubbell | IM1KA15OW | ISTATION MODULE, ANG,1PORT,UNLD,1.5U,OW | EA |  | 1 Year | 1.94 | 5% | 1.843
76914 | Hubbell | IM1KA15TI | ISTATION MODULE, ANG,1PORT,UNLD,1.5U,TI | EA |  | 1 Year | 1.94 | 5% | 1.843
76915 | Hubbell | IM1KA15W | ISTATION MODULE, ANG,1PORT,UNLD,1.5U,WH | EA |  | 1 Year | 1.94 | 5% | 1.843
76916 | Hubbell | IM1SCA15BK | ISTATION MODULE,ANG,1SC DUP,UNLD,1.5U,BK | EA |  | 1 Year | 2.85 | 5% | 2.7075
76917 | Hubbell | IM1SCA15EI | ISTATION MODULE,ANG,1SC DUP,UNLD,1.5U,EI | EA |  | 1 Year | 2.85 | 5% | 2.7075
76918 | Hubbell | IM1SCA15GY | ISTATION MODULE,ANG,1SC DUP,UNLD,1.5U,GY | EA |  | 1 Year | 2.85 | 5% | 2.7075
76919 | Hubbell | IM1SCA15OW | ISTATION MODULE,ANG,1SC DUP,UNLD,1.5U,OW | EA |  | 1 Year | 2.85 | 5% | 2.7075
76920 | Hubbell | IM1SCA15TI | ISTATION MODULE,ANG,1SC DUP,UNLD,1.5U,TI | EA |  | 1 Year | 2.85 | 5% | 2.7075
76921 | Hubbell | IM1SCA15W | ISTATION MODULE,ANG,1SC DUP,UNLD,1.5U,WH | EA |  | 1 Year | 2.85 | 5% | 2.7075
76922 | Hubbell | IM1SCDSAQOW | ISTATION MOD, W/SC DUP,AQ,ZIRC,1U,OW | EA |  | 1 Year | 22.25 | 5% | 21.1375
76923 | Hubbell | IM2IA15BK | ISTATION RECSS MODULE,2PORT,UNLD,1.5U,BK | EA |  | 1 Year | 2.75 | 5% | 2.6125
76924 | Hubbell | IM2IA15EI | ISTATION RECSS MODULE,2PORT,UNLD,1.5U,EI | EA |  | 1 Year | 2.75 | 5% | 2.6125
76925 | Hubbell | IM2IA15GY | ISTATION RECSS MODULE,2PORT,UNLD,1.5U,GY | EA |  | 1 Year | 2.75 | 5% | 2.6125
76926 | Hubbell | IM2IA15OW | ISTATION RECSS MODULE,2PORT,UNLD,1.5U,OW | EA |  | 1 Year | 2.75 | 5% | 2.6125
76927 | Hubbell | IM2IA15TI | ISTATION RECSS MODULE,2PORT,UNLD,1.5U,TI | EA |  | 1 Year | 2.75 | 5% | 2.6125
76928 | Hubbell | IM2IA15W | ISTATION RECSS MODULE,2PORT,UNLD,1.5U,WH | EA |  | 1 Year | 2.75 | 5% | 2.6125
76929 | Hubbell | IM2K1AL | ISTATION MODULE,2PORT,UNLD,1U,AL | EA |  | 1 Year | 1.77 | 5% | 1.6815
76930 | Hubbell | IM2K1BK | ISTATION MODULE,2PORT,UNLD,1U,BK | EA |  | 1 Year | 1.77 | 5% | 1.6815
76931 | Hubbell | IM2K1EI | ISTATION MODULE,2PORT,UNLD,1U,EI | EA |  | 1 Year | 1.77 | 5% | 1.6815
76932 | Hubbell | IM2K1GY | ISTATION MODULE,2PORT,UNLD,1U,GY | EA |  | 1 Year | 1.77 | 5% | 1.6815
76933 | Hubbell | IM2K1OW | ISTATION MODULE,2PORT,UNLD,1U,OW | EA |  | 1 Year | 1.77 | 5% | 1.6815
76934 | Hubbell | IM2K1W | ISTATION MODULE,2PORT,UNLD,1U,WH | EA |  | 1 Year | 1.77 | 5% | 1.6815
76935 | Hubbell | IM2KA15BK | ISTATION MODULE, ANG,2PORT,UNLD,1.5U,BK | EA |  | 1 Year | 1.94 | 5% | 1.843
76936 | Hubbell | IM2KA15EI | ISTATION MODULE, ANG,2PORT,UNLD,1.5U,EI | EA |  | 1 Year | 1.94 | 5% | 1.843
76937 | Hubbell | IM2KA15GY | ISTATION MODULE, ANG,2PORT,UNLD,1.5U,GY | EA |  | 1 Year | 1.94 | 5% | 1.843
76938 | Hubbell | IM2KA15OW | ISTATION MODULE, ANG,2PORT,UNLD,1.5U,OW | EA |  | 1 Year | 1.94 | 5% | 1.843
76939 | Hubbell | IM2KA15W | ISTATION MODULE, ANG,2PORT,UNLD,1.5U,WH | EA |  | 1 Year | 1.94 | 5% | 1.843
76940 | Hubbell | IM2SCA2BK | ISTATION MODULE, ANG,2SC DUP,UNLD,2U,BK | EA |  | 1 Year | 3.25 | 5% | 3.0875
76941 | Hubbell | IM2SCA2EI | ISTATION MODULE, ANG,2SC DUP,UNLD,2U,EI | EA |  | 1 Year | 3.25 | 5% | 3.0875
76942 | Hubbell | IM2SCA2GY | ISTATION MODULE, ANG,2SC DUP,UNLD,2U,GY | EA |  | 1 Year | 3.25 | 5% | 3.0875
76943 | Hubbell | IM2SCA2OW | ISTATION MODULE, ANG,2SC DUP,UNLD,2U,OW | EA |  | 1 Year | 3.25 | 5% | 3.0875
76944 | Hubbell | IM2SCA2W | ISTATION MODULE, ANG,2SC DUP,UNLD,2U,WH | EA |  | 1 Year | 3.25 | 5% | 3.0875
76945 | Hubbell | IM35AR1BK | ISTATION MOD, W/35MM,2 RCA AUDIO,1U,BK | EA |  | 1 Year | 25.5 | 5% | 24.225
76946 | Hubbell | IM35AR1GY | ISTATION MOD, W/35MM,2 RCA AUDIO,1U,GY | EA |  | 1 Year | 25.5 | 5% | 24.225
76947 | Hubbell | IM35AR1LA | ISTATION MOD, W/35MM,2 RCA AUDIO,1U,LA | EA |  | 1 Year | 25.5 | 5% | 24.225
76948 | Hubbell | IM35AR1OW | ISTATION MOD, W/35MM,2 RCA AUDIO,1U,OW | EA |  | 1 Year | 25.5 | 5% | 24.225
76949 | Hubbell | IM35AR1W | ISTATION MOD, W/35MM,2 RCA AUDIO,1U,WH | EA |  | 1 Year | 25.5 | 5% | 24.225
76950 | Hubbell | IM3RF1AL | ISTATION MOD, W/3RCA FEED THU,1U,AL | EA |  | 1 Year | 19.95 | 5% | 18.9525
76951 | Hubbell | IM3RF1BK | ISTATION MOD, W/3RCA FEED THU,1U,BK | EA |  | 1 Year | 19.95 | 5% | 18.9525
76952 | Hubbell | IM3RF1EI | ISTATION MOD, W/3RCA FEED THU,1U,EI | EA |  | 1 Year | 19.95 | 5% | 18.9525
76953 | Hubbell | IM3RF1GY | ISTATION MOD, W/3RCA FEED THU,1U,GY | EA |  | 1 Year | 19.95 | 5% | 18.9525
76954 | Hubbell | IM3RF1LA | ISTATION MOD, W/3RCA FEED THU,1U,LA | EA |  | 1 Year | 19.95 | 5% | 18.9525
76955 | Hubbell | IM3RF1OW | ISTATION MOD, W/3RCA FEED THU,1U,OW | EA |  | 1 Year | 19.95 | 5% | 18.9525
76956 | Hubbell | IM3RF1W | ISTATION MOD, W/3RCA FEED THU,1U,WH | EA |  | 1 Year | 19.95 | 5% | 18.9525
76957 | Hubbell | IM3RS1AL | ISTATION MODULE, W/3RCA SOLDER,1U,AL | EA |  | 1 Year | 17.35 | 5% | 16.4825
76958 | Hubbell | IM3RS1BK | ISTATION MODULE, W/3RCA SOLDER,1U,BK | EA |  | 1 Year | 17.35 | 5% | 16.4825
76959 | Hubbell | IM3RS1EI | ISTATION MODULE, W/3RCA SOLDER,1U,EI | EA |  | 1 Year | 17.35 | 5% | 16.4825
76960 | Hubbell | IM3RS1GY | ISTATION MODULE, W/3RCA SOLDER,1U,GY | EA |  | 1 Year | 17.35 | 5% | 16.4825
76961 | Hubbell | IM3RS1LA | ISTATION MODULE, W/3RCA SOLDER,1U,LA | EA |  | 1 Year | 17.35 | 5% | 16.4825
76962 | Hubbell | IM3RS1OW | ISTATION MODULE, W/3RCA SOLDER,1U,OW | EA |  | 1 Year | 17.35 | 5% | 16.4825
76963 | Hubbell | IM3RS1W | ISTATION MODULE, W/3RCA SOLDER,1U,WH | EA |  | 1 Year | 17.35 | 5% | 16.4825
76964 | Hubbell | IM9DIN1OW | ISTATION MODULE, W/9 PIN,DIN,1U,OW | EA |  | 1 Year | 22.25 | 5% | 21.1375
76965 | Hubbell | IMAR1101BK | ISTATION MODULE, W/RCA AUDIO,110,1U,BK | EA |  | 1 Year | 28.45 | 5% | 27.0275
76966 | Hubbell | IMAR1101EI | ISTATION MODULE, W/RCA AUDIO,110,1U,EI | EA |  | 1 Year | 28.45 | 5% | 27.0275
76967 | Hubbell | IMAR1101GY | ISTATION MODULE, W/RCA AUDIO,110,1U,GY | EA |  | 1 Year | 28.45 | 5% | 27.0275
76968 | Hubbell | IMAR1101LA | ISTATION MODULE, W/RCA AUDIO,110,1U,LA | EA |  | 1 Year | 28.45 | 5% | 27.0275
76969 | Hubbell | IMAR1101OW | ISTATION MODULE, W/RCA AUDIO,110,1U,OW | EA |  | 1 Year | 28.45 | 5% | 27.0275
76970 | Hubbell | IMAR1101W | ISTATION MODULE, W/RCA AUDIO,110,1U,WH | EA |  | 1 Year | 28.45 | 5% | 27.0275
76971 | Hubbell | IMAVB15BK | ISTATION MODULE, A/V UNLD,1.5U,10PK,BK | PK |  | 1 Year | 46.9 | 5% | 44.555
76972 | Hubbell | IMAVB15EI | ISTATION MODULE, A/V UNLD,1.5U,10PK,EI | PK |  | 1 Year | 46.9 | 5% | 44.555
76973 | Hubbell | IMAVB15GY | ISTATION MODULE, A/V UNLD,1.5U,10PK,GY | PK |  | 1 Year | 46.9 | 5% | 44.555
76974 | Hubbell | IMAVB15LA | ISTATION MODULE, A/V UNLD,1.5U,10PK,LA | PK |  | 1 Year | 46.9 | 5% | 44.555
76975 | Hubbell | IMAVB15OW | ISTATION MODULE, A/V UNLD,1.5U,10PK,OW | PK |  | 1 Year | 46.9 | 5% | 44.555
76976 | Hubbell | IMAVB15W | ISTATION MODULE, A/V UNLD,1.5U,10PK,WH | PK |  | 1 Year | 46.9 | 5% | 44.555
76977 | Hubbell | IMB05AL | ISTATION MODULE, BLANK,.5U,5PK,AL | PK |  | 1 Year | 5.35 | 5% | 5.0825
76978 | Hubbell | IMB05BK | ISTATION MODULE, BLANK,.5U,5PK,BK | PK |  | 1 Year | 5.35 | 5% | 5.0825
76979 | Hubbell | IMB05EI | ISTATION MODULE, BLANK,.5U,5PK,EI | PK |  | 1 Year | 5.35 | 5% | 5.0825
76980 | Hubbell | IMB05GY | ISTATION MODULE, BLANK,.5U,5PK,GY | PK |  | 1 Year | 5.35 | 5% | 5.0825
76981 | Hubbell | IMB05OW | ISTATION MODULE, BLANK,.5U,5PK,OW | PK |  | 1 Year | 5.35 | 5% | 5.0825
76982 | Hubbell | IMB05W | ISTATION MODULE, BLANK,.5U,5PK,WH | PK |  | 1 Year | 5.35 | 5% | 5.0825
76983 | Hubbell | IMB15315BK | ISTATION MOD, 3.5,15P,UNLD,1.5U,10PK,BK | PK |  | 1 Year | 36 | 5% | 34.2
76984 | Hubbell | IMB15315EI | ISTATION MOD, 3.5,15P,UNLD,1.5U,10PK,EI | PK |  | 1 Year | 36 | 5% | 34.2
76985 | Hubbell | IMB15315GY | ISTATION MOD, 3.5,15P,UNLD,1.5U,10PK,GY | PK |  | 1 Year | 36 | 5% | 34.2
76986 | Hubbell | IMB15315OW | ISTATION MOD, 3.5,15P,UNLD,1.5U,10PK,OW | PK |  | 1 Year | 36 | 5% | 34.2
76987 | Hubbell | IMB15315W | ISTATION MOD, 3.5,15P,UNLD,1.5U,10PK,WH | PK |  | 1 Year | 36 | 5% | 34.2
76988 | Hubbell | IMB153X2BK | ISTATION MOD, 15P,XLR,35,UNLD,2U,BK | EA |  | 1 Year | 6.2 | 5% | 5.89
76989 | Hubbell | IMB153X2GY | ISTATION MOD, 15P,XLR,35,UNLD,2U,GY | EA |  | 1 Year | 6.2 | 5% | 5.89
76990 | Hubbell | IMB153X2LA | ISTATION MOD, 15P,XLR,35,UNLD,2U,LA | EA |  | 1 Year | 6.2 | 5% | 5.89
76991 | Hubbell | IMB153X2OW | ISTATION MOD, 15P,XLR,35,UNLD,2U,OW | EA |  | 1 Year | 6.2 | 5% | 5.89
76992 | Hubbell | IMB153X2W | ISTATION MOD, 15P,XLR,35,UNLD,2U,WH | EA |  | 1 Year | 6.2 | 5% | 5.89
76993 | Hubbell | IMB15BK | ISTATION MODULE, BLANK,1.5U,5PK,BK | PK |  | 1 Year | 5.35 | 5% | 5.0825
76994 | Hubbell | IMB15EI | ISTATION MODULE, BLANK,1.5U,5PK,EI | PK |  | 1 Year | 5.35 | 5% | 5.0825
76995 | Hubbell | IMB15GY | ISTATION MODULE, BLANK,1.5U,5PK,GY | PK |  | 1 Year | 5.35 | 5% | 5.0825
76996 | Hubbell | IMB15OW | ISTATION MODULE, BLANK,1.5U,5PK,OW | PK |  | 1 Year | 5.35 | 5% | 5.0825
76997 | Hubbell | IMB15TI | ISTATION MODULE, BLANK,1.5U,5PK,TI | PK |  | 1 Year | 5.35 | 5% | 5.0825
76998 | Hubbell | IMB15W | ISTATION MODULE, BLANK,1.5U,5PK,WH | PK |  | 1 Year | 5.35 | 5% | 5.0825
76999 | Hubbell | IMB1AL | ISTATION MODULE, BLANK,1U,5PK,AL | PK |  | 1 Year | 5.35 | 5% | 5.0825
77000 | Hubbell | IMB1BK | ISTATION MODULE, BLANK,1U,5PK,BK | PK |  | 1 Year | 5.35 | 5% | 5.0825
77001 | Hubbell | IMB1EI | ISTATION MODULE, BLANK,1U,5PK,EI | PK |  | 1 Year | 5.35 | 5% | 5.0825
77002 | Hubbell | IMB1GY | ISTATION MODULE, BLANK,1U,5PK,GY | PK |  | 1 Year | 5.35 | 5% | 5.0825
77003 | Hubbell | IMB1OW | ISTATION MODULE, BLANK,1U,5PK,OW | PK |  | 1 Year | 5.35 | 5% | 5.0825
77004 | Hubbell | IMB1TI | ISTATION MODULE, BLANK,1U,5PK,TI | PK |  | 1 Year | 5.35 | 5% | 5.0825
77005 | Hubbell | IMB1W | ISTATION MODULE, BLANK,1U,5PK,WH | PK |  | 1 Year | 5.35 | 5% | 5.0825
77006 | Hubbell | IMB815BK | ISTATION MOD, W/5 BNC,8 PIN F,1.5U,BK | EA |  | 1 Year | 46.15 | 5% | 43.8425
77007 | Hubbell | IMB815EI | ISTATION MOD, W/5 BNC,8 PIN F,1.5U,EI | EA |  | 1 Year | 46.15 | 5% | 43.8425
77008 | Hubbell | IMB815GY | ISTATION MOD, W/5 BNC,8 PIN F,1.5U,GY | EA |  | 1 Year | 46.15 | 5% | 43.8425
77009 | Hubbell | IMB815OW | ISTATION MOD, W/5 BNC,8 PIN F,1.5U,OW | EA |  | 1 Year | 46.15 | 5% | 43.8425
77010 | Hubbell | IMB815W | ISTATION MOD, W/5 BNC,8 PIN F,1.5U,WH | EA |  | 1 Year | 46.15 | 5% | 43.8425
77011 | Hubbell | IMBDS1AL | ISTATION MODULE, D-SUB,UNLD,1U,10PK,AL | PK |  | 1 Year | 50.65 | 5% | 48.1175
77012 | Hubbell | IMBDS1BK | ISTATION MODULE, D-SUB,UNLD,1U,10PK,BK | PK |  | 1 Year | 50.65 | 5% | 48.1175
77013 | Hubbell | IMBDS1EI | ISTATION MODULE, D-SUB,UNLD,1U,10PK,EI | PK |  | 1 Year | 50.65 | 5% | 48.1175
77014 | Hubbell | IMBDS1GY | ISTATION MODULE, D-SUB,UNLD,1U,10PK,GY | PK |  | 1 Year | 50.65 | 5% | 48.1175
77015 | Hubbell | IMBDS1OW | ISTATION MODULE, D-SUB,UNLD,1U,10PK,OW | PK |  | 1 Year | 50.65 | 5% | 48.1175
77016 | Hubbell | IMBDS1TI | ISTATION MODULE, D-SUB,UNLD,1U,10PK,TI | PK |  | 1 Year | 50.65 | 5% | 48.1175
77017 | Hubbell | IMBDS1W | ISTATION MODULE, D-SUB,UNLD,1U,10PK,WH | PK |  | 1 Year | 50.65 | 5% | 48.1175
77018 | Hubbell | IMBDSA15AL | ISTATION MODULE, ANG,D-SUB,UNLD,1.5U,AL | EA |  | 1 Year | 5 | 5% | 4.75
77019 | Hubbell | IMBDSA15BK | ISTATION MODULE, ANG,D-SUB,UNLD,1.5U,BK | EA |  | 1 Year | 5 | 5% | 4.75
77020 | Hubbell | IMBDSA15EI | ISTATION MODULE, ANG,D-SUB,UNLD,1.5U,EI | EA |  | 1 Year | 5 | 5% | 4.75
77021 | Hubbell | IMBDSA15GY | ISTATION MODULE, ANG,D-SUB,UNLD,1.5U,GY | EA |  | 1 Year | 5 | 5% | 4.75
77022 | Hubbell | IMBDSA15OW | ISTATION MODULE, ANG,D-SUB,UNLD,1.5U,OW | EA |  | 1 Year | 5 | 5% | 4.75
77023 | Hubbell | IMBDSA15W | ISTATION MODULE, ANG,D-SUB,UNLD,1.5U,WH | EA |  | 1 Year | 5 | 5% | 4.75
77024 | Hubbell | IMBDVI1015BK | ISTATION MODULE, DVI,UNLD,1.5U,10PK,BK | PK |  | 1 Year | 43.2 | 5% | 41.04
77025 | Hubbell | IMBDVI1015EI | ISTATION MODULE, DVI,UNLD,1.5U,10PK,EI | PK |  | 1 Year | 43.2 | 5% | 41.04
77026 | Hubbell | IMBDVI15GY | ISTATION MODULE, DVI,UNLD,1.5U,1/PK,GY | EA |  | 1 Year | 5 | 5% | 4.75
77027 | Hubbell | IMBDVI15OW | ISTATION MODULE, DVI,UNLD,1.5U,1/PK,OW | EA |  | 1 Year | 5 | 5% | 4.75
77028 | Hubbell | IMBDVI15W | ISTATION MODULE, DVI,UNLD,1.5U,1/PK,WH | EA |  | 1 Year | 5 | 5% | 4.75
77029 | Hubbell | IMC3511015BK | ISTATION, RCA CMPO,3.5,110,1.5U,BK | EA |  | 1 Year | 55.35 | 5% | 52.5825
77030 | Hubbell | IMC3511015EI | ISTATION, RCA CMPO,3.5,110,1.5U,EI | EA |  | 1 Year | 55.35 | 5% | 52.5825
77031 | Hubbell | IMC3511015GY | ISTATION, RCA CMPO,3.5,110,1.5U,GY | EA |  | 1 Year | 55.35 | 5% | 52.5825
77032 | Hubbell | IMC3511015OW | ISTATION, RCA CMPO,3.5,110,1.5U,OW | EA |  | 1 Year | 55.35 | 5% | 52.5825
77033 | Hubbell | IMC3511015W | ISTATION, RCA CMPO,3.5,110,1.5U,W | EA |  | 1 Year | 55.35 | 5% | 52.5825
77034 | Hubbell | IMC35815AL | ISTATION MOD, W/RCA CMPO VID,3.5,8P F,AL | EA |  | 1 Year | 46.15 | 5% | 43.8425
77035 | Hubbell | IMC35815BK | ISTATION MOD, W/RCA CMPO VID,3.5,8P F,BK | EA |  | 1 Year | 46.15 | 5% | 43.8425
77036 | Hubbell | IMC35815EI | ISTATION MOD, W/RCA CMPO VID,3.5,8P F,EI | EA |  | 1 Year | 46.15 | 5% | 43.8425
77037 | Hubbell | IMC35815GY | ISTATION MOD, W/RCA CMPO VID,3.5,8P F,GY | EA |  | 1 Year | 46.15 | 5% | 43.8425
77038 | Hubbell | IMC35815LA | ISTATION MOD, W/RCA CMPO VID,3.5,8P F,LA | EA |  | 1 Year | 46.15 | 5% | 43.8425
77039 | Hubbell | IMC35815OW | ISTATION MOD, W/RCA CMPO VID,3.5,8P F,OW | EA |  | 1 Year | 46.15 | 5% | 43.8425
77040 | Hubbell | IMC35815W | ISTATION MOD, W/RCA CMPO VID,3.5,8P F,WH | EA |  | 1 Year | 46.15 | 5% | 43.8425
77041 | Hubbell | IMCAR11015BK | ISTATION MODULE, W/5 RCA,110,1.5U,BK | EA |  | 1 Year | 46.15 | 5% | 43.8425
77042 | Hubbell | IMCAR11015EI | ISTATION MODULE, W/5 RCA,110,1.5U,EI | EA |  | 1 Year | 46.15 | 5% | 43.8425
77043 | Hubbell | IMCAR11015GY | ISTATION MODULE, W/5 RCA,110,1.5U,GY | EA |  | 1 Year | 46.15 | 5% | 43.8425
77044 | Hubbell | IMCAR11015OW | ISTATION MODULE, W/5 RCA,110,1.5U,OW | EA |  | 1 Year | 46.15 | 5% | 43.8425
77045 | Hubbell | IMCAR11015W | ISTATION MODULE, W/5 RCA,110,1.5U,WH | EA |  | 1 Year | 46.15 | 5% | 43.8425
77046 | Hubbell | IMCAR815EI | ISTATION MOD,W/RCA CMPO,AUD,8P F,1.5U,EI | EA |  | 1 Year | 46.15 | 5% | 43.8425
77047 | Hubbell | IMCAR815GY | ISTATION MOD,W/RCA CMPO,AUD,8P F,1.5U,GY | EA |  | 1 Year | 46.15 | 5% | 43.8425
77048 | Hubbell | IMCAR815OW | ISTATION MOD,W/RCA CMPO,AUD,8P F,1.5U,OW | EA |  | 1 Year | 46.15 | 5% | 43.8425
77049 | Hubbell | IMCAR815W | ISTATION MOD,W/RCA CMPO,AUD,8P F,1.5U,WH | EA |  | 1 Year | 46.15 | 5% | 43.8425
77050 | Hubbell | IMCR1101AL | ISTATION MODULE, W/RCA CMPO,110,1U,AL | EA |  | 1 Year | 38.1 | 5% | 36.195
77051 | Hubbell | IMCR1101BK | ISTATION MODULE, W/RCA CMPO,110,1U,BK | EA |  | 1 Year | 38.1 | 5% | 36.195
77052 | Hubbell | IMCR1101EI | ISTATION MODULE, W/RCA CMPO,110,1U,EI | EA |  | 1 Year | 38.1 | 5% | 36.195
77053 | Hubbell | IMCR1101GY | ISTATION MODULE, W/RCA CMPO,110,1U,GY | EA |  | 1 Year | 38.1 | 5% | 36.195
77054 | Hubbell | IMCR1101LA | ISTATION MODULE, W/RCA CMPO,110,1U,LA | EA |  | 1 Year | 38.1 | 5% | 36.195
77055 | Hubbell | IMCR1101OW | ISTATION MODULE, W/RCA CMPO,110,1U,OW | EA |  | 1 Year | 38.1 | 5% | 36.195
77056 | Hubbell | IMCR1101W | ISTATION MODULE, W/RCA CMPO,110,1U,WH | EA |  | 1 Year | 38.1 | 5% | 36.195
77057 | Hubbell | IMCR81AL | ISTATION MOD, W/RCA CMPO VID,8P F,1U,AL | EA |  | 1 Year | 46.15 | 5% | 43.8425
77058 | Hubbell | IMCR81BK | ISTATION MOD, W/RCA CMPO VID,8P F,1U,BK | EA |  | 1 Year | 46.15 | 5% | 43.8425
77059 | Hubbell | IMCR81EI | ISTATION MOD, W/RCA CMPO VID,8P F,1U,EI | EA |  | 1 Year | 46.15 | 5% | 43.8425
77060 | Hubbell | IMCR81OW | ISTATION MOD, W/RCA CMPO VID,8P F,1U,OW | EA |  | 1 Year | 46.15 | 5% | 43.8425
77061 | Hubbell | IMCR81W | ISTATION MOD, W/RCA CMPO VID,8P F,1U,WH | EA |  | 1 Year | 46.15 | 5% | 43.8425
77062 | Hubbell | IMCRD815AL | ISTATION MOD,W/RCA CMPO,SPDIF,8P,1.5U,AL | EA |  | 1 Year | 46.15 | 5% | 43.8425
77063 | Hubbell | IMCRD815BK | ISTATION MOD,W/RCA CMPO,SPDIF,8P,1.5U,BK | EA |  | 1 Year | 46.15 | 5% | 43.8425
77064 | Hubbell | IMCRD815EI | ISTATION MOD,W/RCA CMPO,SPDIF,8P,1.5U,EI | EA |  | 1 Year | 46.15 | 5% | 43.8425
77065 | Hubbell | IMCRD815LA | ISTATION MOD,W/RCA CMPO,SPDIF,8P,1.5U,LA | EA |  | 1 Year | 46.15 | 5% | 43.8425
77066 | Hubbell | IMCRD815OW | ISTATION MOD,W/RCA CMPO,SPDIF,8P,1.5U,OW | EA |  | 1 Year | 46.15 | 5% | 43.8425
77067 | Hubbell | IMCRF1AL | ISTATION MODULE, W/RCA CMPO,F/F,1U,AL | EA |  | 1 Year | 19.95 | 5% | 18.9525
77068 | Hubbell | IMCRF1BK | ISTATION MODULE, W/RCA CMPO,F/F,1U,BK | EA |  | 1 Year | 19.95 | 5% | 18.9525
77069 | Hubbell | IMCRF1EI | ISTATION MODULE, W/RCA CMPO,F/F,1U,EI | EA |  | 1 Year | 19.95 | 5% | 18.9525
77070 | Hubbell | IMCRF1GY | ISTATION MODULE, W/RCA CMPO,F/F,1U,GY | EA |  | 1 Year | 19.95 | 5% | 18.9525
77071 | Hubbell | IMCRF1LA | ISTATION MODULE, W/RCA CMPO,F/F,1U,LA | EA |  | 1 Year | 19.95 | 5% | 18.9525
77072 | Hubbell | IMCRF1OW | ISTATION MODULE, W/RCA CMPO,F/F,1U,OW | EA |  | 1 Year | 19.95 | 5% | 18.9525
77073 | Hubbell | IMCRF1W | ISTATION MODULE, W/RCA CMPO,F/F,1U,WH | EA |  | 1 Year | 19.95 | 5% | 18.9525
77074 | Hubbell | IMCRS15AL | ISTATION MODULE, W/5 RCA,SOLDER,1.5U,AL | EA |  | 1 Year | 25.5 | 5% | 24.225
77075 | Hubbell | IMCRS15BK | ISTATION MODULE, W/5 RCA,SOLDER,1.5U,BK | EA |  | 1 Year | 25.5 | 5% | 24.225
77076 | Hubbell | IMCRS15EI | ISTATION MODULE, W/5 RCA,SOLDER,1.5U,EI | EA |  | 1 Year | 25.5 | 5% | 24.225
77077 | Hubbell | IMCRS15GY | ISTATION MODULE, W/5 RCA,SOLDER,1.5U,GY | EA |  | 1 Year | 25.5 | 5% | 24.225
77078 | Hubbell | IMCRS15LA | ISTATION MODULE, W/5 RCA,SOLDER,1.5U,LA | EA |  | 1 Year | 25.5 | 5% | 24.225
77079 | Hubbell | IMCRS15OW | ISTATION MODULE, W/5 RCA,SOLDER,1.5U,OW | EA |  | 1 Year | 25.5 | 5% | 24.225
77080 | Hubbell | IMCRS1AL | ISTATION MODULE, W/RCA CMPO,SDR,1U,AL | EA |  | 1 Year | 17.35 | 5% | 16.4825
77081 | Hubbell | IMCRS1BK | ISTATION MODULE, W/RCA CMPO,SDR,1U,BK | EA |  | 1 Year | 17.35 | 5% | 16.4825
77082 | Hubbell | IMCRS1EI | ISTATION MODULE, W/RCA CMPO,SDR,1U,EI | EA |  | 1 Year | 17.35 | 5% | 16.4825
77083 | Hubbell | IMCRS1LA | ISTATION MODULE, W/RCA CMPO,SDR,1U,LA | EA |  | 1 Year | 17.35 | 5% | 16.4825
77084 | Hubbell | IMCRS1OW | ISTATION MODULE, W/RCA CMPO,SDR,1U,OW | EA |  | 1 Year | 17.35 | 5% | 16.4825
77085 | Hubbell | IMF1AL | PLATE, ISTATION,MODULE FRAME,1G,3U,AL | EA |  | 1 Year | 3.6 | 5% | 3.42
77086 | Hubbell | IMF1BK | PLATE, ISTATION,MODULE FRAME,1G,3U,BK | EA |  | 1 Year | 3.65 | 5% | 3.4675
77087 | Hubbell | IMF1EI | PLATE, ISTATION,MODULE FRAME,1G,3U,EI | EA |  | 1 Year | 3.6 | 5% | 3.42
77088 | Hubbell | IMF1GY | PLATE, ISTATION,MODULE FRAME,1G,3U,GY | EA |  | 1 Year | 3.6 | 5% | 3.42
77089 | Hubbell | IMF1OW | PLATE, ISTATION,MODULE FRAME,1G,3U,OW | EA |  | 1 Year | 3.6 | 5% | 3.42
77090 | Hubbell | IMF1W | PLATE, ISTATION,MODULE FRAME,1G,3U,WH | EA |  | 1 Year | 3.6 | 5% | 3.42
77091 | Hubbell | IMF2AL | PLATE, ISTATION,MODULE FRAME,2G,6U,AL | EA |  | 1 Year | 4.9 | 5% | 4.655
77092 | Hubbell | IMF2BK | PLATE, ISTATION,MODULE FRAME,2G,6U,BK | EA |  | 1 Year | 4.9 | 5% | 4.655
77093 | Hubbell | IMF2EI | PLATE, ISTATION,MODULE FRAME,2G,6U,EI | EA |  | 1 Year | 4.9 | 5% | 4.655
77094 | Hubbell | IMF2GY | PLATE, ISTATION,MODULE FRAME,2G,6U,GY | EA |  | 1 Year | 4.9 | 5% | 4.655
77095 | Hubbell | IMF2OW | PLATE, ISTATION,MODULE FRAME,2G,6U,OW | EA |  | 1 Year | 4.9 | 5% | 4.655
77096 | Hubbell | IMF2W | PLATE, ISTATION,MODULE FRAME,2G,6U,WH | EA |  | 1 Year | 4.9 | 5% | 4.655
77097 | Hubbell | IMF3BK | PLATE,1G,ISTATION,MODULE FRAME,3U,BK | EA |  | 1 Year | 11 | 5% | 10.45
77098 | Hubbell | IMF3EI | PLATE,1G,ISTATION,MODULE FRAME,3U,EI | EA |  | 1 Year | 11 | 5% | 10.45
77099 | Hubbell | IMF3GY | PLATE,1G,ISTATION,MODULE FRAME,3U,GY | EA |  | 1 Year | 11 | 5% | 10.45
77100 | Hubbell | IMF3OW | PLATE,1G,ISTATION,MODULE FRAME,3U,OW | EA |  | 1 Year | 11 | 5% | 10.45
77101 | Hubbell | IMF3W | PLATE,1G,ISTATION,MODULE FRAME,3U,WH | EA |  | 1 Year | 11 | 5% | 10.45
77102 | Hubbell | IMF4BK | PLATE,1G,ISTATION,MODULE FRAME,4U,BK | EA |  | 1 Year | 13.3 | 5% | 12.635
77103 | Hubbell | IMF4EI | PLATE,1G,ISTATION,MODULE FRAME,4U,EI | EA |  | 1 Year | 13.3 | 5% | 12.635
77104 | Hubbell | IMF4GY | PLATE,1G,ISTATION,MODULE FRAME,4U,GY | EA |  | 1 Year | 13.3 | 5% | 12.635
77105 | Hubbell | IMF4OW | PLATE,1G,ISTATION,MODULE FRAME,4U,OW | EA |  | 1 Year | 13.3 | 5% | 12.635
77106 | Hubbell | IMF4W | PLATE,1G,ISTATION,MODULE FRAME,4U,WH | EA |  | 1 Year | 13.3 | 5% | 12.635
77107 | Hubbell | IMFP1D1BK | PLATE,2G,1 DECO,1 ISTATION FRAME,3U,BK | EA |  | 1 Year | 8.95 | 5% | 8.5025
77108 | Hubbell | IMFP1D1EI | PLATE,2G,1 DECO,1 ISTATION FRAME,3U,EI | EA |  | 1 Year | 8.95 | 5% | 8.5025
77109 | Hubbell | IMFP1D1GY | PLATE,2G,1 DECO,1 ISTATION FRAME,3U,GY | EA |  | 1 Year | 8.95 | 5% | 8.5025
77110 | Hubbell | IMFP1D1OW | PLATE,2G,1 DECO,1 ISTATION FRAME,3U,OW | EA |  | 1 Year | 8.95 | 5% | 8.5025
77111 | Hubbell | IMFP1D1W | PLATE,2G,1 DECO,1 ISTATION FRAME,3U,W | EA |  | 1 Year | 8.95 | 5% | 8.5025
77112 | Hubbell | IMFP1D2BK | PLATE,3G,1 DECO,2 ISTATION FRAME,3U,BK | EA |  | 1 Year | 11 | 5% | 10.45
77113 | Hubbell | IMFP1D2EI | PLATE,3G,1 DECO,2 ISTATION FRAME,3U, EI | EA |  | 1 Year | 11 | 5% | 10.45
77114 | Hubbell | IMFP1D2GY | PLATE,3G,1 DECO,2 ISTATION FRAME,3U,GY | EA |  | 1 Year | 11 | 5% | 10.45
77115 | Hubbell | IMFP1D2OW | PLATE,3G,1 DECO,2 ISTATION FRAME,3U,OW | EA |  | 1 Year | 11 | 5% | 10.45
77116 | Hubbell | IMFP1D2W | PLATE,3G,1 DECO,2 ISTATION FRAME,3U,WH | EA |  | 1 Year | 11 | 5% | 10.45
77117 | Hubbell | IMFP1D3BK | PLATE,4G,1 DECO,3 ISTATION FRAME,3U,BK | EA |  | 1 Year | 13.3 | 5% | 12.635
77118 | Hubbell | IMFP1D3EI | PLATE,4G,1 DECO,3 ISTATION FRAME,3U,EI | EA |  | 1 Year | 13.3 | 5% | 12.635
77119 | Hubbell | IMFP1D3GY | PLATE,4G,1 DECO,3 ISTATION FRAME,3U,GY | EA |  | 1 Year | 13.3 | 5% | 12.635
77120 | Hubbell | IMFP1D3OW | PLATE,4G,1 DECO,3 ISTATION FRAME,3U,OW | EA |  | 1 Year | 13.3 | 5% | 12.635
77121 | Hubbell | IMFP1D3W | PLATE,4G,1 DECO,3 ISTATION FRAME,3U,W | EA |  | 1 Year | 13.3 | 5% | 12.635
77122 | Hubbell | IMFP2BK | PLATE,2G,2 DECO,W/LABELS,BK | EA |  | 1 Year | 10.1 | 5% | 9.595
77123 | Hubbell | IMFP2D2BK | PLATE,4G,2 DECO,2 ISTATION FRAME,3U,BK | EA |  | 1 Year | 13.3 | 5% | 12.635
77124 | Hubbell | IMFP2D2EI | PLATE,4G,2 DECO,2 ISTATION FRAME,3U,EI | EA |  | 1 Year | 13.3 | 5% | 12.635
77125 | Hubbell | IMFP2D2GY | PLATE,4G,2 DECO,2 ISTATION FRAME,3U,GY | EA |  | 1 Year | 13.3 | 5% | 12.635
77126 | Hubbell | IMFP2D2OW | PLATE,4G,2 DECO,2 ISTATION FRAME,3U,OW | EA |  | 1 Year | 13.3 | 5% | 12.635
77127 | Hubbell | IMFP2D2W | PLATE,4G,2 DECO,2 ISTATION FRAME,3U,W | EA |  | 1 Year | 13.3 | 5% | 12.635
77128 | Hubbell | IMFP2EI | PLATE,2G,2 DECO,W/LABELS,EI | EA |  | 1 Year | 10.1 | 5% | 9.595
77129 | Hubbell | IMFP2GY | PLATE,2G,2 DECO,W/LABELS,BGY | EA |  | 1 Year | 10.1 | 5% | 9.595
77130 | Hubbell | IMFP2OW | PLATE,2G,2 DECO,W/LABELS,OW | EA |  | 1 Year | 10.1 | 5% | 9.595
77131 | Hubbell | IMFP2W | PLATE,2G,2 DECO,W/LABELS,WH | EA |  | 1 Year | 10.1 | 5% | 9.595
77132 | Hubbell | IMH110ST2BK | ISTATION MOD,HDMI,110,SET,ACTIVE,2U,BK | EA |  | 1 Year | 281 | 5% | 266.95
77133 | Hubbell | IMH110ST2EI | ISTATION MOD,HDMI,110,SET,ACTIVE,2U,EI | EA |  | 1 Year | 281 | 5% | 266.95
77134 | Hubbell | IMH110ST2GY | ISTATION MOD,HDMI,110,SET,ACTIVE,2U,GY | EA |  | 1 Year | 281 | 5% | 266.95
77135 | Hubbell | IMH110ST2OW | ISTATION MOD,HDMI,110,SET,ACTIVE,2U,OW | EA |  | 1 Year | 281 | 5% | 266.95
77136 | Hubbell | IMH110ST2W | ISTATION MOD,HDMI,110,SET,ACTIVE,2U,W | EA |  | 1 Year | 281 | 5% | 266.95
77137 | Hubbell | IMR1101EI | ISTATION MODULE,W/RCA CMPO,AUD,110,1U,EI | EA |  | 1 Year | 38.1 | 5% | 36.195
77138 | Hubbell | IMR1101GY | ISTATION MODULE,W/RCA CMPO,AUD,110,1U,GY | EA |  | 1 Year | 38.1 | 5% | 36.195
77139 | Hubbell | IMR1101OW | ISTATION MODULE,W/RCA CMPO,AUD,110,1U,OW | EA |  | 1 Year | 38.1 | 5% | 36.195
77140 | Hubbell | IMR35815GY | ISTATION MOD, W/RCA CMPS,35F,8PF,1.5U,GY | EA |  | 1 Year | 45.2 | 5% | 42.94
77141 | Hubbell | IMR35815OW | ISTATION MOD, W/RCA CMPS,35F,8PF,1.5U,OW | EA |  | 1 Year | 45.2 | 5% | 42.94
77142 | Hubbell | IMR8P1AL | ISTATION MOD, W/RCA CMPS,AUD,8P F,1U,AL | EA |  | 1 Year | 46.15 | 5% | 43.8425
77143 | Hubbell | IMR8P1BK | ISTATION MOD, W/RCA CMPS,AUD,8P F,1U,BK | EA |  | 1 Year | 46.15 | 5% | 43.8425
77144 | Hubbell | IMR8P1EI | ISTATION MOD, W/RCA CMPS,AUD,8P F,1U,EI | EA |  | 1 Year | 46.15 | 5% | 43.8425
77145 | Hubbell | IMR8P1GY | ISTATION MOD, W/RCA CMPS,AUD,8P F,1U,GY | EA |  | 1 Year | 46.15 | 5% | 43.8425
77146 | Hubbell | IMR8P1LA | ISTATION MOD, W/RCA CMPS,AUD,8P F,1U,LA | EA |  | 1 Year | 46.15 | 5% | 43.8425
77147 | Hubbell | IMR8P1OW | ISTATION MOD, W/RCA CMPS,AUD,8P F,1U,OW | EA |  | 1 Year | 46.15 | 5% | 43.8425
77148 | Hubbell | IMR8P1W | ISTATION MOD, W/RCA CMPS,AUD,8P F,1U,WH | EA |  | 1 Year | 46.15 | 5% | 43.8425
77149 | Hubbell | IMRSJ1AL | ISTATION MODULE, W/1 RCA,3.5,SDR,1U,AL | EA |  | 1 Year | 17.35 | 5% | 16.4825
77150 | Hubbell | IMRSJ1BK | ISTATION MODULE, W/1 RCA,3.5,SDR,1U,BK | EA |  | 1 Year | 17.35 | 5% | 16.4825
77151 | Hubbell | IMRSJ1EI | ISTATION MODULE, W/1 RCA,3.5,SDR,1U,EI | EA |  | 1 Year | 17.35 | 5% | 16.4825
77152 | Hubbell | IMRSJ1GY | ISTATION MODULE, W/1 RCA,3.5,SDR,1U,GY | EA |  | 1 Year | 17.35 | 5% | 16.4825
77153 | Hubbell | IMRSJ1LA | ISTATION MODULE, W/1 RCA,3.5,SDR,1U,LA | EA |  | 1 Year | 17.35 | 5% | 16.4825
77154 | Hubbell | IMRSJ1OW | ISTATION MODULE, W/1 RCA,3.5,SDR,1U,OW | EA |  | 1 Year | 17.35 | 5% | 16.4825
77155 | Hubbell | IMRSJ1W | ISTATION MODULE, W/1 RCA,3.5,SDR,1U,WH | EA |  | 1 Year | 17.35 | 5% | 16.4825
77156 | Hubbell | IMS3581AL | ISTATION MOD, W/S-VIDEO,3.5 F,8P F,1U,AL | EA |  | 1 Year | 46.15 | 5% | 43.8425
77157 | Hubbell | IMS3581BK | ISTATION MOD, W/S-VIDEO,3.5 F,8P F,1U,BK | EA |  | 1 Year | 46.15 | 5% | 43.8425
77158 | Hubbell | IMS3581EI | ISTATION MOD, W/S-VIDEO,3.5 F,8P F,1U,EI | EA |  | 1 Year | 46.15 | 5% | 43.8425
77159 | Hubbell | IMS3581GY | ISTATION MOD, W/S-VIDEO,3.5 F,8P F,1U,GY | EA |  | 1 Year | 46.15 | 5% | 43.8425
77160 | Hubbell | IMS3581LA | ISTATION MOD, W/S-VIDEO,3.5 F,8P F,1U,LA | EA |  | 1 Year | 46.15 | 5% | 43.8425
77161 | Hubbell | IMS3581OW | ISTATION MOD, W/S-VIDEO,3.5 F,8P F,1U,OW | EA |  | 1 Year | 46.15 | 5% | 43.8425
77162 | Hubbell | IMS3581W | ISTATION MOD, W/S-VIDEO,3.5 F,8P F,1U,WH | EA |  | 1 Year | 46.15 | 5% | 43.8425
77163 | Hubbell | IMSCCR815BK | ISTATION MOD, W/S-VID,CMPO,8P F,1.5U,BK | EA |  | 1 Year | 46.15 | 5% | 43.8425
77164 | Hubbell | IMSCCR815EI | ISTATION MOD, W/S-VID,CMPO,8P F,1.5U,EI | EA |  | 1 Year | 46.15 | 5% | 43.8425
77165 | Hubbell | IMSCCR815LA | ISTATION MOD, W/S-VID,CMPO,8P F,1.5U,LA | EA |  | 1 Year | 46.15 | 5% | 43.8425
77166 | Hubbell | IMSCCR815OW | ISTATION MOD, W/S-VID,CMPO,8P F,1.5U,OW | EA |  | 1 Year | 46.15 | 5% | 43.8425
77167 | Hubbell | IMSCCR815W | ISTATION MOD, W/S-VID,CMPO,8P F,1.5U,WH | EA |  | 1 Year | 46.15 | 5% | 43.8425
77168 | Hubbell | IMSP1AL | ISTATION MODULE, W/RD BK SPKR POST,1U,AL | EA |  | 1 Year | 19.95 | 5% | 18.9525
77169 | Hubbell | IMSP1BK | ISTATION MODULE, W/RD BK SPKR POST,1U,BK | EA |  | 1 Year | 19.95 | 5% | 18.9525
77170 | Hubbell | IMSP1EI | ISTATION MODULE, W/RD BK SPKR POST,1U,EI | EA |  | 1 Year | 19.95 | 5% | 18.9525
77171 | Hubbell | IMSP1GY | ISTATION MODULE, W/RD BK SPKR POST,1U,GY | EA |  | 1 Year | 19.95 | 5% | 18.9525
77172 | Hubbell | IMSP1LA | ISTATION MODULE, W/RD BK SPKR POST,1U,LA | EA |  | 1 Year | 19.95 | 5% | 18.9525
77173 | Hubbell | IMSP1OW | ISTATION MODULE, W/RD BK SPKR POST,1U,OW | EA |  | 1 Year | 19.95 | 5% | 18.9525
77174 | Hubbell | IMSP1W | ISTATION MODULE, W/RD BK SPKR POST,1U,WH | EA |  | 1 Year | 19.95 | 5% | 18.9525
77175 | Hubbell | IMSR1101AL | ISTATION MOD, W/S-VIDEO,2RCA,110,1U,AL | EA |  | 1 Year | 38.1 | 5% | 36.195
77176 | Hubbell | IMSR1101EI | ISTATION MOD, W/S-VIDEO,2RCA,110,1U,EI | EA |  | 1 Year | 38.1 | 5% | 36.195
77177 | Hubbell | IMSR1101GY | ISTATION MOD, W/S-VIDEO,2RCA,110,1U,GY | EA |  | 1 Year | 38.1 | 5% | 36.195
77178 | Hubbell | IMSR1101OW | ISTATION MOD, W/S-VIDEO,2RCA,110,1U,OW | EA |  | 1 Year | 38.1 | 5% | 36.195
77179 | Hubbell | IMSR1101W | ISTATION MOD, W/S-VIDEO,2RCA,110,1U,WH | EA |  | 1 Year | 38.1 | 5% | 36.195
77180 | Hubbell | IMSRA81AL | ISTATION MOD, W/S-VID,RCA AUD,8P F,1U,AL | EA |  | 1 Year | 46.15 | 5% | 43.8425
77181 | Hubbell | IMSRA81BK | ISTATION MOD, W/S-VID,RCA AUD,8P F,1U,BK | EA |  | 1 Year | 46.15 | 5% | 43.8425
77182 | Hubbell | IMSRA81EI | ISTATION MOD, W/S-VID,RCA AUD,8P F,1U,EI | EA |  | 1 Year | 46.15 | 5% | 43.8425
77183 | Hubbell | IMSRA81GY | ISTATION MOD, W/S-VID,RCA AUD,8P F,1U,GY | EA |  | 1 Year | 46.15 | 5% | 43.8425
77184 | Hubbell | IMSRA81OW | ISTATION MOD, W/S-VID,RCA AUD,8P F,1U,OW | EA |  | 1 Year | 46.15 | 5% | 43.8425
77185 | Hubbell | IMSRA81W | ISTATION MOD, W/S-VID,RCA AUD,8P F,1U,WH | EA |  | 1 Year | 46.15 | 5% | 43.8425
77186 | Hubbell | IMSRC815AL | ISTATION MOD,S-VID,CMPS VID,AUD,8P15U,AL | EA |  | 1 Year | 46.15 | 5% | 43.8425
77187 | Hubbell | IMSRC815BK | ISTATION MOD,S-VID,CMPS VID,AUD,8P15U,BK | EA |  | 1 Year | 46.15 | 5% | 43.8425
77188 | Hubbell | IMSRC815EI | ISTATION MOD,S-VID,CMPS VID,AUD,8P15U,EI | EA |  | 1 Year | 46.15 | 5% | 43.8425
77189 | Hubbell | IMSRC815GY | ISTATION MOD,S-VID,CMPS VID,AUD,8P15U,GY | EA |  | 1 Year | 46.15 | 5% | 43.8425
77190 | Hubbell | IMSRC815OW | ISTATION MOD,S-VID,CMPS VID,AUD,8P15U,OW | EA |  | 1 Year | 46.15 | 5% | 43.8425
77191 | Hubbell | IMSRC815W | ISTATION MOD,S-VID,CMPS VID,AUD,8P15U,WH | EA |  | 1 Year | 46.15 | 5% | 43.8425
77192 | Hubbell | IMSS1 | PLATE, ISTATION MODULE FRAME,1G,3U,SS | EA |  | 1 Year | 13.05 | 5% | 12.3975
77193 | Hubbell | IMSS2 | PLATE, ISTATION MODULE FRAME,2G,6U,SS | EA |  | 1 Year | 15.45 | 5% | 14.6775
77194 | Hubbell | IMSS3 | PLATE, ISTATION MODULE FRAME,3G,9U,SS | EA |  | 1 Year | 17.8 | 5% | 16.91
77195 | Hubbell | IMSS4 | PLATE, ISTATION MODULE FRAME,4G,12U,SS | EA |  | 1 Year | 20.3 | 5% | 19.285
77196 | Hubbell | IMSV351101AL | ISTATION MOD, W/S-VIDEO,3.5M,110,1U,AL | EA |  | 1 Year | 38.1 | 5% | 36.195
77197 | Hubbell | IMSV351101BK | ISTATION MOD, W/S-VIDEO,3.5M,110,1U,BK | EA |  | 1 Year | 38.1 | 5% | 36.195
77198 | Hubbell | IMSV351101EI | ISTATION MOD, W/S-VIDEO,3.5M,110,1U,EI | EA |  | 1 Year | 38.1 | 5% | 36.195
77199 | Hubbell | IMSV351101GY | ISTATION MOD, W/S-VIDEO,3.5M,110,1U,GY | EA |  | 1 Year | 38.1 | 5% | 36.195
77200 | Hubbell | IMSV351101LA | ISTATION MOD, W/S-VIDEO,3.5M,110,1U,LA | EA |  | 1 Year | 38.1 | 5% | 36.195
77201 | Hubbell | IMSV351101OW | ISTATION MOD, W/S-VIDEO,3.5M,110,1U,OW | EA |  | 1 Year | 38.1 | 5% | 36.195
77202 | Hubbell | IMSV351101W | ISTATION MOD, W/S-VIDEO,3.5M,110,1U,WH | EA |  | 1 Year | 38.1 | 5% | 36.195
77203 | Hubbell | IMU11015BK | USB 2.0HS,TR/TX KIT,A/B,110 TERM,1.5U,BK | EA |  | 1 Year | 202 | 5% | 191.9
77204 | Hubbell | IMU11015EI | USB 2.0HS,TR/TX KIT,A/B,110 TERM,1.5U,EI | EA |  | 1 Year | 202 | 5% | 191.9
77205 | Hubbell | IMU11015GY | USB 2.0HS,TR/TX KIT,A/B,110 TERM,1.5U,GY | EA |  | 1 Year | 202 | 5% | 191.9
77206 | Hubbell | IMU11015OW | USB 2.0HS,TR/TX KIT,A/B,110 TERM,1.5U,OW | EA |  | 1 Year | 202 | 5% | 191.9
77207 | Hubbell | IMU11015W | USB 2.0HS,TR/TX KIT,A/B,110 TERM,1.5U,WH | EA |  | 1 Year | 202 | 5% | 191.9
77208 | Hubbell | IMXLRM1BK | ISTATION MODULE, W/MINI XLR,1U,BK | EA |  | 1 Year | 56.85 | 5% | 54.0075
77209 | Hubbell | IMXLRM1EI | ISTATION MODULE, W/MINI XLR,1U,EI | EA |  | 1 Year | 56.85 | 5% | 54.0075
77210 | Hubbell | IMXLRM1GY | ISTATION MODULE, W/MINI XLR,1U,GY | EA |  | 1 Year | 56.85 | 5% | 54.0075
77211 | Hubbell | IMXLRM1OW | ISTATION MODULE, W/MINI XLR,1U,OW | EA |  | 1 Year | 56.85 | 5% | 54.0075
77212 | Hubbell | IMXLRM1W | ISTATION MODULE, W/MINI XLR,1U,WH | EA |  | 1 Year | 56.85 | 5% | 54.0075
77213 | Hubbell | IOR100 | ICON, BLANK,OR,100PK | PK |  | 1 Year | 16.25 | 5% | 15.4375
77214 | Hubbell | IOR100C | ICON, COMPUTER,OR,100PK | PK |  | 1 Year | 16.25 | 5% | 15.4375
77215 | Hubbell | IOR100T | ICON, TELEPHONE,OR,100PK | PK |  | 1 Year | 16.25 | 5% | 15.4375
77216 | Hubbell | IP100 | ICON, BLANK,PU,100PK | PK |  | 1 Year | 16.25 | 5% | 15.4375
77217 | Hubbell | IP100C | ICON, COMPUTER,PU,100PK | PK |  | 1 Year | 16.25 | 5% | 15.4375
77218 | Hubbell | IP100T | ICON, TELEPHONE,PU,100PK | PK |  | 1 Year | 16.25 | 5% | 15.4375
77219 | Hubbell | IR100 | ICON, BLANK,RD,100PK | PK |  | 1 Year | 16.25 | 5% | 15.4375
77220 | Hubbell | IR100C | ICON, COMPUTER,RD,100PK | PK |  | 1 Year | 16.25 | 5% | 15.4375
77221 | Hubbell | IR100T | ICON, TELEPHONE,RD,100PK | PK |  | 1 Year | 16.25 | 5% | 15.4375
77222 | Hubbell | IR211AFK | IND REBX,24H,24W,24D,AC2,FBR KIT,GY | EA |  | 1 Year | 1779 | 5% | 1690.05
77223 | Hubbell | IR211APG | IND REBX,24H,24W,12D,AC1,PRECNFG,GY | EA |  | 1 Year | 2777 | 5% | 2638.15
77224 | Hubbell | IR221APG | IND REBX,24H,24W,12D,AC1,PRECNFG,GY | EA |  | 1 Year | 2000 | 5% | 1900
77225 | Hubbell | IR221PG | IND REBX,24H,24W,13D,PRECNFG,GY | EA |  | 1 Year | 881 | 5% | 836.95
77226 | Hubbell | IR221PS | IND REBX,24H,24W,13D,PRECNFG,SS | EA |  | 1 Year | 2032 | 5% | 1930.4
77227 | Hubbell | IR221UG | IND REBX,24H,24W,13D,USR CNFG,GY | EA |  | 1 Year | 742 | 5% | 704.9
77228 | Hubbell | IR222APG | IND REBX,24H,24W,24D,AC3,PRECNFG,GY | EA |  | 1 Year | 2224 | 5% | 2112.8
77229 | Hubbell | IR222PG | IND REBX,24H,24W,24D,PRECNFG,GY | EA |  | 1 Year | 1024 | 5% | 972.8
77230 | Hubbell | IR3216APG | IND REBX,36H,24W,16D,PRECNFG,GY | EA |  | 1 Year | 1609 | 5% | 1528.55
77231 | Hubbell | IR321APG | IND REBX,36H,24W,12D,AC1,PRECNFG,GY | EA |  | 1 Year | 2224 | 5% | 2112.8
77232 | Hubbell | IR321PG | IND REBX,36H,24W,13D,PRECNFG,GY | EA |  | 1 Year | 1102 | 5% | 1046.9
77233 | Hubbell | IR321PS | IND REBX,36H,24W,13D,PRECNFG,SS | EA |  | 1 Year | 2281 | 5% | 2166.95
77234 | Hubbell | IR321UG | IND REBX,36H,24W,13D,USR CNFG,GY | EA |  | 1 Year | 1006 | 5% | 955.7
77235 | Hubbell | IR322APG | IND REBX,36H,24W,24D,AC3,PRECNFG,GY | EA |  | 1 Year | 2665 | 5% | 2531.75
77236 | Hubbell | IR322PG | IND REBX,36H,24W,24D,PRECNFG,GY | EA |  | 1 Year | 1362 | 5% | 1293.9
77237 | Hubbell | IR4216APG | IND REBX,48H,24W,16D,PRECNFG,GY | EA |  | 1 Year | 2753 | 5% | 2615.35
77238 | Hubbell | IR421APG | IND REBX,48H,24W,12D,AC1,PRECNFG,GY | EA |  | 1 Year | 2665 | 5% | 2531.75
77239 | Hubbell | IR421PG | IND REBX,48H,24W,13D,PRECNFG,GY | EA |  | 1 Year | 1480 | 5% | 1406
77240 | Hubbell | IR421PS | IND REBX,48H,24W,13D,PRECNFG,SS | EA |  | 1 Year | 2432 | 5% | 2310.4
77241 | Hubbell | IR421UG | IND REBX,48H,24W,13D,USR CNFG,GY | EA |  | 1 Year | 1318 | 5% | 1252.1
77242 | Hubbell | IR422PG | IND REBX,48H,24W,24D,PRECNFG,GY | EA |  | 1 Year | 1921 | 5% | 1824.95
77243 | Hubbell | IRAC1 | AIRCONDITIONER,1000BTU | EA |  | 1 Year | 3552 | 5% | 3374.4
77244 | Hubbell | IRAC2 | AIRCONDITIONER,2000BTU | EA |  | 1 Year | 4665 | 5% | 4431.75
77245 | Hubbell | IRAC3 | AIRCONDITIONER,3000BTU | EA |  | 1 Year | 4884 | 5% | 4639.8
77246 | Hubbell | IRF1224 | IND REBX,FLOOR STAND,12H,24D | EA |  | 1 Year | 560 | 5% | 532
77247 | Hubbell | IRF1812 | IND REBX,FLOOR STAND,18H,12D | EA |  | 1 Year | 504 | 5% | 478.8
77248 | Hubbell | IRH250 | HEATER,250WATT,110V | EA |  | 1 Year | 292 | 5% | 277.4
77249 | Hubbell | IRH400 | HEATER,400WATT,110V | EA |  | 1 Year | 322 | 5% | 305.9
77250 | Hubbell | IRPKSG | IR POLE MNT KIT,GRAY | EA |  | 1 Year | 152 | 5% | 144.4
77251 | Hubbell | IRPKSS | IR POLE MNT KIT,SS | EA |  | 1 Year | 240 | 5% | 228
77252 | Hubbell | IS7 | RACK, I-FRAME ASSEMBLY,7 FT H | EA |  | 1 Year | 1085 | 5% | 1030.75
77253 | Hubbell | IS70718 | RACK, I-FRAME ASY,3IN SPL,84x7x18 | EA |  | 1 Year | 1085 | 5% | 1030.75
77254 | Hubbell | IS70920 | RACK, I-FRAME ASY,6IN SPL,84x9x20 | EA |  | 1 Year | 1264 | 5% | 1200.8
77255 | Hubbell | IS7E | RACK, I-FRAME ASSEMBLY,7 FT H,ECONOMY | EA |  | 1 Year | 943 | 5% | 895.85
77256 | Hubbell | IS7M6 | RACK, I-FRAME ASSEMBLY,7 FT,M6 SQ HOLE | EA |  | 1 Year | 1310 | 5% | 1244.5
77257 | Hubbell | IS7RFM6 | RACK, I-FRAME,7' FOR RAISED FLR APPL M6 | EA |  | 1 Year | 2071 | 5% | 1967.45
77258 | Hubbell | ISB12BK | HOUSING, SURFACE MOUNT,12 PORT,BK | EA |  | 1 Year | 18.85 | 5% | 17.9075
77259 | Hubbell | ISB12EI | HOUSING, SURFACE MOUNT,12 PORT,EI | EA |  | 1 Year | 18.85 | 5% | 17.9075
77260 | Hubbell | ISB12GY | HOUSING, SURFACE MOUNT,12 PORT,GY | EA |  | 1 Year | 18.85 | 5% | 17.9075
77261 | Hubbell | ISB12OW | HOUSING, SURFACE MOUNT,12 PORT,OW | EA |  | 1 Year | 18.85 | 5% | 17.9075
77262 | Hubbell | ISB12OWID | HOUSING, SURFACE MOUNT,12PORT,OW,GS | EA |  | 1 Year | 18.85 | 5% | 17.9075
77263 | Hubbell | ISB12W | HOUSING, SURFACE MOUNT,12 PORT,WH | EA |  | 1 Year | 18.85 | 5% | 17.9075
77264 | Hubbell | ISB1AL | HOUSING, SURFACE MOUNT,1 PORT,AL | EA |  | 1 Year | 3.45 | 5% | 3.2775
77265 | Hubbell | ISB1BK | HOUSING, SURFACE MOUNT,1 PORT,BK | EA |  | 1 Year | 3.45 | 5% | 3.2775
77266 | Hubbell | ISB1BKP | HOUSING, SURFACE MOUNT,1 PORT,BK, PLENUM | EA |  | 1 Year | 16.65 | 5% | 15.8175
77267 | Hubbell | ISB1EI | HOUSING, SURFACE MOUNT,1 PORT,EI | EA |  | 1 Year | 3.45 | 5% | 3.2775
77268 | Hubbell | ISB1EIP | HOUSING, SURFACE MOUNT,1 PORT,EI, PLENUM | EA |  | 1 Year | 16.65 | 5% | 15.8175
77269 | Hubbell | ISB1GY | HOUSING, SURFACE MOUNT,1 PORT,GY | EA |  | 1 Year | 3.45 | 5% | 3.2775
77270 | Hubbell | ISB1GYP | HOUSING, SURFACE MOUNT,1 PORT,GY, PLENUM | EA |  | 1 Year | 16.65 | 5% | 15.8175
77271 | Hubbell | ISB1OW | HOUSING, SURFACE MOUNT,1 PORT,OW | EA |  | 1 Year | 3.45 | 5% | 3.2775
77272 | Hubbell | ISB1OWP | HOUSING, SURFACE MOUNT,1 PORT,OW, PLENUM | EA |  | 1 Year | 16.65 | 5% | 15.8175
77273 | Hubbell | ISB1TI | HOUSING, SURFACE MOUNT,1 PORT,TI | EA |  | 1 Year | 3.45 | 5% | 3.2775
77274 | Hubbell | ISB1W | HOUSING, SURFACE MOUNT,1 PORT,WH | EA |  | 1 Year | 3.45 | 5% | 3.2775
77275 | Hubbell | ISB1WP | HOUSING, SURFACE MOUNT,1 PORT,WH, PLENUM | EA |  | 1 Year | 16.65 | 5% | 15.8175
77276 | Hubbell | ISB2AL | HOUSING, SURFACE MOUNT,2 PORT,AL | EA |  | 1 Year | 4.1 | 5% | 3.895
77277 | Hubbell | ISB2BK | HOUSING, SURFACE MOUNT,2 PORT,BK | EA |  | 1 Year | 4.1 | 5% | 3.895
77278 | Hubbell | ISB2BKP | HOUSING, SURFACE MOUNT,2 PORT,BK, PLENUM | EA |  | 1 Year | 17.2 | 5% | 16.34
77279 | Hubbell | ISB2EI | HOUSING, SURFACE MOUNT,2 PORT,EI | EA |  | 1 Year | 4.1 | 5% | 3.895
77280 | Hubbell | ISB2EIP | HOUSING, SURFACE MOUNT,2 PORT,EI, PLENUM | EA |  | 1 Year | 17.2 | 5% | 16.34
77281 | Hubbell | ISB2GY | HOUSING, SURFACE MOUNT,2 PORT,GY | EA |  | 1 Year | 4.1 | 5% | 3.895
77282 | Hubbell | ISB2GYP | HOUSING, SURFACE MOUNT,2 PORT,GY, PLENUM | EA |  | 1 Year | 17.2 | 5% | 16.34
77283 | Hubbell | ISB2LA | HOUSING, SURFACE MOUNT,2 PORT,LA | EA |  | 1 Year | 4.1 | 5% | 3.895
77284 | Hubbell | ISB2OW | HOUSING, SURFACE MOUNT,2 PORT,OW | EA |  | 1 Year | 4.1 | 5% | 3.895
77285 | Hubbell | ISB2OWP | HOUSING, SURFACE MOUNT,2 PORT,OW, PLENUM | EA |  | 1 Year | 17.2 | 5% | 16.34
77286 | Hubbell | ISB2TI | HOUSING, SURFACE MOUNT,2 PORT,TI | EA |  | 1 Year | 4.1 | 5% | 3.895
77287 | Hubbell | ISB2W | HOUSING, SURFACE MOUNT,2 PORT,WH | EA |  | 1 Year | 4.1 | 5% | 3.895
77288 | Hubbell | ISB2WP | HOUSING, SURFACE MOUNT,2 PORT,WH, PLENUM | EA |  | 1 Year | 17.2 | 5% | 16.34
77289 | Hubbell | ISB4AL | HOUSING, SURFACE MOUNT,4 PORT,AL | EA |  | 1 Year | 8.5 | 5% | 8.075
77290 | Hubbell | ISB4BK | HOUSING, SURFACE MOUNT,4 PORT,BK | EA |  | 1 Year | 8.5 | 5% | 8.075
77291 | Hubbell | ISB4EI | HOUSING, SURFACE MOUNT,4 PORT,EI | EA |  | 1 Year | 8.5 | 5% | 8.075
77292 | Hubbell | ISB4GY | HOUSING, SURFACE MOUNT,4 PORT,GY | EA |  | 1 Year | 8.5 | 5% | 8.075
77293 | Hubbell | ISB4LA | HOUSING, SURFACE MOUNT,4 PORT,LA | EA |  | 1 Year | 8.5 | 5% | 8.075
77294 | Hubbell | ISB4OW | HOUSING, SURFACE MOUNT,4 PORT,OW | EA |  | 1 Year | 8.5 | 5% | 8.075
77295 | Hubbell | ISB4OWID | HOUSING, SURFACE MOUNT,4PORT,OW,GS | EA |  | 1 Year | 8.5 | 5% | 8.075
77296 | Hubbell | ISB4TI | HOUSING, SURFACE MOUNT,4 PORT,TI | EA |  | 1 Year | 8.5 | 5% | 8.075
77297 | Hubbell | ISB4W | HOUSING, SURFACE MOUNT,4 PORT,WH | EA |  | 1 Year | 8.5 | 5% | 8.075
77298 | Hubbell | ISB6AL | HOUSING, SURFACE MOUNT,6 PORT,AL | EA |  | 1 Year | 13.5 | 5% | 12.825
77299 | Hubbell | ISB6BK | HOUSING, SURFACE MOUNT,6 PORT,BK | EA |  | 1 Year | 13.5 | 5% | 12.825
77300 | Hubbell | ISB6EI | HOUSING, SURFACE MOUNT,6 PORT,EI | EA |  | 1 Year | 13.5 | 5% | 12.825
77301 | Hubbell | ISB6GY | HOUSING, SURFACE MOUNT,6 PORT,GY | EA |  | 1 Year | 13.5 | 5% | 12.825
77302 | Hubbell | ISB6OW | HOUSING, SURFACE MOUNT,6 PORT,OW | EA |  | 1 Year | 13.5 | 5% | 12.825
77303 | Hubbell | ISB6W | HOUSING, SURFACE MOUNT,6 PORT,WH | EA |  | 1 Year | 13.5 | 5% | 12.825
77304 | Hubbell | ISF2AL | PLATE, DECORATOR FRAME,2 PORT,AL | EA |  | 1 Year | 3.35 | 5% | 3.1825
77305 | Hubbell | ISF2BK | PLATE, DECORATOR FRAME,2PORT,BK | EA |  | 1 Year | 3.35 | 5% | 3.1825
77306 | Hubbell | ISF2BN | PLATE, DECORATOR FRAME,2PORT,BN | EA |  | 1 Year | 3.35 | 5% | 3.1825
77307 | Hubbell | ISF2EI | PLATE, DECORATOR FRAME,2PORT,EI | EA |  | 1 Year | 3.35 | 5% | 3.1825
77308 | Hubbell | ISF2GY | PLATE, DECORATOR FRAME,2PORT,GY | EA |  | 1 Year | 3.35 | 5% | 3.1825
77309 | Hubbell | ISF2OW | PLATE, DECORATOR FRAME,2PORT,OW | EA |  | 1 Year | 3.35 | 5% | 3.1825
77310 | Hubbell | ISF2W | PLATE, DECORATOR FRAME,2PORT,WH | EA |  | 1 Year | 3.35 | 5% | 3.1825
77311 | Hubbell | ISF3AL | PLATE, DECORATOR FRAME,3PORT,AL | EA |  | 1 Year | 3.35 | 5% | 3.1825
77312 | Hubbell | ISF3BK | PLATE, DECORATOR FRAME,3PORT,BK | EA |  | 1 Year | 3.35 | 5% | 3.1825
77313 | Hubbell | ISF3BN | PLATE, DECORATOR FRAME,3PORT,BN | EA |  | 1 Year | 3.35 | 5% | 3.1825
77314 | Hubbell | ISF3EI | PLATE, DECORATOR FRAME,3PORT,EI | EA |  | 1 Year | 3.35 | 5% | 3.1825
77315 | Hubbell | ISF3GY | PLATE, DECORATOR FRAME,3PORT,GY | EA |  | 1 Year | 3.35 | 5% | 3.1825
77316 | Hubbell | ISF3OW | PLATE, DECORATOR FRAME,3PORT,OW | EA |  | 1 Year | 3.35 | 5% | 3.1825
77317 | Hubbell | ISF3W | PLATE, DECORATOR FRAME,3PORT,WH | EA |  | 1 Year | 3.35 | 5% | 3.1825
77318 | Hubbell | ISF4BK | PLATE, DECORATOR FRAME,4PORT,BK | EA |  | 1 Year | 3.65 | 5% | 3.4675
77319 | Hubbell | ISF4BN | PLATE, DECORATOR FRAME,4PORT,BN | EA |  | 1 Year | 3.65 | 5% | 3.4675
77320 | Hubbell | ISF4EI | PLATE, DECORATOR FRAME,4PORT,EI | EA |  | 1 Year | 3.65 | 5% | 3.4675
77321 | Hubbell | ISF4GY | PLATE, DECORATOR FRAME,4PORT,GY | EA |  | 1 Year | 3.65 | 5% | 3.4675
77322 | Hubbell | ISF4OW | PLATE, DECORATOR FRAME,4PORT,OW | EA |  | 1 Year | 3.65 | 5% | 3.4675
77323 | Hubbell | ISF4W | PLATE, DECORATOR FRAME,4PORT,WH | EA |  | 1 Year | 3.65 | 5% | 3.4675
77324 | Hubbell | ISF6AL | PLATE, DECORATOR FRAME,6PORT,AL | EA |  | 1 Year | 3.65 | 5% | 3.4675
77325 | Hubbell | ISF6BK | PLATE, DECORATOR FRAME,6PORT,BK | EA |  | 1 Year | 3.65 | 5% | 3.4675
77326 | Hubbell | ISF6BN | PLATE, DECORATOR FRAME,6PORT,BN | EA |  | 1 Year | 3.65 | 5% | 3.4675
77327 | Hubbell | ISF6EI | PLATE, DECORATOR FRAME,6PORT,EI | EA |  | 1 Year | 3.65 | 5% | 3.4675
77328 | Hubbell | ISF6GY | PLATE, DECORATOR FRAME,6PORT,GY | EA |  | 1 Year | 3.65 | 5% | 3.4675
77329 | Hubbell | ISF6OW | PLATE, DECORATOR FRAME,6PORT,OW | EA |  | 1 Year | 3.65 | 5% | 3.4675
77330 | Hubbell | ISF6W | PLATE, DECORATOR FRAME,6PORT,WH | EA |  | 1 Year | 3.65 | 5% | 3.4675
77331 | Hubbell | ISFB15AL | PLATE, DECORATOR 15PIN FRAME,BLANK,AL | EA |  | 1 Year | 6.5 | 5% | 6.175
77332 | Hubbell | ISFB15BK | PLATE, DECORATOR 15PIN FRAME,BLANK,BK | EA |  | 1 Year | 6.5 | 5% | 6.175
77333 | Hubbell | ISFB15EI | PLATE, DECORATOR 15PIN FRAME,BLANK,EI | EA |  | 1 Year | 6.5 | 5% | 6.175
77334 | Hubbell | ISFB15GY | PLATE, DECORATOR 15PIN FRAME,BLANK,GY | EA |  | 1 Year | 6.5 | 5% | 6.175
77335 | Hubbell | ISFB15LA | PLATE, DECORATOR 15PIN FRAME,BLANK,LA | EA |  | 1 Year | 6.5 | 5% | 6.175
77336 | Hubbell | ISFB15OW | PLATE, DECORATOR 15PIN FRAME,BLANK,OW | EA |  | 1 Year | 6.5 | 5% | 6.175
77337 | Hubbell | ISFB15W | PLATE, DECORATOR 15PIN FRAME,BLANK,WH | EA |  | 1 Year | 6.5 | 5% | 6.175
77338 | Hubbell | ISFB215AL | PLATE, DECORATOR FRAME,2 VGA,BLANK,AL | EA |  | 1 Year | 7.6 | 5% | 7.22
77339 | Hubbell | ISFB215BK | PLATE, DECORATOR FRAME,2 VGA,BLANK,BK | EA |  | 1 Year | 7.6 | 5% | 7.22
77340 | Hubbell | ISFB215EI | PLATE, DECORATOR FRAME,2 VGA,BLANK,EI | EA |  | 1 Year | 7.6 | 5% | 7.22
77341 | Hubbell | ISFB215GY | PLATE, DECORATOR FRAME,2 VGA,BLANK,GY | EA |  | 1 Year | 7.6 | 5% | 7.22
77342 | Hubbell | ISFB215LA | PLATE, DECORATOR FRAME,2 VGA,BLANK,LA | EA |  | 1 Year | 7.6 | 5% | 7.22
77343 | Hubbell | ISFB215OW | PLATE, DECORATOR FRAME,2 VGA,BLANK,OW | EA |  | 1 Year | 7.6 | 5% | 7.22
77344 | Hubbell | ISFB215W | PLATE, DECORATOR FRAME,2 VGA,BLANK,WH | EA |  | 1 Year | 7.6 | 5% | 7.22
77345 | Hubbell | ISFBR15BK | PLATE, DECORATOR,1 VGA,BLANK,RECSS,BK | EA |  | 1 Year | 7.6 | 5% | 7.22
77346 | Hubbell | ISFBR15EI | PLATE, DECORATOR,1 VGA,BLANK,RECSS,EI | EA |  | 1 Year | 7.6 | 5% | 7.22
77347 | Hubbell | ISFBR15GY | PLATE, DECORATOR,1 VGA,BLANK,RECSS,GY | EA |  | 1 Year | 7.6 | 5% | 7.22
77348 | Hubbell | ISFBR15LA | PLATE, DECORATOR,1 VGA,BLANK,RECSS,LA | EA |  | 1 Year | 7.6 | 5% | 7.22
77349 | Hubbell | ISFBR15OW | PLATE, DECORATOR,1 VGA,BLANK,RECSS,OW | EA |  | 1 Year | 7.6 | 5% | 7.22
77350 | Hubbell | ISFBR15W | PLATE, DECORATOR,1 VGA,BLANK,RECSS,WH | EA |  | 1 Year | 7.6 | 5% | 7.22
77351 | Hubbell | ISFH110BK | DEC FRAME,HDMI,110,SET,ACTIVE,BK | EA |  | 1 Year | 281 | 5% | 266.95
77352 | Hubbell | ISFH110EI | DEC FRAME,HDMI,110,SET,ACTIVE,EI | EA |  | 1 Year | 281 | 5% | 266.95
77353 | Hubbell | ISFH110GY | DEC FRAME,HDMI,110,SET,ACTIVE,GY | EA |  | 1 Year | 281 | 5% | 266.95
77354 | Hubbell | ISFH110OW | DEC FRAME,HDMI,110,SET,ACTIVE,OW | EA |  | 1 Year | 281 | 5% | 266.95
77355 | Hubbell | ISFH110W | DEC FRAME,HDMI,110,SET,ACTIVE,W | EA |  | 1 Year | 281 | 5% | 266.95
77356 | Hubbell | ISFHD4BK | DECORATOR,4KAV,USB,110,SET,1G,BK | EA |  | 1 Year | 1139 | 5% | 1082.05
77357 | Hubbell | ISFHDR4BK | DECORATOR,4KAV,USB,110,RX,1G,BK | EA |  | 1 Year | 567 | 5% | 538.65
77358 | Hubbell | ISFHDT421BK | DECORATOR,4K,HDMI,VGA,USB,110,TX,2G,BK | EA |  | 1 Year | 1065 | 5% | 1011.75
77359 | Hubbell | ISFHDT431BK | DECORATOR,4K,3XHDMI,USB,110,TX,2G,BK | EA |  | 1 Year | 1065 | 5% | 1011.75
77360 | Hubbell | ISFHDT4BK | DECORATOR,4KAV,USB,110,TX,1G,BK | EA |  | 1 Year | 567 | 5% | 538.65
77361 | Hubbell | ISK4P | RACK, I-FRAME,4POST SPACER FRONT TO REAR | EA |  | 1 Year | 362 | 5% | 343.9
77362 | Hubbell | ISK4P7 | IFRAME,4POST SPACER FRONT TO REAR,7"W | EA |  | 1 Year | 357 | 5% | 339.15
77363 | Hubbell | ISK4P9 | IFRAME,4POST SPACER FRONT TO REAR,9"W | EA |  | 1 Year | 357 | 5% | 339.15
77364 | Hubbell | ISKC7 | RACK, I-FRAME,HINGED CVR,7'HX4" W,KT | EA |  | 1 Year | 299 | 5% | 284.05
77365 | Hubbell | IW100 | ICON, BLANK,WH,100PK | PK |  | 1 Year | 16.25 | 5% | 15.4375
77366 | Hubbell | IW100C | ICON, COMPUTER,WH,100PK | PK |  | 1 Year | 16.25 | 5% | 15.4375
77367 | Hubbell | IW100T | ICON, TELEPHONE,WH,100PK | PK |  | 1 Year | 16.25 | 5% | 15.4375
77368 | Hubbell | IY100 | ICON, BLANK,YL,100PK | PK |  | 1 Year | 16.25 | 5% | 15.4375
77369 | Hubbell | IY100C | ICON, COMPUTER,YL,100PK | PK |  | 1 Year | 16.25 | 5% | 15.4375
77370 | Hubbell | IY100T | ICON, TELEPHONE,YL,100PK | PK |  | 1 Year | 16.25 | 5% | 15.4375
77371 | Hubbell | KEY333 | ZONE BOX, SPR KEY,FOR ZCB5UP/ZCB7UA | EA |  | 1 Year | 18.1 | 5% | 17.195
77372 | Hubbell | KP1 | FACEPLT, KP SER, 1-G, TOG | EA |  | 1 Year | 2.95 | 5% | 2.8025
77373 | Hubbell | KP14 | FACEPLT, KP SER, 1-G, BLANK | EA |  | 1 Year | 2.8 | 5% | 2.66
77374 | Hubbell | KP14AL | KP BLANK, ALMOND | EA |  | 1 Year | 2.8 | 5% | 2.66
77375 | Hubbell | KP14BK | FACEPLT, KP SER, 1-G, BLANK, BLK | EA |  | 1 Year | 2.8 | 5% | 2.66
77376 | Hubbell | KP14GY | KP BLANK, GRAY | EA |  | 1 Year | 4.15 | 5% | 3.9425
77377 | Hubbell | KP14W | FACEPLT, KP SER, 1-G, BLANK, WHT | EA |  | 1 Year | 2.8 | 5% | 2.66
77378 | Hubbell | KP18 | FACEPLT, KP SER, 2 GANG TOG/DUP | EA |  | 1 Year | 4.9 | 5% | 4.655
77379 | Hubbell | KP18BK | FACEPLT, KP SER, 2 GANG TOG/DUP, BLK | EA |  | 1 Year | 4.9 | 5% | 4.655
77380 | Hubbell | KP18W | FACEPLT, KP SER, 2 GANG TOG/DUP, WHT | EA |  | 1 Year | 4.9 | 5% | 4.655
77381 | Hubbell | KP1AL | KP TOGGLE PLATE, ALMOND | EA |  | 1 Year | 2.95 | 5% | 2.8025
77382 | Hubbell | KP1BK | FACEPLT, KP SER, 1-G, TOG, BLK | EA |  | 1 Year | 2.95 | 5% | 2.8025
77383 | Hubbell | KP1GY | DIN-R UTL BOX, F-PLT, TOG, GY | EA |  | 1 Year | 2.95 | 5% | 2.8025
77384 | Hubbell | KP1W | FACEPLT, KP SER, 1-G, TOG, WHT | EA |  | 1 Year | 2.95 | 5% | 2.8025
77385 | Hubbell | KP2 | FACEPLT, KP SER, 2 GANG TOG | EA |  | 1 Year | 4.35 | 5% | 4.1325
77386 | Hubbell | KP212 | FACEPLT, KP SER, 1-G, DUAL COAX | EA |  | 1 Year | 3.65 | 5% | 3.4675
77387 | Hubbell | KP212AL | KP 2 COAX, ALMOND | EA |  | 1 Year | 3.65 | 5% | 3.4675
77388 | Hubbell | KP212BK | FACEPLT, KP SER, 1-G, DUAL COAX, BLK | EA |  | 1 Year | 3.65 | 5% | 3.4675
77389 | Hubbell | KP212GY | KP 2 COAX, GRAY | EA |  | 1 Year | 4.55 | 5% | 4.3225
77390 | Hubbell | KP212W | FACEPLT, KP SER, 1-G, DUAL COAX, WHT | EA |  | 1 Year | 3.65 | 5% | 3.4675
77391 | Hubbell | KP2140 | FACEPLT, KP SER, 1-G, COAX/JACK | EA |  | 1 Year | 3.4 | 5% | 3.23
77392 | Hubbell | KP2140AL | KP COAX/JACK ALMOND | EA |  | 1 Year | 3.4 | 5% | 3.23
77393 | Hubbell | KP2140BK | FACEPLT, KP SER, 1-G, COAX/JACK, BLK | EA |  | 1 Year | 3.4 | 5% | 3.23
77394 | Hubbell | KP2140W | FACEPLT, KP SER, 1-G, COAX/JACK, WHT | EA |  | 1 Year | 3.4 | 5% | 3.23
77395 | Hubbell | KP2162 | FACEPLT, KP SER, 1-G, 2 JACK | EA |  | 1 Year | 2.95 | 5% | 2.8025
77396 | Hubbell | KP2162AL | KP 2 JACKS, ALMOND | EA |  | 1 Year | 2.95 | 5% | 2.8025
77397 | Hubbell | KP2162BK | FACEPLT, KP SER, 1-G, 2 JACK, BLK | EA |  | 1 Year | 2.95 | 5% | 2.8025
77398 | Hubbell | KP2162GY | KP 2 JACKS, GRAY | EA |  | 1 Year | 4.35 | 5% | 4.1325
77399 | Hubbell | KP2162W | FACEPLT, KP SER, 1-G, 2 JACK, WHT | EA |  | 1 Year | 2.95 | 5% | 2.8025
77400 | Hubbell | KP2163 | FACEPLT, KP SER, 1-G, 3 JACK | EA |  | 1 Year | 2.95 | 5% | 2.8025
77401 | Hubbell | KP2163AL | KP 3 JACKS, ALMOND | EA |  | 1 Year | 3.5 | 5% | 3.325
77402 | Hubbell | KP2163BK | FACEPLT, KP SER, 1-G, 3 JACK, BLK | EA |  | 1 Year | 2.95 | 5% | 2.8025
77403 | Hubbell | KP2163GY | KP 3 JACKS, GRAY | EA |  | 1 Year | 4.35 | 5% | 4.1325
77404 | Hubbell | KP2163W | FACEPLT, KP SER, 1-G, 3 JACK, WHT | EA |  | 1 Year | 2.95 | 5% | 2.8025
77405 | Hubbell | KP2216 | FACEPLT, KP SER, 2-G QUAD, JACK | EA |  | 1 Year | 4.35 | 5% | 4.1325
77406 | Hubbell | KP2216BK | FACEPLT, KP SER, 2-G QUAD, JACK, BLK | EA |  | 1 Year | 4.35 | 5% | 4.1325
77407 | Hubbell | KP2216W | FACEPLT, KP SER, 2-G QUAD, JACK, WHT | EA |  | 1 Year | 4.35 | 5% | 4.1325
77408 | Hubbell | KP24 | FACEPLT, KP SER, 2-G, BLANK | EA |  | 1 Year | 4.35 | 5% | 4.1325
77409 | Hubbell | KP24BK | FACEPLT, KP SER, 2-G, BLANK, BLK | EA |  | 1 Year | 4.35 | 5% | 4.1325
77410 | Hubbell | KP24W | FACEPLT, KP SER, 2-G, BLANK, WHT | EA |  | 1 Year | 4.35 | 5% | 4.1325
77411 | Hubbell | KP26 | FACEPLT, KP SER, 1-G, STYLELINE | EA |  | 1 Year | 2.95 | 5% | 2.8025
77412 | Hubbell | KP262 | FACEPLT, KP SER, 2-G, STYLELINE | EA |  | 1 Year | 4.35 | 5% | 4.1325
77413 | Hubbell | KP262BK | FACEPLT, KP SER, 2-G STYLELINE, BLK | EA |  | 1 Year | 4.35 | 5% | 4.1325
77414 | Hubbell | KP262W | FACEPLT, KP SER, 2-G STYLELINE, WHT | EA |  | 1 Year | 4.35 | 5% | 4.1325
77415 | Hubbell | KP26AL | KP STYLELINE, ALMOND | EA |  | 1 Year | 2.95 | 5% | 2.8025
77416 | Hubbell | KP26BK | FACEPLT, KP SER, 1-G, STYLELINE, BLK | EA |  | 1 Year | 2.95 | 5% | 2.8025
77417 | Hubbell | KP26GY | DIN-R UTL BOX, F-PLT, STYL, GY | EA |  | 1 Year | 2.95 | 5% | 2.8025
77418 | Hubbell | KP26W | FACEPLT, KP SER, 1-G, STYLELINE, WHT | EA |  | 1 Year | 2.95 | 5% | 2.8025
77419 | Hubbell | KP2BK | FACEPLT, KP SER, 2 GANG TOG, BLK | EA |  | 1 Year | 4.35 | 5% | 4.1325
77420 | Hubbell | KP2LAN | FACEPLT, KP SER, 2-G, IBM LAN/4PR JCK | EA |  | 1 Year | 23.75 | 5% | 22.5625
77421 | Hubbell | KP2W | FACEPLT, KP SER, 2 GANG TOG, WHT | EA |  | 1 Year | 4.35 | 5% | 4.1325
77422 | Hubbell | KP7 | FACEPLT, KP SER, 1-G, 1.40" | EA |  | 1 Year | 3.5 | 5% | 3.325
77423 | Hubbell | KP720 | FACEPLT, KP SER, 1G, 1.60", BR | EA |  | 1 Year | 3.7 | 5% | 3.515
77424 | Hubbell | KP720AL | FACEPLT, KP SER, 1G, 1.60", AL | EA |  | 1 Year | 3.7 | 5% | 3.515
77425 | Hubbell | KP720BK | FACEPLT, KP SER, 1G, 1.60", BLK | EA |  | 1 Year | 3.7 | 5% | 3.515
77426 | Hubbell | KP720W | FACEPLT, KP SER, 1G, 1.60", WHT | EA |  | 1 Year | 3.7 | 5% | 3.515
77427 | Hubbell | KP7AL | KP RCPT.(1.41"ID) PLATE, ALMOND | EA |  | 1 Year | 3.5 | 5% | 3.325
77428 | Hubbell | KP7BK | FACEPLT, KP SER, 1-G, 1.40", BLK | EA |  | 1 Year | 3.5 | 5% | 3.325
77429 | Hubbell | KP7GY | FACEPLT, KP SER, 1-G, 1.40", GY | EA |  | 1 Year | 2.95 | 5% | 2.8025
77430 | Hubbell | KP7W | FACEPLT, KP SER, 1-G, 1.40", WHT | EA |  | 1 Year | 3.5 | 5% | 3.325
77431 | Hubbell | KP8 | FACEPLT, KP SER, 1-G, DUP | EA |  | 1 Year | 2.8 | 5% | 2.66
77432 | Hubbell | KP82 | FACEPLT, KP SER, 2-G, DUP | EA |  | 1 Year | 4.35 | 5% | 4.1325
77433 | Hubbell | KP82BK | FACEPLT, KP SER, 2-G, DUP, BLK | EA |  | 1 Year | 4.35 | 5% | 4.1325
77434 | Hubbell | KP82W | FACEPLT, KP SER, 2-G, DUP, WHT | EA |  | 1 Year | 4.35 | 5% | 4.1325
77435 | Hubbell | KP8AL | KP DUPLEX, ALMOND | EA |  | 1 Year | 2.8 | 5% | 2.66
77436 | Hubbell | KP8BK | FACEPLT, KP SER, 1-G, DUP, BLK | EA |  | 1 Year | 2.8 | 5% | 2.66
77437 | Hubbell | KP8GY | DIN-R UTL BOX, F-PLT, DUP, GY | EA |  | 1 Year | 2.8 | 5% | 2.66
77438 | Hubbell | KP8W | FACEPLT, KP SER, 1-G, DUP, WHT | EA |  | 1 Year | 2.8 | 5% | 2.66
77439 | Hubbell | KPIMBZAL | INFINI BEZEL, ALMOND | EA |  | 1 Year | 6.85 | 5% | 6.5075
77440 | Hubbell | KPIMBZGY | INFINI BEZEL, GRAY | EA |  | 1 Year | 10.05 | 5% | 9.5475
77441 | Hubbell | KPIMBZOW | POLYTRAK MODULE BEZEL OFFICE WHITE | EA |  | 1 Year | 10.05 | 5% | 9.5475
77442 | Hubbell | KPORTAL | KP ORTRONICS BEZEL, ALMOND | EA |  | 1 Year | 7.2 | 5% | 6.84
77443 | Hubbell | KPORTGY | KP ORTRONICS BEZEL, GRAY | EA |  | 1 Year | 7.2 | 5% | 6.84
77444 | Hubbell | KPORTOW | KP ORTRONICS BEZEL, OFFICE WHITE | EA |  | 1 Year | 7.2 | 5% | 6.84
77445 | Hubbell | KPPANAL | KP PANDUIT BEZEL, ALMOND | EA |  | 1 Year | 7.2 | 5% | 6.84
77446 | Hubbell | KPPANGY | KP PANDUIT BEZEL, GRAY | EA |  | 1 Year | 7.2 | 5% | 6.84
77447 | Hubbell | KPPANOW | KP PANDUIT BEZEL, OFFICE WHITE | EA |  | 1 Year | 7.2 | 5% | 6.84
77448 | Hubbell | LBLCLPFCR12 | FIBER, LABEL CLIP, FCR PNL, PK OF 12 | PK |  | 1 Year | 55.1 | 5% | 52.345
77449 | Hubbell | LBLKTFCR1U12 | FIBER, LABEL KIT,1U FCR PNL, PK OF 12 | PK |  | 1 Year | 26.6 | 5% | 25.27
77450 | Hubbell | LBLKTFCR2U12 | FIBER, LABEL KIT,2U FCR PNL, PK OF 12 | PK |  | 1 Year | 30 | 5% | 28.5
77451 | Hubbell | LBLKTFCR34U12 | FIBER, LABEL KIT,3&4U FCR PNL, PK OF 12 | PK |  | 1 Year | 32.6 | 5% | 30.97
77452 | Hubbell | LBLPK100 | LABELS, CLR COVERS & INSERTS,100SETS | PK |  | 1 Year | 36.2 | 5% | 34.39
77453 | Hubbell | LCFBCA | F-BOX, LRG-CAP, CAST IRON W/EXT | EA |  | 1 Year | 436 | 5% | 414.2
77454 | Hubbell | LCFBCALT | F-BOX, LRG-CAP, COV, TILE APP, ALU | EA |  | 1 Year | 205 | 5% | 194.75
77455 | Hubbell | LCFBCBKA | F-BOX, LRG-CAP, COV, SCRUB WATER, BK | EA |  | 1 Year | 129 | 5% | 122.55
77456 | Hubbell | LCFBCGYA | F-BOX, LRG-CAP, COV, SCRUB WATER, GY | EA |  | 1 Year | 129 | 5% | 122.55
77457 | Hubbell | LCFBP26 | F-BOX, LRG-CAP, DEV PLT, STYLELINE/GFCI | EA |  | 1 Year | 20.35 | 5% | 19.3325
77458 | Hubbell | MAG2 | HOUSING, ACCESS,MAGNETS,2PK | PK |  | 1 Year | 7.6 | 5% | 7.22
77459 | Hubbell | MCCBP175 | P-PANEL, BLANK,1.75"H X 19"W | EA |  | 1 Year | 44.5 | 5% | 42.275
77460 | Hubbell | MCCBP350 | P-PANEL, BLANK,3.5"H X 19"W | EA |  | 1 Year | 70.3 | 5% | 66.785
77461 | Hubbell | MCCBP700 | P-PANEL, BLANK,7"H X 19"W | EA |  | 1 Year | 80.9 | 5% | 76.855
77462 | Hubbell | MCCCS19 | RACK, SHELF,CANTILEVER,17"WX14"D,BK | EA |  | 1 Year | 101 | 5% | 95.95
77463 | Hubbell | MCCCS19P | RACK, SHELF,CANTILEV,PERF,17"WX14"D,BK | EA |  | 1 Year | 127 | 5% | 120.65
77464 | Hubbell | MCCCWS19 | RACK, SHELF,CTR WEIGHT,17"WX19"D,BK | EA |  | 1 Year | 130 | 5% | 123.5
77465 | Hubbell | MCCCWS19HD | RACK, SHELF,HEAVY DUTY,19"WX20"D,BK | EA |  | 1 Year | 288 | 5% | 273.6
77466 | Hubbell | MCCMV9BS10 | CABLEMGT, FAST,VELCRO,S-MT,9",BK,10PK | PK |  | 1 Year | 47.6 | 5% | 45.22
77467 | Hubbell | MCCMV9OS10 | CABLEMGT, FAST,VELCRO,S-MT,9",OR,10PK | PK |  | 1 Year | 47.6 | 5% | 45.22
77468 | Hubbell | MCCPSHLF | CABINET, ACCESS,SHELF,FIXED,PERF,BK | EA |  | 1 Year | 172 | 5% | 163.4
77469 | Hubbell | MCCPSR4 | CABLEMGT, RINGS,PLASTIC,4PK | PK |  | 1 Year | 45.4 | 5% | 43.13
77470 | Hubbell | MCCPSS19 | POWSTRIP, 19" PWR DST,10REAR OUTL | EA |  | 1 Year | 303 | 5% | 287.85
77471 | Hubbell | MCCPSS19TS | POWSTRIP, 19"PWR DST,4FRNT/4REAR OUTL | EA |  | 1 Year | 353 | 5% | 335.35
77472 | Hubbell | MCCTELSHLF | CABINET, ACCESS,SHELF,SLIDE OUT,BK | EA |  | 1 Year | 716 | 5% | 680.2
77473 | Hubbell | MCCVMR2 | CABLEMGT, VERT MGT RING,SGL,6"WX10"D,2PK | PK |  | 1 Year | 72.55 | 5% | 68.9225
77474 | Hubbell | MCCVMR22 | CABLEMGT, VERT MGT RING,DBL,6"WX10"D,2PK | PK |  | 1 Year | 68.4 | 5% | 64.98
77475 | Hubbell | NP1 | WALLPLATE, 1-G, TOGG, BR | EA |  | 1 Year | 0.76 | 5% | 0.722
77476 | Hubbell | NP11 | WALLPLATE, 1-G, .406" OPNG, BOX MT, BR | EA |  | 1 Year | 1.16 | 5% | 1.102
77477 | Hubbell | NP112 | WALLPLATE, 2-G, 1) TOG 1) .406" OPNG, BR | EA |  | 1 Year | 3.45 | 5% | 3.2775
77478 | Hubbell | NP112BK | WALLPLATE, 2-G, 1) TOG 1) .406" OPNG, BK | EA |  | 1 Year | 3.45 | 5% | 3.2775
77479 | Hubbell | NP112GY | W-PLATE,2-G,1) TOG 1) .406" OPNG,GY,MOD | EA |  | 1 Year | 3.45 | 5% | 3.2775
77480 | Hubbell | NP112I | WALLPLATE, 2-G, 1) TOG 1) .406" OPNG, IV | EA |  | 1 Year | 3.45 | 5% | 3.2775
77481 | Hubbell | NP112OW | WALLPLATE, 2-G, 1) TOG 1) .406" OPNG, OW | EA |  | 1 Year | 3.45 | 5% | 3.2775
77482 | Hubbell | NP112W | WALLPLATE, 2-G, 1) TOG 1) .406" OPNG, GY | EA |  | 1 Year | 3.45 | 5% | 3.2775
77483 | Hubbell | NP113 | WALLPLATE, 2-G, 1) TOG 1) BLANK, BR | EA |  | 1 Year | 1.55 | 5% | 1.4725
77484 | Hubbell | NP113BK | WALLPLATE, 2-G, 1) TOG 1) BLANK, BK | EA |  | 1 Year | 1.55 | 5% | 1.4725
77485 | Hubbell | NP113GY | WALLPLATE, 2-G, 1) TOG 1) BLANK, GY | EA |  | 1 Year | 1.55 | 5% | 1.4725
77486 | Hubbell | NP113I | WALLPLATE, 2-G, 1) TOG 1) BLANK, IV | EA |  | 1 Year | 1.55 | 5% | 1.4725
77487 | Hubbell | NP113LA | WALLPLATE, 2-G, 1) TOG 1) BLANK, LA | EA |  | 1 Year | 1.55 | 5% | 1.4725
77488 | Hubbell | NP113W | WALLPLATE, 2-G, 1) TOG 1) BLANK, WH | EA |  | 1 Year | 1.55 | 5% | 1.4725
77489 | Hubbell | NP11AL | WALLPLATE, 1-G, .406" OPNG, BOX MT, AL | EA |  | 1 Year | 1.16 | 5% | 1.102
77490 | Hubbell | NP11BK | WALLPLATE, 1-G, .406" OPNG, BOX MT, BK | EA |  | 1 Year | 1.16 | 5% | 1.102
77491 | Hubbell | NP11GY | WALLPLATE, 1-G, .406" OPNG, BOX MT, GY | EA |  | 1 Year | 1.16 | 5% | 1.102
77492 | Hubbell | NP11I | WALLPLATE, 1-G, .406" OPNG, BOX MT, IV | EA |  | 1 Year | 1.16 | 5% | 1.102
77493 | Hubbell | NP11LA | WALLPLATE, 1-G, .406" OPNG, BOX MT, LA | EA |  | 1 Year | 1.16 | 5% | 1.102
77494 | Hubbell | NP11R | WALLPLATE, 1-G, .406" OPNG, BOX MT, RD | EA |  | 1 Year | 1.16 | 5% | 1.102
77495 | Hubbell | NP11W | WALLPLATE, 1-G, .406" OPNG, BOX MT, WH | EA |  | 1 Year | 1.16 | 5% | 1.102
77496 | Hubbell | NP12 | WALLPLATE, 1-G, .406" OPNG, STRP MT, BR | EA |  | 1 Year | 3.9 | 5% | 3.705
77497 | Hubbell | NP1214 | WALLPLATE, 2-G, 1) BLNK 1) .406" OPN, BR | EA |  | 1 Year | 7.75 | 5% | 7.3625
77498 | Hubbell | NP1214BK | WALLPLATE, 2-G, 1) BLNK 1) .406" OPN, BK | EA |  | 1 Year | 7.75 | 5% | 7.3625
77499 | Hubbell | NP1214GY | WALLPLATE, 2-G, 1) BLNK 1) .406" OPN, GY | EA |  | 1 Year | 7.75 | 5% | 7.3625
77500 | Hubbell | NP1214I | WALLPLATE, 2-G, 1) BLNK 1) .406" OPN, IV | EA |  | 1 Year | 7.75 | 5% | 7.3625
77501 | Hubbell | NP1214W | WALLPLATE, 2-G, 1) BLNK 1) .406" OPN, WH | EA |  | 1 Year | 7.75 | 5% | 7.3625
77502 | Hubbell | NP1226 | WALLPLATE, 2-G, 1) DEC 1) .406" OPNG, BR | EA |  | 1 Year | 5.2 | 5% | 4.94
77503 | Hubbell | NP1226BK | WALLPLATE, 2-G, 1) DEC 1) .406" OPNG, BK | EA |  | 1 Year | 5.2 | 5% | 4.94
77504 | Hubbell | NP1226GY | WALLPLATE, 2-G, 1) DEC 1) .406" OPNG, GY | EA |  | 1 Year | 5.2 | 5% | 4.94
77505 | Hubbell | NP1226I | WALLPLATE, 2-G, 1) DEC 1) .406" OPNG, IV | EA |  | 1 Year | 5.2 | 5% | 4.94
77506 | Hubbell | NP1226W | WALLPLATE, 2-G, 1) DEC 1) .406" OPNG, WH | EA |  | 1 Year | 5.2 | 5% | 4.94
77507 | Hubbell | NP126 | WALLPLATE, 2-G, 1) TOG 1) REC, BR | EA |  | 1 Year | 4.45 | 5% | 4.2275
77508 | Hubbell | NP1262 | WALLPLATE, 3-G, 1) TOG 2) DEC, BR | EA |  | 1 Year | 15.45 | 5% | 14.6775
77509 | Hubbell | NP1262BK | WALLPLATE, 3-G, 1) TOG 2) DEC, BK | EA |  | 1 Year | 15.45 | 5% | 14.6775
77510 | Hubbell | NP1262GY | WALLPLATE, 3-G, 1) TOG 2) DEC, GY | EA |  | 1 Year | 15.45 | 5% | 14.6775
77511 | Hubbell | NP1262I | WALLPLATE, 3-G, 1) TOG 2) DEC, IV | EA |  | 1 Year | 15.45 | 5% | 14.6775
77512 | Hubbell | NP1262LA | WALLPLATE, 3-G, 1) TOG 2) DEC, LA | EA |  | 1 Year | 15.45 | 5% | 14.6775
77513 | Hubbell | NP1262W | WALLPLATE, 3-G, 1) TOG 2) DEC, WH | EA |  | 1 Year | 15.45 | 5% | 14.6775
77514 | Hubbell | NP126AL | WALLPLATE, 2-G, 1) TOG 1) REC, AL | EA |  | 1 Year | 4.45 | 5% | 4.2275
77515 | Hubbell | NP126BK | WALLPLATE, 2-G, 1) TOG 1) REC, BK | EA |  | 1 Year | 4.45 | 5% | 4.2275
77516 | Hubbell | NP126GY | WALLPLATE, 2-G, 1) TOG 1) REC, GY | EA |  | 1 Year | 4.45 | 5% | 4.2275
77517 | Hubbell | NP126I | WALLPLATE, 2-G, 1) TOG 1) REC, IV | EA |  | 1 Year | 4.45 | 5% | 4.2275
77518 | Hubbell | NP126LA | WALLPLATE, 2-G, 1) TOG 1) REC, LA | EA |  | 1 Year | 5.25 | 5% | 4.9875
77519 | Hubbell | NP126R | WALLPLATE, 2-G, 1) TOG 1) REC, RD | EA |  | 1 Year | 4.25 | 5% | 4.0375
77520 | Hubbell | NP126W | WALLPLATE, 2-G, 1) TOG 1) REC, WH | EA |  | 1 Year | 4.45 | 5% | 4.2275
77521 | Hubbell | NP128 | WALLPLATE, 2-G, 1) DUP 1) .406" OPNG, BR | EA |  | 1 Year | 7.75 | 5% | 7.3625
77522 | Hubbell | NP128BK | WALLPLATE, 2-G, 1) DUP 1) .406" OPNG, BK | EA |  | 1 Year | 7.75 | 5% | 7.3625
77523 | Hubbell | NP128GY | WALLPLATE, 2-G, 1) DUP 1) .406" OPNG, GY | EA |  | 1 Year | 7.75 | 5% | 7.3625
77524 | Hubbell | NP128I | WALLPLATE, 2-G, 1) DUP 1) .406" OPNG, IV | EA |  | 1 Year | 7.75 | 5% | 7.3625
77525 | Hubbell | NP128W | WALLPLATE, 2-G, 1) DUP 1) .406" OPNG, WH | EA |  | 1 Year | 7.75 | 5% | 7.3625
77526 | Hubbell | NP12BK | WALLPLATE, 1-G, .406" OPNG, STRP MT, BK | EA |  | 1 Year | 3.9 | 5% | 3.705
77527 | Hubbell | NP12GY | WALLPLATE, 1-G, .406" OPNG, STRP MT, GY | EA |  | 1 Year | 3.9 | 5% | 3.705
77528 | Hubbell | NP12I | WALLPLATE, 1-G, .406" OPNG, STRP MT, IV | EA |  | 1 Year | 3.9 | 5% | 3.705
77529 | Hubbell | NP12W | WALLPLATE, 1-G, .406" OPNG, STRP MT, WH | EA |  | 1 Year | 3.9 | 5% | 3.705
77530 | Hubbell | NP13 | WALLPLATE, 1-G, BOX MT BLANK, BR | EA |  | 1 Year | 1.16 | 5% | 1.102
77531 | Hubbell | NP1326 | WALLPLATE, 2-G, 1) DEC 1) BLNK, BR | EA |  | 1 Year | 5.55 | 5% | 5.2725
77532 | Hubbell | NP1326BK | WALLPLATE, 2-G, 1) DEC 1) BLNK, BK | EA |  | 1 Year | 5.55 | 5% | 5.2725
77533 | Hubbell | NP1326GY | WALLPLATE, 2-G, 1) DEC 1) BLNK, GY | EA |  | 1 Year | 5.55 | 5% | 5.2725
77534 | Hubbell | NP1326I | WALLPLATE, 2-G, 1) DEC 1) BLNK, IV | EA |  | 1 Year | 5.55 | 5% | 5.2725
77535 | Hubbell | NP1326LA | WALLPLATE, 2-G, 1) DEC 1) BLNK, LA | EA |  | 1 Year | 5.55 | 5% | 5.2725
77536 | Hubbell | NP1326W | WALLPLATE, 2-G, 1)DEC, 1)BLNK., WH | EA |  | 1 Year | 5.55 | 5% | 5.2725
77537 | Hubbell | NP138 | WALLPLATE, 2-G, 1) DUP 1) BLANK, BR | EA |  | 1 Year | 3.45 | 5% | 3.2775
77538 | Hubbell | NP138BK | WALLPLATE, 2-G, 1) DUP 1) BLANK, BK | EA |  | 1 Year | 3.45 | 5% | 3.2775
77539 | Hubbell | NP138GY | WALLPLATE, 2-G, 1) DUP 1) BLANK, GY | EA |  | 1 Year | 3.45 | 5% | 3.2775
77540 | Hubbell | NP138I | WALLPLATE, 2-G, 1) DUP 1) BLANK, IV | EA |  | 1 Year | 3.45 | 5% | 3.2775
77541 | Hubbell | NP138LA | WALLPLATE, 2-G, 1) DUP 1) BLANK, LA | EA |  | 1 Year | 3.45 | 5% | 3.2775
77542 | Hubbell | NP138W | WALLPLATE, 2-G, 1) DUP 1) BLANK, WH | EA |  | 1 Year | 3.45 | 5% | 3.2775
77543 | Hubbell | NP13AL | WALLPLATE, 1-G, BOX MT BLANK, AL | EA |  | 1 Year | 1.16 | 5% | 1.102
77544 | Hubbell | NP13BK | WALLPLATE, 1-G, BOX MT BLANK, BK | EA |  | 1 Year | 1.16 | 5% | 1.102
77545 | Hubbell | NP13GY | WALLPLATE, 1-G, BOX MT BLANK, GY | EA |  | 1 Year | 1.16 | 5% | 1.102
77546 | Hubbell | NP13I | WALLPLATE, 1-G, BOX MT BLANK, IV | EA |  | 1 Year | 1.16 | 5% | 1.102
77547 | Hubbell | NP13LA | WALLPLATE, 1-G, BOX MT BLANK, LA | EA |  | 1 Year | 1.16 | 5% | 1.102
77548 | Hubbell | NP13OW | WALLPLATE, 1-G, BOX MT BLANK, OW | EA |  | 1 Year | 1.16 | 5% | 1.102
77549 | Hubbell | NP13W | WALLPLATE, 1-G, BOX MT BLANK, WH | EA |  | 1 Year | 1.16 | 5% | 1.102
77550 | Hubbell | NP14 | WALLPLATE, 1-G, STRP MT BLANK, BR | EA |  | 1 Year | 3.9 | 5% | 3.705
77551 | Hubbell | NP147 | WALLPLATE, 2-G, 1) 1.40" OPN 1) BLNK, BR | EA |  | 1 Year | 7.75 | 5% | 7.3625
77552 | Hubbell | NP147BK | WALLPLATE, 2-G, 1) 1.40" OPN 1) BLNK, BK | EA |  | 1 Year | 7.75 | 5% | 7.3625
77553 | Hubbell | NP147GY | WALLPLATE, 2-G, 1) 1.40" OPN 1) BLNK, GY | EA |  | 1 Year | 7.75 | 5% | 7.3625
77554 | Hubbell | NP147I | WALLPLATE, 2-G, 1) 1.40" OPN 1) BLNK, IV | EA |  | 1 Year | 7.75 | 5% | 7.3625
77555 | Hubbell | NP147W | WALLPLATE, 2-G, 1) 1.40" OPN 1) BLNK, WH | EA |  | 1 Year | 7.75 | 5% | 7.3625
77556 | Hubbell | NP14BK | WALLPLATE, 1-G, STRP MT BLANK, BK | EA |  | 1 Year | 3.9 | 5% | 3.705
77557 | Hubbell | NP14GY | WALLPLATE, 1-G, STRP MT BLANK, GY | EA |  | 1 Year | 3.9 | 5% | 3.705
77558 | Hubbell | NP14I | WALLPLATE, 1-G, STRP MT BLANK, IV | EA |  | 1 Year | 3.9 | 5% | 3.705
77559 | Hubbell | NP14OW | WALLPLATE, 1-G, STRP MT BLANK, OW | EA |  | 1 Year | 3.9 | 5% | 3.705
77560 | Hubbell | NP14R | WALLPLATE, 1-G, STRP MT BLANK, RD | EA |  | 1 Year | 3.9 | 5% | 3.705
77561 | Hubbell | NP14W | WALLPLATE, 1-G, STRP MT BLANK, WH | EA |  | 1 Year | 3.9 | 5% | 3.705
77562 | Hubbell | NP17 | WALLPLATE, 2-G, 1) TOG 1) 1.39" OPNG, BR | EA |  | 1 Year | 4.1 | 5% | 3.895
77563 | Hubbell | NP17BK | WALLPLATE, 2-G, 1) TOG 1) 1.39" OPNG, BK | EA |  | 1 Year | 4.1 | 5% | 3.895
77564 | Hubbell | NP17GY | WALLPLATE, 2-G, 1) TOG 1) 1.39" OPNG, GY | EA |  | 1 Year | 4.1 | 5% | 3.895
77565 | Hubbell | NP17I | WALLPLATE, 2-G, 1) TOG 1) 1.39" OPNG, IV | EA |  | 1 Year | 4.1 | 5% | 3.895
77566 | Hubbell | NP17W | WALLPLATE, 2-G, 1) TOG 1) .406" OPNG, WH | EA |  | 1 Year | 4.1 | 5% | 3.895
77567 | Hubbell | NP18 | WALLPLATE, 2-G, 1) DUP 1) TOG, BR | EA |  | 1 Year | 1.55 | 5% | 1.4725
77568 | Hubbell | NP182 | WALLPLATE, 3-G, 1) TOG 2) DUP, BR | EA |  | 1 Year | 6.3 | 5% | 5.985
77569 | Hubbell | NP182BK | WALLPLATE, 3-G, 1) TOG 2) DUP, BK | EA |  | 1 Year | 6.3 | 5% | 5.985
77570 | Hubbell | NP182GY | WALLPLATE, 3-G, 1) TOG 2) DUP, GY | EA |  | 1 Year | 6.3 | 5% | 5.985
77571 | Hubbell | NP182I | WALLPLATE, 3-G, 1) TOG 2) DUP, IV | EA |  | 1 Year | 6.3 | 5% | 5.985
77572 | Hubbell | NP182W | WALLPLATE, 3-G, 1) TOG 2) DUP, WH | EA |  | 1 Year | 6.3 | 5% | 5.985
77573 | Hubbell | NP18AL | WALLPLATE, 2-G, 1) DUP 1) TOG, AL | EA |  | 1 Year | 1.55 | 5% | 1.4725
77574 | Hubbell | NP18BK | WALLPLATE, 2-G, 1) DUP 1) TOG, BK | EA |  | 1 Year | 1.55 | 5% | 1.4725
77575 | Hubbell | NP18GY | WALLPLATE, 2-G, 1) DUP 1) TOG, GY | EA |  | 1 Year | 1.55 | 5% | 1.4725
77576 | Hubbell | NP18I | WALLPLATE, 2-G, 1) DUP 1) TOG, IV | EA |  | 1 Year | 1.55 | 5% | 1.4725
77577 | Hubbell | NP18LA | WALLPLATE, 2-G, 1) DUP 1) TOG, LA | EA |  | 1 Year | 1.55 | 5% | 1.4725
77578 | Hubbell | NP18OW | WALLPLATE, 2-G, 1) DUP 1) TOG, OW | EA |  | 1 Year | 1.55 | 5% | 1.4725
77579 | Hubbell | NP18R | WALLPLATE, 2-G, 1) DUP 1) TOG, RD | EA |  | 1 Year | 1.55 | 5% | 1.4725
77580 | Hubbell | NP18W | WALLPLATE, 2-G, 1) DUP 1) TOG, WH | EA |  | 1 Year | 1.55 | 5% | 1.4725
77581 | Hubbell | NP1AL | WALLPLATE, 1-G, TOGG, AL | EA |  | 1 Year | 0.76 | 5% | 0.722
77582 | Hubbell | NP1BK | WALLPLATE, 1-G, TOGG, BK | EA |  | 1 Year | 0.76 | 5% | 0.722
77583 | Hubbell | NP1GY | WALLPLATE, 1-G, TOGG, GY | EA |  | 1 Year | 0.76 | 5% | 0.722
77584 | Hubbell | NP1I | WALLPLATE, 1-G, TOGG, IV | EA |  | 1 Year | 0.76 | 5% | 0.722
77585 | Hubbell | NP1LA | WALLPLATE, 1-G, TOGG, LA | EA |  | 1 Year | 0.76 | 5% | 0.722
77586 | Hubbell | NP1OW | WALLPLATE, 1-G, TOGG, OW | EA |  | 1 Year | 0.76 | 5% | 0.722
77587 | Hubbell | NP1R | WALLPLATE, 1-G, TOGG, RD | EA |  | 1 Year | 0.76 | 5% | 0.722
77588 | Hubbell | NP1W | WALLPLATE, 1-G, TOGG, WH | EA |  | 1 Year | 0.76 | 5% | 0.722
77589 | Hubbell | NP2 | WALLPLATE, 2-G, 2) TOG, BR | EA |  | 1 Year | 1.55 | 5% | 1.4725
77590 | Hubbell | NP21 | WALLPLATE, 2-G, 2) .406" OPNG, BR | EA |  | 1 Year | 6.3 | 5% | 5.985
77591 | Hubbell | NP21BK | WALLPLATE, 2-G, 2) .406" OPNG, BK | EA |  | 1 Year | 6.3 | 5% | 5.985
77592 | Hubbell | NP21GY | WALLPLATE, 2-G, 2) .406" OPNG, GY | EA |  | 1 Year | 6.3 | 5% | 5.985
77593 | Hubbell | NP21I | WALLPLATE, 2-G, 2) .406" OPNG, IV | EA |  | 1 Year | 6.3 | 5% | 5.985
77594 | Hubbell | NP21W | WALLPLATE, 2-G, 2) .406" OPNG, WH | EA |  | 1 Year | 6.3 | 5% | 5.985
77595 | Hubbell | NP226 | WALLPLATE, 3-G, 2) TOG 1) DEC, BR | EA |  | 1 Year | 8.15 | 5% | 7.7425
77596 | Hubbell | NP2262 | WALLPLATE, 4-G, 2) TOG 2) DEC, BR | EA |  | 1 Year | 22.45 | 5% | 21.3275
77597 | Hubbell | NP2262BK | WALLPLATE, 4-G, 2) TOG 2) DEC, BK | EA |  | 1 Year | 22.45 | 5% | 21.3275
77598 | Hubbell | NP2262GY | WALLPLATE, 4-G, 2) TOG 2) DEC, GY | EA |  | 1 Year | 22.45 | 5% | 21.3275
77599 | Hubbell | NP2262I | WALLPLATE, 4-G, 2) TOG 2) DEC, IV | EA |  | 1 Year | 22.45 | 5% | 21.3275
77600 | Hubbell | NP2262LA | WALLPLATE, 4-G, 2) TOG 2) DEC, LA | EA |  | 1 Year | 22.45 | 5% | 21.3275
77601 | Hubbell | NP2262W | WALLPLATE, 4-G, 2) TOG 2) DEC, WH | EA |  | 1 Year | 22.45 | 5% | 21.3275
77602 | Hubbell | NP226BK | WALLPLATE, 3-G, 2) TOG 1) DEC, BK | EA |  | 1 Year | 8.15 | 5% | 7.7425
77603 | Hubbell | NP226GY | WALLPLATE, 3-G, 2) TOG 1) DEC, GY | EA |  | 1 Year | 8.15 | 5% | 7.7425
77604 | Hubbell | NP226I | WALLPLATE, 3-G, 2) TOG 1) DEC, IV | EA |  | 1 Year | 8.15 | 5% | 7.7425
77605 | Hubbell | NP226LA | WALLPLATE, 3-G, 2) TOG 1) DEC, LA | EA |  | 1 Year | 8.15 | 5% | 7.7425
77606 | Hubbell | NP226W | WALLPLATE, 3-G, 2) TOG 1) DEC, WH | EA |  | 1 Year | 8.15 | 5% | 7.7425
77607 | Hubbell | NP23 | WALLPLATE, 2-G, 2 BOX MT BLANK, BR | EA |  | 1 Year | 3.65 | 5% | 3.4675
77608 | Hubbell | NP23AL | WALLPLATE, 2-G, 2 BOX MT BLANK, AL | EA |  | 1 Year | 3.65 | 5% | 3.4675
77609 | Hubbell | NP23BK | WALLPLATE, 2-G, 2 BOX MT BLANK, BK | EA |  | 1 Year | 3.65 | 5% | 3.4675
77610 | Hubbell | NP23GY | WALLPLATE, 2-G, 2 BOX MT BLANK, GY | EA |  | 1 Year | 3.65 | 5% | 3.4675
77611 | Hubbell | NP23I | WALLPLATE, 2-G, 2 BOX MT BLANK, IV | EA |  | 1 Year | 3.65 | 5% | 3.4675
77612 | Hubbell | NP23LA | WALLPLATE, 2-G, 2 BOX MT BLANK, LA | EA |  | 1 Year | 3.65 | 5% | 3.4675
77613 | Hubbell | NP23W | WALLPLATE, 2-G, 2 BOX MT BLANK, WH | EA |  | 1 Year | 3.65 | 5% | 3.4675
77614 | Hubbell | NP24 | WALLPLATE, 2-G, 2 STRP MT BLANK, BR | EA |  | 1 Year | 7.95 | 5% | 7.5525
77615 | Hubbell | NP24BK | WALLPLATE, 2-G, 2 STRP MT BLANK, BK | EA |  | 1 Year | 7.95 | 5% | 7.5525
77616 | Hubbell | NP24GY | WALLPLATE, 2-G, 2 STRP MT BLANK, GY | EA |  | 1 Year | 7.95 | 5% | 7.5525
77617 | Hubbell | NP24I | WALLPLATE, 2-G, 2 STRP MT BLANK, IV | EA |  | 1 Year | 7.95 | 5% | 7.5525
77618 | Hubbell | NP24OW | WALLPLATE, 2-G, 2 STRP MT BLANK, OW | EA |  | 1 Year | 7.95 | 5% | 7.5525
77619 | Hubbell | NP24R | WALLPLATE, 2-G, 2 STRP MT BLANK, RD | EA |  | 1 Year | 7.95 | 5% | 7.5525
77620 | Hubbell | NP24W | WALLPLATE, 2-G, 2 STRP MT BLANK, WH | EA |  | 1 Year | 7.95 | 5% | 7.5525
77621 | Hubbell | NP26 | WALLPLATE, 1-G, 1) RECT, BR | EA |  | 1 Year | 1.61 | 5% | 1.5295
77622 | Hubbell | NP262 | WALLPLATE, 2-G, 2) RECT, BR | EA |  | 1 Year | 4.1 | 5% | 3.895
77623 | Hubbell | NP262AL | WALLPLATE, 2-G, 2) RECT, AL | EA |  | 1 Year | 4.1 | 5% | 3.895
77624 | Hubbell | NP262BK | WALLPLATE, 2-G, 2) RECT, BK | EA |  | 1 Year | 4.1 | 5% | 3.895
77625 | Hubbell | NP262GY | WALLPLATE, 2-G, 2) RECT, GY | EA |  | 1 Year | 4.1 | 5% | 3.895
77626 | Hubbell | NP262I | WALLPLATE, 2-G, 2) RECT, IV | EA |  | 1 Year | 4.1 | 5% | 3.895
77627 | Hubbell | NP262LA | WALLPLATE, 2-G, 2) RECT, LA | EA |  | 1 Year | 4.1 | 5% | 3.895
77628 | Hubbell | NP262OW | WALLPLATE, 2-G, 2) RECT, OW | EA |  | 1 Year | 4.1 | 5% | 3.895
77629 | Hubbell | NP262R | WALLPLATE, 2-G, 2) RECT, RD | EA |  | 1 Year | 4.1 | 5% | 3.895
77630 | Hubbell | NP262W | WALLPLATE, 2-G, 2) RECT, WH | EA |  | 1 Year | 4.1 | 5% | 3.895
77631 | Hubbell | NP263 | WALLPLATE, 3-G, 3) RECT, BR | EA |  | 1 Year | 8.4 | 5% | 7.98
77632 | Hubbell | NP263AL | WALLPLATE, 3-G, 3) RECT, AL | EA |  | 1 Year | 8.4 | 5% | 7.98
77633 | Hubbell | NP263BK | WALLPLATE, 3-G, 3) RECT, BK | EA |  | 1 Year | 8.4 | 5% | 7.98
77634 | Hubbell | NP263GY | WALLPLATE, 3-G, 3) RECT, GY | EA |  | 1 Year | 8.4 | 5% | 7.98
77635 | Hubbell | NP263I | WALLPLATE, 3-G, 3) RECT, IV | EA |  | 1 Year | 8.4 | 5% | 7.98
77636 | Hubbell | NP263LA | WALLPLATE, 3-G, 3) RECT, LA | EA |  | 1 Year | 8.4 | 5% | 7.98
77637 | Hubbell | NP263OW | WALLPLATE, 3-G, 3) RECT, OW | EA |  | 1 Year | 8.4 | 5% | 7.98
77638 | Hubbell | NP263R | WALLPLATE, 3-G, 3) RECT, RD | EA |  | 1 Year | 8.4 | 5% | 7.98
77639 | Hubbell | NP263W | WALLPLATE, 3-G, 3) RECT, WH | EA |  | 1 Year | 8.4 | 5% | 7.98
77640 | Hubbell | NP264 | WALLPLATE, 4-G, 4) RECT, BR | EA |  | 1 Year | 15.9 | 5% | 15.105
77641 | Hubbell | NP264AL | WALLPLATE, 4-G, 4) RECT, AL | EA |  | 1 Year | 15.9 | 5% | 15.105
77642 | Hubbell | NP264BK | WALLPLATE, 4-G, 4) RECT, BK | EA |  | 1 Year | 15.9 | 5% | 15.105
77643 | Hubbell | NP264GY | WALLPLATE, 4-G, 4) RECT, GY | EA |  | 1 Year | 15.9 | 5% | 15.105
77644 | Hubbell | NP264I | WALLPLATE, 4-G, 4) RECT, IV | EA |  | 1 Year | 15.9 | 5% | 15.105
77645 | Hubbell | NP264LA | WALLPLATE, 4-G, 4) RECT, LA | EA |  | 1 Year | 15.9 | 5% | 15.105
77646 | Hubbell | NP264OW | WALLPLATE, 4-G, 4) RECT, OW | EA |  | 1 Year | 15.9 | 5% | 15.105
77647 | Hubbell | NP264W | WALLPLATE, 4-G, 4) RECT, WH | EA |  | 1 Year | 15.9 | 5% | 15.105
77648 | Hubbell | NP265 | WALLPLATE, 5-G, 5) RECT, BR | EA |  | 1 Year | 26.2 | 5% | 24.89
77649 | Hubbell | NP265BK | WALLPLATE, 5-G, 5) RECT, BK | EA |  | 1 Year | 26.2 | 5% | 24.89
77650 | Hubbell | NP265GY | WALLPLATE, 5-G, 5) RECT, GY | EA |  | 1 Year | 26.2 | 5% | 24.89
77651 | Hubbell | NP265I | WALLPLATE, 5-G, 5) RECT, IV | EA |  | 1 Year | 26.2 | 5% | 24.89
77652 | Hubbell | NP265LA | WALLPLATE, 5-G, 5) RECT, LA | EA |  | 1 Year | 26.2 | 5% | 24.89
77653 | Hubbell | NP265W | WALLPLATE, 5-G, 5) RECT, WH | EA |  | 1 Year | 26.2 | 5% | 24.89
77654 | Hubbell | NP266 | WALLPLATE, 6-G, 6) RECT, BR | EA |  | 1 Year | 32.6 | 5% | 30.97
77655 | Hubbell | NP266BK | WALLPLATE, 6-G, 6) RECT, BK | EA |  | 1 Year | 32.6 | 5% | 30.97
77656 | Hubbell | NP266GY | WALLPLATE, 6-G, 6) RECT, GY | EA |  | 1 Year | 32.6 | 5% | 30.97
77657 | Hubbell | NP266I | WALLPLATE, 6-G, 6) RECT, IV | EA |  | 1 Year | 32.6 | 5% | 30.97
77658 | Hubbell | NP266LA | WALLPLATE, 6-G, 6) RECT, LA | EA |  | 1 Year | 32.6 | 5% | 30.97
77659 | Hubbell | NP266W | WALLPLATE, 6-G, 6) RECT, WH | EA |  | 1 Year | 32.6 | 5% | 30.97
77660 | Hubbell | NP26AL | WALLPLATE, 1-G, 1) RECT, AL | EA |  | 1 Year | 1.61 | 5% | 1.5295
77661 | Hubbell | NP26BK | WALLPLATE, 1-G, 1) RECT, BK | EA |  | 1 Year | 1.61 | 5% | 1.5295
77662 | Hubbell | NP26GY | WALLPLATE, 1-G, 1) RECT, GY | EA |  | 1 Year | 1.61 | 5% | 1.5295
77663 | Hubbell | NP26I | WALLPLATE, 1-G, 1) RECT, IV | EA |  | 1 Year | 1.61 | 5% | 1.5295
77664 | Hubbell | NP26LA | WALLPLATE, 1-G, 1) RECT, LA | EA |  | 1 Year | 1.61 | 5% | 1.5295
77665 | Hubbell | NP26OIG | WALLPLATE, 1-G RECT NYL ORANGE IG | EA |  | 1 Year | 4.65 | 5% | 4.4175
77666 | Hubbell | NP26OW | WALLPLATE, 1-G, 1) RECT, OW | EA |  | 1 Year | 1.61 | 5% | 1.5295
77667 | Hubbell | NP26R | WALLPLATE, 1-G, 1) RECT, RD | EA |  | 1 Year | 1.61 | 5% | 1.5295
77668 | Hubbell | NP26W | WALLPLATE, 1-G, 1) RECT, WH | EA |  | 1 Year | 1.61 | 5% | 1.5295
77669 | Hubbell | NP28 | WALLPLATE, 3-G, 2) TOG 1) DUP, BR | EA |  | 1 Year | 6.3 | 5% | 5.985
77670 | Hubbell | NP28GY | WALLPLATE, 3-G, 2) TOG 1) DUP, GY | EA |  | 1 Year | 6.3 | 5% | 5.985
77671 | Hubbell | NP28I | WALLPLATE, 3-G, 2) TOG 1) DUP, IV | EA |  | 1 Year | 6.3 | 5% | 5.985
77672 | Hubbell | NP28LA | WALLPLATE, 3-G, 2) TOG 1) DUP, LA | EA |  | 1 Year | 6.3 | 5% | 5.985
77673 | Hubbell | NP28W | WALLPLATE, 3-G, 2) TOG 1) DUP, WH | EA |  | 1 Year | 6.3 | 5% | 5.985
77674 | Hubbell | NP2AL | WALLPLATE, 2-G, 2) TOG, AL | EA |  | 1 Year | 1.55 | 5% | 1.4725
77675 | Hubbell | NP2BK | WALLPLATE, 2-G, 2) TOG, BK | EA |  | 1 Year | 1.55 | 5% | 1.4725
77676 | Hubbell | NP2GY | WALLPLATE, 2-G, 2) TOG, GY | EA |  | 1 Year | 1.55 | 5% | 1.4725
77677 | Hubbell | NP2I | WALLPLATE, 2-G, 2) TOG, IV | EA |  | 1 Year | 1.55 | 5% | 1.4725
77678 | Hubbell | NP2LA | WALLPLATE, 2-G, 2) TOG, LA | EA |  | 1 Year | 1.55 | 5% | 1.4725
77679 | Hubbell | NP2OW | WALLPLATE, 2-G, 2) TOG, OW | EA |  | 1 Year | 1.55 | 5% | 1.4725
77680 | Hubbell | NP2R | WALLPLATE, 2-G, 2) TOG, RD | EA |  | 1 Year | 1.55 | 5% | 1.4725
77681 | Hubbell | NP2W | WALLPLATE, 2-G, 2) TOG, WH | EA |  | 1 Year | 1.55 | 5% | 1.4725
77682 | Hubbell | NP3 | WALLPLATE, 3-G, 3) TOG, BR | EA |  | 1 Year | 2.35 | 5% | 2.2325
77683 | Hubbell | NP326 | WALLPLATE, 4-G, 3) TOG 1) DEC, BR | EA |  | 1 Year | 7.95 | 5% | 7.5525
77684 | Hubbell | NP326BK | WALLPLATE, 4-G, 3) TOG 1) DEC, BK | EA |  | 1 Year | 7.95 | 5% | 7.5525
77685 | Hubbell | NP326GY | WALLPLATE, 4-G, 3) TOG 1) DEC, GY | EA |  | 1 Year | 7.95 | 5% | 7.5525
77686 | Hubbell | NP326I | WALLPLATE, 4-G, 3) TOG 1) DEC, IV | EA |  | 1 Year | 7.95 | 5% | 7.5525
77687 | Hubbell | NP326LA | WALLPLATE, 4-G, 3) TOG 1) DEC, LA | EA |  | 1 Year | 7.95 | 5% | 7.5525
77688 | Hubbell | NP326W | WALLPLATE, 4-G, 3) TOG 1) DEC, WH | EA |  | 1 Year | 7.95 | 5% | 7.5525
77689 | Hubbell | NP33 | WALLPLATE, 3-G, 3 BOX MT BLANK, BR | EA |  | 1 Year | 7.75 | 5% | 7.3625
77690 | Hubbell | NP33I | WALLPLATE, 3-G, 3 BOX MT BLANK, IV | EA |  | 1 Year | 7.75 | 5% | 7.3625
77691 | Hubbell | NP33W | WALLPLATE, 3-G, 3 BOX MT BLANK, WH | EA |  | 1 Year | 7.75 | 5% | 7.3625
77692 | Hubbell | NP34 | WALLPLATE, 3-G, 3 STRP MT BLANK, BR | EA |  | 1 Year | 9.35 | 5% | 8.8825
77693 | Hubbell | NP34I | WALLPLATE, 3-G, 3 STRP MT BLANK, IV | EA |  | 1 Year | 9.35 | 5% | 8.8825
77694 | Hubbell | NP34W | WALLPLATE, 3-G, 3 STRP MT BLANK, WH | EA |  | 1 Year | 9.35 | 5% | 8.8825
77695 | Hubbell | NP38 | WALLPLATE, 4-G, 3) TOG 1) DUP, BR | EA |  | 1 Year | 7.7 | 5% | 7.315
77696 | Hubbell | NP38I | WALLPLATE, 4-G, 3) TOG 1) DUP, IV | EA |  | 1 Year | 7.7 | 5% | 7.315
77697 | Hubbell | NP38LA | WALLPLATE, 4-G, 3) TOG 1) DUP, LA | EA |  | 1 Year | 7.7 | 5% | 7.315
77698 | Hubbell | NP38W | WALLPLATE, 4-G, 3) TOG 1) DUP, WH | EA |  | 1 Year | 7.7 | 5% | 7.315
77699 | Hubbell | NP3AL | WALLPLATE, 3-G, 3) TOGG, AL | EA |  | 1 Year | 2.35 | 5% | 2.2325
77700 | Hubbell | NP3BK | WALLPLATE, 3-G, 3) TOGG, BK | EA |  | 1 Year | 2.35 | 5% | 2.2325
77701 | Hubbell | NP3GY | WALLPLATE, 3-G, 3) TOGG, GY | EA |  | 1 Year | 2.35 | 5% | 2.2325
77702 | Hubbell | NP3I | WALLPLATE, 3-G, 3) TOGG, IV | EA |  | 1 Year | 2.35 | 5% | 2.2325
77703 | Hubbell | NP3LA | WALLPLATE, 3-G, 3) TOG, LA | EA |  | 1 Year | 2.35 | 5% | 2.2325
77704 | Hubbell | NP3OW | WALLPLATE, 3-G, 3) TOGG, OW | EA |  | 1 Year | 2.35 | 5% | 2.2325
77705 | Hubbell | NP3W | WALLPLATE, 3-G, 3) TOGG, WH | EA |  | 1 Year | 2.35 | 5% | 2.2325
77706 | Hubbell | NP4 | WALLPLATE, 4-G, 4) TOG, BR | EA |  | 1 Year | 6.55 | 5% | 6.2225
77707 | Hubbell | NP43 | WALLPLATE, 4-G, 4 BOX MT BLANK, BR | EA |  | 1 Year | 13.05 | 5% | 12.3975
77708 | Hubbell | NP43I | WALLPLATE, 4-G, 4 BOX MT BLANK, IV | EA |  | 1 Year | 13.05 | 5% | 12.3975
77709 | Hubbell | NP43OW | WALLPLATE, 4-G, 4 BOX MT BLANK, OW | EA |  | 1 Year | 13.05 | 5% | 12.3975
77710 | Hubbell | NP43W | WALLPLATE, 4-G, 4 BOX MT BLANK, WH | EA |  | 1 Year | 13.05 | 5% | 12.3975
77711 | Hubbell | NP44 | WALLPLATE, 4-G, 4 STRP MT BLANK, BR | EA |  | 1 Year | 18.65 | 5% | 17.7175
77712 | Hubbell | NP44I | WALLPLATE, 4-G, 4 STRP MT BLANK, IV | EA |  | 1 Year | 18.65 | 5% | 17.7175
77713 | Hubbell | NP44W | WALLPLATE, 4-G, 4 STRP MT BLANK, WH | EA |  | 1 Year | 18.65 | 5% | 17.7175
77714 | Hubbell | NP48 | WALLPLATE, 5-G, 4) TOG 1) DUP, BR | EA |  | 1 Year | 42.75 | 5% | 40.6125
77715 | Hubbell | NP48I | WALLPLATE, 5-G,4) TOG 1) DUP IV | EA |  | 1 Year | 42.75 | 5% | 40.6125
77716 | Hubbell | NP48W | WALLPLATE, 5-G, 4) TOG 1) DUP, WH | EA |  | 1 Year | 42.75 | 5% | 40.6125
77717 | Hubbell | NP4BK | WALLPLATE, 4-G, 4) TOG, BK | EA |  | 1 Year | 6.55 | 5% | 6.2225
77718 | Hubbell | NP4GY | WALLPLATE, 4-G, 4) TOG, GY | EA |  | 1 Year | 6.55 | 5% | 6.2225
77719 | Hubbell | NP4I | WALLPLATE, 4-G, 4) TOGG, IV | EA |  | 1 Year | 6.55 | 5% | 6.2225
77720 | Hubbell | NP4LA | WALLPLATE, 4-G, 4) TOG, LA | EA |  | 1 Year | 6.55 | 5% | 6.2225
77721 | Hubbell | NP4OW | WALLPLATE, 4-G, 4) TOG, OW | EA |  | 1 Year | 6.55 | 5% | 6.2225
77722 | Hubbell | NP4W | WALLPLATE, 4-G, 4) TOG, WH | EA |  | 1 Year | 6.55 | 5% | 6.2225
77723 | Hubbell | NP5 | WALLPLATE, 5-G, 5) TOGG, BR | EA |  | 1 Year | 15.9 | 5% | 15.105
77724 | Hubbell | NP5BK | WALLPLATE, 5-G, 5) TOGG, BK | EA |  | 1 Year | 15.9 | 5% | 15.105
77725 | Hubbell | NP5GY | WALLPLATE, 5-G, 5) TOGG, GY | EA |  | 1 Year | 15.9 | 5% | 15.105
77726 | Hubbell | NP5I | WALLPLATE, 5-G, 5) TOGG, IV | EA |  | 1 Year | 15.9 | 5% | 15.105
77727 | Hubbell | NP5LA | WALLPLATE, 5-G, 5) TOGG, LA | EA |  | 1 Year | 15.9 | 5% | 15.105
77728 | Hubbell | NP5W | WALLPLATE, 5-G, 5) TOGG, WH | EA |  | 1 Year | 15.9 | 5% | 15.105
77729 | Hubbell | NP6 | WALLPLATE, 6-G, 6) TOGG, BR | EA |  | 1 Year | 18.65 | 5% | 17.7175
77730 | Hubbell | NP6GY | WALLPLATE, 6-G, 6) TOGG, GY | EA |  | 1 Year | 18.65 | 5% | 17.7175
77731 | Hubbell | NP6I | WALLPLATE, 6-G, 6) TOGG, IV | EA |  | 1 Year | 18.65 | 5% | 17.7175
77732 | Hubbell | NP6LA | WALLPLATE, 6-G, 6) TOGG, LA | EA |  | 1 Year | 18.65 | 5% | 17.7175
77733 | Hubbell | NP6W | WALLPLATE, 6-G, 6) TOGG, WH | EA |  | 1 Year | 18.65 | 5% | 17.7175
77734 | Hubbell | NP7 | WALLPLATE, 1-G, 1.40" OPNG, BR | EA |  | 1 Year | 1.16 | 5% | 1.102
77735 | Hubbell | NP703 | WALLPLATE, 2-G, 2.15" OPNG, BR | EA |  | 1 Year | 5.75 | 5% | 5.4625
77736 | Hubbell | NP703BK | WALLPLATE, 2-G, 2.15" OPNG, BK | EA |  | 1 Year | 5.75 | 5% | 5.4625
77737 | Hubbell | NP703GY | WALLPLATE, 2-G, 2.15" OPNG, GY | EA |  | 1 Year | 5.75 | 5% | 5.4625
77738 | Hubbell | NP703I | WALLPLATE, 2-G, 2.15" OPNG, IV | EA |  | 1 Year | 5.75 | 5% | 5.4625
77739 | Hubbell | NP703W | WALLPLATE, 2-G, 2.15" OPNG, WH | EA |  | 1 Year | 5.75 | 5% | 5.4625
77740 | Hubbell | NP720 | WALLPLATE, 1-G, 1.60" OPNG, BR | EA |  | 1 Year | 2.2 | 5% | 2.09
77741 | Hubbell | NP720BK | WALLPLATE, 1-G, 1.60" OPNG, BK | EA |  | 1 Year | 2.2 | 5% | 2.09
77742 | Hubbell | NP720GY | WALLPLATE, 1-G, 1.60" OPNG, GY | EA |  | 1 Year | 2.2 | 5% | 2.09
77743 | Hubbell | NP720I | WALLPLATE, 1-G, 1.60" OPNG, IV | EA |  | 1 Year | 2.2 | 5% | 2.09
77744 | Hubbell | NP720OIG | WALLPLATE, 1-G 1.60" HOLE NYL ORANGE IG | EA |  | 1 Year | 4.65 | 5% | 4.4175
77745 | Hubbell | NP720OW | WALLPLATE, 1-G, 1.60" OPNG, OW | EA |  | 1 Year | 2.2 | 5% | 2.09
77746 | Hubbell | NP720R | WALLPLATE, 1-G, 1.60" OPNG, RD | EA |  | 1 Year | 2.2 | 5% | 2.09
77747 | Hubbell | NP720W | WALLPLATE, 1-G, 1.60" OPNG, WH | EA |  | 1 Year | 2.2 | 5% | 2.09
77748 | Hubbell | NP724 | WALLPLATE, 1-G, 2.15" OPNG, BR | EA |  | 1 Year | 5.55 | 5% | 5.2725
77749 | Hubbell | NP724BK | WALLPLATE, 1-G, 2.15" OPNG, BK | EA |  | 1 Year | 5.55 | 5% | 5.2725
77750 | Hubbell | NP724GY | WALLPLATE, 1-G, 2.15" OPNG, GY | EA |  | 1 Year | 5.55 | 5% | 5.2725
77751 | Hubbell | NP724I | WALLPLATE, 1-G, 2.15" OPNG, IV | EA |  | 1 Year | 5.55 | 5% | 5.2725
77752 | Hubbell | NP724W | WALLPLATE, 1-G, 2.15" OPNG, WH | EA |  | 1 Year | 5.55 | 5% | 5.2725
77753 | Hubbell | NP730 | WALLPLATE, 1-G, .625" OPNG, STRP MT, BR | EA |  | 1 Year | 3.9 | 5% | 3.705
77754 | Hubbell | NP730I | WALLPLATE, 1-G, .625" OPNG, STRP MT, IV | EA |  | 1 Year | 3.9 | 5% | 3.705
77755 | Hubbell | NP730W | WALLPLATE, 1-G, .625" OPNG, STRP MT, WH | EA |  | 1 Year | 3.9 | 5% | 3.705
77756 | Hubbell | NP737 | WALLPLATE, 1-G, .625" OPNG, BOX MT, BR | EA |  | 1 Year | 1.29 | 5% | 1.2255
77757 | Hubbell | NP737AL | WALLPLATE, 1-G, .625" OPNG, BOX MT, AL | EA |  | 1 Year | 1.29 | 5% | 1.2255
77758 | Hubbell | NP737I | WALLPLATE, 1-G, .625" OPNG, BOX MT, IV | EA |  | 1 Year | 1.29 | 5% | 1.2255
77759 | Hubbell | NP737W | WALLPLATE, 1-G, .625" OPNG, BOX MT, WH | EA |  | 1 Year | 1.29 | 5% | 1.2255
77760 | Hubbell | NP78 | WALLPLATE, 2-G, 1) DUP 1) 1.40" OPNG, BR | EA |  | 1 Year | 6.4 | 5% | 6.08
77761 | Hubbell | NP78GY | WALLPLATE, 2-G, 1) DUP 1) 1.40" OPNG, GY | EA |  | 1 Year | 6.4 | 5% | 6.08
77762 | Hubbell | NP78I | WALLPLATE, 2-G, 1) DUP 1) 1.40" OPNG, IV | EA |  | 1 Year | 6.4 | 5% | 6.08
77763 | Hubbell | NP78W | WALLPLATE, 2-G, 1) DUP 1) 1.40" OPNG, WH | EA |  | 1 Year | 6.4 | 5% | 6.08
77764 | Hubbell | NP7BK | WALLPLATE, 1-G, 1.40" OPNG, BK | EA |  | 1 Year | 1.16 | 5% | 1.102
77765 | Hubbell | NP7GY | WALLPLATE, 1-G, 1.40" OPNG, GY | EA |  | 1 Year | 1.16 | 5% | 1.102
77766 | Hubbell | NP7I | WALLPLATE, 1-G, 1.40" OPNG, IV | EA |  | 1 Year | 1.16 | 5% | 1.102
77767 | Hubbell | NP7LA | WALLPLATE, 1-G, 1.40" OPNG, LA | EA |  | 1 Year | 1.16 | 5% | 1.102
77768 | Hubbell | NP7OIG | WALLPLATE, 1-G 1.40" HOLE NYL ORANGE IG | EA |  | 1 Year | 8.15 | 5% | 7.7425
77769 | Hubbell | NP7OW | WALLPLATE, 1-G, 1.40" OPNG, OW | EA |  | 1 Year | 1.16 | 5% | 1.102
77770 | Hubbell | NP7R | WALLPLATE, 1-G, 1.40" OPNG, RD | EA |  | 1 Year | 1.16 | 5% | 1.102
77771 | Hubbell | NP7W | WALLPLATE, 1-G, 1.40" OPNG, WH | EA |  | 1 Year | 1.16 | 5% | 1.102
77772 | Hubbell | NP8 | WALLPLATE, 1-G, 1) DUP, BR | EA |  | 1 Year | 0.76 | 5% | 0.722
77773 | Hubbell | NP82 | WALLPLATE, 2-G, 2) DUP, BR | EA |  | 1 Year | 1.55 | 5% | 1.4725
77774 | Hubbell | NP826 | WALLPLATE, 2-G, 1) DUP 1) REC, BR | EA |  | 1 Year | 4.1 | 5% | 3.895
77775 | Hubbell | NP826AL | WALLPLATE, 2-G, 1) DUP 1) REC, AL | EA |  | 1 Year | 4.1 | 5% | 3.895
77776 | Hubbell | NP826BK | WALLPLATE, 2-G, 1) DUP 1) REC, BK | EA |  | 1 Year | 4.1 | 5% | 3.895
77777 | Hubbell | NP826GY | WALLPLATE, 2-G, 1) DUP 1) REC, GY | EA |  | 1 Year | 4.1 | 5% | 3.895
77778 | Hubbell | NP826I | WALLPLATE, 2-G, 1) DUP 1) REC, IV | EA |  | 1 Year | 4.1 | 5% | 3.895
77779 | Hubbell | NP826LA | WALLPLATE, 2-G, 1) DUP 1) REC, LA | EA |  | 1 Year | 4.1 | 5% | 3.895
77780 | Hubbell | NP826OW | WALLPLATE, 2-G, 1) DUP 1) REC, OW | EA |  | 1 Year | 4.1 | 5% | 3.895
77781 | Hubbell | NP826R | WALLPLATE, 2-G, 1) DUP 1) REC, RD | EA |  | 1 Year | 3.8 | 5% | 3.61
77782 | Hubbell | NP826W | WALLPLATE, 2-G, 1) DUP 1) REC, WH | EA |  | 1 Year | 4.1 | 5% | 3.895
77783 | Hubbell | NP82AL | WALLPLATE, 2-G, 2) DUP, AL | EA |  | 1 Year | 1.55 | 5% | 1.4725
77784 | Hubbell | NP82BK | WALLPLATE, 2-G, 2) DUP, BK | EA |  | 1 Year | 1.55 | 5% | 1.4725
77785 | Hubbell | NP82GY | WALLPLATE, 2-G, 2) DUP, GY | EA |  | 1 Year | 1.55 | 5% | 1.4725
77786 | Hubbell | NP82I | WALLPLATE, 2-G, 2) DUP, IV | EA |  | 1 Year | 1.55 | 5% | 1.4725
77787 | Hubbell | NP82LA | WALLPLATE, 2-G, 2) DUP, LA | EA |  | 1 Year | 1.55 | 5% | 1.4725
77788 | Hubbell | NP82OR | WALLPLATE, 2-G DUPLEX NYL ORANGE | EA |  | 1 Year | 3.9 | 5% | 3.705
77789 | Hubbell | NP82OW | WALLPLATE, 2-G, 2) DUP, OW | EA |  | 1 Year | 1.55 | 5% | 1.4725
77790 | Hubbell | NP82R | WALLPLATE, 2-G, 2) DUP, RD | EA |  | 1 Year | 1.55 | 5% | 1.4725
77791 | Hubbell | NP82W | WALLPLATE, 2-G, 2) DUP, WH | EA |  | 1 Year | 1.55 | 5% | 1.4725
77792 | Hubbell | NP83 | WALLPLATE, 3-G, 3) DUP, BR | EA |  | 1 Year | 6.3 | 5% | 5.985
77793 | Hubbell | NP83I | WALLPLATE, 3-G, 3) DUP, IV | EA |  | 1 Year | 6.3 | 5% | 5.985
77794 | Hubbell | NP83W | WALLPLATE, 3-G, 3) DUP, WH | EA |  | 1 Year | 6.3 | 5% | 5.985
77795 | Hubbell | NP84 | WALLPLATE, 4-G, 4) DUP, BR | EA |  | 1 Year | 15.9 | 5% | 15.105
77796 | Hubbell | NP84I | WALLPLATE, 4-G, 4) DUP, IV | EA |  | 1 Year | 15.9 | 5% | 15.105
77797 | Hubbell | NP84W | WALLPLATE, 4-G, 4) DUP, WH | EA |  | 1 Year | 15.9 | 5% | 15.105
77798 | Hubbell | NP8AL | WALLPLATE, 1-G, 1) DUP, AL | EA |  | 1 Year | 0.76 | 5% | 0.722
77799 | Hubbell | NP8BK | WALLPLATE, 1-G, 1) DUP, BK | EA |  | 1 Year | 0.76 | 5% | 0.722
77800 | Hubbell | NP8GY | WALLPLATE, 1-G, 1) DUP, GY | EA |  | 1 Year | 0.76 | 5% | 0.722
77801 | Hubbell | NP8I | WALLPLATE, 1-G, 1) DUP, IV | EA |  | 1 Year | 0.76 | 5% | 0.722
77802 | Hubbell | NP8LA | WALLPLATE, 1-G, 1) DUP, LA | EA |  | 1 Year | 0.76 | 5% | 0.722
77803 | Hubbell | NP8OIG | WALLPLATE, 1-G DUPLEX NYL ORANGE IG | EA |  | 1 Year | 4.65 | 5% | 4.4175
77804 | Hubbell | NP8OR | WALLPLATE,1-G DUPLEX NYL ORANGE | EA |  | 1 Year | 0.76 | 5% | 0.722
77805 | Hubbell | NP8OW | WALLPLATE, 1-G, 1) DUP, OW | EA |  | 1 Year | 0.76 | 5% | 0.722
77806 | Hubbell | NP8R | WALLPLATE, 1-G, 1) DUP, RD | EA |  | 1 Year | 0.76 | 5% | 0.722
77807 | Hubbell | NP8W | WALLPLATE, 1-G, 1) DUP, WH | EA |  | 1 Year | 0.76 | 5% | 0.722
77808 | Hubbell | NPJ1 | WALLPLT, M-SIZE 1G, TOGG, BR | EA |  | 1 Year | 0.94 | 5% | 0.893
77809 | Hubbell | NPJ11 | WALLPLT, M-SIZE 1G, .406" OPN, BX MT, BR | EA |  | 1 Year | 1.64 | 5% | 1.558
77810 | Hubbell | NPJ113 | WALLPLT, M-SIZE 2G, 1) TOG 1) BLANK, BR | EA |  | 1 Year | 7.75 | 5% | 7.3625
77811 | Hubbell | NPJ113I | WALLPLT, M-SIZE 2G, 1) TOG 1) BLANK, IV | EA |  | 1 Year | 7.75 | 5% | 7.3625
77812 | Hubbell | NPJ113LA | WPLATE, M-SIZE 2-G, 1) TOG 1) BLANK, LA | EA |  | 1 Year | 7.75 | 5% | 7.3625
77813 | Hubbell | NPJ113W | WALLPLT, M-SIZE 2G, 1) TOG 1) BLANK, WH | EA |  | 1 Year | 7.75 | 5% | 7.3625
77814 | Hubbell | NPJ11AL | WALLPLT, M-SIZE 1G, .406" OPN, BX MT, AL | EA |  | 1 Year | 1.64 | 5% | 1.558
77815 | Hubbell | NPJ11I | WALLPLT, M-SIZE 1G, .406" OPN, BX MT, IV | EA |  | 1 Year | 1.64 | 5% | 1.558
77816 | Hubbell | NPJ11LA | WPLATE, M-SIZE 1-G, .406" OPG, BX MT, LA | EA |  | 1 Year | 1.64 | 5% | 1.558
77817 | Hubbell | NPJ11W | WALLPLT, M-SIZE 1G, .406" OPN, BX MT, WH | EA |  | 1 Year | 1.64 | 5% | 1.558
77818 | Hubbell | NPJ126 | WALLPLT, M-SIZE 2G, 1) TOG 1) REC, BR | EA |  | 1 Year | 4.9 | 5% | 4.655
77819 | Hubbell | NPJ126AL | WALLPLT, M-SIZE 2G, 1) TOG 1) REC, AL | EA |  | 1 Year | 4.9 | 5% | 4.655
77820 | Hubbell | NPJ126BK | WALLPLT, M-SIZE 2G, 1) TOG 1) REC, BK | EA |  | 1 Year | 4.9 | 5% | 4.655
77821 | Hubbell | NPJ126GY | WALLPLT, M-SIZE 2G, 1) TOG 1) REC, GY | EA |  | 1 Year | 4.9 | 5% | 4.655
77822 | Hubbell | NPJ126I | WALLPLT, M-SIZE 2G, 1) TOG 1) REC, IV | EA |  | 1 Year | 4.9 | 5% | 4.655
77823 | Hubbell | NPJ126LA | WALLPLATE, M-SIZE 2-G, 1) TOG 1) REC, LA | EA |  | 1 Year | 4.9 | 5% | 4.655
77824 | Hubbell | NPJ126W | WALLPLT, M-SIZE 2G, 1) TOG 1) REC, WH | EA |  | 1 Year | 4.9 | 5% | 4.655
77825 | Hubbell | NPJ13 | WALLPLT, M-SIZE 1G, BOX MT BLANK, BR | EA |  | 1 Year | 1.37 | 5% | 1.3015
77826 | Hubbell | NPJ1326 | WALLPLT, M-SIZE 2G, 1) DEC 1) BLNK, BR | EA |  | 1 Year | 7.5 | 5% | 7.125
77827 | Hubbell | NPJ1326BK | WALLPLT, M-SIZE 2G, 1) DEC 1) BLNK, BK | EA |  | 1 Year | 7.5 | 5% | 7.125
77828 | Hubbell | NPJ1326GY | WALLPLT, M-SIZE 2G, 1) DEC 1) BLNK, GY | EA |  | 1 Year | 7.5 | 5% | 7.125
77829 | Hubbell | NPJ1326I | WALLPLT, M-SIZE 2G, 1) DEC 1) BLNK, IV | EA |  | 1 Year | 7.5 | 5% | 7.125
77830 | Hubbell | NPJ1326LA | WPLATE, M-SIZE 2-G, 1) DEC 1) BLNK, LA | EA |  | 1 Year | 7.5 | 5% | 7.125
77831 | Hubbell | NPJ1326W | WALLPLATE M-SIZE, 2-G, 1) DEC 1) BLNK, W | EA |  | 1 Year | 7.5 | 5% | 7.125
77832 | Hubbell | NPJ138 | WALLPLT, M-SIZE 2G, 1) DUP 1) BLANK, BR | EA |  | 1 Year | 7.75 | 5% | 7.3625
77833 | Hubbell | NPJ138I | WALLPLT, M_SIZE 2G, 1) DUP 1) BLANK IV | EA |  | 1 Year | 7.75 | 5% | 7.3625
77834 | Hubbell | NPJ138W | WALLPLT, M-SIZE 2G, 1) DUP 1) BLANK, WH | EA |  | 1 Year | 7.75 | 5% | 7.3625
77835 | Hubbell | NPJ13AL | WALLPLT, M-SIZE 1G, BOX MT BLANK, AL | EA |  | 1 Year | 1.37 | 5% | 1.3015
77836 | Hubbell | NPJ13BK | WALLPLT, M-SIZE 1G, BOX MT BLANK, BK | EA |  | 1 Year | 1.37 | 5% | 1.3015
77837 | Hubbell | NPJ13GY | WALLPLT, M-SIZE 1G, BOX MT BLANK, GY | EA |  | 1 Year | 1.37 | 5% | 1.3015
77838 | Hubbell | NPJ13I | WALLPLT, M-SIZE 1G, BOX MT BLANK, IV | EA |  | 1 Year | 1.37 | 5% | 1.3015
77839 | Hubbell | NPJ13LA | WALLPLATE, M-SIZE 1-G, BOX MT BLANK, LA | EA |  | 1 Year | 1.37 | 5% | 1.3015
77840 | Hubbell | NPJ13OW | WALLPLT, M-SIZE 1G, BOX MT BLANK, OW | EA |  | 1 Year | 1.37 | 5% | 1.3015
77841 | Hubbell | NPJ13W | WALLPLT, M-SIZE 1G, BOX MT BLANK, WH | EA |  | 1 Year | 1.37 | 5% | 1.3015
77842 | Hubbell | NPJ18 | WALLPLATE, M-SIZE 2-G, 1) DUP 1) TOG, BR | EA |  | 1 Year | 1.92 | 5% | 1.824
77843 | Hubbell | NPJ18AL | WALLPLATE, M-SIZE 2-G, 1) DUP 1) TOG, AL | EA |  | 1 Year | 1.92 | 5% | 1.824
77844 | Hubbell | NPJ18BK | WALLPLATE, M-SIZE 2-G, 1) DUP 1) TOG, BK | EA |  | 1 Year | 1.92 | 5% | 1.824
77845 | Hubbell | NPJ18GY | WALLPLATE, M-SIZE 2-G, 1) DUP 1) TOG, GY | EA |  | 1 Year | 1.92 | 5% | 1.824
77846 | Hubbell | NPJ18I | WALLPLATE, M-SIZE 2-G, 1) DUP 1) TOG, IV | EA |  | 1 Year | 1.92 | 5% | 1.824
77847 | Hubbell | NPJ18LA | WALLPLATE, M-SIZE 2-G, 1) DUP 1) TOG, LA | EA |  | 1 Year | 1.92 | 5% | 1.824
77848 | Hubbell | NPJ18R | WALLPLATE, M-SIZE 2-G, 1) DUP 1) TOG, RD | EA |  | 1 Year | 1.92 | 5% | 1.824
77849 | Hubbell | NPJ18W | WALLPLATE, M-SIZE 2-G, 1) DUP 1) TOG, WH | EA |  | 1 Year | 1.92 | 5% | 1.824
77850 | Hubbell | NPJ1AL | WALLPLATE, M-SIZE 1G, TOGG, AL | EA |  | 1 Year | 0.94 | 5% | 0.893
77851 | Hubbell | NPJ1BK | WALLPLATE, M-SIZE 1G, TOGG, BK | EA |  | 1 Year | 0.94 | 5% | 0.893
77852 | Hubbell | NPJ1GY | WALLPLATE, M-SIZE 1G, TOGG, GY | EA |  | 1 Year | 0.94 | 5% | 0.893
77853 | Hubbell | NPJ1I | WALLPLATE, M-SIZE 1G, TOGG, IV | EA |  | 1 Year | 0.94 | 5% | 0.893
77854 | Hubbell | NPJ1LA | WALLPLATE, M-SIZE 1-G, TOGG, LA | EA |  | 1 Year | 0.94 | 5% | 0.893
77855 | Hubbell | NPJ1OW | WALLPLATE, M-SIZE 1G, TOGG, OW | EA |  | 1 Year | 0.94 | 5% | 0.893
77856 | Hubbell | NPJ1R | WALLPLATE, M-SIZE 1G, TOGG, RD | EA |  | 1 Year | 0.94 | 5% | 0.893
77857 | Hubbell | NPJ1RME | WALLPLATE,M-SIZE 1-G SW RED EMERGENCY | EA |  | 1 Year | 12.65 | 5% | 12.0175
77858 | Hubbell | NPJ1W | WALLPLATE, M-SIZE 1G, TOGG, WH | EA |  | 1 Year | 0.94 | 5% | 0.893
77859 | Hubbell | NPJ2 | WALLPLATE, M-SIZE 2G, 2) TOGG, BR | EA |  | 1 Year | 1.92 | 5% | 1.824
77860 | Hubbell | NPJ226 | WALLPLATE, M-SIZE 3-G, 2) TOG 1) DEC, BR | EA |  | 1 Year | 8.85 | 5% | 8.4075
77861 | Hubbell | NPJ226BK | WALLPLATE, M-SIZE 3-G, 2) TOG 1) DEC, BK | EA |  | 1 Year | 8.85 | 5% | 8.4075
77862 | Hubbell | NPJ226GY | WALLPLATE, M-SIZE 3-G, 2) TOG 1) DEC, GY | EA |  | 1 Year | 8.85 | 5% | 8.4075
77863 | Hubbell | NPJ226I | WALLPLATE, M-SIZE 3-G, 2) TOG 1) DEC, IV | EA |  | 1 Year | 8.85 | 5% | 8.4075
77864 | Hubbell | NPJ226LA | WALLPLATE, M-SIZE 3-G, 2) TOG 1) DEC, LA | EA |  | 1 Year | 7.5 | 5% | 7.125
77865 | Hubbell | NPJ226W | WALLPLATE, M-SIZE 3-G, 2) TOG 1) DEC, WH | EA |  | 1 Year | 8.85 | 5% | 8.4075
77866 | Hubbell | NPJ23 | WALLPLATE, M-SIZE 2G, 2 BOX MT BLANK, BR | EA |  | 1 Year | 4.9 | 5% | 4.655
77867 | Hubbell | NPJ23AL | WALLPLATE, M-SIZE 2G, 2 BOX MT BLANK, AL | EA |  | 1 Year | 4.9 | 5% | 4.655
77868 | Hubbell | NPJ23I | WALLPLATE, M-SIZE 2G, 2 BOX MT BLANK, IV | EA |  | 1 Year | 4.9 | 5% | 4.655
77869 | Hubbell | NPJ23LA | WALLPLATE, M-SIZE 2-G, 2 BOX MT BLNK, LA | EA |  | 1 Year | 4.9 | 5% | 4.655
77870 | Hubbell | NPJ23W | WALLPLATE, M-SIZE 2G, 2 BOX MT BLANK, WH | EA |  | 1 Year | 4.9 | 5% | 4.655
77871 | Hubbell | NPJ26 | WALLPLATE, M-SIZE 1G, 1) RECT, BR | EA |  | 1 Year | 2.3 | 5% | 2.185
77872 | Hubbell | NPJ262 | WALLPLATE, M-SIZE 2G, 2) RECT, BR | EA |  | 1 Year | 4.9 | 5% | 4.655
77873 | Hubbell | NPJ262AL | WALLPLATE, M-SIZE 2G, 2) RECT, AL | EA |  | 1 Year | 4.9 | 5% | 4.655
77874 | Hubbell | NPJ262BK | WALLPLATE, M-SIZE 2G, 2) RECT, BK | EA |  | 1 Year | 4.9 | 5% | 4.655
77875 | Hubbell | NPJ262GY | WALLPLATE, M-SIZE 2G, 2) RECT, GY | EA |  | 1 Year | 4.9 | 5% | 4.655
77876 | Hubbell | NPJ262I | WALLPLATE, M-SIZE 2G, 2) RECT, IV | EA |  | 1 Year | 4.9 | 5% | 4.655
77877 | Hubbell | NPJ262LA | WALLPLATE, M-SIZE 2-G, 2) RECT, LA | EA |  | 1 Year | 4.9 | 5% | 4.655
77878 | Hubbell | NPJ262OW | WALLPLATE, M-SIZE 2G, 2) RECT, OW | EA |  | 1 Year | 4.9 | 5% | 4.655
77879 | Hubbell | NPJ262R | WALLPLATE, M-SIZE 2G, 2) RECT, RD | EA |  | 1 Year | 4.9 | 5% | 4.655
77880 | Hubbell | NPJ262W | WALLPLATE, M-SIZE 2G, 2) RECT, WH | EA |  | 1 Year | 4.9 | 5% | 4.655
77881 | Hubbell | NPJ263 | WALLPLATE, M-SIZE 3G, 3) RECT, BR | EA |  | 1 Year | 7.5 | 5% | 7.125
77882 | Hubbell | NPJ263AL | WALLPLT, M-SIZE 3G, 3) RECT, AL | EA |  | 1 Year | 7.5 | 5% | 7.125
77883 | Hubbell | NPJ263BK | WALLPLT, M-SIZE 3G, 3) RECT, BK | EA |  | 1 Year | 7.5 | 5% | 7.125
77884 | Hubbell | NPJ263GY | WALLPLT, M-SIZE 3G, 3) RECT, GY | EA |  | 1 Year | 7.5 | 5% | 7.125
77885 | Hubbell | NPJ263I | WALLPLT, M-SIZE 3G, 3) RECT, IV | EA |  | 1 Year | 7.5 | 5% | 7.125
77886 | Hubbell | NPJ263LA | WALLPLATE, M-SIZE 3-G, 3) RECT, LA | EA |  | 1 Year | 7.5 | 5% | 7.125
77887 | Hubbell | NPJ263W | WALLPLT, M-SIZE 3G, 3) RECT, WH | EA |  | 1 Year | 7.5 | 5% | 7.125
77888 | Hubbell | NPJ264 | WALLPLT, M-SIZE 4G, 4) RECT, BR | EA |  | 1 Year | 16.7 | 5% | 15.865
77889 | Hubbell | NPJ264AL | WALLPLT, M-SIZE 4G, 4) RECT, AL | EA |  | 1 Year | 16.7 | 5% | 15.865
77890 | Hubbell | NPJ264BK | WALLPLT, M-SIZE 4G, 4) RECT, BK | EA |  | 1 Year | 16.7 | 5% | 15.865
77891 | Hubbell | NPJ264GY | WALLPLT, M-SIZE 4G, 4) RECT, GY | EA |  | 1 Year | 16.7 | 5% | 15.865
77892 | Hubbell | NPJ264I | WALLPLT, M-SIZE 4G, 4) RECT, IV | EA |  | 1 Year | 16.7 | 5% | 15.865
77893 | Hubbell | NPJ264LA | WALLPLATE, M-SIZE 4-G, 4) RECT, LA | EA |  | 1 Year | 16.7 | 5% | 15.865
77894 | Hubbell | NPJ264W | WALLPLT, M-SIZE 4G, 4) RECT, WH | EA |  | 1 Year | 16.7 | 5% | 15.865
77895 | Hubbell | NPJ26AL | WALLPLT, M-SIZE 1G, 1) RECT, AL | EA |  | 1 Year | 2.3 | 5% | 2.185
77896 | Hubbell | NPJ26BK | WALLPLT, M-SIZE 1G, 1) RECT, BK | EA |  | 1 Year | 2.3 | 5% | 2.185
77897 | Hubbell | NPJ26BL | WALLPLATE, 1-G RECT NYL BLUE | EA |  | 1 Year | 2.3 | 5% | 2.185
77898 | Hubbell | NPJ26C | WALLPLT, M-SIZE 1G, RECT, IV, COMPUTER | EA |  | 1 Year | 8.4 | 5% | 7.98
77899 | Hubbell | NPJ26CBL | WALLPLATE, M-SIZE 1-G REC BLUE COMP | EA |  | 1 Year | 8.4 | 5% | 7.98
77900 | Hubbell | NPJ26GY | WALLPLT, M-SIZE 1G, 1) RECT, GY | EA |  | 1 Year | 2.3 | 5% | 2.185
77901 | Hubbell | NPJ26I | WALLPLT, M-SIZE 1G, 1) RECT, IV | EA |  | 1 Year | 2.3 | 5% | 2.185
77902 | Hubbell | NPJ26LA | WALLPLT, M-SIZE 1G, 1) RECT, LA | EA |  | 1 Year | 2.3 | 5% | 2.185
77903 | Hubbell | NPJ26OW | WALLPLT, M-SIZE 1G, 1) RECT, OW | EA |  | 1 Year | 2.3 | 5% | 2.185
77904 | Hubbell | NPJ26R | WALLPLT, M-SIZE 1G, 1) RECT, RD | EA |  | 1 Year | 2.3 | 5% | 2.185
77905 | Hubbell | NPJ26W | WALLPLT, M-SIZE 1G, 1) RECT, WH | EA |  | 1 Year | 2.3 | 5% | 2.185
77906 | Hubbell | NPJ28 | WALLPLT, M-SIZE 3G, 2) TOG 1) DUP, BR | EA |  | 1 Year | 11.35 | 5% | 10.7825
77907 | Hubbell | NPJ28I | WALLPLT, M-SIZE 3G, 2) TOG 1) DUP, IV | EA |  | 1 Year | 11.35 | 5% | 10.7825
77908 | Hubbell | NPJ28LA | WALLPLT, M-SIZE 3G, 2) TOG 1) DUP, LA | EA |  | 1 Year | 11.35 | 5% | 10.7825
77909 | Hubbell | NPJ28W | WALLPLT, M-SIZE 3G, 2) TOG 1) DUP, WH | EA |  | 1 Year | 11.35 | 5% | 10.7825
77910 | Hubbell | NPJ2AL | WALLPLT, M-SIZE 2G, 2) TOGG, AL | EA |  | 1 Year | 1.92 | 5% | 1.824
77911 | Hubbell | NPJ2BK | WALLPLT, M-SIZE 2G, 2) TOGG, BK | EA |  | 1 Year | 1.92 | 5% | 1.824
77912 | Hubbell | NPJ2GY | WALLPLT, M-SIZE 2G, 2) TOGG, GY | EA |  | 1 Year | 1.92 | 5% | 1.824
77913 | Hubbell | NPJ2I | WALLPLT, M-SIZE 2G, 2) TOGG, IV | EA |  | 1 Year | 1.92 | 5% | 1.824
77914 | Hubbell | NPJ2LA | WALLPLATE, M-SIZE 2-G, 2) TOGG, LA | EA |  | 1 Year | 1.92 | 5% | 1.824
77915 | Hubbell | NPJ2OW | WALLPLT, M-SIZE 2G, 2) TOGG, OW | EA |  | 1 Year | 1.92 | 5% | 1.824
77916 | Hubbell | NPJ2R | WALLPLT, M-SIZE 2G, 2) TOGG, RD | EA |  | 1 Year | 1.92 | 5% | 1.824
77917 | Hubbell | NPJ2RME | WALLPLT, M-SIZE 2-G TOG RED EMERG | EA |  | 1 Year | 28.75 | 5% | 27.3125
77918 | Hubbell | NPJ2W | WALLPLT, M-SIZE 2G, 2) TOGG, WH | EA |  | 1 Year | 1.92 | 5% | 1.824
77919 | Hubbell | NPJ3 | WALLPLT, M-SIZE 3G, 3) TOGG, BR | EA |  | 1 Year | 2.9 | 5% | 2.755
77920 | Hubbell | NPJ3AL | WALLPLT, M-SIZE 3G, 3) TOGG, AL | EA |  | 1 Year | 2.9 | 5% | 2.755
77921 | Hubbell | NPJ3BK | WALLPLT, M-SIZE 3G, 3) TOGG, BK | EA |  | 1 Year | 2.9 | 5% | 2.755
77922 | Hubbell | NPJ3GY | WALLPLT, M-SIZE 3G, 3) TOGG, GY | EA |  | 1 Year | 2.9 | 5% | 2.755
77923 | Hubbell | NPJ3I | WALLPLT, M-SIZE 3G, 3) TOGG, IV | EA |  | 1 Year | 2.9 | 5% | 2.755
77924 | Hubbell | NPJ3LA | WALLPLT, M-SIZE 3-G, 3) TOGG, LA | EA |  | 1 Year | 2.9 | 5% | 2.755
77925 | Hubbell | NPJ3R | WALLPLT, M-SIZE 3G, 3) TOGG, RD | EA |  | 1 Year | 2.9 | 5% | 2.755
77926 | Hubbell | NPJ3W | WALLPLT, M-SIZE 3G, 3) TOGG, WH | EA |  | 1 Year | 2.9 | 5% | 2.755
77927 | Hubbell | NPJ4 | WALLPLT, M-SIZE 4G, 4) TOGG, BR | EA |  | 1 Year | 11.35 | 5% | 10.7825
77928 | Hubbell | NPJ4BK | WALLPLT, M-SIZE 4G, 4) TOGG, BK | EA |  | 1 Year | 11.35 | 5% | 10.7825
77929 | Hubbell | NPJ4GY | WALLPLT, M-SIZE 4G, 4) TOGG, GY | EA |  | 1 Year | 11.35 | 5% | 10.7825
77930 | Hubbell | NPJ4I | WALLPLT, M-SIZE 4G, 4) TOGG, IV | EA |  | 1 Year | 11.35 | 5% | 10.7825
77931 | Hubbell | NPJ4LA | WALLPLT, M-SIZE 4G, 4) TOGG, LA | EA |  | 1 Year | 11.35 | 5% | 10.7825
77932 | Hubbell | NPJ4OW | WALLPLT, M-SIZE 4G, 4) TOGG, OW | EA |  | 1 Year | 11.35 | 5% | 10.7825
77933 | Hubbell | NPJ4W | WALLPLT, M-SIZE 4G, 4) TOGG, WH | EA |  | 1 Year | 11.35 | 5% | 10.7825
77934 | Hubbell | NPJ7 | WALLPLT, M-SIZE 1G, 1.40" OPNG, BR | EA |  | 1 Year | 1.97 | 5% | 1.8715
77935 | Hubbell | NPJ703 | WALLPLT, M-SIZE 2G, 2.15" OPNG, BR | EA |  | 1 Year | 6.1 | 5% | 5.795
77936 | Hubbell | NPJ703BK | WALLPLT, M-SIZE 2G, 2.15" OPNG, BK | EA |  | 1 Year | 6.1 | 5% | 5.795
77937 | Hubbell | NPJ703I | WALLPLT, M-SIZE 2G, 2.15" OPNG, IV | EA |  | 1 Year | 6.1 | 5% | 5.795
77938 | Hubbell | NPJ703W | WALLPLT, M-SIZE 2G, 2.15" OPNG, WH | EA |  | 1 Year | 6.1 | 5% | 5.795
77939 | Hubbell | NPJ724 | WALLPLT, M-SIZE 1G, 2.15" OPNG, BR | EA |  | 1 Year | 5.75 | 5% | 5.4625
77940 | Hubbell | NPJ724BK | WALLPLT, M-SIZE 1G, 2.15" OPNG, BK | EA |  | 1 Year | 5.75 | 5% | 5.4625
77941 | Hubbell | NPJ724GY | WALLPLT, M-SIZE 1G, 2.15" OPNG, GY | EA |  | 1 Year | 5.75 | 5% | 5.4625
77942 | Hubbell | NPJ724I | WALLPLT, M-SIZE 1G, 2.15" OPNG, IV | EA |  | 1 Year | 5.75 | 5% | 5.4625
77943 | Hubbell | NPJ724W | WALLPLT, M-SIZE 1G, 2.15" OPNG, WH | EA |  | 1 Year | 5.75 | 5% | 5.4625
77944 | Hubbell | NPJ7BK | WALLPLT, M-SIZE 1G, 1.40" OPNG, BK | EA |  | 1 Year | 1.97 | 5% | 1.8715
77945 | Hubbell | NPJ7GY | WALLPLT, M-SIZE 1G, 1.40" OPNG, GY | EA |  | 1 Year | 1.97 | 5% | 1.8715
77946 | Hubbell | NPJ7I | WALLPLT, M-SIZE 1G, 1.40" OPNG, IV | EA |  | 1 Year | 1.97 | 5% | 1.8715
77947 | Hubbell | NPJ7LA | WALLPLT, M-SIZE 1G, 1.40" OPNG, LA | EA |  | 1 Year | 1.97 | 5% | 1.8715
77948 | Hubbell | NPJ7OW | WALLPLT, M-SIZE 1G, 1.40" OPNG, OW | EA |  | 1 Year | 1.97 | 5% | 1.8715
77949 | Hubbell | NPJ7R | WALLPLT, M-SIZE 1G, 1.40" OPNG, RD | EA |  | 1 Year | 1.97 | 5% | 1.8715
77950 | Hubbell | NPJ7W | WALLPLT, M-SIZE 1G, 1.40" OPNG, WH | EA |  | 1 Year | 1.97 | 5% | 1.8715
77951 | Hubbell | NPJ8 | WALLPLT, M-SIZE 1G, 1) DUP, BR | EA |  | 1 Year | 0.94 | 5% | 0.893
77952 | Hubbell | NPJ82 | WALLPLT, M-SIZE 2G, 2) DUP, BR | EA |  | 1 Year | 4 | 5% | 3.8
77953 | Hubbell | NPJ826 | WALLPLT, M-SIZE 2G, 1) DUP 1) REC, BR | EA |  | 1 Year | 4.9 | 5% | 4.655
77954 | Hubbell | NPJ826AL | WALLPLT, M-SIZE 2G, 1) DUP 1) REC, AL | EA |  | 1 Year | 4.9 | 5% | 4.655
77955 | Hubbell | NPJ826BK | WALLPLT, M-SIZE 2G, 1) DUP 1) REC, BK | EA |  | 1 Year | 4.9 | 5% | 4.655
77956 | Hubbell | NPJ826GY | WALLPLT, M-SIZE 2G, 1) DUP 1) REC, GY | EA |  | 1 Year | 4.9 | 5% | 4.655
77957 | Hubbell | NPJ826I | WALLPLT, M-SIZE 2G, 1) DUP 1) REC, IV | EA |  | 1 Year | 4.9 | 5% | 4.655
77958 | Hubbell | NPJ826LA | WALLPLT, M-SIZE 2G, 1) DUP 1) REC, LA | EA |  | 1 Year | 4.9 | 5% | 4.655
77959 | Hubbell | NPJ826W | WALLPLT, M-SIZE 2G, 1) DUP 1) REC, WH | EA |  | 1 Year | 4.9 | 5% | 4.655
77960 | Hubbell | NPJ82BK | WALLPLT, M-SIZE 2G, 2) DUP, BK | EA |  | 1 Year | 4 | 5% | 3.8
77961 | Hubbell | NPJ82CO | WALLPLT, M-SIZE 2G NYL ORG COMPUTER | EA |  | 1 Year | 14.8 | 5% | 14.06
77962 | Hubbell | NPJ82GY | WALLPLT, M-SIZE 2G, 2) DUP, GY | EA |  | 1 Year | 4 | 5% | 3.8
77963 | Hubbell | NPJ82I | WALLPLT, M-SIZE 2G, 2) DUP, IV | EA |  | 1 Year | 4 | 5% | 3.8
77964 | Hubbell | NPJ82LA | WALLPLT, M-SIZE 2G, 2) DUP, LA | EA |  | 1 Year | 4 | 5% | 3.8
77965 | Hubbell | NPJ82OW | WALLPLT, M-SIZE 2G, 2) DUP, OW | EA |  | 1 Year | 4 | 5% | 3.8
77966 | Hubbell | NPJ82R | WALLPLT, M-SIZE 2G, 2) DUP, RD | EA |  | 1 Year | 4 | 5% | 3.8
77967 | Hubbell | NPJ82RMEV | WALLPLT, M-SIZE 2G DUP RED EMERG | EA |  | 1 Year | 9.95 | 5% | 9.4525
77968 | Hubbell | NPJ82W | WALLPLT, M-SIZE 2G, 2) DUP, WH | EA |  | 1 Year | 4 | 5% | 3.8
77969 | Hubbell | NPJ8AL | WALLPLT, M-SIZE 1G, 1) DUP, AL | EA |  | 1 Year | 0.94 | 5% | 0.893
77970 | Hubbell | NPJ8BK | WALLPLT, M-SIZE 1G, 1) DUP, BK | EA |  | 1 Year | 0.94 | 5% | 0.893
77971 | Hubbell | NPJ8BL | WALLPLT, M-SIZE 1G, 1) DUPLEX, BLUE | EA |  | 1 Year | 2.7 | 5% | 2.565
77972 | Hubbell | NPJ8C | WALLPLT, M-SIZE 1G NYL IV COMPUTER | EA |  | 1 Year | 7.85 | 5% | 7.4575
77973 | Hubbell | NPJ8CO | WALLPLT, M-SIZE 1G NYL OR COMPUTER | EA |  | 1 Year | 7.85 | 5% | 7.4575
77974 | Hubbell | NPJ8GY | WALLPLT, M-SIZE 1G, 1) DUP, GY | EA |  | 1 Year | 0.94 | 5% | 0.893
77975 | Hubbell | NPJ8I | WALLPLT, M-SIZE 1G, 1) DUP, IV | EA |  | 1 Year | 0.94 | 5% | 0.893
77976 | Hubbell | NPJ8LA | WALLPLT, M-SIZE 1G, 1) DUP, LA | EA |  | 1 Year | 0.94 | 5% | 0.893
77977 | Hubbell | NPJ8OW | WALLPLT, M-SIZE 1G, 1) DUP, OW | EA |  | 1 Year | 0.94 | 5% | 0.893
77978 | Hubbell | NPJ8R | WALLPLT, M-SIZE 1G, 1) DUP, RD | EA |  | 1 Year | 0.94 | 5% | 0.893
77979 | Hubbell | NPJ8RMEV | WALLPLT, M-SIZE 1G DUP RED EMERGENCY | EA |  | 1 Year | 4.65 | 5% | 4.4175
77980 | Hubbell | NPJ8W | WALLPLT, M-SIZE 1G, 1) DUP, WH | EA |  | 1 Year | 0.94 | 5% | 0.893
77981 | Hubbell | NPJJ13I | WALLPLT JUMBO 1G BLANK IV | EA |  | 1 Year | 1.55 | 5% | 1.4725
77982 | Hubbell | NPJJ13LA | WALLPLT JUMBO 1G BLANK LA | EA |  | 1 Year | 1.55 | 5% | 1.4725
77983 | Hubbell | NPJJ13W | WALLPLT JUMBO 1G BLANK WH | EA |  | 1 Year | 1.55 | 5% | 1.4725
77984 | Hubbell | NPJJ1I | WALLPLT JUMBO 1G TOGGLE IV | EA |  | 1 Year | 1.44 | 5% | 1.368
77985 | Hubbell | NPJJ1LA | WALLPLT JUMBO 1G TOGGLE LA | EA |  | 1 Year | 1.44 | 5% | 1.368
77986 | Hubbell | NPJJ1W | WALLPLT JUMBO 1G TOGGLE WH | EA |  | 1 Year | 1.44 | 5% | 1.368
77987 | Hubbell | NPJJ26I | WALLPLT JUMBO 1G DEC IV | EA |  | 1 Year | 1.55 | 5% | 1.4725
77988 | Hubbell | NPJJ26LA | WALLPLT JUMBO 1G DEC LA | EA |  | 1 Year | 1.55 | 5% | 1.4725
77989 | Hubbell | NPJJ26W | WALLPLT JUMBO 1G DEC WH | EA |  | 1 Year | 1.55 | 5% | 1.4725
77990 | Hubbell | NPJJ2I | WALLPLT JUMBO 2G TOGGLE IV | EA |  | 1 Year | 2.85 | 5% | 2.7075
77991 | Hubbell | NPJJ2LA | WALLPLT JUMBO 2G TOGGLE LA | EA |  | 1 Year | 2.85 | 5% | 2.7075
77992 | Hubbell | NPJJ2W | WALLPLT JUMBO 2G TOGGLE WH | EA |  | 1 Year | 2.85 | 5% | 2.7075
77993 | Hubbell | NPJJ8I | WALLPLT JUMBO 1G DUPLEX IV | EA |  | 1 Year | 1.44 | 5% | 1.368
77994 | Hubbell | NPJJ8LA | WALLPLT JUMBO 1G DUPLEX LA | EA |  | 1 Year | 1.44 | 5% | 1.368
77995 | Hubbell | NPJJ8W | WALLPLT JUMBO 1G DUPLEX WH | EA |  | 1 Year | 1.44 | 5% | 1.368
77996 | Hubbell | NPS262I | WALLPLATE 2G DEC SNAP-ON, IVORY | EA |  | 1 Year | 13.95 | 5% | 13.2525
77997 | Hubbell | NPS262LA | WALLPLATE 2G DEC SNAP-ON, LT ALM | EA |  | 1 Year | 13.95 | 5% | 13.2525
77998 | Hubbell | NPS262W | WALLPLATE 2G DEC SNAP-ON, WHITE | EA |  | 1 Year | 13.95 | 5% | 13.2525
77999 | Hubbell | NPS263I | WALLPLATE 3G DEC SNAP-ON, IVORY | EA |  | 1 Year | 20.6 | 5% | 19.57
78000 | Hubbell | NPS263LA | WALLPLATE 3G DEC SNAP-ON, LT ALM | EA |  | 1 Year | 20.6 | 5% | 19.57
78001 | Hubbell | NPS263W | WALLPLATE 3G DEC SNAP-ON, WHITE | EA |  | 1 Year | 20.6 | 5% | 19.57
78002 | Hubbell | NPS264I | WALLPLATE 4G DEC SNAP-ON, IVORY | EA |  | 1 Year | 27.5 | 5% | 26.125
78003 | Hubbell | NPS264LA | WALLPLATE 4G DEC SNAP-ON, LT ALM | EA |  | 1 Year | 27.5 | 5% | 26.125
78004 | Hubbell | NPS264W | WALLPLATE 4G DEC SNAP-ON, WHITE | EA |  | 1 Year | 27.5 | 5% | 26.125
78005 | Hubbell | NPS26I | WALLPLATE 1G DEC SNAP-ON, IVORY | EA |  | 1 Year | 7 | 5% | 6.65
78006 | Hubbell | NPS26LA | WALLPLATE 1G DEC SNAP-ON, LT ALM | EA |  | 1 Year | 7 | 5% | 6.65
78007 | Hubbell | NS4 | TOOL, P-DOWN,110 BLADE,NET SELECT | EA |  | 1 Year | 4.9 | 5% | 4.655
78008 | Hubbell | NS611 | PLATE, DECORATOR KEYSTONE FRAME,1PORT,BN | EA |  | 1 Year | 4.25 | 5% | 4.0375
78009 | Hubbell | NS611BK | PLATE, DECORATOR KEYSTONE FRAME,1PORT,BK | EA |  | 1 Year | 4.25 | 5% | 4.0375
78010 | Hubbell | NS611GY | PLATE, DECORATOR KEYSTONE FRAME,1PORT,GY | EA |  | 1 Year | 4.25 | 5% | 4.0375
78011 | Hubbell | NS611I | PLATE, DECORATOR KEYSTONE FRAME,1PORT,IV | EA |  | 1 Year | 4.25 | 5% | 4.0375
78012 | Hubbell | NS611LA | PLATE, DECORATOR KEYSTONE FRAME,1PORT,LA | EA |  | 1 Year | 4.25 | 5% | 4.0375
78013 | Hubbell | NS611W | PLATE, DECORATOR KEYSTONE FRAME,1PORT,WH | EA |  | 1 Year | 4.25 | 5% | 4.0375
78014 | Hubbell | NS612BK | PLATE, DECORATOR KEYSTONE FRAME,2PORT,BK | EA |  | 1 Year | 4.25 | 5% | 4.0375
78015 | Hubbell | NS612GY | PLATE, DECORATOR KEYSTONE FRAME,2PORT,GY | EA |  | 1 Year | 4.25 | 5% | 4.0375
78016 | Hubbell | NS612I | PLATE, DECORATOR KEYSTONE FRAME,2PORT,EI | EA |  | 1 Year | 4.25 | 5% | 4.0375
78017 | Hubbell | NS612LA | PLATE, DECORATOR KEYSTONE FRAME,2PORT,LA | EA |  | 1 Year | 4.25 | 5% | 4.0375
78018 | Hubbell | NS612W | PLATE, DECORATOR KEYSTONE FRAME,2PORT,WH | EA |  | 1 Year | 4.25 | 5% | 4.0375
78019 | Hubbell | NS613BK | PLATE, DECORATOR KEYSTONE FRAME,3PORT,BK | EA |  | 1 Year | 4.25 | 5% | 4.0375
78020 | Hubbell | NS613GY | PLATE, DECORATOR KEYSTONE FRAME,3PORT,GY | EA |  | 1 Year | 4.25 | 5% | 4.0375
78021 | Hubbell | NS613I | PLATE, DECORATOR KEYSTONE FRAME,3PORT,EI | EA |  | 1 Year | 4.25 | 5% | 4.0375
78022 | Hubbell | NS613LA | PLATE, DECORATOR KEYSTONE FRAME,3PORT,LA | EA |  | 1 Year | 4.25 | 5% | 4.0375
78023 | Hubbell | NS613W | PLATE, DECORATOR KEYSTONE FRAME,3PORT,WH | EA |  | 1 Year | 4.25 | 5% | 4.0375
78024 | Hubbell | NS614BK | PLATE, DECORATOR KEYSTONE FRAME,4PORT,BK | EA |  | 1 Year | 4.7 | 5% | 4.465
78025 | Hubbell | NS614GY | PLATE, DECORATOR KEYSTONE FRAME,4PORT,GY | EA |  | 1 Year | 4.7 | 5% | 4.465
78026 | Hubbell | NS614I | PLATE, DECORATOR KEYSTONE FRAME,4PORT,EI | EA |  | 1 Year | 4.7 | 5% | 4.465
78027 | Hubbell | NS614LA | PLATE, DECORATOR KEYSTONE FRAME,4PORT,LA | EA |  | 1 Year | 4.7 | 5% | 4.465
78028 | Hubbell | NS614W | PLATE, DECORATOR KEYSTONE FRAME,4PORT,WH | EA |  | 1 Year | 4.7 | 5% | 4.465
78029 | Hubbell | NS616BK | PLATE, DECORATOR KEYSTONE FRAME,6PORT,BK | EA |  | 1 Year | 4.7 | 5% | 4.465
78030 | Hubbell | NS616GY | PLATE, DECORATOR KEYSTONE FRAME,6PORT,GY | EA |  | 1 Year | 4.7 | 5% | 4.465
78031 | Hubbell | NS616I | PLATE, DECORATOR KEYSTONE FRAME,6PORT,EI | EA |  | 1 Year | 4.7 | 5% | 4.465
78032 | Hubbell | NS616LA | PLATE, DECORATOR KEYSTONE FRAME,6PORT,LA | EA |  | 1 Year | 4.7 | 5% | 4.465
78033 | Hubbell | NS616W | PLATE, DECORATOR KEYSTONE FRAME,6PORT,WH | EA |  | 1 Year | 4.7 | 5% | 4.465
78034 | Hubbell | NS620BK | PLATE, DECORATOR FRAME,BLANK,BK | EA |  | 1 Year | 4.7 | 5% | 4.465
78035 | Hubbell | NS620GY | PLATE, DECORATOR FRAME,BLANK,GY | EA |  | 1 Year | 4.7 | 5% | 4.465
78036 | Hubbell | NS620I | PLATE, DECORATOR FRAME,BLANK,EI | EA |  | 1 Year | 4.7 | 5% | 4.465
78037 | Hubbell | NS620LA | PLATE, DECORATOR FRAME,BLANK,LA | EA |  | 1 Year | 4.7 | 5% | 4.465
78038 | Hubbell | NS620W | PLATE, DECORATOR FRAME,BLANK,WH | EA |  | 1 Year | 4.7 | 5% | 4.465
78039 | Hubbell | NS722I | PLATE, WALL PHONE,6POS 4CON,S/TERM,EI | EA |  | 1 Year | 6.85 | 5% | 6.5075
78040 | Hubbell | NS722W | PLATE, WALL PHONE,6POS 4CON,S/TERM,WH | EA |  | 1 Year | 6.85 | 5% | 6.5075
78041 | Hubbell | NS726SS | PLATE, WALL PHONE,6POS 4CON,S/TERM,SS | EA |  | 1 Year | 12.4 | 5% | 11.78
78042 | Hubbell | NS730 | PLATE, 1GANG,W/JK,6POS,4CON,S/TERM,BN | EA |  | 1 Year | 3.8 | 5% | 3.61
78043 | Hubbell | NS730I | PLATE, 1GANG,W/JK,6POS,4CON,S/TERM,EI | EA |  | 1 Year | 3.8 | 5% | 3.61
78044 | Hubbell | NS730LA | PLATE, 1GANG,W/JK,6POS,4CON,S/TERM,LA | EA |  | 1 Year | 3.8 | 5% | 3.61
78045 | Hubbell | NS730W | PLATE, 1GANG,W/JK,6POS,4CON,S/TERM,WH | EA |  | 1 Year | 3.8 | 5% | 3.61
78046 | Hubbell | NS732 | PLATE, 1GANG,W/JK,6POS,6CON,S/TERM,BN | EA |  | 1 Year | 4.25 | 5% | 4.0375
78047 | Hubbell | NS732I | PLATE, 1GANG,W/JK,6POS,6CON,S/TERM,EI | EA |  | 1 Year | 4.25 | 5% | 4.0375
78048 | Hubbell | NS732LA | PLATE, 1GANG,W/JK,6POS,6CON,S/TERM,LA | EA |  | 1 Year | 4.25 | 5% | 4.0375
78049 | Hubbell | NS732W | PLATE, 1GANG,W/JK,6POS,6CON,S/TERM,WH | EA |  | 1 Year | 4.25 | 5% | 4.0375
78050 | Hubbell | NS735W | PLATE, MIDSIZE,W/JK,6POS,4CON,S/TERM,WH | EA |  | 1 Year | 3.8 | 5% | 3.61
78051 | Hubbell | NS745W | PLATE, MIDSIZE,W/2JKS,6POS,4CON,S/TRM,WH | EA |  | 1 Year | 7.6 | 5% | 7.22
78052 | Hubbell | NS747I | PLATE, 1GANG,W/F-CONN/6POS,4CON,S/TRM,EI | EA |  | 1 Year | 6.5 | 5% | 6.175
78053 | Hubbell | NS747LA | PLATE, 1GANG,W/F-CONN/6POS,4CON,S/TRM,LA | EA |  | 1 Year | 6.5 | 5% | 6.175
78054 | Hubbell | NS747W | PLATE, 1GANG,W/F-CONN/6POS,4CON,S/TRM,WH | EA |  | 1 Year | 6.5 | 5% | 6.175
78055 | Hubbell | NS748I | PLATE, 1GANG,W/F-CONN/6POS,6CON,S/TRM,EI | EA |  | 1 Year | 7.6 | 5% | 7.22
78056 | Hubbell | NS748LA | PLATE, 1GANG,W/F-CONN/6POS,6CON,S/TRM,LA | EA |  | 1 Year | 7.6 | 5% | 7.22
78057 | Hubbell | NS748W | PLATE, 1GANG,W/F-CONN/6POS,6CON,S/TRM,WH | EA |  | 1 Year | 7.6 | 5% | 7.22
78058 | Hubbell | NS750I | PLATE, 1GANG,W/F-CONNECTOR,EI | EA |  | 1 Year | 2.9 | 5% | 2.755
78059 | Hubbell | NS750LA | PLATE, 1GANG,W/F-CONNECTOR,LA | EA |  | 1 Year | 2.9 | 5% | 2.755
78060 | Hubbell | NS750W | PLATE, 1GANG,W/F-CONNECTOR,WH | EA |  | 1 Year | 2.9 | 5% | 2.755
78061 | Hubbell | NS751W | PLATE, MIDSIZE,W/F-CONNECTOR,WH | EA |  | 1 Year | 3.8 | 5% | 3.61
78062 | Hubbell | NS752I | PLATE, 1GANG,W/2 F-CONNECTORS,EI | EA |  | 1 Year | 6.1 | 5% | 5.795
78063 | Hubbell | NS752LA | PLATE, 1GANG,W/2 F-CONNECTORS,LA | EA |  | 1 Year | 6.1 | 5% | 5.795
78064 | Hubbell | NS755W | PLATE, MIDSIZE,W/F-CONN/6POS,6CON,WH | EA |  | 1 Year | 7.6 | 5% | 7.22
78065 | Hubbell | NS760I | HOUSING, SURF,W/JK 6POS,4CON,S/TERM,EI | EA |  | 1 Year | 2.6 | 5% | 2.47
78066 | Hubbell | NS760W | HOUSING, SURF,W/JK,6POS,4CON,S/TERM,WH | EA |  | 1 Year | 2.6 | 5% | 2.47
78067 | Hubbell | NS770 | PLATE, FRAME,W/JK,6POS,4CON,S/TERM,BN | EA |  | 1 Year | 5.75 | 5% | 5.4625
78068 | Hubbell | NS770BK | PLATE, FRAME,W/JK,6POS,4CON,S/TERM,BK | EA |  | 1 Year | 5.75 | 5% | 5.4625
78069 | Hubbell | NS770GY | PLATE, FRAME,W/JK,6POS,4CON,S/TERM,GY | EA |  | 1 Year | 5.75 | 5% | 5.4625
78070 | Hubbell | NS770I | PLATE, FRAME,W/JK,6POS,4CON,S/TERM,EI | EA |  | 1 Year | 5.75 | 5% | 5.4625
78071 | Hubbell | NS770LA | PLATE, FRAME,W/JK,6POS,4CON,S/TERM,LA | EA |  | 1 Year | 5.75 | 5% | 5.4625
78072 | Hubbell | NS770W | PLATE, FRAME,W/JK,6POS,4CON,S/TERM,WH | EA |  | 1 Year | 5.75 | 5% | 5.4625
78073 | Hubbell | NS771 | PLATE, FRAME,W/JK,6POS,6CON,S/TERM,BN | EA |  | 1 Year | 6.85 | 5% | 6.5075
78074 | Hubbell | NS771I | PLATE, FRAME,W/JK,6POS,6CON,S/TERM,EI | EA |  | 1 Year | 6.85 | 5% | 6.5075
78075 | Hubbell | NS771LA | PLATE, FRAME,W/JK,6POS,6CON,S/TERM,LA | EA |  | 1 Year | 6.85 | 5% | 6.5075
78076 | Hubbell | NS771W | PLATE, FRAME,W/JK,6POS,6CON,S/TERM,WH | EA |  | 1 Year | 6.85 | 5% | 6.5075
78077 | Hubbell | NS772I | PLATE, FRAME,W/2JKS,6POS,6CON,S/TERM,EI | EA |  | 1 Year | 7.2 | 5% | 6.84
78078 | Hubbell | NS772LA | PLATE, FRAME,W/2JKS,6POS,6CON,S/TERM,LA | EA |  | 1 Year | 7.2 | 5% | 6.84
78079 | Hubbell | NS772W | PLATE, FRAME,W/2JKS,6POS,6CON,S/TERM,WH | EA |  | 1 Year | 7.2 | 5% | 6.84
78080 | Hubbell | NS780I | PLATE, FRAME,DECORATOR,W/F-CONN,EI | EA |  | 1 Year | 5.2 | 5% | 4.94
78081 | Hubbell | NS780LA | PLATE, FRAME,DECORATOR,W/F-CONN,LA | EA |  | 1 Year | 5.2 | 5% | 4.94
78082 | Hubbell | NS780W | PLATE, FRAME,DECORATOR,W/F-CONN,WH | EA |  | 1 Year | 5.2 | 5% | 4.94
78083 | Hubbell | NS783I | PLATE, FRAME,W/F-CONN/6POS,6CON,S/TRM,EI | EA |  | 1 Year | 6.4 | 5% | 6.08
78084 | Hubbell | NS783LA | PLATE, FRAME,W/F-CONN/6POS,6CON,S/TRM,LA | EA |  | 1 Year | 6.4 | 5% | 6.08
78085 | Hubbell | NS783W | PLATE, FRAME,W/F-CONN/6POS,6CON,S/TRM,WH | EA |  | 1 Year | 6.4 | 5% | 6.08
78086 | Hubbell | NS784 | PLATE, FRAME,W/CAT5E/JK,6POS,4C,S/TRM,BN | EA |  | 1 Year | 16.65 | 5% | 15.8175
78087 | Hubbell | NS784BK | PLATE, FRAME,W/CAT5E/JK,6POS,4C,S/TRM,BK | EA |  | 1 Year | 16.65 | 5% | 15.8175
78088 | Hubbell | NS784GY | PLATE, FRAME,W/CAT5E/JK,6POS,4C,S/TRM,GY | EA |  | 1 Year | 16.65 | 5% | 15.8175
78089 | Hubbell | NS784I | PLATE, FRAME,W/CAT5E/JK,6POS,4C,S/TRM,EI | EA |  | 1 Year | 16.65 | 5% | 15.8175
78090 | Hubbell | NS784LA | PLATE, FRAME,W/CAT5E/JK,6POS,4C,S/TRM,LA | EA |  | 1 Year | 16.65 | 5% | 15.8175
78091 | Hubbell | NS784W | PLATE, FRAME,W/CAT5E/JK,6POS,4C,S/TRM,WH | EA |  | 1 Year | 16.65 | 5% | 15.8175
78092 | Hubbell | NS785 | PLATE, FRAME,W/F-CONN & CAT5E JACK,BN | EA |  | 1 Year | 16.65 | 5% | 15.8175
78093 | Hubbell | NS785BK | PLATE, FRAME,W/F-CONN & CAT5E JACK,BK | EA |  | 1 Year | 16.65 | 5% | 15.8175
78094 | Hubbell | NS785GY | PLATE, FRAME,W/F-CONN & CAT5E JACK,GY | EA |  | 1 Year | 16.65 | 5% | 15.8175
78095 | Hubbell | NS785I | PLATE, FRAME,W/F-CONN & CAT5E JACK,EI | EA |  | 1 Year | 16.65 | 5% | 15.8175
78096 | Hubbell | NS785LA | PLATE, FRAME,W/F-CONN & CAT5E JACK,LA | EA |  | 1 Year | 16.65 | 5% | 15.8175
78097 | Hubbell | NS785W | PLATE, FRAME,W/F-CONN & CAT5E JACK,WH | EA |  | 1 Year | 16.65 | 5% | 15.8175
78098 | Hubbell | NS790 | PLATE, 1GANG,W/6P4C,CAT5E,F-CONN,BR | EA |  | 1 Year | 14.4 | 5% | 13.68
78099 | Hubbell | NS790BK | PLATE, 1GANG,W/6P4C,CAT5E,F-CONN,BK | EA |  | 1 Year | 14.4 | 5% | 13.68
78100 | Hubbell | NS790GY | PLATE, 1GANG,W/6P4C,CAT5E,F-CONN,GY | EA |  | 1 Year | 14.4 | 5% | 13.68
78101 | Hubbell | NS790I | PLATE, 1GANG,W/6P4C,CAT5E,F-CONN,IV | EA |  | 1 Year | 14.4 | 5% | 13.68
78102 | Hubbell | NS790LA | PLATE, 1GANG,W/6P4C,CAT5E,F-CONN,LA | EA |  | 1 Year | 14.4 | 5% | 13.68
78103 | Hubbell | NS790OW | PLATE, 1GANG,W/6P6C,CAT5E,F-CONN,OW | EA |  | 1 Year | 14.4 | 5% | 13.68
78104 | Hubbell | NS790W | PLATE, 1GANG,W/6P4C,CAT5E,F-CONN,WH | EA |  | 1 Year | 14.4 | 5% | 13.68
78105 | Hubbell | NS801BK | PLATE, FRAME,DECORATOR,W/1HDMI,FF,BK | EA |  | 1 Year | 51.95 | 5% | 49.3525
78106 | Hubbell | NS801GY | PLATE, FRAME,DECORATOR,W/1HDMI,FF,GY | EA |  | 1 Year | 51.95 | 5% | 49.3525
78107 | Hubbell | NS801I | PLATE, FRAME,DECORATOR,W/1HDMI,FF,IV | EA |  | 1 Year | 51.95 | 5% | 49.3525
78108 | Hubbell | NS801LA | PLATE, FRAME,DECORATOR,W/1HDMI,FF,LA | EA |  | 1 Year | 51.95 | 5% | 49.3525
78109 | Hubbell | NS801OW | PLATE, FRAME,DECORATOR,W/1HDMI,FF,OW | EA |  | 1 Year | 51.95 | 5% | 49.3525
78110 | Hubbell | NS801W | PLATE, FRAME,DECORATOR,W/1HDMI,FF,WH | EA |  | 1 Year | 51.95 | 5% | 49.3525
78111 | Hubbell | NS802BK | PLATE, FRAME,DECORATOR,W/2HDMI,FF,BK | EA |  | 1 Year | 72.9 | 5% | 69.255
78112 | Hubbell | NS802GY | PLATE, FRAME,DECORATOR,W/2HDMI,FF,GY | EA |  | 1 Year | 72.9 | 5% | 69.255
78113 | Hubbell | NS802I | PLATE, FRAME,DECORATOR,W/2HDMI,FF,IV | EA |  | 1 Year | 72.9 | 5% | 69.255
78114 | Hubbell | NS802LA | PLATE, FRAME,DECORATOR,W/2HDMI,FF,LA | EA |  | 1 Year | 72.9 | 5% | 69.255
78115 | Hubbell | NS802OW | PLATE, FRAME,DECORATOR,W/2HDMI,FF,OW | EA |  | 1 Year | 72.9 | 5% | 69.255
78116 | Hubbell | NS802W | PLATE, FRAME,DECORATOR,W/2HDMI,FF,WH | EA |  | 1 Year | 72.9 | 5% | 69.255
78117 | Hubbell | NSAV124M | ENCLOSURE, FPTV,4GANG,METAL,WH | EA |  | 1 Year | 157 | 5% | 149.15
78118 | Hubbell | NSAV12C | COVER,FPTV,4GANG,SCREW-ON,WH | EA |  | 1 Year | 52.25 | 5% | 49.6375
78119 | Hubbell | NSAV1I | PLATE,1-G,RECESSED CABLE PASS-THRU,IVORY | EA |  | 1 Year | 7.05 | 5% | 6.6975
78120 | Hubbell | NSAV1W | PLATE,1-G,RECESSED CABLE PASS-THRU,WHITE | EA |  | 1 Year | 7.05 | 5% | 6.6975
78121 | Hubbell | NSAV2I | PLATE,2-G,RECESSED CABLE PASS-THRU,IVORY | EA |  | 1 Year | 9.5 | 5% | 9.025
78122 | Hubbell | NSAV2W | PLATE,2-G,RECESSED CABLE PASS-THRU,WHITE | EA |  | 1 Year | 9.5 | 5% | 9.025
78123 | Hubbell | NSAV62M | ENCLOSURE, FPTV,2GANG,METAL,WH | EA |  | 1 Year | 88.65 | 5% | 84.2175
78124 | Hubbell | NSAV6BW | BRACKET,BLOCK WALL,FPTV,METAL,WH | EA |  | 1 Year | 73 | 5% | 69.35
78125 | Hubbell | NSAV6C | COVER, FPTV,SCREW-ON,WH | EA |  | 1 Year | 26.4 | 5% | 25.08
78126 | Hubbell | NSAV6CB | COVER, FPTV,SCREW-ON,BLANK,WH | EA |  | 1 Year | 43.2 | 5% | 41.04
78127 | Hubbell | NSAV6NW | BRACKET,NEW WORK,FPTV,METAL | EA |  | 1 Year | 41.8 | 5% | 39.71
78128 | Hubbell | NSAVIMFW | FRAME, ISTATION,3U,FOR NSAV BOXES,WH | EA |  | 1 Year | 5 | 5% | 4.75
78129 | Hubbell | NSC5EB01 | P-CORD,NETSELECT,C5E,SLIM,BL,1FT | EA |  | 1 Year | 1.61 | 5% | 1.5295
78130 | Hubbell | NSC5EB03 | P-CORD,NETSELECT,C5E,SLIM,BL,3FT | EA |  | 1 Year | 2.25 | 5% | 2.1375
78131 | Hubbell | NSC5EB05 | P-CORD,NETSELECT,C5E,SLIM,BL,5FT | EA |  | 1 Year | 2.9 | 5% | 2.755
78132 | Hubbell | NSC5EB07 | P-CORD,NETSELECT,C5E,SLIM,BL,7FT | EA |  | 1 Year | 3.55 | 5% | 3.3725
78133 | Hubbell | NSC5EB10 | P-CORD,NETSELECT,C5E,SLIM,BL,10FT | EA |  | 1 Year | 4.65 | 5% | 4.4175
78134 | Hubbell | NSC5EB15 | P-CORD,NETSELECT,C5E,SLIM,BL,15FT | EA |  | 1 Year | 6.2 | 5% | 5.89
78135 | Hubbell | NSC5EB50 | P-CORD,NETSELECT,C5E,SLIM,BL,50FT | EA |  | 1 Year | 19 | 5% | 18.05
78136 | Hubbell | NSC5EBK01 | P-CORD,NETSELECT,C5E,SLIM,BK,1FT | EA |  | 1 Year | 1.61 | 5% | 1.5295
78137 | Hubbell | NSC5EBK03 | P-CORD,NETSELECT,C5E,SLIM,BK,3FT | EA |  | 1 Year | 2.25 | 5% | 2.1375
78138 | Hubbell | NSC5EBK05 | P-CORD,NETSELECT,C5E,SLIM,BK,5FT | EA |  | 1 Year | 2.9 | 5% | 2.755
78139 | Hubbell | NSC5EBK07 | P-CORD,NETSELECT,C5E,SLIM,BK,7FT | EA |  | 1 Year | 3.55 | 5% | 3.3725
78140 | Hubbell | NSC5EBK10 | P-CORD,NETSELECT,C5E,SLIM,BK,10FT | EA |  | 1 Year | 4.65 | 5% | 4.4175
78141 | Hubbell | NSC5EBK15 | P-CORD,NETSELECT,C5E,SLIM,BK,15FT | EA |  | 1 Year | 6.2 | 5% | 5.89
78142 | Hubbell | NSC5EBK25 | P-CORD,NETSELECT,C5E,SLIM,BK,25FT | EA |  | 1 Year | 10.45 | 5% | 9.9275
78143 | Hubbell | NSC5EBK50 | P-CORD,NETSELECT,C5E,SLIM,BK,50FT | EA |  | 1 Year | 19 | 5% | 18.05
78144 | Hubbell | NSC5EGY01 | P-CORD,NETSELECT,C5E,SLIM,GY,1FT | EA |  | 1 Year | 1.61 | 5% | 1.5295
78145 | Hubbell | NSC5EGY03 | P-CORD,NETSELECT,C5E,SLIM,GY,3FT | EA |  | 1 Year | 2.25 | 5% | 2.1375
78146 | Hubbell | NSC5EGY05 | P-CORD,NETSELECT,C5E,SLIM,GY,5FT | EA |  | 1 Year | 2.9 | 5% | 2.755
78147 | Hubbell | NSC5EGY07 | P-CORD,NETSELECT,C5E,SLIM,GY,7FT | EA |  | 1 Year | 3.55 | 5% | 3.3725
78148 | Hubbell | NSC5EGY10 | P-CORD,NETSELECT,C5E,SLIM,GY,10FT | EA |  | 1 Year | 4.65 | 5% | 4.4175
78149 | Hubbell | NSC5EGY15 | P-CORD,NETSELECT,C5E,SLIM,GY,15FT | EA |  | 1 Year | 6.2 | 5% | 5.89
78150 | Hubbell | NSC5EGY50 | P-CORD,NETSELECT,C5E,SLIM,GY,50FT | EA |  | 1 Year | 19 | 5% | 18.05
78151 | Hubbell | NSC5EP50 | P-CORD,NETSELECT,C5E,SLIM,PU,50FT | EA |  | 1 Year | 19 | 5% | 18.05
78152 | Hubbell | NSC5ER01 | P-CORD,NETSELECT,C5E,SLIM,RD,1FT | EA |  | 1 Year | 1.61 | 5% | 1.5295
78153 | Hubbell | NSC5ER03 | P-CORD,NETSELECT,C5E,SLIM,RD,3FT | EA |  | 1 Year | 2.25 | 5% | 2.1375
78154 | Hubbell | NSC5ER05 | P-CORD,NETSELECT,C5E,SLIM,RD,5FT | EA |  | 1 Year | 2.9 | 5% | 2.755
78155 | Hubbell | NSC5ER07 | P-CORD,NETSELECT,C5E,SLIM,RD,7FT | EA |  | 1 Year | 3.55 | 5% | 3.3725
78156 | Hubbell | NSC5ER10 | P-CORD,NETSELECT,C5E,SLIM,RD,10FT | EA |  | 1 Year | 4.65 | 5% | 4.4175
78157 | Hubbell | NSC5ER15 | P-CORD,NETSELECT,C5E,SLIM,RD,15FT | EA |  | 1 Year | 6.2 | 5% | 5.89
78158 | Hubbell | NSC5EW01 | P-CORD,NETSELECT,C5E,SLIM,WH,1FT | EA |  | 1 Year | 1.61 | 5% | 1.5295
78159 | Hubbell | NSC5EW03 | P-CORD,NETSELECT,C5E,SLIM,WH,3FT | EA |  | 1 Year | 2.25 | 5% | 2.1375
78160 | Hubbell | NSC5EW05 | P-CORD,NETSELECT,C5E,SLIM,WH,5FT | EA |  | 1 Year | 2.9 | 5% | 2.755
78161 | Hubbell | NSC5EW07 | P-CORD,NETSELECT,C5E,SLIM,WH,7FT | EA |  | 1 Year | 3.55 | 5% | 3.3725
78162 | Hubbell | NSC5EW10 | P-CORD,NETSELECT,C5E,SLIM,WH,10FT | EA |  | 1 Year | 4.65 | 5% | 4.4175
78163 | Hubbell | NSC5EW15 | P-CORD,NETSELECT,C5E,SLIM,WH,15FT | EA |  | 1 Year | 6.2 | 5% | 5.89
78164 | Hubbell | NSC5EW50 | P-CORD,NETSELECT,C5E,SLIM,WH,50FT | EA |  | 1 Year | 19 | 5% | 18.05
78165 | Hubbell | NSC5EY01 | P-CORD,NETSELECT,C5E,SLIM,Y,1FT | EA |  | 1 Year | 1.61 | 5% | 1.5295
78166 | Hubbell | NSC5EY03 | P-CORD,NETSELECT,C5E,SLIM,Y,3FT | EA |  | 1 Year | 2.25 | 5% | 2.1375
78167 | Hubbell | NSC5EY05 | P-CORD,NETSELECT,C5E,SLIM,Y,5FT | EA |  | 1 Year | 2.9 | 5% | 2.755
78168 | Hubbell | NSC5EY07 | P-CORD,NETSELECT,C5E,SLIM,Y,7FT | EA |  | 1 Year | 3.55 | 5% | 3.3725
78169 | Hubbell | NSC5EY10 | P-CORD,NETSELECT,C5E,SLIM,Y,10FT | EA |  | 1 Year | 4.65 | 5% | 4.4175
78170 | Hubbell | NSC5EY15 | P-CORD,NETSELECT,C5E,SLIM,Y,15FT | EA |  | 1 Year | 6.2 | 5% | 5.89
78171 | Hubbell | NSC6B01 | P-CORD,NETSELECT,C6,SLIM,BL,1FT | EA |  | 1 Year | 2.75 | 5% | 2.6125
78172 | Hubbell | NSC6B03 | P-CORD,NETSELECT,C6,SLIM,BL,3FT | EA |  | 1 Year | 3.4 | 5% | 3.23
78173 | Hubbell | NSC6B05 | P-CORD,NETSELECT,C6,SLIM,BL,5FT | EA |  | 1 Year | 4.25 | 5% | 4.0375
78174 | Hubbell | NSC6B07 | P-CORD,NETSELECT,C6,SLIM,BL,7FT | EA |  | 1 Year | 4.9 | 5% | 4.655
78175 | Hubbell | NSC6B10 | P-CORD,NETSELECT,C6,SLIM,BL,10FT | EA |  | 1 Year | 6.2 | 5% | 5.89
78176 | Hubbell | NSC6B15 | P-CORD,NETSELECT,C6,SLIM,BL,15FT | EA |  | 1 Year | 7.95 | 5% | 7.5525
78177 | Hubbell | NSC6B20 | P-CORD,NETSELECT,C6,SLIM,BL,20FT | EA |  | 1 Year | 10.35 | 5% | 9.8325
78178 | Hubbell | NSC6B25 | P-CORD,NETSELECT,C6,SLIM,BL,25FT | EA |  | 1 Year | 12.3 | 5% | 11.685
78179 | Hubbell | NSC6B50 | P-CORD,NETSELECT,C6,SLIM,BL,50FT | EA |  | 1 Year | 32.6 | 5% | 30.97
78180 | Hubbell | NSC6BK01 | P-CORD,NETSELECT,C6,SLIM,BK,1FT | EA |  | 1 Year | 2.75 | 5% | 2.6125
78181 | Hubbell | NSC6BK03 | P-CORD,NETSELECT,C6,SLIM,BK,3FT | EA |  | 1 Year | 3.4 | 5% | 3.23
78182 | Hubbell | NSC6BK05 | P-CORD,NETSELECT,C6,SLIM,BK,5FT | EA |  | 1 Year | 4.25 | 5% | 4.0375
78183 | Hubbell | NSC6BK07 | P-CORD,NETSELECT,C6,SLIM,BK,7FT | EA |  | 1 Year | 4.9 | 5% | 4.655
78184 | Hubbell | NSC6BK10 | P-CORD,NETSELECT,C6,SLIM,BK,10FT | EA |  | 1 Year | 6.2 | 5% | 5.89
78185 | Hubbell | NSC6BK15 | P-CORD,NETSELECT,C6,SLIM,BK,15FT | EA |  | 1 Year | 7.95 | 5% | 7.5525
78186 | Hubbell | NSC6BK50 | P-CORD,NETSELECT,C6,SLIM,BK,50FT | EA |  | 1 Year | 32.6 | 5% | 30.97
78187 | Hubbell | NSC6GN01 | P-CORD,NETSELECT,C6,SLIM,GN,1FT | EA |  | 1 Year | 2.75 | 5% | 2.6125
78188 | Hubbell | NSC6GN03 | P-CORD,NETSELECT,C6,SLIM,GN,3FT | EA |  | 1 Year | 3.4 | 5% | 3.23
78189 | Hubbell | NSC6GN05 | P-CORD,NETSELECT,C6,SLIM,GN,5FT | EA |  | 1 Year | 4.25 | 5% | 4.0375
78190 | Hubbell | NSC6GN07 | P-CORD,NETSELECT,C6,SLIM,GN,7FT | EA |  | 1 Year | 4.9 | 5% | 4.655
78191 | Hubbell | NSC6GN10 | P-CORD,NETSELECT,C6,SLIM,GN,10FT | EA |  | 1 Year | 6.2 | 5% | 5.89
78192 | Hubbell | NSC6GN15 | P-CORD,NETSELECT,C6,SLIM,GN,15FT | EA |  | 1 Year | 7.95 | 5% | 7.5525
78193 | Hubbell | NSC6GY01 | P-CORD,NETSELECT,C6,SLIM,GY,1FT | EA |  | 1 Year | 2.75 | 5% | 2.6125
78194 | Hubbell | NSC6GY03 | P-CORD,NETSELECT,C6,SLIM,GY,3FT | EA |  | 1 Year | 3.4 | 5% | 3.23
78195 | Hubbell | NSC6GY05 | P-CORD,NETSELECT,C6,SLIM,GY,5FT | EA |  | 1 Year | 4.25 | 5% | 4.0375
78196 | Hubbell | NSC6GY07 | P-CORD,NETSELECT,C6,SLIM,GY,7FT | EA |  | 1 Year | 4.9 | 5% | 4.655
78197 | Hubbell | NSC6GY10 | P-CORD,NETSELECT,C6,SLIM,GY,10FT | EA |  | 1 Year | 6.2 | 5% | 5.89
78198 | Hubbell | NSC6GY15 | P-CORD,NETSELECT,C6,SLIM,GY,15FT | EA |  | 1 Year | 7.95 | 5% | 7.5525
78199 | Hubbell | NSC6GY50 | P-CORD,NETSELECT,C6,SLIM,GY,50FT | EA |  | 1 Year | 32.6 | 5% | 30.97
78200 | Hubbell | NSC6OR01 | P-CORD,NETSELECT,C6,SLIM,OR,1FT | EA |  | 1 Year | 2.75 | 5% | 2.6125
78201 | Hubbell | NSC6OR03 | P-CORD,NETSELECT,C6,SLIM,OR,3FT | EA |  | 1 Year | 3.4 | 5% | 3.23
78202 | Hubbell | NSC6OR05 | P-CORD,NETSELECT,C6,SLIM,OR,5FT | EA |  | 1 Year | 4.25 | 5% | 4.0375
78203 | Hubbell | NSC6OR07 | P-CORD,NETSELECT,C6,SLIM,OR,7FT | EA |  | 1 Year | 4.9 | 5% | 4.655
78204 | Hubbell | NSC6OR10 | P-CORD,NETSELECT,C6,SLIM,OR,10FT | EA |  | 1 Year | 6.2 | 5% | 5.89
78205 | Hubbell | NSC6P50 | P-CORD,NETSELECT,C6,SLIM,PU,50FT | EA |  | 1 Year | 32.6 | 5% | 30.97
78206 | Hubbell | NSC6R01 | P-CORD,NETSELECT,C6,SLIM,RD,1FT | EA |  | 1 Year | 2.75 | 5% | 2.6125
78207 | Hubbell | NSC6R03 | P-CORD,NETSELECT,C6,SLIM,RD,3FT | EA |  | 1 Year | 3.4 | 5% | 3.23
78208 | Hubbell | NSC6R05 | P-CORD,NETSELECT,C6,SLIM,RD,5FT | EA |  | 1 Year | 4.25 | 5% | 4.0375
78209 | Hubbell | NSC6R07 | P-CORD,NETSELECT,C6,SLIM,RD,7FT | EA |  | 1 Year | 4.9 | 5% | 4.655
78210 | Hubbell | NSC6R10 | P-CORD,NETSELECT,C6,SLIM,RD,10FT | EA |  | 1 Year | 6.2 | 5% | 5.89
78211 | Hubbell | NSC6R15 | P-CORD,NETSELECT,C6,SLIM,RD,15FT | EA |  | 1 Year | 7.95 | 5% | 7.5525
78212 | Hubbell | NSC6W01 | P-CORD,NETSELECT,C6,SLIM,WH,1FT | EA |  | 1 Year | 2.75 | 5% | 2.6125
78213 | Hubbell | NSC6W03 | P-CORD,NETSELECT,C6,SLIM,WH,3FT | EA |  | 1 Year | 3.4 | 5% | 3.23
78214 | Hubbell | NSC6W05 | P-CORD,NETSELECT,C6,SLIM,WH,5FT | EA |  | 1 Year | 4.25 | 5% | 4.0375
78215 | Hubbell | NSC6W07 | P-CORD,NETSELECT,C6,SLIM,WH,7FT | EA |  | 1 Year | 4.9 | 5% | 4.655
78216 | Hubbell | NSC6W10 | P-CORD,NETSELECT,C6,SLIM,WH,10FT | EA |  | 1 Year | 6.2 | 5% | 5.89
78217 | Hubbell | NSC6W15 | P-CORD,NETSELECT,C6,SLIM,WH,15FT | EA |  | 1 Year | 7.95 | 5% | 7.5525
78218 | Hubbell | NSC6W20 | P-CORD,NETSELECT,C6,SLIM,WH,20FT | EA |  | 1 Year | 10.35 | 5% | 9.8325
78219 | Hubbell | NSC6W50 | P-CORD,NETSELECT,C6,SLIM,WH,50FT | EA |  | 1 Year | 32.6 | 5% | 30.97
78220 | Hubbell | NSC6Y01 | P-CORD,NETSELECT,C6,SLIM,Y,1FT | EA |  | 1 Year | 2.75 | 5% | 2.6125
78221 | Hubbell | NSC6Y03 | P-CORD,NETSELECT,C6,SLIM,Y,3FT | EA |  | 1 Year | 3.4 | 5% | 3.23
78222 | Hubbell | NSC6Y05 | P-CORD,NETSELECT,C6,SLIM,Y,5FT | EA |  | 1 Year | 4.25 | 5% | 4.0375
78223 | Hubbell | NSC6Y07 | P-CORD,NETSELECT,C6,SLIM,Y,7FT | EA |  | 1 Year | 4.9 | 5% | 4.655
78224 | Hubbell | NSC6Y10 | P-CORD,NETSELECT,C6,SLIM,Y,10FT | EA |  | 1 Year | 6.2 | 5% | 5.89
78225 | Hubbell | NSC6Y15 | P-CORD,NETSELECT,C6,SLIM,Y,15FT | EA |  | 1 Year | 7.95 | 5% | 7.5525
78226 | Hubbell | NSF70BK | SNAP-FIT, F-CONN,NICKEL,NETSELECT,BK | EA |  | 1 Year | 3.1 | 5% | 2.945
78227 | Hubbell | NSF70GY | SNAP-FIT, F-CONN,NICKEL,NETSELECT,GY | EA |  | 1 Year | 3.1 | 5% | 2.945
78228 | Hubbell | NSF70I | SNAP-FIT, F-CONN,NICKEL,NETSELECT,IV | EA |  | 1 Year | 3.1 | 5% | 2.945
78229 | Hubbell | NSF70LA | SNAP-FIT, F-CONN,NICKEL,NETSELECT,LA | EA |  | 1 Year | 3.1 | 5% | 2.945
78230 | Hubbell | NSF70W | SNAP-FIT, F-CONN,NICKEL,NETSELECT,WH | EA |  | 1 Year | 3.1 | 5% | 2.945
78231 | Hubbell | NSJ5EAL | JACK, NSJ,CAT5E,8 POS,UNI,A/B,AL | EA |  | 1 Year | 7.85 | 5% | 7.4575
78232 | Hubbell | NSJ5EB | JACK, NSJ,CAT5E,8 POS,UNI,A/B,BL | EA |  | 1 Year | 7.85 | 5% | 7.4575
78233 | Hubbell | NSJ5EB100 | JACK, NSJ,CAT5E,8POS,UNI,A/B,BL,100PK | PK |  | 1 Year | 683 | 5% | 648.85
78234 | Hubbell | NSJ5EB25 | JACK, NSJ,CAT5E,8POS,UNI,A/B,BL,25PK | PK |  | 1 Year | 179 | 5% | 170.05
78235 | Hubbell | NSJ5EBK | JACK, NSJ,CAT5E,8 POS,UNI,A/B,BK | EA |  | 1 Year | 7.85 | 5% | 7.4575
78236 | Hubbell | NSJ5EBK100 | JACK, NSJ,CAT5E,8POS,UNI,A/B,BK,100PK | PK |  | 1 Year | 683 | 5% | 648.85
78237 | Hubbell | NSJ5EBK25 | JACK, NSJ,CAT5E,8POS,UNI,A/B,BK,25PK | PK |  | 1 Year | 179 | 5% | 170.05
78238 | Hubbell | NSJ5EGN | JACK, NSJ,CAT5E,8 POS,UNI,A/B,GN | EA |  | 1 Year | 7.85 | 5% | 7.4575
78239 | Hubbell | NSJ5EGN25 | JACK, NSJ,CAT5E,8 POS,UNI,A/B,GN,25PK | PK |  | 1 Year | 179 | 5% | 170.05
78240 | Hubbell | NSJ5EGY | JACK, NSJ,CAT5E,8 POS,UNI,A/B,GY | EA |  | 1 Year | 7.85 | 5% | 7.4575
78241 | Hubbell | NSJ5EGY25 | JACK, NSJ,CAT5E,8POS,UNI,A/B,GY,25PK | PK |  | 1 Year | 179 | 5% | 170.05
78242 | Hubbell | NSJ5EI | JACK, NSJ,CAT5E,8 POS,UNI,A/B,EI | EA |  | 1 Year | 7.85 | 5% | 7.4575
78243 | Hubbell | NSJ5EI25 | JACK, NSJ,CAT5E,8POS,UNI,A/B,EI,25PK | PK |  | 1 Year | 179 | 5% | 170.05
78244 | Hubbell | NSJ5ELA | JACK, NSJ,CAT5E,8POS,UNI,A/B,LA | EA |  | 1 Year | 7.85 | 5% | 7.4575
78245 | Hubbell | NSJ5ELA25 | JACK, NSJ,CAT5E,8POS,UNI,A/B,LA,25PK | PK |  | 1 Year | 179 | 5% | 170.05
78246 | Hubbell | NSJ5EOR | JACK, NSJ,CAT5E,8 POS,UNI,A/B,OR | EA |  | 1 Year | 7.85 | 5% | 7.4575
78247 | Hubbell | NSJ5EOR100 | JACK, NSJ,CAT5E,8POS,UNI,A/B,OR,100PK | PK |  | 1 Year | 683 | 5% | 648.85
78248 | Hubbell | NSJ5EOR25 | JACK, NSJ,CAT5E,8POS,UNI,A/B,OR,25PK | PK |  | 1 Year | 179 | 5% | 170.05
78249 | Hubbell | NSJ5EOW100 | JACK, NSJ,CAT5E,8POS,UNI,A/B,OW,100PK | PK |  | 1 Year | 683 | 5% | 648.85
78250 | Hubbell | NSJ5EOW25 | JACK, NSJ,CAT5E,8POS,UNI,A/B,OW,25PK | PK |  | 1 Year | 179 | 5% | 170.05
78251 | Hubbell | NSJ5ER | JACK, NSJ,CAT5E,8 POS,UNI,A/B,RD | EA |  | 1 Year | 7.85 | 5% | 7.4575
78252 | Hubbell | NSJ5ER25 | JACK, NSJ,CAT5E,8 POS,UNI,A/B,RD, 25PK | PK |  | 1 Year | 179 | 5% | 170.05
78253 | Hubbell | NSJ5EW | JACK, NSJ,CAT5E,8 POS,UNI,A/B,WH | EA |  | 1 Year | 7.85 | 5% | 7.4575
78254 | Hubbell | NSJ5EW100 | JACK, NSJ,CAT5E,8POS,UNI,A/B,WH,100PK | PK |  | 1 Year | 683 | 5% | 648.85
78255 | Hubbell | NSJ5EW25 | JACK, NSJ,CAT5E,8POS,UNI,A/B,WH,25PK | PK |  | 1 Year | 179 | 5% | 170.05
78256 | Hubbell | NSJ5EY | JACK, NSJ,CAT5E,8 POS,UNI,A/B,YL | EA |  | 1 Year | 7.85 | 5% | 7.4575
78257 | Hubbell | NSJ5EY25 | JACK, NSJ,CAT5E,8 POS,UNI,A/B,YL,25PK | PK |  | 1 Year | 179 | 5% | 170.05
78258 | Hubbell | NSJ6B | JACK, NSJ,CAT6,8 POS,UNI,A/B,BL | EA |  | 1 Year | 12.65 | 5% | 12.0175
78259 | Hubbell | NSJ6B100 | JACK, NSJ,CAT6,8POS,UNI,A/B,BL,100PK | PK |  | 1 Year | 1113 | 5% | 1057.35
78260 | Hubbell | NSJ6B25 | JACK, NSJ,CAT6,8POS,UNI,A/B,BL,25PK | PK |  | 1 Year | 294 | 5% | 279.3
78261 | Hubbell | NSJ6BK | JACK, NSJ,CAT6,8 POS,UNI, A/B,BK | EA |  | 1 Year | 12.65 | 5% | 12.0175
78262 | Hubbell | NSJ6BK100 | JACK, NSJ,CAT6,8POS,UNI,A/B,BK,100PK | PK |  | 1 Year | 1113 | 5% | 1057.35
78263 | Hubbell | NSJ6BK25 | JACK, NSJ,CAT6,8POS,UNI,A/B,BK,25PK | PK |  | 1 Year | 294 | 5% | 279.3
78264 | Hubbell | NSJ6GN | JACK, NSJ,CAT6,8 POS,UNI,A/B,GN | EA |  | 1 Year | 12.65 | 5% | 12.0175
78265 | Hubbell | NSJ6GN25 | JACK, NSJ,CAT6,8 POS,UNI,A/B,GN,25PK | PK |  | 1 Year | 294 | 5% | 279.3
78266 | Hubbell | NSJ6GY | JACK, NSJ,CAT6,8 POS,UNI,A/B,GY | EA |  | 1 Year | 12.65 | 5% | 12.0175
78267 | Hubbell | NSJ6GY25 | JACK, NSJ,CAT6,8POS,UNI,A/B,GY,25PK | PK |  | 1 Year | 294 | 5% | 279.3
78268 | Hubbell | NSJ6I | JACK, NSJ,CAT6,8 POS,UNI,A/B,EI | EA |  | 1 Year | 12.65 | 5% | 12.0175
78269 | Hubbell | NSJ6I25 | JACK, NSJ,CAT6,8POS,UNI,A/B,EI,25PK | PK |  | 1 Year | 294 | 5% | 279.3
78270 | Hubbell | NSJ6LA | JACK, NSJ,CAT6,8POS,UNI,A/B,LA | EA |  | 1 Year | 12.65 | 5% | 12.0175
78271 | Hubbell | NSJ6LA25 | JACK, NSJ,CAT6,8POS,UNI,A/B,LA,25PK | PK |  | 1 Year | 294 | 5% | 279.3
78272 | Hubbell | NSJ6OR | JACK, NSJ,CAT6,8 POS,UNI,A/B,OR | EA |  | 1 Year | 12.65 | 5% | 12.0175
78273 | Hubbell | NSJ6OR100 | JACK, NSJ,CAT6,8POS,UNI,A/B,OR,100PK | PK |  | 1 Year | 1113 | 5% | 1057.35
78274 | Hubbell | NSJ6OR25 | JACK, NSJ,CAT6,8POS,UNI,A/B,OR,25PK | PK |  | 1 Year | 294 | 5% | 279.3
78275 | Hubbell | NSJ6OW100 | JACK, NSJ,CAT6,8POS,UNI,A/B,OW,100PK | PK |  | 1 Year | 1113 | 5% | 1057.35
78276 | Hubbell | NSJ6OW25 | JACK, NSJ,CAT6,8POS,UNI,A/B,OW,25PK | PK |  | 1 Year | 294 | 5% | 279.3
78277 | Hubbell | NSJ6R | JACK, NSJ,CAT6,8 POS,UNI,A/B,RD | EA |  | 1 Year | 12.65 | 5% | 12.0175
78278 | Hubbell | NSJ6R25 | JACK, NSJ,CAT6,8 POS,UNI,A/B,RD, 25PK | PK |  | 1 Year | 294 | 5% | 279.3
78279 | Hubbell | NSJ6W | JACK, NSJ,CAT6,8 POS,UNI,A/B,WH | EA |  | 1 Year | 12.65 | 5% | 12.0175
78280 | Hubbell | NSJ6W100 | JACK, NSJ,CAT6,8POS,UNI,A/B,WH,100PK | PK |  | 1 Year | 1113 | 5% | 1057.35
78281 | Hubbell | NSJ6W25 | JACK, NSJ,CAT6,8POS,UNI,A/B,WH,25PK | PK |  | 1 Year | 294 | 5% | 279.3
78282 | Hubbell | NSJ6Y | JACK, NSJ,CAT6,8 POS,UNI,A/B,YL | EA |  | 1 Year | 12.65 | 5% | 12.0175
78283 | Hubbell | NSJ6Y25 | JACK, NSJ,CAT6,8 POS,UNI,A/B,YL,25PK | PK |  | 1 Year | 294 | 5% | 279.3
78284 | Hubbell | NSJUB | JACK, NSJ,6POS,USOC,BL | EA |  | 1 Year | 6.75 | 5% | 6.4125
78285 | Hubbell | NSJUBK | JACK, NSJ,6POS,USOC,BK | EA |  | 1 Year | 6.75 | 5% | 6.4125
78286 | Hubbell | NSJUGN | JACK, NSJ,6POS,USOC,GN | EA |  | 1 Year | 6.75 | 5% | 6.4125
78287 | Hubbell | NSJUGY | JACK, NSJ,6POS,USOC,GY | EA |  | 1 Year | 6.75 | 5% | 6.4125
78288 | Hubbell | NSJUI | JACK, NSJ,6POS,USOC,EI | EA |  | 1 Year | 6.75 | 5% | 6.4125
78289 | Hubbell | NSJULA | JACK, NSJ,6POS,USOC,LA | EA |  | 1 Year | 6.75 | 5% | 6.4125
78290 | Hubbell | NSJUOR | JACK, NSJ,6POS,USOC,OR | EA |  | 1 Year | 6.75 | 5% | 6.4125
78291 | Hubbell | NSJUR | JACK, NSJ,6POS,USOC,RD | EA |  | 1 Year | 6.75 | 5% | 6.4125
78292 | Hubbell | NSJUW | JACK, NSJ,6POS,USOC,WH | EA |  | 1 Year | 6.75 | 5% | 6.4125
78293 | Hubbell | NSJUY | JACK, NSJ,6POS,USOC,YL | EA |  | 1 Year | 6.75 | 5% | 6.4125
78294 | Hubbell | NSOAM8 | MODULE, NETSELECT,AUDIO,8-PORT | EA |  | 1 Year | 65.25 | 5% | 61.9875
78295 | Hubbell | NSOBM | MODULE, NETSELECT,BLANK,BK | EA |  | 1 Year | 18.65 | 5% | 17.7175
78296 | Hubbell | NSOBNK14 | CABINET,NETSELECT,14"H,TEL,4COAX,W/DR | EA |  | 1 Year | 192 | 5% | 182.4
78297 | Hubbell | NSOBOX14 | CABINET, NETSELECT,14"H,W/HINGED DOOR,WH | EA |  | 1 Year | 118 | 5% | 112.1
78298 | Hubbell | NSOBOX14B | CABINET, NETSELECT,14"H,W/O COVER,WH | EA |  | 1 Year | 59.35 | 5% | 56.3825
78299 | Hubbell | NSOBOX14BC | CABINET, NETSELECT,14"H,W/PANEL COVER,WH | EA |  | 1 Year | 94.85 | 5% | 90.1075
78300 | Hubbell | NSOBOX14C | CABINET, NETSELECT,PANEL COVER ONLY,14"H | EA |  | 1 Year | 41.8 | 5% | 39.71
78301 | Hubbell | NSOBOX14D | CABINET, NETSELECT,DOOR , 14",HNGD W/LTC | EA |  | 1 Year | 63.5 | 5% | 60.325
78302 | Hubbell | NSOBOX14DL | CAB,NETSELECT,DOOR ONLY,HNGD W/LTCH,VENT | EA |  | 1 Year | 63.5 | 5% | 60.325
78303 | Hubbell | NSOBOX14X2 | BRACKET, 2" EXTENSION,14" NETSELECT | EA |  | 1 Year | 67.65 | 5% | 64.2675
78304 | Hubbell | NSOBOX28 | CABINET, NETSELECT,28" H,W/HNGD DOOR,WH | EA |  | 1 Year | 182 | 5% | 172.9
78305 | Hubbell | NSOBOX28B | CABINET, NETSELECT,28"H,W/O COVER,WH | EA |  | 1 Year | 92.25 | 5% | 87.6375
78306 | Hubbell | NSOBOX28BC | CABINET, NETSELECT,28"H,W/PANEL COVER,WH | EA |  | 1 Year | 160 | 5% | 152
78307 | Hubbell | NSOBOX28C | CABINET, NETSELECT,PANEL COVER ONLY,28"H | EA |  | 1 Year | 73.8 | 5% | 70.11
78308 | Hubbell | NSOBOX28D | CABINET, NETSELECT,DOOR , 28",HNGD W/LTC | EA |  | 1 Year | 98.55 | 5% | 93.6225
78309 | Hubbell | NSOBOX28DL | CAB,NETSELECT,DOOR ONLY,HNGD 2/LTCH,VENT | EA |  | 1 Year | 98.55 | 5% | 93.6225
78310 | Hubbell | NSOBOX28X2 | CABINET BRKT,2" EXTENSION, 28" NETSELECT | EA |  | 1 Year | 94.65 | 5% | 89.9175
78311 | Hubbell | NSOBOX48 | CABINET, NETSELECT,48"H,W/HINGED DOOR,WH | EA |  | 1 Year | 231 | 5% | 219.45
78312 | Hubbell | NSOBOX48R | CABINET,NETSELECT,TRIM RING,FOR NSOBOX48 | EA |  | 1 Year | 157 | 5% | 149.15
78313 | Hubbell | NSOBX10 | CABINET, NETSELECT,10"H,W/HINGED DOOR,WH | EA |  | 1 Year | 80.3 | 5% | 76.285
78314 | Hubbell | NSOBX10B | CABINET, NETSELECT,10"H,W/O COVER,WH | EA |  | 1 Year | 47.15 | 5% | 44.7925
78315 | Hubbell | NSOBX10BC | CABINET, NETSELECT,10"H,W/PANEL COVER,WH | EA |  | 1 Year | 70.3 | 5% | 66.785
78316 | Hubbell | NSOBX10C | CABINET, NETSELECT,PNL CVR ONLY,10"H WH | EA |  | 1 Year | 26.75 | 5% | 25.4125
78317 | Hubbell | NSOBX10D | CAB, NETSELECT,DOOR ONLY,HNGD W/LTCH WH | EA |  | 1 Year | 36.45 | 5% | 34.6275
78318 | Hubbell | NSODK6 | MODULE, NETSELECT,C5E,UPGRADE KIT,6P | EA |  | 1 Year | 67.45 | 5% | 64.0775
78319 | Hubbell | NSODM8 | MODULE, NETSELECT,C5E,8P DATA | EA |  | 1 Year | 65.25 | 5% | 61.9875
78320 | Hubbell | NSODM8C6 | MODULE, NETSELECT,C6,8P,DATA | EA |  | 1 Year | 74 | 5% | 70.3
78321 | Hubbell | NSOETM8 | MODULE, NETSELECT,8P,EXPANSION TELE | EA |  | 1 Year | 65.25 | 5% | 61.9875
78322 | Hubbell | NSOFSB | MODULE, NETSELECT,FIBER,ADPT BRKT,W/OFSP | EA |  | 1 Year | 27.7 | 5% | 26.315
78323 | Hubbell | NSOKPS | CAB, NETSELECT,PWRKT,15A,120V,DPLX,SURGE | EA |  | 1 Year | 107 | 5% | 101.65
78324 | Hubbell | NSOKPTR | CAB, NETSELECT,PWRKIT,15A,120V,TR,DUPLX | EA |  | 1 Year | 45.3 | 5% | 43.035
78325 | Hubbell | NSOMTM12 | MODULE, NETSELECT,12P,PHONE,PATCH | EA |  | 1 Year | 65.25 | 5% | 61.9875
78326 | Hubbell | NSOMTM24 | MODULE, NETSELECT,MULTIP,PATCHABLETELCOM | EA |  | 1 Year | 157 | 5% | 149.15
78327 | Hubbell | NSOPLT | CABINET, NETSELECT,PLATE,BLANK | EA |  | 1 Year | 19.1 | 5% | 18.145
78328 | Hubbell | NSOPTM8 | MODULE, NETSELECT,8P,PRIMARY TELEPHONE | EA |  | 1 Year | 65.8 | 5% | 62.51
78329 | Hubbell | NSORAVC | FRAME, NETSELECT,VOLUME CONTROL,ROTARY | EA |  | 1 Year | 85.7 | 5% | 81.415
78330 | Hubbell | NSOSAVC | FRAME, NETSELECT,VOLUME CONTROL,SLIDE | EA |  | 1 Year | 93.2 | 5% | 88.54
78331 | Hubbell | NSOTVDM6 | MODULE, NETSELECT,COMBO,TEL/C5E/VID,6P | EA |  | 1 Year | 137 | 5% | 130.15
78332 | Hubbell | NSOTVM6 | MODULE, NETSELECT,COMBO,TEL/VID,6P | EA |  | 1 Year | 93.65 | 5% | 88.9675
78333 | Hubbell | NSOVAMP | MODULE, NETSELECT,10DB,FIXED VIDEO AMP | EA |  | 1 Year | 113 | 5% | 107.35
78334 | Hubbell | NSOVM4 | MODULE, NETSELECT,4 WAY COAX,PLAS,1GHZ | EA |  | 1 Year | 20.3 | 5% | 19.285
78335 | Hubbell | NSOVM42G | MODULE, NETSELECT,4 WAY COAX,PLAS,2.3GHZ | EA |  | 1 Year | 28.45 | 5% | 27.0275
78336 | Hubbell | NSOVM6 | MODULE, NETSELECT,6 WAY COAX,PLAS,1GHZ | EA |  | 1 Year | 31.75 | 5% | 30.1625
78337 | Hubbell | NSOVM62G | MODULE, NETSELECT,6 WAY COAX,PLAS,2.3GHZ | EA |  | 1 Year | 71.35 | 5% | 67.7825
78338 | Hubbell | NSOVM8 | MODULE, NETSELECT,8 WAY COAX,PLAS,1GHZ | EA |  | 1 Year | 69.6 | 5% | 66.12
78339 | Hubbell | NSOVM82G | MODULE, NETSELECT,8 WAY COAX,PLAS,2.3GHZ | EA |  | 1 Year | 82.2 | 5% | 78.09
78340 | Hubbell | NSP101BK | PLATE, WALL,LABEL-LESS,MIDSIZE,1-PORT,BK | EA |  | 1 Year | 3.35 | 5% | 3.1825
78341 | Hubbell | NSP101GY | PLATE, WALL,LABEL-LESS,MIDSIZE,1-PORT,GY | EA |  | 1 Year | 3.35 | 5% | 3.1825
78342 | Hubbell | NSP101I | PLATE, WALL,LABEL-LESS,MIDSIZE,1-PORT,EI | EA |  | 1 Year | 3.35 | 5% | 3.1825
78343 | Hubbell | NSP101LA | PLATE, WALL,LABEL-LESS,MIDSIZE,1-PORT,LA | EA |  | 1 Year | 3.35 | 5% | 3.1825
78344 | Hubbell | NSP101W | PLATE, WALL,LABEL-LESS,MIDSIZE,1-PORT,WH | EA |  | 1 Year | 3.35 | 5% | 3.1825
78345 | Hubbell | NSP102BK | PLATE, WALL,LABEL-LESS,MIDSIZE,2-PORT,BK | EA |  | 1 Year | 3.35 | 5% | 3.1825
78346 | Hubbell | NSP102GY | PLATE, WALL,LABEL-LESS,MIDSIZE,2-PORT,GY | EA |  | 1 Year | 3.35 | 5% | 3.1825
78347 | Hubbell | NSP102LA | PLATE, WALL,LABEL-LESS,MIDSIZE,2-PORT,LA | EA |  | 1 Year | 3.35 | 5% | 3.1825
78348 | Hubbell | NSP103BK | PLATE, WALL,LABEL-LESS,MIDSIZE,3-PORT,BK | EA |  | 1 Year | 3.35 | 5% | 3.1825
78349 | Hubbell | NSP103GY | PLATE, WALL,LABEL-LESS,MIDSIZE,3-PORT,GY | EA |  | 1 Year | 3.35 | 5% | 3.1825
78350 | Hubbell | NSP103I | PLATE, WALL,LABEL-LESS,MIDSIZE,3-PORT,EI | EA |  | 1 Year | 3.35 | 5% | 3.1825
78351 | Hubbell | NSP104BK | PLATE, WALL,LABEL-LESS,MIDSIZE,4-PORT,BK | EA |  | 1 Year | 3.35 | 5% | 3.1825
78352 | Hubbell | NSP104GY | PLATE, WALL,LABEL-LESS,MIDSIZE,4-PORT,GY | EA |  | 1 Year | 3.35 | 5% | 3.1825
78353 | Hubbell | NSP104I | PLATE, WALL,LABEL-LESS,MIDSIZE,4-PORT,EI | EA |  | 1 Year | 3.35 | 5% | 3.1825
78354 | Hubbell | NSP104LA | PLATE, WALL,LABEL-LESS,MIDSIZE,4-PORT,LA | EA |  | 1 Year | 3.35 | 5% | 3.1825
78355 | Hubbell | NSP106BK | PLATE, WALL,LABEL-LESS,MIDSIZE,6-PORT,BK | EA |  | 1 Year | 3.35 | 5% | 3.1825
78356 | Hubbell | NSP106GY | PLATE, WALL,LABEL-LESS,MIDSIZE,6-PORT,GY | EA |  | 1 Year | 3.35 | 5% | 3.1825
78357 | Hubbell | NSP106I | PLATE, WALL,LABEL-LESS,MIDSIZE,6-PORT,EI | EA |  | 1 Year | 3.35 | 5% | 3.1825
78358 | Hubbell | NSP106LA | PLATE, WALL,LABEL-LESS,MIDSIZE,6-PORT,LA | EA |  | 1 Year | 3.35 | 5% | 3.1825
78359 | Hubbell | NSP106W | PLATE, WALL,LABEL-LESS,MIDSIZE,6-PORT,WH | EA |  | 1 Year | 3.35 | 5% | 3.1825
78360 | Hubbell | NSP11BK | PLATE, WALL,LABEL-LESS,1-G,1-PORT,BK | EA |  | 1 Year | 3.35 | 5% | 3.1825
78361 | Hubbell | NSP11GY | PLATE, WALL,LABEL-LESS,1-G,1-PORT,GY | EA |  | 1 Year | 3.35 | 5% | 3.1825
78362 | Hubbell | NSP11I | PLATE, WALL,LABEL-LESS,1-G,1-PORT,EI | EA |  | 1 Year | 3.35 | 5% | 3.1825
78363 | Hubbell | NSP11LA | PLATE, WALL,LABEL-LESS,1-G,1-PORT,LA | EA |  | 1 Year | 3.35 | 5% | 3.1825
78364 | Hubbell | NSP11W | PLATE, WALL,LABEL-LESS,1-G,1-PORT,WH | EA |  | 1 Year | 3.35 | 5% | 3.1825
78365 | Hubbell | NSP12BK | PLATE, WALL,LABEL-LESS,1-G,2-PORT,BK | EA |  | 1 Year | 3.35 | 5% | 3.1825
78366 | Hubbell | NSP12GY | PLATE, WALL,LABEL-LESS,1-G,2-PORT,GY | EA |  | 1 Year | 3.35 | 5% | 3.1825
78367 | Hubbell | NSP12I | PLATE, WALL,LABEL-LESS,1-G,2-PORT,EI | EA |  | 1 Year | 3.35 | 5% | 3.1825
78368 | Hubbell | NSP12LA | PLATE, WALL,LABEL-LESS,1-G,2-PORT,LA | EA |  | 1 Year | 3.35 | 5% | 3.1825
78369 | Hubbell | NSP12W | PLATE, WALL,LABEL-LESS,1-G,2-PORT,WH | EA |  | 1 Year | 3.35 | 5% | 3.1825
78370 | Hubbell | NSP13BK | PLATE, WALL,LABEL-LESS,1-G,3-PORT,BK | EA |  | 1 Year | 3.35 | 5% | 3.1825
78371 | Hubbell | NSP13I | PLATE, WALL,LABEL-LESS,1-G,3-PORT,EI | EA |  | 1 Year | 3.35 | 5% | 3.1825
78372 | Hubbell | NSP13LA | PLATE, WALL,LABEL-LESS,1-G,3-PORT,LA | EA |  | 1 Year | 3.35 | 5% | 3.1825
78373 | Hubbell | NSP13W | PLATE, WALL,LABEL-LESS,1-G,3-PORT,WH | EA |  | 1 Year | 3.35 | 5% | 3.1825
78374 | Hubbell | NSP14BK | PLATE, WALL,LABEL-LESS,1-G,4-PORT,BK | EA |  | 1 Year | 3.35 | 5% | 3.1825
78375 | Hubbell | NSP14GY | PLATE, WALL,LABEL-LESS,1-G,4-PORT,GY | EA |  | 1 Year | 3.35 | 5% | 3.1825
78376 | Hubbell | NSP14I | PLATE, WALL,LABEL-LESS,1-G,4-PORT,EI | EA |  | 1 Year | 3.35 | 5% | 3.1825
78377 | Hubbell | NSP14LA | PLATE, WALL,LABEL-LESS,1-G,4-PORT,LA | EA |  | 1 Year | 3.35 | 5% | 3.1825
78378 | Hubbell | NSP14W | PLATE, WALL,LABEL-LESS,1-G,4-PORT,WH | EA |  | 1 Year | 3.35 | 5% | 3.1825
78379 | Hubbell | NSP16BK | PLATE, WALL,LABEL-LESS,1-G,6-PORT,BK | EA |  | 1 Year | 3.35 | 5% | 3.1825
78380 | Hubbell | NSP16GY | PLATE, WALL,LABEL-LESS,1-G,6-PORT,GY | EA |  | 1 Year | 3.35 | 5% | 3.1825
78381 | Hubbell | NSP16I | PLATE, WALL,LABEL-LESS,1-G,6-PORT,EI | EA |  | 1 Year | 3.35 | 5% | 3.1825
78382 | Hubbell | NSP16LA | PLATE, WALL,LABEL-LESS,1-G,6-PORT,LA | EA |  | 1 Year | 3.35 | 5% | 3.1825
78383 | Hubbell | NSP16W | PLATE, WALL,LABEL-LESS,1-G,6-PORT,WH | EA |  | 1 Year | 3.35 | 5% | 3.1825
78384 | Hubbell | NSP24BK | PLATE, WALL,LABEL-LESS,2-G,4-PORT,BK | EA |  | 1 Year | 3.45 | 5% | 3.2775
78385 | Hubbell | NSP24GY | PLATE, WALL,LABEL-LESS,2-G,4-PORT,GY | EA |  | 1 Year | 3.45 | 5% | 3.2775
78386 | Hubbell | NSP24I | PLATE, WALL,LABEL-LESS,2-G,4-PORT,EI | EA |  | 1 Year | 3.45 | 5% | 3.2775
78387 | Hubbell | NSP24LA | PLATE, WALL,LABEL-LESS,2-G,4-PORT,LA | EA |  | 1 Year | 3.45 | 5% | 3.2775
78388 | Hubbell | NSP26BK | PLATE, WALL,LABEL-LESS,2-G,6-PORT,BK | EA |  | 1 Year | 3.45 | 5% | 3.2775
78389 | Hubbell | NSP26GY | PLATE, WALL,LABEL-LESS,2-G,6-PORT,GY | EA |  | 1 Year | 3.45 | 5% | 3.2775
78390 | Hubbell | NSP26I | PLATE, WALL,LABEL-LESS,2-G,6-PORT,EI | EA |  | 1 Year | 3.45 | 5% | 3.2775
78391 | Hubbell | NSP26LA | PLATE, WALL,LABEL-LESS,2-G,6-PORT,LA | EA |  | 1 Year | 3.45 | 5% | 3.2775
78392 | Hubbell | NSP26W | PLATE, WALL,LABEL-LESS,2-G,6-PORT,WH | EA |  | 1 Year | 3.45 | 5% | 3.2775
78393 | Hubbell | NSPJ24 | P-PANEL,JACK,UNLD,NETSEL,24P,19"WX1.75"H | EA |  | 1 Year | 41.8 | 5% | 39.71
78394 | Hubbell | NSPJ48 | P-PANEL,JACK,UNLD,NETSEL,48P,19"WX3.5"H | EA |  | 1 Year | 62.65 | 5% | 59.5175
78395 | Hubbell | OCHDMTPD3AQ | FIBER,CASSETTE ADP PNL,HD,3MTP DUPLX,AQ | EA |  | 1 Year | 176 | 5% | 167.2
78396 | Hubbell | OCHDMTPD3GN | FIBER,CASS ADP PNL,HD,3MTP, DUPLX,GN | EA |  | 1 Year | 176 | 5% | 167.2
78397 | Hubbell | OCHDMTPD3RP | FIBER,CASS ADP PNL,HD,3MTP-RP, DUPLX,GY | EA |  | 1 Year | 176 | 5% | 167.2
78398 | Hubbell | OCHDMTPD3VI | FIBER,CASSETTE ADP PNL,HD,3MTP DUPLX,EVI | EA |  | 1 Year | 176 | 5% | 167.2
78399 | Hubbell | OCLC50 | FIBR,CASSET,LCD-MPO,OM2,12F,TYPA,BK | EA |  | 1 Year | 746 | 5% | 708.7
78400 | Hubbell | OCLC50G | FIBR,CASSET,LCD-MPO,OM3,12F,TYPA,AQ | EA |  | 1 Year | 746 | 5% | 708.7
78401 | Hubbell | OCLC50G4 | FIBR,CASSET,LCD-MPO,OM4,12F,TYPA,AQ | EA |  | 1 Year | 746 | 5% | 708.7
78402 | Hubbell | OCLC50G4C | FIBR,CASSET,LCD-MPO,OM4,12F,TYPC,AQ | EA |  | 1 Year | 746 | 5% | 708.7
78403 | Hubbell | OCLC50G4CVI | FIBR,CASSET,LCD-MPO,OM4,12F,TYPC,EVI | EA |  | 1 Year | 746 | 5% | 708.7
78404 | Hubbell | OCLC50G4VI | FIBR,CASSET,LCD-MPO,OM4,12F,TYPA,EVI | EA |  | 1 Year | 746 | 5% | 708.7
78405 | Hubbell | OCLC50GC | FIBR,CASSET,LCD-MPO,OM3,12F,TYPC,AQ | EA |  | 1 Year | 746 | 5% | 708.7
78406 | Hubbell | OCLC62 | FIBR,CASSET,LCD-MPO,OM1,12F,TYPA,BE | EA |  | 1 Year | 746 | 5% | 708.7
78407 | Hubbell | OCLCD40G8 | FIBER,CASSETTE,40G,LC-MT,OM4,8F,AQ | EA |  | 1 Year | 679 | 5% | 645.05
78408 | Hubbell | OCLCD40G8H4 | FIBER,CASSETTE,HD-H4,40G,LC-MT,OM4,8F,AQ | EA |  | 1 Year | 679 | 5% | 645.05
78409 | Hubbell | OCLCD40G8H4VI | FIBER,CASSETT,HD-H4,40G,LC-MT,OM4,8F,EVI | EA |  | 1 Year | 679 | 5% | 645.05
78410 | Hubbell | OCLCD40G8VI | FIBER,CASSETTE,40G,LC-MT,OM4,8F,EVI | EA |  | 1 Year | 679 | 5% | 645.05
78411 | Hubbell | OCLCD50 | FIBR,CASSET,LCD-2MPO,OM2,24F,TYPA,BK | EA |  | 1 Year | 999 | 5% | 949.05
78412 | Hubbell | OCLCD50G | FIBR,CASSET,LCD-2MPO,OM3,24F,TYPA,AQ | EA |  | 1 Year | 999 | 5% | 949.05
78413 | Hubbell | OCLCD50G4 | FIBR,CASSET,LCD-2MPO,OM4,24F,TYPA,AQ | EA |  | 1 Year | 999 | 5% | 949.05
78414 | Hubbell | OCLCD50G4C | FIBR,CASSET,LCD-2MPO,OM4,24F,TYPC,AQ | EA |  | 1 Year | 999 | 5% | 949.05
78415 | Hubbell | OCLCD50G4CVI | FIBR,CASSET,LCD-2MPO,OM4,24F,TYPC,EVI | EA |  | 1 Year | 999 | 5% | 949.05
78416 | Hubbell | OCLCD50G4VI | FIBR,CASSET,LCD-2MPO,OM4,24F,TYPA,EVI | EA |  | 1 Year | 999 | 5% | 949.05
78417 | Hubbell | OCLCD50GC | FIBR,CASSET,LCD-2MPO,OM3,24F,TYPC,AQ | EA |  | 1 Year | 999 | 5% | 949.05
78418 | Hubbell | OCLCD62 | FIBR,CASSET,LCD-2MPO,OM1,24F,TYPA,BE | EA |  | 1 Year | 999 | 5% | 949.05
78419 | Hubbell | OCLCDSM | FIBR,CASSET,LCD-2MPO,OS2,24F,TYPA,BL | EA |  | 1 Year | 1036 | 5% | 984.2
78420 | Hubbell | OCLCHD50G3 | FIBR,CASSET,HD,LCQ-MPO,OM3,12F,TYPA,AQ | EA |  | 1 Year | 541 | 5% | 513.95
78421 | Hubbell | OCLCHD50G4 | FIBR,CASSET,HD,LCQ-MPO,OM4,12F,TYPA,AQ | EA |  | 1 Year | 558 | 5% | 530.1
78422 | Hubbell | OCLCHD50G4VI | FIBR,CASSET,HD,LCQ-MPO,OM4,12F,TYPA,EVI | EA |  | 1 Year | 558 | 5% | 530.1
78423 | Hubbell | OCLCHDSM | FIBR,CASSET,HD,LCQ-MPO,OS2,12F,TYPA,BL | EA |  | 1 Year | 613 | 5% | 582.35
78424 | Hubbell | OCLCQ50 | FIBR,CASSET,LCQ-2MPO,OM2,24F,TYPA,BK | EA |  | 1 Year | 999 | 5% | 949.05
78425 | Hubbell | OCLCQ50G | FIBR,CASSET,LCQ-2MPO,OM3,24F,TYPA,AQ | EA |  | 1 Year | 999 | 5% | 949.05
78426 | Hubbell | OCLCQ50G4 | FIBR,CASSET,LCQ-2MPO,OM4,24F,TYPA,AQ | EA |  | 1 Year | 999 | 5% | 949.05
78427 | Hubbell | OCLCQ50G4C | FIBR,CASSET,LCQ-2MPO,OM4,24F,TYPC,AQ | EA |  | 1 Year | 999 | 5% | 949.05
78428 | Hubbell | OCLCQ50G4CVI | FIBR,CASSET,LCQ-2MPO,OM4,24F,TYPC,EVI | EA |  | 1 Year | 999 | 5% | 949.05
78429 | Hubbell | OCLCQ50G4VI | FIBR,CASSET,LCQ-2MPO,OM4,24F,TYPA,EVI | EA |  | 1 Year | 999 | 5% | 949.05
78430 | Hubbell | OCLCQ50GC | FIBR,CASSET,LCQ-2MPO,OM3,24F,TYPC,AQ | EA |  | 1 Year | 999 | 5% | 949.05
78431 | Hubbell | OCLCQ62 | FIBR,CASSET,LCQ-2MPO,OM1,24F,TYPA,BE | EA |  | 1 Year | 999 | 5% | 949.05
78432 | Hubbell | OCLCQG3H4 | FIBER,CASSETTE,HD-H4,LC-MT,OM3,24F,AQ | EA |  | 1 Year | 999 | 5% | 949.05
78433 | Hubbell | OCLCQG4H4 | FIBER,CASSETTE,HD-H4,LC-MT,OM4,24F,AQ | EA |  | 1 Year | 999 | 5% | 949.05
78434 | Hubbell | OCLCQG4H4VI | FIBER,CASSETTE,HD-H4,LC-MT,OM4,24F,EVI | EA |  | 1 Year | 999 | 5% | 949.05
78435 | Hubbell | OCLCQSM | FIBR,CASSET,LCQ-2MPO,OS2,24F,TYPA,BL | EA |  | 1 Year | 1036 | 5% | 984.2
78436 | Hubbell | OCLCQSMH4 | FIBER,CASSETTE,HD-H4,LC-MT,SM,24F,BL | EA |  | 1 Year | 1036 | 5% | 984.2
78437 | Hubbell | OCLCSM | FIBR,CASSET,LCD-MPO,OS2,12F,TYPA,BL | EA |  | 1 Year | 788 | 5% | 748.6
78438 | Hubbell | OCRJ50 | FIBR,CASSET,MTRJ-MPO,OM2,12F,TYPA,BK | EA |  | 1 Year | 788 | 5% | 748.6
78439 | Hubbell | OCRJ50G | FIBR,CASSET,MTRJ-MPO,OM3,12F,TYPA,AQ | EA |  | 1 Year | 814 | 5% | 773.3
78440 | Hubbell | OCRJ62 | FIBR,CASSET,MTRJ-MPO,OM1,12F,TYPA,BK | EA |  | 1 Year | 788 | 5% | 748.6
78441 | Hubbell | OCSC50 | FIBR,CASSET,SCD-MPO,OM2,12F,TYPA,BK | EA |  | 1 Year | 702 | 5% | 666.9
78442 | Hubbell | OCSC50G | FIBR,CASSET,SCD-MPO,OM3,12F,TYPA,AQ | EA |  | 1 Year | 702 | 5% | 666.9
78443 | Hubbell | OCSC50G4 | FIBR,CASSET,SCD-MPO,OM4,12F,TYPA,AQ | EA |  | 1 Year | 702 | 5% | 666.9
78444 | Hubbell | OCSC62 | FIBR,CASSET,SCD-MPO,OM1,12F,TYPA,BE | EA |  | 1 Year | 702 | 5% | 666.9
78445 | Hubbell | OCSCSM | FIBR,CASSET,SCD-MPO,OS2,12F,TYPA,BL | EA |  | 1 Year | 788 | 5% | 748.6
78446 | Hubbell | OCST50 | FIBR,CASSET,ST-MPO,OM2,12F,TYPA,BK | EA |  | 1 Year | 598 | 5% | 568.1
78447 | Hubbell | OCST62 | FIBR,CASSET,ST-MPO,OM1,12F,TYPA,BE | EA |  | 1 Year | 598 | 5% | 568.1
78448 | Hubbell | OCSTSM | FIBR,CASSET,ST-MPO,OS2,12F,TYPA,BL | EA |  | 1 Year | 676 | 5% | 642.2
78449 | Hubbell | OFBOKT12 | FIBER, OSP CABLE B/O KIT,900UM,12-FIBER | EA |  | 1 Year | 41.7 | 5% | 39.615
78450 | Hubbell | OFBOKT6 | FIBER, OSP CABLE B/O KIT,900UM,6-FIBER | EA |  | 1 Year | 38.4 | 5% | 36.48
78451 | Hubbell | OFCA | FIBER, CURE ADAPTS,FOR ST/SC CONN,16PK | PK |  | 1 Year | 106 | 5% | 100.7
78452 | Hubbell | OFCAP | FIBER, KT,ANAEROBIC,ADHES,PRIMER | EA |  | 1 Year | 288 | 5% | 273.6
78453 | Hubbell | OFCEP | FIBER, KT,EPOXY REPLENISHMENT | EA |  | 1 Year | 130 | 5% | 123.5
78454 | Hubbell | OFCLEANER3OZ | FIBER,CLEANING FLUID,3OZ,NON-HAZ | EA |  | 1 Year | 31 | 5% | 29.45
78455 | Hubbell | OFCLEANKT1 | FIBER,CLEANR KIT,STD,MPO,LC,SC,ST,FC,MU | EA |  | 1 Year | 403 | 5% | 382.85
78456 | Hubbell | OFCLEANKT2 | FBR,CLEANR KIT,CLKRS,MPO,LC,SC,ST,FC,MU | EA |  | 1 Year | 901 | 5% | 855.95
78457 | Hubbell | OFCLICK600MPO | FIBER,CLEANCLICKER,600CLK,MPO-M/F | EA |  | 1 Year | 191 | 5% | 181.45
78458 | Hubbell | OFCLICK750LC | FIBER,CLEANCLICKER,750CLK,LC,MU | EA |  | 1 Year | 155 | 5% | 147.25
78459 | Hubbell | OFCLICK750SC | FIBER,CLEANCLICKER,750CLK,SC,ST FC | EA |  | 1 Year | 155 | 5% | 147.25
78460 | Hubbell | OFCLV1 | FIBER, OPTICAL,CLEAVE TOOL | EA |  | 1 Year | 1200 | 5% | 1140
78461 | Hubbell | OFCLV3 | FIBER,CLEAVE TOOL,SINGLE FIBER,MM | EA |  | 1 Year | 607 | 5% | 576.65
78462 | Hubbell | OFCLV4 | FIBER,CLEAVE TOOL,PRECISION,SM/MM | EA |  | 1 Year | 3524 | 5% | 3347.8
78463 | Hubbell | OFCLV5 | FIBER,CLEAVE TOOL,PRECISION,SM/MM | EA |  | 1 Year | 2037 | 5% | 1935.15
78464 | Hubbell | OFCLV5RB | FIBER, CLEAVE TOOL, REPLT BL, SM/MM | EA |  | 1 Year | 410 | 5% | 389.5
78465 | Hubbell | OFCLVKLC1 | FIBER, OPTIC,CLEAVE TOOL,KLC,LTCRMP,CONN | EA |  | 1 Year | 3316 | 5% | 3150.2
78466 | Hubbell | OFCMD04 | FIBER, OPTIC,CRIMP TOOL,2QK DIE SET,ADHS | EA |  | 1 Year | 139 | 5% | 132.05
78467 | Hubbell | OFCMT04 | FIBER, OPTIC,CRIMP TOOL,W/DIE,2QK,ADHS | EA |  | 1 Year | 285 | 5% | 270.75
78468 | Hubbell | OFLFP | FIBER, KT,LAPPING FILM REPLENISHMENT | EA |  | 1 Year | 159 | 5% | 151.05
78469 | Hubbell | OFPBB10 | HOUSING, BRKT,BLANK BOT LOC,10PK | PK |  | 1 Year | 18 | 5% | 17.1
78470 | Hubbell | OFPBST2 | HOUSING, BRKT,FIB,LOAD,2ST COUPL,SM/MM | EA |  | 1 Year | 19.85 | 5% | 18.8575
78471 | Hubbell | OFPCRKM | FIBER, 3MM P-CORD CRIMP KIT,MM,25PK | PK |  | 1 Year | 108 | 5% | 102.6
78472 | Hubbell | OFPCRKS | FIBER, 3MM P-CORD CRIMP KIT,SM,25PK | PK |  | 1 Year | 108 | 5% | 102.6
78473 | Hubbell | OFPLK813A | FIBER, TESTER,PWR METER,LED SOURCE,UNIV | EA |  | 1 Year | 2192 | 5% | 2082.4
78474 | Hubbell | OFPNL1U2SP | FIBER, RACKMNT PNL,1U, 2 FSP FLAT PNL,UN | EA |  | 1 Year | 93 | 5% | 88.35
78475 | Hubbell | OFPNL1U3SP | FIBER, RACKMNT PNL,1U, 3 FSP FLAT PNL,UN | EA |  | 1 Year | 93 | 5% | 88.35
78476 | Hubbell | OFPNL1U3SPM | FIBER,RKMT PNL,1U,3SP,W/MGT,UNLD | EA |  | 1 Year | 106 | 5% | 100.7
78477 | Hubbell | OFPNL1U4H4 | FIBER,RKMT PNL,1U,4H4,W/O MGT,UNLD | EA |  | 1 Year | 92.45 | 5% | 87.8275
78478 | Hubbell | OFPNL1U4H4M | FIBER,RKMT PNL,1U,4H4,W/MGT,UNLD | EA |  | 1 Year | 106 | 5% | 100.7
78479 | Hubbell | OFPPL | HOUSING, MULTIMEDIA, WALLPLATE, OW | EA |  | 1 Year | 14.3 | 5% | 13.585
78480 | Hubbell | OFPRIME | FIBER, KT,ANAEROBIC PRIMER | EA |  | 1 Year | 101 | 5% | 95.95
78481 | Hubbell | OFPUCK | FIBER,FIELD POLISHING PUCK,2.5MM,SS | EA |  | 1 Year | 176 | 5% | 167.2
78482 | Hubbell | OFPUCKLC | FIBER,FIELD POLISHING PUCK,LC,1.25MM | EA |  | 1 Year | 179 | 5% | 170.05
78483 | Hubbell | OFSCOPE1 | FIBER,MICROSCOPE,400X,COAX/OBLIQUE,SC/ST | EA |  | 1 Year | 770 | 5% | 731.5
78484 | Hubbell | OFSCOPE2 | FIBER,MICROSCOPE,200X,COAX/OBLIQUE,SC/LC | EA |  | 1 Year | 333 | 5% | 316.35
78485 | Hubbell | OFSCRIBE | FIBER,SCRIBE TOOL,CARBIDE BLADE | EA |  | 1 Year | 168 | 5% | 159.6
78486 | Hubbell | OFSCSRS | FIBER,SCISSORS,CABLE,KEVLAR | EA |  | 1 Year | 41.7 | 5% | 39.615
78487 | Hubbell | OFSG | FIBER,SCRIBE GUIDE,SC/LC,6PK | PK |  | 1 Year | 36.75 | 5% | 34.9125
78488 | Hubbell | OFSPLKT24F | FIBER,SPLICE TRAY KIT,24F,FUSION,YL | EA |  | 1 Year | 40.35 | 5% | 38.3325
78489 | Hubbell | OFSPOOLPK2 | FIBER,MGT SPOOL,ADHESIVE, 2PK,YL | PK |  | 1 Year | 31.1 | 5% | 29.545
78490 | Hubbell | OFSTIX50LC | FIBER,CLEANSTIX,LC,MU,APC,50PK | PK |  | 1 Year | 61 | 5% | 57.95
78491 | Hubbell | OFSTIX50SC | FIBER,CLEANSTIX,SC,ST,FC,APC,50PK | PK |  | 1 Year | 61 | 5% | 57.95
78492 | Hubbell | OFSTRIP2 | FIBR,STRIP TOOL,250,900UM,2.0,2.5,3.0MM | EA |  | 1 Year | 66.05 | 5% | 62.7475
78493 | Hubbell | OFTK03C | FIBER, TERMINATION KIT,EPOXY,110VAC | EA |  | 1 Year | 5126 | 5% | 4869.7
78494 | Hubbell | OFTK04C | FIBER, TERMINATION KIT,EPOXY,220VAC | EA |  | 1 Year | 5574 | 5% | 5295.3
78495 | Hubbell | OFTK05 | FIBER, TERMINATION KIT,ANAERO/EPOXY | EA |  | 1 Year | 1508 | 5% | 1432.6
78496 | Hubbell | OFTKLCPK1 | FIBER, TERM KIT,KLC,LTCRMP,PP CONN | EA |  | 1 Year | 4473 | 5% | 4249.35
78497 | Hubbell | OFTP02C | FIBER,TOOL POUCH,SC/ST,CRIMP,ADHESIVE | EA |  | 1 Year | 1713 | 5% | 1627.35
78498 | Hubbell | OFTP04C | FIBER, OPTICAL,TOOL POUCH,LC | EA |  | 1 Year | 1785 | 5% | 1695.75
78499 | Hubbell | OFTP05 | FIBER, OPTICAL,TOOL POUCH,PREPOLISH CONN | EA |  | 1 Year | 1253 | 5% | 1190.35
78500 | Hubbell | OFVFLKT1 | FIBER, VISUAL FAULT LOC KIT,BLK,SC,LC | EA |  | 1 Year | 655 | 5% | 622.25
78501 | Hubbell | OFWIPES400 | FIBER,WIPES,LINT-FREE,4SLOT,100SH,BOX | EA |  | 1 Year | 52.4 | 5% | 49.78
78502 | Hubbell | OFWIPES90 | FIBER,WIPES,LINT-FREE,4X2,90SH,ROLL | EA |  | 1 Year | 17.45 | 5% | 16.5775
78503 | Hubbell | P0389NBK | 90 MALE L/T CONN, 3/8", NM, BK | EA |  | 1 Year | 9.35 | 5% | 8.8825
78504 | Hubbell | P0389NGY | 90 MALE L/T CONN, 3/8", NM, GY | EA |  | 1 Year | 9.35 | 5% | 8.8825
78505 | Hubbell | P038NBKA | STRAIGHT MALE LT CONN 3/8 IN NM BLACK | EA |  | 1 Year | 4.25 | 5% | 4.0375
78506 | Hubbell | P038NGYA | STRAIGHT MALE LT CONN 3/8 IN NM GRAY | EA |  | 1 Year | 4.25 | 5% | 4.0375
78507 | Hubbell | P0509NBK | 90 MALE L/T CONN, 1/2", NM, BK | EA |  | 1 Year | 9.5 | 5% | 9.025
78508 | Hubbell | P0509NGY | 90 MALE L/T CONN, 1/2", NM, GY | EA |  | 1 Year | 9.5 | 5% | 9.025
78509 | Hubbell | P050NBKA | STRAIGHT MALE LT CONN 1/2 IN NM BLACK | EA |  | 1 Year | 4.25 | 5% | 4.0375
78510 | Hubbell | P050NGYA | STR MALE L/T CONN, 1/2", NM, GY | EA |  | 1 Year | 4.25 | 5% | 4.0375
78511 | Hubbell | P0759NBK | 90 MALE L/T CONN, 3/4", NM, BK | EA |  | 1 Year | 13.7 | 5% | 13.015
78512 | Hubbell | P0759NGY | 90 MALE L/T CONN, 3/4", NM, GY | EA |  | 1 Year | 13.7 | 5% | 13.015
78513 | Hubbell | P075NBKA | STRAIGHT MALE LT CONN 3/4 IN NM BLACK | EA |  | 1 Year | 6.3 | 5% | 5.985
78514 | Hubbell | P075NGYA | STR MALE L/T CONN, 3/4", NM, GY | EA |  | 1 Year | 6.3 | 5% | 5.985
78515 | Hubbell | P1009NBK | 90 MALE L/T CONN, 1", NM, BK | EA |  | 1 Year | 29.15 | 5% | 27.6925
78516 | Hubbell | P1009NGY | 90 MALE L/T CONN, 1", NM, GY | EA |  | 1 Year | 29.15 | 5% | 27.6925
78517 | Hubbell | P100NBKA | STRAIGHT MALE LT CONN 1 IN NM BLACK | EA |  | 1 Year | 11.55 | 5% | 10.9725
78518 | Hubbell | P100NGYA | STRAIGHT MALE LT CONN 1 IN NM GRAY | EA |  | 1 Year | 11.55 | 5% | 10.9725
78519 | Hubbell | P1259NBK | 90 MALE L/T CONN, 1 1/4", NM, BK | EA |  | 1 Year | 35.55 | 5% | 33.7725
78520 | Hubbell | P1259NGY | 90 MALE L/T CONN, 1 1/4", NM, GY | EA |  | 1 Year | 35.55 | 5% | 33.7725
78521 | Hubbell | P125NBK | STRAIGHT MALE LT CONN 1 1/4 IN NM BLACK | EA |  | 1 Year | 18.55 | 5% | 17.6225
78522 | Hubbell | P125NGY | STRAIGHT MALE LT CONN 1 1/4 IN NM GRAY | EA |  | 1 Year | 18.55 | 5% | 17.6225
78523 | Hubbell | P150NBK | STRAIGHT MALE LT CONN 1 1/2 IN NM BLACK | EA |  | 1 Year | 35.25 | 5% | 33.4875
78524 | Hubbell | P150NGY | STRAIGHT MALE LT CONN 1 1/2 IN NM GRAY | EA |  | 1 Year | 35.25 | 5% | 33.4875
78525 | Hubbell | P200NBK | STRAIGHT MALE LT CONN 2 IN NM BLACK | EA |  | 1 Year | 56.65 | 5% | 53.8175
78526 | Hubbell | P200NGY | STR MALE L/T CONN, 2", NM, GY | EA |  | 1 Year | 56.65 | 5% | 53.8175
78527 | Hubbell | P630S1G | PLATE, W-PHONE,1-G,1PORT,SS,FLUSH | EA |  | 1 Year | 19 | 5% | 18.05
78528 | Hubbell | PAV16 | P-PANEL, 16 PORT,PNL MT XLR CONN,UNLD,BK | EA |  | 1 Year | 98.35 | 5% | 93.4325
78529 | Hubbell | PAV32 | P-PANEL, 32 PORT,PNL MT XLR CONN,UNLD,BK | EA |  | 1 Year | 123 | 5% | 116.85
78530 | Hubbell | PAVA16 | P-PANEL, 16 PORT,PNL MT XLR,ANG,UNLD,BK | EA |  | 1 Year | 98.35 | 5% | 93.4325
78531 | Hubbell | PAVA32 | P-PANEL, 32 PORT,PNL MT XLR,ANG,UNLD,BK | EA |  | 1 Year | 123 | 5% | 116.85
78532 | Hubbell | PB2B10 | RACEWAY, 2 CHAN BTRAK, BASE, 10' | FT |  | 1 Year | 8.15 | 5% | 7.7425
78533 | Hubbell | PB2B5 | RACEWAY, 2 CHAN BTRAK, BASE, 5' | FT |  | 1 Year | 8.15 | 5% | 7.7425
78534 | Hubbell | PB2C10 | RACEWAY, 2 CHAN BTRAK, CVR, 10' | FT |  | 1 Year | 5.75 | 5% | 5.4625
78535 | Hubbell | PB2C5 | RACEWAY, 2 CHAN BTRAK, CVR, 5' | FT |  | 1 Year | 5.75 | 5% | 5.4625
78536 | Hubbell | PB2CACF | RACEWAY, 2 CH BT, CND ADPTR, CLG FTG | EA |  | 1 Year | 45.95 | 5% | 43.6525
78537 | Hubbell | PB2IND2G | RACEWAY, 2 CHAN BT 2G FL, INLINE BX | EA |  | 1 Year | 24.15 | 5% | 22.9425
78538 | Hubbell | PB2SPL10 | RACEWAY, 2 CH BTRAK, SPLIT CVR, 10' | FT |  | 1 Year | 3.8 | 5% | 3.61
78539 | Hubbell | PB2SPL5 | RACEWAY, 2 CH BTRAK, SPLIT CVR, 5' | FT |  | 1 Year | 3.8 | 5% | 3.61
78540 | Hubbell | PB2WC | RACEWAY, 2 CHAN BASETRAK, WIRE CLIP | EA |  | 1 Year | 2.1 | 5% | 1.995
78541 | Hubbell | PB3BC10 | BASETRAK, BASE AND COVER, 10' | FT |  | 1 Year | 11.35 | 5% | 10.7825
78542 | Hubbell | PB3BC5 | BASETRAK, BASE AND COVER, 5' | FT |  | 1 Year | 10.7 | 5% | 10.165
78543 | Hubbell | PB3CACF | BASETRAK, COND ADAPT/CEILING FTG | EA |  | 1 Year | 36.95 | 5% | 35.1025
78544 | Hubbell | PB3ECA | RACEWAY, 2/3 CH BASETRAK, END CAP | EA |  | 1 Year | 10.6 | 5% | 10.07
78545 | Hubbell | PB3EE | BASETRAK, EXT ELBOW | EA |  | 1 Year | 19 | 5% | 18.05
78546 | Hubbell | PB3EEBCA | RACEWAY, 2/3 CHAN BT, EXT BASE & CVR | EA |  | 1 Year | 27.55 | 5% | 26.1725
78547 | Hubbell | PB3FCIB | BASETRAK, 1G FULL CAP RAISED BOX | EA |  | 1 Year | 18.85 | 5% | 17.9075
78548 | Hubbell | PB3FCIB2G | BASETRAK, 2G FULL CAP RAISED BOX | EA |  | 1 Year | 27.05 | 5% | 25.6975
78549 | Hubbell | PB3FCIB3G | BASETRAK, 3G FULL CAP RAISED BOX | EA |  | 1 Year | 33.15 | 5% | 31.4925
78550 | Hubbell | PB3FE | BASETRAK, 3-CHANNEL, FLAT ELBOW | EA |  | 1 Year | 19.25 | 5% | 18.2875
78551 | Hubbell | PB3FEBCA | RACEWAY, 2/3 CHAN BT, FLAT BASE & CVR | EA |  | 1 Year | 38.9 | 5% | 36.955
78552 | Hubbell | PB3IE | RACEWAY, BASETRAK, INT ELBOW | EA |  | 1 Year | 13.95 | 5% | 13.2525
78553 | Hubbell | PB3IEBCA | RACEWAY, 2/3 CHAN BT, INT BASE & CVR | EA |  | 1 Year | 25.75 | 5% | 24.4625
78554 | Hubbell | PB3IND | BASETRAK, 1 GANG INLINE DEVICE BOX | EA |  | 1 Year | 15.8 | 5% | 15.01
78555 | Hubbell | PB3IND2G | BASETRAK, 2 GANG INLINE DEVICE BOX | EA |  | 1 Year | 19.2 | 5% | 18.24
78556 | Hubbell | PB3REDA | RACEWAY, 2/3 CHAN BT, RDCR,TO PW2 | EA |  | 1 Year | 34.15 | 5% | 32.4425
78557 | Hubbell | PB3SC | RACEWAY, BASETRAK, SPLICE COVER | EA |  | 1 Year | 7.35 | 5% | 6.9825
78558 | Hubbell | PB3SPCA | RACEWAY, 2/3 CHAN BT, SURF PNL CONN | EA |  | 1 Year | 15.05 | 5% | 14.2975
78559 | Hubbell | PB3SS | RACEWAY, BASETRAK, SECURITY STRAP | EA |  | 1 Year | 9.65 | 5% | 9.1675
78560 | Hubbell | PB3TCBCA | RACEWAY, 2/3 CH TEE FTG, BASE & CVR | EA |  | 1 Year | 43.65 | 5% | 41.4675
78561 | Hubbell | PB3TRBC | RACEWAY, BASETRAK, TRANSITION FTG | EA |  | 1 Year | 30.9 | 5% | 29.355
78562 | Hubbell | PB3WC | RACEWAY, BASETRAK, WIRE RETAINING CLIP | EA |  | 1 Year | 2.1 | 5% | 1.995
78563 | Hubbell | PC110C5EL12 | P-CORD, CAT5E,110/110,YL,12' | EA |  | 1 Year | 25 | 5% | 23.75
78564 | Hubbell | PC110C5EL3 | P-CORD, CAT5E,110/110,YL,3' | EA |  | 1 Year | 20.7 | 5% | 19.665
78565 | Hubbell | PC110C5EL5 | P-CORD, CAT5E,110/110,YL,5' | EA |  | 1 Year | 21.35 | 5% | 20.2825
78566 | Hubbell | PC110C5EL7 | P-CORD, CAT5E,110/110,YL,7' | EA |  | 1 Year | 21.8 | 5% | 20.71
78567 | Hubbell | PC110C5EL9 | P-CORD, CAT5E,110/110,YL,9' | EA |  | 1 Year | 22.7 | 5% | 21.565
78568 | Hubbell | PC119C5EL12 | P-CORD, CAT5E,110/119,YL,12' | EA |  | 1 Year | 16.25 | 5% | 15.4375
78569 | Hubbell | PC119C5EL3 | P-CORD, CAT5E,110/119,YL,3' | EA |  | 1 Year | 13.3 | 5% | 12.635
78570 | Hubbell | PC119C5EL5 | P-CORD, CAT5E,110/119,YL,5' | EA |  | 1 Year | 13.75 | 5% | 13.0625
78571 | Hubbell | PC119C5EL7 | P-CORD, CAT5E,110/119,YL,7' | EA |  | 1 Year | 14.7 | 5% | 13.965
78572 | Hubbell | PC6AB03 | P-CORD, 10G, SHD, PC6A, BL, 3' | EA |  | 1 Year | 18.85 | 5% | 17.9075
78573 | Hubbell | PC6AB05 | P-CORD, 10G, SHD,PC6A,BL,5 FT | EA |  | 1 Year | 20.4 | 5% | 19.38
78574 | Hubbell | PC6AB06 | P-CORD, 10G, SHD,PC6A,BL,6 FT | EA |  | 1 Year | 21.35 | 5% | 20.2825
78575 | Hubbell | PC6AB07 | P-CORD, 10G, SHD,PC6A,BL,7 FT | EA |  | 1 Year | 22.25 | 5% | 21.1375
78576 | Hubbell | PC6AB08 | P-CORD, 10G, SHD,PC6A,BL,8 FT | EA |  | 1 Year | 23.1 | 5% | 21.945
78577 | Hubbell | PC6AB10 | P-CORD, 10G, SHD,PC6A,BL,10 FT | EA |  | 1 Year | 24.85 | 5% | 23.6075
78578 | Hubbell | PC6AB12 | P-CORD, 10G, SHD,PC6A,BL,12 FT | EA |  | 1 Year | 26.7 | 5% | 25.365
78579 | Hubbell | PC6AB15 | P-CORD, 10G, SHD,PC6A,BL,15 FT | EA |  | 1 Year | 29.25 | 5% | 27.7875
78580 | Hubbell | PC6AB18 | P-CORD, 10G, SHD,PC6A,BL,18 FT | EA |  | 1 Year | 31.85 | 5% | 30.2575
78581 | Hubbell | PC6AB20 | P-CORD, 10G, SHD,PC6A,BL,20 FT | EA |  | 1 Year | 33.5 | 5% | 31.825
78582 | Hubbell | PC6AB25 | P-CORD, 10G, SHD,PC6A,BL,25FT | EA |  | 1 Year | 37.95 | 5% | 36.0525
78583 | Hubbell | PC6AB30 | P-CORD, 10G, SHD,PC6A,BL,30FT | EA |  | 1 Year | 42.25 | 5% | 40.1375
78584 | Hubbell | PC6AB35 | P-CORD, 10G, SHD,PC6A,BL,35FT | EA |  | 1 Year | 46.5 | 5% | 44.175
78585 | Hubbell | PC6AB40 | P-CORD, 10G, SHD,PC6A,BL,40FT | EA |  | 1 Year | 50.95 | 5% | 48.4025
78586 | Hubbell | PC6AB45 | P-CORD, 10G, SHD,PC6A,BL,45FT | EA |  | 1 Year | 55.35 | 5% | 52.5825
78587 | Hubbell | PC6AB50 | P-CORD, 10G, SHD,PC6A,BL,50FT | EA |  | 1 Year | 59.7 | 5% | 56.715
78588 | Hubbell | PC6AB55 | P-CORD, 10G, SHD,PC6A,BL,55FT | EA |  | 1 Year | 63.95 | 5% | 60.7525
78589 | Hubbell | PC6AB60 | P-CORD, 10G, SHD,PC6A,BL,60FT | EA |  | 1 Year | 68.4 | 5% | 64.98
78590 | Hubbell | PC6AB65 | P-CORD, 10G, SHD,PC6A,BL,65FT | EA |  | 1 Year | 72.7 | 5% | 69.065
78591 | Hubbell | PC6AB70 | P-CORD, 10G, SHD,PC6A,BL,70FT | EA |  | 1 Year | 77.05 | 5% | 73.1975
78592 | Hubbell | PC6AB75 | P-CORD, 10G, SHD,PC6A,BL,75FT | EA |  | 1 Year | 81.5 | 5% | 77.425
78593 | Hubbell | PC6ABK03 | P-CORD, 10G, SHD,PC6A,BK,3 FT | EA |  | 1 Year | 18.85 | 5% | 17.9075
78594 | Hubbell | PC6ABK05 | P-CORD, 10G, SHD,PC6A,BK,5 FT | EA |  | 1 Year | 20.4 | 5% | 19.38
78595 | Hubbell | PC6ABK07 | P-CORD, 10G, SHD,PC6A,BK,7 FT | EA |  | 1 Year | 22.25 | 5% | 21.1375
78596 | Hubbell | PC6ABK10 | P-CORD, 10G, SHD,PC6A,BK,10 FT | EA |  | 1 Year | 24.85 | 5% | 23.6075
78597 | Hubbell | PC6ABK15 | P-CORD, 10G, SHD,PC6A,BK,15 FT | EA |  | 1 Year | 29.25 | 5% | 27.7875
78598 | Hubbell | PC6ABK20 | P-CORD, 10G, SHD,PC6A,BK,20 FT | EA |  | 1 Year | 33.5 | 5% | 31.825
78599 | Hubbell | PC6ABK25 | P-CORD, 10G, SHD,PC6A,BK,25FT | EA |  | 1 Year | 37.95 | 5% | 36.0525
78600 | Hubbell | PC6ABK30 | P-CORD, 10G, SHD,PC6A,BK,30FT | EA |  | 1 Year | 42.25 | 5% | 40.1375
78601 | Hubbell | PC6ABK35 | P-CORD, 10G, SHD,PC6A,BK,35FT | EA |  | 1 Year | 46.5 | 5% | 44.175
78602 | Hubbell | PC6ABK40 | P-CORD, 10G, SHD,PC6A,BK,40FT | EA |  | 1 Year | 50.95 | 5% | 48.4025
78603 | Hubbell | PC6ABK45 | P-CORD, 10G, SHD,PC6A,BK,45FT | EA |  | 1 Year | 55.35 | 5% | 52.5825
78604 | Hubbell | PC6ABK50 | P-CORD, 10G, SHD,PC6A,BK,50FT | EA |  | 1 Year | 59.7 | 5% | 56.715
78605 | Hubbell | PC6ABK55 | P-CORD, 10G, SHD,PC6A,BK,55FT | EA |  | 1 Year | 63.95 | 5% | 60.7525
78606 | Hubbell | PC6ABK60 | P-CORD, 10G, SHD,PC6A,BK,60FT | EA |  | 1 Year | 68.4 | 5% | 64.98
78607 | Hubbell | PC6ABK65 | P-CORD, 10G, SHD,PC6A,BK,65FT | EA |  | 1 Year | 72.7 | 5% | 69.065
78608 | Hubbell | PC6ABK70 | P-CORD, 10G, SHD,PC6A,BK,70FT | EA |  | 1 Year | 77.05 | 5% | 73.1975
78609 | Hubbell | PC6ABK75 | P-CORD, 10G, SHD,PC6A,BK,75FT | EA |  | 1 Year | 81.5 | 5% | 77.425
78610 | Hubbell | PC6ADG06 | P-CORD, 10G, SHD,PC6A,DG,6 FT | EA |  | 1 Year | 21.35 | 5% | 20.2825
78611 | Hubbell | PC6ADG08 | P-CORD, 10G, SHD,PC6A,DG,8 FT | EA |  | 1 Year | 23.1 | 5% | 21.945
78612 | Hubbell | PC6ADG12 | P-CORD, 10G, SHD,PC6A,DG,12 FT | EA |  | 1 Year | 26.7 | 5% | 25.365
78613 | Hubbell | PC6ADG18 | P-CORD, 10G, SHD,PC6A,DG,18 FT | EA |  | 1 Year | 31.85 | 5% | 30.2575
78614 | Hubbell | PC6AGN03 | P-CORD, 10G, SHD,PC6A,GN,3 FT | EA |  | 1 Year | 18.85 | 5% | 17.9075
78615 | Hubbell | PC6AGN05 | P-CORD, 10G, SHD,PC6A,GN,5 FT | EA |  | 1 Year | 20.4 | 5% | 19.38
78616 | Hubbell | PC6AGN07 | P-CORD, 10G, SHD,PC6A,GN,7 FT | EA |  | 1 Year | 22.25 | 5% | 21.1375
78617 | Hubbell | PC6AGN10 | P-CORD, 10G, SHD,PC6A,GN,10 FT | EA |  | 1 Year | 24.85 | 5% | 23.6075
78618 | Hubbell | PC6AGN15 | P-CORD, 10G, SHD,PC6A,GN,15 FT | EA |  | 1 Year | 29.25 | 5% | 27.7875
78619 | Hubbell | PC6AGN20 | P-CORD, 10G, SHD,PC6A,GN,20 FT | EA |  | 1 Year | 33.5 | 5% | 31.825
78620 | Hubbell | PC6AGY03 | P-CORD, 10G, SHD,PC6A,GY,3 FT | EA |  | 1 Year | 18.85 | 5% | 17.9075
78621 | Hubbell | PC6AGY05 | P-CORD, 10G, SHD,PC6A,GY,5 FT | EA |  | 1 Year | 20.4 | 5% | 19.38
78622 | Hubbell | PC6AGY06 | P-CORD, 10G, SHD,PC6A,GY,6 FT | EA |  | 1 Year | 21.35 | 5% | 20.2825
78623 | Hubbell | PC6AGY07 | P-CORD, 10G, SHD,PC6A,GY,7 FT | EA |  | 1 Year | 22.25 | 5% | 21.1375
78624 | Hubbell | PC6AGY08 | P-CORD, 10G, SHD,PC6A,GY,8 FT | EA |  | 1 Year | 23.1 | 5% | 21.945
78625 | Hubbell | PC6AGY10 | P-CORD, 10G, SHD,PC6A,GY,10 FT | EA |  | 1 Year | 24.85 | 5% | 23.6075
78626 | Hubbell | PC6AGY12 | P-CORD, 10G, SHD,PC6A,GY,12 FT | EA |  | 1 Year | 26.7 | 5% | 25.365
78627 | Hubbell | PC6AGY15 | P-CORD, 10G, SHD,PC6A,GY,15 FT | EA |  | 1 Year | 29.25 | 5% | 27.7875
78628 | Hubbell | PC6AGY18 | P-CORD, 10G, SHD,PC6A,GY,18 FT | EA |  | 1 Year | 31.85 | 5% | 30.2575
78629 | Hubbell | PC6AGY20 | P-CORD, 10G, SHD,PC6A,GY,20 FT | EA |  | 1 Year | 33.5 | 5% | 31.825
78630 | Hubbell | PC6AGY25 | P-CORD, 10G, SHD,PC6A,GY,25FT | EA |  | 1 Year | 37.95 | 5% | 36.0525
78631 | Hubbell | PC6AGY30 | P-CORD, 10G, SHD,PC6A,GY,30FT | EA |  | 1 Year | 42.25 | 5% | 40.1375
78632 | Hubbell | PC6AGY35 | P-CORD, 10G, SHD,PC6A,GY,35FT | EA |  | 1 Year | 46.5 | 5% | 44.175
78633 | Hubbell | PC6AGY40 | P-CORD, 10G, SHD,PC6A,GY,40FT | EA |  | 1 Year | 50.95 | 5% | 48.4025
78634 | Hubbell | PC6AGY45 | P-CORD, 10G, SHD,PC6A,GY,45FT | EA |  | 1 Year | 55.35 | 5% | 52.5825
78635 | Hubbell | PC6AGY50 | P-CORD, 10G, SHD,PC6A,GY,50FT | EA |  | 1 Year | 59.7 | 5% | 56.715
78636 | Hubbell | PC6AGY55 | P-CORD, 10G, SHD,PC6A,GY,55FT | EA |  | 1 Year | 63.95 | 5% | 60.7525
78637 | Hubbell | PC6AGY60 | P-CORD, 10G, SHD,PC6A,GY,60FT | EA |  | 1 Year | 68.4 | 5% | 64.98
78638 | Hubbell | PC6AGY65 | P-CORD, 10G, SHD,PC6A,GY,65FT | EA |  | 1 Year | 72.7 | 5% | 69.065
78639 | Hubbell | PC6AGY70 | P-CORD, 10G, SHD,PC6A,GY,70FT | EA |  | 1 Year | 77.05 | 5% | 73.1975
78640 | Hubbell | PC6AGY75 | P-CORD, 10G, SHD,PC6A,GY,75FT | EA |  | 1 Year | 81.5 | 5% | 77.425
78641 | Hubbell | PC6AOR03 | P-CORD, 10G, SHD,PC6A,OR,3 FT | EA |  | 1 Year | 18.85 | 5% | 17.9075
78642 | Hubbell | PC6AOR05 | P-CORD, 10G, SHD,PC6A,OR,5 FT | EA |  | 1 Year | 20.4 | 5% | 19.38
78643 | Hubbell | PC6AOR07 | P-CORD, 10G, SHD,PC6A,OR,7 FT | EA |  | 1 Year | 22.25 | 5% | 21.1375
78644 | Hubbell | PC6AOR10 | P-CORD, 10G, SHD,PC6A,OR,10 FT | EA |  | 1 Year | 24.85 | 5% | 23.6075
78645 | Hubbell | PC6AOR15 | P-CORD, 10G, SHD,PC6A,OR,15 FT | EA |  | 1 Year | 29.25 | 5% | 27.7875
78646 | Hubbell | PC6AOR20 | P-CORD, 10G, SHD,PC6A,OR,20 FT | EA |  | 1 Year | 33.5 | 5% | 31.825
78647 | Hubbell | PC6AP03 | P-CORD, 10G, SHD,PC6A,PU,3 FT | EA |  | 1 Year | 18.85 | 5% | 17.9075
78648 | Hubbell | PC6AP05 | P-CORD, 10G, SHD,PC6A,PU,5 FT | EA |  | 1 Year | 20.4 | 5% | 19.38
78649 | Hubbell | PC6AP07 | P-CORD, 10G, SHD,PC6A,PU,7 FT | EA |  | 1 Year | 22.25 | 5% | 21.1375
78650 | Hubbell | PC6AP10 | P-CORD, 10G, SHD,PC6A,PU,10 FT | EA |  | 1 Year | 24.85 | 5% | 23.6075
78651 | Hubbell | PC6AP15 | P-CORD, 10G, SHD,PC6A,PU,15 FT | EA |  | 1 Year | 29.25 | 5% | 27.7875
78652 | Hubbell | PC6AP20 | P-CORD, 10G, SHD,PC6A,PU,20 FT | EA |  | 1 Year | 33.5 | 5% | 31.825
78653 | Hubbell | PC6AR03 | P-CORD, 10G, SHD,PC6A,RD,3 FT | EA |  | 1 Year | 18.85 | 5% | 17.9075
78654 | Hubbell | PC6AR05 | P-CORD, 10G, SHD,PC6A,RD,5 FT | EA |  | 1 Year | 20.4 | 5% | 19.38
78655 | Hubbell | PC6AR07 | P-CORD, 10G, SHD,PC6A,RD,7 FT | EA |  | 1 Year | 22.25 | 5% | 21.1375
78656 | Hubbell | PC6AR10 | P-CORD, 10G, SHD,PC6A,RD,10 FT | EA |  | 1 Year | 24.85 | 5% | 23.6075
78657 | Hubbell | PC6AR15 | P-CORD, 10G, SHD,PC6A,RD,15 FT | EA |  | 1 Year | 29.25 | 5% | 27.7875
78658 | Hubbell | PC6AR20 | P-CORD, 10G, SHD,PC6A,RD,20 FT | EA |  | 1 Year | 33.5 | 5% | 31.825
78659 | Hubbell | PC6AW03 | P-CORD, 10G, SHD,PC6A,WH,3 FT | EA |  | 1 Year | 18.85 | 5% | 17.9075
78660 | Hubbell | PC6AW05 | P-CORD, 10G, SHD,PC6A,WH,5 FT | EA |  | 1 Year | 20.4 | 5% | 19.38
78661 | Hubbell | PC6AW06 | P-CORD, 10G, SHD,PC6A,WH,6 FT | EA |  | 1 Year | 21.35 | 5% | 20.2825
78662 | Hubbell | PC6AW07 | P-CORD, 10G, SHD,PC6A,WH,7 FT | EA |  | 1 Year | 22.25 | 5% | 21.1375
78663 | Hubbell | PC6AW08 | P-CORD, 10G, SHD,PC6A,WH,8 FT | EA |  | 1 Year | 23.1 | 5% | 21.945
78664 | Hubbell | PC6AW10 | P-CORD, 10G, SHD,PC6A,WH,10 FT | EA |  | 1 Year | 24.85 | 5% | 23.6075
78665 | Hubbell | PC6AW12 | P-CORD, 10G, SHD,PC6A,WH,12 FT | EA |  | 1 Year | 26.7 | 5% | 25.365
78666 | Hubbell | PC6AW15 | P-CORD, 10G, SHD,PC6A,WH,15 FT | EA |  | 1 Year | 29.25 | 5% | 27.7875
78667 | Hubbell | PC6AW18 | P-CORD, 10G, SHD,PC6A,WH,18 FT | EA |  | 1 Year | 31.85 | 5% | 30.2575
78668 | Hubbell | PC6AW20 | P-CORD, 10G, SHD,PC6A,WH,20 FT | EA |  | 1 Year | 33.5 | 5% | 31.825
78669 | Hubbell | PC6AW25 | P-CORD, 10G, SHD,PC6A,WH,25 FT | EA |  | 1 Year | 37.95 | 5% | 36.0525
78670 | Hubbell | PC6AY03 | P-CORD, 10G, SHD,PC6A,YL,3 FT | EA |  | 1 Year | 18.85 | 5% | 17.9075
78671 | Hubbell | PC6AY05 | P-CORD, 10G, SHD,PC6A,YL,5 FT | EA |  | 1 Year | 20.4 | 5% | 19.38
78672 | Hubbell | PC6AY07 | P-CORD, 10G, SHD,PC6A,YL,7 FT | EA |  | 1 Year | 22.25 | 5% | 21.1375
78673 | Hubbell | PC6AY10 | P-CORD, 10G, SHD,PC6A,YL,10 FT | EA |  | 1 Year | 24.85 | 5% | 23.6075
78674 | Hubbell | PC6AY15 | P-CORD, 10G, SHD,PC6A,YL,15 FT | EA |  | 1 Year | 29.25 | 5% | 27.7875
78675 | Hubbell | PC6AY20 | P-CORD, 10G, SHD,PC6A,YL,20 FT | EA |  | 1 Year | 33.5 | 5% | 31.825
78676 | Hubbell | PC6AY25 | P-CORD, 10G, SHD,PC6A,YL,25FT | EA |  | 1 Year | 37.95 | 5% | 36.0525
78677 | Hubbell | PC6AY30 | P-CORD, 10G, SHD,PC6A,YL,30FT | EA |  | 1 Year | 42.25 | 5% | 40.1375
78678 | Hubbell | PC6AY35 | P-CORD, 10G, SHD,PC6A,YL,35FT | EA |  | 1 Year | 46.5 | 5% | 44.175
78679 | Hubbell | PC6AY40 | P-CORD, 10G, SHD,PC6A,YL,40FT | EA |  | 1 Year | 50.95 | 5% | 48.4025
78680 | Hubbell | PC6AY45 | P-CORD, 10G, SHD,PC6A,YL,45FT | EA |  | 1 Year | 55.35 | 5% | 52.5825
78681 | Hubbell | PC6AY50 | P-CORD, 10G, SHD,PC6A,YL,50FT | EA |  | 1 Year | 59.7 | 5% | 56.715
78682 | Hubbell | PC6AY55 | P-CORD, 10G, SHD,PC6A,YL,55FT | EA |  | 1 Year | 63.95 | 5% | 60.7525
78683 | Hubbell | PC6AY60 | P-CORD, 10G, SHD,PC6A,YL,60FT | EA |  | 1 Year | 68.4 | 5% | 64.98
78684 | Hubbell | PC6AY65 | P-CORD, 10G, SHD,PC6A,YL,65FT | EA |  | 1 Year | 72.7 | 5% | 69.065
78685 | Hubbell | PC6AY70 | P-CORD, 10G, SHD,PC6A,YL,70FT | EA |  | 1 Year | 77.05 | 5% | 73.1975
78686 | Hubbell | PC6AY75 | P-CORD, 10G, SHD,PC6A,YL,75FT | EA |  | 1 Year | 81.5 | 5% | 77.425
78687 | Hubbell | PDB12D | POLYTRAK BOX, 1-G, 2.44" DEEP | EA |  | 1 Year | 12.95 | 5% | 12.3025
78688 | Hubbell | PDB12DBK | POLYTRAK BOX, 1-G, 2.44" DEEP, BLK | EA |  | 1 Year | 12.95 | 5% | 12.3025
78689 | Hubbell | PDB12DW | POLYTRAK BOX, 1-G, 2.44" DEEP, WHT | EA |  | 1 Year | 12.95 | 5% | 12.3025
78690 | Hubbell | PDB12LF | POLYTRAK BOX, ROUND | EA |  | 1 Year | 18.65 | 5% | 17.7175
78691 | Hubbell | PDB12LFBK | POLYTRAK BOX, ROUND, BLK | EA |  | 1 Year | 18.65 | 5% | 17.7175
78692 | Hubbell | PDB12LFW | POLYTRAK BOX, ROUND, WHT | EA |  | 1 Year | 18.65 | 5% | 17.7175
78693 | Hubbell | PDB12LP | POLYTRAK BOX, 1-G, 1.25"D LOW PRO | EA |  | 1 Year | 8.7 | 5% | 8.265
78694 | Hubbell | PDB12LPBK | POLYTRAK BOX, 1-G, 1.25"D LOW PRO, BLK | EA |  | 1 Year | 8.7 | 5% | 8.265
78695 | Hubbell | PDB12LPW | POLYTRAK BOX, 1-G, 1.25"D LOW PRO, WHT | EA |  | 1 Year | 8.7 | 5% | 8.265
78696 | Hubbell | PDB12S | POLYTRAK BOX, 1-G, 1.78"D STD | EA |  | 1 Year | 9.35 | 5% | 8.8825
78697 | Hubbell | PDB12SBK | POLYTRAK BOX, 1-G, 1.78"D STD, BLK | EA |  | 1 Year | 9.35 | 5% | 8.8825
78698 | Hubbell | PDB12SW | POLYTRAK BOX, 1-G, 1.78"D STD, WHT | EA |  | 1 Year | 9.35 | 5% | 8.8825
78699 | Hubbell | PDB12TGD | POLYTRAK BOX, 2-G, 2.44" DEEP | EA |  | 1 Year | 19.85 | 5% | 18.8575
78700 | Hubbell | PDB12TGDBK | POLYTRAK BOX, 2-G, 2.44" DEEP, BLK | EA |  | 1 Year | 19.85 | 5% | 18.8575
78701 | Hubbell | PDB12TGDW | POLYTRAK BOX, 2-G, 2.44" DEEP, WHT | EA |  | 1 Year | 19.85 | 5% | 18.8575
78702 | Hubbell | PDB12TGLV | POLYTRAK BOX, 2-G TELE, 2.44" DEEP | EA |  | 1 Year | 13.4 | 5% | 12.73
78703 | Hubbell | PDB12TGLVBK | POLYTRAK BOX, 2-G TELE, 2.44" DEEP, BLK | EA |  | 1 Year | 13.4 | 5% | 12.73
78704 | Hubbell | PDB12TGLVW | POLYTRAK BOX, 2-G TELE, 2.44" DEEP, WHT | EA |  | 1 Year | 13.4 | 5% | 12.73
78705 | Hubbell | PDB1DIV | POLYTRAK BOX, 1-G, DEEP | EA |  | 1 Year | 5.35 | 5% | 5.0825
78706 | Hubbell | PDB2DIV | POLYTRAK BOX, 2-G, DEEP | EA |  | 1 Year | 12 | 5% | 11.4
78707 | Hubbell | PFB1 | FLOOR BOX, ROUND, PLASTIC | EA |  | 1 Year | 22.7 | 5% | 21.565
78708 | Hubbell | PFBA1A | ADAPTER RING, FOR PFB1 | EA |  | 1 Year | 16.35 | 5% | 15.5325
78709 | Hubbell | PFBCBLA | COVER/FLANGE ASSEM, PFB SERIES, BK | EA |  | 1 Year | 37.95 | 5% | 36.0525
78710 | Hubbell | PFBCBRA | COVER/FLANGE ASSEM, PFB SERIES, BR | EA |  | 1 Year | 37.95 | 5% | 36.0525
78711 | Hubbell | PFBCGYA | COVER/FLANGE ASSEM, PFB SERIES, GY | EA |  | 1 Year | 37.95 | 5% | 36.0525
78712 | Hubbell | PFBCIA | COVER/FLANGE ASSEM, PFB SERIES, IV | EA |  | 1 Year | 37.95 | 5% | 36.0525
78713 | Hubbell | PFBFBLA | CAPR FLANGE ASSEM, PFB SERIES, BK | EA |  | 1 Year | 17.65 | 5% | 16.7675
78714 | Hubbell | PFBFBRA | CAPR FLANGE ASSEM, PFB SERIES, BR | EA |  | 1 Year | 17.65 | 5% | 16.7675
78715 | Hubbell | PFBFGYA | CAPR FLANGE ASSEM, PFB SERIES, GY | EA |  | 1 Year | 17.65 | 5% | 16.7675
78716 | Hubbell | PFBFIA | CAPR FLANGE ASSEM, PFB SERIES, IV | EA |  | 1 Year | 17.65 | 5% | 16.7675
78717 | Hubbell | PFBP1 | PLATE, STEEL MTG, FOR PLASTIC FLR BOX | EA |  | 1 Year | 24.2 | 5% | 22.99
78718 | Hubbell | PFBR826BLA | PLATE, DUP/STYLE, FOR RECT PFB, BLK | EA |  | 1 Year | 37.1 | 5% | 35.245
78719 | Hubbell | PFBR826BRA | PLATE, DUP/STYLE, FOR RECT PFB, BR | EA |  | 1 Year | 37.1 | 5% | 35.245
78720 | Hubbell | PFBR826GYA | PLATE, DUP/STYLE, FOR RECT PFB, GY | EA |  | 1 Year | 37.1 | 5% | 35.245
78721 | Hubbell | PFBR826IA | PLATE, DUP/STYLE, FOR RECT PFB, IV | EA |  | 1 Year | 37.1 | 5% | 35.245
78722 | Hubbell | PFBRAC | ADAPT COLLAR, FOR RECT PFB | EA |  | 1 Year | 14.4 | 5% | 13.68
78723 | Hubbell | PFBRCBLA | COVER ASSEM, RND PFB SERIES, BK | EA |  | 1 Year | 36.2 | 5% | 34.39
78724 | Hubbell | PFBRCBRA | COVER ASSEM, RND PFB SERIES, BR | EA |  | 1 Year | 36.2 | 5% | 34.39
78725 | Hubbell | PFBRCGYA | COVER ASSEM, RND PFB SERIES, GY | EA |  | 1 Year | 36.2 | 5% | 34.39
78726 | Hubbell | PFBRCGYSLA | COVER ASSEM, 2X2 FRPT, GY | EA |  | 1 Year | 71.45 | 5% | 67.8775
78727 | Hubbell | PFBRCIA | COVER ASSEM, RND PFB SERIES, IV | EA |  | 1 Year | 36.2 | 5% | 34.39
78728 | Hubbell | PFBRFBL1 | CARP FLANGE, PLASTIC, 1-G, RECT, BLACK | EA |  | 1 Year | 26.2 | 5% | 24.89
78729 | Hubbell | PFBRFBL2 | CARP FLANGE, PLASTIC, 2-G, RECT, BLACK | EA |  | 1 Year | 37.1 | 5% | 35.245
78730 | Hubbell | PFBRFBL3 | CARP FLANGE, PLASTIC, 3-G, RECT, BLACK | EA |  | 1 Year | 46.15 | 5% | 43.8425
78731 | Hubbell | PFBRFBR1 | CARP FLANGE, PLASTIC, 1-G, RECT, BR | EA |  | 1 Year | 26.2 | 5% | 24.89
78732 | Hubbell | PFBRFBR2 | CARP FLANGE, PLASTIC, 2-G, RECT, BR | EA |  | 1 Year | 37.1 | 5% | 35.245
78733 | Hubbell | PFBRFBR3 | CARP FLANGE, PLASTIC, 3-G, RECT, BR | EA |  | 1 Year | 46.15 | 5% | 43.8425
78734 | Hubbell | PFBRFGY1 | CARP FLANGE, PLASTIC, 1-G, RECT, GY | EA |  | 1 Year | 26.2 | 5% | 24.89
78735 | Hubbell | PFBRFGY2 | CARP FLANGE, PLASTIC, 2-G, RECT, GY | EA |  | 1 Year | 37.1 | 5% | 35.245
78736 | Hubbell | PFBRFGY3 | CARP FLANGE, PLASTIC, 3-G, RECT, GY | EA |  | 1 Year | 46.15 | 5% | 43.8425
78737 | Hubbell | PFBRFI1 | CARP FLANGE, PLASTIC, 1-G, RECT, IVORY | EA |  | 1 Year | 26.2 | 5% | 24.89
78738 | Hubbell | PFBRFI2 | CARP FLANGE, PLASTIC, 2-G, RECT, IVORY | EA |  | 1 Year | 37.1 | 5% | 35.245
78739 | Hubbell | PFBRFI3 | CARP FLANGE, PLASTIC, 3-G, RECT, IV | EA |  | 1 Year | 46.15 | 5% | 43.8425
78740 | Hubbell | PFBRFRA | TILE ADAPTER FRAME, RECT PFB | EA |  | 1 Year | 12.65 | 5% | 12.0175
78741 | Hubbell | PFBRG1 | FLOOR BOX, 1-G RECT, PLASTIC | EA |  | 1 Year | 48.8 | 5% | 46.36
78742 | Hubbell | PFBRG2 | FLOOR BOX, 2-G RECT, PLASTIC | EA |  | 1 Year | 85.25 | 5% | 80.9875
78743 | Hubbell | PFBRG3 | FLOOR BOX, 3-G RECT, PLASTIC | EA |  | 1 Year | 128 | 5% | 121.6
78744 | Hubbell | PFBRMC | COLLAR FOR PLASTIC TILE W/O CARPET FLG | EA |  | 1 Year | 14.4 | 5% | 13.68
78745 | Hubbell | PFBT1A | LOW VOLTAGE DIVIDER, FOR PFB | EA |  | 1 Year | 46.9 | 5% | 44.555
78746 | Hubbell | PFBYA1 | Y ADAPTER, FOR PFB | EA |  | 1 Year | 8.1 | 5% | 7.695
78747 | Hubbell | PFOLT312 | F-OPTIC EYE PULL GRIP, .31-.62, STL | EA |  | 1 Year | 160 | 5% | 152
78748 | Hubbell | PG24 | P-PANEL, GIGABIT,24-PORT,BK | EA |  | 1 Year | 270 | 5% | 256.5
78749 | Hubbell | PG48 | P-PANEL, GIGABIT,48-PORT,BK | EA |  | 1 Year | 467 | 5% | 443.65
78750 | Hubbell | PHPS1AL | ALMOND PAINTED STEEL 1 GANG RECTANGULAR | EA |  | 1 Year | 1.72 | 5% | 1.634
78751 | Hubbell | PHPS1G | GRAY PAINTED STEEL 1 GANG RECTANGULAR | EA |  | 1 Year | 1.72 | 5% | 1.634
78752 | Hubbell | PHPS2AL | ALMOND PAINTED STEEL 2 GANG RECTANGULAR | EA |  | 1 Year | 4.45 | 5% | 4.2275
78753 | Hubbell | PHPS2G | GRAY PAINTED STEEL 2 GANG RECTANGULAR | EA |  | 1 Year | 4.45 | 5% | 4.2275
78754 | Hubbell | PHPS3AL | ALMOND PAINTED STEEL 3 GANG RECTANGULAR | EA |  | 1 Year | 7.3 | 5% | 6.935
78755 | Hubbell | PHPS4AL | ALMOND PAINTED STEEL 4 GANG RECTANGULAR | EA |  | 1 Year | 9.15 | 5% | 8.6925
78756 | Hubbell | PHPS5AL | ALMOND PAINTED STEEL 5 GANG RECTANGULAR | EA |  | 1 Year | 11.35 | 5% | 10.7825
78757 | Hubbell | PHPS6AL | ALMOND PAINTED STEEL 6 GANG RECTANGULAR | EA |  | 1 Year | 13.4 | 5% | 12.73
78758 | Hubbell | PJS126AL | ALMOND PAINTED STEEL 2-G, 1-RECT, 1-SW | EA |  | 1 Year | 3.55 | 5% | 3.3725
78759 | Hubbell | PJS126G | GRAY PAINTED STEEL, 2-G, 1-RECT, 1-SW | EA |  | 1 Year | 3.55 | 5% | 3.3725
78760 | Hubbell | PJS226G | GRAY PAINTED STEEL, 3-G, 1-RECT, 2-SW | EA |  | 1 Year | 12.4 | 5% | 11.78
78761 | Hubbell | PL1ABC5 | LANTRAK, ADHESIVE BS+CVR, 5' | FT |  | 1 Year | 4.45 | 5% | 4.2275
78762 | Hubbell | PL1ABC5BK | LANTRAK, ADHESIVE BS+CVR, 5', BLK | FT |  | 1 Year | 4.45 | 5% | 4.2275
78763 | Hubbell | PL1ABC5W | LANTRAK, ADHESIVE BS+CVR, 5', WHT | FT |  | 1 Year | 4.45 | 5% | 4.2275
78764 | Hubbell | PL1ABC7 | LANTRAK, ADHESIVE BS+CVR, 7' | FT |  | 1 Year | 5.25 | 5% | 4.9875
78765 | Hubbell | PL1ABC7BK | LANTRAK, ADHESIVE BS+CVR, 7', BLK | FT |  | 1 Year | 4.45 | 5% | 4.2275
78766 | Hubbell | PL1ABC7W | LANTRAK, ADHESIVE BS+CVR, 7', WHT | FT |  | 1 Year | 4.45 | 5% | 4.2275
78767 | Hubbell | PL1BC5 | LANTRAK, BASE+CVR, 5' | FT |  | 1 Year | 3.35 | 5% | 3.1825
78768 | Hubbell | PL1BC5BK | LANTRAK, BASE+CVR, 5', BLK | FT |  | 1 Year | 3.35 | 5% | 3.1825
78769 | Hubbell | PL1BC5W | LANTRAK, BASE+CVR, 5', WHT | FT |  | 1 Year | 3.35 | 5% | 3.1825
78770 | Hubbell | PL1BC7 | LANTRAK, BASE+CVR, 7' | FT |  | 1 Year | 3.95 | 5% | 3.7525
78771 | Hubbell | PL1BC7BK | LANTRAK, BASE+CVR, 7', BLK | FT |  | 1 Year | 3.35 | 5% | 3.1825
78772 | Hubbell | PL1BC7W | LANTRAK, BASE+CVR, 7', WHT | FT |  | 1 Year | 3.35 | 5% | 3.1825
78773 | Hubbell | PL1EC | LANTRAK, END CAP | EA |  | 1 Year | 1.75 | 5% | 1.6625
78774 | Hubbell | PL1ECBK | LANTRAK, END CAP, BLK | EA |  | 1 Year | 1.75 | 5% | 1.6625
78775 | Hubbell | PL1ECW | LANTRAK, END CAP, WHT | EA |  | 1 Year | 1.75 | 5% | 1.6625
78776 | Hubbell | PL1EE | LANTRAK, EXT ELBOW | EA |  | 1 Year | 3.4 | 5% | 3.23
78777 | Hubbell | PL1EEBC | LANTRAK, BS+CVR, EXT ELBOW | EA |  | 1 Year | 6.2 | 5% | 5.89
78778 | Hubbell | PL1EEBCBK | LANTRAK, BS+CVR, EXT ELBOW, BLK | EA |  | 1 Year | 6.2 | 5% | 5.89
78779 | Hubbell | PL1EEBCW | LANTRAK, BS+CVR, EXT ELBOW, WHT | EA |  | 1 Year | 6.2 | 5% | 5.89
78780 | Hubbell | PL1EEBK | LANTRAK, EXT ELBOW, BLK | EA |  | 1 Year | 3.4 | 5% | 3.23
78781 | Hubbell | PL1EEW | LANTRAK, EXT ELBOW, WHT | EA |  | 1 Year | 3.4 | 5% | 3.23
78782 | Hubbell | PL1FE | LANTRAK, FLAT ELBOW | EA |  | 1 Year | 3.3 | 5% | 3.135
78783 | Hubbell | PL1FEBC | LANTRAK, BS+CVR, FLAT ELBOW | EA |  | 1 Year | 6 | 5% | 5.7
78784 | Hubbell | PL1FEBCBK | LANTRAK, BS+CVR, FLAT ELBOW, BLK | EA |  | 1 Year | 6 | 5% | 5.7
78785 | Hubbell | PL1FEBCW | LANTRAK, BS+CVR, FLAT ELBOW, WHT | EA |  | 1 Year | 6 | 5% | 5.7
78786 | Hubbell | PL1FEBK | LANTRAK, FLAT ELBOW, BLK | EA |  | 1 Year | 3.3 | 5% | 3.135
78787 | Hubbell | PL1FEW | LANTRAK, FLAT ELBOW, WHT1.48 | EA |  | 1 Year | 3.3 | 5% | 3.135
78788 | Hubbell | PL1IE | LANTRAK, INTERNAL ELBOW | EA |  | 1 Year | 3.15 | 5% | 2.9925
78789 | Hubbell | PL1IEBC | LANTRAK, BS+CVR, INT ELBOW | EA |  | 1 Year | 6 | 5% | 5.7
78790 | Hubbell | PL1IEBCBK | LANTRAK, BS+CVR, INT ELBOW, BLK | EA |  | 1 Year | 6 | 5% | 5.7
78791 | Hubbell | PL1IEBCW | LANTRAK, BS+CVR, INT ELBOW, WHT | EA |  | 1 Year | 6 | 5% | 5.7
78792 | Hubbell | PL1IEBK | LANTRAK, INTERNAL ELBOW, BLK | EA |  | 1 Year | 3.15 | 5% | 2.9925
78793 | Hubbell | PL1IEW | LANTRAK, INTERNAL ELBOW, WHT | EA |  | 1 Year | 3.15 | 5% | 2.9925
78794 | Hubbell | PL1MC | LANTRAK, MOUNTING CLIP | EA |  | 1 Year | 1.7 | 5% | 1.615
78795 | Hubbell | PL1SC | LANTRAK, SPLICE COVER | EA |  | 1 Year | 1.61 | 5% | 1.5295
78796 | Hubbell | PL1SCBK | LANTRAK, SPLICE COVER, BLK | EA |  | 1 Year | 1.61 | 5% | 1.5295
78797 | Hubbell | PL1SCW | LANTRAK, SPLICE COVER, WHT | EA |  | 1 Year | 1.61 | 5% | 1.5295
78798 | Hubbell | PL1SS | LANTRAK, SEC STRAP | EA |  | 1 Year | 1.85 | 5% | 1.7575
78799 | Hubbell | PL1SSBK | LANTRAK, SEC STRAP, BLK | EA |  | 1 Year | 1.85 | 5% | 1.7575
78800 | Hubbell | PL1SSW | LANTRAK, SEC STRAP, WHT | EA |  | 1 Year | 1.85 | 5% | 1.7575
78801 | Hubbell | PL1TC | LANTRAK, TEE COVER | EA |  | 1 Year | 3.4 | 5% | 3.23
78802 | Hubbell | PL1TCBC | LANTRAK, BS+CVR, TEE FTG | EA |  | 1 Year | 6.2 | 5% | 5.89
78803 | Hubbell | PL1TCBCBK | LANTRAK, BS+CVR, TEE FTG, BLK | EA |  | 1 Year | 6.2 | 5% | 5.89
78804 | Hubbell | PL1TCBCW | LANTRAK, BS+CVR, TEE FTG, WHT | EA |  | 1 Year | 6.2 | 5% | 5.89
78805 | Hubbell | PL1TCBK | LANTRAK, TEE COVER, BLK | EA |  | 1 Year | 3.4 | 5% | 3.23
78806 | Hubbell | PL1TCW | LANTRAK, TEE COVER, WHT | EA |  | 1 Year | 3.4 | 5% | 3.23
78807 | Hubbell | PLP1CACF | LANTRAK, CEILING/CONDUIT ADPT | EA |  | 1 Year | 7.95 | 5% | 7.5525
78808 | Hubbell | PLP1CACFBK | LANTRAK, CEILING/CONDUIT ADPT, BLK | EA |  | 1 Year | 7.95 | 5% | 7.5525
78809 | Hubbell | PLP1CACFW | LANTRAK, CEILING/CONDUIT ADPT, WHT | EA |  | 1 Year | 7.95 | 5% | 7.5525
78810 | Hubbell | PP1ABC5 | PREM-TRAK, ADHESIVE BS+CVR, 5' | FT |  | 1 Year | 3.3 | 5% | 3.135
78811 | Hubbell | PP1ABC7 | PREM-TRAK, ADHESIVE BS+CVR, 7' | FT |  | 1 Year | 3.3 | 5% | 3.135
78812 | Hubbell | PP1BC5 | PREM-TRAK, BASE+CVR, 5' | FT |  | 1 Year | 2.75 | 5% | 2.6125
78813 | Hubbell | PP1BC7 | PREM-TRAK, BASE+CVR, 7' | FT |  | 1 Year | 2.75 | 5% | 2.6125
78814 | Hubbell | PP1EC | PREM-TRAK, END CAP | EA |  | 1 Year | 1.57 | 5% | 1.4915
78815 | Hubbell | PP1EE | PREM-TRAK, EXT ELBOW | EA |  | 1 Year | 2.7 | 5% | 2.565
78816 | Hubbell | PP1EEBC | PREM-TRAK, BS+CVR, EXT ELBOW | EA |  | 1 Year | 5.2 | 5% | 4.94
78817 | Hubbell | PP1FE | PREM-TRAK, FLAT ELBOW | EA |  | 1 Year | 2.6 | 5% | 2.47
78818 | Hubbell | PP1FEBC | PREM-TRAK, BS+CVR, FLAT ELBOW | EA |  | 1 Year | 4.35 | 5% | 4.1325
78819 | Hubbell | PP1IE | PREM-TRAK, INTERNAL ELBOW | EA |  | 1 Year | 2.5 | 5% | 2.375
78820 | Hubbell | PP1IEBC | PREM-TRAK, BS+CVR, INT ELBOW | EA |  | 1 Year | 4.15 | 5% | 3.9425
78821 | Hubbell | PP1SC | PREM-TRAK, SPLICE COVER | EA |  | 1 Year | 1.01 | 5% | 0.9595
78822 | Hubbell | PP1SS | PREM-TRAK, SEC STRAP | EA |  | 1 Year | 1.4 | 5% | 1.33
78823 | Hubbell | PP1TC | PREM-TRAK, TEE COVER | EA |  | 1 Year | 3.6 | 5% | 3.42
78824 | Hubbell | PP1TCBC | PREM-TRAK, BS+CVR, TEE FTG | EA |  | 1 Year | 6.3 | 5% | 5.985
78825 | Hubbell | PPTRIM1 | SERVICE POLE TRIM KIT | EA |  | 1 Year | 42.45 | 5% | 40.3275
78826 | Hubbell | PR10120 | POWSTRP, 19" RKMNT,20A/120V,BCK,120V | EA |  | 1 Year | 456 | 5% | 433.2
78827 | Hubbell | PR10420 | POWSTRP, RKMNT,40"VERT,20A/120,FRT,10OLT | EA |  | 1 Year | 493 | 5% | 468.35
78828 | Hubbell | PR20620 | POWSTRP, RKMNT,66"VERT,20A/120,FRT,20OLT | EA |  | 1 Year | 613 | 5% | 582.35
78829 | Hubbell | PS0389NBK | SWIVEL MALE L/T CONN, 3/8", NM, BK | EA |  | 1 Year | 6.5 | 5% | 6.175
78830 | Hubbell | PS0389NGY | SWIVEL MALE L/T CONN, 3/8", NM, GY | EA |  | 1 Year | 6.5 | 5% | 6.175
78831 | Hubbell | PS0509NBK | SWIVEL MALE L/T CONN, 1/2", NM, BK | EA |  | 1 Year | 6.85 | 5% | 6.5075
78832 | Hubbell | PS0509NGY | SWIVEL MALE L/T CONN, 1/2", NM, GY | EA |  | 1 Year | 6.85 | 5% | 6.5075
78833 | Hubbell | PS05GYKIT | POLYTUFF KIT, 1/2" X6' W/CONN | EA |  | 1 Year | 18.75 | 5% | 17.8125
78834 | Hubbell | PS0759NBK | SWIVEL MALE L/T CONN, 3/4", NM, BK | EA |  | 1 Year | 9.8 | 5% | 9.31
78835 | Hubbell | PS0759NGY | SWIVEL MALE L/T CONN, 3/4", NM, GY | EA |  | 1 Year | 9.8 | 5% | 9.31
78836 | Hubbell | PS07GYKIT | POLYTUFF KIT, 3/4" X6' W/CONN | EA |  | 1 Year | 29 | 5% | 27.55
78837 | Hubbell | PS1009NBK | SWIVEL MALE L/T CONN, 1", NM, BK | EA |  | 1 Year | 23.9 | 5% | 22.705
78838 | Hubbell | PS1009NGY | SWIVEL MALE L/T CONN, 1", NM, GY | EA |  | 1 Year | 20.2 | 5% | 19.19
78839 | Hubbell | PS3BC10 | SUP BS-TRAK, BASE & COVER, 10 FT | FT |  | 1 Year | 19.1 | 5% | 18.145
78840 | Hubbell | PS3BC5 | SUP BS-TRAK, BASE & COVER, 5 FT | FT |  | 1 Year | 19.1 | 5% | 18.145
78841 | Hubbell | PS3CACF | SUP BS-TRAK, COND ADAPT/CEILING FTG | EA |  | 1 Year | 39.35 | 5% | 37.3825
78842 | Hubbell | PS3EC | SUP BS-TRAK, END CAP FTG | EA |  | 1 Year | 11.85 | 5% | 11.2575
78843 | Hubbell | PS3EE | SUP BS-TRAK, EXT ELBOW FTG | EA |  | 1 Year | 17.45 | 5% | 16.5775
78844 | Hubbell | PS3EEBC | SUP BS-TRAK, BS+CVR, EXT ELBOW | EA |  | 1 Year | 23.8 | 5% | 22.61
78845 | Hubbell | PS3FCIB | SUP BS-TRAK, FULL CAP 1-G BOX | EA |  | 1 Year | 21.8 | 5% | 20.71
78846 | Hubbell | PS3FCIB2G | SUP BS-TRAK, FULL CAP 2-G BOX | EA |  | 1 Year | 26.5 | 5% | 25.175
78847 | Hubbell | PS3FCIB3G | SUP BS-TRAK, FULL CAP 3-G BOX | EA |  | 1 Year | 30.75 | 5% | 29.2125
78848 | Hubbell | PS3FE | SUP BS-TRAK, FLAT ELBOW FTG | EA |  | 1 Year | 26.4 | 5% | 25.08
78849 | Hubbell | PS3FEBC | SUP BS-TRAK, BS+CVR, FLAT ELBOW | EA |  | 1 Year | 37.75 | 5% | 35.8625
78850 | Hubbell | PS3IE | SUP BS-TRAK, INT ELBOW FTG | EA |  | 1 Year | 16.05 | 5% | 15.2475
78851 | Hubbell | PS3IEBC | SUP BS-TRAK, BS+CVR, INT ELBOW | EA |  | 1 Year | 22.8 | 5% | 21.66
78852 | Hubbell | PS3IND | SUP BS-TRAK, INLINE DEV BOX 1,2 OR 3G | EA |  | 1 Year | 19.4 | 5% | 18.43
78853 | Hubbell | PS3RED | SUP BS-TRAK, TO BASETRAK REDUCE | EA |  | 1 Year | 36.75 | 5% | 34.9125
78854 | Hubbell | PS3SC | SUP BS-TRAK, SPLICE CVR FTG | EA |  | 1 Year | 6.2 | 5% | 5.89
78855 | Hubbell | PS3SPC | SUP BS-TRAK, SURF PANEL CONN | EA |  | 1 Year | 19.95 | 5% | 18.9525
78856 | Hubbell | PS3SS | SUP BS-TRAK, SEC STRAP/SPLICE CVR | EA |  | 1 Year | 8.5 | 5% | 8.075
78857 | Hubbell | PS3TCBC | SUP BS-TRAK, BS+CVR, TEE FTG | EA |  | 1 Year | 44.6 | 5% | 42.37
78858 | Hubbell | PS3WC | SUP BS-TRAK, WIRE CLIP | EA |  | 1 Year | 1.02 | 5% | 0.969
78859 | Hubbell | PS5E01B | P-CORD, CAT5E,PS5E,SHIELDED,BL,1' | EA |  | 1 Year | 7.75 | 5% | 7.3625
78860 | Hubbell | PS5E01GY | P-CORD, CAT5E,PS5E,SHIELDED,GY,1' | EA |  | 1 Year | 7.75 | 5% | 7.3625
78861 | Hubbell | PS5E01W | P-CORD, CAT5E,PS5E,SHIELDED,WH,1' | EA |  | 1 Year | 7.75 | 5% | 7.3625
78862 | Hubbell | PS5E03B | P-CORD, CAT5E,PS5E,SHIELDED,BL,3' | EA |  | 1 Year | 8.95 | 5% | 8.5025
78863 | Hubbell | PS5E03GY | P-CORD, CAT5E,PS5E,SHIELDED,GY,3' | EA |  | 1 Year | 8.95 | 5% | 8.5025
78864 | Hubbell | PS5E03W | P-CORD, CAT5E,PS5E,SHIELDED,WH,3' | EA |  | 1 Year | 8.95 | 5% | 8.5025
78865 | Hubbell | PS5E05B | P-CORD, CAT5E,PS5E,SHIELDED,BL,5' | EA |  | 1 Year | 10.55 | 5% | 10.0225
78866 | Hubbell | PS5E05GY | P-CORD, CAT5E,PS5E,SHIELDED,GY,5' | EA |  | 1 Year | 10.55 | 5% | 10.0225
78867 | Hubbell | PS5E05W | P-CORD, CAT5E,PS5E,SHIELDED,WH,5' | EA |  | 1 Year | 10.55 | 5% | 10.0225
78868 | Hubbell | PS5E07B | P-CORD, CAT5E,PS5E,SHIELDED,BL,7' | EA |  | 1 Year | 12.3 | 5% | 11.685
78869 | Hubbell | PS5E07GY | P-CORD, CAT5E,PS5E,SHIELDED,GY,7' | EA |  | 1 Year | 12.3 | 5% | 11.685
78870 | Hubbell | PS5E07W | P-CORD, CAT5E,PS5E,SHIELDED,WH,7' | EA |  | 1 Year | 12.3 | 5% | 11.685
78871 | Hubbell | PS5E10B | P-CORD, CAT5E,PS5E,SHIELDED,BL,10' | EA |  | 1 Year | 14.6 | 5% | 13.87
78872 | Hubbell | PS5E10GY | P-CORD, CAT5E,PS5E,SHIELDED,GY,10' | EA |  | 1 Year | 14.6 | 5% | 13.87
78873 | Hubbell | PS5E10W | P-CORD, CAT5E,PS5E,SHIELDED,WH,10' | EA |  | 1 Year | 14.6 | 5% | 13.87
78874 | Hubbell | PS5E15B | P-CORD, CAT5E,PS5E,SHIELDED,BL,15' | EA |  | 1 Year | 18.4 | 5% | 17.48
78875 | Hubbell | PS5E15GY | P-CORD, CAT5E,PS5E,SHIELDED,GY,15' | EA |  | 1 Year | 18.4 | 5% | 17.48
78876 | Hubbell | PS5E15W | P-CORD, CAT5E,PS5E,SHIELDED,WH,15' | EA |  | 1 Year | 18.4 | 5% | 17.48
78877 | Hubbell | PS5E25B | P-CORD, CAT5E,PS5E,SHIELDED,BL,25' | EA |  | 1 Year | 26.95 | 5% | 25.6025
78878 | Hubbell | PS5E25GY | P-CORD, CAT5E,PS5E,SHIELDED,GY,25' | EA |  | 1 Year | 26.95 | 5% | 25.6025
78879 | Hubbell | PS5E25W | P-CORD, CAT5E,PS5E,SHIELDED,WH,25' | EA |  | 1 Year | 26.95 | 5% | 25.6025
78880 | Hubbell | PS5E50B | P-CORD, CAT5E,PS5E,SHIELDED,BL,50' | EA |  | 1 Year | 46.25 | 5% | 43.9375
78881 | Hubbell | PS5E50GY | P-CORD, CAT5E,PS5E,SHIELDED,GY,50' | EA |  | 1 Year | 46.25 | 5% | 43.9375
78882 | Hubbell | PS5E50W | P-CORD, CAT5E,PS5E,SHIELDED,WH,50' | EA |  | 1 Year | 46.25 | 5% | 43.9375
78883 | Hubbell | PS6B03 | P-CORD,CAT6,SHIELDED,BL,3' | EA |  | 1 Year | 16 | 5% | 15.2
78884 | Hubbell | PS6B05 | P-CORD,CAT6,SHIELDED,BL,5' | EA |  | 1 Year | 19.6 | 5% | 18.62
78885 | Hubbell | PS6B07 | P-CORD,CAT6,SHIELDED,BL,7' | EA |  | 1 Year | 21.25 | 5% | 20.1875
78886 | Hubbell | PS6B10 | P-CORD,CAT6,SHIELDED,BL,10' | EA |  | 1 Year | 23.8 | 5% | 22.61
78887 | Hubbell | PS6B15 | P-CORD,CAT6,SHIELDED,BL,15' | EA |  | 1 Year | 28.05 | 5% | 26.6475
78888 | Hubbell | PS6B20 | P-CORD,CAT6,SHIELDED,BL,20' | EA |  | 1 Year | 32.05 | 5% | 30.4475
78889 | Hubbell | PS6B25 | P-CORD,CAT6,SHIELDED,BL,25' | EA |  | 1 Year | 36.25 | 5% | 34.4375
78890 | Hubbell | PS6BK03 | P-CORD,CAT6,SHIELDED,BK,3' | EA |  | 1 Year | 16 | 5% | 15.2
78891 | Hubbell | PS6BK05 | P-CORD,CAT6,SHIELDED,BK,5' | EA |  | 1 Year | 19.6 | 5% | 18.62
78892 | Hubbell | PS6BK07 | P-CORD,CAT6,SHIELDED,BK,7' | EA |  | 1 Year | 21.25 | 5% | 20.1875
78893 | Hubbell | PS6BK10 | P-CORD,CAT6,SHIELDED,BK,10' | EA |  | 1 Year | 23.8 | 5% | 22.61
78894 | Hubbell | PS6BK15 | P-CORD,CAT6,SHIELDED,BK,15' | EA |  | 1 Year | 28.05 | 5% | 26.6475
78895 | Hubbell | PS6BK20 | P-CORD,CAT6,SHIELDED,BK,20' | EA |  | 1 Year | 32.05 | 5% | 30.4475
78896 | Hubbell | PS6BK25 | P-CORD,CAT6,SHIELDED,BK,25' | EA |  | 1 Year | 36.25 | 5% | 34.4375
78897 | Hubbell | PS6GN03 | P-CORD,CAT6,SHIELDED,GN,3' | EA |  | 1 Year | 16 | 5% | 15.2
78898 | Hubbell | PS6GN05 | P-CORD,CAT6,SHIELDED,GN,5' | EA |  | 1 Year | 19.6 | 5% | 18.62
78899 | Hubbell | PS6GN07 | P-CORD,CAT6,SHIELDED,GN,7' | EA |  | 1 Year | 21.25 | 5% | 20.1875
78900 | Hubbell | PS6GN10 | P-CORD,CAT6,SHIELDED,GN,10' | EA |  | 1 Year | 23.8 | 5% | 22.61
78901 | Hubbell | PS6GN15 | P-CORD,CAT6,SHIELDED,GN,15' | EA |  | 1 Year | 28.05 | 5% | 26.6475
78902 | Hubbell | PS6GN20 | P-CORD,CAT6,SHIELDED,GN,20' | EA |  | 1 Year | 32.05 | 5% | 30.4475
78903 | Hubbell | PS6GN25 | P-CORD,CAT6,SHIELDED,GN,25' | EA |  | 1 Year | 36.25 | 5% | 34.4375
78904 | Hubbell | PS6GY03 | P-CORD,CAT6,SHIELDED,GY,3' | EA |  | 1 Year | 16 | 5% | 15.2
78905 | Hubbell | PS6GY05 | P-CORD,CAT6,SHIELDED,GY,5' | EA |  | 1 Year | 19.6 | 5% | 18.62
78906 | Hubbell | PS6GY07 | P-CORD,CAT6,SHIELDED,GY,7' | EA |  | 1 Year | 21.25 | 5% | 20.1875
78907 | Hubbell | PS6GY10 | P-CORD,CAT6,SHIELDED,GY,10' | EA |  | 1 Year | 23.8 | 5% | 22.61
78908 | Hubbell | PS6GY15 | P-CORD,CAT6,SHIELDED,GY,15' | EA |  | 1 Year | 28.05 | 5% | 26.6475
78909 | Hubbell | PS6GY20 | P-CORD,CAT6,SHIELDED,GY,20' | EA |  | 1 Year | 32.05 | 5% | 30.4475
78910 | Hubbell | PS6GY25 | P-CORD,CAT6,SHIELDED,GY,25' | EA |  | 1 Year | 36.25 | 5% | 34.4375
78911 | Hubbell | PS6OR03 | P-CORD,CAT6,SHIELDED,OR,3' | EA |  | 1 Year | 16 | 5% | 15.2
78912 | Hubbell | PS6OR05 | P-CORD,CAT6,SHIELDED,OR,5' | EA |  | 1 Year | 19.6 | 5% | 18.62
78913 | Hubbell | PS6OR07 | P-CORD,CAT6,SHIELDED,OR,7' | EA |  | 1 Year | 21.25 | 5% | 20.1875
78914 | Hubbell | PS6OR10 | P-CORD,CAT6,SHIELDED,OR,10' | EA |  | 1 Year | 23.8 | 5% | 22.61
78915 | Hubbell | PS6OR15 | P-CORD,CAT6,SHIELDED,OR,15' | EA |  | 1 Year | 28.05 | 5% | 26.6475
78916 | Hubbell | PS6OR20 | P-CORD,CAT6,SHIELDED,OR,20' | EA |  | 1 Year | 32.05 | 5% | 30.4475
78917 | Hubbell | PS6OR25 | P-CORD,CAT6,SHIELDED,OR,25' | EA |  | 1 Year | 36.25 | 5% | 34.4375
78918 | Hubbell | PS6P03 | P-CORD,CAT6,SHIELDED,PU,3' | EA |  | 1 Year | 16 | 5% | 15.2
78919 | Hubbell | PS6P05 | P-CORD,CAT6,SHIELDED,PU,5' | EA |  | 1 Year | 19.6 | 5% | 18.62
78920 | Hubbell | PS6P07 | P-CORD,CAT6,SHIELDED,PU,7' | EA |  | 1 Year | 21.25 | 5% | 20.1875
78921 | Hubbell | PS6P10 | P-CORD,CAT6,SHIELDED,PU,10' | EA |  | 1 Year | 23.8 | 5% | 22.61
78922 | Hubbell | PS6P15 | P-CORD,CAT6,SHIELDED,PU,15' | EA |  | 1 Year | 28.05 | 5% | 26.6475
78923 | Hubbell | PS6P20 | P-CORD,CAT6,SHIELDED,PU,20' | EA |  | 1 Year | 32.05 | 5% | 30.4475
78924 | Hubbell | PS6P25 | P-CORD,CAT6,SHIELDED,PU,25' | EA |  | 1 Year | 36.25 | 5% | 34.4375
78925 | Hubbell | PS6R03 | P-CORD,CAT6,SHIELDED,RD,3' | EA |  | 1 Year | 16 | 5% | 15.2
78926 | Hubbell | PS6R05 | P-CORD,CAT6,SHIELDED,RD,5' | EA |  | 1 Year | 19.6 | 5% | 18.62
78927 | Hubbell | PS6R07 | P-CORD,CAT6,SHIELDED,RD,7' | EA |  | 1 Year | 21.25 | 5% | 20.1875
78928 | Hubbell | PS6R10 | P-CORD,CAT6,SHIELDED,RD,10' | EA |  | 1 Year | 23.8 | 5% | 22.61
78929 | Hubbell | PS6R15 | P-CORD,CAT6,SHIELDED,RD,15' | EA |  | 1 Year | 28.05 | 5% | 26.6475
78930 | Hubbell | PS6R20 | P-CORD,CAT6,SHIELDED,RD,20' | EA |  | 1 Year | 32.05 | 5% | 30.4475
78931 | Hubbell | PS6R25 | P-CORD,CAT6,SHIELDED,RD,25' | EA |  | 1 Year | 36.25 | 5% | 34.4375
78932 | Hubbell | PS6W03 | P-CORD,CAT6,SHIELDED,WH,3' | EA |  | 1 Year | 16 | 5% | 15.2
78933 | Hubbell | PS6W05 | P-CORD,CAT6,SHIELDED,WH,5' | EA |  | 1 Year | 19.6 | 5% | 18.62
78934 | Hubbell | PS6W07 | P-CORD,CAT6,SHIELDED,WH,7' | EA |  | 1 Year | 21.25 | 5% | 20.1875
78935 | Hubbell | PS6W10 | P-CORD,CAT6,SHIELDED,WH,10' | EA |  | 1 Year | 23.8 | 5% | 22.61
78936 | Hubbell | PS6W15 | P-CORD,CAT6,SHIELDED,WH,15' | EA |  | 1 Year | 28.05 | 5% | 26.6475
78937 | Hubbell | PS6W20 | P-CORD,CAT6,SHIELDED,WH,20' | EA |  | 1 Year | 32.05 | 5% | 30.4475
78938 | Hubbell | PS6W25 | P-CORD,CAT6,SHIELDED,WH,25' | EA |  | 1 Year | 36.25 | 5% | 34.4375
78939 | Hubbell | PS6Y03 | P-CORD,CAT6,SHIELDED,YL,3' | EA |  | 1 Year | 16 | 5% | 15.2
78940 | Hubbell | PS6Y05 | P-CORD,CAT6,SHIELDED,YL,5' | EA |  | 1 Year | 19.6 | 5% | 18.62
78941 | Hubbell | PS6Y07 | P-CORD,CAT6,SHIELDED,YL,7' | EA |  | 1 Year | 21.25 | 5% | 20.1875
78942 | Hubbell | PS6Y10 | P-CORD,CAT6,SHIELDED,YL,10' | EA |  | 1 Year | 23.8 | 5% | 22.61
78943 | Hubbell | PS6Y15 | P-CORD,CAT6,SHIELDED,YL,15' | EA |  | 1 Year | 28.05 | 5% | 26.6475
78944 | Hubbell | PS6Y20 | P-CORD,CAT6,SHIELDED,YL,20' | EA |  | 1 Year | 32.05 | 5% | 30.4475
78945 | Hubbell | PS6Y25 | P-CORD,CAT6,SHIELDED,YL,25' | EA |  | 1 Year | 36.25 | 5% | 34.4375
78946 | Hubbell | PT12CA | PREM-TRAK & PLUGTRAK, COND ADAP | EA |  | 1 Year | 8.65 | 5% | 8.2175
78947 | Hubbell | PT12CABK | PREM-TRAK & PLUGTRAK, COND ADAP, BLK | EA |  | 1 Year | 8.65 | 5% | 8.2175
78948 | Hubbell | PT12CAW | PREM-TRAK & PLUGTRAK, COND ADAP, WHT | EA |  | 1 Year | 8.65 | 5% | 8.2175
78949 | Hubbell | PT12DBA | PREM-TRAK & PLUGTRAK, DEEP BOX | EA |  | 1 Year | 10.7 | 5% | 10.165
78950 | Hubbell | PT12LFB | PREM-TRAK & PLUGTRAK, LIGHT FIXT BOX | EA |  | 1 Year | 21.15 | 5% | 20.0925
78951 | Hubbell | PT12LPB | PREM-TRAK & PLUGTRAK, LOW PRO BOX | EA |  | 1 Year | 8.15 | 5% | 7.7425
78952 | Hubbell | PT12SBA | PREM-TRAK & PLUGTRAK, STAND BOX | EA |  | 1 Year | 8.7 | 5% | 8.265
78953 | Hubbell | PT12TGB | PREM-TRAK & PLUGTRAK, 2-G BOX | EA |  | 1 Year | 17.45 | 5% | 16.5775
78954 | Hubbell | PT153112P | PORT-PLUGTRAK, 15A, 3'L, 3 DUP, 6' CORD | EA |  | 1 Year | 130 | 5% | 123.5
78955 | Hubbell | PT153112UPBK | PTRAK,NM,3' PORT,1USB,4-15A TR/RECPT,BLK | EA |  | 1 Year | 198 | 5% | 188.1
78956 | Hubbell | PT153112UPW | PTRAK,NM,3' PORT,1USB,4-15A TR/RECPT,WHT | EA |  | 1 Year | 198 | 5% | 188.1
78957 | Hubbell | PT155112 | PLUGTRAK, 5', 15A, 1CIRC, 5 DUP | EA |  | 1 Year | 67.1 | 5% | 63.745
78958 | Hubbell | PT155112P | PORT-PLUGTRAK, 15A, 5'L, 5 DUP, 6' CORD | EA |  | 1 Year | 157 | 5% | 149.15
78959 | Hubbell | PT155112TR | PLUGTRAK TAMPER RESIST 15A 5FT NONMETAL | EA |  | 1 Year | 88.3 | 5% | 83.885
78960 | Hubbell | PT155112W | PLUGTRAK, 5', 15A, 1CIRC, 5 DUP, WHT | EA |  | 1 Year | 67.1 | 5% | 63.745
78961 | Hubbell | PT155115 | PLUGTRAK, 5', 15A, 1CIRC, 4 DUP | EA |  | 1 Year | 75.95 | 5% | 72.1525
78962 | Hubbell | PT155130 | PLUGTRAK, 5', 15A, 1CIRC, 2 DUP | EA |  | 1 Year | 65.4 | 5% | 62.13
78963 | Hubbell | PT155212 | PLUGTRAK, 5', 15A, 2CIRC, 5 DUP | EA |  | 1 Year | 93.15 | 5% | 88.4925
78964 | Hubbell | PT155212BK | PLUGTRAK, 5', 15A, 2CIRC, 5 DUP, BLK | EA |  | 1 Year | 93.15 | 5% | 88.4925
78965 | Hubbell | PT155212W | PLUGTRAK, 5', 15A, 2CIRC, 5 DUP, WHT | EA |  | 1 Year | 93.15 | 5% | 88.4925
78966 | Hubbell | PT156112 | PLUGTRAK, 6', 15A, 1CIRC, 6 DUP | EA |  | 1 Year | 76.05 | 5% | 72.2475
78967 | Hubbell | PT156112BK | PLUGTRAK, 6', 15A, 1CIRC, 6 DUP, BK | EA |  | 1 Year | 112 | 5% | 106.4
78968 | Hubbell | PT156112UBK | PTRAK,NM,6',2USB 4PRT,4-15A TR RCPT,BLK | EA |  | 1 Year | 172 | 5% | 163.4
78969 | Hubbell | PT156112UW | PTRAK,NM,6',2USB 4PRT,4-15A TR RCPT,WHT | EA |  | 1 Year | 172 | 5% | 163.4
78970 | Hubbell | PT156118 | PLUGTRAK, 6', 15A, 1CIRC, 4 DUP | EA |  | 1 Year | 63.6 | 5% | 60.42
78971 | Hubbell | PT156124 | PLUGTRAK, 6', 15A, 1CIRC, 3 DUP | EA |  | 1 Year | 69.65 | 5% | 66.1675
78972 | Hubbell | PT156212 | PLUGTRAK, 6', 15A, 2CIRC, 6 DUP | EA |  | 1 Year | 87.4 | 5% | 83.03
78973 | Hubbell | PT156212BK | PLUGTRAK, 6', 15A, 2CIRC, 6 DUP, BLK | EA |  | 1 Year | 87.4 | 5% | 83.03
78974 | Hubbell | PT156212W | PLUGTRAK, 6', 15A, 2CIRC, 6 DUP, WHT | EA |  | 1 Year | 87.4 | 5% | 83.03
78975 | Hubbell | PT15R2OWTR | PLUGTRAK 15A TAMPER DUPLEX OFF WHT | EA |  | 1 Year | 33.6 | 5% | 31.92
78976 | Hubbell | PT1ABC5 | PREM-TRAK1, ADHESIVE BS+CVR, 5' | FT |  | 1 Year | 2.65 | 5% | 2.5175
78977 | Hubbell | PT1ABC7 | PREM-TRAK1, ADHESIVE BS+CVR, 7' | FT |  | 1 Year | 2.5 | 5% | 2.375
78978 | Hubbell | PT1BC5 | PREM-TRAK1, BASE & COVER, 5' | FT |  | 1 Year | 1.92 | 5% | 1.824
78979 | Hubbell | PT1BC7 | PREM-TRAK1, BASE & COVER, 7' | FT |  | 1 Year | 1.83 | 5% | 1.7385
78980 | Hubbell | PT1EC | PREM-TRAK1, END CAP FTG | EA |  | 1 Year | 1.7 | 5% | 1.615
78981 | Hubbell | PT1EE | PREM-TRAK1, EXT ELBOW FTG | EA |  | 1 Year | 2.35 | 5% | 2.2325
78982 | Hubbell | PT1FE | PREM-TRAK1, FLAT ELBOW FTG | EA |  | 1 Year | 2.35 | 5% | 2.2325
78983 | Hubbell | PT1IE | PREM-TRAK1, INT ELBOW FTG | EA |  | 1 Year | 2.5 | 5% | 2.375
78984 | Hubbell | PT1RCGY | RACEWAY, PLUGTRAK 15A, SGL, REP RECP, GY | EA |  | 1 Year | 13.4 | 5% | 12.73
78985 | Hubbell | PT1RCIG | RACEWAY, PLUGTRAK 15A, IG SGL REP RCPT | EA |  | 1 Year | 15.8 | 5% | 15.01
78986 | Hubbell | PT1RGY | RACEWAY, PLUGTRAK 20A, SGL, REP RECP, GY | EA |  | 1 Year | 14.3 | 5% | 13.585
78987 | Hubbell | PT1SC | PREM-TRAK1, SPLICE COVER | EA |  | 1 Year | 0.94 | 5% | 0.893
78988 | Hubbell | PT1TC | PREM-TRAK1, TEE COVER FTG | EA |  | 1 Year | 3.85 | 5% | 3.6575
78989 | Hubbell | PT1WTA | PREM-TRAK1 TO WALLTRAK1, REDUCE | EA |  | 1 Year | 6 | 5% | 5.7
78990 | Hubbell | PT203112P | PORT-PLUGTRAK, 20A, 3'L, 3 DUP, 6' CORD | EA |  | 1 Year | 171 | 5% | 162.45
78991 | Hubbell | PT205112 | PLUGTRAK, 5', 20A, 1CIRC, 5 DUP | EA |  | 1 Year | 74.55 | 5% | 70.8225
78992 | Hubbell | PT205112P | PORT-PLUGTRAK, 20A, 5'L, 5 DUP, 6' CORD | EA |  | 1 Year | 208 | 5% | 197.6
78993 | Hubbell | PT205115 | PLUGTRAK, 5', 20A, 1CIRC, 4 DUP | EA |  | 1 Year | 70.95 | 5% | 67.4025
78994 | Hubbell | PT205130 | PLUGTRAK, 5', 20A, 1CIRC, 2 DUP, 30" CTR | EA |  | 1 Year | 72.9 | 5% | 69.255
78995 | Hubbell | PT205212 | PLUGTRAK, 5', 20A, 2CIRC, 5 DUP | EA |  | 1 Year | 90.15 | 5% | 85.6425
78996 | Hubbell | PT205212BK | PLUGTRAK, 5', 20A, 2CIRC, 5 DUP, BLK | EA |  | 1 Year | 90.15 | 5% | 85.6425
78997 | Hubbell | PT205212W | PLUGTRAK, 5', 20A, 2CIRC, 5 DUP, WHT | EA |  | 1 Year | 90.15 | 5% | 85.6425
78998 | Hubbell | PT205215 | PLUGTRAK, 5', 20A, 2CIRC, 4 DUP | EA |  | 1 Year | 98.05 | 5% | 93.1475
78999 | Hubbell | PT206108 | PLUGTRAK, 6', 20A, 1CIRC, 9 DUP | EA |  | 1 Year | 95.7 | 5% | 90.915
79000 | Hubbell | PT206112 | PLUGTRAK, 6', 20A, 1CIRC, 6 DUP | EA |  | 1 Year | 83.8 | 5% | 79.61
79001 | Hubbell | PT206118 | PLUGTRAK, 6', 20A, 1CIRC, 4 DUP | EA |  | 1 Year | 69.3 | 5% | 65.835
79002 | Hubbell | PT206124 | PLUGTRAK, 6', 20A, 1CIRC, 3 DUP | EA |  | 1 Year | 63.6 | 5% | 60.42
79003 | Hubbell | PT206136 | PLUGTRAK, 6', 20A, 1CIRC, 2 DUP | EA |  | 1 Year | 55.35 | 5% | 52.5825
79004 | Hubbell | PT206206BK | PLUGTRAK, 6', 20A, 2CIRC, 12 DUP, BLK | EA |  | 1 Year | 131 | 5% | 124.45
79005 | Hubbell | PT206206W | PLUGTRAK, 6', 20A, 2CIRC, 12 DUP, WHT | EA |  | 1 Year | 131 | 5% | 124.45
79006 | Hubbell | PT206208 | PLUGTRAK, 6', 20A, 2CIRC, 9 DUP | EA |  | 1 Year | 131 | 5% | 124.45
79007 | Hubbell | PT206212 | PLUGTRAK, 6', 20A, 2CIRC, 6 DUP | EA |  | 1 Year | 101 | 5% | 95.95
79008 | Hubbell | PT206218 | PLUGTRAK, 6', 20A, 2CIRC, 4 DUP | EA |  | 1 Year | 84.6 | 5% | 80.37
79009 | Hubbell | PT206224 | PLUGTRAK, 6', 20A, 2CIRC, 3 DUP | EA |  | 1 Year | 103 | 5% | 97.85
79010 | Hubbell | PT20R2OWTR | PLUGTRAK 20A TAMPER DUPLEX OFF WHT | EA |  | 1 Year | 34.8 | 5% | 33.06
79011 | Hubbell | PT27A | FRPT, 2" THRU FLOOR FTG | EA |  | 1 Year | 160 | 5% | 152
79012 | Hubbell | PT2FIT | FRPT, 2" THRU FLOOR FTG, LOW VOLT | EA |  | 1 Year | 298 | 5% | 283.1
79013 | Hubbell | PT2RCIG | RACEWAY, PLUGTRAK 15A, IG DUP REP RCPT | EA |  | 1 Year | 19.85 | 5% | 18.8575
79014 | Hubbell | PT2X2ALU3 | FRPT, 2X2, COMP UNIT, BK/ALU | EA |  | 1 Year | 528 | 5% | 501.6
79015 | Hubbell | PT2X2BL | FRPT, 2X2, COMP UNIT, BL | EA |  | 1 Year | 377 | 5% | 358.15
79016 | Hubbell | PT2X2BRS | FRPT, 2X2, COMP UNIT, BRS | EA |  | 1 Year | 467 | 5% | 443.65
79017 | Hubbell | PT2X2BRS3 | FRPT, 2X2, COMP UNIT, BK/BRS | EA |  | 1 Year | 467 | 5% | 443.65
79018 | Hubbell | PT2X2CBL | FRPT, 2X2, REP CVR, BK | EA |  | 1 Year | 48.65 | 5% | 46.2175
79019 | Hubbell | PT2X2CBRS | FRPT, 2X2, REP CVR, BRS | EA |  | 1 Year | 75.65 | 5% | 71.8675
79020 | Hubbell | PT2X2CGY | FRPT, 2X2, REP CVR, GY | EA |  | 1 Year | 57.45 | 5% | 54.5775
79021 | Hubbell | PT2X2FIT | FRPT, 2X2, THRU FLOOR FTG | EA |  | 1 Year | 222 | 5% | 210.9
79022 | Hubbell | PT2X2GY | FRPT, 2X2, COMP UNIT, GY | EA |  | 1 Year | 377 | 5% | 358.15
79023 | Hubbell | PT2X2IGALU3 | FRPT, 2X2, COMP IG UNIT, BK/ALU | EA |  | 1 Year | 560 | 5% | 532
79024 | Hubbell | PT2X2IGBL | FRPT, 2X2, COMP IG UNIT, BL | EA |  | 1 Year | 401 | 5% | 380.95
79025 | Hubbell | PT2X2IGBRS | FFPT, 2X2, COMP IG UNIT, BRS | EA |  | 1 Year | 495 | 5% | 470.25
79026 | Hubbell | PT2X2IGBRS3 | FRPT, 2X2, COMP IG UNIT, BK/BRS | EA |  | 1 Year | 495 | 5% | 470.25
79027 | Hubbell | PT2X2IGGY | FRPT, 2X2, COMP IG UNIT, GY | EA |  | 1 Year | 401 | 5% | 380.95
79028 | Hubbell | PT2X2SFALU3 | FRPT, 2X2, SERV FTG, BK/ALU | EA |  | 1 Year | 225 | 5% | 213.75
79029 | Hubbell | PT2X2SFBL | FRPT, 2X2, SERV FTG, BK | EA |  | 1 Year | 145 | 5% | 137.75
79030 | Hubbell | PT2X2SFBRS | FRPT, 2X2, SERV FTG, BRS | EA |  | 1 Year | 216 | 5% | 205.2
79031 | Hubbell | PT2X2SFBRS3 | FRPT, 2X2, SERV FTG, BK/BRS | EA |  | 1 Year | 200 | 5% | 190
79032 | Hubbell | PT2X2SFGY | FRPT, 2X2, SERV FTG, GY | EA |  | 1 Year | 145 | 5% | 137.75
79033 | Hubbell | PT4APBL | FRPT, ABANDON PLATE, 4" BK | EA |  | 1 Year | 75.95 | 5% | 72.1525
79034 | Hubbell | PT4APGY | FRPT, ABANDON PLATE, 4" GY | EA |  | 1 Year | 75.95 | 5% | 72.1525
79035 | Hubbell | PT71SD | FLSH FRPT THRU-FTG,1SERV,FURNFEED,GY | EA |  | 1 Year | 143 | 5% | 135.85
79036 | Hubbell | PT73FFSDBK | FRPT, 3-SERV, FURNFEED, 1-PC BK | EA |  | 1 Year | 307 | 5% | 291.65
79037 | Hubbell | PT73FFSDGY | FLSH FRPT THRU-FTG,3SERV,FURNFEED,GY | EA |  | 1 Year | 307 | 5% | 291.65
79038 | Hubbell | PT73FFSDI | FLSH FRPT THRU-FTG,3SERV,FURNFEED,IV | EA |  | 1 Year | 307 | 5% | 291.65
79039 | Hubbell | PT73SD | FLSH FRPT THRU-FTG ONLY | EA |  | 1 Year | 137 | 5% | 130.15
79040 | Hubbell | PT7FFSDGY | FLUSH FRPT, 1 SERV, FURN FEED, GY | EA |  | 1 Year | 288 | 5% | 273.6
79041 | Hubbell | PT7FFSDI | FLUSH FRPT, 1 SERV, FURN FEED, IV | EA |  | 1 Year | 288 | 5% | 273.6
79042 | Hubbell | PT7FSD | THRU-FLOOR FITTING, 3" FLUSH FRPT | EA |  | 1 Year | 144 | 5% | 136.8
79043 | Hubbell | PT7FSDBLA | FLUSH FRPT, W/20A DUP/TELE/DATA,BK | EA |  | 1 Year | 333 | 5% | 316.35
79044 | Hubbell | PT7FSDBRA | FLUSH FRPT, W/20A DUP/TELE/DATA,BR | EA |  | 1 Year | 333 | 5% | 316.35
79045 | Hubbell | PT7FSDBRCA | FLUSH FRPT, W/15A DUP/TELE/DATA,BR | EA |  | 1 Year | 333 | 5% | 316.35
79046 | Hubbell | PT7FSDBRS2A | FLUSH FRPT, W/20A DUP/TELE/DATA,BRS | EA |  | 1 Year | 528 | 5% | 501.6
79047 | Hubbell | PT7FSDBRS3A | FLUSH FRPT W/20A DUP/TELE/DATA, BRS | EA |  | 1 Year | 453 | 5% | 430.35
79048 | Hubbell | PT7FSDGYA | FLUSH FRPT W/20A DUP/TELE/DATA, GY | EA |  | 1 Year | 333 | 5% | 316.35
79049 | Hubbell | PT7FSDGYCA | FLUSH FRPT W/20A DUP/TELE/DATA, GY, CHI | EA |  | 1 Year | 333 | 5% | 316.35
79050 | Hubbell | PT7FSDIA | FLUSH FRPT W/15A DUP/TELE/DATA, IV | EA |  | 1 Year | 333 | 5% | 316.35
79051 | Hubbell | PT7FSDICA | FLUSH FRPT W/15A DUP/TELE/DATA, IV,W/BOX | EA |  | 1 Year | 333 | 5% | 316.35
79052 | Hubbell | PT7IGFSDBRSA | FLUSH FRPT IG 20A DUP/TELE/DATA, BRS | EA |  | 1 Year | 598 | 5% | 568.1
79053 | Hubbell | PT7IGFSDGYA | FLUSH FRPT IG 20A DUP/TELE/DATA, GY | EA |  | 1 Year | 369 | 5% | 350.55
79054 | Hubbell | PT7IGFSDIA | FLUSH FRPT IG 20A DUP/TELE/DATA, IV | EA |  | 1 Year | 369 | 5% | 350.55
79055 | Hubbell | PT7XC | FRPT FITTING, 3" THRU-FLOOR , ONLY | EA |  | 1 Year | 253 | 5% | 240.35
79056 | Hubbell | PW1ABC5 | WALLTRAK1 ADHESIVE BC+CRV, 5' | FT |  | 1 Year | 3.9 | 5% | 3.705
79057 | Hubbell | PW1ABC7 | WALLTRAK ADHESIVE BC+CRV, 7' | FT |  | 1 Year | 3.9 | 5% | 3.705
79058 | Hubbell | PW1BC5 | WALLTRAK 1 BC+CRV, 5' | FT |  | 1 Year | 2.85 | 5% | 2.7075
79059 | Hubbell | PW1BC7 | WALLTRAK1 BC+CRV,7' | FT |  | 1 Year | 2.85 | 5% | 2.7075
79060 | Hubbell | PW1CA | WALLTRAK1 CONDUIT ADPT. | EA |  | 1 Year | 7.95 | 5% | 7.5525
79061 | Hubbell | PW1DBA | WALLTRAK1 DEEP BOX | EA |  | 1 Year | 12.1 | 5% | 11.495
79062 | Hubbell | PW1EC | WALLTRAK1 , END CAP | EA |  | 1 Year | 1.49 | 5% | 1.4155
79063 | Hubbell | PW1EE | WALLTRAK EXT. ELBOW | EA |  | 1 Year | 3.15 | 5% | 2.9925
79064 | Hubbell | PW1FE | WALLTRAK1 FLAT ELBOW | EA |  | 1 Year | 3.15 | 5% | 2.9925
79065 | Hubbell | PW1IE | WALLTRAK1 INT. ELBOW | EA |  | 1 Year | 2.8 | 5% | 2.66
79066 | Hubbell | PW1LFB | WALLTRAK1 LIGHT FIXT BOX | EA |  | 1 Year | 18.85 | 5% | 17.9075
79067 | Hubbell | PW1LPB | WALLTRAK1 LOW PRO BOX | EA |  | 1 Year | 8.5 | 5% | 8.075
79068 | Hubbell | PW1SBA | WALLTRAK1 STAND BOX | EA |  | 1 Year | 9.35 | 5% | 8.8825
79069 | Hubbell | PW1SC | WALLTRAK 1 SPLICE COVER | EA |  | 1 Year | 1.03 | 5% | 0.9785
79070 | Hubbell | PW1TC | WALLTRAK1 TEE FTG | EA |  | 1 Year | 4.35 | 5% | 4.1325
79071 | Hubbell | PW1TGB | WALLTRAK1 2-G BOX | EA |  | 1 Year | 18.55 | 5% | 17.6225
79072 | Hubbell | PW2ABC5 | WALLTRAK2, ADHESIVE BS+CRV, 5' | FT |  | 1 Year | 6.1 | 5% | 5.795
79073 | Hubbell | PW2ABC7 | WALLTRAK2, ADHESIVE BS+CRV, 7' | FT |  | 1 Year | 7.2 | 5% | 6.84
79074 | Hubbell | PW2BC5 | WALLTRAK2, BS+CRV, 5' | FT |  | 1 Year | 5.2 | 5% | 4.94
79075 | Hubbell | PW2BC7 | WALLTRAK2, BS+CRV, 7' | FT |  | 1 Year | 6.1 | 5% | 5.795
79076 | Hubbell | PW2CACF | WALLTRAK2, CEILING/COND ADAPT | EA |  | 1 Year | 9.9 | 5% | 9.405
79077 | Hubbell | PW2EC | WALLTRAK2, END CAP | EA |  | 1 Year | 2.6 | 5% | 2.47
79078 | Hubbell | PW2EE | WALLTRAK2, EXT ELBOW | EA |  | 1 Year | 3.8 | 5% | 3.61
79079 | Hubbell | PW2EEBC | WALLTRAK2, BS+CVR, EXT ELBOW | EA |  | 1 Year | 8.7 | 5% | 8.265
79080 | Hubbell | PW2FE | WALLTRAK2, FLAT ELBOW | EA |  | 1 Year | 3.15 | 5% | 2.9925
79081 | Hubbell | PW2FEBC | WALLTRAK2, BS+CVR, FLAT ELBOW | EA |  | 1 Year | 8.15 | 5% | 7.7425
79082 | Hubbell | PW2IE | WALLTRAK2, INTERNAL ELBOW | EA |  | 1 Year | 3.15 | 5% | 2.9925
79083 | Hubbell | PW2IEBC | WALLTRAK2, BS+CVR, INT ELBOW | EA |  | 1 Year | 8.15 | 5% | 7.7425
79084 | Hubbell | PW2RED | WALLTRAK2, REDUCING FITTING | EA |  | 1 Year | 6.1 | 5% | 5.795
79085 | Hubbell | PW2SC | WALLTRAK2, SPLICE COVER | EA |  | 1 Year | 1.57 | 5% | 1.4915
79086 | Hubbell | PW2SS | WALLTRAK2, SECURITY STRAP | EA |  | 1 Year | 2.05 | 5% | 1.9475
79087 | Hubbell | PW2TC | WALLTRAK2, TEE FTG | EA |  | 1 Year | 4.45 | 5% | 4.2275
79088 | Hubbell | PW2TCBC | WALLTRAK2, BS+CVR, TEE FTG | EA |  | 1 Year | 9.7 | 5% | 9.215
79089 | Hubbell | PWFB10MPCR15GRY | CR15GRYP2 W/ PLATE, 10G, STRANDED | EA |  | 1 Year | 26.75 | 5% | 25.4125
79090 | Hubbell | PWFB10MPCR15GRYTR | CR15GRYTRP2 W/ PLATE, 10G, STRANDED | EA |  | 1 Year | 32.5 | 5% | 30.875
79091 | Hubbell | PWFB10MPCR20GRY | CR20GRYP2 W/ PLATE, 10G, STRANDED | EA |  | 1 Year | 27.25 | 5% | 25.8875
79092 | Hubbell | PWFB10MPCR20GRYTR | CR20GRYTRP2 W/ PLATE, 10G, STRANDED | EA |  | 1 Year | 33.95 | 5% | 32.2525
79093 | Hubbell | PWFB10MPDR15GRY | DR15GRYP2 W/ PLATE, 10G, STRANDED | EA |  | 1 Year | 30.9 | 5% | 29.355
79094 | Hubbell | PWFB10MPDR15GRYTR | DR15GRYTRP2 W/ PLATE, 2/4/6G, STRANDED | EA |  | 1 Year | 36.55 | 5% | 34.7225
79095 | Hubbell | PWFB10MPDR20GRY | DR20GRYP2 W/ PLATE, 10G, STRANDED | EA |  | 1 Year | 31.95 | 5% | 30.3525
79096 | Hubbell | PWFB10MPDR20GRYTR | DR20GRYTRP2 W/ PLATE, 10G, STRANDED | EA |  | 1 Year | 37.95 | 5% | 36.0525
79097 | Hubbell | PWFBMPCR15GRY | CR15GRYP2 W/ PLATE, 2/4/6G, STRANDED | EA |  | 1 Year | 21.9 | 5% | 20.805
79098 | Hubbell | PWFBMPCR15GRYTR | CR15GRYTRP2 W/ PLATE, 2/4/6G, STRANDED | EA |  | 1 Year | 27.7 | 5% | 26.315
79099 | Hubbell | PWFBMPCR20GRY | CR20GRYP2 W/ PLATE, 2/4/6G, STRANDED | EA |  | 1 Year | 22.55 | 5% | 21.4225
79100 | Hubbell | PWFBMPCR20GRYTR | CR20GRYTRP2 W/ PLATE, 2/4/6G, STRANDED | EA |  | 1 Year | 29.15 | 5% | 27.6925
79101 | Hubbell | PWFBMPDR15GRY | DR15GRYP2 W/ PLATE, 2/4/6G, STRANDED | EA |  | 1 Year | 26.15 | 5% | 24.8425
79102 | Hubbell | PWFBMPDR15GRYTR | DR15GRYTRP2 W/ PLATE, 2/4/6G | EA |  | 1 Year | 31.65 | 5% | 30.0675
79103 | Hubbell | PWFBMPDR20GRY | DR20GRYP2 W/ PLATE, 2/4/6G, STRANDED | EA |  | 1 Year | 27.05 | 5% | 25.6975
79104 | Hubbell | PWFBMPDR20GRYTR | DR20GRYTRP2 W/ PLATE, 2/4/6G, STRANDED | EA |  | 1 Year | 33.25 | 5% | 31.5875
79105 | Hubbell | Q106B | STYLELINE DUPLEX OUTLET FRAME, 4 P,BK | EA |  | 1 Year | 3.9 | 5% | 3.705
79106 | Hubbell | Q106E | STYLELINE DUPLEX OUTLET FRAME, 4 P,EI | EA |  | 1 Year | 3.9 | 5% | 3.705
79107 | Hubbell | Q106G | STYLELINE DUPLEX OUTLET FRAME, 4 P,GY | EA |  | 1 Year | 3.9 | 5% | 3.705
79108 | Hubbell | Q106LA | STYLELINE DUPLEX OUTLET FRAME, 4 P,LA | EA |  | 1 Year | 3.9 | 5% | 3.705
79109 | Hubbell | Q106O | STYLELINE DUPLEX OUTLET FRAME, 4 P,OW | EA |  | 1 Year | 3.9 | 5% | 3.705
79110 | Hubbell | Q106W | STYLELINE DUPLEX OUTLET FRAME, 4 P,WH | EA |  | 1 Year | 3.9 | 5% | 3.705
79111 | Hubbell | RA12BKPK100 | W-PLATE SCREW, 1/2", BLACK, 100 PACK | PK |  | 1 Year | 38.6 | 5% | 36.67
79112 | Hubbell | RA12GYPK100 | W-PLATE SCREW, 1/2", GRAY, 100 PACK | PK |  | 1 Year | 38.6 | 5% | 36.67
79113 | Hubbell | RA12IPK100 | W-PLATE SCREW, 1/2", IVORY, 100 PACK | PK |  | 1 Year | 38.6 | 5% | 36.67
79114 | Hubbell | RA12LAPK100 | W-PLATE SCREW, 1/2", LT ALMOND, 100 PACK | PK |  | 1 Year | 38.6 | 5% | 36.67
79115 | Hubbell | RA12PK100 | W-PLATE SCREW, 1/2", BROWN, 100 PACK | PK |  | 1 Year | 38.6 | 5% | 36.67
79116 | Hubbell | RA12WPK100 | W-PLATE SCREW, 1/2", WHITE, 100 PACK | PK |  | 1 Year | 38.6 | 5% | 36.67
79117 | Hubbell | RA38BKPK100 | W-PLATE SCREW, 3/8", BLACK, 100 PACK | PK |  | 1 Year | 40.9 | 5% | 38.855
79118 | Hubbell | RA38BRPK100 | W-PLATE SCREW, 3/8", BRASS, 100 PACK | PK |  | 1 Year | 41.65 | 5% | 39.5675
79119 | Hubbell | RA38CHPK100 | W-PLATE SCREW, 3/8", CHROME, 100 PACK | PK |  | 1 Year | 41.65 | 5% | 39.5675
79120 | Hubbell | RA38GYPK100 | W-PLATE SCREW, 3/8", GRAY, 100 PACK | PK |  | 1 Year | 40.9 | 5% | 38.855
79121 | Hubbell | RA38IPK100 | W-PLATE SCREW, 3/8", IVORY, 100 PACK | PK |  | 1 Year | 40.9 | 5% | 38.855
79122 | Hubbell | RA38LAPK100 | W-PLATE SCREW, 3/8", LT ALMOND, 100 PACK | PK |  | 1 Year | 40.9 | 5% | 38.855
79123 | Hubbell | RA38PK100 | W-PLATE SCREW, 3/8", BROWN, 100 PACK | PK |  | 1 Year | 40.9 | 5% | 38.855
79124 | Hubbell | RA38SSPK100 | W-PLATE SCREW, 3/8", STAINLESS, 100 PACK | PK |  | 1 Year | 41.65 | 5% | 39.5675
79125 | Hubbell | RA38WPK100 | W-PLATE SCREW, 3/8", WHITE, 100 PACK | PK |  | 1 Year | 40.9 | 5% | 38.855
79126 | Hubbell | RA40 | MOUNTING STRAP, WITH SCREWS | EA |  | 1 Year | 5.85 | 5% | 5.5575
79127 | Hubbell | RA58BRPK100 | W-PLATE SCREW, 5/8", BRASS, 100 PACK | PK |  | 1 Year | 80.2 | 5% | 76.19
79128 | Hubbell | RA58CHPK100 | W-PLATE SCREW, 5/8", CHROME, 100 PACK | PK |  | 1 Year | 80.2 | 5% | 76.19
79129 | Hubbell | RA58SSPK100 | W-PLATE SCREW, 5/8", STAINLESS, 100 PACK | PK |  | 1 Year | 80.2 | 5% | 76.19
79130 | Hubbell | RA756 | TOGGLE ADAPTER, BLANK, BROWN | EA |  | 1 Year | 7.6 | 5% | 7.22
79131 | Hubbell | RA756I | TOGGLE ADAPTER, BLANK, IVORY | EA |  | 1 Year | 7.6 | 5% | 7.22
79132 | Hubbell | RA756W | TOGGLE ADAPTER, BLANK, WHITE | EA |  | 1 Year | 7.6 | 5% | 7.22
79133 | Hubbell | RA88 | W-PLATE SCREW, 1", BROWN (1=100) | EA |  | 1 Year | 37.75 | 5% | 35.8625
79134 | Hubbell | RA88BK | W-PLATE SCREW, 1", BLACK (1=100) | EA |  | 1 Year | 37.75 | 5% | 35.8625
79135 | Hubbell | RA88GY | W-PLATE SCREW, 1", GRAY (1=100) | EA |  | 1 Year | 37.75 | 5% | 35.8625
79136 | Hubbell | RA88IPK100 | W-PLATE SCREW, 1", IVORY, 100 PACK | PK |  | 1 Year | 44.6 | 5% | 42.37
79137 | Hubbell | RA88SSPK100 | W-PLATE SCREW, 1", STAINLESS, 100 PACK | PK |  | 1 Year | 83.25 | 5% | 79.0875
79138 | Hubbell | RA88WPK100 | W-PLATE SCREW, 1", WHITE, 100 PACK | PK |  | 1 Year | 44.6 | 5% | 42.37
79139 | Hubbell | RAFB4ALU | ROUND AFB, 4-G, 6.5IN DEEP, ALUM COVER | EA |  | 1 Year | 619 | 5% | 588.05
79140 | Hubbell | RAFB4BASE | ROUND AFB, 4-G, 6.5IN DEEP, TEMP COVER | EA |  | 1 Year | 196 | 5% | 186.2
79141 | Hubbell | RAFB4BLK | ROUND AFB, 4-G, 6.5IN DEEP, BLACK COVER | EA |  | 1 Year | 619 | 5% | 588.05
79142 | Hubbell | RAFB4BRS | ROUND AFB, 4-G, 6.5IN DEEP, BRASS COVER | EA |  | 1 Year | 619 | 5% | 588.05
79143 | Hubbell | RAFB4BRZ | ROUND AFB, 4-G, 6.5IN DEEP, BRONZE COVER | EA |  | 1 Year | 619 | 5% | 588.05
79144 | Hubbell | RAFB4NKL | ROUND AFB, 4-G, 6.5IN DEEP, NICKEL COVER | EA |  | 1 Year | 619 | 5% | 588.05
79145 | Hubbell | RAFB4SP2AAP | RAFB 4-G SUB-PLATE 2 X EXTRON AAP | EA |  | 1 Year | 23.9 | 5% | 22.705
79146 | Hubbell | RAFB4SP3MAAP | RAFB 4-G SUB-PLATE 3X EXTRON MAAP | EA |  | 1 Year | 23.9 | 5% | 22.705
79147 | Hubbell | RAFB4SP3UIS | RAFB 4-G SUB-PLATE 3U ISTATION | EA |  | 1 Year | 21.05 | 5% | 19.9975
79148 | Hubbell | RAFB4SPBLANK | RAFB 4-G SUB-PLATE BLANK | EA |  | 1 Year | 17.25 | 5% | 16.3875
79149 | Hubbell | RAFB4SPDECO | RAFB 4-G SUB-PLATE DECORATOR | EA |  | 1 Year | 19.4 | 5% | 18.43
79150 | Hubbell | RAFB4SPDUPLEX | RAFB 4-G SUB-PLATE DUPLEX | EA |  | 1 Year | 19.4 | 5% | 18.43
79151 | Hubbell | RAFB4SPORT | RAFB 4-G SUB-PLATE ORTONICS BEZEL | EA |  | 1 Year | 35.15 | 5% | 33.3925
79152 | Hubbell | RAFB4SPTL14 | RAFB 4-G SUB-PLATE 14 TWIST LOCK | EA |  | 1 Year | 19.4 | 5% | 18.43
79153 | Hubbell | RAFB4SPTL16 | RAFB 4-G SUB-PLATE 16 TWIST LOCK | EA |  | 1 Year | 19.4 | 5% | 18.43
79154 | Hubbell | RCMB | P-PANEL,REAR CABLE MGT BAR,19",RACK MT | EA |  | 1 Year | 21.6 | 5% | 20.52
79155 | Hubbell | RCT110ALU | TRIM KITCHEN COUNTER SURF ALUM | EA |  | 1 Year | 64.3 | 5% | 61.085
79156 | Hubbell | RCT110BK | TRIM KITCHEN COUNTER SURF BLACK | EA |  | 1 Year | 59.8 | 5% | 56.81
79157 | Hubbell | RCT110BR | TRIM KITCHEN COUNTER SURF BRASS | EA |  | 1 Year | 64.3 | 5% | 61.085
79158 | Hubbell | RCT110BZE | TRIM KITCHEN COUNTER SURF BRONZE | EA |  | 1 Year | 70.85 | 5% | 67.3075
79159 | Hubbell | RCT110CH | TRIM KITCHEN COUNTER SURF CHROME | EA |  | 1 Year | 70.85 | 5% | 67.3075
79160 | Hubbell | RCT110NI | TRIM KITCHEN COUNTER SURF NICKEL | EA |  | 1 Year | 70.85 | 5% | 67.3075
79161 | Hubbell | RCT110W | TRIM KITCHEN COUNTER SURF WHITE | EA |  | 1 Year | 59.8 | 5% | 56.81
79162 | Hubbell | RCT111ALU | TRIM KITCHEN COUNTER FLUSH ALUM | EA |  | 1 Year | 64.3 | 5% | 61.085
79163 | Hubbell | RCT111BK | TRIM KITCHEN COUNTER FLUSH BLACK | EA |  | 1 Year | 59.8 | 5% | 56.81
79164 | Hubbell | RCT111BR | TRIM KITCHEN COUNTER FLUSH BRASS | EA |  | 1 Year | 64.3 | 5% | 61.085
79165 | Hubbell | RCT111BZE | TRIM KITCHEN COUNTER FLUSH BRONZE | EA |  | 1 Year | 70.85 | 5% | 67.3075
79166 | Hubbell | RCT111CH | TRIM KITCHEN COUNTER FLUSH CHROME | EA |  | 1 Year | 70.85 | 5% | 67.3075
79167 | Hubbell | RCT111NI | TRIM KITCHEN COUNTER FLUSH NICKEL | EA |  | 1 Year | 70.85 | 5% | 67.3075
79168 | Hubbell | RCT111W | TRIM KITCHEN COUNTER FLUSH WHITE | EA |  | 1 Year | 59.8 | 5% | 56.81
79169 | Hubbell | RCT200ALU | 15A KIT KTCN CNTR RCPT SURF ALUM | EA |  | 1 Year | 184 | 5% | 174.8
79170 | Hubbell | RCT200BK | 15A KIT KTCN CNTR RCPT SURF BLACK | EA |  | 1 Year | 179 | 5% | 170.05
79171 | Hubbell | RCT200BR | 15A KIT KTCN CNTR RCPT SURF BRASS | EA |  | 1 Year | 184 | 5% | 174.8
79172 | Hubbell | RCT200BZE | 15A KIT KTCN CNTR RCPT SURF BRONZE | EA |  | 1 Year | 191 | 5% | 181.45
79173 | Hubbell | RCT200CH | 15A KIT KTCN CNTR RCPT SURF CHROME | EA |  | 1 Year | 191 | 5% | 181.45
79174 | Hubbell | RCT200NI | 15A KIT KTCN CNTR RCPT SURF NICKEL | EA |  | 1 Year | 191 | 5% | 181.45
79175 | Hubbell | RCT200W | 15A KIT KTCN CNTR RCPT SURF WHITE | EA |  | 1 Year | 179 | 5% | 170.05
79176 | Hubbell | RCT201ALU | 15A KIT KTCN CNTR RCPT FLUSH ALUM | EA |  | 1 Year | 184 | 5% | 174.8
79177 | Hubbell | RCT201BK | 15A KIT KTCN CNTR RCPT FLUSH BLACK | EA |  | 1 Year | 179 | 5% | 170.05
79178 | Hubbell | RCT201BR | 15A KIT KTCN CNTR RCPT FLUSH BRASS | EA |  | 1 Year | 184 | 5% | 174.8
79179 | Hubbell | RCT201BZE | 15A KIT KTCN CNTR RCPT FLUSH BRONZE | EA |  | 1 Year | 191 | 5% | 181.45
79180 | Hubbell | RCT201CH | 15A KIT KTCN CNTR RCPT FLUSH CHROME | EA |  | 1 Year | 191 | 5% | 181.45
79181 | Hubbell | RCT201NI | 15A KIT KTCN CNTR RCPT FLUSH NICKEL | EA |  | 1 Year | 191 | 5% | 181.45
79182 | Hubbell | RCT201W | 15A KIT KTCN CNTR RCPT FLUSH WHITE | EA |  | 1 Year | 179 | 5% | 170.05
79183 | Hubbell | RCW1LA | WALLPLATE, 1G DEC, SNAP-ON, LA | EA |  | 1 Year | 7.05 | 5% | 6.6975
79184 | Hubbell | RCW2LA | WALLPLATE, 2G DEC, SNAP-ON, LA | EA |  | 1 Year | 13.85 | 5% | 13.1575
79185 | Hubbell | RCW4I | WALLPLATE, 4G DEC, SNAP-ON, IV | EA |  | 1 Year | 27.35 | 5% | 25.9825
79186 | Hubbell | RCW6I | WALLPLATE, 6G DEC, SNAP-ON, IV | EA |  | 1 Year | 95.05 | 5% | 90.2975
79187 | Hubbell | RCW6LA | WALLPLATE, 6G DEC, SNAP-ON, LA | EA |  | 1 Year | 95.05 | 5% | 90.2975
79188 | Hubbell | RE2 | CABINET, REM EQUIP,2 HUB,32"H,LT GY | EA |  | 1 Year | 613 | 5% | 582.35
79189 | Hubbell | RE2B | CABINET, REM EQUIP,2 HUB,32"H,BK | EA |  | 1 Year | 613 | 5% | 582.35
79190 | Hubbell | RE4 | CABINET, REM EQUIP,4 HUB,32"H,GY | EA |  | 1 Year | 689 | 5% | 654.55
79191 | Hubbell | RE4B | CABINET, REM EQUIPT,4HUB,32"H,BK | EA |  | 1 Year | 689 | 5% | 654.55
79192 | Hubbell | RE4X | CABINET, REM EQUIP,4 HUB,42"H,LT GY | EA |  | 1 Year | 1043 | 5% | 990.85
79193 | Hubbell | RE4XB | CABINET, REM EQUIP,4HUB,42"H,BK | EA |  | 1 Year | 1043 | 5% | 990.85
79194 | Hubbell | REK110 | CAB, ACCESS,REM EQUIP,110/66BK MTG RAILS | EA |  | 1 Year | 127 | 5% | 120.65
79195 | Hubbell | REK19 | CAB, ACCESS,REM EQUIP,P-PNL MTG BRKT,4U | EA |  | 1 Year | 76.2 | 5% | 72.39
79196 | Hubbell | REK19L | CAB, ACCESS,REM EQUIP,P-PNL MTG BRKT,2U | EA |  | 1 Year | 76.2 | 5% | 72.39
79197 | Hubbell | REKBB20 | CAB, ACCESS,REM EQUIP,BKBORD KT,IDF,20"H | EA |  | 1 Year | 205 | 5% | 194.75
79198 | Hubbell | REKBB30 | CAB, ACCESS,REM EQUIP,BKBORD KT,IDF,30"H | EA |  | 1 Year | 229 | 5% | 217.55
79199 | Hubbell | REKBB40 | CAB, ACCESS,REM EQUIP,BKBORD KT,IDF,40"H | EA |  | 1 Year | 259 | 5% | 246.05
79200 | Hubbell | REKBBB | CAB, ACCESS,REM EQUIP,IDF,BKBORD KT BRKT | EA |  | 1 Year | 209 | 5% | 198.55
79201 | Hubbell | REKEF | CAB, ACCESS,RE/IDF,HSQ,ECONOMY FAN KT | EA |  | 1 Year | 88.4 | 5% | 83.98
79202 | Hubbell | REKEGS | CAB, ACCESS,GROUND STRAP,15",W/RINGS | EA |  | 1 Year | 19.85 | 5% | 18.8575
79203 | Hubbell | REKF | CAB, ACCESS,REM EQUIP,FAN KIT | EA |  | 1 Year | 266 | 5% | 252.7
79204 | Hubbell | REKFF | CAB, ACCESS,REM EQUIP,DUST FILTER | EA |  | 1 Year | 116 | 5% | 110.2
79205 | Hubbell | REKFP | CAB, ACCESS,REM EQUIP,FIBER P-PANEL KT | EA |  | 1 Year | 57.95 | 5% | 55.0525
79206 | Hubbell | REKG | CAB, ACCESS,REM EQUIP,GASKET KT | EA |  | 1 Year | 36.35 | 5% | 34.5325
79207 | Hubbell | REKGB | CAB, ACCESS,REM,EQUIP,GROUNDING KT | EA |  | 1 Year | 156 | 5% | 148.2
79208 | Hubbell | REKH | CAB, ACCESS,REM EQUIP,PADLOCK KT | EA |  | 1 Year | 57.95 | 5% | 55.0525
79209 | Hubbell | REKHS | CAB, ACCESS,IDF,BKT FOR MNTG NETSLT MODS | EA |  | 1 Year | 156 | 5% | 148.2
79210 | Hubbell | REKI | CAB, ACCESS,REM EQUIP,HINGE KT,LEFT HAND | EA |  | 1 Year | 38.1 | 5% | 36.195
79211 | Hubbell | REKP | CAB, ACCESS,REM EQUIP,POWER KT | EA |  | 1 Year | 192 | 5% | 182.4
79212 | Hubbell | REKR24 | CAB, ACCESS,REM EQUIP,TRIM RING,24" | EA |  | 1 Year | 495 | 5% | 470.25
79213 | Hubbell | REKR32 | CAB, ACCESS,REM EQUIP,TRIM RING,32" | EA |  | 1 Year | 532 | 5% | 505.4
79214 | Hubbell | REKR42 | CAB, ACCESS,REM EQUIP,TRIM RING,42" | EA |  | 1 Year | 569 | 5% | 540.55
79215 | Hubbell | REKS | CAB, ACCESS,REM EQUIP,SOUND DAMP KT | EA |  | 1 Year | 169 | 5% | 160.55
79216 | Hubbell | REKSJ20 | CAB, ACCESS,JOINING KT,SIDE-SIDE,24"RBX | EA |  | 1 Year | 127 | 5% | 120.65
79217 | Hubbell | REKSJ30 | CAB, ACCESS,JOINING KT,SIDE-SIDE,32"RBX | EA |  | 1 Year | 137 | 5% | 130.15
79218 | Hubbell | REKSJ40 | CAB, ACCESS,JOINING KT,SIDE-SIDE,42"RBX | EA |  | 1 Year | 148 | 5% | 140.6
79219 | Hubbell | REKU | CAB, ACCESS,REM EQUIP,2HUB,UPGRADE KT | EA |  | 1 Year | 489 | 5% | 464.55
79220 | Hubbell | REKUB | CAB, ACCESS,REM EQUIP,2HUB,UPGRADE KT,BK | EA |  | 1 Year | 519 | 5% | 493.05
79221 | Hubbell | REKZ | CAB, ACCESS,REM EQUIP,EQUIP MTG BRKT,5U | EA |  | 1 Year | 86.65 | 5% | 82.3175
79222 | Hubbell | REKZL | CAB, ACCESS,REM EQUIP,MTG BRKT,3U | EA |  | 1 Year | 97.45 | 5% | 92.5775
79223 | Hubbell | REKZS | CAB, ACCESS,EQUIP BRKT,W/SLIDES,4U,70LBS | EA |  | 1 Year | 191 | 5% | 181.45
79224 | Hubbell | RF151C | FLOOR BX CVR 15A 125V SGL BRASS | EA |  | 1 Year | 74.65 | 5% | 70.9175
79225 | Hubbell | RF151DTR | RCPT, 15A 125V, SING DISPLAY TYPE TR BRS | EA |  | 1 Year | 74.65 | 5% | 70.9175
79226 | Hubbell | RF151R | FLOOR BOX KIT, 15A DROP-IN SGLE, BRS | EA |  | 1 Year | 64.65 | 5% | 61.4175
79227 | Hubbell | RF151TR | FLOOR BOX 15A 125V SINGLE TR COMPLETE BR | EA |  | 1 Year | 81.5 | 5% | 77.425
79228 | Hubbell | RF201R | FLOOR BOX KIT, 20A DROP-IN SGLE, BRS | EA |  | 1 Year | 74.65 | 5% | 70.9175
79229 | Hubbell | RF400 | FLOOR BOX, PVC BOX ONLY | EA |  | 1 Year | 34.1 | 5% | 32.395
79230 | Hubbell | RF406AL | FLOOR BOX, DOOR FOR RF400, NM, ALMOND | EA |  | 1 Year | 40.35 | 5% | 38.3325
79231 | Hubbell | RF406ALU | FLR BOX FLNG AND DOOR , ALUMINUM | EA |  | 1 Year | 64.3 | 5% | 61.085
79232 | Hubbell | RF406BK | FLOOR BOX, DOOR FOR RF400, NM, BLACK | EA |  | 1 Year | 40.35 | 5% | 38.3325
79233 | Hubbell | RF406BN | FLOOR BOX FLANGE AND DOOR , BROWN | EA |  | 1 Year | 40.35 | 5% | 38.3325
79234 | Hubbell | RF406BP | FLR BOX FLNG AND DOOR ,BRASS PLATED | EA |  | 1 Year | 64.3 | 5% | 61.085
79235 | Hubbell | RF406BR | FLOOR BOX FLNG AND DOOR, BRASS | EA |  | 1 Year | 104 | 5% | 98.8
79236 | Hubbell | RF406GY | FLOOR BOX FLANGE AND DOOR , GRAY | EA |  | 1 Year | 40.35 | 5% | 38.3325
79237 | Hubbell | RF407AL | FLOOR BOX, DOOR FOR RF406, NM, ALMOND | EA |  | 1 Year | 47.65 | 5% | 45.2675
79238 | Hubbell | RF407BK | FLOOR BOX, DOOR FOR RF406, NM, BLACK | EA |  | 1 Year | 47.65 | 5% | 45.2675
79239 | Hubbell | RF407BR | FLOOR BOX DOOR FOR RF406, BRASS | EA |  | 1 Year | 44.25 | 5% | 42.0375
79240 | Hubbell | RF408 | FLR BOX, DIVIDER FOR RF400 | EA |  | 1 Year | 17.45 | 5% | 16.5775
79241 | Hubbell | RF409BR | FLOOR BOX FLNG AND DOOR, TILE TRIM BRASS | EA |  | 1 Year | 92 | 5% | 87.4
79242 | Hubbell | RF500 | FLOOR BOX, DEEP, NM CABLE CLAMPS | EA |  | 1 Year | 34.1 | 5% | 32.395
79243 | Hubbell | RF506AL | FLOOR BOX, FLNG AND DOOR, ALMOND | EA |  | 1 Year | 46.25 | 5% | 43.9375
79244 | Hubbell | RF506BK | FLOOR BOX FLNG AND DOOR, BLACK | EA |  | 1 Year | 46.25 | 5% | 43.9375
79245 | Hubbell | RF506BN | FLOOR BOX FLNG AND DOOR, BROWN | EA |  | 1 Year | 46.25 | 5% | 43.9375
79246 | Hubbell | RF506BP | FLOOR BOX FLNG AND DOOR, BRASS PLT | EA |  | 1 Year | 63.2 | 5% | 60.04
79247 | Hubbell | RF506BR | FLOOR BOX FLNG AND DOOR, BRASS | EA |  | 1 Year | 104 | 5% | 98.8
79248 | Hubbell | RF506CH | FLOOR BOX FLNG AND DOOR, CHROME | EA |  | 1 Year | 63.2 | 5% | 60.04
79249 | Hubbell | RF506CU | FLOOR BOX FLNG AND DOOR, COPPER | EA |  | 1 Year | 63.2 | 5% | 60.04
79250 | Hubbell | RF506NI | FLOOR BOX FLNG AND DOOR, NICKEL | EA |  | 1 Year | 63.2 | 5% | 60.04
79251 | Hubbell | RF506SS | FLOOR BOX, FLNG AND DOOR, SS | EA |  | 1 Year | 54.6 | 5% | 51.87
79252 | Hubbell | RF507AL | FLOOR BOX, DOOR FOR RF515, ALMOND | EA |  | 1 Year | 20.85 | 5% | 19.8075
79253 | Hubbell | RF507BK | FLOOR BOX, DOOR FOR RF515, BLACK | EA |  | 1 Year | 20.85 | 5% | 19.8075
79254 | Hubbell | RF507BN | FLOOR BOX, DOOR FOR RF506, BROWN | EA |  | 1 Year | 20.85 | 5% | 19.8075
79255 | Hubbell | RF507BP | FLOOR BOX, DOOR FOR RF506, BRASS PLT | EA |  | 1 Year | 34.1 | 5% | 32.395
79256 | Hubbell | RF507BR | FLOOR BOX, DOOR FOR RF506, BRASS | EA |  | 1 Year | 44.25 | 5% | 42.0375
79257 | Hubbell | RF507CH | FLOOR BOX, DOOR FOR RF506, CHROME | EA |  | 1 Year | 34.1 | 5% | 32.395
79258 | Hubbell | RF507CU | FLOOR BOX, DOOR FOR RF506, COPPER | EA |  | 1 Year | 34.1 | 5% | 32.395
79259 | Hubbell | RF507NI | FLOOR BOX, DOOR FOR RF506, NICKEL | EA |  | 1 Year | 34.1 | 5% | 32.395
79260 | Hubbell | RF507SS | FLOOR BOX, DOOR FOR RF515, SS | EA |  | 1 Year | 20.85 | 5% | 19.8075
79261 | Hubbell | RF509BR | WOODFLOOR BOX FLNG/DOOR ,TILE TRIM BRS | EA |  | 1 Year | 92 | 5% | 87.4
79262 | Hubbell | RF515AL | FLOOR BOX KIT, WOOD FLR TYPE, 1-G, AL | EA |  | 1 Year | 74.75 | 5% | 71.0125
79263 | Hubbell | RF515BK | FLOOR BOX KIT WOOD FLR TYPE 1-G BK | EA |  | 1 Year | 88.25 | 5% | 83.8375
79264 | Hubbell | RF515BN | FLOOR BOX KIT, WOOD FLR TYPE, BR | EA |  | 1 Year | 74.75 | 5% | 71.0125
79265 | Hubbell | RF515BP | FLOOR BOX KIT, WOOD FLR TYPE, BRASS PLT | EA |  | 1 Year | 92 | 5% | 87.4
79266 | Hubbell | RF515BR | FLOOR BOX KIT, WOOD FLR TYPE, BRASS | EA |  | 1 Year | 129 | 5% | 122.55
79267 | Hubbell | RF515CH | FLOOR BOX KIT, WOOD FLR TYPE, CHROME | EA |  | 1 Year | 92 | 5% | 87.4
79268 | Hubbell | RF515CU | FLOOR BOX KIT, WOOD FLR TYPE, COPPER | EA |  | 1 Year | 92 | 5% | 87.4
79269 | Hubbell | RF515NI | FLOOR BOX KIT, WOOD FLR TYPE, NICKEL | EA |  | 1 Year | 92 | 5% | 87.4
79270 | Hubbell | RF515SS | FLOOR BOX KIT, WOOD FLR TYPE, 1-G, SS | EA |  | 1 Year | 88.25 | 5% | 83.8375
79271 | Hubbell | RF6500BR | FLOOR BOX KIT, 15A DUPLEX, BRASS | EA |  | 1 Year | 92 | 5% | 87.4
79272 | Hubbell | RF6500NI | FLOOR BOX KIT, 15A DUPLEX, NICKEL PLATE | EA |  | 1 Year | 92 | 5% | 87.4
79273 | Hubbell | RFGBK100 | CONN, GOLD RCA F/F,BK,100PK | PK |  | 1 Year | 259 | 5% | 246.05
79274 | Hubbell | RFGR100 | CONN, GOLD RCA F/F,RD,100PK | PK |  | 1 Year | 259 | 5% | 246.05
79275 | Hubbell | RFGW100 | CONN, GOLD RCA F/F,WH,100PK | PK |  | 1 Year | 259 | 5% | 246.05
79276 | Hubbell | RFGY100 | CONN, GOLD RCA F/F,YL,100PK | PK |  | 1 Year | 259 | 5% | 246.05
79277 | Hubbell | RFW1I | WALLPLATE, 1G TOG, SNAP-ON, IVORY | EA |  | 1 Year | 7.05 | 5% | 6.6975
79278 | Hubbell | RFW1W | WALLPLATE, 1G TOG, SNAP-ON, WHITE | EA |  | 1 Year | 7.05 | 5% | 6.6975
79279 | Hubbell | RFW2I | WALLPLATE, 2G TOG, SNAP-ON, IVORY | EA |  | 1 Year | 13.85 | 5% | 13.1575
79280 | Hubbell | RFW2W | WALLPLATE, 2G TOG, SNAP-ON, WHITE | EA |  | 1 Year | 13.85 | 5% | 13.1575
79281 | Hubbell | RFW3I | WALLPLATE, 3G TOG, SNAP-ON, IVORY | EA |  | 1 Year | 20.6 | 5% | 19.57
79282 | Hubbell | RFW3W | WALLPLATE, 3G TOG, SNAP-ON, WHITE | EA |  | 1 Year | 20.6 | 5% | 19.57
79283 | Hubbell | RJ45PB50 | SECUREIT, RJ45 PORT BLOCKER,50 PK | PK |  | 1 Year | 115 | 5% | 109.25
79284 | Hubbell | RJ600 | JLOAD BOX, DEEP, NM CLAMP | EA |  | 1 Year | 9.05 | 5% | 8.5975
79285 | Hubbell | RJ620ALTR | JLOAD 20A MEDIA OUTLET TR, ALMOND | EA |  | 1 Year | 48.9 | 5% | 46.455
79286 | Hubbell | RJ620BKTR | JLOAD 20A MEDIA OUTLET TR, BLACK | EA |  | 1 Year | 48.9 | 5% | 46.455
79287 | Hubbell | RJ620GYTR | JLOAD 20A MEDIA OUTLET TR, GRAY | EA |  | 1 Year | 48.9 | 5% | 46.455
79288 | Hubbell | RJ620ITR | JLOAD 20A MEDIA OUTLET TR, IVORY | EA |  | 1 Year | 48.9 | 5% | 46.455
79289 | Hubbell | RJ620LATR | JLOAD 20A MEDIA OUTLET TR, LIGHT ALMOND | EA |  | 1 Year | 48.9 | 5% | 46.455
79290 | Hubbell | RJ620WTR | JLOAD 20A MEDIA OUTLET TR, WHITE | EA |  | 1 Year | 48.9 | 5% | 46.455
79291 | Hubbell | RJ62ALTR | JLOAD 20A RECEPT TR & 2 PORTS, ALMOND | EA |  | 1 Year | 34.7 | 5% | 32.965
79292 | Hubbell | RJ62BKTR | JLOAD 20A RECEPT TR & 2 PORTS, BLACK | EA |  | 1 Year | 34.7 | 5% | 32.965
79293 | Hubbell | RJ62GYTR | JLOAD 20A RECEPT TR & 2 PORTS, GRAY | EA |  | 1 Year | 34.7 | 5% | 32.965
79294 | Hubbell | RJ62ITR | JLOAD 20A RECEPT TR & 2 PORTS, IVORY | EA |  | 1 Year | 34.7 | 5% | 32.965
79295 | Hubbell | RJ62LATR | JLOAD 20A RECEPT TR & 2 PORTS, LA | EA |  | 1 Year | 34.7 | 5% | 32.965
79296 | Hubbell | RJ62WTR | JLOAD 20A RECEPT TR & 2 PORTS, WHITE | EA |  | 1 Year | 34.7 | 5% | 32.965
79297 | Hubbell | RJ650ALTR | JLOAD 15A MEDIA OUTLET TR, ALMOND | EA |  | 1 Year | 46.25 | 5% | 43.9375
79298 | Hubbell | RJ650BKTR | JLOAD 15A MEDIA OUTLET TR, BLACK | EA |  | 1 Year | 46.25 | 5% | 43.9375
79299 | Hubbell | RJ650GYTR | JLOAD 15A MEDIA OUTLET TR, GRAY | EA |  | 1 Year | 46.25 | 5% | 43.9375
79300 | Hubbell | RJ650ITR | JLOAD 15A MEDIA OUTLET TR, IVORY | EA |  | 1 Year | 46.25 | 5% | 43.9375
79301 | Hubbell | RJ650LATR | JLOAD 15A MEDIA OUTLET TR, LIGHT ALMOND | EA |  | 1 Year | 46.25 | 5% | 43.9375
79302 | Hubbell | RJ650WTR | JLOAD 15A MEDIA OUTLET TR, WHITE | EA |  | 1 Year | 46.25 | 5% | 43.9375
79303 | Hubbell | RJ65ALTR | JLOAD 15A RECEPT TR & 2 PORTS, ALMOND | EA |  | 1 Year | 31.85 | 5% | 30.2575
79304 | Hubbell | RJ65BKTR | JLOAD 15A RECEPT TR & 2 PORTS, BLACK | EA |  | 1 Year | 31.85 | 5% | 30.2575
79305 | Hubbell | RJ65GYTR | JLOAD 15A RECEPT TR & 2 PORTS, GRAY | EA |  | 1 Year | 31.85 | 5% | 30.2575
79306 | Hubbell | RJ65ITR | JLOAD 15A RECEPT TR & 2 PORTS, IVORY | EA |  | 1 Year | 31.85 | 5% | 30.2575
79307 | Hubbell | RJ65LATR | JLOAD 15A RECEPT TR & 2 PORTS, LA | EA |  | 1 Year | 31.85 | 5% | 30.2575
79308 | Hubbell | RJ65WTR | JLOAD 15A RECEPT TR & 2 PORTS, WHITE | EA |  | 1 Year | 31.85 | 5% | 30.2575
79309 | Hubbell | RR1500 | RECESS TR 2 GANG AV PLASTIC BOX | EA |  | 1 Year | 9.05 | 5% | 8.5975
79310 | Hubbell | RR1510I | RECESS TR DUP RCPT, 15A 125V, IVORY | EA |  | 1 Year | 7.4 | 5% | 7.03
79311 | Hubbell | RR1510LA | RECESS TR DUP RCPT, 15A 125V, LG ALMOND | EA |  | 1 Year | 7.4 | 5% | 7.03
79312 | Hubbell | RR1510W | RECESS TR DUP RCPT, 15A 125V, WHITE | EA |  | 1 Year | 7.4 | 5% | 7.03
79313 | Hubbell | RR1512 | RECESS TR DUP RCPT 2G W/FEED,15A 125V,BR | EA |  | 1 Year | 16 | 5% | 15.2
79314 | Hubbell | RR1512I | RECESS TR DUP RCPT 2G W/FEED,15A 125V,IV | EA |  | 1 Year | 16 | 5% | 15.2
79315 | Hubbell | RR1512LA | RECESS TR DUP RCPT 2G W/FEED,15A 125V,LA | EA |  | 1 Year | 16 | 5% | 15.2
79316 | Hubbell | RR1512W | RECESS TR DUP RCPT 2G W/FEED,15A 125V,WH | EA |  | 1 Year | 16 | 5% | 15.2
79317 | Hubbell | RR1514 | RECES TR DUP RCPT 2G W/SNAPFIT,15A 125BR | EA |  | 1 Year | 16 | 5% | 15.2
79318 | Hubbell | RR1514I | RECES TR DUP RCPT 2G W/SNAPFIT,15A 125IV | EA |  | 1 Year | 16 | 5% | 15.2
79319 | Hubbell | RR1514LA | RECES TR DUP RCPT 2G W/SNAPFIT,15A 125LA | EA |  | 1 Year | 16 | 5% | 15.2
79320 | Hubbell | RR1514W | RECES TR DUP RCPT 2G W/SNAPFIT,15A 125WH | EA |  | 1 Year | 16 | 5% | 15.2
79321 | Hubbell | RRLABEL | RACK, LABELS, RACK POSITION ID | EA |  | 1 Year | 56.85 | 5% | 54.0075
79322 | Hubbell | RU100SS | UNDER CAB DIST BOX, FOR SLIM, MET SS | EA |  | 1 Year | 43.85 | 5% | 41.6575
79323 | Hubbell | RU100W | UNDER CAB DIST BOX, FOR SLIM, MET WH | EA |  | 1 Year | 32.95 | 5% | 31.3025
79324 | Hubbell | RU170W | UNDER CAB DIST BOX, FOR SLIM, NM WH | EA |  | 1 Year | 28.7 | 5% | 27.265
79325 | Hubbell | RU200SS | UNDER CAB DIST BOX, FOR GFCI, MET SS | EA |  | 1 Year | 46.15 | 5% | 43.8425
79326 | Hubbell | RU200W | UNDER CAB DIST BOX, FOR GFCI, MET, WH | EA |  | 1 Year | 41.55 | 5% | 39.4725
79327 | Hubbell | RU270W | UNDER CAB DIST BOX, FOR GFCI, NM WH | EA |  | 1 Year | 30.9 | 5% | 29.355
79328 | Hubbell | RW51020 | WP COVER, 1G HORZ, 1) RECT OPG, GRAY | EA |  | 1 Year | 13.75 | 5% | 13.0625
79329 | Hubbell | RW51040 | WP COVER, 1G VERT, 1) RECT OPG, GRAY | EA |  | 1 Year | 16.25 | 5% | 15.4375
79330 | Hubbell | RW51320 | WP COVER, 2G VERT, 2) DUP, GRAY | EA |  | 1 Year | 35 | 5% | 33.25
79331 | Hubbell | RW51330 | WP COVER, 2G VERT, 1) RECT 1) DUP, GRAY | EA |  | 1 Year | 49.25 | 5% | 46.7875
79332 | Hubbell | RW51380 | WP COVER, 2G VERT, 2) 1.40", GRAY | EA |  | 1 Year | 31.7 | 5% | 30.115
79333 | Hubbell | RW51450 | WP COVER, 2G VERT, 2) RECT, GRAY | EA |  | 1 Year | 47.85 | 5% | 45.4575
79334 | Hubbell | RW51470 | WP COVER, 1G VERT, DUP OPG, GRAY | EA |  | 1 Year | 13.6 | 5% | 12.92
79335 | Hubbell | RW51520 | WP COVER, 1G HORZ, 1) 1.40", GRAY | EA |  | 1 Year | 13.4 | 5% | 12.73
79336 | Hubbell | RW51550 | WP COVER, 1G VERT, 1) 1.40", GRAY | EA |  | 1 Year | 13.2 | 5% | 12.54
79337 | Hubbell | RW51810 | WP COVER, 1G HORZ, DUP OPG, GRAY | EA |  | 1 Year | 12.3 | 5% | 11.685
79338 | Hubbell | RW57300 | WP HOOD, 1G VERT, MULTI OPNG, BK | EA |  | 1 Year | 48.75 | 5% | 46.3125
79339 | Hubbell | RW57350 | WP HOOD, 1G VERT DEEP, GY | EA |  | 1 Year | 56 | 5% | 53.2
79340 | Hubbell | RW57400 | WP HOOD, 1G HORZ, MULTI OPNG, GY | EA |  | 1 Year | 48.75 | 5% | 46.3125
79341 | Hubbell | RW57750 | WP HOOD, 2G HORZ/VERT, MULTI OPNG, GRAY | EA |  | 1 Year | 76.05 | 5% | 72.2475
79342 | Hubbell | RW57900 | WP HOOD, DEEP, 2G HZ/VT, MULTI OPNG, GY | EA |  | 1 Year | 141 | 5% | 133.95
79343 | Hubbell | RW57950 | WP HOOD, DEEP, 2G, 1.4"-2.15" OPNG, GRAY | EA |  | 1 Year | 93.5 | 5% | 88.825
79344 | Hubbell | RW58300 | WP HOOD, 1G VERT, MULTI OPNG, BK,NS | EA |  | 1 Year | 48.75 | 5% | 46.3125
79345 | Hubbell | RW58350 | WP HOOD,DEEP, 1G VERT, GY,NS | EA |  | 1 Year | 66.15 | 5% | 62.8425
79346 | Hubbell | RW58750 | WP HOOD,2G HORZ/VERT,MULTI OPNG,GRAY,NS | EA |  | 1 Year | 76.05 | 5% | 72.2475
79347 | Hubbell | S1AP4BL | S1, ABAN PLATE, 4IN CORE, BK | EA |  | 1 Year | 66.8 | 5% | 63.46
79348 | Hubbell | S1AP4GY | S1, ABAN PLATE, 4IN CORE, GY | EA |  | 1 Year | 66.8 | 5% | 63.46
79349 | Hubbell | S1AVHUB15 | FLOORBOX, HUB FOR S1SFBAV, 1.5" | EA |  | 1 Year | 41.2 | 5% | 39.14
79350 | Hubbell | S1CFB | FLOORBOX, SYSTEM ONE, CAST IRON | EA |  | 1 Year | 380 | 5% | 361
79351 | Hubbell | S1CFCAL | FRPT, CARPET FLNG. SYSTEM 1, ALUM. | EA |  | 1 Year | 307 | 5% | 291.65
79352 | Hubbell | S1CFCBL | FRPT, CARPET FLNG.SYSTEM 1, BLACK | EA |  | 1 Year | 307 | 5% | 291.65
79353 | Hubbell | S1CFCBRS | FRPT, CARPET FLNG. SYSTEM 1, BRASS | EA |  | 1 Year | 307 | 5% | 291.65
79354 | Hubbell | S1CFCGY | FRPT, CARPET FLNG. SYSTEM 1,GRAY | EA |  | 1 Year | 307 | 5% | 291.65
79355 | Hubbell | S1CFCI | FRPT, CARPET FLNG. SYSTEM 1,IVORY | EA |  | 1 Year | 307 | 5% | 291.65
79356 | Hubbell | S1DFMAX | SYS 1, SIEMON MAX BEZEL | EA |  | 1 Year | 9.65 | 5% | 9.1675
79357 | Hubbell | S1DFTRAC | SYS 1, ORTRONICS TRAC JACK BEZEL | EA |  | 1 Year | 9.65 | 5% | 9.1675
79358 | Hubbell | S1DIV1 | F-BOX DIVIDER, SIDE/SIDE SYSTEM 1 | EA |  | 1 Year | 19.25 | 5% | 18.2875
79359 | Hubbell | S1FBCLIP5PK | FLOORBOX, MT CLIPS FOR SYSTEM ONE 5 FB | PK |  | 1 Year | 77.4 | 5% | 73.53
79360 | Hubbell | S1FFCC | SYS 1, FF CONDUIT CONNECTORS | EA |  | 1 Year | 62.35 | 5% | 59.2325
79361 | Hubbell | S1FP15AL | SYS 1, 1 1/2" PLUG, AL FINISH | EA |  | 1 Year | 24.95 | 5% | 23.7025
79362 | Hubbell | S1FP15BL | SYS 1, 1 1/2" PLUG, BK FINISH | EA |  | 1 Year | 24.95 | 5% | 23.7025
79363 | Hubbell | S1FP15BRS | SYS 1, 1 1/2" PLUG, BRASS FINISH | EA |  | 1 Year | 24.95 | 5% | 23.7025
79364 | Hubbell | S1FP15GY | SYS 1, 1 1/2" PLUG, GRAY | EA |  | 1 Year | 24.95 | 5% | 23.7025
79365 | Hubbell | S1FP34AL | SYS 1, 3/4" PLUG, AL FINISH | EA |  | 1 Year | 16.95 | 5% | 16.1025
79366 | Hubbell | S1FP34BL | SYS 1, 3/4" PLUG, BLACK | EA |  | 1 Year | 16.95 | 5% | 16.1025
79367 | Hubbell | S1FP34BRS | SYS 1, 3/4" PLUG, BRASS FINISH | EA |  | 1 Year | 16.95 | 5% | 16.1025
79368 | Hubbell | S1FP34GY | SYS 1, 3/4" PLUG, GRAY | EA |  | 1 Year | 16.95 | 5% | 16.1025
79369 | Hubbell | S1FRP4BL | S1, ABAN PLUG, 4IN CORE, BK | EA |  | 1 Year | 172 | 5% | 163.4
79370 | Hubbell | S1FRP4GY | S1, ABAN PLUG, 4IN CORE, GY | EA |  | 1 Year | 172 | 5% | 163.4
79371 | Hubbell | S1FRPTJB | S1, FRPT J BOX, 4IN CORE | EA |  | 1 Year | 17.1 | 5% | 16.245
79372 | Hubbell | S1PFB | F-BOX PLASTIC,RND.,SYSTEM 1 | EA |  | 1 Year | 55.05 | 5% | 52.2975
79373 | Hubbell | S1PT3IMAL | FRPT, 1 PC., 3U INFINE + 20A SYS 1,AL | EA |  | 1 Year | 827 | 5% | 785.65
79374 | Hubbell | S1PT3IMALJ | FRPT, 1 PC, 3U ISTA + 20A S1, AL FIN JB | EA |  | 1 Year | 563 | 5% | 534.85
79375 | Hubbell | S1PT3IMBL | FRPT, 1 PC. 3U INFINE + 20A, SYS 1, BLK | EA |  | 1 Year | 827 | 5% | 785.65
79376 | Hubbell | S1PT3IMBLJ | FRPT, 1 PC, 3U ISTA + 20A S1, BL W/JBOX | EA |  | 1 Year | 563 | 5% | 534.85
79377 | Hubbell | S1PT3IMBRS | FRPT, 1 PC. 3U INFINE + 20A, SYS 1, BRS | EA |  | 1 Year | 827 | 5% | 785.65
79378 | Hubbell | S1PT3IMBRSJ | FRPT, 1 PC, 3U IS + 20A S1, BRS FIN JBOX | EA |  | 1 Year | 563 | 5% | 534.85
79379 | Hubbell | S1PT3IMGY | FRPT, 1 PC. 3U INFINE + 20A, SYS 1, GRAY | EA |  | 1 Year | 827 | 5% | 785.65
79380 | Hubbell | S1PT3IMGYJ | FRPT, 1 PC, 3U IS + 20A S1, GY FIN JBOX | EA |  | 1 Year | 563 | 5% | 534.85
79381 | Hubbell | S1PT4X4AL | FRPT, 1 PIECE., 4X4, SYS 1, AL FINISH | EA |  | 1 Year | 973 | 5% | 924.35
79382 | Hubbell | S1PT4X4ALJ | FRPT, 1 PIECE, 4X4, S1 AL FIN W/JBOX | EA |  | 1 Year | 663 | 5% | 629.85
79383 | Hubbell | S1PT4X4BL | FRPT, 1 PIECE, 4X4, SYS 1, BLACK | EA |  | 1 Year | 973 | 5% | 924.35
79384 | Hubbell | S1PT4X4BLJ | FRPT, 1 PIECE, 4X4, S1 BL FIN W/JBOX | EA |  | 1 Year | 663 | 5% | 629.85
79385 | Hubbell | S1PT4X4BRS | FRPT, 1 PIECE, 4X4, SYS 1, BRASS | EA |  | 1 Year | 973 | 5% | 924.35
79386 | Hubbell | S1PT4X4BRS3 | SYS ONE, 1-PC, 4X4, BRS FLNG, BLK COV | EA |  | 1 Year | 663 | 5% | 629.85
79387 | Hubbell | S1PT4X4BRS3J | FRPT, 1 PC, 4X4, S1 BRS3 VER W/JBOX | EA |  | 1 Year | 663 | 5% | 629.85
79388 | Hubbell | S1PT4X4BRSJ | FRPT, 1 PIECE, 4X4, S1 BRS FIN W/JBOX | EA |  | 1 Year | 663 | 5% | 629.85
79389 | Hubbell | S1PT4X4FIT | FRPT, 4X4 THRU-FLR., SYSTEM 1 | EA |  | 1 Year | 461 | 5% | 437.95
79390 | Hubbell | S1PT4X4FITJ | FRPT, 4X4 THRU-FLR, SYSTEM 1 W/ JBOX | EA |  | 1 Year | 314 | 5% | 298.3
79391 | Hubbell | S1PT4X4GY | FRPT, 1 PIECE, 4X4, SYS 1, GRAY | EA |  | 1 Year | 973 | 5% | 924.35
79392 | Hubbell | S1PT4X4GYJ | FRPT, 1 PC, 4X4, S1 GY W/JBOX | EA |  | 1 Year | 663 | 5% | 629.85
79393 | Hubbell | S1PTAL | FRPT,1 PIECE., 2 STYLE, SYS 1, AL FINISH | EA |  | 1 Year | 824 | 5% | 782.8
79394 | Hubbell | S1PTALJ | FRPT,1 PC, 2 STYLE, SYS 1, AL FIN W/JBOX | EA |  | 1 Year | 561 | 5% | 532.95
79395 | Hubbell | S1PTAVFIT | FRPT, THRU-FLOOR FTG., A/V | EA |  | 1 Year | 314 | 5% | 298.3
79396 | Hubbell | S1PTAVFITJ | FRPT, THRU-FLOOR FTG, SYS1, A/V W/JBOX | EA |  | 1 Year | 314 | 5% | 298.3
79397 | Hubbell | S1PTBL | FRPT, 1 PIECE, 2 STYLE, SYS 1, BLACK | EA |  | 1 Year | 824 | 5% | 782.8
79398 | Hubbell | S1PTBLJ | FRPT,1 PC, 2 STYLE, SYS 1, BL FIN W/JBOX | EA |  | 1 Year | 561 | 5% | 532.95
79399 | Hubbell | S1PTBRS | FRPT, 1 PIECE, 2 STYLE, SYS 1, BRASS | EA |  | 1 Year | 824 | 5% | 782.8
79400 | Hubbell | S1PTBRSJ | FRPT,1 PC, 2 STYLE, S1, BRS FIN W/JBOX | EA |  | 1 Year | 561 | 5% | 532.95
79401 | Hubbell | S1PTFFAL | S1 FRPT, FURN FEED, 1-PC, AL | EA |  | 1 Year | 406 | 5% | 385.7
79402 | Hubbell | S1PTFFALJ | S1 FRPT, FURN FEED, 1-PC, AL, W/JBOX | EA |  | 1 Year | 406 | 5% | 385.7
79403 | Hubbell | S1PTFFBL | S1 FRPT, FURN FEED, 1-PC, BL | EA |  | 1 Year | 406 | 5% | 385.7
79404 | Hubbell | S1PTFFBLJ | S1 FRPT, FURN FEED, 1-PC, BL, W/JBOX | EA |  | 1 Year | 406 | 5% | 385.7
79405 | Hubbell | S1PTFFBRS | S1 FRPT, FURN FEED, 1-PC, BRS | EA |  | 1 Year | 406 | 5% | 385.7
79406 | Hubbell | S1PTFFBRSJ | S1 FRPT, FURN FEED, 1-PC, BRS, W/JBOX | EA |  | 1 Year | 406 | 5% | 385.7
79407 | Hubbell | S1PTFFGY | S1 FRPT, FURN FEED, 1-PC, GY | EA |  | 1 Year | 406 | 5% | 385.7
79408 | Hubbell | S1PTFFGYJ | S1 FRPT, FURN FEED, 1-PC, GY W/JBOX | EA |  | 1 Year | 406 | 5% | 385.7
79409 | Hubbell | S1PTFIT | FRPT, THRU-FLOOR FTG. SYS 1 | EA |  | 1 Year | 461 | 5% | 437.95
79410 | Hubbell | S1PTFITJ | FRPT, THRU-FLOOR FTG, SYS 1, W/JBOX | EA |  | 1 Year | 314 | 5% | 298.3
79411 | Hubbell | S1PTGY | FRPT, 1 PIECE, 2 STYLE, SYS 1, GRAY | EA |  | 1 Year | 824 | 5% | 782.8
79412 | Hubbell | S1PTGYJ | FRPT,1 PC, 2 STYLE, S1, GY FIN W/BOX | EA |  | 1 Year | 561 | 5% | 532.95
79413 | Hubbell | S1R4CVRALU | S1R 4, COVER, BRUSHED ALUMINUM | EA |  | 1 Year | 301 | 5% | 285.95
79414 | Hubbell | S1R4CVRBLK | S1R 4, COVER, BLACK POWDER COAT | EA |  | 1 Year | 290 | 5% | 275.5
79415 | Hubbell | S1R4CVRBRS | S1R 4, COVER, BRASS PLATED | EA |  | 1 Year | 310 | 5% | 294.5
79416 | Hubbell | S1R4CVRBRZ | S1R 4, COVER, BRONZE PLATED FINISH | EA |  | 1 Year | 310 | 5% | 294.5
79417 | Hubbell | S1R4CVRGRY | S1R 4, COVER, GREY POWDER COAT | EA |  | 1 Year | 290 | 5% | 275.5
79418 | Hubbell | S1R4CVRNKL | S1R 4, COVER, SATIN NICKEL PLATED | EA |  | 1 Year | 310 | 5% | 294.5
79419 | Hubbell | S1R4DIV | S1R 4, REPLACEMENT LV DIVDER KIT | EA |  | 1 Year | 16.7 | 5% | 15.865
79420 | Hubbell | S1R4PPT | S1R 4 INCH PRE POUR TUBE | EA |  | 1 Year | 68.95 | 5% | 65.5025
79421 | Hubbell | S1R4PTALU | S1R 4, FITTING W ALUMINUM COVER | EA |  | 1 Year | 631 | 5% | 599.45
79422 | Hubbell | S1R4PTBLK | S1R 4, FITTING W BLACK COVER | EA |  | 1 Year | 622 | 5% | 590.9
79423 | Hubbell | S1R4PTBRS | S1R 4, THROUGH FLOOR FITTING, W JB, BRS | EA |  | 1 Year | 644 | 5% | 611.8
79424 | Hubbell | S1R4PTBRZ | S1R 4, FITTING W BRONZE COVER | EA |  | 1 Year | 644 | 5% | 611.8
79425 | Hubbell | S1R4PTFIT | S1R 4, THROUGH FLOOR FITTING, W JUNCTION | EA |  | 1 Year | 364 | 5% | 345.8
79426 | Hubbell | S1R4PTFITCHI | S1R 4, THROUGH FLOOR FITTING, NO JB | EA |  | 1 Year | 364 | 5% | 345.8
79427 | Hubbell | S1R4PTGRY | S1R 4, FITTING W GREY COVER | EA |  | 1 Year | 622 | 5% | 590.9
79428 | Hubbell | S1R4PTNKL | S1R 4, FITTING W NICKEL COVER | EA |  | 1 Year | 644 | 5% | 611.8
79429 | Hubbell | S1R4PTQUAD | S1R 4, THROUGH FLOOR FITTING, QUAD PLATE | EA |  | 1 Year | 475 | 5% | 451.25
79430 | Hubbell | S1R4PTQUADALU | S1R 4, FITTING, QUAD, ALUMINUM COVER | EA |  | 1 Year | 759 | 5% | 721.05
79431 | Hubbell | S1R4PTQUADBLK | S1R 4, FITTING, QUAD, BLACK COVER | EA |  | 1 Year | 759 | 5% | 721.05
79432 | Hubbell | S1R4PTQUADBRS | S1R 4, FITTING, QUAD, BRASS COVER | EA |  | 1 Year | 759 | 5% | 721.05
79433 | Hubbell | S1R4PTQUADBRZ | S1R 4, FITTING, QUAD, BRONZE COVER | EA |  | 1 Year | 759 | 5% | 721.05
79434 | Hubbell | S1R4PTQUADGRY | S1R 4, FITTING, QUAD, GREY COVER | EA |  | 1 Year | 759 | 5% | 721.05
79435 | Hubbell | S1R4PTQUADNKL | S1R 4, FITTING, QUAD, NICKEL COVER | EA |  | 1 Year | 759 | 5% | 721.05
79436 | Hubbell | S1R4SP2X2DUPLEX | S1R 4, SUB-PLATE, 1 DUPLEX & 2 KEYSTONE | EA |  | 1 Year | 19.85 | 5% | 18.8575
79437 | Hubbell | S1R4SP2X2STYLE | S1R 4, SUB-PLATE,1 STYLELIN & 2 KEYSTONE | EA |  | 1 Year | 19.85 | 5% | 18.8575
79438 | Hubbell | S1R4SPDUPLEX | S1R 4, SUB-PLATE, 1 DUPLEX OPENING | EA |  | 1 Year | 21.7 | 5% | 20.615
79439 | Hubbell | S1R4SPQUAD | S1R 4, SUB-PLATE, 20A QUAD RECEPTACLE | EA |  | 1 Year | 138 | 5% | 131.1
79440 | Hubbell | S1R4SPSIMPLEX | S1R 4, SUB-PLATE 1.40 INCH SIMPLEX OPEN | EA |  | 1 Year | 23.65 | 5% | 22.4675
79441 | Hubbell | S1R4SPSTYLE | S1R 4, SUB-PLATE, 1 STYLELINE OPENING | EA |  | 1 Year | 21.7 | 5% | 20.615
79442 | Hubbell | S1R4SPTWIST | S1R 4, SUB-PLATE 1.60 INCH LOCKING OPEN | EA |  | 1 Year | 23.65 | 5% | 22.4675
79443 | Hubbell | S1R6ADMTBK | S1R FRPT 6 ABANDONMENT PLATE | EA |  | 1 Year | 105 | 5% | 99.75
79444 | Hubbell | S1R6CFBFFDIVKIT | 2G CFB ROUND FF DIVIDER KIT | EA |  | 1 Year | 42.9 | 5% | 40.755
79445 | Hubbell | S1R6CVRALU | S1R FRPT 6 COVER ALUMINUM | EA |  | 1 Year | 408 | 5% | 387.6
79446 | Hubbell | S1R6CVRBLK | S1R FRPT 6 COVER BLACK | EA |  | 1 Year | 408 | 5% | 387.6
79447 | Hubbell | S1R6CVRBRS | S1R FRPT 6 COVER BRASS | EA |  | 1 Year | 408 | 5% | 387.6
79448 | Hubbell | S1R6CVRBRZ | S1R FRPT 6 COVER BRONZE | EA |  | 1 Year | 408 | 5% | 387.6
79449 | Hubbell | S1R6CVRNKL | S1R FRPT 6 COVER NICKEL | EA |  | 1 Year | 408 | 5% | 387.6
79450 | Hubbell | S1R6DIV | S1R FRPT 6 REPLACEMENT DIVIDER | EA |  | 1 Year | 20.95 | 5% | 19.9025
79451 | Hubbell | S1R6FFCVRALU | S1R FRPT 6 FURNITURE FEED COVER ALUM | EA |  | 1 Year | 362 | 5% | 343.9
79452 | Hubbell | S1R6FFCVRBLK | S1R FRPT 6 FURNITURE FEED COVER BLACK | EA |  | 1 Year | 362 | 5% | 343.9
79453 | Hubbell | S1R6FFCVRBRS | S1R FRPT 6 FURNITURE FEED COVER BRASS | EA |  | 1 Year | 362 | 5% | 343.9
79454 | Hubbell | S1R6FFCVRBRZ | S1R FRPT 6 FURNITURE FEED COVER BRONZE | EA |  | 1 Year | 362 | 5% | 343.9
79455 | Hubbell | S1R6FFCVRNKL | S1R FRPT 6 FURNITURE FEED COVER NICKEL | EA |  | 1 Year | 362 | 5% | 343.9
79456 | Hubbell | S1R6PPT | S1R FRPT 6 PRE POUR TUBE | EA |  | 1 Year | 99.3 | 5% | 94.335
79457 | Hubbell | S1R6PTACEHALU | S1R FRPT 6 4x20A, EXTR M+AAP,STY+2KS ALU | EA |  | 1 Year | 940 | 5% | 893
79458 | Hubbell | S1R6PTACEHBLK | S1R FRPT 6 4x20A, EXTR M+AAP,STY+2KS BLK | EA |  | 1 Year | 940 | 5% | 893
79459 | Hubbell | S1R6PTACEHBRS | S1R FRPT 6 4x20A, EXTR M+AAP,STY+2KS BRS | EA |  | 1 Year | 940 | 5% | 893
79460 | Hubbell | S1R6PTACEHBRZ | S1R FRPT 6 4x20A, EXTR M+AAP,STY+2KS BRZ | EA |  | 1 Year | 940 | 5% | 893
79461 | Hubbell | S1R6PTACEHNKL | S1R FRPT 6 4x20A, EXTR M+AAP,STY+2KS NKL | EA |  | 1 Year | 940 | 5% | 893
79462 | Hubbell | S1R6PTALU | S1R FRPT 6 NO SUB PLATES ALUM | EA |  | 1 Year | 890 | 5% | 845.5
79463 | Hubbell | S1R6PTBLK | S1R FRPT 6 NO SUB PLATES BLACK | EA |  | 1 Year | 890 | 5% | 845.5
79464 | Hubbell | S1R6PTBRS | S1R FRPT 6 NO SUB PLATES BRASS | EA |  | 1 Year | 890 | 5% | 845.5
79465 | Hubbell | S1R6PTBRZ | S1R FRPT 6 NO SUB PLATES BRONZE | EA |  | 1 Year | 890 | 5% | 845.5
79466 | Hubbell | S1R6PTDEHALU | S1R FRPT 6, 4X 20A, 4U IS, 1 SL+2 KS ALU | EA |  | 1 Year | 940 | 5% | 893
79467 | Hubbell | S1R6PTDEHBLK | S1R FRPT 6, 4X 20A, 4U IS, 1 SL+2 KS BLK | EA |  | 1 Year | 940 | 5% | 893
79468 | Hubbell | S1R6PTDEHBRS | S1R FRPT 6, 4X 20A, 4U IS, 1 SL+2 KS BRS | EA |  | 1 Year | 940 | 5% | 893
79469 | Hubbell | S1R6PTDEHBRZ | S1R FRPT 6, 4X 20A, 4U IS, 1 SL+2 KS BRZ | EA |  | 1 Year | 940 | 5% | 893
79470 | Hubbell | S1R6PTDEHNKL | S1R FRPT 6, 4X 20A, 4U IS, 1 SL+2 KS NKL | EA |  | 1 Year | 940 | 5% | 893
79471 | Hubbell | S1R6PTFFALU | S1R FRPT 6, FURNITURE FEED ASSEMB ALUM | EA |  | 1 Year | 825 | 5% | 783.75
79472 | Hubbell | S1R6PTFFBLK | S1R FRPT 6, FURNITURE FEED ASSEMB BLACK | EA |  | 1 Year | 825 | 5% | 783.75
79473 | Hubbell | S1R6PTFFBRS | S1R FRPT 6, FURNITURE FEED ASSEMB BRASS | EA |  | 1 Year | 825 | 5% | 783.75
79474 | Hubbell | S1R6PTFFBRZ | S1R FRPT 6, FURNITURE FEED ASSEMB BRONZE | EA |  | 1 Year | 825 | 5% | 783.75
79475 | Hubbell | S1R6PTFFNKL | S1R FRPT 6, FURNITURE FEED ASSEMB NICKEL | EA |  | 1 Year | 825 | 5% | 783.75
79476 | Hubbell | S1R6PTFIT | S1R FRPT 6 THRU FLOOR NO SUB PLATES | EA |  | 1 Year | 475 | 5% | 451.25
79477 | Hubbell | S1R6PTFITCHI | S1R FRPT 6 THRU FLOOR NO SUBPLATE, NO JB | EA |  | 1 Year | 475 | 5% | 451.25
79478 | Hubbell | S1R6PTNKL | S1R FRPT 6 NO SUB PLATES NICKEL | EA |  | 1 Year | 890 | 5% | 845.5
79479 | Hubbell | S1R6PTWZALU | S1R FRPT 6, 2x 20A, 2 STYLE LINE ALUM | EA |  | 1 Year | 940 | 5% | 893
79480 | Hubbell | S1R6PTWZBLK | S1R FRPT 6, 2X 20A, 2 STYLE LINE BLACK | EA |  | 1 Year | 940 | 5% | 893
79481 | Hubbell | S1R6PTWZBRS | S1R FRPT 6, 2x 20A, 2 STYLE LINE BRASS | EA |  | 1 Year | 940 | 5% | 893
79482 | Hubbell | S1R6PTWZBRZ | S1R FRPT 6, 2x 20A, 2 STYLE LINE BRONZE | EA |  | 1 Year | 940 | 5% | 893
79483 | Hubbell | S1R6PTWZNKL | S1R FRPT 6, 2x 20A, 2 STYLE LINE NICKEL | EA |  | 1 Year | 940 | 5% | 893
79484 | Hubbell | S1R6SPA | S1R FRPT 6SP 50 LEFT 3X AAP | EA |  | 1 Year | 12.45 | 5% | 11.8275
79485 | Hubbell | S1R6SPB | S1R FRPT 6SP 50 LEFT BLANK | EA |  | 1 Year | 10.45 | 5% | 9.9275
79486 | Hubbell | S1R6SPC | S1R FRPT 6SP 50 LEFT 5X MAAP | EA |  | 1 Year | 12.45 | 5% | 11.8275
79487 | Hubbell | S1R6SPD | S1R FRPT 6SP 50 LEFT 4X iSTATION | EA |  | 1 Year | 12.45 | 5% | 11.8275
79488 | Hubbell | S1R6SPE | S1R FRPT 6SP 50 LEFT 1X STYLE 2X KEYSTN | EA |  | 1 Year | 12.45 | 5% | 11.8275
79489 | Hubbell | S1R6SPF | S1R FRPT 6SP 50 LEFT 2X 15 ISTATION | EA |  | 1 Year | 12.45 | 5% | 11.8275
79490 | Hubbell | S1R6SPG | S1R FRPT 6SP 50 RIGHT TWISTLOCK 1.6 DIAM | EA |  | 1 Year | 10.45 | 5% | 9.9275
79491 | Hubbell | S1R6SPH | S1R FRPT 6SP 50 RIGHT 4X RECEP CUBES | EA |  | 1 Year | 106 | 5% | 100.7
79492 | Hubbell | S1R6SPI | S1R FRPT 6SP 50 RIGHT DUPLEX | EA |  | 1 Year | 10.45 | 5% | 9.9275
79493 | Hubbell | S1R6SPJ | S1R FRPT 6SP 50 RIGHT TWISTLOCK 1.4 DIAM | EA |  | 1 Year | 10.45 | 5% | 9.9275
79494 | Hubbell | S1R6SPK | S1R FRPT 6SP 50 RIGHT STYLE LINE | EA |  | 1 Year | 12.45 | 5% | 11.8275
79495 | Hubbell | S1R6SPL | S1R FRPT 6SP 50 LEFT 3X MAAP 2X KEYSTONE | EA |  | 1 Year | 12.45 | 5% | 11.8275
79496 | Hubbell | S1R6SPM | S1R FRPT 6SP 50 LEFT 1X STYLE OPENING | EA |  | 1 Year | 12.45 | 5% | 11.8275
79497 | Hubbell | S1R6SPV | S1R FRPT 6SP 60 LEFT 2X MAAP 1X STYLE | EA |  | 1 Year | 17.65 | 5% | 16.7675
79498 | Hubbell | S1R6SPW | S1R FRPT 6SP 60 LEFT 2X STYLE LINE | EA |  | 1 Year | 17.65 | 5% | 16.7675
79499 | Hubbell | S1R6SPX | S1R FRPT 6SP 60 LEFT 2X AAP 1X STYLE | EA |  | 1 Year | 17.65 | 5% | 16.7675
79500 | Hubbell | S1R6SPY | S1R FRPT 6SP 60 LEFT 2X 15 iSTN 1X STYL | EA |  | 1 Year | 17.65 | 5% | 16.7675
79501 | Hubbell | S1R6SPZ | S1R FRPT 6SP 40 RIGHT 2X RECEP | EA |  | 1 Year | 49.95 | 5% | 47.4525
79502 | Hubbell | S1R6SPZ25 | S1R FRPT 6SP 40 RIGHT 2X RECEP 25 FOOT | EA |  | 1 Year | 151 | 5% | 143.45
79503 | Hubbell | S1R8ADMTBK | S1R FRPT 8 ABANDONMENT PLATE | EA |  | 1 Year | 115 | 5% | 109.25
79504 | Hubbell | S1R8CSPA | S1R FRPT 8SP C1 4X EXTRON AAP UNITS | EA |  | 1 Year | 19.4 | 5% | 18.43
79505 | Hubbell | S1R8CSPB | S1R FRPT 8SP C1 BLANK | EA |  | 1 Year | 10.1 | 5% | 9.595
79506 | Hubbell | S1R8CSPC | S1R FRPT 8SP C1 2X EXTRON MAAP UNITS | EA |  | 1 Year | 20.6 | 5% | 19.57
79507 | Hubbell | S1R8CSPD | S1R FRPT 8SP C1 1U ISTATION | EA |  | 1 Year | 10.8 | 5% | 10.26
79508 | Hubbell | S1R8CSPE | S1R FRPT 8SP C1 1.5U ISTATION | EA |  | 1 Year | 10.8 | 5% | 10.26
79509 | Hubbell | S1R8CSPEXT | S1R FRPT 8SP C2 3RD PARTY EXTENDER 1INCH | EA |  | 1 Year | 62.75 | 5% | 59.6125
79510 | Hubbell | S1R8CSPG | S1R FRPT 8SP C1 TWIST LOCK 1.6 DIAM | EA |  | 1 Year | 10.8 | 5% | 10.26
79511 | Hubbell | S1R8CSPI | S1R FRPT 8SP C1 DUPLEX | EA |  | 1 Year | 10.8 | 5% | 10.26
79512 | Hubbell | S1R8CSPJ | S1R FRPT 8SP C1 TWIST LOCK 1.4 DIAM | EA |  | 1 Year | 10.8 | 5% | 10.26
79513 | Hubbell | S1R8CSPK | S1R FRPT 8SP C1 STYLE LINE | EA |  | 1 Year | 10.8 | 5% | 10.26
79514 | Hubbell | S1R8CSPL | S1R FRPT 8SP C2 3-G ISTATION | EA |  | 1 Year | 23.45 | 5% | 22.2775
79515 | Hubbell | S1R8CSPM | S1R FRPT 8SP C2 2X STYLE LINE | EA |  | 1 Year | 23.45 | 5% | 22.2775
79516 | Hubbell | S1R8CSPN | S1R FRPT 8SP C3 BLANK | EA |  | 1 Year | 35.55 | 5% | 33.7725
79517 | Hubbell | S1R8CVRALU | S1R FRPT 8 COVER ALUMINUM | EA |  | 1 Year | 441 | 5% | 418.95
79518 | Hubbell | S1R8CVRBLK | S1R FRPT 8 COVER BLACK | EA |  | 1 Year | 441 | 5% | 418.95
79519 | Hubbell | S1R8CVRBRS | S1R FRPT 8 COVER BRASS | EA |  | 1 Year | 441 | 5% | 418.95
79520 | Hubbell | S1R8CVRBRZ | S1R FRPT 8 COVER BRONZE | EA |  | 1 Year | 441 | 5% | 418.95
79521 | Hubbell | S1R8CVRNKL | S1R FRPT 8 COVER NICKEL | EA |  | 1 Year | 441 | 5% | 418.95
79522 | Hubbell | S1R8DIV | S1R FRPT 8 REPLACEMENT DIVIDER | EA |  | 1 Year | 20.95 | 5% | 19.9025
79523 | Hubbell | S1R8JNC1 | S1R FRPT 8 BASE 1 + 1 1/2 EMT | EA |  | 1 Year | 34.25 | 5% | 32.5375
79524 | Hubbell | S1R8JNC12 | S1R FRPT 8 BASE THREE 1-1/4 INCH EMT | EA |  | 1 Year | 65.15 | 5% | 61.8925
79525 | Hubbell | S1R8JNC2 | S1R FRPT 8 BASE 1 + 1 EMT | EA |  | 1 Year | 34.25 | 5% | 32.5375
79526 | Hubbell | S1R8JNC3 | S1R FRPT 8 BASE 2 EMT | EA |  | 1 Year | 42.1 | 5% | 39.995
79527 | Hubbell | S1R8JNC4 | S1R FRPT 8 BASE 3X 1-INCH EMT | EA |  | 1 Year | 56.3 | 5% | 53.485
79528 | Hubbell | S1R8JNC5 | S1R FRPT 8 BASE 1-1/2 IN + 1-1/4 IN EMT | EA |  | 1 Year | 56.3 | 5% | 53.485
79529 | Hubbell | S1R8JNC6 | S1R FRPT 8 BASE TWO 1-1/4 INCH EMT | EA |  | 1 Year | 56.3 | 5% | 53.485
79530 | Hubbell | S1R8JNC7 | S1R FRPT 8 BASE 3/4 IN + 1 IN + 1 IN EMT | EA |  | 1 Year | 56.3 | 5% | 53.485
79531 | Hubbell | S1R8JNC8 | S1R FRPT 8 BASE 3/4 IN + 1-1/4 IN EMT | EA |  | 1 Year | 56.3 | 5% | 53.485
79532 | Hubbell | S1R8JNC9 | S1R FRPT 8 BASE 3/4" + 2X 1-1/4" EMT | EA |  | 1 Year | 56.3 | 5% | 53.485
79533 | Hubbell | S1R8JNCBOX | S16 FRPT 8 BASE JUNC BOX WITH FLEX | EA |  | 1 Year | 58.3 | 5% | 55.385
79534 | Hubbell | S1R8PPT | S1R FRPT 8 PRE POUR TUBE | EA |  | 1 Year | 163 | 5% | 154.85
79535 | Hubbell | S1R8PSPU | S1R FRPT 8SP OUT BLANK | EA |  | 1 Year | 10.8 | 5% | 10.26
79536 | Hubbell | S1R8PSPV | S1R FRPT 8SP OUT 1 MAAP | EA |  | 1 Year | 15.05 | 5% | 14.2975
79537 | Hubbell | S1R8PSPW | S1R FRPT 8SP OUT 1 INCH PULL THRU | EA |  | 1 Year | 10.8 | 5% | 10.26
79538 | Hubbell | S1R8PSPX | S1R FRPT 8SP OUT 1 EXTRON AAP PLATE | EA |  | 1 Year | 13.1 | 5% | 12.445
79539 | Hubbell | S1R8PSPY | S1R FRPT 8SP OUT 1 ISTATION | EA |  | 1 Year | 10.8 | 5% | 10.26
79540 | Hubbell | S1R8PSPZ | S1R FRPT 8SP OUT 2X20A RECEP 18INCH WHIP | EA |  | 1 Year | 49.95 | 5% | 47.4525
79541 | Hubbell | S1R8PT1ALU | S1R FRPT 8, 1+1 1/2 EMT, NO SP, ALUM | EA |  | 1 Year | 1115 | 5% | 1059.25
79542 | Hubbell | S1R8PT1BLK | S1R FRPT 8, 1+1 1/2 EMT, NO SP, BLACK | EA |  | 1 Year | 1115 | 5% | 1059.25
79543 | Hubbell | S1R8PT1BRS | S1R FRPT 8, 1+1 1/2 EMT, NO SP, BRASS | EA |  | 1 Year | 1115 | 5% | 1059.25
79544 | Hubbell | S1R8PT1BRZ | S1R FRPT 8, 1+1 1/2 EMT, NO SP, BRONZE | EA |  | 1 Year | 1115 | 5% | 1059.25
79545 | Hubbell | S1R8PT1NKL | S1R FRPT 8, 1+1 1/2 EMT, NO SP, NICKEL | EA |  | 1 Year | 1115 | 5% | 1059.25
79546 | Hubbell | S1R8PT2ALU | S1R FRPT 8, 1+1 EMT, NO SP, ALUM | EA |  | 1 Year | 1115 | 5% | 1059.25
79547 | Hubbell | S1R8PT2BLK | S1R FRPT 8, 1+1 EMT, NO SP, BLACK | EA |  | 1 Year | 1115 | 5% | 1059.25
79548 | Hubbell | S1R8PT2BRS | S1R FRPT 8, 1+1 EMT, NO SP, BRASS | EA |  | 1 Year | 1115 | 5% | 1059.25
79549 | Hubbell | S1R8PT2BRZ | S1R FRPT 8, 1+1 EMT, NO SP, BRONZE | EA |  | 1 Year | 1115 | 5% | 1059.25
79550 | Hubbell | S1R8PT2NKL | S1R FRPT 8, 1+1 EMT, NO SP, NICKEL | EA |  | 1 Year | 1115 | 5% | 1059.25
79551 | Hubbell | S1R8PT3ALU | S1R FRPT 8, 2 EMT, NO SP, ALUM | EA |  | 1 Year | 1115 | 5% | 1059.25
79552 | Hubbell | S1R8PT3BLK | S1R FRPT 8, 2 EMT, NO SP, BLACK | EA |  | 1 Year | 1115 | 5% | 1059.25
79553 | Hubbell | S1R8PT3BRS | S1R FRPT 8, 2 EMT, NO SP, BRASS | EA |  | 1 Year | 1115 | 5% | 1059.25
79554 | Hubbell | S1R8PT3BRZ | S1R FRPT 8, 2 EMT, NO SP, BRONZE | EA |  | 1 Year | 1115 | 5% | 1059.25
79555 | Hubbell | S1R8PT3NKL | S1R FRPT 8, 2 EMT, NO SP, NICKEL | EA |  | 1 Year | 1115 | 5% | 1059.25
79556 | Hubbell | S1R8PTFIT | S1R FRPT 8 FITTING,NO SP,NO FITTING BOX | EA |  | 1 Year | 641 | 5% | 608.95
79557 | Hubbell | S1R8PTFIT1 | S1R FRPT 8 THRU FLOOR,NO SP, 1+1 1/2EMT | EA |  | 1 Year | 676 | 5% | 642.2
79558 | Hubbell | S1R8PTFIT1CHI | S1R FRPT 8 THRUFLR,NO SP,1+1 1/2EMT,NOJB | EA |  | 1 Year | 676 | 5% | 642.2
79559 | Hubbell | S1R8PTFIT2 | S1R FRPT 8 THRU FLOOR NO SP, 1+1 EMT | EA |  | 1 Year | 676 | 5% | 642.2
79560 | Hubbell | S1R8PTFIT2CHI | S1R FRPT 8 THRU FLR,NO SP,1+1EMT,NO JB | EA |  | 1 Year | 676 | 5% | 642.2
79561 | Hubbell | S1R8PTFIT3 | S1R FRPT 8 THRU FLOOR,NO SP, 2 INCH EMT | EA |  | 1 Year | 676 | 5% | 642.2
79562 | Hubbell | S1R8PTFIT3CHI | S1R FRPT 8 THRU FLR,NO SP,2 EMT,NO JB | EA |  | 1 Year | 676 | 5% | 642.2
79563 | Hubbell | S1R8PTZZ1ALU | S1R FRPT 8, 4X20A RECEP, 1+1 1/2 EMT ALU | EA |  | 1 Year | 1172 | 5% | 1113.4
79564 | Hubbell | S1R8PTZZ1BLK | S1R FRPT 8, 4X20A RECEP, 1+1 1/2 EMT BLK | EA |  | 1 Year | 1172 | 5% | 1113.4
79565 | Hubbell | S1R8PTZZ1BRS | S1R FRPT 8, 4X20A RECEP, 1+1 1/2 EMT BRS | EA |  | 1 Year | 1172 | 5% | 1113.4
79566 | Hubbell | S1R8PTZZ1BRZ | S1R FRPT 8, 4X20A RECEP, 1+1 1/2 EMT BRZ | EA |  | 1 Year | 1172 | 5% | 1113.4
79567 | Hubbell | S1R8PTZZ1NKL | S1R FRPT 8, 4X20A RECEP, 1+1 1/2 EMT NKL | EA |  | 1 Year | 1172 | 5% | 1113.4
79568 | Hubbell | S1R8PTZZ2ALU | S1R FRPT 8, 4X20A RECEP, 1+1 EMT ALUM | EA |  | 1 Year | 1172 | 5% | 1113.4
79569 | Hubbell | S1R8PTZZ2BLK | S1R FRPT 8, 4X20A RECEP, 1+1 EMT BLACK | EA |  | 1 Year | 1172 | 5% | 1113.4
79570 | Hubbell | S1R8PTZZ2BRS | S1R FRPT 8, 4X20A RECEP, 1+1 EMT BRASS | EA |  | 1 Year | 1172 | 5% | 1113.4
79571 | Hubbell | S1R8PTZZ2BRZ | S1R FRPT 8, 4X20A RECEP, 1+1 EMT BRONZE | EA |  | 1 Year | 1172 | 5% | 1113.4
79572 | Hubbell | S1R8PTZZ2NKL | S1R FRPT 8, 4X20A RECEP, 1+1 EMT NICKEL | EA |  | 1 Year | 1172 | 5% | 1113.4
79573 | Hubbell | S1R8PTZZ3ALU | S1R FRPT 8, 4X20A RECEP, 2 EMT, ALUM | EA |  | 1 Year | 1172 | 5% | 1113.4
79574 | Hubbell | S1R8PTZZ3BLK | S1R FRPT 8, 4X20A RECEP, 2 EMT, BLACK | EA |  | 1 Year | 1172 | 5% | 1113.4
79575 | Hubbell | S1R8PTZZ3BRS | S1R FRPT 8, 4X20A RECEP, 2 EMT, BRASS | EA |  | 1 Year | 1172 | 5% | 1113.4
79576 | Hubbell | S1R8PTZZ3BRZ | S1R FRPT 8, 4X20A RECEP, 2 EMT, BRONZE | EA |  | 1 Year | 1172 | 5% | 1113.4
79577 | Hubbell | S1R8PTZZ3NKL | S1R FRPT 8, 4X20A RECEP, 2 EMT, NICKEL | EA |  | 1 Year | 1172 | 5% | 1113.4
79578 | Hubbell | S1RFFFIT2 | S1R 2INCH HUB FITTING | EA |  | 1 Year | 22.8 | 5% | 21.66
79579 | Hubbell | S1RPLUG075ALU | S1R 075INCH FF REPLACEMENT PLUG ALUM | EA |  | 1 Year | 50.55 | 5% | 48.0225
79580 | Hubbell | S1RPLUG075BLK | S1R 075INCH FF REPLACEMENT PLUG BLACK | EA |  | 1 Year | 50.55 | 5% | 48.0225
79581 | Hubbell | S1RPLUG075BRS | S1R 075INCH FF REPLACEMENT PLUG BRASS | EA |  | 1 Year | 50.55 | 5% | 48.0225
79582 | Hubbell | S1RPLUG075BRZ | S1R 075INCH FF REPLACEMENT PLUG BRONZE | EA |  | 1 Year | 50.55 | 5% | 48.0225
79583 | Hubbell | S1RPLUG075NKL | S1R 075INCH FF REPLACEMENT PLUG NICKEL | EA |  | 1 Year | 50.55 | 5% | 48.0225
79584 | Hubbell | S1RPLUG2ALU | S1R 2INCH FF REPLACEMENT PLUG ALUM | EA |  | 1 Year | 91.55 | 5% | 86.9725
79585 | Hubbell | S1RPLUG2BLK | S1R 2INCH FF REPLACEMENT PLUG BLACK | EA |  | 1 Year | 91.55 | 5% | 86.9725
79586 | Hubbell | S1RPLUG2BRS | S1R 2INCH FF REPLACEMENT PLUG BRASS | EA |  | 1 Year | 91.55 | 5% | 86.9725
79587 | Hubbell | S1RPLUG2BRZ | S1R 2INCH FF REPLACEMENT PLUG BRONZE | EA |  | 1 Year | 91.55 | 5% | 86.9725
79588 | Hubbell | S1RPLUG2NKL | S1R 2INCH FF REPLACEMENT PLUG NICKEL | EA |  | 1 Year | 91.55 | 5% | 86.9725
79589 | Hubbell | S1SFB | FLOORBOX, SYSTEM ONE, STEEL | EA |  | 1 Year | 280 | 5% | 266
79590 | Hubbell | S1SFBAV | FBOX, SYSTEM ONE, A/V, STEEL, 1.5" HUB | EA |  | 1 Year | 380 | 5% | 361
79591 | Hubbell | S1SP | SUBPLATE, 2 STYLE DEV., SYS 1 | EA |  | 1 Year | 79.15 | 5% | 75.1925
79592 | Hubbell | S1SP3IM | SUBPLATE, 3U INFINE + 20A, SYS 1 | EA |  | 1 Year | 96.65 | 5% | 91.8175
79593 | Hubbell | S1SP4IM | SUBPLATE, 4U INFINE, SYS 1 | EA |  | 1 Year | 79.15 | 5% | 75.1925
79594 | Hubbell | S1SP4X4 | SUBPLATE 4X4, SYSTEM 1 | EA |  | 1 Year | 301 | 5% | 285.95
79595 | Hubbell | S1SP4X415 | CAT# S1SP4X4 WITH 15FT LEADS | EA |  | 1 Year | 266 | 5% | 252.7
79596 | Hubbell | S1SP4X430 | SUBPLATE 4X4, SYSTEM 1, 30' LEADS | EA |  | 1 Year | 299 | 5% | 284.05
79597 | Hubbell | S1SP4X4PA | SUBPLATE, 4X4 PANDUIT SYS, SYS 1 | EA |  | 1 Year | 301 | 5% | 285.95
79598 | Hubbell | S1SP4X4SYS | SUBPLATE, 4X4 SYSTEMAX, SYS 1 | EA |  | 1 Year | 301 | 5% | 285.95
79599 | Hubbell | S1SP4X4SYS5 | S1 SUB-PLATE, 4X4, SYSTEMAX, 5FT LEADS | EA |  | 1 Year | 238 | 5% | 226.1
79600 | Hubbell | S1SPAMM20 | SUBPLATE 20A + STYLELINE + 2 KEYSTONE | EA |  | 1 Year | 87.1 | 5% | 82.745
79601 | Hubbell | S1SPDU | SYSTEMONE SUBPLATE, DOUBLE DUPLEX | EA |  | 1 Year | 79.15 | 5% | 75.1925
79602 | Hubbell | S1SPDU2IM | SYSTEMONE SUBPLATE, DUPLEX/iSTATION | EA |  | 1 Year | 90.95 | 5% | 86.4025
79603 | Hubbell | S1SPDUSL | SYSTEMONE SUBPLATE, DUPLEX/STYLELINE | EA |  | 1 Year | 79.15 | 5% | 75.1925
79604 | Hubbell | S1SPEXT1 | SUBPLATE, EXT 3 MAAP + 20A, SYS1 | EA |  | 1 Year | 96.65 | 5% | 91.8175
79605 | Hubbell | S1SPEXT2 | SUBPLATE, EXT 2 AAP, 1 MAAP + 20A, SYS1 | EA |  | 1 Year | 96.65 | 5% | 91.8175
79606 | Hubbell | S1SPEXT3 | SUBPLATE, EXT 2 MAAP, + 2 AAP, SYS1 | EA |  | 1 Year | 96.65 | 5% | 91.8175
79607 | Hubbell | S1SPEXT4 | SYSTEMONE SUBPLATE, EXT 2 AAP w/ 20A DUP | EA |  | 1 Year | 96.2 | 5% | 91.39
79608 | Hubbell | S1SPFFAL | SUBPLATE, FURN.FEED, SYS 1, ALUM. | EA |  | 1 Year | 175 | 5% | 166.25
79609 | Hubbell | S1SPFFBL | SUBPLATE, FURN.FEED, SYS 1, BLACK | EA |  | 1 Year | 175 | 5% | 166.25
79610 | Hubbell | S1SPFFBRS | SUBPLATE FURN.FEED, SYS1,BRASS | EA |  | 1 Year | 175 | 5% | 166.25
79611 | Hubbell | S1SPFFGY | SUBPLATE, FURN.FEED, SYS 1, GRAY | EA |  | 1 Year | 175 | 5% | 166.25
79612 | Hubbell | S1SPFFTAL | SUBPLATE, TILE FURN FEED, SYS 1, ALU | EA |  | 1 Year | 119 | 5% | 113.05
79613 | Hubbell | S1SPFFTBL | SUBPLATE, TILE FURN FEED, SYS 1, BLK | EA |  | 1 Year | 119 | 5% | 113.05
79614 | Hubbell | S1SPFFTBRS | SUBPLATE, TILE FURN FEED, SYS 1, BRS | EA |  | 1 Year | 119 | 5% | 113.05
79615 | Hubbell | S1SPFFTGY | SUBPLATE, TILE FURN FEED, SYS 1, GY | EA |  | 1 Year | 119 | 5% | 113.05
79616 | Hubbell | S1SPMAX | SUBPLATE, SIEMON MAX + 20A, SYS 1 | EA |  | 1 Year | 96.65 | 5% | 91.8175
79617 | Hubbell | S1SPORT | SUBPLATE, ORT SERIES II + 20A, SYS 1 | EA |  | 1 Year | 96.65 | 5% | 91.8175
79618 | Hubbell | S1SPSL2IM | SYSTEMONE SUBPLATE, STYLE/iSTATION | EA |  | 1 Year | 90.95 | 5% | 86.4025
79619 | Hubbell | S1SPTL | SUBPLATE,2 TELE JACKS + TWIST LOCK | EA |  | 1 Year | 96.65 | 5% | 91.8175
79620 | Hubbell | S1SPTRAC | SUBPLATE, ORT TRACJACK + 20A, SYS1 | EA |  | 1 Year | 96.65 | 5% | 91.8175
79621 | Hubbell | S1TFCAL | FRPT, TILE FLNG. SYSTEM 1, ALUM. | EA |  | 1 Year | 307 | 5% | 291.65
79622 | Hubbell | S1TFCBL | FRPT, TILE FLNG., SYSTEM 1, BLACK | EA |  | 1 Year | 307 | 5% | 291.65
79623 | Hubbell | S1TFCBRS | FRPT, TILE FLNG. SYSTEM 1, BRASS | EA |  | 1 Year | 307 | 5% | 291.65
79624 | Hubbell | S1TFCGY | FRPT, TILE FLNG. SYSTEM 1, GRAY | EA |  | 1 Year | 307 | 5% | 291.65
79625 | Hubbell | S1TFCI | FRPT, TILE FLNG. SYSTEM 1, IVORY | EA |  | 1 Year | 307 | 5% | 291.65
79626 | Hubbell | S2425 | F-BOX CVR, RECT (2-1/8"X 3/4"), BRS | EA |  | 1 Year | 61.45 | 5% | 58.3775
79627 | Hubbell | S2525 | F-BOX CVR, RND (2-1/8"X 3/4"), BRS | EA |  | 1 Year | 57.3 | 5% | 54.435
79628 | Hubbell | S2625 | F-BOX CVR, RECT (2-1/8"X 1"), BRS | EA |  | 1 Year | 74 | 5% | 70.3
79629 | Hubbell | S2725 | F-BOX CVR, RND (2-1/8"X 1"), BRS | EA |  | 1 Year | 66 | 5% | 62.7
79630 | Hubbell | S2825 | F-BOX CVR, RECT (2-1/8"), BRS | EA |  | 1 Year | 68.55 | 5% | 65.1225
79631 | Hubbell | S2925 | F-BOX CVR, RND (2-1/8"), BRS | EA |  | 1 Year | 61.7 | 5% | 58.615
79632 | Hubbell | S3061 | PROTECTIVE RING, 2-1/8" THREAD, BRS | EA |  | 1 Year | 75.35 | 5% | 71.5825
79633 | Hubbell | S3079 | CARP FLANGE, 5.25" DIA, CLR | EA |  | 1 Year | 26.15 | 5% | 24.8425
79634 | Hubbell | S3082 | CARP FLANGE, 6.25" DIA, BRS | EA |  | 1 Year | 113 | 5% | 107.35
79635 | Hubbell | S3083 | CARP FLANGE, 1-G, CLEAR | EA |  | 1 Year | 30 | 5% | 28.5
79636 | Hubbell | S3084 | CARP FLANGE, 2-G, CLEAR | EA |  | 1 Year | 36.4 | 5% | 34.58
79637 | Hubbell | S3085 | CARP FLANGE, 3-G, CLEAR | EA |  | 1 Year | 46.3 | 5% | 43.985
79638 | Hubbell | S3182 | CARP FLANGE, 5.25" DIA, BRS | EA |  | 1 Year | 146 | 5% | 138.7
79639 | Hubbell | S3325 | FLR BOX CVR, RND (TERRAZZO), BRS | EA |  | 1 Year | 120 | 5% | 114
79640 | Hubbell | S3425 | F-BOX CVR, RECT, (2-3/8"), BRS | EA |  | 1 Year | 127 | 5% | 120.65
79641 | Hubbell | S3525 | F-BOX CVR, RND, (2-3/8"), BRS | EA |  | 1 Year | 115 | 5% | 109.25
79642 | Hubbell | S3625 | F-BOX CVR, RECT, 2) 1.5", BRS | EA |  | 1 Year | 66.05 | 5% | 62.7475
79643 | Hubbell | S3625M1 | CAT#S3625, MOD, TORX SLOTS | EA |  | 1 Year | 97.05 | 5% | 92.1975
79644 | Hubbell | S3725 | F-BOX CVR, RND, 2) 1.5", BRS | EA |  | 1 Year | 65.25 | 5% | 61.9875
79645 | Hubbell | S3813 | F-BOX CVR, RECT, BLANK, BRS | EA |  | 1 Year | 53.15 | 5% | 50.4925
79646 | Hubbell | S3825 | F-BOX CVR, RECT, DUP FLAP, BRS | EA |  | 1 Year | 114 | 5% | 108.3
79647 | Hubbell | S3826 | F-BOX CVR, RECT, GFCI, BRS | EA |  | 1 Year | 114 | 5% | 108.3
79648 | Hubbell | S3925 | F-BOX CVR, RND, DUP FLAP, BRS | EA |  | 1 Year | 108 | 5% | 102.6
79649 | Hubbell | S5002 | FLUSH PLUG, 3/4", BRS | EA |  | 1 Year | 26.05 | 5% | 24.7475
79650 | Hubbell | S5003 | FLUSH PLUG, 1", BRS | EA |  | 1 Year | 47.45 | 5% | 45.0775
79651 | Hubbell | S5007 | FLUSH PLUG, 1 1/2", BRS | EA |  | 1 Year | 34.55 | 5% | 32.8225
79652 | Hubbell | S5007M1 | CAT#S5007, MOD, TORX SLOT | EA |  | 1 Year | 35.95 | 5% | 34.1525
79653 | Hubbell | S5010 | FLUSH CAP RING, 2-1/8"X 3/4", BRS | EA |  | 1 Year | 35.8 | 5% | 34.01
79654 | Hubbell | S5012 | CROWN PLUG, 3/4", BRS | EA |  | 1 Year | 16.95 | 5% | 16.1025
79655 | Hubbell | S5013 | CROWN PLUG, 1", BRS | EA |  | 1 Year | 26.15 | 5% | 24.8425
79656 | Hubbell | S5016 | COVER FLANGE, ROUND, BRS | EA |  | 1 Year | 22.5 | 5% | 21.375
79657 | Hubbell | S5017A | ADAPT FRAME W/O GROUND LUGS, BRS | EA |  | 1 Year | 58.55 | 5% | 55.6225
79658 | Hubbell | S5017G | ADAPT FRAME W/GROUND LUGS, BRS | EA |  | 1 Year | 61.15 | 5% | 58.0925
79659 | Hubbell | S5020 | FLUSH PLUG, 2 1/8", BRS | EA |  | 1 Year | 34.55 | 5% | 32.8225
79660 | Hubbell | S5025 | FLUSH CAP RING, 2-1/8"X 1", BRS | EA |  | 1 Year | 37.95 | 5% | 36.0525
79661 | Hubbell | S5030 | FLUSH PLUG, 2 3/8", BRS | EA |  | 1 Year | 58 | 5% | 55.1
79662 | Hubbell | S811CA | 4SQ CVR 1/2RSD EXPW 1)RCPT30A LCKNG | EA |  | 1 Year | 2.75 | 5% | 2.6125
79663 | Hubbell | SA1 | WALLPLATE 1-G, TOG OPENING, ALUM | EA |  | 1 Year | 5.35 | 5% | 5.0825
79664 | Hubbell | SA13A | WALLPLATE 1-G, BLANK, ALUM | EA |  | 1 Year | 4.65 | 5% | 4.4175
79665 | Hubbell | SA2 | WALLPLATE 2-G, TOG OPENING, ALUM | EA |  | 1 Year | 11.45 | 5% | 10.8775
79666 | Hubbell | SA23 | WALLPLATE 2-G, BLANK, ALUM | EA |  | 1 Year | 13.1 | 5% | 12.445
79667 | Hubbell | SA2425 | F-BOX CVR, RECT (2-1/8"X 3/4"), ALU | EA |  | 1 Year | 103 | 5% | 97.85
79668 | Hubbell | SA2525 | F-BOX CVR, RND (2-1/8"X 3/4"), ALU | EA |  | 1 Year | 95.8 | 5% | 91.01
79669 | Hubbell | SA26 | WALLPLATE, 1-G, GFCI, ALUM | EA |  | 1 Year | 4.65 | 5% | 4.4175
79670 | Hubbell | SA2625 | F-BOX CVR, RECT (2-1/8"X 1"), ALU | EA |  | 1 Year | 106 | 5% | 100.7
79671 | Hubbell | SA2725 | F-BOX CVR, RND (2-1/8"X 1"), ALU | EA |  | 1 Year | 111 | 5% | 105.45
79672 | Hubbell | SA2925 | F-BOX CVR, RND (2-1/8), ALU | EA |  | 1 Year | 88.35 | 5% | 83.9325
79673 | Hubbell | SA3082 | FB CARPET FLANGE, RND, 6.25 IN DIAM, ALU | EA |  | 1 Year | 119 | 5% | 113.05
79674 | Hubbell | SA3083 | CARPET FLANGE, 1-G, RECTANGULAR ALU | EA |  | 1 Year | 128 | 5% | 121.6
79675 | Hubbell | SA3083W | FLANGE, 1-G, RECTANGULAR ALU | EA |  | 1 Year | 151 | 5% | 143.45
79676 | Hubbell | SA3084 | CARPET FLANGE, 2-G, RECTANGULAR ALU | EA |  | 1 Year | 183 | 5% | 173.85
79677 | Hubbell | SA3084W | FLANGE, 2-G, RECTANGULAR ALU | EA |  | 1 Year | 215 | 5% | 204.25
79678 | Hubbell | SA3085 | CARPET FLANGE, 3-G, RECTANGULAR ALU | EA |  | 1 Year | 272 | 5% | 258.4
79679 | Hubbell | SA3085W | FLANGE, 3-G, RECTANGULAR ALU | EA |  | 1 Year | 321 | 5% | 304.95
79680 | Hubbell | SA3182 | CARP FLANGE, 5.25" DIA, ALU | EA |  | 1 Year | 159 | 5% | 151.05
79681 | Hubbell | SA3625 | F-BOX CVR, RECT, 2) 1.5", ALU | EA |  | 1 Year | 108 | 5% | 102.6
79682 | Hubbell | SA3725 | F-BOX CVR, RND, 2) 1.5", ALU | EA |  | 1 Year | 109 | 5% | 103.55
79683 | Hubbell | SA3813 | F-BOX CVR, RECT, BLANK, ALU | EA |  | 1 Year | 70.3 | 5% | 66.785
79684 | Hubbell | SA3825 | F-BOX CVR, RECT, DUP FLAP, ALU | EA |  | 1 Year | 190 | 5% | 180.5
79685 | Hubbell | SA3826 | F-BOX CVR, RECT, GFCI, ALU | EA |  | 1 Year | 152 | 5% | 144.4
79686 | Hubbell | SA3925 | F-BOX CVR, RND, DUP FLAP, ALU | EA |  | 1 Year | 179 | 5% | 170.05
79687 | Hubbell | SA5007 | FLUSH PLUG, 1 1/2", ALU | EA |  | 1 Year | 37.95 | 5% | 36.0525
79688 | Hubbell | SA5010 | FLUSH CAP RING, 2 1/8"X 3/4" , ALU | EA |  | 1 Year | 38.5 | 5% | 36.575
79689 | Hubbell | SA5012 | CROWN PLUG, 3/4", ALU | EA |  | 1 Year | 25.2 | 5% | 23.94
79690 | Hubbell | SA5013 | CROWN PLUG, 1", ALU | EA |  | 1 Year | 28.75 | 5% | 27.3125
79691 | Hubbell | SA5016 | COVER FLANGE, ROUND ALU | EA |  | 1 Year | 44.2 | 5% | 41.99
79692 | Hubbell | SA5017A | COVER FLANGE, RECT ALU | EA |  | 1 Year | 62.35 | 5% | 59.2325
79693 | Hubbell | SA5017G | COVER FLANGE, RECT ALU, W/GROUND | EA |  | 1 Year | 65.6 | 5% | 62.32
79694 | Hubbell | SA5020 | FLUSH PLUG, 2-1/8", ALU | EA |  | 1 Year | 37.3 | 5% | 35.435
79695 | Hubbell | SA5025 | FLUSH PLUG, 2-3/8", ALU | EA |  | 1 Year | 41.75 | 5% | 39.6625
79696 | Hubbell | SA6685G | PEDESTAL,ALU,GROUNDED,2-G, W/ 3/4" HUB | EA |  | 1 Year | 325 | 5% | 308.75
79697 | Hubbell | SA6686G | PEDESTAL,ALU,GROUNDED,2-G, W/ 1" HUB | EA |  | 1 Year | 327 | 5% | 310.65
79698 | Hubbell | SA6687G | PEDESTAL,ALU,GROUNDED,4-G, W/ 3/4" HUB | EA |  | 1 Year | 356 | 5% | 338.2
79699 | Hubbell | SA6688 | PEDESTAL, ALU, 4-G, W/ 1" HUB | EA |  | 1 Year | 440 | 5% | 418
79700 | Hubbell | SA6688G | PEDESTAL,ALU,GROUNDED,4-G, W/ 1" HUB | EA |  | 1 Year | 358 | 5% | 340.1
79701 | Hubbell | SA7 | WALLPLATE 1-G, 1.40" OPENING, ALU | EA |  | 1 Year | 5.6 | 5% | 5.32
79702 | Hubbell | SA72 | WALLPLATE 2-G, 2) 1.40" OPENING, ALU | EA |  | 1 Year | 13.1 | 5% | 12.445
79703 | Hubbell | SA720 | WALLPLATE 1-G, 1.60" OPENING, ALU | EA |  | 1 Year | 7.1 | 5% | 6.745
79704 | Hubbell | SA723 | WALLPLATE 1-G, 2.15" OPENING, ALU | EA |  | 1 Year | 8.1 | 5% | 7.695
79705 | Hubbell | SA8 | WALLPLATE 1-G, 1 DUP OPENING, ALUM | EA |  | 1 Year | 5.45 | 5% | 5.1775
79706 | Hubbell | SA82 | WALLPLATE 2-G, 2 DUP OPENING, ALUM | EA |  | 1 Year | 13.1 | 5% | 12.445
79707 | Hubbell | SB1 | WALLPLATE 1-G, TOG OPENING, BRS | EA |  | 1 Year | 11.25 | 5% | 10.6875
79708 | Hubbell | SB12 | WALLPLATE 1-G, .64" OPENING, BRS | EA |  | 1 Year | 13.1 | 5% | 12.445
79709 | Hubbell | SB126 | WALLPLATE 2-G, TOG/STY OPENING, BRS | EA |  | 1 Year | 20.85 | 5% | 19.8075
79710 | Hubbell | SB13 | WALLPLATE 1-G, BLANK, BRS, BOX | EA |  | 1 Year | 12.35 | 5% | 11.7325
79711 | Hubbell | SB14 | WALLPLATE 1-G, BLANK, BRS | EA |  | 1 Year | 12.2 | 5% | 11.59
79712 | Hubbell | SB18 | WALLPLATE 2-G, 1) DUP, 1) TOGGLE, BRS | EA |  | 1 Year | 24.4 | 5% | 23.18
79713 | Hubbell | SB2 | WALLPLATE 2-G, TOG OPENING, BRS | EA |  | 1 Year | 23.55 | 5% | 22.3725
79714 | Hubbell | SB23 | WALLPLATE 2-G, BLANK, BRASS | EA |  | 1 Year | 25.5 | 5% | 24.225
79715 | Hubbell | SB26 | WALLPLATE 1-G, STYLE OPENING, BRS | EA |  | 1 Year | 10.35 | 5% | 9.8325
79716 | Hubbell | SB262 | WALLPLATE 2-G, 2) STYLE OPENING, BRS | EA |  | 1 Year | 19.2 | 5% | 18.24
79717 | Hubbell | SB3 | WALLPLATE 3-G, 3) TOG OPENING, BRS | EA |  | 1 Year | 35.95 | 5% | 34.1525
79718 | Hubbell | SB3083 | CARPET FLANGE, 1-G, RECT, BRS | EA |  | 1 Year | 136 | 5% | 129.2
79719 | Hubbell | SB3083W | CARPET FLANGE, 1-G FLAT, RECT, BRS | EA |  | 1 Year | 116 | 5% | 110.2
79720 | Hubbell | SB3084 | CARPET FLANGE, 2-G, RECT, BRS | EA |  | 1 Year | 199 | 5% | 189.05
79721 | Hubbell | SB3084W | CARPET FLANGE, 2-G FLAT, RECT, BRS | EA |  | 1 Year | 168 | 5% | 159.6
79722 | Hubbell | SB3085 | CARPET FLANGE, 3-G, RECT, BRS | EA |  | 1 Year | 290 | 5% | 275.5
79723 | Hubbell | SB3085W | CARPET FLANGE, 3-GF, RECT, BRS | EA |  | 1 Year | 246 | 5% | 233.7
79724 | Hubbell | SB4 | WALLPLATE 4-G, 4) TOG OPENING, BRS | EA |  | 1 Year | 48.6 | 5% | 46.17
79725 | Hubbell | SB5 | WALLPLATE 5-G, 5) TOG OPENING, BRS | EA |  | 1 Year | 60.05 | 5% | 57.0475
79726 | Hubbell | SB6 | WALLPLATE 6-G, 6) TOG OPENING, BRS | EA |  | 1 Year | 69.95 | 5% | 66.4525
79727 | Hubbell | SB7 | WALLPLATE 1-G, 1.40" OPENING, BRS | EA |  | 1 Year | 12.35 | 5% | 11.7325
79728 | Hubbell | SB72 | WALLPLATE 2-G, 2) 1.40" OPENING, BRS | EA |  | 1 Year | 25.2 | 5% | 23.94
79729 | Hubbell | SB720 | WALLPLATE 1-G, 1.60" OPENING, BRS | EA |  | 1 Year | 21.6 | 5% | 20.52
79730 | Hubbell | SB738 | WALLPLATE 1-G, .38" OPENING, BRS | EA |  | 1 Year | 9.95 | 5% | 9.4525
79731 | Hubbell | SB771 | WALLPLATE 1-G, LOUVRE, BRS | EA |  | 1 Year | 23.25 | 5% | 22.0875
79732 | Hubbell | SB8 | WALLPLATE 1-G, DUP, BRS | EA |  | 1 Year | 11.25 | 5% | 10.6875
79733 | Hubbell | SB82 | WALLPLATE 2-G, 2) DUP, BRS | EA |  | 1 Year | 24.4 | 5% | 23.18
79734 | Hubbell | SB826 | WALLPLATE 2-G, DUP/STYLE, BRS | EA |  | 1 Year | 19.2 | 5% | 18.24
79735 | Hubbell | SB83 | WALLPLATE 3-G, 3) DUP OPENING, BRS | EA |  | 1 Year | 35.45 | 5% | 33.6775
79736 | Hubbell | SBP1 | WALLPLATE, 1-G, TOG, BRS PLT | EA |  | 1 Year | 3.35 | 5% | 3.1825
79737 | Hubbell | SBP12 | WALLPLATE, 1-G, .64" OPENING, BRS PLT | EA |  | 1 Year | 3.95 | 5% | 3.7525
79738 | Hubbell | SBP126 | WALLPLATE, 2-G, TOG/STYL, BRS PLT | EA |  | 1 Year | 7.45 | 5% | 7.0775
79739 | Hubbell | SBP13 | WALLPLATE, 1-G, BLANK, BRS PLT | EA |  | 1 Year | 3.35 | 5% | 3.1825
79740 | Hubbell | SBP18 | WALLPLATE, 2-G, TOG/DUP, BRS PLT | EA |  | 1 Year | 7.45 | 5% | 7.0775
79741 | Hubbell | SBP2 | WALLPLATE, 2-G, 2) TOG, BRS PLT | EA |  | 1 Year | 7.45 | 5% | 7.0775
79742 | Hubbell | SBP26 | WALLPLATE, 1-G, GFCI, BRS PLT | EA |  | 1 Year | 3.35 | 5% | 3.1825
79743 | Hubbell | SBP262 | WALLPLATE, 2-G, GFCI, BRS PLT | EA |  | 1 Year | 7.45 | 5% | 7.0775
79744 | Hubbell | SBP263 | WALLPLATE, 3-G, GFCI, BRS PLT | EA |  | 1 Year | 10.9 | 5% | 10.355
79745 | Hubbell | SBP28 | WALLPLATE, 3-G, TOG/TOG/DUP, BRS PLT | EA |  | 1 Year | 10.9 | 5% | 10.355
79746 | Hubbell | SBP3 | WALLPLATE, 3-G, 3) TOG, BRS PLT | EA |  | 1 Year | 10.9 | 5% | 10.355
79747 | Hubbell | SBP4 | WALLPLATE 4-G, 4) TOG, BRS PLT | EA |  | 1 Year | 14.05 | 5% | 13.3475
79748 | Hubbell | SBP7 | WALLPLATE 1-G, 1.40" OPENING, BRS PLT | EA |  | 1 Year | 3.35 | 5% | 3.1825
79749 | Hubbell | SBP771 | WALLPLATE 1-G, LOUVER, BRS PLT | EA |  | 1 Year | 8.1 | 5% | 7.695
79750 | Hubbell | SBP8 | WALLPLATE 1-G, DUP OPENING, BRS PLT | EA |  | 1 Year | 3.35 | 5% | 3.1825
79751 | Hubbell | SBP82 | WALLPLATE, 2-G, 2) DUP, BRS PLT | EA |  | 1 Year | 7.45 | 5% | 7.0775
79752 | Hubbell | SBP83 | WALLPLATE, 3-G, 3) DUP, BRS PLT | EA |  | 1 Year | 10.9 | 5% | 10.355
79753 | Hubbell | SC10 | CONN, SPEAKON JK,SDR TYPE,PANEL MT,10 PK | PK |  | 1 Year | 248 | 5% | 235.6
79754 | Hubbell | SC3098A | PED HOUSING, 2-G, 3/4" CHASE NIPPLE | EA |  | 1 Year | 83.5 | 5% | 79.325
79755 | Hubbell | SC3099A | PED HOUSING, 2-G, 1" CHASE NIPPLE | EA |  | 1 Year | 110 | 5% | 104.5
79756 | Hubbell | SCH1 | WALLPLATE, 1-G, TOG, CHR PLT | EA |  | 1 Year | 2.5 | 5% | 2.375
79757 | Hubbell | SCH12 | WALLPLATE, 1-G, .64" OPENING, CHR PLT | EA |  | 1 Year | 3 | 5% | 2.85
79758 | Hubbell | SCH13 | WALLPLATE, 1-G, BLANK, CHR PLT | EA |  | 1 Year | 2.5 | 5% | 2.375
79759 | Hubbell | SCH18 | WALLPLATE, 2-G, TOG/DUP, CHR PLT | EA |  | 1 Year | 4.9 | 5% | 4.655
79760 | Hubbell | SCH2 | WALLPLATE, 2-G, 2) TOG, CHR PLT | EA |  | 1 Year | 5.15 | 5% | 4.8925
79761 | Hubbell | SCH23 | WALLPLATE, 2-G, BLANK, CHR PLT | EA |  | 1 Year | 5.15 | 5% | 4.8925
79762 | Hubbell | SCH26 | WALLPLATE, 1-G, GFCI, CHR PLT | EA |  | 1 Year | 2.5 | 5% | 2.375
79763 | Hubbell | SCH262 | WALLPLATE, 2-G, GFCI, CHR PLT | EA |  | 1 Year | 5.15 | 5% | 4.8925
79764 | Hubbell | SCH3 | WALLPLATE, 3-G, 3) TOG, CHR PLT | EA |  | 1 Year | 8.3 | 5% | 7.885
79765 | Hubbell | SCH7 | WALLPLATE, 1-G, 1.40" OPENING, CHR PLT | EA |  | 1 Year | 8.1 | 5% | 7.695
79766 | Hubbell | SCH702 | WALLPLATE, 2-G, 2.15" OPENING, CHR PLT | EA |  | 1 Year | 9.5 | 5% | 9.025
79767 | Hubbell | SCH723 | WALLPLATE, 1-G, 2.15" OPENING, CHR PLT | EA |  | 1 Year | 4.35 | 5% | 4.1325
79768 | Hubbell | SCH8 | WALLPLATE, 1-G, DUP, CHR PLT | EA |  | 1 Year | 2.5 | 5% | 2.375
79769 | Hubbell | SCH82 | WALLPLATE, 2-G, 2) DUP, CHR PLT | EA |  | 1 Year | 5.15 | 5% | 4.8925
79770 | Hubbell | SF14SJBK | SNAP-FIT, KEYSTONE,1/4" STEREO JACK,BK | EA |  | 1 Year | 13.85 | 5% | 13.1575
79771 | Hubbell | SF14SJEI | SNAP-FIT, KEYSTONE,1/4" STEREO JACK,EI | EA |  | 1 Year | 13.85 | 5% | 13.1575
79772 | Hubbell | SF14SJGY | SNAP-FIT, KEYSTONE,1/4" STEREO JACK,GY | EA |  | 1 Year | 13.85 | 5% | 13.1575
79773 | Hubbell | SF14SJOW | SNAP-FIT, KEYSTONE,1/4" STEREO JACK,OW | EA |  | 1 Year | 13.85 | 5% | 13.1575
79774 | Hubbell | SF14SJW | SNAP-FIT, KEYSTONE,1/4" STEREO JACK,WH | EA |  | 1 Year | 13.85 | 5% | 13.1575
79775 | Hubbell | SF15ST | SNAP-FIT,D-SUB,15PIN,SVGA,SCR TERM | EA |  | 1 Year | 26.5 | 5% | 25.175
79776 | Hubbell | SF2525 | COMBO CVR/FLANGE,RND,BRS, 2 1/8, 3/4-in | EA |  | 1 Year | 98.1 | 5% | 93.195
79777 | Hubbell | SF2725 | COMBO CVR/FLANGE, RND, BRS, 2 1/8, 1-in. | EA |  | 1 Year | 106 | 5% | 100.7
79778 | Hubbell | SF2925 | COMBO CVR/FLANGE, RND, BRS, 2 1/8 RECPT. | EA |  | 1 Year | 94.65 | 5% | 89.9175
79779 | Hubbell | SF35110BK | SNAP-FIT, 3.5MM,FEMALE,110,BK | EA |  | 1 Year | 15.5 | 5% | 14.725
79780 | Hubbell | SF35FFAL | SNAP-FIT, KEYSTONE,3.5MM STEREO,F/F,AL | EA |  | 1 Year | 11 | 5% | 10.45
79781 | Hubbell | SF35FFBK | SNAP-FIT, KEYSTONE,3.5MM STEREO,F/F,BK | EA |  | 1 Year | 11 | 5% | 10.45
79782 | Hubbell | SF35FFEI | SNAP-FIT, KEYSTONE,3.5MM STEREO,F/F,EI | EA |  | 1 Year | 11 | 5% | 10.45
79783 | Hubbell | SF35FFGY | SNAP-FIT, KEYSTONE,3.5MM STEREO,F/F,GY | EA |  | 1 Year | 11 | 5% | 10.45
79784 | Hubbell | SF35FFLA | SNAP-FIT, KEYSTONE,3.5MM STEREO,F/F,LA | EA |  | 1 Year | 11 | 5% | 10.45
79785 | Hubbell | SF35FFOW | SNAP-FIT, KEYSTONE,3.5MM STEREO,F/F,OW | EA |  | 1 Year | 11 | 5% | 10.45
79786 | Hubbell | SF35FFW | SNAP-FIT, KEYSTONE,3.5MM STEREO,F/F,WH | EA |  | 1 Year | 11 | 5% | 10.45
79787 | Hubbell | SF35GFFAL | SNAP-FIT, KEYSTONE,3.5MM,F/F,GOLD,AL | EA |  | 1 Year | 14.4 | 5% | 13.68
79788 | Hubbell | SF35GFFBK | SNAP-FIT, KEYSTONE,3.5MM,F/F,GOLD,BK | EA |  | 1 Year | 14.4 | 5% | 13.68
79789 | Hubbell | SF35GFFEI | SNAP-FIT, KEYSTONE,3.5MM,F/F,GOLD,EI | EA |  | 1 Year | 14.4 | 5% | 13.68
79790 | Hubbell | SF35GFFGY | SNAP-FIT, KEYSTONE,3.5MM,F/F,GOLD,GY | EA |  | 1 Year | 14.4 | 5% | 13.68
79791 | Hubbell | SF35GFFLA | SNAP-FIT, KEYSTONE,3.5MM,F/F,GOLD,LA | EA |  | 1 Year | 14.4 | 5% | 13.68
79792 | Hubbell | SF35GFFOW | SNAP-FIT, KEYSTONE,3.5MM,F/F,GOLD,OW | EA |  | 1 Year | 14.4 | 5% | 13.68
79793 | Hubbell | SF35GFFW | SNAP-FIT, KEYSTONE,3.5MM,F/F,GOLD,WH | EA |  | 1 Year | 14.4 | 5% | 13.68
79794 | Hubbell | SF35SJ | SNAP-FIT, KEYSTONE,3.5MM STEREO,SDR,OW | EA |  | 1 Year | 7.6 | 5% | 7.22
79795 | Hubbell | SF35SJAL | SNAP-FIT, KEYSTONE,3.5MM STEREO,SDR,AL | EA |  | 1 Year | 7.6 | 5% | 7.22
79796 | Hubbell | SF35SJBK | SNAP-FIT, KEYSTONE,3.5MM STEREO,SDR,BK | EA |  | 1 Year | 7.6 | 5% | 7.22
79797 | Hubbell | SF35SJEI | SNAP-FIT, KEYSTONE,3.5MM STEREO,SDR,EI | EA |  | 1 Year | 7.6 | 5% | 7.22
79798 | Hubbell | SF35SJGY | SNAP-FIT, KEYSTONE,3.5MM STEREO,SDR,GY | EA |  | 1 Year | 7.6 | 5% | 7.22
79799 | Hubbell | SF35SJLA | SNAP-FIT, KEYSTONE,3.5MM STEREO,SDR,LA | EA |  | 1 Year | 7.6 | 5% | 7.22
79800 | Hubbell | SF35SJTI | SNAP-FIT, KEYSTONE,3.5MM STEREO,SDR,TI | EA |  | 1 Year | 7.6 | 5% | 7.22
79801 | Hubbell | SF35SJW | SNAP-FIT, KEYSTONE,3.5MM STEREO,SDR,WH | EA |  | 1 Year | 7.6 | 5% | 7.22
79802 | Hubbell | SF35STAL | SNAP-FIT, KEYSTONE,3.5M STERO,SCRWTRM,AL | EA |  | 1 Year | 20.85 | 5% | 19.8075
79803 | Hubbell | SF35STBK | SNAP-FIT, KEYSTONE,3.5M STERO,SCRWTRM,BK | EA |  | 1 Year | 20.85 | 5% | 19.8075
79804 | Hubbell | SF35STEI | SNAP-FIT, KEYSTONE,3.5M STERO,SCRWTRM,EI | EA |  | 1 Year | 20.85 | 5% | 19.8075
79805 | Hubbell | SF35STGY | SNAP-FIT, KEYSTONE,3.5M STERO,SCRWTRM,GY | EA |  | 1 Year | 20.85 | 5% | 19.8075
79806 | Hubbell | SF35STLA | SNAP-FIT, KEYSTONE,3.5M STERO,SCRWTRM,LA | EA |  | 1 Year | 20.85 | 5% | 19.8075
79807 | Hubbell | SF35STOW | SNAP-FIT, KEYSTONE,3.5M STERO,SCRWTRM,OW | EA |  | 1 Year | 20.85 | 5% | 19.8075
79808 | Hubbell | SF35STW | SNAP-FIT, KEYSTONE,3.5M STERO,SCRWTRM,WH | EA |  | 1 Year | 20.85 | 5% | 19.8075
79809 | Hubbell | SF3925 | COMBO CVR/FLANGE, RND, BRS, DUP. FLAP | EA |  | 1 Year | 114 | 5% | 108.3
79810 | Hubbell | SF39253A | COMBO CVR/FLANGE,RND-PFB1,BRS,DUP. FLAP | EA |  | 1 Year | 209 | 5% | 198.55
79811 | Hubbell | SF5ECOGY | SNAP-FIT, INLINE CPLR,SLM,XOVER10/100,GY | EA |  | 1 Year | 14.8 | 5% | 14.06
79812 | Hubbell | SF841924 | CABINET, 19" EQUIP FRAME,84"H X 24"D,M6 | EA |  | 1 Year | 838 | 5% | 796.1
79813 | Hubbell | SF841924T | CABINET, 19" EQUIP FRAME.84"H X24"D,1224 | EA |  | 1 Year | 860 | 5% | 817
79814 | Hubbell | SF841929 | CABINET, 19" EQUIP FRAME,84"H X 29"D,M6 | EA |  | 1 Year | 860 | 5% | 817
79815 | Hubbell | SF841929T | CABINET, 19" EQUIP FRAME.84"H X29"D,1224 | EA |  | 1 Year | 881 | 5% | 836.95
79816 | Hubbell | SF841936 | CABINET, 19" EQUIP FRAME,84"H X 36"D,M6 | EA |  | 1 Year | 881 | 5% | 836.95
79817 | Hubbell | SF841936T | CABINET, 19" EQUIP FRAME.84"H X36"D,1224 | EA |  | 1 Year | 905 | 5% | 859.75
79818 | Hubbell | SF841942 | SERVER FRAME 4 POST,84"H X 42"D, M6 CGN | EA |  | 1 Year | 868 | 5% | 824.6
79819 | Hubbell | SF841942T | SERVER FRAME 4 POST,84"H X 42"D, #12-24 | EA |  | 1 Year | 890 | 5% | 845.5
79820 | Hubbell | SF841948 | SERVER FRAME 4 POST,84"H X 48"D, M6 CGN | EA |  | 1 Year | 890 | 5% | 845.5
79821 | Hubbell | SF841948T | SERVER FRAME 4 POST,84"H X 48"D, #12-24 | EA |  | 1 Year | 912 | 5% | 866.4
79822 | Hubbell | SFAVCN | SNAP-FIT,AV 8PIN,COUPLR,PNP,90 DEG,FF,BK | EA |  | 1 Year | 28.6 | 5% | 27.17
79823 | Hubbell | SFAVCS | SNAP FIT, AV 8PIN,COUPLR,PNP,STRAT,FF,BK | EA |  | 1 Year | 28.6 | 5% | 27.17
79824 | Hubbell | SFAVCT | SNAP-FIT,AV 8PIN,COUPLR,PNP,PGTAIL,FF,BK | EA |  | 1 Year | 28.6 | 5% | 27.17
79825 | Hubbell | SFB10 | SNAP-FIT, BLANK,OW,10PK | PK |  | 1 Year | 6.1 | 5% | 5.795
79826 | Hubbell | SFBAL | SNAP-FIT, BNC, F/F, 75 OHM, AL | EA |  | 1 Year | 11.2 | 5% | 10.64
79827 | Hubbell | SFBAL10 | SNAP-FIT, BLANK,AL,10PK | PK |  | 1 Year | 6.1 | 5% | 5.795
79828 | Hubbell | SFBB10 | SNAP-FIT, BLANK,BK,10PK | PK |  | 1 Year | 6.1 | 5% | 5.795
79829 | Hubbell | SFBBK | SNAP-FIT, BNC,F/F,75 OHM,BK | EA |  | 1 Year | 11.2 | 5% | 10.64
79830 | Hubbell | SFBE10 | SNAP-FIT, BLANK,EI,10PK | PK |  | 1 Year | 6.1 | 5% | 5.795
79831 | Hubbell | SFBEI | SNAP-FIT, BNC,F/F,75 OHM,EI | EA |  | 1 Year | 11.2 | 5% | 10.64
79832 | Hubbell | SFBG10 | SNAP-FIT, BLANK,GY,10PK | PK |  | 1 Year | 6.1 | 5% | 5.795
79833 | Hubbell | SFBGAL | SNAP-FIT, BNC-GOLD,F/F,75 OHM,AL | EA |  | 1 Year | 13.75 | 5% | 13.0625
79834 | Hubbell | SFBGBK | SNAP-FIT, BNC,GOLD,F/F,75 OHM,BK | EA |  | 1 Year | 13.75 | 5% | 13.0625
79835 | Hubbell | SFBGEI | SNAP-FIT, BNC,GOLD,F/F,75 OHM,EI | EA |  | 1 Year | 13.75 | 5% | 13.0625
79836 | Hubbell | SFBGGY | SNAP-FIT, BNC,GOLD,F/F,75 OHM,GY | EA |  | 1 Year | 13.75 | 5% | 13.0625
79837 | Hubbell | SFBGLA | SNAP-FIT, BNC,GOLD,F/F,75 OHM,LA | EA |  | 1 Year | 13.75 | 5% | 13.0625
79838 | Hubbell | SFBGOW | SNAP-FIT, BNC,GOLD,F/F,75 OHM,OW | EA |  | 1 Year | 13.75 | 5% | 13.0625
79839 | Hubbell | SFBGW | SNAP-FIT, BNC,GOLD,F/F,75 OHM,WH | EA |  | 1 Year | 13.75 | 5% | 13.0625
79840 | Hubbell | SFBGY | SNAP-FIT, BNC,F/F,75 OHM,GY | EA |  | 1 Year | 11.2 | 5% | 10.64
79841 | Hubbell | SFBI10 | SNAP-FIT, BLANK,TI,10PK | PK |  | 1 Year | 6.1 | 5% | 5.795
79842 | Hubbell | SFBLA | SNAP-FIT, BNC,F/F,75 OHM,LA | EA |  | 1 Year | 11.2 | 5% | 10.64
79843 | Hubbell | SFBLA10 | SNAP-FIT, BLANK,LA,10PK | PK |  | 1 Year | 6.1 | 5% | 5.795
79844 | Hubbell | SFBOW | SNAP-FIT, BNC,F/F,75 OHM,OW | EA |  | 1 Year | 11.2 | 5% | 10.64
79845 | Hubbell | SFBTI | SNAP-FIT, BNC,F/F,75 OHM,TI | EA |  | 1 Year | 11.2 | 5% | 10.64
79846 | Hubbell | SFBW | SNAP-FIT, BNC,F/F,75 OHM,WH | EA |  | 1 Year | 11.2 | 5% | 10.64
79847 | Hubbell | SFBW10 | SNAP-FIT, BLANK,WH,10PK | PK |  | 1 Year | 6.1 | 5% | 5.795
79848 | Hubbell | SFC5EB | SNAP-FIT, INLINE COUPLER,SLIM,CAT5E,BL | EA |  | 1 Year | 16.35 | 5% | 15.5325
79849 | Hubbell | SFC5EBK | SNAP-FIT, INLINE COUPLER,SLIM,CAT5E,BK | EA |  | 1 Year | 16.35 | 5% | 15.5325
79850 | Hubbell | SFC5EOR | SNAP-FIT, INLINE COUPLER,SLIM,CAT5E,OR | EA |  | 1 Year | 16.35 | 5% | 15.5325
79851 | Hubbell | SFC5ETI | SNAP-FIT, INLINE COUPLER,SLIM,CAT5E,TI | EA |  | 1 Year | 16.35 | 5% | 15.5325
79852 | Hubbell | SFC5EW | SNAP-FIT, INLINE COUPLER,SLIM,CAT5E,WH | EA |  | 1 Year | 16.35 | 5% | 15.5325
79853 | Hubbell | SFC6B | SNAP-FIT, INLINE COUPLER,SLIM,CAT6,BL | EA |  | 1 Year | 20.4 | 5% | 19.38
79854 | Hubbell | SFC6BK | SNAP-FIT, INLINE COUPLER,SLIM,CAT6,BK | EA |  | 1 Year | 20.4 | 5% | 19.38
79855 | Hubbell | SFC6OR | SNAP-FIT, INLINE COUPLER,SLIM,CAT6,OR | EA |  | 1 Year | 20.4 | 5% | 19.38
79856 | Hubbell | SFC6TI | SNAP-FIT, INLINE COUPLER,SLIM,CAT6,TI | EA |  | 1 Year | 20.4 | 5% | 19.38
79857 | Hubbell | SFC6W | SNAP-FIT, INLINE COUPLER,SLIM,CAT6,WH | EA |  | 1 Year | 20.4 | 5% | 19.38
79858 | Hubbell | SFF3GAL | SNAP-FIT, 3GHZ,GOLD F CONN,AL | EA |  | 1 Year | 8.95 | 5% | 8.5025
79859 | Hubbell | SFF3GBK | SNAP-FIT, 3GHZ,GOLD F CONN,BK | EA |  | 1 Year | 8.95 | 5% | 8.5025
79860 | Hubbell | SFF3GEI | SNAP-FIT, 3GHZ,GOLD F CONN,EI | EA |  | 1 Year | 8.95 | 5% | 8.5025
79861 | Hubbell | SFF3GGY | SNAP-FIT, 3GHZ,GOLD F CONN,GY | EA |  | 1 Year | 8.95 | 5% | 8.5025
79862 | Hubbell | SFF3GLA | SNAP-FIT, 3GHZ,GOLD F CONN,LA | EA |  | 1 Year | 8.95 | 5% | 8.5025
79863 | Hubbell | SFF3GOW | SNAP-FIT, 3GHZ,GOLD F CONN,OW | EA |  | 1 Year | 8.95 | 5% | 8.5025
79864 | Hubbell | SFF3GW | SNAP-FIT, 3GHZ,GOLD F CONN,WH | EA |  | 1 Year | 8.95 | 5% | 8.5025
79865 | Hubbell | SFFALX | SNAP-FIT, F CONN,AL | EA |  | 1 Year | 7.2 | 5% | 6.84
79866 | Hubbell | SFFBX | SNAP-FIT, F CONN,BK | EA |  | 1 Year | 7.2 | 5% | 6.84
79867 | Hubbell | SFFEX | SNAP-FIT, F CONN,EI | EA |  | 1 Year | 7.2 | 5% | 6.84
79868 | Hubbell | SFFGAL | SNAP-FIT, GOLD F CONN,AL | EA |  | 1 Year | 8.25 | 5% | 7.8375
79869 | Hubbell | SFFGBK | SNAP-FIT, GOLD F CONN,BK | EA |  | 1 Year | 8.25 | 5% | 7.8375
79870 | Hubbell | SFFGEI | SNAP-FIT, GOLD F CONN,EI | EA |  | 1 Year | 8.25 | 5% | 7.8375
79871 | Hubbell | SFFGGY | SNAP-FIT, GOLD F CONN,GY | EA |  | 1 Year | 8.25 | 5% | 7.8375
79872 | Hubbell | SFFGLA | SNAP-FIT, GOLD F CONN,LA | EA |  | 1 Year | 8.25 | 5% | 7.8375
79873 | Hubbell | SFFGOW | SNAP-FIT, GOLD F CONN,OW | EA |  | 1 Year | 8.25 | 5% | 7.8375
79874 | Hubbell | SFFGW | SNAP-FIT, GOLD F CONN,WH | EA |  | 1 Year | 8.25 | 5% | 7.8375
79875 | Hubbell | SFFGX | SNAP-FIT, F CONN,GY | EA |  | 1 Year | 7.2 | 5% | 6.84
79876 | Hubbell | SFFKLCBLW | FIBER, SNAP-FIT,FLUSH,KLC,DUP,BL,ZIRC,WH | EA |  | 1 Year | 34.9 | 5% | 33.155
79877 | Hubbell | SFFLAX | SNAP-FIT, F CONN,LA | EA |  | 1 Year | 7.2 | 5% | 6.84
79878 | Hubbell | SFFLCSAQBK | FIBER, SNAP-FIT,FLSH,LC DUPLX,AQ,ZIRC,BK | EA |  | 1 Year | 24.2 | 5% | 22.99
79879 | Hubbell | SFFLCSAQEI | FIBER, SNAP-FIT,FLSH,LC DUPLX,AQ,ZIRC,EI | EA |  | 1 Year | 24.2 | 5% | 22.99
79880 | Hubbell | SFFLCSAQG | FIBER, SNAP-FIT,FLSH,LC DUPLX,AQ,ZIRC,GY | EA |  | 1 Year | 24.2 | 5% | 22.99
79881 | Hubbell | SFFLCSAQOW | FIBER, SNAP-FIT,FLSH,LC,DUPLX,AQ,ZIRC,OW | EA |  | 1 Year | 24.2 | 5% | 22.99
79882 | Hubbell | SFFLCSAQW | FIBER, SNAP-FIT,FLSH,LC DUPLX,AQ,ZIRC,WH | EA |  | 1 Year | 24.2 | 5% | 22.99
79883 | Hubbell | SFFLCSBBK | FIBER, SNAP-FIT,FLSH,LC DUPLX,BL,ZIRC,BK | EA |  | 1 Year | 24.2 | 5% | 22.99
79884 | Hubbell | SFFLCSBEBK | FIBER, SNAP-FIT,FLSH,LC DUPLX,BE,ZIRC,BK | EA |  | 1 Year | 24.2 | 5% | 22.99
79885 | Hubbell | SFFLCSBEEI | FIBER, SNAP-FIT,FLSH,LC DUPLX,BE,ZIRC,EI | EA |  | 1 Year | 24.2 | 5% | 22.99
79886 | Hubbell | SFFLCSBEG | FIBER, SNAP-FIT,FLSH,LC DUPLX,BE,ZIRC,GY | EA |  | 1 Year | 24.2 | 5% | 22.99
79887 | Hubbell | SFFLCSBEI | FIBER, SNAP-FIT,FLSH,LC DUPLX,BL,ZIRC,EI | EA |  | 1 Year | 24.2 | 5% | 22.99
79888 | Hubbell | SFFLCSBEOW | FIBER, SNAP-FIT,FLSH,LC DUPLX,BE,ZIRC,OW | EA |  | 1 Year | 24.2 | 5% | 22.99
79889 | Hubbell | SFFLCSBEW | FIBER, SNAP-FIT,FLSH,LC DUPLX,BE,ZIRC,WH | EA |  | 1 Year | 24.2 | 5% | 22.99
79890 | Hubbell | SFFLCSBG | FIBER, SNAP-FIT,FLSH,LC DUPLX,BL,ZIRC,GY | EA |  | 1 Year | 24.2 | 5% | 22.99
79891 | Hubbell | SFFLCSBKBK | FIBER, SNAP-FIT,FLSH,LC DUPLX,BK,ZIRC,BK | EA |  | 1 Year | 24.2 | 5% | 22.99
79892 | Hubbell | SFFLCSBKEI | FIBER, SNAP-FIT,FLSH,LC DUPLX,BK,ZIRC,EI | EA |  | 1 Year | 24.2 | 5% | 22.99
79893 | Hubbell | SFFLCSBKG | FIBER, SNAP-FIT,FLSH,LC DUPLX,BK,ZIRC,GY | EA |  | 1 Year | 24.2 | 5% | 22.99
79894 | Hubbell | SFFLCSBKOW | FIBER, SNAP-FIT,FLSH,LC DUPLX,BK,ZIRC,OW | EA |  | 1 Year | 24.2 | 5% | 22.99
79895 | Hubbell | SFFLCSBKW | FIBER, SNAP-FIT,FLSH,LC DUPLX,BK,ZIRC,WH | EA |  | 1 Year | 24.2 | 5% | 22.99
79896 | Hubbell | SFFLCSBOW | FIBER, SNAP-FIT,FLSH,LC DUPLX,BL,ZIRC,OW | EA |  | 1 Year | 24.2 | 5% | 22.99
79897 | Hubbell | SFFLCSBW | FIBER, SNAP-FIT,FLSH,LC DUPLX,BL,ZIRC,WH | EA |  | 1 Year | 24.2 | 5% | 22.99
79898 | Hubbell | SFFLCSGNBK | FIBER, SNAP-FIT,FLSH,LC DUPLX,GN,ZIRC,BK | EA |  | 1 Year | 24.2 | 5% | 22.99
79899 | Hubbell | SFFLCSGNEI | FIBER, SNAP-FIT,FLSH,LC DUPLX,GN,ZIRC,EI | EA |  | 1 Year | 24.2 | 5% | 22.99
79900 | Hubbell | SFFLCSGNG | FIBER, SNAP-FIT,FLSH,LC DUPLX,GN,ZIRC,GY | EA |  | 1 Year | 24.2 | 5% | 22.99
79901 | Hubbell | SFFLCSGNOW | FIBER, SNAP-FIT,FLSH,LC DUPLX,GN,ZIRC,OW | EA |  | 1 Year | 24.2 | 5% | 22.99
79902 | Hubbell | SFFLCSGNW | FIBER, SNAP-FIT,FLSH,LC DUPLX,GN,ZIRC,WH | EA |  | 1 Year | 24.2 | 5% | 22.99
79903 | Hubbell | SFFLCSORBK | FIBER, SNAP-FIT,FLSH,LC DUPLX,OR,ZIRC,BK | EA |  | 1 Year | 24.2 | 5% | 22.99
79904 | Hubbell | SFFLCSOREI | FIBER, SNAP-FIT,FLSH,LC DUPLX,OR,ZIRC,EI | EA |  | 1 Year | 24.2 | 5% | 22.99
79905 | Hubbell | SFFLCSORG | FIBER, SNAP-FIT,FLSH,LC DUPLX,OR,ZIRC,GY | EA |  | 1 Year | 24.2 | 5% | 22.99
79906 | Hubbell | SFFLCSOROW | FIBER, SNAP-FIT,FLSH,LC DUPLX,OR,ZIRC,OW | EA |  | 1 Year | 24.2 | 5% | 22.99
79907 | Hubbell | SFFLCSORW | FIBER, SNAP-FIT,FLSH,LC DUPLX,OR,ZIRC,WH | EA |  | 1 Year | 24.2 | 5% | 22.99
79908 | Hubbell | SFFLCSPEI | FIBER, SNAP-FIT,FLSH,LC DUPLX,PU,ZIRC,EI | EA |  | 1 Year | 25 | 5% | 23.75
79909 | Hubbell | SFFLCSRBK | FIBER, SNAP-FIT,FLSH,LC DUPLX,RD,ZIRC,BK | EA |  | 1 Year | 24.2 | 5% | 22.99
79910 | Hubbell | SFFLCSREI | FIBER, SNAP-FIT,FLSH,LC DUPLX,RD,ZIRC,EI | EA |  | 1 Year | 24.2 | 5% | 22.99
79911 | Hubbell | SFFLCSRG | FIBER, SNAP-FIT,FLSH,LC DUPLX,RD,ZIRC,GY | EA |  | 1 Year | 24.2 | 5% | 22.99
79912 | Hubbell | SFFLCSROW | FIBER, SNAP-FIT,FLSH,LC DUPLX,RD,ZIRC,OW | EA |  | 1 Year | 24.2 | 5% | 22.99
79913 | Hubbell | SFFLCSRW | FIBER, SNAP-FIT,FLSH,LC DUPLX,RD,ZIRC,WH | EA |  | 1 Year | 24.2 | 5% | 22.99
79914 | Hubbell | SFFLCSVIW | FIBER, SNAP-FIT,FLSH,LC DUPLX,VI,ZIRC,WH | EA |  | 1 Year | 24.2 | 5% | 22.99
79915 | Hubbell | SFFLCSYBK | FIBER, SNAP-FIT,FLSH,LC DUPLX,YL,ZIRC,BK | EA |  | 1 Year | 24.2 | 5% | 22.99
79916 | Hubbell | SFFLCSYEI | FIBER, SNAP-FIT,FLSH,LC DUPLX,YL,ZIRC,EI | EA |  | 1 Year | 24.2 | 5% | 22.99
79917 | Hubbell | SFFLCSYG | FIBER, SNAP-FIT,FLSH,LC DUPLX,YL,ZIRC,GY | EA |  | 1 Year | 24.2 | 5% | 22.99
79918 | Hubbell | SFFLCSYOW | FIBER, SNAP-FIT,FLSH,LC DUPLX,YL,ZIRC,OW | EA |  | 1 Year | 24.2 | 5% | 22.99
79919 | Hubbell | SFFLCSYW | FIBER, SNAP-FIT,FLSH,LC DUPLX,YL,ZIRC,WH | EA |  | 1 Year | 24.2 | 5% | 22.99
79920 | Hubbell | SFFLCYBK | FIBER, SNAP-FIT,FLSH,LC DUPLX,YL,P-BZ,BK | EA |  | 1 Year | 19.6 | 5% | 18.62
79921 | Hubbell | SFFLCYEI | FIBER, SNAP-FIT,FLSH,LC DUPLX,YL,P-BZ,EI | EA |  | 1 Year | 20.2 | 5% | 19.19
79922 | Hubbell | SFFLCYG | FIBER, SNAP-FIT,FLSH,LC DUPLX,YL,P-BZ,GY | EA |  | 1 Year | 19.6 | 5% | 18.62
79923 | Hubbell | SFFLCYOW | FIBER, SNAP-FIT,FLSH,LC DUPLX,YL,P-BZ,OW | EA |  | 1 Year | 19.6 | 5% | 18.62
79924 | Hubbell | SFFLCYW | FIBER, SNAP-FIT,FLSH,LC DUPLX,YL,P-BZ,WH | EA |  | 1 Year | 19.6 | 5% | 18.62
79925 | Hubbell | SFFMTPAQBK | FIBER, SNAP-FIT,FLSH,MTP,SMPLX,AQ,BK | EA |  | 1 Year | 23.15 | 5% | 21.9925
79926 | Hubbell | SFFMTPAQEI | FIBER, SNAP-FIT,FLSH,MTP,SMPLX,AQ,EI | EA |  | 1 Year | 23.15 | 5% | 21.9925
79927 | Hubbell | SFFMTPAQG | FIBER, SNAP-FIT,FLSH,MTP,SMPLX,AQ,GY | EA |  | 1 Year | 23.15 | 5% | 21.9925
79928 | Hubbell | SFFMTPAQOW | FIBER, SNAP-FIT,FLSH,MTP,SMPLX,AQ,OW | EA |  | 1 Year | 23.15 | 5% | 21.9925
79929 | Hubbell | SFFMTPAQW | FIBER, SNAP-FIT,FLSH,MTP,SMPLX,AQ,WH | EA |  | 1 Year | 23.15 | 5% | 21.9925
79930 | Hubbell | SFFMTPBEBK | FIBER, SNAP-FIT,FLSH,MTP,SMPLX,BE,BK | EA |  | 1 Year | 23.15 | 5% | 21.9925
79931 | Hubbell | SFFMTPBEEI | FIBER, SNAP-FIT,FLSH,MTP,SMPLX,BE,EI | EA |  | 1 Year | 23.15 | 5% | 21.9925
79932 | Hubbell | SFFMTPBEG | FIBER, SNAP-FIT,FLSH,MTP,SMPLX,BE,GY | EA |  | 1 Year | 23.15 | 5% | 21.9925
79933 | Hubbell | SFFMTPBEOW | FIBER, SNAP-FIT,FLSH,MTP,SMPLX,BE,OW | EA |  | 1 Year | 23.15 | 5% | 21.9925
79934 | Hubbell | SFFMTPBEW | FIBER, SNAP-FIT,FLSH,MTP,SMPLX,BE,WH | EA |  | 1 Year | 23.15 | 5% | 21.9925
79935 | Hubbell | SFFMTPBKBK | FIBER, SNAP-FIT,FLSH,MTP,SMPLX,BK,BK | EA |  | 1 Year | 23.15 | 5% | 21.9925
79936 | Hubbell | SFFMTPBKEI | FIBER, SNAP-FIT,FLSH,MTP,SMPLX,BK,EI | EA |  | 1 Year | 23.15 | 5% | 21.9925
79937 | Hubbell | SFFMTPBKG | FIBER, SNAP-FIT,FLSH,MTP,SMPLX,BK,GY | EA |  | 1 Year | 23.15 | 5% | 21.9925
79938 | Hubbell | SFFMTPBKOW | FIBER, SNAP-FIT,FLSH,MTP,SMPLX,BK,OW | EA |  | 1 Year | 23.15 | 5% | 21.9925
79939 | Hubbell | SFFMTPBKW | FIBER, SNAP-FIT,FLSH,MTP,SMPLX,BK,WH | EA |  | 1 Year | 23.15 | 5% | 21.9925
79940 | Hubbell | SFFMTPGNBK | FIBER, SNAP-FIT,FLSH,MTP,SMPLX,GN,BK | EA |  | 1 Year | 23.15 | 5% | 21.9925
79941 | Hubbell | SFFMTPGNEI | FIBER, SNAP-FIT,FLSH,MTP,SMPLX,GN,EI | EA |  | 1 Year | 23.15 | 5% | 21.9925
79942 | Hubbell | SFFMTPGNG | FIBER, SNAP-FIT,FLSH,MTP,SMPLX,GN,GY | EA |  | 1 Year | 23.15 | 5% | 21.9925
79943 | Hubbell | SFFMTPGNOW | FIBER, SNAP-FIT,FLSH,MTP,SMPLX,GN,OW | EA |  | 1 Year | 23.15 | 5% | 21.9925
79944 | Hubbell | SFFMTPGNW | FIBER, SNAP-FIT,FLSH,MTP,SMPLX,GN,WH | EA |  | 1 Year | 23.15 | 5% | 21.9925
79945 | Hubbell | SFFSCAQEI | FIBER, SNAP-FIT,FLSH,SC SMPLX,AQ,P-BZ,EI | EA |  | 1 Year | 9.25 | 5% | 8.7875
79946 | Hubbell | SFFSCAQOW | FIBER, SNAP-FIT,FLSH,SC SMPLX,AQ,P-BZ,OW | EA |  | 1 Year | 9.25 | 5% | 8.7875
79947 | Hubbell | SFFSCAQW | FIBER, SNAP-FIT,FLSH,SC SMPLX,AQ,P-BZ,WH | EA |  | 1 Year | 9.25 | 5% | 8.7875
79948 | Hubbell | SFFSCBEEI | FIBER, SNAP-FIT,FLSH,SC SMPLX,BE,P-BZ,EI | EA |  | 1 Year | 9.25 | 5% | 8.7875
79949 | Hubbell | SFFSCBEOW | FIBER, SNAP-FIT,FLSH,SC SMPLX,BE,P-BZ,OW | EA |  | 1 Year | 9.25 | 5% | 8.7875
79950 | Hubbell | SFFSCBEW | FIBER, SNAP-FIT,FLSH,SC SMPLX,BE,P-BZ,WH | EA |  | 1 Year | 9.25 | 5% | 8.7875
79951 | Hubbell | SFFSCBK | FIBER, SNAP-FIT,FLUSH,SC SMPLX,P-BZ,BK | EA |  | 1 Year | 9.25 | 5% | 8.7875
79952 | Hubbell | SFFSCBKEI | FIBER, SNAP-FIT,FLSH,SC SMPLX,BK,P-BZ,EI | EA |  | 1 Year | 9.25 | 5% | 8.7875
79953 | Hubbell | SFFSCBKOW | FIBER, SNAP-FIT,FLSH,SC SMPLX,BK,P-BZ,OW | EA |  | 1 Year | 9.25 | 5% | 8.7875
79954 | Hubbell | SFFSCBKW | FIBER, SNAP-FIT,FLSH,SC SMPLX,BK,P-BZ,WH | EA |  | 1 Year | 9.25 | 5% | 8.7875
79955 | Hubbell | SFFSCEI | FIBER, SNAP-FIT,FLUSH,SC SMPLX,P-BZ,EI | EA |  | 1 Year | 9.25 | 5% | 8.7875
79956 | Hubbell | SFFSCG | FIBER, SNAP-FIT,FLUSH,SC SMPLX,P-BZ,GY | EA |  | 1 Year | 9.25 | 5% | 8.7875
79957 | Hubbell | SFFSCGNEI | FIBER, SNAP-FIT,FLSH,SC SMPLX,GN,P-BZ,EI | EA |  | 1 Year | 9.25 | 5% | 8.7875
79958 | Hubbell | SFFSCGNOW | FIBER, SNAP-FIT,FLSH,SC SMPLX,GN,P-BZ,OW | EA |  | 1 Year | 9.25 | 5% | 8.7875
79959 | Hubbell | SFFSCGNW | FIBER, SNAP-FIT,FLSH,SC SMPLX,GN,P-BZ,WH | EA |  | 1 Year | 9.25 | 5% | 8.7875
79960 | Hubbell | SFFSCI | FIBER, SNAP-FIT,FLUSH,SC SMPLX,P-BZ,TI | EA |  | 1 Year | 9.25 | 5% | 8.7875
79961 | Hubbell | SFFSCOREI | FIBER, SNAP-FIT,FLSH,SC SMPLX,OR,P-BZ,EI | EA |  | 1 Year | 9.25 | 5% | 8.7875
79962 | Hubbell | SFFSCOROW | FIBER, SNAP-FIT,FLSH,SC SMPLX,OR,P-BZ,OW | EA |  | 1 Year | 9.25 | 5% | 8.7875
79963 | Hubbell | SFFSCORW | FIBER, SNAP-FIT,FLSH,SC SMPLX,OR,P-BZ,WH | EA |  | 1 Year | 9.25 | 5% | 8.7875
79964 | Hubbell | SFFSCS | FIBER, SNAP-FIT,FLUSH,SC SMPLX,ZIRC,OW | EA |  | 1 Year | 14.4 | 5% | 13.68
79965 | Hubbell | SFFSCSAL | FIBER, SNAP-FIT,FLUSH,SC SMPLX,ZIRC,AL | EA |  | 1 Year | 14.4 | 5% | 13.68
79966 | Hubbell | SFFSCSAQBK | FIBER, SNAP-FIT,FLSH,SC SMPLX,AQ,ZIRC,BK | EA |  | 1 Year | 14.4 | 5% | 13.68
79967 | Hubbell | SFFSCSAQEI | FIBER, SNAP-FIT,FLSH,SC SMPLX,AQ,ZIRC,EI | EA |  | 1 Year | 14.4 | 5% | 13.68
79968 | Hubbell | SFFSCSAQG | FIBER, SNAP-FIT,FLSH,SC SMPLX,AQ,ZIRC,GY | EA |  | 1 Year | 14.4 | 5% | 13.68
79969 | Hubbell | SFFSCSAQOW | FIBER, SNAP-FIT,FLSH,SC SMPLX,AQ,ZIRC,OW | EA |  | 1 Year | 14.4 | 5% | 13.68
79970 | Hubbell | SFFSCSAQW | FIBER, SNAP-FIT,FLSH,SC SMPLX,AQ,ZIRC,WH | EA |  | 1 Year | 14.4 | 5% | 13.68
79971 | Hubbell | SFFSCSBBK | FIBER,SNAP-FIT,FLUSH,SC SMPLX,BL,ZIRC,BK | EA |  | 1 Year | 14.4 | 5% | 13.68
79972 | Hubbell | SFFSCSBEBK | FIBER, SNAP-FIT,FLSH,SC SMPLX,BE,ZIRC,BK | EA |  | 1 Year | 14.4 | 5% | 13.68
79973 | Hubbell | SFFSCSBEEI | FIBER, SNAP-FIT,FLSH,SC SMPLX,BE,ZIRC,EI | EA |  | 1 Year | 14.4 | 5% | 13.68
79974 | Hubbell | SFFSCSBEG | FIBER, SNAP-FIT,FLSH,SC SMPLX,BE,ZIRC,GY | EA |  | 1 Year | 14.4 | 5% | 13.68
79975 | Hubbell | SFFSCSBEI | FIBER,SNAP-FIT,FLUSH,SC SMPLX,BL,ZIRC,EI | EA |  | 1 Year | 14.4 | 5% | 13.68
79976 | Hubbell | SFFSCSBEOW | FIBER, SNAP-FIT,FLSH,SC SMPLX,BE,ZIRC,OW | EA |  | 1 Year | 14.4 | 5% | 13.68
79977 | Hubbell | SFFSCSBEW | FIBER, SNAP-FIT,FLSH,SC SMPLX,BE,ZIRC,WH | EA |  | 1 Year | 14.4 | 5% | 13.68
79978 | Hubbell | SFFSCSBG | FIBER,SNAP-FIT,FLUSH,SC SMPLX,BL,ZIRC,GY | EA |  | 1 Year | 14.4 | 5% | 13.68
79979 | Hubbell | SFFSCSBK | FIBER, SNAP-FIT,FLUSH,SC SMPLX,ZIRC,BK | EA |  | 1 Year | 14.4 | 5% | 13.68
79980 | Hubbell | SFFSCSBKBK | FIBER, SNAP-FIT,FLSH,SC SMPLX,BK,ZIRC,BK | EA |  | 1 Year | 14.4 | 5% | 13.68
79981 | Hubbell | SFFSCSBKEI | FIBER, SNAP-FIT,FLSH,SC SMPLX,BK,ZIRC,EI | EA |  | 1 Year | 14.4 | 5% | 13.68
79982 | Hubbell | SFFSCSBKG | FIBER, SNAP-FIT,FLSH,SC SMPLX,BK,ZIRC,GY | EA |  | 1 Year | 14.4 | 5% | 13.68
79983 | Hubbell | SFFSCSBKOW | FIBER, SNAP-FIT,FLSH,SC SMPLX,BK,ZIRC,OW | EA |  | 1 Year | 14.4 | 5% | 13.68
79984 | Hubbell | SFFSCSBKW | FIBER, SNAP-FIT,FLSH,SC SMPLX,BK,ZIRC,WH | EA |  | 1 Year | 14.4 | 5% | 13.68
79985 | Hubbell | SFFSCSBOW | FIBER,SNAP-FIT,FLUSH,SC SMPLX,BL,ZIRC,OW | EA |  | 1 Year | 14.4 | 5% | 13.68
79986 | Hubbell | SFFSCSBW | FIBER,SNAP-FIT,FLUSH,SC SMPLX,BL,ZIRC,WH | EA |  | 1 Year | 14.4 | 5% | 13.68
79987 | Hubbell | SFFSCSEI | FIBER, SNAP-FIT,FLUSH,SC SMPLX,ZIRC,EI | EA |  | 1 Year | 14.4 | 5% | 13.68
79988 | Hubbell | SFFSCSG | FIBER, SNAP-FIT,FLUSH,SC SMPLX,ZIRC,GY | EA |  | 1 Year | 14.4 | 5% | 13.68
79989 | Hubbell | SFFSCSGNBK | FIBER, SNAP-FIT,FLSH,SC SMPLX,GN,ZIRC,BK | EA |  | 1 Year | 14.4 | 5% | 13.68
79990 | Hubbell | SFFSCSGNEI | FIBER, SNAP-FIT,FLSH,SC SMPLX,GN,ZIRC,EI | EA |  | 1 Year | 14.4 | 5% | 13.68
79991 | Hubbell | SFFSCSGNG | FIBER, SNAP-FIT,FLSH,SC SMPLX,GN,ZIRC,GY | EA |  | 1 Year | 14.4 | 5% | 13.68
79992 | Hubbell | SFFSCSGNOW | FIBER, SNAP-FIT,FLSH,SC SMPLX,GN,ZIRC,OW | EA |  | 1 Year | 14.4 | 5% | 13.68
79993 | Hubbell | SFFSCSGNW | FIBER, SNAP-FIT,FLSH,SC SMPLX,GN,ZIRC,WH | EA |  | 1 Year | 14.4 | 5% | 13.68
79994 | Hubbell | SFFSCSORBK | FIBER, SNAP-FIT,FLSH,SC SMPLX,OR,ZIRC,BK | EA |  | 1 Year | 14.4 | 5% | 13.68
79995 | Hubbell | SFFSCSOREI | FIBER, SNAP-FIT,FLSH,SC SMPLX,OR,ZIRC,EI | EA |  | 1 Year | 14.4 | 5% | 13.68
79996 | Hubbell | SFFSCSORG | FIBER, SNAP-FIT,FLSH,SC SMPLX,OR,ZIRC,GY | EA |  | 1 Year | 14.4 | 5% | 13.68
79997 | Hubbell | SFFSCSOROW | FIBER, SNAP-FIT,FLSH,SC SMPLX,OR,ZIRC,OW | EA |  | 1 Year | 14.4 | 5% | 13.68
79998 | Hubbell | SFFSCSORW | FIBER, SNAP-FIT,FLSH,SC SMPLX,ZIRC,OR,WH | EA |  | 1 Year | 14.4 | 5% | 13.68
79999 | Hubbell | SFFSCSRBK | FIBER, SNAP-FIT,FLSH,SC SMPLX,RD,ZIRC,BK | EA |  | 1 Year | 14.4 | 5% | 13.68
80000 | Hubbell | SFFSCSREI | FIBER, SNAP-FIT,FLSH,SC SMPLX,RD,ZIRC,EI | EA |  | 1 Year | 14.4 | 5% | 13.68
80001 | Hubbell | SFFSCSRG | FIBER, SNAP-FIT,FLSH,SC SMPLX,RD,ZIRC,GY | EA |  | 1 Year | 14.4 | 5% | 13.68
80002 | Hubbell | SFFSCSROW | FIBER, SNAP-FIT,FLSH,SC SMPLX,RD,ZIRC,OW | EA |  | 1 Year | 14.4 | 5% | 13.68
80003 | Hubbell | SFFSCSRW | FIBER, SNAP-FIT,FLSH,SC SMPLX,RD,ZIRC,WH | EA |  | 1 Year | 14.4 | 5% | 13.68
80004 | Hubbell | SFFSCSYBK | FIBER, SNAP-FIT,FLSH,SC SMPLX,YL,ZIRC,BK | EA |  | 1 Year | 14.4 | 5% | 13.68
80005 | Hubbell | SFFSCSYEI | FIBER, SNAP-FIT,FLSH,SC SMPLX,YL,ZIRC,EI | EA |  | 1 Year | 14.4 | 5% | 13.68
80006 | Hubbell | SFFSCSYG | FIBER, SNAP-FIT,FLSH,SC SMPLX,YL,ZIRC,GY | EA |  | 1 Year | 14.4 | 5% | 13.68
80007 | Hubbell | SFFSCSYOW | FIBER, SNAP-FIT,FLSH,SC SMPLX,YL,ZIRC,OW | EA |  | 1 Year | 14.4 | 5% | 13.68
80008 | Hubbell | SFFSCSYW | FIBER, SNAP-FIT,FLSH,SC SMPLX,YL,ZIRC,WH | EA |  | 1 Year | 14.4 | 5% | 13.68
80009 | Hubbell | SFFTIX | SNAP-FIT, F CONN,TI | EA |  | 1 Year | 7.2 | 5% | 6.84
80010 | Hubbell | SFFWX | SNAP-FIT, F CONN,WH | EA |  | 1 Year | 7.2 | 5% | 6.84
80011 | Hubbell | SFFX | SNAP-FIT, F CONN,OW | EA |  | 1 Year | 7.2 | 5% | 6.84
80012 | Hubbell | SFGRFBK | SNAP-FIT, F CONN,RECESSED,BK | EA |  | 1 Year | 8.25 | 5% | 7.8375
80013 | Hubbell | SFGRFEI | SNAP-FIT, F CONN,RECESSED,EI | EA |  | 1 Year | 8.25 | 5% | 7.8375
80014 | Hubbell | SFGRFGY | SNAP-FIT, F CONN,RECESSED,GY | EA |  | 1 Year | 8.25 | 5% | 7.8375
80015 | Hubbell | SFGRFLA | SNAP-FIT, F CONN,RECESSED,LA | EA |  | 1 Year | 8.25 | 5% | 7.8375
80016 | Hubbell | SFGRFOW | SNAP-FIT, F CONN,RECESSED,OW | EA |  | 1 Year | 8.25 | 5% | 7.8375
80017 | Hubbell | SFGRFW | SNAP-FIT, F CONN,RECESSED,WH | EA |  | 1 Year | 8.25 | 5% | 7.8375
80018 | Hubbell | SFHC14BK | SNAP-FIT, KEYSTONE,HDMI 1.4,A/A,BK | EA |  | 1 Year | 27.4 | 5% | 26.03
80019 | Hubbell | SFHC14W | SNAP-FIT, KEYSTONE,HDMI 1.4,A/A,WH | EA |  | 1 Year | 27.4 | 5% | 26.03
80020 | Hubbell | SFLCSAQBK | FIBER, SNAP-FIT,LC DUPLX,AQ,ZIRC,BK | EA |  | 1 Year | 24.2 | 5% | 22.99
80021 | Hubbell | SFLCSAQEI | FIBER, SNAP-FIT,LC DUPLX,AQ,ZIRC,EI | EA |  | 1 Year | 24.2 | 5% | 22.99
80022 | Hubbell | SFLCSAQG | FIBER, SNAP-FIT,LC DUPLX,AQ,ZIRC,GY | EA |  | 1 Year | 24.2 | 5% | 22.99
80023 | Hubbell | SFLCSAQOW | FIBER, SNAP-FIT,LC DUPLX,AQ,ZIRC,OW | EA |  | 1 Year | 24.2 | 5% | 22.99
80024 | Hubbell | SFLCSAQW | FIBER, SNAP-FIT,LC DUPLX,AQ,ZIRC,WH | EA |  | 1 Year | 24.2 | 5% | 22.99
80025 | Hubbell | SFLCSBBK | FIBER, SNAP-FIT,LC DUPLX,BL,ZIRC,BK | EA |  | 1 Year | 24.2 | 5% | 22.99
80026 | Hubbell | SFLCSBEBK | FIBER, SNAP-FIT,LC DUPLX,BE,ZIRC,BK | EA |  | 1 Year | 24.2 | 5% | 22.99
80027 | Hubbell | SFLCSBEEI | FIBER, SNAP-FIT,LC DUPLX,BE,ZIRC,EI | EA |  | 1 Year | 24.2 | 5% | 22.99
80028 | Hubbell | SFLCSBEG | FIBER, SNAP-FIT,LC DUPLX,BE,ZIRC,GY | EA |  | 1 Year | 24.2 | 5% | 22.99
80029 | Hubbell | SFLCSBEI | FIBER, SNAP-FIT,LC DUPLX,BL,ZIRC,EI | EA |  | 1 Year | 24.2 | 5% | 22.99
80030 | Hubbell | SFLCSBEOW | FIBER, SNAP-FIT,LC DUPLX,BE,ZIRC,OW | EA |  | 1 Year | 24.2 | 5% | 22.99
80031 | Hubbell | SFLCSBEW | FIBER, SNAP-FIT,LC DUPLX,BE,ZIRC,WH | EA |  | 1 Year | 24.2 | 5% | 22.99
80032 | Hubbell | SFLCSBG | FIBER, SNAP-FIT,LC DUPLX,BL,ZIRC,GY | EA |  | 1 Year | 24.2 | 5% | 22.99
80033 | Hubbell | SFLCSBKBK | FIBER, SNAP-FIT,LC DUPLX,BK,ZIRC,BK | EA |  | 1 Year | 24.2 | 5% | 22.99
80034 | Hubbell | SFLCSBKEI | FIBER, SNAP-FIT,LC DUPLX,BK,ZIRC,EI | EA |  | 1 Year | 24.2 | 5% | 22.99
80035 | Hubbell | SFLCSBKG | FIBER, SNAP-FIT,LC DUPLX,BK,ZIRC,GY | EA |  | 1 Year | 24.2 | 5% | 22.99
80036 | Hubbell | SFLCSBKOW | FIBER, SNAP-FIT,LC DUPLX,BK,ZIRC,OW | EA |  | 1 Year | 24.2 | 5% | 22.99
80037 | Hubbell | SFLCSBKW | FIBER, SNAP-FIT,LC DUPLX,BK,ZIRC,WH | EA |  | 1 Year | 24.2 | 5% | 22.99
80038 | Hubbell | SFLCSBOW | FIBER, SNAP-FIT,LC DUPLX,BL,ZIRC,OW | EA |  | 1 Year | 24.2 | 5% | 22.99
80039 | Hubbell | SFLCSBW | FIBER, SNAP-FIT,LC DUPLX,BL,ZIRC,WH | EA |  | 1 Year | 24.2 | 5% | 22.99
80040 | Hubbell | SFLCSGNBK | FIBER, SNAP-FIT,LC DUPLX,GN,ZIRC,BK | EA |  | 1 Year | 24.2 | 5% | 22.99
80041 | Hubbell | SFLCSGNEI | FIBER, SNAP-FIT,LC DUPLX,GN,ZIRC,EI | EA |  | 1 Year | 24.2 | 5% | 22.99
80042 | Hubbell | SFLCSGNG | FIBER, SNAP-FIT,LC DUPLX,GN,ZIRC,GY | EA |  | 1 Year | 24.2 | 5% | 22.99
80043 | Hubbell | SFLCSGNOW | FIBER, SNAP-FIT,LC DUPLX,GN,ZIRC,OW | EA |  | 1 Year | 24.2 | 5% | 22.99
80044 | Hubbell | SFLCSGNW | FIBER, SNAP-FIT,LC DUPLX,GN,ZIRC,WH | EA |  | 1 Year | 24.2 | 5% | 22.99
80045 | Hubbell | SFLCSORBK | FIBER, SNAP-FIT,LC DUPLX,OR,ZIRC,BK | EA |  | 1 Year | 24.2 | 5% | 22.99
80046 | Hubbell | SFLCSOREI | FIBER, SNAP-FIT,LC DUPLX,OR,ZIRC,EI | EA |  | 1 Year | 24.2 | 5% | 22.99
80047 | Hubbell | SFLCSORG | FIBER, SNAP-FIT,LC DUPLX,OR,ZIRC,GY | EA |  | 1 Year | 24.2 | 5% | 22.99
80048 | Hubbell | SFLCSOROW | FIBER, SNAP-FIT,LC DUPLX,OR,ZIRC,OW | EA |  | 1 Year | 24.2 | 5% | 22.99
80049 | Hubbell | SFLCSORW | FIBER, SNAP-FIT,LC DUPLX,OR,ZIRC,WH | EA |  | 1 Year | 24.2 | 5% | 22.99
80050 | Hubbell | SFLCSRBK | FIBER, SNAP-FIT,LC DUPLX,RD,ZIRC,BK | EA |  | 1 Year | 24.2 | 5% | 22.99
80051 | Hubbell | SFLCSREI | FIBER, SNAP-FIT,LC DUPLX,RD,ZIRC,EI | EA |  | 1 Year | 24.2 | 5% | 22.99
80052 | Hubbell | SFLCSRG | FIBER, SNAP-FIT,LC DUPLX,RD,ZIRC,GY | EA |  | 1 Year | 24.2 | 5% | 22.99
80053 | Hubbell | SFLCSROW | FIBER, SNAP-FIT,LC DUPLX,RD,ZIRC,OW | EA |  | 1 Year | 24.2 | 5% | 22.99
80054 | Hubbell | SFLCSRW | FIBER, SNAP-FIT,LC DUPLX,RD,ZIRC,WH | EA |  | 1 Year | 24.2 | 5% | 22.99
80055 | Hubbell | SFLCSYBK | FIBER, SNAP-FIT,LC DUPLX,YL,ZIRC,BK | EA |  | 1 Year | 24.2 | 5% | 22.99
80056 | Hubbell | SFLCSYEI | FIBER, SNAP-FIT,LC DUPLX,YL,ZIRC,EI | EA |  | 1 Year | 24.2 | 5% | 22.99
80057 | Hubbell | SFLCSYG | FIBER, SNAP-FIT,LC DUPLX,YL,ZIRC,GY | EA |  | 1 Year | 24.2 | 5% | 22.99
80058 | Hubbell | SFLCSYOW | FIBER, SNAP-FIT,LC DUPLX,YL,ZIRC,OW | EA |  | 1 Year | 24.2 | 5% | 22.99
80059 | Hubbell | SFLCSYW | FIBER, SNAP-FIT,LC DUPLX,YL,ZIRC,WH | EA |  | 1 Year | 24.2 | 5% | 22.99
80060 | Hubbell | SFMTRJ | FIBER, SNAP-FIT,MT-RJ,BE,OW | EA |  | 1 Year | 15.25 | 5% | 14.4875
80061 | Hubbell | SFMTRJBK | FIBER, SNAP-FIT,MT-RJ,BE,BK | EA |  | 1 Year | 15.25 | 5% | 14.4875
80062 | Hubbell | SFMTRJEI | FIBER, SNAP-FIT,MT-RJ,BE,EI | EA |  | 1 Year | 15.25 | 5% | 14.4875
80063 | Hubbell | SFMTRJG | FIBER, SNAP-FIT,MT-RJ,BE,GY | EA |  | 1 Year | 15.25 | 5% | 14.4875
80064 | Hubbell | SFMTRJI | FIBER, SNAP-FIT,MT-RJ,P-BZ,TI | EA |  | 1 Year | 15.25 | 5% | 14.4875
80065 | Hubbell | SFMTRJW | FIBER, SNAP-FIT,MT-RJ,BE,WH | EA |  | 1 Year | 15.25 | 5% | 14.4875
80066 | Hubbell | SFPCSCSCC1MM | FIBER, P-CORD,62.5U,SC-SC,SIMP,1M | EA |  | 1 Year | 39.05 | 5% | 37.0975
80067 | Hubbell | SFPCSTSTS1SM | FIBER, P-CORD,SM,ST-ST,SIMP,1M | EA |  | 1 Year | 54.15 | 5% | 51.4425
80068 | Hubbell | SFRC | SNAP-FIT, BK RCA,SOLDER,OW HOUSING | EA |  | 1 Year | 5.55 | 5% | 5.2725
80069 | Hubbell | SFRC110B | SNAP-FIT, RCA CONN,110,BL INS,BK | EA |  | 1 Year | 14.8 | 5% | 14.06
80070 | Hubbell | SFRC110GN | SNAP-FIT, RCA CONN,110,GN INS,BK | EA |  | 1 Year | 14.8 | 5% | 14.06
80071 | Hubbell | SFRC110R | SNAP-FIT, RCA CONN,110,RD INS,BK | EA |  | 1 Year | 14.8 | 5% | 14.06
80072 | Hubbell | SFRC110W | SNAP-FIT, RCA CONN,110,WH INS,BK | EA |  | 1 Year | 14.8 | 5% | 14.06
80073 | Hubbell | SFRC110Y | SNAP-FIT, RCA CONN,110,YL INS,BK | EA |  | 1 Year | 14.8 | 5% | 14.06
80074 | Hubbell | SFRCAL | SNAP-FIT, BK RCA,SOLDER,AL HOUSING | EA |  | 1 Year | 5.55 | 5% | 5.2725
80075 | Hubbell | SFRCBAL | SNAP-FIT, BL RCA,SOLDER,AL HOUSING | EA |  | 1 Year | 5.55 | 5% | 5.2725
80076 | Hubbell | SFRCBBK | SNAP-FIT, BL RCA,SOLDER,BK HOUSING | EA |  | 1 Year | 5.55 | 5% | 5.2725
80077 | Hubbell | SFRCBEI | SNAP-FIT, BL RCA,SOLDER,EI HOUSING | EA |  | 1 Year | 5.55 | 5% | 5.2725
80078 | Hubbell | SFRCBFFAL | SNAP-FIT, BL RCA/RCA,AL HOUSING | EA |  | 1 Year | 7.4 | 5% | 7.03
80079 | Hubbell | SFRCBFFBK | SNAP-FIT, BL RCA/RCA,BK HOUSING | EA |  | 1 Year | 7.4 | 5% | 7.03
80080 | Hubbell | SFRCBFFEI | SNAP-FIT, BL RCA/RCA,EI HOUSING | EA |  | 1 Year | 7.4 | 5% | 7.03
80081 | Hubbell | SFRCBFFGY | SNAP-FIT, BL RCA/RCA,GY HOUSING | EA |  | 1 Year | 7.4 | 5% | 7.03
80082 | Hubbell | SFRCBFFLA | SNAP-FIT, BL RCA/RCA,LA HOUSING | EA |  | 1 Year | 7.4 | 5% | 7.03
80083 | Hubbell | SFRCBFFOW | SNAP-FIT, BL RCA/RCA,OW HOUSING | EA |  | 1 Year | 7.4 | 5% | 7.03
80084 | Hubbell | SFRCBFFW | SNAP-FIT, BL RCA/RCA,WH HOUSING | EA |  | 1 Year | 7.4 | 5% | 7.03
80085 | Hubbell | SFRCBGY | SNAP-FIT, BL RCA,SOLDER,GY HOUSING | EA |  | 1 Year | 5.55 | 5% | 5.2725
80086 | Hubbell | SFRCBKBK | SNAP-FIT, BK RCA,SOLDER,BK HOUSING | EA |  | 1 Year | 5.55 | 5% | 5.2725
80087 | Hubbell | SFRCBKEI | SNAP-FIT, BK RCA,SOLDER,EI HOUSING | EA |  | 1 Year | 5.55 | 5% | 5.2725
80088 | Hubbell | SFRCBKFF | SNAP-FIT, BK RCA/RCA,OW HOUSING | EA |  | 1 Year | 7.4 | 5% | 7.03
80089 | Hubbell | SFRCBKFFAL | SNAP-FIT, BK RCA/RCA,AL HOUSING | EA |  | 1 Year | 7.4 | 5% | 7.03
80090 | Hubbell | SFRCBKFFBK | SNAP-FIT, BK RCA/RCA,BK HOUSING | EA |  | 1 Year | 7.4 | 5% | 7.03
80091 | Hubbell | SFRCBKFFEI | SNAP-FIT, BK RCA/RCA,EI HOUSING | EA |  | 1 Year | 7.4 | 5% | 7.03
80092 | Hubbell | SFRCBKFFGY | SNAP-FIT, BK RCA/RCA,GY HOUSING | EA |  | 1 Year | 7.4 | 5% | 7.03
80093 | Hubbell | SFRCBKFFLA | SNAP-FIT, BK RCA/RCA,LA HOUSING | EA |  | 1 Year | 7.4 | 5% | 7.03
80094 | Hubbell | SFRCBKFFW | SNAP-FIT, BK RCA/RCA,WH HOUSING | EA |  | 1 Year | 7.4 | 5% | 7.03
80095 | Hubbell | SFRCBKGY | SNAP-FIT, BK RCA,SOLDER,GY HOUSING | EA |  | 1 Year | 5.55 | 5% | 5.2725
80096 | Hubbell | SFRCBKRAL | SNAP-FIT, BK,RCA/RCA,RECESSED,AL | EA |  | 1 Year | 7.4 | 5% | 7.03
80097 | Hubbell | SFRCBKRBK | SNAP-FIT, BK,RCA/RCA,RECESSED,BK | EA |  | 1 Year | 7.4 | 5% | 7.03
80098 | Hubbell | SFRCBKREI | SNAP-FIT, BK,RCA/RCA,RECESSED,EI | EA |  | 1 Year | 7.4 | 5% | 7.03
80099 | Hubbell | SFRCBKRGY | SNAP-FIT, BK, RCA/RCA,RECESSED,GY | EA |  | 1 Year | 7.4 | 5% | 7.03
80100 | Hubbell | SFRCBKRLA | SNAP-FIT, BK,RCA/RCA,RECESSED,LA | EA |  | 1 Year | 7.4 | 5% | 7.03
80101 | Hubbell | SFRCBKROW | SNAP-FIT, BK,RCA/RCA,RECESSED,OW | EA |  | 1 Year | 7.4 | 5% | 7.03
80102 | Hubbell | SFRCBKRW | SNAP-FIT, BK,RCA/RCA,RECESSED,WH | EA |  | 1 Year | 7.4 | 5% | 7.03
80103 | Hubbell | SFRCBKW | SNAP-FIT, BK RCA,SOLDER,WH HOUSING | EA |  | 1 Year | 5.55 | 5% | 5.2725
80104 | Hubbell | SFRCBLA | SNAP-FIT, BL RCA,SOLDER,LA HOUSING | EA |  | 1 Year | 5.55 | 5% | 5.2725
80105 | Hubbell | SFRCBOW | SNAP-FIT, BL RCA,SOLDER,OW HOUSING | EA |  | 1 Year | 5.55 | 5% | 5.2725
80106 | Hubbell | SFRCBRAL | SNAP-FIT, BL,RCA/RCA,RECESSED,AL | EA |  | 1 Year | 7.4 | 5% | 7.03
80107 | Hubbell | SFRCBRBK | SNAP-FIT, BL,RCA/RCA,RECESSED,BK | EA |  | 1 Year | 7.4 | 5% | 7.03
80108 | Hubbell | SFRCBREI | SNAP-FIT, BL,RCA/RCA,RECESSED,EI | EA |  | 1 Year | 7.4 | 5% | 7.03
80109 | Hubbell | SFRCBRGY | SNAP-FIT, BL,RCA/RCA,RECESSED,GY | EA |  | 1 Year | 7.4 | 5% | 7.03
80110 | Hubbell | SFRCBRLA | SNAP-FIT, BL,RCA/RCA,RECESSED,LA | EA |  | 1 Year | 7.4 | 5% | 7.03
80111 | Hubbell | SFRCBROW | SNAP-FIT, BL,RCA/RCA,RECESSED,OW | EA |  | 1 Year | 7.4 | 5% | 7.03
80112 | Hubbell | SFRCBRW | SNAP-FIT, BL,RCA/RCA,RECESSED,WH | EA |  | 1 Year | 7.4 | 5% | 7.03
80113 | Hubbell | SFRCBW | SNAP-FIT, BL RCA,SOLDER,WH HOUSING | EA |  | 1 Year | 5.55 | 5% | 5.2725
80114 | Hubbell | SFRCFCAFCAS10SM | FIBER, P-CORD,R,SM,SIMP,FCA-FCA,10M | EA |  | 1 Year | 44.6 | 5% | 42.37
80115 | Hubbell | SFRCFCAFCAS1SM | FIBER, P-CORD,R,SM,SIMP,FCA-FCA,1M | EA |  | 1 Year | 35.8 | 5% | 34.01
80116 | Hubbell | SFRCFCAFCAS2SM | FIBER, P-CORD,R,SM,SIMP,FCA-FCA,2M | EA |  | 1 Year | 36.9 | 5% | 35.055
80117 | Hubbell | SFRCFCAFCAS3SM | FIBER, P-CORD,R,SM,SIMP,FCA-FCA,3M | EA |  | 1 Year | 37.75 | 5% | 35.8625
80118 | Hubbell | SFRCFCAFCAS4SM | FIBER, P-CORD,R,SM,SIMP,FCA-FCA,4M | EA |  | 1 Year | 40.25 | 5% | 38.2375
80119 | Hubbell | SFRCFCAFCAS5SM | FIBER, P-CORD,R,SM,SIMP,FCA-FCA,5M | EA |  | 1 Year | 39.7 | 5% | 37.715
80120 | Hubbell | SFRCFCASCAS10SM | FIBER, P-CORD,R,SM,SIMP,FCA-SCA,10M | EA |  | 1 Year | 44.6 | 5% | 42.37
80121 | Hubbell | SFRCFCASCAS1SM | FIBER, P-CORD,R,SM,SIMP,FCA-SCA,1M | EA |  | 1 Year | 35.8 | 5% | 34.01
80122 | Hubbell | SFRCFCASCAS2SM | FIBER, P-CORD,R,SM,SIMP,FCA-SCA,2M | EA |  | 1 Year | 36.9 | 5% | 35.055
80123 | Hubbell | SFRCFCASCAS3SM | FIBER, P-CORD,R,SM,SIMP,FCA-SCA,3M | EA |  | 1 Year | 37.75 | 5% | 35.8625
80124 | Hubbell | SFRCFCASCAS4SM | FIBER, P-CORD,R,SM,SIMP,FCA-SCA,4M | EA |  | 1 Year | 40.25 | 5% | 38.2375
80125 | Hubbell | SFRCFCASCAS5SM | FIBER, P-CORD,R,SM,SIMP,FCA-SCA,5M | EA |  | 1 Year | 39.7 | 5% | 37.715
80126 | Hubbell | SFRCFCFCS10SM | FIBER, P-CORD,R,SM,SIMP,FC-FC,10M | EA |  | 1 Year | 34.05 | 5% | 32.3475
80127 | Hubbell | SFRCFCFCS1SM | FIBER, P-CORD,R,SM,SIMP,FC-FC,1M | EA |  | 1 Year | 25.65 | 5% | 24.3675
80128 | Hubbell | SFRCFCFCS2SM | FIBER, P-CORD,R,SM,SIMP,FC-FC,2M | EA |  | 1 Year | 26.5 | 5% | 25.175
80129 | Hubbell | SFRCFCFCS3SM | FIBER, P-CORD,R,SM,SIMP,FC-FC,3M | EA |  | 1 Year | 27.4 | 5% | 26.03
80130 | Hubbell | SFRCFCFCS4SM | FIBER, P-CORD,R,SM,SIMP,FC-FC,4M | EA |  | 1 Year | 28.45 | 5% | 27.0275
80131 | Hubbell | SFRCFCFCS5SM | FIBER, P-CORD,R,SM,SIMP,FC-FC,5M | EA |  | 1 Year | 29.35 | 5% | 27.8825
80132 | Hubbell | SFRCFCSCS10SM | FIBER, P-CORD,R,SM,SIMP,FC-SC,10M | EA |  | 1 Year | 34.05 | 5% | 32.3475
80133 | Hubbell | SFRCFCSCS1SM | FIBER, P-CORD,R,SM,SIMP,FC-SC,1M | EA |  | 1 Year | 25.65 | 5% | 24.3675
80134 | Hubbell | SFRCFCSCS2SM | FIBER, P-CORD,R,SM,SIMP,FC-SC,2M | EA |  | 1 Year | 26.5 | 5% | 25.175
80135 | Hubbell | SFRCFCSCS3SM | FIBER, P-CORD,R,SM,SIMP,FC-SC,3M | EA |  | 1 Year | 27.4 | 5% | 26.03
80136 | Hubbell | SFRCFCSCS4SM | FIBER, P-CORD,R,SM,SIMP,FC-SC,4M | EA |  | 1 Year | 28.45 | 5% | 27.0275
80137 | Hubbell | SFRCFCSCS5SM | FIBER, P-CORD,R,SM,SIMP,FC-SC,5M | EA |  | 1 Year | 29.35 | 5% | 27.8825
80138 | Hubbell | SFRCGNBK | SNAP-FIT, GN RCA,SOLDER,BK HOUSING | EA |  | 1 Year | 5.55 | 5% | 5.2725
80139 | Hubbell | SFRCGNEI | SNAP-FIT, GN RCA,SOLDER,EI HOUSING | EA |  | 1 Year | 5.55 | 5% | 5.2725
80140 | Hubbell | SFRCGNFFAL | SNAP-FIT, GN RCA/RCA,AL HOUSING | EA |  | 1 Year | 7.4 | 5% | 7.03
80141 | Hubbell | SFRCGNFFBK | SNAP-FIT, GN RCA/RCA,BK HOUSING | EA |  | 1 Year | 7.4 | 5% | 7.03
80142 | Hubbell | SFRCGNFFEI | SNAP-FIT, GN RCA/RCA,EI HOUSING | EA |  | 1 Year | 7.4 | 5% | 7.03
80143 | Hubbell | SFRCGNFFGY | SNAP-FIT, GN RCA/RCA,GY HOUSING | EA |  | 1 Year | 7.4 | 5% | 7.03
80144 | Hubbell | SFRCGNFFLA | SNAP-FIT, GN RCA/RCA,LA HOUSING | EA |  | 1 Year | 7.4 | 5% | 7.03
80145 | Hubbell | SFRCGNFFOW | SNAP-FIT, GN RCA/RCA,OW HOUSING | EA |  | 1 Year | 7.4 | 5% | 7.03
80146 | Hubbell | SFRCGNFFW | SNAP-FIT, GN RCA/RCA,WH HOUSING | EA |  | 1 Year | 7.4 | 5% | 7.03
80147 | Hubbell | SFRCGNGY | SNAP-FIT, GN RCA,SOLDER,GY HOUSING | EA |  | 1 Year | 5.55 | 5% | 5.2725
80148 | Hubbell | SFRCGNLA | SNAP-FIT, GN RCA,SOLDER,LA HOUSING | EA |  | 1 Year | 5.55 | 5% | 5.2725
80149 | Hubbell | SFRCGNOW | SNAP-FIT, GN RCA,SOLDER,OW HOUSING | EA |  | 1 Year | 5.55 | 5% | 5.2725
80150 | Hubbell | SFRCGNRAL | SNAP-FIT, GN,RCA/RCA,RECESSED,AL | EA |  | 1 Year | 7.4 | 5% | 7.03
80151 | Hubbell | SFRCGNRBK | SNAP-FIT, GN,RCA/RCA,RECESSED,BK | EA |  | 1 Year | 7.4 | 5% | 7.03
80152 | Hubbell | SFRCGNREI | SNAP-FIT, GN RCA/RCA,RECESSED,EI | EA |  | 1 Year | 7.4 | 5% | 7.03
80153 | Hubbell | SFRCGNRGY | SNAP-FIT, GN,RCA/RCA,RECESSED,GY | EA |  | 1 Year | 7.4 | 5% | 7.03
80154 | Hubbell | SFRCGNRLA | SNAP-FIT, GN,RCA/RCA,RECESSED,LA | EA |  | 1 Year | 7.4 | 5% | 7.03
80155 | Hubbell | SFRCGNROW | SNAP-FIT, GN,RCA/RCA,RECESSED,OW | EA |  | 1 Year | 7.4 | 5% | 7.03
80156 | Hubbell | SFRCGNRW | SNAP-FIT, GN,RCA/RCA,RECESSED,WH | EA |  | 1 Year | 7.4 | 5% | 7.03
80157 | Hubbell | SFRCGNW | SNAP-FIT, GN RCA,SOLDER,WH HOUSING | EA |  | 1 Year | 5.55 | 5% | 5.2725
80158 | Hubbell | SFRCLA | SNAP-FIT, BK RCA,SOLDER,LA HOUSING | EA |  | 1 Year | 5.55 | 5% | 5.2725
80159 | Hubbell | SFRCLCAFCAS10SM | FIBER, P-CORD,R,SM,SIMP,LCA-FCA,10M | EA |  | 1 Year | 44.6 | 5% | 42.37
80160 | Hubbell | SFRCLCAFCAS1SM | FIBER, P-CORD,R,SM,SIMP,LCA-FCA,1M | EA |  | 1 Year | 30.3 | 5% | 28.785
80161 | Hubbell | SFRCLCAFCAS2SM | FIBER, P-CORD,R,SM,SIMP,LCA-FCA,2M | EA |  | 1 Year | 36.9 | 5% | 35.055
80162 | Hubbell | SFRCLCAFCAS3SM | FIBER, P-CORD,R,SM,SIMP,LCA-FCA,3M | EA |  | 1 Year | 37.75 | 5% | 35.8625
80163 | Hubbell | SFRCLCAFCAS4SM | FIBER, P-CORD,R,SM,SIMP,LCA-FCA,4M | EA |  | 1 Year | 40.25 | 5% | 38.2375
80164 | Hubbell | SFRCLCAFCAS5SM | FIBER, P-CORD,R,SM,SIMP,LCA-FCA,5M | EA |  | 1 Year | 39.85 | 5% | 37.8575
80165 | Hubbell | SFRCLCALCAS10SM | FIBER, P-CORD,R,SM,SIMP,LCA-LCA,10M | EA |  | 1 Year | 39.8 | 5% | 37.81
80166 | Hubbell | SFRCLCALCAS1SM | FIBER, P-CORD,R,SM,SIMP,LCA-LCA,1M | EA |  | 1 Year | 36.9 | 5% | 35.055
80167 | Hubbell | SFRCLCALCAS2SM | FIBER, P-CORD,R,SM,SIMP,LCA-LCA,2M | EA |  | 1 Year | 37.75 | 5% | 35.8625
80168 | Hubbell | SFRCLCALCAS3SM | FIBER, P-CORD,R,SM,SIMP,LCA-LCA,3M | EA |  | 1 Year | 38.95 | 5% | 37.0025
80169 | Hubbell | SFRCLCALCAS4SM | FIBER, P-CORD,R,SM,SIMP,LCA-LCA,4M | EA |  | 1 Year | 39.8 | 5% | 37.81
80170 | Hubbell | SFRCLCALCAS5SM | FIBER, P-CORD,R,SM,SIMP,LCA-LCA,5M | EA |  | 1 Year | 40.7 | 5% | 38.665
80171 | Hubbell | SFRCLCASCAS10SM | FIBER, P-CORD,R,SM,SIMP,LCA-SCA,10M | EA |  | 1 Year | 39.8 | 5% | 37.81
80172 | Hubbell | SFRCLCASCAS1SM | FIBER, P-CORD,R,SM,SIMP,LCA-SCA,1M | EA |  | 1 Year | 36.9 | 5% | 35.055
80173 | Hubbell | SFRCLCASCAS2SM | FIBER, P-CORD,R,SM,SIMP,LCA-SCA,2M | EA |  | 1 Year | 31.75 | 5% | 30.1625
80174 | Hubbell | SFRCLCASCAS3SM | FIBER, P-CORD,R,SM,SIMP,LCA-SCA,3M | EA |  | 1 Year | 38.95 | 5% | 37.0025
80175 | Hubbell | SFRCLCASCAS4SM | FIBER, P-CORD,R,SM,SIMP,LCA-SCA,4M | EA |  | 1 Year | 39.8 | 5% | 37.81
80176 | Hubbell | SFRCLCASCAS5SM | FIBER, P-CORD,R,SM,SIMP,LCA-SCA,5M | EA |  | 1 Year | 40.7 | 5% | 38.665
80177 | Hubbell | SFRCLCASCS10SM | FIBER, P-CORD,R,SM,SIMP,LCA-SC,10M | EA |  | 1 Year | 39.25 | 5% | 37.2875
80178 | Hubbell | SFRCLCASCS1SM | FIBER, P-CORD,R,SM,SIMP,LCA-SC,1M | EA |  | 1 Year | 25 | 5% | 23.75
80179 | Hubbell | SFRCLCASCS2SM | FIBER, P-CORD,R,SM,SIMP,LCA-SC,2M | EA |  | 1 Year | 25.2 | 5% | 23.94
80180 | Hubbell | SFRCLCASCS3SM | FIBER, P-CORD,R,SM,SIMP,LCA-SC,3M | EA |  | 1 Year | 25.85 | 5% | 24.5575
80181 | Hubbell | SFRCLCASCS4SM | FIBER, P-CORD,R,SM,SIMP,LCA-SC,1M | EA |  | 1 Year | 26.5 | 5% | 25.175
80182 | Hubbell | SFRCLCASCS5SM | FIBER, P-CORD,R,SM,SIMP,LCA-SC,5M | EA |  | 1 Year | 27.05 | 5% | 25.6975
80183 | Hubbell | SFRCLCFCS10SM | FIBER, P-CORD,R,SM,SIMP,LC-FC,10M | EA |  | 1 Year | 38.75 | 5% | 36.8125
80184 | Hubbell | SFRCLCFCS1SM | FIBER, P-CORD,R,SM,SIMP,LC-FC,1M | EA |  | 1 Year | 30.3 | 5% | 28.785
80185 | Hubbell | SFRCLCFCS2SM | FIBER, P-CORD,R,SM,SIMP,LC-FC,2M | EA |  | 1 Year | 31.1 | 5% | 29.545
80186 | Hubbell | SFRCLCFCS3SM | FIBER, P-CORD,R,SM,SIMP,LC-FC,3M | EA |  | 1 Year | 33.05 | 5% | 31.3975
80187 | Hubbell | SFRCLCFCS4SM | FIBER, P-CORD,R,SM,SIMP,LC-FC,4M | EA |  | 1 Year | 33.05 | 5% | 31.3975
80188 | Hubbell | SFRCLCFCS5SM | FIBER, P-CORD,R,SM,SIMP,LC-FC,5M | EA |  | 1 Year | 34.05 | 5% | 32.3475
80189 | Hubbell | SFRCLCLCAS10SM | FIBER, P-CORD,R,SM,SIMP,LC-LCA,10M | EA |  | 1 Year | 29.8 | 5% | 28.31
80190 | Hubbell | SFRCLCLCAS1SM | FIBER, P-CORD,R,SM,SIMP,LC-LCA,1M | EA |  | 1 Year | 24.75 | 5% | 23.5125
80191 | Hubbell | SFRCLCLCAS2SM | FIBER, P-CORD,R,SM,SIMP,LC-LCA,2M | EA |  | 1 Year | 25.2 | 5% | 23.94
80192 | Hubbell | SFRCLCLCAS3SM | FIBER, P-CORD,R,SM,SIMP,LC-LCA,3M | EA |  | 1 Year | 25.85 | 5% | 24.5575
80193 | Hubbell | SFRCLCLCAS4SM | FIBER, P-CORD,R,SM,SIMP,LC-LCA,4M | EA |  | 1 Year | 26.5 | 5% | 25.175
80194 | Hubbell | SFRCLCLCAS5SM | FIBER, P-CORD,R,SM,SIMP,LC-LCA,5M | EA |  | 1 Year | 27.05 | 5% | 25.6975
80195 | Hubbell | SFRCLCLCS10SM | FIBER, P-CORD,R,SM,SIMP,LC-LC,10M | EA |  | 1 Year | 39.8 | 5% | 37.81
80196 | Hubbell | SFRCLCLCS1SM | FIBER, P-CORD,R,SM,SIMP,LC-LC,1M | EA |  | 1 Year | 30.9 | 5% | 29.355
80197 | Hubbell | SFRCLCLCS2SM | FIBER, P-CORD,R,SM,SIMP,LC-LC,2M | EA |  | 1 Year | 31.75 | 5% | 30.1625
80198 | Hubbell | SFRCLCLCS3SM | FIBER, P-CORD,R,SM,SIMP,LC-LC,3M | EA |  | 1 Year | 32.95 | 5% | 31.3025
80199 | Hubbell | SFRCLCLCS4SM | FIBER, P-CORD,R,SM,SIMP,LC-LC,4M | EA |  | 1 Year | 33.8 | 5% | 32.11
80200 | Hubbell | SFRCLCLCS5SM | FIBER, P-CORD,R,SM,SIMP,LC-LC,5M | EA |  | 1 Year | 34.9 | 5% | 33.155
80201 | Hubbell | SFRCLCSCAS10SM | FIBER, P-CORD,R,SM,SIMP,LC-SCA,10M | EA |  | 1 Year | 35.55 | 5% | 33.7725
80202 | Hubbell | SFRCLCSCAS1SM | FIBER, P-CORD,R,SM,SIMP,LC-SCA,1M | EA |  | 1 Year | 27.4 | 5% | 26.03
80203 | Hubbell | SFRCLCSCAS2SM | FIBER, P-CORD,R,SM,SIMP,LC-SCA,2M | EA |  | 1 Year | 28.25 | 5% | 26.8375
80204 | Hubbell | SFRCLCSCAS3SM | FIBER, P-CORD,R,SM,SIMP,LC-SCA,3M | EA |  | 1 Year | 28.8 | 5% | 27.36
80205 | Hubbell | SFRCLCSCAS4SM | FIBER, P-CORD,R,SM,SIMP,LC-SCA,4M | EA |  | 1 Year | 29.35 | 5% | 27.8825
80206 | Hubbell | SFRCLCSCAS5SM | FIBER, P-CORD,R,SM,SIMP,LC-SCA,5M | EA |  | 1 Year | 29.8 | 5% | 28.31
80207 | Hubbell | SFRCLCSCS10SM | FIBER, P-CORD,R,SM,SIMP,LC-SC,10M | EA |  | 1 Year | 39.8 | 5% | 37.81
80208 | Hubbell | SFRCLCSCS1SM | FIBER, P-CORD,R,SM,SIMP,LC-SC,1M | EA |  | 1 Year | 30.9 | 5% | 29.355
80209 | Hubbell | SFRCLCSCS2SM | FIBER, P-CORD,R,SM,SIMP,LC-SC,2M | EA |  | 1 Year | 31.75 | 5% | 30.1625
80210 | Hubbell | SFRCLCSCS3SM | FIBER, P-CORD,R,SM,SIMP,LC-SC,3M | EA |  | 1 Year | 32.95 | 5% | 31.3025
80211 | Hubbell | SFRCLCSCS4SM | FIBER, P-CORD,R,SM,SIMP,LC-SC,4M | EA |  | 1 Year | 33.8 | 5% | 32.11
80212 | Hubbell | SFRCLCSCS5SM | FIBER, P-CORD,R,SM,SIMP,LC-SC,5M | EA |  | 1 Year | 34.9 | 5% | 33.155
80213 | Hubbell | SFRCLCSTS10SM | FIBER, P-CORD,R,SM,SIMP,LC-ST,10M | EA |  | 1 Year | 39.8 | 5% | 37.81
80214 | Hubbell | SFRCLCSTS1SM | FIBER, P-CORD,R,SM,SIMP,LC-ST,1M | EA |  | 1 Year | 30.9 | 5% | 29.355
80215 | Hubbell | SFRCLCSTS2SM | FIBER, P-CORD,R,SM,SIMP,LC-ST,2M | EA |  | 1 Year | 31.75 | 5% | 30.1625
80216 | Hubbell | SFRCLCSTS3SM | FIBER, P-CORD,R,SM,SIMP,LC-ST,3M | EA |  | 1 Year | 32.95 | 5% | 31.3025
80217 | Hubbell | SFRCLCSTS4SM | FIBER, P-CORD,R,SM,SIMP,LC-ST,4M | EA |  | 1 Year | 33.8 | 5% | 32.11
80218 | Hubbell | SFRCLCSTS5SM | FIBER, P-CORD,R,SM,SIMP,LC-ST,5M | EA |  | 1 Year | 34.9 | 5% | 33.155
80219 | Hubbell | SFRCORBK | SNAP-FIT, OR RCA,SOLDER,BK HOUSING | EA |  | 1 Year | 5.55 | 5% | 5.2725
80220 | Hubbell | SFRCOREI | SNAP-FIT, OR RCA,SOLDER,EI HOUSING | EA |  | 1 Year | 5.55 | 5% | 5.2725
80221 | Hubbell | SFRCORFFAL | SNAP-FIT, OR RCA/RCA,AL HOUSING | EA |  | 1 Year | 7.4 | 5% | 7.03
80222 | Hubbell | SFRCORFFBK | SNAP-FIT, OR RCA/RCA,BK HOUSING | EA |  | 1 Year | 7.4 | 5% | 7.03
80223 | Hubbell | SFRCORFFEI | SNAP-FIT, OR RCA/RCA,EI HOUSING | EA |  | 1 Year | 7.4 | 5% | 7.03
80224 | Hubbell | SFRCORFFGY | SNAP-FIT, OR RCA/RCA,GY HOUSING | EA |  | 1 Year | 7.4 | 5% | 7.03
80225 | Hubbell | SFRCORFFLA | SNAP-FIT, OR RCA/RCA,LA HOUSING | EA |  | 1 Year | 7.4 | 5% | 7.03
80226 | Hubbell | SFRCORFFOW | SNAP-FIT, OR RCA/RCA,OW HOUSING | EA |  | 1 Year | 7.4 | 5% | 7.03
80227 | Hubbell | SFRCORFFW | SNAP-FIT, OR RCA/RCA,WH HOUSING | EA |  | 1 Year | 7.4 | 5% | 7.03
80228 | Hubbell | SFRCORGY | SNAP-FIT, OR RCA,SOLDER,GY HOUSING | EA |  | 1 Year | 5.55 | 5% | 5.2725
80229 | Hubbell | SFRCORLA | SNAP-FIT, OR RCA,SOLDER,LA HOUSING | EA |  | 1 Year | 5.55 | 5% | 5.2725
80230 | Hubbell | SFRCOROW | SNAP-FIT, OR RCA,SOLDER,OW HOUSING | EA |  | 1 Year | 5.55 | 5% | 5.2725
80231 | Hubbell | SFRCORRAL | SNAP-FIT, OR,RCA/RCA,RECESSED,AL | EA |  | 1 Year | 7.4 | 5% | 7.03
80232 | Hubbell | SFRCORRBK | SNAP-FIT, OR,RCA/RCA,RECESSED,BK | EA |  | 1 Year | 7.4 | 5% | 7.03
80233 | Hubbell | SFRCORREI | SNAP-FIT, OR,RCA/RCA,RECESSED,EI | EA |  | 1 Year | 7.4 | 5% | 7.03
80234 | Hubbell | SFRCORRGY | SNAP-FIT, OR,RCA/RCA,RECESSED,GY | EA |  | 1 Year | 7.4 | 5% | 7.03
80235 | Hubbell | SFRCORRLA | SNAP-FIT, OR,RCA/RCA,RECESSED,LA | EA |  | 1 Year | 7.4 | 5% | 7.03
80236 | Hubbell | SFRCORROW | SNAP-FIT, OR,RCA/RCA,RECESSED,OW | EA |  | 1 Year | 7.4 | 5% | 7.03
80237 | Hubbell | SFRCORRW | SNAP-FIT, OR,RCA/RCA,RECESSED,WH | EA |  | 1 Year | 7.4 | 5% | 7.03
80238 | Hubbell | SFRCORW | SNAP-FIT, OR RCA,SOLDER,WH HOUSING | EA |  | 1 Year | 5.55 | 5% | 5.2725
80239 | Hubbell | SFRCR | SNAP-FIT, RD RCA,SOLDER,OW HOUSING | EA |  | 1 Year | 5.55 | 5% | 5.2725
80240 | Hubbell | SFRCRAL | SNAP-FIT, RD RCA,SOLDER,AL HOUSING | EA |  | 1 Year | 5.55 | 5% | 5.2725
80241 | Hubbell | SFRCRBK | SNAP-FIT, RD RCA,SOLDER,BK HOUSING | EA |  | 1 Year | 5.55 | 5% | 5.2725
80242 | Hubbell | SFRCREI | SNAP-FIT, RD RCA,SOLDER,EI HOUSING | EA |  | 1 Year | 5.55 | 5% | 5.2725
80243 | Hubbell | SFRCRFF | SNAP-FIT, RD RCA/RCA,OW HOUSING | EA |  | 1 Year | 7.4 | 5% | 7.03
80244 | Hubbell | SFRCRFFAL | SNAP-FIT, RD RCA/RCA,AL HOUSING | EA |  | 1 Year | 7.4 | 5% | 7.03
80245 | Hubbell | SFRCRFFBK | SNAP-FIT, RD RCA/RCA,BK HOUSING | EA |  | 1 Year | 7.4 | 5% | 7.03
80246 | Hubbell | SFRCRFFEI | SNAP-FIT, RD RCA/RCA,EI HOUSING | EA |  | 1 Year | 7.4 | 5% | 7.03
80247 | Hubbell | SFRCRFFGY | SNAP-FIT, RD RCA/RCA,GY HOUSING | EA |  | 1 Year | 7.4 | 5% | 7.03
80248 | Hubbell | SFRCRFFLA | SNAP-FIT, RD RCA/RCA,LA HOUSING | EA |  | 1 Year | 7.4 | 5% | 7.03
80249 | Hubbell | SFRCRFFW | SNAP-FIT, RD RCA/RCA,WH HOUSING | EA |  | 1 Year | 7.4 | 5% | 7.03
80250 | Hubbell | SFRCRGY | SNAP-FIT, RD RCA,SOLDER,GY HOUSING | EA |  | 1 Year | 5.55 | 5% | 5.2725
80251 | Hubbell | SFRCRLA | SNAP-FIT, RD RCA,SOLDER,LA HOUSING | EA |  | 1 Year | 5.55 | 5% | 5.2725
80252 | Hubbell | SFRCRRAL | SNAP-FIT, RD,RCA/RCA,RECESSED,AL | EA |  | 1 Year | 7.4 | 5% | 7.03
80253 | Hubbell | SFRCRRBK | SNAP-FIT, RD,RCA/RCA,RECESSED,BK | EA |  | 1 Year | 7.4 | 5% | 7.03
80254 | Hubbell | SFRCRREI | SNAP-FIT, RD,RCA/RCA,RECESSED,EI | EA |  | 1 Year | 7.4 | 5% | 7.03
80255 | Hubbell | SFRCRRGY | SNAP-FIT, RD,RCA/RCA,RECESSED,GY | EA |  | 1 Year | 7.4 | 5% | 7.03
80256 | Hubbell | SFRCRRLA | SNAP-FIT, RD RCA/RCA,RECESSED,LA | EA |  | 1 Year | 7.4 | 5% | 7.03
80257 | Hubbell | SFRCRROW | SNAP-FIT, RD RCA/RCA,RECESSED,OW | EA |  | 1 Year | 7.4 | 5% | 7.03
80258 | Hubbell | SFRCRRW | SNAP-FIT, RD,RCA/RCA,RECESSED,WH | EA |  | 1 Year | 7.4 | 5% | 7.03
80259 | Hubbell | SFRCRW | SNAP-FIT, RD RCA,SOLDER,WH HOUSING | EA |  | 1 Year | 5.55 | 5% | 5.2725
80260 | Hubbell | SFRCSCASCAS10SM | FIBER, P-CORD,R,SM,SIMP,SCA-SCA,10M | EA |  | 1 Year | 45.6 | 5% | 43.32
80261 | Hubbell | SFRCSCASCAS1SM | FIBER, P-CORD,R,SM,SIMP,SCA-SCA,1M | EA |  | 1 Year | 36.9 | 5% | 35.055
80262 | Hubbell | SFRCSCASCAS2SM | FIBER, P-CORD,R,SM,SIMP,SCA-SCA,2M | EA |  | 1 Year | 37.75 | 5% | 35.8625
80263 | Hubbell | SFRCSCASCAS3SM | FIBER, P-CORD,R,SM,SIMP,SCA-SCA,3M | EA |  | 1 Year | 38.95 | 5% | 37.0025
80264 | Hubbell | SFRCSCASCAS4SM | FIBER, P-CORD,R,SM,SIMP,SCA-SCA,4M | EA |  | 1 Year | 39.8 | 5% | 37.81
80265 | Hubbell | SFRCSCASCAS5SM | FIBER, P-CORD,R,SM,SIMP,SCA-SCA,5M | EA |  | 1 Year | 40.7 | 5% | 38.665
80266 | Hubbell | SFRCSCSCAS10SM | FIBER, P-CORD,R,SM,SIMP,SC-SCA,10M | EA |  | 1 Year | 31.95 | 5% | 30.3525
80267 | Hubbell | SFRCSCSCAS1SM | FIBER, P-CORD,R,SM,SIMP,SC-SCA,1M | EA |  | 1 Year | 26.5 | 5% | 25.175
80268 | Hubbell | SFRCSCSCAS2SM | FIBER, P-CORD,R,SM,SIMP,SC-SCA,2M | EA |  | 1 Year | 27.05 | 5% | 25.6975
80269 | Hubbell | SFRCSCSCAS3SM | FIBER, P-CORD,R,SM,SIMP,SC-SCA,3M | EA |  | 1 Year | 27.8 | 5% | 26.41
80270 | Hubbell | SFRCSCSCAS4SM | FIBER, P-CORD,R,SM,SIMP,SC-SCA,4M | EA |  | 1 Year | 28.45 | 5% | 27.0275
80271 | Hubbell | SFRCSCSCAS5SM | FIBER, P-CORD,R,SM,SIMP,SC-SCA,5M | EA |  | 1 Year | 29 | 5% | 27.55
80272 | Hubbell | SFRCSCSCS10SM | FIBER, P-CORD,R,SM,SIMP,SC-SC,10M | EA |  | 1 Year | 34.9 | 5% | 33.155
80273 | Hubbell | SFRCSCSCS1SM | FIBER, P-CORD,R,SM,SIMP,SC-SC,1M | EA |  | 1 Year | 31.75 | 5% | 30.1625
80274 | Hubbell | SFRCSCSCS2SM | FIBER, P-CORD,R,SM,SIMP,SC-SC,2M | EA |  | 1 Year | 27.15 | 5% | 25.7925
80275 | Hubbell | SFRCSCSCS3SM | FIBER, P-CORD,R,SM,SIMP,SC-SC,3M | EA |  | 1 Year | 28.35 | 5% | 26.9325
80276 | Hubbell | SFRCSCSCS4SM | FIBER, P-CORD,R,SM,SIMP,SC-SC,4M | EA |  | 1 Year | 29.15 | 5% | 27.6925
80277 | Hubbell | SFRCSCSCS5SM | FIBER, P-CORD,R,SM,SIMP,SC-SC,5M | EA |  | 1 Year | 30.1 | 5% | 28.595
80278 | Hubbell | SFRCSTSCS10SM | FIBER, P-CORD,R,SM,SIMP,ST-SC,10M | EA |  | 1 Year | 34.9 | 5% | 33.155
80279 | Hubbell | SFRCSTSCS1SM | FIBER, P-CORD,R,SM,SIMP,ST-SC,1M | EA |  | 1 Year | 26.15 | 5% | 24.8425
80280 | Hubbell | SFRCSTSCS2SM | FIBER, P-CORD,R,SM,SIMP,ST-SC,2M | EA |  | 1 Year | 27.15 | 5% | 25.7925
80281 | Hubbell | SFRCSTSCS3SM | FIBER, P-CORD,R,SM,SIMP,ST-SC,3M | EA |  | 1 Year | 28.15 | 5% | 26.7425
80282 | Hubbell | SFRCSTSCS4SM | FIBER, P-CORD,R,SM,SIMP,ST-SC,4M | EA |  | 1 Year | 29.15 | 5% | 27.6925
80283 | Hubbell | SFRCSTSCS5SM | FIBER, P-CORD,R,SM,SIMP,ST-SC,5M | EA |  | 1 Year | 30.1 | 5% | 28.595
80284 | Hubbell | SFRCSTSTS10SM | FIBER, P-CORD,R,SM,SIMP,ST-ST,10M | EA |  | 1 Year | 34.9 | 5% | 33.155
80285 | Hubbell | SFRCSTSTS1SM | FIBER, P-CORD,R,SM,SIMP,ST-ST,1M | EA |  | 1 Year | 26.15 | 5% | 24.8425
80286 | Hubbell | SFRCSTSTS2SM | FIBER, P-CORD,R,SM,SIMP,ST-ST,2M | EA |  | 1 Year | 27.15 | 5% | 25.7925
80287 | Hubbell | SFRCSTSTS3SM | FIBER, P-CORD,R,SM,SIMP,ST-ST,3M | EA |  | 1 Year | 28.15 | 5% | 26.7425
80288 | Hubbell | SFRCSTSTS4SM | FIBER, P-CORD,R,SM,SIMP,ST-ST,4M | EA |  | 1 Year | 29.15 | 5% | 27.6925
80289 | Hubbell | SFRCSTSTS5SM | FIBER, P-CORD,R,SM,SIMP,ST-ST,5M | EA |  | 1 Year | 30.1 | 5% | 28.595
80290 | Hubbell | SFRCW | SNAP-FIT, WH RCA,SOLDER,OW HOUSING | EA |  | 1 Year | 5.55 | 5% | 5.2725
80291 | Hubbell | SFRCWAL | SNAP-FIT, WH RCA,SOLDER,AL HOUSING | EA |  | 1 Year | 5.55 | 5% | 5.2725
80292 | Hubbell | SFRCWBK | SNAP-FIT, WH RCA,SOLDER,BK HOUSING | EA |  | 1 Year | 5.55 | 5% | 5.2725
80293 | Hubbell | SFRCWEI | SNAP-FIT, WH RCA,SOLDER,EI HOUSING | EA |  | 1 Year | 5.55 | 5% | 5.2725
80294 | Hubbell | SFRCWFF | SNAP-FIT, WH RCA/RCA,OW HOUSING | EA |  | 1 Year | 7.4 | 5% | 7.03
80295 | Hubbell | SFRCWFFAL | SNAP-FIT, WH RCA/RCA,AL HOUSING | EA |  | 1 Year | 7.4 | 5% | 7.03
80296 | Hubbell | SFRCWFFBK | SNAP-FIT, WH RCA/RCA,BL HOUSING | EA |  | 1 Year | 7.4 | 5% | 7.03
80297 | Hubbell | SFRCWFFEI | SNAP-FIT, WH RCA/RCA,EI HOUSING | EA |  | 1 Year | 7.4 | 5% | 7.03
80298 | Hubbell | SFRCWFFGY | SNAP-FIT, WH RCA/RCA,GY HOUSING | EA |  | 1 Year | 7.4 | 5% | 7.03
80299 | Hubbell | SFRCWFFLA | SNAP-FIT, WH RCA/RCA,LA HOUSING | EA |  | 1 Year | 7.4 | 5% | 7.03
80300 | Hubbell | SFRCWFFW | SNAP-FIT, WH RCA/RCA,WH HOUSING | EA |  | 1 Year | 7.4 | 5% | 7.03
80301 | Hubbell | SFRCWGY | SNAP-FIT, WH RCA,SOLDER,GY HOUSING | EA |  | 1 Year | 5.55 | 5% | 5.2725
80302 | Hubbell | SFRCWRAL | SNAP-FIT, WH,RCA/RCA,RECESSED,AL | EA |  | 1 Year | 7.4 | 5% | 7.03
80303 | Hubbell | SFRCWRBK | SNAP-FIT, WH,RCA/RCA,RECESSED,BK | EA |  | 1 Year | 7.4 | 5% | 7.03
80304 | Hubbell | SFRCWREI | SNAP-FIT, WH,RCA/RCA,RECESSED,EI | EA |  | 1 Year | 7.4 | 5% | 7.03
80305 | Hubbell | SFRCWRGY | SNAP-FIT, WH,RCA/RCA,RECESSED,GY | EA |  | 1 Year | 7.4 | 5% | 7.03
80306 | Hubbell | SFRCWRLA | SNAP-FIT, WH RCA/RCA,RECESSED,LA | EA |  | 1 Year | 7.4 | 5% | 7.03
80307 | Hubbell | SFRCWROW | SNAP-FIT,WH,RCA/RCA,RECESSED,OW | EA |  | 1 Year | 7.4 | 5% | 7.03
80308 | Hubbell | SFRCWRW | SNAP-FIT, WH,RCA/RCA,RECESSED,WH | EA |  | 1 Year | 7.4 | 5% | 7.03
80309 | Hubbell | SFRCWW | SNAP-FIT, WH RCA,SOLDER,WH HOUSING | EA |  | 1 Year | 5.55 | 5% | 5.2725
80310 | Hubbell | SFRCY | SNAP-FIT, YL RCA,SOLDER,OW HOUSING | EA |  | 1 Year | 5.55 | 5% | 5.2725
80311 | Hubbell | SFRCYAL | SNAP-FIT, YL RCA,SOLDER,AL HOUSING | EA |  | 1 Year | 5.55 | 5% | 5.2725
80312 | Hubbell | SFRCYBK | SNAP-FIT, YL RCA,SOLDER,BK HOUSING | EA |  | 1 Year | 5.55 | 5% | 5.2725
80313 | Hubbell | SFRCYEI | SNAP-FIT, YL RCA,SOLDER,EI HOUSING | EA |  | 1 Year | 5.55 | 5% | 5.2725
80314 | Hubbell | SFRCYFF | SNAP-FIT, YL RCA/RCA,OW HOUSING | EA |  | 1 Year | 7.4 | 5% | 7.03
80315 | Hubbell | SFRCYFFAL | SNAP-FIT, YL RCA/RCA,AL HOUSING | EA |  | 1 Year | 7.4 | 5% | 7.03
80316 | Hubbell | SFRCYFFBK | SNAP-FIT, YL RCA/RCA,BK HOUSING | EA |  | 1 Year | 7.4 | 5% | 7.03
80317 | Hubbell | SFRCYFFEI | SNAP-FIT, YL RCA/RCA,EI HOUSING | EA |  | 1 Year | 7.4 | 5% | 7.03
80318 | Hubbell | SFRCYFFGY | SNAP-FIT, YL RCA/RCA,GY HOUSING | EA |  | 1 Year | 7.4 | 5% | 7.03
80319 | Hubbell | SFRCYFFLA | SNAP-FIT, YL RCA/RCA,LA HOUSING | EA |  | 1 Year | 7.4 | 5% | 7.03
80320 | Hubbell | SFRCYFFTI | SNAP FIT, YL RCA/RCA,TI HOUSING | EA |  | 1 Year | 7.4 | 5% | 7.03
80321 | Hubbell | SFRCYFFW | SNAP-FIT, YL RCA/RCA,WH HOUSING | EA |  | 1 Year | 7.4 | 5% | 7.03
80322 | Hubbell | SFRCYGY | SNAP-FIT, YL RCA,SOLDER,GY HOUSING | EA |  | 1 Year | 5.55 | 5% | 5.2725
80323 | Hubbell | SFRCYLA | SNAP-FIT, YL RCA,SOLDER,LA HOUSING | EA |  | 1 Year | 5.55 | 5% | 5.2725
80324 | Hubbell | SFRCYRAL | SNAP-FIT, YL,RCA/RCA,RECESSED,AL | EA |  | 1 Year | 7.4 | 5% | 7.03
80325 | Hubbell | SFRCYRBK | SNAP-FIT, YL,RCA/RCA,RECESSED,BK | EA |  | 1 Year | 7.4 | 5% | 7.03
80326 | Hubbell | SFRCYREI | SNAP-FIT, YL,RCA/RCA,RECESSED,EI | EA |  | 1 Year | 7.4 | 5% | 7.03
80327 | Hubbell | SFRCYRGY | SNAP-FIT, YL,RCA/RCA,RECESSED,GY | EA |  | 1 Year | 7.4 | 5% | 7.03
80328 | Hubbell | SFRCYRLA | SNAP-FIT, YL RCA/RCA,RECESSED,LA | EA |  | 1 Year | 7.4 | 5% | 7.03
80329 | Hubbell | SFRCYROW | SNAP-FIT,YL,RCA/RCA,RECESSED,OW | EA |  | 1 Year | 7.4 | 5% | 7.03
80330 | Hubbell | SFRCYRW | SNAP-FIT, YL,RCA/RCA,RECESSED,WH | EA |  | 1 Year | 7.4 | 5% | 7.03
80331 | Hubbell | SFRCYW | SNAP-FIT, YL RCA,SOLDER,WH HOUSING | EA |  | 1 Year | 5.55 | 5% | 5.2725
80332 | Hubbell | SFRFGBK | SNAP-FIT, RCA TO F-COUPLER,BK | EA |  | 1 Year | 10.45 | 5% | 9.9275
80333 | Hubbell | SFRFGEI | SNAP-FIT, RCA TO F-COUPLER,EI | EA |  | 1 Year | 10.45 | 5% | 9.9275
80334 | Hubbell | SFRFGGY | SNAP-FIT, RCA TO F-COUPLER,GY | EA |  | 1 Year | 10.45 | 5% | 9.9275
80335 | Hubbell | SFRFGOW | SNAP-FIT, RCA TO F-COUPLER,OW | EA |  | 1 Year | 10.45 | 5% | 9.9275
80336 | Hubbell | SFRFGW | SNAP-FIT, RCA TO F-COUPLER,WH | EA |  | 1 Year | 10.45 | 5% | 9.9275
80337 | Hubbell | SFSBAL10 | SNAP-FIT, SMOOTH-BLANK,AL,10PK | PK |  | 1 Year | 6.1 | 5% | 5.795
80338 | Hubbell | SFSBBK10 | SNAP-FIT, SMOOTH-BLANK,BK,10PK | PK |  | 1 Year | 6.1 | 5% | 5.795
80339 | Hubbell | SFSBEI10 | SNAP-FIT, SMOOTH-BLANK,EI,10PK | PK |  | 1 Year | 6.1 | 5% | 5.795
80340 | Hubbell | SFSBGY10 | SNAP-FIT, SMOOTH-BLANK,GY,10PK | PK |  | 1 Year | 6.1 | 5% | 5.795
80341 | Hubbell | SFSBLA10 | SNAP-FIT, SMOOTH-BLANK,LA,10PK | EA |  | 1 Year | 6.1 | 5% | 5.795
80342 | Hubbell | SFSBOW10 | SNAP-FIT, SMOOTH-BLANK,OW,10PK | PK |  | 1 Year | 6.1 | 5% | 5.795
80343 | Hubbell | SFSBW10 | SNAP-FIT, SMOOTH-BLANK,WH,10PK | PK |  | 1 Year | 6.1 | 5% | 5.795
80344 | Hubbell | SFSC6 | SNAP-FIT, INLINE COUPLER,SLIM,CAT6,SHLD | EA |  | 1 Year | 24.35 | 5% | 23.1325
80345 | Hubbell | SFSCSAQBK | FIBER, SNAP-FIT,SC SIMPLX,AQ,ZIRC,BK | EA |  | 1 Year | 14.4 | 5% | 13.68
80346 | Hubbell | SFSCSAQEI | FIBER, SNAP-FIT,SC SMPLX,AQ,ZIRC,EI | EA |  | 1 Year | 14.4 | 5% | 13.68
80347 | Hubbell | SFSCSAQG | FIBER, SNAP-FIT,SC SIMPLX,AQ,ZIRC,GY | EA |  | 1 Year | 14.4 | 5% | 13.68
80348 | Hubbell | SFSCSAQOW | FIBER, SNAP-FIT,SC SMPLX,AQ,ZIRC,OW | EA |  | 1 Year | 14.4 | 5% | 13.68
80349 | Hubbell | SFSCSAQW | FIBER, SNAP-FIT,SC SMPLX,AQ,ZIRC,WH | EA |  | 1 Year | 14.4 | 5% | 13.68
80350 | Hubbell | SFSCSBBK | FIBER, SNAP-FIT,SC SMPLX,BL,ZIRC,BK | EA |  | 1 Year | 14.4 | 5% | 13.68
80351 | Hubbell | SFSCSBEBK | FIBER, SNAP-FIT,SC SIMPLX,BE,ZIRC,BK | EA |  | 1 Year | 14.4 | 5% | 13.68
80352 | Hubbell | SFSCSBEEI | FIBER, SNAP-FIT,SC SMPLX,BE,ZIRC,EI | EA |  | 1 Year | 14.4 | 5% | 13.68
80353 | Hubbell | SFSCSBEG | FIBER, SNAP-FIT,SC SIMPLX,BE,ZIRC,GY | EA |  | 1 Year | 14.4 | 5% | 13.68
80354 | Hubbell | SFSCSBEI | FIBER, SNAP-FIT,SC SMPLX,BL,ZIRC,EI | EA |  | 1 Year | 14.4 | 5% | 13.68
80355 | Hubbell | SFSCSBEOW | FIBER, SNAP-FIT,SC SMPLX,BE,ZIRC,OW | EA |  | 1 Year | 14.4 | 5% | 13.68
80356 | Hubbell | SFSCSBEW | FIBER, SNAP-FIT,SC SMPLX,BE,ZIRC,WH | EA |  | 1 Year | 14.4 | 5% | 13.68
80357 | Hubbell | SFSCSBG | FIBER, SNAP-FIT,SC SMPLX,BL,ZIRC,GY | EA |  | 1 Year | 14.4 | 5% | 13.68
80358 | Hubbell | SFSCSBK | FIBER, SNAP-FIT,SC SMPLX,ZIRC,BK | EA |  | 1 Year | 14.4 | 5% | 13.68
80359 | Hubbell | SFSCSBKBK | FIBER, SNAP-FIT,SC SIMPLX,BK,ZIRC,BK | EA |  | 1 Year | 14.4 | 5% | 13.68
80360 | Hubbell | SFSCSBKEI | FIBER, SNAP-FIT,SC SMPLX,BK,ZIRC,EI | EA |  | 1 Year | 14.4 | 5% | 13.68
80361 | Hubbell | SFSCSBKG | FIBER, SNAP-FIT,SC SIMPLX,BK,ZIRC,GY | EA |  | 1 Year | 14.4 | 5% | 13.68
80362 | Hubbell | SFSCSBKOW | FIBER, SNAP-FIT,SC SMPLX,BK,ZIRC,OW | EA |  | 1 Year | 14.4 | 5% | 13.68
80363 | Hubbell | SFSCSBKW | FIBER, SNAP-FIT,SC SMPLX,BK,ZIRC,WH | EA |  | 1 Year | 14.4 | 5% | 13.68
80364 | Hubbell | SFSCSBOW | FIBER, SNAP-FIT,SC SMPLX,BL,ZIRC,OW | EA |  | 1 Year | 14.4 | 5% | 13.68
80365 | Hubbell | SFSCSBW | FIBER, SNAP-FIT,SC SMPLX,BL,ZIRC,WH | EA |  | 1 Year | 14.4 | 5% | 13.68
80366 | Hubbell | SFSCSGNBK | FIBER, SNAP-FIT,SC SIMPLX,GN,ZIRC,BK | EA |  | 1 Year | 14.4 | 5% | 13.68
80367 | Hubbell | SFSCSGNEI | FIBER, SNAP-FIT,SC SMPLX,ZIRC,GN,EI | EA |  | 1 Year | 14.4 | 5% | 13.68
80368 | Hubbell | SFSCSGNG | FIBER, SNAP-FIT,SC SIMPLX,GN,ZIRC,GY | EA |  | 1 Year | 14.4 | 5% | 13.68
80369 | Hubbell | SFSCSGNOW | FIBER, SNAP-FIT,SC SMPLX,ZIRC,GN,OW | EA |  | 1 Year | 14.4 | 5% | 13.68
80370 | Hubbell | SFSCSGNW | FIBER, SNAP-FIT,SC SMPLX,ZIRC,GN,WH | EA |  | 1 Year | 14.4 | 5% | 13.68
80371 | Hubbell | SFSCSORBK | FIBER, SNAP-FIT,SC SIMPLX,OR,ZIRC,BK | EA |  | 1 Year | 14.4 | 5% | 13.68
80372 | Hubbell | SFSCSOREI | FIBER, SNAP-FIT,SC SMPLX,ZIRC,OR,EI | EA |  | 1 Year | 14.4 | 5% | 13.68
80373 | Hubbell | SFSCSORG | FIBER, SNAP-FIT,SC SIMPLX,OR,ZIRC,GY | EA |  | 1 Year | 14.4 | 5% | 13.68
80374 | Hubbell | SFSCSOROW | FIBER, SNAP-FIT,SC SMPLX,ZIRC,OR,OW | EA |  | 1 Year | 14.4 | 5% | 13.68
80375 | Hubbell | SFSCSORW | FIBER, SNAP-FIT,SC SMPLX,ZIRC,OR,WH | EA |  | 1 Year | 14.4 | 5% | 13.68
80376 | Hubbell | SFSCSRBK | FIBER, SNAP-FIT,SC SIMPLX,RD,ZIRC,BK | EA |  | 1 Year | 14.4 | 5% | 13.68
80377 | Hubbell | SFSCSREI | FIBER, SNAP-FIT,SC SIMPLX,RD,ZIRC,EI | EA |  | 1 Year | 14.4 | 5% | 13.68
80378 | Hubbell | SFSCSRG | FIBER, SNAP-FIT,SC SIMPLX,RD,ZIRC,GY | EA |  | 1 Year | 14.4 | 5% | 13.68
80379 | Hubbell | SFSCSROW | FIBER, SNAP-FIT,SC SIMPLX,RD,ZIRC,OW | EA |  | 1 Year | 14.4 | 5% | 13.68
80380 | Hubbell | SFSCSRW | FIBER, SNAP-FIT,SC SIMPLX,RD,ZIRC,WH | EA |  | 1 Year | 14.4 | 5% | 13.68
80381 | Hubbell | SFSCSTSBK | FIBER, SNAP-FIT,SC/ST SMPLX,BL,ZIRC,BK | EA |  | 1 Year | 10.15 | 5% | 9.6425
80382 | Hubbell | SFSCSTSEI | FIBER, SNAP-FIT,SC/ST SMPLX,BL,ZIRC,EI | EA |  | 1 Year | 10.15 | 5% | 9.6425
80383 | Hubbell | SFSCSTSG | FIBER, SNAP-FIT,SC/ST SMPLX,BL,ZIRC,GY | EA |  | 1 Year | 10.15 | 5% | 9.6425
80384 | Hubbell | SFSCSTSOW | FIBER, SNAP-FIT,SC/ST SMPLX,BL,ZIRC,OW | EA |  | 1 Year | 10.15 | 5% | 9.6425
80385 | Hubbell | SFSCSTSW | FIBER, SNAP-FIT,SC/ST SMPLX,BL,ZIRC,WH | EA |  | 1 Year | 10.15 | 5% | 9.6425
80386 | Hubbell | SFSCSYBK | FIBER, SNAP-FIT,SC SIMPLX,YL,ZIRC,BK | EA |  | 1 Year | 14.4 | 5% | 13.68
80387 | Hubbell | SFSCSYEI | FIBER, SNAP-FIT,SC SIMPLX,YL,ZIRC,EI | EA |  | 1 Year | 14.4 | 5% | 13.68
80388 | Hubbell | SFSCSYG | FIBER, SNAP-FIT,SC SIMPLX,YL,ZIRC,GY | EA |  | 1 Year | 14.4 | 5% | 13.68
80389 | Hubbell | SFSCSYOW | FIBER, SNAP-FIT,SC SIMPLX,YL,ZIRC,OW | EA |  | 1 Year | 14.4 | 5% | 13.68
80390 | Hubbell | SFSCSYW | FIBER, SNAP-FIT,SC SIMPLX,YL,ZIRC,WH | EA |  | 1 Year | 14.4 | 5% | 13.68
80391 | Hubbell | SFSPGBK | SNAP-FIT, BK SPKR POST,OW HOUSING | EA |  | 1 Year | 8.95 | 5% | 8.5025
80392 | Hubbell | SFSPGBKAL | SNAP-FIT, BK SPKR POST,AL HOUSING | EA |  | 1 Year | 8.95 | 5% | 8.5025
80393 | Hubbell | SFSPGBKBK | SNAP-FIT, BK SPKR POST,BK HOUSING | EA |  | 1 Year | 8.95 | 5% | 8.5025
80394 | Hubbell | SFSPGBKEI | SNAP-FIT, BK SPKR POST,EI HOUSING | EA |  | 1 Year | 8.95 | 5% | 8.5025
80395 | Hubbell | SFSPGBKGY | SNAP-FIT, BK SPKR POST,GY HOUSING | EA |  | 1 Year | 8.95 | 5% | 8.5025
80396 | Hubbell | SFSPGBKLA | SNAP-FIT, BK SPKR POST,LA HOUSING | EA |  | 1 Year | 8.95 | 5% | 8.5025
80397 | Hubbell | SFSPGBKW | SNAP-FIT, BK SPKR POST,WH HOUSING | EA |  | 1 Year | 8.95 | 5% | 8.5025
80398 | Hubbell | SFSPGR | SNAP-FIT, RD SPKR POST,OW HOUSING | EA |  | 1 Year | 8.95 | 5% | 8.5025
80399 | Hubbell | SFSPGRBK | SNAP-FIT, RD SPKR POST,BK HOUSING | EA |  | 1 Year | 8.95 | 5% | 8.5025
80400 | Hubbell | SFSPGREI | SNAP-FIT, RD SPKR POST,EI HOUSING | EA |  | 1 Year | 8.95 | 5% | 8.5025
80401 | Hubbell | SFSPGRGY | SNAP-FIT, RD SPKR POST,GY HOUSING | EA |  | 1 Year | 8.95 | 5% | 8.5025
80402 | Hubbell | SFSPGRLA | SNAP-FIT, RD SPKR POST,LA HOUSING | EA |  | 1 Year | 8.95 | 5% | 8.5025
80403 | Hubbell | SFSPGRW | SNAP-FIT, RD SPKR POST,WH HOUSING | EA |  | 1 Year | 8.95 | 5% | 8.5025
80404 | Hubbell | SFSTEI | FIBER, SNAP-FIT,ST,P-BZ,EI | EA |  | 1 Year | 14.25 | 5% | 13.5375
80405 | Hubbell | SFSTSBK | FIBER, SNAP-FIT,ST,BK,ZIRC,BK | EA |  | 1 Year | 14.25 | 5% | 13.5375
80406 | Hubbell | SFSTSEI | FIBER, SNAP-FIT,ST,BK,ZIRC,EI | EA |  | 1 Year | 14.25 | 5% | 13.5375
80407 | Hubbell | SFSTSG | FIBER, SNAP-FIT,ST,BK,ZIRC,GY | EA |  | 1 Year | 14.25 | 5% | 13.5375
80408 | Hubbell | SFSTSOW | FIBER, SNAP-FIT,ST,BK,ZIRC,OW | EA |  | 1 Year | 14.25 | 5% | 13.5375
80409 | Hubbell | SFSTSW | FIBER, SNAP-FIT,ST,BK,ZIRC,WH | EA |  | 1 Year | 14.25 | 5% | 13.5375
80410 | Hubbell | SFSV110BK | SNAP-FIT, S-VIDEO,F/F,110 IDC,BK | EA |  | 1 Year | 14.8 | 5% | 14.06
80411 | Hubbell | SFSV110EI | SNAP-FIT, S-VIDEO F,110 IDC,EI | EA |  | 1 Year | 14.8 | 5% | 14.06
80412 | Hubbell | SFSV110GY | SNAP-FIT, S-VIDEO F,110 IDC,GY | EA |  | 1 Year | 14.8 | 5% | 14.06
80413 | Hubbell | SFSV110OW | SNAP-FIT, S-VIDEO F,110 IDC,OW | EA |  | 1 Year | 14.8 | 5% | 14.06
80414 | Hubbell | SFSV110W | SNAP-FIT, S-VIDEO F,110 IDC,WH | EA |  | 1 Year | 14.8 | 5% | 14.06
80415 | Hubbell | SFSVBK | SNAP-FIT, S-VIDEO,F/F,BK | EA |  | 1 Year | 16 | 5% | 15.2
80416 | Hubbell | SFSVEI | SNAP-FIT, S-VIDEO,F/F,EI | EA |  | 1 Year | 16 | 5% | 15.2
80417 | Hubbell | SFSVGY | SNAP-FIT, S-VIDEO,F/F,GY | EA |  | 1 Year | 16 | 5% | 15.2
80418 | Hubbell | SFSVOW | SNAP-FIT, S-VIDEO,F/F,OW | EA |  | 1 Year | 16 | 5% | 15.2
80419 | Hubbell | SFSVW | SNAP-FIT, S-VIDEO,F/F,WH | EA |  | 1 Year | 16 | 5% | 15.2
80420 | Hubbell | SFUSBAA3BK | SNAP-FIT, KEYSTONE,USB, V 3.0,A to A,BK | EA |  | 1 Year | 32.95 | 5% | 31.3025
80421 | Hubbell | SFUSBAAB | SNAP-FIT, KEYSTONE,USB,A to A,BL | EA |  | 1 Year | 30.55 | 5% | 29.0225
80422 | Hubbell | SFUSBAAOW | SNAP-FIT, KEYSTONE,USB,A TO A,OW | EA |  | 1 Year | 30.55 | 5% | 29.0225
80423 | Hubbell | SFUSBAB3BK | SNAP-FIT, KEYSTONE,USB, V 3.0,A to B,BK | EA |  | 1 Year | 32.95 | 5% | 31.3025
80424 | Hubbell | SFUSBABB | SNAP-FIT, KEYSTONE,USB,A TO B,BL | EA |  | 1 Year | 30.55 | 5% | 29.0225
80425 | Hubbell | SFUSBABOW | SNAP FIT, KEYSTONE,USB,A TO B,OW | EA |  | 1 Year | 30.55 | 5% | 29.0225
80426 | Hubbell | SFUSBABW | SNAP FIT, KEYSTONE,USB,A TO B,WH | EA |  | 1 Year | 30.55 | 5% | 29.0225
80427 | Hubbell | SJ6 | JACK, CAT6, UNI, SHIELDED | EA |  | 1 Year | 12.3 | 5% | 11.685
80428 | Hubbell | SJ624 | JACK, CAT6, UNI, SHIELDED, 24PK | PK |  | 1 Year | 279 | 5% | 265.05
80429 | Hubbell | SJ6A | JACK, CAT6A, UNI, SHIELDED | EA |  | 1 Year | 19.2 | 5% | 18.24
80430 | Hubbell | SJ6A24 | JACK, CAT6A, UNI, SHIELDED, 24PK | PK |  | 1 Year | 417 | 5% | 396.15
80431 | Hubbell | SJ6A24B | JACK, CAT6A,8POS,T568B,SHIELDED,24/PK | PK |  | 1 Year | 417 | 5% | 396.15
80432 | Hubbell | SJCB | JACK,DUST COVER,SJ SERIES,100PK,BLUE | PK |  | 1 Year | 51.6 | 5% | 49.02
80433 | Hubbell | SJCBK | JACK,DUST COVER,SJ SERIES,100PK,BLACK | PK |  | 1 Year | 51.6 | 5% | 49.02
80434 | Hubbell | SJCGN | JACK,DUST COVER,SJ SERIES,100PK,GREEN | PK |  | 1 Year | 51.6 | 5% | 49.02
80435 | Hubbell | SJCGY | JACK,DUST COVER,SJ SERIES,100PK,GRAY | PK |  | 1 Year | 51.6 | 5% | 49.02
80436 | Hubbell | SJCOR | JACK,DUST COVER,SJ SERIES,100PK,ORANGE | PK |  | 1 Year | 51.6 | 5% | 49.02
80437 | Hubbell | SJCR | JACK,DUST COVER,SJ SERIES,100PK,RED | PK |  | 1 Year | 51.6 | 5% | 49.02
80438 | Hubbell | SJCW | JACK,DUST COVER,SJ SERIES,100PK,WHITE | PK |  | 1 Year | 51.6 | 5% | 49.02
80439 | Hubbell | SJCY | JACK,DUST COVER,SJ SERIES,100PK,YELLOW | PK |  | 1 Year | 51.6 | 5% | 49.02
80440 | Hubbell | SP10GF | PLATE,W-PHONE,10G,1-G,1PORT,FLUSH,SS | EA |  | 1 Year | 36.25 | 5% | 34.4375
80441 | Hubbell | SP10GR | PLATE,W-PHONE,10G,1-G,1PORT,RECESSED,SS | EA |  | 1 Year | 34.25 | 5% | 32.5375
80442 | Hubbell | SP14AL | ALMOND PAINTED STEEL 1 GANG BLANK | EA |  | 1 Year | 1.72 | 5% | 1.634
80443 | Hubbell | SP14BAL | PLATE, 1-G BLANK, BOX MT, STEEL, AL | EA |  | 1 Year | 1.66 | 5% | 1.577
80444 | Hubbell | SP14BG | PLATE, 1-G BLANK, BOX MT, STEEL, GY | EA |  | 1 Year | 1.66 | 5% | 1.577
80445 | Hubbell | SP14G | GRAY PAINTED STEEL 1-GANG, BLANK | EA |  | 1 Year | 1.72 | 5% | 1.634
80446 | Hubbell | SP18AL | ALMOND PAINTED STEEL 2-G, 1-DX., 1 SW. | EA |  | 1 Year | 3.55 | 5% | 3.3725
80447 | Hubbell | SP18G | GRAY PAINTED STEEL 2-G, 1-DX., 1 SW. | EA |  | 1 Year | 3.55 | 5% | 3.3725
80448 | Hubbell | SP1AL | ALMOND PAINTED STEEL 1 GANG SWITCH | EA |  | 1 Year | 1.7 | 5% | 1.615
80449 | Hubbell | SP1G | GRAY PAINTED STEEL 1 GANG SWITCH | EA |  | 1 Year | 1.72 | 5% | 1.634
80450 | Hubbell | SP24AL | ALMOND PAINTED STEEL 2 GANG BLANK | EA |  | 1 Year | 3.55 | 5% | 3.3725
80451 | Hubbell | SP24BAL | PLATE, 2-G BLANK, BOX MT, STEEL, AL | EA |  | 1 Year | 3.4 | 5% | 3.23
80452 | Hubbell | SP24BG | PLATE, 2-G BLANK, BOX MT, STEEL, GY | EA |  | 1 Year | 3.4 | 5% | 3.23
80453 | Hubbell | SP24G | GRAY PAINTED STEEL 2-GANG, BLANK | EA |  | 1 Year | 3.55 | 5% | 3.3725
80454 | Hubbell | SP28AL | ALMOND PAINTED STEEL 3-G, 1-DX., 2-SW. | EA |  | 1 Year | 7.3 | 5% | 6.935
80455 | Hubbell | SP28G | GRAY PAINTED STEEL 3-G, 1-DX., 2 SW. | EA |  | 1 Year | 7.3 | 5% | 6.935
80456 | Hubbell | SP2AL | ALMOND PAINTED STEEL 2 GANG SWITCH | EA |  | 1 Year | 3.4 | 5% | 3.23
80457 | Hubbell | SP2G | GRAY PAINTED STEEL 2 GANG SWITCH | EA |  | 1 Year | 3.55 | 5% | 3.3725
80458 | Hubbell | SP34AL | ALMOND PAINTED STEEL 3 GANG BLANK | EA |  | 1 Year | 5.65 | 5% | 5.3675
80459 | Hubbell | SP34BAL | PLATE, 3-G BLANK, BOX MT, STEEL, AL | EA |  | 1 Year | 5.45 | 5% | 5.1775
80460 | Hubbell | SP3AL | ALMOND PAINTED STEEL 3 GANG SWITCH | EA |  | 1 Year | 5.65 | 5% | 5.3675
80461 | Hubbell | SP4AL | ALMOND PAINTED STEEL 4 GANG SWITCH | EA |  | 1 Year | 7.5 | 5% | 7.125
80462 | Hubbell | SP5AL | ALMOND PAINTED STEEL 5 GANG SWITCH | EA |  | 1 Year | 10.25 | 5% | 9.7375
80463 | Hubbell | SP5EF | PLATE,W-PHONE,C5E,1-G,1PORT,FLUSH,SS | EA |  | 1 Year | 28.7 | 5% | 27.265
80464 | Hubbell | SP5ER | PLATE,W-PHONE,C5E,1-G,1PORT,RECESSED,SS | EA |  | 1 Year | 24.2 | 5% | 22.99
80465 | Hubbell | SP6 | PLUG,CAT6,SHIELDED,FIELD-TERM,SILVER | EA |  | 1 Year | 12.85 | 5% | 12.2075
80466 | Hubbell | SP6A | PLUG,CAT6A,SHIELDED,FIELD-TERM,SILVER | EA |  | 1 Year | 18 | 5% | 17.1
80467 | Hubbell | SP6AL | ALMOND PAINTED STEEL 6 GANG SWITCH | EA |  | 1 Year | 11.85 | 5% | 11.2575
80468 | Hubbell | SP6F | PLATE,W-PHONE,C6,1-G,1PORT,FLUSH,SS | EA |  | 1 Year | 31.65 | 5% | 30.0675
80469 | Hubbell | SP6R | PLATE,W-PHONE,C6,1-G,1PORT,RECESSED,SS | EA |  | 1 Year | 29.25 | 5% | 27.7875
80470 | Hubbell | SP7AL | ALMOND PAINTED STEEL SGL. RECEPTACLE | EA |  | 1 Year | 1.72 | 5% | 1.634
80471 | Hubbell | SP7G | GRAY PAINTED STEEL SINGLE RECEPTACLE | EA |  | 1 Year | 1.72 | 5% | 1.634
80472 | Hubbell | SP82AL | ALMOND PAINTED STEEL 2 GANG DUPLEX | EA |  | 1 Year | 3.55 | 5% | 3.3725
80473 | Hubbell | SP82G | GRAY PAINTED STEEL 2 GANG DUPLEX | EA |  | 1 Year | 3.55 | 5% | 3.3725
80474 | Hubbell | SP83AL | ALMOND PAINTED STEEL 3 GANG DUPLEX | EA |  | 1 Year | 7.3 | 5% | 6.935
80475 | Hubbell | SP8AL | ALMOND PAINTED STEEL 1 GANG DUPLEX | EA |  | 1 Year | 1.7 | 5% | 1.615
80476 | Hubbell | SP8G | GRAY PAINTED STEEL 1 GANG DUPLEX | EA |  | 1 Year | 1.72 | 5% | 1.634
80477 | Hubbell | SPBK100 | CONN, GOLD SPKR POST,BK,100PK | PK |  | 1 Year | 469 | 5% | 445.55
80478 | Hubbell | SPPBK10 | SNAP-FIT, BANANA PLUG,BK,10PK | PK |  | 1 Year | 32.3 | 5% | 30.685
80479 | Hubbell | SPPR10 | CONN, BANANA PLUG,RD,10PK | PK |  | 1 Year | 32.3 | 5% | 30.685
80480 | Hubbell | SPR100 | CONN, GOLD SPKR POST,RD,100PK | PK |  | 1 Year | 427 | 5% | 405.65
80481 | Hubbell | SPUF | PLATE,W-PHONE,USOC,1-G,1PORT,FLUSH,SS | EA |  | 1 Year | 25.55 | 5% | 24.2725
80482 | Hubbell | SPUR | PLATE,W-PHONE,USOC,1-G,1PORT,RECESSED,SS | EA |  | 1 Year | 20.95 | 5% | 19.9025
80483 | Hubbell | SS1 | WALLPLATE, 1-G, SWITCH, SS | EA |  | 1 Year | 2.5 | 5% | 2.375
80484 | Hubbell | SS11 | WALLPLATE, 1-G, .64", SS | EA |  | 1 Year | 4.5 | 5% | 4.275
80485 | Hubbell | SS113 | WALLPLATE, 2-G, SW/BLANK, SS, BOX | EA |  | 1 Year | 21.15 | 5% | 20.0925
80486 | Hubbell | SS114 | WALLPLATE, 2-G, SW/BLANK, SS | EA |  | 1 Year | 12.2 | 5% | 11.59
80487 | Hubbell | SS11L | WALLPLATE, 1-G, .64", 430SS | EA |  | 1 Year | 3.75 | 5% | 3.5625
80488 | Hubbell | SS12 | WALLPLATE, 1-G, TELE, SS | EA |  | 1 Year | 5.45 | 5% | 5.1775
80489 | Hubbell | SS126 | WALLPLATE, 2-G, SW/GFCI, SS | EA |  | 1 Year | 10.9 | 5% | 10.355
80490 | Hubbell | SS126L | WALLPLATE, 2-G, SW/GFCI, 430SS | EA |  | 1 Year | 9.3 | 5% | 8.835
80491 | Hubbell | SS12RKL | WALLPLATE, 1-G, RKL, ENG ON/OFF, SS | EA |  | 1 Year | 9.6 | 5% | 9.12
80492 | Hubbell | SS12RKLM | WALLPLATE, 1-G, RKL, ENG MARK, SS | EA |  | 1 Year | 9.6 | 5% | 9.12
80493 | Hubbell | SS13 | WALLPLATE, 1-G, BLANK, SS, BOX | EA |  | 1 Year | 4.7 | 5% | 4.465
80494 | Hubbell | SS138 | WALLPLATE, 2-G, BLANK/DUP, SS, BOX | EA |  | 1 Year | 22.9 | 5% | 21.755
80495 | Hubbell | SS13L | WALLPLATE, 1-G, BLNK, BOX, 430SS | EA |  | 1 Year | 3.9 | 5% | 3.705
80496 | Hubbell | SS14 | WALLPLATE, 1-G, BLANK, SS, STRAP | EA |  | 1 Year | 5.9 | 5% | 5.605
80497 | Hubbell | SS1426 | WALLPLATE, 2-G, BLANK/GFCI, SS | EA |  | 1 Year | 11.55 | 5% | 10.9725
80498 | Hubbell | SS148 | WALLPLATE, 2-G, BLANK/DUP, SS | EA |  | 1 Year | 12.2 | 5% | 11.59
80499 | Hubbell | SS14L | WALLPLATE, 1-G, BLNK, STRP, 430SS | EA |  | 1 Year | 4.8 | 5% | 4.56
80500 | Hubbell | SS17 | WALLPLATE, 2-G, SW/1.40", SS | EA |  | 1 Year | 11.55 | 5% | 10.9725
80501 | Hubbell | SS18 | WALLPLATE, 2-G, SW/DUP, SS | EA |  | 1 Year | 10.9 | 5% | 10.355
80502 | Hubbell | SS182 | WALLPLATE, 3-G, SW/DUP/DUP, SS | EA |  | 1 Year | 15.7 | 5% | 14.915
80503 | Hubbell | SS18L | WALLPLATE, 2-G, SW/DUP, 430SS | EA |  | 1 Year | 9.3 | 5% | 8.835
80504 | Hubbell | SS1C | WALLPLATE, 1-G, 347V SW, SS | EA |  | 1 Year | 4.5 | 5% | 4.275
80505 | Hubbell | SS1L | WALL PLATE, 1-G, SWITCH, 430SS | EA |  | 1 Year | 2.05 | 5% | 1.9475
80506 | Hubbell | SS1ME | WALLPLATE, 1-G, SW, EMERGENCY, SS | EA |  | 1 Year | 54.4 | 5% | 51.68
80507 | Hubbell | SS2 | WALLPLATE, 2-G, SWITCH, SS | EA |  | 1 Year | 9.5 | 5% | 9.025
80508 | Hubbell | SS211 | WALLPLATE, 3-G, DUP/DUP/BLANK, SS | EA |  | 1 Year | 44.05 | 5% | 41.8475
80509 | Hubbell | SS213 | WALLPLATE, 3-G, SW/SW/BLANK, SS | EA |  | 1 Year | 44.05 | 5% | 41.8475
80510 | Hubbell | SS22 | WALLPLATE, 2-G, 2) .64", SS | EA |  | 1 Year | 11.55 | 5% | 10.9725
80511 | Hubbell | SS226 | WALLPLATE, 3-G, SW/SW/GFCI SS | EA |  | 1 Year | 16.05 | 5% | 15.2475
80512 | Hubbell | SS22RKL | WALLPLATE, 2-G, RKL, ENG ON/OFF, SS | EA |  | 1 Year | 18.55 | 5% | 17.6225
80513 | Hubbell | SS22RKLM | WALLPLATE, 2-G, RKL, ENG MARK, SS | EA |  | 1 Year | 19.2 | 5% | 18.24
80514 | Hubbell | SS23 | WALLPLATE, 2-G, BLANK, SS, BOX | EA |  | 1 Year | 10.05 | 5% | 9.5475
80515 | Hubbell | SS2309BBKA | PEDESTAL FACE PLT, BLANK, BK | EA |  | 1 Year | 20.4 | 5% | 19.38
80516 | Hubbell | SS2309BGYA | PEDESTAL FACE PLT, BLANK, GY | EA |  | 1 Year | 20.4 | 5% | 19.38
80517 | Hubbell | SS2309DBKA | PEDESTAL FACE PLT, DUP, BK | EA |  | 1 Year | 20.5 | 5% | 19.475
80518 | Hubbell | SS2309DGYA | PEDESTAL FACE PLT, DUP, GY | EA |  | 1 Year | 20.5 | 5% | 19.475
80519 | Hubbell | SS2309F1BKA | PEDESTAL FACE PLT, 1" KO, BK | EA |  | 1 Year | 20.5 | 5% | 19.475
80520 | Hubbell | SS2309F1GYA | PEDESTAL FACE PLT, 1" KO, GY | EA |  | 1 Year | 20.5 | 5% | 19.475
80521 | Hubbell | SS2309FBKA | PEDESTAL FACE PLT, 3/4" KO, BK | EA |  | 1 Year | 20.5 | 5% | 19.475
80522 | Hubbell | SS2309FGYA | PEDESTAL FACE PLT, 3/4" KO, GY | EA |  | 1 Year | 20.5 | 5% | 19.475
80523 | Hubbell | SS2309SBKA | PEDESTAL FACE PLT, 1.40" KO, BK | EA |  | 1 Year | 20.5 | 5% | 19.475
80524 | Hubbell | SS2309SGYA | PEDESTAL FACE PLT, 1.40" KO, GY | EA |  | 1 Year | 20.5 | 5% | 19.475
80525 | Hubbell | SS2309SLBKA | PEDESTAL FACE PLT, GFCI, BK | EA |  | 1 Year | 20.5 | 5% | 19.475
80526 | Hubbell | SS2309SLGYA | PEDESTAL FACE PLT, GFCI, GY | EA |  | 1 Year | 20.5 | 5% | 19.475
80527 | Hubbell | SS2309TBKA | PEDESTAL FACE PLT, BUSHD 1" KO, BK | EA |  | 1 Year | 20.5 | 5% | 19.475
80528 | Hubbell | SS2309TGYA | PEDESTAL FACE PLT, BUSHD 1" KO, GY | EA |  | 1 Year | 20.5 | 5% | 19.475
80529 | Hubbell | SS232 | WALLPLATE, 1-G, RS232, SS | EA |  | 1 Year | 7.75 | 5% | 7.3625
80530 | Hubbell | SS234 | WALLPLATE, 1-G, 2) RS232, SS | EA |  | 1 Year | 16.05 | 5% | 15.2475
80531 | Hubbell | SS23L | WALL PLATE, 2-G, BLNK, BOX, 430SS | EA |  | 1 Year | 8.75 | 5% | 8.3125
80532 | Hubbell | SS24 | WALLPLATE, 2-G, BLANK, SS | EA |  | 1 Year | 12.65 | 5% | 12.0175
80533 | Hubbell | SS24L | WALL PLATE, 2-G, BLNK, STRP, 430SS | EA |  | 1 Year | 10.9 | 5% | 10.355
80534 | Hubbell | SS26 | WALLPLATE, 1-G, GFCI, SS | EA |  | 1 Year | 3.15 | 5% | 2.9925
80535 | Hubbell | SS262 | WALLPLATE, 2-G, GFCI, SS | EA |  | 1 Year | 9.6 | 5% | 9.12
80536 | Hubbell | SS262L | WALL PLATE, 2-G, GFCI, 430SS | EA |  | 1 Year | 8.65 | 5% | 8.2175
80537 | Hubbell | SS263 | WALLPLATE, 3-G, GFCI, SS | EA |  | 1 Year | 19.2 | 5% | 18.24
80538 | Hubbell | SS264 | WALLPLATE, 4-G, GFCI, SS | EA |  | 1 Year | 23.55 | 5% | 22.3725
80539 | Hubbell | SS265 | WALLPLATE, 5-G, GFCI, SS | EA |  | 1 Year | 86.65 | 5% | 82.3175
80540 | Hubbell | SS266 | WALLPLATE, 6-G, GFCI, SS | EA |  | 1 Year | 105 | 5% | 99.75
80541 | Hubbell | SS26L | WALL PLATE, 1-G, GFCI, 430SS | EA |  | 1 Year | 2.75 | 5% | 2.6125
80542 | Hubbell | SS2C | WALLPLATE, 2-G, 347V SW, SS | EA |  | 1 Year | 9.5 | 5% | 9.025
80543 | Hubbell | SS2L | WALL PLATE, 2-G, SWITCH, 430SS | EA |  | 1 Year | 8.5 | 5% | 8.075
80544 | Hubbell | SS3 | WALLPLATE, 3-G, SWITCH, SS | EA |  | 1 Year | 14.75 | 5% | 14.0125
80545 | Hubbell | SS309B | LOCON FACE PLATE, BLANK, SS | EA |  | 1 Year | 29.65 | 5% | 28.1675
80546 | Hubbell | SS309BF | LOCON FACE PLATE, BLANK, ALU | EA |  | 1 Year | 31.95 | 5% | 30.3525
80547 | Hubbell | SS309D | LOCON FACE PLATE, DUP, SS | EA |  | 1 Year | 29.65 | 5% | 28.1675
80548 | Hubbell | SS309DS | LOCON FACE PLATE, GFCI, SS | EA |  | 1 Year | 29.65 | 5% | 28.1675
80549 | Hubbell | SS309S | LOCON FACE PLATE, 1.40", SS | EA |  | 1 Year | 29.65 | 5% | 28.1675
80550 | Hubbell | SS309SF | LOCON FACE PLATE, F-FEED, SS | EA |  | 1 Year | 31.85 | 5% | 30.2575
80551 | Hubbell | SS309SF1 | LOCON FACE PLATE, F-FEED ALU | EA |  | 1 Year | 31.85 | 5% | 30.2575
80552 | Hubbell | SS309T | LOCON FACE PLATE, TELE, SS | EA |  | 1 Year | 30.75 | 5% | 29.2125
80553 | Hubbell | SS320 | WALLPLATE, 3-G, 1.60"/BLNK/1.60", SS | EA |  | 1 Year | 42.75 | 5% | 40.6125
80554 | Hubbell | SS326 | WALLPLATE, 4-G, SW/SW/SW/GFCI, SS | EA |  | 1 Year | 63.45 | 5% | 60.2775
80555 | Hubbell | SS33 | WALLPLATE, 3-G, BLANK, SS, BOX | EA |  | 1 Year | 20.85 | 5% | 19.8075
80556 | Hubbell | SS330 | WALLPLATE, 3-G, 1.70"/BLNK/1.70", SS | EA |  | 1 Year | 42.75 | 5% | 40.6125
80557 | Hubbell | SS34 | WALLPLATE, 3-G, BLANK, SS | EA |  | 1 Year | 18.65 | 5% | 17.7175
80558 | Hubbell | SS38 | WALLPLATE, 4-G, SW/SW/SW/DUP, SS | EA |  | 1 Year | 24.65 | 5% | 23.4175
80559 | Hubbell | SS3C | WALLPLATE, 3-G, 347V SW, SS | EA |  | 1 Year | 12.9 | 5% | 12.255
80560 | Hubbell | SS3L | WALL PLATE, 3-G, SWITCH, 430SS | EA |  | 1 Year | 12.75 | 5% | 12.1125
80561 | Hubbell | SS4 | WALLPLATE, 4-G, SWITCH, SS | EA |  | 1 Year | 20.85 | 5% | 19.8075
80562 | Hubbell | SS43 | WALLPLATE, 4-G, BLANK, SS, BOX | EA |  | 1 Year | 34.55 | 5% | 32.8225
80563 | Hubbell | SS44 | WALLPLATE, 4-G, BLANK, SS | EA |  | 1 Year | 72.05 | 5% | 68.4475
80564 | Hubbell | SS4C | WALLPLATE, 4-G, 347V SW, SS | EA |  | 1 Year | 16.05 | 5% | 15.2475
80565 | Hubbell | SS4L | WALL PLATE, 4-G, SWITCH, 430SS | EA |  | 1 Year | 17.8 | 5% | 16.91
80566 | Hubbell | SS5 | WALLPLATE, 5-G, SWITCH, SS | EA |  | 1 Year | 25.2 | 5% | 23.94
80567 | Hubbell | SS5C | WALLPLATE, 5-G, 347V SW, SS | EA |  | 1 Year | 36.95 | 5% | 35.1025
80568 | Hubbell | SS6 | WALLPLATE, 6-G, SWITCH, SS | EA |  | 1 Year | 31.3 | 5% | 29.735
80569 | Hubbell | SS607 | WALLPLATE, 7-G, SWITCH, SS | EA |  | 1 Year | 95.55 | 5% | 90.7725
80570 | Hubbell | SS608 | WALLPLATE, 8-G, SWITCH, SS | EA |  | 1 Year | 108 | 5% | 102.6
80571 | Hubbell | SS6C | WALLPLATE, 6-G, 347V SW, SS | EA |  | 1 Year | 59.5 | 5% | 56.525
80572 | Hubbell | SS7 | WALLPLATE, 1-G, 1.40", SS | EA |  | 1 Year | 4.7 | 5% | 4.465
80573 | Hubbell | SS701 | WALLPLATE, 2-G, 2.48", SS | EA |  | 1 Year | 11.55 | 5% | 10.9725
80574 | Hubbell | SS702 | WALLPLATE, 2-G, 2.15", 2 BOLT, SS | EA |  | 1 Year | 12.9 | 5% | 12.255
80575 | Hubbell | SS703 | WALLPLATE, 2-G, 2.15", 4 BOLT, SS | EA |  | 1 Year | 11.55 | 5% | 10.9725
80576 | Hubbell | SS703L | WALL PLATE, 2-G, 2.15", 4 BOLT, 430SS | EA |  | 1 Year | 8.15 | 5% | 7.7425
80577 | Hubbell | SS716 | WALLPLATE, 2-G, 2.66", SS | EA |  | 1 Year | 13.55 | 5% | 12.8725
80578 | Hubbell | SS72 | WALLPLATE, 2-G, 1.40", SS | EA |  | 1 Year | 11.55 | 5% | 10.9725
80579 | Hubbell | SS720 | WALLPLATE, 1-G, 1.60", SS | EA |  | 1 Year | 6.75 | 5% | 6.4125
80580 | Hubbell | SS723 | WALLPLATE, 1-G, 2.15", SS | EA |  | 1 Year | 6.55 | 5% | 6.2225
80581 | Hubbell | SS723L | WALL PLATE, 1-G, 2.15", 430SS | EA |  | 1 Year | 5.25 | 5% | 4.9875
80582 | Hubbell | SS725 | WALLPLATE, 1-G, 1.70", SS | EA |  | 1 Year | 6.55 | 5% | 6.2225
80583 | Hubbell | SS737 | WALLPLATE, 1-G, .625", SS | EA |  | 1 Year | 20.85 | 5% | 19.8075
80584 | Hubbell | SS738 | WALLPLATE, 1-G, .38", SS | EA |  | 1 Year | 5.15 | 5% | 4.8925
80585 | Hubbell | SS739 | WALLPLATE, 1-G, .41", SS | EA |  | 1 Year | 5.25 | 5% | 4.9875
80586 | Hubbell | SS740 | WALLPLATE, 2-G, 1 SWITCH, SS | EA |  | 1 Year | 4.7 | 5% | 4.465
80587 | Hubbell | SS741 | WALLPLATE, 2-G, 1) .64", SS | EA |  | 1 Year | 11.25 | 5% | 10.6875
80588 | Hubbell | SS747 | WALLPLATE, 2-G, 1) 1.40", SS | EA |  | 1 Year | 11.25 | 5% | 10.6875
80589 | Hubbell | SS748 | WALLPLATE, 2-G, 1) DUP, SS | EA |  | 1 Year | 11.25 | 5% | 10.6875
80590 | Hubbell | SS749 | WALLPLATE, 2-G, 1) 1.60", SS | EA |  | 1 Year | 11.25 | 5% | 10.6875
80591 | Hubbell | SS750 | WALLPLATE, 1-G,1) 50A LKG, SS | EA |  | 1 Year | 21.6 | 5% | 20.52
80592 | Hubbell | SS771 | WALLPLATE, 1-G, LOUVER, SS | EA |  | 1 Year | 12.65 | 5% | 12.0175
80593 | Hubbell | SS78 | WALLPLATE, 2-G, DUP/1.40", SS | EA |  | 1 Year | 11.55 | 5% | 10.9725
80594 | Hubbell | SS7L | WALL PLATE, 1-G, 1.40", 430SS | EA |  | 1 Year | 3.9 | 5% | 3.705
80595 | Hubbell | SS8 | WALLPLATE, 1-G, DUPLEX RECEPTACLE,SS | EA |  | 1 Year | 2.5 | 5% | 2.375
80596 | Hubbell | SS8147 | WALLPLATE, 3-G, DUP/BLANK/DUP, SS | EA |  | 1 Year | 44.8 | 5% | 42.56
80597 | Hubbell | SS82 | WALLPLATE, 2-G, DUP, SS | EA |  | 1 Year | 10.05 | 5% | 9.5475
80598 | Hubbell | SS826 | WALLPLATE, 2-G, DUP/GFCI, SS | EA |  | 1 Year | 11.25 | 5% | 10.6875
80599 | Hubbell | SS82L | WALL PLATE, 2-G, DUP, 430SS | EA |  | 1 Year | 8.75 | 5% | 8.3125
80600 | Hubbell | SS82MEV | WALLPLATE, 2-G, DUP, EMERGENCY, SS | EA |  | 1 Year | 45.55 | 5% | 43.2725
80601 | Hubbell | SS83 | WALLPLATE, 3-G, DUP, SS | EA |  | 1 Year | 16.05 | 5% | 15.2475
80602 | Hubbell | SS84 | WALLPLATE, 4-G, DUP, SS, STRAP MT | EA |  | 1 Year | 19.65 | 5% | 18.6675
80603 | Hubbell | SS8720 | WALLPLATE, 2-G, DUP/1.60" , SS | EA |  | 1 Year | 22.35 | 5% | 21.2325
80604 | Hubbell | SS8L | WALLPLATE, 1-G, DUP RECP, 430SS | EA |  | 1 Year | 2.05 | 5% | 1.9475
80605 | Hubbell | SS8MEV | WALLPLATE, 1-G, DUP, EMERGENCY, SS | EA |  | 1 Year | 34.55 | 5% | 32.8225
80606 | Hubbell | SSD1422 | WALLPLATE, 1-G, .35" D-HOLE, SS | EA |  | 1 Year | 7.1 | 5% | 6.745
80607 | Hubbell | SSD1423 | WALLPLATE, 1-G, 2) D-HOLE, SS | EA |  | 1 Year | 7.1 | 5% | 6.745
80608 | Hubbell | SSD1428 | WALLPLATE, 1-G, D-HOLE, SS,MOD | EA |  | 1 Year | 7.1 | 5% | 6.745
80609 | Hubbell | SSD1430 | WALLPLATE, 1-G, .46" D-HOLE, SS | EA |  | 1 Year | 7.1 | 5% | 6.745
80610 | Hubbell | SSF11 | PLATE, WALL,SS,1-G,1PORT | EA |  | 1 Year | 9.8 | 5% | 9.31
80611 | Hubbell | SSF12 | PLATE, WALL,SS,1-G,2PORT | EA |  | 1 Year | 9.8 | 5% | 9.31
80612 | Hubbell | SSF13 | PLATE, WALL,SS,1-G,3PORT | EA |  | 1 Year | 9.8 | 5% | 9.31
80613 | Hubbell | SSF14 | PLATE, WALL,SS,1-G,4PORT | EA |  | 1 Year | 9.8 | 5% | 9.31
80614 | Hubbell | SSF16 | PLATE, WALL,SS,1-G,6PORT | EA |  | 1 Year | 9.8 | 5% | 9.31
80615 | Hubbell | SSF204 | PLATE, WALL,SS,2-G,4PORT | EA |  | 1 Year | 16.35 | 5% | 15.5325
80616 | Hubbell | SSF206 | PLATE, WALL,SS,2-G,6PORT | EA |  | 1 Year | 16.35 | 5% | 15.5325
80617 | Hubbell | SSF209 | PLATE, WALL,SS,2-G,9PORT | EA |  | 1 Year | 16.35 | 5% | 15.5325
80618 | Hubbell | SSF212 | PLATE, WALL,SS,2-G,12PORT | EA |  | 1 Year | 16.35 | 5% | 15.5325
80619 | Hubbell | SSFL11 | PLATE, SS,1-G,1PORT,W/LBL FIELD | EA |  | 1 Year | 15.6 | 5% | 14.82
80620 | Hubbell | SSFL12 | PLATE, SS,1-G,2PORT,W/LBL FIELD | EA |  | 1 Year | 15.6 | 5% | 14.82
80621 | Hubbell | SSFL13 | PLATE, SS,1-G,3PORT,W/LBL FIELD | EA |  | 1 Year | 15.6 | 5% | 14.82
80622 | Hubbell | SSFL14 | PLATE, SS,1-G,4PORT,W/LBL FIELD | EA |  | 1 Year | 15.6 | 5% | 14.82
80623 | Hubbell | SSFL16 | PLATE, SS,1-G,6PORT,W/LBL FIELD | EA |  | 1 Year | 15.6 | 5% | 14.82
80624 | Hubbell | SSFL212 | PLATE, SS,2-G,12PORT,W/LBL FIELD,UNLOAD | EA |  | 1 Year | 21.6 | 5% | 20.52
80625 | Hubbell | SSFL24 | PLATE, WALL,SS,2-G,4PORT,W/LBL FLD,UNLD | EA |  | 1 Year | 21.6 | 5% | 20.52
80626 | Hubbell | SSFL26 | PLATE, WALL,SS,2-G,6PORT,W/LBL FLD,UNLD | EA |  | 1 Year | 21.6 | 5% | 20.52
80627 | Hubbell | SSFL26HD15 | PLATE, SS,2-G,6P,HD15,W/LBL FIELD,UNLOAD | EA |  | 1 Year | 21.6 | 5% | 20.52
80628 | Hubbell | SSFL29 | PLATE, WALL,SS,2-G,9PORT,W/LBL FLD,UNLD | EA |  | 1 Year | 21.6 | 5% | 20.52
80629 | Hubbell | SSJ1 | WALLPLATE, JUMBO, 1-G, TOG, SS | EA |  | 1 Year | 7.1 | 5% | 6.745
80630 | Hubbell | SSJ11 | WALLPLATE, JUMBO, 1-G, TELE, SS | EA |  | 1 Year | 12.9 | 5% | 12.255
80631 | Hubbell | SSJ126 | WALLPLATE, JUMBO, 2-G, TOG/GFCI, SS | EA |  | 1 Year | 16.05 | 5% | 15.2475
80632 | Hubbell | SSJ13 | WALLPLATE, JUMBO, 1-G, BLANK, SS | EA |  | 1 Year | 7.1 | 5% | 6.745
80633 | Hubbell | SSJ18 | WALLPLATE, JUMBO, 2-G, TOG/DUP, SS | EA |  | 1 Year | 16.05 | 5% | 15.2475
80634 | Hubbell | SSJ2 | WALLPLATE, JUMBO, 2-G, TOG, SS | EA |  | 1 Year | 16.05 | 5% | 15.2475
80635 | Hubbell | SSJ23 | WALLPLATE, JUMBO, 2-G, BLANK, SS | EA |  | 1 Year | 16.05 | 5% | 15.2475
80636 | Hubbell | SSJ26 | WALLPLATE, JUMBO, 1-G, GFCI, SS | EA |  | 1 Year | 7.1 | 5% | 6.745
80637 | Hubbell | SSJ262 | WALLPLATE, JUMBO, 2-G, GFCI, SS | EA |  | 1 Year | 16.05 | 5% | 15.2475
80638 | Hubbell | SSJ7 | WALLPLATE, JUMBO, 1-G, 1.40", SS | EA |  | 1 Year | 7.1 | 5% | 6.745
80639 | Hubbell | SSJ723 | WALLPLATE, JUMBO, 1-G, 2.15", SS | EA |  | 1 Year | 8.75 | 5% | 8.3125
80640 | Hubbell | SSJ8 | WALLPLATE, JUMBO, 1-G, DUP, SS | EA |  | 1 Year | 7.1 | 5% | 6.745
80641 | Hubbell | SSJ82 | WALLPLATE, JUMBO, 2-G, DUP, SS | EA |  | 1 Year | 16.05 | 5% | 15.2475
80642 | Hubbell | SST1473 | WALLPLATE, 1-G, 1 JACK, SS | EA |  | 1 Year | 7.1 | 5% | 6.745
80643 | Hubbell | SST1474 | WALLPLATE, 1-G, 2 JACK, SS, MOD | EA |  | 1 Year | 8.5 | 5% | 8.075
80644 | Hubbell | SST1477 | WALLPLATE, 1-G, 2 JACK, SS | EA |  | 1 Year | 8.5 | 5% | 8.075
80645 | Hubbell | SST2474 | WALLPLATE, 2-G, 4 JACK, SS | EA |  | 1 Year | 16.05 | 5% | 15.2475
80646 | Hubbell | STRAY12F | FIBER,SPLICE TRAY,12 FIBER,FUSION,7" | EA |  | 1 Year | 72.55 | 5% | 68.9225
80647 | Hubbell | STRAY12M | FIBER, SPLICING TRAY,12 FIB,MECHAN,7" | EA |  | 1 Year | 72.55 | 5% | 68.9225
80648 | Hubbell | STRAY12RFS | FIBER,SPLC TRAY,12X12F,RIBBON,FUSN,10" | EA |  | 1 Year | 77.35 | 5% | 73.4825
80649 | Hubbell | STRAY12RFSDP | FIBR,SPLC TRAY,12X12F,RIBBON,FUSN,10",DP | EA |  | 1 Year | 106 | 5% | 100.7
80650 | Hubbell | STRAY24F | FIBER,SPLICE TRAY,24 FIBER,FUSION,10" | EA |  | 1 Year | 77.35 | 5% | 73.4825
80651 | Hubbell | STUF100PK | P-PANEL, ACCESS,STUFFER CAPS,100PK | PK |  | 1 Year | 40.9 | 5% | 38.855
80652 | Hubbell | T5PPD110 | TOOL, INSTALL,P-DOWN,W/110 5PR HD | EA |  | 1 Year | 344 | 5% | 326.8
80653 | Hubbell | TBL110 | TOOL, INSTALL,REPLACEMENT 110 BLADE | EA |  | 1 Year | 35.15 | 5% | 33.3925
80654 | Hubbell | TBL66 | TOOL, INSTALL,REPLACEMENT 66 BLADE | EA |  | 1 Year | 35.15 | 5% | 33.3925
80655 | Hubbell | TCS3 | TOOL, INSTALL,UTP CABLE STRIPPER/CUTTER | EA |  | 1 Year | 27.35 | 5% | 25.9825
80656 | Hubbell | TK8 | TOOL, INSTALL,BELT KIT,8 ITEMS | EA |  | 1 Year | 329 | 5% | 312.55
80657 | Hubbell | TPCP1BK | PLATE, TAMPER RESIST,1-G,CABLE THRU,BK | EA |  | 1 Year | 13.05 | 5% | 12.3975
80658 | Hubbell | TPCP1GY | PLATE, TAMPER RESIST,1-G,CABLE THRU,GY | EA |  | 1 Year | 13.05 | 5% | 12.3975
80659 | Hubbell | TPCP1OW | PLATE, TAMPER RESIST,1-G,CABLE THRU,OW | EA |  | 1 Year | 13.05 | 5% | 12.3975
80660 | Hubbell | TPCP1W | PLATE, TAMPER RESIST,1-G,CABLE THRU,WH | EA |  | 1 Year | 13.05 | 5% | 12.3975
80661 | Hubbell | TPD110 | TOOL, INSTALL,P-DOWN,W/110 BLADE | EA |  | 1 Year | 122 | 5% | 115.9
80662 | Hubbell | TPDH | TOOL, PUNCH,W/BLADE 110,HXJ/P6E/A,1-PAIR | EA |  | 1 Year | 202 | 5% | 191.9
80663 | Hubbell | TPF1BK | PLATE, TAMPER RESISTANT,1-G,4 PORT,BK | EA |  | 1 Year | 15.9 | 5% | 15.105
80664 | Hubbell | TPF1GY | PLATE, TAMPER RESISTANT,1-G,4PORT,GY | EA |  | 1 Year | 15.9 | 5% | 15.105
80665 | Hubbell | TPF1OW | PLATE, TAMPER RESISTANT,1-G,4 PORT,OW | EA |  | 1 Year | 15.9 | 5% | 15.105
80666 | Hubbell | TPF1W | PLATE, TAMPER RESISTANT,1-G,4 PORT,WH | EA |  | 1 Year | 15.9 | 5% | 15.105
80667 | Hubbell | TTBDS1AL | TABLETOP BOX, DUAL SVC, 1 OUTLET, AL | EA |  | 1 Year | 853 | 5% | 810.35
80668 | Hubbell | TTBDS1BK | TABLETOP BOX, DUAL SVC, 1 OUTLET, BK | EA |  | 1 Year | 733 | 5% | 696.35
80669 | Hubbell | TTBDS1BR | TABLETOP BOX, DUAL SVC, 1 OUTLET, BRS | EA |  | 1 Year | 1002 | 5% | 951.9
80670 | Hubbell | TTBDS2AL | TABLETOP BOX, DUAL SVC, 2 OUTLET, AL | EA |  | 1 Year | 853 | 5% | 810.35
80671 | Hubbell | TTBDS2BK | TABLETOP BOX, DUAL SVC, 2 OUTLET, BK | EA |  | 1 Year | 733 | 5% | 696.35
80672 | Hubbell | TTBDS2BR | TABLETOP BOX, DUAL SVC, 2 OUTLET, BRS | EA |  | 1 Year | 1002 | 5% | 951.9
80673 | Hubbell | TTBKSAL | TABLETOP BOX, 1 KEYSTONE, AL | EA |  | 1 Year | 408 | 5% | 387.6
80674 | Hubbell | TTBKSBK | TABLETOP BOX, 1 KEYSTONE, BK | EA |  | 1 Year | 382 | 5% | 362.9
80675 | Hubbell | TTBKSBR | TABLETOP BOX, 1 KEYSTONE, BRS | EA |  | 1 Year | 443 | 5% | 420.85
80676 | Hubbell | TTBXLRAL | TABLETOP BOX, 1 XLR JACK, AL | EA |  | 1 Year | 416 | 5% | 395.2
80677 | Hubbell | TTBXLRBK | TABLETOP BOX, 1 XLR JACK, BK | EA |  | 1 Year | 397 | 5% | 377.15
80678 | Hubbell | TTBXLRBR | TABLETOP BOX, 1 XLR JACK, BRS | EA |  | 1 Year | 453 | 5% | 430.35
80679 | Hubbell | TWPF1GY | PLATE, WEATHERPROOF,1-G,4PORT,GY | EA |  | 1 Year | 23.75 | 5% | 22.5625
80680 | Hubbell | TX4P | TOOL, INSTALL,P-DOWN,4PR,XCEL | EA |  | 1 Year | 401 | 5% | 380.95
80681 | Hubbell | TX4P6A | TOOL, INSTALL,P-DOWN,4PR,HJ6A | EA |  | 1 Year | 464 | 5% | 440.8
80682 | Hubbell | TX4P6ABL | TOOL, INSTALL,REP BLADES FOR TX4P6A | EA |  | 1 Year | 91 | 5% | 86.45
80683 | Hubbell | TX4P6AH | TOOL, INSTALL,REP HEAD FOR TX4P6A | EA |  | 1 Year | 177 | 5% | 168.15
80684 | Hubbell | TX4PH | TOOL, P-DOWN,REP HEAD/BLDS FOR TX4P | EA |  | 1 Year | 165 | 5% | 156.75
80685 | Hubbell | TX4PHBL | TOOL, P-DOWN,REP BLADES FOR TX4P | EA |  | 1 Year | 79.25 | 5% | 75.2875
80686 | Hubbell | TX4PP | TOOL, INSTALL,P-DOWN,4PR,C6 P-PANEL | EA |  | 1 Year | 401 | 5% | 380.95
80687 | Hubbell | TX4PPBL | TOOL, INSTALL,P-DOWN,REP BLADE | EA |  | 1 Year | 79.25 | 5% | 75.2875
80688 | Hubbell | TX4PPH | TOOL, INSTALL,P-DOWN,REP HEAD | EA |  | 1 Year | 165 | 5% | 156.75
80689 | Hubbell | UB6H | TOOL, INSTALL,P-DOWN,110,CAT6,H-DENS | EA |  | 1 Year | 355 | 5% | 337.25
80690 | Hubbell | UDX48A1U | P-PANEL, JACK,UNLD,1U,48P,ANGLED | EA |  | 1 Year | 120 | 5% | 114
80691 | Hubbell | UDX48E1U | P-PANEL, JACK,UNLD,48P,1U | EA |  | 1 Year | 102 | 5% | 96.9
80692 | Hubbell | USB10 | CONN, USB FEED THRU,PANEL MOUNT,10PK | PK |  | 1 Year | 299 | 5% | 284.05
80693 | Hubbell | USB4R | USB CHRGR 4 PORT 5AMP 5 VOLT, RED | EA |  | 1 Year | 46.5 | 5% | 44.175
80694 | Hubbell | USBP15 | RECEP, DUP,15A 125V,3.8A 5V USB PORT, BN | EA |  | 1 Year | 42.2 | 5% | 40.09
80695 | Hubbell | USBP15BK | RECEP, DUP, 15A 125V,3.8A 5V USB PORT,BK | EA |  | 1 Year | 42.2 | 5% | 40.09
80696 | Hubbell | USBP15GY | RECEP, DUP, 15A 125V,3.8A 5V USB PORT,GY | EA |  | 1 Year | 42.2 | 5% | 40.09
80697 | Hubbell | USBP15I | RECEP, DUP, 15A 125V,3.8A 5V USB PORT,IV | EA |  | 1 Year | 42.2 | 5% | 40.09
80698 | Hubbell | USBP15LA | RECEP, DUP, 15A 125V,3.8A 5V USB PORT,LA | EA |  | 1 Year | 42.2 | 5% | 40.09
80699 | Hubbell | USBP15R | RECEP, DUP, 15A 125V,3.8A 5V USB PORT,RD | EA |  | 1 Year | 42.2 | 5% | 40.09
80700 | Hubbell | USBP20 | RECEP, DUP, 20A 125V,3.8A 5V USB PORT,BN | EA |  | 1 Year | 46.15 | 5% | 43.8425
80701 | Hubbell | USBP20BK | RECEP, DUP, 20A 125V,3.8A 5V USB PORT,BK | EA |  | 1 Year | 46.15 | 5% | 43.8425
80702 | Hubbell | USBP20GY | RECEP, DUP, 20A 125V,3.8A 5V USB PORT,GY | EA |  | 1 Year | 46.15 | 5% | 43.8425
80703 | Hubbell | USBP20I | RECEP, DUP, 20A 125V,3.8A 5V USB PORT,IV | EA |  | 1 Year | 46.15 | 5% | 43.8425
80704 | Hubbell | USBP20LA | RECEP, DUP, 20A 125V,3.8A 5V USB PORT,LA | EA |  | 1 Year | 46.15 | 5% | 43.8425
80705 | Hubbell | USBP20R | RECEP, DUP, 20A 125V,3.8A 5V USB PORT,RD | EA |  | 1 Year | 46.15 | 5% | 43.8425
80706 | Hubbell | USBP20W | RECEP, DUP, 20A 125V,3.8A 5V USB PORT,WH | EA |  | 1 Year | 46.15 | 5% | 43.8425
80707 | Hubbell | USBP4 | REUSB CHRGR 4 PORT 5AMP 5 VOLT, BN | EA |  | 1 Year | 42.2 | 5% | 40.09
80708 | Hubbell | USBP4BK | REUSB CHRGR 4 PORT 5AMP 5 VOLT, BK | EA |  | 1 Year | 42.2 | 5% | 40.09
80709 | Hubbell | USBP4GY | REUSB CHRGR 4 PORT 5AMP 5 VOLT, GY | EA |  | 1 Year | 42.2 | 5% | 40.09
80710 | Hubbell | USBP4I | REUSB CHRGR 4 PORT 5AMP 5 VOLT, IV | EA |  | 1 Year | 42.2 | 5% | 40.09
80711 | Hubbell | USBP4LA | REUSB CHRGR 4 PORT 5AMP 5 VOLT, LA | EA |  | 1 Year | 42.2 | 5% | 40.09
80712 | Hubbell | USBP4W | REUSB CHRGR 4 PORT 5AMP 5 VOLT, WH | EA |  | 1 Year | 42.2 | 5% | 40.09
80713 | Hubbell | USBP8200 | RECEP, DUP, HG, 15A 125V,3.8A 5V USB,BN | EA |  | 1 Year | 50.2 | 5% | 47.69
80714 | Hubbell | USBP8200BK | RECEP, DUP, HG,15A 125V, 3.8A 5V USB,BK | EA |  | 1 Year | 50.2 | 5% | 47.69
80715 | Hubbell | USBP8200GY | RECEP, DUP, HG, 15A 125V,3.8A 5V USB,GY | EA |  | 1 Year | 50.2 | 5% | 47.69
80716 | Hubbell | USBP8200I | RECEP, DUP, HG, 15A 125V,3.8A 5V USB,IV | EA |  | 1 Year | 50.2 | 5% | 47.69
80717 | Hubbell | USBP8200LA | RECEP, DUP, HG, 15A 125V,3.8A 5V USB,LA | EA |  | 1 Year | 50.2 | 5% | 47.69
80718 | Hubbell | USBP8200W | RECEP, DUP, HG, 15A 125V,3.8A 5V USB,WH | EA |  | 1 Year | 50.2 | 5% | 47.69
80719 | Hubbell | USBP8300 | RECEP, DUP, HG, 20A 125V,3.8A 5V USB,BN | EA |  | 1 Year | 54.15 | 5% | 51.4425
80720 | Hubbell | USBP8300BK | RECEP, DUP, HG, 20A 125V,3.8A 5V USB,BK | EA |  | 1 Year | 54.15 | 5% | 51.4425
80721 | Hubbell | USBP8300GY | RECEP, DUP, HG, 20A 125V,3.8A 5V USB,GY | EA |  | 1 Year | 54.15 | 5% | 51.4425
80722 | Hubbell | USBP8300I | RECEP, DUP, HG, 20A 125V,3.8A 5V USB,IV | EA |  | 1 Year | 54.15 | 5% | 51.4425
80723 | Hubbell | USBP8300LA | RECEP, DUP, HG, 20A 125V,3.8A 5V USB,LA | EA |  | 1 Year | 54.15 | 5% | 51.4425
80724 | Hubbell | USBP8300R | RECEP, DUP, HG, 20A 125V,3.8A 5V USB,R | EA |  | 1 Year | 54.15 | 5% | 51.4425
80725 | Hubbell | USBP8300W | RECEP, DUP, HG, 20A 125V,3.8A 5V USB,WH | EA |  | 1 Year | 54.15 | 5% | 51.4425
80726 | Hubbell | VC8024 | VERT CBL MGMT RING MOD,2"X4",38"L,PAIR | EA |  | 1 Year | 157 | 5% | 149.15
80727 | Hubbell | VCF610 | CABLEMGT, FIBER INSERT KT,6",10PK | PK |  | 1 Year | 88.3 | 5% | 83.885
80728 | Hubbell | VCG10 | CABLEMGT, GATE KIT FOR VM,10"W,BK,4 PK | EA |  | 1 Year | 132 | 5% | 125.4
80729 | Hubbell | VCG12 | GATE KIT FOR VM,12"W,BK,4PK | EA |  | 1 Year | 136 | 5% | 129.2
80730 | Hubbell | VCG3 | CABLEMGT, GATE KT FOR VS,3"W,BK,16 PK | EA |  | 1 Year | 117 | 5% | 111.15
80731 | Hubbell | VCG4 | CABLEMGT, GATE KT FOR VS,4"W,BK,16 PK | EA |  | 1 Year | 120 | 5% | 114
80732 | Hubbell | VCG6 | CABLEMGT, GATE KT FOR VS/VM,6"W,BK,16 PK | EA |  | 1 Year | 126 | 5% | 119.7
80733 | Hubbell | VCG8 | CABLEMGT, GATE KIT FOR VM,8"W,BK,4 PK | EA |  | 1 Year | 130 | 5% | 123.5
80734 | Hubbell | VCJK | CABLEMGT, JOINING KT FOR VC,BK | EA |  | 1 Year | 29.65 | 5% | 28.1675
80735 | Hubbell | VCKH | CABLEMGT, VC HINGE BRKT KIT | EA |  | 1 Year | 187 | 5% | 177.65
80736 | Hubbell | VCW1010 | WIRE CBL MGMT GATE,10"L,10PK | PK |  | 1 Year | 135 | 5% | 128.25
80737 | Hubbell | VCW1610 | WIRE CBL MGMT GATE,16"L,10PK | PK |  | 1 Year | 146 | 5% | 138.7
80738 | Hubbell | VGA36100BK | P-CORD, AV,8PIN,35MM,NON-PLENUM,100FT,BK | EA |  | 1 Year | 342 | 5% | 324.9
80739 | Hubbell | VGA3625BK | P-CORD, AV,8PIN,35MM,NON-PLENUM,25FT,BK | EA |  | 1 Year | 163 | 5% | 154.85
80740 | Hubbell | VGA3635BK | P-CORD, AV,8PIN,35MM,NON-PLENUM,35FT,BK | EA |  | 1 Year | 187 | 5% | 177.65
80741 | Hubbell | VGA36P05BK | P-CORD, AV,8PIN,35MM,PLENUM,5FT,BK | EA |  | 1 Year | 147 | 5% | 139.65
80742 | Hubbell | VGA36P100BK | P-CORD, AV,8PIN,35MM,PLENUM,100FT,BK | EA |  | 1 Year | 818 | 5% | 777.1
80743 | Hubbell | VGA36P15BK | P-CORD, AV,8PIN,35MM,PLENUM,15FT,BK | EA |  | 1 Year | 222 | 5% | 210.9
80744 | Hubbell | VGA36P25BK | P-CORD, AV,8PIN,35MM,PLENUM,25FT,BK | EA |  | 1 Year | 294 | 5% | 279.3
80745 | Hubbell | VGA36P35BK | P-CORD, AV,8PIN,35MM,PLENUM,35FT,BK | EA |  | 1 Year | 364 | 5% | 345.8
80746 | Hubbell | VGA36P50BK | P-CORD, AV,8PIN,35MM,PLENUM,50FT,BK | EA |  | 1 Year | 471 | 5% | 447.45
80747 | Hubbell | VGA36P75BK | P-CORD, AV,8PIN,35MM,PLENUM,75FT,BK | EA |  | 1 Year | 644 | 5% | 611.8
80748 | Hubbell | VGA605BK | P-CORD, AV,8PIN,NON-PLENUM,5FT,BK | EA |  | 1 Year | 45.6 | 5% | 43.32
80749 | Hubbell | VGA6100BK | P-CORD, AV,8PIN,NON-PLENUM,100FT,BK | EA |  | 1 Year | 174 | 5% | 165.3
80750 | Hubbell | VGA615BK | P-CORD, AV,8PIN,N0N-PLENUM,15FT,BK | EA |  | 1 Year | 54.25 | 5% | 51.5375
80751 | Hubbell | VGA620BK | P-CORD, AV,8PIN,NON-PLENUM,20FT,BK | EA |  | 1 Year | 73.35 | 5% | 69.6825
80752 | Hubbell | VGA625BK | P-CORD, AV,8PIN,NON-PLENUM,25FT,BK | EA |  | 1 Year | 62.75 | 5% | 59.6125
80753 | Hubbell | VGA630BK | P-CORD, AV,8PIN,NON-PLENUM,30FT,BK | EA |  | 1 Year | 91.8 | 5% | 87.21
80754 | Hubbell | VGA635BK | P-CORD, AV,8PIN,NON-PLENUM,35FT,BK | EA |  | 1 Year | 77.05 | 5% | 73.1975
80755 | Hubbell | VGA645BK | P-CORD, AV,8PIN,NON-PLENUM,45FT,BK | EA |  | 1 Year | 120 | 5% | 114
80756 | Hubbell | VGA650BK | P-CORD, AV,8PIN,NON-PLENUM,50FT,BK | EA |  | 1 Year | 96.9 | 5% | 92.055
80757 | Hubbell | VGA670BK | P-CORD, AV,8PIN,NON-PLENUM,70FT,BK | EA |  | 1 Year | 166 | 5% | 157.7
80758 | Hubbell | VGA675BK | P-CORD, AV,8PIN,NON-PLENUM,75FT,BK | EA |  | 1 Year | 134 | 5% | 127.3
80759 | Hubbell | VGA680BK | P-CORD, AV,8PIN,NON-PLENUM,80FT,BK | EA |  | 1 Year | 184 | 5% | 174.8
80760 | Hubbell | VGA685BK | P-CORD, AV,8PIN,NON-PLENUM,85FT,BK | EA |  | 1 Year | 194 | 5% | 184.3
80761 | Hubbell | VGA695BK | P-CORD, AV,8PIN,NON-PLENUM,95FT,BK | EA |  | 1 Year | 216 | 5% | 205.2
80762 | Hubbell | VGA6P05BK | P-CORD, AV,8PIN,PLENUM,5FT,BK | EA |  | 1 Year | 93.55 | 5% | 88.8725
80763 | Hubbell | VGA6P100BK | P-CORD, AV,8PIN,PLENUM,100FT,BK | EA |  | 1 Year | 602 | 5% | 571.9
80764 | Hubbell | VGA6P10BK | P-CORD, AV,8PIN,PLENUM,10FT,BK | EA |  | 1 Year | 127 | 5% | 120.65
80765 | Hubbell | VGA6P15BK | P-CORD, AV,8PIN,PLENUM,15FT,BK | EA |  | 1 Year | 129 | 5% | 122.55
80766 | Hubbell | VGA6P20BK | P-CORD, AV,8PIN,PLENUM,20FT,BK | EA |  | 1 Year | 194 | 5% | 184.3
80767 | Hubbell | VGA6P25BK | P-CORD, AV,8PIN,PLENUM,25FT,BK | EA |  | 1 Year | 189 | 5% | 179.55
80768 | Hubbell | VGA6P30BK | P-CORD, AV,8PIN,PLENUM,30FT,BK | EA |  | 1 Year | 264 | 5% | 250.8
80769 | Hubbell | VGA6P35BK | P-CORD, AV,8PIN,PLENUM,35FT,BK | EA |  | 1 Year | 242 | 5% | 229.9
80770 | Hubbell | VGA6P40BK | P-CORD, AV,8PIN,PLENUM,40FT,BK | EA |  | 1 Year | 333 | 5% | 316.35
80771 | Hubbell | VGA6P45BK | P-CORD, AV,8PIN,PLENUM,45FT,BK | EA |  | 1 Year | 362 | 5% | 343.9
80772 | Hubbell | VGA6P50BK | P-CORD, AV,8PIN,PLENUM,50FT,BK | EA |  | 1 Year | 322 | 5% | 305.9
80773 | Hubbell | VGA6P55BK | P-CORD, AV,8PIN,PLENUM,55FT,BK | EA |  | 1 Year | 427 | 5% | 405.65
80774 | Hubbell | VGA6P60BK | P-CORD, AV,8PIN,PLENUM,60FT,BK | EA |  | 1 Year | 460 | 5% | 437
80775 | Hubbell | VGA6P65BK | P-CORD, AV,8PIN,PLENUM,65FT,BK | EA |  | 1 Year | 489 | 5% | 464.55
80776 | Hubbell | VGA6P70BK | P-CORD, AV,8PIN,PLENUM,70FT,BK | EA |  | 1 Year | 524 | 5% | 497.8
80777 | Hubbell | VGA6P75BK | P-CORD, AV,8PIN,PLENUM,75FT,BK | EA |  | 1 Year | 462 | 5% | 438.9
80778 | Hubbell | VGA6P80BK | P-CORD, AV,8PIN,PLENUM,80FT,BK | EA |  | 1 Year | 587 | 5% | 557.65
80779 | Hubbell | VGA6P85BK | P-CORD, AV,8PIN,PLENUM,85FT,BK | EA |  | 1 Year | 624 | 5% | 592.8
80780 | Hubbell | VGA6P90BK | P-CORD, AV,8PIN,PLENUM,90FT,BK | EA |  | 1 Year | 652 | 5% | 619.4
80781 | Hubbell | VGA6P95BK | P-CORD, AV,8PIN,PLENUM,95FT,BK | EA |  | 1 Year | 685 | 5% | 650.75
80782 | Hubbell | VM1010 | MAX VRT CBL MGR,10W,10D,SNGL SIDE | EA |  | 1 Year | 814 | 5% | 773.3
80783 | Hubbell | VM1013 | MAX VRT CBL MGR,10W,13D,GATES,SPOOLS | EA |  | 1 Year | 938 | 5% | 891.1
80784 | Hubbell | VM1018 | MAX VRT CBL MGR,10W,18D,RR CBL BSKT | EA |  | 1 Year | 938 | 5% | 891.1
80785 | Hubbell | VM1020 | MAX VRT CBL MGR,10W,20D,DBL SIDED | EA |  | 1 Year | 1500 | 5% | 1425
80786 | Hubbell | VM1210 | MAX VRT CBL MGR,12W,10D,SNGL SIDE | EA |  | 1 Year | 851 | 5% | 808.45
80787 | Hubbell | VM1213 | MAX VRT CBL MGR,12W,13D,GATES,SPOOLS | EA |  | 1 Year | 984 | 5% | 934.8
80788 | Hubbell | VM1218 | MAX VRT CBL MGR,12W,18D,RR CBL BSKT | EA |  | 1 Year | 984 | 5% | 934.8
80789 | Hubbell | VM1220 | MAX VRT CBL MGR,12W,20D,DBL SIDED | EA |  | 1 Year | 1569 | 5% | 1490.55
80790 | Hubbell | VM610 | MAX VRT CBL MGR,6W,10D,SNGL SIDE | EA |  | 1 Year | 681 | 5% | 646.95
80791 | Hubbell | VM613 | MAX VRT CBL MGR,6W,13D,GATES,SPOOLS | EA |  | 1 Year | 825 | 5% | 783.75
80792 | Hubbell | VM618 | MAX VRT CBL MGR,6W,18D,RR CBL BSKT | EA |  | 1 Year | 825 | 5% | 783.75
80793 | Hubbell | VM620 | MAX VRT CBL MGR,6W,20D,DBL SIDED | EA |  | 1 Year | 1264 | 5% | 1200.8
80794 | Hubbell | VM810 | MAX VRT CBL MGR,8W,10D,SNGL SIDE | EA |  | 1 Year | 759 | 5% | 721.05
80795 | Hubbell | VM813 | MAX VRT CBL MGR,8W,13D,GATES,SPOOLS | EA |  | 1 Year | 892 | 5% | 847.4
80796 | Hubbell | VM818 | MAX VRT CBL MGR,8W,18D,RR CBL BSKT | EA |  | 1 Year | 892 | 5% | 847.4
80797 | Hubbell | VM820 | MAX VRT CBL MGR,8W,20D,DBL SIDED | EA |  | 1 Year | 1401 | 5% | 1330.95
80798 | Hubbell | VMR47 | VM REAR CAGE,4"W,7"D | EA |  | 1 Year | 192 | 5% | 182.4
80799 | Hubbell | VMRB | PWR STRIP BRACKET,VM+VCG,PAIR | EA |  | 1 Year | 52.25 | 5% | 49.6375
80800 | Hubbell | VS43 | RACK, VERTICAL CHAN,38.5"HX3.25"W,BK | EA |  | 1 Year | 118 | 5% | 112.1
80801 | Hubbell | VS44 | RACK, VERTICAL CHAN,38.5"HX4.5"W,BK | EA |  | 1 Year | 233 | 5% | 221.35
80802 | Hubbell | VS46 | RACK, VERTICAL CHAN,38.5"HX6"W,BK | EA |  | 1 Year | 242 | 5% | 229.9
80803 | Hubbell | VS73 | RACK, VERTICAL CHAN,7'HX3.25"W,BK | EA |  | 1 Year | 176 | 5% | 167.2
80804 | Hubbell | VS73H | RACK, VERTICAL CHAN,HINGED,7'HX3.25"W,BK | EA |  | 1 Year | 615 | 5% | 584.25
80805 | Hubbell | VS74 | RACK, VERTICAL CHAN,7'HX4.5"W,BK | EA |  | 1 Year | 331 | 5% | 314.45
80806 | Hubbell | VS74H | RACK, VERTICAL CHAN,HINGED,7'HX4.5"W,BK | EA |  | 1 Year | 615 | 5% | 584.25
80807 | Hubbell | VS76 | RACK, VERTICAL CHAN,7'HX6"W,BK | EA |  | 1 Year | 331 | 5% | 314.45
80808 | Hubbell | VS76A | RACK, VERTICAL CHAN,7'HX6"W,AL | EA |  | 1 Year | 331 | 5% | 314.45
80809 | Hubbell | VS76H | RACK, VERTICAL CHAN,HINGED,7'HX6"W,BK | EA |  | 1 Year | 615 | 5% | 584.25
80810 | Hubbell | VS83 | RACK, VERTICAL CHAN,8'HX3.25"W,BK | EA |  | 1 Year | 406 | 5% | 385.7
80811 | Hubbell | VS86 | RACK, VERTICAL CHAN,8'HX6"W,BK | EA |  | 1 Year | 556 | 5% | 528.2
80812 | Hubbell | VSC3 | RACK, VERTICAL CHAN,COVER,3"W,BK | EA |  | 1 Year | 96.15 | 5% | 91.3425
80813 | Hubbell | VSC3L | RACK, VERTICAL CHAN,EXTD COVER,3"W,BK | EA |  | 1 Year | 111 | 5% | 105.45
80814 | Hubbell | VSC4 | RACK, VERTICAL CHAN,COVER,4"W,BK | EA |  | 1 Year | 96.15 | 5% | 91.3425
80815 | Hubbell | VSC6 | RACK, VERTICAL CHAN,COVER,6"W,BK | EA |  | 1 Year | 96.15 | 5% | 91.3425
80816 | Hubbell | VSC6L | RACK, VERTICAL CHAN,LONG COVER,6"W,BK | EA |  | 1 Year | 96.15 | 5% | 91.3425
80817 | Hubbell | VSD45 | VRT DUCT CBL MGR,4"W,5"EXT,CVR | EA |  | 1 Year | 209 | 5% | 198.55
80818 | Hubbell | VSGEXT | RACK, I-FRAME,EXTEND BRACKET,8/PK | PK |  | 1 Year | 133 | 5% | 126.35
80819 | Hubbell | VSS43 | VERT CABLE MANAGER, SIMPLE SPOOL 4"W 3"D | EA |  | 1 Year | 184 | 5% | 174.8
80820 | Hubbell | VSS46 | VERT CABLE MANAGER, SIMPLE SPOOL 4"W 6"D | EA |  | 1 Year | 196 | 5% | 186.2
80821 | Hubbell | WBC1 | CEILING-BOX, WIRELESS EQUIPMENT BOX | EA |  | 1 Year | 379 | 5% | 360.05
80822 | Hubbell | WBC12 | CEILING-BOX, WIRELESS,CISCO AIRONET1200 | EA |  | 1 Year | 486 | 5% | 461.7
80823 | Hubbell | WBW1OW | WALL-BOX, WIRELESS EQUIP BOX,OW | EA |  | 1 Year | 294 | 5% | 279.3
80824 | Hubbell | WSBA11BK | WRK SURFC BOX, FLIP MINI 1PWR 1DATA BLK | EA |  | 1 Year | 401 | 5% | 380.95
80825 | Hubbell | WSBA11BSS | WRK SURFC BOX, FLIP MINI 1PWR 1DATA BSS | EA |  | 1 Year | 598 | 5% | 568.1
80826 | Hubbell | WSBA2BK | WRK SURFC BOX, FLIPUP MINI, 2 PWR, BLACK | EA |  | 1 Year | 401 | 5% | 380.95
80827 | Hubbell | WSBA2BSS | WRK SURFC BOX, FLIPUP MINI, 2 PWR, BSS | EA |  | 1 Year | 598 | 5% | 568.1
80828 | Hubbell | WSBB23UBAL | WRK SURFC BOX RECESSED PWR AND DATA ALU | EA |  | 1 Year | 744 | 5% | 706.8
80829 | Hubbell | WSBB23UBK | WRK SURFC BOX RECESSED PWR AND DATA BLK | EA |  | 1 Year | 375 | 5% | 356.25
80830 | Hubbell | WSBB23UBSS | WRK SURFC BOX RECESSED PWR AND DATA BSS | EA |  | 1 Year | 794 | 5% | 754.3
80831 | Hubbell | WSBB43UBAL | WRK SFC BOX, RECSD, 4PWR, 2-U DATA ALU | EA |  | 1 Year | 744 | 5% | 706.8
80832 | Hubbell | WSBB43UBK | WRK SURFC BOX RECESSED 4PWR 2-U DATA BLK | EA |  | 1 Year | 375 | 5% | 356.25
80833 | Hubbell | WSBB43UBSS | WRK SURFC BOX RECESSED 4PWR 2-U DATA BSS | EA |  | 1 Year | 794 | 5% | 754.3
80834 | Hubbell | WSBBHWBK | WRK SURFC BOX, RECESSED, FIELD WIRE, BLK | EA |  | 1 Year | 310 | 5% | 294.5
80835 | Hubbell | WSBC21UBK | WRK SURFC BOX FLIP UP 2PWR 1-U DATA BLK | EA |  | 1 Year | 301 | 5% | 285.95
80836 | Hubbell | WSBD21UBK | WRK SFC BOX UNDER TABLE 2PWR 1-U PLT BLK | EA |  | 1 Year | 292 | 5% | 277.4
80837 | Hubbell | WSBE11BK | WRK SFC BOX TBLE MNT 1PWR 1DATA BLK | EA |  | 1 Year | 286 | 5% | 271.7
80838 | Hubbell | WSBE11SV | WRK SFC BOX TBLE MNT 1PWR 1DATA SLV | EA |  | 1 Year | 286 | 5% | 271.7
80839 | Hubbell | WSBE22BK | WRK SFC BOX TBL MNT 2PWR 2DATA BLK | EA |  | 1 Year | 342 | 5% | 324.9
80840 | Hubbell | WSBE22SV | WRK SFC BOX TBL MNT 2PWR 2DATA SLV | EA |  | 1 Year | 342 | 5% | 324.9
80841 | Hubbell | WSBE31UBK | WRK SFC BOX TBL MNT 3PWR 1-U PLT BLK | EA |  | 1 Year | 373 | 5% | 354.35
80842 | Hubbell | WSBE31USV | WRK SFC BOX TBL MNT 3PWR 1-U PLT SLV | EA |  | 1 Year | 373 | 5% | 354.35
80843 | Hubbell | WSBECLAMP | THUMB SCREW CLAMP FOR TABLE MOUNT WSB | EA |  | 1 Year | 27.15 | 5% | 25.7925
80844 | Hubbell | WSBF22BK | WRK SFC 2 PWR 2 DATA GROMET STYL BLK | EA |  | 1 Year | 211 | 5% | 200.45
80845 | Hubbell | WSBF22SV | WRK SFC 2 PWR 2 DATA GROMET STYL SLV | EA |  | 1 Year | 211 | 5% | 200.45
80846 | Hubbell | WSBFGROMBAL | WRK SURFC GROMMET, BRUSHED ALUM | EA |  | 1 Year | 171 | 5% | 162.45
80847 | Hubbell | WSBFGROMBK | WRK SURFC GROMMET, BLACK | EA |  | 1 Year | 96.25 | 5% | 91.4375
80848 | Hubbell | WSBFGROMBSS | WRK SURFC GROMMET, BRUSHED SS | EA |  | 1 Year | 171 | 5% | 162.45
80849 | Hubbell | WSBFGROMSV | WRK SURFC GROMMET, SILVER | EA |  | 1 Year | 96.25 | 5% | 91.4375
80850 | Hubbell | WSBG43UBAL | WRK SFC ELITE RECESSED 4 PWR 3-U ALUM | EA |  | 1 Year | 1903 | 5% | 1807.85
80851 | Hubbell | WSBG43UBBA | WRK SFC ELITE RECESSED 4 PWR 3-U BK ANOD | EA |  | 1 Year | 1903 | 5% | 1807.85
80852 | Hubbell | WSBG43UBK | WRK SFC ELITE RECESSED 4 PWR 3-U BLK | EA |  | 1 Year | 1235 | 5% | 1173.25
80853 | Hubbell | WSBG43USV | WRK SFC ELITE RECESSED 4 PWR 3-U SILVER | EA |  | 1 Year | 1235 | 5% | 1173.25
80854 | Hubbell | WSBH42U | WRK SFC ELITE POP UP BASE 4 PWR 2U DATA | EA |  | 1 Year | 868 | 5% | 824.6
80855 | Hubbell | WSBHTRBK | TRIM, COVER FOR WSBH42U, BLACK | EA |  | 1 Year | 224 | 5% | 212.8
80856 | Hubbell | WSBHTRBSS | TRIM, COVER FOR WSBH42U, BRUSHED SS | EA |  | 1 Year | 619 | 5% | 588.05
80857 | Hubbell | WSBPLATE1 | WRK SFC SERIES, LOW VOLTAGE PLATE, BLANK | EA |  | 1 Year | 15.05 | 5% | 14.2975
80858 | Hubbell | WSBPLATE2 | WRK SFC SERIES, LOW VOLTAGE PLATE, 1-U | EA |  | 1 Year | 19.95 | 5% | 18.9525
80859 | Hubbell | WSBUSB2X2ALU | WRK SURFC BOX FLIP UP USB2X2, BRUSH ALUM | EA |  | 1 Year | 307 | 5% | 291.65
80860 | Hubbell | WSBUSB2X2BLK | WRK SURFC BOX FLIP UP USB2X2, BLACK | EA |  | 1 Year | 307 | 5% | 291.65
80861 | Hubbell | XLR10 | CONN, XLR,SOLDER TERM,PANEL MT,3PIN,10PK | PK |  | 1 Year | 248 | 5% | 235.6
80862 | Hubbell | XLRST10 | CONN, XLR,SCREW TERM,PANEL MT,3PIN,10PK | PK |  | 1 Year | 294 | 5% | 279.3
80863 | Hubbell | XPH11010 | LABEL, LABEL HOLDER KT,110 BLOCK,10PK | PK |  | 1 Year | 10.8 | 5% | 10.26
80864 | Hubbell | XPHFO210 | LABEL, LABEL HOLDER,FIB CAB,2",30PK | PK |  | 1 Year | 125 | 5% | 118.75
80865 | Hubbell | XPHFO310 | LABEL, LABEL HOLDER,FIB CAB,3",10PK | PK |  | 1 Year | 78.35 | 5% | 74.4325
80866 | Hubbell | XPHFO610 | LABEL, LABEL HOLDER,FIB FSP PNLS,3",10PK | PK |  | 1 Year | 62.65 | 5% | 59.5175
80867 | Hubbell | XPHRC10 | LABEL, LABEL HOLDER KT,RACKS/CAB,10PK | PK |  | 1 Year | 37.95 | 5% | 36.0525
80868 | Hubbell | XPHUDX1610 | LABEL, LABEL HLDR KT,16PT MM PNL,10PK | PK |  | 1 Year | 16 | 5% | 15.2
80869 | Hubbell | XPHUDX2410 | LABEL, LABEL HLDR KT,24PT MM PNL,10PK | PK |  | 1 Year | 16 | 5% | 15.2
80870 | Hubbell | XPL11010B | LABEL, 110 WIRING BLOCK LABELS,BL,10PK | PK |  | 1 Year | 75.1 | 5% | 71.345
80871 | Hubbell | XPL11010W | LABEL, 110 WIRING BLOCK LABELS,WH,10PK | PK |  | 1 Year | 75.1 | 5% | 71.345
80872 | Hubbell | XPL11010Y | LABEL, 110 WIRING BLOCK LABELS,YL,10PK | PK |  | 1 Year | 75.1 | 5% | 71.345
80873 | Hubbell | XPL1TO480 | LABEL, NUMBERING STRIP,P-PANEL,1-480 | EA |  | 1 Year | 163 | 5% | 154.85
80874 | Hubbell | XPLCBLA1 | LABEL, CABLE WRAP MARKERS,SMALL,16PK | PK |  | 1 Year | 189 | 5% | 179.55
80875 | Hubbell | XPLCBLA2 | LABEL, CABLE WRAP MARKERS,MED,21PK | PK |  | 1 Year | 222 | 5% | 210.9
80876 | Hubbell | XPLCBLA3 | LABEL, CABLE WRAP MARKERS,LARGE,48PK | PK |  | 1 Year | 416 | 5% | 395.2
80877 | Hubbell | XPLFO350W | LABEL, 2U FIBER ENCL LABELS,ADHS,WH,10PK | PK |  | 1 Year | 69.1 | 5% | 65.645
80878 | Hubbell | XPLFO525W | LABEL, 3U FIBER ENCL LABELS,ADHS,WH,10PK | PK |  | 1 Year | 69.1 | 5% | 65.645
80879 | Hubbell | XPLFO700W | LABEL, 4U FIBER ENCL LABELS,ADHS,WH,10PK | PK |  | 1 Year | 69.1 | 5% | 65.645
80880 | Hubbell | XPLFOSEPAW | LABEL, FIBER ADAP PNL LABEL,ADHS,WH,10 | PK |  | 1 Year | 69.1 | 5% | 65.645
80881 | Hubbell | XPLFP100A | LABEL, LABEL HOLDER,FACEPLATE,ADHS,100PK | PK |  | 1 Year | 61.2 | 5% | 58.14
80882 | Hubbell | XPLFP10W | LABEL, FACEPLATE LABELS,WH,10PK | PK |  | 1 Year | 75.1 | 5% | 71.345
80883 | Hubbell | XPLFPA10C | LABEL, F-PLATE LABEL,ADHS,CLR,10PK | PK |  | 1 Year | 78.35 | 5% | 74.4325
80884 | Hubbell | XPLFPA10W | LABEL, F-PLATE LABELS,ADHS,WH,10PK | PK |  | 1 Year | 69.1 | 5% | 65.645
80885 | Hubbell | XPLIPA10C | LABEL, PORT ICON LABEL,ADHS,CLR,10P | PK |  | 1 Year | 78.35 | 5% | 74.4325
80886 | Hubbell | XPLIPA10W | LABEL, PORT ICON LABEL,ADHS,WH,10PK | PK |  | 1 Year | 69.1 | 5% | 65.645
80887 | Hubbell | XPLRC10W | LABEL, RACK AND CAB LABELS,WH,10PK | PK |  | 1 Year | 75.1 | 5% | 71.345
80888 | Hubbell | XPLUDX2410W | LABEL, 24PT MULTI-M PNL LABEL,WH,10PK | PK |  | 1 Year | 75.1 | 5% | 71.345
80889 | Hubbell | ZAFB4U6 | ZONE BOX, F-BOX,4U,2X2,FOR 6" DEPTH | EA |  | 1 Year | 930 | 5% | 883.5
80890 | Hubbell | ZAFB8U8 | ZONE BOX, F-BOX,8U,2X2,FOR 8" DEPTH | EA |  | 1 Year | 951 | 5% | 903.45
80891 | Hubbell | ZAFBC | ZONE BOX, ACCESS F-BOX CVR | EA |  | 1 Year | 138 | 5% | 131.1
80892 | Hubbell | ZCB5UP | ZONE BOX, CEILING BOX,5U,2X2,PNL | EA |  | 1 Year | 2451 | 5% | 2328.45
80893 | Hubbell | ZCB7UA | ZONE BOX, CEILING BOX,7U,2X2,HUB+PNL | EA |  | 1 Year | 3366 | 5% | 3197.7
80894 | Hubbell | ZCBLKIT | ZONE BOX, LOCK KIT,CHROME | EA |  | 1 Year | 181 | 5% | 171.95
80895 | Kogniz | AL-01-SW24 | Analytic software license. Includes Facial, Body and Object Recognition, People Counting, Intrusiuon Detection, Loitering and Entering Restricted Area. Standard Reports included. Annual SaaS | Ea |  | 1 Year | 1000 | 5% | 950
80896 | Kogniz | AL-30-SW24 | Same as AL-01-SW24 but includes 30 days of Cloud Video Storage (AWS). Annual Saas | Ea |  | 1 Year | 1600 | 5% | 1520
80897 | Kogniz | AP-01-SW24 | Kogniz Appliance: Supports up to (10) 4K 3rd party camera Streams (RTSP). Analytic Licenses not included. | Ea |  | 1 Year | 2995 | 5% | 2845.25
80898 | Kogniz | INT-01-SW24 | Integration license for connectivity to 3rd party Access Control and VMS systems. Annual Saas | Ea |  | 1 Year | 2000 | 5% | 1900
80899 | Kogniz | KC-02-SW24 | Kogniz Camera: Indoor/Outdoor w/built in Pan_Tilt_Zoom. Resolution 4K (3864 x 2196). 256 AI Cores w/ 6 General Purpose Cores. Hardwired or WIFI Enabled. Camera P/S Included. Analytic License not included. | Ea |  | 1 Year | 1995 | 5% | 1895.25
80900 | Lenel | 23458565 | Interior Shim Plate - AD-401 | Ea |  | 1 Year (3 Years) | 18 | 5% | 17.1
80901 | Lenel | 23458599 | Exterior Shim Plate | Ea |  | 1 Year (3 Years) | 14 | 5% | 13.3
80902 | Lenel | 520998002 | 8RP Connector Kit; meant for use with LNL-1380-RP OR LNL-8000-M5; qty 4 of 8 position blocks | Ea |  | 1 Year (3 Years) | 10 | 5% | 9.5
80903 | Lenel | 520998003 | 20DI or 16DOR Connector Kit; meant for use with LNL-1200-16DOR or LNL-1100-20DI; qty 4 of 10 position blocks | Ea |  | 1 Year (3 Years) | 20 | 5% | 19
80904 | Lenel | 520998004 | 16DO Connector Kit, meant for use with LNL-1200-16DO; qty 1 of 2 position blocks and qty 4 of 8 position blocks | Ea |  | 1 Year (3 Years) | 10 | 5% | 9.5
80905 | Lenel | 520998005 | 2RP or 2SRP Conncector Kit; meant for use with LNL-1320-2RP or LNL-1320-S2RP; qty 2 of 9 position blocks and qty 2 of 10 position blocks | Ea |  | 1 Year (3 Years) | 10 | 5% | 9.5
80906 | Lenel | 033-200004 | Environmental Enclosure for Stealth Series Readers (fully encloses reader) required for outdoor operation of Stealth Bio-Reader. | Ea |  | 1 Year (3 Years) | 210 | 5% | 199.5
80907 | Lenel | 033-200500 | "Heavy Weather” Visor for Stealth Series Readers (Heavy Duty version); required for outdoor operation of Stealth Bio-Reader. | Ea |  | 1 Year (3 Years) | 249 | 5% | 236.55
80908 | Lenel | 033-200600 | Spacer: Plastic spacer to isolate reader from electrical box. Each package contains 12 spacers. | Ea |  | 1 Year (3 Years) | 144 | 5% | 136.8
80909 | Lenel | 047434-LENEL | Inline encoder for DTC4500e printers. HID iCLASS classic, MIFARE/DESFire encoder. Requires OnGuard 7.4 for most applications. NOTE: Special pricing shown in effect October 1, 2018 through March 31, 2019 | Ea |  | 1 Year (3 Years) | 799 | 5% | 759.05
80910 | Lenel | 089277-LENEL | Inline encoder for HDP5XXX printers. HID iCLASS classic, MIFARE/DESFire Smart Card Encoder (USB ONLY). Requires OnGuard 7.4 for most applications. NOTE: Special pricing shown is in effect only from October 1, 2018 through March 31, 2019 | Ea |  | 1 Year (3 Years) | 999 | 5% | 949.05
80911 | Lenel | 32ES-32RUP | 32 Access Readers upgrade for all 32ES systems (max of 64 readers). | Ea |  | 1 Year (3 Years) | 1666.67 | 5% | 1583.3365
80912 | Lenel | 3MIL-R11030 | Interlogix Mobile Bluetooth, mini mullion, in-line add-on reader. Adds mobile Smartphone credential support to existing Wiegand-interface reader. Supports HID Proximity, AWID Proximity and ProxLite. Black. **Product is only available for sale in the US. | Ea |  | 3 Year | 250 | 5% | 237.5
80913 | Lenel | 3MIL-R11320 | Interlogix Mobile Bluetooth, US single GANG, multi-tech reader. Supports mobile smartphone credential, Mifare/DESFire EV1 Open Encoding, HID Proximity, LenelProx, and ProxLite. Black. **Product is only available for sale in the US. | Ea |  | 3 Year | 395 | 5% | 375.25
80914 | Lenel | 3MIL-R11325 | Interlogix Mobile Bluetooth, US single GANG, multi-tech reader with keypad. Supports mobile smartphone credential, Mifare/DESFire EV1 Open Encoding, HID Proximity, LenelProx, and ProxLite. Connects to access panel via Wiegand. Black. **Product is only available for sale in the US. | Ea |  | 3 Year | 595 | 5% | 565.25
80915 | Lenel | 402-105800 | Extended Stealth Main Cable: 24 inch long cable Each package contains 3 cables. | Ea |  | 1 Year (3 Years) | 95 | 5% | 90.25
80916 | Lenel | 500-5000C | SMARTREADER XS G/C&D/TTL+RS485 Mullion 13,56 MHz reader Mifare, DESFire, NFC | Ea |  | 1 Year (3 Years) | 252 | 5% | 239.4
80917 | Lenel | 500-5005C | MULTISMART XS WG/C&D/TTL+RS485 Mullion 13,56 MHz & 125 KHz reader NFC | Ea |  | 1 Year (3 Years) | 360 | 5% | 342
80918 | Lenel | 500-5040C | SMARTREADER XS PIN G/C&D/TTL+RS485 Mullion 13,56 MHz Pin reader Mifare, DESFire, NFC | Ea |  | 1 Year (3 Years) | 324 | 5% | 307.8
80919 | Lenel | 500-5045C | MULTISMART XS PIN WG/C&D/TTL+RS485 Mullion 13,56 MHz & 125 KHz Pin reader NFC | Ea |  | 1 Year (3 Years) | 465 | 5% | 441.75
80920 | Lenel | 500-5200C | SMARTPROX XS WG/C&D/TTL+RS485 Mullion 125 KHz reader ASK/PSK/FSK | Ea |  | 1 Year (3 Years) | 210 | 5% | 199.5
80921 | Lenel | 5005240C | SMARTPROX XS PIN WG/C&D/TTL+RS485 Mullion 125 KHz Pin reader ASK/PSK/FSK | Ea |  | 1 Year (3 Years) | 270 | 5% | 256.5
80922 | Lenel | 5006PGGMN | COMPOSITE ICLASS SEOS CONTACTLESS SMART CARD 8 KB MEMORY, PROG., F-GLOSS, B-GLOSS, MATCH. ICLASS #, NO SLOT, LAM (NOTE SEOS PROGRAMMED) | Ea |  | 1 Year (3 Years) | 4.95 | 5% | 4.7025
80923 | Lenel | 509-5000 | INID single gang wall mount US / European wall mount back plate | Ea |  | 1 Year (3 Years) | 55 | 5% | 52.25
80924 | Lenel | 5355-ABK09 | ProxPro, Beige w/ Keypad, (12 VDC) | Ea |  | 1 Year (3 Years) | 333.85 | 5% | 317.1575
80925 | Lenel | 5355-AGK09 | ProxPro, Gray, w/ Keypad, (12 VDC) | Ea |  | 1 Year (3 Years) | 333.85 | 5% | 317.1575
80926 | Lenel | 5365EBP00 | MiniProx, Beige w/ Pigtail Leads (5-16 VDC) | Ea |  | 1 Year (3 Years) | 262.5 | 5% | 249.375
80927 | Lenel | 5365-EGH00 | Hazardous Location MiniProx Reader, 5-16 VDC, terminal strip | Ea |  | 1 Year (3 Years) | 381.54 | 5% | 362.463
80928 | Lenel | 5365EGP00 | MiniProx, Gray w/ Pigtail Leads (5-16 VDC) | Ea |  | 1 Year (3 Years) | 262.5 | 5% | 249.375
80929 | Lenel | 5375AGN00 | MaxiProx, Gray, (24 VDC) | Ea |  | 1 Year (3 Years) | 887.5 | 5% | 843.125
80930 | Lenel | 5395CB100 | ThinLine II Switch Plate Reader (5-16 VDC) Beige | Ea |  | 1 Year (3 Years) | 267.5 | 5% | 254.125
80931 | Lenel | 5395CG100 | ThinLine II Switch Plate Reader (5-16 VDC) Gray | Ea |  | 1 Year (3 Years) | 267.5 | 5% | 254.125
80932 | Lenel | 5395CK100 | ThinLine II Switch Plate Reader (5-16 VDC) Black | Ea |  | 1 Year (3 Years) | 267.5 | 5% | 254.125
80933 | Lenel | 5395CW100 | ThinLine II Switch Plate Reader (5-16 VDC) White | Ea |  | 1 Year (3 Years) | 267.5 | 5% | 254.125
80934 | Lenel | 5455BBN00 | ProxPro II, Beige, (5-16 VDC) | Ea |  | 1 Year (3 Years) | 282.5 | 5% | 268.375
80935 | Lenel | 5455BGN00 | ProxPro II, Gray, (5-16 VDC) | Ea |  | 1 Year (3 Years) | 282.5 | 5% | 268.375
80936 | Lenel | 562-110600 | Waterproof DC/DC Converter 24V Step Down to 12V/20A 240W Power Supply Module Operating temperature: -40 °C to +85 °C | Ea |  | 1 Year (3 Years) | 125 | 5% | 118.75
80937 | Lenel | 593PI-12DC | 12 VDC Power Supply (plug-in transformer), may be used to power all PIMs | Ea |  | 1 Year (3 Years) | 93 | 5% | 88.35
80938 | Lenel | 6005BBB00 | ProxPoint, Beige, w/Pigtail Leads, beeper and LED (4.75-16VDC) | Ea |  | 1 Year (3 Years) | 160 | 5% | 152
80939 | Lenel | 6005BGB00 | ProxPoint, Gray, w/Pigtail Leads, beeper and LED (4.75-16VDC) | Ea |  | 1 Year (3 Years) | 160 | 5% | 152
80940 | Lenel | 6236CKN000509 | iCLASS RMPK40 Combination Tech Reader; Wiegand Magnetic stripe; HID and AWID Prox; iCLASS US/EU APAC Back Box Mount; Wall switch form factor Read Only; Black; with Pigtail;Mag Stripe - ABA Card all ABA Digits; 8 bit message keypad | Ea |  | 1 Year (3 Years) | 760 | 5% | 722
80941 | Lenel | 64ADV-64RUP | 64 Access Readers upgrade for all ADV systems (max of 256 readers). | Ea |  | 1 Year (3 Years) | 2658.33 | 5% | 2525.4135
80942 | Lenel | 842-200100 | Pedestal Mount for Non-Bio readers. Includes custom mounting adaptor for simplified installation. | Ea |  | 1 Year (3 Years) | 290 | 5% | 275.5
80943 | Lenel | 842-200200 | Pedestal Mount for Stealth Bio-Readers. Includes custom mounting adaptor for simplified installation. | Ea |  | 1 Year (3 Years) | 290 | 5% | 275.5
80944 | Lenel | 862-109500 | Mullion Mount Adaptor: a mullion mount adaptor for use with Stealth Readers (Bio and non-Bio) is available to insure safe and secure mounting of Veridt readers. The standard reader mounting plate secures directly to adaptor. Can be mounted in both left or right side of mullion | Ea |  | 1 Year (3 Years) | 165 | 5% | 156.75
80945 | Lenel | 900NHPTEK000HR-L02 | RDR, R10-H, PIVCLASS, SE E, LF OFF, HF STD/SIO/SEOS/FIPS/CAK/DIW, 485HDX, TERM, BLK, A/V OFF, OPT TAMP, OPEN COLL, FIPS 200-BIT, IPM OFF, UART OFF, WIEG OFF, LENEL DIW, LENEL LOGO LBL & INSTALL GUIDE | Ea |  | 1 Year (3 Years) | 176 | 5% | 167.2
80946 | Lenel | 900NHRTEK0000C | pivCLASS R10 reader; Black; Pigtail; wiegand output; consists of Legacy iCLASS - SIO - SEOS - FIPS 201 - CAK; Mullion mount size; LED Red - Flash Green - Buzzer On; RS-485 Full Duplex; Open Collector and Optical Tamper; FIPS 200 bit; with HID standard logo | Ea |  | 1 Year (3 Years) | 176 | 5% | 167.2
80947 | Lenel | 900NMNTEKMA001-L01 | Model R10 Reader, ICLASS SE E, 13.56 MHZ Only, STD/SIO/SEOS/MA, Wiegand Output, Terminal Block, Reader is Black in color, Standard LED setup , idle LED Red, Flash Green on Valid, Buzzer On, Optical Tamper, Mobile Ready, LENEL Logo | Ea |  | 1 Year (3 Years) | 226 | 5% | 214.7
80948 | Lenel | 900NTNNEK00000-L001 | iCLASS SE R10 reader; Black; Pigtail; wiegand output; consists of Legacy iCLASS - SIO -SEOS; Mini-Million mount size; LED Red - Flash Green - Buzzer On; CSN 32 bit; with Lenel logo [artwork code L110317] [direct replacement for 6100CKN0000L] | Ea |  | 1 Year (3 Years) | 141 | 5% | 133.95
80949 | Lenel | 900NTPTEK0033V | iCLASS SE R10 reader; Black; Terminal; OSDP; consists of Legacy iCLASS - SIO - SEOS; Mullion mount size; LED Red - Flash Green - Buzzer On; 485 Full Duplex; Open Collector and Optical Tamper; with HID standard logo | Ea |  | 1 Year (3 Years) | 176 | 5% | 167.2
80950 | Lenel | 900PHPTEK000HU-L02 | RDR, RP10-H, PIVCLASS, SE E, LF STD, HF STD/SIO/SEOS/FIPS/CAK/DIW, 485HDX, TERM, BLK, A/V OFF, FIPS 200-BIT, IPM OFF, UART OFF, WIEG OFF, EM4102 32-BIT, LENEL DIW, LENEL LOGO LBL & INSTALL GUIDE | Ea |  | 1 Year (3 Years) | 218 | 5% | 207.1
80951 | Lenel | 900PMNTEKMA003-L01 | Model RP10 Reader, MULTICLASS SE E, 125 kHz HID Proximity and 13.56 MHZ Only, STD/SIO/SEOS/MA, Wiegand Output, Terminal Block, Reader is Black in color, Standard LED setup , idle LED Red, Flash Green on Valid, Buzzer On, Optical Tamper, Mobile Ready, LENEL Logo | Ea |  | 1 Year (3 Years) | 268 | 5% | 254.6
80952 | Lenel | 900PTPTEK00340 | MultiCLASS SE RP10 reader; Black; Terminal; OSDP; consists of Legacy iCLASS - SIO - SEOS and HID Prox capabilities; Mullion mount size; LED Red - Flash Green - Buzzer On; 485 Full Duplex; Open Collector and Optical Tamper; with HID standard logo | Ea |  | 1 Year (3 Years) | 218 | 5% | 207.1
80953 | Lenel | 900PWNTEK00324 | RDR, RP10, MULTICLASS, SE, LF STD, HF STD/SIO/SEOS/MIGR, WIEG, TERM, HF MIGR PFL EVP00000, IPM OFF | Ea |  | 1 Year (3 Years) | 243 | 5% | 230.85
80954 | Lenel | 900W2026-DLXON | Stealth: For PIV, PIV I, CAC, TWIC, ISO 14443. Compact form factor (5” X 3” X 1.5”); contactless card read interface; LED's and audible signaling; metal domed backlit keypad for tactile feedback; intuitive prompting simplifies instructions to cardholder; light bar indicates access status (red/green); tamper resistant mounting with tamper switch; Wiegand and Serial interfaces; IP-65 rated. | Ea |  | 1 Year (3 Years) | 999 | 5% | 949.05
80955 | Lenel | 900W2027-DLXON | Stealth Lite: For PIV, PIV I, CAC, TWIC, ISO 14443. Compact form factor (5” X 3” X 1.5”); contactless card read interface; LED's and audible signaling; light bar indicates access status (red/green); tamper resistant mounting with tamper switch; Wiegand and Serial interfaces; IP-65 rated. | Ea |  | 1 Year (3 Years) | 690 | 5% | 655.5
80956 | Lenel | 900W2030-DLXON | Stealth Bio: For PIV, PIV I, CAC, TWIC, ISO 7816 & ISO 14443. Compact form factor (7” X 3” X 1.5”); dual card read interface (contactless & contact); fingerprint biometrics; LED's and audible signaling; metal domed backlit keypad for tactile feedback; intuitive prompting simplifies instructions to cardholder; light bar indicates access status (red/green); tamper resistant mounting with tamper switch; Wiegand and Serial interfaces; IP-65 rated. | Ea |  | 1 Year (3 Years) | 1650 | 5% | 1567.5
80957 | Lenel | 900W2036-DLXON | Stealth Dual: For PIV, PIV I, CAC, TWIC, ISO 7816 & ISO 14443. Compact form factor (5” X 3” X 1.5”); dual card read interface (contactless & contact); LED's and audible signaling; metal domed backlit keypad for tactile feedback; intuitive prompting simplifies instructions to cardholder; light bar indicates access status (red/green); tamper resistant mounting with tamper switch; Wiegand and Serial interfaces; IP-65 rated. | Ea |  | 1 Year (3 Years) | 999 | 5% | 949.05
80958 | Lenel | 900W2037-DLXON | Stealth Dual Lite: For PIV, PIV I, CAC, TWIC, ISO 7816 & ISO 14443. Compact form factor (5” X 3” X 1.5”); dual card read interface (contactless & contact); LED's and audible signaling; light bar indicates access status (red/green); tamper resistant mounting with tamper switch; Wiegand and Serial interfaces; IP-65 rated. | Ea |  | 1 Year (3 Years) | 690 | 5% | 655.5
80959 | Lenel | 91000ABNNN | Authentication module hardware with plastic enclosure, firmware and installation manuals. Includes pivCLASS Reader Services component. | Ea |  | 1 Year (3 Years) | 2325 | 5% | 2208.75
80960 | Lenel | 91000ANNNN | Authentication module hardware without enclosure, firmware and installation manuals. Includes pivCLASS Reader Services component. | Ea |  | 1 Year (3 Years) | 1995 | 5% | 1895.25
80961 | Lenel | 91000-MS | PAM Firmware Maintenance & Support, annual fee (per 91000Axxxx), 1 Year with purchase. 8 am to 5 pm Central Time Monday through Friday. | Ea |  | 1 Year (3 Years) | 50 | 5% | 47.5
80962 | Lenel | 910NMNTEKMA001-L01 | Model R15 Reader, ICLASS SE E, 13.56 MHZ Only, STD/SIO/SEOS/MA, Wiegand Output, Terminal Block, Reader is Black in color, Standard LED setup , idle LED Red, Flash Green on Valid, Buzzer On, Optical Tamper, Mobile Ready, LENEL Logo | Ea |  | 1 Year (3 Years) | 360 | 5% | 342
80963 | Lenel | 910NTNNEK00000-L001 | iCLASS SE R15 reader; Black; Pigtail; wiegand output; consists of Legacy iCLASS - SIO -SEOS; Mullion mount size; LED Red - Flash Green - Buzzer On; CSN 32 bit; with Lenel logo [artwork code L110317][direct replacement for 6140CKN000L] | Ea |  | 1 Year (3 Years) | 275 | 5% | 261.25
80964 | Lenel | 910NTPTEK0033V | iCLASS SE R15 Reader; Black; Terminal; OSDP; consists of Legacy iCLASS - SIO - SEOS; Mullion mount size; LED Red - Flash Green - Buzzer On; RS485 Half Duplex; Open Collector and OSDP Tamper Enabled; with HID standard logo | Ea |  | 1 Year (3 Years) | 310 | 5% | 294.5
80965 | Lenel | 910PMNTEKMA003-L01 | Model RP15 Reader, MULTICLASS SE E, 125 kHz HID Proximity and 13.56 MHZ Only, STD/SIO/SEOS/MA, Wiegand Output, Terminal Block, Reader is Black in color, Standard LED setup , idle LED Red, Flash Green on Valid, Buzzer On, Optical Tamper, Mobile Ready, LENEL Logo | Ea |  | 1 Year (3 Years) | 402 | 5% | 381.9
80966 | Lenel | 910PTNNEK00000-L001 | MultiCLASS SE RP15 reader; Black; Pigtail; wiegand output; consists of Legacy iCLASS - SIO -SEOS and HID Prox capabilities; Mullion mount size; LED Red - Flash Green - Buzzer On; CSN 32 bit; with Lenel logo [artwork code L110317][direct replacement for 6145CKN0000L] | Ea |  | 1 Year (3 Years) | 317 | 5% | 301.15
80967 | Lenel | 910PTPTEK00340 | MultiCLASS SE RP15 Reader; Black; Terminal; OSDP; consists of Legacy iCLASS - SIO - SEOS HID Prox capabilities; Mullion mount size; LED Red - Flash Green - Buzzer On; RS485 Half Duplex; Open Collector and OSDP Tamper Enabled; with HID standard logo | Ea |  | 1 Year (3 Years) | 352 | 5% | 334.4
80968 | Lenel | 910PWNTEK00324 | RDR, RP15, MULTICLASS, SE E, LF STD, HF STD/SIO/SEOS/MIGR, WIEG, TERM, BLK, HF MIGR PFL EVP00000, IPM OFF | Ea |  | 1 Year (3 Years) | 377 | 5% | 358.15
80969 | Lenel | 920NHPTEK000HR-L02 | RDR, R40-H, PIVCLASS, SE E, LF OFF, HF STD/SIO/SEOS/FIPS/CAK/DIW, 485HDX, TERM, BLK, A/V OFF, OPT TAMP, OPEN COLL, FIPS 200-BIT, IPM OFF, UART OFF, WIEG OFF, LENEL DIW, LENEL LOGO LBL & INSTALL GUIDE | Ea |  | 1 Year (3 Years) | 310 | 5% | 294.5
80970 | Lenel | 920NMNTEKMA001-L01 | Model R40 Reader, ICLASS SE E, 13.56 MHZ Only, STD/SIO/SEOS/MA, Wiegand Output, Terminal Block, Reader is Black in color, Standard LED setup , idle LED Red, Flash Green on Valid, Buzzer On, Optical Tamper, Mobile Ready, LENEL Logo | Ea |  | 1 Year (3 Years) | 360 | 5% | 342
80971 | Lenel | 920NTNNEK00000-L001 | iCLASS SE R40 reader; Black; Pigtail; wiegand output; consists of Legacy iCLASS - SIO -SEOS; US/EU/Asian back box size; LED Red - Flash Green - Buzzer On; CSN 32 bit; with Lenel logo [artwork code L110317][direct replacement for 6120CKN0000L] | Ea |  | 1 Year (3 Years) | 275 | 5% | 261.25
80972 | Lenel | 920NTPTEK0033V | iCLASS SE 40 Reader; Black; Terminal; OSDP; consists of Legacy iCLASS - SIO - SEOS; US/EU/Asian back box size; LED Red - Flash Green - Buzzer On; RS485 Half Duplex; Open Collector and OSDP Tamper Enabled; with HID standard logo | Ea |  | 1 Year (3 Years) | 310 | 5% | 294.5
80973 | Lenel | 920PHPTEK000HU-L02 | RDR, RP40-H, PIVCLASS, SE E, LF STD, HF STD/SIO/SEOS/FIPS/CAK/DIW, 485HDX, TERM, BLK, A/V OFF, FIPS 200-BIT, IPM OFF, UART OFF, WIEG OFF, EM4102 32-BIT, LENEL DIW, LENEL LOGO LBL & INSTALL GUIDE | Ea |  | 1 Year (3 Years) | 352 | 5% | 334.4
80974 | Lenel | 920PMNTEKMA003-L01 | Model RP40 Reader, MULTICLASS SE E, 125 kHz HID Proximity and 13.56 MHZ Only, STD/SIO/SEOS/MA, Wiegand Output, Terminal Block, Reader is Black in color, Standard LED setup , idle LED Red, Flash Green on Valid, Buzzer On, Optical Tamper, Mobile Ready, LENEL Logo | Ea |  | 1 Year (3 Years) | 402 | 5% | 381.9
80975 | Lenel | 920PTNNEK00000-L001 | MultiCLASS SE RP40 reader; Black; Pigtail; wiegand output; consists of Legacy iCLASS - SIO -SEOS and HID Prox capabilities; US/EU/Asian back box size; LED Red - Flash Green - Buzzer On; CSN 32 bit; with Lenel logo [artwork code L110317][direct replacement for 6125CKN0000L] | Ea |  | 1 Year (3 Years) | 317 | 5% | 301.15
80976 | Lenel | 920PTPTEK00340 | MultiCLASS SE RP40 Reader; Black; Terminal; OSDP; consists of Legacy iCLASS - SIO - SEOS HID Prox capabilities; US/EU/Asian back box size; LED Red - Flash Green - Buzzer On; RS485 Half Duplex; Open Collector and OSDP Tamper Enabled; with HID standard logo | Ea |  | 1 Year (3 Years) | 352 | 5% | 334.4
80977 | Lenel | 920PWNTEK00324 | RDR, RP40, MULTICLASS, SE E, LF STD, HF STD/SIO/SEOS/MIGR, WIEG, TERM, BLK, HF MIGR PFL EVP00000, IPM OFF | Ea |  | 1 Year (3 Years) | 377 | 5% | 358.15
80978 | Lenel | 921NHPTEK000HT-L02 | RDR, RK40-H,PIVCLASS,SE E,LF OFF,HF STD/SIO/SEOS/FIPS/CAK/DIW,485HDX,TERM,BLK,A/V OFF,OPT TAMP,OPEN COLL,OSDP TAMP ENABLED, FIPS 200-BIT,KPF, ASCII, BFFRD 1 KEY,IPM OFF,UART OFF,WIEG OFF | Ea |  | 1 Year (3 Years) | 540 | 5% | 513
80979 | Lenel | 921NMNTEKMA002-L01 | Model RK40 Reader with Keypad, ICLASS SE E, 13.56 MHZ Only, STD/SIO/SEOS/MA, Wiegand Output, Terminal Block, Reader is Black in color, Standard LED setup , idle LED Red, Flash Green on Valid, Buzzer On, Optical Tamper, Mobile Ready, LENEL Logo, KPF, ASCII, BFFRD 1 KEY | Ea |  | 1 Year (3 Years) | 588 | 5% | 558.6
80980 | Lenel | 921NTNNEK0002K-L001 | iCLASS SE RK40 reader; Black; Pigtail; wiegand output; consists of Legacy iCLASS - SIO -SEOS; US/EU/Asian back box size; LED Red - Flash Green - Buzzer On; CSN 32 bit; 8-bit msg keypad; with Lenel logo [artwork code L110317][direct replacement for 6130CKN000009L] | Ea |  | 1 Year (3 Years) | 505 | 5% | 479.75
80981 | Lenel | 921NTPTEK0033Y | iCLASS SE RK40 Reader; Black; Terminal; OSDP; consists of Legacy iCLASS - SIO - SEOS; US/EU/Asian back box size; LED Red - Flash Green - Buzzer On; RS485 Half Duplex; Open Collector and OSDP Tamper Enabled; 8-bit msg keypad; with HID standard logo | Ea |  | 1 Year (3 Years) | 538 | 5% | 511.1
80982 | Lenel | 921PHPTEK000HV-L02 | RDR, RPK40-H,PIVCLASS,SE E,LF STD,HF STD/SIO/SEOS/FIPS/CAK/DIW, 485HDX, TERM, BLK, A/V OFF,OPT TAMP,OPEN COLL,FIPS 200-BIT,KPF, ASCII, BFFRD 1 KEY,IPM OFF, UART OFF, WIEG OFF,LENEL DIW LOGO & GUIDE | Ea |  | 1 Year (3 Years) | 580 | 5% | 551
80983 | Lenel | 921PMNTEKMA004-L01 | Model RPK40 Reader with Keypad, MULTICLASS SE E, 125 kHz HID Proximity and 13.56 MHZ Only, STD/SIO/SEOS/MA, Wiegand Output, Terminal Block, Reader is Black in color, Standard LED setup , idle LED Red, Flash Green on Valid, Buzzer On, Optical Tamper, Mobile Ready, LENEL Logo, KPF, ASCII, BFFRD 1 KEY | Ea |  | 1 Year (3 Years) | 630 | 5% | 598.5
80984 | Lenel | 921PTNNEK0001V-L001 | MultiCLASS SE RPK40 reader; Black; Pigtail; wiegand output; consists of Legacy iCLASS - SIO -SEOS and HID Prox capabilities; US/EU/Asian back box size; LED Red - Flash Green - Buzzer On; CSN 32 bit; 8-bit msg keypad; with Lenel logo [artwork code L110317][direct replacement for 6136CKN000009L] | Ea |  | 1 Year (3 Years) | 545 | 5% | 517.75
80985 | Lenel | 921PTPTEK00341 | MultiCLASS SE RPK40 Reader; Black; Terminal; OSDP; consists of Legacy iCLASS - SIO - SEOS HID Prox capabilities; US/EU/Asian back box size; LED Red - Flash Green - Buzzer On; RS485 Half Duplex; Open Collector and OSDP Tamper Enabled; 8-bit msg keypad; with HID standard logo | Ea |  | 1 Year (3 Years) | 580 | 5% | 551
80986 | Lenel | 921PWNTEK00324 | RDR, RPK40, MULTICLASS, SE E, LF STD, HF STD/SIO/SEOS/MIGR, WIEG, TERM, BLK, HF MIGR PFL EVP00000, IPM OFF | Ea |  | 1 Year (3 Years) | 605 | 5% | 574.75
80987 | Lenel | 923NPPTEK000NT-L02 | RDR, RKCL40-P, PIVCLASS, SE E, CONT LCD, LF OFF, HF STD/SIO/SEOS/FIPS/ CAK/PKI/DIW,485HDX,TERM,BLK,A/V OFF,OPT TAMPM OC,FIPS 200-BIT,KPF, ASCII, BFFRD 1 KEY,LCD1F,IPM OFF,UART OFF,WIEG OFF,LENEL LOGO LBL,INSTALL GUIDE | Ea |  | 1 Year (3 Years) | 853 | 5% | 810.35
80988 | Lenel | 923NPRTEK000K8-L02 | RDR, RKCL40-P, PIVCLASS, SE E, CONT LCD, LF OFF, HF STD/SIO/SEOS/FIPS/CAK/PKI/DIW,485FDX,TER, BLK,LED RED,FLSH GRN,BZR ON,KPF, ASCII, BFFRD 1 KEY,LCD1F,IPM OFF,UART ON,WIEG OFF,LENEL DIW,LENEL LOGO LBL, INSTALL GUIDE | Ea |  | 1 Year (3 Years) | 853 | 5% | 810.35
80989 | Lenel | 923PPPTEK000NU-L02 | RDR, RPKCL40-P, PIVCLASS, SE E, CONT LCD, LF STD, HF STD/SIO/SEOS/FIPS/CAK/ PKI/DIW, 485HDX,TERM,BLK,A/V OFF,OPT TAMP, OC,FIPS 200-BIT,KPF, ASCII, BFFRD 1 KEY,LCD1F,IPM OFF,UART OFF,WIEG OFF,LENEL LOGO LBL,INSTALL GUIDE | Ea |  | 1 Year (3 Years) | 895 | 5% | 850.25
80990 | Lenel | 923PPRTEK0053W-L002 | RDR, RPKCL40-P, PIVCLASS, SE E, CONT LCD, LF STD, HF STD/SIO/SEOS/FIPS/CAK/DIW, 485FDX, TERM, BLK, STD-1, WIEG, LED RD, FLSH GRN, BZR ON, OPT TAMP DISAB, FIPS 200-BIT, LCD 1F, EM4102 34-BIT, BFFRD 1 KEY, DOR COMPL, NO PAR, 8-BIT MSG, LENEL | Ea |  | 1 Year (3 Years) | 895 | 5% | 850.25
80991 | Lenel | 923PPRTEK0053W-L002 | RDR, RPKCL40-P, PIVCLASS, SE E, CONT LCD, LF STD, HF STD/SIO/SEOS/FIPS/CAK/DIW, 485FDX, TERM, BLK, STD-1, WIEG, LED RD, FLSH GRN, BZR ON, OPT TAMP DISAB, FIPS 200-BIT, LCD 1F, EM4102 34-BIT, BFFRD 1 KEY, DOR COMPL, NO PAR, 8-BIT MSG, LENEL | Ea |  | 1 Year (3 Years) | 895 | 5% | 850.25
80992 | Lenel | 924NPRTEK000K8-L02 | RDR, RKCLB40-P, PIVCLASS, SE E, CONT LCD BIO, LF OFF, HF STD/SIO/SEOS/FIPS/CAK/PKI/DIW, 485FDX, TERM, BLK, LED RED, FLSH GRN, BZR ON, KPF, ASCII, BFFRD 1 KEY,LCD 1F,IPM OFF,UART ON,WIEG OFF,LENEL DIW,LENEL LOGO LBL, INSTALL GUIDE | Ea |  | 1 Year (3 Years) | 1445 | 5% | 1372.75
80993 | Lenel | AA-AP-622-JSP | Aperio K100 622 Jump Start Pack | Ea |  | 1 Year (3 Years) | 35 | 5% | 33.25
80994 | Lenel | AA-AP-AH20W14 | Assa Abloy Aperio Panel Interface Module: - Wiegand 1 to 1 Hub. For use with any Assa Abloy Aperio Lock. | Ea |  | 3 Year | 250 | 5% | 237.5
80995 | Lenel | AA-AP-AH30RN1 | Aperio 1 to 8 Wireless lock hub using Authentic Mercury; RS-485 connection to ISC; capable of handling up to 8 wireless locks per hub | Ea |  | 1 Year (3 Years) | 350 | 5% | 332.5
80996 | Lenel | AA-AP-APA-10-PC | ASSA ABLOY Aperio Programming Kit; includes USB Radio Dongle for programming; includes test card and memory stick [QTY of 1 each] | Ea |  | 1 Year (3 Years) | 550 | 5% | 522.5
80997 | Lenel | AA-AP-AS100 | ASSA ABLOY Aperio AS100 Wireless DPS; will alarm door forced open in Alarm Monitoring; requires a reader license and takes up one of the wireless devices from the 1:8 Aperio Hub | Ea |  | 1 Year (3 Years) | 110 | 5% | 104.5
80998 | Lenel | AA-AP-K100-622-PA-B1 | ASSA ABLOY Aperio K100 Cabinet lock; with HID 125 kHZ Prox reader; black color; with round knob | Ea |  | 1 Year (3 Years) | 550 | 5% | 522.5
80999 | Lenel | AA-AP-K100-622PA-W1 | ASSA ABLOY Aperio K100 Cabinet lock; with HID 125 kHZ Prox reader; white color; with round knob | Ea |  | 1 Year (3 Years) | 550 | 5% | 522.5
81000 | Lenel | AA-AP-K100-622SE-B1 | ASSA ABLOY Aperio K100 Cabinet lock; with HID iCLASS SE reader; black color; with round knob | Ea |  | 1 Year (3 Years) | 550 | 5% | 522.5
81001 | Lenel | AA-AP-K100-622SE-B2 | ASSA ABLOY Aperio K100 Cabinet lock; with HID iCLASS SE reader; black color; with blade knob | Ea |  | 1 Year (3 Years) | 550 | 5% | 522.5
81002 | Lenel | AA-AP-K100-622SE-W1 | ASSA ABLOY Aperio K100 Cabinet lock; with HID iCLASS SE reader; white color; with round knob | Ea |  | 1 Year (3 Years) | 550 | 5% | 522.5
81003 | Lenel | ABT-12 | Battery Kit, includes, 12 VDC, 12 AH Battery (PS-12120) (Available North America Only) | Ea |  | 1 Year (3 Years) | 69 | 5% | 65.55
81004 | Lenel | ALX-ACM4 | TROVE SERIES POWER DISTRIBUTION / SUB ASSEMBLIES, ACCESS POWER CONTROLLER, (4) OUTPUTS, 5.175IN X 3.36IN X 1.25IN ALTRONIX PN: ACM4 | Ea |  | 1 Year (3 Years) | 69 | 5% | 65.55
81005 | Lenel | ALX-ACM4CB | TROVE SERIES POWER DISTRIBUTION / SUB ASSEMBLIES, ACCESS POWER CONTROLLER, (4) PTC OUTPUTS, 5.175IN X 3.36IN X 1.25IN ALTRONIX PN: ACM4CB | Ea |  | 1 Year (3 Years) | 68.68 | 5% | 65.246
81006 | Lenel | ALX-ACM8 | TROVE SERIES POWER DISTRIBUTION / SUB ASSEMBLIES, ACCESS POWER CONTROLLER, (8) OUTPUTS, 8IN X 4.5IN X 1.25IN ALTRONIX PN: ACM8 | Ea |  | 1 Year (3 Years) | 91 | 5% | 86.45
81007 | Lenel | ALX-ACM8CB | TROVE SERIES POWER DISTRIBUTION / SUB ASSEMBLIES, ACCESS POWER CONTROLLER, (8) PTC OUTPUTS, 8IN X 4.5IN X 1.25IN ALTRONIX PN: ACM8CB | Ea |  | 1 Year (3 Years) | 91 | 5% | 86.45
81008 | Lenel | ALX-ACMS8 | TROVE SERIES POWER DISTRIBUTION / SUB ASSEMBLIES, DUAL INPUT ACCESS POWER CONTROLLER, (8) OUTPUTS, 8IN X 4.5IN X 1.25IN ALTRONIX PN: ACMS8 | Ea |  | 1 Year (3 Years) | 110 | 5% | 104.5
81009 | Lenel | ALX-ACMS8CB | TROVE SERIES POWER DISTRIBUTION / SUB ASSEMBLIES, DUAL INPUT ACCESS POWER CONTROLLER, (8) PTC OUTPUTS, 8IN X 4.5IN X 1.25IN ALTRONIX PN: ACMS8CB | Ea |  | 1 Year (3 Years) | 110 | 5% | 104.5
81010 | Lenel | ALX-BL3 | 18IN BATTERY LEADS (BLACK AND RED) ALTRONIX PN: BL3 | Ea |  | 1 Year (3 Years) | 3.82 | 5% | 3.629
81011 | Lenel | ALX-BL4 | 8IN BATTERY SERIES JUMPERS (YELLOW) ALTRONIX PN: BL4 | Ea |  | 1 Year (3 Years) | 3.15 | 5% | 2.9925
81012 | Lenel | ALX-BL6 | 68IN BATTERY LEADS (BLACK AND READ) ALTRONIX PN: BL6 | Ea |  | 1 Year (3 Years) | 8.6 | 5% | 8.17
81013 | Lenel | ALX-EFLOW102NB | TROVE SERIES POWER SUPPLY/CHARGER, INPUT: 115 VAC INPUT, OUTPUT: 12 VDC @ 10A, 1 MAIN OUTPUT, 1 1A CLASS 2 POWER LIMITED AUX OUTPUT, FA DISCONNECT, LOW POWER CUT OFF, OVER VOLTAGE PROTECTION, 4.6IN X 7.625IN X 1.875IN ALTRONIX PN: EFLOW102NB | Ea |  | 1 Year (3 Years) | 300.73 | 5% | 285.6935
81014 | Lenel | ALX-EFLOW104NB | TROVE SERIES POWER SUPPLY/CHARGER, INPUT: 115 VAC INPUT, OUTPUT: 24 VDC @ 10A, 1 MAIN OUTPUT, 1 1A CLASS 2 POWER LIMITED AUX OUTPUT, FA DISCONNECT, LOW POWER CUT OFF, OVER VOLTAGE PROTECTION, 4.6IN X 8.25IN X 1.6IN ALTRONIX PN: EFLOW104NB | Ea |  | 1 Year (3 Years) | 347.17 | 5% | 329.8115
81015 | Lenel | ALX-EFLOW4NB | TROVE SERIES POWER SUPPLY/CHARGER, INPUT: 115 VAC INPUT, OUTPUT: 12 VDC OR 24 VDC @ 4A, 1 MAIN OUTPUT, 1 1A CLASS 2 POWER LIMITED AUX OUTPUT, FA DISCONNECT, LOW POWER CUT OFF, OVER VOLTAGE PROTECTION, 4.6IN X 7.5IN X 1.6IN ALTRONIX PN: EFLOW4NB | Ea |  | 1 Year (3 Years) | 253.71 | 5% | 241.0245
81016 | Lenel | ALX-EFLOW6NB | TROVE SERIES POWER SUPPLY/CHARGER, INPUT: 115 VAC INPUT, OUTPUT: 12 VDC OR 24 VDC @ 6A, 1 MAIN OUTPUT, 1 1A CLASS 2 POWER LIMITED AUX OUTPUT, FA DISCONNECT, LOW POWER CUT OFF, OVER VOLTAGE PROTECTION, 4.6IN X 7.5IN X 1.6IN ALTRONIX PN: EFLOW6NB | Ea |  | 1 Year (3 Years) | 300.73 | 5% | 285.6935
81017 | Lenel | ALX-LINQ2 | TROVE SERIES POWER DISTRIBUTION / SUB ASSEMBLIES, NETWORK COMMUNICATION MODULE, CONNECT UPTO (2) EFLOW POWER SUPPLY/CHARGERS, 3.25IN X 3.65IN X 0.96IN ALTRONIX PN: LINQ2 | Ea |  | 1 Year (3 Years) | 151.66 | 5% | 144.077
81018 | Lenel | ALX-LINQ8PD | TROVE SERIES POWER DISTRIBUTION / SUB ASSEMBLIES, NETWORK POWER DISTRIBUTION MODULE, CONTROL, MONITOR AND REPORT POWER/DIAGNOSTICS, (8) OUTPUTS, 5.5IN X 3.625IN X 0.96IN ALTRONIX PN: LINQ8PD | Ea |  | 1 Year (3 Years) | 297.64 | 5% | 282.758
81019 | Lenel | ALX-LINQ8PDCB | TROVE SERIES POWER DISTRIBUTION / SUB ASSEMBLIES, NETWORK POWER DISTRIBUTION MODULE, CONTROL, MONITOR AND REPORT POWER/DIAGNOSTICS, (8) PTC OUTPUTS, 5.5IN X 3.625IN X 0.96IN ALTRONIX PN: LINQ8PDCB | Ea |  | 1 Year (3 Years) | 297.64 | 5% | 282.758
81020 | Lenel | ALX-PD16W | TROVE SERIES POWER DISTRIBUTION / SUB ASSEMBLIES, POWER DISTRIBUTION MODULE, (16) OUTPUTS, 5.875IN X 6IN X 0.95IN ALTRONIX PN: PD16W | Ea |  | 1 Year (3 Years) | 57 | 5% | 54.15
81021 | Lenel | ALX-PD16WCB | TROVE SERIES POWER DISTRIBUTION / SUB ASSEMBLIES, POWER DISTRIBUTION MODULE, (16) PTC OUTPUTS, 5.875IN X 6IN X 0.95IN ALTRONIX PN: PD16WCB | Ea |  | 1 Year (3 Years) | 57 | 5% | 54.15
81022 | Lenel | ALX-PD4UL | TROVE SERIES POWER DISTRIBUTION / SUB ASSEMBLIES, POWER DISTRIBUTION MODULE, (4) OUTPUTS, 5.21IN X 3.25IN X 1.0IN ALTRONIX PN: PD4UL | Ea |  | 1 Year (3 Years) | 35 | 5% | 33.25
81023 | Lenel | ALX-PD4ULCB | TROVE SERIES POWER DISTRIBUTION / SUB ASSEMBLIES, POWER DISTRIBUTION MODULE, (4) PTC OUTPUTS, 5.21IN X 3.25IN X 1.0IN ALTRONIX PN: PD4ULCB | Ea |  | 1 Year (3 Years) | 35 | 5% | 33.25
81024 | Lenel | ALX-PD8UL | TROVE SERIES POWER DISTRIBUTION / SUB ASSEMBLIES, POWER DISTRIBUTION MODULE, (8) OUTPUTS, 5.21IN X 3.25IN X 1.0IN ALTRONIX PN: PD8UL | Ea |  | 1 Year (3 Years) | 39 | 5% | 37.05
81025 | Lenel | ALX-PD8ULCB | TROVE SERIES POWER DISTRIBUTION / SUB ASSEMBLIES, POWER DISTRIBUTION MODULE, (8) PTC OUTPUTS, 5.21IN X 3.25IN X 1.0IN ALTRONIX PN: PD8ULCB | Ea |  | 1 Year (3 Years) | 39 | 5% | 37.05
81026 | Lenel | ALX-PDS8 | TROVE SERIES POWER DISTRIBUTION / SUB ASSEMBLIES, DUAL INPUT POWER DISTRIBUTION MODULE, (8) OUTPUTS, 5.375IN X 3.0IN X 1.0IN ALTRONIX PN: PDS8 | Ea |  | 1 Year (3 Years) | 51.46 | 5% | 48.887
81027 | Lenel | ALX-PDS8CB | TROVE SERIES POWER DISTRIBUTION / SUB ASSEMBLIES, DUAL INPUT POWER DISTRIBUTION MODULE, (8) PTC OUTPUTS, 5.375IN X 3.0IN X 1.0IN ALTRONIX PN: PDS8CB | Ea |  | 1 Year (3 Years) | 51.46 | 5% | 48.887
81028 | Lenel | ALX-PDS8CBK1 | TROVE Series Power Distribution / Sub Assemblies, Dual Input Power Distribution Module and Voltage Regulator Kit includes PDS8 and VR6 ALTRONIX PN: PDS8CBK1 | Ea |  | 1 Year (3 Years) | 129.29 | 5% | 122.8255
81029 | Lenel | ALX-PDS8K1 | TROVE Series Power Distribution / Sub Assemblies, Dual Input Power Distribution Module and Voltage Regulator Kit includes PDS8 and VR6 ALTRONIX PN: PDS8K1 | Ea |  | 1 Year (3 Years) | 129.29 | 5% | 122.8255
81030 | Lenel | ALX-RSB2 | ROCKER SWITCH BRACKET - INCLUDES TWO (2) MASTER POWER ON/OFF SWICTHES AND WIRES ALTRONIX PN: RSB2 | Ea |  | 1 Year (3 Years) | 46.66 | 5% | 44.327
81031 | Lenel | ALX-T2MK3F4 | TROVE 2 SERIES KIT, 4-DOORS, ENCLOSURE, BACKPLANE, EFLOW6NB, ACM4, VR6,PDS8, ACCOMMODATES FOUR (4) 12VDC / 12AH BATTERIES, 27.25IN X 21.5IN X 6.5IN ALTRONIX PN: T2MK3F4 | Ea |  | 1 Year (3 Years) | 828 | 5% | 786.6
81032 | Lenel | ALX-T2MK3F4D | TROVE 2 SERIES KIT, 4-DOORS, ENCLOSURE, BACKPLANE, EFLOW6NB, ACM4CB, VR6,PDS8CB, ACCOMMODATES FOUR (4) 12VDC / 12AH BATTERIES, 27.25IN X 21.5IN X 6.5IN ALTRONIX PN: T2MK3F4D | Ea |  | 1 Year (3 Years) | 828 | 5% | 786.6
81033 | Lenel | ALX-T2MK3F4DQ | TROVE 2 SERIES NETWORKABLE KIT, 4-DOORS, ENCLOSURE, BACKPLANE, EFLOW6NB, LINQ2, ACM4CB, VR6,PDS8CB, ACCOMMODATES FOUR (4) 12VDC / 12AH BATTERIES, 27.25IN X 21.5IN X 6.5IN ALTRONIX PN: T2MK3F4DQ | Ea |  | 1 Year (3 Years) | 1063 | 5% | 1009.85
81034 | Lenel | ALX-T2MK3F4Q | TROVE 2 SERIES NETWORKABLE KIT, 4-DOORS, ENCLOSURE, BACKPLANE, EFLOW6NB, LINQ2, ACM4, VR6,PDS8, ACCOMMODATES FOUR (4) 12VDC / 12AH BATTERIES, 27.25IN X 21.5IN X 6.5IN ALTRONIX PN: T2MK3F4Q | Ea |  | 1 Year (3 Years) | 1063 | 5% | 1009.85
81035 | Lenel | ALX-T2MK3F8 | TROVE 2 SERIES KIT, 8-DOORS, ENCLOSURE, BACKPLANE, EFLOW6NB, ACM8, VR6,PDS8, ACCOMMODATES FOUR (4) 12VDC / 12AH BATTERIES, 27.25IN X 21.5IN X 6.5IN ALTRONIX PN: T2MK3F8 | Ea |  | 1 Year (3 Years) | 850 | 5% | 807.5
81036 | Lenel | ALX-T2MK3F8D | TROVE 2 SERIES KIT, 8-DOORS, ENCLOSURE, BACKPLANE, EFLOW6NB, ACM8CB, VR6,PDS8CB, ACCOMMODATES FOUR (4) 12VDC / 12AH BATTERIES, 27.25IN X 21.5IN X 6.5IN ALTRONIX PN: T2MK3F8D | Ea |  | 1 Year (3 Years) | 850 | 5% | 807.5
81037 | Lenel | ALX-T2MK3F8DQ | TROVE 2 SERIES NETWORKABLE KIT, 8-DOORS, ENCLOSURE, BACKPLANE, EFLOW6NB, LINQ2, ACM8CB, VR6,PDS8CB, ACCOMMODATES FOUR (4) 12VDC / 12AH BATTERIES, 27.25IN X 21.5IN X 6.5IN ALTRONIX PN: T2MK3F8DQ | Ea |  | 1 Year (3 Years) | 1088 | 5% | 1033.6
81038 | Lenel | ALX-T2MK3F8Q | TROVE 2 SERIES NETWORKABLE KIT, 8-DOORS, ENCLOSURE, BACKPLANE, EFLOW6NB, LINQ2, ACM8, VR6,PDS8, ACCOMMODATES FOUR (4) 12VDC / 12AH BATTERIES, 27.25IN X 21.5IN X 6.5IN ALTRONIX PN: T2MK3F8Q | Ea |  | 1 Year (3 Years) | 1088 | 5% | 1033.6
81039 | Lenel | ALX-T2MK75F16 | TROVE 2 SERIES KIT, 16-DOORS, ENCLOSURE, BACKPLANE, DOOR BACKPLANE, EFLOW102NB, EFLOW104NB, 2 - ACM8, PD8UL, ACCOMMODATES FOUR (4) 12VDC / 12AH BATTERIES, 27.25IN X 21.5IN X 6.5IN ALTRONIX PN: T2MK75F16 | Ea |  | 1 Year (3 Years) | 1249 | 5% | 1186.55
81040 | Lenel | ALX-T2MK75F16D | TROVE 2 SERIES KIT, 16-DOORS, ENCLOSURE, BACKPLANE, DOOR BACKPLANE, EFLOW102NB, EFLOW104NB, 2 - ACM8CB, PD8ULCB, ACCOMMODATES FOUR (4) 12VDC / 12AH BATTERIES, 27.25IN X 21.5IN X 6.5IN ALTRONIX PN: T2MK75F16D | Ea |  | 1 Year (3 Years) | 1249 | 5% | 1186.55
81041 | Lenel | ALX-T2MK75F16DQ | TROVE 2 SERIES NETWORKABLE KIT, 16-DOORS, ENCLOSURE, BACKPLANE, DOOR BACKPLANE, LINQ2, EFLOW102NB, EFLOW104NB, 2 - ACM8CB, PD8ULCB, ACCOMMODATES FOUR (4) 12VDC / 12AH BATTERIES, 27.25IN X 21.5IN X 6.5IN ALTRONIX PN: T2MK75F16DQ | Ea |  | 1 Year (3 Years) | 1444.72 | 5% | 1372.484
81042 | Lenel | ALX-T2MK75F16Q | TROVE 2 SERIES NETWORKABLE KIT, 16-DOORS, ENCLOSURE, BACKPLANE, DOOR BACKPLANE, LINQ2, EFLOW102NB, EFLOW104NB, 2 - ACM8, PD8UL, ACCOMMODATES FOUR (4) 12VDC / 12AH BATTERIES, 27.25IN X 21.5IN X 6.5IN ALTRONIX PN: T2MK75F16Q | Ea |  | 1 Year (3 Years) | 1444.72 | 5% | 1372.484
81043 | Lenel | ALX-T2MK77F16 | TROVE 2 SERIES KIT, 16-DOORS, ENCLOSURE, BACKPLANE, DOOR BACKPLANE, 2 - EFLOW104NB, 2 - ACM8, VR6, PDS8, ACCOMMODATES FOUR (4) 12VDC / 12AH BATTERIES, 27.25IN X 21.5IN X 6.5IN ALTRONIX PN: T2MK77F16 | Ea |  | 1 Year (3 Years) | 1359 | 5% | 1291.05
81044 | Lenel | ALX-T2MK77F16D | TROVE 2 SERIES KIT, 16-DOORS, ENCLOSURE, BACKPLANE, DOOR BACKPLANE, 2 - EFLOW104NB, 2 - ACM8CB, VR6, PDS8CB, ACCOMMODATES FOUR (4) 12VDC / 12AH BATTERIES, 27.25IN X 21.5IN X 6.5IN ALTRONIX PN: T2MK77F16D | Ea |  | 1 Year (3 Years) | 1359 | 5% | 1291.05
81045 | Lenel | ALX-T2MK77F16DQ | TROVE 2 SERIES NETWORKABLE KIT, 16-DOORS, ENCLOSURE, BACKPLANE, DOOR BACKPLANE, LINQ2, 2 - EFLOW104NB, 2 - ACM8CB, VR6, PDS8CB, ACCOMMODATES FOUR (4) 12VDC / 12AH BATTERIES, 27.25IN X 21.5IN X 6.5IN ALTRONIX PN: T2MK77F16DQ | Ea |  | 1 Year (3 Years) | 1551.2 | 5% | 1473.64
81046 | Lenel | ALX-T2MK77F16Q | TROVE 2 SERIES NETWORKABLE KIT, 16-DOORS, ENCLOSURE, BACKPLANE, DOOR BACKPLANE, LINQ2, 2 - EFLOW104NB, 2 - ACM8, VR6, PDS8, ACCOMMODATES FOUR (4) 12VDC / 12AH BATTERIES, 27.25IN X 21.5IN X 6.5IN ALTRONIX PN: T2MK77F16Q | Ea |  | 1 Year (3 Years) | 1551.2 | 5% | 1473.64
81047 | Lenel | ALX-T2MK7F8 | TROVE 2 SERIES KIT, 8-DOORS, ENCLOSURE, BACKPLANE, EFLOW104NB, ACM4, VR6,PDS8, ACCOMMODATES FOUR (4) 12VDC / 12AH BATTERIES, 27.25IN X 21.5IN X 6.5IN ALTRONIX PN: T2MK7F8 | Ea |  | 1 Year (3 Years) | 940 | 5% | 893
81048 | Lenel | ALX-T2MK7F8D | TROVE 2 SERIES KIT, 8-DOORS, ENCLOSURE, BACKPLANE, EFLOW104NB, ACM4CB, VR6,PDS8CB, ACCOMMODATES FOUR (4) 12VDC / 12AH BATTERIES, 27.25IN X 21.5IN X 6.5IN ALTRONIX PN: T2MK7F8D | Ea |  | 1 Year (3 Years) | 940 | 5% | 893
81049 | Lenel | ALX-T2MK7F8DQ | TROVE 2 SERIES NETWORKABLE KIT, 8-DOORS, ENCLOSURE, BACKPLANE, EFLOW104NB, LINQ2, ACM4CB, VR6,PDS8CB, ACCOMMODATES FOUR (4) 12VDC / 12AH BATTERIES, 27.25IN X 21.5IN X 6.5IN ALTRONIX PN: T2MK7F8DQ | Ea |  | 1 Year (3 Years) | 1112 | 5% | 1056.4
81050 | Lenel | ALX-T2MK7F8Q | TROVE 2 SERIES NETWORKABLE KIT, 8-DOORS, ENCLOSURE, BACKPLANE, EFLOW104NB, LINQ2, ACM4, VR6,PDS8, ACCOMMODATES FOUR (4) 12VDC / 12AH BATTERIES, 27.25IN X 21.5IN X 6.5IN ALTRONIX PN: T2MK7F8Q | Ea |  | 1 Year (3 Years) | 1112 | 5% | 1056.4
81051 | Lenel | ALX-T3MK75F16 | TROVE 3 SERIES KIT, 16-DOORS, ENCLOSURE, BACKPLANE, EFLOW102NB, EFLOW104NB, 2 - ACM8, PD8UL, RSB2, ACCOMMODATES FOUR (4) 12VDC / 12AH BATTERIES, 36.25IN X 30.125IN X 7.06IN ALTRONIX PN: T3MK75F16 | Ea |  | 1 Year (3 Years) | 1782.23 | 5% | 1693.1185
81052 | Lenel | ALX-T3MK75F16D | TROVE 3 SERIES KIT, 16-DOORS, ENCLOSURE, BACKPLANE, EFLOW102NB, EFLOW104NB, 2 - ACM8CB, PD8ULCB, RSB2, ACCOMMODATES FOUR (4) 12VDC / 12AH BATTERIES, 36.25IN X 30.125IN X 7.06IN ALTRONIX PN: T3MK75F16D | Ea |  | 1 Year (3 Years) | 1782.23 | 5% | 1693.1185
81053 | Lenel | ALX-TM1 | TROVE 1 SERIES, BACKPLANE ONLY, 8-DOOR, (4) BOARDS LNL-2210, LNL-2220, LNL-4420, LNL-1300, LNL-1300E, LNL-1320, LNL-1100, LNL1200, , 16.625IN X 12.5IN X 0.5IN ALTRONIX PN: TM1 | Ea |  | 1 Year (3 Years) | 137.73 | 5% | 130.8435
81054 | Lenel | ALX-TM2 | TROVE 2 SERIES, BACKPLANE ONLY, 12-DOOR, (6) BOARDS LNL-2210, LNL-2220, LNL-3300, LNL-4420, LNL-1300, LNL-1300E, LNL-1320, LNL-1100, LNL1200, LNL-8000, 25.375IN X 19.375IN X 0.5IN ALTRONIX PN: TM2 | Ea |  | 1 Year (3 Years) | 173.74 | 5% | 165.053
81055 | Lenel | ALX-TM3 | TROVE 3 SERIES, BACKPLANE ONLY, 24-DOOR, (12) BOARDS LNL-2220, LNL-3300, LNL-4420, LNL-1320, LNL-1100, LNL1200, LNL-8000, 34.0IN X 28.0IN X 0.5IN ALTRONIX PN: TM3 | Ea |  | 1 Year (3 Years) | 337 | 5% | 320.15
81056 | Lenel | ALX-TM400 | TROVE ENCLOSURE, 3-DOOR, (2) BOARDS LNL-2210, LNL-2220, LNL-4420, LNL-1300, LNL-1300E, LNL-1320, LNL-1100, LNL1200, NO ROOM FOR BATTERY BACKUP, 12.25IN X 15.5IN X 4.5IN ALTRONIX PN: TM400 | Ea |  | 1 Year (3 Years) | 158 | 5% | 150.1
81057 | Lenel | ALX-TMV2 | TROVE 2/3 SERIES, DOOR BACKPLANE ONLY, 12-DOOR, (6) BOARDS LNL-2220, LNL-3300, LNL-4420, LNL-1320, LNL-1100, LNL1200, LNL-8000, 25.75IN X 18.0IN X 0.5IN ALTRONIX PN: TMV2 | Ea |  | 1 Year (3 Years) | 133.76 | 5% | 127.072
81058 | Lenel | ALX-TROVE1M1 | TROVE 1 SERIES, ENCLOSURE WITH BACKPLANE, 8-DOOR, (4) BOARDS LNL-2210, LNL-2220, LNL-4420, LNL-1300, LNL-1300E, LNL-1320, LNL-1100, LNL1200, ACCOMMODATES TWO (2) 12 VDC / 7AH MAX, 18IN X 14.5IN X 4.625IN ALTRONIX PN: TROVE1M1 | Ea |  | 1 Year (3 Years) | 329.45 | 5% | 312.9775
81059 | Lenel | ALX-TROVE2M2 | TROVE 2 SERIES, ENCLOSURE WITH BACKPLANE, 12-DOOR, (6) BOARDS LNL-2210, LNL-2220, LNL-3300, LNL-4420, LNL-1300, LNL-1300E, LNL-1320, LNL-1100, LNL1200, LNL-8000, ACCOMMODATES FOUR (4) 12 VDC / 12AH MAX, 27.25IN X 21.5IN X 6.5IN ALTRONIX PN: TROVE2M2 | Ea |  | 1 Year (3 Years) | 449 | 5% | 426.55
81060 | Lenel | ALX-TROVE3M3 | TROVE 3 SERIES, ENCLOSURE WITH BACKPLANE, 24-DOOR, (12) BOARDS LNL-2220, LNL-3300, LNL-4420, LNL-1320, LNL-1100, LNL1200, LNL-8000, ACCOMMODATES FOUR (4) 12 VDC / 12AH MAX, 36.25IN X 30.125IN X 7.06IN ALTRONIX PN: TROVE3M3 | Ea |  | 1 Year (3 Years) | 955 | 5% | 907.25
81061 | Lenel | ALX-VR6 | TROVE SERIES POWER DISTRIBUTION / SUB ASSEMBLIES, SUB ASSEMBLY, VOLTAGE REGULATOR, FOR USE WITH PDS8/CB, AMCS8/CB OR LINQ8PD/CB, (1) OUTPUTS, CONVERTS 24VDC TO 12VDC OR 5VDC, 5.375IN X 3.0IN X 1.0IN ALTRONIX PN: VR6 | Ea |  | 1 Year (3 Years) | 77 | 5% | 73.15
81062 | Lenel | ALX-WM25 | MAGNETRIC CABLE TIE MOUNT. ACCOMMODATES STANDARD ZIP TIES. 16 LBS HOLDING FORCE. PACK OF 25. ALTRONIX PN: WM25 | Ea |  | 1 Year (3 Years) | 107.63 | 5% | 102.2485
81063 | Lenel | ALX-WM5 | MAGNETRIC CABLE TIE MOUNT. ACCOMMODATES STANDARD ZIP TIES. 16 LBS HOLDING FORCE. PACK OF 5. ALTRONIX PN: WM5 | Ea |  | 1 Year (3 Years) | 24.94 | 5% | 23.693
81064 | Lenel | ANT400-REM-Ceiling | Omni-Directional Remote Indoor/Outdoor Antenna Module. Includes Antenna, 15' Coax, Coax Whip. For indoor use with PIM400 and/ or WRI400. | Ea |  | 1 Year (3 Years) | 320 | 5% | 304
81065 | Lenel | ANT400-REM-HALL | Bi-Directional Remote Indoor Antenna Module. Includes Antenna, 15' Coax, Coax Whip. For indoor use with PIM400 and/or WRI400. | Ea |  | 1 Year (3 Years) | 455 | 5% | 432.25
81066 | Lenel | ANT400-REM-I/O | Omni-Directional Remote Indoor/Outdoor Antenna Module. Includes Antenna, 15' Coax, Coax Whip, Articulated Wall/Post Mounting Hardware. For indoor use with PIM400 and/or WRI400. Requires MGB+MCA5 Antenna Grounding Kit for outdoor applications. | Ea |  | 1 Year (3 Years) | 435 | 5% | 413.25
81067 | Lenel | ANT400-REM-I/O+6DB | Directional Remote Indoor/Outdoor Antenna Module with 6dB Gain. Includes Antenna, 15' Coax, Coax Whip, Articulated Wall/Post Mounting Hardware. For indoor use with PIM400 and/or WRI400. Requires MGB+MCA5 Antenna Grounding Kit for outdoor applications. | Ea |  | 1 Year (3 Years) | 420 | 5% | 399
81068 | Lenel | ANT-CBL-6M | RP-SMA(Male) to N-male (male pin) CFD-200 Antenna Cable 6 m length 3.5dB loss 50 Ohms | Ea |  | 1 Year (3 Years) | 60 | 5% | 57
81069 | Lenel | B920NHRTEK000HW-L02 | PIVCLASS BUNDLE, TWO R40-H PIVCLASS REV E TERMINAL BLK RDRS & ONE M2000 PIVCLASS AUTHENTICATION MODULE (PAM), 00HW PIVCLASS CONFIG, LENEL DIW, LENEL LOGO & INSTALL GUIDE | Ea |  | 1 Year (3 Years) | 2170 | 5% | 2061.5
81070 | Lenel | B923NPRTEK000K8-L02 | PIVCLASS BUNDLE, TWO RKCL40-P PIVCLASS REV E TERMINAL BLK RDRS & ONE M2000 PIVCLASS AUTHENTICATION MODULE (PAM), 00K8 PIVCLASS CONFIG, LENEL DIW, LENEL LOGO & INSTALL GUIDE | Ea |  | 1 Year (3 Years) | 2856 | 5% | 2713.2
81071 | Lenel | B924NPRTEK000K8-L02 | PIVCLASS BUNDLE, TWO RKCLB40-P PIVCLASS REV E TERM BLK RDRS & ONE M2000 PIVCLASS AUTHENTICATION MODULE (PAM), 00K8 PIVCLASS CONFIG, LENEL DIW, LENEL LOGO & INSTALL GUIDE | Ea |  | 1 Year (3 Years) | 3692 | 5% | 3507.4
81072 | Lenel | BC-BCSW | BioConnect Device License Add-On for Suprema Readers not purchased from Lenel | Ea |  | 1 Year (3 Years) | 142 | 5% | 134.9
81073 | Lenel | BC-BIOMINI | USB Biometrics enrollment device [Required to enroll fingerprints into the BioConnect software used for fingerprint verification] | Ea |  | 1 Year (3 Years) | 320 | 5% | 304
81074 | Lenel | BC-BLNOC | BioLite Net; Outdoor Bio Reader with built in LCD; keypad and Mifare/DESFire Reader; mullion mount [IP65 rated][requires 12 VDC power][Includes BioConnect software] | Ea |  | 1 Year (3 Years) | 1080 | 5% | 1026
81075 | Lenel | BC-BS2-OEPW | Fingerprint Biometric Reader, RFID (125kHz EM), Optical Sensor (OP5), PoE, WiFi, IP65 rated | Ea |  | 1 Year (3 Years) | 1635 | 5% | 1553.25
81076 | Lenel | BC-BS2-OHPW | Fingerprint Biometric Reader, RFID (125kHz HID Prox), Optical Sensor (OP5), PoE, WiFi, IP65 rated | Ea |  | 1 Year (3 Years) | 1750 | 5% | 1662.5
81077 | Lenel | BC-BS2-OIPW | Fingerprint Biometric Reader, RFID (13.56MHz, iClass/iClass SE), Optical Sensor (OP5), PoE, WiFi, IP65 rated | Ea |  | 1 Year (3 Years) | 1850 | 5% | 1757.5
81078 | Lenel | BC-BS2-OMPW | Fingerprint Biometric Reader, RFID (13.56MHz Mifare/Desfire), Optical Sensor (OP5), PoE, WiFi, IP65 rated | Ea |  | 1 Year (3 Years) | 1670 | 5% | 1586.5
81079 | Lenel | BC-FS2-AWB | Facial Recognition Touchless Biometric Reader. MultiCLASS SE and Dual RFID (125kHz EM, HID Prox & 13.56Mhz MIFARE, DESFire/EV1, FeliCa, iCLASS SE/SR), ISO14443A/B, ISO15693, WiFi, BLE/NFC (Possible future use) (integrated ONLY via BioConnect) | Ea |  | 1 Year (3 Years) | 2265 | 5% | 2151.75
81080 | Lenel | BC-PRO | BioConnect Professional: required for all biometric device sales and installations from 51-100 devices. Includes 1 Year of support from initial installation date. | Ea |  | 1 Year (3 Years) | 5470 | 5% | 5196.5
81081 | Lenel | BC-STND | BioConnect Standard: required for all biometric device sales and installations from 21-50 devices. Includes 1 Year of Support from initial installation date. | Ea |  | 1 Year (3 Years) | 2345 | 5% | 2227.75
81082 | Lenel | BDC-CSN | This card is used to enable the reader to read the Card Serial Number for smart cards (iClass, Mifare and DESFire). | Ea |  | 1 Year | 4.5 | 5% | 4.275
81083 | Lenel | BDC-LED | This card is used to set the default LED behavior (Wiegand and SF/2F modes) on the reader. (Solid Blue - Default, Shimmer Blue, Solid Red, Shimmer Red). NOTE: OSDP commands override LED behavior. | Ea |  | 1 Year | 4.5 | 5% | 4.275
81084 | Lenel | BDC-OSDPADD | This card is used to set the OSDP Address of the reader (0-3). OSDP supports multiple readers per port with OnGuard version 7.5 or greater. | Ea |  | 1 Year | 4.5 | 5% | 4.275
81085 | Lenel | BDC-OSDPBAUD | Use this card to set the OSDP Baud Rate at each BlueDiamond reader using OSDP Output (9,600kbps; 19,200kbps; 38,400kbps; 115,200kbps). | Ea |  | 1 Year | 4.5 | 5% | 4.275
81086 | Lenel | BDC-OSDPSEC | This card will be used to enable OSDP Secure Channel Communications. Enable default base Key for Secure Channel Pairing. | Ea |  | 1 Year | 4.5 | 5% | 4.275
81087 | Lenel | BDC-OUTPUT | This card is used to change output mode of the reader from Wiegand (Default) to 2-State SF2/F, 4-State SF2/F or back to Wiegand. If reader has been wired for OSDP, it autosenses the output type. To bring back to a Wiegand output requires this configuration card. | Ea |  | 1 Year | 4.5 | 5% | 4.275
81088 | Lenel | BDC-RDO | Use this card to enable or disable the 125kHz or the 13.56MHz radios in the reader. By default, both are enabled. | Ea |  | 1 Year | 4.5 | 5% | 4.275
81089 | Lenel | BDC-TONE | Use this card to either enable or disable the "Tone" on a valid card read. | Ea |  | 1 Year | 4.5 | 5% | 4.275
81090 | Lenel | BDC-TREADER | This card is used to enable a 2-State SF2/F 12-Digit output. This is the standard "T-Reader" configuration. | Ea |  | 1 Year | 4.5 | 5% | 4.275
81091 | Lenel | BDC-UID | This card will set the passthrough of raw data for the badges 1. Passthrough (Big Endian); 2. 32 bit (Big Endian); 3. Passthrough (Little Endian); 4. 32 bit (Little Endian); 5. Mifare 4byte/DESFire 7byte - 4002. | Ea |  | 1 Year | 4.5 | 5% | 4.275
81092 | Lenel | BDC-UNLOCK | When presenting this card to the BlueDiamond reader, it will unlock the reader and within 30 seconds present the appropriate configuration card. This is an optional card so a user doesn't have to recycle power of reader. | Ea |  | 1 Year | 4.5 | 5% | 4.275
81093 | Lenel | BDM-CRD-1 | BlueDiamond Mobile Credential 12 month Initial Purchase (Order in blocks of 100) - This license enables a single mobile credential for 1 Year. Credentials may be moved from person-to-person or phone-to-phone, | Ea |  | 1 Year | 3.6 | 5% | 3.42
81094 | Lenel | BDM-DONGLE | Bluetooth Dongle for BlueDiamond Mobile Toolkit - Required by installer to provision Lenel BlueDiamond Mobile readers. | Ea |  | 1 Year (3 Years) | 54 | 5% | 51.3
81095 | Lenel | BDR-CRD-1 | BlueDiamond Mobile Credential 12 month Renewal (Order in blocks of 100) - This license renews a single BDM-CRD-1 mobile credential for 1 Year. Credentials may be moved from person-to-person or phone-to-phone, | Ea |  | 1 Year | 3.6 | 5% | 3.42
81096 | Lenel | BEW2-OAP | Fingerprint Biometric Reader, MultiCLASS SE (13.56MHz iClass/iClassSE, 125kHz HID Prox.) and Dual RFID (13.56MHz Mifare/DesFire, Felica, 125kHz EM), Optical Sensor(OP5), PoE, Live Finger Detection, IP67, IK08 (Replaces BC-BEWIOC). Supports OSDP Template Download without Secure Channel Encryption | Ea |  | 1 Year (3 Years) | 1272 | 5% | 1208.4
81097 | Lenel | BEW2-ODP | Fingerprint Biometric Reader, Dual RFID (13.56MHz Mifare/DesFire, Felica, 125kHz EM), Optical Sensor (OP5), PoE, Live Finger Detection, IP67, IK08 (Replaces BC-BEWMOC) | Ea |  | 1 Year (3 Years) | 1047 | 5% | 994.65
81098 | Lenel | BEW2-OHP | Fingerprint Biometric Reader, RFID (125kHz HID Prox), Optical Sensor (OP5), PoE, Live Finger Detection, IP67, IK08 (Replaces BC-BEWHOC). Supports OSDP Template Download without Secure Channel Encryption | Ea |  | 1 Year (3 Years) | 1141 | 5% | 1083.95
81099 | Lenel | BT-ASP-HID | Non-destructible HID proximity reader only - 5 to 12 VDC, 150 mA, 2 to 3 inch read range, weather proof , solid state pezo sounder technology and red and green status LED’s. Designed for an international single gang electrical box mounting. Optional colors are available on request | Ea |  | 1 Year (3 Years) | 420 | 5% | 399
81100 | Lenel | BT-ASP-iCLASS | Non-destructible HID iCLASS reader only - 5 to 12 VDC, 150 mA, 2 to 3 inch read range, weather proof , solid state pezo sounder technology and red and green status LED’s. Designed for an international single gang electrical box mounting. Optional colors are available on request | Ea |  | 1 Year (3 Years) | 685 | 5% | 650.75
81101 | Lenel | BT-ASPKP-HID | HID proximity reader with Lenel’s non-destructible keypad, 2 keys across and 5 keys down, 8 bit word output, 5 to 12 VDC, 150 mA, 2 to 3 inch read range, ADA compliant, weather proof with tamper proof keypad, solid state pezo sounder technology and red, green and yellow status LED’s. Designed for an international single gang electrical box mounting. Optional colors are available on request | Ea |  | 1 Year (3 Years) | 495 | 5% | 470.25
81102 | Lenel | BT-ASPKP-iCLASS | iCLASS reader with Lenel’s non-destructible keypad, 2 keys across and 5 keys down, 8 bit word output, 12 to 16 VDC, 170 mA, up to a 2 inch read range, ADA compliant, weather proof with tamper proof keypad, solid state pezo sounder technology and red, green and yellow status LED’s. Designed for an international single gang electrical box mounting. Optional colors are available on request | Ea |  | 1 Year (3 Years) | 750 | 5% | 712.5
81103 | Lenel | C1000 | Corporate 1000 Card Formats – Require end user information, card format number, facility code and starting card number at the time of order. | Ea |  | 1 Year (3 Years) | 0.31 | 5% | 0.2945
81104 | Lenel | CAM-24C708AF-SYS | Camera with Stand, 5MP USB 2.0 with synchronized flash and auto focus, UVC Compliant mounted on fixed stand ( CAM-60S0004 ), includes power supply and 6 ft USB cable; Twain Data Source and camera control / set-up software. | Ea |  | 1 Year (3 Years) | 1075 | 5% | 1021.25
81105 | Lenel | CAM-24C708AF-USB | Camera only 5MP USB 2.0 with synchronized flash and auto focus, UVC Compliant, includes power supply and 6 ft USB cable; Twain Data Source and camera control / set-up software. | Ea |  | 1 Year (3 Years) | 1388 | 5% | 1318.6
81106 | Lenel | CAM-60S0004 | Camera Stand, 20.6" x 5.2", Flexible goodeneck arm for use with the CAM-24C708AF-USB | Ea |  | 1 Year (3 Years) | 240 | 5% | 228
81107 | Lenel | CAM-60TP0001 | Compact Industrial Grade Tripod table top camera stand for use with the CAM-24C708AF-USB | Ea |  | 1 Year (3 Years) | 113 | 5% | 107.35
81108 | Lenel | CE-401-201 | Aptiq Configuration Card for Embedded Authentication, OSDP Extended Packet Mode | Ea |  | 1 Year (3 Years) | 10.4 | 5% | 9.88
81109 | Lenel | COM400L | Wireless AD-400 Communication Kit. AD400 900Mhz Wireless Comm Board plus Cover for Classroom/Storeroom Function, w/ LED Lens on CY & MS Chassis. All Functions on MD Chassis | Ea |  | 1 Year (3 Years) | 290 | 5% | 275.5
81110 | Lenel | CP1000D-LENEL | Desktop iClass SE encoder. NOTE: Special pricing shown is in effect only during the October 1, 2018 through March 31, 2019 timeframe. | Ea |  | 1 Year (3 Years) | 2000 | 5% | 1900
81111 | Lenel | CP1000D-LENEL | Special Lenel CP1000D Desktop iClass SE encoder. NOTE: Special pricing shown is in effect only from October 1, 2018 through March 31, 2019 | Ea |  | 1 Year (3 Years) | 2000 | 5% | 1900
81112 | Lenel | CRD633ZZ-xxxxxx | HID Mobile ID. Mobile IDs are virtual credentials electronically delivered to the Organizations Mobile Access Portal account. CRD633ZZ-xxxxx, Custom Mobile ID, xxxxx specific to organization and issued at time of part number creation. | Ea |  | 1 Year (3 Years) | 8.95 | 5% | 8.5025
81113 | Lenel | CRDT-G5 | Third Party Credential Credits. Credit for MIFARE DESFire Credentials with Custom Data | Ea |  | 1 Year (3 Years) | 2 | 5% | 1.9
81114 | Lenel | CS-DEV-AD | Active Directory Synchronizations (includes SWG-1140) | Ea |  | 1 Year (3 Years) | 13340 | 5% | 12673
81115 | Lenel | CS-DEV-CDR | Custom Solutions Clean/Dirty Reader Integration. Contamination prevention through the use of rules-driven hazardous and clean area access restrictions. Includes: CS-DEV-CDR license, CS-1140 (DataConduIT Client License), remote installation support, first year Custom Solutions Software Support. | Ea |  | 1 Year (3 Years) | 10670 | 5% | 10136.5
81116 | Lenel | CS-DEV-ECMON | NEC ExpressCluster Monitoring Software. NEC ExpressCluster Monitoring software is designed to monitor the status of the NEC ExpressCluster LAN/WAN solution and to proactively report any failures or problems. Alerts are configurable and can be sent to Alarm Monitoring and/or Email recipients. This component is designed to work with all Lenel supported versions of the NEC ExpressCluster software. (requires SWG-1140) | Ea |  | 1 Year | 2670 | 5% | 2536.5
81117 | Lenel | CS-DEV-ECMON | NEC Lenel ExpressCluster Monitoring (requires SWG-1140) | Ea |  | 1 Year (3 Years) | 2670 | 5% | 2536.5
81118 | Lenel | CS-DEV-FTMON | NEC Fault Tolerant Server Monitor Software: The Lenel NEC Fault Tolerant Server Monitoring Service is a Windows Service designed to monitor changes in hardware and network status on NEC Fault Tolerant servers. Status changes include hardware that is removed, malfunctions, fails diagnostics, or becomes otherwise disconnected. This service will monitor for these conditions and will send an alarm for each failure to Lenel Alarm Monitoring as well as send an email message detailing the status change. This service is designed to work with any NEC Fault Tolerant server that reports status events. (requires SWG-1140) | Ea |  | 1 Year (3 Years) | 2670 | 5% | 2536.5
81119 | Lenel | CS-DEV-FTMON | NEC Fault Tolerant Server Monitor (requires SWG-1140) | Ea |  | 1 Year (3 Years) | 2670 | 5% | 2536.5
81120 | Lenel | CSS-EXTWAR | Annual Extended Hardware Warranty this includes one additional year of hardware warranty. | Ea |  | 1 Year (3 Years) | 70 | 5% | 66.5
81121 | Lenel | CSS-SNAPSHELL-R3 | Driver's License, Medical Insurance Card and 2D Barcode scanner; support for Windows 7, 8, and 10; 600 dpi resolution (requires one SWG-1476 license per scanner) | Ea |  | 1 Year (3 Years) | 499 | 5% | 474.05
81122 | Lenel | CTP-CIV-1 | CIV credential electronically provisioned by CertiPath with CAK and PAK Digital Certificates. These certificates will conform to the customer provided specifications as detailed in the CertiPath CIV credential specification form. The customer may select a single six digit PIN that all cards will be set to. That PIN can be reset by customer or integrator upon receipt using any standard PIV-applet tool (e.g., Windows). CIV cards come with generic topology (or can be left blank). Custom topologies available with additional fee. These CIV cards are intended for use in FICAM compliant Physical Access Control Systems. This must be ordered with IPC-309-CRTP01-B | Ea |  | 1 Year | 90 | 5% | 85.5
81123 | Lenel | CTP-TVIST-1000 | TrustVisitor™ Perpetual Software: 1,000 - 2,499 Users First Year of Annual Software Assurance Included This must be ordered with IPC-309-CRTP01-B. | Ea |  | 1 Year | 70.8 | 5% | 67.26
81124 | Lenel | CTP-TVIST-10000 | TrustVisitor™ Perpetual Software: 10,000 - 24,999 Users First Year of Annual Software Assurance Included This must be ordered with IPC-309-CRTP01-B. | Ea |  | 1 Year | 34.8 | 5% | 33.06
81125 | Lenel | CTP-TVIST-2500 | TrustVisitor™ Perpetual Software: 2,500 - 4,999 Users First Year of Annual Software Assurance Included This must be ordered with IPC-309-CRTP01-B. | Ea |  | 1 Year | 49.8 | 5% | 47.31
81126 | Lenel | CTP-TVIST-25000 | TrustVisitor™ Perpetual Software: 25,000 - 49,999 Users First Year of Annual Software Assurance Included This must be ordered with IPC-309-CRTP01-B. | Ea |  | 1 Year | 30 | 5% | 28.5
81127 | Lenel | CTP-TVIST-500 | TrustVisitor™ Perpetual Software: 500 - 999 Users (minimum quantity = 500) First Year of Annual Software Assurance Included This must be ordered with IPC-309-CRTP01-B | Ea |  | 1 Year | 100.8 | 5% | 95.76
81128 | Lenel | CTP-TVIST-5000 | TrustVisitor™ Perpetual Software: 5,000 - 9,999 Users First Year of Annual Software Assurance Included This must be ordered with IPC-309-CRTP01-B. | Ea |  | 1 Year | 40.8 | 5% | 38.76
81129 | Lenel | CTP-TVIST-50000 | TrustVisitor™ Perpetual Software: 50,000 + Users First Year of Annual Software Assurance Included This must be ordered with IPC-309-CRTP01-B. | Ea |  | 1 Year | 25.8 | 5% | 24.51
81130 | Lenel | D24-DSK-NFC-011 | Digion24 desktop encoder, MiFare and DesFire only | Ea |  | 1 Year (3 Years) | 495 | 5% | 470.25
81131 | Lenel | DS-200 | Acrylic demo stand for F-Series readers | Ea |  | 1 Year (3 Years) | 87 | 5% | 82.65
81132 | Lenel | DVC-EX-B-MEM-UPG | 4 x 2GB DDR3 1600Mhz UDIMM memory modules - Memory upgrade kit for DVC-EX-B from 4GB to 8GB | Ea |  | 1 Year (3 Years) | 240 | 5% | 228
81133 | Lenel | DVC-EX-C-A00-04-2T | Four 2TB data drives; 5.1TB Usable RAID5 or 6.8TB Usable JBOD. | Ea |  | 1 Year (3 Years) | 9100 | 5% | 8645
81134 | Lenel | DVC-EX-C-A00-04-3T | Four 3TB data drives, 7.6TB Usable RAID5 or 10.1TB Usable JBOD. | Ea |  | 1 Year (3 Years) | 10200 | 5% | 9690
81135 | Lenel | DVC-EX-C-A00-08-2T | Eight 2TB data drives; 11.8TB Usable RAID5 or 13.5TB Usable JBOD. | Ea |  | 1 Year (3 Years) | 11000 | 5% | 10450
81136 | Lenel | DVC-EX-C-A00-08-3T | Eight 3TB data drives, 17.6TB Usable RAID5 or 20.2TB Usable JBOD. | Ea |  | 1 Year (3 Years) | 13200 | 5% | 12540
81137 | Lenel | DVC-EX-C-A00-08-4T | Eight 4TB data drives, 25.2TB Usable RAID5 or 26.9TB Usable JBOD. | Ea |  | 1 Year (3 Years) | 12500 | 5% | 11875
81138 | Lenel | DVC-EX-C-A16-04-2T | Four 2TB data drives; 5.1TB Usable RAID5 or 6.8TB Usable JBOD; Supports up to 16 analog channels. | Ea |  | 1 Year (3 Years) | 10200 | 5% | 9690
81139 | Lenel | DVC-EX-C-A16-04-3T | Four 3TB data drives, 7.6TB Usable RAID5 or 10.1TB Usable JBOD; Supports up to 16 analog channels. | Ea |  | 1 Year (3 Years) | 11000 | 5% | 10450
81140 | Lenel | DVC-EX-C-A16-08-2T | Eight 2TB data drives; 11.8TB Usable RAID5 or 13.5TB Usable JBOD; Supports up to 16 analog channels. | Ea |  | 1 Year (3 Years) | 12200 | 5% | 11590
81141 | Lenel | DVC-EX-C-A16-08-3T | Eight 3TB data drives, 17.6TB Usable RAID5 or 20.2TB Usable JBOD; Supports up to 16 analog channels. | Ea |  | 1 Year (3 Years) | 14200 | 5% | 13490
81142 | Lenel | DVC-EX-C-A16-08-4T | Eight 4TB data drives, 25.2TB Usable RAID5 or 26.9TB Usable JBOD; Supports up to 16 analog channels. | Ea |  | 1 Year (3 Years) | 13000 | 5% | 12350
81143 | Lenel | DVC-EX-C-A32-04-2T | Four 2TB data drives; 5.1TB Usable RAID5 or 6.8TB Usable JBOD; Supports up to 32 analog channels. | Ea |  | 1 Year (3 Years) | 11100 | 5% | 10545
81144 | Lenel | DVC-EX-C-A32-04-3T | Four 3TB data drives, 7.6TB Usable RAID5 or 10.1TB Usable JBOD; Supports up to 32 analog channels. | Ea |  | 1 Year (3 Years) | 12200 | 5% | 11590
81145 | Lenel | DVC-EX-C-A32-08-2T | Eight 2TB data drives; 11.8TB Usable RAID5 or 13.5TB Usable JBOD; Supports up to 32 analog channels. | Ea |  | 1 Year (3 Years) | 13200 | 5% | 12540
81146 | Lenel | DVC-EX-C-A32-08-3T | Eight 3TB data drives, 17.6TB Usable RAID5 or 20.2TB Usable JBOD; Supports up to 32 analog channels. | Ea |  | 1 Year (3 Years) | 15200 | 5% | 14440
81147 | Lenel | DVC-EX-C-A32-08-4T | Eight 4TB data drives, 25.2TB Usable RAID5 or 26.9TB Usable JBOD; Supports up to 32 analog channels. | Ea |  | 1 Year (3 Years) | 14500 | 5% | 13775
81148 | Lenel | DV-CH-8UP | 8 Camera channel device license to Non Lenel supplied server solutions. | Ea |  | 1 Year | 1700 | 5% | 1615
81149 | Lenel | DVC-HD-C-A00-08-4T | Eight 4TB data drives, 25.2TB Usable RAID5 or 26.9TB Usable JBOD | Ea |  | 1 Year (3 Years) | 13432 | 5% | 12760.4
81150 | Lenel | DVC-HD-C-A00-08-6T | Eight 6TB data drives, 35.7TB Usable RAID5 or 40.8TB Usable JBOD | Ea |  | 1 Year (3 Years) | 17900 | 5% | 17005
81151 | Lenel | DVC-HD-C-A00-16-4T | Sixteen 4TB data drives, 50.4TB Usable RAID5 or 53.8TB Usable JBOD | Ea |  | 1 Year (3 Years) | 16296 | 5% | 15481.2
81152 | Lenel | DVC-HD-C-A00-16-6T | Sixteen 6TB data drives, 71.4TB Usable RAID5 or 81.6TB Usable JBOD | Ea |  | 1 Year (3 Years) | 24500 | 5% | 23275
81153 | Lenel | DVC-HD-C-A16-00-0T | No Data Hard Drives (space for 16); Supports up to 16 analog channels. | Ea |  | 1 Year (3 Years) | 11248 | 5% | 10685.6
81154 | Lenel | DVC-HD-C-A16-08-4T | Eight 4TB data drives, 25.2TB Usable RAID5 or 26.9TB Usable JBOD; Supports up to 16 analog channels. | Ea |  | 1 Year (3 Years) | 14111 | 5% | 13405.45
81155 | Lenel | DVC-HD-C-A16-16-4T | Sixteen 4TB data drives, 50.4TB Usable RAID5 or 53.8TB Usable JBOD; Supports up to 16 analog channels. | Ea |  | 1 Year (3 Years) | 16974 | 5% | 16125.3
81156 | Lenel | DVC-HD-C-A32-00-0T | No Data Hard Drives (space for 16); Supports up to 32 analog channels. | Ea |  | 1 Year (3 Years) | 11857 | 5% | 11264.15
81157 | Lenel | DVC-HD-C-A32-08-4T | Eight 4TB data drives, 25.2TB Usable RAID5 or 26.9TB Usable JBOD; Supports up to 32 analog channels. | Ea |  | 1 Year (3 Years) | 14788 | 5% | 14048.6
81158 | Lenel | DVC-HD-C-A32-16-4T | Sixteen 4TB data drives, 50.4TB Usable RAID5 or 53.8TB Usable JBOD; Supports up to 32 analog channels. | Ea |  | 1 Year (3 Years) | 17651 | 5% | 16768.45
81159 | Lenel | DVC-LP-A-MEM-UPG | 2 x 4GB DDR3 1333MHz ECC UDIMM memory modules - Memory upgrade kit for DVC-LP-A from 4GB to 8GB | Ea |  | 1 Year (3 Years) | 300 | 5% | 285
81160 | Lenel | DVC-LP-B-A00-01-2T | One 2TB data drives, 1.7TB Usable JBOD | Ea |  | 1 Year (3 Years) | 3700 | 5% | 3515
81161 | Lenel | DVC-LP-B-A00-02-2T | Two 2TB data drives, 3.4TB Usable JBOD | Ea |  | 1 Year (3 Years) | 4000 | 5% | 3800
81162 | Lenel | DVC-LP-B-A00-03-2T | Three 2TB data drives, 5.1TB Usable JBOD | Ea |  | 1 Year (3 Years) | 4300 | 5% | 4085
81163 | Lenel | DVC-LP-B-A00-04-2T | Four 2TB data drives, 6.8TB Usable JBOD | Ea |  | 1 Year (3 Years) | 4600 | 5% | 4370
81164 | Lenel | DVC-LP-B-A00-04-3T | Four 3TB data drives, 10.1TB Usable JBOD | Ea |  | 1 Year (3 Years) | 4750 | 5% | 4512.5
81165 | Lenel | DVC-ST-A-MEM-UPG | 4 x 2GB DDR2 800Mhz DIMM memory modules - Memory upgrade kit for DVC-ST-A from 4GB to 8GB | Ea |  | 1 Year (3 Years) | 280 | 5% | 266
81166 | Lenel | DVC-ST-C-A16-01-2T | One 2TB data drive, 1.7TB Usable JBOD; Supports up to 16 analog channels. | Ea |  | 1 Year (3 Years) | 3500 | 5% | 3325
81167 | Lenel | DVC-ST-C-A16-01-3T | One 3TB data drive, 2.6TB Usable JBOD; Supports up to 16 analog channels. | Ea |  | 1 Year (3 Years) | 3600 | 5% | 3420
81168 | Lenel | DVC-ST-C-A16-04-2T | Four 2TB data drives; 6.8TB Usable JBOD; Supports up to 16 analog channels. | Ea |  | 1 Year (3 Years) | 4400 | 5% | 4180
81169 | Lenel | DVC-ST-C-A16-04-3T | Four 3TB data drives; 10.1TB Usable JBOD; Supports up to 16 analog channels. | Ea |  | 1 Year (3 Years) | 4700 | 5% | 4465
81170 | Lenel | DVC-SX-A-A00-03-4T | Three 4TB data drives; 6.8TB Usable RAID5 or 10.2TB Usable JBOD | Ea |  | 1 Year (3 Years) | 10000 | 5% | 9500
81171 | Lenel | DVC-SX-A-A00-04-2T | Four 2TB data drives; 5.1TB Usable RAID5 or 6.8TB Usable JBOD | Ea |  | 1 Year (3 Years) | 9100 | 5% | 8645
81172 | Lenel | DVC-SX-A-A00-04-6T | Four 6TB data drives; 15.3TB Usable RAID5 or 20.4TB Usable JBOD | Ea |  | 1 Year (3 Years) | 11500 | 5% | 10925
81173 | Lenel | DVC-SX-A-A00-08-2T | Eight 2TB data drives; 11.9TB Usable RAID5 or 13.6TB Usable JBOD | Ea |  | 1 Year (3 Years) | 10500 | 5% | 9975
81174 | Lenel | DVC-SX-A-A00-08-4T | Eight 4TB data drives; 23.8TB Usable RAID5 or 27.2TB Usable JBOD | Ea |  | 1 Year (3 Years) | 12500 | 5% | 11875
81175 | Lenel | DVC-SX-A-A00-08-6T | Eight 6TB data drives; 35.7TB Usable RAID5 or 40.8TB Usable JBOD | Ea |  | 1 Year (3 Years) | 15500 | 5% | 14725
81176 | Lenel | DVC-SX-A-A16-03-4T | Three 4TB data drives; 6.8TB Usable RAID5 or 10.2TB Usable JBOD; Supports up to 16 analog channels. | Ea |  | 1 Year (3 Years) | 11000 | 5% | 10450
81177 | Lenel | DVC-SX-A-A16-04-2T | Four 2TB data drives; 5.1TB Usable RAID5 or 6.8TB Usable JBOD; Supports up to 16 analog channels. | Ea |  | 1 Year (3 Years) | 10500 | 5% | 9975
81178 | Lenel | DVC-SX-A-A16-04-6T | Four 6TB data drives; 15.3TB Usable RAID5 or 20.4TB Usable JBOD; Supports up to 16 analog channels. | Ea |  | 1 Year (3 Years) | 12500 | 5% | 11875
81179 | Lenel | DVC-SX-A-A16-08-2T | Eight 2TB data drives; 11.9TB Usable RAID5 or 13.6TB Usable JBOD; Supports up to 16 analog channels. | Ea |  | 1 Year (3 Years) | 12000 | 5% | 11400
81180 | Lenel | DVC-SX-A-A16-08-4T | Eight 4TB data drives; 23.8TB Usable RAID5 or 27.2TB Usable JBOD; Supports up to 16 analog channels. | Ea |  | 1 Year (3 Years) | 14000 | 5% | 13300
81181 | Lenel | DVC-SX-A-A16-08-6T | Eight 6TB data drives; 35.7TB Usable RAID5 or 40.8TB Usable JBOD; Supports up to 16 analog channels. | Ea |  | 1 Year (3 Years) | 17000 | 5% | 16150
81182 | Lenel | DVG-RM | Remote Monitor Client - Single Remote Monitor Client Software license. Video can be transmitted to a remote computer on the network running the Remote Monitoring Client Software. (Requires License Key Number for every upgrade order). | Ea |  | 1 Year | 417 | 5% | 396.15
81183 | Lenel | DV-RECOV | Replacement recovery USB for any LDVR, LNVR, or HVR with a serial number of 1420000 or higher. Provide chassis serial number(s) when ordering. | Ea |  | 1 Year (3 Years) | 28.5 | 5% | 27.075
81184 | Lenel | DV-UP2012R2 | Windows 10 upgrade to Windows Server 2012 R2 Embedded. FOR NEW AND EXISTING UNITS. FOR EXISTING UPGRADES, DV-RECOV is also required. | Ea |  | 1 Year (3 Years) | 725 | 5% | 688.75
81185 | Lenel | DV-UP2016 | Windows 10 upgrade to Windows Server 2016 Embedded. FOR NEW AND EXISTING UNITS. FOR EXISTING UPGRADES, DV-RECOV is also required. | Ea |  | 1 Year (3 Years) | 725 | 5% | 688.75
81186 | Lenel | E91000-MS | Embedded Authentication Firmware Maintenance & Support, annual fee (per license EA-LICENSE2), 1 Year with purchase. 8 am to 5 pm Central Time Monday through Friday. | Ea |  | 1 Year (3 Years) | 50 | 5% | 47.5
81187 | Lenel | E920NHPTEK000HR-L02 | PIVCLASS BUNDLE, EMBEDDED AUTHENTICATION MODULE & TWO R40-H TERMINAL READERS, FIRST YEAR EA MAINTENANCE AND SUPPORT INCLUDED, LENEL DIW, LENEL LOGO LBL & INSTALL GUIDE,PART INCLUDES EA-LICENSE2 AND FIRST YEAR M&S | Ea |  | 1 Year (3 Years) | 948 | 5% | 900.6
81188 | Lenel | E920PHPTEK000HU-L02 | PIVCLASS BUNDLE, EMBEDDED AUTHENTICATION MODULE & TWO RP40-H TERMINAL READERS, FIRST YEAR EA MAINTENANCE AND SUPPORT INCLUDED, LENEL DIW, LENEL LOGO LBL & INSTALL GUIDE,PART INCLUDES EA-LICENSE2 AND FIRST YEAR M&S | Ea |  | 1 Year (3 Years) | 1008 | 5% | 957.6
81189 | Lenel | E923NPPTEK000NT-L02 | PIVCLASS BUNDLE, EMBEDDED AUTHENTICATION MODULE & TWO RKCL40-P TERMINAL READERS, FIRST YEAR EA MAINTENANCE AND SUPPORT INCLUDED, LENEL DIW, LENEL LOGO LBL & INSTALL GUIDE,PART INCLUDES EA-LICENSE2 AND FIRST YEAR M&S | Ea |  | 1 Year (3 Years) | 1729 | 5% | 1642.55
81190 | Lenel | E923PPPTEK000NU-L02 | PIVCLASS BUNDLE, EMBEDDED AUTHENTICATION MODULE & TWO RPKCL40-P TERMINAL READERS, FIRST YEAR EA MAINTENANCE AND SUPPORT INCLUDED, LENEL DIW, LENEL LOGO LBL & INSTALL GUIDE,PART INCLUDES EA-LICENSE2 AND FIRST YEAR M&S | Ea |  | 1 Year (3 Years) | 1790 | 5% | 1700.5
81191 | Lenel | EA-LICENSE2 | Two (2) Embedded Authentication Licenses | Ea |  | 1 Year (3 Years) | 502 | 5% | 476.9
81192 | Lenel | EB-0001-12K | Additional 12,500 US Messaging Minutes for use with Safety Connection | Ea |  | 1 Year | 650 | 5% | 617.5
81193 | Lenel | EB-0002-6K | Additional 6,500 Non-US Messaging Minutes for use with Safety Connection | Ea |  | 1 Year | 650 | 5% | 617.5
81194 | Lenel | EB-2000-10K | Safety Connection Pro software package for 5,000 to 9,999 users, which includes the standard Safety Connection platform plus the following additional features: EB Open Contact API, Open Broadcast API, Social Media View, Incident Management, Custom From Email Address, Security Pack (SSO), and Community Engagement opt-in module. [Requires DataConduIT and Data Exchange licenses, purchased separately] | Ea |  | 1 Year (3 Years) | 15.73 | 5% | 14.9435
81195 | Lenel | EB-2000-1K | Safety Connection Pro software package for 500 to 999 users, which includes the standard Safety Connection platform plus the following additional features: EB Open Contact API, Open Broadcast API, Social Media View, Incident Management, Custom From Email Address, Security Pack (SSO), and Community Engagement opt-in module. [Requires DataConduIT and Data Exchange licenses, purchased separately] | Ea |  | 1 Year (3 Years) | 60.51 | 5% | 57.4845
81196 | Lenel | EB-2000-2K | Safety Connection Pro software package for 1,000 to 1,999 users, which includes the standard Safety Connection platform plus the following additional features: EB Open Contact API, Open Broadcast API, Social Media View, Incident Management, Custom From Email Address, Security Pack (SSO), and Community Engagement opt-in module. [Requires DataConduIT and Data Exchange licenses, purchased separately] | Ea |  | 1 Year (3 Years) | 41.34 | 5% | 39.273
81197 | Lenel | EB-2000-30K | Safety Connection Pro software package for 10,000 to 29,999 users, which includes the standard Safety Connection platform plus the following additional features: EB Open Contact API, Open Broadcast API, Social Media View, Incident Management, Custom From Email Address, Security Pack (SSO), and Community Engagement opt-in module. [Requires DataConduIT and Data Exchange licenses, purchased separately] | Ea |  | 1 Year (3 Years) | 10.55 | 5% | 10.0225
81198 | Lenel | EB-2000-500 | Safety Connection Pro software package for up thru 499 users, which includes the standard Safety Connection platform plus the following additional features: EB Open Contact API, Open Broadcast API, Social Media View, Incident Management, Custom From Email Address, Security Pack (SSO), and Community Engagement opt-in module. [Requires DataConduIT and Data Exchange licenses, purchased separately] | Ea |  | 1 Year (3 Years) | 82.16 | 5% | 78.052
81199 | Lenel | EB-2000-500K | Safety Connection Pro software package for 50,000 to 74,999 users, which includes the standard Safety Connection platform plus the following additional features: EB Open Contact API, Open Broadcast API, Social Media View, Incident Management, Custom From Email Address, Security Pack (SSO), and Community Engagement opt-in module. [Requires DataConduIT and Data Exchange licenses, purchased separately] | Ea |  | 1 Year (3 Years) | 3.72 | 5% | 3.534
81200 | Lenel | EB-2000-50K | Safety Connection Pro software package for 30,000 to 49,999 users, which includes the standard Safety Connection platform plus the following additional features: EB Open Contact API, Open Broadcast API, Social Media View, Incident Management, Custom From Email Address, Security Pack (SSO), and Community Engagement opt-in module. [Requires DataConduIT and Data Exchange licenses, purchased separately] | Ea |  | 1 Year (3 Years) | 5.11 | 5% | 4.8545
81201 | Lenel | EB-2000-5K | Safety Connection Pro software package for 2,000 to 4,999 users, which includes the standard Safety Connection platform plus the following additional features: EB Open Contact API, Open Broadcast API, Social Media View, Incident Management, Custom From Email Address, Security Pack (SSO), and Community Engagement opt-in module. [Requires DataConduIT and Data Exchange licenses, purchased separately] | Ea |  | 1 Year (3 Years) | 26.4 | 5% | 25.08
81202 | Lenel | EB-2000-750K | Safety Connection Pro software package for more than 75,000 users, which includes the standard Safety Connection platform plus the following additional features: EB Open Contact API, Open Broadcast API, Social Media View, Incident Management, Custom From Email Address, Security Pack (SSO), and Community Engagement opt-in module. [Requires DataConduIT and Data Exchange licenses, purchased separately] | Ea |  | 1 Year (3 Years) | 3.03 | 5% | 2.8785
81203 | Lenel | ECK400 | Elevator Control Kit; includes WRI400 - PIM400-TD2 - ANT400-REM-I/O and 12 VDC power Supply. | Ea |  | 1 Year (3 Years) | 2340 | 5% | 2223
81204 | Lenel | EHK-K42U-A | Professional Continuous Lighting Kit – includes two 600-watt quartz lights, two bounce back white umbrellas, two stands, mounting brackets and carrying case (110VAC) | Ea |  | 1 Year (3 Years) | 741.67 | 5% | 704.5865
81205 | Lenel | EL-ACI-SSA | EasyLobby - A/C integration annual maintenance per copy (includes upgrades and updates)[correlates to EasyLobby part number EL-SSA-ACI] | Ea |  | 1 Year (3 Years) | 540 | 5% | 513
81206 | Lenel | EL-ADMIN | Administrator TM (additional licenses per workstation)[correlates to EasyLobby part number EL-96300-ADM10] | Ea |  | 1 Year (3 Years) | 495 | 5% | 470.25
81207 | Lenel | EL-ADV-SSA | EasyLobby - eAdvance annual maintenance per copy (includes upgrades and updates)[correlates to EasyLobby part number EL-SSA-EADV] | Ea |  | 1 Year (3 Years) | 540 | 5% | 513
81208 | Lenel | EL-EADVANCE | Web pre-registration (per web server)[correlates to EasyLobby part number EL-98000-EADV10] | Ea |  | 1 Year (3 Years) | 2995 | 5% | 2845.25
81209 | Lenel | EL-HL-7 | EasyLobby HL7 interface (hospital patient data) per customer | Ea |  | 1 Year (3 Years) | 2000 | 5% | 1900
81210 | Lenel | EL-K12-SMP | Software maintenance plan for K12 (for free updates and upgrades) per year per system [correlates to EasyLobby part number EL-SSA-K12] | Ea |  | 1 Year (3 Years) | 200 | 5% | 190
81211 | Lenel | EL-K12-SVM | EasyLobby SVM software for K-12 schools ONLY; includes Free Administrator software for admin and reporting [correlates to EasyLobby part number EL-K12-SVM] | Ea |  | 1 Year (3 Years) | 1500 | 5% | 1425
81212 | Lenel | EL-OG-INT | EasyLobby Access Control Integration to OnGuard (per server) [REQUIRED for OnGuard integration] [correlates to EasyLobby part number EL-ACI-LENEL] | Ea |  | 1 Year (3 Years) | 2995 | 5% | 2845.25
81213 | Lenel | EL-SAT | Satellite TM - check point station (per client)[correlates to EasyLobby part number EL-96200-SAT] | Ea |  | 1 Year (3 Years) | 995 | 5% | 945.25
81214 | Lenel | EL-SAT-MOBILE | Satellite Mobile TM - Wireless PDA[correlates to EasyLobby part number EL-SYM-MC7570SM] | Ea |  | 1 Year (3 Years) | 3500 | 5% | 3325
81215 | Lenel | EL-SOS-K12 | EasyLobby - Sex offender screening service [per station] - K thru 12 schools [correlates to EasyLobby part number EL-SOS-K12] | Ea |  | 1 Year (3 Years) | 200 | 5% | 190
81216 | Lenel | EL-SOS-K12 | EasyLobby - Sex offender screening service [per station] - K thru 12 schools [correlates to EasyLobby part number EL-SOS-K12] | Ea |  | 1 Year (3 Years) | 200 | 5% | 190
81217 | Lenel | EL-SOS-NONK12 | EasyLobby - Sex Offender screening (per station) - non K thru 12 schools [correlates to EasyLobby part number EL-SOS-NONK12] | Ea |  | 1 Year (3 Years) | 500 | 5% | 475
81218 | Lenel | EL-SVM | SVM - Main Application (per client): includes Administrator TM (admin / reporting) [correlates to EasyLobby part number EL-96000-SVM10] | Ea |  | 1 Year (3 Years) | 2495 | 5% | 2370.25
81219 | Lenel | EL-SVM-SSA1 | EasyLobby - SVM annual maintenance per copy (includes all updates and upgrades)[correlates to EasyLobby part number EL-SSA-SVM] | Ea |  | 1 Year (3 Years) | 450 | 5% | 427.5
81220 | Lenel | EL-SWG-OITVM | SWG-OITVM and SWG-OITVM-5 bundle for EasyLobby [REQUIRED for OnGuard integration] | Ea |  | 1 Year (3 Years) | 4200 | 5% | 3990
81221 | Lenel | EM-801-F3 | Memory Expansion - 9728 Users for original HK-CR, HK-2. | Ea |  | 1 Year (3 Years) | 272 | 5% | 258.4
81222 | Lenel | EN-200 | Ethernet Communication Module for HK-2, HK-CR | Ea |  | 1 Year (3 Years) | 411 | 5% | 390.45
81223 | Lenel | EP-ADD-BWS | Additional Workstation, Base | Ea |  | 1 Year (3 Years) | 7500 | 5% | 7125
81224 | Lenel | EP-ADD-CWS | Additional, Workstation, CIV Encoding | Ea |  | 1 Year (3 Years) | 9000 | 5% | 8550
81225 | Lenel | EP-ADD-PWS | Additional Workstation, PKI Encoding | Ea |  | 1 Year (3 Years) | 10100 | 5% | 9595
81226 | Lenel | EP-ADD-RDR-2 | Additional Reader License (bundle of 2) | Ea |  | 1 Year (3 Years) | 350 | 5% | 332.5
81227 | Lenel | EP-EWS | Base FICAM Enrollment Package. Includes: • (1) Registration Workstation License for FIPS/FICAM Enrollment • (1) PACS or LACS Connector • (1) Certificate Management Engine for Periodic Revocation Checks and connection to Federal Bridge • (1) Database Connector • 1st Year Maintenance and Support | Ea |  | 1 Year (3 Years) | 10300 | 5% | 9785
81228 | Lenel | EP-EWS-CIV | Includes all of EP-EWS, with addition of • CIV CHUID Encoding • Base Badge Designer • Badge Printing | Ea |  | 1 Year (3 Years) | 13500 | 5% | 12825
81229 | Lenel | EP-EWS-PKI | Includes all of EP-EWS-CIV, with addition of • CIV PKI Encoding | Ea |  | 1 Year (3 Years) | 14600 | 5% | 13870
81230 | Lenel | EP-PNL-RDR | Base EntryPoint Panel/Server License. Includes: • (2) High Assurance Reader Licenses • (1) Panel Manager License • (1) Certificate Management Engine for Periodic Revocation Checks and connection to Federal Bridge • (1) Database Connector • 1st Year Maintenance and Support | Ea |  | 1 Year (3 Years) | 406 | 5% | 385.7
81231 | Lenel | EP-SPRT365-CIV | Annual Support for EP-EWS-CIV, 8X5 EST | Ea |  | 1 Year (3 Years) | 1890 | 5% | 1795.5
81232 | Lenel | EP-SPRT365-EWS | Annual Support for EP-EWS, 8X5 EST | Ea |  | 1 Year (3 Years) | 1442 | 5% | 1369.9
81233 | Lenel | EP-SPRT365-PKI | Annual Support for EP-EWS-PKI, 8X5 EST | Ea |  | 1 Year (3 Years) | 2044 | 5% | 1941.8
81234 | Lenel | EP-SPRT365-RDR | Annual Maintenance and Support (per reader) | Ea |  | 1 Year (3 Years) | 28 | 5% | 26.6
81235 | Lenel | ES2001-4P-4T | 8-Port 10/100Base-T Copper Ports Unmanaged Fast Ethernet Switch with 4-Ports PoE af (55 Watts PoE budget) (0~50℃) | Ea |  | 1 Year (3 Years) | 230 | 5% | 218.5
81236 | Lenel | ES2402-16P-2C | Economy 16-port Fast Ethernet Websmart Switch with 802.3at PoE+ and 2-port Gigabit TP SFP combo ports (220W PoE Budget) | Ea |  | 1 Year (3 Years) | 980 | 5% | 931
81237 | Lenel | ES2402-24P-2C | Economy 24-port Fast Ethernet Websmart Switch with 802.3at PoE+ and 2-port Gigabit TP SFP combo ports (380W PoE Budget) | Ea |  | 1 Year (3 Years) | 1380 | 5% | 1311
81238 | Lenel | ES2402-8P-2C | Economy 8-port Fast Ethernet Websmart Switch with 802.3at PoE+ and 2-port Gigabit TP SFP combo ports (125W PoE Budget) | Ea |  | 1 Year (3 Years) | 680 | 5% | 646
81239 | Lenel | EV-30256 | Peel and stick labels – 2 5/16” x 4” labels, 300 per roll | Ea |  | 1 Year | 35.38 | 5% | 33.611
81240 | Lenel | EV-G06337 | DYMO label writer 450 TURBO USB printer – Black and white, 300 DPI, support for XP USB and prints 71 labels per minute, with auto switching power supply | Ea |  | 1 Year (3 Years) | 215.38 | 5% | 204.611
81241 | Lenel | FP1231A | Wave style, Mid-range, Black, 12 inch read range with reader kit | Ea |  | 1 Year (3 Years) | 272.31 | 5% | 258.6945
81242 | Lenel | FP1511A | Wave style, Slim, Black, 5 inch read range with reader kit | Ea |  | 1 Year (3 Years) | 187.69 | 5% | 178.3055
81243 | Lenel | FP1521A | Wave style, Wallswitch, Black, 5 inch read range with reader kit | Ea |  | 1 Year (3 Years) | 187.69 | 5% | 178.3055
81244 | Lenel | FP2511A | Curve style, Slim, Black, 5 inch read range with reader kit | Ea |  | 1 Year (3 Years) | 187.69 | 5% | 178.3055
81245 | Lenel | FP3231A | Arch style, Mid-range, Black, 12 inch read range with reader kit | Ea |  | 1 Year (3 Years) | 272.31 | 5% | 258.6945
81246 | Lenel | FP3511A | Arch style, Slim, Black, 5 inch read range with reader kit | Ea |  | 1 Year (3 Years) | 187.69 | 5% | 178.3055
81247 | Lenel | FP3517A | Arch style, Slim, Beige, 5 inch read range with reader kit | Ea |  | 1 Year (3 Years) | 187.69 | 5% | 178.3055
81248 | Lenel | FP3521A | Arch style, Wallswitch, Black, 5 inch read range with reader kit | Ea |  | 1 Year (3 Years) | 187.69 | 5% | 178.3055
81249 | Lenel | FP3526A | Arch style, Wallswitch, White, 5 inch read range with reader kit | Ea |  | 1 Year (3 Years) | 187.69 | 5% | 178.3055
81250 | Lenel | FP4511A | Linear style, Slim, Black, 5 inch read range with reader kit | Ea |  | 1 Year (3 Years) | 187.69 | 5% | 178.3055
81251 | Lenel | FP5061B | FlexPass 501 keypad Proximity Reader w/ keypad (8-bit burst), Black, (4 -16 VDC) | Ea |  | 1 Year (3 Years) | 377 | 5% | 358.15
81252 | Lenel | FP5071B | FlexPass Keypad Heavy Duty Metal Black proximity reader with (8 bit burst keypad output), (9-16 VDC) | Ea |  | 1 Year (3 Years) | 300 | 5% | 285
81253 | Lenel | FP5077B | FlexPass Keypad Heavy Duty Metal Beige proximity reader with (8 bit burst keypad output), (9-16 VDC) | Ea |  | 1 Year (3 Years) | 300 | 5% | 285
81254 | Lenel | FPTAG-SSSS-0002 | Indala Flex Tag - 125 kHZ; printed Indala logo on front - standard programming - standard graphics on front - no graphics on back - standard marking with matching internal id number - no custom artwork | Ea |  | 1 Year (3 Years) | 4.14 | 5% | 3.933
81255 | Lenel | FRGO-82600 | Polyguard 0.6 mil Overlaminate Clear 250 count (for use with HDP5000 cartridge 1-2) | Ea |  | 1 Year (3 Years) | 73.5 | 5% | 69.825
81256 | Lenel | FRGO-82601 | Polyguard 1.0 mil Overlaminate Clear 250 count (for use with HDP5000 cartridge 1-2) | Ea |  | 1 Year (3 Years) | 73.5 | 5% | 69.825
81257 | Lenel | FRGO-82604 | Polyguard 1.0 mil Overlaminate High Secure Orbit Design Universal orientation 250 count (for use with HDP5000 cartridge 1-2) | Ea |  | 1 Year (3 Years) | 136.5 | 5% | 129.675
81258 | Lenel | FRGO-82615 | Thermal Transfer Overlaminate Clear 500 count (for use with HDP5000 cartridge 1-2) | Ea |  | 1 Year (3 Years) | 57.75 | 5% | 54.8625
81259 | Lenel | FRGO-84050 | HDP5000 YMC: Full-color ribbon [750 prints per roll] | Ea |  | 1 Year (3 Years) | 230 | 5% | 218.5
81260 | Lenel | FRGO-84051 | HDP5000 YMCK: Full-color ribbon with resin black panel [500 prints per roll] | Ea |  | 1 Year (3 Years) | 209 | 5% | 198.55
81261 | Lenel | FRGO-84052 | HDP5000 YMCKK: Full-color ribbon with two resin black panels [500 prints per roll] | Ea |  | 1 Year (3 Years) | 250 | 5% | 237.5
81262 | Lenel | FRGO-84053 | HDP5000 HDP Film [1,500 prints per roll] | Ea |  | 1 Year (3 Years) | 130 | 5% | 123.5
81263 | Lenel | FRGO-84056 | HDP5000 YMCKH: Full-color ribbon with resin black and Heat Seal panel [500 prints per roll] | Ea |  | 1 Year (3 Years) | 285 | 5% | 270.75
81264 | Lenel | FRGO-86414 | Asure ID 7 Exchange - For organizations looking for intuitive card design, data management and advanced card personalization. Smart card management and maximum flexibility with external data. | Ea |  | 1 Year (3 Years) | 2850 | 5% | 2707.5
81265 | Lenel | FRGO-88935 | HDP5000 Single-Side Lamination Module | Ea |  | 1 Year (3 Years) | 2500 | 5% | 2375
81266 | Lenel | FRGO-88936 | HDP5000 Double-Side Lamination Module | Ea |  | 1 Year (3 Years) | 3500 | 5% | 3325
81267 | Lenel | FRGO-89001 | HDP5000 Dual-Sided Printing Module | Ea |  | 1 Year (3 Years) | 1000 | 5% | 950
81268 | Lenel | FRGO-89200 | HDP 5000 Cleaning Kit - includes 4 Printhead Cleaning Swabs; 10 Cleaning Cards; 10 Cleaning Pads and 3 Alcohol Cleaning Cards | Ea |  | 1 Year (3 Years) | 39.95 | 5% | 37.9525
81269 | Lenel | FRGO-89201 | HDP5000 ISO Magnetic Stripe Encoder, Tracks 1-3 | Ea |  | 1 Year (3 Years) | 599 | 5% | 569.05
81270 | Lenel | FRGO-89600 | HDP5000 Single-Side Base Model Printer, 300 DPI resolution, USB Cable and Power cord included, three year printer warranty [including On-Call Express in the US for the first year] and 1 Year (Lifetime) warranty on the printhead. | Ea |  | 1 Year (3 Years) | 3995 | 5% | 3795.25
81271 | Lenel | FRGO-89601 | HDP5000 Single-Side Base Model Printer with ISO Magnetic Stripe Encoder [mag model FRGO-89201]; 2013 model; 300 DPI resolution; USB Cable and Power cord included; three year printer warranty [including On-Call Express in the US for the first year] and 1 Year (Lifetime) warranty on the printhead | Ea |  | 1 Year (3 Years) | 4594 | 5% | 4364.3
81272 | Lenel | FRGO-89620 | HDP5000 Single-Side Base Model Printer with Single-Side Lamination; 300 DPI resolution; USB Cable and Power cord included; three year printer warranty [including On-Call Express in the US for the first year] and 1 Year (Lifetime) warranty on the printhead | Ea |  | 1 Year (3 Years) | 6495 | 5% | 6170.25
81273 | Lenel | FRGO-89621 | HDP5000 Single-Side Base Model Printer with Single-Side Lamination and with ISO Magnetic Stripe Encoder [mag model FRGO-89201]; 2013 model; 300 DPI resolution; USB Cable and Power cord included; three year printer warranty [including On-Call Express in the US for the first year] and 1 Year (Lifetime) warranty on the printhead | Ea |  | 1 Year (3 Years) | 7094 | 5% | 6739.3
81274 | Lenel | FRGO-89640 | HDP5000 Dual-Side Base Model Printer, 300 DPI resolution, USB Cable and Power cord included, three year printer warranty [including On-Call Express in the US for the first year] and 1 Year (Lifetime) warranty on the printhead. | Ea |  | 1 Year (3 Years) | 4995 | 5% | 4745.25
81275 | Lenel | FRGO-89660 | HDP5000 Dual-Side Base Model Printer with Single-Side Lamination; 300 DPI resolution; USB Cable and Power cord included; three year printer warranty [including On-Call Express in the US for the first year] and 1 Year (Lifetime) warranty on the printhead | Ea |  | 1 Year (3 Years) | 7495 | 5% | 7120.25
81276 | Lenel | FRGO-89661 | HDP5000 Dual-Side Base Model Printer with Single-Side Lamination and with ISO Magnetic Stripe Encoder [mag model FRGO-89201]; 2013 model; 300 DPI resolution; USB Cable and Power cord included; three year printer warranty [including On-Call Express in the US for the first year] and 1 Year (Lifetime) warranty on the printhead | Ea |  | 1 Year (3 Years) | 8094 | 5% | 7689.3
81277 | Lenel | FRGO-89680 | HDP5000 Dual-Side Base Model Printer with Dual-Side Lamination, 300 DPI resolution, USB Cable and Power cord included, three year printer warranty [including On-Call Express in the US for the first year], and 1 Year (Lifetime) warranty on the printhead. | Ea |  | 1 Year (3 Years) | 8495 | 5% | 8070.25
81278 | Lenel | FRGO-89681 | HDP5000 Dual-Side Base Model Printer with Dual-Side Lamination and with ISO Magnetic Stripe Encoder [mag model FRGO-89201]; 2013 model; 300 DPI resolution; USB Cable and Power cord included; three year printer warranty [including On-Call Express in the US for the first year] and 1 Year (Lifetime) warranty on the printhead | Ea |  | 1 Year (3 Years) | 9094 | 5% | 8639.3
81279 | Lenel | GCK400 | Gate Control Kit; includes WRI400 - PIM400-TD2 - ANT400-REM-I/O - MGM+MCA5 and 12 VDC power Supply. | Ea |  | 1 Year (3 Years) | 2444 | 5% | 2321.8
81280 | Lenel | HDD-2TB-ENT-SPARE | Spare 3.5" 2TB SATA3 7,200rpm hard drive for use with DVC-SE, -EX, or -HD chassis. This is a bare drive not installed in any chassis. Drive carrier not included. | Ea |  | 1 Year (3 Years) | 400 | 5% | 380
81281 | Lenel | HDD-4TB-ENT-SPARE | Spare 3.5" 4TB SATA3 7,200rpm hard drive for use with DVC-EX, or -HD chassis. This is a bare drive not installed in any chassis. Drive carrier not included. | Ea |  | 1 Year (3 Years) | 700 | 5% | 665
81282 | Lenel | HDD-4TB-SV-SPARE | Spare 3.5" 4TB SATA3 7,200rpm hard drive for use with DVC-LP or -ST chassis. This is a bare drive not installed in any chassis. Drive carrier not included. | Ea |  | 1 Year (3 Years) | 358 | 5% | 340.1
81283 | Lenel | HHD-KIT-USB | Handheld Device pre-loaded with SUS | Ea |  | 1 Year (3 Years) | 930 | 5% | 883.5
81284 | Lenel | HK-CR | HandKey F-Series with memory for 512 users (HK-2-F3) - this reader requires an LNL-500B gateway. The total number of cardholder templates is controlled by the amount of memory on the LNL-2220 controller. [DOES NOT INCLUDE POWER SUPPLY] | Ea |  | 1 Year (3 Years) | 2169 | 5% | 2060.55
81285 | Lenel | HK-CR-PROX | Schlage HK-CR Reader with externally top mounted HID ProxPoint Prox Reader; 26 bit Wiegand output format standard; pre-mounted from factory. [DOES NOT INCLUDE POWER SUPPLY] | Ea |  | 1 Year (3 Years) | 2450 | 5% | 2327.5
81286 | Lenel | HOC-56KEXT | Communications Cable for all Lenel Intelligent Systems Controllers to LNL-56KEXT Dial up modem. | Ea |  | 1 Year (3 Years) | 36.92 | 5% | 35.074
81287 | Lenel | HOC-BC00301 | Host to modem cable 6 foot length | Ea |  | 1 Year (3 Years) | 40 | 5% | 38
81288 | Lenel | iCLASS-100 | Schlage HK-CR Reader Options - iCLASS Reader add on at the time of hand reader order - Internally mounted iCLASS reader with clear acrylic card holder. - MUST BE ORDERED ALONG WITH HK-CR AT TIME OF PURCHASE | Ea |  | 1 Year (3 Years) | 523 | 5% | 496.85
81289 | Lenel | ID-CHAIN | Neck Chain, 36", Nickel Plated (100 units) | Ea |  | 1 Year (3 Years) | 61.54 | 5% | 58.463
81290 | Lenel | ID-CLIP | Badge Clip, Clear Vinyl (100 units) | Ea |  | 1 Year (3 Years) | 38.46 | 5% | 36.537
81291 | Lenel | ID-LANYARD | Lanyard, Breakaway, Black* (100 units) | Ea |  | 1 Year (3 Years) | 92.31 | 5% | 87.6945
81292 | Lenel | ID-MBHL | Magnetic Badge Holder, Landscape, CC, Black (100 units) | Ea |  | 1 Year (3 Years) | 169.23 | 5% | 160.7685
81293 | Lenel | ID-MBHP | Magnetic Badge Holder, Portrait, CC, Black (100 units) | Ea |  | 1 Year (3 Years) | 169.23 | 5% | 160.7685
81294 | Lenel | ID-RETRACT | Retractable Badge Clip, Black* (100 units) | Ea |  | 1 Year (3 Years) | 461.54 | 5% | 438.463
81295 | Lenel | ID-SPHH | Slot Punch, Hand Held, Heavy Duty | Ea |  | 1 Year (3 Years) | 153.85 | 5% | 146.1575
81296 | Lenel | ID-SPTT | Slot Punch, Table Top, Heavy Duty | Ea |  | 1 Year (3 Years) | 769.23 | 5% | 730.7685
81297 | Lenel | IDVM-ADV-FD | Enables OnGuard Visitor Management for OnGuard ADV system. Includes two (2) Front Desk Admin Client user licenses, unlimited number of visitor hosts and visits | Ea |  | 1 Year | 4150 | 5% | 3942.5
81298 | Lenel | IDVM-ES-FD | Enables OnGuard Visitor Management for OnGuard ES system. Includes one (1) Front Desk Admin Client user license, unlimited number of visitor hosts and visits | Ea |  | 1 Year | 2420 | 5% | 2299
81299 | Lenel | IDVM-FRONTDESK | Adds one (1) additional Front Desk Admin Client license to any of the IDVM FD licenses above | Ea |  | 1 Year | 650 | 5% | 617.5
81300 | Lenel | IDVM-PRO/ENT-FD | Enables OnGuard Visitor Management for OnGuard PRO or ENT system. Includes three (3) Front Desk Admin Client user licenses, unlimited number of visitor hosts and visits | Ea |  | 1 Year | 5590 | 5% | 5310.5
81301 | Lenel | INTUOS-PRO-SMALL | USB Signature Capture Kit - Intuos Pro Small [PTH-451] - USB or Wireless Connectivity - 12.6 x 8.2 x 0.5 in - active area of 6.2 x 3.9 in - includes wireless connectivity battery - pro pen - USB capable - installation software - USB wireless stick to communicate with tablet | Ea |  | 1 Year (3 Years) | 365 | 5% | 346.75
81302 | Lenel | IPC-021-1024 | Partner integration license, support, and upgrades on Pro, Region, or Master system with 1024 readers or less. [Must be ordered with a matching IPC-021 partner code above.] This is automatically added to SUSP annually w/ the 1st renewal pro-rated. | Ea |  | 1 Year | 15000 | 5% | 14250
81303 | Lenel | IPC-021-128 | Partner integration license, support, and upgrades on Pro, Region, or Master system with 128 readers or less. [Must be ordered with a matching IPC-021 partner code above.] This is automatically added to SUSP annually w/ the 1st renewal pro-rated. | Ea |  | 1 Year | 4300 | 5% | 4085
81304 | Lenel | IPC-021-128ADV | Partner integration license, support, and upgrades on ADV system with 128 readers or less. [Must be ordered with a corresponding IPC-021 partner code SKU above.] This is automatically added to SUSP annually w/ the 1st renewal pro-rated. | Ea |  | 1 Year | 3000 | 5% | 2850
81305 | Lenel | IPC-021-1536 | Partner integration license, support, and upgrades on Pro, Region, or Master system with 1536 readers or less. [Must be ordered with a matching IPC-021 partner code above.] This is automatically added to SUSP annually w/ the 1st renewal pro-rated. | Ea |  | 1 Year | 19000 | 5% | 18050
81306 | Lenel | IPC-021-2048 | Partner integration license, support, and upgrades on Pro, Region, or Master system with 2048 readers or less. [Must be ordered with a matching IPC-021 partner code above.] This is automatically added to SUSP annually w/ the 1st renewal pro-rated. | Ea |  | 1 Year | 23000 | 5% | 21850
81307 | Lenel | IPC-021-256 | Partner integration license, support, and upgrades on ADV, Pro, Region, or Master system with 256 readers or less. [Must be ordered with a matching IPC-021 partner code above.] This is automatically added to SUSP annually w/ the 1st renewal pro-rated. | Ea |  | 1 Year | 6500 | 5% | 6175
81308 | Lenel | IPC-021-3072 | Partner integration license, support, and upgrades on Pro, Region, or Master system with 3072 readers or less. [Must be ordered with a matching IPC-021 partner code above.] This is automatically added to SUSP annually w/ the 1st renewal pro-rated. | Ea |  | 1 Year | 28000 | 5% | 26600
81309 | Lenel | IPC-021-32ES | Partner integration license, support, and upgrades on OnGuard 32ES system with 32 readers or less. [Must be ordered with a corresponding IPC-021 partner code SKU above.] This is automatically added to SUSP annually w/ the 1st renewal pro-rated. | Ea |  | 1 Year | 1900 | 5% | 1805
81310 | Lenel | IPC-021-4096 | Partner integration license, support, and upgrades on Pro, Region, or Master system with 4096 readers or less. [Must be ordered with a matching IPC-021 partner code above.] This is automatically added to SUSP annually w/ the 1st renewal pro-rated. | Ea |  | 1 Year | 32000 | 5% | 30400
81311 | Lenel | IPC-021-512 | Partner integration license, support, and upgrades on Pro, Region, or Master system with 512 readers or less. [Must be ordered with a matching IPC-021 partner code above.] This is automatically added to SUSP annually w/ the 1st renewal pro-rated. | Ea |  | 1 Year | 10000 | 5% | 9500
81312 | Lenel | IPC-021-5120 | Partner integration license, support, and upgrades on Pro, Region, or Master system with 5120 readers or less. [Must be ordered with a matching IPC-021 partner code above.] This is automatically added to SUSP annually w/ the 1st renewal pro-rated. | Ea |  | 1 Year | 36000 | 5% | 34200
81313 | Lenel | IPC-021-6144 | Partner integration license, support, and upgrades on Pro, Region, or Master system with 6144 readers or less. [Must be ordered with a matching IPC-021 partner code above.] This is automatically added to SUSP annually w/ the 1st renewal pro-rated. | Ea |  | 1 Year | 38000 | 5% | 36100
81314 | Lenel | IPC-021-768 | Partner integration license, support, and upgrades on Pro, Region, or Master system with 768 readers or less. [Must be ordered with a matching IPC-021 partner code above.] This is automatically added to SUSP annually w/ the 1st renewal pro-rated. | Ea |  | 1 Year | 13000 | 5% | 12350
81315 | Lenel | IPC-021-8192 | Partner integration license, support, and upgrades on Pro, Region, or Master system with 8192 readers or less. [Must be ordered with a matching IPC-021 partner code above.] This is automatically added to SUSP annually w/ the 1st renewal pro-rated. | Ea |  | 1 Year | 43000 | 5% | 40850
81316 | Lenel | IPC-042-1024 | Partner integration license, support, and upgrades on Pro, Region, or Master system with 1024 readers or less. [Must be ordered with a matching IPC-042 partner code above.] This is automatically added to SUSP annually w/ the 1st renewal pro-rated. | Ea |  | 1 Year | 9600 | 5% | 9120
81317 | Lenel | IPC-042-128 | Partner integration license, support, and upgrades on Pro, Region, or Master system with 128 readers or less. [Must be ordered with a matching IPC-042 partner code above.] This is automatically added to SUSP annually w/ the 1st renewal pro-rated. | Ea |  | 1 Year | 2700 | 5% | 2565
81318 | Lenel | IPC-042-128ADV | Partner integration license, support, and upgrades on ADV system with 128 readers or less. [Must be ordered with a corresponding IPC-042 partner code SKU above.] This is automatically added to SUSP annually w/ the 1st renewal pro-rated. | Ea |  | 1 Year | 1900 | 5% | 1805
81319 | Lenel | IPC-042-1536 | Partner integration license, support, and upgrades on Pro, Region, or Master system with 1536 readers or less. [Must be ordered with a matching IPC-042 partner code above.] This is automatically added to SUSP annually w/ the 1st renewal pro-rated. | Ea |  | 1 Year | 12000 | 5% | 11400
81320 | Lenel | IPC-042-2048 | Partner integration license, support, and upgrades on Pro, Region, or Master system with 2048 readers or less. [Must be ordered with a matching IPC-042 partner code above.] This is automatically added to SUSP annually w/ the 1st renewal pro-rated. | Ea |  | 1 Year | 14000 | 5% | 13300
81321 | Lenel | IPC-042-256 | Partner integration license, support, and upgrades on ADV, Pro, Region, or Master system with 256 readers or less. [Must be ordered with a matching IPC-042 partner code above.] This is automatically added to SUSP annually w/ the 1st renewal pro-rated. | Ea |  | 1 Year | 4100 | 5% | 3895
81322 | Lenel | IPC-042-3072 | Partner integration license, support, and upgrades on Pro, Region, or Master system with 3072 readers or less. [Must be ordered with a matching IPC-042 partner code above.] This is automatically added to SUSP annually w/ the 1st renewal pro-rated. | Ea |  | 1 Year | 18000 | 5% | 17100
81323 | Lenel | IPC-042-32ES | Partner integration license, support, and upgrades on OnGuard 32ES system with 32 readers or less. [Must be ordered with a corresponding IPC-042 partner code SKU above.] This is automatically added to SUSP annually w/ the 1st renewal pro-rated. | Ea |  | 1 Year | 1200 | 5% | 1140
81324 | Lenel | IPC-042-4096 | Partner integration license, support, and upgrades on Pro, Region, or Master system with 4096 readers or less. [Must be ordered with a matching IPC-042 partner code above.] This is automatically added to SUSP annually w/ the 1st renewal pro-rated. | Ea |  | 1 Year | 20000 | 5% | 19000
81325 | Lenel | IPC-042-512 | Partner integration license, support, and upgrades on Pro, Region, or Master system with 512 readers or less. [Must be ordered with a matching IPC-042 partner code above.] This is automatically added to SUSP annually w/ the 1st renewal pro-rated. | Ea |  | 1 Year | 6400 | 5% | 6080
81326 | Lenel | IPC-042-5120 | Partner integration license, support, and upgrades on Pro, Region, or Master system with 5120 readers or less. [Must be ordered with a matching IPC-042 partner code above.] This is automatically added to SUSP annually w/ the 1st renewal pro-rated. | Ea |  | 1 Year | 22000 | 5% | 20900
81327 | Lenel | IPC-042-6144 | Partner integration license, support, and upgrades on Pro, Region, or Master system with 6144 readers or less. [Must be ordered with a matching IPC-042 partner code above.] This is automatically added to SUSP annually w/ the 1st renewal pro-rated. | Ea |  | 1 Year | 24000 | 5% | 22800
81328 | Lenel | IPC-042-768 | Partner integration license, support, and upgrades on Pro, Region, or Master system with 768 readers or less. [Must be ordered with a matching IPC-042 partner code above.] This is automatically added to SUSP annually w/ the 1st renewal pro-rated. | Ea |  | 1 Year | 8200 | 5% | 7790
81329 | Lenel | IPC-042-8192 | Partner integration license, support, and upgrades on Pro, Region, or Master system with 8192 readers or less. [Must be ordered with a matching IPC-042 partner code above.] This is automatically added to SUSP annually w/ the 1st renewal pro-rated. | Ea |  | 1 Year | 27000 | 5% | 25650
81330 | Lenel | IPC-051-010 | Partner integration 12 month license and support for an additional 10 devices/units used by any IPC-051-xxx partner. This is automatically added to the required SUSP annually w/ the 1st renewal pro-rated. | Ea |  | 1 Year | 1160 | 5% | 1102
81331 | Lenel | IPC-051-010 | Partner integration license and support for an additional 10 devices/units used by any IPC-051-xxx partner. This is automatically added to the required SUSP annually w/ the 1st renewal pro-rated. | Ea |  | 1 Year | 1160 | 5% | 1102
81332 | Lenel | IPC-051-SOLO01-B | Soloinsight CloudGate Visitor Management 12 month base integration license and support on any OnGuard system. [This is the integration license that must be ordered for the first 10 devices/units being used by Soloinsight CloudGate Visitor. Additional devices/units can be purchased using IPC-051-010] This is automatically added to the required SUSP annually w/ the 1st renewal pro-rated. | Ea |  | 1 Year | 1610 | 5% | 1529.5
81333 | Lenel | IPC-051-SPLN01-B | SPLAN Visitor Management base integration license and support on any OnGuard system. [This is the integration license that must be ordered for the first 10 devices/units being used by SPLAN Visitor. Additional devices/units can be purchased using IPC-051-010] This is automatically added to the required SUSP annually w/ the 1st renewal pro-rated. | Ea |  | 1 Year | 1610 | 5% | 1529.5
81334 | Lenel | IPC-094-PRNID01-B | Princeton Identity IOM Access Control Product Suite base integration license and support on any OnGuard system. [This is the integration license that must be ordered for the first 10 Princeton Identity readers. Additional Princeton Identity reader licenses can be purchased using IPC-094-10] This is automatically added to the required SUSP annually w/ the 1st renewal pro-rated. | Ea |  | 1 Year | 740 | 5% | 703
81335 | Lenel | IRIS-EAC-100K | IrisAccess EAC Software for 100,000 users. | Ea |  | 1 Year | 27000 | 5% | 25650
81336 | Lenel | IRIS-EAC-10K | IrisAccess EAC Software for 10,000 users. | Ea |  | 1 Year | 2999 | 5% | 2849.05
81337 | Lenel | IRIS-EAC-2500 | IrisAccess EAC Software for 2500 users. | Ea |  | 1 Year | 999 | 5% | 949.05
81338 | Lenel | IRIS-EAC-30K | IrisAccess EAC Software for 30,000 users. | Ea |  | 1 Year | 8250 | 5% | 7837.5
81339 | Lenel | IRIS-EAC-500 | IrisAccess EAC Software for 500 users. | Ea |  | 1 Year | 420 | 5% | 399
81340 | Lenel | IRIS-EAC-5000 | IrisAccess EAC Software for 5000 users. | Ea |  | 1 Year | 1999 | 5% | 1899.05
81341 | Lenel | IRIS-EAC-50K | IrisAccess EAC Software for 50,000 users. | Ea |  | 1 Year | 15200 | 5% | 14440
81342 | Lenel | IRIS-EXTHC-1Y | 1 Year Warranty per iCAM4000/7000 Series Camera | Ea |  | 1 Year | 232 | 5% | 220.4
81343 | Lenel | IRIS-EXTHC-2Y | Two Year Warranty per iCAM 4000/7000 Series Camera | Ea |  | 1 Year (2 Years) | 348 | 5% | 330.6
81344 | Lenel | IRIS-EXTSW-1Y-100K | 1 Year Warranty per Iris Access Software (100K users) | Ea |  | 1 Year | 2160 | 5% | 2052
81345 | Lenel | IRIS-EXTSW-1Y-10K | 1 Year Warranty per Iris Access Software (10K users) | Ea |  | 1 Year | 232 | 5% | 220.4
81346 | Lenel | IRIS-EXTSW-1Y-30K | 1 Year Warranty per Iris Access Software (30K users) | Ea |  | 1 Year | 650 | 5% | 617.5
81347 | Lenel | IRIS-EXTSW-1Y-50K | 1 Year Warranty per Iris Access Software (50K users) | Ea |  | 1 Year | 1200 | 5% | 1140
81348 | Lenel | IRIS-EXTSW-2Y-100K | Two Year Warranty per Iris Access Software (100K users) | Ea |  | 1 Year (2 Years) | 3240 | 5% | 3078
81349 | Lenel | IRIS-EXTSW-2Y-10K | Two Year Warranty per Iris Access Software (10K users) | Ea |  | 1 Year (2 Years) | 348 | 5% | 330.6
81350 | Lenel | IRIS-EXTSW-2Y-30K | Two Year Warranty per Iris Access Software (30K users) | Ea |  | 1 Year (2 Years) | 974 | 5% | 925.3
81351 | Lenel | IRIS-EXTSW-2Y-50K | Two Year Warranty per Iris Access Software (50K users) | Ea |  | 1 Year (2 Years) | 1800 | 5% | 1710
81352 | Lenel | IRIS-iCAM7000S-B | DUAL IRIS RECOGNITION READER, FACE IMAGE CAPTURE, AUTOTILT, BLACK, TCP/IP enabled, embedded 5MP face camera with flash. *Note: Power Supply sold separately. See IRIS-iCAM7-PWR for pricing. Ethernet cable not included | Ea |  | 1 Year (3 Years) | 2199 | 5% | 2089.05
81353 | Lenel | IRIS-iCAM7000S-T | DUAL IRIS RECOGNITION READER, FACE IMAGE CAPTURE, AUTOTILT, SILVER, TCP/IP enabled, embedded 5MP face camera with flash. *Note: Power Supply sold separately. See IRIS-iCAM7-PWR for pricing. Ethernet cable not included | Ea |  | 1 Year (3 Years) | 2199 | 5% | 2089.05
81354 | Lenel | IRIS-iCAM7010S-H1B | DUAL IRIS RECOGNITION READER, FACE IMAGE CAPTURE, AUTOTILT, BLACK, WITH HID ICLASS SE READER, TCP/IP enabled, embedded 5MP face camera with flash. *Note: Power Supply sold separately. See IRIS-iCAM7-PWR for pricing. Ethernet cable not included | Ea |  | 1 Year (3 Years) | 2499 | 5% | 2374.05
81355 | Lenel | IRIS-iCAM7010S-H1T | DUAL IRIS RECOGNITION READER, FACE IMAGE CAPTURE, AUTOTILT, SILVER, WITH HID ICLASS SE READER, TCP/IP enabled, embedded 5MP face camera with flash. *Note: Power Supply sold separately. See IRIS-iCAM7-PWR for pricing. Ethernet cable not included | Ea |  | 1 Year (3 Years) | 2499 | 5% | 2374.05
81356 | Lenel | IRIS-iCAM7101S-B | DUAL IRIS RECOGNITION READER, FACE IMAGE CAPTURE, AUTOTILT, BLACK, WITH LCD TOUCHSCREEN/KEYPAD *Note: Power Supply sold separately. See IRIS-iCAM7-PWR for pricing. Ethernet cable not included | Ea |  | 1 Year (3 Years) | 2599 | 5% | 2469.05
81357 | Lenel | IRIS-iCAM7101S-T | DUAL IRIS RECOGNITION READER, FACE IMAGE CAPTURE, AUTOTILT, SILVER, WITH LCD TOUCHSCREEN/KEYPAD *Note: Power Supply sold separately. See IRIS-iCAM7-PWR for pricing. Ethernet cable not included | Ea |  | 1 Year (3 Years) | 2599 | 5% | 2469.05
81358 | Lenel | IRIS-iCAM7111S-H1B | DUAL IRIS RECOGNITION READER, FACE IMAGE CAPTURE, AUTOTILT, BLACK, WITH HID ICLASS SE READER AND LCD TOUCHSCREEN/KEYPAD *Note: Power Supply sold separately. See IRIS-iCAM7-PWR for pricing. Ethernet cable not included | Ea |  | 1 Year (3 Years) | 2899 | 5% | 2754.05
81359 | Lenel | IRIS-iCAM7111S-H1T | DUAL IRIS RECOGNITION READER, FACE IMAGE CAPTURE, AUTOTILT, SILVER, WITH HID ICLASS SE READER AND LCD TOUCHSCREEN/KEYPAD *Note: Power Supply sold separately. See IRIS-iCAM7-PWR for pricing. Ethernet cable not included | Ea |  | 1 Year (3 Years) | 2899 | 5% | 2754.05
81360 | Lenel | IRIS-iCAM7-PWR | Power Supply for iCAM7000 series | Ea |  | 1 Year (3 Years) | 60 | 5% | 57
81361 | Lenel | IRIS-iCAM7-RM | Recess Mount for iCAM7000 series | Ea |  | 1 Year (3 Years) | 85 | 5% | 80.75
81362 | Lenel | IRIS-iCAM7-RMT | OPTIONAL RECESS MOUNT FOR iCAM7 / SILVER (BACK PLATES INCLUDED FOR SURFACE MOUNT.) | Ea |  | 1 Year (3 Years) | 85 | 5% | 80.75
81363 | Lenel | IRIS-iCAM7-ST | Enrollment Stand for iCAM7000 series | Ea |  | 1 Year (3 Years) | 85 | 5% | 80.75
81364 | Lenel | ISG-CMS100K | Integration for encoding 100,000 ActivIdentity Certificates | Ea |  | 1 Year | 83333.33 | 5% | 79166.6635
81365 | Lenel | ISG-CMS10K | Integration for encoding 10,000 ActivIdentity Certificates | Ea |  | 1 Year | 20833.33 | 5% | 19791.6635
81366 | Lenel | ISG-CMS1K | Integration for encoding 1,000 ActivIdentity Certificates | Ea |  | 1 Year | 2916.67 | 5% | 2770.8365
81367 | Lenel | ISG-CMS500 | Integration for encoding 500 ActivIdentity Certificates | Ea |  | 1 Year | 1666.67 | 5% | 1583.3365
81368 | Lenel | ISG-CMS5K | Integration for encoding 5,000 ActivIdentity Certificates | Ea |  | 1 Year | 12500 | 5% | 11875
81369 | Lenel | ISO-PVCST | VPVC Credit card size (500 Qty.), 0.030 thick, Laminated construction, Die-cut, rounded corners, polished both sides, polywrapped in qty's of 100 | Ea |  | 1 Year | 0.6 | 5% | 0.57
81370 | Lenel | ITM-4HR-SUPPORT | 4 hours of Lenel API Development Support. If engineering development support is required (beyond basic APIs configured/working/responding), then API support may be purchased in four (4) hour blocks using this part number. Once purchased, a separate email providing contact information to engineering will be provided. WARNING: We will communicate to customer directly the cost of this support as MSRP of $1300 - $100 mark up for processing the order. There is no reseller involvement with this service other than the processing of the order itself. | Ea |  | 1 Year | 1200 | 5% | 1140
81371 | Lenel | ITM-HR-NR-ADV | First time 12 month license for OnGuard OpenAccess Internal integration. Requires OnGuard 7.3 or higher and active SUSP-ADV-TR-1, TR-2, or TR-3 support plan. | Ea |  | 1 Year | 533 | 5% | 506.35
81372 | Lenel | ITM-HR-NR-ES | First time 12 month license for OnGuard OpenAccess Internal integration. Requires OnGuard 7.3 or higher and active SUSP-ES support plan. | Ea |  | 1 Year | 367 | 5% | 348.65
81373 | Lenel | ITM-HR-NR-MAS | First time 12 month license for OnGuard OpenAccess Internal integration. Requires OnGuard 7.3 or higher and active SUSP-ENT-MAS support plan. | Ea |  | 1 Year | 2000 | 5% | 1900
81374 | Lenel | ITM-HR-NR-MAS-LT | First time 12 month license for OnGuard OpenAccess Internal integration. Requires OnGuard 7.3 or higher and active SUSP-W-ENT-MAS-LT support plan. | Ea |  | 1 Year | 1467 | 5% | 1393.65
81375 | Lenel | ITM-HR-NR-PRO-A | First time 12 month license for OnGuard OpenAccess Internal integration. Requires OnGuard 7.3 or higher and active SUSP-PRO-TR-1 or TR-2 support plan. | Ea |  | 1 Year | 933 | 5% | 886.35
81376 | Lenel | ITM-HR-NR-PRO-B | First time 12 month license for OnGuard OpenAccess Internal integration. Requires OnGuard 7.3 or higher and active SUSP-PRO-TR-3 or TR-4 support plan. | Ea |  | 1 Year | 1467 | 5% | 1393.65
81377 | Lenel | ITM-HR-NR-PRO-C | First time 12 month license for OnGuard OpenAccess Internal integration. Requires OnGuard 7.3 or higher and active SUSP-PRO-TR-5 support plan. | Ea |  | 1 Year | 2000 | 5% | 1900
81378 | Lenel | ITM-HR-NR-REG-A | First time 12 month license for OnGuard OpenAccess Internal integration. Requires OnGuard 7.3 or higher and active SUSP-ENT-REG-TR-1 or TR-2 support plan. | Ea |  | 1 Year | 1600 | 5% | 1520
81379 | Lenel | ITM-HR-NR-REG-B | First time 12 month license for OnGuard OpenAccess Internal integration. Requires OnGuard 7.3 or higher and active SUSP-ENT-REG-TR-3 or TR-4 support plan. | Ea |  | 1 Year | 1867 | 5% | 1773.65
81380 | Lenel | ITM-HR-NR-REG-C | First time 12 month license for OnGuard OpenAccess Internal integration. Requires OnGuard 7.3 or higher and active SUSP-ENT-REG-TR-5 support plan. | Ea |  | 1 Year | 2000 | 5% | 1900
81381 | Lenel | ITM-HR-NR-REG-LT | First time 12 month license for OnGuard OpenAccess Internal integration. Requires OnGuard 7.3 or higher and active SUSP-W-ENT-REG-LT support plan. | Ea |  | 1 Year | 933 | 5% | 886.35
81382 | Lenel | ITM-MLST-001 | Milestone XProtect Video Partner base integration license and support on any OnGuard system. [This is the integration license that must be ordered for any Milestone XProtect integration that is not ordered as a kit using ML-OGINT-xxx.] This is automatically added to the required SUSP annually w/ the 1st renewal pro-rated. | Ea |  | 1 Year | 12900 | 5% | 12255
81383 | Lenel | ITR-HR-NR-ADV | 12 month renewal or extension for OnGuard OpenAccess Internal integration. Requires ITM-HR-NR-ADV license and active SUSP-ADV-TR-1, TR-2, or TR-3 support plan. | Ea |  | 1 Year | 533 | 5% | 506.35
81384 | Lenel | ITR-HR-NR-ES | 12 month renewal or extension for OnGuard OpenAccess Internal integration. Requires ITM-HR-NR-ES license and active SUSP-ES support plan. | Ea |  | 1 Year | 367 | 5% | 348.65
81385 | Lenel | ITR-HR-NR-MAS | 12 month renewal or extension for OnGuard OpenAccess Internal integration. Requires ITM-HR-NR-MAS license and active SUSP-ENT-MAS support plan. | Ea |  | 1 Year | 2000 | 5% | 1900
81386 | Lenel | ITR-HR-NR-MAS-LT | 12 month renewal or extension for OnGuard OpenAccess Internal integration. Requires ITM-HR-NR-MAS-LT license and active SUSP-W-ENT-MAS-LT support plan. | Ea |  | 1 Year | 1467 | 5% | 1393.65
81387 | Lenel | ITR-HR-NR-PRO-A | 12 month renewal or extension for OnGuard OpenAccess Internal integration. Requires ITM-HR-NR-PRO-A license and active SUSP-PRO-TR-1 or TR-2 support plan. | Ea |  | 1 Year | 933 | 5% | 886.35
81388 | Lenel | ITR-HR-NR-PRO-B | 12 month renewal or extension for OnGuard OpenAccess Internal integration. Requires ITM-HR-NR-PRO-B license and active SUSP-PRO-TR-3 or TR-4 support plan. | Ea |  | 1 Year | 1467 | 5% | 1393.65
81389 | Lenel | ITR-HR-NR-PRO-C | 12 month renewal or extension for OnGuard OpenAccess Internal integration. Requires ITM-HR-NR-PRO-C license and active SUSP-PRO-TR-5 support plan. | Ea |  | 1 Year | 2000 | 5% | 1900
81390 | Lenel | ITR-HR-NR-REG-A | 12 month renewal or extension for OnGuard OpenAccess Internal integration. Requires ITM-HR-NR-REG-A license and active SUSP-ENT-REG-TR-1 or TR-2 support plan. | Ea |  | 1 Year | 1600 | 5% | 1520
81391 | Lenel | ITR-HR-NR-REG-B | 12 month renewal or extension for OnGuard OpenAccess Internal integration. Requires ITM-HR-NR-REG-B license and active SUSP-ENT-REG-TR-3 or TR-4 support plan. | Ea |  | 1 Year | 1867 | 5% | 1773.65
81392 | Lenel | ITR-HR-NR-REG-C | 12 month renewal or extension for OnGuard OpenAccess Internal integration. Requires ITM-HR-NR-REG-C license and active SUSP-ENT-REG-TR-5 support plan. | Ea |  | 1 Year | 2000 | 5% | 1900
81393 | Lenel | ITR-HR-NR-REG-LT | 12 month renewal or extension for OnGuard OpenAccess Internal integration. Requires ITM-HR-NR-REG-LT license and active SUSP-W-ENT-REG-LT support plan. | Ea |  | 1 Year | 933 | 5% | 886.35
81394 | Lenel | K380-001 | Single Battery; WA/AD Series Battery Pack used to power WA5200, WA5600, WA993, WPR2, WSM, and WPR400 | Ea |  | 1 Year (3 Years) | 65 | 5% | 61.75
81395 | Lenel | K380-0012 | 12 Pack of batteries; WA/AD-Series Battery Pack used to power WA5200, WA5600, WA993, WPR2, WSM, and WPR400 | Ea |  | 1 Year (3 Years) | 600 | 5% | 570
81396 | Lenel | KP | Keypad Only Reader Module. | Ea |  | 1 Year (3 Years) | 413 | 5% | 392.35
81397 | Lenel | LGE-ACCESS | Advanced Access Control | Ea |  | 1 Year (3 Years) | 1800 | 5% | 1710
81398 | Lenel | LGE-BIOMETRICS | Credentialing Technology & Biometrics | Ea |  | 1 Year (3 Years) | 600 | 5% | 570
81399 | Lenel | LGE-CEU | Lenel Learning Credit | Ea |  | 1 Year | 1000 | 5% | 950
81400 | Lenel | LGE-CORE | OnGuard Hardware & Software Fundamentals | Ea |  | 1 Year (3 Years) | 3000 | 5% | 2850
81401 | Lenel | LGE-CUSTOMREPORTS | Custom Reports | Ea |  | 1 Year (3 Years) | 600 | 5% | 570
81402 | Lenel | LGE-DATABASE | Database | Ea |  | 1 Year (3 Years) | 600 | 5% | 570
81403 | Lenel | LGE-DATACONDUIT | DataConduIT | Ea |  | 1 Year (3 Years) | 600 | 5% | 570
81404 | Lenel | LGE-DATAEXCHANGE | DataExchange | Ea |  | 1 Year (3 Years) | 600 | 5% | 570
81405 | Lenel | LGE-DESIGNARCHITECT | Design Architect | Ea |  | 1 Year (3 Years) | 3000 | 5% | 2850
81406 | Lenel | LGE-ENTERPRISE | Enterprise Overview | Ea |  | 1 Year (3 Years) | 1200 | 5% | 1140
81407 | Lenel | LGE-FC | FCWnx | Ea |  | 1 Year (3 Years) | 2400 | 5% | 2280
81408 | Lenel | LGE-INTRUSION | Intrusion | Ea |  | 1 Year (3 Years) | 1200 | 5% | 1140
81409 | Lenel | LGE-NEC | High Availability and Disaster Recovery Solutions | Ea |  | 1 Year (3 Years) | 1200 | 5% | 1140
81410 | Lenel | LGE-NGP | Next Generation Panel | Ea |  | 1 Year (3 Years) | 1200 | 5% | 1140
81411 | Lenel | LGE-PP | Picture Perfect | Ea |  | 1 Year (3 Years) | 3000 | 5% | 2850
81412 | Lenel | LGE-PP2OG | Picture Perfect to OnGuard Migration | Ea |  | 1 Year (3 Years) | 1800 | 5% | 1710
81413 | Lenel | LGE-PRISM | Prism | Ea |  | 1 Year (3 Years) | 1200 | 5% | 1140
81414 | Lenel | LGE-SPECIALIST | System Administrator Specialist | Ea |  | 1 Year (3 Years) | 3000 | 5% | 2850
81415 | Lenel | LGE-VIDEO | Digital Video | Ea |  | 1 Year (3 Years) | 1800 | 5% | 1710
81416 | Lenel | LGE-WIRELESSLOCKS | Wireless Lock Technology | Ea |  | 1 Year (3 Years) | 600 | 5% | 570
81417 | Lenel | LNL-108A | Converter RS-232 to RS-485 | Ea |  | 1 Year (3 Years) | 553.85 | 5% | 526.1575
81418 | Lenel | LNL-109A | Converter RS-232 to RS-485 with Optical Isolation | Ea |  | 1 Year (3 Years) | 800 | 5% | 760
81419 | Lenel | LNL-1100-20DI | Input Control Module, 12 VDC; 20 zone input module RoHS | Ea |  | 1 Year (3 Years) | 547 | 5% | 519.65
81420 | Lenel | LNL-1100-I8 | Lenel Migration replacement for iSTAR Pro I8 Board. Eight Supervised Inputs. Board Only. No Connectors. | Ea |  | 1 Year (3 Years) | 698 | 5% | 663.1
81421 | Lenel | LNL-1100-S3 | Input Control Module (Series three) –12/24 VDC, 16 zone input monitor module, (32) 1K resistors (with 2 programmable output relays) , RoHS, CE, C-Tick and UL294 certified | Ea |  | 1 Year (3 Years) | 784 | 5% | 744.8
81422 | Lenel | LNL-1200-16DO | Output Control Module, 12 VDC; 16 driver open collector module ; RoHS | Ea |  | 1 Year (3 Years) | 547 | 5% | 519.65
81423 | Lenel | LNL-1200-16DOR | Output Control Module, 12 VDC; 16 relay output control module ; RoHS | Ea |  | 1 Year (3 Years) | 547 | 5% | 519.65
81424 | Lenel | LNL-1200-R8 | Lenel Migration replacement for iSTAR Pro R8 Board. Eight Relay Outputs. Board Only. No Connectors. | Ea |  | 1 Year (3 Years) | 785 | 5% | 745.75
81425 | Lenel | LNL-1200-S3 | Output Control Module (Series three) – 12/24 VDC, 16 relay output control module , RoHS, CE, C-Tick and UL294 certified | Ea |  | 1 Year (3 Years) | 784 | 5% | 744.8
81426 | Lenel | LNL-1300E | IP-Based Single Door Interface - support 2 readers W/M/OSDP. Can be used as an alarm panel, without readers; 4 inputs and 2 Relay Outputs. PoE or 12 VDC Power Input. Communicates via IP to Controller (LNL-2210, LNL2220, LNL-3300, LNL-4420). Requires OnGuard 7.1 or higher. OSDP Secure Channel encryption with OnGuard 7.2 and up, | Ea |  | 1 Year (3 Years) | 715 | 5% | 679.25
81427 | Lenel | LNL-1300-S3 | Single Reader Interface Module (Series 3 - Supports OSDP Readers) – 12/24 VDC, 1 Reader interface, W/M, 2 inputs and 2 outputs relays (one of each, 2A and 5A) and cabinet tamper pigtail , RoHS, CE, C-Tick and UL294 certified | Ea |  | 1 Year (3 Years) | 339 | 5% | 322.05
81428 | Lenel | LNL-1320-2RP | Dual Reader Interface Module (Supports Wiegand, Magstripe, F2F, Supervised F2F Rdr). 12/ VDC; 2 Rdr interface;4 unsupervised inputs; 6 (5A) form C relays ; RoHS | Ea |  | 1 Year (3 Years) | 547 | 5% | 519.65
81429 | Lenel | LNL-1320-S2RP | Dual Reader Interface Module (Supports Wiegand, Magstripe, F2F & SF2FRdr) 12 VDC; 2 Rdr interface; 4 supervised inputs; 6 (5A) form C relays ; RoHS | Ea |  | 1 Year (3 Years) | 547 | 5% | 519.65
81430 | Lenel | LNL-1320-S3 | Dual Reader Interface Module (Series 3 –Supports OSDP Readers) – 12/24 VDC, 2 Reader interface, W/M, 8 inputs, 6 (5A) form C relays , RoHS, CE, C-Tick and UL294 certified | Ea |  | 1 Year (3 Years) | 684 | 5% | 649.8
81431 | Lenel | LNL-1340-M2K | Bridge Board for GE/CASI M2000 IO board. 4 SF2F Readers, 10 Inputs, 8 Relay Outputs. UL 294, CE, RoHS. Head-of-Line LNL-1340-M2K requires LNL-3300-M5. OnGuard 7.2 or higher required. | Ea |  | 1 Year (3 Years) | 708 | 5% | 672.6
81432 | Lenel | LNL-1380-8RP | Eight Reader Interface Module (Supports SF2F Rdr) 12/VDC; 8 Rdr interface; RoHS | Ea |  | 1 Year (3 Years) | 860 | 5% | 817
81433 | Lenel | LNL-1380-ACM | Lenel Migration replacement for iSTAR Pro ACM Board 8 Wiegand Reader Ports and 16 Inputs. Eight RS-485 ports that can support LNL-1300/LNL-1320 reader interfaces. Should not exceed eight readers per LNL-1380-ACM. . Board Only. No Connectors. | Ea |  | 1 Year (3 Years) | 2290 | 5% | 2175.5
81434 | Lenel | LNL-1K-32 | Resistors – one complete set of sixteen, 1K-ohm resistors for the LNL-1100, LNL-1300 or LNL-1320 modules | Ea |  | 1 Year (3 Years) | 16.67 | 5% | 15.8365
81435 | Lenel | LNL-2005W | Magnetic Card Access Reader – 12 VDC, track 2 weatherized, one-million pass extended wear read head, (No keypad Available), Black, tamper not available on this reader. (UL Approved) | Ea |  | 1 Year (3 Years) | 170 | 5% | 161.5
81436 | Lenel | LNL-2005W-5 | Magnetic Card Access Reader – 5 VDC, track 2 weatherized, one-million pass extended wear read head, (No Keypad Available), Black, tamper not available on this reader (UL Approved) | Ea |  | 1 Year (3 Years) | 170 | 5% | 161.5
81437 | Lenel | LNL-2010W | Magnetic Card Access Reader – 12 VDC, track 2, weatherized, one-million pass extended wear read head, Black (UL Approved) | Ea |  | 1 Year (3 Years) | 234 | 5% | 222.3
81438 | Lenel | LNL-2010W-5 | Magnetic Card Access Reader – 5 VDC, track 2, weatherized, one-million pass extended wear read head, Black (UL Approved) | Ea |  | 1 Year (3 Years) | 234 | 5% | 222.3
81439 | Lenel | LNL-2020W | Magnetic Card Access Reader with Keypad – 12 VDC, track 2, one-million pass extended wear read head, weatherized, Black (UL Approved) | Ea |  | 1 Year (3 Years) | 338 | 5% | 321.1
81440 | Lenel | LNL-2020W | Magnetic Card Access Reader with Keypad - 12 VDC; track 2; one-million pass extended wear read head; weatherized; Black (UL Approved) | Ea |  | 1 Year (3 Years) | 338 | 5% | 321.1
81441 | Lenel | LNL-2020W-5 | Magnetic Card Access Reader with Keypad – 5 VDC, track 2, one-million pass extended wear read head, weatherized, Black (UL Approved) | Ea |  | 1 Year (3 Years) | 338 | 5% | 321.1
81442 | Lenel | LNL-2020W-NDK | Magnetic Card Access Reader with non-destructible Keypad – 12 VDC, track 2, one-million pass extended wear read head, weatherized, (UL Approved) | Ea |  | 1 Year (3 Years) | 669 | 5% | 635.55
81443 | Lenel | LNL-2020W-NDK | Magnetic Card Access Reader with non-destructible Keypad – 12 VDC, track 2, one-million pass extended wear read head, weatherized, (UL Approved) | Ea |  | 1 Year (3 Years) | 669 | 5% | 635.55
81444 | Lenel | LNL-2210 | Intelligent Single Door Controller – PoE or 12 VDC @ 900mA, size (5.5" (140mm) W x 2.75" (70mm) L x 0.96" (24mm) H, (rechargeable battery) 6 MB standard cardholder flash memory, 50,000 of Event memory, maximum of one door, two readers (entry and exit reader ,OSDP Secure Channel encryption for one reader with OnGuard 7.2 and up, On-board PoE Ethernet, two inputs (supervised/unsupervised), two outputs (NO/NC), power fault input and cabinet tamper monitors. Reader power 12VDC@ 650mA max, RoHS, CE, and UL 294 certified. | Ea |  | 1 Year (3 Years) | 877 | 5% | 833.15
81445 | Lenel | LNL-2220 | Intelligent Dual Reader Controller – 12 or 24 VDC @ 700mA, size (6" (152mm) W x 8" (203mm) L x 1" (25mm)H), (5 year lithium battery or 3 months full run) 6 MB standard cardholder flash memory, 50,000 of Event memory, maximum of 32 devices, On-board Ethernet, on-board two door control, OSDP Secure Channel encryption with OnGuard 7.2 and up,, eight inputs, four outputs, cabinet tamper and power fault input monitors. RoHS, CE, C-Tick and UL 294 | Ea |  | 1 Year (3 Years) | 1882 | 5% | 1787.9
81446 | Lenel | LNL-2240-RS4 | Replacement ISC for ACURS2, ACURS4, ACURT2 and ACURT4 Controllers, only communicates to OnGuard 7.3 or higher.. Board only. Connectors not included | Ea |  | 1 Year (3 Years) | 2248 | 5% | 2135.6
81447 | Lenel | LNL-3300 | Intelligent System Controller – 12 or 24 VDC @300mA,size (5 in.(127mm) Wx6 in.(152.4mm) L x1 in.(25mm) H), (5 yr lithium battery or 3 months full run) 15 MB standard cardholder flash memory, 50,000 Event memory, maximum of 64 devices, On-board Ethernet, Dual Path capability, cabinet tamper and power fault input monitors. RoHS, CE, C-Tick and UL294. | Ea |  | 1 Year (3 Years) | 2053 | 5% | 1950.35
81448 | Lenel | LNL-3300-ACUXL | Replacement ISC for ACUXL16 Controller, only communicates to OnGuard 7.3 or higher.. Board Only. Connectors Not Included. | Ea |  | 1 Year (3 Years) | 2362 | 5% | 2243.9
81449 | Lenel | LNL-3300-GCM | Lenel Migration replacement for iSTAR Pro GCM Board. Board Only. No Connectors. | Ea |  | 1 Year (3 Years) | 2683 | 5% | 2548.85
81450 | Lenel | LNL-3300-M5 | Intelligent System Controller, 12 VDC, Size (4 in. W x 10.25 in. L) RoHS | Ea |  | 1 Year (3 Years) | 1150 | 5% | 1092.5
81451 | Lenel | LNL-400X-CE220 | Lenel CE Listed 4A, 220VAC Power Supply – 12VDC output, 220/230 VAC input, continuous supply current with enclosure (15.5” x 12.5”x 4.5”), lock and open frame transformer, tamper switch UPS capable (Battery Optional) CE Approved (can house two standard sized boards, 6"x8") | Ea |  | 1 Year (3 Years) | 480 | 5% | 456
81452 | Lenel | LNL-4420 | Intelligent Dual Reader Controller – 12 or 24 VDC @ 500mA (w/o Rdr Power), size (6" (152mm) W x 8" (203mm) L x 1" (25mm)H), (5 year lithium battery or 3 months full run) 16 MB standard cardholder flash memory (96MB cardholder table can be enabled in OnGuard 7.4 or higher), 50,000 of Event memory, maximum of 64 devices, On-board Ethernet, on-board two door control with OSDP Secure Channel encryption, eight inputs, four outputs, cabinet tamper and power fault input monitors. Two RS-485 ports for downstream devices. RoHS, CE, C-Tick and UL 294 OnGuard 7.2 or higher required. | Ea |  | 1 Year (3 Years) | 3615 | 5% | 3434.25
81453 | Lenel | LNL-600X6-CE220 | Lenel CE Listed Power Supply – 12VDC output (switch selectable), 220/230 VAC (1.6 amps) input, continuous supply current with enclosure (24” x 18”x 4.5”), lock and open frame transformer, tamper switch, power distribution module, UPS capable (Battery Optional) CE Approved (can house six standard sized boards, 6"x8") | Ea |  | 1 Year (3 Years) | 783.33 | 5% | 744.1635
81454 | Lenel | LNL-8000 | Star Multiplexer –12 VDC, (8) Downstream RS-485 2-wire ports or (4) RS-485 4-wire ports. | Ea |  | 1 Year (3 Years) | 606 | 5% | 575.7
81455 | Lenel | LNL-8000-M5 | 8 Port RS-485 Multiplexer, form factor for M5/M3000 card cage, Typically replaces 8RP. Reuse existing wiring to deploy LNL-1300 in WIU or M/RJ location, allows upgrade to new reader technologies such as encrypted OSDP | Ea |  | 1 Year (3 Years) | 607 | 5% | 576.65
81456 | Lenel | LNL-8000-MCOM | Power/ Communications Module-Provides RS485 comm & Power to enclosure; Size (4 in. W x 10.25 in. L) RoHS | Ea |  | 1 Year (3 Years) | 223 | 5% | 211.85
81457 | Lenel | LNL-826S121NN | Brushed Aluminum Keypad, 2 keys across and 6 keys down, 8-bit word output, 12 to 28 VDC, 30 mA, ADA compliant, weather proof with tamper proof keypad. Designed for mullion mounting | Ea |  | 1 Year (3 Years) | 275 | 5% | 261.25
81458 | Lenel | LNL-834S121NN | Lenel Brushed Aluminum Keypad, 3 keys across and 4 keys down, 8-bit word output, 12 to 28 VDC, 30 mA, ADA compliant, weather proof with tamper proof keypad. Designed for a single gang electrical box | Ea |  | 1 Year (3 Years) | 275 | 5% | 261.25
81459 | Lenel | LNL-837A | RS-232 /RS-485 High Speed Line Driver, stand-alone, 115 VAC 60 Hz, (115 Kbps) | Ea |  | 1 Year (3 Years) | 484.62 | 5% | 460.389
81460 | Lenel | LNL-838A | RS-232 /RS-485 High Speed Line Driver, stand-alone, 115 VAC 60 Hz, Optically isolated from data ground (115.2 Kbps) | Ea |  | 1 Year (3 Years) | 538.46 | 5% | 511.537
81461 | Lenel | LNL-AL400ULX | Lenel UL Listed 4A, 110VAC Power Supply – 12VDC 4A output, 115VAC input, continuous supply current with enclosure (15.5” x 12.5” x 4.5”), lock, tamper switch, UPS capable (Battery Optional) UL & CUL Approved (can house two standard sized boards, 6"x8") | Ea |  | 1 Year (3 Years) | 450 | 5% | 427.5
81462 | Lenel | LNL-AL600ULX-4CB6 | Lenel UL Listed Power Supply – 12VDC 6A output, 115VAC (1.6 amps) input, continuous supply current with enclosure (24” x 18” x 4.5”), lock, tamper switch, power distribution module, UPS capable (Battery Optional) UL & CUL Approved (can house six standard sized boards, 6"x8") | Ea |  | 1 Year (3 Years) | 750 | 5% | 712.5
81463 | Lenel | LNL-CAM1 | Lock assembly and keys for Lenel standard power supply cabinets | Ea |  | 1 Year (3 Years) | 8.33 | 5% | 7.9135
81464 | Lenel | LNL-CBSB1001ART | Sticky back nylon spacers to mount LNL-500; LNL-3300; LNL-8000 on LNL Cabinets or Power Supplies [100 per bag] | Ea |  | 1 Year (3 Years) | 60 | 5% | 57
81465 | Lenel | LNL-CK | Command Display terminal Lenel Command Keypad - 32-character back-lit LCD display with a 16-position keypad, supports both direct RS-485 communication with the ISC and Wiegand TTL output, supports one external Wiegand input, 12VDC±15% @175mA (keypad only). C-Tick Certified | Ea |  | 1 Year (3 Years) | 398 | 5% | 378.1
81466 | Lenel | LNL-CONV-1 | Plastic Adapter plate to mount a single LNL-1300 module and a single LNL-2210 (2.75” x 4.25”) | Ea |  | 1 Year (3 Years) | 6.65 | 5% | 6.3175
81467 | Lenel | LNL-CONV-1U | Metal adapter plate to mount single full size Universal Series IO Board (NGP-1100-U, NGP-1200-U, or NGP-1320-U) in any CTX enclosure, maximum two per LNL-CTX enclosure or maximum six per LNL-CTX6. Dimensions 8.1" x 6". | Ea |  | 1 Year (3 Years) | 25 | 5% | 23.75
81468 | Lenel | LNL-CONV-2U | Metal adapter plate to mount a two LNL-1300 or NGP-1300-U in any CTX enclosure, maximum two per LNL-CTX enclosure or maximum six per LNL-CTX6. Dimensions 8.1" x 6". | Ea |  | 1 Year (3 Years) | 25 | 5% | 23.75
81469 | Lenel | LNL-CONV-4 | Adapter plate to mount up to 4 LNL-1300s in any CTX enclosure, Maximum two per LNL-CTX enclosure | Ea |  | 1 Year (3 Years) | 25 | 5% | 23.75
81470 | Lenel | LNL-CTX | Lenel UL listed hardware enclosure (15.5” x 12.5” x 4.5”), only with lock and tamper switch. (UL Approved) (can house 2 boards) | Ea |  | 1 Year (3 Years) | 110 | 5% | 104.5
81471 | Lenel | LNL-CTX-6 | Lenel UL listed hardware enclosure (24” x 18” x 4.5”), only with lock and tamper switch. (UL Approved) (can house up to 6 boards) | Ea |  | 1 Year (3 Years) | 200 | 5% | 190
81472 | Lenel | LNL-DC336K | 12 VDC powered/33.6K External modem for Intelligent System Controller Dial-up, includes HOC-56KEXT custom made modem to ISC communication cable as well as the 12 VDC power cable when purchase from Lenel RoHS compliant device. | Ea |  | 1 Year (3 Years) | 846 | 5% | 803.7
81473 | Lenel | LNL-EMCSTO | Standoffs for LNL-ETHLAN-MICR125 [100 per pack] | Ea |  | 1 Year (3 Years) | 34 | 5% | 32.3
81474 | Lenel | LNL-ETHLAN-MICR125 | Secondary Ethernet connector for LNL-3300, LNL-3300-M5, and LNL-3300-GCM. Lantronix Micro125 with RJ45 connector, LEDS, with TTL pin header, RoHS. | Ea |  | 1 Year (3 Years) | 214 | 5% | 203.3
81475 | Lenel | LNL-MOM-5 | Multi-output power supply interface (board Only) | Ea |  | 1 Year (3 Years) | 107.69 | 5% | 102.3055
81476 | Lenel | LNL-MT11 | Multi-Technology Mullion Reader: Designed to be mounted to a door mullion; Black ; Wiegand interface;75 bit PIV [will also read cards encoded through OnGuard; Secure Mifare] | Ea |  | 1 Year (3 Years) | 275 | 5% | 261.25
81477 | Lenel | LNL-MT11-401-201 | Aptiq Mullion Reader, Black, OSDP, setup for Extended Packet Mode, for use in Embedded Authentication solution | Ea |  | 1 Year (3 Years) | 327 | 5% | 310.65
81478 | Lenel | LNL-MT11-PIV3 | Multi-Technology Mullion Reader: Designed to be mounted to a door mullion; Black ; Wiegand interface; 200-bit PIV / FASC-N [will also read cards encoded through OnGuard Secure Mifare] | Ea |  | 1 Year (3 Years) | 275 | 5% | 261.25
81479 | Lenel | LNL-MT15 | Multi-Technology Single Gang Reader: Medium-sized reader designed to be mounted on a wall over a single gang junction box; Black ; Wiegand interface;75 bit PIV [will also read cards encoded through OnGuard; Secure Mifare] | Ea |  | 1 Year (3 Years) | 275 | 5% | 261.25
81480 | Lenel | LNL-MT15-401-201 | Aptiq Single Gang Reader, Black, OSDP, setup for Extended Packet Mode, for use in Embedded Authentication solution | Ea |  | 1 Year (3 Years) | 327 | 5% | 310.65
81481 | Lenel | LNL-MT15-PIV3 | Multi-Technology Single Gang Reader: Medium-sized reader designed to be mounted on a wall over a single gang junction box; Black ; Wiegand interface; 200-bit PIV / FASC-N [will also read cards encoded through OnGuard Secure Mifare] | Ea |  | 1 Year (3 Years) | 275 | 5% | 261.25
81482 | Lenel | LNL-MTK15 | Multi-Technology Single Gang Reader with Keypad: Medium-sized reader designed to be mounted on a wall over a single gang junction box; Black ; Wiegand interface;75 bit PIV [will also read cards encoded through OnGuard; Secure Mifare] | Ea |  | 1 Year (3 Years) | 450 | 5% | 427.5
81483 | Lenel | LNL-MTK15-401-201 | Aptiq Single Gang with Keypad Reader, Black, OSDP, setup for Extended Packet Mode, for use in Embedded Authentication solution | Ea |  | 1 Year (3 Years) | 523 | 5% | 496.85
81484 | Lenel | LNL-MTK15-PIV3 | Multi-Technology Single Gang Reader with Keypad: Medium-sized reader designed to be mounted on a wall over a single gang junction box; Black ; Wiegand interface; 200-bit PIV /FASC-N [will also read cards encoded through OnGuard Secure Mifare] | Ea |  | 1 Year (3 Years) | 450 | 5% | 427.5
81485 | Lenel | LNL-OLS120A | 4.0 A Power Supply - Board Only – The OLS120A is a power supply/charger that will auto-convert a 115/230VAC 50/60Hz input, into a 12VDC or 24VDC output, with 4 amps of continuous supply current, UPS capable (Battery Optional) | Ea |  | 1 Year (3 Years) | 217 | 5% | 206.15
81486 | Lenel | LNL-OLS120ACTXP2 | 4.0 A Power Supply with Enclosure - The OLS120A is a power supply/charger that will auto-convert a 115/230VAC 50/60Hz input, into a 12VDC or 24VDC output, with 4 amps of continuous supply current, a power distribution board with two 2A outputs. UPS capable (Battery Optional) with enclosure and lock (can house 2 boards); H 15.75" 400mm x W 12.25" 311mm x D 4.5" 114mm | Ea |  | 1 Year (3 Years) | 400 | 5% | 380
81487 | Lenel | LNL-OLS75A | 2.5 A Power Supply Only – The OLS75A is a power supply/charger that will auto-convert a 115/230VAC 50/60Hz input, into a 12VDC or 24VDC output, with 2.5 amps of continuous supply current, UPS capable (Battery Optional) | Ea |  | 1 Year (3 Years) | 185 | 5% | 175.75
81488 | Lenel | LNL-OLS75ACTX | 2.5 A Power Supply with enclosure-The OLS75 is a power limited supply/ chargers that will convert a 115 VAC/60Hz or 230 VAC/50Hz input; into a 12 or 24VDC power limited output; with 2.5 amps of continuous supply current; UPS capable (Battery Optional) with enclosure and lock (can house 2 boards); H 15.75" 400mm x W 12.25" 311mm x D 4.5" 114mm | Ea |  | 1 Year (3 Years) | 370 | 5% | 351.5
81489 | Lenel | LNL-PR10 | Proximity Mini-Mullion Reader: Compact proximity reader, designed to fit in small spaces, or to be mounted to a door mullion; Black ; Wiegand interface | Ea |  | 1 Year (3 Years) | 135 | 5% | 128.25
81490 | Lenel | LNL-R11030-85TB | BlueDiamond Prox + Mobile Reader- Mini-Mullion form-factor Proximity card reader with BlueDiamond mobile credential support. This reader can be used with standard 125kHz RFID badges and BlueDiamond mobile credentials as a stand-alone reader, or, this reader can also be wired in parallel with an existing non-Bluetooth Wiegand reader, allowing any door to be Bluetooth enabled. Whether mounted near the door in an inconspicuous location or adjacent to it, this device will update a legacy system with the latest technology, while continuing to support existing badges - regardless of card technology or format. No additional reader license is required for this configuration. | Ea |  | 1 Year (3 Years) | 250 | 5% | 237.5
81491 | Lenel | LNL-R11320-05TB | BlueDiamond Multi-Tech US Single Gang - Multi-Tech, Bluetooth Low Energy for Lenel BlueDiamond Mobile smartphone credential, Mifare/DESFire EV1/EV2 Open Encoding, HID Proximity, LenelProx, and ProxLite. Connects to access panel via Wiegand, Supervised F/2F (2-state or 4-state supervision), OSDP with Secure Channel encryption support, Terminal Block connection, Black (BDC-TREADER or BDC-OUTPUT configuration card required for F/2F output). | Ea |  | 1 Year (3 Years) | 395 | 5% | 375.25
81492 | Lenel | LNL-R11325-05TB | BlueDiamond Multi-Tech US Single Gang Reader with Keypad - Multi-Tech, Bluetooth Low Energy for Lenel BlueDiamond Mobile smartphone credential, Mifare/DESFire EV1/EV2 Open Encoding, HID Proximity, LenelProx, and ProxLite. Connects to access panel via Wiegand, Supervised F/2F (2-state or 4-state supervision), OSDP with Secure Channel encryption support, Terminal Block connection, Black (BDC-TREADER or BDC-OUTPUT configuration card required for F/2F output). | Ea |  | 1 Year (3 Years) | 595 | 5% | 565.25
81493 | Lenel | LNL-R11330-05TB | BlueDiamond Multi-Tech Mini-Mullion Reader - Bluetooth Low Energy for Lenel BlueDiamond Mobile smartphone credential, Mifare/DESFire EV1/EV2 Open Encoding, HID Proximity, LenelProx, and ProxLite. Connects to access panel via Wiegand, Supervised F/2F (2-state or 4-state supervision); OSDP with Secure Channel encryption support, Terminal Block connection, Black (BDC-TREADER or BDC-OUTPUT configuration card required for F/2F output). | Ea |  | 1 Year (3 Years) | 270 | 5% | 256.5
81494 | Lenel | LNL-RCC | Reader Connector Cable, Replacement (Lots of 5) | Ea |  | 1 Year (3 Years) | 26 | 5% | 24.7
81495 | Lenel | LNL-RPL-KPD | Replacement Keypads for the LNL-2020W readers | Ea |  | 1 Year (3 Years) | 41.67 | 5% | 39.5865
81496 | Lenel | LNL-SM10 | Smart Mini-Mullion Reader: Compact smart reader, designed to fit in small spaces, or to be mounted to a door mullion; Black ; Wiegand interface; 75 bit PIV | Ea |  | 1 Year (3 Years) | 145 | 5% | 137.75
81497 | Lenel | LNL-SS | Security Screw (Lot of 10) | Ea |  | 1 Year (3 Years) | 10 | 5% | 9.5
81498 | Lenel | LNL-SSK | Security Screw Key for A-SS (Lot of 5) | Ea |  | 1 Year (3 Years) | 24 | 5% | 22.8
81499 | Lenel | LNL-STANDOFF | Standoffs to mount any LNL board on LNL Cabinets or Power Supplies [25 per bag] | Ea |  | 1 Year (3 Years) | 17.5 | 5% | 16.625
81500 | Lenel | LNL-WP10 | Wall Plate cover for Single Gang electrical box (Grey) | Ea |  | 1 Year (3 Years) | 10 | 5% | 9.5
81501 | Lenel | LNL-WP10-BL | Wall Plate cover for Single Gang electrical box (Black) | Ea |  | 1 Year (3 Years) | 10 | 5% | 9.5
81502 | Lenel | LNL-WP20 | Wall Plate cover for Double Gang electrical box (Grey) | Ea |  | 1 Year (3 Years) | 13 | 5% | 12.35
81503 | Lenel | LNL-WP20-BL | Wall Plate cover for Double Gang electrical box (Black) | Ea |  | 1 Year (3 Years) | 13 | 5% | 12.35
81504 | Lenel | LNL-WS10 | Single Reader Weather Shield for LNL-2005W, 2010W and 2020W | Ea |  | 1 Year (3 Years) | 38 | 5% | 36.1
81505 | Lenel | LNL-X2210 | Intelligent Single Door Controller; powered by PoE, POE+ or 12 VDC @ 1.8A maximum; size 5.5 in. (140 mm) W x 3.63 in. (92 mm) L x 1.33 in. (34 mm) H with bracket; 6 MB standard cardholder flash memory, 50,000 of event memory; maximum of one door, two readers (entry and exit reader, OSDP Secure Channel encryption for one reader with OnGuard 7.2 and up, On-board PoE or PoE+ Ethernet, Dual Path capability, two inputs (supervised/unsupervised) for Door Contact and REX, two outputs (NO/NC), power fault input and cabinet tamper monitors. Reader power 12VDC@ 300mA max. Approvals: FCC Part 15, CE, RoHS, UL 294, UL 1076, CAN/ULC 60839-11-1:2016, CSA C22.2 No. 205-1983, cUL/ORD-C1076 | Ea |  | 1 Year (3 Years) | 935 | 5% | 888.25
81506 | Lenel | LNL-X2220 | Intelligent Dual Reader Controller – powered by 12 or 24 VDC @ 500mA (w/o Rdr Power),, size (6" (152mm) W x 8" (203mm) L x 1" (25mm)H); 6 MB standard cardholder flash memory, 50,000 of event memory, maximum of 32 devices, On-board Ethernet, Dual Path capability, on-board two door control, OSDP Secure Channel encryption with OnGuard 7.2, Wiegand or F2F; eight inputs, four outputs, cabinet tamper and power fault input monitors. Approvals: FCC Part 15, CE, RoHS, UL 294, UL 1076, CAN/ULC 60839-11-1:2016, CSA C22.2 No. 205-1983, cUL/ORD-C1076 | Ea |  | 1 Year (3 Years) | 1879 | 5% | 1785.05
81507 | Lenel | LNL-X3300 | Intelligent System Controller – powered by12 or 24 VDC @250mA,size (5 in.(127mm) Wx6 in.(152.4mm) L x1 in.(25mm) H); 15 MB standard cardholder flash memory, 50,000 Event memory. Two RS-485 ports for downstream devices, maximum of 64 devices, On-board Ethernet, Dual Path capability, cabinet tamper and power fault input monitors. Approvals: FCC Part 15, CE, RoHS, UL 294, UL 1076, CAN/ULC 60839-11-1:2016, CSA C22.2 No. 205-1983, cUL/ORD-C1076 | Ea |  | 1 Year (3 Years) | 2125 | 5% | 2018.75
81508 | Lenel | LNL-X4420 | Intelligent Dual Reader Controller – powered by 12 or 24 VDC @ 500mA (w/o Rdr Power), size (6" (152mm) W x 8" (203mm) L x 1" (25mm)H); 16 MB standard cardholder flash memory (96MB cardholder table can be enabled in OnGuard 7.4 or higher), 50,000 of Event memory, Two RS-485 ports for downstream devices, maximum of 64 devices, On-board Ethernet, Dual Path capability, on-board two door control with OSDP Secure Channel encryption or Wiegand; eight inputs, four outputs, cabinet tamper and power fault input monitors. Approvals: FCC Part 15, CE, RoHS, UL 294, UL 1076, CAN/ULC 60839-11-1:2016, CSA C22.2 No. 205-1983, cUL/ORD-C1076 | Ea |  | 1 Year (3 Years) | 3491 | 5% | 3316.45
81509 | Lenel | LPKP-6840GRMP | LENELPROX, Gray, Proximity Card switchplate-type reader combined with a 12-key numeric Keypad, fits on a single-gang box. Read range up to 8 inches. (color Gray) | Ea |  | 1 Year (3 Years) | 250 | 5% | 237.5
81510 | Lenel | LPLR-2000BU | LenelProx Long Range UHF Reader - Wiegand output, passive tag reader with directional 9 to 11 foot Read Range, 5 to 15 VDC [1.5A to 0.4 A typical], (color Beige only) – Works Only with UHF Tags (1 Year). INSTALLER KIT LPLR-2000KIT00 required for set up and installation (not RoHS Compliant) | Ea |  | 1 Year (3 Years) | 1921.67 | 5% | 1825.5865
81511 | Lenel | LPLR-2000HILOMABU | LenelProx Long Range UHF Reader with dual antennas – Same as LPLR-2000BU, but includes 2nd remote antenna and 4ft Coax cable to provide expanded read range in 1 axis only, to allow greater range of tag locations in either the horizontal OR vertical axis – Works Only with UHF Tags (1 Year). INSTALLER KIT LPLR-2000KIT00 required for set up and installation (not RoHS Compliant) | Ea |  | 1 Year (3 Years) | 2795 | 5% | 2655.25
81512 | Lenel | LPLRMB | Mounting Bracket for LPLR-2000 and LR-911 Reader, 11 inches long with pan & tilt swivel head. Order 2 for HiLo applications. | Ea |  | 1 Year (3 Years) | 58.33 | 5% | 55.4135
81513 | Lenel | LPMM-6800GRMP | LenelProx/HID Prox Mullion Mount Reader, Wiegand and RS232 (simultaneous) output, 6 to 8 inch Read Range, Metal Compensated, 5-12 VDC [65 to 85 mA typical], Mullion Width, Indoor/Outdoor, (color Gray) | Ea |  | 1 Year (3 Years) | 147 | 5% | 139.65
81514 | Lenel | LPMR-1824GRMP | LenelProx/HID Prox Mid Range Reader, Wiegand and RS232 (simultaneous) output, 18 to 24 inch Read Range, 5-12 VDC [250 to 650 mA typical] Dimensions only 8”x8”x1”, Indoor/Outdoor, (color Gray) | Ea |  | 1 Year (3 Years) | 300 | 5% | 285
81515 | Lenel | LPMR-1824MCGMP | LenelProx/HID Prox Mid Range Reader Metal Compensated, Wiegand and RS232 (simultaneous) output, 14 to 16 inch Read Range, 5-12 VDC [250 to 650 mA typical] Dimensions only 8”x8”x1”, Indoor/Outdoor, (color Gray) | Ea |  | 1 Year (3 Years) | 375 | 5% | 356.25
81516 | Lenel | LPSP-6820GRMP | LenelProx/HID Prox Switch Plate Reader, Wiegand and RS232 (simultaneous) output, 6 to 8 inch Read Range, 5-12 VDC [65 to 85 mA typical], Single Gang Box Mount, (color Gray) | Ea |  | 1 Year (3 Years) | 147 | 5% | 139.65
81517 | Lenel | LPSR-2400GRMP | LenelProx/HID Prox Special Range Reader, Wiegand Output, 4 to 5.5 inch Read Range, Metal Compensated, 5-12 VDC [40 to 70 mA typical], Mullion Width, Indoor/Outdoor, (color Gray) | Ea |  | 1 Year (3 Years) | 94 | 5% | 89.3
81518 | Lenel | LSM-3PA-ADV | Non-expiring license for a single OnGuard 3rd Party Authentication (OIDC) directory connection for an OnGuard ADV system. Requires OnGuard 7.5 or higher and active SUSP-ADV-TR-1, TR-2, Or TR-3 support plan at the time of purchase. | Ea |  | 1 Year | 800 | 5% | 760
81519 | Lenel | LSM-3PA-ES | Non-expiring license for a single OnGuard 3rd Party Authentication (OIDC) directory connection for an OnGuard 32ES system. Requires OnGuard 7.5 or higher and active SUSP-W-ES support plan at the time of purchase. | Ea |  | 1 Year | 400 | 5% | 380
81520 | Lenel | LSM-3PA-MAS | Non-expiring license for a single OnGuard 3rd Party Authentication (OIDC) directory connection for an OnGuard Enterprise Master (ENTMAS1) size system. Requires OnGuard 7.5 or higher and active SUSP-ENT-MAS support plan at the time of purchase. | Ea |  | 1 Year | 6400 | 5% | 6080
81521 | Lenel | LSM-3PA-MAS-LT | Non-expiring license for a single OnGuard 3rd Party Authentication (OIDC) directory connection for an OnGuard PRO Tier 5 size system. Requires OnGuard 7.5 or higher and active SUSP-W-ENT-MAS-LT support plan at the time of purchase. | Ea |  | 1 Year | 3200 | 5% | 3040
81522 | Lenel | LSM-3PA-PRO-A | Non-expiring license for a single OnGuard 3rd Party Authentication (OIDC) directory connection for an OnGuard PRO Tier 1 or 2 size system. Requires OnGuard 7.5 or higher and active SUSP-PRO-TR-1 or TR-2 support plan at the time of purchase. | Ea |  | 1 Year | 1600 | 5% | 1520
81523 | Lenel | LSM-3PA-PRO-B | Non-expiring license for a single OnGuard 3rd Party Authentication (OIDC) directory connection for an OnGuard PRO Tier 3 or 4 size system. Requires OnGuard 7.5 or higher and active SUSP-PRO-TR-3 or TR-4 support plan at the time of purchase. | Ea |  | 1 Year | 3200 | 5% | 3040
81524 | Lenel | LSM-3PA-PRO-C | Non-expiring license for a single OnGuard 3rd Party Authentication (OIDC) directory connection for an OnGuard PRO Tier 5 size system. Requires OnGuard 7.5 or higher and active SUSP-PRO-TR-5 support plan at the time of purchase. | Ea |  | 1 Year | 6400 | 5% | 6080
81525 | Lenel | LSM-CSS-ADV | Non-expiring license for OnGuard Cardholder Self Service module. Requires OnGuard 7.2 and active SUSP-ADV support plan. | Ea |  | 1 Year | 2500 | 5% | 2375
81526 | Lenel | LSM-CSS-ES | Non-expiring license for OnGuard Cardholder Self Service module. Requires OnGuard 7.2 and active SUSP-W-ES support plan. | Ea |  | 1 Year | 1800 | 5% | 1710
81527 | Lenel | LSM-CSS-MAS | Non-expiring license for OnGuard Cardholder Self Service module. Requires OnGuard 7.2 and active SUSP-ENT-MAS support plan. | Ea |  | 1 Year | 8536 | 5% | 8109.2
81528 | Lenel | LSM-CSS-MAS-LT | Non-expiring license for OnGuard Cardholder Self Service module. Requires OnGuard 7.2 and active SUSP-W-ENT-MAS-LT support plan. | Ea |  | 1 Year | 4240 | 5% | 4028
81529 | Lenel | LSM-CSS-PRO-A | Non-expiring license for OnGuard Cardholder Self Service module. Requires OnGuard 7.2 and active SUSP-PRO-TR-1 or TR-2 support plan. | Ea |  | 1 Year | 4400 | 5% | 4180
81530 | Lenel | LSM-CSS-PRO-B | Non-expiring license for OnGuard Cardholder Self Service module. Requires OnGuard 7.2 and active SUSP-PRO-TR-3 or TR-4 support plan. | Ea |  | 1 Year | 15532 | 5% | 14755.4
81531 | Lenel | LSM-CSS-PRO-C | Non-expiring license for OnGuard Cardholder Self Service module. Requires OnGuard 7.2 and active SUSP-PRO-TR-5 support plan. | Ea |  | 1 Year | 30000 | 5% | 28500
81532 | Lenel | LSM-CSS-REG-A | Non-expiring license for OnGuard Cardholder Self Service module. Requires OnGuard 7.2 and active SUSP-ENT-REG-TR-1 or TR-2 support plan. | Ea |  | 1 Year | 4400 | 5% | 4180
81533 | Lenel | LSM-CSS-REG-B | Non-expiring license for OnGuard Cardholder Self Service module. Requires OnGuard 7.2 and active SUSP-ENT-REG-TR-3 or TR-4 support plan. | Ea |  | 1 Year | 9068 | 5% | 8614.6
81534 | Lenel | LSM-CSS-REG-C | Non-expiring license for OnGuard Cardholder Self Service module. Requires OnGuard 7.2 and active SUSP-ENT-REG-TR-5 support plan. | Ea |  | 1 Year | 16000 | 5% | 15200
81535 | Lenel | LSM-CSS-REG-LT | Non-expiring license for OnGuard Cardholder Self Service module. Requires OnGuard 7.2 and active SUSP-W-ENT-REG-LT support plan. | Ea |  | 1 Year | 2160 | 5% | 2052
81536 | Lenel | LSM-CSS-REG-SM | Non-expiring license for OnGuard Cardholder Self Service module. Requires OnGuard 7.2 and active SUSP-W-ENT-REG-SM support plan. | Ea |  | 1 Year | 1800 | 5% | 1710
81537 | Lenel | LSM-MCI-ADV | Non-expiring license for Mobile Credential Issuance. One required per server. Requires OnGuard 7.3 or higher and active SUSP-ADV-TR-1, TR-2, Or TR-3 support plan at the time of purchase. | Ea |  | 1 Year | 1500 | 5% | 1425
81538 | Lenel | LSM-MCI-ES | Non-expiring license for Mobile Credential Issuance. One required per server. Requires OnGuard 7.3 or higher and active SUSP-W-ES support plan at the time of purchase. | Ea |  | 1 Year | 1016 | 5% | 965.2
81539 | Lenel | LSM-MCI-MAS | Non-expiring license for Mobile Credential Issuance. One required per server. Requires OnGuard 7.3 or higher and active SUSP-ENT-MAS support plan at the time of purchase. | Ea |  | 1 Year | 23892 | 5% | 22697.4
81540 | Lenel | LSM-MCI-MAS-LT | Non-expiring license for Mobile Credential Issuance. One required per server. Requires OnGuard 7.3 or higher and active SUSP-W-ENT-MAS-LT support plan at the time of purchase. | Ea |  | 1 Year | 8960 | 5% | 8512
81541 | Lenel | LSM-MCI-PRO-A | Non-expiring license for Mobile Credential Issuance. One required per server. Requires OnGuard 7.3 or higher and active SUSP-PRO-TR-1 or TR-2 support plan at the time of purchase. | Ea |  | 1 Year | 2836 | 5% | 2694.2
81542 | Lenel | LSM-MCI-PRO-B | Non-expiring license for Mobile Credential Issuance. One required per server. Requires OnGuard 7.3 or higher and active SUSP-PRO-TR-3 or TR-4 support plan at the time of purchase. | Ea |  | 1 Year | 9036 | 5% | 8584.2
81543 | Lenel | LSM-MCI-PRO-C | Non-expiring license for Mobile Credential Issuance. One required per server. Requires OnGuard 7.3 or higher and active SUSP-PRO-TR-5 support plan at the time of purchase. | Ea |  | 1 Year | 22400 | 5% | 21280
81544 | Lenel | LSM-MCI-REG-A | Non-expiring license for Mobile Credential Issuance. One required per server. Requires OnGuard 7.3 or higher and active SUSP-ENT-REG-TR-1 or TR-2 support plan at the time of purchase. | Ea |  | 1 Year | 2464 | 5% | 2340.8
81545 | Lenel | LSM-MCI-REG-B | Non-expiring license for Mobile Credential Issuance. One required per server. Requires OnGuard 7.3 or higher and active SUSP-ENT-REG-TR-3 or TR-4 support plan at the time of purchase. | Ea |  | 1 Year | 5748 | 5% | 5460.6
81546 | Lenel | LSM-MCI-REG-C | Non-expiring license for Mobile Credential Issuance. One required per server. Requires OnGuard 7.3 or higher and active SUSP-ENT-REG-TR-5 support plan at the time of purchase. | Ea |  | 1 Year | 10452 | 5% | 9929.4
81547 | Lenel | LSM-MCI-REG-LT | Non-expiring license for Mobile Credential Issuance. One required per server. Requires OnGuard 7.3 or higher and active SUSP-W-ENT-REG-LT support plan at the time of purchase. | Ea |  | 1 Year | 1196 | 5% | 1136.2
81548 | Lenel | LSM-MCI-REG-SM | Non-expiring license for Mobile Credential Issuance. One required per server. Requires OnGuard 7.3 or higher and active SUSP-W-ENT-REG-SM support plan at the time of purchase. | Ea |  | 1 Year | 668 | 5% | 634.6
81549 | Lenel | LSM-VSS | Non-expiring license for [1] Visitor Self Service Module (iPad Only Support). iPad not included. Quantity should be for total number of configured tablets. Requires at least one IDVM front desk license on the OnGuard server. iPad not included. | Ea |  | 1 Year | 3200 | 5% | 3040
81550 | Lenel | LSM-WATCH-ADV | Non-expiring license for OnGuard WATCH Module. Requires OnGuard 7.1 or higher and active SUSP-ADV support plan. | Ea |  | 1 Year | 2500 | 5% | 2375
81551 | Lenel | LSM-WATCH-ES | Non-expiring license for OnGuard WATCH Module. Requires OnGuard 7.1 or higher and active SUSP-ES support plan. | Ea |  | 1 Year | 1800 | 5% | 1710
81552 | Lenel | LSM-WATCH-MAS | Non-expiring license for OnGuard WATCH Module. Requires OnGuard 7.1 or higher and active SUSP-ENT-MAS support plan. | Ea |  | 1 Year | 8536 | 5% | 8109.2
81553 | Lenel | LSM-WATCH-MAS-LT | Non-expiring license for OnGuard WATCH Module. Requires OnGuard 7.1 or higher and active SUSP-W-ENT-MAS-LT support plan. | Ea |  | 1 Year | 4240 | 5% | 4028
81554 | Lenel | LSM-WATCH-PRO-A | Non-expiring license for OnGuard WATCH Module. Requires OnGuard 7.1 or higher and active SUSP-PRO-TR-1 or TR-2 support plan. | Ea |  | 1 Year | 4400 | 5% | 4180
81555 | Lenel | LSM-WATCH-PRO-B | Non-expiring license for OnGuard WATCH Module. Requires OnGuard 7.1 or higher and active SUSP-PRO-TR-3 or TR-4 support plan. | Ea |  | 1 Year | 15532 | 5% | 14755.4
81556 | Lenel | LSM-WATCH-PRO-C | Non-expiring license for OnGuard WATCH Module. Requires OnGuard 7.1 or higher and active SUSP-PRO-TR-5 support plan. | Ea |  | 1 Year | 30000 | 5% | 28500
81557 | Lenel | LSM-WATCH-REG-A | Non-expiring license for OnGuard WATCH Module. Requires OnGuard 7.1 or higher and active SUSP-ENT-REG-TR-1 or TR-2 support plan. | Ea |  | 1 Year | 4400 | 5% | 4180
81558 | Lenel | LSM-WATCH-REG-B | Non-expiring license for OnGuard WATCH Module. Requires OnGuard 7.1 or higher and active SUSP-ENT-REG-TR-3 or TR-4 support plan. | Ea |  | 1 Year | 9068 | 5% | 8614.6
81559 | Lenel | LSM-WATCH-REG-C | Non-expiring license for OnGuard WATCH Module. Requires OnGuard 7.1 or higher and active SUSP-ENT-REG-TR-5 support plan. | Ea |  | 1 Year | 16000 | 5% | 15200
81560 | Lenel | LSM-WATCH-REG-LT | Non-expiring license for OnGuard WATCH Module. Requires OnGuard 7.1 or higher and active SUSP-W-ENT-REG-LT support plan. | Ea |  | 1 Year | 2160 | 5% | 2052
81561 | Lenel | LSM-WATCH-REG-SM | Non-expiring license for OnGuard WATCH Module. Requires OnGuard 7.1 or higher and active SUSP-W-ENT-REG-SM support plan. | Ea |  | 1 Year | 1800 | 5% | 1710
81562 | Lenel | LSP-150W-PS-ENCL | 150W PS/CHARGER, 12A 12VDC OR 6A 24VDC, INTEGRATED FAI (FIRE ALARM INPUT), FAULT MONITORING, NETWORK READY, 14H X 12W ENCLOSURE, UL CUL, 1 Year (Lifetime) WARRANTY, FPO150-E1 | Ea |  | 1 Year (3 Years) | 404 | 5% | 383.8
81563 | Lenel | LSP-16DR-E6M1 | LSP-16DR, E6M1 30H X 23W ENCL, FITS EIGHT LNL CONTROLLERS, 12A 12VDC SYSTEM AND 10A 24VDC LOCK, 16 AUX PTC AND 16 LOCK PTC OUTPUTS, FITS 8AH BATTERY SETS, UL CUL, 1 Year (Lifetime) WARRANTY, FPO150/250-2C8P2D8PE6M1 | Ea |  | 1 Year (3 Years) | 1490 | 5% | 1415.5
81564 | Lenel | LSP-16DR-E6M1WPA | LSP-16DR, E6M1 30H X 23W ENCL, PREWIRED FOR X2220, X4420, 2220 AND 7 1320, PANDUIT, 12A 12VDC SYSTEM AND 10A 24VDC LOCK, 24 AUX PTC AND 16 LOCK PTC OUTPUTS, FITS 8AH BATTERY SETS, UL CUL, 1 Year (Lifetime) WARRANTY, FPO150/250-2C8P3D8PE6M1/P16-A | Ea |  | 1 Year (3 Years) | 2754 | 5% | 2616.3
81565 | Lenel | LSP-16DR-E8M1 | LSP-16DR, E8M1 36H X 30W ENCL, FITS 8 LENEL CONTROLLERS PLUS (2) IO BOARDS, 12A 12VDC SYSTEM AND 10A 24VDC LOCK, 16 AUX PTC AND 16 LOCK PTC OUTPUTS, FITS 8AH BATTERY SETS, UL CUL, 1 Year (Lifetime) WARRANTY, FPO150/250-2C8P2D8PE8M1 | Ea |  | 1 Year (3 Years) | 1721 | 5% | 1634.95
81566 | Lenel | LSP-16DR-E8M1WPA | LSP-16DR, E8M1 36H X 30W ENCL, PREWIRED FOR X2220, X4420, 2220 AND 7 1320 PANDUIT (WITH IO SPACE), 12A 12VDC SYSTEM AND 10A 24VDC LOCK, 24 AUX PTC AND 16 LOCK PTC OUTPUTS, FITS 8AH BATTERY SETS, UL CUL, 1 Year (Lifetime) WARRANTY, FPO150/250-2C8P3D8PE8M1/P16-A | Ea |  | 1 Year (3 Years) | 3117 | 5% | 2961.15
81567 | Lenel | LSP-16DR-E8M2 | LSP-16DR, E8M2 36H X 30W ENCL, FITS EIGHT LNL CONTROLLERS, 12A 12VDC SYSTEM AND 10A 24VDC LOCK, 16 AUX PTC AND 16 LOCK PTC OUTPUTS, FITS 8AH BATTERY SETS, UL CUL, 1 Year (Lifetime) WARRANTY, FPO150/250-2C8P2D8PE8M2 | Ea |  | 1 Year (3 Years) | 1634 | 5% | 1552.3
81568 | Lenel | LSP-16DR-E8M2WPA | LSP-16DR, E8M2 36H X 30W ENCL, PREWIRED FOR X2220, X4420, 2220 AND 7 1320, PANDUIT, 12A 12VDC SYSTEM AND 10A 24VDC LOCK, 24 AUX PTC AND 16 LOCK PTC OUTPUTS, FITS 8AH BATTERY SETS, UL CUL, 1 Year (Lifetime) WARRANTY, FPO150/250-2C8P3D8PE8M2/P16-A | Ea |  | 1 Year (3 Years) | 2857 | 5% | 2714.15
81569 | Lenel | LSP-16DRN-E6M1 | LSP-16DR-NET, E6M1 30H X 23W ENCL, FITS EIGHT LNL CONTROLLERS, 12A 12VDC SYSTEM AND 10A 24VDC LOCK, 16 AUX PTC AND 16 MANAGED PTC OUTPUTS, FITS 8AH BATTERY SETS, UL CUL, 1 Year (Lifetime) WARRANTY, FPO150/250-2D8P2M8PNL4E6M1 | Ea |  | 1 Year (3 Years) | 1972 | 5% | 1873.4
81570 | Lenel | LSP-16DRN-E6M1WPA | LSP-16DR-NET, E6M1 30H X 23W ENCL, PREWIRED FOR X2220, X4420, 2220 AND 7 1320, PANDUIT, 12A 12VDC SYSTEM AND 10A 24VDC LOCK, 24 AUX PTC AND 16 MANAGED PTC OUTPUTS, FITS 8AH BATTERY SETS, UL CUL, 1 Year (Lifetime) WARRANTY, FPO150/250-3D8P2M8PNL4E6M1/P16-A | Ea |  | 1 Year (3 Years) | 3256 | 5% | 3093.2
81571 | Lenel | LSP-16DRN-E8M1 | LSP-16DR-NET, E8M1 36H X 30W ENCL, FITS EIGHT LNL CONTROLLERS PLUS (2) IO BOARDS, 12A 12VDC SYSTEM AND 10A 24VDC LOCK, 16 AUX PTC AND 16 MANAGED PTC OUTPUTS, FITS 8AH BATTERY SETS, UL CUL, 1 Year (Lifetime) WARRANTY, FPO150/250-2D8P2M8PNL4E8M1 | Ea |  | 1 Year (3 Years) | 2203 | 5% | 2092.85
81572 | Lenel | LSP-16DRN-E8M1WPA | LSP-16DR-NET, E8M1 36HX30W ENCL PREWIRED FOR X2220, X4420, 2220 AND 7 1320 PANDUIT (WITH IO SPACE) 12A 12VDC SYSTEM AND 10A 24VDC LOCK 24 AUX PTC AND 16 MANAGED PTC OUTPUTS FITS 8AH BATTERY SETS, UL CUL, 1 Year (Lifetime) WRTY, FPO150/250-3D8P2M8PNL4E8M1/P16-A | Ea |  | 1 Year (3 Years) | 3619 | 5% | 3438.05
81573 | Lenel | LSP-16DRN-E8M2 | LSP-16DR-NET, E8M2 36H X 30W ENCL, FITS EIGHT LNL CONTROLLERS, 12A 12VDC SYSTEM AND 10A 24VDC LOCK, 16 AUX PTC AND 16 MANAGED PTC OUTPUTS, FITS 8AH BATTERY SETS, UL CUL, 1 Year (Lifetime) WARRANTY, FPO150/250-2D8P2M8PNL4E8M2 | Ea |  | 1 Year (3 Years) | 2115 | 5% | 2009.25
81574 | Lenel | LSP-16DRN-E8M2WPA | LSP-16DR-NET, E8M2 36H X 30W ENCL, PREWIRED FOR X2220, X4420, 2220 AND 7 1320, PANDUIT, 12A 12VDC SYSTEM AND 10A 24VDC LOCK, 24 AUX PTC AND 16 MANAGED PTC OUTPUTS, FITS 8AH BATTERY SETS, UL CUL, 1 Year (Lifetime) WARRANTY, FPO150/250-3D8P2M8PNL4E8M2/P16-A | Ea |  | 1 Year (3 Years) | 3359 | 5% | 3191.05
81575 | Lenel | LSP-4DR-E4M | LSP-4DR, E4M 24H X 20W ENCL, FITS TWO LNL CONTROLLERS, 2A 12VDC SYSTEM AND 2A 24VDC LOCK, 8 AUX PTC AND 4 LOCK PTC OUTPUTS, FITS 8AH BATTERY SETS, UL CUL, 1 Year (Lifetime) WARRANTY, FPO75-B100C4PD8PE4M | Ea |  | 1 Year (3 Years) | 575 | 5% | 546.25
81576 | Lenel | LSP-4DR-E4MWTA | LSP-4DR, E4M 24H X 20W ENCL, PREWIRED FOR X2220, X4420, 2220, 1320, TIE WRAP, 2A 12VDC SYSTEM AND 2A 24VDC LOCK, 8 AUX PTC AND 4 LOCK PTC OUTPUTS,FITS 8AH BATTERY SETS, UL CUL, 1 Year (Lifetime) WARRANTY, FPO75-B100C4PD8PE4M/T4-A | Ea |  | 1 Year (3 Years) | 833 | 5% | 791.35
81577 | Lenel | LSP-4DRN-E4M | LSP-4DR-NET, E4M 24H X 20W ENCL, FITS TWO LNL CONTROLLERS, 2A 12VDC SYSTEM AND 2A 24VDC LOCK, 8 MANAGED PTC OUTPUTS, FITS 8AH BATTERY SETS, UL CUL, 1 Year (Lifetime) WARRANTY, FPO75-B100M8PNL4E4M | Ea |  | 1 Year (3 Years) | 918 | 5% | 872.1
81578 | Lenel | LSP-4DRN-E4MWTA | LSP-4DR-NET, E4M 24H X 20W ENCL, PREWIRED FOR X2220, X4420, 2220, 1320, TIE WRAP, 2A 12VDC SYSTEM AND 2A 24VDC LOCK, 8 MANAGED PTC OUTPUTS, FITS 8AH BATTERY SETS, UL CUL, 1 Year (Lifetime) WARRANTY, FPO75-B100M8PNL4E4M/T4-A | Ea |  | 1 Year (3 Years) | 1191 | 5% | 1131.45
81579 | Lenel | LSP-4DRN-RGM | LSP-4DR NETWORK RACKDRAWER, FITS (2) LENEL PANELS, 2A 12VDC SYSTEM AND 2A 24VDC LOCK, 8 MANAGED PTC OUTPUTS, ENCL 19.00W x 3.50H x 20.50D W/ LOCKSET, WIRE MGMT ARM, UL CUL, 1 Year (Lifetime) WARRANTY, RGM75-M8PNZ | Ea |  | 1 Year (3 Years) | 1348 | 5% | 1280.6
81580 | Lenel | LSP-4DRN-RGMWTA | LSP-4DR NETWORK RACKDRAWER, FITS (2) LENEL PANELS PREWIRED FOR X2220, X4420, 2220 AND 1320 TIE WRAP, POWER: 2A 12VDC SYS AND 2A 24VDC LOCK, 8 MANAGED PTC OUTS, ENCL 19.00Wx3.50Hx20.50D W/ LOCKSET, WIRE MGMT ARM, ULCUL, 1 Year (Lifetime) WRTY, RGM75B-M8PNZ/T4-A | Ea |  | 1 Year (3 Years) | 1781 | 5% | 1691.95
81581 | Lenel | LSP-4DR-RGM | LSP-4DR RACKDRAWER, FITS (2) LENEL PANELS, POWER: 2A 12VDC SYSTEM AND 2A 24VDC LOCK, 8 LOCK PTC OUTPUTS, ENCL 19.00Wx3.50Hx20.50D W/ LOCKSET, WIRE MGMT ARM, UL CUL, 1 Year (Lifetime) WARRANTY, RGM75B-C8PZ | Ea |  | 1 Year (3 Years) | 1004 | 5% | 953.8
81582 | Lenel | LSP-4DR-RGMWTA | LSP-4DR RACKDRAWER, FITS (2) LENEL PANELS PREWIRED FOR X2220, X4420, 2220, 1320 TIE WRAP. POWER: 2A 12VDC SYSTEM AND 2A 24VDC LOCK 8 LOCK PTC OUTPUTS, ENCL 19.00x3.50x20.50 W/ LOCKSET, WIRE MGMT ARM, UL CUL, 1 Year (Lifetime) WARRANTY, RGM75B-C8PZ/T4-A | Ea |  | 1 Year (3 Years) | 1348 | 5% | 1280.6
81583 | Lenel | LSP-75W-PS-ENCL | 75W PS/CHARGER, 6A 12VDC OR 3A 24VDC, INTEGRATED FAI (FIRE ALARM INPUT), FAULT MONITORING, NETWORK READY, 14H X 12W ENCLOSURE, UL CUL, 1 Year (Lifetime) WARRANTY, FPO75-E1 | Ea |  | 1 Year (3 Years) | 278 | 5% | 264.1
81584 | Lenel | LSP-8DR-E4M1 | LSP-8DR, E4M1 24H X 20W ENCL WITH DOOR MOUNT, FITS FOUR LNL CONTROLLERS (TWO MAIN, TWO DOOR), 4A 12VDC SYSTEM AND 4A 24VDC LOCK, 8 AUX PTC AND 8 LOCK PTC OUTPUTS, FITS 8AH BATTERY SETS, UL CUL, 1 Year (Lifetime) WARRANTY, FPO150-B100C8PD8PE4M1 | Ea |  | 1 Year (3 Years) | 777 | 5% | 738.15
81585 | Lenel | LSP-8DR-E4M1WTA | LSP-8DR, E4M1 24H X 20W ENCL WITH DOOR MOUNT, PREWIRED FOR X2220, X4420, 2220 AND (3) 1320, TIE WRAP, 4A 12VDC SYSTEM AND 4A 24VDC LOCK, 16 AUX PTC AND 8 LOCK PTC OUTPUTS, FITS 8AH BATTERY SETS, UL CUL, 1 Year (Lifetime) WARRANTY, FPO150-B100C8P2D8PE4M1/T8-A | Ea |  | 1 Year (3 Years) | 1383 | 5% | 1313.85
81586 | Lenel | LSP-8DR-E6M | LSP-8DR, E6M 30H X 23W ENCL, FITS FOUR LNL CONTROLLERS, 4A 12VDC SYSTEM AND 4A 24VDC LOCK, 8 AUX PTC AND 8 LOCK PTC OUTPUTS, FITS 8AH BATTERY SETS, UL CUL, 1 Year (Lifetime) WARRANTY, FPO150-B100C8PD8PE6M | Ea |  | 1 Year (3 Years) | 1034 | 5% | 982.3
81587 | Lenel | LSP-8DR-E6MWPA | LSP-8DR, E6M 30H X 23W ENCL, PREWIRED FOR X2220, X4420, 2220 AND (3) 1320, PANDUIT, 4A 12VDC SYSTEM AND 4A 24VDC LOCK, 16 AUX PTC AND 8 LOCK PTC OUTPUTS, FITS 8AH BATTERY SETS, UL CUL, 1 Year (Lifetime) WARRANTY, FPO150-B100C8P2D8PE6M/P8-A | Ea |  | 1 Year (3 Years) | 1719 | 5% | 1633.05
81588 | Lenel | LSP-8DRN-E4M1 | LSP-8DR-NET, E4M1 24H X 20W ENCL WITH DOOR MOUNT, FITS FOUR LNL CONTROLLERS, 4A 12VDC SYSTEM AND 4A 24VDC LOCK, 8 AUX PTC AND 8 MANAGED PTC OUTPUTS, FITS 8AH BATTERY SETS, UL CUL, 1 Year (Lifetime) WARRANTY, FPO150-B100D8PM8PNL4E4M1 | Ea |  | 1 Year (3 Years) | 1138 | 5% | 1081.1
81589 | Lenel | LSP-8DRN-E4M1WTA | LSP-8DR-NET, E4M1 24H X 20W ENCL WITH DOOR MOUNT, PREWIRED FOR X2220, X4420, 2220 AND (3) 1320, TIE WRAP, 4A 12VDC SYSTEM AND 4A 24VDC LOCK, 16 AUX PTC AND 8 MANAGED PTC OUTPUTS, FITS 8AH BATTERY SETS, UL CUL, 1 Year (Lifetime) WARRANTY, FPO150-B1002D8PM8PNL4E4M1/T8-A | Ea |  | 1 Year (3 Years) | 1760 | 5% | 1672
81590 | Lenel | LSP-8DRN-E6M | LSP-8DR-NET, E6M 30H X 23W ENCL, FITS FOUR LNL CONTROLLERS, 4A 12VDC SYSTEM AND 4A 24VDC LOCK, 8 AUX PTC AND 8 MANAGED PTC OUTPUTS, FITS 8AH BATTERY SETS, UL CUL, 1 Year (Lifetime) WARRANTY, FPO150-B100D8PM8PNL4E6M | Ea |  | 1 Year (3 Years) | 1430 | 5% | 1358.5
81591 | Lenel | LSP-8DRN-E6MWPA | LSP-8DR-NET, E6M 30H X 23W ENCL, PREWIRED FOR X2220, X4420, 2220 AND (3) 1320, PANDUIT, 4A 12VDC SYSTEM AND 4A 24VDC LOCK, 16 AUX PTC AND 8 MANAGED PTC OUTPUTS, FITS 8AH BATTERY SETS, UL CUL, 1 Year (Lifetime) WARRANTY, FPO150-B1002D8PM8PNL4E6M/P8-A | Ea |  | 1 Year (3 Years) | 2094 | 5% | 1989.3
81592 | Lenel | LSP-CTX12DR | LSP 12DR PRE-WIRED CTX CROSS - SINGLE VOLTAGE - WIRED FOR 6 LENEL PANELS MAIN-DOOR. 12A 12VDC OR 6A 24VDC, 8 AUXILIARY PTC OUTPUTS, FAI, LOW BATTERY DISCONNECT NETWORK READY FITS 8AH BATTERYS, 20H X 16W ENCL, UL CUL, 1 Year (Lifetime) WARRANTY, FPO150-D8PE2M1 | Ea |  | 1 Year (3 Years) | 508 | 5% | 482.6
81593 | Lenel | LSP-CTX20DR | LSP 20DR PRE-WIRED CTX CROSS - SINGLE VOLTAGE - WIRED FOR 4 LENEL PANELS MAIN-DOOR. 12A 12VDC OR 6A 24VDC, 8 AUXILIARY PTC OUTPUTS, FAI, LOW BATTERY DISCONNECT NETWORK READY FITS 8AH BATTERYS, 20H X 16W ENCL, UL CUL, 1 Year (Lifetime) WARRANTY, FPO150-D8PE4M1 | Ea |  | 1 Year (3 Years) | 680 | 5% | 646
81594 | Lenel | LSP-CTX4DR | LSP 4DR PRE-WIRED CTX CROSS - SINGLE VOLTAGE - WIRED FOR 2 LENEL PANELS. 6A 12VDC OR 3A 24VDC, FAI, LOW BATTERY DISCONNECT NETWORK READY FITS 8AH BATTERY SETS, 20H X 16W ENCL, UL CUL, 1 Year (Lifetime) WARRANTY, FPV4-E2M | Ea |  | 1 Year (3 Years) | 367 | 5% | 348.65
81595 | Lenel | LSP-CTX6DR | LSP 6DR PRE-WIRED CTX CROSS - SINGLE VOLTAGE - WIRED FOR 3 LENEL PANELS. 6A 12VDC OR 3A 24VDC, 8 AUXILIARY PTC OUTPUTS, FAI, LOW BATTERY DISCONNECT, NETWORK READY, FITS 8AH BATTERY SETS, 20H X 16W ENCL, UL CUL, 1 Year (Lifetime) WARRANTY, FPV4-D8PE2M | Ea |  | 1 Year (3 Years) | 386 | 5% | 366.7
81596 | Lenel | LSP-E1M | E1M ENCLOSURE WITH LENEL BOARD MOUNTING, 14H x 12W x 4.5D, BACKPLATE PATTERN FOR (1) CONTROLLER, MOUNTING KIT, TAMPER SWITCH AND LOCKSET INCLUDED, UL, CUL, 1 Year (Lifetime) WARRANTY, E1M | Ea |  | 1 Year (3 Years) | 236 | 5% | 224.2
81597 | Lenel | LSP-E2M | E2M ENCLOSURE WITH LENEL BOARD MOUNTING, 20H x 16W x 4.5D, BACKPLATE PATTERN FOR (4) CONTROLLERS (2-3) WITH POWER, TAMPER SWITCH AND LOCKSET INCLUDED, UL, CUL, 1 Year (Lifetime) WARRANTY, E2M | Ea |  | 1 Year (3 Years) | 270 | 5% | 256.5
81598 | Lenel | LSP-E4M | E4M ENCLOSURE WITH LENEL BOARD MOUNTING, 24H x 20W x 4.5D, BACKPLATE PATTERN FOR (6) CONTROLLERS (4-5) WITH POWER, TAMPER SWITCH AND LOCKSET INCLUDED, UL, CUL, 1 Year (Lifetime) WARRANTY, E4M | Ea |  | 1 Year (3 Years) | 326 | 5% | 309.7
81599 | Lenel | LSP-E4M1 | E4M1 ENCLOSURE WITH LENEL BOARD MOUNTING IN MAIN AND DOOR, 24H x 20W x 4.5D, BACKPLATE PATTERN FOR (12) CONTROLLERS (8-10) WITH POWER, TAMPER SWITCH AND LOCKSET INCLUDED, UL, CUL, 1 Year (Lifetime) WARRANTY, E4M1 | Ea |  | 1 Year (3 Years) | 460 | 5% | 437
81600 | Lenel | LSP-E6M | E6M ENCLOSURE WITH LENEL BOARD MOUNTING, 30H x 23W x 6.5D, BACKPLATE PATTERN FOR (6) CONTROLLERS (4-5) WITH POWER, TAMPER SWITCH AND LOCKSET INCLUDED, UL, CUL, 1 Year (Lifetime) WARRANTY, E6M | Ea |  | 1 Year (3 Years) | 649 | 5% | 616.55
81601 | Lenel | LSP-E6M1 | E6M1 ENCLOSURE WITH LENEL BOARD MOUNTING ON BACKPLATE AND DOOR, 30H x 23W x 6.5D, BACKPLATE PATTERN FOR (12) CONTROLLERS (8-10) WITH POWER, TAMPER SWITCH AND LOCKSET INCLUDED, UL, CUL, 1 Year (Lifetime) WARRANTY, E6M1 | Ea |  | 1 Year (3 Years) | 803 | 5% | 762.85
81602 | Lenel | LSP-E8M | E8M ENCLOSURE WITH LENEL BOARD MOUNTING, 36H x 30W x 6.5D, BACKPLATE PATTERN FOR (6) CONTROLLERS WITH POWER, TAMPER SWITCH AND LOCKSET INCLUDED, UL, CUL, 1 Year (Lifetime) WARRANTY, E8M | Ea |  | 1 Year (3 Years) | 780 | 5% | 741
81603 | Lenel | LSP-E8M1 | E8M1 ENCLOSURE WITH LENEL BOARD MOUNTING ON BACKPLATE AND DOOR, 36H x 30W x 6.5D, BACKPLATE PATTERN FOR (12) CONTROLLERS WITH POWER, TAMPER SWITCH AND LOCKSET INCLUDED, UL, CUL, 1 Year (Lifetime) WARRANTY, E8M1 | Ea |  | 1 Year (3 Years) | 940 | 5% | 893
81604 | Lenel | LSP-E8M2 | E8M2 ENCLOSURE WITH LENEL BOARD MOUNTING, 36H x 30W x 6.5D, BACKPLATE PATTERN FOR (8) CONTROLLERS WITH POWER, TAMPER SWITCH AND LOCKSET INCLUDED, UL, CUL, 1 Year (Lifetime) WARRANTY, E8M2 | Ea |  | 1 Year (3 Years) | 860 | 5% | 817
81605 | Lenel | LSP-E8MH | E8MH ENCLOSURE WITH LENEL BOARD MOUNTING, 36H x 30W x 6.5D, BACKPLATE PATTERN FOR (9) CONTROLLERS (7-8) WITH POWER, TAMPER SWITCH AND LOCKSET INCLUDED, UL, CUL, 1 Year (Lifetime) WARRANTY, E8MH | Ea |  | 1 Year (3 Years) | 934 | 5% | 887.3
81606 | Lenel | LSP-EDGE-ENCL | POE ENCLOSURE FOR LNL-2210, 8.5H x 11W x 3.0D, ACCOMMODATES UP TO TWO LNL-2210 CONTROLLERS, MOUNTING KIT AND LOCKSET INCLUDED, 1 Year (Lifetime) WARRANTY, E5M | Ea |  | 1 Year (3 Years) | 90 | 5% | 85.5
81607 | Lenel | LSP-EDGE-PWR-LRG | LSP-EDGE-LARGE, E1M, 14H X 12W ENCL, FITS (1) LNL-2210 PANEL WITH TWO 7AH BATTERIES, POWER: 6A 12VDC OR 3A 24VDC, FOUR LOCK OUTPUTS WITH INPUTS, PTC, CLASS 2 POWER LIMITED AT 2.5A, UL294, CUL S319, 1 Year (Lifetime) WARRANTY, FPO75-C4PE1M | Ea |  | 1 Year (3 Years) | 379 | 5% | 360.05
81608 | Lenel | LSP-EDGE-PWR-SML | LSP-EDGE-SMALL, E5M, 8.5H X 11W ENCL, FITS (1) LNL-2210 PANEL WITH 4AH BATTERY, POWER: 6A 12VDC OR 3A 24VDC, UL294, CUL S319, 1 Year (Lifetime) WARRANTY, FPO75-E5M | Ea |  | 1 Year (3 Years) | 216 | 5% | 205.2
81609 | Lenel | LSP-FPO250W-PS-BRD | FPO 250W POWER SUPPLY BOARD INPUT 110/230VAC, OUTPUT 12V 20A OR 24V 10A, 80AH BATTERY CHARGER INTEGRATED FAI, FAULT MONITORING, NETWORK READY, 8.25W x 5.5H x 2.5D INCLUDES MOUNTING HARDWARE, UL CUL, 1 Year (Lifetime) WARRANTY, FPO250 | Ea |  | 1 Year (3 Years) | 318 | 5% | 302.1
81610 | Lenel | LSP-FPO75W-PS-BRD | FPO 75W POWER SUPPLY BOARD, INPUT 110/230VAC, OUTPUT 12V 6A OR 24V 3A, 40AH BATTERY CHARGER, INTEGRATED FAI, FAULT MONITORING, NETWORK READY, 4.0Wx6.0Hx2.5D INCLUDES MOUNTING HARDWARE, UL CUL, 1 Year (Lifetime) WARRANTY, FPO75 | Ea |  | 1 Year (3 Years) | 154 | 5% | 146.3
81611 | Lenel | LSP-NPR250-16M | 250W 16 PORT POE MIDSPAN INJECTOR, 1U HEIGHT 19.0W x 1.75H x 15.50D, NETWORK MANAGED, REMOTE PORT SHUTDOWN, 48V BATTERY CHARGER, UL 60950-1, CSA C22.2 NO. 60950-1, CE, 1 Year (Lifetime) WARRANTY, NPR250-16M | Ea |  | 1 Year (3 Years) | 1340 | 5% | 1273
81612 | Lenel | LSP-NPR500-16M | 500W 16 PORT POE MIDSPAN INJECTOR, 1U HEIGHT 19.0W x 1.75H x 15.50D, NETWORK MANAGED, REMOTE PORT SHUTDOWN, 48V BATTERY CHARGER, UL 60950-1, CSA C22.2 NO. 60950-1, CE, 1 Year (Lifetime) WARRANTY, NPR500-16M | Ea |  | 1 Year (3 Years) | 1508 | 5% | 1432.6
81613 | Lenel | LSP-RBE | BATTERY RACKMOUNT ENCLOSURE, 19.00W x 3.50H x 20.50D (2 OR 4 POST RACK), HOLDS UP TO FOUR (4) 12VDC, 7 - 8AH BATTERIES, 1 Year (Lifetime) WARRANTY, RBE | Ea |  | 1 Year (3 Years) | 340 | 5% | 323
81614 | Lenel | M3000-ENCL | M3000 Enclosure, with 7 slot card cage, backplane, power supply (12VDC, 6A) and battery (12VDC, 12AH). No boards included. No connectors included. | Ea |  | 1 Year (3 Years) | 835 | 5% | 793.25
81615 | Lenel | M5-ENCL | M5 Enclosure, with 7 slot card cage, and backplane. No boards included. No connectors included. No Power supply included. No Battery included. | Ea |  | 1 Year (3 Years) | 415 | 5% | 394.25
81616 | Lenel | MC-1000-H5xxxx | Corp 1000 indicator specifying the Corp 1000 format number [H5xxxx] | Ea |  | 1 Year (3 Years) | 0.31 | 5% | 0.2945
81617 | Lenel | MC-3633-0053 | Rio Pro Cleaning Kit [includes 10 cards and 1 pen] | Ea |  | 1 Year (3 Years) | 29 | 5% | 27.55
81618 | Lenel | MC-3633-0054 | Rio Pro Cleaning Roller Kit [includes 5 sleeves and 1 bar] | Ea |  | 1 Year (3 Years) | 19 | 5% | 18.05
81619 | Lenel | MC-MA1000K-BLK | Rio Pro Black Resin Film [1000 prints per roll] | Ea |  | 1 Year (3 Years) | 20 | 5% | 19
81620 | Lenel | MC-MA250YMCKOK | Rio Pro YMCKOK Dye Film [250 prints per roll] | Ea |  | 1 Year (3 Years) | 130 | 5% | 123.5
81621 | Lenel | MC-MA300YMCKO | Rio Pro YMCKO Dye Film [300 prints per roll] | Ea |  | 1 Year (3 Years) | 111 | 5% | 105.45
81622 | Lenel | MC-MA600KO | Rio Pro Black Resin with Overcoat [600 prints per roll] | Ea |  | 1 Year (3 Years) | 80 | 5% | 76
81623 | Lenel | MC-PRIMA402 | Prima 4 Duo, Reverse Transfer Printer - Double-sided. 3 year UltraCoverPlus unlimited warranty. Printer and Encoding options ordered on separate part numbers. Factory configuration is required | Ea |  | 1 Year (3 Years) | 5495 | 5% | 5220.25
81624 | Lenel | MC-PRIMA431 | Prima 4 YMCK Dye Film & Retransfer Film Set [1000 prints per roll] | Ea |  | 1 Year (3 Years) | 495 | 5% | 470.25
81625 | Lenel | MC-PRIMA433 | Prima 4 YMCKK Dye Film [750 prints per roll double sided] | Ea |  | 1 Year (3 Years) | 445 | 5% | 422.75
81626 | Lenel | MC-PRIMA434 | Prima 4 YMCK-UV Dye Film - with UV panel [750 prints per roll] | Ea |  | 1 Year (3 Years) | 445 | 5% | 422.75
81627 | Lenel | MC-PRIMA435 | Prima 4 YMCKO-PO Dye Film - with Peel-off panel [750 prints per roll] | Ea |  | 1 Year (3 Years) | 495 | 5% | 470.25
81628 | Lenel | MC-PRIMA436 | Prima 4 Re-Transfer film [1000 prints per roll] | Ea |  | 1 Year (3 Years) | 95 | 5% | 90.25
81629 | Lenel | MC-PRIMA451 | Prima 4 Inline Laminator - Single-sided. 3 year UltraCoverPlus unlimited warranty | Ea |  | 1 Year (3 Years) | 2995 | 5% | 2845.25
81630 | Lenel | MC-PRIMA452 | Prima 4 Inline Laminator - Double-sided. 3 year UltraCoverPlus unlimited warranty | Ea |  | 1 Year (3 Years) | 3995 | 5% | 3795.25
81631 | Lenel | MC-PRIMA461 | Prima 4 Holographic Overlay Film with Generic "Snowflake" design [1000 Overlays per roll] | Ea |  | 1 Year (3 Years) | 450 | 5% | 427.5
81632 | Lenel | MC-PRIMA462 | Prima 4 Clear Patch Laminate .6mil [600 patches per roll] | Ea |  | 1 Year (3 Years) | 195 | 5% | 185.25
81633 | Lenel | MC-PRIMA463 | Prima 4 Clear Patch Laminate .6mil with chip cutout [600 patches per roll] | Ea |  | 1 Year (3 Years) | 245 | 5% | 232.75
81634 | Lenel | MC-PRIMA464 | Prima 4 Clear Patch Laminate 1 mil [600 patches per roll] | Ea |  | 1 Year (3 Years) | 195 | 5% | 185.25
81635 | Lenel | MC-PRIMA465 | Prima 4 Clear Patch Laminate 1 mil with chip cutout [600 patches per roll with chip cutout] | Ea |  | 1 Year (3 Years) | 245 | 5% | 232.75
81636 | Lenel | MC-PRIMA491 | Prima 4 Cleaning Kit (For use with all Prima printers) | Ea |  | 1 Year (3 Years) | 65 | 5% | 61.75
81637 | Lenel | MG | Magnetic Stripe Reader Module (Track 1, 2, or 3). | Ea |  | 1 Year (3 Years) | 503 | 5% | 477.85
81638 | Lenel | MGB-MCA5 | Grounding Kit for ANT-REM-I/O+6DB ONLY | Ea |  | 1 Year (3 Years) | 150 | 5% | 142.5
81639 | Lenel | MGK | Magnetic Stripe Reader Plus Keypad Module (Track 1, 2, or 3). | Ea |  | 1 Year (3 Years) | 554 | 5% | 526.3
81640 | Lenel | ML-DXPCOBT-** | MILESTONE ONE DAY CARE PLUS FOR XPROTECT CORPORATE BASE LICENSE | Ea |  | One Day | 1.58 | 5% | 1.501
81641 | Lenel | ML-DXPCODL-** | MILESTONE ONE DAY CARE PLUS FOR XPROTECT CORPORATE DEVICE LICENSE | Ea |  | One Day | 0.17 | 5% | 0.1615
81642 | Lenel | ML-DXPCOMIDL-** | ONE DAY CARE PLUS FOR XPROTECT CORPORATE MILESTONE INTERCONNECT CAMERA LICENSE | Ea |  | One Day | 0.04 | 5% | 0.038
81643 | Lenel | ML-DXPETBL-** | MILESTONE ONE DAY CARE PLUS FOR XPROTECT EXPERT BASE LICENSE | Ea |  | One Day | 0.99 | 5% | 0.9405
81644 | Lenel | ML-DXPETDL-** | MILESTONE ONE DAY CARE PLUS FOR XPROTECT EXPERT DEVICE LICENSE | Ea |  | One Day | 0.14 | 5% | 0.133
81645 | Lenel | ML-DXPEXCL-** | MILESTONE ONE DAY CARE PLUS FOR XPROTECT EXPRESS DEVICE LICENSE | Ea |  | One Day | 0.05 | 5% | 0.0475
81646 | Lenel | ML-DXPEXPLUSDL-** | MILESTONE ONE DAY CARE PLUS FOR XPROTECT EXPRESS PLUS DEVICE LICENSE | Ea |  | One Day | 0.05 | 5% | 0.0475
81647 | Lenel | ML-DXPPCL-** | MILESTONE ONE DAY CARE PLUS FOR XPROTECT PROFESSIONAL DEVICE LICENSE | Ea |  | One Day | 0.08 | 5% | 0.076
81648 | Lenel | ML-DXPPPLUSDL-** | MILESTONE ONE DAY CARE PLUS FOR XPROTECT PROFESSIONAL PLUS DEVICE LICENSE | Ea |  | One Day | 0.08 | 5% | 0.076
81649 | Lenel | ML-MCPE-Y1STD-** | 1 Year CARE ELITE MILESTONE SUPPORT PACKAGE | Ea |  | 1 Year | 50000 | 5% | 47500
81650 | Lenel | ML-MCPR-DXPCO-** | MILESTONE ONE DAY CARE PREMIUM FOR XPROTECT CORPORATE BASE LICENSE | Ea |  | One Day | 0.62 | 5% | 0.589
81651 | Lenel | ML-MCPR-DXPCOD-** | MILESTONE ONE DAY CARE PREMIUM FOR XPROTECT CORPORATE DEVICE LICENSE | Ea |  | One Day | 0.07 | 5% | 0.0665
81652 | Lenel | ML-MCPR-DXPCOM-** | ONE DAY CARE PREMIUM FOR XPROTECT CORPORATE MILESTONE INTERCONNECT CAMERA LICENSE | Ea |  | One Day | 0.02 | 5% | 0.019
81653 | Lenel | ML-MCPR-DXPET-** | MILESTONE ONE DAY CARE PREMIUM FOR XPROTECT EXPERT BASE LICENSE | Ea |  | One Day | 0.39 | 5% | 0.3705
81654 | Lenel | ML-MCPR-DXPETD-** | MILESTONE ONE DAY CARE PREMIUM FOR XPROTECT EXPERT DEVICE LICENSE | Ea |  | One Day | 0.06 | 5% | 0.057
81655 | Lenel | ML-MCPR-DXPEX-** | MILESTONE ONE DAY CARE PREMIUM FOR XPROTECT EXPRESS DEVICE LICENSE | Ea |  | One Day | 0.02 | 5% | 0.019
81656 | Lenel | ML-MCPR-DXPPCL-** | MILESTONE ONE DAY CARE PREMIUM FOR XPROTECT PROFESSIONAL DEVICE LICENSE | Ea |  | One Day | 0.04 | 5% | 0.038
81657 | Lenel | ML-MCPR-DXPPPDL-* | MILESTONE ONE DAY CARE PREMIUM FOR XPROTECT PROFESSIONAL PLUS DEVICE LICENSE | Ea |  | One Day | 0.04 | 5% | 0.038
81658 | Lenel | ML-MCPR-START-** | MILESTONE CARE PREMIUM START-UP FEE | Ea |  | One Day | 1500 | 5% | 1425
81659 | Lenel | ML-MCPR-Y2XPCO-** | MILESTONE 1 Year (2 Years) CARE PREMIUM FOR XPROTECT CORPORATE BASE LICENSE | Ea |  | 1 Year (2 Years) | 414 | 5% | 393.3
81660 | Lenel | ML-MCPR-Y2XPCOD-** | MILESTONE 1 Year (2 Years) CARE PREMIUM FOR XPROTECT CORPORATE DEVICE LICENSE | Ea |  | 1 Year (2 Years) | 43 | 5% | 40.85
81661 | Lenel | ML-MCPR-Y2XPCOM-** | 1 Year (2 Years) CARE PREMIUM FOR XPROTECT CORPORATE MILESTONE INTERCONNECT CAMERA LICENSE | Ea |  | 1 Year (2 Years) | 9 | 5% | 8.55
81662 | Lenel | ML-MCPR-Y2XPET-** | MILESTONE 1 Year (2 Years) CARE PREMIUM FOR XPROTECT EXPERT BASE LICENSE | Ea |  | 1 Year (2 Years) | 260 | 5% | 247
81663 | Lenel | ML-MCPR-Y2XPETD-** | MILESTONE 1 Year (2 Years) CARE PREMIUM FOR XPROTECT EXPERT DEVICE LICENSE | Ea |  | 1 Year (2 Years) | 35 | 5% | 33.25
81664 | Lenel | ML-MCPR-Y2XPEX-** | MILESTONE 1 Year (2 Years) CARE PREMIUM FOR XPROTECT EXPRESS DEVICE LICENSE | Ea |  | 1 Year (2 Years) | 9 | 5% | 8.55
81665 | Lenel | ML-MCPR-Y2XPPCL-** | MILESTONE 1 Year (2 Years) CARE PREMIUM FOR XPROTECT PROFESSIONAL DEVICE LICENSE | Ea |  | 1 Year (2 Years) | 20 | 5% | 19
81666 | Lenel | ML-MCPR-Y2XPPPDL-* | MILESTONE 1 Year (2 Years) CARE PREMIUM FOR XPROTECT PROFESSIONAL PLUS DEVICE LICENSE | Ea |  | 1 Year (2 Years) | 22 | 5% | 20.9
81667 | Lenel | ML-MCPR-Y3XPCO-** | MILESTONE 1 Year (3 Years) CARE PREMIUM FOR XPROTECT CORPORATE BASE LICENSE | Ea |  | 1 Year (3 Years) | 573 | 5% | 544.35
81668 | Lenel | ML-MCPR-Y3XPCOD-** | MILESTONE 1 Year (3 Years) CARE PREMIUM FOR XPROTECT CORPORATE DEVICE LICENSE | Ea |  | 1 Year (3 Years) | 60 | 5% | 57
81669 | Lenel | ML-MCPR-Y3XPCOM-** | 1 Year (3 Years) CARE PREMIUM FOR XPROTECT CORPORATE MILESTONE INTERCONNECT CAMERA LICENSE | Ea |  | 1 Year (3 Years) | 13 | 5% | 12.35
81670 | Lenel | ML-MCPR-Y3XPET-** | MILESTONE 1 Year (3 Years) CARE PREMIUM FOR XPROTECT EXPERT BASE LICENSE | Ea |  | 1 Year (3 Years) | 360 | 5% | 342
81671 | Lenel | ML-MCPR-Y3XPETD-** | MILESTONE 1 Year (3 Years) CARE PREMIUM FOR XPROTECT EXPERT DEVICE LICENSE | Ea |  | 1 Year (3 Years) | 49 | 5% | 46.55
81672 | Lenel | ML-MCPR-Y3XPEX-** | MILESTONE 1 Year (3 Years) CARE PREMIUM FOR XPROTECT EXPRESS DEVICE LICENSE | Ea |  | 1 Year (3 Years) | 13 | 5% | 12.35
81673 | Lenel | ML-MCPR-Y3XPPCL-** | MILESTONE 1 Year (3 Years) CARE PREMIUM FOR XPROTECT PROFESSIONAL DEVICE LICENSE | Ea |  | 1 Year (3 Years) | 27 | 5% | 25.65
81674 | Lenel | ML-MCPR-Y3XPPPDL-* | MILESTONE 1 Year (3 Years) CARE PREMIUM FOR XPROTECT PROFESSIONAL PLUS DEVICE LICENSE | Ea |  | 1 Year (3 Years) | 31 | 5% | 29.45
81675 | Lenel | ML-MCPR-Y5XPCO-** | MILESTONE 1 Year (5 Years) CARE PREMIUM FOR XPROTECT CORPORATE BASE LICENSE | Ea |  | 1 Year (5 Years) | 876 | 5% | 832.2
81676 | Lenel | ML-MCPR-Y5XPCOD-** | MILESTONE 1 Year (5 Years) CARE PREMIUM FOR XPROTECT CORPORATE DEVICE LICENSE | Ea |  | 1 Year (5 Years) | 91 | 5% | 86.45
81677 | Lenel | ML-MCPR-Y5XPCOM-** | 1 Year (5 Years) CARE PREMIUM FOR XPROTECT CORPORATE MILESTONE INTERCONNECT CAMERA LICENSE | Ea |  | 1 Year (5 Years) | 19 | 5% | 18.05
81678 | Lenel | ML-MCPR-Y5XPET-** | MILESTONE 1 Year (5 Years) CARE PREMIUM FOR XPROTECT EXPERT BASE LICENSE | Ea |  | 1 Year (5 Years) | 550 | 5% | 522.5
81679 | Lenel | ML-MCPR-Y5XPETD-** | MILESTONE 1 Year (5 Years) CARE PREMIUM FOR XPROTECT EXPERT DEVICE LICENSE | Ea |  | 1 Year (5 Years) | 74 | 5% | 70.3
81680 | Lenel | ML-MCPR-Y5XPEX-** | MILESTONE 1 Year (5 Years) CARE PREMIUM FOR XPROTECT EXPRESS DEVICE LICENSE | Ea |  | 1 Year (5 Years) | 19 | 5% | 18.05
81681 | Lenel | ML-MCPR-Y5XPPCL-** | MILESTONE 1 Year (5 Years) CARE PREMIUM FOR XPROTECT PROFESSIONAL DEVICE LICENSE | Ea |  | 1 Year (5 Years) | 41 | 5% | 38.95
81682 | Lenel | ML-MCPR-Y5XPPPDL-* | MILESTONE 1 Year (5 Years) CARE PREMIUM FOR XPROTECT PROFESSIONAL PLUS DEVICE LICENSE | Ea |  | 1 Year (5 Years) | 47 | 5% | 44.65
81683 | Lenel | ML-MCPR-YXPCO-** | MILESTONE 1 Year CARE PREMIUM FOR XPROTECT CORPORATE BASE LICENSE | Ea |  | 1 Year | 223 | 5% | 211.85
81684 | Lenel | ML-MCPR-YXPCOD-** | MILESTONE 1 Year CARE PREMIUM FOR XPROTECT CORPORATE DEVICE LICENSE | Ea |  | 1 Year | 24 | 5% | 22.8
81685 | Lenel | ML-MCPR-YXPCOM-** | 1 Year CARE PREMIUM FOR XPROTECT CORPORATE MILESTONE INTERCONNECT CAMERA LICENSE | Ea |  | 1 Year | 5 | 5% | 4.75
81686 | Lenel | ML-MCPR-YXPET-** | MILESTONE 1 Year CARE PREMIUM FOR XPROTECT EXPERT BASE LICENSE | Ea |  | 1 Year | 140 | 5% | 133
81687 | Lenel | ML-MCPR-YXPETD-** | MILESTONE 1 Year CARE PREMIUM FOR XPROTECT EXPERT DEVICE LICENSE | Ea |  | 1 Year | 19 | 5% | 18.05
81688 | Lenel | ML-MCPR-YXPEX-** | MILESTONE 1 Year CARE PREMIUM FOR XPROTECT EXPRESS DEVICE LICENSE | Ea |  | 1 Year | 5 | 5% | 4.75
81689 | Lenel | ML-MCPR-YXPPCL-** | MILESTONE 1 Year CARE PREMIUM FOR XPROTECT PROFESSIONAL DEVICE LICENSE | Ea |  | 1 Year | 11 | 5% | 10.45
81690 | Lenel | ML-MCPR-YXPPPDL-* | MILESTONE 1 Year CARE PREMIUM FOR XPROTECT PROFESSIONAL PLUS DEVICE LICENSE | Ea |  | 1 Year | 12 | 5% | 11.4
81691 | Lenel | ML-OGINT-32ES | INTEGRATION OF MILESTONE XPROTECT PLATFORM INTO ONGUARD 32ES SYSTEMS [INCLUDES DATACONDUIT- SWG-1140 AND SWG-DV VIDEO ENABLER LICENSES] | Ea |  | 1 Year | 5000 | 5% | 4750
81692 | Lenel | ML-OGINT-ADV | INTEGRATION OF MILESTONE XPROTECT PLATFORM INTO ONGUARD ADV SYSTEMS [INCLUDES DATACONDUIT- SWG-1140 AND SWG-DV VIDEO ENABLER LICENSES] | Ea |  | 1 Year | 8300 | 5% | 7885
81693 | Lenel | ML-OGINT-PROENT | INTEGRATION OF MILESTONE XPROTECT PLATFORM INTO ONGUARD PRO OR ENTERPRISE SYSTEMS [INCLUDES DATACONDUIT- SWG-1140 AND SWG-DV VIDEO ENABLER LICENSES] | Ea |  | 1 Year | 16500 | 5% | 15675
81694 | Lenel | ML-XPABL-** | MILESTONE XPROTECT ACCESS BASE LICENSE | Ea |  | 1 Year | 129 | 5% | 122.55
81695 | Lenel | ML-XPADL-** | MILESTONE XPROTECT ACCESS DOOR LICENSE | Ea |  | 1 Year | 39 | 5% | 37.05
81696 | Lenel | ML-XPCOBT-** | XPROTECT CORPORATE BASE LICENSE | Ea |  | 1 Year | 3183 | 5% | 3023.85
81697 | Lenel | ML-XPCOBT-** | XPROTECT CORPORATE BASE LICENSE | Ea |  | 1 Year | 3183 | 5% | 3023.85
81698 | Lenel | ML-XPCODL-** | XPROTECT CORPORATE DEVICE LICENSE | Ea |  | 1 Year | 329 | 5% | 312.55
81699 | Lenel | ML-XPCOMIDL-** | XPROTECT CORPORATE MILESTONE INTERCONNECT CAMERA LICENSE | Ea |  | 1 Year | 69 | 5% | 65.55
81700 | Lenel | ML-XPETBL-** | XPROTECT EXPERT BASE LICENSE | Ea |  | 1 Year | 1999 | 5% | 1899.05
81701 | Lenel | ML-XPETDL-** | XPROTECT EXPERT DEVICE LICENSE | Ea |  | 1 Year | 269 | 5% | 255.55
81702 | Lenel | ML-XPEXBL-** | XPROTECT EXPRESS BASE LICENSE | Ea |  | 1 Year | 19 | 5% | 18.05
81703 | Lenel | ML-XPEXCL-** | XPROTECT EXPRESS DEVICE LICENSE | Ea |  | 1 Year | 69 | 5% | 65.55
81704 | Lenel | ML-XPEXPLUSBL-** | XPROTECT EXPRESS PLUS BASE LICENSE | Ea |  | 1 Year | 19 | 5% | 18.05
81705 | Lenel | ML-XPEXPLUSDL-** | XPROTECT EXPRESS PLUS DEVICE LICENSE | Ea |  | 1 Year | 75 | 5% | 71.25
81706 | Lenel | ML-XPPBL-** | XPROTECT PROFESSIONAL BASE LICENSE | Ea |  | 1 Year | 499 | 5% | 474.05
81707 | Lenel | ML-XPPCL-** | XPROTECT PROFESSIONAL DEVICE LICENSE | Ea |  | 1 Year | 149 | 5% | 141.55
81708 | Lenel | ML-XPP-PLUS-BL-** | XPROTECT PROFESSIONAL PLUS BASE LICENSE | Ea |  | 1 Year | 499 | 5% | 474.05
81709 | Lenel | ML-XPP-PLUS-DL-** | XPROTECT PROFESSIONAL PLUS DEVICE LICENSE | Ea |  | 1 Year | 169 | 5% | 160.55
81710 | Lenel | ML-Y2XPCOBT-** | MILESTONE 1 Year (2 Years) CARE PLUS FOR XPROTECT CORPORATE BASE LICENSE | Ea |  | 1 Year | 955 | 5% | 907.25
81711 | Lenel | ML-Y2XPCODL-** | MILESTONE 1 Year (2 Years) CARE PLUS FOR XPROTECT CORPORATE DEVICE LICENSE | Ea |  | 1 Year (2 Years) | 100 | 5% | 95
81712 | Lenel | ML-Y2XPCOMIDL-** | 1 Year (2 Years) CARE PLUS FOR XPROTECT CORPORATE MILESTONE INTERCONNECT CAMERA LICENSE | Ea |  | 1 Year (2 Years) | 21 | 5% | 19.95
81713 | Lenel | ML-Y2XPETBL-** | MILESTONE 1 Year (2 Years) CARE PLUS FOR XPROTECT EXPERT BASE LICENSE | Ea |  | 1 Year (2 Years) | 600 | 5% | 570
81714 | Lenel | ML-Y2XPETDL-** | MILESTONE 1 Year (2 Years) CARE PLUS FOR XPROTECT EXPERT DEVICE LICENSE | Ea |  | 1 Year (2 Years) | 81 | 5% | 76.95
81715 | Lenel | ML-Y2XPEXCL-** | MILESTONE 1 Year (2 Years) CARE PLUS FOR XPROTECT EXPRESS DEVICE LICENSE | Ea |  | 1 Year (2 Years) | 18 | 5% | 17.1
81716 | Lenel | ML-Y2XPEXPLUSDL-** | MILESTONE 1 Year (2 Years) CARE PLUS FOR XPROTECT EXPRESS PLUS DEVICE LICENSE | Ea |  | 1 Year (2 Years) | 23 | 5% | 21.85
81717 | Lenel | ML-Y2XPPCL-** | MILESTONE 1 Year (2 Years) CARE PLUS FOR XPROTECT PROFESSIONAL DEVICE LICENSE | Ea |  | 1 Year (2 Years) | 45 | 5% | 42.75
81718 | Lenel | ML-Y2XPPPLUSDL-** | MILESTONE 1 Year (2 Years) CARE PLUS FOR XPROTECT PROFESSIONAL PLUS DEVICE LICENSE | Ea |  | 1 Year (2 Years) | 51 | 5% | 48.45
81719 | Lenel | ML-Y3OIXPCOBT-** | MILESTONE 1 Year (3 Years) OPT-IN CARE PLUS FOR XPROTECT CORPORATE BASE LICENSE | Ea |  | 1 Year (3 Years) | 1719 | 5% | 1633.05
81720 | Lenel | ML-Y3OIXPCODL-** | MILESTONE 1 Year (3 Years) OPT-IN CARE PLUS FOR XPROTECT CORPORATE DEVICE LICENSE | Ea |  | 1 Year (3 Years) | 178 | 5% | 169.1
81721 | Lenel | ML-Y3OIXPCOMIDL-** | 1 Year (3 Years) OPT-IN CARE PLUS FOR XPROTECT CORPORATE MILESTONE INTERCONNECT CAMERA LICENSE | Ea |  | 1 Year (3 Years) | 38 | 5% | 36.1
81722 | Lenel | ML-Y3OIXPETBL-** | MILESTONE 1 Year (3 Years) OPT-IN CARE PLUS FOR XPROTECT EXPERT BASE LICENSE | Ea |  | 1 Year (3 Years) | 1080 | 5% | 1026
81723 | Lenel | ML-Y3OIXPETDL-** | MILESTONE 1 Year (3 Years) OPT-IN CARE PLUS FOR XPROTECT EXPERT DEVICE LICENSE | Ea |  | 1 Year (3 Years) | 146 | 5% | 138.7
81724 | Lenel | ML-Y3OIXPEXCL-** | MILESTONE 1 Year (3 Years) OPT-IN CARE PLUS FOR XPROTECT EXPRESS DEVICE LICENSE | Ea |  | 1 Year (3 Years) | 42 | 5% | 39.9
81725 | Lenel | ML-Y3OIXPEXPLDL-** | MILESTONE 1 Year (3 Years) OPT-IN CARE PLUS FOR XPROTECT EXPRESS PLUS DEVICE LICENSE | Ea |  | 1 Year (3 Years) | 42 | 5% | 39.9
81726 | Lenel | ML-Y3OIXPPCL-** | MILESTONE 1 Year (3 Years) OPT-IN CARE PLUS FOR XPROTECT PROFESSIONAL DEVICE LICENSE | Ea |  | 1 Year (3 Years) | 81 | 5% | 76.95
81727 | Lenel | ML-Y3OIXPPPLUSDL-** | MILESTONE 1 Year (3 Years) OPT-IN CARE PLUS FOR XPROTECT PROFESSIONAL PLUS DEVICE LICENSE | Ea |  | 1 Year (3 Years) | 93 | 5% | 88.35
81728 | Lenel | ML-Y3XPCOBT-** | MILESTONE 1 Year (3 Years) CARE PLUS FOR XPROTECT CORPORATE BASE LICENSE | Ea |  | 1 Year (3 Years) | 1245 | 5% | 1182.75
81729 | Lenel | ML-Y3XPCODL-** | MILESTONE 1 Year (3 Years) CARE PLUS FOR XPROTECT CORPORATE DEVICE LICENSE | Ea |  | 1 Year (3 Years) | 130 | 5% | 123.5
81730 | Lenel | ML-Y3XPCOMIDL-** | 1 Year (3 Years) CARE PLUS FOR XPROTECT CORPORATE MILESTONE INTERCONNECT CAMERA LICENSE | Ea |  | 1 Year (3 Years) | 27 | 5% | 25.65
81731 | Lenel | ML-Y3XPETBL-** | MILESTONE 1 Year (3 Years) CARE PLUS FOR XPROTECT EXPERT BASE LICENSE | Ea |  | 1 Year (3 Years) | 780 | 5% | 741
81732 | Lenel | ML-Y3XPETDL-** | MILESTONE 1 Year (3 Years) CARE PLUS FOR XPROTECT EXPERT DEVICE LICENSE | Ea |  | 1 Year (3 Years) | 105 | 5% | 99.75
81733 | Lenel | ML-Y3XPEXCL-** | MILESTONE 1 Year (3 Years) CARE PLUS FOR XPROTECT EXPRESS DEVICE LICENSE | Ea |  | 1 Year (3 Years) | 24 | 5% | 22.8
81734 | Lenel | ML-Y3XPEXPLUSDL-** | MILESTONE 1 Year (3 Years) CARE PLUS FOR XPROTECT EXPRESS PLUS DEVICE LICENSE | Ea |  | 1 Year (3 Years) | 30 | 5% | 28.5
81735 | Lenel | ML-Y3XPPCL-** | MILESTONE 1 Year (3 Years) CARE PLUS FOR XPROTECT PROFESSIONAL DEVICE LICENSE | Ea |  | 1 Year (3 Years) | 59 | 5% | 56.05
81736 | Lenel | ML-Y3XPPPLUSDL-** | MILESTONE 1 Year (3 Years) CARE PLUS FOR XPROTECT PROFESSIONAL PLUS DEVICE LICENSE | Ea |  | 1 Year (3 Years) | 66 | 5% | 62.7
81737 | Lenel | ML-Y5XPCOBT-** | MILESTONE 1 Year (5 Years) CARE PLUS FOR XPROTECT CORPORATE BASE LICENSE | Ea |  | 1 Year | 1910 | 5% | 1814.5
81738 | Lenel | ML-Y5XPCODL-** | MILESTONE 1 Year (5 Years) CARE PLUS FOR XPROTECT CORPORATE DEVICE LICENSE | Ea |  | 1 Year | 200 | 5% | 190
81739 | Lenel | ML-Y5XPCOMIDL-** | 1 Year (5 Years) CARE PLUS FOR XPROTECT CORPORATE MILESTONE INTERCONNECT CAMERA LICENSE | Ea |  | 1 Year (5 Years) | 42 | 5% | 39.9
81740 | Lenel | ML-Y5XPETBL-** | MILESTONE 1 Year (5 Years) CARE PLUS FOR XPROTECT EXPERT BASE LICENSE | Ea |  | 1 Year (5 Years) | 1200 | 5% | 1140
81741 | Lenel | ML-Y5XPETDL-** | MILESTONE 1 Year (5 Years) CARE PLUS FOR XPROTECT EXPERT DEVICE LICENSE | Ea |  | 1 Year (5 Years) | 162 | 5% | 153.9
81742 | Lenel | ML-Y5XPEXCL-** | MILESTONE 1 Year (5 Years) CARE PLUS FOR XPROTECT EXPRESS DEVICE LICENSE | Ea |  | 1 Year (5 Years) | 35 | 5% | 33.25
81743 | Lenel | ML-Y5XPEXPLUSDL-** | MILESTONE 1 Year (5 Years) CARE PLUS FOR XPROTECT EXPRESS PLUS DEVICE LICENSE | Ea |  | 1 Year (5 Years) | 45 | 5% | 42.75
81744 | Lenel | ML-Y5XPPCL-** | MILESTONE 1 Year (5 Years) CARE PLUS FOR XPROTECT PROFESSIONAL DEVICE LICENSE | Ea |  | 1 Year (5 Years) | 90 | 5% | 85.5
81745 | Lenel | ML-Y5XPPPLUSDL-** | MILESTONE 1 Year (5 Years) CARE PLUS FOR XPROTECT PROFESSIONAL PLUS DEVICE LICENSE | Ea |  | 1 Year (5 Years) | 102 | 5% | 96.9
81746 | Lenel | ML-YXPCOBT-** | MILESTONE 1 Year CARE PLUS FOR XPROTECT CORPORATE BASE LICENSE | Ea |  | 1 Year | 575 | 5% | 546.25
81747 | Lenel | ML-YXPCODL-** | MILESTONE 1 Year CARE PLUS FOR XPROTECT CORPORATE DEVICE LICENSE | Ea |  | 1 Year | 60 | 5% | 57
81748 | Lenel | ML-YXPCOMIDL-** | 1 Year CARE PLUS FOR XPROTECT CORPORATE MILESTONE INTERCONNECT CAMERA LICENSE | Ea |  | 1 Year | 13 | 5% | 12.35
81749 | Lenel | ML-YXPETBL-** | MILESTONE 1 Year CARE PLUS FOR XPROTECT EXPERT BASE LICENSE | Ea |  | 1 Year | 360 | 5% | 342
81750 | Lenel | ML-YXPETDL-** | MILESTONE 1 Year CARE PLUS FOR XPROTECT EXPERT DEVICE LICENSE | Ea |  | 1 Year | 49 | 5% | 46.55
81751 | Lenel | ML-YXPEXCL-** | MILESTONE 1 Year CARE PLUS FOR XPROTECT EXPRESS DEVICE LICENSE | Ea |  | 1 Year | 13 | 5% | 12.35
81752 | Lenel | ML-YXPEXPLUSDL-** | MILESTONE 1 Year CARE PLUS FOR XPROTECT EXPRESS PLUS DEVICE LICENSE | Ea |  | 1 Year | 14 | 5% | 13.3
81753 | Lenel | ML-YXPPCL-** | MILESTONE 1 Year CARE PLUS FOR XPROTECT PROFESSIONAL DEVICE LICENSE | Ea |  | 1 Year | 27 | 5% | 25.65
81754 | Lenel | ML-YXPPPLUSDL-** | MILESTONE 1 Year CARE PLUS FOR XPROTECT PROFESSIONAL PLUS DEVICE LICENSE | Ea |  | 1 Year | 31 | 5% | 29.45
81755 | Lenel | MS3-00M1AKU | RF Ideas Mag Stripe Wedge [will read badge id off any mag stripe card][USB form factor] | Ea |  | 1 Year (3 Years) | 99 | 5% | 94.05
81756 | Lenel | MT | 125 kHz Proximity and 13.56 MHz Smart Card Reader Module. | Ea |  | 1 Year (3 Years) | 589 | 5% | 559.55
81757 | Lenel | MTK | 125 kHz Proximity and 13.56 MHz Smart Card Reader Plus Keypad Module. | Ea |  | 1 Year (3 Years) | 617 | 5% | 586.15
81758 | Lenel | NEC-EC-A-LANX-R3 | ExpressCluster X R3 LAN 64BIT – Includes ExpressCluster X R3 LAN 64BIT software for two security nodes (1-2 CPU sockets per server) on a Local Area Network. Includes ExpressCluster X R3 LAN Edition for Windows, a 3-year STANDARD maintenance and support, and 3-year UPGRADE Assurance | Ea |  | 1 Year (3 Years) | 13050 | 5% | 12397.5
81759 | Lenel | NEC-EC-A-WANX-R3 | ExpressCluster X R3 WAN 64BIT – Includes ExpressCluster X R3 WAN 64BIT software for two server nodes (1-2 CPU sockets per server) on a Wide Area Network. Includes ExpressCluster X R3 WAN Edition for Windows Upgrade, a 3-year STANDARD maintenance and support, and 3-year UPGRADE Assurance, It is highly recommended that PES services are utilized for NEC WAN deployments. Any deployments requiring IP addressing in different subnets across the WAN will require PES services. PES services are not included. | Ea |  | 1 Year (3 Years) | 27639 | 5% | 26257.05
81760 | Lenel | NEC-FT-A320F-E4A | FT Server SW & HW Chassis: R320F-E4 with Windows Server 2016 (5-Device CALs, 16-Core DG); One (1) Logical CPU (Intel Xeon E5-2630 V4); FT Control SW, 3-year standard warranty REDUNDANT NODES EACH CONTAINING: - 8GB DDR4 RAM - 300GB 15K SAS Drive (OS) - 1.2TB 10K SAS Drive (Storage) | Ea |  | 1 Year (3 Years) | 24401 | 5% | 23180.95
81761 | Lenel | NEC-FT-A320F-E4B | FT Server SW & HW Chassis: R320F-E4 with Windows Server 2016 (5-Device CALs, 16-Core DG); One (1) Logical CPU (Intel Xeon E5-2630 V4); FT Control SW, 3-year standard warranty REDUNDANT NODES EACH CONTAINING: - 16GB DDR4 RAM - 600GB 15K SAS Drive (OS) - 1.2TB 10K SAS Drive (Storage) | Ea |  | 1 Year (3 Years) | 25081 | 5% | 23826.95
81762 | Lenel | NEC-FT-A320F-E4C | FT Server SW & HW Chassis: R320F-E4 with Windows Server 2016 (5-Device CALs, 16-Core DG); One (1) Logical CPU (Intel Xeon E5-2630 V4); FT Control SW, 3-year standard warranty REDUNDANT NODES EACH CONTAINING: - 16GB DDR4 RAM - 300GB 15K SAS Drive (OS) - 1.2TB 10K SAS Drive (Storage) - 10GBe Ethernet Port | Ea |  | 1 Year (3 Years) | 26311 | 5% | 24995.45
81763 | Lenel | NEC-FT-A320F-E4D | FT Server SW & HW Chassis: R320F-E4 with Windows Server 2016 (5-Device CALs, 16-Core DG); One (1) Logical CPU (Intel Xeon E5-2630 V4); FT Control SW, 3-year standard warranty REDUNDANT NODES EACH CONTAINING: - 16GB DDR4 RAM - 600GB 15K SAS Drive (OS) - 1.2TB 10K SAS Drive (Storage) - 10GBe Ethernet Port | Ea |  | 1 Year (3 Years) | 26671 | 5% | 25337.45
81764 | Lenel | NIS-5302 | Heat Roller Unit for PR53xx Printers – provides additional registered security holographic over-lamination for either front, back or front and back printing. Adds an additional 20 seconds per side, for PR53xx available in both hard and soft coat configurations (A=hard or D=Soft] | Ea |  | 1 Year (3 Years) | 2699 | 5% | 2564.05
81765 | Lenel | NIS-5302HS1 | LAMINATOR HOT SWAP/ Heat roller Unit 1st year USA Only | Ea |  | 1 Year (3 Years) | 1329 | 5% | 1262.55
81766 | Lenel | NIS-53xxHS2 | PRINTER HOT SWAP Warranty –Year 2 USA Only | Ea |  | 1 Year (3 Years) | 699 | 5% | 664.05
81767 | Lenel | NIS-BK | NiSCA BK Blck Only Ribbon - PR-C201 Retransfer Printer | Ea |  | 1 Year (3 Years) | 125 | 5% | 118.75
81768 | Lenel | NIS-CLEARPRC201 | Clear 1mil Patch for PRC201/L201 | Ea |  | 1 Year (3 Years) | 99 | 5% | 94.05
81769 | Lenel | NIS-CLEAR-TF | NiSCAClear-TF - Clear Thinfilm / Overlay [softcoat/overlay][450 printers/roll] | Ea |  | 1 Year (3 Years) | 89 | 5% | 84.55
81770 | Lenel | NIS-CLKIT-53 | Nisca Cleaningkit53 for P53xx and PRC151 printers. Includes supplies for 1,250 prints, 5 sticky cards, 5 snap sticks and a cleaning pen [Requires Printer firmware 4.3 or higher] | Ea |  | 1 Year (3 Years) | 79 | 5% | 75.05
81771 | Lenel | NIS-CLKIT-C101 | Nisca Cleaning Kit PR5500K574KIT for PRC101 and PRC201: 5 Low-Tack cards-5000 prints | Ea |  | 1 Year (3 Years) | 39 | 5% | 37.05
81772 | Lenel | NIS-CVR-C101 | Nisca DC-NI-101 Dust cover for PR-C101 printers | Ea |  | 1 Year (3 Years) | 69 | 5% | 65.55
81773 | Lenel | NIS-G2THIN | NiscaGenuine2 - Generic NiscaGenuineV2 - Thinfilm [softcoat / overlay][450/roll] | Ea |  | 1 Year (3 Years) | 109 | 5% | 103.55
81774 | Lenel | NIS-GSTHIN | NiscaSecureID-TF - Generic Secure ID - Thinfilm / Overlay [softcoat/overlay][450/roll] | Ea |  | 1 Year (3 Years) | 99 | 5% | 94.05
81775 | Lenel | NIS-L201 | Laminator for PR-C201 - Single & Double sided lamination, 1 Mil hardcoat, Thinfilm softcoat, Field Upgradeable, 1 Year Laminator Warranty on L201 Laminator | Ea |  | 1 Year (3 Years) | 2295 | 5% | 2180.25
81776 | Lenel | NIS-NGYMCK | NiSCA YMCK Ribbon - PR-C201 Retransfer Printer | Ea |  | 1 Year (3 Years) | 190 | 5% | 180.5
81777 | Lenel | NIS-NGYMCKH | NiSCA YMCKH Heat Seal Ribbon - PR-C201 Retransfer Printer | Ea |  | 1 Year (3 Years) | 265 | 5% | 251.75
81778 | Lenel | NIS-NGYMCKK | NiSCA YMCKK Ribbon - PR-C201 Retransfer Printer | Ea |  | 1 Year (3 Years) | 210 | 5% | 199.5
81779 | Lenel | NIS-NGYMCKO3 | Nisca ribbon NGYMCKO3/3BP for PR5350/PR3560LE/PR53LE & PRC151 printers [250 prints/roll] | Ea |  | 1 Year (3 Years) | 139 | 5% | 132.05
81780 | Lenel | NIS-NGYMCKOPRC | Nisca Ribbon NGYMCKOPRC cartridge & cleaning rollers for the PRC-101 printer [250 /roll] | Ea |  | 1 Year (3 Years) | 139 | 5% | 132.05
81781 | Lenel | NIS-NSC-CVR | Nisca DC-NI-53 Dust cover for PR53xx and PRC151 printers | Ea |  | 1 Year (3 Years) | 69 | 5% | 65.55
81782 | Lenel | NIS-PR5350HED | Nisca replacement print head for 5350 [change every 20K cards] | Ea |  | 1 Year (3 Years) | 1329 | 5% | 1262.55
81783 | Lenel | NIS-PR5500K569 | Nisca Cleaning Input Rollers PR5500K569 for PR53xx [change every 10K cards] | Ea |  | 1 Year (3 Years) | 185 | 5% | 175.75
81784 | Lenel | NIS-PRC101MF-Serial | PR-C101 Single Sided (USB ONLY) – 300dpi Printer; Full color edge-to-edge printing; 24 bit color; 256 grey scale, Ribbon Cartridge design; rotating LCD panel and Rear or Front card exit; PVC, CR-80, 30MIL thickness card standards, 16MB Memory. Includes Serial Digion24 MiFARE Contactless Encoder, USB cable (Include 5 Year/10,000 Print Printer and Print Head Warranty and Year/10,000 Print HOTSWAP) | Ea |  | 1 Year (3 Years) | 2295 | 5% | 2180.25
81785 | Lenel | NIS-PRC151 | PR-C151 High Speed Smart Card Printer - 300dpi Dual-Sided Printer - Edge-to-Edge, 32MB Memory, Self aligning print head module,Dual-sided printing, Dual-sided lamination w/ optional Heat Roller, Magnetic Stripe 3-Track encoding, Password authentication, Downloadable firmware, Card standards: PVC, CR-80 & 79, 20 to 50mil thickness. (Includes 1 Year (2 Years) Printer and Print Head Warranty and 1 Year HOTSWAP) | Ea |  | 1 Year (3 Years) | 3695 | 5% | 3510.25
81786 | Lenel | NIS-REXFERFLM | NiSCA Retransfer Film - PR-C201 Retransfer Printer Only | Ea |  | 1 Year (3 Years) | 95 | 5% | 90.25
81787 | Lenel | NIS-SECUREIDPRC201 | Generic Secure ID - 1mil Holopatch* for PRC201 Printer/L201 Laminator | Ea |  | 1 Year (3 Years) | 109 | 5% | 103.55
81788 | Lenel | NIS-SNAPSWAB | SnapSwab Cleaners, 25 per package [all Nisca printers] | Ea |  | 1 Year (3 Years) | 31 | 5% | 29.45
81789 | Lenel | NIS-YMCFK | Nisca ribbon NGYMCFK for PR5300, PR5310, PR5360LE, PR5350 & PRC151 printers [ 250 prints/roll] | Ea |  | 1 Year (3 Years) | 149 | 5% | 141.55
81790 | Lenel | NIS-YMCKOK2 | Nisca ribbon NGYMCKOK2 for PR5100, PR5200, PR5300, PR5310, PR5350 and PRC151 printers [210 prints/roll] | Ea |  | 1 Year (3 Years) | 154 | 5% | 146.3
81791 | Lenel | NS-10G-CBL-50 | 10G SFP+ Direct Attach Copper Cable - 0.5 Meters Stacking | Ea |  | 1 Year (3 Years) | 100 | 5% | 95
81792 | Lenel | NS2051-4P/1T | 4-Port 10/100Base-Tx IEEE802.3af Copper Ports + 1-Port 10/100Base-Tx Unmanaged Fast Ethernet Switch (4x 15,4W PoE budget) (-40~75°C) - Power 24-48V DC or 24V AC | Ea |  | 1 Year (3 Years) | 550 | 5% | 522.5
81793 | Lenel | NS3500-28T-4S | 28-Port 10/100/1000Base-T Copper Ports with 4 shared SFP Slots Managed Gigabit Ethernet Switch (0~50℃) | Ea |  | 1 Year (3 Years) | 1190 | 5% | 1130.5
81794 | Lenel | NS3550-2T-8S | 8-port 100/1000 SFP + 2-Ports 10/100/1000BaseT Managed Switch - ERPS (-40~75℃) - Power 12-48V DC | Ea |  | 1 Year (3 Years) | 1400 | 5% | 1330
81795 | Lenel | NS3550-8T-2S | 8-Port 10/100/1000 Base-Tx Copper Ports + 2-Ports 100/1000 SFP Managed Switch - ERPS (-40~75℃) - Power 12-48VDC or 24VAC | Ea |  | 1 Year (3 Years) | 1500 | 5% | 1425
81796 | Lenel | NS3552-8P-2S | 8-Port 10/100/1000Base-Tx IEEE802.3af/at Copper Ports + 2-Ports 100/1000 SFP Managed Switch - ERPS - Layer-3 (-40~75℃) - Power 48V DC | Ea |  | 1 Year (3 Years) | 1900 | 5% | 1805
81797 | Lenel | NS3702-24P-4S | 24-Port 10/100/1000Base-T IEEE802.3at Copper Ports with 4 shared SFP Slots Managed Gigabit Ethernet Switch(24x15,4W/12x30,8 W / 380W PoE Budget) and Static Routing (0~50℃) | Ea |  | 1 Year (3 Years) | 1990 | 5% | 1890.5
81798 | Lenel | NS4750-24S-4T-4X | 24-Port SFP Slots with 4 shared 10/100/1000Base-T Copper Ports Managed Gigabit Ethernet Switch and 4 1/10BaseG SFP+ Uplinks - ERPS (0~50℃ AC, or -10~60℃ DC External PSU) | Ea |  | 1 Year (3 Years) | 2200 | 5% | 2090
81799 | Lenel | NS4802-24P-4S-2X | 24-Port 10/100/1000Base-T IEEE802.3at Copper Ports with 4 shared SFP Slots Managed Gigabit Ethernet Stacking Switch (380W PoE Budget) and Static Routing and 2 1/10BaseG SFP+ Uplinks (0~50℃) | Ea |  | 1 Year (3 Years) | 3200 | 5% | 3040
81800 | Lenel | NVR-SNCA1-8R-16TB | SENECA DATA CONFIGURED DELL T3620 TOWER SERVER; 8GB RAM; 16TB STORAGE; 256GB SSD OS MEMORY; INTEL CORE I5-7500 CPU; INTEL 1 GBE NIC; WINDOWS 10 IOT ENTERPRISE 2016; 3 YEAR SUPPORT | Ea |  | 1 Year (3 Years) | 3134 | 5% | 2977.3
81801 | Lenel | NVR-SNCA1-8R-4TB | SENECA DATA CONFIGURED DELL T3620 TOWER SERVER; 8GB RAM; 4TB STORAGE; 256GB SSD OS MEMORY; INTEL CORE I5-7500 CPU; INTEL 1 GBE NIC; WINDOWS 10 IOT ENTERPRISE 2016; 3 YEAR SUPPORT | Ea |  | 1 Year (3 Years) | 2244 | 5% | 2131.8
81802 | Lenel | NVR-SNCA1-8R-8TB | SENECA DATA CONFIGURED DELL T3620 TOWER SERVER; 8GB RAM; 8TB STORAGE; 256GB SSD OS MEMORY; INTEL CORE I5-7500 CPU; INTEL 1 GBE NIC; WINDOWS 10 IOT ENTERPRISE 2016; 3 YEAR SUPPORT | Ea |  | 1 Year (3 Years) | 2474 | 5% | 2350.3
81803 | Lenel | NVR-SNCA3-16R-16TB | SENECA DATA CONFIGURED DELL R330 1U4 RACKMOUNT SERVER; 16GB RAM; 16TB STORAGE; 200GB SSD OS MEMORY; INTEL XEON E3-1220 V6 CPU; INTEL DUAL (2X) 1 GBE; WINDOWS 10 IOT ENTERPRISE 2016; 3 YEAR SUPPORT | Ea |  | 1 Year (3 Years) | 4500 | 5% | 4275
81804 | Lenel | NVR-SNCA3-16R-32TB | SENECA DATA CONFIGURED DELL R330 1U4 RACKMOUNT SERVER; 16GB RAM; 32TB STORAGE; 200GB SSD OS MEMORY; INTEL XEON E3-1220 V6 CPU; INTEL DUAL (2X) 1 GBE; WINDOWS 10 IOT ENTERPRISE 2016; 3 YEAR SUPPORT | Ea |  | 1 Year (3 Years) | 5615 | 5% | 5334.25
81805 | Lenel | NVR-SNCA5-32R-16TB | SENECA DATA CONFIGURED DELL R540 2U RACKMOUNT SERVER; 32GB RAM; 16TB STORAGE; 2 X 240GB SSD OS MEMORY; INTEL XEON SILVER 4110 CPU; INTEL QUAD (4X) 1 GBE; WINDOWS 10 IOT ENTERPRISE 2016 | Ea |  | 1 Year (3 Years) | 7535 | 5% | 7158.25
81806 | Lenel | NVR-SNCA5-32R-32TB | SENECA DATA CONFIGURED DELL R540 2U RACKMOUNT SERVER; 32GB RAM; 32TB STORAGE; 2 X 240GB SSD OS MEMORY; INTEL XEON SILVER 4110 CPU; INTEL QUAD (4X) 1 GBE; WINDOWS 10 IOT ENTERPRISE 2016 | Ea |  | 1 Year (3 Years) | 9015 | 5% | 8564.25
81807 | Lenel | NVR-SNCA5-32R-48TB | SENECA DATA CONFIGURED DELL R540 2U RACKMOUNT SERVER; 32GB RAM; 48TB STORAGE; 2 X 240GB SSD OS MEMORY; INTEL XEON SILVER 4110 CPU; INTEL QUAD (4X) 1 GBE; WINDOWS 10 IOT ENTERPRISE 2016 | Ea |  | 1 Year (3 Years) | 9700 | 5% | 9215
81808 | Lenel | NVR-SNCA5-32R-64TB | SENECA DATA CONFIGURED DELL R540 2U RACKMOUNT SERVER; 32GB RAM; 64TB STORAGE; 2 X 240GB SSD OS MEMORY; INTEL XEON SILVER 4110 CPU; INTEL QUAD (4X) 1 GBE; WINDOWS 10 IOT ENTERPRISE 2016 | Ea |  | 1 Year (3 Years) | 10312 | 5% | 9796.4
81809 | Lenel | NVR-SNCA7-64R-32TB | SENECA DATA CONFIGURED DELL R740XD 2U RACKMOUNT SERVER; 64GB RAM; 32TB STORAGE; 2 X 240GB SSD OS MEMORY; DUAL (2X) INTEL XEON SILVER 4114 CPU'S; INTEL QUAD (4X) 1 GBE; WINDOWS SERVER 2016 | Ea |  | 1 Year (3 Years) | 12215 | 5% | 11604.25
81810 | Lenel | NVR-SNCA7-64R-48TB | SENECA DATA CONFIGURED DELL R740XD 2U RACKMOUNT SERVER; 64GB RAM; 48TB STORAGE; 2 X 240GB SSD OS MEMORY; DUAL (2X) INTEL XEON SILVER 4114 CPU'S; INTEL QUAD (4X) 1 GBE; WINDOWS SERVER 2016 | Ea |  | 1 Year (3 Years) | 13950 | 5% | 13252.5
81811 | Lenel | NVR-SNCA7-64R-64TB | SENECA DATA CONFIGURED DELL R740XD 2U RACKMOUNT SERVER; 64GB RAM; 64TB STORAGE; 2 X 240GB SSD OS MEMORY; DUAL (2X) INTEL XEON SILVER 4114 CPU'S; INTEL QUAD (4X) 1 GBE; WINDOWS SERVER 2016 | Ea |  | 1 Year (3 Years) | 15000 | 5% | 14250
81812 | Lenel | NVR-SNCA7-64R-96TB | SENECA DATA CONFIGURED DELL R740XD 2U RACKMOUNT SERVER; 64GB RAM; 96TB STORAGE; 2 X 240GB SSD OS MEMORY; DUAL (2X) INTEL XEON SILVER 4114 CPU'S; INTEL QUAD (4X) 1 GBE; WINDOWS SERVER 2016 | Ea |  | 1 Year (3 Years) | 17900 | 5% | 17005
81813 | Lenel | NVR-VMS12-8R-4TB | DELL PRECISION T3620 COMPUTER THAT INCLUDES 8GB RAM; 4TB (2X2TB) STORAGE; 256GB SSD OS MEMORY; WINDOWS 10 IOT ENTERPRISE 2016; SINGLE (1X) 1 GBE NIC; 3 YEAR SUPPORT | Ea |  | 1 Year (3 Years) | 2000 | 5% | 1900
81814 | Lenel | NVR-VMS12-8R-8TB | DELL PRECISION T3620 COMPUTER THAT INCLUDES 8GB RAM; 8TB (2X4TB) STORAGE; 256GB SSD OS MEMORY; WINDOWS 10 IOT ENTERPRISE 2016; SINGLE (1X) 1 GBE NIC; 3 YEAR SUPPORT | Ea |  | 1 Year (3 Years) | 2200 | 5% | 2090
81815 | Lenel | NVR-VMS14-16R-16TB | DELL POWEREDGE R330 COMPUTER THAT INCLUDES 16GB RAM; 16TB (4X4TB) STORAGE; 200GB SSD OS MEMORY; INTEL XEON E3-1220V6 CPU; DUAL (2X) 1 GBE NIC; RAID 5; WINDOWS 10 IOT ENTERPRISE 2016; 1 Year (5 Years) | Ea |  | 1 Year (3 Years) | 4100 | 5% | 3895
81816 | Lenel | NVR-VMS14-16R-32TB | DELL POWEREDGE R330 COMPUTER THAT INCLUDES 16GB RAM; 32TB (4X8TB) STORAGE; 200GB SSD OS MEMORY; INTEL XEON E3-1220V6 CPU; DUAL (2X) 1 GBE NIC; RAID 5; WINDOWS 10 IOT ENTERPRISE 2016; 1 Year (5 Years) | Ea |  | 1 Year (3 Years) | 5200 | 5% | 4940
81817 | Lenel | NVR-VMS16-32R-16TB | DELL R540 POWEREDGE R540 SERVER 16TB (RAW VIDEO STORAGE) INCLUDES: 2 X 240GB SSD OS DRIVE - RAID 5 CONFIGURED; INTEL XEON SILVER 4110 2.1GHZ PROCESSOR; 32GB RAM; WINDOWS 10 IOT ENTERPRISE 2016 EMBEDDED; 5 YEAR SUPPORT | Ea |  | 1 Year (3 Years) | 7370 | 5% | 7001.5
81818 | Lenel | NVR-VMS16-32R-32TB | DELL R540 POWEREDGE R540 SERVER 32TB (RAW VIDEO STORAGE) INCLUDES: 2 X 240GB SSD OS DRIVE - RAID 5 CONFIGURED; INTEL XEON SILVER 4110 2.1GHZ PROCESSOR; 32GB RAM; WINDOWS 10 IOT ENTERPRISE 2016 EMBEDDED; 5 YEAR SUPPORT | Ea |  | 1 Year (3 Years) | 8500 | 5% | 8075
81819 | Lenel | NVR-VMS16-32R-48TB | DELL R540 POWEREDGE R540 SERVER 48TB (RAW VIDEO STORAGE) INCLUDES: 2 X 240GB SSD OS DRIVE - RAID 5 CONFIGURED; INTEL XEON SILVER 4110 2.1GHZ PROCESSOR; 32GB RAM; WINDOWS 10 IOT ENTERPRISE 2016 EMBEDDED; 5 YEAR SUPPORT | Ea |  | 1 Year (3 Years) | 10000 | 5% | 9500
81820 | Lenel | NVR-VMS16-32R-64TB | DELL R540 POWEREDGE R540 SERVER 64TB (RAW VIDEO STORAGE) INCLUDES: 2 X 240GB SSD OS DRIVE - RAID 5 CONFIGURED; INTEL XEON SILVER 4110 2.1GHZ PROCESSOR; 32GB RAM; WINDOWS 10 IOT ENTERPRISE 2016 EMBEDDED; 5 YEAR SUPPORT | Ea |  | 1 Year (3 Years) | 10500 | 5% | 9975
81821 | Lenel | NVR-VMS16-NIC | INTEL X710 DUAL PORT 10GB DIRECT ATTACHED SFP+ NETWORK INTERFACE CARD FOR POWEREDGE R540 SERVER | Ea |  | 1 Year (3 Years) | 750 | 5% | 712.5
81822 | Lenel | NVR-VMS18-64R-120T | DELL PE R740XD 2U12 RACK SERVER 120TB (RAW VIDEO STORAGE) INCLUDES: RAID 5; 12 HOT-SWAP DRIVE BAYS; [OS] 2 X 240GB SSD RAID1; DUAL (2X) XEON SILVER 4114 2.2GHZ PROCESSOR; 64GB RAM (8X8GB); 2GB INTEGRATED RAID CONTROLLER; QUAD (4X) 1GB INTEL NIC'S; 750 WATT REDUNDANT POWER SUPPLY; WINDOWS SERVER 2016 (STD 16 CORE LICENSE AND STANDARD 4 CORE ADD ON); 5 YEAR NBD ONSITE WARRANTY. INCLUDES: RAIL KIT, KEYBOARD, AND MOUSE. | Ea |  | 1 Year (3 Years) | 20735 | 5% | 19698.25
81823 | Lenel | NVR-VMS18-64R-32TB | DELL PE R740XD 2U12 RACK SERVER 32TB (RAW VIDEO STORAGE) INCLUDES: RAID 5; 12 HOT-SWAP DRIVE BAYS; [OS] 2 X 240GB SSD RAID1; DUAL (2X) XEON SILVER 4114 2.2GHZ PROCESSOR; 64GB RAM (8X8GB); 2GB INTEGRATED RAID CONTROLLER; QUAD (4X) 1GB INTEL NIC'S; 750 WATT REDUNDANT POWER SUPPLY; WINDOWS SERVER 2016 (STD 16 CORE LICENSE AND STANDARD 4 CORE ADD ON); 5 YEAR NBD ONSITE WARRANTY. INCLUDES: RAIL KIT, KEYBOARD, AND MOUSE. | Ea |  | 1 Year (3 Years) | 11360 | 5% | 10792
81824 | Lenel | NVR-VMS18-64R-48TB | DELL PE R740XD 2U12 RACK SERVER 48TB (RAW VIDEO STORAGE) INCLUDES: RAID 5; 12 HOT-SWAP DRIVE BAYS; [OS] 2 X 240GB SSD RAID1; DUAL (2X) XEON SILVER 4114 2.2GHZ PROCESSOR; 64GB RAM (8X8GB); 2GB INTEGRATED RAID CONTROLLER; QUAD (4X) 1GB INTEL NIC'S; 750 WATT REDUNDANT POWER SUPPLY; WINDOWS SERVER 2016 (STD 16 CORE LICENSE AND STANDARD 4 CORE ADD ON); 5 YEAR NBD ONSITE WARRANTY. INCLUDES: RAIL KIT, KEYBOARD, AND MOUSE. | Ea |  | 1 Year (3 Years) | 13000 | 5% | 12350
81825 | Lenel | NVR-VMS18-64R-64TB | DELL PE R740XD 2U12 RACK SERVER 64TB (RAW VIDEO STORAGE) INCLUDES: RAID 5; 12 HOT-SWAP DRIVE BAYS; [OS] 2 X 240GB SSD RAID1; DUAL (2X) XEON SILVER 4114 2.2GHZ PROCESSOR; 64GB RAM (8X8GB); 2GB INTEGRATED RAID CONTROLLER; QUAD (4X) 1GB INTEL NIC'S; 750 WATT REDUNDANT POWER SUPPLY; WINDOWS SERVER 2016 (STD 16 CORE LICENSE AND STANDARD 4 CORE ADD ON); 5 YEAR NBD ONSITE WARRANTY. INCLUDES: RAIL KIT, KEYBOARD, AND MOUSE. | Ea |  | 1 Year (3 Years) | 14535 | 5% | 13808.25
81826 | Lenel | NVR-VMS18-64R-96TB | DELL PE R740XD 2U12 RACK SERVER 96TB (RAW VIDEO STORAGE) INCLUDES: RAID 5; 12 HOT-SWAP DRIVE BAYS; [OS] 2 X 240GB SSD RAID1; DUAL (2X) XEON SILVER 4114 2.2GHZ PROCESSOR; 64GB RAM (8X8GB); 2GB INTEGRATED RAID CONTROLLER; QUAD (4X) 1GB INTEL NIC'S; 750 WATT REDUNDANT POWER SUPPLY; WINDOWS SERVER 2016 (STD 16 CORE LICENSE AND STANDARD 4 CORE ADD ON); 5 YEAR NBD ONSITE WARRANTY. INCLUDES: RAIL KIT, KEYBOARD, AND MOUSE. | Ea |  | 1 Year (3 Years) | 18000 | 5% | 17100
81827 | Lenel | NVR-VMS18-NIC | INTEL X710 DUAL PORT 10GB DIRECT ATTACHED SFP+ NETWORK INTERFACE CARD FOR POWEREDGE R740XD SERVER | Ea |  | 1 Year (3 Years) | 560 | 5% | 532
81828 | Lenel | OCP-AMC-1 | Non-expiring license for OnGuard Access Manager client. One required per concurrent client seat. Ordering this item increases the licensed client count by one. Requires OnGuard 7.4 or higher. | Ea |  | 1 Year | 667 | 5% | 633.65
81829 | Lenel | OCP-OCC-1 | Non-expiring license for OnGuard Credentials client. One required per concurrent client seat. Ordering this item increases the licensed client count by one. Requires OnGuard 7.3 or higher. | Ea |  | 1 Year | 3492 | 5% | 3317.4
81830 | Lenel | OCP-OCC-E-1 | Non-expiring license for OnGuard Credentials client for 32ES systems only. One required per concurrent client seat. Requires OnGuard 7.3 or higher. | Ea |  | 1 Year | 500 | 5% | 475
81831 | Lenel | OCP-OMC-1 | Non-expiring license for OnGuard Monitor client. One required per concurrent client seat. Ordering this item increases the licensed client count by one. Requires OnGuard 7.4 or higher. | Ea |  | 1 Year | 2800 | 5% | 2660
81832 | Lenel | OCP-OMC-E-1 | Non-expiring license for OnGuard Monitor client for 32ES systems only. One required per concurrent client seat. Requires OnGuard 7.4 or higher. | Ea |  | 1 Year | 259 | 5% | 246.05
81833 | Lenel | OCP-OVC-ADD-1 | Enables an additional OnGuard Visitor Client to extend an existing OnGuard Visitor Management system. Includes: Non-expiring license for (1) OnGuard Visitor client. Purchase requires OnGuard 7.5 or higher and that System has OnGuard Visitor Management License enabled. | Ea |  | 1 Year | 500 | 5% | 475
81834 | Lenel | OG-32ES-2EP2 | OnGuard 32ES 2 Door Server Software Entry package - includes OnGuard Server software license [1] SWS-32ES; OnGuard CredentialCenter Client software [1] SWC-IDES; [1] LNL-2220 intelligent system controller; [1] LNL-OLS75ACTX power supply with enclosure; [2] LNL-PR10 OpenProx mini-mullion readers; [100] LP-CS Lenel Prox clam shell access cards and first year support plan for new systems. | Ea |  | 1 Year | 2833 | 5% | 2691.35
81835 | Lenel | OG-32ES-2EPE-NP | OnGuard 32ES 2 Door Server Software Entry package with 220VAC power supply - includes OnGuard Server software license [1] SWS-32ES; OnGuard CredentialCenter Client software [1] SWC-IDES; [1] LNL-2220 intelligent system controller; [1] LNL-400XCE220 power supply with cabinet; [2] LNL-PR10 OpenProx mini-mullion readers; [100] LPCS Lenel Prox clam shell access cards and first year support plan for new systems. | Ea |  | 1 Year | 2542 | 5% | 2414.9
81836 | Lenel | OG-32ES-2EPEU2 | OnGuard 32ES 2 Door Server Software Entry package with 220VAC power supply - includes OnGuard Server software license [1] SWS-32ES; OnGuard CredentialCenter Client software [1] SWC-IDES; [1] LNL-2220 intelligent system controller; [1] LNL-400X-CE220 power supply with cabinet; [2] LNL-PR10 OpenProx mini-mullion readers; [100] LP-CS Lenel Prox clam shell access cards and first year support plan for new systems. | Ea |  | 1 Year | 3333 | 5% | 3166.35
81837 | Lenel | OG-32ES-2NCR2 | OnGuard 32ES 2 Door Server Software Entry package - includes OnGuard Server software license [1] SWS-32ES; OnGuard CredentialCenter Client software [1] SWC-IDES; [1] LNL-2220 intelligent system controller; [1] LNL-OLS75ACTX power supply with cabinet and first year support plan for new systems. | Ea |  | 1 Year | 2450 | 5% | 2327.5
81838 | Lenel | OG-32ES-2NEU2 | OnGuard 32ES 2 Door Server Software Entry package with 220VAC power supply - includes OnGuard Server software license [1] SWS-32ES; OnGuard CredentialCenter Client software [1] SWC-IDES; [1] LNL-2220 intelligent system controller; [1] LNL-400X-CE220 power supply with enclosure and first year support plan for new systems. | Ea |  | 1 Year | 2580 | 5% | 2451
81839 | Lenel | OG-32ES-M-16EP2 | OnGuard 32ES 16 Door Server Software Entry package - includes OnGuard Server software license [1] SWS-32ES; OnGuard CredentialCenter Client software [1] SWC-IDES; [1] LNL-2220 intelligent system controller; [7] LNL-1320-S3 two door interface module; [1] LNL-AL600ULX-4CB6 power supply with enclosure; [1] LNL-CTX6 enclosure; [16] LNL-PR10 OpenProx mini-mullion readers; [100] LP-CS Lenel Prox clam shell access cards and first year support plan for new systems. | Ea |  | 1 Year | 9020 | 5% | 8569
81840 | Lenel | OG-32ES-M-16EPEU2 | OnGuard 32ES 16 Door Server Software Entry package with 220VAC power supply - includes OnGuard Server software license [1] SWS-32ES; OnGuard CredentialCenter Client software [1] SWC-IDES; [1] LNL-2220 intelligent system controller; [7] LNL-1320-S3 two door interface module; [1] LNL-600X6-CE220 power supply with cabinet; [1] LNL-CTX-6 enclosure; [16] LNL-PR10 OpenProx mini-mullion readers; [100] LP-CS Lenel Prox clam shell access cards and first year support plan for new systems. | Ea |  | 1 Year | 9103 | 5% | 8647.85
81841 | Lenel | OG-32ES-M-16EP-NP | OnGuard 32ES 16 Door Server Software Entry package without power supply - includes OnGuard Server software license [1] SWS-32ES; OnGuard CredentialCenter Client software [1] SWC-IDES; [1] LNL-2220 intelligent system controller; [7] LNL-1320-S3 two door interface module; [16] LNL-PR10 OpenProx mini-mullion readers; [100] LP-CS Lenel Prox clam shell access cards and first year support plan for new systems. | Ea |  | 1 Year | 7853 | 5% | 7460.35
81842 | Lenel | OG-32ES-M-16NCR2 | OnGuard 32ES 16 Door Server Software Entry package - includes OnGuard Server software license [1] SWS-32ES; OnGuard CredentialCenter Client software [1] SWC-IDES; [1] LNL-2220 intelligent system controller; [7] LNL-1320-S3 two door interface module; [1] LNL-AL600ULX-4CB6 power supply with enclosure; [1] LNL-CTX-6 enclosure and first year support plan for new systems. | Ea |  | 1 Year | 7070 | 5% | 6716.5
81843 | Lenel | OG-32ES-M-16NEU2 | OnGuard 32ES 16 Door Server Software Entry package with 220VAC power supply - includes OnGuard Server software license [1] SWS-32ES; OnGuard CredentialCenter Client software [1] SWC-IDES; [1] LNL-2220 intelligent system controller; [7] LNL-1320-S3 two door interface module; [1] LNL-600X6-CE220 power supply with enclosure; [1] LNL-CTX-6 enclosure and first year support plan for new systems. | Ea |  | 1 Year | 7120 | 5% | 6764
81844 | Lenel | OG-32ES-M-4EP2 | OnGuard 32ES 4 Door Server Software Entry package - includes OnGuard Server software license [1] SWS-32ES; OnGuard CredentialCenter Client software [1] SWC-IDES; [1] LNL-2220 intelligent system controller; [1] LNL-1320-S3 two door interface module; [1] LNL-OLS75ACTX power supply with enclosure; [4] LNL-PR10 OpenProx mini-mullion readers; [100] LP-CS Lenel Prox clam shell access cards and first year support plan for new systems. | Ea |  | 1 Year | 3610 | 5% | 3429.5
81845 | Lenel | OG-32ES-M-4EPE-NP | OnGuard 32ES 4 Door Server Software Entry package without power supply - includes OnGuard Server software license [1] SWS-32ES; OnGuard CredentialCenter Client software [1] SWC-IDES; [1] LNL-2220 intelligent system controller; [1] LNL-1320-S3 two door interface module; [4] LNL-PR10 OpenProx mini-mullion readers; [100] LP-CS Lenel Prox clam shell access cards and first year support plan for new systems. | Ea |  | 1 Year | 3243 | 5% | 3080.85
81846 | Lenel | OG-32ES-M-4EPEU2 | OnGuard 32ES 4 Door Server Software Entry package with 220VAC power supply - includes OnGuard Server software license [1] SWS-32ES; OnGuard CredentialCenter Client software [1] SWC-IDES; [1] LNL-2220 intelligent system controller; [1] LNL-1320-S3 two door interface module; [1] LNL-400X-CE220 power supply with enclosure; [4] LNL-PR10 OpenProx mini-mullion readers; [100] LP-CS Lenel Prox clam shell access cards and first year support plan for new systems. | Ea |  | 1 Year | 3777 | 5% | 3588.15
81847 | Lenel | OG-32ES-M-4NCR2 | OnGuard 32ES 4 Door Server Software Entry package - includes OnGuard Server software license [1] SWS-32ES; OnGuard CredentialCenter Client software [1] SWC-IDES; [1] LNL-2220 intelligent system controller; [1] LNL-1320-S3 two door interface module; [1] LNL-OLS75ACTX power supply with enclosure and first year support plan for new systems. | Ea |  | 1 Year | 3043 | 5% | 2890.85
81848 | Lenel | OG-32ES-M-4NEU2 | OnGuard 32ES 4 Door Server Software Entry package with 220VAC power supply - includes OnGuard Server software license [1] SWS-32ES; OnGuard CredentialCenter Client software [1] SWC-IDES; [1] LNL-2220 intelligent system controller; [1] LNL-1320-S3 two door interface module; [1] LNL-400X-CE220 power supply with enclosure and first year support plan for new systems. | Ea |  | 1 Year | 3177 | 5% | 3018.15
81849 | Lenel | OG-32ES-M-8EP2 | OnGuard 32ES 8 Door Server Software Entry package - includes OnGuard Server software license [1] SWS-32ES; OnGuard CredentialCenter Client software [1] SWC-IDES; [1] LNL-2220 intelligent system controller; [3] LNL-1320-S3 two door interface module; [1] LNL-AL600ULX-4CB6 power supply with enclosure; [8] LNL-PR10 OpenProx mini-mullion readers; [100] LP-CS Lenel Prox clam shell access cards and first year support plan for new systems. | Ea |  | 1 Year | 5455 | 5% | 5182.25
81850 | Lenel | OG-32ES-M-8EPE-NP | OnGuard 32ES 8 Door Server Software Entry package without power supply - includes OnGuard Server software license [1] SWS-32ES; OnGuard CredentialCenter Client software [1] SWC-IDES; [1] LNL-2220 intelligent system controller; [3] LNL-1320-S3 two door interface module; [8] LNL-PR10 OpenProx mini-mullion readers; [100] LP-CS Lenel Prox clam shell access cards and first year support plan for new systems. | Ea |  | 1 Year | 4713 | 5% | 4477.35
81851 | Lenel | OG-32ES-M-8EPEU2 | OnGuard 32ES 8 Door Server Software Entry package with 220VAC power supply - includes OnGuard Server software license [1] SWS-32ES; OnGuard CredentialCenter Client software [1] SWC-IDES; [1] LNL-2220 intelligent system controller; [3] LNL-1320-S3 two door interface module; [1] LNL-600X6-CE220 power supply with cabinet; [8] LNL-PR10 OpenProx mini-mullion readers; [100] LP-CS Lenel Prox clam shell access cards and first year support plan for new systems. | Ea |  | 1 Year | 5580 | 5% | 5301
81852 | Lenel | OG-32ES-M-8NCR2 | OnGuard 32ES 8 Door Server Software Entry package - includes OnGuard Server software license [1] SWS-32ES; OnGuard CredentialCenter Client software [1] SWC-IDES; [1] LNL-2220 intelligent system controller; [3] LNL-1320-S3 two door interface module; [1] LNL-AL600ULX-4CB6 power supply with enclosure and first year support plan for new systems. | Ea |  | 1 Year | 4563 | 5% | 4334.85
81853 | Lenel | OG-32ES-M-8NEU2 | OnGuard 32ES 8 Door Server Software Entry package with 220VAC power supply - includes OnGuard Server software license [1] SWS-32ES; OnGuard CredentialCenter Client software [1] SWC-IDES; [1] LNL-2220 intelligent system controller; [3] LNL-1320-S3 two door interface module; [1] LNL-600X6-CE220 power supply with cabinet and first year support plan for new systems. | Ea |  | 1 Year | 4597 | 5% | 4367.15
81854 | Lenel | ONT-KTDL-C-K-12-626 | Onity Integra cylindrical lock, magnetic stripe with keypad, 626 (satin chrome finish), includes SWG-1411 | Ea |  | 1 Year (3 Years) | 567 | 5% | 538.65
81855 | Lenel | ONT-KTDL-M-D-626-L | Onity Integra left hand mortise with deadbolt lock, magnetic stripe, 626 (satin chrome finish), includes SWG-1411 | Ea |  | 1 Year (3 Years) | 500 | 5% | 475
81856 | Lenel | ONT-KTDL-M-DK-626-L | Onity Integra left hand mortise with deadbolt lock, magnetic stripe with keypad, 626 (satin chrome finish), includes SWG-1411 | Ea |  | 1 Year (3 Years) | 575 | 5% | 546.25
81857 | Lenel | ONT-KTDL-M-LK-626-L | Onity Integra left hand mortise lock, magnetic stripe with keypad, 626 (satin chrome finish), includes SWG-1411 | Ea |  | 1 Year (3 Years) | 575 | 5% | 546.25
81858 | Lenel | ONT-KTDL-M-LK-626-R | Onity Integra right hand mortise lock, magnetic stripe with keypad, 626 (satin chrome finish), includes SWG-1411 | Ea |  | 1 Year (3 Years) | 575 | 5% | 546.25
81859 | Lenel | ONT-KTF-XPPM | Onity Portable Programmer for Integra Locks with memory module and 12V transformer (Serial Port required on Computer) | Ea |  | 1 Year (3 Years) | 1314.81 | 5% | 1249.0695
81860 | Lenel | PACS-SVC-14-00 | pivCLASS PACS Service Component pivCLASS PACS Plug‐in Software. This accessory must accompany any IDPublisher order. No separate maintenance and support required for this component. | Ea |  | 1 Year | 5 | 5% | 4.75
81861 | Lenel | PCC-32ES | OnGuard 32ES Client System with PC – includes PC with Windows Client OS (see PC Config) loaded with OnGuard Client software license which includes; System Administration; Alarm Monitoring; Map Designer and Login Driver. (INCLUDES PC-CONFIG#6 PLATFORM) | Ea |  | 3 Year | 1558 | 5% | 1480.1
81862 | Lenel | PCC-32ESI | OnGuard 32ESI Client System with PC – includes PC with Microsoft Windows Client OS (see PC Config) and loaded with OnGuard Client software license which includes; System Administration; Alarm Monitoring; Map Designer; Login Driver; ID Credential Center Application; Badge Designer Application; Image Capture; ID Printing; Cardholder Image Export and Enhanced Imaging Option (Chromakey and Ghosting. (INCLUDES PC-CONFIG#6 PLATFORM) | Ea |  | 3 Year | 2000 | 5% | 1900
81863 | Lenel | PCC-ADV | OnGuard ADV Client System with PC –includes PC with Microsoft Windows Client OS (see PC Config) loaded with OnGuard Client software license which includes; System Administration; Alarm Monitoring; Map Designer and Login Driver. (INCLUDES PC-CONFIG#6 PLATFORM) | Ea |  | 3 Year | 4100 | 5% | 3895
81864 | Lenel | PCC-ADV | OnGuard ADV Client System with PC – includes PC with Windows Client OS (see PC Config) and loaded with OnGuard Client software license which includes; System Administration; Alarm Monitoring; Map Designer and Login Driver. (INCLUDES PC-CONFIG#6 PLATFORM) | Ea |  | 3 Year | 4100 | 5% | 3895
81865 | Lenel | PCC-ADVI | OnGuard ADVI Client System with PC – includes PC with Microsoft Windows Client OS (see PC Config) and loaded with OnGuard Client software license which includes; System Administration; Alarm Monitoring; Map Designer; Login Driver; ID Credential Center Application; Badge Designer Application; Image Capture; ID Printing; Cardholder Image Export and Enhanced Imaging Option (Chromakey and Ghosting. (INCLUDES PC-CONFIG#6 PLATFORM) | Ea |  | 3 Year | 7758 | 5% | 7370.1
81866 | Lenel | PCC-ADVI | OnGuard ADVI Client System with PC – includes PC with Microsoft Windows Client OS (see PC Config) loaded with OnGuard Client software license which includes; System Administration; Alarm Monitoring; Map Designer; Login Driver; ID Credential Center Application; Badge Designer Application; Image Capture; ID Printing; Cardholder Image Export and Enhanced Imaging Option (Chromakey and Ghosting. (INCLUDES PC-CONFIG#6 PLATFORM) | Ea |  | 3 Year | 7758 | 5% | 7370.1
81867 | Lenel | PCC-HPC-ADV | OnGuard ADV High Performance Client System with PC – includes PC with Microsoft Windows Client OS (see PC Config) loaded with OnGuard Client software license which includes; System Administration; Alarm Monitoring; Map Designer and Login Driver. (INCLUDES PC-CONFIG#7 PLATFORM) | Ea |  | 3 Year | 6500 | 5% | 6175
81868 | Lenel | PCC-HPC-ADV | OnGuard ADV High Performance Client System with PC – includes PC with Windows Client OS (see PC Config) and loaded with OnGuard Client software license which includes; System Administration; Alarm Monitoring; Map Designer and Login Driver. (INCLUDES PC-CONFIG#7 PLATFORM) | Ea |  | 3 Year | 6500 | 5% | 6175
81869 | Lenel | PCC-HPC-ADVI | OnGuard ADVI High Performance Client System with PC – includes PC with Microsoft Windows Client OS (see PC Config) and loaded with OnGuard Client software license which includes; System Administration; Alarm Monitoring; Map Designer; Login Driver; ID Credential Center Application; Badge Designer Application; Image Capture; ID Printing; Cardholder Image Export and Enhanced Imaging Option (Chromakey and Ghosting. (INCLUDES PC-CONFIG#7 PLATFORM) | Ea |  | 3 Year | 10158 | 5% | 9650.1
81870 | Lenel | PCC-HPC-ADVI | OnGuard ADVI High Performance Client System with PC – includes PC with Microsoft Windows Client OS (see PC Config) loaded with OnGuard Client software license which includes; System Administration; Alarm Monitoring; Map Designer; Login Driver; ID Credential Center Application; Badge Designer Application; Image Capture; ID Printing; Cardholder Image Export and Enhanced Imaging Option (Chromakey and Ghosting. (INCLUDES PC-CONFIG#7 PLATFORM) | Ea |  | 3 Year | 10158 | 5% | 9650.1
81871 | Lenel | PCC-HPC-DV | OnGuard Video Client Software with PC – includes single digital video client software with PC. (INCLUDES PC-CONFIG#7 Platform) | Ea |  | 1 Year | 4850 | 5% | 4607.5
81872 | Lenel | PCC-IDADV | OnGuard IDADV Client System with PC – includes PC with Microsoft Windows Client OS (see PC Config) loaded with OnGuard Client software license which includes; ID Credential Center Application; Badge Designer Application; Image Capture; ID Printing; Enhanced Imaging Option (Chromakey and Ghosting) and Login Driver. (INCLUDES PC-CONFIG#6 PLATFORM) | Ea |  | 3 Year | 3950 | 5% | 3752.5
81873 | Lenel | PCC-IDADV | OnGuard IDADV Client System with PC – includes PC with Microsoft Windows Client OS (see PC Config) loaded with OnGuard Client software license which includes; ID Credential Center Application; Badge Designer Application; Image Capture; ID Printing; Enhanced Imaging Option (Chromakey and Ghosting) and Login Driver. (INCLUDES PC-CONFIG#6 PLATFORM) | Ea |  | 3 Year | 3950 | 5% | 3752.5
81874 | Lenel | PCC-IDES | OnGuard IDES Client System with PC – includes PC with Microsoft Windows Client OS (see PC Config) and loaded with OnGuard Client software license which includes; ID Credential Center Application; Badge Designer Application; Image Capture; ID Printing; Enhanced Imaging Option (Chromakey and Ghosting) and Login Driver. (INCLUDES PC-CONFIG#6 PLATFORM) | Ea |  | 1 Year | 1700 | 5% | 1615
81875 | Lenel | PC-CONFIG#3F | CONFIGURATION # 3F - WORKSTATION PC DELL PRECISION T5820 MID-TOWER; INTEL XEON W-2104 CPU (4C, 5.5MB, 4T, 3.2GHZ, 120W); 8GB (1 X 8GB) 2666MHZ DDR4 RDIMM ECC; 8X DVD+/-RW; 500GB 2.5INCH SERIAL ATA (7.200 RPM) HARD DRIVE; NVIDIA NVS 315 (1GB DMS59 TO DVI-I ADAPTER); WINDOWS 10 IOT ENTERPRISE 2015 EMBEDDED (OS MEDIA NOT INCLUDED, NO RECOVERY CD); RJ45 ETHERNET PORT; INTERNAL CHASSIS SPEAKERS; (6) USB 2.0 PORTS; (4) USB 3.0 PORTS; (1) SERIAL PORT; USB KEYBOARD/MOUSE; 3 Year; [DOES NOT INCLUDE MONITOR] | Ea |  | 3 Year | 2300 | 5% | 2185
81876 | Lenel | PC-CONFIG#4G | CONFIGURATION # 4G – WORKSTATION PC: Dell Precision R7920 2U Rackmount Workstation - Intel Xeon Bronze 3106 (8C/8T, 1.7GHZ, 9.6GT/S, 11MB, 85W); 16GB (2X8GB) 2666MHZ DDR4 RDIMM ECC; DVD +/-RW, SATA, Internal; 500GB 7.2k RPM 2.5 Serial ATA Hard Drive; C1 SATA/SSD 2.5", 1-8 HD; Windows 10 IOT Enterprise 2015 Embedded (OS media not included, no recovery CD); Intel I350 (4x1GBit) Quad Port Network card; Sliding Ready Rails without Cable Management Arm and 3 Year [DOES NOT INCLUDE MONITOR] | Ea |  | 3 Year | 4700 | 5% | 4465
81877 | Lenel | PC-CONFIG#5G | CONFIGURATION #5G - SERVER PC: (PRO, ENTREG1 and ENTMAS1 Systems) Dell PowerEdge R740 (2U Rackmount) – INTEL XEON SILVER 4108 (8C/16T, 1.8GHZ, 11MB CACHE - 9.6GT/S); 120/220V 750Watt Redundant Power Supply; 16GB - RDIMM - 2666MHz [2x8GB RDIMMS]; DVD+/-RW Drive; 1x8 Backplane for 2.5-inch Hard Drives; (2) M.2 240GB OS Drives (RAID 1); (5) 300GB 15K RPM SAS 12Gbps 2.5in Hotplug Hard Drives (RAID 5); PERC H740 Integrated RAID Controller - 1GB Cache; iDRAC9 Enterprise; Broadcom 5720 QP 1Gb Network Daughter Card; Windows Server 2016 Standard Edition x64 - 0 CALS (See product #S00103 for pricing on additional CALs); PowerVault RD1000; ReadyRails Slid with Cable Management Arm and 3 Year. [DOES NOT INCLUDE MONITOR] | Ea |  | 3 Year | 8750 | 5% | 8312.5
81878 | Lenel | PC-CONFIG#6I | CONFIGURATION # 6I – Small Form Factor Client PC: DELL OPTIPLEX 3050 SMALL FORM FACTOR; INTEL CORE I3-6100 PROCESSOR (DUAL CORE, 3MB, 4T, 3.7GHZ, 65W); AMD RADEON R5 340X (2GB DP/DVI-I) (490-BCYL); 4GB (1X4G) 1600MHZ DDR3L MEMORY; AMD RADEON R5 340X (2GB DP/DVI-I); 3.5 INCH 500GB 7200RPM HARD DISK DRIVE; TRAY LOAD DVD DRIVE (READS AND WRITES TO DVD/CD); DELL KB216 WIRED MULTI-MEDIA KEYBOARD ENGLISH BLACK; DELL MS116 WIRED MOUSE, BLACK; WINDOWS 10 IOT EMBEDDED (OS MEDIA NOT INCLUDED, NO RECOVERY CD); NO WIRELESS; 80PLUS BRONZE POWER SUPPLY; 3 Year WITH DELL BASIC SUPPORT PLAN; [DOES NOT INCLUDE MONITOR] | Ea |  | 3 Year | 1200 | 5% | 1140
81879 | Lenel | PC-CONFIG#7G | CONFIGURATION # 7G – High Performance Video Client PC: Dell Precision T5820 Mid-Tower, High Performance; INTEL® XEON® W-2123 CPU (4C, HT, 3.6 GHZ TURBO, 5.5M); 16GB (2X8GB) 2666MHZ; DDR4 RDIMM-ECC; 685W power supply; 16X DVD+/-RW; 512GB 2.5" Serial ATA Solid State Drive; 16GB NVIDIA QUADRO™ P5000 (4DP) (DL-DVI-D); Intel AHCI chipset SATA controller (8x6.0Gb/s) - SW RAID 0/1/5/10; C3 SATA/SSD 2.5"1-2 HD; Windows 10 IOT Enterprise 2015 Embedded (OS media not included, no recovery CD); RJ45 Ethernet port; Internal Chassis Speakers; (6) USB 2.0 ports, (4) USB 3.0 ports; (1) Serial port; USB keyboard/mouse; 3 Year; [DOES NOT INCLUDE MONITOR] | Ea |  | 3 Year | 5525 | 5% | 5248.75
81880 | Lenel | PCMON-24 | Dell UltraSharp U2417H 24 inch Monitor. Comes with a 1 Year (3 Years) | Ea |  | 3 Year | 403 | 5% | 382.85
81881 | Lenel | PCMON-27 | Dell UltraSharp U2717D 27 inch Monitor. Comes with a 1 Year (3 Years) | Ea |  | 3 Year | 1249 | 5% | 1186.55
81882 | Lenel | PCS-32ES | OnGuard 32ES Server System with PC – includes PC with Microsoft Windows OS (see PC Config) and SQL 2016 Express database loaded with OnGuard Server software license which includes; System Administration; Alarm Monitoring; Map Designer; License Server; Comm. Server; Video Verify Support; E-mail Support; Guard Tour; Login Driver; Account Linkage; support for up to 32 card access readers and first year support plan for new systems. (Includes PC-CONFIG#3 PLATFORM) | Ea |  | 3 Year | 3325 | 5% | 3158.75
81883 | Lenel | PCS-32ESI | OnGuard 32ESI Server System with PC – includes PC with Microsoft Windows Client OS (see PC Config) and SQL 2016 Express database loaded with OnGuard Server software license which includes; System Administration; Alarm Monitoring; Map Designer; License Server; Comm. Server; Video Verify Support; E-mail Support; Guard Tour; Login Driver; Account Linkage; support for up to 32 card access readers; ID Credential Center Application; Badge Designer Application; Image Capture; ID Printing; License Server; Cardholder Image Export; Login Driver; Enhanced Imaging Option (Chromakey and Ghosting) and first year support plan for new systems. (INCLUDES PC-CONFIG#3 PLATFORM) | Ea |  | 3 Year | 4567 | 5% | 4338.65
81884 | Lenel | PCS-ADV | OnGuard ADV Server System with PC – includes PC with Microsoft Windows OS (see PC Config) and SQL Server 2106 x64 Database Standard Edition (Single Application License; 5 CALS) loaded with OnGuard Server software license which includes; System Administration; Alarm Monitoring; Map Designer; License Server; Comm. Server; Video Verify Support; E-mail Support; Guard Tour; Login Driver; Account Linkage; support for up to 64 card access readers and first year support plan for new systems. (INCLUDES PC-CONFIG#3 PLATFORM) | Ea |  | 3 Year | 6716 | 5% | 6380.2
81885 | Lenel | PCS-ADVI | OnGuard ADVI Server System with PC – includes PC with Microsoft Windows Client OS (see PC Config) and SQL 2016 x64 server database standard edition (Single Application License; 5 CALS) loaded with OnGuard Server software license which includes; System Administration; Alarm Monitoring; Map Designer; License Server; Comm. Server; Video Verify Support; E-mail Support; Guard Tour; Login Driver; Account Linkage; support for up to 64 card access readers; ID Credential Center Application; Badge Designer Application; Image Capture; ID Printing; License Server; Cardholder Image Export; Login Driver; Enhanced Imaging Option (Chromakey and Ghosting) and first year support plan for new systems. (INCLUDES PC-CONFIG#3 PLATFORM) | Ea |  | 3 Year | 11716 | 5% | 11130.2
81886 | Lenel | PCS-DV | OnGuard Video Security Server System with PC – include this part number if you DO NOT HAVE an OnGuard Security Server PC- includes Microsoft Windows 7 Professional 64-bit, SQL 2008 R2 Express database, OnGuard digital video security server software license with PC, System Administration for video, Communication Server for video, Alarm Monitoring for video, a single OnGuard digital video client license and first year support plan for new systems. Note: Digital Video Recorders are sold separately. (INCLUDES PC-CONFIG#3 Platform) | Ea |  | 1 Year | 3155 | 5% | 2997.25
81887 | Lenel | PCS-ENTMAS1 | OnGuard Enterprise Server System with PC – includes PC with Microsoft Windows Server OS (see PC Config) Standard Edition; x64 includes 16 CORE Licenses and SQL 2016 x64 server database enterprise edition (Single Application License; 5 CALS) loaded with OnGuard Server software license which includes; System Administration; Alarm Monitoring; Map Designer; License Server; Comm. Server; Replication Administration; Database Segmentation; Video Verify Support; E-mail Support; Guard Tour; Login Driver; Account Linkage; support for up to 128 local card access readers; ID Credential Center Application; Badge Designer Application; Image Capture; ID Printing; License Server; Cardholder Image Export; Login Driver; Enhanced Imaging Option (Chromakey and Ghosting); support for up 10 Regions and first year support plan for new systems. (INCLUDES PC-CONFIG#5 PLATFORM) | Ea |  | 3 Year | 61582 | 5% | 58502.9
81888 | Lenel | PCS-ENTMAS1-REDU | OnGuard Enterprise Master Redundant Server System with PC – includes PC with Microsoft Windows Server 2008 R2 SP1; Standard Edition; x64 includes 5 CALS and SQL 2008 R2 x64 server database enterprise edition (Single Application License; 10 CALS) loaded with OnGuard Redundant Server software license which includes; System Administration; Alarm Monitoring; Map Designer; License Server; Comm. Server; Replication Administration; Database Segmentation; Video Verify Support; E-mail Support; Guard Tour; Login Driver; Account Linkage; support for up to 128 local card access readers; ID Credential Center Application; Badge Designer Application; Image Capture; ID Printing; License Server; Cardholder Image Export; Login Driver; Enhanced Imaging Option (Chromakey and Ghosting); support for up 10 Regions and first year support plan for new systems. (does not bump existing SUSP) MUST BE USED IN CONJUNCTION WITH EQUAL LEVEL PRIMARY SERVER) | Ea |  | 1 Year (3 Years) | 61582 | 5% | 58502.9
81889 | Lenel | PCS-ENTREG1 | OnGuard Regional Server System with PC – includes PC with Microsoft Windows Server OS (see PC Config); Standard Edition; x64 includes 16 CORE Licenses and SQL 2016 x64 server database standard edition (Single Application License; 5 CALS) loaded with OnGuard Server software license which includes; System Administration; Alarm Monitoring; Map Designer; License Server; Comm. Server; Replication Administration; Database Segmentation; Video Verify Support; E-mail Support; Guard Tour; Login Driver; Account Linkage; support for up to 128 card access readers; ID Credential Center Application; Badge Designer Application; Image Capture; ID Printing; License Server; Cardholder Image Export; Login Driver; Enhanced Imaging Option (Chromakey and Ghosting) and first year support plan for new systems. (INCLUDES PC-CONFIG#5 PLATFORM) | Ea |  | 3 Year | 36498 | 5% | 34673.1
81890 | Lenel | PCS-ENTREG1-REDU | OnGuard Regional Redundant Server System with PC – includes PC with Microsoft Windows Server 2008 R2 SP1; Standard Edition; x64 includes 5 CALS and SQL 2008 R2 x64 server database standard edition (Single Application License; 5 CALS) loaded with OnGuard Redundant Server software license which includes; System Administration; Alarm Monitoring; Map Designer; License Server; Comm. Server; Replication Administration; Database Segmentation; Video Verify Support; E-mail Support; Guard Tour; Login Driver; Account Linkage; support for up to 128 card access readers; ID Credential Center Application; Badge Designer Application; Image Capture; ID Printing; License Server; Cardholder Image Export; Login Driver; Enhanced Imaging Option (Chromakey and Ghosting) and first year support plan for new systems. (does not bump existing SUSP) MUST BE USED IN CONJUNCTION WITH EQUAL LEVEL PRIMARY SERVER) | Ea |  | 1 Year (3 Years) | 36498 | 5% | 34673.1
81891 | Lenel | PCS-ENTREG-LT | OnGuard Regional Lite Server System with PC – includes PC with Microsoft Windows Server OS (see PC Config); Standard Edition; x64 includes 16 CORE Licenses and SQL 2016 x64 server database standard edition (Single Application License; 5 CALS) loaded with OnGuard Server software license which includes; System Administration; Alarm Monitoring; Map Designer; License Server; Comm. Server; Replication Administration; Database Segmentation; Video Verify Support; E-mail Support; Guard Tour; Login Driver; Account Linkage; support for up to 64 card access readers; ID Credential Center Application; Badge Designer Application; Image Capture; ID Printing; License Server; Cardholder Image Export; Login Driver; Enhanced Imaging Option (Chromakey and Ghosting) and first year support plan for new systems. (INCLUDES PC-CONFIG#5 PLATFORM) | Ea |  | 3 Year | 28235 | 5% | 26823.25
81892 | Lenel | PCS-IDADV | OnGuard IDADV Server System with PC – includes PC with Microsoft Windows Client OS (see PC Config) and SQL 2016 x64 server database standard edition (Single Application License; 5 CALS) loaded with OnGuard Server software license which includes; ID Credential Center Application; Badge Designer Application; Image Capture; ID Printing; License Server; Cardholder Image Export; Login Driver; Enhanced Imaging Option (Chromakey and Ghosting) and first year support plan for new systems.(INCLUDES PC-CONFIG#3 PLATFORM) | Ea |  | 3 Year | 7280 | 5% | 6916
81893 | Lenel | PCS-IDES | OnGuard IDES Server System with PC – includes PC with Microsoft Windows Client OS 64-bit and (see PC Config) SQL 2016 Express database loaded with OnGuard Server software license which includes; ID Credential Center Application; Badge Designer Application; Image Capture; ID Printing; License Server; Cardholder Image Export; Login Driver; Enhanced Imaging Option (Chromakey and Ghosting) and first year support plan for new systems. (INCLUDES PC-CONFIG#3 PLATFORM) | Ea |  | 3 Year | 3880 | 5% | 3686
81894 | Lenel | PCS-IDPRO | OnGuard IDPRO Server System with PC – includes PC with Microsoft Windows Server OS (see PC Config); Standard Edition; x64 includes 16 CORE Licenses and SQL 2016 x64 Server Database Standard Edition (Single Application License; 5 CALS) loaded with OnGuard Server software license which includes; ID Credential Center Application; Badge Designer Application; Image Capture; ID Printing; License Server; Cardholder Image Export; Login Driver; Enhanced Imaging Option (Chromakey and Ghosting) and first year support plan for new systems.(INCLUDES PC-CONFIG#5 PLATFORM) | Ea |  | 3 Year | 23998 | 5% | 22798.1
81895 | Lenel | PCS-PRO | OnGuard PRO Server System with PC – includes PC with Microsoft Windows Server OS (see PC Config) Standard Edition x64, includes 16 CORE Licenses and SQL 2016 x64 Server Database Standard Edition (Single Application License; 5 CALS) loaded with OnGuard Server software license which includes; System Administration; Alarm Monitoring; Map Designer; License Server; Comm. Server; Video Verify Support; E-mail Support; Guard Tour; Login Driver; Account Linkage; support for up to 128 card access readers and first year support plan for new systems.(INCLUDES PC-CONFIG#5 PLATFORM) | Ea |  | 3 Year | 23798 | 5% | 22608.1
81896 | Lenel | PCS-PROI | OnGuard PROI Server System with PC – includes PC with Microsoft Windows Server OS (see PC Config) includes 16 CORE Licenses and SQL 2016 x64 server database standard edition (Single Application License; 5 CALS) loaded with OnGuard Server software license which includes; System Administration; Alarm Monitoring; Map Designer; License Server; Comm. Server; Video Verify Support; E-mail Support; Guard Tour; Login Driver; Account Linkage; support for up to 128 card access readers; ID Credential Center Application; Badge Designer Application; Image Capture; ID Printing; License Server; Cardholder Image Export; Login Driver; Enhanced Imaging Option (Chromakey and Ghosting) and first year support plan for new systems. (INCLUDES PC-CONFIG#5 PLATFORM) | Ea |  | 3 Year | 32298 | 5% | 30683.1
81897 | Lenel | PCS-PROI-REDU | OnGuard PROI Redundant Server System with PC – includes PC with Microsoft Windows Server 2008 R2 SP1; Standard Edition; x64 includes 5 CALS and SQL 2008 R2 x64 server database standard edition (Single Application License; 5 CALS) loaded with OnGuard Redundant Server software license which includes; System Administration; Alarm Monitoring; Map Designer; License Server; Comm. Server; Video Verify Support; E-mail Support; Guard Tour; Login Driver; Account Linkage; support for up to 128 card access readers; ID Credential Center Application; Badge Designer Application; Image Capture; ID Printing; License Server; Cardholder Image Export; Login Driver; Enhanced Imaging Option (Chromakey and Ghosting) and first year support plan for new systems. (does not bump existing SUSP) MUST BE USED IN CONJUNCTION WITH EQUAL LEVEL PRIMARY SERVER) | Ea |  | 1 Year (3 Years) | 31008 | 5% | 29457.6
81898 | Lenel | PCS-PRO-REDU | OnGuard PRO Redundant Server System with PC – includes PC with Microsoft Windows Server 2008 R2 SP1; Standard Edition; x64 includes 5 CALS and SQL 2008 R2 x64 server database standard edition (Single Application License; 5 CALS) loaded with OnGuard Redundant Server software license which includes; System Administration; Alarm Monitoring; Map Designer; License Server; Comm. Server; Video Verify Support; E-mail Support; Guard Tour; Login Driver; Account Linkage; support for up to 128 card access readers and first year support plan for new systems. (does not bump existing SUSP) MUST BE USED IN CONJUNCTION WITH EQUAL LEVEL PRIMARY SERVER) | Ea |  | 1 Year (3 Years) | 22508 | 5% | 21382.6
81899 | Lenel | PES-CON-ORA | Database Conversion - Oracle to SQL | Ea |  | 1 Year (3 Years) | 16340 | 5% | 15523
81900 | Lenel | PES-DE-OT1 | One-time DataExchange import from 1 database into a blank database | Ea |  | 1 Year (3 Years) | 4670 | 5% | 4436.5
81901 | Lenel | PES-DE-OT2 | One-time DataExchange import from 1 database into an existing database | Ea |  | 1 Year (3 Years) | 7340 | 5% | 6973
81902 | Lenel | PES-DII-FCWNX | SecurePerfect v3-v6, Diamond II v. 2.3 or older versions of FCWnX upgrade to the current version of FCWnX. Database is submitted to Lenel for upgrade. | Ea |  | 1 Year (3 Years) | 2670 | 5% | 2536.5
81903 | Lenel | PES-DVA-DLT | OnGuard Digital Video Assessment (Audit) Survey 0-10 recorders * | Ea |  | 1 Year (3 Years) | 3340 | 5% | 3173
81904 | Lenel | PES-DVP-PLN | OnGuard Digital Video Planning Session | Ea |  | 1 Year (3 Years) | 4670 | 5% | 4436.5
81905 | Lenel | PES-EPS-ENT | Enterprise Deployment Planning Session [Required for OnGuard Enterprise] | Ea |  | 1 Year (3 Years) | 7340 | 5% | 6973
81906 | Lenel | PES-FAT-ENT | Enterprise 1-5 Regions Factory Acceptance Test (FAT) | Ea |  | 1 Year (3 Years) | 8670 | 5% | 8236.5
81907 | Lenel | PES-FAT-PROI | PRO/ES/ADV Factory Acceptance Test (FAT) | Ea |  | 1 Year (3 Years) | 6400 | 5% | 6080
81908 | Lenel | PES-FC2OG-CDHB | Cardholder and hardware(where applicable) conversion to OnGuard ES/ADV/PRO from FCWnx 7.7 | Ea |  | 1 Year (3 Years) | 4000 | 5% | 3800
81909 | Lenel | PES-FC2OG-LEGACY | Cardholder and hardware(where applicable) conversion to OnGuard ES/ADV/PRO from Diamond, Diamond II, Sapphire, Secure Perfect, or FC 7.6 or earlier | Ea |  | 1 Year (3 Years) | 6670 | 5% | 6336.5
81910 | Lenel | PES-IDP-ENT | Enterprise 3-5 Regions Install and Deployment Package | Ea |  | 1 Year (3 Years) | 7340 | 5% | 6973
81911 | Lenel | PES-IDP-ENTL | Enterprise 2 Regions or less Install and Deployment Package | Ea |  | 1 Year (3 Years) | 6000 | 5% | 5700
81912 | Lenel | PES-IDP-PROI | PRO Installation and Deployment Package | Ea |  | 1 Year (3 Years) | 4670 | 5% | 4436.5
81913 | Lenel | PES-LGCY-FCWNX | Sapphire Pro or Diamond I Upgrade to current version of FCWnX. Database is submitted to Lenel for upgrade. | Ea |  | 1 Year (3 Years) | 5340 | 5% | 5073
81914 | Lenel | PES-NEC-INS | NEC Inspection and Certification - 1 Cluster | Ea |  | 1 Year (3 Years) | 3200 | 5% | 3040
81915 | Lenel | PES-NEC-LAN-WAN | Pre-planning, remote NEC ExpressCluster LAN or WAN Deployment and Post Project Support per Cluster. Remote connection to site required for deployment. (Add PES-00X for OnSite Deployment.) | Ea |  | 1 Year (3 Years) | 8000 | 5% | 7600
81916 | Lenel | PES-NEC-LAN-WAN | Pre-planning; remote NEC ExpressCluster LAN or WAN Deployment and Post Project Support per Cluster. Remote connection to site required for deployment. (Add PES-00X for OnSite Deployment.) | Ea |  | 1 Year (3 Years) | 8000 | 5% | 7600
81917 | Lenel | PES-UPG-ENT | Enterprise 3 - 5 Regions Software and Database Upgrade | Ea |  | 1 Year (3 Years) | 12000 | 5% | 11400
81918 | Lenel | PES-UPG-ENTL | Enterprise 2 Regions or less Software and Database Upgrade | Ea |  | 1 Year (3 Years) | 9340 | 5% | 8873
81919 | Lenel | PES-UPG-PROI | PRO Software and Database Upgrade | Ea |  | 1 Year (3 Years) | 8000 | 5% | 7600
81920 | Lenel | PIM400-1501-KIT | PIM400-1501-KIT; 16 wireless lock controller; consists of PIM400-485 & LNL-2210 in the same enclosure; RJ-45 and USB port on outside of controller; powered by POE. NOTE: LNL-2210 is provided separately and needs to be installed and connected inside the enclosure. | Ea |  | 1 Year (3 Years) | 2472 | 5% | 2348.4
81921 | Lenel | PIM400-485 | PIM400-485; 16 wireless lock hub; RS-485 connection; includes weatherproof enclosure, internal antenna with ability to add remote antenna; requires 12 or 24 VDC power supply. (7.1" x 7.1" enclosure)[starting with OnGuard 6.6 SP1 this connects via RS-485 to downstream port on ISC] | Ea |  | 1 Year (3 Years) | 1250 | 5% | 1187.5
81922 | Lenel | PIM400-TD2 | Schlage Panel Interface Module: Wiegand (data1/data0) or magnetic stripe (clock & data) output; includes weatherproof enclosure; internal antenna with ability to add remote antennal; requires 12 or 24 VDC power supply. Dry Contact board not included. (7.1 x 7.1 inches enclosure). For use with any Schlage AD-400 Lock. | Ea |  | 3 Year | 677 | 5% | 643.15
81923 | Lenel | PIM400-TD2 | Wiegand (data1/data0) or magnetic stripe (clock & data) output; includes weatherproof enclosure, internal antenna with ability to add remote antennal; requires 12 or 24 VDC power supply. Dry Contact board not included. (7.1" x 7.1" enclosure) [must be connected to weigand reader ports] | Ea |  | 1 Year (3 Years) | 677 | 5% | 643.15
81924 | Lenel | PIMWA-CV | Converter used to connect HHD to WA Series PIM, using the HH-Serial Cable | Ea |  | 1 Year (3 Years) | 20 | 5% | 19
81925 | Lenel | PRO-64RUP | 64 Access Readers upgrade for all PRO systems, no maximum on number of readers. | Ea |  | 1 Year (3 Years) | 2658 | 5% | 2525.1
81926 | Lenel | PRSM-BASE | Prism Server License; includes VMS Server and Client software; no camera channels included. No max on channels. Can have up to four VMS server interconnected to provide a single system view in large scale and distributed deployments. Includes first year support plan for new systems. | Ea |  | 1 Year | 1000 | 5% | 950
81927 | Lenel | PRSM-LNR-CH1 | Prism Channel License used for each channel on an LNVR recorder | Ea |  | 1 Year | 200 | 5% | 190
81928 | Lenel | PRSM-LNR-TVC-CH1 | Prism Channel License used for each Truvision Camera channel on an LNVR recorder | Ea |  | 1 Year | 170 | 5% | 161.5
81929 | Lenel | PRSM-TVNR-CH8 | Prism 8 Channel License used for up to 8 channels on a TruVision recorder | Ea |  | 1 Year | 1200 | 5% | 1140
81930 | Lenel | PRSM-UPG-INT-O2P-CH1 | OnGuard channel upgrade to Prism Integrated Channel; used when taking a SW-LNRCH1 LNVR channel and upgrading it into a fully integrated Prism system; this increases the Prism side of the license [Requires PRSM-INT-OG] | Ea |  | 1 Year | 83 | 5% | 78.85
81931 | Lenel | PRSM-UVNR-CH1 | Prism Channel License used for each channel on an UltraView recorder | Ea |  | 1 Year | 200 | 5% | 190
81932 | Lenel | PRSM-UVNR-TVC-CH1 | Prism Channel License used for each Truvision Camera channel on an UltraView recorder | Ea |  | 1 Year | 170 | 5% | 161.5
81933 | Lenel | PRSM-VMATRIX | Prism Video Matrix License; to be applied to each video matrix computer. Maximum 4 monitors are suggested per single video matrix computer | Ea |  | 1 Year | 3000 | 5% | 2850
81934 | Lenel | PS-110 | Power supply for HK-CR and HK-2. 120VAC to 13.5 VDC with connector for HK-CR ONLY | Ea |  | 1 Year (3 Years) | 54 | 5% | 51.3
81935 | Lenel | PS-220 | Power supply for HK-CR and HK-2. 220VAC to 13.5 VDC with connector for HK-CR ONLY | Ea |  | 1 Year (3 Years) | 65 | 5% | 61.75
81936 | Lenel | PVC-API-RTL | pivCLASS FIPS 201 SDK, RUN TIME LICENSE, DOWNLOAD, OEM ONLY | Ea |  | 1 Year (3 Years) | 3000 | 5% | 2850
81937 | Lenel | PVC-CM | pivCLASS Certificate Manager Includes software only. One license per PACS. Second license required for redundant PACS if present. First year M&S included in purchase price. | Ea |  | 1 Year | 14783 | 5% | 14043.85
81938 | Lenel | PVC-CM-MS | Certificate Manager Maintenance & Support 1 Year service. 1 Year with purchase. 8 am to 5 pm Central Time Monday through Friday. | Ea |  | 1 Year | 1928 | 5% | 1831.6
81939 | Lenel | PVC-CM-REDNT | pivCLASS Certificate Manager ‐ Redundant Copy For use as hot backup. One license per PACS. Primary PVC‐CM required. First year M&S included in purchase price. | Ea |  | 1 Year | 7391 | 5% | 7021.45
81940 | Lenel | PVC-CM-REDNT-MS | pivCLASS Certificate Manager Redundant Copy Maintenance & Support 1 Year service. 1 Year with purchase. 8 am to 5 pm Central Time Monday through Friday. | Ea |  | 1 Year | 964 | 5% | 915.8
81941 | Lenel | PVC-FXRDR | pivCLASS Reader Services Includes software and supporting documentation. When ordering this product, please provide the "HID Supplemental Order Information Form". | Ea |  | 1 Year | 251 | 5% | 238.45
81942 | Lenel | PVC-FXRDR-MS | 1 Year service. 1 Year with purchase. 8 am to 5 pm Central Time Monday through Friday. pivCLASS Reader Services Includes software and supporting documentation. When ordering this product, please provide the "HID Supplemental Order Information Form". | Ea |  | 1 Year | 33 | 5% | 31.35
81943 | Lenel | PVC-IDPUB500 | pivCLASS IDPublisher 500 500 badge capacity. You must also order the appropriate PACS‐SVC‐xx‐yy component. First year M&S included in purchase price. | Ea |  | 1 Year | 7590 | 5% | 7210.5
81944 | Lenel | PVC-IDPUB500-MS | IDPublisher 500 Maintenance & Support 1 Year service. 1 Year with purchase. 8 am to 5 pm Central Time Monday through Friday. | Ea |  | 1 Year | 990 | 5% | 940.5
81945 | Lenel | PVC-IDPUBUNL | pivCLASS IDPublisher UNL Unlimited badge capacity. You must also order the appropriate PACS‐SVCxx‐ yy component. First year M&S included in purchase price. | Ea |  | 1 Year | 25553 | 5% | 24275.35
81946 | Lenel | PVC-IDPUBUNL-MS | IDPublisher UNL Maintenance & Support 1 Year service. 1 Year with purchase. 8 am to 5 pm Central Time Monday through Friday. | Ea |  | 1 Year | 3333 | 5% | 3166.35
81947 | Lenel | PVC-MPX-CNSL | pivCLASS MultiPACS Console Provides management interface to the system. First year M&S included in purchase price. | Ea |  | 1 Year | 14778 | 5% | 14039.1
81948 | Lenel | PVC-MPX-CNSL-MS | MultiPACS Console Maintenance & Support 1 Year service. 1 Year with purchase. 8 am to 5 pm Central Time Monday through Friday. | Ea |  | 1 Year | 1928 | 5% | 1831.6
81949 | Lenel | PVC-MPX-CNSL-REDNT | pivCLASS MultiPACS Console Provides management interface to the system. First year M&S included in purchase price. | Ea |  | 1 Year (3 Years) | 7389 | 5% | 7019.55
81950 | Lenel | PVC-MPX-CNX-14-00 | pivCLASS MultiPACS Connector A PACS specific connector is required for each separate PACS being serviced. First year M&S included in purchase price. | Ea |  | 1 Year (3 Years) | 9585 | 5% | 9105.75
81951 | Lenel | PVC-MPX-CNX-MS | MultiPACS Connector Maintenance & Support 1 Year service. 1 Year with purchase. 8 am to 5 pm Central Time Monday through Friday. | Ea |  | 1 Year | 1250 | 5% | 1187.5
81952 | Lenel | PVCP-D/S-14-00 | pivCLASS Registration Engine Includes software that interfaces with one (1) specific PACS and supporting documentation. One license per workstation. First year M&S included in purchase price. | Ea |  | 1 Year (3 Years) | 12299 | 5% | 11684.05
81953 | Lenel | PVCP-D/S-CPLG-14-00 | pivCLASS PACS Plugin Change Use to change PACS Plugin license from one PACS headend vendor product to another. One license per workstation. Maintenance & Support provided as part of pivCLASS Registration Engine M&S. | Ea |  | 1 Year (3 Years) | 7181 | 5% | 6821.95
81954 | Lenel | PVCP-D/S-MS | Registration Engine Maintenance & Support 1 Year service for PVCP‐D/S‐xx‐yy. 1 Year with product purchase. 8 am to 5 pm Central Time Monday through Friday. | Ea |  | 1 Year | 1604 | 5% | 1523.8
81955 | Lenel | Q24-DN000000001563 | 1 Year PLATINUM support for ExpressCluster X R3 LAN Edition for Windows x32. 1 node license. You must purchase two to cover both nodes. Additional Customer Information Required when ordering | Ea |  | 1 Year | 187.5 | 5% | 178.125
81956 | Lenel | Q24-DN000000001567 | 1 Year PLATINUM support for ExpressCluster X R3 WAN Edition for Windows x32. 1 node license. You must purchase two to cover both nodes. Additional Customer Information Required when ordering | Ea |  | 1 Year | 400 | 5% | 380
81957 | Lenel | Q24-DN000000001595 | 1 Year (3 Years) PLATINUM UPGRADE Assurance for ExpressCluster X R3 LAN Edition for Windows x32 1 node license. You must purchase two to cover both nodes. Additional Customer Information Required when ordering | Ea |  | 1 Year (3 Years) | 1406 | 5% | 1335.7
81958 | Lenel | Q24-DN000000001599 | 1 Year (3 Years) PLATINUM UPGRADE Assurance for ExpressCluster X R3 WAN Edition for Windows x32 1 node license. You must purchase two to cover both nodes. Additional Customer Information Required when ordering | Ea |  | 1 Year (3 Years) | 3000 | 5% | 2850
81959 | Lenel | Q24-DN000000001654 | 1 Year PLATINUM support for ExpressCluster X R3 LAN Edition for Windows x64. 1 node license. You must purchase two to cover both nodes. Additional Customer Information Required when ordering | Ea |  | 1 Year | 187.5 | 5% | 178.125
81960 | Lenel | Q24-DN000000001658 | 1 Year PLATINUM support for ExpressCluster X R3 WAN Edition for Windows x64. 1 node license. You must purchase two to cover both nodes. Additional Customer Information Required when ordering | Ea |  | 1 Year | 400 | 5% | 380
81961 | Lenel | Q24-DN000000001690 | 1 Year (3 Years) PLATINUM UPGRADE Assurance for ExpressCluster X R3 WAN Edition for Windows x64 1 node license. You must purchase two to cover both nodes. Additional Customer Information Required when ordering | Ea |  | 1 Year (3 Years) | 3000 | 5% | 2850
81962 | Lenel | Q24-DN000000013542 | 3YR Upgrade to Gold Warranty R320e-E4/R320f-E4 FT Server | Ea |  | 1 Year (3 Years) | 2399 | 5% | 2279.05
81963 | Lenel | Q24-DN000000013543 | 3YR Upgrade to Platinum Warranty R320e-E4/R320f-E4 FT Server | Ea |  | 1 Year (3 Years) | 6999 | 5% | 6649.05
81964 | Lenel | Q24-DN000000013544 | 3YR Upgrade to Gold Warranty R320e-M4 FT Server | Ea |  | 1 Year (3 Years) | 2999 | 5% | 2849.05
81965 | Lenel | Q24-DN000000013545 | 3YR Upgrade to Platinum Warranty R320e-M4 FT Server | Ea |  | 1 Year (3 Years) | 8999 | 5% | 8549.05
81966 | Lenel | Q24-DN000000013546 | 1YR Extended Gold Warranty R320e-E4/R320f-E4 FT Server | Ea |  | 1 Year | 2099 | 5% | 1994.05
81967 | Lenel | Q24-DN000000013547 | 1YR Extended Platinum Warranty R320e-E4/R320f-E4 FT Server | Ea |  | 1 Year | 2599 | 5% | 2469.05
81968 | Lenel | Q24-DN000000013548 | 1YR Extended Gold Warranty R320e-M4 FT Server | Ea |  | 1 Year | 2999 | 5% | 2849.05
81969 | Lenel | Q24-DN000000013549 | 1YR Extended Platinum Warranty R320e-M4 FT Server | Ea |  | 1 Year | 3999 | 5% | 3799.05
81970 | Lenel | Q24-DN000000013550 | 1YR ExtendedSTD Warranty R320e-E4/R320f-E4 FT Server | Ea |  | 1 Year | 1399 | 5% | 1329.05
81971 | Lenel | Q24-DN000000013551 | 1YR ExtendedSTD Warranty R320e-M4 FT Server | Ea |  | 1 Year | 2299 | 5% | 2184.05
81972 | Lenel | Q24-DN000000135330 | EXPRESSCLUSTER LAN 1-YR STD SUPPORT+UPGRADE ASSURANCE FOR 2 NODES (1-2 CPU) | Ea |  | 1 Year | 2309 | 5% | 2193.55
81973 | Lenel | Q24-DN000000135331 | EXPRESSCLUSTER WAN 3-YR STD SUPPORT + 3-YR UPGRADE ASSURANCE FOR 2 NODES (1-2 CPU) | Ea |  | 1 Year (3 Years) | 17984 | 5% | 17084.8
81974 | Lenel | Q24-DN000000135332 | EXPRESSCLUSTER LAN 3-YR STD SUPPORT + 3-YR UPGRADE ASSURANCE FOR 2 NODES (1-2 CPU) | Ea |  | 1 Year (3 Years) | 8426 | 5% | 8004.7
81975 | Lenel | Q24-FR000000001310 | ExpressCluster X R3 LAN x64 - 1-2 CPU socket add on | Ea |  | 1 Year (3 Years) | 4499.5 | 5% | 4274.525
81976 | Lenel | Q24-FR000000001314 | ExpressCluster X R3 WAN x64 - 1-2 CPU socket add on | Ea |  | 1 Year (3 Years) | 9499.5 | 5% | 9024.525
81977 | Lenel | R31210349-1 | OMNIKEY 3121 STANDARD SB TAA, ROHS CONF. TAA | Ea |  | 1 Year (3 Years) | 25.5 | 5% | 24.225
81978 | Lenel | R31210349-1 | Omnikey 3121 USB desktop card reader for contact smart card application | Ea |  | 1 Year (3 Years) | 25.5 | 5% | 24.225
81979 | Lenel | RDR-6081AKU | RF Ideas HID Prox Wedge [will read badge id off any HID prox card][USB form factor] | Ea |  | 1 Year (3 Years) | 179 | 5% | 170.05
81980 | Lenel | RDR-6981AKU | RF Ideas AWID Prox Wedge [will read badge id off any AWID prox card][USB form factor] | Ea |  | 1 Year (3 Years) | 179 | 5% | 170.05
81981 | Lenel | RDR-7081BKU | RF Ideas HID iClass Wedge [will read badge id off any HID iCLASS card][USB form factor] | Ea |  | 1 Year (3 Years) | 199 | 5% | 189.05
81982 | Lenel | RDR-7581AKU | RF Ideas 13.56 Mhz CSN [will read Card Serial Number from ISO14443A (Mifare; UltraLight; Mifare Plus; DesFire) and ISO15693 (iCLASS; TI Tag-it; Phillips i-code; Infineon my-d; etc.)] Mifare CSN is historically 32 bit but changing to 56 bit; ISO15693 badges are 64 bit. The reader handles them all. [USB form factor] | Ea |  | 1 Year (3 Years) | 179 | 5% | 170.05
81983 | Lenel | RDR-7585AKU | RF Ideas Mifare Air ID [will read badge id off Mifare cards][USB form factor] | Ea |  | 1 Year (3 Years) | 147 | 5% | 139.65
81984 | Lenel | RDR-7P71AKU | RF Ideas PIV Wedge [will read badge id off a FIPS 201 compliant card][USB form factor] | Ea |  | 1 Year (3 Years) | 356 | 5% | 338.2
81985 | Lenel | RDR-80581AKU | RF Ideas Enrollment Wedge Device: pcProx PLUS Enroll. Supports AWID; Casi-Rusco; HID Prox; Indala; Deister; ReadyKey Pro; GE Security / Advant CSN; HID iCLASS CSN; ISO 15693 CSN; MIFARE Ultralight CSN; DESFire CSN; ISO 14443A CSN; MIFARE CSN [USB form factor] | Ea |  | 1 Year (3 Years) | 189 | 5% | 179.55
81986 | Lenel | RDRSEU909K00000 | HID UHF Reader, Model U90, iClass SE Rev E, no prox, UHF: 902-928 MHZ, Wiegand, Terminal Block, Black, STD 1 SECURITY | Ea |  | 1 Year (3 Years) | 1295 | 5% | 1230.25
81987 | Lenel | Reader # + OT | Tamper Contact - for both direct & data Outputs (must order with reader, only available for LNL-2010 or LNL-2020 readers) | Ea |  | 1 Year (3 Years) | 8 | 5% | 7.6
81988 | Lenel | REGSM-16RUP | 16 Access Readers upgrade for any OnGuard Enterprise Regional SM systems, maximum of 32 readers. | Ea |  | 1 Year (3 Years) | 991.67 | 5% | 942.0865
81989 | Lenel | RLBD | Optional Dry contact board available for PIM400-TD2 to simplify installation with Acess Control Panels that require relays. Configurable for Normally Open/Closed | Ea |  | 1 Year (3 Years) | 195 | 5% | 185.25
81990 | Lenel | S00103 | Windows® Server Standard 2012 for Embedded Systems 5 CALs | Ea |  | 3 Year | 1475 | 5% | 1401.25
81991 | Lenel | S00104 | SQL 2016 Standard Server Package with 5 Device Connections to the Database *** Includes Install DVD *** | Ea |  | 1 Year | 977 | 5% | 928.15
81992 | Lenel | S00106 | SQL 2016 Standard 1 Client Access Licenses “Certificate Only” | Ea |  | 1 Year | 200 | 5% | 190
81993 | Lenel | S00107 | SQL 2016 Standard 5 Client Access Licenses “Certificate Only” | Ea |  | 1 Year | 977 | 5% | 928.15
81994 | Lenel | S00108 | Windows® Server 2016 Standard 2 Core Server License (Open License) | Ea |  | 1 Year | 140 | 5% | 133
81995 | Lenel | S00109 | Windows® Server 2016 License for 1 User CAL (Open License) [If customer does not have an open license agreement with Microsoft, they need to purchase a minimum of four (4) S00109 licenses and a S00108 license for a total of five (5) licenses] | Ea |  | 1 Year | 55 | 5% | 52.25
81996 | Lenel | S-CB-232-F3 | RS-232 Cable to connect HK-CR to PC | Ea |  | 1 Year (3 Years) | 32 | 5% | 30.4
81997 | Lenel | SCH-GWE | SCHLAGE ENGAGE Gateway with RS-485, 12/24 VDC Input or PoE. Can be mixed on same bus a PIM400. Clear line of sight range to lock approximately 30.5m (100 ft). Environment and building construction materials will cause range variations. Single Gateway can support up to ten (10) NDE or LE wireless locks (if they are located within range). | Ea |  | 1 Year (3 Years) | 859 | 5% | 816.05
81998 | Lenel | SCH-WRI400 | Wireless Reader Interface - Indoor or Outdoor - compatible with Wiegand or mag stripe interface readers - inputs for 2 paralled readers; requires 12 VDC power supply | Ea |  | 1 Year (3 Years) | 798 | 5% | 758.1
81999 | Lenel | SERIII-W | Scramble Keypad (Gray); The keypad is designed to prevent onlookers from detecting the code being entered. Each key is lighted by an LED with a different set of numbers every time the keypad is used. Weatherized for outdoor applications with a Wiegand output. This unit may be powered from the SRCNX Reader Controller boards via a reader interface. Power requirements: 8-14 VDC. Standard color is gray | Ea |  | 1 Year (3 Years) | 1716 | 5% | 1630.2
82000 | Lenel | SERIII-WB | Scramble Keypad (Black); The keypad is designed to prevent onlookers from detecting the code being entered. Each key is lighted by an LED with a different set of numbers every time the keypad is used. Weatherized for outdoor applications with a Wiegand output. This unit may be powered from the SRCNX Reader Controller boards via a reader interface. Power requirements: 8-14 VDC. Color is Black. | Ea |  | 1 Year (3 Years) | 1716 | 5% | 1630.2
82001 | Lenel | SMA-BIO-WR | SIGMA Series - Outdoor/WR/IP65, Multi-factor Bio/PIN (3k users incl.), 1M logs storage capacity, PoE incl. | Ea |  | 1 Year (3 Years) | 1630 | 5% | 1548.5
82002 | Lenel | SMA-ICLASS-EX | MorphoAccess SIGMA EXTREME iClass: Fingerprint + iClass reader: IP65 & IK09 Ruggedized for harsh environments, Touchscreen, 1:5k Users expandable to 100k, FBI PIV IQS Sensor | Ea |  | 1 Year (3 Years) | 2179 | 5% | 2070.05
82003 | Lenel | SMA-ICLASS-EX-FFD | MorphoAccess SIGMA EXTREME iClass: Fingerprint + iClass reader: IP65 & IK09 Ruggedized for harsh environments, Touchscreen, 1:5k Users expandable to 100k, FFD FBI PIV IQS Sensor | Ea |  | 1 Year (3 Years) | 2498 | 5% | 2373.1
82004 | Lenel | SMA-ICLASS-WR | SIGMA Series - Outdoor/WR/IP65, Multi-factor Bio/Card/PIN/BioPIN (3k users incl.), HID iClass, 1M logs storage capacity, PoE incl. | Ea |  | 1 Year (3 Years) | 1766 | 5% | 1677.7
82005 | Lenel | SMA-L-BIO | MA SIGMA Lite - Bio, Mono-factor Bio only, IP65, 500 users, CE | Ea |  | 1 Year (3 Years) | 759 | 5% | 721.05
82006 | Lenel | SMA-L-ICLASS | MA SIGMA Lite - iCLASS, Multi-factor Bio/Card, HID iCLASS, 500 users, IP65, CE | Ea |  | 1 Year (3 Years) | 980 | 5% | 931
82007 | Lenel | SMA-L-MULTI | MA SIGMA Lite - Multi, Multi-factor Bio/Card, MIFARE/MIFARE Plus/DESFIRE, 500 users, IP65, CE | Ea |  | 1 Year (3 Years) | 946 | 5% | 898.7
82008 | Lenel | SMA-LP-BIO | MA SIGMA Lite Plus - Bio, 2.8 inch QVGA touchscreen, Mono-factor Bio only, IP65, 500 users, CE | Ea |  | 1 Year (3 Years) | 898 | 5% | 853.1
82009 | Lenel | SMA-LP-ICLASS | MA SIGMA Lite Plus - iCLASS, 2.8 inch QVGA touchscreen, Multi-factor Bio/Card, HID iCLASS, IP65, 500 users, CE | Ea |  | 1 Year (3 Years) | 1112 | 5% | 1056.4
82010 | Lenel | SMA-LP-MULTI | MA SIGMA Lite Plus - Multi, 2.8 inch QVGA touchscreen, Multi-factor Bio/Card, MIFARE/MIFARE Plus/DESFIRE, IP65, 500 users, CE | Ea |  | 1 Year (3 Years) | 1089 | 5% | 1034.55
82011 | Lenel | SMA-LP-PROX | MA SIGMA Lite Plus - Prox, 2.8 inch QVGA touchscreen, Multi-factor Bio/Card, HID Prox, IP65, 500 users, CE | Ea |  | 1 Year (3 Years) | 1089 | 5% | 1034.55
82012 | Lenel | SMA-L-PROX | MA SIGMA Lite - Prox, Multi-factor Bio/Card, HID Prox, 500 users, IP65, CE | Ea |  | 1 Year (3 Years) | 946 | 5% | 898.7
82013 | Lenel | SMA-MM-PRO | MorphoManager PRO Software, includes an Morpho Smark Optic 300 USB Desktop Enrollment Scanner. For enrollment, template management, terminal managment and reporting. More information on the use of this software package can be obtained from the Lenel OAAP Parnter product site. | Ea |  | 1 Year | 889 | 5% | 844.55
82014 | Lenel | SMA-MSO-1300-E3 | MorphoSmart MSO 1300E3, Compact USB scanner for OnGuard OpenCapture enrollment. Plastic Housing. FBI IQS Certified | Ea |  | 1 Year | 354 | 5% | 336.3
82015 | Lenel | SMA-MSO300 | MorphoSmart 500 ppi Optical Fingerprint sensor (Metal Housing, USB) | Ea |  | 1 Year (3 Years) | 513 | 5% | 487.35
82016 | Lenel | SMA-MSO301 | MSO-300 with Fake Finger detection | Ea |  | 1 Year (3 Years) | 946 | 5% | 898.7
82017 | Lenel | SMA-MSO350PIV | MSO-300 with contact smart card reader and FBI certified sensor | Ea |  | 1 Year (3 Years) | 752 | 5% | 714.4
82018 | Lenel | SMA-MSO351 | MSO-300 with Fake Finger detection and contact smart card reader | Ea |  | 1 Year (3 Years) | 1037 | 5% | 985.15
82019 | Lenel | SMA-MULTI-EX | MorphoAccess SIGMA EXTREME MULTI: Fingerprint + Mifare/Desfire/NFC reader: IP65 & IK09 Ruggedized for harsh environments, Touchscreen, 1:5k Users expandable to 100k, FBI PIV IQS Sensor | Ea |  | 1 Year (3 Years) | 2179 | 5% | 2070.05
82020 | Lenel | SMA-MULTI-EX-FFD | MorphoAccess SIGMA EXTREME MULTI: Fingerprint + Mifare/Desfire/NFC reader: IP65 & IK09 Ruggedized for harsh environments, Touchscreen, 1:5k Users expandable to 100k, FFD FBI PIV IQS Sensor | Ea |  | 1 Year (3 Years) | 2498 | 5% | 2373.1
82021 | Lenel | SMA-MULTI-WR | SIGMA Series - Outdoor/WR/IP65, Multi-factor Bio/Card/PIN/BioPIN (3k users incl.), 1M logs storage capacity, PoE incl. | Ea |  | 1 Year (3 Years) | 1721 | 5% | 1634.95
82022 | Lenel | SMA-PROX-EX | MorphoAccess SIGMA EXTREME Prox: Fingerprint + Prox reader: IP65 & IK09 Ruggedized for harsh environments, Touchscreen, 1:5k Users expandable to 100k, FBI PIV IQS Sensor | Ea |  | 1 Year (3 Years) | 2179 | 5% | 2070.05
82023 | Lenel | SMA-PROX-EX-FFD | MorphoAccess SIGMA EXTREME Prox: Fingerprint + Prox reader: IP65 & IK09 Ruggedized for harsh environments, Touchscreen, 1:5k Users expandable to 100k, FFDFBI PIV IQS Sensor | Ea |  | 1 Year (3 Years) | 2498 | 5% | 2373.1
82024 | Lenel | SMA-PROX-WR | SIGMA Series - Outdoor/WR/IP65, Multi-factor Bio/Card/PIN/BioPIN (3k users incl.), HID Prox, 1M logs storage capacity, PoE incl. | Ea |  | 1 Year (3 Years) | 1721 | 5% | 1634.95
82025 | Lenel | SMK-2 | Scramble Keypad Surface Mount Kit (Gray); Surface Mount Kit and tamper proof screws. Standard color is gray. | Ea |  | 1 Year (3 Years) | 224 | 5% | 212.8
82026 | Lenel | SMK-2B | Scramble Keypad Surface Mount Kit (Black); Surface Mount Kit and tamper proof screws. Color is black. | Ea |  | 1 Year (3 Years) | 224 | 5% | 212.8
82027 | Lenel | SM-PS-BUILD | PreScan Ridge Builder film (1.5" x 2") Increases the quality of the capture on the Morpho Smart sensors, recommended for each Morpho Smart sensor | Ea |  | 1 Year (3 Years) | 53 | 5% | 50.35
82028 | Lenel | SPMK-2 | Panel Mount Kit w/ Steel Back Box (Gray); Steel back box with tamper proof screws | Ea |  | 1 Year (3 Years) | 196 | 5% | 186.2
82029 | Lenel | SPMK-2B | Panel Mount Kit w/ Steel Back Box (Black); Steel back box with tamper proof screws | Ea |  | 1 Year (3 Years) | 196 | 5% | 186.2
82030 | Lenel | SSM-CSS-ADV | First time 12 month license for OnGuard Cardholder Self Service module. Requires OnGuard 7.2 and active SUSP-ADV support plan. | Ea |  | 1 Year | 625 | 5% | 593.75
82031 | Lenel | SSM-CSS-ES | First time 12 month license for OnGuard Cardholder Self Service module. Requires OnGuard 7.2 and active SUSP-W-ES support plan. | Ea |  | 1 Year | 450 | 5% | 427.5
82032 | Lenel | SSM-CSS-MAS | First time 12 month license for OnGuard Cardholder Self Service module. Requires OnGuard 7.2 and active SUSP-ENT-MAS support plan. | Ea |  | 1 Year | 2134 | 5% | 2027.3
82033 | Lenel | SSM-CSS-MAS-LT | First time 12 month license for OnGuard Cardholder Self Service module. Requires OnGuard 7.2 and active SUSP-W-ENT-MAS-LT support plan. | Ea |  | 1 Year | 1060 | 5% | 1007
82034 | Lenel | SSM-CSS-PRO-A | First time 12 month license for OnGuard Cardholder Self Service module. Requires OnGuard 7.2 and active SUSP-PRO-TR-1 or TR-2 support plan. | Ea |  | 1 Year | 1100 | 5% | 1045
82035 | Lenel | SSM-CSS-PRO-B | First time 12 month license for OnGuard Cardholder Self Service module. Requires OnGuard 7.2 and active SUSP-PRO-TR-3 or TR-4 support plan. | Ea |  | 1 Year | 3883 | 5% | 3688.85
82036 | Lenel | SSM-CSS-PRO-C | First time 12 month license for OnGuard Cardholder Self Service module. Requires OnGuard 7.2 and active SUSP-PRO-TR-5 support plan. | Ea |  | 1 Year | 7500 | 5% | 7125
82037 | Lenel | SSM-CSS-REG-A | First time 12 month license for OnGuard Cardholder Self Service module. Requires OnGuard 7.2 and active SUSP-ENT-REG-TR-1 or TR-2 support plan. | Ea |  | 1 Year | 1100 | 5% | 1045
82038 | Lenel | SSM-CSS-REG-B | First time 12 month license for OnGuard Cardholder Self Service module. Requires OnGuard 7.2 and active SUSP-ENT-REG-TR-3 or TR-4 support plan. | Ea |  | 1 Year | 2267 | 5% | 2153.65
82039 | Lenel | SSM-CSS-REG-C | First time 12 month license for OnGuard Cardholder Self Service module. Requires OnGuard 7.2 and active SUSP-ENT-REG-TR-5 support plan. | Ea |  | 1 Year | 4000 | 5% | 3800
82040 | Lenel | SSM-CSS-REG-LT | First time 12 month license for OnGuard Cardholder Self Service module. Requires OnGuard 7.2 and active SUSP-W-ENT-REG-LT support plan. | Ea |  | 1 Year | 540 | 5% | 513
82041 | Lenel | SSM-CSS-REG-SM | First time 12 month license for OnGuard Cardholder Self Service module. Requires OnGuard 7.2 and active SUSP-W-ENT-REG-SM support plan. | Ea |  | 1 Year | 450 | 5% | 427.5
82042 | Lenel | SSM-MCI-ADV | First time 12 month license for Mobile Credential Issuance. One required per server. Requires OnGuard 7.3 or higher and active SUSP-ADV-TR-1, TR-2, Or TR-3 support plan. | Ea |  | 1 Year | 375 | 5% | 356.25
82043 | Lenel | SSM-MCI-ES | First time 12 month license for Mobile Credential Issuance. One required per server. Requires OnGuard 7.3 or higher and active SUSP-W-ES support plan. | Ea |  | 1 Year | 254 | 5% | 241.3
82044 | Lenel | SSM-MCI-MAS | First time 12 month license for Mobile Credential Issuance. One required per server. Requires OnGuard 7.3 or higher and active SUSP-ENT-MAS support plan. | Ea |  | 1 Year | 5973 | 5% | 5674.35
82045 | Lenel | SSM-MCI-MAS-LT | First time 12 month license for Mobile Credential Issuance. One required per server. Requires OnGuard 7.3 or higher and active SUSP-W-ENT-MAS-LT support plan. | Ea |  | 1 Year | 2240 | 5% | 2128
82046 | Lenel | SSM-MCI-PRO-A | First time 12 month license for Mobile Credential Issuance. One required per server. Requires OnGuard 7.3 or higher and active SUSP-PRO-TR-1 or TR-2 support plan. | Ea |  | 1 Year | 709 | 5% | 673.55
82047 | Lenel | SSM-MCI-PRO-B | First time 12 month license for Mobile Credential Issuance. One required per server. Requires OnGuard 7.3 or higher and active SUSP-PRO-TR-3 or TR-4 support plan. | Ea |  | 1 Year | 2259 | 5% | 2146.05
82048 | Lenel | SSM-MCI-PRO-C | First time 12 month license for Mobile Credential Issuance. One required per server. Requires OnGuard 7.3 or higher and active SUSP-PRO-TR-5 support plan. | Ea |  | 1 Year | 5600 | 5% | 5320
82049 | Lenel | SSM-MCI-REG-A | First time 12 month license for Mobile Credential Issuance. One required per server. Requires OnGuard 7.3 or higher and active SUSP-ENT-REG-TR-1 or TR-2 support plan. | Ea |  | 1 Year | 616 | 5% | 585.2
82050 | Lenel | SSM-MCI-REG-B | First time 12 month license for Mobile Credential Issuance. One required per server. Requires OnGuard 7.3 or higher and active SUSP-ENT-REG-TR-3 or TR-4 support plan. | Ea |  | 1 Year | 1437 | 5% | 1365.15
82051 | Lenel | SSM-MCI-REG-C | First time 12 month license for Mobile Credential Issuance. One required per server. Requires OnGuard 7.3 or higher and active SUSP-ENT-REG-TR-5 support plan. | Ea |  | 1 Year | 2613 | 5% | 2482.35
82052 | Lenel | SSM-MCI-REG-LT | First time 12 month license for Mobile Credential Issuance. One required per server. Requires OnGuard 7.3 or higher and active SUSP-W-ENT-REG-LT support plan. | Ea |  | 1 Year | 299 | 5% | 284.05
82053 | Lenel | SSM-MCI-REG-SM | First time 12 month license for Mobile Credential Issuance. One required per server. Requires OnGuard 7.3 or higher and active SUSP-W-ENT-REG-SM support plan. | Ea |  | 1 Year | 167 | 5% | 158.65
82054 | Lenel | SSM-VSS | 12 month license for [1] Visitor Self Service Module (iPad Only Support). iPad not included. Quantity should be for total number of configured tablets. Requires at least one IDVM front desk license on the OnGuard server. iPad not included. | Ea |  | 1 Year | 800 | 5% | 760
82055 | Lenel | SSM-WATCH-ADV | First time 12 month license for OnGuard WATCH Module. Requires OnGuard 7.1 or higher and active SUSP-ADV support plan. | Ea |  | 1 Year | 625 | 5% | 593.75
82056 | Lenel | SSM-WATCH-ES | First time 12 month license for OnGuard WATCH Module. Requires OnGuard 7.1 or higher and active SUSP-ES support plan. | Ea |  | 1 Year | 450 | 5% | 427.5
82057 | Lenel | SSM-WATCH-MAS | First time 12 month license for OnGuard WATCH Module. Requires OnGuard 7.1 or higher and active SUSP-ENT-MAS support plan. | Ea |  | 1 Year | 2134 | 5% | 2027.3
82058 | Lenel | SSM-WATCH-MAS-LT | First time 12 month license for OnGuard WATCH Module. Requires OnGuard 7.1 or higher and active SUSP-W-ENT-MAS-LT support plan. | Ea |  | 1 Year | 1060 | 5% | 1007
82059 | Lenel | SSM-WATCH-PRO-A | First time 12 month license for OnGuard WATCH Module. Requires OnGuard 7.1 or higher and active SUSP-PRO-TR-1 or TR-2 support plan. | Ea |  | 1 Year | 1100 | 5% | 1045
82060 | Lenel | SSM-WATCH-PRO-B | First time 12 month license for OnGuard WATCH Module. Requires OnGuard 7.1 or higher and active SUSP-PRO-TR-3 or TR-4 support plan. | Ea |  | 1 Year | 3883 | 5% | 3688.85
82061 | Lenel | SSM-WATCH-PRO-C | First time 12 month license for OnGuard WATCH Module. Requires OnGuard 7.1 or higher and active SUSP-PRO-TR-5 support plan. | Ea |  | 1 Year | 7500 | 5% | 7125
82062 | Lenel | SSM-WATCH-REG-A | First time 12 month license for OnGuard WATCH Module. Requires OnGuard 7.1 or higher and active SUSP-ENT-REG-TR-1 or TR-2 support plan. | Ea |  | 1 Year | 1100 | 5% | 1045
82063 | Lenel | SSM-WATCH-REG-B | First time 12 month license for OnGuard WATCH Module. Requires OnGuard 7.1 or higher and active SUSP-ENT-REG-TR-3 or TR-4 support plan. | Ea |  | 1 Year | 2267 | 5% | 2153.65
82064 | Lenel | SSM-WATCH-REG-C | First time 12 month license for OnGuard WATCH Module. Requires OnGuard 7.1 or higher and active SUSP-ENT-REG-TR-5 support plan. | Ea |  | 1 Year | 4000 | 5% | 3800
82065 | Lenel | SSM-WATCH-REG-LT | First time 12 month license for OnGuard WATCH Module. Requires OnGuard 7.1 or higher and active SUSP-W-ENT-REG-LT support plan. | Ea |  | 1 Year | 540 | 5% | 513
82066 | Lenel | SSM-WATCH-REG-SM | First time 12 month license for OnGuard WATCH Module. Requires OnGuard 7.1 or higher and active SUSP-W-ENT-REG-SM support plan. | Ea |  | 1 Year | 450 | 5% | 427.5
82067 | Lenel | SSR-CSS-ADV | 12 month Renewal or Extension for OnGuard Cardholder Self Service (CSS) Module. Requires SSM-CSS-ADV license and active SUSP-ADV support plan. | Ea |  | 1 Year | 625 | 5% | 593.75
82068 | Lenel | SSR-CSS-ES | 12 month Renewal or Extension for OnGuard Cardholder Self Service (CSS) Module. Requires SSM-CSS-ES license and active SUSP-W-ES support plan. | Ea |  | 1 Year | 450 | 5% | 427.5
82069 | Lenel | SSR-CSS-MAS | 12 month Renewal or Extension for OnGuard Cardholder Self Service (CSS) Module. Requires SSM-CSS-MAS license and active SUSP-ENT-MAS support plan. | Ea |  | 1 Year | 2134 | 5% | 2027.3
82070 | Lenel | SSR-CSS-MAS-LT | 12 month Renewal or Extension for OnGuard Cardholder Self Service (CSS) Module. Requires SSM-CSS-MAS-LT license and active SUSP-W-ENT-MAS-LT support plan. | Ea |  | 1 Year | 1060 | 5% | 1007
82071 | Lenel | SSR-CSS-PRO-A | 12 month Renewal or Extension for OnGuard Cardholder Self Service (CSS) Module. Requires SSM-CSS-PRO-A license and active SUSP-PRO-TR-1 or TR-2 support plan. | Ea |  | 1 Year | 1100 | 5% | 1045
82072 | Lenel | SSR-CSS-PRO-B | 12 month Renewal or Extension for OnGuard Cardholder Self Service (CSS) Module. Requires SSM-CSS-PRO-B license and active SUSP-PRO-TR-3 or TR-4 support plan. | Ea |  | 1 Year | 3883 | 5% | 3688.85
82073 | Lenel | SSR-CSS-PRO-C | 12 month Renewal or Extension for OnGuard Cardholder Self Service (CSS) Module. Requires SSM-CSS-PRO-C license and active SUSP-PRO-TR-5 support plan. | Ea |  | 1 Year | 7500 | 5% | 7125
82074 | Lenel | SSR-CSS-REG-A | 12 month Renewal or Extension for OnGuard Cardholder Self Service (CSS) Module. Requires SSM-CSS-REG-A license and active SUSP-ENT-REG-TR-1 or TR-2 support plan. | Ea |  | 1 Year | 1100 | 5% | 1045
82075 | Lenel | SSR-CSS-REG-B | 12 month Renewal or Extension for OnGuard Cardholder Self Service (CSS) Module. Requires SSM-CSS-REG-B license and active SUSP-ENT-REG-TR-3 or TR-4 support plan. | Ea |  | 1 Year | 2267 | 5% | 2153.65
82076 | Lenel | SSR-CSS-REG-C | 12 month Renewal or Extension for OnGuard Cardholder Self Service (CSS) Module. Requires SSM-CSS-REG-C license and active SUSP-ENT-REG-TR-5 support plan. | Ea |  | 1 Year | 4000 | 5% | 3800
82077 | Lenel | SSR-CSS-REG-LT | 12 month Renewal or Extension for OnGuard Cardholder Self Service (CSS) Module. Requires SSM-CSS-REG-LT license and active SUSP-W-ENT-REG-LT support plan. | Ea |  | 1 Year | 540 | 5% | 513
82078 | Lenel | SSR-CSS-REG-SM | 12 month Renewal or Extension for OnGuard Cardholder Self Service (CSS) Module. Requires SSM-CSS-REG-SM license and active SUSP-W-ENT-REG-SM support plan. | Ea |  | 1 Year | 450 | 5% | 427.5
82079 | Lenel | SSR-MCI-ADV | 12 month Renewal or Extension for Mobile Credential Issuance. One required per server. Requires SSM-MCI-ADV license and active SUSP-ADV-TR-1, TR-2, Or TR-3 support plan. | Ea |  | 1 Year | 375 | 5% | 356.25
82080 | Lenel | SSR-MCI-ES | 12 month Renewal or Extension for Mobile Credential Issuance. One required per server. Requires SSM-MCI-ES license and active SUSP-W-ES support plan. | Ea |  | 1 Year | 254 | 5% | 241.3
82081 | Lenel | SSR-MCI-MAS | 12 month Renewal or Extension for Mobile Credential Issuance. One required per server. Requires SSM-MCI-MAS license and active SUSP-ENT-MAS support plan. | Ea |  | 1 Year | 5973 | 5% | 5674.35
82082 | Lenel | SSR-MCI-MAS-LT | 12 month Renewal or Extension for Mobile Credential Issuance. One required per server. Requires SSM-MCI-MAS-LT license and active SUSP-W-ENT-MAS-LT support plan. | Ea |  | 1 Year | 2240 | 5% | 2128
82083 | Lenel | SSR-MCI-PRO-A | 12 month Renewal or Extension for Mobile Credential Issuance. One required per server. Requires SSM-MCI-PRO-A license and active SUSP-PRO-TR-1 or TR-2 support plan. | Ea |  | 1 Year | 709 | 5% | 673.55
82084 | Lenel | SSR-MCI-PRO-B | 12 month Renewal or Extension for Mobile Credential Issuance. One required per server. Requires SSM-MCI-PRO-B license and active SUSP-PRO-TR-3 or TR-4 support plan. | Ea |  | 1 Year | 2259 | 5% | 2146.05
82085 | Lenel | SSR-MCI-PRO-C | 12 month Renewal or Extension for Mobile Credential Issuance. One required per server. Requires SSM-MCI-PRO-C license and active SUSP-PRO-TR-5 support plan. | Ea |  | 1 Year | 5600 | 5% | 5320
82086 | Lenel | SSR-MCI-REG-A | 12 month Renewal or Extension for Mobile Credential Issuance. One required per server. Requires SSM-MCI-REG-A license and active SUSP-ENT-REG-TR-1 or TR-2 support plan. | Ea |  | 1 Year | 616 | 5% | 585.2
82087 | Lenel | SSR-MCI-REG-B | 12 month Renewal or Extension for Mobile Credential Issuance. One required per server. Requires SSM-MCI-REG-B license and active SUSP-ENT-REG-TR-3 or TR-4 support plan. | Ea |  | 1 Year | 1437 | 5% | 1365.15
82088 | Lenel | SSR-MCI-REG-C | 12 month Renewal or Extension for Mobile Credential Issuance. One required per server. Requires SSM-MCI-REG-B license and active SUSP-ENT-REG-TR-5 support plan. | Ea |  | 1 Year | 2613 | 5% | 2482.35
82089 | Lenel | SSR-MCI-REG-LT | 12 month Renewal or Extension for Mobile Credential Issuance. One required per server. Requires SSM-MCI-REG-LT license and active SUSP-W-ENT-REG-LT support plan. | Ea |  | 1 Year | 299 | 5% | 284.05
82090 | Lenel | SSR-MCI-REG-SM | 12 month Renewal or Extension for Mobile Credential Issuance. One required per server. Requires SSM-MCI-REG-SM license and active SUSP-W-ENT-REG-SM support plan. | Ea |  | 1 Year | 167 | 5% | 158.65
82091 | Lenel | SSR-VSS | 12 month renewal license for Qty 1 SSM-VSS. Quantity must match number of existing SSM-VSS licenses. Maximum total subscription is 1 Year (3 Years). iPad not included. | Ea |  | 1 Year | 800 | 5% | 760
82092 | Lenel | SSR-WATCH-ADV | 12 month Renewal or Extension for OnGuard WATCH. Requires SSM-WATCH-ADV license and active SUSP-ADV support plan. | Ea |  | 1 Year | 625 | 5% | 593.75
82093 | Lenel | SSR-WATCH-ES | 12 month Renewal or Extension for OnGuard WATCH. Requires SSM-WATCH-ES license and active SUSP-ES support plan. | Ea |  | 1 Year | 450 | 5% | 427.5
82094 | Lenel | SSR-WATCH-MAS | 12 month Renewal or Extension for OnGuard WATCH. Requires SSM-WATCH-MAS license and active SUSP-ENT-MAS support plan. | Ea |  | 1 Year | 2134 | 5% | 2027.3
82095 | Lenel | SSR-WATCH-MAS-LT | 12 month Renewal or Extension for OnGuard WATCH. Requires SSM-WATCH-MAS-LT license and active SUSP-W-ENT-MAS-LT support plan. | Ea |  | 1 Year | 1060 | 5% | 1007
82096 | Lenel | SSR-WATCH-PRO-A | 12 month Renewal or Extension for OnGuard WATCH. Requires SSM-WATCH-PRO-A license and active SUSP-PRO-TR-1 or TR-2 support plan. | Ea |  | 1 Year | 1100 | 5% | 1045
82097 | Lenel | SSR-WATCH-PRO-B | 12 month Renewal or Extension for OnGuard WATCH. Requires SSM-WATCH-PRO-B license and active SUSP-PRO-TR-3 or TR-4 support plan. | Ea |  | 1 Year | 3883 | 5% | 3688.85
82098 | Lenel | SSR-WATCH-PRO-C | 12 month Renewal or Extension for OnGuard WATCH. Requires SSM-WATCH-PRO-C license and active SUSP-PRO-TR-5 support plan. | Ea |  | 1 Year | 7500 | 5% | 7125
82099 | Lenel | SSR-WATCH-REG-A | 12 month Renewal or Extension for OnGuard WATCH. Requires SSM-WATCH-REG-A license and active SUSP-ENT-REG-TR-1 or TR-2 support plan. | Ea |  | 1 Year | 1100 | 5% | 1045
82100 | Lenel | SSR-WATCH-REG-B | 12 month Renewal or Extension for OnGuard WATCH. Requires SSM-WATCH-REG-B license and active SUSP-ENT-REG-TR-3 or TR-4 support plan. | Ea |  | 1 Year | 2267 | 5% | 2153.65
82101 | Lenel | SSR-WATCH-REG-C | 12 month Renewal or Extension for OnGuard WATCH. Requires SSM-WATCH-REG-C license and active SUSP-ENT-REG-TR-5 support plan. | Ea |  | 1 Year | 4000 | 5% | 3800
82102 | Lenel | SSR-WATCH-REG-LT | 12 month Renewal or Extension for OnGuard WATCH. Requires SSM-WATCH-REG-LT license and active SUSP-W-ENT-REG-LT support plan. | Ea |  | 1 Year | 540 | 5% | 513
82103 | Lenel | SSR-WATCH-REG-SM | 12 month Renewal or Extension for OnGuard WATCH. Requires SSM-WATCH-REG-SM license and active SUSP-W-ENT-REG-SM support plan. | Ea |  | 1 Year | 450 | 5% | 427.5
82104 | Lenel | STENTO-1000000610 | 98520 Station Cord | Ea |  | 1 Year (3 Years) | 16 | 5% | 15.2
82105 | Lenel | STENTO-1000000611 | 98525 Station Cord | Ea |  | 1 Year (3 Years) | 10 | 5% | 9.5
82106 | Lenel | STENTO-1000000612 | MOS-80 Receptacle | Ea |  | 1 Year (3 Years) | 10 | 5% | 9.5
82107 | Lenel | STENTO-1000000613 | MOW-80 Receptacle Flush | Ea |  | 1 Year (3 Years) | 16 | 5% | 15.2
82108 | Lenel | STENTO-100008062000 | Desk Housing for 8031 | Ea |  | 1 Year (3 Years) | 515 | 5% | 489.25
82109 | Lenel | STENTO-1000096283 | 96283 Speaker Int | Ea |  | 1 Year (3 Years) | 56 | 5% | 53.2
82110 | Lenel | STENTO-1000104300 | Stentofon 1043 SS Box Hood: 1072104300 | Ea |  | 1 Year (3 Years) | 518 | 5% | 492.1
82111 | Lenel | STENTO-1000104800 | Lamp Strobe 24 Volt DC | Ea |  | 1 Year (3 Years) | 402 | 5% | 381.9
82112 | Lenel | STENTO-1000104900 | SS BACKBOX WITH HOOD - YELLOW | Ea |  | 1 Year (3 Years) | 489 | 5% | 464.55
82113 | Lenel | STENTO-1000106400 | 1064 Elevator Sub | Ea |  | 1 Year (3 Years) | 302 | 5% | 286.9
82114 | Lenel | STENTO-1000106501 | STENTOFON-ZENITEL SERIES EQUIPMENT: 1000106501 | Ea |  | 1 Year (3 Years) | 30 | 5% | 28.5
82115 | Lenel | STENTO-1000106502 | STENTOFON-ZENITEL SERIES EQUIPMENT: 1000106502 | Ea |  | 1 Year (3 Years) | 8 | 5% | 7.6
82116 | Lenel | STENTO-1000106700 | 1067 P.S 12V DC 400 Ma | Ea |  | 1 Year (3 Years) | 42 | 5% | 39.9
82117 | Lenel | STENTO-1000106800 | 1068 P.S 24V DC 400 Ma | Ea |  | 1 Year (3 Years) | 25 | 5% | 23.75
82118 | Lenel | STENTO-1000106900 | 1069 P.S 5V DC 500 Ma | Ea |  | 1 Year (3 Years) | 42 | 5% | 39.9
82119 | Lenel | STENTO-1000107800 | 1078 Page Adapter | Ea |  | 1 Year (3 Years) | 202 | 5% | 191.9
82120 | Lenel | STENTO-10001078IP | IP Page Adapter | Ea |  | 1 Year (3 Years) | 833 | 5% | 791.35
82121 | Lenel | STENTO-10001082C | 1082C VRB Recording Unit | Ea |  | 1 Year (3 Years) | 1406 | 5% | 1335.7
82122 | Lenel | STENTO-1000109900 | 1099 Data/Audio Unit | Ea |  | 1 Year (3 Years) | 820 | 5% | 779
82123 | Lenel | STENTO-1000110708 | STENTO-1000110708 6031 SURFACE FOR 8015 | Ea |  | 1 Year (3 Years) | 110 | 5% | 104.5
82124 | Lenel | STENTO-1000111210 | STENTOFON-ZENITEL SERIES EQUIPMENT: 1000111210 | Ea |  | 1 Year (3 Years) | 203 | 5% | 192.85
82125 | Lenel | STENTO-1000111600 | 1116 P.S. 24V DC 4A | Ea |  | 1 Year (3 Years) | 330 | 5% | 313.5
82126 | Lenel | STENTO-1000111700 | Power Supply 24v DC-1.5 amp | Ea |  | 1 Year (3 Years) | 132 | 5% | 125.4
82127 | Lenel | STENTO-1000111900 | 1119 P.S. 12V DC; 1.2A | Ea |  | 1 Year (3 Years) | 42 | 5% | 39.9
82128 | Lenel | STENTO-1000117000 | 1170 Transzorb | Ea |  | 1 Year (3 Years) | 52 | 5% | 49.4
82129 | Lenel | STENTO-1000117100 | 1171 Ground Strap | Ea |  | 1 Year (3 Years) | 40 | 5% | 38
82130 | Lenel | STENTO-1000117300 | 1173 Fld End Adaptor | Ea |  | 1 Year (3 Years) | 62 | 5% | 58.9
82131 | Lenel | STENTO-1000138610 | Stentofon - 1386-1 Data Unit | Ea |  | 1 Year (3 Years) | 720 | 5% | 684
82132 | Lenel | STENTO-100014010901 | STENTOFON-ZENITEL SERIES EQUIPMENT: 100014010901 | Ea |  | 1 Year (3 Years) | 44 | 5% | 41.8
82133 | Lenel | STENTO-1000140224 | STENTOFON-ZENITEL SERIES EQUIPMENT: 1000140224 | Ea |  | 1 Year (3 Years) | 250 | 5% | 237.5
82134 | Lenel | STENTO-100014050901 | GS400 SERIES MASTER DESKTOP | Ea |  | 1 Year (3 Years) | 767 | 5% | 728.65
82135 | Lenel | STENTO-100014070201 | BUTTON TURBINE ADAPTER PLATE FOR 1600 SERIES | Ea |  | 1 Year (3 Years) | 209 | 5% | 198.55
82136 | Lenel | STENTO-1000141000 | STENTOFON IP VANDAL SUBSTN | Ea |  | 1 Year (3 Years) | 658 | 5% | 625.1
82137 | Lenel | STENTO-1000141200 | 412 Headset and Coil Cord | Ea |  | 1 Year (3 Years) | 268 | 5% | 254.6
82138 | Lenel | STENTO-1000141300 | 413 Footswitch | Ea |  | 1 Year (3 Years) | 68 | 5% | 64.6
82139 | Lenel | STENTO-1000142000 | Stentofon 420 substation | Ea |  | 1 Year (3 Years) | 288 | 5% | 273.6
82140 | Lenel | STENTO-1000142600 | GS 400 ceiling substation | Ea |  | 1 Year (3 Years) | 238 | 5% | 226.1
82141 | Lenel | STENTO-100015012900 | Grandstream GVX3275 IP Telephone | Ea |  | 1 Year (3 Years) | 787 | 5% | 747.65
82142 | Lenel | STENTO-100015092200 | GRANDSTREAM GXV3240 IP VIDEO PHONE | Ea |  | 1 Year (3 Years) | 600 | 5% | 570
82143 | Lenel | STENTO-1000151015 | STENTOFON-ZENITEL SERIES EQUIPMENT: 1000151015 | Ea |  | 1 Year (3 Years) | 250 | 5% | 237.5
82144 | Lenel | STENTO-1000160202 | 1602 Deluxe Wall mount | Ea |  | 1 Year (3 Years) | 3378 | 5% | 3209.1
82145 | Lenel | STENTO-1000160800 | 1608 EcoTower Mount with Blue Lig:2809016080 | Ea |  | 1 Year (3 Years) | 3323 | 5% | 3156.85
82146 | Lenel | STENTO-100016102500 | STENTOFON-ZENITEL SERIES EQUIPMENT:100016102500 US | Ea |  | 1 Year (3 Years) | 2100 | 5% | 1995
82147 | Lenel | STENTO-1000161107 | CQ161107-00 ONE TIME SETUP FEE | Ea |  | 1 Year | 1100 | 5% | 1045
82148 | Lenel | STENTO-100017021498 | STENTOFON-ZENITEL SERIES EQUIPMENT: 100017021798 | Ea |  | 1 Year (3 Years) | 5360 | 5% | 5092
82149 | Lenel | STENTO-100017021499 | STENTOFON-ZENITEL SERIES EQUIPMENT: 100017021499 | Ea |  | 1 Year (3 Years) | 10720 | 5% | 10184
82150 | Lenel | STENTO-1000170328 | STENTOFON-ZENITEL SERIES EQUIPMENT: 1000170328 | Ea |  | 1 Year (3 Years) | 540 | 5% | 513
82151 | Lenel | STENTO-100017101300 | STENTOFON-ZENITEL SERIES EQUIPMENT: 100017101300 | Ea |  | 1 Year (3 Years) | 350 | 5% | 332.5
82152 | Lenel | STENTO-1000176400 | 1764 Ceiling Speaker 4 inch | Ea |  | 1 Year (3 Years) | 34 | 5% | 32.3
82153 | Lenel | STENTO-1000177400 | SDR-DR25 Rack | Ea |  | 1 Year (3 Years) | 969 | 5% | 920.55
82154 | Lenel | STENTO-1000177700 | SDR-CR20 Rack | Ea |  | 1 Year (3 Years) | 783 | 5% | 743.85
82155 | Lenel | STENTO-1000177800 | SDR-DR20 Rack | Ea |  | 1 Year (3 Years) | 804 | 5% | 763.8
82156 | Lenel | STENTO-1000178300 | SDR-115 Brd ACF | Ea |  | 1 Year (3 Years) | 434 | 5% | 412.3
82157 | Lenel | STENTO-1000178400 | SDR-DR10 Rack | Ea |  | 1 Year (3 Years) | 484 | 5% | 459.8
82158 | Lenel | STENTO-1000178900 | SDR-DR15 Rack | Ea |  | 1 Year (3 Years) | 649 | 5% | 616.55
82159 | Lenel | STENTO-100018062600 | STENTOFON-ZENITEL SERIES EQUIPMENT: 100018062600 | Ea |  | 1 Year (3 Years) | 125 | 5% | 118.75
82160 | Lenel | STENTO-1000181300 | Rck Mnt Kit 1806 & 1812 | Ea |  | 1 Year (3 Years) | 32 | 5% | 30.4
82161 | Lenel | STENTO-1000181610 | Stento 18161 CeilSpk. 5w/70v | Ea |  | 1 Year (3 Years) | 38 | 5% | 36.1
82162 | Lenel | STENTO-1000183000 | 1830 CEILING BACK BOX | Ea |  | 1 Year (3 Years) | 18 | 5% | 17.1
82163 | Lenel | STENTO-1000183100 | 1831 Ceilng Mnt for 4 inches | Ea |  | 1 Year (3 Years) | 15 | 5% | 14.25
82164 | Lenel | STENTO-1000183200 | Stento 1832 Ceiling Mnt for 8 | Ea |  | 1 Year (3 Years) | 12 | 5% | 11.4
82165 | Lenel | STENTO-1000184000 | 1840 10W Horn 8ohm | Ea |  | 1 Year (3 Years) | 48 | 5% | 45.6
82166 | Lenel | STENTO-1000602000 | 6020 Flush Backbox | Ea |  | 1 Year (3 Years) | 28 | 5% | 26.6
82167 | Lenel | STENTO-1000602800 | 6028 Blank Cover Plate | Ea |  | 1 Year (3 Years) | 72 | 5% | 68.4
82168 | Lenel | STENTO-1000603000 | 6030 Surface backbox | Ea |  | 1 Year (3 Years) | 120 | 5% | 114
82169 | Lenel | STENTO-1000603100 | 6031SurfaceBackBox | Ea |  | 1 Year (3 Years) | 55 | 5% | 52.25
82170 | Lenel | STENTO-1000629100 | 6291 W/Red Button | Ea |  | 1 Year (3 Years) | 308 | 5% | 292.6
82171 | Lenel | STENTO-100062911NL | 62911 Substation NO LOGO | Ea |  | 1 Year (3 Years) | 366 | 5% | 347.7
82172 | Lenel | STENTO-100062922SMD | 62922-7 Sub 2-Button | Ea |  | 1 Year (3 Years) | 390 | 5% | 370.5
82173 | Lenel | STENTO-100062927IP | 62927 IP Sub | Ea |  | 1 Year (3 Years) | 999 | 5% | 949.05
82174 | Lenel | STENTO-1000629400 | 6294RM Substation | Ea |  | 1 Year (3 Years) | 308 | 5% | 292.6
82175 | Lenel | STENTO-100062941IP | 6294-1 IP Sub | Ea |  | 1 Year (3 Years) | 899 | 5% | 854.05
82176 | Lenel | STENTO-100062942SMD | 6294-2 SS Substn | Ea |  | 1 Year (3 Years) | 374 | 5% | 355.3
82177 | Lenel | STENTO-10006294IPR | IP6294R Sub Kit | Ea |  | 1 Year (3 Years) | 700 | 5% | 665
82178 | Lenel | STENTO-10006294IPS | IP6294S Sub Kit | Ea |  | 1 Year (3 Years) | 710 | 5% | 674.5
82179 | Lenel | STENTO-1000629700 | 6297 Flush Back Box | Ea |  | 1 Year (3 Years) | 54 | 5% | 51.3
82180 | Lenel | STENTO-1000629800 | 6298 Surface Back Box | Ea |  | 1 Year (3 Years) | 68 | 5% | 64.6
82181 | Lenel | STENTO-1000629910 | 62991 Cast WP Box | Ea |  | 1 Year (3 Years) | 58 | 5% | 55.1
82182 | Lenel | STENTO-1000629950 | 62995 Rain Hood | Ea |  | 1 Year (3 Years) | 70 | 5% | 66.5
82183 | Lenel | STENTO-1000632120 | 63212 Rack for 1078's: 9590212100 | Ea |  | 1 Year (3 Years) | 605 | 5% | 574.75
82184 | Lenel | STENTO-1000700100 | ACF276/522 Spares w/Pwr | Ea |  | 1 Year (3 Years) | 15812 | 5% | 15021.4
82185 | Lenel | STENTO-10007007GM | 7007 Gooseneck Mic | Ea |  | 1 Year (3 Years) | 272 | 5% | 258.4
82186 | Lenel | STENTO-100070366EU | STENTOFON-ZENITEL SERIES EQUIPMENT: 100070366EU | Ea |  | 1 Year (3 Years) | 650 | 5% | 617.5
82187 | Lenel | STENTO-1000705300 | 7053 Rck Mount: 1070705300 | Ea |  | 1 Year (3 Years) | 1422 | 5% | 1350.9
82188 | Lenel | STENTO-1000705301 | 7053CRM Dsk: STENTO-1000705301 | Ea |  | 1 Year (3 Years) | 1504 | 5% | 1428.8
82189 | Lenel | STENTO-1000928220 | STENTOFON-ZENITEL SERIES EQUIPMENT: 1000928220 | Ea |  | 1 Year (3 Years) | 464 | 5% | 440.8
82190 | Lenel | STENTO-1000944000 | 94400 Module Controller Board | Ea |  | 1 Year (3 Years) | 1225 | 5% | 1163.75
82191 | Lenel | STENTO-1000945000 | Stentofon 9450 10 Line Board | Ea |  | 1 Year (3 Years) | 1030 | 5% | 978.5
82192 | Lenel | STENTO-1000945700 | 9457 Connection Cable | Ea |  | 1 Year (3 Years) | 124 | 5% | 117.8
82193 | Lenel | STENTO-1000948210 | 94821 Alpha Audio Int | Ea |  | 1 Year (3 Years) | 310 | 5% | 294.5
82194 | Lenel | STENTO-1000962000 | 9620 Standard TR Substation | Ea |  | 1 Year (3 Years) | 640 | 5% | 608
82195 | Lenel | STENTO-1000962100 | 9621 TR Subststation | Ea |  | 1 Year (3 Years) | 198 | 5% | 188.1
82196 | Lenel | STENTO-1000962567 | 96257-9 Security - Emergency S | Ea |  | 1 Year (3 Years) | 578 | 5% | 549.1
82197 | Lenel | STENTO-1000964010 | 96401 Computer Board | Ea |  | 1 Year (3 Years) | 798 | 5% | 758.1
82198 | Lenel | STENTO-100110606MBTA00 | Custom 2 button call w braille | Ea |  | 1 Year (3 Years) | 1888 | 5% | 1793.6
82199 | Lenel | STENTO-100110606MBTA02 | Custom call button for MBTA | Ea |  | 1 Year (3 Years) | 1399 | 5% | 1329.05
82200 | Lenel | STENTO-100130805MBTA05 | IP Elevator Station w/Sub Plat | Ea |  | 1 Year (3 Years) | 1278 | 5% | 1214.1
82201 | Lenel | STENTO-1006292792MS | 62927-92 Stat. 2 Btn | Ea |  | 1 Year (3 Years) | 640 | 5% | 608
82202 | Lenel | STENTO-1007006110 | 7006110 48 Button Mod | Ea |  | 1 Year (3 Years) | 2410 | 5% | 2289.5
82203 | Lenel | STENTO-1007006180 | Single Housing Only | Ea |  | 1 Year (3 Years) | 824 | 5% | 782.8
82204 | Lenel | STENTO-1007006181 | STENTOFON-ZENITEL SERIES EQUIPMENT: 1007006181 | Ea |  | 1 Year (3 Years) | 1170 | 5% | 1111.5
82205 | Lenel | STENTO-1007006182 | 2 Housing Mnt Kit | Ea |  | 1 Year (3 Years) | 176 | 5% | 167.2
82206 | Lenel | STENTO-1007007000 | 7007 Dual Display St | Ea |  | 1 Year (3 Years) | 542 | 5% | 514.9
82207 | Lenel | STENTO-1007034210 | 70342 Mst W/Hndst | Ea |  | 1 Year (3 Years) | 422 | 5% | 400.9
82208 | Lenel | STENTO-1007034310 | DESK WALL MASTER STATION W DIS | Ea |  | 1 Year (3 Years) | 585 | 5% | 555.75
82209 | Lenel | STENTO-1007036210 | 70362 Mst;W/D-10 | Ea |  | 1 Year (3 Years) | 392 | 5% | 372.4
82210 | Lenel | STENTO-1007036310 | 70363 DESK MASTER W-DISPLAY | Ea |  | 1 Year (3 Years) | 540 | 5% | 513
82211 | Lenel | STENTO-1007040000 | 7040 Wall Master | Ea |  | 1 Year (3 Years) | 410 | 5% | 389.5
82212 | Lenel | STENTO-1007042000 | 7042 Wall Mstr-Disp 8DAK | Ea |  | 1 Year (3 Years) | 640 | 5% | 608
82213 | Lenel | STENTO-1007043000 | 7043 Console Master Station | Ea |  | 1 Year (3 Years) | 1280 | 5% | 1216
82214 | Lenel | STENTO-1007056100 | Stentofon 7056 VR Subtation | Ea |  | 1 Year (3 Years) | 762 | 5% | 723.9
82215 | Lenel | STENTO-1007060120 | Remote Call Button | Ea |  | 1 Year (3 Years) | 361 | 5% | 342.95
82216 | Lenel | STENTO-1007060150 | BACK BOX SURFACE MOUNT | Ea |  | 1 Year (3 Years) | 439 | 5% | 417.05
82217 | Lenel | STENTO-1007060155 | STENTOFON-ZENITEL SERIES EQUIPMENT: 1007060155 | Ea |  | 1 Year (3 Years) | 239 | 5% | 227.05
82218 | Lenel | STENTO-1007061000 | STENTOFON-ZENITEL SERIES EQUIPMENT: 1007061000 | Ea |  | 1 Year (3 Years) | 1215 | 5% | 1154.25
82219 | Lenel | STENTO-1007071090 | 7071 Dsk Mstw/Disp | Ea |  | 1 Year (3 Years) | 526 | 5% | 499.7
82220 | Lenel | STENTO-1007072090 | 7072 Dsk Mstr/Disp | Ea |  | 1 Year (3 Years) | 546 | 5% | 518.7
82221 | Lenel | STENTO-1007080000 | 7080 WR Lt Indus Mstr | Ea |  | 1 Year (3 Years) | 700 | 5% | 665
82222 | Lenel | STENTO-1007102000 | Substation Kit-Tradition | Ea |  | 1 Year (3 Years) | 327 | 5% | 310.65
82223 | Lenel | STENTO-1008000000 | 80000 IP DESK MASTER-DISPLAY-WHITE | Ea |  | 1 Year (3 Years) | 825 | 5% | 783.75
82224 | Lenel | STENTO-1008001000 | IP desk master, display | Ea |  | 1 Year (3 Years) | 1050 | 5% | 997.5
82225 | Lenel | STENTO-1008001100 | 80011 IP Dsk Master-Handset&Display-Black | Ea |  | 1 Year (3 Years) | 1050 | 5% | 997.5
82226 | Lenel | STENTO-1008007000 | IP Desk Dual Display Station | Ea |  | 1 Year (3 Years) | 1035 | 5% | 983.25
82227 | Lenel | STENTO-1008010100 | IP DAK-48 Unit | Ea |  | 1 Year (3 Years) | 1189 | 5% | 1129.55
82228 | Lenel | STENTO-1008010101 | JGE Enabler Integration | Ea |  | 1 Year (3 Years) | 34 | 5% | 32.3
82229 | Lenel | STENTO-1008015000 | 8015 IP or Mst-Dsp | Ea |  | 1 Year (3 Years) | 1565 | 5% | 1486.75
82230 | Lenel | STENTO-1008031000 | 8031 IP Wall Master&Display | Ea |  | 1 Year (3 Years) | 1077 | 5% | 1023.15
82231 | Lenel | STENTO-1008041100 | IP vandal resistant substation | Ea |  | 1 Year (3 Years) | 899 | 5% | 854.05
82232 | Lenel | STENTO-1008041150 | STENTOFON-ZENITEL SERIES EQUIPMENT: 1008041150 | Ea |  | 1 Year (3 Years) | 1226 | 5% | 1164.7
82233 | Lenel | STENTO-1008051000 | 80511 TR IP Sub | Ea |  | 1 Year (3 Years) | 999 | 5% | 949.05
82234 | Lenel | STENTO-1008070000 | IP HOT LINE STATION, HANDSET ONLY | Ea |  | 1 Year (3 Years) | 2337 | 5% | 2220.15
82235 | Lenel | STENTO-1008072120 | IP HD TELEPHONE-HOTLINE | Ea |  | 1 Year (3 Years) | 2225 | 5% | 2113.75
82236 | Lenel | STENTO-1008072200 | IP HD Tel w/Keypad | Ea |  | 1 Year (3 Years) | 2840 | 5% | 2698
82237 | Lenel | STENTO-1008072220 | Stentofon Heavy Duty IP Phone | Ea |  | 1 Year (3 Years) | 2545 | 5% | 2417.75
82238 | Lenel | STENTO-1008080110 | Flowire Ethernet Converter | Ea |  | 1 Year (3 Years) | 552 | 5% | 524.4
82239 | Lenel | STENTO-1008080120 | STENTOFON-ZENITEL SERIES EQUIPMENT: 1008080120 | Ea |  | 1 Year (3 Years) | 552 | 5% | 524.4
82240 | Lenel | STENTO-1008090200 | IP Substation Kit | Ea |  | 1 Year (3 Years) | 573 | 5% | 544.35
82241 | Lenel | STENTO-1008090250 | IP Sub Kit; Conforml Coat | Ea |  | 1 Year (3 Years) | 675 | 5% | 641.25
82242 | Lenel | STENTO-1008091000 | Stentofon part; mounted assemb | Ea |  | 1 Year (3 Years) | 150 | 5% | 142.5
82243 | Lenel | STENTO-1008091100 | Wall Bracket | Ea |  | 1 Year (3 Years) | 24 | 5% | 22.8
82244 | Lenel | STENTO-1008095100 | IP-ARIO UNIT | Ea |  | 1 Year (3 Years) | 2775 | 5% | 2636.25
82245 | Lenel | STENTO-1008097100 | 80971 Handset | Ea |  | 1 Year (3 Years) | 518 | 5% | 492.1
82246 | Lenel | STENTO-1008097500 | Goose Neck Mic | Ea |  | 1 Year (3 Years) | 467 | 5% | 443.65
82247 | Lenel | STENTO-1008098000 | 8098000 Surf BB | Ea |  | 1 Year (3 Years) | 139 | 5% | 132.05
82248 | Lenel | STENTO-1008098001 | 8098001 Surface BB | Ea |  | 1 Year (3 Years) | 105 | 5% | 99.75
82249 | Lenel | STENTO-1008098100 | 8098100 B-Flush | Ea |  | 1 Year (3 Years) | 80 | 5% | 76
82250 | Lenel | STENTO-1008098300 | 3-Gang Flush BB | Ea |  | 1 Year (3 Years) | 36 | 5% | 34.2
82251 | Lenel | STENTO-1008098600 | Surface Backbox for 8031 IP un | Ea |  | 1 Year (3 Years) | 198 | 5% | 188.1
82252 | Lenel | STENTO-1008098700 | 80987 Flush Box | Ea |  | 1 Year (3 Years) | 126 | 5% | 119.7
82253 | Lenel | STENTO-1008098800 | 80988 Flush Backbox | Ea |  | 1 Year (3 Years) | 98 | 5% | 93.1
82254 | Lenel | STENTO-1008111010 | TCIS-1,Yellow 1-Button w/M&C Keys | Ea |  | 1 Year (3 Years) | 999 | 5% | 949.05
82255 | Lenel | STENTO-1008111020 | TCIS-2-SS 1-Button | Ea |  | 1 Year (3 Years) | 999 | 5% | 949.05
82256 | Lenel | STENTO-1008111020NL | TCIS-2 Turbine IP | Ea |  | 1 Year (3 Years) | 1098 | 5% | 1043.1
82257 | Lenel | STENTO-1008111030 | TCIS-3-Black 1-Button | Ea |  | 1 Year (3 Years) | 875 | 5% | 831.25
82258 | Lenel | STENTO-1008111030NL | TCIS-3 with No Logo | Ea |  | 1 Year (3 Years) | 890 | 5% | 845.5
82259 | Lenel | STENTO-1008111040 | TCIS-4,Black 1-But w-Display | Ea |  | 1 Year (3 Years) | 1059 | 5% | 1006.05
82260 | Lenel | STENTO-1008111050 | TCIS-5,Black 2-But w-Display | Ea |  | 1 Year (3 Years) | 1159 | 5% | 1101.05
82261 | Lenel | STENTO-1008111060 | TCIS-6,Black Scroll-Display | Ea |  | 1 Year (3 Years) | 1259 | 5% | 1196.05
82262 | Lenel | STENTO-1008111100 | TCIS-2 WITH BLACK BUTTON, SPECIAL ORDER | Ea |  | 1 Year (3 Years) | 1019 | 5% | 968.05
82263 | Lenel | STENTO-1008111901 | STENTOFON-ZENITEL SERIES EQUIPMENT: 1008111901 | Ea |  | 1 Year (3 Years) | 1500 | 5% | 1425
82264 | Lenel | STENTO-1008113020 | STENTOFON-ZENITEL SERIES EQUIPMENT: 1008113020 | Ea |  | 1 Year (3 Years) | 712 | 5% | 676.4
82265 | Lenel | STENTO-1008114010 | TCAS-1-YEL 1-BUT-M&C | Ea |  | 1 Year (3 Years) | 399 | 5% | 379.05
82266 | Lenel | STENTO-1008114020 | TCAS-2-SS 1-BUTTON | Ea |  | 1 Year (3 Years) | 359 | 5% | 341.05
82267 | Lenel | STENTO-1008114020NL | IP6295 IP/STATION ADAPTER UNIT | Ea |  | 1 Year (3 Years) | 405 | 5% | 384.75
82268 | Lenel | STENTO-1008114030 | TCAS-3-BLACK 1-BUTTON | Ea |  | 1 Year (3 Years) | 349 | 5% | 331.55
82269 | Lenel | STENTO-1008114030NL | TCAS-3 with No Logo | Ea |  | 1 Year (3 Years) | 405 | 5% | 384.75
82270 | Lenel | STENTO-1008115020 | TCIV-2 Vandal/Stainless Steel | Ea |  | 1 Year (3 Years) | 1875 | 5% | 1781.25
82271 | Lenel | STENTO-1008115030 | TCIV-3 Black Single Button | Ea |  | 1 Year (3 Years) | 1705 | 5% | 1619.75
82272 | Lenel | STENTO-1008115060 | TCIV-6 Black Scrolling | Ea |  | 1 Year (3 Years) | 2045 | 5% | 1942.75
82273 | Lenel | STENTO-1008116010 | TMIS-1, 1-Button | Ea |  | 1 Year (3 Years) | 677 | 5% | 643.15
82274 | Lenel | STENTO-1008116020 | TMIS-2, SS 1-Button | Ea |  | 1 Year (3 Years) | 787 | 5% | 747.65
82275 | Lenel | STENTO-1008116020NL | STENTOFON-ZENITEL SERIES EQUIPMENT: 1008116020NL | Ea |  | 1 Year (3 Years) | 787 | 5% | 747.65
82276 | Lenel | STENTO-1008116900 | STENTOFON-ZENITEL SERIES EQUIPMENT: 1008116900 | Ea |  | 1 Year (3 Years) | 725 | 5% | 688.75
82277 | Lenel | STENTO-1008122010 | STENTOFON-ZENITEL SERIES EQUIPMENT: 1008122010 | Ea |  | 1 Year (3 Years) | 1955 | 5% | 1857.25
82278 | Lenel | STENTO-1008123010 | STENTOFON-ZENITEL SERIES EQUIPMENT: 1008123010 | Ea |  | 1 Year (3 Years) | 4245 | 5% | 4032.75
82279 | Lenel | STENTO-1008131020 | TKIS-2 Turbine Station Kit | Ea |  | 1 Year (3 Years) | 435 | 5% | 413.25
82280 | Lenel | STENTO-1008132020 | TKIE-2 Turbine Extended Module | Ea |  | 1 Year (3 Years) | 905 | 5% | 859.75
82281 | Lenel | STENTO-1008140010 | Surface Back box Turbine onwall box (TA-1) | Ea |  | 1 Year (3 Years) | 91 | 5% | 86.45
82282 | Lenel | STENTO-1008140020 | Flush Backbox Turbine TA-2 | Ea |  | 1 Year (3 Years) | 29 | 5% | 27.55
82283 | Lenel | STENTO-1008140030 | Flush Backbox Drywall Turbine | Ea |  | 1 Year (3 Years) | 39 | 5% | 37.05
82284 | Lenel | STENTO-1008140050 | Turbine TA-5 Bracket for 2-gan | Ea |  | 1 Year (3 Years) | 39 | 5% | 37.05
82285 | Lenel | STENTO-1008140120 | Turbine Mini On Wall Back Box Black - TA-12 | Ea |  | 1 Year (3 Years) | 130 | 5% | 123.5
82286 | Lenel | STENTO-1008140130 | Turbine Mini On Wall Back Box White - TA-13 | Ea |  | 1 Year (3 Years) | 130 | 5% | 123.5
82287 | Lenel | STENTO-1008140160 | STENTOFON-ZENITEL SERIES EQUIPMENT | Ea |  | 1 Year (3 Years) | 285 | 5% | 270.75
82288 | Lenel | STENTO-1008140170 | STENTOFON-ZENITEL SERIES EQUIPMENT: 1008140170 | Ea |  | 1 Year (3 Years) | 175 | 5% | 166.25
82289 | Lenel | STENTO-1008140180 | STENTOFON-ZENITEL SERIES EQUIPMENT:1008140180 | Ea |  | 1 Year (3 Years) | 169 | 5% | 160.55
82290 | Lenel | STENTO-1009101010 | 9101 ASLT Board | Ea |  | 1 Year (3 Years) | 1853 | 5% | 1760.35
82291 | Lenel | STENTO-1009102000 | 9102 ATLB | Ea |  | 1 Year (3 Years) | 2266 | 5% | 2152.7
82292 | Lenel | STENTO-1009104000 | 9104 ATLB-12 L | Ea |  | 1 Year (3 Years) | 3233 | 5% | 3071.35
82293 | Lenel | STENTO-1009202100 | AMC-IP BOARD VERSION 11 | Ea |  | 1 Year (3 Years) | 1706 | 5% | 1620.7
82294 | Lenel | STENTO-1009291120 | 92911 AlphaPro Professional-USB | Ea |  | 1 Year (3 Years) | 2990 | 5% | 2840.5
82295 | Lenel | STENTO-1009296100 | SIM Card-XE1 & XE7 | Ea |  | 1 Year (3 Years) | 110 | 5% | 104.5
82296 | Lenel | STENTO-1009296101 | Kit-E7/AMC-IP11-Basic Ms | Ea |  | 1 Year (3 Years) | 2994 | 5% | 2844.3
82297 | Lenel | STENTO-1009296200 | Stentofon-SIM Card-XE20 & XE26 | Ea |  | 1 Year (3 Years) | 2153 | 5% | 2045.35
82298 | Lenel | STENTO-1009301000 | 9301 APC Board | Ea |  | 1 Year (3 Years) | 2884 | 5% | 2739.8
82299 | Lenel | STENTO-1009303001 | 9303 AGA Board | Ea |  | 1 Year (3 Years) | 3760 | 5% | 3572
82300 | Lenel | STENTO-1009501011 | 9501-11 Filter & Cable | Ea |  | 1 Year (3 Years) | 152 | 5% | 144.4
82301 | Lenel | STENTO-1009501034 | ATLB Conn/Filter Kit9.8f | Ea |  | 1 Year (3 Years) | 618 | 5% | 587.1
82302 | Lenel | STENTO-1009501100 | 9501100 Term. Kit-E7: 9590410000 | Ea |  | 1 Year (3 Years) | 38 | 5% | 36.1
82303 | Lenel | STENTO-1009503000 | APC Connection Kit | Ea |  | 1 Year (3 Years) | 223 | 5% | 211.85
82304 | Lenel | STENTO-1009505000 | FBSAR Board | Ea |  | 1 Year (3 Years) | 441 | 5% | 418.95
82305 | Lenel | STENTO-1009511000 | STENTOFON-ZENITEL SERIES EQUIPMENT: 1009511000 | Ea |  | 1 Year (3 Years) | 1815 | 5% | 1724.25
82306 | Lenel | STENTO-1009601003 | AlphaCom XE1 Audio Serv. | Ea |  | 1 Year (3 Years) | 2500 | 5% | 2375
82307 | Lenel | STENTO-1009608000 | AlphaCom XE7 Package | Ea |  | 1 Year (3 Years) | 4636 | 5% | 4404.2
82308 | Lenel | STENTO-1009608100 | AlphaCom XE7 w/1 ASLT | Ea |  | 1 Year (3 Years) | 2988 | 5% | 2838.6
82309 | Lenel | STENTO-1009608106 | AlphaCom XE7;1 ASLT Board | Ea |  | 1 Year (3 Years) | 4636 | 5% | 4404.2
82310 | Lenel | STENTO-1009608300 | Alpha Com 12 Station Server | Ea |  | 1 Year (3 Years) | 4636 | 5% | 4404.2
82311 | Lenel | STENTO-1009608301 | XE7 W-6 IP STATION LIC | Ea |  | 1 Year | 3424 | 5% | 3252.8
82312 | Lenel | STENTO-1009627002 | Redundant System Module | Ea |  | 1 Year (3 Years) | 12016 | 5% | 11415.2
82313 | Lenel | STENTO-1009627100 | Alpha Com XE26 Floor Cabinet | Ea |  | 1 Year (3 Years) | 18644 | 5% | 17711.8
82314 | Lenel | STENTO-1009640002 | 9640-002 2 Static Lic | Ea |  | 1 Year (3 Years) | 1700 | 5% | 1615
82315 | Lenel | STENTO-1009640008 | 9640-008 8 Dynamic Lic | Ea |  | 1 Year (3 Years) | 3900 | 5% | 3705
82316 | Lenel | STENTO-1009640016 | 9640-016 16 Dynamic Lic | Ea |  | 1 Year (3 Years) | 7559 | 5% | 7181.05
82317 | Lenel | STENTO-1009640030 | 9640-030 30 Dynamic Lic | Ea |  | 1 Year (3 Years) | 15600 | 5% | 14820
82318 | Lenel | STENTO-1009640108 | STENTO-1009640108 9640-108 UPGD 2 TO 8 CHA | Ea |  | 1 Year (3 Years) | 2845 | 5% | 2702.75
82319 | Lenel | STENTO-1009641001 | 9641-001 1 Station License | Ea |  | 1 Year (3 Years) | 500 | 5% | 475
82320 | Lenel | STENTO-1009641006 | 9641-006 6 Station License | Ea |  | 1 Year (3 Years) | 2000 | 5% | 1900
82321 | Lenel | STENTO-1009641601 | IP-ARIO AUDIO LICENSE | Ea |  | 1 Year | 465 | 5% | 441.75
82322 | Lenel | STENTO-1009642001 | STENTOFON-ZENITEL SERIES EQUIPMENT: 1009642001 | Ea |  | 1 Year (3 Years) | 1500 | 5% | 1425
82323 | Lenel | STENTO-1009642002 | 9642-002 SIP Trunking 2-Lines | Ea |  | 1 Year (3 Years) | 2750 | 5% | 2612.5
82324 | Lenel | STENTO-1009642004 | 9642-004 SIP Trunking 4-Lines | Ea |  | 1 Year (3 Years) | 3720 | 5% | 3534
82325 | Lenel | STENTO-1009642008 | 9642-008SIP Trk 8 | Ea |  | 1 Year (3 Years) | 5101.45 | 5% | 4846.3775
82326 | Lenel | STENTO-1009642016 | 9642-016 Trk 16 | Ea |  | 1 Year (3 Years) | 11900 | 5% | 11305
82327 | Lenel | STENTO-1009643001 | 9643-001 SIP Station License-1 User | Ea |  | 1 Year (3 Years) | 297 | 5% | 282.15
82328 | Lenel | STENTO-1009643006 | 9643-006 SIP Station License-6 User | Ea |  | 1 Year (3 Years) | 2000 | 5% | 1900
82329 | Lenel | STENTO-1009643111 | Pulse IP Telephone License | Ea |  | 1 Year | 297 | 5% | 282.15
82330 | Lenel | STENTO-1009643112 | PULSE TELEPHONE GATEWAY LICENSE-1 LINE | Ea |  | 1 Year | 1190 | 5% | 1130.5
82331 | Lenel | STENTO-1009643121 | Pulse SIP gateway | Ea |  | 1 Year (3 Years) | 1078 | 5% | 1024.1
82332 | Lenel | STENTO-1009647801 | Redundancy License - 36 Users | Ea |  | 1 Year | 5133 | 5% | 4876.35
82333 | Lenel | STENTO-1009647802 | REDUNDANCY LICENSE-138 USER | Ea |  | 1 Year | 7999 | 5% | 7599.05
82334 | Lenel | STENTO-1009647803 | REDUNDANCY LICENSE-276 USER | Ea |  | 1 Year | 12300 | 5% | 11685
82335 | Lenel | STENTO-1009647804 | 9647-804 Redundancy License | Ea |  | 1 Year | 19689 | 5% | 18704.55
82336 | Lenel | STENTO-1009648001 | License to use CRMV | Ea |  | 1 Year (3 Years) | 636 | 5% | 604.2
82337 | Lenel | STENTO-1009648011 | Soft Client - 1 license | Ea |  | 1 Year (3 Years) | 875 | 5% | 831.25
82338 | Lenel | STENTO-1009648012 | Soft Client License - 6 licenses | Ea |  | 1 Year (3 Years) | 5263 | 5% | 4999.85
82339 | Lenel | STENTO-1009648013 | Softclient-12 Licenses | Ea |  | 1 Year | 9527 | 5% | 9050.65
82340 | Lenel | STENTO-1009648014 | Softclient-36 Licenses | Ea |  | 1 Year | 28579 | 5% | 27150.05
82341 | Lenel | STENTO-1009648092 | STENTOFON-ZENITEL SERIES EQUIPMENT: 1009648092 | Ea |  | 1 Year (3 Years) | 920 | 5% | 874
82342 | Lenel | STENTO-1009648093 | ACTIVE RECORDING-6 USERS | Ea |  | 1 Year (3 Years) | 2066 | 5% | 1962.7
82343 | Lenel | STENTO-1009648094 | STENTOFON-ZENITEL SERIES EQUIPMENT: 1009648094 | Ea |  | 1 Year (3 Years) | 3656 | 5% | 3473.2
82344 | Lenel | STENTO-1009648095 | 9648-095 Active Recording | Ea |  | 1 Year (3 Years) | 7835 | 5% | 7443.25
82345 | Lenel | STENTO-1009648500 | Basic Auto Message Lic | Ea |  | 1 Year (3 Years) | 2250 | 5% | 2137.5
82346 | Lenel | STENTO-1009648501 | Enhanced Auto Message License | Ea |  | 1 Year (3 Years) | 3250 | 5% | 3087.5
82347 | Lenel | STENTO-1009648502 | STENTOFON-ZENITEL SERIES EQUIPMENT: 1009648502 | Ea |  | 1 Year (3 Years) | 2199 | 5% | 2089.05
82348 | Lenel | STENTO-1009649901 | OPC License-40 Users | Ea |  | 1 Year (3 Years) | 968 | 5% | 919.6
82349 | Lenel | STENTO-1009649902 | API LICENSE - 80 USERS | Ea |  | 1 Year | 1940 | 5% | 1843
82350 | Lenel | STENTO-1009649903 | STENTOFON-ZENITEL SERIES EQUIPMENT: 1009649903 | Ea |  | 1 Year (3 Years) | 2909 | 5% | 2763.55
82351 | Lenel | STENTO-1009649905 | API License 320 Users | Ea |  | 1 Year (3 Years) | 4830 | 5% | 4588.5
82352 | Lenel | STENTO-1009649907 | API License 552 Users | Ea |  | 1 Year | 6775 | 5% | 6436.25
82353 | Lenel | STENTO-1009660002 | Pulse -Server- Enterprise (Incld.50 Trunks & SDK Support) | Ea |  | 1 Year (3 Years) | 2285 | 5% | 2170.75
82354 | Lenel | STENTO-1009661001 | Pulse IP Station License (Req. above 16 PULSE stations) | Ea |  | 1 Year (3 Years) | 319 | 5% | 303.05
82355 | Lenel | STENTO-1009661101 | 1 x Pulse-Server-VS-Client Extensions | Ea |  | 1 Year (3 Years) | 925 | 5% | 878.75
82356 | Lenel | STENTO-1009661201 | 1 x Pulse-Server-SIP-Client Extensions | Ea |  | 1 Year (3 Years) | 355 | 5% | 337.25
82357 | Lenel | STENTO-1009661206 | 6 x Pulse-Server-SIP-Client Extensions | Ea |  | 1 Year (3 Years) | 2118 | 5% | 2012.1
82358 | Lenel | STENTO-1009662001 | Pulse-Server-Telephone Trunk Directly to iPBX's | Ea |  | 1 Year (3 Years) | 880 | 5% | 836
82359 | Lenel | STENTO-1009662101 | PULSE TRUNKING LICENSE | Ea |  | 1 Year | 492 | 5% | 467.4
82360 | Lenel | STENTO-1009665306 | STENTOFON-ZENITEL SERIES EQUIPMENT: 1009665306 | Ea |  | 1 Year (3 Years) | 304 | 5% | 288.8
82361 | Lenel | STENTO-1009703000 | 9703 Power Supply | Ea |  | 1 Year (3 Years) | 3914 | 5% | 3718.3
82362 | Lenel | STENTO-1009800140 | STENTOFON-ZENITEL SERIES EQUIPMENT | Ea |  | 1 Year (3 Years) | 261 | 5% | 247.95
82363 | Lenel | STENTO-1009800230 | STENTOFON-ZENITEL SERIES EQUIPMENT: 1009800230 | Ea |  | 1 Year (3 Years) | 60 | 5% | 57
82364 | Lenel | STENTO-1009930200 | 99302 Krone Conn. Block | Ea |  | 1 Year (3 Years) | 150 | 5% | 142.5
82365 | Lenel | STENTO-1009930202 | Conn Block ATLB, Kron | Ea |  | 1 Year (3 Years) | 148 | 5% | 140.6
82366 | Lenel | STENTO-1009930300 | 99303AGA Program Kit | Ea |  | 1 Year (3 Years) | 722 | 5% | 685.9
82367 | Lenel | STENTO-1009930330 | AGA AlphaNet Cable Kit | Ea |  | 1 Year (3 Years) | 310 | 5% | 294.5
82368 | Lenel | STENTO-1009970200 | 99702 Relay Unit | Ea |  | 1 Year (3 Years) | 566 | 5% | 537.7
82369 | Lenel | STENTO-1009970500 | 99705 RIO Unit | Ea |  | 1 Year (3 Years) | 1288 | 5% | 1223.6
82370 | Lenel | STENTO-1009971000 | Interguard 60W Amplifier | Ea |  | 1 Year (3 Years) | 1653 | 5% | 1570.35
82371 | Lenel | STENTO-100AA70600 | AA706 Clean Room Station:3007600051 | Ea |  | 1 Year (3 Years) | 800 | 5% | 760
82372 | Lenel | STENTO-1020600305 | STENTOFON-ZENITEL SERIES EQUIPMENT:1020600305 | Ea |  | 1 Year (3 Years) | 750 | 5% | 712.5
82373 | Lenel | STENTO-1020603700 | STENTOFON-ZENITEL SERIES EQUIPMENT:1020603700 | Ea |  | 1 Year (3 Years) | 432 | 5% | 410.4
82374 | Lenel | STENTO-1023200030 | STENTOFON-ZENITEL SERIES EQUIPMENT: 1023200030 | Ea |  | 1 Year (3 Years) | 1359 | 5% | 1291.05
82375 | Lenel | STENTO-1023200033 | STENTOFON-ZENITEL SERIES EQUIPMENT: 1023200033 | Ea |  | 1 Year (3 Years) | 969 | 5% | 920.55
82376 | Lenel | STENTO-1023253008 | STENTOFON-ZENITEL SERIES EQUIPMENT: 1023253008 | Ea |  | 1 Year (3 Years) | 1009 | 5% | 958.55
82377 | Lenel | STENTO-1023300010 | IP Ceiling Speaker | Ea |  | 1 Year (3 Years) | 845 | 5% | 802.75
82378 | Lenel | STENTO-1023301310 | ELS II -10H IP Horn 10w | Ea |  | 1 Year (3 Years) | 840 | 5% | 798
82379 | Lenel | STENTO-1023303010 | STENTOFON-ZENITEL SERIES EQUIPMENT: 1023303010 | Ea |  | 1 Year (3 Years) | 149 | 5% | 141.55
82380 | Lenel | STENTO-1023533011 | STENTOFON-ZENITEL SERIES EQUIPMENT: 1023533011 | Ea |  | 1 Year (3 Years) | 629 | 5% | 597.55
82381 | Lenel | STENTO-1023595010 | STENTOFON-ZENITEL SERIES EQUIPMENT: 1023595010 | Ea |  | 1 Year (3 Years) | 210 | 5% | 199.5
82382 | Lenel | STENTO-1023595020 | STENTOFON-ZENITEL SERIES EQUIPMENT: 1023595020 | Ea |  | 1 Year (3 Years) | 229 | 5% | 217.55
82383 | Lenel | STENTO-1023595060 | STENTOFON-ZENITEL SERIES EQUIPMENT: 1023595060 | Ea |  | 1 Year (3 Years) | 49 | 5% | 46.55
82384 | Lenel | STENTO-1030604500 | Weather Protection Frame | Ea |  | 1 Year (3 Years) | 126 | 5% | 119.7
82385 | Lenel | STENTO-1038000535 | IP Desktop Station with Video | Ea |  | 1 Year (3 Years) | 4700 | 5% | 4465
82386 | Lenel | STENTO-1038001535 | IP Master Station with Handset | Ea |  | 1 Year (3 Years) | 4800 | 5% | 4560
82387 | Lenel | STENTO-1070106300 | 1063 Elevator Substation Kit | Ea |  | 1 Year (3 Years) | 195 | 5% | 185.25
82388 | Lenel | STENTO-1070601010 | STENTOFON 7060101 TR SUB-1 BUTTON | Ea |  | 1 Year (3 Years) | 584 | 5% | 554.8
82389 | Lenel | STENTO-1070629110 | 6291 2-Gang Analog Substation | Ea |  | 1 Year (3 Years) | 309 | 5% | 293.55
82390 | Lenel | STENTO-1070629400 | 6294-1 S/Steel T/R Substation | Ea |  | 1 Year (3 Years) | 310 | 5% | 294.5
82391 | Lenel | STENTO-1070704500 | 7045US WALL MASTER W-HANDSET | Ea |  | 1 Year (3 Years) | 754 | 5% | 716.3
82392 | Lenel | STENTO-1072097124 | STENTOFON-ZENITEL SERIES EQUIPMENT: 1072097124 | Ea |  | 1 Year (3 Years) | 260 | 5% | 247
82393 | Lenel | STENTO-1072097125 | STENTOFON-ZENITEL SERIES EQUIPMENT: 1072097125 | Ea |  | 1 Year (3 Years) | 28 | 5% | 26.6
82394 | Lenel | STENTO-1072103300 | STENTOFON-ZENITEL SERIES EQUIPMENT: 1072103300 | Ea |  | 1 Year (3 Years) | 82 | 5% | 77.9
82395 | Lenel | STENTO-1072103900 | STENTOFON-ZENITEL SERIES EQUIPMENT: 1072103900 | Ea |  | 1 Year (3 Years) | 585 | 5% | 555.75
82396 | Lenel | STENTO-1072104000 | 1040 SS BACKBOX NO HOOD - YELLOW | Ea |  | 1 Year (3 Years) | 320 | 5% | 304
82397 | Lenel | STENTO-1072104300 | 1043 SS Backbox with Hood | Ea |  | 1 Year (3 Years) | 486 | 5% | 461.7
82398 | Lenel | STENTO-1072104900 | 1049 SS BACKBOX WITH HOOD - YELLOW | Ea |  | 1 Year (3 Years) | 489 | 5% | 464.55
82399 | Lenel | STENTO-1072160000 | 1600 Series Turbine Sub Plate | Ea |  | 1 Year (3 Years) | 129 | 5% | 122.55
82400 | Lenel | STENTO-1072160020 | 1600 SERIES TURBINE ADAPTER 2 BUTTON PLATE | Ea |  | 1 Year (3 Years) | 209 | 5% | 198.55
82401 | Lenel | STENTO-1072629200 | STENTOFON-ZENITEL SERIES EQUIPMENT: 1072629200 | Ea |  | 1 Year (3 Years) | 221 | 5% | 209.95
82402 | Lenel | STENTO-1072629400 | 6294 TURBINE SUB PLATE | Ea |  | 1 Year (3 Years) | 116 | 5% | 110.2
82403 | Lenel | STENTO-1072629500 | IP6295 IP/ANALOG ADAPTER UNIT | Ea |  | 1 Year (3 Years) | 1300 | 5% | 1235
82404 | Lenel | STENTO-1072809101 | STENTOFON-ZENITEL SERIES EQUIPMENT | Ea |  | 1 Year (3 Years) | 35 | 5% | 33.25
82405 | Lenel | STENTO-1072924950 | 92495 Handset-7053R | Ea |  | 1 Year (3 Years) | 204 | 5% | 193.8
82406 | Lenel | STENTO-1072968903 | 9689-3 Relay Board | Ea |  | 1 Year (3 Years) | 145 | 5% | 137.75
82407 | Lenel | STENTO-1190100100 | Stentofon Recording Software | Ea |  | 1 Year (3 Years) | 8946 | 5% | 8498.7
82408 | Lenel | STENTO-1190100101 | STENTOFON-ZENITEL SERIES EQUIPMENT: 1190100101 | Ea |  | 1 Year (3 Years) | 16505 | 5% | 15679.75
82409 | Lenel | STENTO-1190100102 | Stentofon Recording Software | Ea |  | 1 Year (3 Years) | 26165 | 5% | 24856.75
82410 | Lenel | STENTO-1190100103 | STENTOFON-ZENITEL SERIES EQUIPMENT: 1190100103 | Ea |  | 1 Year (3 Years) | 3620 | 5% | 3439
82411 | Lenel | STENTO-1190110110 | VS RECORDER - PLAYBACK/CONFIGURATION CLIENT SOFTWA | Ea |  | 1 Year (3 Years) | 869 | 5% | 825.55
82412 | Lenel | STENTO-1190110131 | VS RECORDER - STREAM RECORDING MODULE, 1 DEVICE LI | Ea |  | 1 Year (3 Years) | 320 | 5% | 304
82413 | Lenel | STENTO-1190110138 | VS RECORDER - STREAM RECORDING MODULE, 8 DEVICE | Ea |  | 1 Year (3 Years) | 1455 | 5% | 1382.25
82414 | Lenel | STENTO-1190110180 | STENTOFON-ZENITEL SERIES EQUIPMENT | Ea |  | 1 Year (3 Years) | 869 | 5% | 825.55
82415 | Lenel | STENTO-1190119120 | STENTOFON 16 CHANNEL ALPHACOM RECORDER LICENSE | Ea |  | 1 Year (3 Years) | 13907 | 5% | 13211.65
82416 | Lenel | STENTO-1190119130 | STENTOFON-ZENITEL SERIES EQUIPMENT | Ea |  | 1 Year (3 Years) | 7168 | 5% | 6809.6
82417 | Lenel | STENTO-1401110100 | IP Video Door Station with 1 c | Ea |  | 1 Year (3 Years) | 2053 | 5% | 1950.35
82418 | Lenel | STENTO-1401199101 | flush mount box | Ea |  | 1 Year (3 Years) | 126 | 5% | 119.7
82419 | Lenel | STENTO-1401199111 | on wall housing | Ea |  | 1 Year (3 Years) | 226 | 5% | 214.7
82420 | Lenel | STENTO-1401199112 | weather protection roof | Ea |  | 1 Year (3 Years) | 270 | 5% | 256.5
82421 | Lenel | STENTO-1408001635 | IP Desk Master w Hndst and Mon | Ea |  | 1 Year (3 Years) | 2290 | 5% | 2175.5
82422 | Lenel | STENTO-1490001010 | ITSV-1 IP Touch Station with Video | Ea |  | 1 Year (3 Years) | 535 | 5% | 508.25
82423 | Lenel | STENTO-1490111101 | Pwr Xformer; 24V AC; 6A | Ea |  | 1 Year (3 Years) | 220 | 5% | 209
82424 | Lenel | STENTO-1490111103 | Power Tranformer, 24VAC, 6A | Ea |  | 1 Year (3 Years) | 182 | 5% | 172.9
82425 | Lenel | STENTO-2200001008 | MP118 SIP Gateway | Ea |  | 1 Year (3 Years) | 3332 | 5% | 3165.4
82426 | Lenel | STENTO-2200002000 | MP-11x Rack Mounting Kit | Ea |  | 1 Year (3 Years) | 100 | 5% | 95
82427 | Lenel | STENTO-2220050001 | Power Over Ethernet Adpater | Ea |  | 1 Year (3 Years) | 240 | 5% | 228
82428 | Lenel | STENTO-2809016000 | 1600 Deluxe Tower, Additional Customer Information Required when ordering | Ea |  | 1 Year (3 Years) | 6311 | 5% | 5995.45
82429 | Lenel | STENTO-2809016002 | 1600 tower w/mass notification option | Ea |  | 1 Year (3 Years) | 15425 | 5% | 14653.75
82430 | Lenel | STENTO-2809016002-JAH | US ORDERS ONLY: 1600 TOWER W/MASS. SPECIAL CUSTOM | Ea |  | 1 Year (3 Years) | 14780 | 5% | 14041
82431 | Lenel | STENTO-2809016004 | 1600-04 Tower (OPT 4) w/ CCTV Mount Arm | Ea |  | 1 Year (3 Years) | 7952 | 5% | 7554.4
82432 | Lenel | STENTO-2809016006 | STENTOFON-ZENITEL SERIES EQUIPMENT: 2809016006 | Ea |  | 1 Year (3 Years) | 17899 | 5% | 17004.05
82433 | Lenel | STENTO-2809016010 | 1601 Econo Tower, Additional Customer Information Required when ordering | Ea |  | 1 Year (3 Years) | 4558 | 5% | 4330.1
82434 | Lenel | STENTO-2809016020 | 1602 DeluxeWall, Additional Customer Information Required when ordering | Ea |  | 1 Year (3 Years) | 2577 | 5% | 2448.15
82435 | Lenel | STENTO-2809016020B | 1602ECONO WALL IN SAFETY BLUE | Ea |  | 1 Year (3 Years) | 3077 | 5% | 2923.15
82436 | Lenel | STENTO-2809016022 | 1602 Deluxe Intercom stanchion w/Mass notification | Ea |  | 1 Year (3 Years) | 5009 | 5% | 4758.55
82437 | Lenel | STENTO-2809016022-JAH | US ORDERS ONLY: 1602 WALL W/ MASS. SPECIAL CUSTOM | Ea |  | 1 Year (3 Years) | 4735 | 5% | 4498.25
82438 | Lenel | STENTO-2809016029 | Deluxe Wall Unit-Slim | Ea |  | 1 Year (3 Years) | 2577 | 5% | 2448.15
82439 | Lenel | STENTO-2809016029-JAH | US ORDERS ONLY: DELUX WALL UNIT - SLIM. SPECIAL C | Ea |  | 1 Year (3 Years) | 2432 | 5% | 2310.4
82440 | Lenel | STENTO-2809016030 | 1603 Econo Wall, Additional Customer Information Required when ordering | Ea |  | 1 Year (3 Years) | 1907 | 5% | 1811.65
82441 | Lenel | STENTO-2809016030B | 1603 ECONO WALL UNIT IN SAFETY BLUE | Ea |  | 1 Year (3 Years) | 2407 | 5% | 2286.65
82442 | Lenel | STENTO-2809016039 | Economy Wall Unit-Slim | Ea |  | 1 Year (3 Years) | 1907 | 5% | 1811.65
82443 | Lenel | STENTO-2809016040 | 1604 72 INCH TOWER | Ea |  | 1 Year (3 Years) | 4559 | 5% | 4331.05
82444 | Lenel | STENTO-2809016100 | STENTOFON-ZENITEL SERIES EQUIPMENT: 2809016100 | Ea |  | 1 Year (3 Years) | 688 | 5% | 653.6
82445 | Lenel | STENTO-2809016101 | PARKING DECK MOUNT KIT FOR 2809016000, 2809016002, | Ea |  | 1 Year (3 Years) | 688 | 5% | 653.6
82446 | Lenel | STENTO-2810020001 | Desk Stand, IP Flush Master | Ea |  | 1 Year (3 Years) | 978 | 5% | 929.1
82447 | Lenel | STENTO-2810020002 | Dual Desk Stand. IP Handset | Ea |  | 1 Year (3 Years) | 773 | 5% | 734.35
82448 | Lenel | STENTO-2810020004 | Desk Stand CRM-V Triple, Handset + Station + DAK48 | Ea |  | 1 Year (3 Years) | 695 | 5% | 660.25
82449 | Lenel | STENTO-2810020005 | Desk Stand CRM-V Dual, Handset + Station | Ea |  | 1 Year (3 Years) | 599 | 5% | 569.05
82450 | Lenel | STENTO-2990101120 | STENTO-2990101120 XP POWER SUPPLY 48VDC 120 WATT | Ea |  | 1 Year (3 Years) | 299 | 5% | 284.05
82451 | Lenel | STENTO-2990102120 | FLOWIRE EX 120 POWERBOX PSU, 24V DC, 120W | Ea |  | 1 Year (3 Years) | 938 | 5% | 891.1
82452 | Lenel | STENTO-3005020033 | STENTOFON-ZENITEL SERIES EQUIPMENT: 3005020033 | Ea |  | 1 Year (3 Years) | 521 | 5% | 494.95
82453 | Lenel | STENTO-3006100051 | STENTOFON-ZENITEL SERIES EQUIPMENT: 3006100051 | Ea |  | 1 Year (3 Years) | 299 | 5% | 284.05
82454 | Lenel | STENTO-3006100088 | VML-1520Horn-20ohm15W | Ea |  | 1 Year (3 Years) | 157 | 5% | 149.15
82455 | Lenel | STENTO-3006202035 | STENTOFON-ZENITEL SERIES EQUIPMENT:3006202035 | Ea |  | 1 Year (3 Years) | 1798 | 5% | 1708.1
82456 | Lenel | STENTO-3006204094 | MP-114 SIP Gateway | Ea |  | 1 Year (3 Years) | 999 | 5% | 949.05
82457 | Lenel | STENTO-3006204099 | MP-118 SIP Gateway | Ea |  | 1 Year (3 Years) | 3332 | 5% | 3165.4
82458 | Lenel | STENTO-3006600012 | STENTOFON-ZENITEL SERIES EQUIPMENT:3006600012 | Ea |  | 1 Year (3 Years) | 64 | 5% | 60.8
82459 | Lenel | STENTO-9590030616 | STENTO-9590030616 ETP-EL 12/24DC LAMP STROBE | Ea |  | 1 Year (3 Years) | 621 | 5% | 589.95
82460 | Lenel | STENTO-95900306160 | ETP-EL 120VAC Lamp/Strobe | Ea |  | 1 Year (3 Years) | 621 | 5% | 589.95
82461 | Lenel | STENTO-95900306161 | STENTOFON-ZENITEL SERIES EQUIPMENT | Ea |  | 1 Year (3 Years) | 174 | 5% | 165.3
82462 | Lenel | STENTO-9590103900 | 1039 Lamp Replacement Bulb | Ea |  | 1 Year (3 Years) | 33 | 5% | 31.35
82463 | Lenel | STENTO-9590103901 | 1039 Strobe Replacement Flash | Ea |  | 1 Year (3 Years) | 129 | 5% | 122.55
82464 | Lenel | STENTO-9590160000 | STENTOFON-ZENITEL SERIES EQUIPMENT: 9590160000 | Ea |  | 1 Year (3 Years) | 142 | 5% | 134.9
82465 | Lenel | STENTO-9590276860 | SPEAKER 2X3 WP-45 OHM | Ea |  | 1 Year (3 Years) | 18 | 5% | 17.1
82466 | Lenel | STENTO-9590603800 | 6038 Circuit Board - US Versio | Ea |  | 1 Year (3 Years) | 155 | 5% | 147.25
82467 | Lenel | STENTO-9590620000 | Station Board SMD | Ea |  | 1 Year (3 Years) | 52 | 5% | 49.4
82468 | Lenel | STENTO-9590620001 | Red Mushroom Button w/ DPDT | Ea |  | 1 Year (3 Years) | 55 | 5% | 52.25
82469 | Lenel | STENTO-9590629200 | SPEAKER 6292 SUBSTATION SPEAK | Ea |  | 1 Year (3 Years) | 16 | 5% | 15.2
82470 | Lenel | STENTO-9590629215 | 629215 Louver Cover | Ea |  | 1 Year (3 Years) | 42 | 5% | 39.9
82471 | Lenel | STENTO-9590629401 | 6294 switch assy w/clip ring | Ea |  | 1 Year (3 Years) | 65 | 5% | 61.75
82472 | Lenel | STENTO-9590809710 | 80971 Handset Adapter Pl | Ea |  | 1 Year (3 Years) | 83 | 5% | 78.85
82473 | Lenel | STENTO-9590962101 | 9621 Surface Mount 2 Gang Junc | Ea |  | 1 Year (3 Years) | 37 | 5% | 35.15
82474 | Lenel | STENTO-9600992003 | Din Rail | Ea |  | 1 Year (3 Years) | 25 | 5% | 23.75
82475 | Lenel | STENTO-9690225800 | STENTOFON-ZENITEL SERIES EQUIPMENT: 9690225800 | Ea |  | 1 Year (3 Years) | 0.72 | 5% | 0.684
82476 | Lenel | STENTO-A100C07814 | Master Station Kit for DIS | Ea |  | 1 Year (3 Years) | 1274 | 5% | 1210.3
82477 | Lenel | STENTO-A100C08022 | STENTOFON-ZENITEL SERIES EQUIPMENT: A100C08022 | Ea |  | 1 Year (3 Years) | 566 | 5% | 537.7
82478 | Lenel | STENTO-A100D03201 | black handset receiver | Ea |  | 1 Year (3 Years) | 164 | 5% | 155.8
82479 | Lenel | STENTO-AA711 | AA711 PRO 700 MASTER: 3007600052 | Ea |  | 1 Year (3 Years) | 390 | 5% | 370.5
82480 | Lenel | STENTO-ACXE201202 | ALPHACOM XE20 FOR 19 RACK | Ea |  | 1 Year (3 Years) | 13889 | 5% | 13194.55
82481 | Lenel | STENTO-ACXE7360601 | AlphaCom XE7 Exchange-6 | Ea |  | 1 Year (3 Years) | 2988 | 5% | 2838.6
82482 | Lenel | STENTO-ACXE7361202 | XE7-6 IP ST.Lic & 1 ASLT | Ea |  | 1 Year (3 Years) | 4636 | 5% | 4404.2
82483 | Lenel | STENTO-ACXE7361803 | XE7 Audio Server Package | Ea |  | 1 Year (3 Years) | 6902 | 5% | 6556.9
82484 | Lenel | STENTO-ACXE7362404 | AlphaCom XE7 Exchange-24 | Ea |  | 1 Year (3 Years) | 9168 | 5% | 8709.6
82485 | Lenel | STENTO-ACXE7363005 | Stentofon XE7 Audio Server Pkg | Ea |  | 1 Year (3 Years) | 11330 | 5% | 10763.5
82486 | Lenel | STENTO-ACXE7363606 | XE7 Audio Server Package | Ea |  | 1 Year (3 Years) | 13700 | 5% | 13015
82487 | Lenel | STENTO-AFXE26/138/024 | XE26 Audio Server Pack | Ea |  | 1 Year (3 Years) | 18644 | 5% | 17711.8
82488 | Lenel | STENTO-AFXE26/138/030 | XE26 Audio Server Pack | Ea |  | 1 Year (3 Years) | 20909 | 5% | 19863.55
82489 | Lenel | STENTO-AFXE26/138/042 | XE26 Audio Server Pack | Ea |  | 1 Year (3 Years) | 25544 | 5% | 24266.8
82490 | Lenel | STENTO-AFXE26/138/054 | XE26 Audio Server Pack | Ea |  | 1 Year (3 Years) | 30386 | 5% | 28866.7
82491 | Lenel | STENTO-AFXE26/138/090 | XE26 Audio Server Pack | Ea |  | 1 Year (3 Years) | 45424 | 5% | 43152.8
82492 | Lenel | STENTO-AFXE26/138/102 | AlphaCom Intercom Exch | Ea |  | 1 Year (3 Years) | 51088 | 5% | 48533.6
82493 | Lenel | STENTO-AFXE26/138/120 | XE26 Audio Server Pack | Ea |  | 1 Year (3 Years) | 59431 | 5% | 56459.45
82494 | Lenel | STENTO-AFXE26/138/138 | XE26 Audio Server Pack | Ea |  | 1 Year (3 Years) | 67156 | 5% | 63798.2
82495 | Lenel | STENTO-AFXE26138096 | AFXE26/138/096 XE26 Audio Server Pack | Ea |  | 1 Year (3 Years) | 48204 | 5% | 45793.8
82496 | Lenel | STENTO-AUDIOPROMO | ZENITEL AUDIO PROMOTIONAL PACKAGE | Ea |  | 1 Year (3 Years) | 5353 | 5% | 5085.35
82497 | Lenel | STENTO-CQ060612-00 | STENTOFON-ZENITEL SERIES EQUIPMENT: 100006061200 | Ea |  | 1 Year (3 Years) | 165 | 5% | 156.75
82498 | Lenel | STENTO-CQ060612-01 | STENTOFON-ZENITEL SERIES EQUIPMENT: 100006061201 | Ea |  | 1 Year (3 Years) | 605 | 5% | 574.75
82499 | Lenel | STENTO-CQ100622-00 | IP Sub Kit/Box-Hang Microphone | Ea |  | 1 Year (3 Years) | 1030 | 5% | 978.5
82500 | Lenel | STENTO-CQ120815-00 | STANCHION PEDISTAL UNIT: 100012081500 | Ea |  | 1 Year (3 Years) | 6592 | 5% | 6262.4
82501 | Lenel | STENTO-CQ130123-00 | IP EXIGO HORN SPEAKER WITH CQ HANGING MIC: 1000130 | Ea |  | 1 Year (3 Years) | 1221 | 5% | 1159.95
82502 | Lenel | STENTO-CQ131011-00 | IP Ceiling Speaker w mcrphn:100013101100 | Ea |  | 1 Year (3 Years) | 1146 | 5% | 1088.7
82503 | Lenel | STENTO-CQ140109-01 | Brackets to Mount Exigo IP Ce | Ea |  | 1 Year (3 Years) | 43.53 | 5% | 41.3535
82504 | Lenel | STENTO-CQ14022400 | TURBINE IP RELAY BOARD: 1000140224 | Ea |  | 1 Year (3 Years) | 250 | 5% | 237.5
82505 | Lenel | STENTO-CQ140702-03 | CP-CAM Viewer 1 User :100014070203 | Ea |  | 1 Year (3 Years) | 268.12 | 5% | 254.714
82506 | Lenel | STENTO-CQ14111800 | CARD RACK FOR 10 6295IP/ANALOG ADAPTORS FOR MICROS | Ea |  | 1 Year (3 Years) | 2356 | 5% | 2238.2
82507 | Lenel | STENTO-CQ150121-00 | IP RELAY KIT FOR MICROSOFT: 100015012100 | Ea |  | 1 Year (3 Years) | 1418 | 5% | 1347.1
82508 | Lenel | STENTO-CQ150819-01 | STENTOFON-ZENITEL SERIES EQUIPMENT: 10001508901 | Ea |  | 1 Year (3 Years) | 14483 | 5% | 13758.85
82509 | Lenel | STENTO-CQ-151015-00 | STENTOFON-ZENITEL SERIES EQUIPMENT: CQ-151015-00 | Ea |  | 1 Year (3 Years) | 275 | 5% | 261.25
82510 | Lenel | STENTO-CQ160203-00 | TRUBINE ADAPTER PLATE FOR MICROSOFT REV. 2: 100016 | Ea |  | 1 Year (3 Years) | 209 | 5% | 198.55
82511 | Lenel | STENTO-CQ170131-00 | STENTOFON-ZENITEL SERIES EQUIPMENT:100017013100 | Ea |  | 1 Year (3 Years) | 1300 | 5% | 1235
82512 | Lenel | STENTO-CQ170206-00 | STENTOFON-ZENITEL SERIES EQUIPMENT:1000170206 | Ea |  | 1 Year (3 Years) | 140 | 5% | 133
82513 | Lenel | STENTO-CQ170228-00 | STENTOFON-ZENITEL SERIES EQUIPMENT:100017022800 | Ea |  | 1 Year (3 Years) | 5290 | 5% | 5025.5
82514 | Lenel | STENTO-ENAUD10100 | STENTOFON-ZENITEL SERIES EQUIPMENT: ENAUD10100 | Ea |  | 1 Year (3 Years) | 6 | 5% | 5.7
82515 | Lenel | SUDS-NES-32 | OnGuard User Direct Technical Support for 32ES/32ESI systems | Ea |  | 1 Year (3 Years) | 850 | 5% | 807.5
82516 | Lenel | SUDS-NES-64 | OnGuard User Direct Technical Support for ADV & ADVI systems | Ea |  | 1 Year (3 Years) | 1833 | 5% | 1741.35
82517 | Lenel | SUDS-NES-ENT | OnGuard User Direct Technical Support for Enterprise customers | Ea |  | 1 Year (3 Years) | 12500 | 5% | 11875
82518 | Lenel | SUDS-NES-ENT-LT | OnGuard User Direct Technical Support for Enterprise Lite systems or Enterprise systems with two regions or less. | Ea |  | 1 Year (3 Years) | 7500 | 5% | 7125
82519 | Lenel | SUDS-NES-PRO | OnGuard User Direct Technical Support for PRO & PROI systems | Ea |  | 1 Year (3 Years) | 4500 | 5% | 4275
82520 | Lenel | SUDS-NES-VID | OnGuard User Direct Technical Support for OG Video Only systems | Ea |  | 1 Year (3 Years) | 170 | 5% | 161.5
82521 | Lenel | SUSP-ADV-TR-1 | ADV SUSP PLAN - Tier 1; 64-128 Readers. Covers ADV / ADVI / IDADV Systems | Ea |  | 1 Year (3 Years) | 1583 | 5% | 1503.85
82522 | Lenel | SUSP-ADV-TR-2 | ADV SUSP PLAN - Tier 2; 129-192 Readers. Covers ADV / ADVI Systems | Ea |  | 1 Year (3 Years) | 2167 | 5% | 2058.65
82523 | Lenel | SUSP-ADV-TR-3 | ADV SUSP PLAN - Tier 3; 193-256 Readers. Covers ADV / ADVI Systems | Ea |  | 1 Year (3 Years) | 2750 | 5% | 2612.5
82524 | Lenel | SUSP-DV | DV Channel SUSP PLAN; SW support for each single video channel licenses Includes LNVR / LDVR / HVR / Integrated GO channels, Integrated TruVision channels, OAAP channels and Integrated Prism Channels | Ea |  | 1 Year (3 Years) | 17 | 5% | 16.15
82525 | Lenel | SUSP-DV | Prism camera channel license support for Non-Integrated Systems | Ea |  | 1 Year (3 Years) | 17 | 5% | 16.15
82526 | Lenel | SUSP-ENT-MAS | Enterprise Master SUSP PLAN - Covers Enterprise Master Server | Ea |  | 1 Year (3 Years) | 10667 | 5% | 10133.65
82527 | Lenel | SUSP-ENT-REG-TR-1 | Enterprise Region SUSP PLAN - Tier 1; 128-256 Readers. Covers ENTREG1 Systems | Ea |  | 1 Year (3 Years) | 4333 | 5% | 4116.35
82528 | Lenel | SUSP-ENT-REG-TR-2 | Enterprise Region SUSP PLAN - Tier 2; 257-512 Readers. Covers ENTREG1 Systems | Ea |  | 1 Year (3 Years) | 6667 | 5% | 6333.65
82529 | Lenel | SUSP-ENT-REG-TR-3 | Enterprise Region SUSP PLAN - Tier 3; 513-1024 Readers. Covers ENTREG1 Systems | Ea |  | 1 Year (3 Years) | 9000 | 5% | 8550
82530 | Lenel | SUSP-ENT-REG-TR-4 | Enterprise Region SUSP PLAN - Tier 4; 1025-2048 Readers. Covers ENTREG1 Systems | Ea |  | 1 Year (3 Years) | 13667 | 5% | 12983.65
82531 | Lenel | SUSP-ENT-REG-TR-5 | Enterprise Region SUSP PLAN - Tier 5; 2049 or more Readers. Covers ENTREG1 Systems | Ea |  | 1 Year (3 Years) | 20000 | 5% | 19000
82532 | Lenel | SUSP-PRO-TR-1 | PRO SUSP PLAN - Tier 1; 128-256 Readers. Covers PRO / IDPRO / PROI Systems | Ea |  | 1 Year (3 Years) | 4333 | 5% | 4116.35
82533 | Lenel | SUSP-PRO-TR-2 | PRO SUSP PLAN - Tier 2; 257-512 Readers. Covers PRO / PROI Systems | Ea |  | 1 Year (3 Years) | 6667 | 5% | 6333.65
82534 | Lenel | SUSP-PRO-TR-3 | PRO SUSP PLAN - Tier 3; 513-1024 Readers. Covers PRO / PROI Systems | Ea |  | 1 Year (3 Years) | 9000 | 5% | 8550
82535 | Lenel | SUSP-PRO-TR-4 | PRO SUSP PLAN - Tier 4; 1025-2048 Readers. Covers PRO / PROI Systems | Ea |  | 1 Year (3 Years) | 13667 | 5% | 12983.65
82536 | Lenel | SUSP-PRO-TR-5 | PRO SUSP PLAN - Tier 5; 2049 or more Readers. Covers PRO / PROI Systems | Ea |  | 1 Year (3 Years) | 20000 | 5% | 19000
82537 | Lenel | SUSP-PRSM-STD | Support for 1 Year for all Prism systems; covers integrated or non-integrated PRSM-PRO, PRSM-ENT, and PRSM-BASE. Requires SUSP-DV for each camera channel. | Ea |  | 1 Year (3 Years) | 83 | 5% | 78.85
82538 | Lenel | SUSP-PRSM-STD | Support for 1 Year for all Prism systems; requires this and SUSP-DV for each camera channel. | Ea |  | 1 Year (3 Years) | 83 | 5% | 78.85
82539 | Lenel | SUSP-VO | Video Only SUSP PLAN - SW support for Video Only Systems [SWS-DV purchases] SUSP-DV required for QTY of cameras on Video Only System. | Ea |  | 1 Year (3 Years) | 83 | 5% | 78.85
82540 | Lenel | SUSP-W-ENT-MAS-LT | Enterprise Master Lite SUSP PLAN; covers up to 64 readers | Ea |  | 1 Year (3 Years) | 5300 | 5% | 5035
82541 | Lenel | SUSP-W-ENT-REG-LT | Enterprise Region Lite SUSP PLAN; covers up to 64 readers | Ea |  | 1 Year (3 Years) | 2700 | 5% | 2565
82542 | Lenel | SUSP-W-ENT-REG-SM | Enterprise Region Small SUSP PLAN; covers up to 32 readers | Ea |  | 1 Year (3 Years) | 420 | 5% | 399
82543 | Lenel | SUSP-W-ES | 32ES SUSP PLAN. Covers 32ES, 32ESI, IDES Systems, GO-ES & GO-ESI systems | Ea |  | 1 Year (3 Years) | 167 | 5% | 158.65
82544 | Lenel | SWC-32ES | OnGuard 32ES Client Software License – OnGuard Client software license includes; System Administration; Alarm Monitoring; Map Designer and Login Driver. (SOFTWARE IS SUPPORTED ON PC-CONFIG#6 PLATFORM) | Ea |  | 1 Year | 258.33 | 5% | 245.4135
82545 | Lenel | SWC-32ESI | OnGuard 32ESI Client Software License - OnGuard Client software license includes; System Administration; Alarm Monitoring; Map Designer; Login Driver; ID Credential Center Application; Badge Designer Application; Image Capture; ID Printing; Cardholder Image Export and Enhanced Imaging Option (Chromakey and Ghosting. (SOFTWARE IS SUPPORTED ON PC-CONFIG#6 PLATFORM) | Ea |  | 1 Year | 700 | 5% | 665
82546 | Lenel | SWC-ADV | OnGuard ADV Client Software License – OnGuard Client software license includes; System Administration; Alarm Monitoring; Map Designer and Login Driver. (SOFTWARE IS SUPPORTED ON PC-CONFIG#6 PLATFORM) | Ea |  | 1 Year | 2800 | 5% | 2660
82547 | Lenel | SWC-ADV | OnGuard ADV Client Software License – OnGuard Client software license includes; System Administration; Alarm Monitoring; Map Designer and Login Driver. | Ea |  | 1 Year | 2800 | 5% | 2660
82548 | Lenel | SWC-ADVI | OnGuard ADVI Client Software License – OnGuard Client software license includes; System Administration; Alarm Monitoring; Map Designer; Login Driver; ID Credential Center Application; Badge Designer Application; Image Capture; ID Printing; Cardholder Image Export and Enhanced Imaging Option (Chromakey and Ghosting. (SOFTWARE IS SUPPORTED ON PC-CONFIG#6 PLATFORM) | Ea |  | 1 Year | 6458 | 5% | 6135.1
82549 | Lenel | SWC-ADVI | OnGuard ADVI Client Software License – OnGuard Client software license includes; System Administration; Alarm Monitoring; Map Designer; Login Driver; ID Credential Center Application; Badge Designer Application; Image Capture; ID Printing; Cardholder Image Export and Enhanced Imaging Option (Chromakey and Ghosting. (SOFTWARE IS SUPPORTED ON PC-CONFIG#6 PLATFORM) | Ea |  | 1 Year | 6458 | 5% | 6135.1
82550 | Lenel | SWC-DV | OnGuard Video Client Software License – includes a single digital video client software for any client workstation. | Ea |  | 1 Year | 1150 | 5% | 1092.5
82551 | Lenel | SWC-DV-10 | OnGuard Video Client Software License (Qty 10) – includes ten concurrent digital video client software licenses for any client workstation. | Ea |  | 1 Year | 10500 | 5% | 9975
82552 | Lenel | SWC-DV-25 | OnGuard Video Client Software License (Qty 25) – includes twenty-five digital video client software licenses for any client workstation. | Ea |  | 1 Year | 23350 | 5% | 22182.5
82553 | Lenel | SWC-DV-5 | OnGuard Video Client Software License (Qty 5) – includes five concurrent digital video client software licenses for any client workstation. | Ea |  | 1 Year | 5600 | 5% | 5320
82554 | Lenel | SWC-IDADV | OnGuard IDADV Client Software License – OnGuard Client software license includes; ID Credential Center Application; Badge Designer Application; Image Capture; ID Printing; Enhanced Imaging Option (Chromakey and Ghosting) and Login Driver. (SOFTWARE IS SUPPORTED ON PC-CONFIG#6 PLATFORM) | Ea |  | 1 Year | 3491.67 | 5% | 3317.0865
82555 | Lenel | SWC-IDADV | OnGuard IDADV Client Software License – OnGuard Client software license includes; ID Credential Center Application; Badge Designer Application; Image Capture; ID Printing; Enhanced Imaging Option (Chromakey and Ghosting) and Login Driver. (SOFTWARE IS SUPPORTED ON PC-CONFIG#6 PLATFORM) | Ea |  | 1 Year | 3491.67 | 5% | 3317.0865
82556 | Lenel | SWC-IDES | OnGuard IDES Client Software License – OnGuard Client software license includes; ID Credential Center Application; Badge Designer Application; Image Capture; ID Printing; Enhanced Imaging Option (Chromakey and Ghosting) and Login Driver. (SOFTWARE IS SUPPORTED ON PC-CONFIG#6 PLATFORM) | Ea |  | 1 Year | 500 | 5% | 475
82557 | Lenel | SWC-MOB-IDNH | Mobile Badging (Distributed Id) Station Client System Software License – support mobile badging functionality using a local (replicated) cardholder database. OnGuard Client software licenses includes: Replication Administration; ID Credential Center Application; Badge Designer Application; Image Capture; ID Printing; Cardholder Image Export and Enhanced Imaging Option (Chromakey and Ghosting). | Ea |  | 1 Year | 3491.67 | 5% | 3317.0865
82558 | Lenel | SWC-VIEW10 | View Client Workstation Software License - 10 License Pack ( * ) | Ea |  | 1 Year | 7500 | 5% | 7125
82559 | Lenel | SWC-VIEW100 | View Client Workstation Software License - 100 License Pack ( * ) | Ea |  | 1 Year | 41666.67 | 5% | 39583.3365
82560 | Lenel | SWC-VIEW1ADV | View Client Workstation Software License - Single License Pack ( * ) | Ea |  | 1 Year | 1250 | 5% | 1187.5
82561 | Lenel | SWC-VIEW1ES | View Client Workstation Software License - Single License Pack | Ea |  | 1 Year | 250 | 5% | 237.5
82562 | Lenel | SWC-VIEW25 | View Client Workstation Software License - 25 License Pack ( * ) | Ea |  | 1 Year | 16666.67 | 5% | 15833.3365
82563 | Lenel | SWC-VIEW5 | View Client Workstation Software License - 5 License Pack ( * ) | Ea |  | 1 Year | 4166.67 | 5% | 3958.3365
82564 | Lenel | SWC-VIEW50 | View Client Workstation Software License - 50 License Pack ( * ) | Ea |  | 1 Year | 29166.67 | 5% | 27708.3365
82565 | Lenel | SW-DVR2NVR-CH1 | DVR to NVR Channel Conversion – Single channel conversion of Lenel DVR licenses (DV-CH-XXX) to Lenel NVR licenses (SW-LNR-CH1) for end users moving from away from Lenel DVR [analog recorders]. This part will convert 1 channel from DVR to LNVR allowing it to be used for an IP camera or a Hybrid recorder. | Ea |  | 1 Year | 125 | 5% | 118.75
82566 | Lenel | SWG-1120 | OnGuard Mustering Software Option | Ea |  | 1 Year | 1650 | 5% | 1567.5
82567 | Lenel | SWG-1140 | DataConduIT includes one connection license, supporting documentation and scripting examples and is required for use with the TruPortal to OnGuard Hardware Migration | Ea |  | 1 Year | 4200 | 5% | 3990
82568 | Lenel | SWG-1140 | DataConduIT includes one connection license, supporting documentation and scripting examples. | Ea |  | 1 Year | 4200 | 5% | 3990
82569 | Lenel | SWG-1210 | OnGuard FormsDesigner (User definable Fields) | Ea |  | 1 Year | 2491.67 | 5% | 2367.0865
82570 | Lenel | SWG-1225 | DataExchange – Global Data Import/Export Utility | Ea |  | 1 Year | 6250 | 5% | 5937.5
82571 | Lenel | SWG-1240 | Database Segmentation [included with all Regional and Master server licenses] | Ea |  | 1 Year | 4991.67 | 5% | 4742.0865
82572 | Lenel | SWG-1250 | Automatic Alarm Export, provides an output text file for configured alarms. The text file can be pulled into a third party application to report on alarm conditions. | Ea |  | 1 Year | 825 | 5% | 783.75
82573 | Lenel | SWG-1290 | Oracle Support for PRO based servers only | Ea |  | 1 Year | 8325 | 5% | 7908.75
82574 | Lenel | SWG-1293 | Oracle Support for Enterprise Regional Server only [ENTERPRISE ONLY] | Ea |  | 1 Year | 14991.67 | 5% | 14242.0865
82575 | Lenel | SWG-1295 | Oracle Support for Enterprise Master Servers [ENTERPRISE ONLY] | Ea |  | 1 Year | 16658.33 | 5% | 15825.4135
82576 | Lenel | SWG-1330 | Multiple instances of Alarm Event Monitoring on a single client workstation - This license bit allows the customer to run multiple instances of Alarm Monitoring on the same workstation. Its purpose is to allow customers to take advantage of having separate instances of Alarm Monitoring running on multiple client machines. The customer can then use these instances to monitor separate monitor zones within the same system [database] or to monitor zones within the same Enterprise system but different regional databases. [each Alarm Monitoring instance uses an additional client] Note: Multi-regional monitoring is available in OnGuard 6.0 and higher without this license option. Multi-Regional monitoring is not Multiple instances of Alarm Monitoring; it instead allows for monitor zones to be created via Alarm Monitoring to monitor other regions. | Ea |  | 1 Year | 3325 | 5% | 3158.75
82577 | Lenel | SWG-1340 | Intercom Communication Interface for OnGuard- check compatibility chart for intercom systems. | Ea |  | 1 Year (3 Years) | 1658.33 | 5% | 1575.4135
82578 | Lenel | SWG-1350 | Fire Alarm Panel Comm Interface for OnGuard- check compatibility chart for panel support. | Ea |  | 1 Year (3 Years) | 1650 | 5% | 1567.5
82579 | Lenel | SWG-1355 | Visonic Technologies SLC-5 – Communications device driver per SLC-5 controller (includes 255 bus transmitters) (requires SWS-VSA). | Ea |  | 1 Year (3 Years) | 825 | 5% | 783.75
82580 | Lenel | SWG-1360 | OnGuard support for Remote Desktop Protocol; Citrix Support [see compatibility chart for versions] and Terminal Services for 32ES, ADV, and PRO Level solutions [DOES NOT INCLUDE CITRIX]. | Ea |  | 1 Year | 3325 | 5% | 3158.75
82581 | Lenel | SWG-1370 | OnGuard support for Remote Desktop Protocol; Citrix Support [see compatibility chart for versions] and Terminal Services for any Enterprise level solutions [DOES NOT INCLUDE CITRIX]. | Ea |  | 1 Year | 6658.33 | 5% | 6325.4135
82582 | Lenel | SWG-1400 | OnGuard Schlage Hand Geometry Interface Global Software Option for OnGuard - for ID3D, Handkey CR and Handkey II Readers | Ea |  | 1 Year (3 Years) | 4158.33 | 5% | 3950.4135
82583 | Lenel | SWG-1400 | OnGuard RSI Hand Geometry Interface Global Software Option for OnGuard - for ID3D, Handkey CR and Handkey II Readers (LNL-500B required but has limited stock available). | Ea |  | 1 Year (3 Years) | 4158.33 | 5% | 3950.4135
82584 | Lenel | SWG-1402 | Bioscrypt and Integrated Engineering interface for Fingerprint authentication option | Ea |  | 1 Year (3 Years) | 4158.33 | 5% | 3950.4135
82585 | Lenel | SWG-1402 | Bioscrypt Interface for Fingerprint authentication option | Ea |  | 1 Year (3 Years) | 4158.33 | 5% | 3950.4135
82586 | Lenel | SWG-1407 | CrossMatch/Sagem-Morpho - Finger Print Capture. Captures 500PPI images, ANSI378 templates, and Idemia-Morpho PKCOMP templates (also for OSDP panel-based biometrics and legacy Lenel/HID bioCLASS support) | Ea |  | 1 Year (3 Years) | 4158.33 | 5% | 3950.4135
82587 | Lenel | SWG-1410 | Central Station Receiver Interface – communication software for central station receivers, must order one SWG-1410 for each receiver. Check compatibility chart for central station receivers. | Ea |  | 1 Year (3 Years) | 4158 | 5% | 3950.1
82588 | Lenel | SWG-1411 | Onity lock integration license - License is needed for every lock that is integrated with OnGuard. Locks with a KTDL includes the license with the lock price. | Ea |  | 1 Year (3 Years) | 5 | 5% | 4.75
82589 | Lenel | SWG-1415 | Suprema/EnterTech SW interface for biometric fingerprint authentication option [Includes DataConduIT - SWG-1140]. Not required for panel based OSDP biometrics - Order SWG-1407 for OSDP Panel Based Template applications | Ea |  | 1 Year (3 Years) | 4200 | 5% | 3990
82590 | Lenel | SWG-1415 | BioConnect SW interface for biometric fingerprint authentication option [Includes DataConduIT - SWG-1140] | Ea |  | 1 Year (3 Years) | 4200 | 5% | 3990
82591 | Lenel | SWG-1440 | Oracle Support for ADV based servers only | Ea |  | 1 Year | 2000 | 5% | 1900
82592 | Lenel | SWG-1450 | Intrusion Panel Support Option (per panel) - check compatibility chart for panel support | Ea |  | 1 Year (3 Years) | 200 | 5% | 190
82593 | Lenel | SWG-1460-1 | OPC Data Access Server Allows external OPC client access to OnGuard data sources. One license is required for each 3rd party OPC client connection to OnGuard. (includes one DataConduIT connection SWG-1140) | Ea |  | 1 Year (3 Years) | 4200 | 5% | 3990
82594 | Lenel | SWG-1460-2 | OPC Alarms and Events Server Allows external OPC clients to view OnGuard Alarms and Events. One license is required for each 3rd party OPC client connection to OnGuard. (includes one DataConduIT connection SWG-1140) | Ea |  | 1 Year (3 Years) | 4200 | 5% | 3990
82595 | Lenel | SWG-1465 | OPC Client Option Allows all OnGuard Alarm Monitoring workstations to accept alarms and events from external OPC servers that comply with the industry OPC standard for alarms and events. This option allows for unlimited 3rd party OPC server connections to OnGuard. This option does not require DataConduIT. | Ea |  | 1 Year (3 Years) | 2200 | 5% | 2090
82596 | Lenel | SWG-1475 | INTELLI-CHECK Software communications interface option per unit option | Ea |  | 1 Year (3 Years) | 500 | 5% | 475
82597 | Lenel | SWG-1476 | OnGuard CSSN Scanner Option. For support of CSS-800 and 1000 series scanners. One license is required per scanner. | Ea |  | 1 Year (3 Years) | 500 | 5% | 475
82598 | Lenel | SWG-1476 | OnGuard CSSN Scanner Option. For support of CSS-800 and 1000 series and SNAPSHELL scanners. One license is required per scanner. | Ea |  | 1 Year (3 Years) | 500 | 5% | 475
82599 | Lenel | SWG-1480 | OnGuard SNMP Manager software support option is for applications that run from a monitoring center and used to monitor a number of SNMP agents. This option does not require DataConduIT. | Ea |  | 1 Year | 2200 | 5% | 2090
82600 | Lenel | SWG-1485 | OnGuard SNMP Agent with message queue option supports a single hardware and/or software applications that are reporting to an SNMP Manager with OnGuard being the Agent. (includes one DataConduIT connection SWG-1140) | Ea |  | 1 Year | 4200 | 5% | 3990
82601 | Lenel | SWG-1485-5 | OnGuard SNMP Agent with message queue option supports five hardware and/or software applications that are reporting to an SNMP Manager with OnGuard being the Agent. (includes one DataConduIT connection SWG-1140) | Ea |  | 1 Year | 8300 | 5% | 7885
82602 | Lenel | SWG-1490 | HID Custom Key Generator Software Option – includes the ability to create site specific custom iCLASS/MIFARE keys for customer cards encoded with HID Access Control or HID MIFARE applications, it also includes the ability to create HID Corporate 1000 site specific formats. This is a per card encoding cost. (note – this option requires either a standalone HID Programmer or an inline HID programmer unit from Lenel) | Ea |  | 1 Year | 0.42 | 5% | 0.399
82603 | Lenel | SWG-1500 | Card Management Server Option (Required for ActivIdentity Server integration) – Select the number of Certificates that will be linked between OnGuard and ActivIdentity | Ea |  | 1 Year | 3333.33 | 5% | 3166.6635
82604 | Lenel | SWG-1550 | FIPS 201 Credential Management Integration, to enable support for integrated enrollment and authenticated reader management within OnGuard. FICAM Certified in conjunction with HID pivCLASS and Technology Industries EntryPoint Software and supported devices (sold separately). Consult your Lenel representative for details. | Ea |  | 1 Year | 7500 | 5% | 7125
82605 | Lenel | SWG-1550 | FIPS 201 Credential Management Integration, to enable support for integrated enrollment and authenticated reader management within OnGuard. FICAM Certified in conjunction with HID pivCLASS and Technology Industries EntryPoint Software and supported devices (sold separately). Consult your Lenel representative for details. | Ea |  | 1 Year (3 Years) | 7500 | 5% | 7125
82606 | Lenel | SWG-1600 | Barco Wall Integration (per Video Stream) | Ea |  | 1 Year (3 Years) | 250 | 5% | 237.5
82607 | Lenel | SWG-1610 | Seamless Elevator Entry Devices - Integration to Elevator Destination Systems (applicable to Otis Compass V1/V2/V3 and OAAP Partners). One license is required for each Elevator Dispatching Device to be configured within OnGuard. For Otis Compass; each DES/DER controller needs a license. Otis Compass V1/V2 support is available with OnGuard 6.5 and newer; V3 requires OnGuard 6.6 SP2 or higher. Call for support on Older OnGuard Versions. For OAAP Partners; this can apply to physical devices or virtual groups that need to be configured, please reference the OAAP webpage for specific licenses required. | Ea |  | 1 Year (3 Years) | 8325 | 5% | 7908.75
82608 | Lenel | SWG-1640 | Enable Support for Bilingual DLL in OnGuard Allows OnGuard to directly communicate with Honeywell PW5000 & PW 6000 type access control platforms. A license required for OnGuard Server/Regional Server that needs to communicate to Honeywell panels. | Ea |  | 1 Year | 16660 | 5% | 15827
82609 | Lenel | SWG-1800-N-PL | Partner Access Device License for ANY electronic locks NOT PURCHASED through Lenel and attached to an OnGuard system [REQUIRED license for all Third Party Locks][one license per lock]. | Ea |  | 1 Year | 125 | 5% | 118.75
82610 | Lenel | SWG-1800-N-PL | Partner Access Device License for electronic locks NOT PURCHASED through Lenel and attached to an OnGuard system [REQUIRED license for all Third Party Locks] | Ea |  | 1 Year (3 Years) | 125 | 5% | 118.75
82611 | Lenel | SWG-1800-N-PL | Partner Access Device License for electronic locks NOT PURCHASED through Lenel and attached to an OnGuard system [REQUIRED license for all Third Party Locks] | Ea |  | 1 Year (3 Years) | 125 | 5% | 118.75
82612 | Lenel | SWG-1800-N-PL | Partner Access Device License for electronic locks NOT PURCHASED through Lenel and attached to an OnGuard system [REQUIRED license for all Third Party Locks] | Ea |  | 1 Year (3 Years) | 125 | 5% | 118.75
82613 | Lenel | SWG-AMADV-8 | OnGuard ADV Asset Software License Option – includes asset control software license for 64ADV and 64ADVI software products. | Ea |  | 1 Year | 8325 | 5% | 7908.75
82614 | Lenel | SWG-AMENT-8 | OnGuard Regional Asset Software License Option – includes asset control software license for Enterprise Regional software products. | Ea |  | 1 Year | 16658.33 | 5% | 15825.4135
82615 | Lenel | SWG-AMES-8 | OnGuard ES Asset Software License Option – includes asset control software license for 32ES and 32 ESI software products. | Ea |  | 1 Year | 1658.33 | 5% | 1575.4135
82616 | Lenel | SWG-AMPRO-8 | OnGuard PRO Asset Software License Option – includes asset control software license for PRO and PROI software products. | Ea |  | 1 Year | 16658.33 | 5% | 15825.4135
82617 | Lenel | SWG-AUTH-002 | License to enable two (2) Authenticating readers in OnGuard. This option requires SWG-1550, along with appropriate HID pivCLASS or Technology Industries EntryPoint software and suitable readers, controllers, and additional hardware and software to create a FIPS-201 FICAM compliant solution. Consult your Lenel representative for details. | Ea |  | 1 Year | 500 | 5% | 475
82618 | Lenel | SWG-AUTH-002 | License to enable two (2) Authenticating readers in OnGuard. This option requires SWG-1550, along with appropriate HID pivCLASS or Technology Industries EntryPoint software and suitable readers, controllers, and additional hardware and software to create a FIPS-201 FICAM compliant solution. Consult your Lenel representative for details. | Ea |  | 1 Year (3 Years) | 500 | 5% | 475
82619 | Lenel | SWG-BAS-G-N | Best Access Series G Lock License for locks NOT PURCHASED through Lenel and attached to an OnGuard System. [REQUIRED one license per lock] | Ea |  | 1 Year (3 Years) | 15 | 5% | 14.25
82620 | Lenel | SWG-BAS-V-N | Best Access Series V Lock License for locks NOT PURCHASED through Lenel and attached to an OnGuard System. [REQUIRED one license per lock] | Ea |  | 1 Year (3 Years) | 15 | 5% | 14.25
82621 | Lenel | SWG-DV | OnGuard Digital Video Enabler. [required to be enabled to have Prism Integrate with OnGuard] | Ea |  | 1 Year | 667 | 5% | 633.65
82622 | Lenel | SWG-DV | OnGuard Digital Video Enabler. This option should be included if you already have purchased an OnGuard Access Control system and wish to turn on digital video. This license activates the digital video tab to show up in OnGuard so you can use IP - Analog or hybrid recorders and cameras in OnGuard. Also increments SWC-DVxxx license by one giving you one client of Digital Video included. | Ea |  | 1 Year | 667 | 5% | 633.65
82623 | Lenel | SWG-DV | OnGuard Digital Video Enabler. [required to be enabled to have TruVision Integrate with OnGuard] | Ea |  | 1 Year | 667 | 5% | 633.65
82624 | Lenel | SWG-ELEVRDR-08 | Seamless Elevator Reader License (8 Readers) – Integrated Reader License (applicable to Otis CompassPlus V3). This license is to be used specifically with Elevator Dispatching Systems with Integrated Card Readers that connect directly to the Elevator Controller and DO NOT require connection to an access controller. Available with Otis CompassPlus in OnGuard 6.6 SP2 and newer. A Number of reader licenses should be purchased to support the number of Integrated Card Readers (Terminal Readers) connected directly to the Elevator Controllers. This count is maintained separate of typical online readers. In an Enterprise environment a count is needed for each region using these devices. Sold in packs of 8 Reader Licenses. | Ea |  | 1 Year | 2500 | 5% | 2375
82625 | Lenel | SWG-IRIS | IrisAccess Software Interface option for OnGuard ES, ADV and PRO Solutions | Ea |  | 1 Year (3 Years) | 4150 | 5% | 3942.5
82626 | Lenel | SWG-IRIS | IrisAccess Software Interface option for OnGuard ES, ADV and PRO Solutions: Provides seamless iris enrollment and smartcard encoding in OnGuard Software. | Ea |  | 1 Year | 4150 | 5% | 3942.5
82627 | Lenel | SWG-IRIS-ENT | IrisAccess Software Interface option for OnGuard ENT Solutions. This license is required for each region in which LG Iris templates will be enrolled. | Ea |  | 1 Year (3 Years) | 5820 | 5% | 5529
82628 | Lenel | SWG-IRIS-ENT | IrisAccess Software Interface option for OnGuard ENT Solutions. Provides seamless iris enrollment and smartcard encoding in OnGuard Software. | Ea |  | 1 Year | 5820 | 5% | 5529
82629 | Lenel | SWG-OITVM | DataConduIT Visitor Management API – includes documentation and scripting examples for visitor management. [see OAAP page for integrations www.lenel.com/oaap] | Ea |  | 1 Year | 4200 | 5% | 3990
82630 | Lenel | SWG-OITVM-10 | DataConduIT Visitor Client support for 10 clients | Ea |  | 1 Year | 4200 | 5% | 3990
82631 | Lenel | SWG-OITVM-25 | DataConduIT Visitor Client support for 25 clients | Ea |  | 1 Year | 8300 | 5% | 7885
82632 | Lenel | SWG-OITVM-5 | DataConduIT Visitor Client support for 5 clients | Ea |  | 1 Year | 2300 | 5% | 2185
82633 | Lenel | SWG-OITVM-50 | DataConduIT Visitor Client support for 50 clients | Ea |  | 1 Year | 12500 | 5% | 11875
82634 | Lenel | SWG-RAM1 | OnGuard Area Access Manager software license for any OnGuard servers – includes 1 concurrent user license (this item is Not available on any Entry System (PCS-32ES, PCS-32ESI or PCS-IDES). | Ea |  | 1 Year | 833.33 | 5% | 791.6635
82635 | Lenel | SWG-RAM10 | OnGuard Area Access Manager software license for ADV or PRO servers – includes up to 10 concurrent user licenses (this item is Not available on any Entry System (PCS-32ES, PCS-32ESI or PCS-IDES ) | Ea |  | 1 Year | 6666.67 | 5% | 6333.3365
82636 | Lenel | SWG-RAM100 | OnGuard Area Access Manager software license for PRO servers – includes up to 100 concurrent user (this item is Not available on any Entry System (PCS-32ES, PCS-32ESI or PCS-IDES) | Ea |  | 1 Year | 28333.33 | 5% | 26916.6635
82637 | Lenel | SWG-RAM25 | OnGuard Area Access Manager software license for PRO servers – includes up to 25 concurrent user licenses (this item is Not available on any Entry System (PCS-32ES, PCS-32ESI or PCS-IDES) | Ea |  | 1 Year | 13333.33 | 5% | 12666.6635
82638 | Lenel | SWG-RAM5 | OnGuard Area Access Manager software license for any OnGuard Server – includes up to 5 concurrent user licenses (this item is Not available on any Entry System (PCS-32ES, PCS-32ESI or PCS-IDES). | Ea |  | 1 Year | 3750 | 5% | 3562.5
82639 | Lenel | SWG-RAM50 | OnGuard Area Access Manager software license for PRO servers – includes up to 50 concurrent user licenses (this item is Not available on any Entry System (PCS-32ES, PCS-32ESI or PCS-IDES) | Ea |  | 1 Year | 20000 | 5% | 19000
82640 | Lenel | SWG-WIQ-32 | WiQ lock integration license; REQUIRED license to allow the use of up to 32 WiQ locks with OnGuard. Purchase multiple of this license to meet capacity requirement. | Ea |  | 1 Year (3 Years) | 1600 | 5% | 1520
82641 | Lenel | SW-LNR-CH1 | Lenel Network Video Recorder Software - Includes a single channel software license for one IP/ Network based camera channel to be used with either a customer provided PC or adding on to a turnkey system. The customer provided PC must meet or exceed the Minimum DVC-EX PC Configuration requirements listed above (maximum of 63 IP/network channels per recorder based on video resolution, frame rate, quality and processing options being utilized) | Ea |  | 1 Year | 250 | 5% | 237.5
82642 | Lenel | SWS-32ES | OnGuard 32ES Server Software License – OnGuard Server software license includes; System Administration; Alarm Monitoring; Map Designer; License Server; Comm. Server; Video Verify Support; E-mail Support; Guard Tour; Login Driver; Account Linkage; support for up to 32 card access readers and first year support plan for new systems. (SOFTWARE IS SUPPORTED ON PC-CONFIG#3 PLATFORM) | Ea |  | 1 Year | 825 | 5% | 783.75
82643 | Lenel | SWS-32ESI | OnGuard 32ESI Server Software License – OnGuard Server software license includes; System Administration; Alarm Monitoring; Map Designer; License Server; Comm. Server; Video Verify Support; E-mail Support; Guard Tour; Login Driver; Account Linkage; support for up to 32 card access readers; ID Credential Center Application; Badge Designer Application; Image Capture; ID Printing; License Server; Cardholder Image Export; Login Driver; Enhanced Imaging Option (Chromakey and Ghosting) and first year support plan for new systems. (SOFTWARE IS SUPPORTED ON PC-CONFIG#3 PLATFORM) | Ea |  | 1 Year | 2067 | 5% | 1963.65
82644 | Lenel | SWS-ADV | OnGuard ADV Server Software License – OnGuard Server software license includes:System Administration; Alarm Monitoring; Map Designer; License Server; Comm. Server; Video Verify Support; E-mail Support; Guard Tour; Login Driver; Account Linkage; support for up to 64 card access readers and first year support plan for new systems. (SOFTWARE IS SUPPORTED ON PC-CONFIG#3 PLATFORM) | Ea |  | 1 Year | 3492 | 5% | 3317.4
82645 | Lenel | SWS-ADVI | OnGuard ADVI Server Software License- OnGuard Server software license includes; System Administration; Alarm Monitoring; Map Designer; License Server; Comm. Server; Video Verify Support; E-mail Support; Guard Tour; Login Driver; Account Linkage; support for up to 64 card access readers; ID Credential Center Application; Badge Designer Application; Image Capture; ID Printing; License Server; Cardholder Image Export; Login Driver; Enhanced Imaging Option (Chromakey and Ghosting) and first year support plan for new systems. (SOFTWARE IS SUPPORTED ON PC-CONFIG#3 PLATFORM) | Ea |  | 1 Year | 8492 | 5% | 8067.4
82646 | Lenel | SWS-ADVI-REDU | OnGuard ADVI Redundant Server Software License - OnGuard Redundant Server software license includes; System Administration; Alarm Monitoring; Map Designer; License Server; Comm. Server; Video Verify Support; E-mail Support; Guard Tour; Login Driver; Account Linkage; support for up to 64 card access readers; ID Credential Center Application; Badge Designer Application; Image Capture; ID Printing; License Server; Cardholder Image Export; Login Driver; Enhanced Imaging Option (Chromakey and Ghosting) and first year support plan for new systems. (does not bump existing SUSP) MUST BE USED IN CONJUNCTION WITH EQUAL LEVEL PRIMARY SERVER | Ea |  | 1 Year | 8492 | 5% | 8067.4
82647 | Lenel | SWS-ADV-REDU | OnGuard ADV Redundant Server Software License – OnGuard Redundant Server software license includes; System Administration; Alarm Monitoring; Map Designer; License Server; Comm. Server; Video Verify Support; E-mail Support, Guard Tour; Login Driver; Account Linkage; support for up to 64 card access readers and first year support plan for new systems. (does not bump existing SUSP) MUST BE USED IN CONJUNCTION WITH EQUAL LEVEL PRIMARY SERVER | Ea |  | 1 Year | 3492 | 5% | 3317.4
82648 | Lenel | SWS-DV | OnGuard Video Security Server Software License on CD – include this part number if you want stand-alone video system. Includes OnGuard digital video server software license, system administration for video, communication server for video, alarm monitoring for video, a single OnGuard digital video client license, flexnet softkey and first year support plan SUSP-W-VO. (USE PC-CONFIG#3 Platform) | Ea |  | 1 Year | 666.67 | 5% | 633.3365
82649 | Lenel | SWS-ENTMAS1 | OnGuard Enterprise Server Software License - OnGuard Server software license includes; System Administration; Alarm Monitoring; Map Designer; License Server; Comm. Server; Replication Administration; Database Segmentation; Video Verify Support; E-mail Support; Guard Tour; Login Driver; Account Linkage; support for up to 128 local card access readers; ID Credential Center Application; Badge Designer Application; Image Capture; ID Printing; License Server; Cardholder Image Export; Login Driver; Enhanced Imaging Option (Chromakey and Ghosting); support for up 10 Regions and first year support plan for new systems. MUST BE SENT TO LENEL FOR CONFIGURATION (SOFTWARE IS SUPPORTED ON PC-CONFIG#5 PLATFORM) | Ea |  | 1 Year | 49992 | 5% | 47492.4
82650 | Lenel | SWS-ENTMAS1-REDU | OnGuard Enterprise Master Redundant Server Software License - OnGuard Redundant Server software license includes; System Administration; Alarm Monitoring; Map Designer; License Server; Comm. Server; Replication Administration; Database Segmentation; Video Verify Support; E-mail Support; Guard Tour; Login Driver; Account Linkage; support for up to 128 local card access readers; ID Credential Center Application; Badge Designer Application; Image Capture; ID Printing; License Server; Cardholder Image Export; Login Driver; Enhanced Imaging Option (Chromakey and Ghosting); support for up 10 Regions and first year support plan for new systems. (does not bump existing SUSP), MUST BE USED IN CONJUNCTION WITH EQUAL LEVEL PRIMARY SERVER) | Ea |  | 1 Year | 49992 | 5% | 47492.4
82651 | Lenel | SWS-ENTMAS2 | Additional Regional Server Licenses for ENTMAS1 Master Servers - Allows for an additional 10 regions to be added to the Enterprise Master.[MAX of 1 purchase before Professional Engineering Services needs to be engaged about your system] | Ea |  | 1 Year | 31658 | 5% | 30075.1
82652 | Lenel | SWS-ENTMAS-LT | OnGuard Enterprise Lite Server Software License – OnGuard Server software license includes; System Administration; Alarm Monitoring; Map Designer; License Server; Comm. Server; Replication Administration; Database Segmentation; Video Verify Support; E-mail Support; Guard Tour; Login Driver; Account Linkage; support for up to 64 local card access readers; ID Credential Center Application; Badge Designer Application; Image Capture; ID Printing; License Server; Cardholder Image Export; Login Driver; Enhanced Imaging Option (Chromakey and Ghosting); support for up 8 Regions and first year support plan for new systems. NOTE: support for card access readers are based on regional server(s) card reader capacities with a maximum number of 512 readers total per Master-LT. MUST BE SENT TO LENEL FOR CONFIGURATION (SOFTWARE IS SUPPORTED ON PC-CONFIG#5 PLATFORM) | Ea |  | 1 Year | 28325 | 5% | 26908.75
82653 | Lenel | SWS-ENTMAS-LT-REDU | OnGuard Enterprise Master Lite Redundant Server Software License – OnGuard Redundant Server software license includes; System Administration; Alarm Monitoring; Map Designer; License Server; Comm. Server; Replication Administration; Database Segmentation; Video Verify Support; E-mail Support; Guard Tour; Login Driver; Account Linkage; support for up to 64 local card access readers; ID Credential Center Application; Badge Designer Application; Image Capture; ID Printing; License Server; Cardholder Image Export; Login Driver; Enhanced Imaging Option (Chromakey and Ghosting); support for up 8 Regions and first year support plan for new systems. NOTE: support for card access readers are based on regional server(s) card reader capacities with a maximum number of 512 readers total per Master-LT. (does not bump existing SUSP), MUST BE USED IN CONJUNCTION WITH EQUAL LEVEL PRIMARY SERVER) | Ea |  | 1 Year | 28325 | 5% | 26908.75
82654 | Lenel | SWS-ENTREG1 | OnGuard Regional Dedicated Server Software License - OnGuard Server software license includes; System Administration; Alarm Monitoring; Map Designer; License Server; Comm. Server; Replication Administration; Database Segmentation; Video Verify Support; E-mail Support; Guard Tour; Login Driver; Account Linkage; support for up to 128 card access readers; ID Credential Center Application; Badge Designer Application; Image Capture; ID Printing; License Server; Cardholder Image Export; Login Driver; Enhanced Imaging Option (Chromakey and Ghosting) and first year support plan for new systems.(SOFTWARE IS SUPPORTED ON PC-CONFIG#5 PLATFORM) | Ea |  | 1 Year | 26658 | 5% | 25325.1
82655 | Lenel | SWS-ENTREG1-REDU | OnGuard Regional Redundant Server Software License - OnGuard Redundant Server software license includes; System Administration; Alarm Monitoring; Map Designer; License Server; Comm. Server; Replication Administration; Database Segmentation; Video Verify Support; E-mail Support; Guard Tour; Login Driver; Account Linkage; support for up to 128 card access readers; ID Credential Center Application; Badge Designer Application; Image Capture; ID Printing; License Server; Cardholder Image Export; Login Driver; Enhanced Imaging Option (Chromakey and Ghosting) and first year support plan for new systems. (does not bump existing SUSP), MUST BE USED IN CONJUNCTION WITH EQUAL LEVEL PRIMARY SERVER) | Ea |  | 1 Year | 26658 | 5% | 25325.1
82656 | Lenel | SWS-ENTREG-LT | OnGuard Regional Lite Server Software License - OnGuard Server software license includes; System Administration; Alarm Monitoring; Map Designer; License Server; Comm. Server; Replication Administration; Database Segmentation; Video Verify Support; E-mail Support; Guard Tour; Login Driver; Account Linkage; support for up to 64 card access readers; ID Credential Center Application; Badge Designer Application; Image Capture; ID Printing; License Server; Cardholder Image Export; Login Driver; Enhanced Imaging Option (Chromakey and Ghosting) and first year support plan for new systems. (SOFTWARE IS SUPPORTED ON PC-CONFIG#5 PLATFORM) | Ea |  | 1 Year | 18325 | 5% | 17408.75
82657 | Lenel | SWS-ENTREG-LT-REDU | OnGuard Enterprise Regional Lite Redundant Server Software License - OnGuard Redundant Server software license includes; System Administration; Alarm Monitoring; Map Designer; License Server; Comm. Server; Replication Administration; Database Segmentation; Video Verify Support; E-mail Support; Guard Tour; Login Driver; Account Linkage; support for up to 64 card access readers; ID Credential Center Application; Badge Designer Application; Image Capture; ID Printing; License Server; Cardholder Image Export; Login Driver; Enhanced Imaging Option (Chromakey and Ghosting) and first year support plan for new systems. (does not bump existing SUSP), MUST BE USED IN CONJUNCTION WITH EQUAL LEVEL PRIMARY SERVER) | Ea |  | 1 Year | 18325 | 5% | 17408.75
82658 | Lenel | SWS-ENTREG-SM | OnGuard Regional SM [small] Server Software License - OnGuard Server software license includes; System Administration; Alarm Monitoring; Map Designer; License Server; Comm. Server; Replication Administration; Database Segmentation; Video Verify Support; E-mail Support; Guard Tour; Login Driver; Account Linkage; support for up to 16 card access readers [optional 16 reader upgrade available]; ID Credential Center Application; Badge Designer Application; Image Capture; ID Printing; License Server; Cardholder Image Export; Login Driver; Enhanced Imaging Option (Chromakey and Ghosting) and first year support plan for new systems. (SOFTWARE IS SUPPORTED ON PC-CONFIG#3 PLATFORM) | Ea |  | 1 Year | 4992 | 5% | 4742.4
82659 | Lenel | SWS-ENTREG-SM-REDU | OnGuard Enterprise Regional SM Redundant Server Software License - OnGuard Redundant Server software license includes; System Administration; Alarm Monitoring; Map Designer; License Server; Comm. Server; Replication Administration; Database Segmentation; Video Verify Support; E-mail Support; Guard Tour; Login Driver; Account Linkage; support for up to 16 card access readers [optional 16 reader upgrade available]; ID Credential Center Application; Badge Designer Application; Image Capture; ID Printing; License Server; Cardholder Image Export; Login Driver; Enhanced Imaging Option (Chromakey and Ghosting) and first year support plan for new systems. (does not bump existing SUSP), MUST BE USED IN CONJUNCTION WITH EQUAL LEVEL PRIMARY SERVER) | Ea |  | 1 Year | 4991.67 | 5% | 4742.0865
82660 | Lenel | SWS-IDADV | OnGuard IDADV Server Software – OnGuard Server software license includes; ID Credential Center Application; Badge Designer Application; Image Capture; ID Printing; License Server; Cardholder Image Export; Login Driver; Enhanced Imaging Option (Chromakey and Ghosting) and first year support plan for new systems. (SOFTWARE IS SUPPORTED ON PC-CONFIG#3 PLATFORM) | Ea |  | 1 Year | 3992 | 5% | 3792.4
82661 | Lenel | SWS-IDES | OnGuard IDES Server Software – OnGuard Server software license includes; ID Credential Center Application; Badge Designer Application; Image Capture; ID Printing; License Server; Cardholder Image Export; Login Driver; Enhanced Imaging Option (Chromakey and Ghosting) and first year support plan for new systems. (SOFTWARE IS SUPPORTED ON PC-CONFIG#3 PLATFORM) | Ea |  | 1 Year | 1342 | 5% | 1274.9
82662 | Lenel | SWS-IDPRO | OnGuard IDPRO Server Software License – OnGuard Server software license includes; ID Credential Center Application; Badge Designer Application; Image Capture; ID Printing; License Server; Cardholder Image Export; Login Driver; Enhanced Imaging Option (Chromakey and Ghosting) and first year support plan for new systems. (SOFTWARE IS SUPPORTED ON PC-CONFIG#5 PLATFORM) | Ea |  | 1 Year | 14158.33 | 5% | 13450.4135
82663 | Lenel | SWS-LAS | Lenel Archive Server License – One archive server license is required per storage library or storage server vault configuration. (When using tape libraries you must have a three internal hard drives) | Ea |  | 1 Year | 8325 | 5% | 7908.75
82664 | Lenel | SWS-MASLT2 | Additional Regional Server Licenses for ENTMAS-LT Master Servers - Allows for 8 additional regions (16 total) to be added to the Enterprise Master (ENTMAS-LT only).[MAX OF 1 Purchase for ENTMAS-LT systems] | Ea |  | 1 Year | 14991.67 | 5% | 14242.0865
82665 | Lenel | SWS-PRO | OnGuard PRO Server Software License – OnGuard Server software license includes; System Administration; Alarm Monitoring; Map Designer; License Server; Comm. Server; Video Verify Support; E-mail Support; Guard Tour; Login Driver; Account Linkage; support for up to 128 card access readers and first year support plan for new systems. | Ea |  | 1 Year | 14158 | 5% | 13450.1
82666 | Lenel | SWS-PROI | OnGuard PROI Server Software License – OnGuard Server software license includes; System Administration; Alarm Monitoring; Map Designer; License Server; Comm. Server; Video Verify Support; E-mail Support; Guard Tour; Login Driver; Account Linkage; support for up to 128 card access readers; ID Credential Center Application; Badge Designer Application; Image Capture; ID Printing; License Server; Cardholder Image Export; Login Driver; Enhanced Imaging Option (Chromakey and Ghosting) and first year support plan for new systems. (SOFTWARE IS SUPPORTED ON PC-CONFIG#5 PLATFORM) | Ea |  | 1 Year | 22658 | 5% | 21525.1
82667 | Lenel | SWS-PROI-REDU | OnGuard PROI Redundant Server Software License – OnGuard Redundant Server software license includes; System Administration; Alarm Monitoring; Map Designer; License Server; Comm. Server; Video Verify Support; E-mail Support; Guard Tour; Login Driver; Account Linkage; support for up to 128 card access readers; ID Credential Center Application; Badge Designer Application; Image Capture; ID Printing; License Server; Cardholder Image Export; Login Driver; Enhanced Imaging Option (Chromakey and Ghosting) and first year support plan for new systems. (does not bump existing SUSP) - MUST BE USED IN CONJUNCTION WITH EQUAL LEVEL PRIMARY SERVER | Ea |  | 1 Year | 22658.33 | 5% | 21525.4135
82668 | Lenel | SWS-PRO-REDU | OnGuard PRO Redundant Server Software License – OnGuard Redundant Server software license includes; System Administration; Alarm Monitoring; Map Designer; License Server; Comm. Server; Video Verify Support; E-mail Support; Guard Tour; Login Driver; Account Linkage; support for up to 128 card access readers and first year support plan for new systems. (does not bump existing SUSP) MUST BE USED IN CONJUNCTION WITH EQUAL LEVEL PRIMARY SERVER | Ea |  | 1 Year | 14158.33 | 5% | 13450.4135
82669 | Lenel | SWS-VSA | OnGuard Alert Management Software License – includes global server software license for the Visonic communications interface (Requires SWG-1355 per SLC-5). | Ea |  | 1 Year | 1660 | 5% | 1577
82670 | Lenel | SW-TRUVIS-CH8 | TruVision Channel License for when adding a TruVision recorder into OnGuard . Sold as an 8 pack. | Ea |  | 1 Year | 1200 | 5% | 1140
82671 | Lenel | TP-ADD-1DIP | TruPortal IP Based 1 Door Add On Consists of IP based single door interface board installed in a UL listed enclosure (10.255 x 9.25 x 3.25); pre-configured to use power over ethernet (POE); cab also be configured to use auxiliary power supply; interface board for 1 door and up to 2 readers; RoHS - CE - UL294 certified | Ea |  | 3 Year | 900 | 5% | 855
82672 | Lenel | TP-ADD-1DIP-BRD | TruPortal IP Based 1 Door Add On Board Only This board is intended to be used as REPLACEMENT board in to the TP-ADD-1DIP part; board only; no enclosure; interface board for 1 door and up to 2 readers; RoHS - CE- UL294 certified | Ea |  | 3 Year | 788 | 5% | 748.6
82673 | Lenel | TP-ADD-2D | TruPortal 2 Door ADD On Kit C2 - Consists of a TruPortal 2-Door interface module installed in a UL listed enclosure (16 x 12.5 x 4.5) with integrated 110VAC input 12 VDC 4 A output power supply with battery back up capabilities (battery backup not included); interface board can handle up to 2 doors or 4 readers (in and out); RoHS - CE - UL294 certified. (includes space to mount another TP BRD inside) | Ea |  | 3 Year | 1095.9 | 5% | 1041.105
82674 | Lenel | TP-ADD-2D2R | TruPortal 2 Door ADD On Kit with 2 T-100 Prox Readers - Consists of a TruPortal 2-Door interface module installed in a UL listed enclosure (16 x 12.5 x 4.5) with integrated 110VAC input 12 VDC 4 A output power supply with battery back up capabilities (battery backup not included); 2 T-100 Prox readers (model TP-RDR-100A); interface board can handle up to 2 doors or 4 readers (2 more readers can be added for in and out functionality); RoHS - CE - UL294 certified. (includes space to mount another TP BRD inside) | Ea |  | 3 Year | 1479.46 | 5% | 1405.487
82675 | Lenel | TP-ADD-2D2R-M | TruPortal 2 Door ADD On Kit with 2, 3MIL-R11030 Interlogix Mobile Readers - Consists of a TruPortal 2-Door interface module installed in a UL listed enclosure (16 x 12.5 x 4.5) with integrated 110VAC input 12 VDC 4 A output power supply with battery back up capabilities (battery backup not included); 2 3MIL-R11030 Interlogix Mobile readers; interface board can handle up to 2 doors or 4 readers (2 more readers can be added for in and out functionality); RoHS - CE - UL294 certified. (includes space to mount another TP BRD inside). **Product is only available for sale in the US. | Ea |  | 3 Year | 1150 | 5% | 1092.5
82676 | Lenel | TP-ADD-2D-BRD | TruPortal 2-Door Interface Module Board Only - Can be used as a replacement board or add-on board mounted in a in a TP enclosure; requires 12 VDC power; interface board can handle up to 2 doors or 4 readers (in and out); RoHS - CE - UL294 certified. | Ea |  | 3 Year | 410.96 | 5% | 390.412
82677 | Lenel | TP-ADD-4D | TruPortal 4 Door Add On Consists of TP-CTX-6 enclosure (24.5 x 18.5 x 4.5) prepopulated with two TP-ADD-2D-BRD with integrated 110VAC input 12 VDC 4A output power supply with battery back up capabilities (battery back up not included); can handle 4 doors and 8 readers (in and out); RoHS - CE - UL;294 certified; capable of adding 4 more TP-ADD-*** boards | Ea |  | 3 Year | 1900 | 5% | 1805
82678 | Lenel | TP-ADD-IO | TruPortal I/O Expansion ADD On Kit Consists of a TruPortal 16 input - 8 relay output I/O expansion module installed in a UL listed enclosure (16 x 12.5 x 4.5) with integrated 100VAC input 12 VDC 4 A output power supply with battery back up capabilities (battery backup not included); RoHS - CE - UL294 certified (includes space to mount another TP BRD inside). | Ea |  | 3 Year | 1150.68 | 5% | 1093.146
82679 | Lenel | TP-ADD-IO-BRD | TruPortal I/O Expansion Module Board Only Can be used as a replacement board or add-on board mounted in a TP enclosure; requires 12 VDC power; I/O expansion board has 16 inputs and 8 relay outputs on a mounting plate; RoHS - CE - UL294 certified. | Ea |  | 3 Year | 410.96 | 5% | 390.412
82680 | Lenel | TP-CP-KF-OG-25PK | TruPortal Credential - Casi Prox Keyfobs Piano TruPortal Orange - 25 Pack | Ea |  | 1 Year | 240 | 5% | 228
82681 | Lenel | TP-MEDIAKT | Spare TruPortal Software Media Tool Kit | Ea |  | 3 Year | 34 | 5% | 32.3
82682 | Lenel | TP-MFC-ISOM-50PK | TruPortal Credential - MIFARE ISO Cards 2750oe Magstripe Gloss/Gloss - 50 pack | Ea |  | 1 Year | 185.62 | 5% | 176.339
82683 | Lenel | TP-MFC-KF-BK-25PK | TruPortal Credential - MIFARE Keyfobs Piano Black - 25 pack | Ea |  | 1 Year | 246.58 | 5% | 234.251
82684 | Lenel | TP-MFC-KF-LG-25PK | TruPortal Credential - MIFARE Keyfobs Epoxy Slender - TruPortal Logo - 25 pack | Ea |  | 1 Year | 205.48 | 5% | 195.206
82685 | Lenel | TP-MFC-KF-OG-25PK | TruPortal Credential - MIFARE Keyfobs Piano TruPortal Orange - 25 pack | Ea |  | 1 Year | 246.58 | 5% | 234.251
82686 | Lenel | TP-MFC-KF-RD-25PK | TruPortal Credential - MIFARE Keyfobs Piano Red - 25 pack | Ea |  | 1 Year | 246.58 | 5% | 234.251
82687 | Lenel | TP-PRX-CLAM-50PK | TruPortal Credential - HID Proxcard II Clamshell Design Cards - 50 pack | Ea |  | 1 Year | 220.5 | 5% | 209.475
82688 | Lenel | TP-PRX-ISO-50PK | TruPortal Credential - HID Prox ISO Cards - 50 pack | Ea |  | 1 Year | 413.7 | 5% | 393.015
82689 | Lenel | TP-PRX-KF-50PK | TruPortal Credential - HID Prox Keyfobs - 50 pack | Ea |  | 1 Year | 444 | 5% | 421.8
82690 | Lenel | TP-RDR-100A | T-100 Reader with a standard 18 inch pigtail wire; comes with 3 covers in black - light gray and charcoal; capable of Casi Prox (Proxlite - Entrée Prox) & HID Prox; wiegand output ONLY | Ea |  | 3 Year | 178.5 | 5% | 169.575
82691 | Lenel | TP-RDR-100B | T-100 Reader with 7 foot pigtail wire; comes with 3 covers in black - light gray and charcoal; capable of Casi Prox (Proxlite - Entrée Prox) & HID Prox; wiegand output ONLY | Ea |  | 3 Year | 198.5 | 5% | 188.575
82692 | Lenel | TP-RDR-200A | T-200 Reader with standard 18 inch pigtail wire; comes with 3 covers in black - light gray and charcoal; capable of Mifare (ISO 14443A) and Vicinity (ISO 15693); wiegand output ONLY | Ea |  | 3 Year | 210 | 5% | 199.5
82693 | Lenel | TP-RDR-200B | T-200 Reader with 7 foot pigtail wire; comes with 3 covers in black - light gray and charcoal; capable of Mifare (ISO 14443A) and Vicinity (ISO 15693); wiegand output ONLY | Ea |  | 3 Year | 223.7 | 5% | 212.515
82694 | Lenel | TP-RDR-LRN | USB dual frequency enrollment reader | Ea |  | 3 Year | 684.94 | 5% | 650.693
82695 | Lenel | TP-SYS-2D | TruPortal 2 Door Base Kit - Intuitive browser-based user interface controllers; consisting of a TruPortal system controller installed in a UL listed enclosure (21.5 x 13.5 x 4.5) with integrated 110VAC input 12 VDC 4 A output power supply with battery back up capabilities (battery backup not included); onboard interface for up to 2 doors or 4 readers (in and out); 2 aux outputs and 4 aux inputs on board with built in 10/100 ethernet; support for 10K cardholders; 64 access levels; 65K historical events; RoHS - CE - UL294 certified. (includes space to mount another TP BRD inside) | Ea |  | 3 Year | 1643.82 | 5% | 1561.629
82696 | Lenel | TP-SYS-2D2R-M | TruPortal 2 Door Base Kit with Interlogix Mobile Readers - Intuitive browser-based user interface controllers; consisting of a TruPortal system controller installed in a UL listed enclosure (21.5 x 13.5 x 4.5) with integrated 110VAC input 12 VDC 4 A output power supply with battery back up capabilities (battery backup not included); onboard interface for up to 2 doors or 4 readers (in and out); 2 aux outputs and 4 aux inputs on board with built in 10/100 ethernet; support for 10K cardholders; 64 access levels; 65K historical events; RoHS - CE - UL294 certified; includes 2 3MIL-R11030 Interlogix Mobile readers. (includes space to mount another TP BRD inside). **Product is only available for sale in the US. | Ea |  | 3 Year | 1450 | 5% | 1377.5
82697 | Lenel | TP-SYS-BRD | TruPortal Base System Controller Board Only - REPLACEMENT part only to b used to replace the controller in a TP-SYS-2D or TP-SYS-2D2R; Rohs - CE- UL 294 certified; BOARD ONLY with onboard interface for up to 2 doors or 4 readers (in and out); 2 aux outputs and 4 aux inputs on board with built in 10/100 ethernet. | Ea |  | 3 Year | 1369.86 | 5% | 1301.367
82698 | Lenel | TSS-ESP-32 | Emergency Technical Support for 32ES or 32ESI systems | Ea |  | 1 Year (3 Years) | 1000 | 5% | 950
82699 | Lenel | TSS-ESP-64 | Emergency Technical Support for ADV or ADVI systems | Ea |  | 1 Year (3 Years) | 3350 | 5% | 3182.5
82700 | Lenel | TSS-ESP-ENT | Emergency Technical Support for Enterprise systems with three or more regions | Ea |  | 1 Year (3 Years) | 18670 | 5% | 17736.5
82701 | Lenel | TSS-ESP-ENT-LT | Emergency Technical Support for Enterprise Lite systems or Enterprise systems with two regions or less | Ea |  | 1 Year (3 Years) | 14670 | 5% | 13936.5
82702 | Lenel | TSS-ESP-PRO | Emergency Technical Support for PRO or PROI systems | Ea |  | 1 Year (3 Years) | 8000 | 5% | 7600
82703 | Lenel | TSS-HRLY-1 | First hourly per incident rate for uncertified VAR callers and sites without valid Annual Software Upgrade and Support Plan. | Ea |  | 1 Year (3 Years) | 333 | 5% | 316.35
82704 | Lenel | TSS-HRLY-1A | Each additional 15 minute interval per uncertified incident rate. | Ea |  | 1 Year (3 Years) | 83 | 5% | 78.85
82705 | Lenel | TVA-3101 | TruVision Covert Camera, 1.3MPx, WDR, Digital D/N, Single Lens, Audio, Alarm, SD/SHDC/SDXC Slot, Intelligence, PoE (803.af) /12VDC, NTSC | Ea |  | 1 Year (3 Years) | 550 | 5% | 522.5
82706 | Lenel | TVB-3201 | TruVision ip bullet camera, 1.3mpx , 2.8~12mm motor lens, wdr, true d/n, 30m ir, alarm, micro sd/sdxc slot, intelligence, poe (802.3-af) /12vdc, heater, ip66, ntsc | Ea |  | 1 Year (3 Years) | 850 | 5% | 807.5
82707 | Lenel | TVB-3202 | TruVision ip bullet camera, 3.0mpx , 2.8~12mm motor lens, wdr, true d/n, 30m ir, alarm, micro sd/sdxc slot, intelligence, poe (802.3-af) /12vdc, heater, ip66, ntsc | Ea |  | 1 Year (3 Years) | 1350 | 5% | 1282.5
82708 | Lenel | TVB-3203 | TruVision ip bullet camera, 3.0mpx , 8~32mm motor lens, wdr, true d/n, 50m ir, alarm, micro sd/sdxc slot, intelligence, poe (802.3-af) /12vdc, heater, ip66, ntsc | Ea |  | 1 Year (3 Years) | 1550 | 5% | 1472.5
82709 | Lenel | TVB-4401 | TruVision hd-tvi analog bullet camera, 720p, 3.6mm lens, true d/n, dwdr, 20m ir, hd-tvi output,12vdc, ip66, ntsc | Ea |  | 1 Year (3 Years) | 70 | 5% | 66.5
82710 | Lenel | TVB-4402 | TruVision hd-tvi analog bullet camera, 720p, 2.8~12mm vf lens, true d/n, dwdr, 40m ir, 960h monitor or hd-tvi selectable output, coax & button osd control, 12vdc/24vac, ip66, ntsc | Ea |  | 1 Year (3 Years) | 190 | 5% | 180.5
82711 | Lenel | TVB-4403 | TruVision HD-TVI analog bullet camera, 1080P, 3.6mm lens, True D/N, WDR, 20m IR, 960H monitor & HD-TVI dual-output, coax OSD control, 12VDC, IP66, NTSC | Ea |  | 1 Year (3 Years) | 160 | 5% | 152
82712 | Lenel | TVB-4404 | TruVision HD-TVI analog bullet camera, 1080P, 2.8~12mm VF lens, True D/N, WDR, 40m IR, 960H monitor & HD-TVI dual-output, coax & button OSD control, 12VDC/24VAC, IP66, NTSC | Ea |  | 1 Year (3 Years) | 260 | 5% | 247
82713 | Lenel | TVB-4405 | TruVision HD-TVI Analog Bullet Camera, 1080P, 2.8~12mm Motor Lens, True D/N, WDR, 40m IR, 960H Monitor and TVI Dual Output, Coax and Button OSD Control, 12VDC/24VAC, IP66, NTSC | Ea |  | 1 Year (3 Years) | 280 | 5% | 266
82714 | Lenel | TVB-4406 | TruVision HD-TVI Analog Bullet Camera, 1080P, 5~50mm Motor Lens, True D/N, WDR, 100m IR, 960H Monitor and TVI Dual Output, Coax and Button OSD Control, 12VDC/24VAC, IP66, NTSC | Ea |  | 1 Year (3 Years) | 380 | 5% | 361
82715 | Lenel | TVB-4407 | TruVision HD-TVI Analog Bullet Camera, 3MPX (used w/3MPX or higher TVI recorders), 3.6mm Lens, True D/N, WDR, 20m IR, Dual Output 960H Monitor or HD-TVI, Coax OSD Control, 12VDC, IP66, NTSC | Ea |  | 1 Year (3 Years) | 170 | 5% | 161.5
82716 | Lenel | TVB-4408 | TruVision HD-TVI Analog Bullet Camera, 3MPX (used w/3MPX or higher TVI recorders), 2.8~12mm Motorized Lens, True D/N, WDR, 40m IR, Dual Output 960H Monitor or HD-TVI, Coax & Button OSD Control, 12VDC/24VAC, IP66, NTSC | Ea |  | 1 Year (3 Years) | 300 | 5% | 285
82717 | Lenel | TVB-4409 | TruVision HD-TVI Analog Bullet Camera, 5MPX (used w/5MPX or higher TVI recorders), 3.6mm Lens, True D/N, DWDR, 20m IR, HD-TVI Output, Coax OSD Control, 12VDC, IP67, NTSC | Ea |  | 1 Year (3 Years) | 180 | 5% | 171
82718 | Lenel | TVB-4410 | TruVision HD-TVI Analog Bullet Camera, 5MPX (used w/5MPX or higher TVI recorders), 2.8~12mm Motorized Lens, True D/N, DWDR, 40m IR, HD-TVI Output, Coax & Button OSD Control, 12VDC/24VAC, IP67, NTSC | Ea |  | 1 Year (3 Years) | 320 | 5% | 304
82719 | Lenel | TVB-5401 | TruVision IP Bullet Camera, H.265/H.264, 2.0MPx , 2.8-12mm motorized lens, Super Low Light, WDR, true D/N, 50m IR, Audio, Alarm, BNC, micro SD/SHDC slot, Intelligence, POE (802.3-af) /12VDC, Heater, IP66 | Ea |  | 1 Year (3 Years) | 1170 | 5% | 1111.5
82720 | Lenel | TVB-5402 | TruVision IP Bullet Camera, H.265/H.264, 2.0MPx , 8~32mm motorized lens, Super Low Light, WDR, true D/N, 80m IR, Audio, Alarm, BNC, micro SD/SHDC slot, Intelligence, POE (802.3-af) /12VDC, Heater, IP66 | Ea |  | 1 Year (3 Years) | 1220 | 5% | 1159
82721 | Lenel | TVB-5403 | TruVision IP Bullet Camera, H.265/H.264, 3.0MPx , 2.8-12mm motorized lens, WDR, true D/N, 50m IR, Audio, Alarm, BNC, micro SD/SHDC slot, Intelligence, POE (802.3-af) /12VDC, Heater, IP66 | Ea |  | 1 Year (3 Years) | 1290 | 5% | 1225.5
82722 | Lenel | TVB-5404 | TruVision IP Bullet Camera, H.265/H.264, 3.0MPx , 8~32mm motorized lens, WDR,true D/N, 80m IR, Audio, Alarm, BNC, micro SD/SHDC slot, Intelligence, POE (802.3-af) /12VDC, Heater, IP66 | Ea |  | 1 Year (3 Years) | 1350 | 5% | 1282.5
82723 | Lenel | TVB-5405 | TruVision IP Bullet Camera, H.265/H.264, 5.0MPx, 2.8~12mm motorized lens, WDR, true D/N, 50m IR, Audio, Alarm, BNC, micro SD/SHDC slot, Intelligence, POE (802.3-af) /12VDC, Heater, IP66 | Ea |  | 1 Year (3 Years) | 1440 | 5% | 1368
82724 | Lenel | TVB-5501 | TruVision 3MPx, H.265/H.264, Low Light IP Fixed Lens Bullet Camera, 4mm, True D/N, WDR, 30M IR, Micro SD/SDHC/SDXC Slot, PoE (802.3-af)/12VDC, IP67 | Ea |  | 1 Year (3 Years) | 390 | 5% | 370.5
82725 | Lenel | TVB-5502 | TruVision 8MPx/4K, H.265/H.264, IP Fixed Lens Bullet Camera, 4mm, True D/N, WDR, 30M IR, Micro SD/SDHC/SDXC Slot, PoE (802.3-af)/12VDC, IP67 | Ea |  | 1 Year (3 Years) | 620 | 5% | 589
82726 | Lenel | TVB-5601 | TruVision 2MPx, H.265/H.264, IP Fixed Lens Bullet Camera, 4mm, True D/N, WDR, 30m IR, Micro SD/SDHC/SDXC Slot, PoE (802.3-af)/12VDC, IP67 | Ea |  | 1 Year (3 Years) | 380 | 5% | 361
82727 | Lenel | TVB-5602 | TruVision 4MPx, H.265/H.264, IP Fixed Lens Bullet Camera, 4mm, True D/N, WDR, 30m IR, Micro SD/SDHC/SDXC Slot, PoE (802.3-af)/12VDC, IP67 | Ea |  | 1 Year (3 Years) | 410 | 5% | 389.5
82728 | Lenel | TVB-5603 | TruVision 8MPx/4K, H.265/H.264, IP Fixed Lens Bullet Camera, 4mm, True D/N, WDR, 30m IR, Micro SD/SDHC/SDXC Slot, PoE (802.3-f)/12VDC, IP67 | Ea |  | 1 Year (3 Years) | 630 | 5% | 598.5
82729 | Lenel | TVB-5604 | TruVision 2MPx, H.265/H.264, IP VF Bullet Camera, 2.8~12mm motorized, True D/N, WDR, 50m IR, Audio, I/Os, Micro SD/SDHC/SDXC Slot, PoE+ (802.3-at)/12VDC, IP67, IK10 | Ea |  | 1 Year (3 Years) | 810 | 5% | 769.5
82730 | Lenel | TVB-5605 | TruVision 4MPx, H.265/H.264, IP VF Bullet Camera, 2.8~12mm motorized, True D/N, WDR, 50m IR, Audio, I/Os, Micro SD/SDHC/SDXC Slot, PoE+ (802.3-at)/12VDC, IP67, IK10 | Ea |  | 1 Year (3 Years) | 910 | 5% | 864.5
82731 | Lenel | TVB-5606 | TruVision 8MPx/4K, H.265/H.264, IP VF Bullet Camera, 2.8~12mm motorized, True D/N, WDR, 50m IR, Audio, I/Os, Micro SD/SDHC/SDXC Slot, PoE+ (802.3-at)/12VDC, IP67, IK10 | Ea |  | 1 Year (3 Years) | 1160 | 5% | 1102
82732 | Lenel | TVC-3201 | TruVision ip box camera, 1.3mpx , wdr, true d/n, auto back focus, audio, alarm, micro sd/sdxc slot, intelligence, poe (802.3-af) /12vdc/24vac, ntsc | Ea |  | 1 Year (3 Years) | 650 | 5% | 617.5
82733 | Lenel | TVC-3202 | TruVision ip box camera, 3.0mpx , wdr, true d/n, auto back focus, audio, alarm, micro sd/sdxc slot, intelligence, poe (802.3-af) /12vdc/24vac, ntsc | Ea |  | 1 Year (3 Years) | 900 | 5% | 855
82734 | Lenel | TVC-4401 | TruVision HD-TVI Box Camera, 1080P, C/CS Lens, True D/N, WDR, 960H Monitor and TVI Dual Output, TVI and Button OSD Control, 12VDC/24VAC, NTSC | Ea |  | 1 Year (3 Years) | 240 | 5% | 228
82735 | Lenel | TVC-5401 | TruVision IP Box Camera, H.265/H.264, 2.0MPx , Super Low Light, WDR, true D/N, Auto Back Focus, Audio, Alarm, BNC, micro SD/SHDC slot , Intelligence, POE (802.3-af) /12VDC/24VAC | Ea |  | 1 Year (3 Years) | 900 | 5% | 855
82736 | Lenel | TVC-5402 | TruVision IP Box Camera, H.265/H.264, 3.0MPx , WDR, true D/N, Auto Back Focus, Audio, Alarm, BNC, micro SD/SHDC slot, Intelligence, POE (802.3-af) /12VDC/24VAC | Ea |  | 1 Year (3 Years) | 970 | 5% | 921.5
82737 | Lenel | TVC-5403 | TruVision IP Box Camera, H.265/H.264, 5.0MPx , DWDR, true D/N, Auto Back Focus, Audio, Alarm, BNC, micro SD/SHDC slot, Intelligence, POE (802.3-af) /12VDC/24VAC | Ea |  | 1 Year (3 Years) | 1080 | 5% | 1026
82738 | Lenel | TVD-3202 | TruVision ip mini dome camera, 3.0mpx , 2.8~12mm vf lens, wdr, true d/n, 30m ir,alarm, sd/shdc slot, intelligence, poe (803.af) /12vdc, ip66, ik10, ntsc | Ea |  | 1 Year (3 Years) | 1250 | 5% | 1187.5
82739 | Lenel | TVD-3203 | TruVision ip outdoor dome camera, 1.3mpx , 2.8~12mm motor lens, wdr, true d/n, 30m ir, alarm, sd/shdc slot, intelligence, poe (803.af) /24vac, heater, ip66, ik10, ntsc | Ea |  | 1 Year (3 Years) | 1100 | 5% | 1045
82740 | Lenel | TVD-3205 | TruVision ip outdoor dome camera, 3.0mpx , 8~32mm motor lens, wdr, true d/n, 50m ir, alarm, sd/shdc slot, intelligence, poe (803.af) /24vac, heater, ip66, ik10, ntsc | Ea |  | 1 Year (3 Years) | 1550 | 5% | 1472.5
82741 | Lenel | TVD-4401 | TruVision hd-tvi analog dome camera, 720p, 2.8mm lens, true d/n, dwdr, 20m ir, hd-tvi output, 12vdc, ip66, plastic, ntsc | Ea |  | 1 Year (3 Years) | 70 | 5% | 66.5
82742 | Lenel | TVD-4402 | TruVision HD-TVI analog dome camera, 720P, 2.8~12mm VF lens, True D/N, DWDR, 40m IR, 960H monitor or HD-TVI selectable output, coax & button OSD control, 12VDC/24VAC, IP66, IK10, NTSC | Ea |  | 1 Year (3 Years) | 220 | 5% | 209
82743 | Lenel | TVD-4403 | TruVision HD-TVI analog dome camera, 1080P, 2.8mm lens, True D/N, WDR, 20m IR, 960H monitor & HD-TVI dual-output, coax OSD control, 12VDC, IP66, plastic, NTSC | Ea |  | 1 Year (3 Years) | 160 | 5% | 152
82744 | Lenel | TVD-4404 | TruVision HD-TVI analog dome camera, 1080P, 2.8~12mm VF lens, True D/N, WDR, 40m IR, 960H monitor & HD-TVI dual-output, coax & button OSD control, 12VDC/24VAC, IP66, IK10, NTSC | Ea |  | 1 Year (3 Years) | 270 | 5% | 256.5
82745 | Lenel | TVD-4405 | TruVision HD-TVI Dome Camera, 1080P, 2.8~12mm Motor Lens, True D/N, WDR, 40m IR, 960H Monitor and TVI Dual Output, Coax and Button OSD Control, 12VDC/24VAC, IP66, IK10, NTSC | Ea |  | 1 Year (3 Years) | 300 | 5% | 285
82746 | Lenel | TVD-4406 | TruVision HD-TVI Dome Camera, 5MPX (used w/5MPX or higher TVI recorders), 2.8~12mm Motorized Lens, True D/N, DWDR, 40m IR, HD-TVI Output, Coax & Button OSD Control, 12VDC/24VAC, IP67, IK10, NTSC | Ea |  | 1 Year (3 Years) | 340 | 5% | 323
82747 | Lenel | TVD-5305 | TruVision IP VF Lens Dome Camera, 2MPx, 2.8~12mm motorized, True D/N, WDR, 30M IR, Audio, Alarm, Micro SD/SDHC/SDXC slot, IP67, IK10, PoE (802.3-af)/12VDC | Ea |  | 1 Year (3 Years) | 650 | 5% | 617.5
82748 | Lenel | TVD-5306 | TruVision IP VF Lens Dome Camera, 4MPx, 2.8~12mm motorized, True D/N, WDR, 30M IR, Audio, Alarm, Micro SD/SDHC/SDXC slot, IP67, IK10, PoE (802.3-af)/12VDC | Ea |  | 1 Year (3 Years) | 690 | 5% | 655.5
82749 | Lenel | TVD-5401 | TruVision IP Mini Dome Camera, H.265/H.264, 2.0MPx, 2.8~12mm motorized lens, Super Low Light, WDR, true D/N, 30m IR, Audio, Alarm, BNC, micro SD/SHDC slot, Intelligence, POE (802.3-at) /12VDC, indoor, IK10 | Ea |  | 1 Year (3 Years) | 1080 | 5% | 1026
82750 | Lenel | TVD-5402 | TruVision IP Mini Dome Camera, H.265/H.264, 3.0MPx, 2.8~12mm motorized lens, WDR, true D/N, 30m IR, Audio, Alarm, BNC, micro SD/SHDC slot, Intelligence, POE (802.3-at) /12VDC, indoor, IK10 | Ea |  | 1 Year (3 Years) | 1150 | 5% | 1092.5
82751 | Lenel | TVD-5403 | TruVision IP Mini Dome Camera, H.265/H.264, 5.0MPx , 2.8~12mm motorVF lens, DWDR, true D/N, 30m IR, Audio, Alarm, BNC, micro SD/SHDC slot, Intelligence, POE (802.3-at) /12VDC, indoor, IK10 | Ea |  | 1 Year (3 Years) | 1240 | 5% | 1178
82752 | Lenel | TVD-5404 | TruVision IP Outdoor Dome Camera, H.265/H.264, 2.0MPx , 2.8~12mm Motorized lens, Super Low Light, WDR, true D/N, 30m IR, Audio, Alarm, BNC, micro SD/SHDC slot, Intelligence, POE (802.3-at) /12VDC, Heater, IP66, IK10 | Ea |  | 1 Year (3 Years) | 1350 | 5% | 1282.5
82753 | Lenel | TVD-5405 | TruVision IP Outdoor Dome Camera, H.265/H.264, 2.0MPx , 8-32mm Motorized lens, Super Low Light, WDR, true D/N, 50m IR, Audio, Alarm, BNC, micro SD/SHDC slot, Intelligence, POE (802.3-at) /12VDC, Heater, IP66, IK10 | Ea |  | 1 Year (3 Years) | 1420 | 5% | 1349
82754 | Lenel | TVD-5406 | TruVision IP Outdoor Dome Camera, H.265/H.264, 3.0MPx , 2.8~12mm Motorized lens, WDR, true D/N, 30m IR, Audio, Alarm, BNC, micro SD/SHDC slot, Intelligence, POE (802.3-at) /12VDC, Heater, IP66, IK10 | Ea |  | 1 Year (3 Years) | 1240 | 5% | 1178
82755 | Lenel | TVD-5407 | TruVision IP Outdoor Dome Camera, H.265/H.264, 3.0MPx , 8-32mm Motorized lens, WDR, true D/N, 50m IR, Audio, Alarm, BNC, micro SD/SHDC slot, Intelligence, POE (802.3-at) /12VDC, Heater, IP66, IK10 | Ea |  | 1 Year (3 Years) | 1330 | 5% | 1263.5
82756 | Lenel | TVD-5408 | TruVision IP Outdoor Mini Dome Camera, H.265/H.264, 5.0MPx , 2.8~12mm Motorized lens, DWDR, true D/N, 30m IR, Audio, Alarm, BNC, micro SD/SHDC slot, Intelligence, POE (802.3-at) /12VDC, Heater, IP66, IK10 | Ea |  | 1 Year (3 Years) | 1440 | 5% | 1368
82757 | Lenel | TVD-5501 | TruVision 3MPx, H.265/H.264, Low Light IP Fixed Lens Dome Camera, 2.8mm, True D/N, WDR, 30M IR, Micro SD/SDHC/SDXC Slot, Audio, I/Os, PoE (802.3-af)/12VDC, IP67, IK10 | Ea |  | 1 Year (3 Years) | 410 | 5% | 389.5
82758 | Lenel | TVD-5502 | TruVision 8MPx/4K, H.265/H.264, IP Fixed Lens Dome Camera, 2.8mm, True D/N, WDR, 30M IR, Micro SD/SDHC/SDXC Slot, Audio, I/Os, PoE (802.3-af)/12VDC, IP67, IK10 | Ea |  | 1 Year (3 Years) | 630 | 5% | 598.5
82759 | Lenel | TVD-5601 | TruVision 2MPx, H.265/H.264, IP Fixed Lens Dome Camera, 2.8mm, True D/N, WDR, 30m IR, Micro SD/SDHC/SDXC Slot, Audio, I/Os, PoE (802.3-af)/12VDC, IP67, IK10 | Ea |  | 1 Year (3 Years) | 380 | 5% | 361
82760 | Lenel | TVD-5602 | TruVision 4MPx, H.265/H.264, IP Fixed Lens Dome Camera, 2.8mm, True D/N, WDR, 30m IR, Micro SD/SDHC/SDXC Slot, Audio, I/Os, PoE (802.3-af)/12VDC, IP67, IK10 | Ea |  | 1 Year (3 Years) | 410 | 5% | 389.5
82761 | Lenel | TVD-5603 | TruVision 8MPx/4K, H.265/H.264, IP Fixed Lens Dome Camera, 2.8mm, True D/N, WDR, 30m IR, Micro SD/SDHC/SDXC Slot, Audio, I/Os, PoE (802.3-af)/12VDC, IP67, IK10 | Ea |  | 1 Year (3 Years) | 630 | 5% | 598.5
82762 | Lenel | TVD-5604 | TruVision 2MPx, H.265/H.264, IP VF Dome Camera, 2.8~12mm motorized, True D/N, WDR, 30m IR, Audio, I/Os, Micro SD/SDHC/SDXC Slot, PoE (802.3-af)/12VDC, IP67, IK10 | Ea |  | 1 Year (3 Years) | 810 | 5% | 769.5
82763 | Lenel | TVD-5605 | TruVision 4MPx, H.265/H.264, IP VF Dome Camera, 2.8~12mm motorized, True D/N, WDR, 30m IR, Audio, I/Os, Micro SD/SDHC/SDXC Slot, PoE (802.3-af)/12VDC, IP67, IK10 | Ea |  | 1 Year (3 Years) | 890 | 5% | 845.5
82764 | Lenel | TVD-5606 | TruVision 8MPx/4K, H.265/H.264, IP VF Dome Camera, 2.8~12mm motorized, True D/N, WDR, 30m IR, Audio, I/Os, Micro SD/SDHC/SDXC Slot, PoE (802.3-af)/12VDC, IP67, IK10 | Ea |  | 1 Year (3 Years) | 1160 | 5% | 1102
82765 | Lenel | TVF-3101 | TruVision 360/180 degree ip dome, 3.0mp, wdr, 1.19mm fisheye lens, true d/n, 10m ir, 2 way audio (built-in mic & speaker), sd/shdc slot, poe (802.3-af) /12vdc, ntsc | Ea |  | 1 Year (3 Years) | 1380 | 5% | 1311
82766 | Lenel | TVF-3102 | TruVision 360/180 degree ip dome, 3.0mp, wdr, 1.19mm fisheye lens, true d/n, 10m ir, 2 way audio (built-in mic & speaker), sd/shdc slot, poe (802.3-af) /12vdc, ip66, ik10 , ntsc | Ea |  | 1 Year (3 Years) | 1380 | 5% | 1311
82767 | Lenel | TVF-3103 | TruVision 360/180 degree ip dome, 6.0mp, dwdr, 1.27mm fisheye lens, true d/n,10m ir, 2 way audio (built-in mic & speaker), sd/shdc slot, poe (802.3-af) /12vdc, ntsc | Ea |  | 1 Year (3 Years) | 1790 | 5% | 1700.5
82768 | Lenel | TVF-3104 | TruVision 360/180 degree ip dome, 6.0mp, dwdr, 1.27mm fisheye lens, true d/n, 10m ir, 2 way audio (built-in mic & speaker), sd/shdc slot, poe (802.3-af) /12vdc, ip66, ik10 , ntsc | Ea |  | 1 Year (3 Years) | 1790 | 5% | 1700.5
82769 | Lenel | TVK-400USB | TruVision USB keypad joystick PTZ controller. Compatible with Prism version 1.2 or newer. | Ea |  | 1 Year | 1166.67 | 5% | 1108.3365
82770 | Lenel | TVL-0101 | TruVision Covert Lens, 1.3MPx, Pinhole, 3.7mm, 2M Cable | Ea |  | 1 Year (3 Years) | 150 | 5% | 142.5
82771 | Lenel | TVL-0102 | TruVision Covert Lens, 1.3MPx, L-shape, 3.7mm, 2M Cable | Ea |  | 1 Year (3 Years) | 150 | 5% | 142.5
82772 | Lenel | TVL-0103 | TruVision Covert Lens, 1.3MPx, Cylinder, 4mm, 2M Cable | Ea |  | 1 Year (3 Years) | 150 | 5% | 142.5
82773 | Lenel | TVL-0104 | TruVision Covert Lens, 1.3MPx, Pinhole, 3.7mm, 8M Cable | Ea |  | 1 Year (3 Years) | 170 | 5% | 161.5
82774 | Lenel | TVL-0105 | TruVision Covert Lens, 1.3MPx, Cylinder, 2.0mm, 2M Cable | Ea |  | 1 Year (3 Years) | 170 | 5% | 161.5
82775 | Lenel | TVL-0106 | TruVision Covert Lens, 1.3MPx, Cylinder, 4mm, 8M Cable | Ea |  | 1 Year (3 Years) | 170 | 5% | 161.5
82776 | Lenel | TVL-0107 | TruVision Covert Lens, 1.3MPx, L-shape, 2Mm, 2M Cable | Ea |  | 1 Year (3 Years) | 150 | 5% | 142.5
82777 | Lenel | TVL-0108 | TruVision Covert Lens, 1.3MPx, Cylinder, 2Mm, 2M Cable | Ea |  | 1 Year (3 Years) | 150 | 5% | 142.5
82778 | Lenel | TVL-0109 | TruVision Covert Lens, 1.3MPx, L-shape, 2.0mm, 8M Cable | Ea |  | 1 Year (3 Years) | 170 | 5% | 161.5
82779 | Lenel | TVL-0110 | TruVision Covert Lens, 1.3MPx, Cylinder, 2.0mm, 8M Cable | Ea |  | 1 Year (3 Years) | 170 | 5% | 161.5
82780 | Lenel | TVN-1104CS-1T | TruVision NVR 11, 4 channels, 4 channel PoE switch, 40 Mbps, 1TB | Ea |  | 1 Year (3 Years) | 600 | 5% | 570
82781 | Lenel | TVN-1104CS-2T | TruVision NVR 11, 4 channels, 4 channel PoE switch, 40 Mbps, 2TB | Ea |  | 1 Year (3 Years) | 750 | 5% | 712.5
82782 | Lenel | TVN-1104-KB1 | HD H.265 PLUG-AND-PLAY POE SURVEILLANCE BUNDLE CONTAINS 1- 4-CHANNEL REAL-TIME 4-POE PORT HD NVR WITH 1TB AND 4 INDOOR-OUTDOOR HD 3 MPXL IR BULLET CAMERAS | Ea |  | 1 Year (3 Years) | 1238 | 5% | 1176.1
82783 | Lenel | TVN-1104-KW1 | KW1 HD H.265 PLUG-AND-PLAY POE SURVEILLANCE BUNDLE CONTAINS 1- 4-CHANNEL REAL-TIME 4-POE PORT HD NVR WITH 1TB AND 4 INDOOR-OUTDOOR HD 2 MPXL IR WEDGE CAMERAS | Ea |  | 1 Year (3 Years) | 1338 | 5% | 1271.1
82784 | Lenel | TVN-1108-KB1 | HD H.265 PLUG-AND-PLAY POE SURVEILLANCE BUNDLE CONTAINS 1- 8-CHANNEL REAL-TIME 8-POE PORT HD NVR WITH 2TB AND 4 INDOOR-OUTDOOR HD 3 MPXL IR BULLET CAMERAS | Ea |  | 1 Year (3 Years) | 1378 | 5% | 1309.1
82785 | Lenel | TVN-1108-KW1 | HD H.265 PLUG-AND-PLAY POE SURVEILLANCE BUNDLE CONTAINS 1- 8-CHANNEL REAL-TIME 8-POE PORT HD NVR WITH 2TB AND 4 INDOOR-OUTDOOR HD 2 MPXL IR WEDGE CAMERAS | Ea |  | 1 Year (3 Years) | 1478 | 5% | 1404.1
82786 | Lenel | TVN-1108S-2T | TruVision NVR 11, 8 channels, 8 channel PoE switch, 80Mbps, 2TB | Ea |  | 1 Year (3 Years) | 990 | 5% | 940.5
82787 | Lenel | TVN-1108S-4T | TruVision NVR 11, 8 channels, 8 channel PoE switch, 80 Mbps, 4TB | Ea |  | 1 Year (3 Years) | 1160 | 5% | 1102
82788 | Lenel | TVN-1116S-2T | TruVision NVR 11, 16 channels, 16 channel PoE switch, 160 Mbps, 2TB | Ea |  | 1 Year (3 Years) | 1200 | 5% | 1140
82789 | Lenel | TVN-1116S-4T | TruVision NVR 11, 16 channels, 16 channel PoE switch, 160 Mbps, 4TB | Ea |  | 1 Year (3 Years) | 1450 | 5% | 1377.5
82790 | Lenel | TVN-1116S-6T | TruVision NVR 11, 16 channels, 16 channel PoE switch,160 Mbps, 6TB | Ea |  | 1 Year (3 Years) | 1880 | 5% | 1786
82791 | Lenel | TVN-2208-12T | TRUVISION NVR 22, H.265, 8 CHANNEL IP, 12TB | Ea |  | 1 Year (3 Years) | 5152 | 5% | 4894.4
82792 | Lenel | TVN-2208-4T | TRUVISION NVR 22, H.265, 8 CHANNEL IP, 4TB | Ea |  | 1 Year (3 Years) | 3192 | 5% | 3032.4
82793 | Lenel | TVN-2208-8T | TRUVISION NVR 22, H.265, 8 CHANNEL IP, 8TB | Ea |  | 1 Year (3 Years) | 4152 | 5% | 3944.4
82794 | Lenel | TVN-2208S-12T | TRUVISION NVR 22, H.265, 8 CHANNEL IP, 8 CHANNEL POE, 12TB | Ea |  | 1 Year (3 Years) | 6190 | 5% | 5880.5
82795 | Lenel | TVN-2208S-12T | TRUVISION NVR 22, H.265, 8 CHANNEL IP, 8 CHANNEL POE, 12TB | Ea |  | 1 Year (3 Years) | 6190 | 5% | 5880.5
82796 | Lenel | TVN-2208S-4T | TRUVISION NVR 22, H.265, 8 CHANNEL IP, 8 CHANNEL POE, 4TB | Ea |  | 1 Year (3 Years) | 3990 | 5% | 3790.5
82797 | Lenel | TVN-2208S-4T | TRUVISION NVR 22, H.265, 8 CHANNEL IP, 8 CHANNEL POE, 4TB | Ea |  | 1 Year (3 Years) | 3990 | 5% | 3790.5
82798 | Lenel | TVN-2208S-8T | TRUVISION NVR 22, H.265, 8 CHANNEL IP, 8 CHANNEL POE, 8TB | Ea |  | 1 Year (3 Years) | 5190 | 5% | 4930.5
82799 | Lenel | TVN-2208S-8T | TRUVISION NVR 22, H.265, 8 CHANNEL IP, 8 CHANNEL POE, 8TB | Ea |  | 1 Year (3 Years) | 5190 | 5% | 4930.5
82800 | Lenel | TVN-2216-16T | TRUVISION NVR 22, H.265, 16 CHANNEL IP, 16TB | Ea |  | 1 Year (3 Years) | 6950 | 5% | 6602.5
82801 | Lenel | TVN-2216-4T | TRUVISION NVR 22, H.265, 16 CHANNEL IP, 4TB | Ea |  | 1 Year (3 Years) | 3992 | 5% | 3792.4
82802 | Lenel | TVN-2216-8T | TRUVISION NVR 22, H.265, 16 CHANNEL IP, 8TB | Ea |  | 1 Year (3 Years) | 4952 | 5% | 4704.4
82803 | Lenel | TVN-2216P-12T | TRUVISION NVR 22, H.265, 16 CHANNEL IP, 2U,12TB | Ea |  | 1 Year (3 Years) | 7390 | 5% | 7020.5
82804 | Lenel | TVN-2216P-24T | TRUVISION NVR 22, H.265, 16 CHANNEL IP, 2U, 24TB | Ea |  | 1 Year (3 Years) | 9990 | 5% | 9490.5
82805 | Lenel | TVN-2216P-6T | TRUVISION NVR 22, H.265, 16 CHANNEL IP, 2U, 6TB | Ea |  | 1 Year (3 Years) | 6400 | 5% | 6080
82806 | Lenel | TVN-2216S-12T | TRUVISION NVR 22, H.265,16 CHANNEL IP, 16 CHANNEL POE, 12TB | Ea |  | 1 Year (3 Years) | 7010 | 5% | 6659.5
82807 | Lenel | TVN-2216S-12T | TRUVISION NVR 22, H.265,16 CHANNEL IP, 16 CHANNEL POE, 12TB | Ea |  | 1 Year (3 Years) | 7010 | 5% | 6659.5
82808 | Lenel | TVN-2216S-24T | TRUVISION NVR 22, H.265,16 CHANNEL IP, 16 CHANNEL POE, 24TB | Ea |  | 1 Year (3 Years) | 7990 | 5% | 7590.5
82809 | Lenel | TVN-2216S-24T | TRUVISION NVR 22, H.265,16 CHANNEL IP, 16 CHANNEL POE, 24TB | Ea |  | 1 Year (3 Years) | 7990 | 5% | 7590.5
82810 | Lenel | TVN-2216S-4T | TRUVISION NVR 22, H.265, 16 CHANNEL IP, 16 CHANNEL POE, 4TB | Ea |  | 1 Year (3 Years) | 4990 | 5% | 4740.5
82811 | Lenel | TVN-2216S-4T | TRUVISION NVR 22, H.265, 16 CHANNEL IP, 16 CHANNEL POE, 4TB | Ea |  | 1 Year (3 Years) | 4990 | 5% | 4740.5
82812 | Lenel | TVN-2216S-8T | TRUVISION NVR 22, H.265, 16 CHANNEL IP, 16 CHANNEL POE, 8TB | Ea |  | 1 Year (3 Years) | 6190 | 5% | 5880.5
82813 | Lenel | TVN-2216S-8T | TRUVISION NVR 22, H.265, 16 CHANNEL IP, 16 CHANNEL POE, 8TB | Ea |  | 1 Year (3 Years) | 6190 | 5% | 5880.5
82814 | Lenel | TVN-2232P-12T | TRUVISION NVR 22, H.265, 32 CHANNEL IP, 2U, 12TB | Ea |  | 1 Year (3 Years) | 9990 | 5% | 9490.5
82815 | Lenel | TVN-2232P-12T | TRUVISION NVR 22, H.265, 32 CHANNEL IP, 2U, 12TB | Ea |  | 1 Year (3 Years) | 9990 | 5% | 9490.5
82816 | Lenel | TVN-2232P-24T | TRUVISION NVR 22, H.265, 32 CHANNEL IP, 2U, 24TB | Ea |  | 1 Year (3 Years) | 12100 | 5% | 11495
82817 | Lenel | TVN-2232P-24T | TRUVISION NVR 22, H.265, 32 CHANNEL IP, 2U, 24TB | Ea |  | 1 Year (3 Years) | 12100 | 5% | 11495
82818 | Lenel | TVN-2232P-48T | TRUVISION NVR 22, H.265, 32 CHANNEL IP, 2U, 48TB | Ea |  | 1 Year (3 Years) | 17600 | 5% | 16720
82819 | Lenel | TVN-2232P-48T | TRUVISION NVR 22, H.265, 32 CHANNEL IP, 2U, 48TB | Ea |  | 1 Year (3 Years) | 17600 | 5% | 16720
82820 | Lenel | TVN-2232P-6T | TRUVISION NVR 22, H.265, 32 CHANNEL IP, 2U, 6TB | Ea |  | 1 Year (3 Years) | 7200 | 5% | 6840
82821 | Lenel | TVN-2232P-6T | TRUVISION NVR 22, H.265, 32 CHANNEL IP, 2U, 6TB | Ea |  | 1 Year (3 Years) | 7200 | 5% | 6840
82822 | Lenel | TVN-7001-FAN | TruVision NVR 70, spare part, fan | Ea |  | 1 Year (3 Years) | 150 | 5% | 142.5
82823 | Lenel | TVN-7001-PS | TruVision NVR 70, spare part, internal power supply | Ea |  | 1 Year (3 Years) | 400 | 5% | 380
82824 | Lenel | TVN-7101-16T | TruVision NVR 71, 576 Mbps, 3U, 16TB | Ea |  | 1 Year (3 Years) | 8800 | 5% | 8360
82825 | Lenel | TVN-7101-32T | TruVision NVR 71, 576 Mbps, 3U, 32TB | Ea |  | 1 Year (3 Years) | 13400 | 5% | 12730
82826 | Lenel | TVN-7101-48T | TruVision NVR 71, 576 Mbps, 3U, 48TB | Ea |  | 1 Year (3 Years) | 15706 | 5% | 14920.7
82827 | Lenel | TVN-7101-64T | TruVision NVR 71, 576 Mbps, 3U, 64TB | Ea |  | 1 Year (3 Years) | 18000 | 5% | 17100
82828 | Lenel | TVN-7101-96T | TruVision NVR 71, 576 Mbps, 3U, 96TB | Ea |  | 1 Year (3 Years) | 22000 | 5% | 20900
82829 | Lenel | TVN-7101-FAN | TruVision NVR 71, spare part, fan | Ea |  | 1 Year (3 Years) | 150 | 5% | 142.5
82830 | Lenel | TVN-7101-PS | TruVision NVR 71, spare part, internal power supply | Ea |  | 1 Year (3 Years) | 400 | 5% | 380
82831 | Lenel | TVN-7101R-16T | TruVision NVR 71, RAID, 576 Mbps, 3U, 16TB | Ea |  | 1 Year (3 Years) | 11440 | 5% | 10868
82832 | Lenel | TVN-7101R-32T | TruVision NVR 71, RAID, 576 Mbps, 3U, 32TB | Ea |  | 1 Year (3 Years) | 17420 | 5% | 16549
82833 | Lenel | TVN-7101R-48T | TruVision NVR 71, RAID, 576 Mbps, 3U, 48TB | Ea |  | 1 Year (3 Years) | 20416 | 5% | 19395.2
82834 | Lenel | TVN-7101R-96T | TruVision NVR 71, RAID, 576 Mbps, 3U, 96TB | Ea |  | 1 Year (3 Years) | 25000 | 5% | 23750
82835 | Lenel | TVNAV-LIC | TruVision Navigator License Unlocks Global Advanced Features | Ea |  | 1 Year (3 Years) | 1198 | 5% | 1138.1
82836 | Lenel | TVN-HDD-4TB | TruVision NVR, HDD Expansion Kit, 4TB Storage | Ea |  | 1 Year (3 Years) | 1100 | 5% | 1045
82837 | Lenel | TVN-HDD-6TB | TruVision recorder HDD expansion kit, 6TB | Ea |  | 1 Year (3 Years) | 1500 | 5% | 1425
82838 | Lenel | TVN-HDD-8TB | TruVision NVR, HDD expansion kit,8TB storage | Ea |  | 1 Year (3 Years) | 1700 | 5% | 1615
82839 | Lenel | TVN-HDDR-4TB | TruVision recorder HDD expansion kit, 4TB raid | Ea |  | 1 Year (3 Years) | 1190 | 5% | 1130.5
82840 | Lenel | TVN-HDDR-6TB | TruVision NVR, RAID HDD expansion kit,6TB storage | Ea |  | 1 Year (3 Years) | 1590 | 5% | 1510.5
82841 | Lenel | TVP-5104 | TruVision 2 MPx, IP PTZ, 25X optical zoom, H.265, H.264, Outdoor, Pendant/Wall Mount, Super Low Light, True D/N, WDR, Audio, Alarm, micro SD/SDHC/SDXC slot, Hi-PoE (Max 60W) /24VAC, IP67, IK10 | Ea |  | 1 Year (3 Years) | 2800 | 5% | 2660
82842 | Lenel | TVP-5105 | TruVision 2 MPx, IP PTZ, 36X optical zoom, H.265, H.264, Outdoor, Pendant/Wall Mount, Super Low Light, True D/N, WDR, 200m IR, Audio, Alarm, micro SD/SDHC/SDXC slot, Hi-PoE (Max 60W)/24VAC, IP66, IK10 | Ea |  | 1 Year (3 Years) | 4200 | 5% | 3990
82843 | Lenel | TVP-6101 | TruVision HD-TVI PTZ, 1080P, 32X, WDR, Wall Mount, TVI or 960H Analog, selectable, TVI/RS485/RS422 Control, 24VAC, IK10, IP66, PAL/NTSC | Ea |  | 1 Year (3 Years) | 1450 | 5% | 1377.5
82844 | Lenel | TVP-6102 | TruVision HD-TVI PTZ, 1080P, 32X, WDR, Surface/Flush Mount, TVI or 960H Analog, selectable, TVI/RS485/RS422 Control, 24VAC, IP54, PAL/NTSC | Ea |  | 1 Year (3 Years) | 1450 | 5% | 1377.5
82845 | Lenel | TVP-6103 | TruVision HD-TVI IR PTZ, 1080P, 32X, WDR, 150m IR, Wall Mount, TVI or 960H Analog, selectable, TVI/RS485/RS422 Control, 24VAC, IP66, PAL/NTSC | Ea |  | 1 Year (3 Years) | 1700 | 5% | 1615
82846 | Lenel | TVR-1504CHD-1T | TRUVISION DVR 15HD HYBRID ,3-5MPx HD, 4 CHANNELS 1TB STORAGE | Ea |  | 1 Year (3 Years) | 610 | 5% | 579.5
82847 | Lenel | TVR-1504CHD-2T | TRUVISION DVR 15HD HYBRID ,3-5MPx HD, 4 CHANNELS 2TB STORAGE | Ea |  | 1 Year (3 Years) | 910 | 5% | 864.5
82848 | Lenel | TVR-1504CHD-4T | TRUVISION DVR 15HD HYBRID ,3-5MPx HD, 4 CHANNELS 4TB STORAGE | Ea |  | 1 Year (3 Years) | 1060 | 5% | 1007
82849 | Lenel | TVR-1508HD-2T | TRUVISION DVR 15HD HYBRID,3-5MPx HD, 8 CHANNELS 2TB STORAGE | Ea |  | 1 Year (3 Years) | 1150 | 5% | 1092.5
82850 | Lenel | TVR-1508HD-4T | TRUVISION DVR 15HD HYBRID,3-5MPx HD, 8 CHANNELS 4TB STORAGE | Ea |  | 1 Year (3 Years) | 1390 | 5% | 1320.5
82851 | Lenel | TVR-1508HD-8T | TRUVISION DVR 15HD HYBRID,3-5MPx HD, 8 CHANNELS 8TB STORAGE | Ea |  | 1 Year (3 Years) | 2050 | 5% | 1947.5
82852 | Lenel | TVR-1516HD-12T | TRUVISION DVR 15HD HYBRID,3-5MPx HD, 16 CHANNELS 12TB STORAGE | Ea |  | 1 Year (3 Years) | 3100 | 5% | 2945
82853 | Lenel | TVR-1516HD-2T | TRUVISION DVR 15HD HYBRID,3-5MPx HD, 16 CHANNELS 2TB STORAGE | Ea |  | 1 Year (3 Years) | 1380 | 5% | 1311
82854 | Lenel | TVR-1516HD-4T | TRUVISION DVR 15HD HYBRID,3-5MPx HD, 16 CHANNELS 4TB STORAGE | Ea |  | 1 Year (3 Years) | 1840 | 5% | 1748
82855 | Lenel | TVR-1516HD-8T | TRUVISION DVR 15HD HYBRID,3-5MPx HD, 16 CHANNELS 8TB STORAGE | Ea |  | 1 Year (3 Years) | 2400 | 5% | 2280
82856 | Lenel | TVR-4508HD-2T | TRUVISION DVR 45HD,8 CHANNEL,DUAL NIC,5MPx ANALOG,4MPx IP, 2TB | Ea |  | 1 Year (3 Years) | 1648 | 5% | 1565.6
82857 | Lenel | TVR-4508HD-4T | TRUVISION DVR 45HD,8 CHANNEL,DUAL NIC,5MPx ANALOG,4MPx IP, 4TB | Ea |  | 1 Year (3 Years) | 2094 | 5% | 1989.3
82858 | Lenel | TVR-4508HD-8T | TRUVISION DVR 45HD,8 CHANNEL,DUAL NIC,5MPx ANALOG,4MPx IP, 8TB | Ea |  | 1 Year (3 Years) | 2650 | 5% | 2517.5
82859 | Lenel | TVR-4516HD-12T | TRUVISION DVR 45HD,16 CHANNEL,DUAL NIC,5MPx ANALOG,4MPx IP, 12TB | Ea |  | 1 Year (3 Years) | 3998 | 5% | 3798.1
82860 | Lenel | TVR-4516HD-16T | TRUVISION DVR 45HD,16 CHANNEL,DUAL NIC,5MPx ANALOG,4MPx IP, 16TB | Ea |  | 1 Year (3 Years) | 4700 | 5% | 4465
82861 | Lenel | TVR-4516HD-2T | TRUVISION DVR 45HD,16 CHANNEL,DUAL NIC,5MPx ANALOG,4MPx IP, 2TB | Ea |  | 1 Year (3 Years) | 2008 | 5% | 1907.6
82862 | Lenel | TVR-4516HD-4T | TRUVISION DVR 45HD,16 CHANNEL,DUAL NIC,5MPx ANALOG,4MPx IP, 4TB | Ea |  | 1 Year (3 Years) | 2440 | 5% | 2318
82863 | Lenel | TVR-4516HD-8T | TRUVISION DVR 45HD,16 CHANNEL,DUAL NIC,5MPx ANALOG,4MPx IP, 8TB | Ea |  | 1 Year (3 Years) | 3304 | 5% | 3138.8
82864 | Lenel | TVT-4401 | TruVision HD-TVI Analog Turret Camera, 3MPX (used w/3MPX or higher TVI recorders), 2.8mm Lens, True D/N, WDR, 20m IR, Dual Output 960H Monitor or HD-TVI, Coax OSD Control, 12VDC, IP66, NTSC | Ea |  | 1 Year (3 Years) | 160 | 5% | 152
82865 | Lenel | TVT-4402 | TruVision HD-TVI Analog Turret Camera, 3MPX (used w/3MPX or higher TVI recorders), 2.8~12mm Motorized Lens, True D/N, WDR, 40m IR, Dual Output 960H Monitor or HD-TVI, Coax & Button OSD Control, 12VDC, IP66, NTSC | Ea |  | 1 Year (3 Years) | 260 | 5% | 247
82866 | Lenel | TVT-4403 | TruVision HD-TVI Analog Turret Camera, 5MPX (used w/5MPX or higher TVI recorders), 2.8mm Lens, True D/N, DWDR, 20m IR, HD-TVI Output, Coax OSD Control, 12VDC, IP67, NTSC | Ea |  | 1 Year (3 Years) | 180 | 5% | 171
82867 | Lenel | TVT-4404 | TruVision HD-TVI Analog Turret Camera, 5MPX (used w/5MPX or higher TVI recorders), 2.8~12mm Motorized Lens, True D/N, DWDR, 40m IR, HD-TVI Output, Coax & Button OSD Control, 12VDC, IP67, NTSC | Ea |  | 1 Year (3 Years) | 280 | 5% | 266
82868 | Lenel | TVT-5501 | TruVision 3MPx, H.265/H.264, Low Light IP Fixed Lens Turret Camera, 4mm, True D/N, WDR, 30M IR, Micro SD/SDHC/SDXC Slot, PoE (802.3-af)/12VDC, IP67 | Ea |  | 1 Year (3 Years) | 390 | 5% | 370.5
82869 | Lenel | TVT-5502 | TruVision 8MPx/4K, H.265/H.264, IP Fixed Lens Turret Camera, 4mm, True D/N, WDR, 30M IR, Micro SD/SDHC/SDXC Slot, PoE (802.3-af)/12VDC, IP67 | Ea |  | 1 Year (3 Years) | 640 | 5% | 608
82870 | Lenel | TVT-5601 | TruVision 2MPx, H.265/H.264, IP Fixed Lens Turret Camera, 2.8mm, True D/N, WDR, 30m IR, Micro SD/SDHC/SDXC Slot, PoE (802.3-af)/12VDC, IP67, Gray | Ea |  | 1 Year (3 Years) | 380 | 5% | 361
82871 | Lenel | TVT-5602 | TruVision 2MPx, H.265/H.264, IP Fixed Lens Turret Camera, 2.8mm, True D/N, WDR, 30m IR, Micro SD/SDHC/SDXC Slot, PoE (802.3-af)/12VDC, IP67, White | Ea |  | 1 Year (3 Years) | 380 | 5% | 361
82872 | Lenel | TVT-5603 | TruVision 2MPx, H.265/H.264, IP Fixed Lens Turret Camera, 2.8mm, True D/N, WDR, 30m IR, Micro SD/SDHC/SDXC Slot, PoE (802.3-af)/12VDC, IP67, Black | Ea |  | 1 Year (3 Years) | 380 | 5% | 361
82873 | Lenel | TVT-5604 | TruVision 4MPx, H.265/H.264, IP Fixed Lens Turret Camera, 2.8mm, True D/N, WDR, 30m IR, Micro SD/SDHC/SDXC Slot, PoE (802.3-af)/12VDC, IP67, Gray | Ea |  | 1 Year (3 Years) | 420 | 5% | 399
82874 | Lenel | TVT-5605 | TruVision 4MPx, H.265/H.264, IP Fixed Lens Turret Camera, 2.8mm, True D/N, WDR, 30m IR, Micro SD/SDHC/SDXC Slot, PoE (802.3-af)/12VDC, IP67, White | Ea |  | 1 Year (3 Years) | 420 | 5% | 399
82875 | Lenel | TVT-5606 | TruVision 4MPx, H.265/H.264, IP Fixed Lens Turret Camera, 2.8mm, True D/N, WDR, 30m IR, Micro SD/SDHC/SDXC Slot, PoE (802.3-af)/12VDC, IP67, Black | Ea |  | 1 Year (3 Years) | 420 | 5% | 399
82876 | Lenel | TVT-5607 | TruVision 8MPx/4K, H.265/H.264, IP Fixed Lens Turret Camera, 2.8mm, True D/N, WDR, 30m IR, Micro SD/SDHC/SDXC Slot, PoE (802.3-af)/12VDC, IP67, Gray | Ea |  | 1 Year (3 Years) | 630 | 5% | 598.5
82877 | Lenel | TVT-5608 | TruVision 2MPx, H.265/H.264, IP VF Turret Camera, 2.8~12mm motorized, True D/N, WDR, 30m IR, Audio, I/Os, Micro SD/SDHC/SDXC Slot, PoE (802.3-af)/12VDC, IP67, IK10, Gray | Ea |  | 1 Year (3 Years) | 820 | 5% | 779
82878 | Lenel | TVT-5609 | TruVision 4MPx, H.265/H.264, IP VF Turret Camera, 2.8~12mm motorized, True D/N, WDR, 30m IR, Audio, I/Os, Micro SD/SDHC/SDXC Slot, PoE (802.3-af)/12VDC, IP67, IK10, Gray | Ea |  | 1 Year (3 Years) | 880 | 5% | 836
82879 | Lenel | TVT-5610 | TruVision 4MPx, H.265/H.264, IP VF Turret Camera, 2.8~12mm motorized, True D/N, WDR, 30m IR, Audio, I/Os, Micro SD/SDHC/SDXC Slot, PoE (802.3-af)/12VDC, IP67, IK10, White | Ea |  | 1 Year (3 Years) | 880 | 5% | 836
82880 | Lenel | TVT-5611 | TruVision 8MPx/4K, H.265/H.264, IP VF Turret Camera, 2.8~12mm motorized, True D/N, WDR, 30m IR, Audio, I/Os, Micro SD/SDHC/SDXC Slot, PoE (802.3-af)/12VDC, IP67, IK10, Gray | Ea |  | 1 Year (3 Years) | 1160 | 5% | 1102
82881 | Lenel | TVW-3104 | TruVision IP Wedge Camera,1.3MPx, WiFi, 2.8mm fixed lens, DWDR, True D/N, 10M IR, SD/SHDC slot, PoE (802.3-af)/12VDC, corrosion resistant, IP66, IK8, audio, white housing, NTSC | Ea |  | 1 Year (3 Years) | 460 | 5% | 437
82882 | Lenel | TVW-5601 | TruVision 2MPx, H.265/H.264, IP Fixed Lens Wedge Camera, 2.0mm, True D/N, WDR, 10m IR, Micro SD/SDHC/SDXC Slot, Audio, I/Os, PoE (802.3-af)/12VDC, IP66, IK8, Gray | Ea |  | 1 Year (3 Years) | 490 | 5% | 465.5
82883 | Lenel | TVW-5602 | TruVision 2MPx, H.265/H.264, IP Fixed Lens Wedge Camera, 2.8mm, True D/N, WDR, 10m IR, Micro SD/SDHC/SDXC Slot, Audio, I/Os, PoE (802.3-af)/12VDC, IP66, IK8, Gray | Ea |  | 1 Year (3 Years) | 490 | 5% | 465.5
82884 | Lenel | TVW-5603 | TruVision 2MPx, H.265/H.264, IP Fixed Lens Wedge Camera, 2.8mm, True D/N, WDR, 10m IR, Micro SD/SDHC/SDXC Slot, Audio, I/Os, PoE (802.3-af)/12VDC, IP66, IK8, White | Ea |  | 1 Year (3 Years) | 490 | 5% | 465.5
82885 | Lenel | TVW-5604 | TruVision 2MPx, H.265/H.264, IP Fixed Lens Wedge Camera, 2.8mm, True D/N, WDR, 10m IR, Micro SD/SDHC/SDXC Slot, Audio, I/Os, PoE (802.3-af)/12VDC, IP66, IK8, Black | Ea |  | 1 Year (3 Years) | 490 | 5% | 465.5
82886 | Lenel | TVW-5605 | TruVision 4MPx, H.265/H.264, IP Fixed Lens Wedge Camera, 2.8mm, True D/N, WDR, 10m IR, Micro SD/SDHC/SDXC Slot, Audio, I/Os, PoE (802.3-af)/12VDC, IP66, IK8, Gray | Ea |  | 1 Year (3 Years) | 540 | 5% | 513
82887 | Lenel | TVW-6101 | TruVision HD-TVI / Analog Wedge Camera, 1080P, 2.8mm Lens, True D/N, WDR w/ TVI, 10m IR, TVI or 960H Selectable Output, TVI Control, 12VDC, IP66, IK8, PAL/NTSC | Ea |  | 1 Year (3 Years) | 180 | 5% | 171
82888 | Lenel | UPC-3232I | OnGuard 32ES to OnGuard 32ESI [when using UPS-3232I] | Ea |  | 1 Year (3 Years) | 800 | 5% | 760
82889 | Lenel | UPC-32ADV | OnGuard 32ES to OnGuard ADV [when using UPS-3264] | Ea |  | 1 Year (3 Years) | 2450 | 5% | 2327.5
82890 | Lenel | UPC-32ADVI | OnGuard 32ESI to OnGuard ADVI [when using UPS-3264I] | Ea |  | 1 Year (3 Years) | 5850 | 5% | 5557.5
82891 | Lenel | UPC-ADVADVI | OnGuard ADV to OnGuard ADVI [when using UPS-6464I] | Ea |  | 1 Year (3 Years) | 4200 | 5% | 3990
82892 | Lenel | UPC-ID32I | OnGuard IDES to OnGuard 32ESI [when using UPS-ID32I] | Ea |  | 1 Year (3 Years) | 400 | 5% | 380
82893 | Lenel | UPC-IDADVI | OnGuard IDADV to OnGuard ADVI [when using UPS-ID64I] | Ea |  | 1 Year (3 Years) | 2800 | 5% | 2660
82894 | Lenel | UPC-IDESIDADV | OnGuard IDES to OnGuard IDADV [when using UPS-IDESADV] | Ea |  | 1 Year (3 Years) | 3450 | 5% | 3277.5
82895 | Lenel | UPC-OCCE2OCC | Upgrade (1 Client Seat) OnGuard Credentials 32ES to OnGuard Credentials. To be used when upgrading an OnGuard System/Server from 32ES to ADV/PRO. | Ea |  | 1 Year | 3000 | 5% | 2850
82896 | Lenel | UPC-OMCE2OMC | Upgrade (1 Client Seat) OnGuard Monitor 32ES to OnGuard Monitor. To be used when upgrading an OnGuard System/Server from 32ES to ADV/PRO. | Ea |  | 1 Year | 2600 | 5% | 2470
82897 | Lenel | UPS-3232I | OnGuard 32ES to OnGuard 32ESI | Ea |  | 1 Year (3 Years) | 1550 | 5% | 1472.5
82898 | Lenel | UPS-3264 | OnGuard 32ES to OnGuard ADV | Ea |  | 1 Year (3 Years) | 3070 | 5% | 2916.5
82899 | Lenel | UPS-3264I | OnGuard 32ESI to OnGuard ADVI | Ea |  | 1 Year (3 Years) | 7520 | 5% | 7144
82900 | Lenel | UPS-6464I | OnGuard ADV to OnGuard ADVI | Ea |  | 1 Year (3 Years) | 6000 | 5% | 5700
82901 | Lenel | UPS-64PRO | OnGuard ADV to OnGuard PRO | Ea |  | 1 Year (3 Years) | 12990 | 5% | 12340.5
82902 | Lenel | UPS-64PROI | OnGuard ADVI to OnGuard PROI | Ea |  | 1 Year (3 Years) | 17190 | 5% | 16330.5
82903 | Lenel | UPS-ID32I | OnGuard IDES to OnGuard 32ESI | Ea |  | 1 Year (3 Years) | 930 | 5% | 883.5
82904 | Lenel | UPS-ID64I | OnGuard IDADV to OnGuard ADVI | Ea |  | 1 Year (3 Years) | 5400 | 5% | 5130
82905 | Lenel | UPS-IDESADV | OnGuard IDES to OnGuard IDADV | Ea |  | 1 Year (3 Years) | 3050 | 5% | 2897.5
82906 | Lenel | UPS-IDPRO | OnGuard IDADV to OnGuard IDPRO | Ea |  | 1 Year (3 Years) | 12390 | 5% | 11770.5
82907 | Lenel | UPS-IDPROI | OnGuard IDPRO to OnGuard PROI | Ea |  | 1 Year (3 Years) | 10200 | 5% | 9690
82908 | Lenel | UPS-LTMAS1 | Enterprise Master Lite server to Enterprise Master Server | Ea |  | 1 Year (3 Years) | 26000 | 5% | 24700
82909 | Lenel | UPS-LTREG1 | Enterprise Regional Lite server to Enterprise Regional Server | Ea |  | 1 Year (3 Years) | 10000 | 5% | 9500
82910 | Lenel | UPS-PROI | OnGuard PRO to OnGuard PROI | Ea |  | 1 Year (3 Years) | 10200 | 5% | 9690
82911 | Lenel | UPS-SMREG | Enterprise Regional SM server to Enterprise Regional Lite Server | Ea |  | 1 Year (3 Years) | 16000 | 5% | 15200
82912 | Lenel | USB2-OTGE100 | USB to Ethernet converter, for LNL-X Series Controllers only. Provides optional Secondary NIC connection. Second NIC should be on different subnet than primary NIC. | Ea |  | 1 Year (3 Years) | 59 | 5% | 56.05
82913 | Lenel | VDC-DS4316HWIE | 16-Channel BNC H.264 Video Encoder Card, PCI-Express x1 | Ea |  | 1 Year (3 Years) | 500 | 5% | 475
82914 | Lenel | WMC251-1W-2T-150 | IP55 803-22b/g/n 150Mbps Outdoor WLAN AP/Bridge/Route 12dBi Patch Antenna, Optional RF | Ea |  | 1 Year (3 Years) | 240 | 5% | 228
82915 | Lenel | WMC252-1W-1T-300 | IP55 802.11a/n, 5GHz, 300Mbps Outdoor WLAN CPE, built-in 14 dBi antenna | Ea |  | 1 Year (3 Years) | 320 | 5% | 304
82916 | Lenel | WMC303-1W-1T-1200 | 1200Mbps 802.11ac Dual Band Ceiling Mount Wireless Access Point | Ea |  | 1 Year (3 Years) | 340 | 5% | 323
82917 | Lenel | WPR400-DT | Wireless Portable Signal Tester; batter-operated; with dummer trim reader cover | Ea |  | 1 Year (3 Years) | 1036 | 5% | 984.2
82918 | Lenel | WPR400-KP | Keypad Only Reader; battery-operated handheld unit | Ea |  | 1 Year (3 Years) | 1426 | 5% | 1354.7
82919 | Lenel | WPR400-MG | Magnetic Stripe Reader [insert]; battery-operated handheld unit | Ea |  | 1 Year (3 Years) | 1516 | 5% | 1440.2
82920 | Lenel | WPR400-MGK | Magnetic Stripe Reader [insert] and Keyapd; battery-operated handheld unit | Ea |  | 1 Year (3 Years) | 1567 | 5% | 1488.65
82921 | Lenel | WPR400-MT | Multi-Technology Reader; battery-operated handheld unit | Ea |  | 1 Year (3 Years) | 1642 | 5% | 1559.9
82922 | Lenel | WPR400-MTK | Multi-Technology Reader with keyapd; battery-operated handheld unit | Ea |  | 1 Year (3 Years) | 1695 | 5% | 1610.25
82923 | Lenel | WPR401-FMK | FIPS Multi-Technology Reader with Keypad; battery-operated handheld unit | Ea |  | 1 Year (3 Years) | 1789 | 5% | 1699.55
82924 | Lenel | WSHLDMT-BLU | Windshield Mount, suction cup, adhesive for ID 1 style credential, Blue (Qty 10) | Ea |  | 1 Year (3 Years) | 80 | 5% | 76
82925 | Lenel | WSHLDMT-BLU-BULK | Windshield Mount, suction cup, adhesive for ID 1 style credential, Blue (Qty 250) | Ea |  | 1 Year (3 Years) | 1800 | 5% | 1710
82926 | Lenel | WSHLDMT-CLR | Windshield Mount, suction cup, adhesive for ID 1 style credential, Clear (Qty 10) | Ea |  | 1 Year (3 Years) | 80 | 5% | 76
82927 | Lenel | WSHLDMT-CLR-BULK | Windshield Mount, suction cup, adhesive for ID 1 style credential, Clear (Qty 250) | Ea |  | 1 Year (3 Years) | 1800 | 5% | 1710
82928 | Lenel | WSHLDMT-CUPS | Suction Cups for WSHLDMT - Kit contains (200) cups | Ea |  | 1 Year (3 Years) | 200 | 5% | 190
82929 | Lenel | WSHLDMT-TAPE | Double sided tape for WSHLDMT - Kit contains (200) pieces | Ea |  | 1 Year (3 Years) | 200 | 5% | 190
82930 | Lenel | WSHLDMT-WHT | Windshield Mount, suction cup, adhesive for ID 1 style credential, White (Qty 10) | Ea |  | 1 Year (3 Years) | 80 | 5% | 76
82931 | Lenel | WSHLDMT-WHT-BULK | Windshield Mount, suction cup, adhesive for ID 1 style credential, White (Qty 250) | Ea |  | 1 Year (3 Years) | 1800 | 5% | 1710
82932 | Lenel | Z11-00000000US00 | Zebra ZXP Series 1 Single-Sided Card Printer, USB, US Power Cord, 1 Year Loaner Program | Ea |  | 1 Year (3 Years) | 1595 | 5% | 1515.25
82933 | Lenel | Z11-000C0000US00 | Zebra ZXP Series 1 Single-Sided Card Printer, USB, Ethernet Connectivity, US Power Cord, 1 Year Loaner Program | Ea |  | 1 Year (3 Years) | 1895 | 5% | 1800.25
82934 | Lenel | Z11-0M000000US00 | Zebra ZXP Series 1 Single-Sided Card Printer, USB, US Power Cord, Magnetic Encoder, 1 Year Loaner Program | Ea |  | 1 Year (3 Years) | 2095 | 5% | 1990.25
82935 | Lenel | Z31-00000200US00 | Zebra ZXP Series 3 Single-Sided Card Printer, USB, US Power Cord | Ea |  | 1 Year (3 Years) | 1995 | 5% | 1895.25
82936 | Lenel | Z32-00000200US00 | Zebra ZXP Series 3 Dual-Sided Card Printer, USB, US Cord | Ea |  | 1 Year (3 Years) | 2895 | 5% | 2750.25
82937 | Lenel | Z32-0M000200US00 | Zebra ZXP Series 3 Dual-Sided Card Printer, USB, US Cord, Mag Encoder | Ea |  | 1 Year (3 Years) | 3395 | 5% | 3225.25
82938 | Lenel | Z71-000C0000US00 | Zebra ZXP Series 7 Single-Sided Card Printer; USB and Ethernet Connectivity; US Power Cord | Ea |  | 1 Year (3 Years) | 3295 | 5% | 3130.25
82939 | Lenel | Z71-0M0C0000US00 | Zebra ZXP Series 7 Single-Sided Card Printer; Magnetic Encoder; USB and Ethernet Connectivity; US Power Cord | Ea |  | 1 Year (3 Years) | 3795 | 5% | 3605.25
82940 | Lenel | Z72-000C0000US00 | Zebra ZXP Series 7 Dual-Sided Card Printer; USB and Ethernet Connectivity; US Power Cord | Ea |  | 1 Year (3 Years) | 3995 | 5% | 3795.25
82941 | Lenel | Z72-0M0C0000US00 | Zebra ZXP Series 7 Dual-Sided Card Printer; Magnetic Encoder; USB and Ethernet Connectivity; US Power Cord | Ea |  | 1 Year (3 Years) | 4495 | 5% | 4270.25
82942 | Lenel | Z73-000C0000US00 | Zebra ZXP Series 7 Dual-Sided Card Printer and Single-Sided Laminator; USB and Ethernet Connectivity; US Power Cord | Ea |  | 1 Year (3 Years) | 6495 | 5% | 6170.25
82943 | Lenel | Z74-000C0000US00 | Zebra ZXP Series 7 Dual-Sided Card Printer and Dual-Sided Laminator; USB and Ethernet Connectivity; US Power Cord | Ea |  | 1 Year (3 Years) | 7495 | 5% | 7120.25
82944 | Lenel | Z74-0M0C0000US00 | Zebra ZXP Series 7 Dual-Sided Card Printer and Dual-Sided Laminator; Magnetic Encoder; USB and Ethernet Connectivity; US Power Cord | Ea |  | 1 Year (3 Years) | 7995 | 5% | 7595.25
82945 | Lenel | Z91-000C0000US00 | ZEBRA ZXP SERIES 9 RETRANSFER SINGLE-SIDED CARD PRINTER, USB AND ETHERNET CONNECTIVITY, US POWER CORD | Ea |  | 1 Year (3 Years) | 4175 | 5% | 3966.25
82946 | Lenel | Z91-0M0C0000US00 | ZEBRA ZXP SERIES 9 RETRANSFER SINGLE-SIDED CARD PRINTER, MAGNETIC ENCODER, USB AND ETHERNET CONNECTIVITY, US POWER CORD | Ea |  | 1 Year (3 Years) | 4675 | 5% | 4441.25
82947 | Lenel | Z92-000C0000US00 | Zebra ZXP Series 9 Retransfer Dual-Sided Card Printer, USB and Ethernet Connectivity, US Power Cord | Ea |  | 1 Year (3 Years) | 5220 | 5% | 4959
82948 | Lenel | Z92-0M0C0000US00 | Zebra ZXP Series 9 Retransfer Dual-Sided Card Printer, Magnetic Encoder, USB and Ethernet Connectivity, US Power Cord | Ea |  | 1 Year (3 Years) | 5720 | 5% | 5434
82949 | Lenel | ZXP-105999-302 | ZXP Series 3 - Cleaning Kit; includes 4 print engine cleaning cards and 4 feeder cleaning cards [enough for 4,000 prints] | Ea |  | 1 Year (3 Years) | 35 | 5% | 33.25
82950 | Lenel | ZXP-105999-801 | ZXP Series 8 - Cleaning Kit; includes 12 X & Y roller cleaning cards and 3 Hot roller cleaning cards [enough for 60,000 prints] | Ea |  | 1 Year (3 Years) | 74 | 5% | 70.3
82951 | Lenel | ZXP1-105999-101 | Zebra ZXP Series 1, Cleaning Kit, 4 print engine cleaning cards and 4 feeder cleaning cards (1000 prints/card) | Ea |  | 1 Year (3 Years) | 35 | 5% | 33.25
82952 | Lenel | ZXP1-800011-101 | Zebra Load-N-Go monochrome ribbon for ZXP Series 1 Black | Ea |  | 1 Year (3 Years) | 30 | 5% | 28.5
82953 | Lenel | ZXP1-800011-140 | Zebra Load-N-Go color ribbon for ZXP Series 1 YMCKO | Ea |  | 1 Year (3 Years) | 45 | 5% | 42.75
82954 | Lenel | ZXP3-800033-801 | ZXP Series 3- ix Series monochrome ribbon Black [1000 prints per roll] | Ea |  | 1 Year (3 Years) | 22 | 5% | 20.9
82955 | Lenel | ZXP3-800033-840 | ZXP Series 3 - ix Series color ribbon YMCKO [200 prints per roll] | Ea |  | 1 Year (3 Years) | 70 | 5% | 66.5
82956 | Lenel | ZXP3-800033-848 | ZXP Series 3 - ix Series color ribbon YMCKOK [165 prints per roll] | Ea |  | 1 Year (3 Years) | 80 | 5% | 76
82957 | Lenel | ZXP3-800033-850 | ZXP Series 3 - ix Series color ribbon KdO [500 prints per roll] | Ea |  | 1 Year (3 Years) | 80 | 5% | 76
82958 | Lenel | ZXP3-800033-860 | ZXP Series 3 - ix Series color ribbon KrO [500 prints per roll] | Ea |  | 1 Year (3 Years) | 95 | 5% | 90.25
82959 | Lenel | ZXP7-105999-701 | Zebra ZXP Series 7 Print Station Cleaning Kit (Includes 12 feeder and print path cleaning cards for 60;000 prints) | Ea |  | 1 Year (3 Years) | 125 | 5% | 118.75
82960 | Lenel | ZXP7-105999-704 | Zebra ZXP Series 7 Print Station and Laminator Cleaning Kit (Includes 12 feeder; print path and laminator cleaning cards; 12 cleaning swabs; and 3 adhesive cleaning cards for 60;000 prints) | Ea |  | 1 Year (3 Years) | 195 | 5% | 185.25
82961 | Lenel | ZXP7-800077-701 | ZXP Series 7 - ix Series monochrome ribbon for ZXP Series 7 Back; 2500 prints per roll | Ea |  | 1 Year (3 Years) | 40 | 5% | 38
82962 | Lenel | ZXP7-800077-740 | ZXP Series 7 - ix Series color ribbon for ZXP Series 7 YMCKO; 250 prints per roll | Ea |  | 1 Year (3 Years) | 90 | 5% | 85.5
82963 | Lenel | ZXP7-800077-742 | ZXP Series 7 - ix Series color ribbon for ZXP Series 7 YMCKO; 750 prints per roll | Ea |  | 1 Year (3 Years) | 240 | 5% | 228
82964 | Lenel | ZXP7-800077-748 | ZXP Series 7 - ix Series color ribbon for ZXP Series 7 YMCKOK; 250 prints per roll | Ea |  | 1 Year (3 Years) | 130 | 5% | 123.5
82965 | Lenel | ZXP7-800077-749 | ZXP Series 7 - ix Series color ribbon for ZXP Series 7 YMCKOK; 750 prints per roll | Ea |  | 1 Year (3 Years) | 330 | 5% | 313.5
82966 | Lenel | ZXP7-800077-770 | ZXP Series 7 - ix Series color ribbon for ZXP Series 7 YMCUvK; 750 prints per roll | Ea |  | 1 Year (3 Years) | 375 | 5% | 356.25
82967 | Lenel | ZXP7-800085-912 | ZXP Series 7 - 1 mil Laminate for ZXP Series 7; Bottom; Mag Stripe; 750 prints per roll | Ea |  | 1 Year (3 Years) | 140 | 5% | 133
82968 | Lenel | ZXP7-800085-913 | ZXP Series 7 - 1 mil Laminate for ZXP Series 7; Top; Smart Card; 750 prints per roll | Ea |  | 1 Year (3 Years) | 145 | 5% | 137.75
82969 | Lenel | ZXP7-800085-914 | ZXP Series 7 - 1 mil Laminate for ZXP Series 7; Top; Full Clear; 750 prints per roll | Ea |  | 1 Year (3 Years) | 115 | 5% | 109.25
82970 | Lenel | ZXP7-800085-918 | ZXP Series 7 - 1 mil Laminate for ZXP Series 7; Bottom; Full Clear; 750 prints per roll | Ea |  | 1 Year (3 Years) | 115 | 5% | 109.25
82971 | Lenel | ZXP8-800012-445 | ZXP Series 8 - i Series color ribbon YMCK [625 prints per roll] | Ea |  | 1 Year (3 Years) | 240 | 5% | 228
82972 | Lenel | ZXP8-800012-480 | ZXP Series 8 - i Series color ribbon YMCKK [500 prints per roll] | Ea |  | 1 Year (3 Years) | 230 | 5% | 218.5
82973 | Lenel | ZXP8-800012-543 | ZXP Series 8 - i Series color ribbon YMCUvK [500 prints per roll] | Ea |  | 1 Year (3 Years) | 270 | 5% | 256.5
82974 | Lenel | ZXP8-800012-601 | ZXP Series 8- i Series Clear Transfer Film [1250 prints per roll single sided & 625 prints per roll dual sided] | Ea |  | 1 Year (3 Years) | 125 | 5% | 118.75
82975 | Lenel | ZXP8-800012-901 | ZXP Series 8 - i Series monochrome ribbon Black [2500 prints per roll] | Ea |  | 1 Year (3 Years) | 150 | 5% | 142.5
82976 | Louroe | APR-1 | Single Zone Audio Monitoring Base Station | EA |  | 1 Year (2 Years) | 322.18 | 6% | 302.8492
82977 | Louroe | AD-1 | AD-1 12Vdc/500mA AC Adapter | EA |  | 1 Year (2 Years) | 28.99 | 6% | 27.2506
82978 | Louroe | AD-1U | AD-1U Universal Pwr. Supply 110/240 12Vdc. 1A | EA |  | 1 Year (2 Years) | 52.62 | 6% | 49.4628
82979 | Louroe | AD-3 | AD-3 Psd-2410Vdc /1A. AC Adapter | EA |  | 1 Year (2 Years) | 62.29 | 6% | 58.5526
82980 | Louroe | AD-3U | AD-3U 24Vdc.1A. Universal Pwr.Supply, Switching 110-240vac | EA |  | 1 Year (2 Years) | 76.24 | 6% | 71.6656
82981 | Louroe | AD--6PS | DG25, Power Supply Ps15V.12A | EA |  | 1 Year (2 Years) | 613.22 | 6% | 576.4268
82982 | Louroe | Aggression Detector | Embedded option of Analytics Software for Aggression and Two-Years of Software Assurance | EA |  | 1 Year (2 Years) | 727.65 | 6% | 683.991
82983 | Louroe | A-ML | Ceiling Mount Microphone | EA |  | 1 Year (2 Years) | 143.53 | 6% | 134.9182
82984 | Louroe | A-ML | Ceiling Mount Microphone | EA |  | 1 Year (2 Years) | 139.36 | 6% | 130.9984
82985 | Louroe | AOP530 | Speakerphone with Pushbutton, Full-Duplex Communication and DSP | EA |  | 1 Year (2 Years) | 543.8 | 6% | 511.172
82986 | Louroe | AOP540 | Speakerphone, Full-Duplex Communication and DSP technology | EA |  | 1 Year (2 Years) | 514.14 | 6% | 483.2916
82987 | Louroe | AOP540 w/SWLogo | Speakerphone, Full-Duplex Communication and DSP technology sith SW24 Logo | EA |  | 1 Year (2 Years) | 514.14 | 6% | 483.2916
82988 | Louroe | AOPSP Backbox | Aluminum Backbox for AOPSP Surface Mount | EA |  | 1 Year (2 Years) | 48.48 | 6% | 45.5712
82989 | Louroe | AOP-SP-CF | Speakerphone, Ceiling Mount Flush | EA |  | 1 Year (2 Years) | 512.27 | 6% | 481.5338
82990 | Louroe | AOP-SP-CS | Speakerphone, Ceiling Mount Surface | EA |  | 1 Year (2 Years) | 533.75 | 6% | 501.725
82991 | Louroe | AOP-SP-E | Speakerphone, Outdoor Model, Wall Mount Surface/Flush | EA |  | 1 Year (2 Years) | 517.63 | 6% | 486.5722
82992 | Louroe | AOP-SP-PB | Speakerphone with Pushbutton Flush or Surface | EA |  | 1 Year (2 Years) | 543.41 | 6% | 510.8054
82993 | Louroe | AOP-SP-W | Speakerphone Wall Mount, Surface/Flush | EA |  | 1 Year (2 Years) | 528.37 | 6% | 496.6678
82994 | Louroe | AP-1TB | Single Zone Base Station With Talkback | EA |  | 1 Year (2 Years) | 581 | 6% | 546.14
82995 | Louroe | AP-1TB-RM | Single Zone Base Station With Rack Mount | EA |  | 1 Year (2 Years) | 738.25 | 6% | 693.955
82996 | Louroe | AP-2 | 2 Zone Audio Monitoring Base Station | EA |  | 1 Year (2 Years) | 473.61 | 6% | 445.1934
82997 | Louroe | AP-2-RM | 2 Zone Audio Monitoring Base Station, Rack Mounted | EA |  | 1 Year (2 Years) | 630.85 | 6% | 592.999
82998 | Louroe | AP-4 | 4 Zone Audio Monitoring Base Station | EA |  | 1 Year (2 Years) | 605.7 | 6% | 569.358
82999 | Louroe | AP-4-RM | 4 Zone Audio Monitoring Base Station, Rack Mounted | EA |  | 1 Year (2 Years) | 762.95 | 6% | 717.173
83000 | Louroe | AP-4TB | 4 Zone Base Station With Talkback | EA |  | 1 Year (2 Years) | 1512.02 | 6% | 1421.2988
83001 | Louroe | AP-4TB-RM | 4 Zone With Talkback Base Station With Rack Mount | EA |  | 1 Year (2 Years) | 2069.78 | 6% | 1945.5932
83002 | Louroe | AP-8 | 8 Zone Audio Monitoring Base Station | EA |  | 1 Year (2 Years) | 868.81 | 6% | 816.6814
83003 | Louroe | AP-8-RM | 8 Zone Audio Monitoring Base Station, Rack Mounted | EA |  | 1 Year (2 Years) | 1026.06 | 6% | 964.4964
83004 | Louroe | AP-8TB | 8 Zone Base Station With Talkback | EA |  | 1 Year (2 Years) | 1751.09 | 6% | 1646.0246
83005 | Louroe | AP-8TB-RM | 8 Zone Base Station with Talkback With Rack Mount | EA |  | 1 Year (2 Years) | 2213.27 | 6% | 2080.4738
83006 | Louroe | APR-1-RM | Single Zone Audio Monitoring Base Station Rack Mounted | EA |  | 1 Year (2 Years) | 499.08 | 6% | 469.1352
83007 | Louroe | ASK-4® #101 | Single Zone Base Station w/Verifact® A Microphone | EA |  | 1 Year (2 Years) | 455.43 | 6% | 428.1042
83008 | Louroe | ASK-4® #101-B | Single Zone Base Station w/Verifact® B Microphone | EA |  | 1 Year (2 Years) | 464.18 | 6% | 436.3292
83009 | Louroe | ASK-4® #101-C | Single Zone Base Station w/Verifact® C Microphone | EA |  | 1 Year (2 Years) | 455.4 | 6% | 428.076
83010 | Louroe | ASK-4® #101-DV | Single Zone Base Station w/Verifact® DV Microphone | EA |  | 1 Year (2 Years) | 480.61 | 6% | 451.7734
83011 | Louroe | ASK-4® #101-E | Single Zone Base Station w/Verifact® E Microphone | EA |  | 1 Year (2 Years) | 507.98 | 6% | 477.5012
83012 | Louroe | ASK-4® #101-RM | Single Zone Base stationw/Verifact® A Microphone/Rack Mounted | EA |  | 1 Year (2 Years) | 611.52 | 6% | 574.8288
83013 | Louroe | ASK-4® #102-RM | Single Zone Base Station w/Verifact® D Microphone/Rack Mounted | EA |  | 1 Year (2 Years) | 571.88 | 6% | 537.5672
83014 | Louroe | ASK-4® #104 | Four Zone Base Station w/Verifact® A Microphones | EA |  | 1 Year (2 Years) | 10499.14 | 6% | 9869.1916
83015 | Louroe | ASK-4® #108 | Eight Zone Base Station w/Verifact® A Microphones | EA |  | 1 Year (2 Years) | 1664.08 | 6% | 1564.2352
83016 | Louroe | ASK-4® #122 | Two Zone Base Station w/Verifact® A Microphones | EA |  | 1 Year (2 Years) | 823.28 | 6% | 773.8832
83017 | Louroe | ASK-4® #300 | Interfaces with DVR's, IP Network Cameras, Video Servers | EA |  | 1 Year (2 Years) | 361.27 | 6% | 339.5938
83018 | Louroe | ASK-4® #302 | Two Zone Audio Interface w/2 A Microphones | EA |  | 1 Year (2 Years) | 572.57 | 6% | 538.2158
83019 | Louroe | ASK-4® #304 | Four Zone Audio Interface w/4 A Microphones | EA |  | 1 Year (2 Years) | 936.65 | 6% | 880.451
83020 | Louroe | ASK-4® #401 | Single Zone Base Station w/A Mics/RN-2 Mixer for wider coverage | EA |  | 1 Year (2 Years) | 698.48 | 6% | 656.5712
83021 | Louroe | ASK-4® #431 | Single Zone Audio Interface w/Mixer/2 A Microphones | EA |  | 1 Year (2 Years) | 608.16 | 6% | 571.6704
83022 | Louroe | ASK-4® #501 | Single Zone, Bi-directional, w/ TLM-W | EA |  | 1 Year (2 Years) | 901.9 | 6% | 847.786
83023 | Louroe | ASK-4® #501-TLI-CF | Single Zone, Bi-directional w/ TLI-CF | EA |  | 1 Year (2 Years) | 938.39 | 6% | 882.0866
83024 | Louroe | ASK-4® #501-TLI-CS | Single Zone, Bi-directional w/ TLI-CS | EA |  | 1 Year (2 Years) | 951.94 | 6% | 894.8236
83025 | Louroe | ASK-4® #601 | Single Zone Base Station w/ A Microphone w/ Mute Switch | EA |  | 1 Year (2 Years) | 619.64 | 6% | 582.4616
83026 | Louroe | ASK-4® #631 | Interface w/ A Microphone w/Mute Switch | EA |  | 1 Year (2 Years) | 487.19 | 6% | 457.9586
83027 | Louroe | ASK-4® #102 | Single Zone Base Station w/Verifact® D Microphone | EA |  | 1 Year (2 Years) | 455.43 | 6% | 428.1042
83028 | Louroe | ASK-4® #350 | IF-PX Interface PoE Extractor w/ A Microphone | EA |  | 1 Year (2 Years) | 552.61 | 6% | 519.4534
83029 | Louroe | ASK-4® #370 | IF-PX Interface PoE Extractor w/ AOP-SP-CF Speakerphone | EA |  | 1 Year (2 Years) | 874.73 | 6% | 822.2462
83030 | Louroe | B-ML | High Ceiling Applications Microphone | EA |  | 1 Year (2 Years) | 192.23 | 6% | 180.6962
83031 | Louroe | BR-4WS | TLM Speaker Grill Baffle, Ceiling Flush Mount | EA |  | 1 Year (2 Years) | 34.41 | 6% | 32.3454
83032 | Louroe | BR-8VP | Vandal Resistant TLI Speaker Grill Baffle, Ceiling Flush Mount | EA |  | 1 Year (2 Years) | 98.01 | 6% | 92.1294
83033 | Louroe | BR-8WS | TLI Speaker Grill Baffle, Ceiling Flush Mount | EA |  | 1 Year (2 Years) | 34.41 | 6% | 32.3454
83034 | Louroe | Car Alarm Detector | Embedded option of Analytics Software for Car Alarm and Two-Years of Software Assurance | EA |  | 1 Year (2 Years) | 330.75 | 6% | 310.905
83035 | Louroe | C-ML | Special Applications Microphone | EA |  | 1 Year (2 Years) | 140.25 | 6% | 131.835
83036 | Louroe | DCS | Call Station With Pushbutton | EA |  | 1 Year (2 Years) | 177.2 | 6% | 166.568
83037 | Louroe | DCS-1 | Call Station With Pushbutton And Built-In Microphone | EA |  | 1 Year (2 Years) | 269.09 | 6% | 252.9446
83038 | Louroe | DG-12II | 12 Zone Sound Activated "Duress Guard" Base Station | EA |  | 1 Year (2 Years) | 8752.55 | 6% | 8227.397
83039 | Louroe | DG-25III | 25 Zone Sound Activated "Duress Guard" Base Station | EA |  | 1 Year (2 Years) | 13477.85 | 6% | 12669.179
83040 | Louroe | DG-MA | Monitor/Talkback Amplifier | EA |  | 1 Year (2 Years) | 3575.62 | 6% | 3361.0828
83041 | Louroe | DIGIFACT E | Outdoor Digital IP Microphone w/ Audio Analytics Capability | EA |  | 1 Year (2 Years) | 638.82 | 6% | 600.4908
83042 | Louroe | DIGIFACT™ A | Ceiling Mount Digital IP Microhpone w/ Audio Analytics Capability | EA |  | 1 Year (2 Years) | 456.34 | 6% | 428.9596
83043 | Louroe | D-ML | Wall Mount Microphone | EA |  | 1 Year (2 Years) | 167.39 | 6% | 157.3466
83044 | Louroe | DV-ML | Vandal Resistant Microphone | EA |  | 1 Year (2 Years) | 188.77 | 6% | 177.4438
83045 | Louroe | E-ML | Outdoor or Moist Conditions Microphone | EA |  | 1 Year (2 Years) | 224.15 | 6% | 210.701
83046 | Louroe | ERD-8 Backbox | Steel Backbox for TLI-CF | EA |  | 1 Year (2 Years) | 39.09 | 6% | 36.7446
83047 | Louroe | Glass Break Detector | Embedded option of Analytics Software for Glass Break and Two-Years of Software Assurance | EA |  | 1 Year (2 Years) | 99.23 | 6% | 93.2762
83048 | Louroe | Gunshot Detector | Embedded option of Analytics Software for Gunshot and Two-Years of Software Assurance | EA |  | 1 Year (2 Years) | 860 | 6% | 808.4
83049 | Louroe | HD-10 | Headphone Distribtion Box(Holds 10) | EA |  | 1 Year (2 Years) | 107.39 | 6% | 100.9466
83050 | Louroe | HHM-1020 | Hand Held Microphone Dynamic Dual Imped | EA |  | 1 Year (2 Years) | 43.92 | 6% | 41.2848
83051 | Louroe | HP-15-135-B | 8 Ohm Stereo Headphones | EA |  | 1 Year (2 Years) | 59.11 | 6% | 55.5634
83052 | Louroe | MR-4 | 4'' Mounting Ring For TLM Ceiling Surface Mount | EA |  | 1 Year (2 Years) | 68.81 | 6% | 64.6814
83053 | Louroe | MR-8 | 8'' Mounting Ring For TLM Ceiling Surface Mount | EA |  | 1 Year (2 Years) | 75.07 | 6% | 70.5658
83054 | Louroe | MS-1 | Mute Switch | EA |  | 1 Year (2 Years) | 173.97 | 6% | 163.5318
83055 | Louroe | MS-2-REC | Mute Switch For Microphone & Recorder | EA |  | 1 Year (2 Years) | 134.5 | 6% | 126.43
83056 | Louroe | PTA-1 | Portable Test Amplifier | EA |  | 1 Year (2 Years) | 242.94 | 6% | 228.3636
83057 | Louroe | SG-1 | Sound Generator | EA |  | 1 Year (2 Years) | 75.07 | 6% | 70.5658
83058 | Louroe | SSB-2 | Support Bridge For TLI Series | EA |  | 1 Year (2 Years) | 28.99 | 6% | 27.2506
83059 | Louroe | TLI | Bi-Directional Speaker Microphone No Housing | EA |  | 1 Year (2 Years) | 289.96 | 6% | 272.5624
83060 | Louroe | TLI-CF | Bi-Directional Speaker Microphone Ceiling Flush Mount | EA |  | 1 Year (2 Years) | 360.85 | 6% | 339.199
83061 | Louroe | TLI-CS | Bi-Directional Speaker Microphone Ceiling Surface Mount | EA |  | 1 Year (2 Years) | 375.87 | 6% | 353.3178
83062 | Louroe | TLI-VR-F | Bi-Directional Microphone With Ceiling Flush Speaker Grill Plate / Vandal Resistant | EA |  | 1 Year (2 Years) | 382.32 | 6% | 359.3808
83063 | Louroe | TLI-VR-SQ | Bi-Directional Vandal Resistant Verifact Microphone Square Surface Mount | EA |  | 1 Year (2 Years) | 382.32 | 6% | 359.3808
83064 | Louroe | TLMC Backbox | Plastic Backbox For AOPSP & TLM Flush Mount | EA |  | 1 Year (2 Years) | 46.4 | 6% | 43.616
83065 | Louroe | TLM-CS | Bi-Directional Speaker Microphone Ceiling Surface Mount | EA |  | 1 Year (2 Years) | 333.99 | 6% | 313.9506
83066 | Louroe | TLMC-W | 4" Speaker Microphone w/Pushbutton/Wall Flush Mount | EA |  | 1 Year (2 Years) | 446.75 | 6% | 419.945
83067 | Louroe | TLM-E | Bi-Directional Speaker Microphone Surface/Flush Mount | EA |  | 1 Year (2 Years) | 339.36 | 6% | 318.9984
83068 | Louroe | TLM-W | Bi-Directional Speaker Microphone Surface/Flush Mount | EA |  | 1 Year (2 Years) | 339.36 | 6% | 318.9984
83069 | Louroe | TLM-W Backbox | Aluminum Backbox For TLM-W Surface Mount | EA |  | 1 Year (2 Years) | 48.48 | 6% | 45.5712
83070 | Louroe | TLO | Outdoor Bi-Directional Speaker Microphone | EA |  | 1 Year (2 Years) | 393.06 | 6% | 369.4764
83071 | Louroe | TLO-NM | Outdoor Speaker w/o Microphone | EA |  | 1 Year (2 Years) | 254.53 | 6% | 239.2582
83072 | Louroe | TLSP-CM | Bi-Directional Microphone/Speaker Corner Mount | EA |  | 1 Year (2 Years) | 461.78 | 6% | 434.0732
83073 | Louroe | TLSP-F | Vandal Resistant Speaker Microphone Flush Mount | EA |  | 1 Year (2 Years) | 471.78 | 6% | 443.4732
83074 | Louroe | TLSP-PB-WF | Vandal Resistant Speaker Microphone w/Pushbutton/Wall Flush Mount | EA |  | 1 Year (2 Years) | 539.11 | 6% | 506.7634
83075 | Louroe | TLSP-PB-WS | Vandal Resistant Speaker Microphone w/Pushbutton/Wall Surface Mount | EA |  | 1 Year (2 Years) | 539.11 | 6% | 506.7634
83076 | Louroe | TLSP-S | Vandal Resistant Speaker Microphone Surface Mount | EA |  | 1 Year (2 Years) | 451.28 | 6% | 424.2032
83077 | Louroe | USB-A | High Ceiling Applications Microphone | EA |  | 1 Year (2 Years) | 242.95 | 6% | 228.373
83078 | Louroe | USB-D | Wall Mount Microphone | EA |  | 1 Year (2 Years) | 242.95 | 6% | 228.373
83079 | Louroe | VERIFACT® A | Ceiling Mount Microphone | EA |  | 1 Year (2 Years) | 164.19 | 6% | 154.3386
83080 | Louroe | VERIFACT® A-12 | 12 PK. Display Box of 12 A Microphone for Branch Shelves | EA |  | 1 Year (2 Years) | 1843.24 | 6% | 1732.6456
83081 | Louroe | VERIFACT® AGC | Ceiling Mount Microphone | EA |  | 1 Year (2 Years) | 187.16 | 6% | 175.9304
83082 | Louroe | VERIFACT® B | High Ceiling Applications w/3 Ft Extension Cable Microphone | EA |  | 1 Year (2 Years) | 195.67 | 6% | 183.9298
83083 | Louroe | VERIFACT® B-10 | High Ceiling Applications w/10 Ft Extension Cable Microphone | EA |  | 1 Year (2 Years) | 258.38 | 6% | 242.8772
83084 | Louroe | VERIFACT® B-6 | High Ceiling Applications w/6 Ft Extension Cable Microphone | EA |  | 1 Year (2 Years) | 216.66 | 6% | 203.6604
83085 | Louroe | VERIFACT® BGC | High Ceiling Applications Microphone | EA |  | 1 Year (2 Years) | 215.04 | 6% | 202.1376
83086 | Louroe | VERIFACT® C | Special Applications Microphone | EA |  | 1 Year (2 Years) | 151.74 | 6% | 142.6356
83087 | Louroe | VERIFACT® CGC | Special Applications Microphone | EA |  | 1 Year (2 Years) | 167.34 | 6% | 157.2996
83088 | Louroe | VERIFACT® D | Wall Mount Microphone | EA |  | 1 Year (2 Years) | 171.74 | 6% | 161.4356
83089 | Louroe | VERIFACT® DGC | Wall Mount Microphone | EA |  | 1 Year (2 Years) | 188.2 | 6% | 176.908
83090 | Louroe | VERIFACT® D-V | Vandal Resistant Microphone | EA |  | 1 Year (2 Years) | 196.65 | 6% | 184.851
83091 | Louroe | VERIFACT® DVGC | Vandal Resistant Microphone | EA |  | 1 Year (2 Years) | 216.12 | 6% | 203.1528
83092 | Louroe | VERIFACT® E | Outdoor or Moist Conditions Microphone | EA |  | 1 Year (2 Years) | 227.6 | 6% | 213.944
83093 | Louroe | VERIFACT® EGC | Outdoor or Moist Conditions Microphone | EA |  | 1 Year (2 Years) | 249.41 | 6% | 234.4454
83094 | Louroe | VERIFACT® K | Areas with Background Noise Microphone | EA |  | 1 Year (2 Years) | 230.61 | 6% | 216.7734
83095 | Louroe | VERIFACT® L-DT | Desk Top Microphone Model Microphone | EA |  | 1 Year (2 Years) | 212.62 | 6% | 199.8628
83096 | Louroe | VRSC | Square Vandal Resistant Ceiling Grill Baffle | EA |  | 1 Year (2 Years) | 153.27 | 6% | 144.0738
83097 | MH Corbin | 13500125 | NS-50/60 Mounting Bracket | Ea |  | 1 Year | 35 | 5% | 33.25
83098 | MH Corbin | 60002100 | Charger, NC300/NC200, 110 VAC, US Plug/ 220 VAC, Euro Plug | Ea |  | 1 Year | 55 | 5% | 52.25
83099 | MH Corbin | 70000400 | Interface Cable Assembly - USB (not needed with the NC350) | Ea |  | 1 Year | 189 | 5% | 179.55
83100 | MH Corbin | 70000890 | Tapecoat Roll (12 inches x 150 feet) | Ea |  | 1 Year | 482 | 5% | 457.9
83101 | MH Corbin | 70002028 | Protective Cover | Ea |  | 1 Year | 165 | 5% | 156.75
83102 | MH Corbin | 70002030 | Protective Cover Installation Kit- CONCRETE (Includes: 500 washers, screws, 5 bits) | Ea |  | 1 Year | 350 | 5% | 332.5
83103 | MH Corbin | 70002031 | Protective Cover Installation Kit- ASPHALT (Includes: 500 washers, screws, 5 bits) | Ea |  | 1 Year | 380 | 5% | 361
83104 | MH Corbin | 70004030 | Target Kit (10 Targets) Use with 1084 Proximity Sensor | Ea |  | 1 Year | 95 | 5% | 90.25
83105 | MH Corbin | 70004085 | SS10 Standard Cable Kit (Includes: Sensor to NS Cable, and Sensor to Vehicle Cable. " Standard "Cables) | Ea |  | 1 Year | 70 | 5% | 66.5
83106 | MH Corbin | 70004094 | SS-10 Electronic Interface | Ea |  | 1 Year | 208 | 5% | 197.6
83107 | MH Corbin | 70004140 | RS-232 Cable 1023, needed for use with SDM Software | Ea |  | 1 Year | 40 | 5% | 38
83108 | MH Corbin | 70004175 | 1082 Wheel Proximity Sensor | Ea |  | 1 Year | 175 | 5% | 166.25
83109 | MH Corbin | 70004176 | 1082F Wheel Proximity Sensor with U-Bolt | Ea |  | 1 Year | 180 | 5% | 171
83110 | MH Corbin | 70004178 | OBD-II Interface Adapter DMI VDT Accessory | Ea |  | 1 Year | 465 | 5% | 441.75
83111 | MH Corbin | 70004180 | GPS-DMI Pro (Includes GPS unit, OBDII cable, display cable, garmin antenna, velcro, carrying case) | Ea |  | 1 Year | 995 | 5% | 945.25
83112 | MH Corbin | 70700051 | Highway Data Management Software (HDM -Full Verison) | Ea |  | 1 Year | 1100 | 5% | 1045
83113 | MH Corbin | 70700052 | Highway Data Management Software (HDM -Full Verison, Discounted if customer has previous version) | Ea |  | 1 Year | 450 | 5% | 427.5
83114 | MH Corbin | 70700100 | Survey Data Management Software (SDM) Package on CD. | Ea |  | 1 Year | 465 | 5% | 441.75
83115 | MH Corbin | 90300204 | Poly Bags - Protective (package of 100) | Ea |  | 1 Year | 35 | 5% | 33.25
83116 | MH Corbin | 1477-1057-ND | Cell Modem Add-on Stand Alone Price - AT&T | Ea |  | 1 Year | 800 | 5% | 760
83117 | MH Corbin | 1477-1059-ND | Cell Modem Add-on Stand Alone Price - VERIZON | Ea |  | 1 Year | 800 | 5% | 760
83118 | MH Corbin | 70004005 | NS-50 NiteStar Distance Measuring Instrument | Ea |  | 1 Year | 405 | 5% | 384.75
83119 | MH Corbin | 70004010 | NS-60 NiteStar Distance Measuring Instrument (with RS-232 Interface Port, to connect to GPS) | Ea |  | 1 Year | 560 | 5% | 532
83120 | MH Corbin | 70004150 | 1030 Wiring Harness, to be used with the proximity sensor (Includes: Wiring Harness, Terminal Block, Fuse, etc.) | Ea |  | 1 Year | 60 | 5% | 57
83121 | MH Corbin | ASSY-Connect-DIN | DIN Rail Mount Intelligent Roadside Field Controller-Ethernet Communications | Ea |  | 1 Year | 5500 | 5% | 5225
83122 | MH Corbin | ASSY-Connect-DIN-Cellular | DIN Rail Mount Intelligent Roadside Field Controller with built in cellular | Ea |  | 1 Year | 6100 | 5% | 5795
83123 | MH Corbin | ASSY-Connect-DIN-Cell-VX | DIN Rail Mount Intelligent Roadside Field Controller with built in cellular and VX 900MHz Radio | Ea |  | 1 Year | 7200 | 5% | 6840
83124 | MH Corbin | ASSY-Connect-DIN-Cell-VX-SAT | DIN Rail Mount Intelligent Roadside Controller with built in cellular, VX 900MHz, and Satcom | Ea |  | 1 Year | 7900 | 5% | 7505
83125 | MH Corbin | ASSY-Connect-DIN-Satcom | DIN Rail Mount Intelligent Roadside Field Controller with built in Satcom | Ea |  | 1 Year | 6200 | 5% | 5890
83126 | MH Corbin | ASSY-Connect-DIN-VX | DIN Rail Mount Intelligent Roadside Field Controller with VX 900MHz radio | Ea |  | 1 Year | 6600 | 5% | 6270
83127 | MH Corbin | ASSY-Connect-Rack | 19" Rack Mount Intelligent Roadside Field Controller-Ethernet Communications | Ea |  | 1 Year | 5500 | 5% | 5225
83128 | MH Corbin | ASSY-Connect-Rack-Cellular | 19" R ack Mount Intelligent Roadside Field Controller with built in cellular | Ea |  | 1 Year | 6100 | 5% | 5795
83129 | MH Corbin | ASSY-Connect-Rack-Cell-VX | 19" Rack Mount Intelligent Roadside Field Controller with built in cellular and VX 900MHz Radio | Ea |  | 1 Year | 7200 | 5% | 6840
83130 | MH Corbin | ASSY-Connect-Rack-Cell-VX-SAT | 19" Rack Mount Intelligent Roadside Field Controller with built in cellular, VX 900MHz, and Satcom | Ea |  | 1 Year | 7900 | 5% | 7505
83131 | MH Corbin | ASSY-Connect-Rack-Satcom | 19" Rack Mount Intelligent Roadside Field Controller with built in Satcom | Ea |  | 1 Year | 6200 | 5% | 5890
83132 | MH Corbin | ASSY-Connect-Rack-VX | 19" Rack Mount Intellignet Roadside Field Controller with VX 900MHz radio | Ea |  | 1 Year | 6600 | 5% | 6270
83133 | MH Corbin | ASSY-SSBI-1 | MH Corbin Surface Scan | Ea |  | 1 Year | 1245 | 5% | 1182.75
83134 | MH Corbin | ASSY-VXMS-KIT | VX Radio Kit | Ea |  | 1 Year | 1740 | 5% | 1653
83135 | MH Corbin | CBC-6000-A | MH Corbin Cellular Beacon Controller, AT&T (Data can be included for an additional cost) | Ea |  | 1 Year | 3250 | 5% | 3087.5
83136 | MH Corbin | CBC-6000-E | MH Corbin Ethernet PRO Beacon Controller, Ethernet | Ea |  | 1 Year | 2750 | 5% | 2612.5
83137 | MH Corbin | CBC-6000-V | MH Corbin Cellular Beacon Controller, Verizon (Data can be included for an additional cost) | Ea |  | 1 Year | 3250 | 5% | 3087.5
83138 | MH Corbin | Connect-Licensing | Licensing Fee per additional application/per device (Possible custom python scripting needed) | Ea |  | 1 Year | 1100 | 5% | 1045
83139 | MH Corbin | NC350 | Portable Traffic Analyzer NC350 Includes: Manual, Battery Charger w/US Plug (Bundle Discounts Available) | Ea |  | 1 Year | 1295 | 5% | 1230.25
83140 | MH Corbin | Siemens RSU | DSRC Roadside Complete Unit includes RSU, Antennas, Cabling and Mounting Hardware | Ea |  | 1 Year | 5000 | 5% | 4750
83141 | MH Corbin | UR104-16.400 | Epoxy | Ea |  | 1 Year | 125 | 5% | 118.75
83142 | MH Corbin | VX21-1 | VX Road Surface Temperature Sensor | Ea |  | 1 Year | 1650 | 5% | 1567.5
83143 | MH Corbin | VX21-2 | VX Road & Sub Surface Temperature Sensor | Ea |  | 1 Year | 1700 | 5% | 1615
83144 | MH Corbin | VX-TXRX | VX Radio | Ea |  | 1 Year | 1100 | 5% | 1045
83145 | MH Corbin | VX-TXRX | VX 900 MHz Radio for VX-21 | Ea |  | 1 Year | 1600 | 5% | 1520
83146 | MH Corbin | WRL-13745 | Satcom Kit Add-on Stand Alone Price | Ea |  | 1 Year | 1200 | 5% | 1140
83147 | Middle Atlantic | FEB1 | 1SP FLAT ECONO BLANK | EA |  | 1 Year (Lifetime) | 11 | 3.5% | 10.615
83148 | Middle Atlantic | FEB2 | 2SP FLAT ECONO BLANK | EA |  | 1 Year (Lifetime) | 14 | 3.5% | 13.51
83149 | Middle Atlantic | FEB3 | 3SP FLAT ECONO BLANK | EA |  | 1 Year (Lifetime) | 18 | 3.5% | 17.37
83150 | Middle Atlantic | FEB4 | 4SP FLAT ECONO BLANK | EA |  | 1 Year (Lifetime) | 24 | 3.5% | 23.16
83151 | Middle Atlantic | FEB5 | 5SP FLAT ECONO BLANK | EA |  | 1 Year (Lifetime) | 30 | 3.5% | 28.95
83152 | Middle Atlantic | FEB6 | 6SP FLAT ECONO BLANK | EA |  | 1 Year (Lifetime) | 33 | 3.5% | 31.845
83153 | Middle Atlantic | 2-10 | SLIM 2 DSKTP 10SP, SLOPE | EA |  | 1 Year (7 Years) | 480 | 3.5% | 463.2
83154 | Middle Atlantic | 1/2BNC1 | 1/2"BNC (1) PORT UCP PNL | EA |  | 1 Year (Lifetime) | 18 | 3.5% | 17.37
83155 | Middle Atlantic | 1/2BNC2 | 1/2"BNC (2) PORT UCP PNL | EA |  | 1 Year (Lifetime) | 18 | 3.5% | 17.37
83156 | Middle Atlantic | 1/2BNC3 | 1/2"BNC (3) PORT UCP PNL | EA |  | 1 Year (Lifetime) | 19 | 3.5% | 18.335
83157 | Middle Atlantic | 1/2BNC4 | 1/2" BNC (4) PORT UCP PNL | EA |  | 1 Year (Lifetime) | 18 | 3.5% | 17.37
83158 | Middle Atlantic | 1/2BNC5 | 1/2"BNC RGBHV(5)PORT UCP | EA |  | 1 Year (Lifetime) | 18 | 3.5% | 17.37
83159 | Middle Atlantic | 1/2BNC6 | UCP MODULE | EA |  | 1 Year (Lifetime) | 18 | 3.5% | 17.37
83160 | Middle Atlantic | 1/4X2 | 1/4" (2) PORT UCP PNL | EA |  | 1 Year (Lifetime) | 17.58 | 3.5% | 16.9647
83161 | Middle Atlantic | 1/4X4 | 1/4" (4) PORT UCP PNL | EA |  | 1 Year (Lifetime) | 18 | 3.5% | 17.37
83162 | Middle Atlantic | 1DB25 | DB25 MULTIPIN(1)PORT UCP | EA |  | 1 Year (Lifetime) | 18 | 3.5% | 17.37
83163 | Middle Atlantic | 1DB9 | DB9 MULTIPIN (1) PORT UCP | EA |  | 1 Year (Lifetime) | 18 | 3.5% | 17.37
83164 | Middle Atlantic | 1ELCO120 | ELCO 120 PIN (1)PORT UCP | EA |  | 1 Year (Lifetime) | 18 | 3.5% | 17.37
83165 | Middle Atlantic | 1ELCO38 | ELCO 38 PIN (1)PORT UCP | EA |  | 1 Year (Lifetime) | 17.58 | 3.5% | 16.9647
83166 | Middle Atlantic | 1ELCO56 | ELCO 56 PIN (1) PORT UCP | EA |  | 1 Year (Lifetime) | 19 | 3.5% | 18.335
83167 | Middle Atlantic | 1ELCO90 | ELCO 90 PIN (1) PORT UCP | EA |  | 1 Year (Lifetime) | 18 | 3.5% | 17.37
83168 | Middle Atlantic | 1G1 | AMP G1 MLTIPN(1)PORT UCP | EA |  | 1 Year (Lifetime) | 18 | 3.5% | 17.37
83169 | Middle Atlantic | 1G2 | AMP G2 MLTIPN(1)PORT UCP | EA |  | 1 Year (Lifetime) | 19 | 3.5% | 18.335
83170 | Middle Atlantic | 1G3 | AMP G3 MLTIPN(1)PORT UCP | EA |  | 1 Year (Lifetime) | 19 | 3.5% | 18.335
83171 | Middle Atlantic | 1W1 | WRLWND 39 PIN(1)PORT UCP | EA |  | 1 Year (Lifetime) | 18 | 3.5% | 17.37
83172 | Middle Atlantic | 1W2 | WRLWND 61 PIN(1)PORT UCP | EA |  | 1 Year (Lifetime) | 18 | 3.5% | 17.37
83173 | Middle Atlantic | 2-10M | SLIM 2 DSKTP 10SP, SLOPED | EA |  | 1 Year (7 Years) | 336 | 3.5% | 324.24
83174 | Middle Atlantic | 23-19-1 | 1SP REDUCER, 23 TO 19(PAI | EA |  | 1 Year (Lifetime) | 25 | 3.5% | 24.125
83175 | Middle Atlantic | 23-19-2 | 2SP REDUCER, 23 TO 19(PAI | EA |  | 1 Year (Lifetime) | 30 | 3.5% | 28.95
83176 | Middle Atlantic | 23-19-3 | 3SP REDUCER, 23 TO 19(PAI | EA |  | 1 Year (Lifetime) | 35 | 3.5% | 33.775
83177 | Middle Atlantic | 23-19-4 | 4SP REDUCER, 23 TO 19(PAI | EA |  | 1 Year (Lifetime) | 45 | 3.5% | 43.425
83178 | Middle Atlantic | 2-6M | SLIM 2 DSKTP 6SP, SLOPED | EA |  | 1 Year (7 Years) | 304 | 3.5% | 293.36
83179 | Middle Atlantic | 2DB15 | DB15 MULTIPIN(2)PORT UCP | EA |  | 1 Year (Lifetime) | 18 | 3.5% | 17.37
83180 | Middle Atlantic | 2DB25 | DB25 MULTIPIN(2)PORT UCP | EA |  | 1 Year (Lifetime) | 18 | 3.5% | 17.37
83181 | Middle Atlantic | 2DB37 | DB37 MULTIPIN(2)PORT UCP | EA |  | 1 Year (Lifetime) | 18 | 3.5% | 17.37
83182 | Middle Atlantic | 2DB50 | DB50 MULTIPIN(2)PORT UCP | EA |  | 1 Year (Lifetime) | 18 | 3.5% | 17.37
83183 | Middle Atlantic | 2DB9 | DB9 MULTIPIN(2)PORT UCP | EA |  | 1 Year (Lifetime) | 18 | 3.5% | 17.37
83184 | Middle Atlantic | 2DL96 | CANNON DL96(2)PORT UCP | EA |  | 1 Year (Lifetime) | 19 | 3.5% | 18.335
83185 | Middle Atlantic | 2ELCO38 | ELCO38 (2) PORT UCP PNL | EA |  | 1 Year (Lifetime) | 18 | 3.5% | 17.37
83186 | Middle Atlantic | 2ELCO56 | ELCO56 (2) PORT UCP PNL | EA |  | 1 Year (Lifetime) | 17.94 | 3.5% | 17.3121
83187 | Middle Atlantic | 2ELCO90 | ELCO90 (2) PORT UCP PNL | EA |  | 1 Year (Lifetime) | 18 | 3.5% | 17.37
83188 | Middle Atlantic | 3/8BANA2 | 3/8"BANANA(2)PORT UCP PNL | EA |  | 1 Year (Lifetime) | 19 | 3.5% | 18.335
83189 | Middle Atlantic | 3/8BANA6 | 3/8"BANANA(6)PORT UCP PNL | EA |  | 1 Year (Lifetime) | 18 | 3.5% | 17.37
83190 | Middle Atlantic | 3/8BNC4 | 3/8" BNC (4) PORT UCP PNL | EA |  | 1 Year (Lifetime) | 18 | 3.5% | 17.37
83191 | Middle Atlantic | 3/8X1 | 3/8" (1) PORT UCP PNL | EA |  | 1 Year (Lifetime) | 18 | 3.5% | 17.37
83192 | Middle Atlantic | 3/8X2 | 3/8" (2) PORT UCP PNL | EA |  | 1 Year (Lifetime) | 17 | 3.5% | 16.405
83193 | Middle Atlantic | 3/8X4 | 3/8" (4) PORT UCP PNL | EA |  | 1 Year (Lifetime) | 18 | 3.5% | 17.37
83194 | Middle Atlantic | 3/8X6 | 3/8" (6) PORT UCP PNL | EA |  | 1 Year (Lifetime) | 17.58 | 3.5% | 16.9647
83195 | Middle Atlantic | 4DB9 | DB9 MULTIPIN(4)PORT UCP | EA |  | 1 Year (Lifetime) | 18 | 3.5% | 17.37
83196 | Middle Atlantic | 4SC1 | 4 BOLT CIRC (1) PORT UCP | EA |  | 1 Year (Lifetime) | 18 | 3.5% | 17.37
83197 | Middle Atlantic | 4SC3 | 4 BOLT CIRC (3) PORT UCP | EA |  | 1 Year (Lifetime) | 18 | 3.5% | 17.37
83198 | Middle Atlantic | 5-14-CONFIG | 14SP/20"D SLIM-5 CONFIG | EA |  | 1 Year (Lifetime) | 1201 | 3.5% | 1158.965
83199 | Middle Atlantic | 5-29-CONFIG | 29SP/20"D SLIM-5 CONFIG | EA |  | 1 Year (Lifetime) | 1566 | 3.5% | 1511.19
83200 | Middle Atlantic | 5-37-CONFIG | 37SP/20"D SLIM-5 CONFIG | EA |  | 1 Year (Lifetime) | 1719 | 3.5% | 1658.835
83201 | Middle Atlantic | 5AR14 | ADJ REAR RKRAIL FOR 5-14 | EA |  | 1 Year (Lifetime) | 107 | 3.5% | 103.255
83202 | Middle Atlantic | 5AR14-26 | ADJ REAR RAIL 5-14-26 | EA |  | 1 Year (Lifetime) | 113 | 3.5% | 109.045
83203 | Middle Atlantic | 5AR21 | ADJ REAR RKRAIL FOR 5-21 | EA |  | 1 Year (Lifetime) | 125 | 3.5% | 120.625
83204 | Middle Atlantic | 5AR21-26 | ADJ REAR RAIL 5-21-26 | EA |  | 1 Year (Lifetime) | 130 | 3.5% | 125.45
83205 | Middle Atlantic | 5AR29 | ADJ REAR RKRAIL FOR 5-29 | EA |  | 1 Year (Lifetime) | 150 | 3.5% | 144.75
83206 | Middle Atlantic | 5AR29-26 | ADJ REAR RAIL 5-29-26 | EA |  | 1 Year (Lifetime) | 159 | 3.5% | 153.435
83207 | Middle Atlantic | 5AR37 | ADJ REAR RKRAIL FOR 5-37 | EA |  | 1 Year (Lifetime) | 157 | 3.5% | 151.505
83208 | Middle Atlantic | 5AR37-26 | ADJ REAR RAIL 5-37-26 | EA |  | 1 Year (Lifetime) | 165 | 3.5% | 159.225
83209 | Middle Atlantic | 5AR43 | ADJ REAR RKRAIL FOR 5-43 | EA |  | 1 Year (Lifetime) | 166 | 3.5% | 160.19
83210 | Middle Atlantic | 5AR43-26 | ADJ REAR RAIL 5-43-26 | EA |  | 1 Year (Lifetime) | 177 | 3.5% | 170.805
83211 | Middle Atlantic | 5AR8 | ADJ.REAR RACKRAIL FOR 5-8 | EA |  | 1 Year (Lifetime) | 97 | 3.5% | 93.605
83212 | Middle Atlantic | 5AR8-26 | ADJ REAR RAIL 5-8-26 | EA |  | 1 Year (Lifetime) | 102 | 3.5% | 98.43
83213 | Middle Atlantic | 5-BAVTRIM | BLACK BRUSH VNT TRIM PNL | EA |  | 1 Year (Lifetime) | 78 | 3.5% | 75.27
83214 | Middle Atlantic | 5CC14 | CABLE CHASE KIT FOR 5-14 | EA |  | 1 Year (Lifetime) | 125 | 3.5% | 120.625
83215 | Middle Atlantic | 5CC14-26 | CABLE CHASE FOR 5-14-26 | EA |  | 1 Year (Lifetime) | 131 | 3.5% | 126.415
83216 | Middle Atlantic | 5CC21 | CABLE CHASE KIT FOR 5-21 | EA |  | 1 Year (Lifetime) | 146 | 3.5% | 140.89
83217 | Middle Atlantic | 5CC21-26 | CABLE CHASE FOR 5-21-26 | EA |  | 1 Year (Lifetime) | 154 | 3.5% | 148.61
83218 | Middle Atlantic | 5CC29 | CABLE CHASE KIT FOR 5-29 | EA |  | 1 Year (Lifetime) | 175 | 3.5% | 168.875
83219 | Middle Atlantic | 5CC29-26 | CABLE CHASE FOR 5-29-26 | EA |  | 1 Year (Lifetime) | 182 | 3.5% | 175.63
83220 | Middle Atlantic | 5CC37 | CABLE CHASE KIT FOR 5-37 | EA |  | 1 Year (Lifetime) | 202 | 3.5% | 194.93
83221 | Middle Atlantic | 5CC37-26 | CABLE CHASE FOR 5-37-26 | EA |  | 1 Year (Lifetime) | 211 | 3.5% | 203.615
83222 | Middle Atlantic | 5CC43 | CABLE CHASE KIT FOR 5-43 | EA |  | 1 Year (Lifetime) | 231 | 3.5% | 222.915
83223 | Middle Atlantic | 5CC43-26 | CABLE CHASE FOR 5-43-26 | EA |  | 1 Year (Lifetime) | 239 | 3.5% | 230.635
83224 | Middle Atlantic | 5CC8 | CABLE CHASE KIT FOR 5-8 | EA |  | 1 Year (Lifetime) | 110 | 3.5% | 106.15
83225 | Middle Atlantic | 5-FAN-K | SLIM 5 FAN KIT,2 FANS | EA |  | 1 Year (3 Years) | 173 | 3.5% | 166.945
83226 | Middle Atlantic | 5-RS14 | 14"HRF BOTTOM RUNNER SET | EA |  | 1 Year (Lifetime) | 42 | 3.5% | 40.53
83227 | Middle Atlantic | 5-RS16 | 16"CFR BOTTOM RUNNER SET | EA |  | 1 Year (Lifetime) | 44 | 3.5% | 42.46
83228 | Middle Atlantic | 5-RS18 | 18"BOTTOM RUNNER SET | EA |  | 1 Year (Lifetime) | 47 | 3.5% | 45.355
83229 | Middle Atlantic | 5-RS20 | 20"SLIM5 BOT RUNNER SET | EA |  | 1 Year (Lifetime) | 50 | 3.5% | 48.25
83230 | Middle Atlantic | 5-RS23 | 23" BOTTOM RUNNER KIT | EA |  | 1 Year (Lifetime) | 52 | 3.5% | 50.18
83231 | Middle Atlantic | 5-RS26 | 26"SLIM5 BOT RUNNER SET | EA |  | 1 Year (Lifetime) | 53 | 3.5% | 51.145
83232 | Middle Atlantic | 5-SP-14-26T | TLAM SP FOR 5-14-26 | EA |  | 1 Year (7 Years) | 524 | 3.5% | 505.66
83233 | Middle Atlantic | 5-SP-14T | TLAM SP FOR 5-14 | EA |  | 1 Year (7 Years) | 406 | 3.5% | 391.79
83234 | Middle Atlantic | 5-SP-21-26T | TLAM SP FOR 5-21-26 | EA |  | 1 Year (7 Years) | 628 | 3.5% | 606.02
83235 | Middle Atlantic | 5-SP-21T | TLAM SP FOR 5-21 | EA |  | 1 Year (7 Years) | 550 | 3.5% | 530.75
83236 | Middle Atlantic | 5-SP-29-26T | TLAM SP FOR 5-29-26 | EA |  | 1 Year (7 Years) | 868 | 3.5% | 837.62
83237 | Middle Atlantic | 5-SP-29T | TLAM SP FOR 5-29 | EA |  | 1 Year (7 Years) | 609 | 3.5% | 587.685
83238 | Middle Atlantic | 5-SP-37-26T | TLAM SP FOR 5-37-26 | EA |  | 1 Year (7 Years) | 993 | 3.5% | 958.245
83239 | Middle Atlantic | 5-SP-37T | TLAM SP FOR-5-37 | EA |  | 1 Year (7 Years) | 727 | 3.5% | 701.555
83240 | Middle Atlantic | 5-SP-43-26T | TLAM SP FOR 5-43-26 | EA |  | 1 Year (7 Years) | 1103 | 3.5% | 1064.395
83241 | Middle Atlantic | 5-SP-43T | TLAM SP FOR 5-43 | EA |  | 1 Year (7 Years) | 786 | 3.5% | 758.49
83242 | Middle Atlantic | 5-T-20T | TLAM TOP,SLIM5,20"D | EA |  | 1 Year (7 Years) | 204 | 3.5% | 196.86
83243 | Middle Atlantic | 5-T-26T | TLAM TOP,SLIM5,26"D | EA |  | 1 Year (7 Years) | 263 | 3.5% | 253.795
83244 | Middle Atlantic | 5-TSP-14-26T | TLAM TP/SD PNLS,5-14-26 | EA |  | 1 Year (7 Years) | 786 | 3.5% | 758.49
83245 | Middle Atlantic | 5-TSP-14T | TLAM TP/SD PNLS,5-14 | EA |  | 1 Year (7 Years) | 607 | 3.5% | 585.755
83246 | Middle Atlantic | 5-TSP-21-26T | TLAM TP/SD PNLS,5-21-26 | EA |  | 1 Year (7 Years) | 889 | 3.5% | 857.885
83247 | Middle Atlantic | 5-TSP-21T | TLAM TP/SD PNLS,5-21 | EA |  | 1 Year (7 Years) | 754 | 3.5% | 727.61
83248 | Middle Atlantic | 5-TSP-29-26T | TLAM TP/SD PNLS,5-29-26 | EA |  | 1 Year (7 Years) | 1129 | 3.5% | 1089.485
83249 | Middle Atlantic | 5-TSP-29T | TLAM TP/SD PNLS,5-29 | EA |  | 1 Year (7 Years) | 810 | 3.5% | 781.65
83250 | Middle Atlantic | 5-TSP-37-26T | TLAM TP/SD PNLS,5-37-26 | EA |  | 1 Year (7 Years) | 1254 | 3.5% | 1210.11
83251 | Middle Atlantic | 5-TSP-37T | TLAM TP/SD PNLS,5-37 | EA |  | 1 Year (7 Years) | 929 | 3.5% | 896.485
83252 | Middle Atlantic | 5-TSP-43-26T | TLAM TP/SD PNLS,5-43-26 | EA |  | 1 Year (7 Years) | 1364 | 3.5% | 1316.26
83253 | Middle Atlantic | 5-TSP-43T | TLAM TP/SD PNLS,5-43 | EA |  | 1 Year (7 Years) | 988 | 3.5% | 953.42
83254 | Middle Atlantic | 5W | SLIM5 CASTERS W/HARDWARE | EA |  | 1 Year (7 Years) | 79 | 3.5% | 76.235
83255 | Middle Atlantic | 5WL | LOCKING SLIM5 CASTERS W/H | EA |  | 1 Year (7 Years) | 97 | 3.5% | 93.605
83256 | Middle Atlantic | 5WLR | FLR-FNDLY LKCSTRS(4)SLIM5 | EA |  | 1 Year (7 Years) | 177 | 3.5% | 170.805
83257 | Middle Atlantic | 5WR | FLR-FNDLY CASTERS(4)SLIM5 | EA |  | 1 Year (7 Years) | 144 | 3.5% | 138.96
83258 | Middle Atlantic | 6TO4ADP | 6" TO 4" FAN ADAPTER | EA |  | 1 Year (Lifetime) | 47 | 3.5% | 45.355
83259 | Middle Atlantic | 7/16X4 | 7/16" (4) PORT UCP PNL | EA |  | 1 Year (Lifetime) | 18 | 3.5% | 17.37
83260 | Middle Atlantic | 91-00030 | HDWK,TC | EA |  | 1 Year (Lifetime) | 1 | 3.5% | 0.965
83261 | Middle Atlantic | A21-22CS | BOXED,DWR-21-22 CENTER | EA |  | 1 Year (Lifetime) | 834 | 3.5% | 804.81
83262 | Middle Atlantic | A21BP | BOXED,DWR-21-XX BACKPAN | EA |  | 1 Year (Lifetime) | 565 | 3.5% | 545.225
83263 | Middle Atlantic | A35-26CS | BOXED,DWR-35-26 CENTER | EA |  | 1 Year (Lifetime) | 1210 | 3.5% | 1167.65
83264 | Middle Atlantic | A35BP | BOXED,DWR-35-XX BACKPAN | EA |  | 1 Year (Lifetime) | 626 | 3.5% | 604.09
83265 | Middle Atlantic | ACC-HANDLE1-CB | ACCY HNDL,1 BAY,CLSC BR | EA |  | 1 Year (Lifetime) | 54 | 3.5% | 52.11
83266 | Middle Atlantic | ACC-HANDLE1-CN | ACCY HNDL,1 BAY,CLSC NIC | EA |  | 1 Year (Lifetime) | 54 | 3.5% | 52.11
83267 | Middle Atlantic | ACC-HANDLE1-MA | ACCY HNDL,1 BAY,MOD ALUM | EA |  | 1 Year (Lifetime) | 107 | 3.5% | 103.255
83268 | Middle Atlantic | ACC-HANDLE1-MAH | ACCY HNDL,1 BAY,MOD ALUM | EA |  | 1 Year (Lifetime) | 82 | 3.5% | 79.13
83269 | Middle Atlantic | ACC-HANDLE1-MAT | ACCY HNDL,1 BAY,MOD ALUM | EA |  | 1 Year (Lifetime) | 82 | 3.5% | 79.13
83270 | Middle Atlantic | ACC-HANDLE1-MAV | ACCY HNDL,1 BAY,MOD ALUM | EA |  | 1 Year (Lifetime) | 82 | 3.5% | 79.13
83271 | Middle Atlantic | ACC-KEY | KEYS FOR ALL DRAWERS(C420 | EA |  | 1 Year (Lifetime) | 5 | 3.5% | 4.825
83272 | Middle Atlantic | ACC-KNOB1-CB | ACCY KNOB,1 BAY,CLSC BRZ | EA |  | 1 Year (Lifetime) | 31 | 3.5% | 29.915
83273 | Middle Atlantic | ACC-KNOB1-CBT | ACCY KNOB,1 BAY,CLSC BRZ | EA |  | 1 Year (Lifetime) | 59 | 3.5% | 56.935
83274 | Middle Atlantic | ACC-KNOB1-CBV | ACCY KNOB,1 BAY,CLSC BRZ | EA |  | 1 Year (Lifetime) | 59 | 3.5% | 56.935
83275 | Middle Atlantic | ACC-KNOB1-CN | ACCY KNOB,1 BAY,CLSC NKL | EA |  | 1 Year (Lifetime) | 31 | 3.5% | 29.915
83276 | Middle Atlantic | ACC-KNOB1-CNT | ACCY KNOB,1 BAY,CLSC NKL | EA |  | 1 Year (Lifetime) | 59 | 3.5% | 56.935
83277 | Middle Atlantic | ACC-KNOB1-CNV | ACCY KNOB,1 BAY,CLSC NKL | EA |  | 1 Year (Lifetime) | 59 | 3.5% | 56.935
83278 | Middle Atlantic | ACC-LOCK1-B02052 | ACCY LOCK,1 BAY,BLK,CUS | EA |  | 1 Year (Lifetime) | 122 | 3.5% | 117.73
83279 | Middle Atlantic | ACC-LOCK1-BKH | ACCY LOCK,1 BAY,BLACK | EA |  | 1 Year (Lifetime) | 48 | 3.5% | 46.32
83280 | Middle Atlantic | ACC-LOCK1-BKT | ACCY LOCK,1 BAY,BLACK | EA |  | 1 Year (Lifetime) | 48 | 3.5% | 46.32
83281 | Middle Atlantic | ACC-LOCK1-BKV | ACCY LOCK,1 BAY,BLACK | EA |  | 1 Year (Lifetime) | 48 | 3.5% | 46.32
83282 | Middle Atlantic | ACC-LOCK1-CB | ACCY LOCK,1 BAY,CLSC BRZ | EA |  | 1 Year (Lifetime) | 48 | 3.5% | 46.32
83283 | Middle Atlantic | ACC-LOCK1-CBH | ACCY LOCK,1 BAY,CLSC BRZ | EA |  | 1 Year (Lifetime) | 48 | 3.5% | 46.32
83284 | Middle Atlantic | ACC-LOCK1-CBT | ACCY LOCK,1 BAY,CLSC BRZ | EA |  | 1 Year (Lifetime) | 48 | 3.5% | 46.32
83285 | Middle Atlantic | ACC-LOCK1-CBV | ACCY LOCK,1 BAY,CLSC BRZ | EA |  | 1 Year (Lifetime) | 48 | 3.5% | 46.32
83286 | Middle Atlantic | ACC-LOCK1-MA | ACCY LOCK,1 BAY,MOD ALUM | EA |  | 1 Year (Lifetime) | 48 | 3.5% | 46.32
83287 | Middle Atlantic | ACC-LOCK1-MAH | ACCY LOCK,1 BAY,MOD ALUM | EA |  | 1 Year (Lifetime) | 48 | 3.5% | 46.32
83288 | Middle Atlantic | ACC-LOCK1-MAT | ACCY LOCK,1 BAY,MOD ALUM | EA |  | 1 Year (Lifetime) | 48 | 3.5% | 46.32
83289 | Middle Atlantic | ACC-LOCK1-MAV | ACCY LOCK,1 BAY,MOD ALUM | EA |  | 1 Year (Lifetime) | 48 | 3.5% | 46.32
83290 | Middle Atlantic | ACC-LOCK1-SNH | ACCY LOCK,1 BAY,SAT NIC | EA |  | 1 Year (Lifetime) | 48 | 3.5% | 46.32
83291 | Middle Atlantic | ACC-LOCK1-SNT | ACCY LOCK,1 BAY,SAT NIC | EA |  | 1 Year (Lifetime) | 48 | 3.5% | 46.32
83292 | Middle Atlantic | ACC-LOCK1-SNV | ACCY LOCK,1 BAY,SAT NIC | EA |  | 1 Year (Lifetime) | 48 | 3.5% | 46.32
83293 | Middle Atlantic | ACC-LOCK1-WHH | ACCY LOCK,1 BAY,WHITE | EA |  | 1 Year (Lifetime) | 48 | 3.5% | 46.32
83294 | Middle Atlantic | ACC-LOCK1-WHT | ACCY LOCK,1 BAY,WHITE | EA |  | 1 Year (Lifetime) | 48 | 3.5% | 46.32
83295 | Middle Atlantic | ACC-LOCK1-WHV | ACCY LOCK,1 BAY,WHITE | EA |  | 1 Year (Lifetime) | 48 | 3.5% | 46.32
83296 | Middle Atlantic | AFACE1 | 1SP ANODIZED RSH FACE | EA |  | 1 Year (Lifetime) | 120 | 3.5% | 115.8
83297 | Middle Atlantic | AFACE10 | 10SP ALUMINUM RSH FACE ON | EA |  | 1 Year (Lifetime) | 144 | 3.5% | 138.96
83298 | Middle Atlantic | AFACE12 | 12SP ALUMINUM RSH FACE ON | EA |  | 1 Year (Lifetime) | 144 | 3.5% | 138.96
83299 | Middle Atlantic | AFACE2 | 2SP ALUMINUM RSH FACE ONL | EA |  | 1 Year (Lifetime) | 120 | 3.5% | 115.8
83300 | Middle Atlantic | AFACE3 | 3SP ALUMINUM RSH FACE ONL | EA |  | 1 Year (Lifetime) | 120 | 3.5% | 115.8
83301 | Middle Atlantic | AFACE4 | 4SP ALUMINUM RSH FACE ONL | EA |  | 1 Year (Lifetime) | 120 | 3.5% | 115.8
83302 | Middle Atlantic | AFACE5 | 5SP ALUMINUM RSH FACE ONL | EA |  | 1 Year (Lifetime) | 120 | 3.5% | 115.8
83303 | Middle Atlantic | AFACE6 | 6SP ALUMINUM RSH FACE ONL | EA |  | 1 Year (Lifetime) | 144 | 3.5% | 138.96
83304 | Middle Atlantic | AFACE7 | 7SP ALUMINUM RSH FACE ONL | EA |  | 1 Year (Lifetime) | 144 | 3.5% | 138.96
83305 | Middle Atlantic | AFACE8 | 8SP ALUMINUM RSH FACE ONL | EA |  | 1 Year (Lifetime) | 144 | 3.5% | 138.96
83306 | Middle Atlantic | AFACE9 | 9SP ALUMINUM RSH FACE ONL | EA |  | 1 Year (Lifetime) | 144 | 3.5% | 138.96
83307 | Middle Atlantic | AFVFEET-3-3.5 | 3 BAY,3.5"H AF VFEET | EA |  | 1 Year (Lifetime) | 21 | 3.5% | 20.265
83308 | Middle Atlantic | ANGLE-1 | 1BAY VRK FLOOR ANGLES (PR | EA |  | 1 Year (Lifetime) | 162 | 3.5% | 156.33
83309 | Middle Atlantic | ANGLE-1-36 | 1BAY MRK FLOOR ANGLES(PR) | EA |  | 1 Year (Lifetime) | 191 | 3.5% | 184.315
83310 | Middle Atlantic | ANGLE-1-42 | 1BAY MRK FL ANGLE(PR)42" | EA |  | 1 Year (Lifetime) | 205 | 3.5% | 197.825
83311 | Middle Atlantic | ANGLE-2-36 | 2BAY MRK FLOOR ANGLES(PR) | EA |  | 1 Year (Lifetime) | 212 | 3.5% | 204.58
83312 | Middle Atlantic | ANGLE-3 | 3BAY VRK FLOOR ANGLES (PR | EA |  | 1 Year (Lifetime) | 193 | 3.5% | 186.245
83313 | Middle Atlantic | ANGLE-3-36 | 3BAY MRK FLOOR ANGLES(PR) | EA |  | 1 Year (Lifetime) | 218 | 3.5% | 210.37
83314 | Middle Atlantic | ANGLE-3-42 | 3BAY MRK FL ANGLE(PR)42" | EA |  | 1 Year (Lifetime) | 234 | 3.5% | 225.81
83315 | Middle Atlantic | ANGLE-4 | 4BAY VRK FLOOR ANGLES (PR | EA |  | 1 Year (Lifetime) | 251 | 3.5% | 242.215
83316 | Middle Atlantic | ANGLE-4-36 | 4BAY MRK FLOOR ANGLES(PR) | EA |  | 1 Year (Lifetime) | 276 | 3.5% | 266.34
83317 | Middle Atlantic | ANGLE-5 | 5BAY VRK FLOOR ANGLES (PR | EA |  | 1 Year (Lifetime) | 263 | 3.5% | 253.795
83318 | Middle Atlantic | ANGLE-5-36 | 5BAY MRK FLOOR ANGLES(PR) | EA |  | 1 Year (Lifetime) | 288 | 3.5% | 277.92
83319 | Middle Atlantic | AP-2 | 2SP ACCESS PANEL | EA |  | 1 Year (3 Years) | 49 | 3.5% | 47.285
83320 | Middle Atlantic | AP-4 | 4SP ACCESS PANEL | EA |  | 1 Year (3 Years) | 57 | 3.5% | 55.005
83321 | Middle Atlantic | AP-6 | 6SP ACCESS PANEL | EA |  | 1 Year (3 Years) | 71 | 3.5% | 68.515
83322 | Middle Atlantic | AP-KEY | KEYS FOR REAR ACCESS PNL | EA |  | 1 Year (Lifetime) | 6 | 3.5% | 5.79
83323 | Middle Atlantic | APM-2 | HNGD 2SP ACCESS MNTNG PNL | EA |  | 1 Year (3 Years) | 69 | 3.5% | 66.585
83324 | Middle Atlantic | APM-3 | HNGD 3SP ACCESS MNTNG PNL | EA |  | 1 Year (3 Years) | 74 | 3.5% | 71.41
83325 | Middle Atlantic | APM-4 | HNGD 4SP ACCESS MNTNG PNL | EA |  | 1 Year (3 Years) | 77 | 3.5% | 74.305
83326 | Middle Atlantic | APV-2 | 2SP SLOTTED ACCESS PANEL | EA |  | 1 Year (3 Years) | 58 | 3.5% | 55.97
83327 | Middle Atlantic | APV-4 | 4SP SLOTTED ACCESS PANEL | EA |  | 1 Year (3 Years) | 70 | 3.5% | 67.55
83328 | Middle Atlantic | APV-6 | 6SP SLOTTED ACCESS PANEL | EA |  | 1 Year (3 Years) | 84 | 3.5% | 81.06
83329 | Middle Atlantic | AS3-22 | 3SPX22DP ADJ.SHELF, HVY D | EA |  | 1 Year (Lifetime) | 173 | 3.5% | 166.945
83330 | Middle Atlantic | ASP-OWP | ANTI-SLIP CBL PAD,4PC OWP | EA |  | 1 Year (Lifetime) | 45 | 3.5% | 43.425
83331 | Middle Atlantic | ASR-30 | 30"SLDOUT ROT.SHLF SYSTEM | EA |  | 1 Year (3 Years) | 799 | 3.5% | 771.035
83332 | Middle Atlantic | ASR-30-HD | 22"USABLE,21"DP,4 SHLVS | EA |  | 1 Year (3 Years) | 1586 | 3.5% | 1530.49
83333 | Middle Atlantic | ASR-36 | 36"SLDOUT ROT.SHLF SYSTEM | EA |  | 1 Year (3 Years) | 868 | 3.5% | 837.62
83334 | Middle Atlantic | ASR-42 | 42"SLDOUT ROT.SHLF SYSTEM | EA |  | 1 Year (3 Years) | 1083 | 3.5% | 1045.095
83335 | Middle Atlantic | ASR-42-HD | 31"USABLE,21"DP,6 SHLVS | EA |  | 1 Year (3 Years) | 2002 | 3.5% | 1931.93
83336 | Middle Atlantic | ASR-48 | 48"SLDOUT ROT.SHLF SYSTEM | EA |  | 1 Year (3 Years) | 1147 | 3.5% | 1106.855
83337 | Middle Atlantic | ASR-60-HD | 46"USABLE,21"DP,9 SHLVS | EA |  | 1 Year (3 Years) | 2503 | 3.5% | 2415.395
83338 | Middle Atlantic | AVIP-FK1 | 1SP,AVIP 19"PNL,HORIZ | EA |  | 1 Year (Lifetime) | 50 | 3.5% | 48.25
83339 | Middle Atlantic | AVIP-FK2 | 2SP,AVIP 19"PNL,VERT | EA |  | 1 Year (Lifetime) | 59 | 3.5% | 56.935
83340 | Middle Atlantic | AVIP-HFK2 | 2SP,AVIP 10"PNL,VERT | EA |  | 1 Year (Lifetime) | 44 | 3.5% | 42.46
83341 | Middle Atlantic | AVIP-SF1 | 1SP,HNG AVIP 19"PNL,HORIZ | EA |  | 1 Year (Lifetime) | 75 | 3.5% | 72.375
83342 | Middle Atlantic | AVIP-SF2 | 2SP,HNG AVIP 19"PNL,VERT | EA |  | 1 Year (Lifetime) | 87 | 3.5% | 83.955
83343 | Middle Atlantic | AVIP-UCP | UCP FOR AVIP AND MAAP | EA |  | 1 Year (Lifetime) | 31 | 3.5% | 29.915
83344 | Middle Atlantic | AXS-FAN | SLIM FAN TO FIT IN AXS SE | EA |  | 1 Year (3 Years) | 88 | 3.5% | 84.92
83345 | Middle Atlantic | AXS-FAN-119 | SLIM FAN,220V,TO FIT AXS | EA |  | 1 Year (3 Years) | 88 | 3.5% | 84.92
83346 | Middle Atlantic | AXS-FAN-K | AXS,AX-SXR FAN KIT,2 FANS | EA |  | 1 Year (3 Years) | 173 | 3.5% | 166.945
83347 | Middle Atlantic | AXS-GG16 | AXS GASKET & GUIDE 16"D | EA |  | 1 Year (Lifetime) | 201 | 3.5% | 193.965
83348 | Middle Atlantic | AXS-GG20 | AXS GASKET & GUIDE 20"D | EA |  | 1 Year (Lifetime) | 201 | 3.5% | 193.965
83349 | Middle Atlantic | AXS-GG26 | AXS GASKET & GUIDE 26"D | EA |  | 1 Year (Lifetime) | 201 | 3.5% | 193.965
83350 | Middle Atlantic | AXS-TEXTRIM | PAIR OF TEXTURED TRIM FOR | EA |  | 1 Year (Lifetime) | 79 | 3.5% | 76.235
83351 | Middle Atlantic | AXS-WT25 | AXS CBLCAR WIRE TRAY 25" | EA |  | 1 Year (Lifetime) | 80 | 3.5% | 77.2
83352 | Middle Atlantic | AXS-WT50 | AXS CBLCAR WIRE TRAY 50" | EA |  | 1 Year (Lifetime) | 97 | 3.5% | 93.605
83353 | Middle Atlantic | BANA2 | BANANA (2) PORT UCP PNL | EA |  | 1 Year (Lifetime) | 19 | 3.5% | 18.335
83354 | Middle Atlantic | BANA4 | BANANA (4) PORT UCP PNL | EA |  | 1 Year (Lifetime) | 19 | 3.5% | 18.335
83355 | Middle Atlantic | BANA6 | BANANA (6) PORT UCP PNL | EA |  | 1 Year (Lifetime) | 19 | 3.5% | 18.335
83356 | Middle Atlantic | BANGLE-1 | 1BAY BGR FLOOR ANGLES[PR] | EA |  | 1 Year (Lifetime) | 145 | 3.5% | 139.925
83357 | Middle Atlantic | BANGLE-1-38 | 1BAYBGR FLRANGLES (PR)38" | EA |  | 1 Year (Lifetime) | 172 | 3.5% | 165.98
83358 | Middle Atlantic | BANGLE-2 | 2BAY BGR FLOOR ANGLES[PR] | EA |  | 1 Year (Lifetime) | 166 | 3.5% | 160.19
83359 | Middle Atlantic | BANGLE-3 | 3BAY BGR FLOOR ANGLES[PR] | EA |  | 1 Year (Lifetime) | 173 | 3.5% | 166.945
83360 | Middle Atlantic | BANGLE-3-38 | 3BAYBGR FLRANGLES (PR)38" | EA |  | 1 Year (Lifetime) | 201 | 3.5% | 193.965
83361 | Middle Atlantic | BANGLE-4 | 4BAY BGR FLOOR ANGLES[PR] | EA |  | 1 Year (Lifetime) | 224 | 3.5% | 216.16
83362 | Middle Atlantic | BANGLE-4-38 | 4BAYBGR FLRANGLES (PR)38" | EA |  | 1 Year (Lifetime) | 253 | 3.5% | 244.145
83363 | Middle Atlantic | BANGLE-5 | 5BAY BGR FLOOR ANGLES[PR] | EA |  | 1 Year (Lifetime) | 234 | 3.5% | 225.81
83364 | Middle Atlantic | BANGLE-5-38 | 5BAYBGR FLRANGLES (PR)38" | EA |  | 1 Year (Lifetime) | 261 | 3.5% | 251.865
83365 | Middle Atlantic | BB-12 | 12SP SOLID COPPER BUSSBAR | EA |  | 1 Year (Lifetime) | 120 | 3.5% | 115.8
83366 | Middle Atlantic | BB-40 | 40SP SOLID COPPER BUSSBAR | EA |  | 1 Year (Lifetime) | 292 | 3.5% | 281.78
83367 | Middle Atlantic | BB-44-1 | COPPER BUS BAR,44SPX1 | EA |  | 1 Year (Lifetime) | 239 | 3.5% | 230.635
83368 | Middle Atlantic | BB-5254-1 | BUSS BAR,52/54SPX1"W | EA |  | 1 Year (Lifetime) | 329 | 3.5% | 317.485
83369 | Middle Atlantic | BB-G40-1 | COPPER BUSS BAR,40SPX1" | EA |  | 1 Year (Lifetime) | 212 | 3.5% | 204.58
83370 | Middle Atlantic | BB-G44-1 | COPPER BUSS BAR,44SPX1" | EA |  | 1 Year (Lifetime) | 223 | 3.5% | 215.195
83371 | Middle Atlantic | BB-G48-1 | COPPER BUSS BAR,48SPX1" | EA |  | 1 Year (Lifetime) | 236 | 3.5% | 227.74
83372 | Middle Atlantic | BB-G52-1 | COPPER BUSS BAR,52SPX1" | EA |  | 1 Year (Lifetime) | 239 | 3.5% | 230.635
83373 | Middle Atlantic | BFD-19 | 19SP,SOLID FRONT DOOR | EA |  | 1 Year (Lifetime) | 207 | 3.5% | 199.755
83374 | Middle Atlantic | BFD-25 | 25SP,SOLID FRONT DOOR | EA |  | 1 Year (Lifetime) | 258 | 3.5% | 248.97
83375 | Middle Atlantic | BFD-38 | 38SP,SOLID FRONT DOOR | EA |  | 1 Year (Lifetime) | 323 | 3.5% | 311.695
83376 | Middle Atlantic | BFD-41 | 41SP,SOLID FRONT DOOR | EA |  | 1 Year (Lifetime) | 334 | 3.5% | 322.31
83377 | Middle Atlantic | BFD-45 | 45SP,SOLID FRONT DOOR | EA |  | 1 Year (Lifetime) | 344 | 3.5% | 331.96
83378 | Middle Atlantic | BG17 | BRUSH GASKET 17'ROLL | EA |  | 1 Year (Lifetime) | 33 | 3.5% | 31.845
83379 | Middle Atlantic | BGR-1927 | 19SP27D MULTIBAY BGR RACK | EA |  | 1 Year (Lifetime) | 1127 | 3.5% | 1087.555
83380 | Middle Atlantic | BGR-1927LRD | 19SP27D MULTBY BGR RK LRD | EA |  | 1 Year (Lifetime) | 1057 | 3.5% | 1020.005
83381 | Middle Atlantic | BGR-19SA-27 | 19SP/27DP STAND ALONE BGR | EA |  | 1 Year (Lifetime) | 1243 | 3.5% | 1199.495
83382 | Middle Atlantic | BGR-19SA-27LRD | 19SP27DP LRD,STAND ALONE | EA |  | 1 Year (Lifetime) | 1173 | 3.5% | 1131.945
83383 | Middle Atlantic | BGR-19SA27MDK-AG | 19SP,27DP,PLEXI D&AG TOP | EA |  | 1 Year (Lifetime) | 2282 | 3.5% | 2202.13
83384 | Middle Atlantic | BGR-19SA27MDK-DC | 19SP,27DP,PLEXI D&DC TOP | EA |  | 1 Year (Lifetime) | 2282 | 3.5% | 2202.13
83385 | Middle Atlantic | BGR-19SA27MDK-DP | 19SP,27DP,PLEXI D&DP TOP | EA |  | 1 Year (Lifetime) | 2282 | 3.5% | 2202.13
83386 | Middle Atlantic | BGR-19SA27MDK-DS | 19SP,27DP,PLEXI D&DS TOP | EA |  | 1 Year (Lifetime) | 2282 | 3.5% | 2202.13
83387 | Middle Atlantic | BGR-19SA27MDK-EA | 19SP,27DP,PLEXI D&EA TOP | EA |  | 1 Year (Lifetime) | 2282 | 3.5% | 2202.13
83388 | Middle Atlantic | BGR-19SA27MDK-GS | 19SP,27DP,PLEXI D&GS TOP | EA |  | 1 Year (Lifetime) | 2282 | 3.5% | 2202.13
83389 | Middle Atlantic | BGR-19SA27MDK-HM | 19SP,27DP,PLEXI D&HM TOP | EA |  | 1 Year (Lifetime) | 2282 | 3.5% | 2202.13
83390 | Middle Atlantic | BGR-19SA27MDK-LW | 19SP,27DP,PLEXI D&LW TOP | EA |  | 1 Year (Lifetime) | 2282 | 3.5% | 2202.13
83391 | Middle Atlantic | BGR-19SA27MDK-MP | 19SP,27DP,PLEXI D&MP TOP | EA |  | 1 Year (Lifetime) | 2282 | 3.5% | 2202.13
83392 | Middle Atlantic | BGR-19SA27MDK-PS | 19SP,27DP,PLEXI D&PS TOP | EA |  | 1 Year (Lifetime) | 2282 | 3.5% | 2202.13
83393 | Middle Atlantic | BGR-19SA27MDK-SG | 19SP,27DP,PLEXI D&SG TOP | EA |  | 1 Year (Lifetime) | 2282 | 3.5% | 2202.13
83394 | Middle Atlantic | BGR-19SA27MDK-WG | 19SP,27DP,PLEXI D&WG TOP | EA |  | 1 Year (Lifetime) | 2282 | 3.5% | 2202.13
83395 | Middle Atlantic | BGR-2527 | 25SP/27D MULTIBAY BGR RK | EA |  | 1 Year (Lifetime) | 1154 | 3.5% | 1113.61
83396 | Middle Atlantic | BGR-2527LRD | 25SP/27D MULTIBAY BGR LRD | EA |  | 1 Year (Lifetime) | 1069 | 3.5% | 1031.585
83397 | Middle Atlantic | BGR-2532 | 25SP/32D MULTIBAY BGR RK | EA |  | 1 Year (Lifetime) | 1270 | 3.5% | 1225.55
83398 | Middle Atlantic | BGR-2532LRD | 25SP/32D MULTIBAY BGR LRD | EA |  | 1 Year (Lifetime) | 1185 | 3.5% | 1143.525
83399 | Middle Atlantic | BGR-25SA-27 | 25SP/27D STAND ALONE BGR | EA |  | 1 Year (Lifetime) | 1320 | 3.5% | 1273.8
83400 | Middle Atlantic | BGR-25SA-27LRD | 25SP/27D LRD,STAND ALONE | EA |  | 1 Year (Lifetime) | 1237 | 3.5% | 1193.705
83401 | Middle Atlantic | BGR-25SA27MDK-AG | 25SP,27DP,PLEXI D&AG TOP | EA |  | 1 Year (Lifetime) | 2399 | 3.5% | 2315.035
83402 | Middle Atlantic | BGR-25SA27MDK-DC | 25SP,27DP,PLEXI D&DC TOP | EA |  | 1 Year (Lifetime) | 2399 | 3.5% | 2315.035
83403 | Middle Atlantic | BGR-25SA27MDK-DP | 25SP,27DP,PLEXI D&DP TOP | EA |  | 1 Year (Lifetime) | 2399 | 3.5% | 2315.035
83404 | Middle Atlantic | BGR-25SA27MDK-DS | 25SP,27DP,PLEXI D&DS TOP | EA |  | 1 Year (Lifetime) | 2399 | 3.5% | 2315.035
83405 | Middle Atlantic | BGR-25SA27MDK-EA | 25SP,27DP,PLEXI D&EA TOP | EA |  | 1 Year (Lifetime) | 2399 | 3.5% | 2315.035
83406 | Middle Atlantic | BGR-25SA27MDK-GS | 25SP,27DP,PLEXI D&GS TOP | EA |  | 1 Year (Lifetime) | 2399 | 3.5% | 2315.035
83407 | Middle Atlantic | BGR-25SA27MDK-HM | 25SP,27DP,PLEXI D&HM TOP | EA |  | 1 Year (Lifetime) | 2399 | 3.5% | 2315.035
83408 | Middle Atlantic | BGR-25SA27MDK-LW | 25SP,27DP,PLEXI D&LW TOP | EA |  | 1 Year (Lifetime) | 2399 | 3.5% | 2315.035
83409 | Middle Atlantic | BGR-25SA27MDK-MP | 25SP,27DP,PLEXI D&MP TOP | EA |  | 1 Year (Lifetime) | 2399 | 3.5% | 2315.035
83410 | Middle Atlantic | BGR-25SA27MDK-NA | 25SP,27DP,PLEXI D&NA TOP | EA |  | 1 Year (Lifetime) | 2076 | 3.5% | 2003.34
83411 | Middle Atlantic | BGR-25SA27MDK-PS | 25SP,27DP,PLEXI D&PS TOP | EA |  | 1 Year (Lifetime) | 2399 | 3.5% | 2315.035
83412 | Middle Atlantic | BGR-25SA27MDK-SG | 25SP,27DP,PLEXI D&SG TOP | EA |  | 1 Year (Lifetime) | 2399 | 3.5% | 2315.035
83413 | Middle Atlantic | BGR-25SA27MDK-WG | 25SP,27DP,PLEXI D&WG TOP | EA |  | 1 Year (Lifetime) | 2399 | 3.5% | 2315.035
83414 | Middle Atlantic | BGR-25SA-32 | 25SP/32D STAND ALONE BGR | EA |  | 1 Year (Lifetime) | 1427 | 3.5% | 1377.055
83415 | Middle Atlantic | BGR-25SA-32LRD | 25SP/32D LRD,STAND ALONE | EA |  | 1 Year (Lifetime) | 1344 | 3.5% | 1296.96
83416 | Middle Atlantic | BGR-25SA32MDK-AG | 25SP,32DP,PLEXI D&AG TOP | EA |  | 1 Year (Lifetime) | 2527 | 3.5% | 2438.555
83417 | Middle Atlantic | BGR-25SA32MDK-DC | 25SP,32DP,PLEXI D&DC TOP | EA |  | 1 Year (Lifetime) | 2527 | 3.5% | 2438.555
83418 | Middle Atlantic | BGR-25SA32MDK-DP | 25SP,32DP,PLEXI D&DP TOP | EA |  | 1 Year (Lifetime) | 2527 | 3.5% | 2438.555
83419 | Middle Atlantic | BGR-25SA32MDK-DS | 25SP,32DP,PLEXI D&DS TOP | EA |  | 1 Year (Lifetime) | 2527 | 3.5% | 2438.555
83420 | Middle Atlantic | BGR-25SA32MDK-EA | 25SP,32DP,PLEXI D&EA TOP | EA |  | 1 Year (Lifetime) | 2527 | 3.5% | 2438.555
83421 | Middle Atlantic | BGR-25SA32MDK-GS | 25SP,32DP,PLEXI D&GS TOP | EA |  | 1 Year (Lifetime) | 2527 | 3.5% | 2438.555
83422 | Middle Atlantic | BGR-25SA32MDK-HM | 25SP,32DP,PLEXI D&HM TOP | EA |  | 1 Year (Lifetime) | 2527 | 3.5% | 2438.555
83423 | Middle Atlantic | BGR-25SA32MDK-MP | 25SP,32DP,PLEXI D&MP TOP | EA |  | 1 Year (Lifetime) | 2527 | 3.5% | 2438.555
83424 | Middle Atlantic | BGR-25SA32MDK-PS | 25SP,32DP,PLEXI D&PS TOP | EA |  | 1 Year (Lifetime) | 2527 | 3.5% | 2438.555
83425 | Middle Atlantic | BGR-25SA32MDK-SG | 25SP,32DP,PLEXI D&SG TOP | EA |  | 1 Year (Lifetime) | 2527 | 3.5% | 2438.555
83426 | Middle Atlantic | BGR-25SA32MDK-WG | 25SP,32DP,PLEXI D&WG TOP | EA |  | 1 Year (Lifetime) | 2527 | 3.5% | 2438.555
83427 | Middle Atlantic | BGR-276FT | BGR 276CFM FAN TOP | EA |  | 1 Year (Lifetime) | 504 | 3.5% | 486.36
83428 | Middle Atlantic | BGR-276FT-FC | BGR 276CFM FAN TOP W/FC | EA |  | 1 Year (Lifetime) | 671 | 3.5% | 647.515
83429 | Middle Atlantic | BGR-276FT-WT | BGR 276CFM FAN TOP | EA |  | 1 Year (Lifetime) | 529 | 3.5% | 510.485
83430 | Middle Atlantic | BGR-3827 | 38SP/27D MULTIBAY BGR RK | EA |  | 1 Year (Lifetime) | 1345 | 3.5% | 1297.925
83431 | Middle Atlantic | BGR-3827AXS | BGR-3827 W/AXS-35 | EA |  | 1 Year (Lifetime) | 2234 | 3.5% | 2155.81
83432 | Middle Atlantic | BGR-3827LRD | 38SP/27D MULTIBAY BGR LRD | EA |  | 1 Year (Lifetime) | 1246 | 3.5% | 1202.39
83433 | Middle Atlantic | BGR-3832 | 38SP/32D MULTIBAY BGR RK | EA |  | 1 Year (Lifetime) | 1544 | 3.5% | 1489.96
83434 | Middle Atlantic | BGR-3832AXS-26 | BGR-3832 W/AXS-35-26 | EA |  | 1 Year (Lifetime) | 2402 | 3.5% | 2317.93
83435 | Middle Atlantic | BGR-3832LRD | 38SP/32D MULTIBAY BGR LRD | EA |  | 1 Year (Lifetime) | 1448 | 3.5% | 1397.32
83436 | Middle Atlantic | BGR-38SA-27 | 38SP/27D STAND ALONE BGR | EA |  | 1 Year (Lifetime) | 1491 | 3.5% | 1438.815
83437 | Middle Atlantic | BGR-38SA-27LRD | 38SP/27D LRD,STAND ALONE | EA |  | 1 Year (Lifetime) | 1394 | 3.5% | 1345.21
83438 | Middle Atlantic | BGR-38SA-32 | 38SP/32D STAND ALONE BGR | EA |  | 1 Year (Lifetime) | 1726 | 3.5% | 1665.59
83439 | Middle Atlantic | BGR-38SA-32LRD | 38SP/32D LRD,STAND ALONE | EA |  | 1 Year (Lifetime) | 1630 | 3.5% | 1572.95
83440 | Middle Atlantic | BGR-4127 | 41SP/27D MULTIBAY BGR RK | EA |  | 1 Year (Lifetime) | 1398 | 3.5% | 1349.07
83441 | Middle Atlantic | BGR-4127AXS | BGR-4127 W/AXS-38 | EA |  | 1 Year (Lifetime) | 2297 | 3.5% | 2216.605
83442 | Middle Atlantic | BGR-4127LRD | 41SP/27D MULTIBAY BGR LRD | EA |  | 1 Year (Lifetime) | 1289 | 3.5% | 1243.885
83443 | Middle Atlantic | BGR-4132 | 41SP/32D MULTIBAY BGR RK | EA |  | 1 Year (Lifetime) | 1664 | 3.5% | 1605.76
83444 | Middle Atlantic | BGR-4132AXS-26 | BGR-4132 W/AXS-38-26 | EA |  | 1 Year (Lifetime) | 2568 | 3.5% | 2478.12
83445 | Middle Atlantic | BGR-4132LRD | 41SP/32D MULTIBAY BGR LRD | EA |  | 1 Year (Lifetime) | 1554 | 3.5% | 1499.61
83446 | Middle Atlantic | BGR-4138 | 41SP/38D MULTIBAY BGR RK | EA |  | 1 Year (Lifetime) | 1899 | 3.5% | 1832.535
83447 | Middle Atlantic | BGR-4138LRD | 41SP/38D MULTIBAY BGR LRD | EA |  | 1 Year (Lifetime) | 1789 | 3.5% | 1726.385
83448 | Middle Atlantic | BGR-41-EXT3 | 41SP 3"D F/R DOOR EXTNDER | EA |  | 1 Year (Lifetime) | 347 | 3.5% | 334.855
83449 | Middle Atlantic | BGR-41SA-27 | 41SP/27D STAND ALONE BGR | EA |  | 1 Year (Lifetime) | 1718 | 3.5% | 1657.87
83450 | Middle Atlantic | BGR-41SA-27LRD | 41SP/27D LRD,STAND ALONE | EA |  | 1 Year (Lifetime) | 1609 | 3.5% | 1552.685
83451 | Middle Atlantic | BGR-41SA-32 | 41SP/32D STAND ALONE BGR | EA |  | 1 Year (Lifetime) | 1787 | 3.5% | 1724.455
83452 | Middle Atlantic | BGR-41SA-32LRD | 41SP/32D LRD,STAND ALONE | EA |  | 1 Year (Lifetime) | 1676 | 3.5% | 1617.34
83453 | Middle Atlantic | BGR-4527 | 45SP/27D MULTIBAY BGR RK | EA |  | 1 Year (Lifetime) | 1509 | 3.5% | 1456.185
83454 | Middle Atlantic | BGR-4527AXS | BGR-4527 W/AXS-42 | EA |  | 1 Year (Lifetime) | 2353 | 3.5% | 2270.645
83455 | Middle Atlantic | BGR-4527LRD | 45SP/27D MULTIBAY BGR LRD | EA |  | 1 Year (Lifetime) | 1394 | 3.5% | 1345.21
83456 | Middle Atlantic | BGR-4527LRD-WT | 45SP/27D MULTIBAY BGR LRD | EA |  | 1 Year (Lifetime) | 645 | 3.5% | 622.425
83457 | Middle Atlantic | BGR-4527-WT | 45SP/27D MULTIBAY BGR RK | EA |  | 1 Year (Lifetime) | 1581 | 3.5% | 1525.665
83458 | Middle Atlantic | BGR-4532 | 45SP/32D MULTIBAY BGR RK | EA |  | 1 Year (Lifetime) | 1716 | 3.5% | 1655.94
83459 | Middle Atlantic | BGR-4532AXS-26 | BGR-4532 W/AXS-42-26 | EA |  | 1 Year (Lifetime) | 2745 | 3.5% | 2648.925
83460 | Middle Atlantic | BGR-4532LRD | 45SP/32D MULTIBAY BGR LRD | EA |  | 1 Year (Lifetime) | 1598 | 3.5% | 1542.07
83461 | Middle Atlantic | BGR-4538 | 45SP/38D MULTIBAY BGR RK | EA |  | 1 Year (Lifetime) | 1944 | 3.5% | 1875.96
83462 | Middle Atlantic | BGR-4538LRD | 45SP/38D MULTIBAY BGR LRD | EA |  | 1 Year (Lifetime) | 1827 | 3.5% | 1763.055
83463 | Middle Atlantic | BGR-45-EXT3 | 45SP 3"D F/R DOOR EXTNDER | EA |  | 1 Year (Lifetime) | 363 | 3.5% | 350.295
83464 | Middle Atlantic | BGR-45SA-27 | 45SP/27D STAND ALONE BGR | EA |  | 1 Year (Lifetime) | 1809 | 3.5% | 1745.685
83465 | Middle Atlantic | BGR-45SA-27LD-WT | 45SP/27D LRD,STAND ALONE | EA |  | 1 Year (Lifetime) | 1947 | 3.5% | 1878.855
83466 | Middle Atlantic | BGR-45SA-27LRD | 45SP/27D LRD,STAND ALONE | EA |  | 1 Year (Lifetime) | 1693 | 3.5% | 1633.745
83467 | Middle Atlantic | BGR-45SA-32 | 45SP/32D STAND ALONE BGR | EA |  | 1 Year (Lifetime) | 1928 | 3.5% | 1860.52
83468 | Middle Atlantic | BGR-45SA-32LRD | 45SP/32D LRD,STAND ALONE | EA |  | 1 Year (Lifetime) | 1813 | 3.5% | 1749.545
83469 | Middle Atlantic | BGR-552FT | BGR 552CFM FAN TOP | EA |  | 1 Year (Lifetime) | 549 | 3.5% | 529.785
83470 | Middle Atlantic | BGR-552FT-FC | BGR 552CFM FAN TOP W/FC | EA |  | 1 Year (Lifetime) | 720 | 3.5% | 694.8
83471 | Middle Atlantic | BGR-552FT-FC-WT | BGR 552CFM FAN TOP W/FC | EA |  | 1 Year (Lifetime) | 761 | 3.5% | 734.365
83472 | Middle Atlantic | BGR-AXS-Z4K | BGR AXS 38-45RU SEIS KIT | EA |  | 1 Year (Lifetime) | 258 | 3.5% | 248.97
83473 | Middle Atlantic | BGR-CC-27LT | 27DP,SOLID CC TOP,LKOS | EA |  | 1 Year (Lifetime) | 54 | 3.5% | 52.11
83474 | Middle Atlantic | BGR-CC-32LT | 32DP,SOLID CC TOP,LKOS | EA |  | 1 Year (Lifetime) | 58 | 3.5% | 55.97
83475 | Middle Atlantic | BGR-CC-38FB | 38SP CABLE CHASE, FR/BK | EA |  | 1 Year (Lifetime) | 181 | 3.5% | 174.665
83476 | Middle Atlantic | BGR-CC-38LT | 38DP,SOLID CC TOP,LKOS | EA |  | 1 Year (Lifetime) | 61 | 3.5% | 58.865
83477 | Middle Atlantic | BGR-CC-41FB | 41SP CABLE CHASE, FR/BK | EA |  | 1 Year (Lifetime) | 209 | 3.5% | 201.685
83478 | Middle Atlantic | BGR-CC-45FB | 45SP CABLE CHASE, FR/BK | EA |  | 1 Year (Lifetime) | 227 | 3.5% | 219.055
83479 | Middle Atlantic | BGR-DT9 | BGR DUCTCOOL TOP 9SP PNL | EA |  | 1 Year (Lifetime) | 76 | 3.5% | 73.34
83480 | Middle Atlantic | BGR-ISO | BGR ISOLATION KIT | EA |  | 1 Year (Lifetime) | 68 | 3.5% | 65.62
83481 | Middle Atlantic | BGR-ISO-Z4 | BGR SEISMIC ISO KIT | EA |  | 1 Year (Lifetime) | 118 | 3.5% | 113.87
83482 | Middle Atlantic | BGR-LVT9 | 9SP,LARGE VENTED TOP PNL | EA |  | 1 Year (Lifetime) | 72 | 3.5% | 69.48
83483 | Middle Atlantic | BGR-RD19 | 19SP BGR REAR DOOR | EA |  | 1 Year (Lifetime) | 71 | 3.5% | 68.515
83484 | Middle Atlantic | BGR-RD25 | 25SP BGR REAR DOOR | EA |  | 1 Year (Lifetime) | 84 | 3.5% | 81.06
83485 | Middle Atlantic | BGR-RD38 | 38SP BGR REAR DOOR | EA |  | 1 Year (Lifetime) | 98 | 3.5% | 94.57
83486 | Middle Atlantic | BGR-RD41 | 41SP BGR REAR DOOR | EA |  | 1 Year (Lifetime) | 108 | 3.5% | 104.22
83487 | Middle Atlantic | BGR-RD45 | 45SP BGR REAR DOOR | EA |  | 1 Year (Lifetime) | 378 | 3.5% | 364.77
83488 | Middle Atlantic | BGR-RDC19 | 19SP BGR REAR CABLE DOOR | EA |  | 1 Year (Lifetime) | 236 | 3.5% | 227.74
83489 | Middle Atlantic | BGR-RDC25 | 25SP BGR REAR CABLE DOOR | EA |  | 1 Year (Lifetime) | 255 | 3.5% | 246.075
83490 | Middle Atlantic | BGR-RDC38 | 38SP BGR REAR CABLE DOOR | EA |  | 1 Year (Lifetime) | 292 | 3.5% | 281.78
83491 | Middle Atlantic | BGR-RDC41 | 41SP BGR REAR CABLE DOOR | EA |  | 1 Year (Lifetime) | 305 | 3.5% | 294.325
83492 | Middle Atlantic | BGR-RDC45 | 45SP BGR REAR CABLE DOOR | EA |  | 1 Year (Lifetime) | 315 | 3.5% | 303.975
83493 | Middle Atlantic | BGR-RDC45-WT | 45SP BGR REAR CABLE DOOR | EA |  | 1 Year (Lifetime) | 362 | 3.5% | 349.33
83494 | Middle Atlantic | BGR-RR19 | 19SP,BGR ADDL RAIL,PAIR | EA |  | 1 Year (Lifetime) | 111 | 3.5% | 107.115
83495 | Middle Atlantic | BGR-RR25 | 25SP,BGR ADDL RAIL,PAIR | EA |  | 1 Year (Lifetime) | 129 | 3.5% | 124.485
83496 | Middle Atlantic | BGR-RR38 | 38SP,BGR ADDL RAIL,PAIR | EA |  | 1 Year (Lifetime) | 142 | 3.5% | 137.03
83497 | Middle Atlantic | BGR-RR41 | 41SP,BGR ADDL RAIL,PAIR | EA |  | 1 Year (Lifetime) | 152 | 3.5% | 146.68
83498 | Middle Atlantic | BGR-RR45 | 45SP,BGR ADDL RAIL,PAIR | EA |  | 1 Year (Lifetime) | 163 | 3.5% | 157.295
83499 | Middle Atlantic | BGR-STP3 | 3SP SOLID TOP PANEL ALUM | EA |  | 1 Year (Lifetime) | 25 | 3.5% | 24.125
83500 | Middle Atlantic | BGR-STP4 | 4SP SOLID TOP PANEL ALUM | EA |  | 1 Year (Lifetime) | 27 | 3.5% | 26.055
83501 | Middle Atlantic | BGR-STP9 | 9SP SOLID TOP PANEL STEEL | EA |  | 1 Year (Lifetime) | 59 | 3.5% | 56.935
83502 | Middle Atlantic | BGR-STPG | TOP KIT,BGR-SA,19SP/27DP | EA |  | 1 Year (Lifetime) | 117 | 3.5% | 112.905
83503 | Middle Atlantic | BGR-T1-27AG | 1BAY/27DP TOP AGED CHERRY | EA |  | 1 Year (Lifetime) | 436 | 3.5% | 420.74
83504 | Middle Atlantic | BGR-T1-27DC | 1BAY/27DP TOP DARK CHERRY | EA |  | 1 Year (Lifetime) | 436 | 3.5% | 420.74
83505 | Middle Atlantic | BGR-T1-27DS | 1BAY/27DP TOP DARKSTONE | EA |  | 1 Year (Lifetime) | 436 | 3.5% | 420.74
83506 | Middle Atlantic | BGR-T1-27EA | 1BAY/27DP TOP EBONY ASH | EA |  | 1 Year (Lifetime) | 436 | 3.5% | 420.74
83507 | Middle Atlantic | BGR-T1-27MP | 1BAY/27DP TOP MAPLE | EA |  | 1 Year (Lifetime) | 436 | 3.5% | 420.74
83508 | Middle Atlantic | BGR-T1-27PS | 1BAY/27DP TOP PEPPERSTONE | EA |  | 1 Year (Lifetime) | 436 | 3.5% | 420.74
83509 | Middle Atlantic | BGR-T1-27SG | 1BAY/27DP TOP SHARK GRAY | EA |  | 1 Year (Lifetime) | 436 | 3.5% | 420.74
83510 | Middle Atlantic | BGR-T1-32DS | 1BAY/32DP TOP DARKSTONE | EA |  | 1 Year (Lifetime) | 698 | 3.5% | 673.57
83511 | Middle Atlantic | BGR-T1-32HM | 1BAY/32DP TOP HONEY MAPLE | EA |  | 1 Year (Lifetime) | 833 | 3.5% | 803.845
83512 | Middle Atlantic | BGR-T1-32SG | 1BAY/32DP TOP SHARK GRAY | EA |  | 1 Year (Lifetime) | 1390 | 3.5% | 1341.35
83513 | Middle Atlantic | BGR-T2-BSA-27SL | THERMO TOP BGR-SA 27D SL | EA |  | 1 Year (Lifetime) | 845 | 3.5% | 815.425
83514 | Middle Atlantic | BGR-TEMP-32 | 32" DEEP BGR TEMPLATE | EA |  | 1 Year (Lifetime) | 61 | 3.5% | 58.865
83515 | Middle Atlantic | BGR-TRIM19 | 19SP BGR TRIM | EA |  | 1 Year (Lifetime) | 55 | 3.5% | 53.075
83516 | Middle Atlantic | BGR-TRIM19B | 19SP BGR TRIM,BLACK | EA |  | 1 Year (Lifetime) | 55 | 3.5% | 53.075
83517 | Middle Atlantic | BGR-TRIM25 | 25SP BGR TRIM | EA |  | 1 Year (Lifetime) | 77 | 3.5% | 74.305
83518 | Middle Atlantic | BGR-TRIM25B | 25SP BGR TRIM,BLACK | EA |  | 1 Year (Lifetime) | 61 | 3.5% | 58.865
83519 | Middle Atlantic | BGR-TRIM38 | 38SP BGR TRIM | EA |  | 1 Year (Lifetime) | 90 | 3.5% | 86.85
83520 | Middle Atlantic | BGR-TRIM38B | 38SP BGR TRIM,BLACK | EA |  | 1 Year (Lifetime) | 62 | 3.5% | 59.83
83521 | Middle Atlantic | BGR-TRIM41 | 41SP BGR TRIM | EA |  | 1 Year (Lifetime) | 108 | 3.5% | 104.22
83522 | Middle Atlantic | BGR-TRIM41B | 41SP BGR TRIM,BLACK | EA |  | 1 Year (Lifetime) | 63 | 3.5% | 60.795
83523 | Middle Atlantic | BGR-TRIM45 | 45SP BGR TRIM | EA |  | 1 Year (Lifetime) | 115 | 3.5% | 110.975
83524 | Middle Atlantic | BGR-TRIM45B | 45SP BGR TRIM,BLACK | EA |  | 1 Year (Lifetime) | 115 | 3.5% | 110.975
83525 | Middle Atlantic | BGR-TRR4 | 4SP,BGR TOP RAIL REDUCER | EA |  | 1 Year (Lifetime) | 23 | 3.5% | 22.195
83526 | Middle Atlantic | BGR-TRR9 | 9SP,BGR TOP RAIL REDUCER | EA |  | 1 Year (Lifetime) | 38 | 3.5% | 36.67
83527 | Middle Atlantic | BGR-Z4 | BGR SEISMIC BRACKETS | EA |  | 1 Year (Lifetime) | 52 | 3.5% | 50.18
83528 | Middle Atlantic | BL1 | 1SP FLANGED ALUM ANOD BLA | EA |  | 1 Year (Lifetime) | 26 | 3.5% | 25.09
83529 | Middle Atlantic | BL1/2 | 1/2SP FLANGED BLANK ANO | EA |  | 1 Year (Lifetime) | 23 | 3.5% | 22.195
83530 | Middle Atlantic | BL1/3 | 1/3SP FLANGED BLANK ANO | EA |  | 1 Year (Lifetime) | 21 | 3.5% | 20.265
83531 | Middle Atlantic | BL1-H | 1SP BLK ANO HANDLE PANEL | EA |  | 1 Year (Lifetime) | 42 | 3.5% | 40.53
83532 | Middle Atlantic | BL2 | 2SP FLANGED ALUM ANOD BLA | EA |  | 1 Year (Lifetime) | 30 | 3.5% | 28.95
83533 | Middle Atlantic | BL3 | 3SP FLANGED ALUM ANOD BLA | EA |  | 1 Year (Lifetime) | 36 | 3.5% | 34.74
83534 | Middle Atlantic | BL4 | 4SP FLANGED ALUM ANOD BLA | EA |  | 1 Year (Lifetime) | 43 | 3.5% | 41.495
83535 | Middle Atlantic | BMF-FAN10 | HIGH OUTPUT 10 FAN | EA |  | 1 Year (3 Years) | 346 | 3.5% | 333.89
83536 | Middle Atlantic | B-MFR27GE | MFR 27"D BOTTOM,GE | EA |  | 1 Year (Lifetime) | 355.7 | 3.5% | 343.2505
83537 | Middle Atlantic | BOND-G24 | 24PC RACK GANG/BOND HDW | EA |  | 1 Year (Lifetime) | 80 | 3.5% | 77.2
83538 | Middle Atlantic | BPFD-19 | 19SP,PLEXI FRONT DOOR | EA |  | 1 Year (3 Years) | 427 | 3.5% | 412.055
83539 | Middle Atlantic | BPFD-25 | 25SP,PLEXI FRONT DOOR | EA |  | 1 Year (3 Years) | 450 | 3.5% | 434.25
83540 | Middle Atlantic | BPFD-38 | 38SP,PLEXI FRONT DOOR | EA |  | 1 Year (3 Years) | 685 | 3.5% | 661.025
83541 | Middle Atlantic | BPFD-41 | 41SP,PLEXI FRONT DOOR | EA |  | 1 Year (3 Years) | 727 | 3.5% | 701.555
83542 | Middle Atlantic | BPFD-45 | 45SP,PLEXI FRONT DOOR | EA |  | 1 Year (3 Years) | 779 | 3.5% | 751.735
83543 | Middle Atlantic | BR1 | 1SP PANEL W/BRUSH GROMMET | EA |  | 1 Year (Lifetime) | 71 | 3.5% | 68.515
83544 | Middle Atlantic | BR2 | 2SP BRUSH GROMMET PANEL | EA |  | 1 Year (Lifetime) | 88 | 3.5% | 84.92
83545 | Middle Atlantic | BRK10 | 10SP (17.5") RACK,18"DEEP | EA |  | 1 Year (7 Years) | 218 | 3.5% | 210.37
83546 | Middle Atlantic | BRK10-S | 10SP RACK,18"DP | EA |  | 1 Year (7 Years) | 130 | 3.5% | 125.45
83547 | Middle Atlantic | BRK12 | 12SP(21)RACK, 18DEEP | EA |  | 1 Year (7 Years) | 228 | 3.5% | 220.02
83548 | Middle Atlantic | BRK12-22 | 12SP(21)RACK,22 DEEP | EA |  | 1 Year (7 Years) | 309 | 3.5% | 298.185
83549 | Middle Atlantic | BRK12-28 | 12SP(21)RACK,28 DEEP | EA |  | 1 Year (7 Years) | 411 | 3.5% | 396.615
83550 | Middle Atlantic | BRK12-S | 12SP RACK, 18DEEP | EA |  | 1 Year (7 Years) | 137 | 3.5% | 132.205
83551 | Middle Atlantic | BRK14 | 14SP (24.5") RACK,18"DEEP | EA |  | 1 Year (7 Years) | 239 | 3.5% | 230.635
83552 | Middle Atlantic | BRK14-S | 14SP RACK,18"DP | EA |  | 1 Year (7 Years) | 148 | 3.5% | 142.82
83553 | Middle Atlantic | BRK16 | 16SP(28)RACK, 18DEEP | EA |  | 1 Year (7 Years) | 254 | 3.5% | 245.11
83554 | Middle Atlantic | BRK16-22 | 16SP(28)RACK,22 DEEP | EA |  | 1 Year (7 Years) | 344 | 3.5% | 331.96
83555 | Middle Atlantic | BRK16-28 | 16SP(28)RACK,28 DEEP | EA |  | 1 Year (7 Years) | 437 | 3.5% | 421.705
83556 | Middle Atlantic | BRK16-S | 16SP RACK, 18DEEP | EA |  | 1 Year (7 Years) | 169 | 3.5% | 163.085
83557 | Middle Atlantic | BRK20 | 20SP(35)RACK, 18DEEP | EA |  | 1 Year (7 Years) | 268 | 3.5% | 258.62
83558 | Middle Atlantic | BRK20-22 | 20SP(35)RACK,22 DEEP | EA |  | 1 Year (7 Years) | 363 | 3.5% | 350.295
83559 | Middle Atlantic | BRK20-28 | 20SP(35)RACK,28 DEEP | EA |  | 1 Year (7 Years) | 485 | 3.5% | 468.025
83560 | Middle Atlantic | BRK20-S | 20SP RACK, 18DEEP | EA |  | 1 Year (7 Years) | 163 | 3.5% | 157.295
83561 | Middle Atlantic | BRK28-22 | 28SP(49)RACK,22 DEEP | EA |  | 1 Year (7 Years) | 412 | 3.5% | 397.58
83562 | Middle Atlantic | BRK28-28 | 28SP(49)RACK,28 DEEP | EA |  | 1 Year (7 Years) | 549 | 3.5% | 529.785
83563 | Middle Atlantic | BRK6 | 6SP (10.5") RACK,18"DEEP | EA |  | 1 Year (7 Years) | 199 | 3.5% | 192.035
83564 | Middle Atlantic | BRK6-S | 6SP RACK,18"DP | EA |  | 1 Year (7 Years) | 104 | 3.5% | 100.36
83565 | Middle Atlantic | BRK8 | 8SP(14)RACK, 18DEEP | EA |  | 1 Year (7 Years) | 211 | 3.5% | 203.615
83566 | Middle Atlantic | BRK8-22 | 8SP(14)RACK,22 DEEP | EA |  | 1 Year (7 Years) | 297 | 3.5% | 286.605
83567 | Middle Atlantic | BRK8-S | 8SP RACK, 18DEEP | EA |  | 1 Year (7 Years) | 115 | 3.5% | 110.975
83568 | Middle Atlantic | BS-BGR | BGR INNER PLATFORM BASE | EA |  | 1 Year (Lifetime) | 109 | 3.5% | 105.185
83569 | Middle Atlantic | BS-MRK-26 | INNER RISER BASE FOR MRK | EA |  | 1 Year (Lifetime) | 142 | 3.5% | 137.03
83570 | Middle Atlantic | BS-MRK-31 | INNER RISER BASE FOR MRK | EA |  | 1 Year (Lifetime) | 157 | 3.5% | 151.505
83571 | Middle Atlantic | BS-MRK-36 | INNER RISER BASE FOR MRK | EA |  | 1 Year (Lifetime) | 212 | 3.5% | 204.58
83572 | Middle Atlantic | BS-MRK-42 | INNER PLTFRM BASE,42"MRK | EA |  | 1 Year (Lifetime) | 287 | 3.5% | 276.955
83573 | Middle Atlantic | BSPN-19-27 | 19SP 27DP BGR SIDE PANELS | EA |  | 1 Year (Lifetime) | 465 | 3.5% | 448.725
83574 | Middle Atlantic | BSPN-25-27 | 25SP 27DP BGR SIDE PANELS | EA |  | 1 Year (Lifetime) | 486 | 3.5% | 468.99
83575 | Middle Atlantic | BSPN-25-32 | 25SP 32DP BGR SIDE PANELS | EA |  | 1 Year (Lifetime) | 522 | 3.5% | 503.73
83576 | Middle Atlantic | BSPN-38-27 | 38SP 27DP BGR SIDE PANELS | EA |  | 1 Year (Lifetime) | 581 | 3.5% | 560.665
83577 | Middle Atlantic | BSPN-38-32 | 38SP 32DP BGR SIDE PANELS | EA |  | 1 Year (Lifetime) | 788 | 3.5% | 760.42
83578 | Middle Atlantic | BSPN-41-27 | 41SP 27DP BGR SIDE PANELS | EA |  | 1 Year (Lifetime) | 632 | 3.5% | 609.88
83579 | Middle Atlantic | BSPN-41-32 | 41SP 32DP BGR SIDE PANELS | EA |  | 1 Year (Lifetime) | 852 | 3.5% | 822.18
83580 | Middle Atlantic | BSPN-41-38 | 41SP 38DP BGR SIDE PANELS | EA |  | 1 Year (Lifetime) | 1048 | 3.5% | 1011.32
83581 | Middle Atlantic | BSPN-45-27 | 45SP 27DP BGR SIDE PANELS | EA |  | 1 Year (Lifetime) | 657 | 3.5% | 634.005
83582 | Middle Atlantic | BSPN-45-27-PW | 45SP 27DP BGR SIDE PANELS | EA |  | 1 Year (Lifetime) | 756 | 3.5% | 729.54
83583 | Middle Atlantic | BSPN-45-27-WT | 45SP 27DP BGR SIDE PANELS | EA |  | 1 Year (Lifetime) | 738 | 3.5% | 712.17
83584 | Middle Atlantic | BSPN-45-32 | 45SP 32DP BGR SIDE PANELS | EA |  | 1 Year (Lifetime) | 879 | 3.5% | 848.235
83585 | Middle Atlantic | BSPN-45-38 | 45SP 38DP BGR SIDE PANELS | EA |  | 1 Year (Lifetime) | 1095 | 3.5% | 1056.675
83586 | Middle Atlantic | BS-WRK-27 | INNER RISER BASE FOR WRK | EA |  | 1 Year (Lifetime) | 160 | 3.5% | 154.4
83587 | Middle Atlantic | BS-WRK-32 | INNER RISER BASE FOR WRK | EA |  | 1 Year (Lifetime) | 184 | 3.5% | 177.56
83588 | Middle Atlantic | BUNDLE-LARGE | ACCESSORY BUNDLE,LARGE | EA |  | 1 Year (Lifetime) | 578 | 3.5% | 557.77
83589 | Middle Atlantic | BUNDLE-MEDIUM | ACCESSORY BUNDLE,MEDIUM | EA |  | 1 Year (Lifetime) | 349 | 3.5% | 336.785
83590 | Middle Atlantic | BUNDLE-SMALL | ACCESSORY BUNDLE,SMALL | EA |  | 1 Year (Lifetime) | 171 | 3.5% | 165.015
83591 | Middle Atlantic | BVFD-19 | 19SP,VENT FRONT DOOR | EA |  | 1 Year (3 Years) | 332 | 3.5% | 320.38
83592 | Middle Atlantic | BVFD-25 | 25SP,VENT FRONT DOOR | EA |  | 1 Year (3 Years) | 361 | 3.5% | 348.365
83593 | Middle Atlantic | BVFD-38 | 38SP,VENT FRONT DOOR | EA |  | 1 Year (3 Years) | 448 | 3.5% | 432.32
83594 | Middle Atlantic | BVFD-41 | 41SP,VENT FRONT DOOR | EA |  | 1 Year (3 Years) | 475 | 3.5% | 458.375
83595 | Middle Atlantic | BVFD-45 | 45SP,VENT FRONT DOOR | EA |  | 1 Year (3 Years) | 517 | 3.5% | 498.905
83596 | Middle Atlantic | BVFD-45LH-L | 45SP VENTED DOOR,LH,L | EA |  | 1 Year (3 Years) | 458 | 3.5% | 441.97
83597 | Middle Atlantic | -C | CLAMP KIT FOR RACKSHELF | EA |  | 1 Year (Lifetime) | 31 | 3.5% | 29.915
83598 | Middle Atlantic | C3C1D1M4HA3ZP001 | C3C,1X10X32,M,4H,ZP,A3 | EA |  | 1 Year (7 Years) | 1523.08 | 3.5% | 1469.7722
83599 | Middle Atlantic | C3C1D1M5HB9ZP001 | C3C,1X10X32,M,5H,ZP,B9 | EA |  | 1 Year (7 Years) | 1523.08 | 3.5% | 1469.7722
83600 | Middle Atlantic | C3C1D1M6HD2ZP001 | C3C,1X10X32,M,6H,ZP,D2 | EA |  | 1 Year (7 Years) | 1523.08 | 3.5% | 1469.7722
83601 | Middle Atlantic | C3C1D1M7HA0ZP001 | C3C,1X10X32,M,7H,ZP,A0 | EA |  | 1 Year (7 Years) | 1523.08 | 3.5% | 1469.7722
83602 | Middle Atlantic | C3C1D1M7HB3ZP001 | C3C,1X10X32,M,7H,ZP,B3 | EA |  | 1 Year (7 Years) | 1523.08 | 3.5% | 1469.7722
83603 | Middle Atlantic | C3C1D1MSTASZP001 | C3C,1X10X32,M,ST,ZP,AS | EA |  | 1 Year (7 Years) | 1015.38 | 3.5% | 979.8417
83604 | Middle Atlantic | C3C1D1MSTCNZP001 | C3C,1X10X32,M,ST,ZP,CN | EA |  | 1 Year (7 Years) | 1015.38 | 3.5% | 979.8417
83605 | Middle Atlantic | C3C1D1MSTNAZP001 | C3C,1X10X32,M,ST,ZP,NA | EA |  | 1 Year (7 Years) | 1015.38 | 3.5% | 979.8417
83606 | Middle Atlantic | C3C1D1MSTNMZP001 | C3C,1X10X32,M,ST,ZP,NM | EA |  | 1 Year (7 Years) | 1015.38 | 3.5% | 979.8417
83607 | Middle Atlantic | C3C1D1MSTSAZP001 | C3C,1X10X32,M,ST,ZP,SA | EA |  | 1 Year (7 Years) | 1015.38 | 3.5% | 979.8417
83608 | Middle Atlantic | C3C1D2M4HA3ZP001 | C3C,1X10X24,M,4H,ZP,A3 | EA |  | 1 Year (7 Years) | 1438.46 | 3.5% | 1388.1139
83609 | Middle Atlantic | C3C1D2M5HB9ZP001 | C3C,1X10X24,M,5H,ZP,B9 | EA |  | 1 Year (7 Years) | 1438.46 | 3.5% | 1388.1139
83610 | Middle Atlantic | C3C1D2M6HD2ZP001 | C3C,1X10X24,M,6H,ZP,D2 | EA |  | 1 Year (7 Years) | 1438.46 | 3.5% | 1388.1139
83611 | Middle Atlantic | C3C1D2M7HA0ZP001 | C3C,1X10X24,M,7H,ZP,A0 | EA |  | 1 Year (7 Years) | 1438.46 | 3.5% | 1388.1139
83612 | Middle Atlantic | C3C1D2M7HB3ZP001 | C3C,1X10X24,M,7H,ZP,B3 | EA |  | 1 Year (7 Years) | 1438.46 | 3.5% | 1388.1139
83613 | Middle Atlantic | C3C1D2MSTASZP001 | C3C,1X10X24,M,ST,ZP,AS | EA |  | 1 Year (7 Years) | 947.69 | 3.5% | 914.5208
83614 | Middle Atlantic | C3C1D2MSTNAZP001 | C3C,1X10X24,M,ST,ZP,NA | EA |  | 1 Year (7 Years) | 947.69 | 3.5% | 914.5208
83615 | Middle Atlantic | C3C1D2MSTNMZP001 | C3C,1X10X24,M,ST,ZP,NM | EA |  | 1 Year (7 Years) | 947.69 | 3.5% | 914.5208
83616 | Middle Atlantic | C3C2D1M4HA3ZP001 | C3C,2X10X32,M,4H,ZP,A3 | EA |  | 1 Year (7 Years) | 1793.85 | 3.5% | 1731.0652
83617 | Middle Atlantic | C3C2D1M5HB9ZP001 | C3C,2X10X32,M,5H,ZP,B9 | EA |  | 1 Year (7 Years) | 1793.85 | 3.5% | 1731.0652
83618 | Middle Atlantic | C3C2D1M6HD2ZP001 | C3C,2X10X32,M,6H,ZP,D2 | EA |  | 1 Year (7 Years) | 1793.85 | 3.5% | 1731.0652
83619 | Middle Atlantic | C3C2D1M7HA0ZP001 | C3C,2X10X32,M,7H,ZP,A0 | EA |  | 1 Year (7 Years) | 1793.85 | 3.5% | 1731.0652
83620 | Middle Atlantic | C3C2D1M7HB3ZP001 | C3C,2X10X32,M,7H,ZP,B3 | EA |  | 1 Year (7 Years) | 1793.85 | 3.5% | 1731.0652
83621 | Middle Atlantic | C3C2D1MSTASZP001 | C3C,2X10X32,M,ST,ZP,AS | EA |  | 1 Year (7 Years) | 1218.46 | 3.5% | 1175.8139
83622 | Middle Atlantic | C3C2D1MSTNAZP001 | C3C,2X10X32,M,ST,ZP,NA | EA |  | 1 Year (7 Years) | 1218.46 | 3.5% | 1175.8139
83623 | Middle Atlantic | C3C2D1MSTNMZP001 | C3C,2X10X32,M,ST,ZP,NM | EA |  | 1 Year (7 Years) | 1218.46 | 3.5% | 1175.8139
83624 | Middle Atlantic | C3C2D1MSTSAZP001 | C3C,2X10X32,M,ST,ZP,SA | EA |  | 1 Year (7 Years) | 1218.46 | 3.5% | 1175.8139
83625 | Middle Atlantic | C3C2D2M4HA3ZP001 | C3C,2X10X24,M,4H,ZP,A3 | EA |  | 1 Year (7 Years) | 1692.31 | 3.5% | 1633.0791
83626 | Middle Atlantic | C3C2D2M5HB9ZP001 | C3C,2X10X24,M,5H,ZP,B9 | EA |  | 1 Year (7 Years) | 1692.31 | 3.5% | 1633.0791
83627 | Middle Atlantic | C3C2D2M6HD2ZP001 | C3C,2X10X24,M,6H,ZP,D2 | EA |  | 1 Year (7 Years) | 1692.31 | 3.5% | 1633.0791
83628 | Middle Atlantic | C3C2D2M7HA0ZP001 | C3C,2X10X24,M,7H,ZP,A0 | EA |  | 1 Year (7 Years) | 1692.31 | 3.5% | 1633.0791
83629 | Middle Atlantic | C3C2D2M7HB3ZP001 | C3C,2X10X24,M,7H,ZP,B3 | EA |  | 1 Year (7 Years) | 1692.31 | 3.5% | 1633.0791
83630 | Middle Atlantic | C3C2D2MSTASZP001 | C3C,2X10X24,M,ST,ZP,AS | EA |  | 1 Year (7 Years) | 1083.08 | 3.5% | 1045.1722
83631 | Middle Atlantic | C3C2D2MSTNAZP001 | C3C,2X10X24,M,ST,ZP,NA | EA |  | 1 Year (7 Years) | 1083.08 | 3.5% | 1045.1722
83632 | Middle Atlantic | C3C4D1M4HA3ZP001 | C3C,4X10X32,M,4H,ZP,A3 | EA |  | 1 Year (7 Years) | 1996.92 | 3.5% | 1927.0278
83633 | Middle Atlantic | C3C4D1M5HB9ZP001 | C3C,4X10X32,M,5H,ZP,B9 | EA |  | 1 Year (7 Years) | 1996.92 | 3.5% | 1927.0278
83634 | Middle Atlantic | C3C4D1M6HD2ZP001 | C3C,4X10X32,M,6H,ZP,D2 | EA |  | 1 Year (7 Years) | 1996.92 | 3.5% | 1927.0278
83635 | Middle Atlantic | C3C4D1M7HA0ZP001 | C3C,4X10X32,M,7H,ZP,A0 | EA |  | 1 Year (7 Years) | 1996.92 | 3.5% | 1927.0278
83636 | Middle Atlantic | C3C4D1M7HB3ZP001 | C3C,4X10X32,M,7H,ZP,B3 | EA |  | 1 Year (7 Years) | 1996.92 | 3.5% | 1927.0278
83637 | Middle Atlantic | C3C4D1MSTASZP001 | C3C,4X10X32,M,ST,ZP,AS | EA |  | 1 Year (7 Years) | 1438.46 | 3.5% | 1388.1139
83638 | Middle Atlantic | C3C4D1MSTNAZP001 | C3C,4X10X32,M,ST,ZP,NA | EA |  | 1 Year (7 Years) | 1438.46 | 3.5% | 1388.1139
83639 | Middle Atlantic | C3C4D1MSTNMZP001 | C3C,4X10X32,M,ST,ZP,NM | EA |  | 1 Year (7 Years) | 1438.46 | 3.5% | 1388.1139
83640 | Middle Atlantic | C3C4D1MSTSAZP001 | C3C,4X10X32,M,ST,ZP,SA | EA |  | 1 Year (7 Years) | 1438.46 | 3.5% | 1388.1139
83641 | Middle Atlantic | C3C4D2M4HA3ZP001 | C3C,4X10X24,M,4H,ZP,A3 | EA |  | 1 Year (7 Years) | 1895.38 | 3.5% | 1829.0417
83642 | Middle Atlantic | C3C4D2M5HB9ZP001 | C3C,4X10X24,M,5H,ZP,B9 | EA |  | 1 Year (7 Years) | 1895.38 | 3.5% | 1829.0417
83643 | Middle Atlantic | C3C4D2M6HD2ZP001 | C3C,4X10X24,M,6H,ZP,D2 | EA |  | 1 Year (7 Years) | 1895.38 | 3.5% | 1829.0417
83644 | Middle Atlantic | C3C4D2M7HA0ZP001 | C3C,4X10X24,M,7H,ZP,A0 | EA |  | 1 Year (7 Years) | 1895.38 | 3.5% | 1829.0417
83645 | Middle Atlantic | C3C4D2M7HB3ZP001 | C3C,4X10X24,M,7H,ZP,B3 | EA |  | 1 Year (7 Years) | 1895.38 | 3.5% | 1829.0417
83646 | Middle Atlantic | C3C4D2MSTASZP001 | C3C,4X10X24,M,ST,ZP,AS | EA |  | 1 Year (7 Years) | 1252.31 | 3.5% | 1208.4791
83647 | Middle Atlantic | C3C4D2MSTNAZP001 | C3C,4X10X24,M,ST,ZP,NA | EA |  | 1 Year (7 Years) | 1252.31 | 3.5% | 1208.4791
83648 | Middle Atlantic | C3-FANKIT | C3,FANKIT,69CFM | EA |  | 1 Year (3 Years) | 80 | 3.5% | 77.2
83649 | Middle Atlantic | C3-SHELFKIT | C3,WOOD SHELFKIT,1BAY | EA |  | 1 Year (7 Years) | 150 | 3.5% | 144.75
83650 | Middle Atlantic | C3TECHKIT4-SO | C3,RACKKIT,4RU,SLIDEOUT | EA |  | 1 Year (7 Years) | 450 | 3.5% | 434.25
83651 | Middle Atlantic | C3TECHKIT4-ST | C3,RACKKIT,4RU,STATIONARY | EA |  | 1 Year (7 Years) | 380 | 3.5% | 366.7
83652 | Middle Atlantic | C5-ARB | C5 ADJUSTABLE RAIL BRKT | EA |  | 1 Year (Lifetime) | 45 | 3.5% | 43.425
83653 | Middle Atlantic | C5-ARB27 | 27D,C5 ADJ RAIL BRKT | EA |  | 1 Year (Lifetime) | 82 | 3.5% | 79.13
83654 | Middle Atlantic | C5-ARB31 | 31D,C5 ADJ RAIL BRKT | EA |  | 1 Year (Lifetime) | 90 | 3.5% | 86.85
83655 | Middle Atlantic | C5-CG | C5 CABLE GROMMET | EA |  | 1 Year (Lifetime) | 18 | 3.5% | 17.37
83656 | Middle Atlantic | C5-CG-H | C5 CABLE GROMMET | EA |  | 1 Year (Lifetime) | 23 | 3.5% | 22.195
83657 | Middle Atlantic | C5-CG-T | C5 CABLE GROMMET | EA |  | 1 Year (Lifetime) | 23 | 3.5% | 22.195
83658 | Middle Atlantic | C5-CG-V | C5 CABLE GROMMET | EA |  | 1 Year (Lifetime) | 23 | 3.5% | 22.195
83659 | Middle Atlantic | C5CM-128 | CAM MOUNT,12,8,MIDDLE,T/B | EA |  | 1 Year (Lifetime) | 229 | 3.5% | 220.985
83660 | Middle Atlantic | C5CMM-88 | C5 CAMERA MT MIDDLE 8X8 | EA |  | 1 Year (Lifetime) | 169 | 3.5% | 163.085
83661 | Middle Atlantic | C5CMTB-128 | C5 CAMERA MT LB 12X8 | EA |  | 1 Year (Lifetime) | 218 | 3.5% | 210.37
83662 | Middle Atlantic | C5CMTB-88 | C5 CAMERA MT SM 8X8 | EA |  | 1 Year (Lifetime) | 193 | 3.5% | 186.245
83663 | Middle Atlantic | C5D-SRSR12 | 12SP SRSR,FOR C5-D SERIES | EA |  | 1 Year (Lifetime) | 815 | 3.5% | 786.475
83664 | Middle Atlantic | C5-EXT-3 | C5 3D,1 BAY REAR DOOR EXT | EA |  | 1 Year (Lifetime) | 189 | 3.5% | 182.385
83665 | Middle Atlantic | C5-FF22-1 | C5 FURN FRAME,22D,1 BAY | EA |  | 1 Year (Lifetime) | 930 | 3.5% | 897.45
83666 | Middle Atlantic | C5-FF22-2 | C5 FURN FRAME,22D,2 BAY | EA |  | 1 Year (Lifetime) | 1900 | 3.5% | 1833.5
83667 | Middle Atlantic | C5-FF22-3 | C5 FURN FRAME,22D,3 BAY | EA |  | 1 Year (Lifetime) | 2400 | 3.5% | 2316
83668 | Middle Atlantic | C5-FF27-1 | C5 FURN FRAME,27D,1 BAY | EA |  | 1 Year (Lifetime) | 1681 | 3.5% | 1622.165
83669 | Middle Atlantic | C5-FF27-2 | C5 FURN FRAME,27D,2 BAY | EA |  | 1 Year (Lifetime) | 2109 | 3.5% | 2035.185
83670 | Middle Atlantic | C5-FF27-3 | C5 FURN FRAME,27D,3 BAY | EA |  | 1 Year (Lifetime) | 2653 | 3.5% | 2560.145
83671 | Middle Atlantic | C5-FF31-1 | C5 FURN FRAME,31D,1 BAY | EA |  | 1 Year (Lifetime) | 1815 | 3.5% | 1751.475
83672 | Middle Atlantic | C5-FF31-2 | C5 FURN FRAME,31D,2 BAY | EA |  | 1 Year (Lifetime) | 2271 | 3.5% | 2191.515
83673 | Middle Atlantic | C5-FF31-3 | C5 FURN FRAME,31D,3 BAY | EA |  | 1 Year (Lifetime) | 2833 | 3.5% | 2733.845
83674 | Middle Atlantic | C5-FS22-HA0 | 22D,C5 FLPSHLF,H,5TH AVE | EA |  | 1 Year (Lifetime) | 420 | 3.5% | 405.3
83675 | Middle Atlantic | C5-FS22-HA3 | 22D,C5 FLPSHLF,H,ASIAN N | EA |  | 1 Year (Lifetime) | 420 | 3.5% | 405.3
83676 | Middle Atlantic | C5-FS22-HA7 | 22D,C5 FLPSHLF,H,BRT WHT | EA |  | 1 Year (Lifetime) | 420 | 3.5% | 405.3
83677 | Middle Atlantic | C5-FS22-HB3 | 22D,C5 FLPSHLF,H,GLAM CHE | EA |  | 1 Year (Lifetime) | 420 | 3.5% | 405.3
83678 | Middle Atlantic | C5-FS22-HB7 | 22D,C5 FLPSHLF,H,LIMB MAP | EA |  | 1 Year (Lifetime) | 420 | 3.5% | 405.3
83679 | Middle Atlantic | C5-FS22-HB9 | 22D,C5 FLPSHLF,H,MONT WAL | EA |  | 1 Year (Lifetime) | 420 | 3.5% | 405.3
83680 | Middle Atlantic | C5-FS22-HC9 | 22D,C5 FLPSHLF,H,VERS ANI | EA |  | 1 Year (Lifetime) | 420 | 3.5% | 405.3
83681 | Middle Atlantic | C5-FS22-HD2 | 22D,C5 FLPSHLF,H,WHT ASH | EA |  | 1 Year (Lifetime) | 420 | 3.5% | 405.3
83682 | Middle Atlantic | C5-FS22-TAS | 22D,C5 FLPSHLF,T,AUB STR | EA |  | 1 Year (Lifetime) | 400 | 3.5% | 386
83683 | Middle Atlantic | C5-FS22-TCN | 22D,C5 FLPSHLF,T,CAF NOIR | EA |  | 1 Year (Lifetime) | 400 | 3.5% | 386
83684 | Middle Atlantic | C5-FS22-TIS | 22D,C5 FLPSHLF,T,IBIS | EA |  | 1 Year (Lifetime) | 400 | 3.5% | 386
83685 | Middle Atlantic | C5-FS22-TNA | 22D,C5 FLPSHLF,T,NAPA | EA |  | 1 Year (Lifetime) | 400 | 3.5% | 386
83686 | Middle Atlantic | C5-FS22-TNM | 22D,C5 FLPSHLF,T,NAT MAPL | EA |  | 1 Year (Lifetime) | 400 | 3.5% | 386
83687 | Middle Atlantic | C5-FS22-TSA | 22D,C5 FLPSHLF,T,SIENNA | EA |  | 1 Year (Lifetime) | 400 | 3.5% | 386
83688 | Middle Atlantic | C5K1A1SSHA0ZP001 | C5PK,1X27X32,SOTA,H,ZP,A0 | EA |  | 1 Year (Lifetime) | 1629 | 3.5% | 1571.985
83689 | Middle Atlantic | C5K1A1SSHA3ZP001 | C5PK,1X27X32,SOTA,H,ZP,A3 | EA |  | 1 Year (Lifetime) | 1629 | 3.5% | 1571.985
83690 | Middle Atlantic | C5K1A1SSHA7ZP001 | C5PK,1X27X32,SOTA,H,ZP,A7 | EA |  | 1 Year (Lifetime) | 1621 | 3.5% | 1564.265
83691 | Middle Atlantic | C5K1A1SSHB3ZP001 | C5PK,1X27X32,SOTA,H,ZP,B3 | EA |  | 1 Year (Lifetime) | 1598 | 3.5% | 1542.07
83692 | Middle Atlantic | C5K1A1SSHB7ZP001 | C5PK,1X27X32,SOTA,H,ZP,B7 | EA |  | 1 Year (Lifetime) | 1621 | 3.5% | 1564.265
83693 | Middle Atlantic | C5K1A1SSHB9ZP001 | C5PK,1X27X32,SOTA,H,ZP,B9 | EA |  | 1 Year (Lifetime) | 1574 | 3.5% | 1518.91
83694 | Middle Atlantic | C5K1A1SSHC9ZP001 | C5PK,1X27X32,SOTA,H,ZP,C9 | EA |  | 1 Year (Lifetime) | 1621 | 3.5% | 1564.265
83695 | Middle Atlantic | C5K1A1SSHD2ZP001 | C5PK,1X27X32,SOTA,H,ZP,D2 | EA |  | 1 Year (Lifetime) | 1574 | 3.5% | 1518.91
83696 | Middle Atlantic | C5K1A1SSTASZP001 | C5PK,1X27X32,SOTA,T,SP,AS | EA |  | 1 Year (Lifetime) | 1365 | 3.5% | 1317.225
83697 | Middle Atlantic | C5K1A1SSTCNZP001 | C5PK,1X27X32,SOTA,T,ZP,CN | EA |  | 1 Year (Lifetime) | 980 | 3.5% | 945.7
83698 | Middle Atlantic | C5K1A1SSTISZP001 | C5PK,1X27X32,SOTA,T,ZP,IS | EA |  | 1 Year (Lifetime) | 1274 | 3.5% | 1229.41
83699 | Middle Atlantic | C5K1A1SSTNAZP001 | C5PK,1X27X32,SOTA,T,SP,NA | EA |  | 1 Year (Lifetime) | 1365 | 3.5% | 1317.225
83700 | Middle Atlantic | C5K1A1SSTNMZP001 | C5PK,1X27X32,SOTA,T,SP,NM | EA |  | 1 Year (Lifetime) | 1365 | 3.5% | 1317.225
83701 | Middle Atlantic | C5K1A1SSTSAZP001 | C5PK,1X27X32,SOTA,T,ZP,SA | EA |  | 1 Year (Lifetime) | 1274 | 3.5% | 1229.41
83702 | Middle Atlantic | C5K1B1SSHA0ZP001 | C5PK,1X31X32,SOTA,H,ZP,A0 | EA |  | 1 Year (Lifetime) | 1941 | 3.5% | 1873.065
83703 | Middle Atlantic | C5K1B1SSHA3ZP001 | C5PK,1X31X32,SOTA,H,ZP,A3 | EA |  | 1 Year (Lifetime) | 1884 | 3.5% | 1818.06
83704 | Middle Atlantic | C5K1B1SSHA7ZP001 | C5PK,1X31X32,SOTA,H,ZP,A7 | EA |  | 1 Year (Lifetime) | 1912 | 3.5% | 1845.08
83705 | Middle Atlantic | C5K1B1SSHB3ZP001 | C5PK,1X31X32,SOTA,H,ZP,B3 | EA |  | 1 Year (Lifetime) | 1980 | 3.5% | 1910.7
83706 | Middle Atlantic | C5K1B1SSHB7ZP001 | C5PK,1X31X32,SOTA,H,ZP,B7 | EA |  | 1 Year (Lifetime) | 1969 | 3.5% | 1900.085
83707 | Middle Atlantic | C5K1B1SSHB9ZP001 | C5PK,1X31X32,SOTA,H,ZP,B9 | EA |  | 1 Year (Lifetime) | 1912 | 3.5% | 1845.08
83708 | Middle Atlantic | C5K1B1SSHC9ZP001 | C5PK,1X31X32,SOTA,H,ZP,C9 | EA |  | 1 Year (Lifetime) | 1912 | 3.5% | 1845.08
83709 | Middle Atlantic | C5K1B1SSHD2ZP001 | C5PK,1X31X32,SOTA,H,ZP,D2 | EA |  | 1 Year (Lifetime) | 1912 | 3.5% | 1845.08
83710 | Middle Atlantic | C5K1B1SSTASZP001 | C5PK,1X31X32,SOTA,T,SP,AS | EA |  | 1 Year (Lifetime) | 1652 | 3.5% | 1594.18
83711 | Middle Atlantic | C5K1B1SSTCNZP001 | C5PK,1X31X32,SOTA,T,ZP,CN | EA |  | 1 Year (Lifetime) | 2761 | 3.5% | 2664.365
83712 | Middle Atlantic | C5K1B1SSTISZP001 | C5PK,1X31X32,SOTA,T,ZP,IS | EA |  | 1 Year (Lifetime) | 1542 | 3.5% | 1488.03
83713 | Middle Atlantic | C5K1B1SSTNAZP001 | C5PK,1X31X32,SOTA,T,SP,NA | EA |  | 1 Year (Lifetime) | 1652 | 3.5% | 1594.18
83714 | Middle Atlantic | C5K1B1SSTNMZP001 | C5PK,1X31X32,SOTA,T,SP,NM | EA |  | 1 Year (Lifetime) | 1652 | 3.5% | 1594.18
83715 | Middle Atlantic | C5K1B1SSTSAZP001 | C5PK,1X31X32,SOTA,T,ZP,SA | EA |  | 1 Year (Lifetime) | 2788 | 3.5% | 2690.42
83716 | Middle Atlantic | C5K1C1SSHA0ZP001 | C5PK,1X22X32,SOTA,H,ZP,A0 | EA |  | 1 Year (Lifetime) | 1530 | 3.5% | 1476.45
83717 | Middle Atlantic | C5K1C1SSHC9ZP001 | C5PK,1X22X32,SOTA,H,ZP,C9 | EA |  | 1 Year (Lifetime) | 1530 | 3.5% | 1476.45
83718 | Middle Atlantic | C5K1C1SSTASZP001 | C5PK,1X22X32,SOTA,T,ZP,AS | EA |  | 1 Year (Lifetime) | 980 | 3.5% | 945.7
83719 | Middle Atlantic | C5K1C1SSTCNZP001 | C5PK,1X22X32,SOTA,T,ZP,CN | EA |  | 1 Year (Lifetime) | 980 | 3.5% | 945.7
83720 | Middle Atlantic | C5K1C1SSTISZP001 | C5PK,1X22X32,SOTA,T,ZP,IS | EA |  | 1 Year (Lifetime) | 980 | 3.5% | 945.7
83721 | Middle Atlantic | C5K1C1SSTNAZP001 | C5PK,1X22X32,SOTA,T,ZP,NA | EA |  | 1 Year (Lifetime) | 980 | 3.5% | 945.7
83722 | Middle Atlantic | C5K1C1SSTNMZP001 | C5PK,1X22X32,SOTA,T,ZP,NM | EA |  | 1 Year (Lifetime) | 980 | 3.5% | 945.7
83723 | Middle Atlantic | C5K1C1SSTSAZP001 | C5PK,1X22X32,SOTA,T,ZP,SA | EA |  | 1 Year (Lifetime) | 980 | 3.5% | 945.7
83724 | Middle Atlantic | C5K2A1SSHA0ZP001 | C5PK,2X27X32,SOTA,H,ZP,A0 | EA |  | 1 Year (Lifetime) | 2071 | 3.5% | 1998.515
83725 | Middle Atlantic | C5K2A1SSHA3ZP001 | C5PK,2X27X32,SOTA,H,ZP,A3 | EA |  | 1 Year (Lifetime) | 2071 | 3.5% | 1998.515
83726 | Middle Atlantic | C5K2A1SSHA7ZP001 | C5PK,2X27X32,SOTA,H,ZP,A7 | EA |  | 1 Year (Lifetime) | 2041 | 3.5% | 1969.565
83727 | Middle Atlantic | C5K2A1SSHB3ZP001 | C5PK,2X27X32,SOTA,H,ZP,B3 | EA |  | 1 Year (Lifetime) | 2071 | 3.5% | 1998.515
83728 | Middle Atlantic | C5K2A1SSHB7ZP001 | C5PK,2X27X32,SOTA,H,ZP,B7 | EA |  | 1 Year (Lifetime) | 2041 | 3.5% | 1969.565
83729 | Middle Atlantic | C5K2A1SSHB9ZP001 | C5PK,2X27X32,SOTA,H,ZP,B9 | EA |  | 1 Year (Lifetime) | 2102 | 3.5% | 2028.43
83730 | Middle Atlantic | C5K2A1SSHC9ZP001 | C5PK,2X27X32,SOTA,H,ZP,C9 | EA |  | 1 Year (Lifetime) | 2041 | 3.5% | 1969.565
83731 | Middle Atlantic | C5K2A1SSHD2ZP001 | C5PK,2X27X32,SOTA,H,ZP,D2 | EA |  | 1 Year (Lifetime) | 2041 | 3.5% | 1969.565
83732 | Middle Atlantic | C5K2A1SSTASZP001 | C5PK,2X27X32,SOTA,T,SP,AS | EA |  | 1 Year (Lifetime) | 1783 | 3.5% | 1720.595
83733 | Middle Atlantic | C5K2A1SSTCNZP001 | C5PK,2X27X32,SOTA,T,ZP,CN | EA |  | 1 Year (Lifetime) | 1664 | 3.5% | 1605.76
83734 | Middle Atlantic | C5K2A1SSTISZP001 | C5PK,2X27X32,SOTA,T,ZP,IS | EA |  | 1 Year (Lifetime) | 1664 | 3.5% | 1605.76
83735 | Middle Atlantic | C5K2A1SSTNAZP001 | C5PK,2X27X32,SOTA,T,SP,NA | EA |  | 1 Year (Lifetime) | 1783 | 3.5% | 1720.595
83736 | Middle Atlantic | C5K2A1SSTNMZP001 | C5PK,2X27X32,SOTA,T,SP,NM | EA |  | 1 Year (Lifetime) | 1783 | 3.5% | 1720.595
83737 | Middle Atlantic | C5K2A1SSTSAZP001 | C5PK,2X27X32,SOTA,T,ZP,SA | EA |  | 1 Year (Lifetime) | 1664 | 3.5% | 1605.76
83738 | Middle Atlantic | C5K2B1SSHA0ZP001 | C5PK,2X31X32,SOTA,H,ZP,A0 | EA |  | 1 Year (Lifetime) | 2549 | 3.5% | 2459.785
83739 | Middle Atlantic | C5K2B1SSHA3ZP001 | C5PK,2X31X32,SOTA,H,ZP,A3 | EA |  | 1 Year (Lifetime) | 2549 | 3.5% | 2459.785
83740 | Middle Atlantic | C5K2B1SSHA7ZP001 | C5PK,2X31X32,SOTA,H,ZP,A7 | EA |  | 1 Year (Lifetime) | 2461 | 3.5% | 2374.865
83741 | Middle Atlantic | C5K2B1SSHB3ZP001 | C5PK,2X31X32,SOTA,H,ZP,B3 | EA |  | 1 Year (Lifetime) | 2499 | 3.5% | 2411.535
83742 | Middle Atlantic | C5K2B1SSHB7ZP001 | C5PK,2X31X32,SOTA,H,ZP,B7 | EA |  | 1 Year (Lifetime) | 2535 | 3.5% | 2446.275
83743 | Middle Atlantic | C5K2B1SSHB9ZP001 | C5PK,2X31X32,SOTA,H,ZP,B9 | EA |  | 1 Year (Lifetime) | 2461 | 3.5% | 2374.865
83744 | Middle Atlantic | C5K2B1SSHC9ZP001 | C5PK,2X31X32,SOTA,H,ZP,C9 | EA |  | 1 Year (Lifetime) | 2461 | 3.5% | 2374.865
83745 | Middle Atlantic | C5K2B1SSHD2ZP001 | C5PK,2X31X32,SOTA,H,ZP,D2 | EA |  | 1 Year (Lifetime) | 2535 | 3.5% | 2446.275
83746 | Middle Atlantic | C5K2B1SSTASZP001 | C5PK,2X31X32,SOTA,T,SP,AS | EA |  | 1 Year (Lifetime) | 2143 | 3.5% | 2067.995
83747 | Middle Atlantic | C5K2B1SSTCNZP001 | C5PK,2X31X32,SOTA,T,ZP,CN | EA |  | 1 Year (Lifetime) | 2788 | 3.5% | 2690.42
83748 | Middle Atlantic | C5K2B1SSTISZP001 | C5PK,2X31X32,SOTA,T,ZP,IS | EA |  | 1 Year (Lifetime) | 2000 | 3.5% | 1930
83749 | Middle Atlantic | C5K2B1SSTNAZP001 | C5PK,2X31X32,SOTA,T,SP,NA | EA |  | 1 Year (Lifetime) | 2143 | 3.5% | 2067.995
83750 | Middle Atlantic | C5K2B1SSTNMZP001 | C5PK,2X31X32,SOTA,T,SP,NM | EA |  | 1 Year (Lifetime) | 2143 | 3.5% | 2067.995
83751 | Middle Atlantic | C5K2B1SSTSAZP001 | C5PK,2X31X32,SOTA,T,ZP,SA | EA |  | 1 Year (Lifetime) | 2231 | 3.5% | 2152.915
83752 | Middle Atlantic | C5K2C1SSHA0ZP001 | C5PK,2X22X32,SOTA,H,ZP,A0 | EA |  | 1 Year (Lifetime) | 1970 | 3.5% | 1901.05
83753 | Middle Atlantic | C5K2C1SSHB7ZP001 | C5PK,2X22X32,SOTA,H,ZP,B7 | EA |  | 1 Year (Lifetime) | 1970 | 3.5% | 1901.05
83754 | Middle Atlantic | C5K2C1SSHC9ZP001 | C5PK,2X22X32,SOTA,H,ZP,C9 | EA |  | 1 Year (Lifetime) | 1970 | 3.5% | 1901.05
83755 | Middle Atlantic | C5K2C1SSTASZP001 | C5PK,2X22X32,SOTA,T,ZP,AS | EA |  | 1 Year (Lifetime) | 1420 | 3.5% | 1370.3
83756 | Middle Atlantic | C5K2C1SSTCNZP001 | C5PK,2X22X32,SOTA,T,ZP,CN | EA |  | 1 Year (Lifetime) | 1420 | 3.5% | 1370.3
83757 | Middle Atlantic | C5K2C1SSTISZP001 | C5PK,2X22X32,SOTA,T,ZP,IS | EA |  | 1 Year (Lifetime) | 1420 | 3.5% | 1370.3
83758 | Middle Atlantic | C5K2C1SSTNAZP001 | C5PK,2X22X32,SOTA,T,ZP,NA | EA |  | 1 Year (Lifetime) | 1420 | 3.5% | 1370.3
83759 | Middle Atlantic | C5K2C1SSTNMZP001 | C5PK,2X22X32,SOTA,T,ZP,NM | EA |  | 1 Year (Lifetime) | 1420 | 3.5% | 1370.3
83760 | Middle Atlantic | C5K2C1SSTSAZP001 | C5PK,2X22X32,SOTA,T,ZP,SA | EA |  | 1 Year (Lifetime) | 1420 | 3.5% | 1370.3
83761 | Middle Atlantic | C5K3A1SSHA0ZP001 | C5PK,3X27X32,SOTA,H,ZP,A0 | EA |  | 1 Year (Lifetime) | 2664 | 3.5% | 2570.76
83762 | Middle Atlantic | C5K3A1SSHA3ZP001 | C5PK,3X27X32,SOTA,H,ZP,A3 | EA |  | 1 Year (Lifetime) | 2717 | 3.5% | 2621.905
83763 | Middle Atlantic | C5K3A1SSHA7ZP001 | C5PK,3X27X32,SOTA,H,ZP,A7 | EA |  | 1 Year (Lifetime) | 2624 | 3.5% | 2532.16
83764 | Middle Atlantic | C5K3A1SSHB3ZP001 | C5PK,3X27X32,SOTA,H,ZP,B3 | EA |  | 1 Year (Lifetime) | 2664 | 3.5% | 2570.76
83765 | Middle Atlantic | C5K3A1SSHB7ZP001 | C5PK,3X27X32,SOTA,H,ZP,B7 | EA |  | 1 Year (Lifetime) | 2624 | 3.5% | 2532.16
83766 | Middle Atlantic | C5K3A1SSHB9ZP001 | C5PK,3X27X32,SOTA,H,ZP,B9 | EA |  | 1 Year (Lifetime) | 2624 | 3.5% | 2532.16
83767 | Middle Atlantic | C5K3A1SSHC9ZP001 | C5PK,3X27X32,SOTA,H,ZP,C9 | EA |  | 1 Year (Lifetime) | 2703 | 3.5% | 2608.395
83768 | Middle Atlantic | C5K3A1SSHD2ZP001 | C5PK,3X27X32,SOTA,H,ZP,D2 | EA |  | 1 Year (Lifetime) | 2624 | 3.5% | 2532.16
83769 | Middle Atlantic | C5K3A1SSTASZP001 | C5PK,3X27X32,SOTA,T,SP,AS | EA |  | 1 Year (Lifetime) | 2303 | 3.5% | 2222.395
83770 | Middle Atlantic | C5K3A1SSTCNZP001 | C5PK,3X27X32,SOTA,T,ZP,CN | EA |  | 1 Year (Lifetime) | 2149 | 3.5% | 2073.785
83771 | Middle Atlantic | C5K3A1SSTISZP001 | C5PK,3X27X32,SOTA,T,ZP,IS | EA |  | 1 Year (Lifetime) | 2149 | 3.5% | 2073.785
83772 | Middle Atlantic | C5K3A1SSTNAZP001 | C5PK,3X27X32,SOTA,T,SP,NA | EA |  | 1 Year (Lifetime) | 2303 | 3.5% | 2222.395
83773 | Middle Atlantic | C5K3A1SSTNMZP001 | C5PK,3X27X32,SOTA,T,SP,NM | EA |  | 1 Year (Lifetime) | 2303 | 3.5% | 2222.395
83774 | Middle Atlantic | C5K3A1SSTSAZP001 | C5PK,3X27X32,SOTA,T,ZP,SA | EA |  | 1 Year (Lifetime) | 2149 | 3.5% | 2073.785
83775 | Middle Atlantic | C5K3B1SSHA0ZP001 | C5PK,3X31X32,SOTA,H,ZP,A0 | EA |  | 1 Year (Lifetime) | 3169 | 3.5% | 3058.085
83776 | Middle Atlantic | C5K3B1SSHA3ZP001 | C5PK,3X31X32,SOTA,H,ZP,A3 | EA |  | 1 Year (Lifetime) | 3264 | 3.5% | 3149.76
83777 | Middle Atlantic | C5K3B1SSHA7ZP001 | C5PK,3X31X32,SOTA,H,ZP,A7 | EA |  | 1 Year (Lifetime) | 3248 | 3.5% | 3134.32
83778 | Middle Atlantic | C5K3B1SSHB3ZP001 | C5PK,3X31X32,SOTA,H,ZP,B3 | EA |  | 1 Year (Lifetime) | 3264 | 3.5% | 3149.76
83779 | Middle Atlantic | C5K3B1SSHB7ZP001 | C5PK,3X31X32,SOTA,H,ZP,B7 | EA |  | 1 Year (Lifetime) | 3153 | 3.5% | 3042.645
83780 | Middle Atlantic | C5K3B1SSHB9ZP001 | C5PK,3X31X32,SOTA,H,ZP,B9 | EA |  | 1 Year (Lifetime) | 3153 | 3.5% | 3042.645
83781 | Middle Atlantic | C5K3B1SSHC9ZP001 | C5PK,3X31X32,SOTA,H,ZP,C9 | EA |  | 1 Year (Lifetime) | 3248 | 3.5% | 3134.32
83782 | Middle Atlantic | C5K3B1SSHD2ZP001 | C5PK,3X31X32,SOTA,H,ZP,D2 | EA |  | 1 Year (Lifetime) | 3153 | 3.5% | 3042.645
83783 | Middle Atlantic | C5K3B1SSTASZP001 | C5PK,3X31X32,SOTA,T,SP,AS | EA |  | 1 Year (Lifetime) | 2673 | 3.5% | 2579.445
83784 | Middle Atlantic | C5K3B1SSTCNZP001 | C5PK,3X31X32,SOTA,T,ZP,CN | EA |  | 1 Year (Lifetime) | 2570 | 3.5% | 2480.05
83785 | Middle Atlantic | C5K3B1SSTISZP001 | C5PK,3X31X32,SOTA,T,ZP,IS | EA |  | 1 Year (Lifetime) | 2647.3 | 3.5% | 2554.6445
83786 | Middle Atlantic | C5K3B1SSTNAZP001 | C5PK,3X31X32,SOTA,T,SP,NA | EA |  | 1 Year (Lifetime) | 2673 | 3.5% | 2579.445
83787 | Middle Atlantic | C5K3B1SSTNMZP001 | C5PK,3X31X32,SOTA,T,SP,NM | EA |  | 1 Year (Lifetime) | 2753 | 3.5% | 2656.645
83788 | Middle Atlantic | C5K3B1SSTSAZP001 | C5PK,3X31X32,SOTA,T,ZP,SA | EA |  | 1 Year (Lifetime) | 2570 | 3.5% | 2480.05
83789 | Middle Atlantic | C5K3C1SSHA0ZP001 | C5PK,3X22X32,SOTA,H,ZP,A0 | EA |  | 1 Year (Lifetime) | 2400 | 3.5% | 2316
83790 | Middle Atlantic | C5K3C1SSHB7ZP001 | C5PK,3X22X32,SOTA,H,ZP,B7 | EA |  | 1 Year (Lifetime) | 2400 | 3.5% | 2316
83791 | Middle Atlantic | C5K3C1SSHC9ZP001 | C5PK,3X22X32,SOTA,H,ZP,C9 | EA |  | 1 Year (Lifetime) | 2400 | 3.5% | 2316
83792 | Middle Atlantic | C5K3C1SSTASZP001 | C5PK,3X22X32,SOTA,T,ZP,AS | EA |  | 1 Year (Lifetime) | 1750 | 3.5% | 1688.75
83793 | Middle Atlantic | C5K3C1SSTCNZP001 | C5PK,3X22X32,SOTA,T,ZP,CN | EA |  | 1 Year (Lifetime) | 1750 | 3.5% | 1688.75
83794 | Middle Atlantic | C5K3C1SSTISZP001 | C5PK,3X22X32,SOTA,T,ZP,IS | EA |  | 1 Year (Lifetime) | 1750 | 3.5% | 1688.75
83795 | Middle Atlantic | C5K3C1SSTNAZP001 | C5PK,3X22X32,SOTA,T,ZP,NA | EA |  | 1 Year (Lifetime) | 1750 | 3.5% | 1688.75
83796 | Middle Atlantic | C5K3C1SSTNMZP001 | C5PK,3X22X32,SOTA,T,ZP,NM | EA |  | 1 Year (Lifetime) | 1750 | 3.5% | 1688.75
83797 | Middle Atlantic | C5K3C1SSTSAZP001 | C5PK,3X22X32,SOTA,T,ZP,SA | EA |  | 1 Year (Lifetime) | 1750 | 3.5% | 1688.75
83798 | Middle Atlantic | C5K-CUT-V | C5 CABLE CUBBY CUT CHARGE | EA |  | 1 Year (Lifetime) | 77 | 3.5% | 74.305
83799 | Middle Atlantic | C5-KEY | (2)C415A KEYS,C5/L5 | EA |  | 1 Year (Lifetime) | 6 | 3.5% | 5.79
83800 | Middle Atlantic | C5-KEY2 | (2)100T KEYS,C5 FRONT DR | EA |  | 1 Year (Lifetime) | 8 | 3.5% | 7.72
83801 | Middle Atlantic | C5MM1-4255D | MONITOR MT C5 42-55 DUAL | EA |  | 1 Year (Lifetime) | 1352 | 3.5% | 1304.68
83802 | Middle Atlantic | C5MM1-4270S | MONITOR MT C5 42-70 SGL | EA |  | 1 Year (Lifetime) | 948 | 3.5% | 914.82
83803 | Middle Atlantic | C5MM1-80S-327BK | 42-80 SINGLE 27D 3 BAY BK | EA |  | 1 Year (Lifetime) | 1107 | 3.5% | 1068.255
83804 | Middle Atlantic | C5-PSV | PREMIER FINISH-VENEER | EA |  | 1 Year (Lifetime) | 590 | 3.5% | 569.35
83805 | Middle Atlantic | C5-SH-SYS | C5 SHELF SYSTEM | EA |  | 1 Year (Lifetime) | 270 | 3.5% | 260.55
83806 | Middle Atlantic | C5-SH-SYS22 | 22D,C5 SHLF SYSTEM INSRT | EA |  | 1 Year (Lifetime) | 260 | 3.5% | 250.9
83807 | Middle Atlantic | C5-SH-SYS27 | 27D,C5 SHELF SYSTEM | EA |  | 1 Year (Lifetime) | 296 | 3.5% | 285.64
83808 | Middle Atlantic | C5-VENT2-BK | C5 VENT 2 BAY FLAT BLACK | EA |  | 1 Year (Lifetime) | 0.02 | 3.5% | 0.0193
83809 | Middle Atlantic | C5-VENT3-SM | C5 VENT 3 BAY SILVER MET | EA |  | 1 Year (Lifetime) | 0.02 | 3.5% | 0.0193
83810 | Middle Atlantic | C5-WB | C5 WASTE BASKET INSERT | EA |  | 1 Year (Lifetime) | 332 | 3.5% | 320.38
83811 | Middle Atlantic | CAB-COOL | CABINET COOL SYSTEM | EA |  | 1 Year (3 Years) | 151 | 3.5% | 145.715
83812 | Middle Atlantic | CAB-COOL-2 | CABINET COOL SYSTEM,DUAL | EA |  | 1 Year (3 Years) | 263 | 3.5% | 253.795
83813 | Middle Atlantic | CAB-COOL50 | CABINET COOLER,50CFM | EA |  | 1 Year (3 Years) | 307 | 3.5% | 296.255
83814 | Middle Atlantic | CANARE4 | CANARE BNC(4)PORT UCP PNL | EA |  | 1 Year (Lifetime) | 18 | 3.5% | 17.37
83815 | Middle Atlantic | CAP5 | 5 SPACE CLAMPING RACKSHEL | EA |  | 1 Year (Lifetime) | 123 | 3.5% | 118.695
83816 | Middle Atlantic | CAP6 | 6 SPACE CLAMPING RACKSHEL | EA |  | 1 Year (Lifetime) | 133 | 3.5% | 128.345
83817 | Middle Atlantic | CAP7 | 7SP CLAMPING RACKSHELF | EA |  | 1 Year (Lifetime) | 144 | 3.5% | 138.96
83818 | Middle Atlantic | CAP8 | 8 SPACE CLAMPING RACKSHEL | EA |  | 1 Year (Lifetime) | 154 | 3.5% | 148.61
83819 | Middle Atlantic | CASTERS-K | SET OF 4 CASTERS | EA |  | 1 Year (7 Years) | 77 | 3.5% | 74.305
83820 | Middle Atlantic | CBS-5 | SKIRTED CASTER BASE FOR S | EA |  | 1 Year (7 Years) | 250 | 3.5% | 241.25
83821 | Middle Atlantic | CBS-5-26 | CASTER BASE FOR 26"SLIM5 | EA |  | 1 Year (7 Years) | 266 | 3.5% | 256.69
83822 | Middle Atlantic | CBS-5-26R | FLR-FNDLY CBS,26"DP,SLIM5 | EA |  | 1 Year (7 Years) | 307 | 3.5% | 296.255
83823 | Middle Atlantic | CBS-5R | FLR-FNDLY CBS,20"DP,SLIM5 | EA |  | 1 Year (7 Years) | 292 | 3.5% | 281.78
83824 | Middle Atlantic | CBS-BGR | BGR CASTER KIT W/HDWARE | EA |  | 1 Year (7 Years) | 238 | 3.5% | 229.67
83825 | Middle Atlantic | CBS-BGR-WT | BGR CASTER KIT W/HDWARE | EA |  | 1 Year (7 Years) | 252 | 3.5% | 243.18
83826 | Middle Atlantic | CBS-DRK-31 | CBS FOR 31DP 30W DRK | EA |  | 1 Year (7 Years) | 348 | 3.5% | 335.82
83827 | Middle Atlantic | CBS-DRK-36 | CASTER BASE FITS 36DP DRK | EA |  | 1 Year (7 Years) | 392 | 3.5% | 378.28
83828 | Middle Atlantic | CBS-DRK-42 | CASTER BASE FITS 42DP DRK | EA |  | 1 Year (7 Years) | 413 | 3.5% | 398.545
83829 | Middle Atlantic | CBS-ERK-20 | CASTER BASE FOR ERK 20DP | EA |  | 1 Year (7 Years) | 250 | 3.5% | 241.25
83830 | Middle Atlantic | CBS-ERK-20R | FLR-FNDLY CBS,20"DP,ERK | EA |  | 1 Year (7 Years) | 291 | 3.5% | 280.815
83831 | Middle Atlantic | CBS-ERK-20R-2 | CSTR,BS,FOR(2)ERK,20DP | EA |  | 1 Year (7 Years) | 2870.28 | 3.5% | 2769.8202
83832 | Middle Atlantic | CBS-ERK-25 | CASTER BASE FOR ERK 25DP | EA |  | 1 Year (7 Years) | 266 | 3.5% | 256.69
83833 | Middle Atlantic | CBS-ERK-25R | FLR-FNDLY CBS,25"DP,ERK | EA |  | 1 Year (7 Years) | 307 | 3.5% | 296.255
83834 | Middle Atlantic | CBS-ERK-25-WG-A | CASTER BASE,25D ERK,GLWHT | EA |  | 1 Year (7 Years) | 256 | 3.5% | 247.04
83835 | Middle Atlantic | CBS-ERK-28 | CBS FOR 28DP ERK | EA |  | 1 Year (7 Years) | 280 | 3.5% | 270.2
83836 | Middle Atlantic | CBS-ERK-28R | FLR-FRIENDLY CBS,28D ERK | EA |  | 1 Year (7 Years) | 318 | 3.5% | 306.87
83837 | Middle Atlantic | CBS-GRK-24 | CASTER BASE FOR GRK 24DP | EA |  | 1 Year (7 Years) | 250 | 3.5% | 241.25
83838 | Middle Atlantic | CBS-GRK-30 | CASTER BASE FOR GRK 30DP | EA |  | 1 Year (7 Years) | 282 | 3.5% | 272.13
83839 | Middle Atlantic | CBS-GRK-36 | CASTER BASE FOR GRK 36DP | EA |  | 1 Year (7 Years) | 320 | 3.5% | 308.8
83840 | Middle Atlantic | CBS-GRK-42 | CASTER BASE FOR GRK 42DP | EA |  | 1 Year (7 Years) | 352 | 3.5% | 339.68
83841 | Middle Atlantic | CBS-MRK-26 | CASTER BASE FOR MRK 26DP | EA |  | 1 Year (7 Years) | 252 | 3.5% | 243.18
83842 | Middle Atlantic | CBS-MRK-26R | FLR-FNDLY CBS,26"DP,MRK | EA |  | 1 Year (7 Years) | 377 | 3.5% | 363.805
83843 | Middle Atlantic | CBS-MRK-31 | CASTER BASE FOR MRK 31DP | EA |  | 1 Year (7 Years) | 284 | 3.5% | 274.06
83844 | Middle Atlantic | CBS-MRK-31R | FLR-FNDLY CBS,31"DP,MRK | EA |  | 1 Year (7 Years) | 411 | 3.5% | 396.615
83845 | Middle Atlantic | CBS-MRK-36 | CASTER BASE FOR MRK 36DP | EA |  | 1 Year (7 Years) | 322 | 3.5% | 310.73
83846 | Middle Atlantic | CBS-MRK-36R | FLR-FNDLY CBS,36"DP,MRK | EA |  | 1 Year (7 Years) | 453 | 3.5% | 437.145
83847 | Middle Atlantic | CBS-MRK-42 | CASTER BASE FOR MRK 42DP | EA |  | 1 Year (7 Years) | 392 | 3.5% | 378.28
83848 | Middle Atlantic | CBS-WMRK-36 | CASTER BASE,36D WMRK | EA |  | 1 Year (7 Years) | 459 | 3.5% | 442.935
83849 | Middle Atlantic | CBS-WMRK-42 | CASTER BASE,42D,WMRK | EA |  | 1 Year (7 Years) | 490 | 3.5% | 472.85
83850 | Middle Atlantic | CBS-WMRK-48 | CASTER BASE,48D WMRK | EA |  | 1 Year (7 Years) | 514 | 3.5% | 496.01
83851 | Middle Atlantic | CBS-WRK-27 | CASTER BASE FOR WRK 27DP | EA |  | 1 Year (7 Years) | 257 | 3.5% | 248.005
83852 | Middle Atlantic | CBS-WRK-27R | FLR-FNDLY CBS,27"DP,WRK | EA |  | 1 Year (7 Years) | 374 | 3.5% | 360.91
83853 | Middle Atlantic | CBS-WRK-32 | CASTER BASE FOR WRK 32DP | EA |  | 1 Year (7 Years) | 288 | 3.5% | 277.92
83854 | Middle Atlantic | CBS-WRK-32R | FLR-FNDLY CBS,32"DP,WRK | EA |  | 1 Year (7 Years) | 408 | 3.5% | 393.72
83855 | Middle Atlantic | CC-40-267 | CABLE CHASE FOR 40SP, 26- | EA |  | 1 Year (Lifetime) | 246 | 3.5% | 237.39
83856 | Middle Atlantic | CC-40-312 | CABLE CHASE FOR 40SP | EA |  | 1 Year (Lifetime) | 260 | 3.5% | 250.9
83857 | Middle Atlantic | CC-44-267 | CABLE CHASE FOR 44SP, 26- | EA |  | 1 Year (Lifetime) | 259 | 3.5% | 249.935
83858 | Middle Atlantic | CC-44-312 | CABLE CHASE FOR 44SP, 31- | EA |  | 1 Year (Lifetime) | 269 | 3.5% | 259.585
83859 | Middle Atlantic | CC-44-312-WT | CABLE CHS FOR 44SP,31-32D | EA |  | 1 Year (Lifetime) | 282 | 3.5% | 272.13
83860 | Middle Atlantic | CC-44-36 | CABLE CHASE FOR 44SP, 36D | EA |  | 1 Year (Lifetime) | 281 | 3.5% | 271.165
83861 | Middle Atlantic | CC-44-423 | 4"CABLECHS,42-43"DP RACKS | EA |  | 1 Year (Lifetime) | 300 | 3.5% | 289.5
83862 | Middle Atlantic | CC-54-31 | CABLE CHASE FOR 54SP VMRK | EA |  | 1 Year (Lifetime) | 350 | 3.5% | 337.75
83863 | Middle Atlantic | CD | COMPACT DISK HOLDER ANOD | EA |  | 1 Year (Lifetime) | 167 | 3.5% | 161.155
83864 | Middle Atlantic | CD-1 | 1SP CD JEWEL CASE HOLDER | EA |  | 1 Year (Lifetime) | 81 | 3.5% | 78.165
83865 | Middle Atlantic | CDP-1 | 1SP HORIZ CABLE MGR D-RIN | EA |  | 1 Year (Lifetime) | 53 | 3.5% | 51.145
83866 | Middle Atlantic | CDP-2 | 2SP HORIZ CABLE MGR D-RIN | EA |  | 1 Year (Lifetime) | 63 | 3.5% | 60.795
83867 | Middle Atlantic | CFR-10-16 | 10SP,CABINET FRAME RK,16D | EA |  | 1 Year (Lifetime) | 401 | 3.5% | 386.965
83868 | Middle Atlantic | CFR-10-18 | 10SP,CABINET FRAME RK,18D | EA |  | 1 Year (Lifetime) | 431 | 3.5% | 415.915
83869 | Middle Atlantic | CFR-10-20 | 10SP,CABINET FRAME RK,20D | EA |  | 1 Year (Lifetime) | 478 | 3.5% | 461.27
83870 | Middle Atlantic | CFR-10-23 | 10SP,CABINET FRAME RK,23D | EA |  | 1 Year (Lifetime) | 539 | 3.5% | 520.135
83871 | Middle Atlantic | CFR-11-16 | 11SP,CABINET FRAME RK,16D | EA |  | 1 Year (Lifetime) | 401 | 3.5% | 386.965
83872 | Middle Atlantic | CFR-11-18 | 11SP,CABINET FRAME RK,18D | EA |  | 1 Year (Lifetime) | 431 | 3.5% | 415.915
83873 | Middle Atlantic | CFR-11-20 | 11SP,CABINET FRAME RK,20D | EA |  | 1 Year (Lifetime) | 478 | 3.5% | 461.27
83874 | Middle Atlantic | CFR-11-23 | 11SP,CABINET FRAME RK,23D | EA |  | 1 Year (Lifetime) | 539 | 3.5% | 520.135
83875 | Middle Atlantic | CFR-12-16 | 12SP,CABINET FRAME RK,16D | EA |  | 1 Year (Lifetime) | 401 | 3.5% | 386.965
83876 | Middle Atlantic | CFR-12-18 | 12SP,CABINET FRAME RK,18D | EA |  | 1 Year (Lifetime) | 431 | 3.5% | 415.915
83877 | Middle Atlantic | CFR-12-20 | 12SP,CABINET FRAME RK,20D | EA |  | 1 Year (Lifetime) | 478 | 3.5% | 461.27
83878 | Middle Atlantic | CFR-12-23 | 12SP,CABINET FRAME RK,23D | EA |  | 1 Year (Lifetime) | 539 | 3.5% | 520.135
83879 | Middle Atlantic | CFR-13-16 | 13SP,CABINET FRAME RK,16D | EA |  | 1 Year (Lifetime) | 401 | 3.5% | 386.965
83880 | Middle Atlantic | CFR-13-18 | 13SP,CABINET FRAME RK,18D | EA |  | 1 Year (Lifetime) | 431 | 3.5% | 415.915
83881 | Middle Atlantic | CFR-13-20 | 13SP,CABINET FRAME RK,20D | EA |  | 1 Year (Lifetime) | 478 | 3.5% | 461.27
83882 | Middle Atlantic | CFR-13-23 | 13SP,CABINET FRAME RK,23D | EA |  | 1 Year (Lifetime) | 539 | 3.5% | 520.135
83883 | Middle Atlantic | CFR-14-16 | 14SP,CABINET FRAME RK,16D | EA |  | 1 Year (Lifetime) | 401 | 3.5% | 386.965
83884 | Middle Atlantic | CFR-14-18 | 14SP,CABINET FRAME RK,18D | EA |  | 1 Year (Lifetime) | 431 | 3.5% | 415.915
83885 | Middle Atlantic | CFR-14-20 | 14SP,CABINET FRAME RK,20D | EA |  | 1 Year (Lifetime) | 478 | 3.5% | 461.27
83886 | Middle Atlantic | CFR-14-23 | 14SP,CABINET FRAME RK,23D | EA |  | 1 Year (Lifetime) | 539 | 3.5% | 520.135
83887 | Middle Atlantic | CFR-15-16 | 15SP,CABINET FRAME RK,16D | EA |  | 1 Year (Lifetime) | 401 | 3.5% | 386.965
83888 | Middle Atlantic | CFR-15-18 | 15SP,CABINET FRAME RK,18D | EA |  | 1 Year (Lifetime) | 431 | 3.5% | 415.915
83889 | Middle Atlantic | CFR-15-20 | 15SP,CABINET FRAME RK,20D | EA |  | 1 Year (Lifetime) | 478 | 3.5% | 461.27
83890 | Middle Atlantic | CFR-15-23 | 15SP,CABINET FRAME RK,23D | EA |  | 1 Year (Lifetime) | 539 | 3.5% | 520.135
83891 | Middle Atlantic | CFR-16-16 | 16SP,CABINET FRAME RK,16D | EA |  | 1 Year (Lifetime) | 401 | 3.5% | 386.965
83892 | Middle Atlantic | CFR-16-18 | 16SP,CABINET FRAME RK,18D | EA |  | 1 Year (Lifetime) | 431 | 3.5% | 415.915
83893 | Middle Atlantic | CFR-16-20 | 16SP,CABINET FRAME RK,20D | EA |  | 1 Year (Lifetime) | 478.52 | 3.5% | 461.7718
83894 | Middle Atlantic | CFR-16-23 | 16SP,CABINET FRAME RK,23D | EA |  | 1 Year (Lifetime) | 539 | 3.5% | 520.135
83895 | Middle Atlantic | CFR-6-18 | 6SP,CABINET FRAME RK,18D | EA |  | 1 Year (Lifetime) | 420 | 3.5% | 405.3
83896 | Middle Atlantic | CFR-8-16 | 8SP,CABINET FRAME RK,16D | EA |  | 1 Year (Lifetime) | 401 | 3.5% | 386.965
83897 | Middle Atlantic | CFR-8-18 | 8SP,CABINET FRAME RK,18D | EA |  | 1 Year (Lifetime) | 431 | 3.5% | 415.915
83898 | Middle Atlantic | CFR-8-20 | 8SP,CABINET FRAME RK,20D | EA |  | 1 Year (Lifetime) | 478 | 3.5% | 461.27
83899 | Middle Atlantic | CFR-8-23 | 8SP,CABINET FRAME RK,23D | EA |  | 1 Year (Lifetime) | 539 | 3.5% | 520.135
83900 | Middle Atlantic | CFR-9-16 | 9SP,CABINET FRAME RK,16D | EA |  | 1 Year (Lifetime) | 401 | 3.5% | 386.965
83901 | Middle Atlantic | CFR-9-18 | 9SP,CABINET FRAME RK,18D | EA |  | 1 Year (Lifetime) | 431 | 3.5% | 415.915
83902 | Middle Atlantic | CFR-9-20 | 9SP,CABINET FRAME RK,20D | EA |  | 1 Year (Lifetime) | 478 | 3.5% | 461.27
83903 | Middle Atlantic | CFR-9-23 | 9SP,CABINET FRAME RK,23D | EA |  | 1 Year (Lifetime) | 539 | 3.5% | 520.135
83904 | Middle Atlantic | CH1 | 1SP CHASSIS 10DP-ANODIZED | EA |  | 1 Year (Lifetime) | 136 | 3.5% | 131.24
83905 | Middle Atlantic | CH2 | 2SP CHASSIS 10DP-ANODIZED | EA |  | 1 Year (Lifetime) | 157 | 3.5% | 151.505
83906 | Middle Atlantic | CH3 | 3SP CHASSIS 10DP-ANODIZED | EA |  | 1 Year (Lifetime) | 171 | 3.5% | 165.015
83907 | Middle Atlantic | CHAIR-ADV1-B | CHAIR,ADVANTAGE1,BLK | EA |  | 1 Year (10 Years) | 1061 | 3.5% | 1023.865
83908 | Middle Atlantic | CHAIR-CF1-B | CHAIR,CONTOURFREEDOM1 BLK | EA |  | 1 Year (10 Years) | 2220 | 3.5% | 2142.3
83909 | Middle Atlantic | CHAIR-CON1-SVB | CHAIR,CONF1,STD,VIN,BLK | EA |  | 1 Year (10 Years) | 1102 | 3.5% | 1063.43
83910 | Middle Atlantic | CHAIR-CON1-SVW | CHAIR,CONF1,STD,VIN,WHT | EA |  | 1 Year (10 Years) | 1060 | 3.5% | 1022.9
83911 | Middle Atlantic | CHAIR-TSK1-B | CHAIR,TSK1,BLK | EA |  | 1 Year (10 Years) | 798 | 3.5% | 770.07
83912 | Middle Atlantic | CK-45 | CENTER CABLE ORGAN. 45SP | EA |  | 1 Year (Lifetime) | 406 | 3.5% | 391.79
83913 | Middle Atlantic | CK-45C | PR CABLE ORGANIZER COVER, | EA |  | 1 Year (Lifetime) | 120 | 3.5% | 115.8
83914 | Middle Atlantic | CK-45E | END CABLE ORGANIZER 45SP | EA |  | 1 Year (Lifetime) | 406 | 3.5% | 391.79
83915 | Middle Atlantic | CLAW | WALLMNT CABLE HANGER W/TR | EA |  | 1 Year (Lifetime) | 27 | 3.5% | 26.055
83916 | Middle Atlantic | CLAW14 | 14"WALLMT CBLHNGR NO TRAY | EA |  | 1 Year (Lifetime) | 27 | 3.5% | 26.055
83917 | Middle Atlantic | CLB-10 | CABLE LADDER,10'X12,BLK,1 | EA |  | 1 Year (Lifetime) | 176 | 3.5% | 169.84
83918 | Middle Atlantic | CLB-10-12 | CABLE LADDER,10'X12,BLK,1 | EA |  | 1 Year (Lifetime) | 2001 | 3.5% | 1930.965
83919 | Middle Atlantic | CLB-10-RED | CABLE LADDER,10'X12,RED,1 | EA |  | 1 Year (Lifetime) | 315 | 3.5% | 303.975
83920 | Middle Atlantic | CLB-10-W18 | CABLE LDR,10'X18",BLK,1 | EA |  | 1 Year (Lifetime) | 210 | 3.5% | 202.65
83921 | Middle Atlantic | CLB-10-W24 | CABLE LDR,10'X24",BLK,1 | EA |  | 1 Year (Lifetime) | 236 | 3.5% | 227.74
83922 | Middle Atlantic | CLB-6 | CABLE LADDER,6'X12,BLK,1P | EA |  | 1 Year (Lifetime) | 109 | 3.5% | 105.185
83923 | Middle Atlantic | CLB-6-12 | CABLE LADDER,6'X12,BLK,12 | EA |  | 1 Year (Lifetime) | 1250 | 3.5% | 1206.25
83924 | Middle Atlantic | CLB-6-W18 | CABLE LDR,6'X18',BLK,1 | EA |  | 1 Year (Lifetime) | 155 | 3.5% | 149.575
83925 | Middle Atlantic | CLB-6-W24 | CABLE LDR,6'X24',BLK,1 | EA |  | 1 Year (Lifetime) | 181 | 3.5% | 174.665
83926 | Middle Atlantic | CLB-8-RED | CABLE LADDER,8'X12,RED,1 | EA |  | 1 Year (Lifetime) | 315 | 3.5% | 303.975
83927 | Middle Atlantic | CLB-90HB | 90 HORIZ BEND,BLK,1PC | EA |  | 1 Year (Lifetime) | 193 | 3.5% | 186.245
83928 | Middle Atlantic | CLB-90HB-W18 | 90 HORIZ BEND,18",BLK,1PC | EA |  | 1 Year (Lifetime) | 229 | 3.5% | 220.985
83929 | Middle Atlantic | CLB-90HB-W24 | 90 HORIZ BEND,24",BLK,1PC | EA |  | 1 Year (Lifetime) | 238 | 3.5% | 229.67
83930 | Middle Atlantic | CLB-CSB | LADDER CENTER BRKT,BLK,1P | EA |  | 1 Year (Lifetime) | 50 | 3.5% | 48.25
83931 | Middle Atlantic | CLB-CSB-6 | LADDER CENTER BRKT,BLK,6P | EA |  | 1 Year (Lifetime) | 285 | 3.5% | 275.025
83932 | Middle Atlantic | CLB-CSB-W18 | LADDER CNTR BKT,18",BLK,1 | EA |  | 1 Year (Lifetime) | 108 | 3.5% | 104.22
83933 | Middle Atlantic | CLB-CSB-W24 | LADDER CNTR BKT,24",BLK,1 | EA |  | 1 Year (Lifetime) | 142 | 3.5% | 137.03
83934 | Middle Atlantic | CLB-TSB | TRIANGLE WALL BRKT,BLK,1P | EA |  | 1 Year (Lifetime) | 69 | 3.5% | 66.585
83935 | Middle Atlantic | CLB-TSB-6 | TRIANGLE WALL BRKT,BLK,6P | EA |  | 1 Year (Lifetime) | 379 | 3.5% | 365.735
83936 | Middle Atlantic | CLB-TSB-W18 | TRI WALL BKT,12",15",18" | EA |  | 1 Year (Lifetime) | 93 | 3.5% | 89.745
83937 | Middle Atlantic | CLB-TSB-W24 | TRI WALL BKT,24",BLK,1 | EA |  | 1 Year (Lifetime) | 114 | 3.5% | 110.01
83938 | Middle Atlantic | CLB-VI90 | 90 VERT INSIDE BEND,BLK,1 | EA |  | 1 Year (Lifetime) | 160 | 3.5% | 154.4
83939 | Middle Atlantic | CLB-VI90-W18 | 90 VERT INSD BEND,18",BLK | EA |  | 1 Year (Lifetime) | 202 | 3.5% | 194.93
83940 | Middle Atlantic | CLB-VI90-W24 | 90 VERT INSD BEND,24",BLK | EA |  | 1 Year (Lifetime) | 215 | 3.5% | 207.475
83941 | Middle Atlantic | CLB-VO90 | 90 VERT OUTSIDE BEND,BLK, | EA |  | 1 Year (Lifetime) | 160 | 3.5% | 154.4
83942 | Middle Atlantic | CLB-VO90-W18 | 90 VERT OUTSD BEND,18",BK | EA |  | 1 Year (Lifetime) | 202 | 3.5% | 194.93
83943 | Middle Atlantic | CLB-VO90-W24 | 90 VERT OUTSD BEND,24",BK | EA |  | 1 Year (Lifetime) | 215 | 3.5% | 207.475
83944 | Middle Atlantic | CL-GK | CABLE LADDER GROUNDING KI | EA |  | 1 Year (Lifetime) | 38 | 3.5% | 36.67
83945 | Middle Atlantic | CLH-5/8CHK | 5/8 SLOTTED CEILING KIT,1 | EA |  | 1 Year (Lifetime) | 34 | 3.5% | 32.81
83946 | Middle Atlantic | CLH-5/8CHK-6 | 5/8 SLOTTED CEILING KIT,6 | EA |  | 1 Year (Lifetime) | 185 | 3.5% | 178.525
83947 | Middle Atlantic | CLH-5/8ROD-12-4 | 5/8 THREADED ROD,12"L,4PC | EA |  | 1 Year (Lifetime) | 40 | 3.5% | 38.6
83948 | Middle Atlantic | CLH-5/8ROD-6 | 5/8 THREADED ROD,6'L,1PC | EA |  | 1 Year (Lifetime) | 60 | 3.5% | 57.9
83949 | Middle Atlantic | CLH-90T | 90 DEGREE TURN HDWR,1PR | EA |  | 1 Year (Lifetime) | 45 | 3.5% | 43.425
83950 | Middle Atlantic | CLH-ADJH | ADJ.HORIZ SPLICE HDWR,1PR | EA |  | 1 Year (Lifetime) | 46 | 3.5% | 44.39
83951 | Middle Atlantic | CLH-ADJT | ADJUSTABLE TURN HDWR,1PR | EA |  | 1 Year (Lifetime) | 46 | 3.5% | 44.39
83952 | Middle Atlantic | CLH-AR12 | 12"W ADJUSTABLE RUNG | EA |  | 1 Year (Lifetime) | 31 | 3.5% | 29.915
83953 | Middle Atlantic | CLH-AR18 | 18"W ADJUSTABLE RUNG | EA |  | 1 Year (Lifetime) | 37 | 3.5% | 35.705
83954 | Middle Atlantic | CLH-AR24 | 24"W ADJUSTABLE RUNG | EA |  | 1 Year (Lifetime) | 45 | 3.5% | 43.425
83955 | Middle Atlantic | CLH-ARD12 | ADJ RUNG W/ED,12",3 SPLS | EA |  | 1 Year (Lifetime) | 113 | 3.5% | 109.045
83956 | Middle Atlantic | CLH-ARD18 | ADJ RUNG W/ED,12",3 SPLS | EA |  | 1 Year (Lifetime) | 151 | 3.5% | 145.715
83957 | Middle Atlantic | CLH-ARD24 | ADJ RUNG W/ED,24",7 SPLS | EA |  | 1 Year (Lifetime) | 178 | 3.5% | 171.77
83958 | Middle Atlantic | CLH-EC-12 | CABLE LADDER END CAPS,12P | EA |  | 1 Year (Lifetime) | 62 | 3.5% | 59.83
83959 | Middle Atlantic | CLH-ED11 | CLB LDDR END DRP11,1PC,3S | EA |  | 1 Year (Lifetime) | 90 | 3.5% | 86.85
83960 | Middle Atlantic | CLH-ED11-4 | CLB LDR END DRP 11,4PC,12 | EA |  | 1 Year (Lifetime) | 312 | 3.5% | 301.08
83961 | Middle Atlantic | CLH-ED17 | CBL LDR END DRP 17,1PC,5 | EA |  | 1 Year (Lifetime) | 123 | 3.5% | 118.695
83962 | Middle Atlantic | CLH-ED23 | CBL LDR END DRP 23,1PC,7 | EA |  | 1 Year (Lifetime) | 142 | 3.5% | 137.03
83963 | Middle Atlantic | CLH-ED5 | CBL LDR END DRP,5,1PC,1 | EA |  | 1 Year (Lifetime) | 62 | 3.5% | 59.83
83964 | Middle Atlantic | CLH-ED8 | CBL LDR END DRP 8,1PC,3 | EA |  | 1 Year (Lifetime) | 69 | 3.5% | 66.585
83965 | Middle Atlantic | CLH-ELS-13/18 | 13"-18" ELEVATION KIT | EA |  | 1 Year (Lifetime) | 101 | 3.5% | 97.465
83966 | Middle Atlantic | CLH-ELS-5/7 | 5"-7" ELEVATION KIT | EA |  | 1 Year (Lifetime) | 80 | 3.5% | 77.2
83967 | Middle Atlantic | CLH-ELS-8/12 | 8"-12" ELEVATION KIT | EA |  | 1 Year (Lifetime) | 89 | 3.5% | 85.885
83968 | Middle Atlantic | CLH-HTS | HORIZ T SPLICE HDWR,1PR | EA |  | 1 Year (Lifetime) | 15 | 3.5% | 14.475
83969 | Middle Atlantic | CLH-HTS-6 | HORIZ T SPLICE HDWR,6PR | EA |  | 1 Year (Lifetime) | 88 | 3.5% | 84.92
83970 | Middle Atlantic | CLH-JBOLT | ONE PAIR 5/16 J-BOLT W/NU | EA |  | 1 Year (Lifetime) | 6 | 3.5% | 5.79
83971 | Middle Atlantic | CLH-RES | LADDER END SUPPORT HDWR,1 | EA |  | 1 Year (Lifetime) | 46 | 3.5% | 44.39
83972 | Middle Atlantic | CLH-RES-6 | LADDER END SUPPORT HDWR,6 | EA |  | 1 Year (Lifetime) | 261 | 3.5% | 251.865
83973 | Middle Atlantic | CLH-RSJ | LADDER JUNCTION HDWR,1PR | EA |  | 1 Year (Lifetime) | 14 | 3.5% | 13.51
83974 | Middle Atlantic | CLH-RSJ-6 | LADDER JUNCTION HDWR,6PR | EA |  | 1 Year (Lifetime) | 83 | 3.5% | 80.095
83975 | Middle Atlantic | CLH-RWC | LADDER WALL CLAMP,1PR | EA |  | 1 Year (Lifetime) | 31 | 3.5% | 29.915
83976 | Middle Atlantic | CLH-RWC-6 | LADDER WALL CLAMP,6PR | EA |  | 1 Year (Lifetime) | 166 | 3.5% | 160.19
83977 | Middle Atlantic | CLH-SD8 | CBL LDDR SIDE DRP 8,1PC,3 | EA |  | 1 Year (Lifetime) | 90 | 3.5% | 86.85
83978 | Middle Atlantic | CLH-SD8-4 | CLB LDDR SD DRP 8,4PC,12S | EA |  | 1 Year (Lifetime) | 312 | 3.5% | 301.08
83979 | Middle Atlantic | CLH-SPOOL-10 | CABLE MANAGEMENT SPOOLS,1 | EA |  | 1 Year (Lifetime) | 105 | 3.5% | 101.325
83980 | Middle Atlantic | CLH-SS-12-2 | 12"H SIDE STAND-OFF,2PC | EA |  | 1 Year (Lifetime) | 56 | 3.5% | 54.04
83981 | Middle Atlantic | CLH-WRS | WALL SUPPORT HDWR,1PC | EA |  | 1 Year (Lifetime) | 46 | 3.5% | 44.39
83982 | Middle Atlantic | CLH-WRS-6 | WALL SUPPORT HDWR,6PR | EA |  | 1 Year (Lifetime) | 257 | 3.5% | 248.005
83983 | Middle Atlantic | CLH-WRS-W18-W24 | WALL SPRT HDW,15",18",24" | EA |  | 1 Year (Lifetime) | 61 | 3.5% | 58.865
83984 | Middle Atlantic | CLH-WRS-W6-W12 | WALL SPRT HDW,6",9",12" | EA |  | 1 Year (Lifetime) | 53 | 3.5% | 51.145
83985 | Middle Atlantic | CLS-COOL1 | 50CFM ACTIVE EX,PASS IN | EA |  | 1 Year (3 Years) | 342 | 3.5% | 330.03
83986 | Middle Atlantic | CLS-COOL2 | 50CFM ACTIVE EX,ACT IN | EA |  | 1 Year (3 Years) | 414 | 3.5% | 399.51
83987 | Middle Atlantic | CLVRD-WMRK-24 | 24SP LG PERF SPLIT RD BK | EA |  | 1 Year (3 Years) | 556 | 3.5% | 536.54
83988 | Middle Atlantic | CLVRD-WMRK-42 | 42SP LG PERF SPLIT RD BK | EA |  | 1 Year (3 Years) | 692 | 3.5% | 667.78
83989 | Middle Atlantic | CLVRD-WMRK-42LH | 42SP LG PERF SPLIT RD,LH | EA |  | 1 Year (3 Years) | 666 | 3.5% | 642.69
83990 | Middle Atlantic | CLVRD-WMRK-45 | 45SP LG PERF SPLIT RD BK | EA |  | 1 Year (3 Years) | 770 | 3.5% | 743.05
83991 | Middle Atlantic | CLVRD-WMRK-45LH | 45SP LG PERF SPLIT RD,LH | EA |  | 1 Year (3 Years) | 741 | 3.5% | 715.065
83992 | Middle Atlantic | CMB-6 | (6) CABLE MANGAGER BRCKTS | EA |  | 1 Year (Lifetime) | 26 | 3.5% | 25.09
83993 | Middle Atlantic | CM-L | CABLE MGT KIT FOR 84 EDIT | EA |  | 1 Year (Lifetime) | 174 | 3.5% | 167.91
83994 | Middle Atlantic | CM-S | CABLE MGT KIT FOR 60 EDIT | EA |  | 1 Year (Lifetime) | 143 | 3.5% | 137.995
83995 | Middle Atlantic | CN1032-50 | 50PC 10/32 CAGE NUTS | EA |  | 1 Year (Lifetime) | 51 | 3.5% | 49.215
83996 | Middle Atlantic | CN6MM-100 | 6MM CAGENUTS,100 PIECE | EA |  | 1 Year (Lifetime) | 111 | 3.5% | 107.115
83997 | Middle Atlantic | COMBO2 | COMBO M/F XLR(2)PORT UCP | EA |  | 1 Year (Lifetime) | 17.58 | 3.5% | 16.9647
83998 | Middle Atlantic | COMBO4 | COMBO M/F XLR(4)PORT UCP | EA |  | 1 Year (Lifetime) | 18 | 3.5% | 17.37
83999 | Middle Atlantic | COMBO6 | COMBO M/F XLR(6)PORT UCP | EA |  | 1 Year (Lifetime) | 19 | 3.5% | 18.335
84000 | Middle Atlantic | COMP-COOL | COMPONENT COOL | EA |  | 1 Year (3 Years) | 79 | 3.5% | 76.235
84001 | Middle Atlantic | COMP-COOL-3 | COMPONENT COOL 3 FAN | EA |  | 1 Year (3 Years) | 249 | 3.5% | 240.285
84002 | Middle Atlantic | COMP-COOL50 | COMPONENT COOLER 50CFM | EA |  | 1 Year (3 Years) | 282 | 3.5% | 272.13
84003 | Middle Atlantic | COMP-COOL50P | COMPCOOL50 PLATFORM | EA |  | 1 Year (3 Years) | 381 | 3.5% | 367.665
84004 | Middle Atlantic | COMP-COOL-E | COMPONENT COOLER EXPANS | EA |  | 1 Year (3 Years) | 73 | 3.5% | 70.445
84005 | Middle Atlantic | CORD-SS-250/12-3 | 250'SIGNAL SAFE CORD,12GA | EA |  | 1 Year (Lifetime) | 1315 | 3.5% | 1268.975
84006 | Middle Atlantic | CORE-15-240-U2 | 15KVAPWRCR 2200R (2)HWUPS | EA |  | 1 Year (3 Years) | 29674 | 3.5% | 28635.41
84007 | Middle Atlantic | CORE-15-240-U3 | 15KVAPWRCR 2200R (3)HWUPS | EA |  | 1 Year (3 Years) | 32107 | 3.5% | 30983.255
84008 | Middle Atlantic | CORE-25-240-U4 | 25KVAPWRCR 2200R (4)HWUPS | EA |  | 1 Year (3 Years) | 45242 | 3.5% | 43658.53
84009 | Middle Atlantic | CRATE-DAK | SKELETON CRATE,DAK RACKS | EA |  | 1 Year (7 Years) | 461 | 3.5% | 444.865
84010 | Middle Atlantic | CRD-WMRK-24 | 24SP SOLID SPLIT RD BK | EA |  | 1 Year (3 Years) | 426 | 3.5% | 411.09
84011 | Middle Atlantic | CRD-WMRK-24LH | 24SP SOLID SPLIT RD LH | EA |  | 1 Year (3 Years) | 384 | 3.5% | 370.56
84012 | Middle Atlantic | CRD-WMRK-42 | 42SP SOLID SPLIT RD BK | EA |  | 1 Year (3 Years) | 441 | 3.5% | 425.565
84013 | Middle Atlantic | CRD-WMRK-42LH | 42SP SOLID SPLIT RD LH | EA |  | 1 Year (3 Years) | 402 | 3.5% | 387.93
84014 | Middle Atlantic | CRD-WMRK-45 | 45SP SOLID SPLIT RD BK | EA |  | 1 Year (3 Years) | 453 | 3.5% | 437.145
84015 | Middle Atlantic | CRD-WMRK-45LH | 45SP SOLID SPLIT RD LH | EA |  | 1 Year (3 Years) | 426 | 3.5% | 411.09
84016 | Middle Atlantic | CSA-18 | CHAS SUPPORT,18D,PR | EA |  | 1 Year (Lifetime) | 52 | 3.5% | 50.18
84017 | Middle Atlantic | CSA-18-H | CHAS SUPPORT,18D,PR,HD | EA |  | 1 Year (Lifetime) | 99.84 | 3.5% | 96.3456
84018 | Middle Atlantic | CSA-20 | CHAS SUPPORT,20D,PR | EA |  | 1 Year (Lifetime) | 54 | 3.5% | 52.11
84019 | Middle Atlantic | CSA-20-H | CHAS SUPPORT,20D,PR,HD | EA |  | 1 Year (Lifetime) | 104 | 3.5% | 100.36
84020 | Middle Atlantic | CSA-22 | CHAS SUPPORT,22D,PR | EA |  | 1 Year (Lifetime) | 58 | 3.5% | 55.97
84021 | Middle Atlantic | CSA-22-H | CHAS SUPPORT,22D,PR,HD | EA |  | 1 Year (Lifetime) | 105 | 3.5% | 101.325
84022 | Middle Atlantic | CSA-24 | CHAS SUPPORT,24D,PR | EA |  | 1 Year (Lifetime) | 61 | 3.5% | 58.865
84023 | Middle Atlantic | CSA-24-H | CHAS SUPPORT,24D,PR,HD | EA |  | 1 Year (Lifetime) | 111 | 3.5% | 107.115
84024 | Middle Atlantic | CSA-26 | CHAS SUPPORT,26,PR | EA |  | 1 Year (Lifetime) | 63 | 3.5% | 60.795
84025 | Middle Atlantic | CSA-26-H | CHAS SUPPORT,26D,PR,HD | EA |  | 1 Year (Lifetime) | 112 | 3.5% | 108.08
84026 | Middle Atlantic | CSB | CANTILEVER SUPPORT BASE(C | EA |  | 1 Year (Lifetime) | 162 | 3.5% | 156.33
84027 | Middle Atlantic | CUT-ALTNP1OR2 | CUTOUT ALTNIEX TNP1 OR 2 | EA |  | 1 Year (Lifetime) | 21 | 3.5% | 20.265
84028 | Middle Atlantic | CUT-AMHP900 | CUTOUT AMX HP900 | EA |  | 1 Year (Lifetime) | 21 | 3.5% | 20.265
84029 | Middle Atlantic | CUT-CRCICC | CUT CRESTRON TT-100-B-T | EA |  | 1 Year (Lifetime) | 21 | 3.5% | 20.265
84030 | Middle Atlantic | CUT-CRFCC | CUTOUT CRESTRON C2N-FTB-D | EA |  | 1 Year (Lifetime) | 21 | 3.5% | 20.265
84031 | Middle Atlantic | CUT-CRFPCS | CUTOUT CRESTRON FT-PWR-D | EA |  | 1 Year (Lifetime) | 21 | 3.5% | 20.265
84032 | Middle Atlantic | CUT-EXCC1200 | CUT 60-1397-02,70-1037-XX | EA |  | 1 Year (Lifetime) | 21 | 3.5% | 20.265
84033 | Middle Atlantic | CUT-EXCC200 | CUTOUT EXTRON 60-716-XX | EA |  | 1 Year (Lifetime) | 21 | 3.5% | 20.265
84034 | Middle Atlantic | CUT-EXCC202 | CUTOUT EXTRON 60-XXXX-02 | EA |  | 1 Year (Lifetime) | 21 | 3.5% | 20.265
84035 | Middle Atlantic | CUT-EXCC500 | CUT 60-1404-02,70-1045-XX | EA |  | 1 Year (Lifetime) | 21 | 3.5% | 20.265
84036 | Middle Atlantic | CUT-EXCC700 | CUTOUT EXTRON 60-1405-02 | EA |  | 1 Year (Lifetime) | 21 | 3.5% | 20.265
84037 | Middle Atlantic | CUT-EXCC800 | CUTOUT EXTRON 60-524-03 | EA |  | 1 Year (Lifetime) | 21 | 3.5% | 20.265
84038 | Middle Atlantic | CUT-WMINTEGREAT | CUTOUT INTGRT TB672APBK | EA |  | 1 Year (Lifetime) | 21 | 3.5% | 20.265
84039 | Middle Atlantic | CWP-115 | 15A CRTL WALL PLT | EA |  | 1 Year (3 Years) | 96 | 3.5% | 92.64
84040 | Middle Atlantic | CWP-120-PCON | 20A CRTL WALL PLT W/PCON | EA |  | 1 Year (3 Years) | 138 | 3.5% | 133.17
84041 | Middle Atlantic | CWR-12-17PD | 2'DATA WALL CAB PLXI 17D | EA |  | 1 Year (Lifetime) | 921 | 3.5% | 888.765
84042 | Middle Atlantic | CWR-12-17SD | 2'DATA WALL CAB SOLID 17D | EA |  | 1 Year (Lifetime) | 807 | 3.5% | 778.755
84043 | Middle Atlantic | CWR-12-17VD | 2'DATA WALL CAB VNTD 17D | EA |  | 1 Year (Lifetime) | 827 | 3.5% | 798.055
84044 | Middle Atlantic | CWR-12-21SD4 | 2'DATA WALL CAB,SOLID,21D | EA |  | 1 Year (Lifetime) | 960 | 3.5% | 926.4
84045 | Middle Atlantic | CWR-12-21VD4 | 2'DATA WALL CAB,VNTD,21D | EA |  | 1 Year (Lifetime) | 981 | 3.5% | 946.665
84046 | Middle Atlantic | CWR-12-22PD | 2'DATA WALL CAB PLEXI 22D | EA |  | 1 Year (Lifetime) | 1011 | 3.5% | 975.615
84047 | Middle Atlantic | CWR-12-22SD | 2'DATA WALL CAB SOLID 22D | EA |  | 1 Year (Lifetime) | 887 | 3.5% | 855.955
84048 | Middle Atlantic | CWR-12-22VD | 2'DATA WALL CAB VNTD 22D | EA |  | 1 Year (Lifetime) | 906 | 3.5% | 874.29
84049 | Middle Atlantic | CWR-12-26PD | 2'DATA WALL CAB PLEXI 26D | EA |  | 1 Year (Lifetime) | 1070 | 3.5% | 1032.55
84050 | Middle Atlantic | CWR-12-26PD4 | 2'DATA WALL CAB PLEXI 26D | EA |  | 1 Year (Lifetime) | 1144 | 3.5% | 1103.96
84051 | Middle Atlantic | CWR-12-26SD | 2'DATA WALL CAB SOLID 26D | EA |  | 1 Year (Lifetime) | 938 | 3.5% | 905.17
84052 | Middle Atlantic | CWR-12-26SD4 | 2'DATA WALL CAB,SOLID,26D | EA |  | 1 Year (Lifetime) | 1052 | 3.5% | 1015.18
84053 | Middle Atlantic | CWR-12-26VD | 2'DATA WALL CAB VNTD 26D | EA |  | 1 Year (Lifetime) | 959 | 3.5% | 925.435
84054 | Middle Atlantic | CWR-12-26VD4 | 2'DATA WALL CAB,VNTD,26D | EA |  | 1 Year (Lifetime) | 1077 | 3.5% | 1039.305
84055 | Middle Atlantic | CWR-12-32PD | 2'DATA WALL CAB,PLEXI,32D | EA |  | 1 Year (Lifetime) | 1165 | 3.5% | 1124.225
84056 | Middle Atlantic | CWR-12-32SD | 2'DATA WALL CAB,SOLID,32D | EA |  | 1 Year (Lifetime) | 1021 | 3.5% | 985.265
84057 | Middle Atlantic | CWR-12-32VD | 2'DATA WALL CAB,VNTD,32D | EA |  | 1 Year (Lifetime) | 1044 | 3.5% | 1007.46
84058 | Middle Atlantic | CWR-12-36PD4 | 2'DATA WALL CAB,PLEXI,36D | EA |  | 1 Year (Lifetime) | 1319 | 3.5% | 1272.835
84059 | Middle Atlantic | CWR-12-36SD4 | 2'DATA WALL CAB,SOLID,36D | EA |  | 1 Year (Lifetime) | 1214 | 3.5% | 1171.51
84060 | Middle Atlantic | CWR-12-36VD4 | 2'DATA WALL CAB,VNTD,36D | EA |  | 1 Year (Lifetime) | 1240 | 3.5% | 1196.6
84061 | Middle Atlantic | CWR-18-17PD | 3'DATA WALL CAB,PLEXI,17D | EA |  | 1 Year (Lifetime) | 1004 | 3.5% | 968.86
84062 | Middle Atlantic | CWR-18-17SD | 3'DATA WALL CAB,SOLID,17D | EA |  | 1 Year (Lifetime) | 880 | 3.5% | 849.2
84063 | Middle Atlantic | CWR-18-17VD | 3'DATA WALL CAB,VNTD,17D | EA |  | 1 Year (Lifetime) | 899 | 3.5% | 867.535
84064 | Middle Atlantic | CWR-18-21PD4 | 3'DATA WALL CAB,PLEXI,21D | EA |  | 1 Year (Lifetime) | 1136 | 3.5% | 1096.24
84065 | Middle Atlantic | CWR-18-21VD4 | 3'DATA WALL CAB,VNTD,21D | EA |  | 1 Year (Lifetime) | 1067 | 3.5% | 1029.655
84066 | Middle Atlantic | CWR-18-22PD | 3'DATA WALL CAB,PLEXI,22D | EA |  | 1 Year (Lifetime) | 1122 | 3.5% | 1082.73
84067 | Middle Atlantic | CWR-18-22SD | 3'DATA WALL CAB,SOLID,22D | EA |  | 1 Year (Lifetime) | 984 | 3.5% | 949.56
84068 | Middle Atlantic | CWR-18-22VD | 3'DATA WALL CAB,VNTD,22D | EA |  | 1 Year (Lifetime) | 1006 | 3.5% | 970.79
84069 | Middle Atlantic | CWR-18-26PD | 3'DATA WALL CAB,PLEXI,26D | EA |  | 1 Year (Lifetime) | 1159 | 3.5% | 1118.435
84070 | Middle Atlantic | CWR-18-26PD4 | 3'DATA WALL CAB,PLEXI,26D | EA |  | 1 Year (Lifetime) | 1271 | 3.5% | 1226.515
84071 | Middle Atlantic | CWR-18-26SD | 3'DATA WALL CAB,SOLID,26D | EA |  | 1 Year (Lifetime) | 1016 | 3.5% | 980.44
84072 | Middle Atlantic | CWR-18-26SD4 | 3'DATA WALL CAB,SOLID,26D | EA |  | 1 Year (Lifetime) | 1169 | 3.5% | 1128.085
84073 | Middle Atlantic | CWR-18-26VD | 3'DATA WALL CAB,VNTD,26D | EA |  | 1 Year (Lifetime) | 1040 | 3.5% | 1003.6
84074 | Middle Atlantic | CWR-18-26VD4 | 3'DATA WALL CAB,VNTD,26D | EA |  | 1 Year (Lifetime) | 1194 | 3.5% | 1152.21
84075 | Middle Atlantic | CWR-18-30PD4 | 3'DATA WALL CAB,PLEXI,30D | EA |  | 1 Year (Lifetime) | 1314 | 3.5% | 1268.01
84076 | Middle Atlantic | CWR-18-30SD4 | 3'DATA WALL CAB,SOLID,30D | EA |  | 1 Year (Lifetime) | 1208 | 3.5% | 1165.72
84077 | Middle Atlantic | CWR-18-32PD | 3'DATA WALL CAB,PLEXI,32D | EA |  | 1 Year (Lifetime) | 1223 | 3.5% | 1180.195
84078 | Middle Atlantic | CWR-18-32SD | 3'DATA WALL CAB,SOLID,32D | EA |  | 1 Year (Lifetime) | 1072 | 3.5% | 1034.48
84079 | Middle Atlantic | CWR-18-32VD | 3'DATA WALL CAB,VNTD,32D | EA |  | 1 Year (Lifetime) | 1096 | 3.5% | 1057.64
84080 | Middle Atlantic | CWR-18-36PD4 | 3'DATA WALL CAB,PLEXI,36D | EA |  | 1 Year (Lifetime) | 1386 | 3.5% | 1337.49
84081 | Middle Atlantic | CWR-18-36SD4 | 3'DATA WALL CAB,SOLID,36D | EA |  | 1 Year (Lifetime) | 1275 | 3.5% | 1230.375
84082 | Middle Atlantic | CWR-18-36VD4 | 3'DATA WALL CAB,VNTD,36D | EA |  | 1 Year (Lifetime) | 1304 | 3.5% | 1258.36
84083 | Middle Atlantic | CWR-26-17PD | 4'DATA WALL CAB,PLEXI,17D | EA |  | 1 Year (Lifetime) | 1152 | 3.5% | 1111.68
84084 | Middle Atlantic | CWR-26-17SD | 4'DATA WALL CAB,SOLID,17D | EA |  | 1 Year (Lifetime) | 1011 | 3.5% | 975.615
84085 | Middle Atlantic | CWR-26-17VD | 4'DATA WALL CAB,VNTD,17D | EA |  | 1 Year (Lifetime) | 1034 | 3.5% | 997.81
84086 | Middle Atlantic | CWR-26-22PD | 4'DATA WALL CAB,PLEXI,22D | EA |  | 1 Year (Lifetime) | 1205 | 3.5% | 1162.825
84087 | Middle Atlantic | CWR-26-22SD | 4'DATA WALL CAB,SOLID,22D | EA |  | 1 Year (Lifetime) | 1058 | 3.5% | 1020.97
84088 | Middle Atlantic | CWR-26-22VD | 4'DATA WALL CAB,VNTD,22D | EA |  | 1 Year (Lifetime) | 1081 | 3.5% | 1043.165
84089 | Middle Atlantic | CWR-26-26PD | 4'DATA WALL CAB,PLEXI,26D | EA |  | 1 Year (Lifetime) | 1259 | 3.5% | 1214.935
84090 | Middle Atlantic | CWR-26-26PD4 | 4'DATA WALL CAB,PLEXI,26D | EA |  | 1 Year (Lifetime) | 1364 | 3.5% | 1316.26
84091 | Middle Atlantic | CWR-26-26SD | 4'DATA WALL CAB,SOLID,26D | EA |  | 1 Year (Lifetime) | 1104 | 3.5% | 1065.36
84092 | Middle Atlantic | CWR-26-26SD4 | 4'DATA WALL CAB,SOLID,26D | EA |  | 1 Year (Lifetime) | 1255 | 3.5% | 1211.075
84093 | Middle Atlantic | CWR-26-26VD | 4'DATA WALL CAB,VNTD,26D | EA |  | 1 Year (Lifetime) | 1129 | 3.5% | 1089.485
84094 | Middle Atlantic | CWR-26-26VD4 | 4'DATA WALL CAB,VNTD,26D | EA |  | 1 Year (Lifetime) | 1282 | 3.5% | 1237.13
84095 | Middle Atlantic | CWR-26-30PD4 | 4'DATA WALL CAB,PLEXI,30D | EA |  | 1 Year (Lifetime) | 1427 | 3.5% | 1377.055
84096 | Middle Atlantic | CWR-26-30SD4 | 4'DATA WALL CAB,SOLID,30D | EA |  | 1 Year (Lifetime) | 1314 | 3.5% | 1268.01
84097 | Middle Atlantic | CWR-26-32PD | 4'DATA WALL CAB,PLEXI,32D | EA |  | 1 Year (Lifetime) | 1378 | 3.5% | 1329.77
84098 | Middle Atlantic | CWR-26-32SD | 4'DATA WALL CAB,SOLID,32D | EA |  | 1 Year (Lifetime) | 1208 | 3.5% | 1165.72
84099 | Middle Atlantic | CWR-26-32VD | 4'DATA WALL CAB,VNTD,32D | EA |  | 1 Year (Lifetime) | 1234 | 3.5% | 1190.81
84100 | Middle Atlantic | CWR-26-36PD4 | 4'DATA WALL CAB,PLEXI,36D | EA |  | 1 Year (Lifetime) | 1559 | 3.5% | 1504.435
84101 | Middle Atlantic | CWR-26-36SD4 | 4'DATA WALL CAB,SOLID,36D | EA |  | 1 Year (Lifetime) | 1435 | 3.5% | 1384.775
84102 | Middle Atlantic | CWR-26-36VD4 | 4'DATA WALL CAB,VNTD,36D | EA |  | 1 Year (Lifetime) | 1465 | 3.5% | 1413.725
84103 | Middle Atlantic | CWR-CSD-26-4 | CSD,CWR,26S,4D,SD,BK,CTM | EA |  | 1 Year (Lifetime) | 2871.54 | 3.5% | 2771.0361
84104 | Middle Atlantic | CWR-FKIT | FAN KIT FOR CWR SERIES | EA |  | 1 Year (3 Years) | 223 | 3.5% | 215.195
84105 | Middle Atlantic | CWR-KEY | KEYS FOR CWR FRONT DOORS | EA |  | 1 Year (Lifetime) | 6 | 3.5% | 5.79
84106 | Middle Atlantic | CWR-OFRR12 | OFF-SET RAIL KIT,12SP CWR | EA |  | 1 Year (Lifetime) | 79 | 3.5% | 76.235
84107 | Middle Atlantic | CWR-OFRR18 | OFF-SET RAIL KIT,18SP CWR | EA |  | 1 Year (Lifetime) | 97 | 3.5% | 93.605
84108 | Middle Atlantic | CWR-OFRR26 | OFF-SET RAIL KIT,26SP CWR | EA |  | 1 Year (Lifetime) | 119 | 3.5% | 114.835
84109 | Middle Atlantic | CWR-PFD-26 | 26SP CWR PLEXI FD | EA |  | 1 Year (Lifetime) | 605.44 | 3.5% | 584.2496
84110 | Middle Atlantic | CWR-PFD4-26 | 26SP CWR PLEXI FD 4"D | EA |  | 1 Year (Lifetime) | 683 | 3.5% | 659.095
84111 | Middle Atlantic | CWR-RR12 | REAR RAIL KIT,12SP CWR | EA |  | 1 Year (Lifetime) | 75 | 3.5% | 72.375
84112 | Middle Atlantic | CWR-RR18 | REAR RAIL KIT,18SP CWR | EA |  | 1 Year (Lifetime) | 92 | 3.5% | 88.78
84113 | Middle Atlantic | CWR-RR26 | REAR RAIL KIT,26SP CWR | EA |  | 1 Year (Lifetime) | 114 | 3.5% | 110.01
84114 | Middle Atlantic | D12D-DC | DUAL BAY RACK W/PLX DR,DC | EA |  | 1 Year (Lifetime) | 3877 | 3.5% | 3741.305
84115 | Middle Atlantic | D12D-HM | DUAL BAY RK W/PLXDR,HM | EA |  | 1 Year (Lifetime) | 3877 | 3.5% | 3741.305
84116 | Middle Atlantic | D12D-PS | DUAL BAY RACK W/PLX DR,PS | EA |  | 1 Year (Lifetime) | 3877 | 3.5% | 3741.305
84117 | Middle Atlantic | D12D-SL | DUAL BAY RACK W/PLX DR,SL | EA |  | 1 Year (Lifetime) | 3371 | 3.5% | 3253.015
84118 | Middle Atlantic | D12-HM | DUALBAY OUTBD RK,NO DR,HM | EA |  | 1 Year (Lifetime) | 2442 | 3.5% | 2356.53
84119 | Middle Atlantic | D12-SA | DUALBAY OUTBD RK,NO DR,SA | EA |  | 1 Year (Lifetime) | 2229 | 3.5% | 2150.985
84120 | Middle Atlantic | D12SD-HM | 2BAY RACK/TOP&DOORS,HM | EA |  | 1 Year (Lifetime) | 3877 | 3.5% | 3741.305
84121 | Middle Atlantic | D12SD-PS | 2BAY RACK/TOP&DOORS,PS | EA |  | 1 Year (Lifetime) | 3877 | 3.5% | 3741.305
84122 | Middle Atlantic | D2 | 2SP ANODIZED DRAWER | EA |  | 1 Year (3 Years) | 225 | 3.5% | 217.125
84123 | Middle Atlantic | D2LK | 2SP ANOD DRAWER W/LOCK | EA |  | 1 Year (3 Years) | 276 | 3.5% | 266.34
84124 | Middle Atlantic | D2-UMS-28 | 2SP UNIV MNTG,28"D | EA |  | 1 Year (3 Years) | 684 | 3.5% | 660.06
84125 | Middle Atlantic | D3 | 3SP ANODIZED DRAWER | EA |  | 1 Year (3 Years) | 254 | 3.5% | 245.11
84126 | Middle Atlantic | D3LK | 3SP ANOD DRAWER W/LOCK | EA |  | 1 Year (3 Years) | 305 | 3.5% | 294.325
84127 | Middle Atlantic | D4 | 4SP ANODIZED DRAWER | EA |  | 1 Year (3 Years) | 269 | 3.5% | 259.585
84128 | Middle Atlantic | D4LK | 4SP ANOD DRAWER W/LOCK | EA |  | 1 Year (3 Years) | 322 | 3.5% | 310.73
84129 | Middle Atlantic | D5 | 5SP ANODIZED DRAWER | EA |  | 1 Year (3 Years) | 307 | 3.5% | 296.255
84130 | Middle Atlantic | D5LK | 5SP ANOD DRAWER W/LOCK | EA |  | 1 Year (3 Years) | 343 | 3.5% | 330.995
84131 | Middle Atlantic | DB-24-H-174151 | DRUM BASE,24,H,WA PNL | EA |  | 1 Year (Lifetime) | 2695 | 3.5% | 2600.675
84132 | Middle Atlantic | DCDP | CD PARTITION FOR 4SP DRAW | EA |  | 1 Year (Lifetime) | 68 | 3.5% | 65.62
84133 | Middle Atlantic | DCFANKIT-4 | DC FAN KIT 4 FANS 100CFM | EA |  | 1 Year (3 Years) | 186 | 3.5% | 179.49
84134 | Middle Atlantic | DCFRD-1/2PNL-44 | 1/2 BLANKS FOR DCFRD-44 | EA |  | 1 Year (Lifetime) | 95 | 3.5% | 91.675
84135 | Middle Atlantic | D-CFRD-44 | 44SP SPLIT FAN RD DRK | EA |  | 1 Year (3 Years) | 2676 | 3.5% | 2582.34
84136 | Middle Atlantic | DCLVRD-44 | LG PRF SPLT REARDR,44,DRK | EA |  | 1 Year (3 Years) | 848 | 3.5% | 818.32
84137 | Middle Atlantic | D-CPU | DESK MOUNT CPU HOLDER | EA |  | 1 Year (3 Years) | 290 | 3.5% | 279.85
84138 | Middle Atlantic | DCRD-44 | 44SP SOLID SPLIT RD,DRK | EA |  | 1 Year (Lifetime) | 447 | 3.5% | 431.355
84139 | Middle Atlantic | DECP-1X1 | 1SP PNL W/(1)DECORA OP BK | EA |  | 1 Year (Lifetime) | 38 | 3.5% | 36.67
84140 | Middle Atlantic | DECP-1X2 | 1SP PNL W/(2)DECORA OP BK | EA |  | 1 Year (Lifetime) | 38 | 3.5% | 36.67
84141 | Middle Atlantic | DECP-1X3 | 1SP PNL W/(3)DECORA OP BK | EA |  | 1 Year (Lifetime) | 40 | 3.5% | 38.6
84142 | Middle Atlantic | DECP-1X4 | 1SP PNL,ACCPT 1-4 DECORA | EA |  | 1 Year (Lifetime) | 40 | 3.5% | 38.6
84143 | Middle Atlantic | DESK-100247 | INTERNAL DESK LD-48LC | EA |  | 1 Year (7 Years) | 2013 | 3.5% | 1942.545
84144 | Middle Atlantic | DFVRD-44 | DRK FULLY VENTED REAR DOO | EA |  | 1 Year (Lifetime) | 513 | 3.5% | 495.045
84145 | Middle Atlantic | DLBX | DVR LOCK BOX | EA |  | 1 Year (3 Years) | 495 | 3.5% | 477.675
84146 | Middle Atlantic | DLBX-FSK | FRONT SECURITY KIT DLBX | EA |  | 1 Year (Lifetime) | 46 | 3.5% | 44.39
84147 | Middle Atlantic | DLBX-RR5 | 5SP RAIL KIT FOR DLBX | EA |  | 1 Year (Lifetime) | 27 | 3.5% | 26.055
84148 | Middle Atlantic | DLBX-WM | WALL MOUNT BRACKETS | EA |  | 1 Year (Lifetime) | 107 | 3.5% | 103.255
84149 | Middle Atlantic | DLVFD-44 | DRK LRG PERF FRONT DOOR | EA |  | 1 Year (Lifetime) | 908 | 3.5% | 876.22
84150 | Middle Atlantic | DLVRD-44 | DRK LRG PERF VENT REARDR | EA |  | 1 Year (Lifetime) | 664 | 3.5% | 640.76
84151 | Middle Atlantic | DM | DRAWER MAT BLACK | EA |  | 1 Year (Lifetime) | 15 | 3.5% | 14.475
84152 | Middle Atlantic | DO-5-14 | SOLID DOOR FOR SLIM 5-14 | EA |  | 1 Year (3 Years) | 214 | 3.5% | 206.51
84153 | Middle Atlantic | DO-5-14-WT | SOLID DOOR FOR SLIM 5-14 | EA |  | 1 Year (3 Years) | 113 | 3.5% | 109.045
84154 | Middle Atlantic | DO-5-21 | SOLID DOOR FOR SLIM 5-21 | EA |  | 1 Year (3 Years) | 253 | 3.5% | 244.145
84155 | Middle Atlantic | DO-5-21-WT | SOLID DOOR FOR SLIM 5-21 | EA |  | 1 Year (3 Years) | 238 | 3.5% | 229.67
84156 | Middle Atlantic | DO-5-29 | SOLID DOOR FOR SLIM 5-29 | EA |  | 1 Year (3 Years) | 309 | 3.5% | 298.185
84157 | Middle Atlantic | DO-5-37 | SOLID DOOR FOR SLIM 5-37 | EA |  | 1 Year (3 Years) | 341 | 3.5% | 329.065
84158 | Middle Atlantic | DO-5-43 | SOLID DOOR FOR SLIM 5-43 | EA |  | 1 Year (3 Years) | 390 | 3.5% | 376.35
84159 | Middle Atlantic | DO-5-8 | SOLID DOOR FOR SLIM 5-8 | EA |  | 1 Year (3 Years) | 198 | 3.5% | 191.07
84160 | Middle Atlantic | DOC | DOCUMENT HOLDER FOR REARD | EA |  | 1 Year (Lifetime) | 46 | 3.5% | 44.39
84161 | Middle Atlantic | DOC-SACK | DOCUMENT HLDR FPR REAR DR | EA |  | 1 Year (Lifetime) | 40 | 3.5% | 38.6
84162 | Middle Atlantic | DOOR-P10 | FRONT/REAR DOOR PLEXI 10U | EA |  | 1 Year (3 Years) | 208 | 3.5% | 200.72
84163 | Middle Atlantic | DOOR-P12 | FRONT/REAR DOOR PLEXI 12U | EA |  | 1 Year (3 Years) | 226 | 3.5% | 218.09
84164 | Middle Atlantic | DOOR-P12-WT | FRONT/REAR DOOR PLEXI 12U | EA |  | 1 Year (3 Years) | 251.86 | 3.5% | 243.0449
84165 | Middle Atlantic | DOOR-P16 | FRONT/REAR DOOR PLEXI 16U | EA |  | 1 Year (3 Years) | 276 | 3.5% | 266.34
84166 | Middle Atlantic | DOOR-P18 | FRONT/REAR DOOR PLEXI 18U | EA |  | 1 Year (3 Years) | 302 | 3.5% | 291.43
84167 | Middle Atlantic | DOOR-P21 | FRONT/REAR DOOR PLEXI 21U | EA |  | 1 Year (3 Years) | 377 | 3.5% | 363.805
84168 | Middle Atlantic | DOOR-P27 | FRONT/REAR DOOR PLEXI 27U | EA |  | 1 Year (3 Years) | 419 | 3.5% | 404.335
84169 | Middle Atlantic | DOOR-P35 | FRONT/REAR DOOR PLEXI 35U | EA |  | 1 Year (3 Years) | 476 | 3.5% | 459.34
84170 | Middle Atlantic | DOOR-P42 | FRONT/REAR DOOR PLEXI 42U | EA |  | 1 Year (3 Years) | 602 | 3.5% | 580.93
84171 | Middle Atlantic | DOOR-S10 | FRONT/REAR DOOR SOLID 10U | EA |  | 1 Year (3 Years) | 132 | 3.5% | 127.38
84172 | Middle Atlantic | DOOR-S12 | FRONT/REAR DOOR SOLID 12U | EA |  | 1 Year (3 Years) | 138 | 3.5% | 133.17
84173 | Middle Atlantic | DOOR-S16 | FRONT/REAR DOOR SOLID 16U | EA |  | 1 Year (3 Years) | 152 | 3.5% | 146.68
84174 | Middle Atlantic | DOOR-S18 | FRONT/REAR DOOR SOLID 18U | EA |  | 1 Year (3 Years) | 168 | 3.5% | 162.12
84175 | Middle Atlantic | DOOR-S21 | FRONT/REAR DOOR SOLID 21U | EA |  | 1 Year (3 Years) | 202 | 3.5% | 194.93
84176 | Middle Atlantic | DOOR-S27 | FRONT/REAR DOOR SOLID 27U | EA |  | 1 Year (3 Years) | 222 | 3.5% | 214.23
84177 | Middle Atlantic | DOOR-S35 | FRONT/REAR DOOR SOLID 35U | EA |  | 1 Year (3 Years) | 259 | 3.5% | 249.935
84178 | Middle Atlantic | DOOR-S42 | FRONT/REAR DOOR SOLID 42U | EA |  | 1 Year (3 Years) | 316 | 3.5% | 304.94
84179 | Middle Atlantic | DOP-5-14 | PLEXI DOOR FOR SLIM 5-14 | EA |  | 1 Year (3 Years) | 681 | 3.5% | 657.165
84180 | Middle Atlantic | DOP-5-21 | PLEXI DOOR FOR SLIM 5-21 | EA |  | 1 Year (3 Years) | 733 | 3.5% | 707.345
84181 | Middle Atlantic | DOP-5-29 | PLEXI DOOR FOR SLIM 5-29 | EA |  | 1 Year (3 Years) | 853 | 3.5% | 823.145
84182 | Middle Atlantic | DOP-5-37 | PLEXI DOOR FOR SLIM 5-37 | EA |  | 1 Year (3 Years) | 903 | 3.5% | 871.395
84183 | Middle Atlantic | DOP-5-43 | PLEXI DOOR FOR SLIM 5-43 | EA |  | 1 Year (3 Years) | 938 | 3.5% | 905.17
84184 | Middle Atlantic | DOP-5-8 | PLEXI DOOR FOR SLIM 5-8 | EA |  | 1 Year (3 Years) | 631 | 3.5% | 608.915
84185 | Middle Atlantic | DPFD-44 | DRK PLEXI FRONT DOOR | EA |  | 1 Year (3 Years) | 1190 | 3.5% | 1148.35
84186 | Middle Atlantic | D-PT15 | 15"DESK PENCIL TRAY | EA |  | 1 Year (3 Years) | 133 | 3.5% | 128.345
84187 | Middle Atlantic | D-PT22 | 22"DESK PENCIL TRAY | EA |  | 1 Year (3 Years) | 148 | 3.5% | 142.82
84188 | Middle Atlantic | DPVFD-44 | DRK VENTED PLEXI FRONT DO | EA |  | 1 Year (3 Years) | 1258 | 3.5% | 1213.97
84189 | Middle Atlantic | DR-12 | 12SP DESKTOP RACK RAIL | EA |  | 1 Year (Lifetime) | 97 | 3.5% | 93.605
84190 | Middle Atlantic | DR-8 | 8SP DESKTOP RACK RAIL | EA |  | 1 Year (Lifetime) | 86 | 3.5% | 82.99
84191 | Middle Atlantic | DRCC-4410CA00222 | VERT,CABLE MNGR DRR-44 | EA |  | 1 Year (Lifetime) | 103 | 3.5% | 99.395
84192 | Middle Atlantic | DRIFT | PR.DRIFT PINS FOR GANGING | EA |  | 1 Year (Lifetime) | 72 | 3.5% | 69.48
84193 | Middle Atlantic | D-RING | WALLMT/RCKMT D-RING CBL M | EA |  | 1 Year (Lifetime) | 16 | 3.5% | 15.44
84194 | Middle Atlantic | DRK19-44-31 | 19PANLW,44SP,31DP DRKW/DC | EA |  | 1 Year (Lifetime) | 2794 | 3.5% | 2696.21
84195 | Middle Atlantic | DRK19-44-3100792 | 44SP/31D PRO DRK LESS RD | EA |  | 1 Year (Lifetime) | 2776 | 3.5% | 2678.84
84196 | Middle Atlantic | DRK19-44-31K | 19,44SP,31DP DRK,CONFIG | EA |  | 1 Year (Lifetime) | 4675 | 3.5% | 4511.375
84197 | Middle Atlantic | DRK19-44-31LRD | 19,44SP,31DP DRK W/O REAR | EA |  | 1 Year (Lifetime) | 2651 | 3.5% | 2558.215
84198 | Middle Atlantic | DRK19-44-31PRO | 19,44SP,31DP DRK W/CAGERL | EA |  | 1 Year (Lifetime) | 2921 | 3.5% | 2818.765
84199 | Middle Atlantic | DRK19-44-36 | 19,44SP,36DP DRK 10-32RAI | EA |  | 1 Year (Lifetime) | 3125 | 3.5% | 3015.625
84200 | Middle Atlantic | DRK19-44-3600183 | 19,44SP,36D DRK LRD | EA |  | 1 Year (Lifetime) | 3109 | 3.5% | 3000.185
84201 | Middle Atlantic | DRK19-44-36LRD | 19,44SP,36DP DRKW/O REARD | EA |  | 1 Year (Lifetime) | 2980 | 3.5% | 2875.7
84202 | Middle Atlantic | DRK19-44-36PRO | 19,44SP,36DP DRK W/CAGERA | EA |  | 1 Year (Lifetime) | 3253 | 3.5% | 3139.145
84203 | Middle Atlantic | DRK19-44-42 | 19PNLW,44SP,42"DP DRK | EA |  | 1 Year (Lifetime) | 3539 | 3.5% | 3415.135
84204 | Middle Atlantic | DRK19-44-4200245 | 19PNLW,44SP,42"DP DRK | EA |  | 1 Year (Lifetime) | 3519 | 3.5% | 3395.835
84205 | Middle Atlantic | DRK19-44-42LRD | 19PANLW,44SP,42"DP DRK | EA |  | 1 Year (Lifetime) | 3389 | 3.5% | 3270.385
84206 | Middle Atlantic | DRK19-44-42PRO | 19PANLW,44SP,42"DP DRK | EA |  | 1 Year (Lifetime) | 3669 | 3.5% | 3540.585
84207 | Middle Atlantic | DRK19-44-42-WT | 19PNLW,44SP,42"DP DRK | EA |  | 1 Year (Lifetime) | 3699.54 | 3.5% | 3570.0561
84208 | Middle Atlantic | DRK19-RR44 | PR.19,44SP DRK RACKRAIL | EA |  | 1 Year (Lifetime) | 266 | 3.5% | 256.69
84209 | Middle Atlantic | DRK19-RR44PRO | PAIR 44SP,CAGENUTRAIL FOR | EA |  | 1 Year (Lifetime) | 293 | 3.5% | 282.745
84210 | Middle Atlantic | DRK-44DUCT | 44SP CABLE DUCT -- 19 DRK | EA |  | 1 Year (Lifetime) | 512 | 3.5% | 494.08
84211 | Middle Atlantic | DS-600SC-AL | DS CART,V600 SNGL,CA,ALUM | EA |  | 1 Year (7 Years) | 1004 | 3.5% | 968.86
84212 | Middle Atlantic | DS-600SL-AL | DS STAND,V600 SNGL,LV,AL | EA |  | 1 Year (7 Years) | 908 | 3.5% | 876.22
84213 | Middle Atlantic | DS-CS108-B | DS CAM SHELF 10X8 BLACK | EA |  | 1 Year (7 Years) | 59 | 3.5% | 56.935
84214 | Middle Atlantic | DS-LSH1416-B | DS LOCKSHELF 14X16 BLACK | EA |  | 1 Year (3 Years) | 214 | 3.5% | 206.51
84215 | Middle Atlantic | DS-UTS10-B | DS UT SHELF 10X10 BLACK | EA |  | 1 Year (Lifetime) | 84 | 3.5% | 81.06
84216 | Middle Atlantic | DSVRD-44 | DRK SML PERF VENTED REAR | EA |  | 1 Year (3 Years) | 784 | 3.5% | 756.56
84217 | Middle Atlantic | DT8DC | 8SP DESKTOP RACK DC | EA |  | 1 Year (Lifetime) | 477 | 3.5% | 460.305
84218 | Middle Atlantic | DT8G | 8SP DESKTOP RACK, GRAPHIT | EA |  | 1 Year (Lifetime) | 454 | 3.5% | 438.11
84219 | Middle Atlantic | DT8HM | 8SP DESKTOP RACK HM | EA |  | 1 Year (Lifetime) | 477 | 3.5% | 460.305
84220 | Middle Atlantic | DT8PS | 8SP DESKTOP RACK PS | EA |  | 1 Year (Lifetime) | 477 | 3.5% | 460.305
84221 | Middle Atlantic | DT-PVFD-10 | XI VENTED FRNT DR | EA |  | 1 Year (3 Years) | 314 | 3.5% | 303.01
84222 | Middle Atlantic | DT-PVFD-12 | 12SP PLEXI VENTED FRNT DR | EA |  | 1 Year (3 Years) | 331 | 3.5% | 319.415
84223 | Middle Atlantic | DT-PVFD-14 | SP PLEXI VENTED FRNT DR | EA |  | 1 Year (3 Years) | 359 | 3.5% | 346.435
84224 | Middle Atlantic | DT-PVFD-18 | 18SP PLEXI VENTED FRNT DR | EA |  | 1 Year (3 Years) | 394 | 3.5% | 380.21
84225 | Middle Atlantic | DT-PVFD-7 | 7SP PLEXI VENTED FRNT DR | EA |  | 1 Year (3 Years) | 241 | 3.5% | 232.565
84226 | Middle Atlantic | DT-RAP10 | 10SP DTRK REAR ACCESS PAN | EA |  | 1 Year (3 Years) | 150 | 3.5% | 144.75
84227 | Middle Atlantic | DT-RAP12 | 12SP DTRK REAR ACCESS PAN | EA |  | 1 Year (3 Years) | 158 | 3.5% | 152.47
84228 | Middle Atlantic | DT-RAP14 | 14SP DTRK REAR ACCESS PAN | EA |  | 1 Year (3 Years) | 163 | 3.5% | 157.295
84229 | Middle Atlantic | DT-RAP14-PW | 14SP DTRK REAR ACCESS PAN | EA |  | 1 Year (3 Years) | 171 | 3.5% | 165.015
84230 | Middle Atlantic | DT-RAP18 | 18SP DTRK REAR ACCESS PAN | EA |  | 1 Year (3 Years) | 179 | 3.5% | 172.735
84231 | Middle Atlantic | DT-RAP7 | 7SP DTRK REAR ACCESS PAN | EA |  | 1 Year (3 Years) | 141 | 3.5% | 136.065
84232 | Middle Atlantic | DTRK-1018 | 10SP/18D DSKTP RK,NO DRS | EA |  | 1 Year (Lifetime) | 415 | 3.5% | 400.475
84233 | Middle Atlantic | DTRK-1018-PW | 10SP/18D DSKTP RK,PUTTY | EA |  | 1 Year (Lifetime) | 452 | 3.5% | 436.18
84234 | Middle Atlantic | DTRK-1218 | 12SP/18D DSKTP RK,NO DRS | EA |  | 1 Year (Lifetime) | 479 | 3.5% | 462.235
84235 | Middle Atlantic | DTRK-1418 | 14SP/18D DSKTP RK,NO DRS | EA |  | 1 Year (Lifetime) | 549 | 3.5% | 529.785
84236 | Middle Atlantic | DTRK-1418-PW | 14SP/18D DKTP RK,NO DR,PW | EA |  | 1 Year (Lifetime) | 604 | 3.5% | 582.86
84237 | Middle Atlantic | DTRK-1818 | 18SP/18D DSKTP RK,NO DRS | EA |  | 1 Year (Lifetime) | 626 | 3.5% | 604.09
84238 | Middle Atlantic | DTRK-718 | 7SP/18D DSKTP RK,NO DRS | EA |  | 1 Year (Lifetime) | 344 | 3.5% | 331.96
84239 | Middle Atlantic | DTRK-W | DTRK CASTERS W/HARDWARE | EA |  | 1 Year (7 Years) | 79 | 3.5% | 76.235
84240 | Middle Atlantic | DT-VFD-10 | 10SP DTRK VENTED FRONT DR | EA |  | 1 Year (3 Years) | 184 | 3.5% | 177.56
84241 | Middle Atlantic | DT-VFD-10-PW | 10SP DTRK VENTED FRONT PY | EA |  | 1 Year (3 Years) | 201 | 3.5% | 193.965
84242 | Middle Atlantic | DT-VFD-12 | 12SP DTRK VENTED FRONT DR | EA |  | 1 Year (3 Years) | 189 | 3.5% | 182.385
84243 | Middle Atlantic | DT-VFD-14 | 14SP DTRK VENTED FRONT DR | EA |  | 1 Year (3 Years) | 199 | 3.5% | 192.035
84244 | Middle Atlantic | DT-VFD-14-PW | 14SP DTRK VENT FR DOOR,PW | EA |  | 1 Year (3 Years) | 217 | 3.5% | 209.405
84245 | Middle Atlantic | DT-VFD-18 | 18SP DTRK VENTED FRONT DR | EA |  | 1 Year (3 Years) | 231 | 3.5% | 222.915
84246 | Middle Atlantic | DT-VFD-7 | 7SP DTRK VENTED FRONT DR | EA |  | 1 Year (3 Years) | 141 | 3.5% | 136.065
84247 | Middle Atlantic | DUCT-COOL-1PT | 135CFM,INLINE,DUCTCOOL | EA |  | 1 Year (3 Years) | 660 | 3.5% | 636.9
84248 | Middle Atlantic | DUCT-COOL-2PT | 293CFM,INLINE,DUCTCOOL | EA |  | 1 Year (3 Years) | 810 | 3.5% | 781.65
84249 | Middle Atlantic | DUP1 | DUPLEX (1) PORT UCP PNL | EA |  | 1 Year (Lifetime) | 18 | 3.5% | 17.37
84250 | Middle Atlantic | DUP2 | DUPLEX (2) PORT UCP PNL | EA |  | 1 Year (Lifetime) | 18 | 3.5% | 17.37
84251 | Middle Atlantic | DVD | DVD HOLDER ANODIZED | EA |  | 1 Year (Lifetime) | 208 | 3.5% | 200.72
84252 | Middle Atlantic | DVFD-44 | FINE PERF FRONT DOOR FOR | EA |  | 1 Year (Lifetime) | 677 | 3.5% | 653.305
84253 | Middle Atlantic | DVRD-44 | DRK VENTED REAR DOOR | EA |  | 1 Year (Lifetime) | 144 | 3.5% | 138.96
84254 | Middle Atlantic | DWR-10-17PD | 10SP/17D WALLRACK W/PLEXI | EA |  | 1 Year (Lifetime) | 887 | 3.5% | 855.955
84255 | Middle Atlantic | DWR-10-22PD | 10SP/22D WALLRACK W/PLEXI | EA |  | 1 Year (Lifetime) | 932 | 3.5% | 899.38
84256 | Middle Atlantic | DWR-10-26PD | 10SP/26D WALLRACK W/PLEXI | EA |  | 1 Year (Lifetime) | 1042 | 3.5% | 1005.53
84257 | Middle Atlantic | DWR-12-17PD | 12SP/17D WALLRACK W/PLEXI | EA |  | 1 Year (Lifetime) | 965 | 3.5% | 931.225
84258 | Middle Atlantic | DWR-12-22PD | 12SP/22D WALLRACK W/PLEXI | EA |  | 1 Year (Lifetime) | 1029 | 3.5% | 992.985
84259 | Middle Atlantic | DWR-12-26PD | 12SP/26D WALLRK W/PLEXIDR | EA |  | 1 Year (Lifetime) | 1083 | 3.5% | 1045.095
84260 | Middle Atlantic | DWR-12-32PD | 12SP/32D WALLRACK W/PLEXI | EA |  | 1 Year (Lifetime) | 1129.86 | 3.5% | 1090.3149
84261 | Middle Atlantic | DWR-16-17PD | 16SP/17D WALLRACK W/PLEXI | EA |  | 1 Year (Lifetime) | 1093 | 3.5% | 1054.745
84262 | Middle Atlantic | DWR-16-22PD | 16SP/22D WALLRACK W/PLEXI | EA |  | 1 Year (Lifetime) | 1198 | 3.5% | 1156.07
84263 | Middle Atlantic | DWR-18-17PD | 18SP/17D WALLRACK W/PLEXI | EA |  | 1 Year (Lifetime) | 1192 | 3.5% | 1150.28
84264 | Middle Atlantic | DWR-18-22PD | 18SP/22D WALLRACK W/PLEXI | EA |  | 1 Year (Lifetime) | 1277 | 3.5% | 1232.305
84265 | Middle Atlantic | DWR-18-26PD | 18SP/26D WALLRK W/PLEXI | EA |  | 1 Year (Lifetime) | 1309 | 3.5% | 1263.185
84266 | Middle Atlantic | DWR-18-26PD-PW | 18SP/26D WALLRK W/PLX,PW | EA |  | 1 Year (Lifetime) | 1308 | 3.5% | 1262.22
84267 | Middle Atlantic | DWR-18-32PD | 18SP/32D WALLRACK W/PLEXI | EA |  | 1 Year (Lifetime) | 1348.42 | 3.5% | 1301.2253
84268 | Middle Atlantic | DWR-21-17PD | 21SP/17D WALLRACK W/PLEXI | EA |  | 1 Year (Lifetime) | 1330 | 3.5% | 1283.45
84269 | Middle Atlantic | DWR-21-22 | 21SP/22D WALLRACK BLACK | EA |  | 1 Year (Lifetime) | 1176 | 3.5% | 1134.84
84270 | Middle Atlantic | DWR-21-22PD | 21SP/22D WALLRACK W/PLEXI | EA |  | 1 Year (Lifetime) | 1444 | 3.5% | 1393.46
84271 | Middle Atlantic | DWR-24-17PD | 24SP/17D WALLRACK W/PLEXI | EA |  | 1 Year (Lifetime) | 1390 | 3.5% | 1341.35
84272 | Middle Atlantic | DWR-24-22PD | 24SP/22D WALLRACK W/PLEXI | EA |  | 1 Year (Lifetime) | 1551 | 3.5% | 1496.715
84273 | Middle Atlantic | DWR-24-26PD | 24SP/26D WALLRK W/PLEXI | EA |  | 1 Year (Lifetime) | 1760 | 3.5% | 1698.4
84274 | Middle Atlantic | DWR-35-22PD | 35SP/22D WALLRACK W/PLEXI | EA |  | 1 Year (Lifetime) | 1947 | 3.5% | 1878.855
84275 | Middle Atlantic | DWR-35-22PDGY | 35SP/22D DWR W/PLEXI GY | EA |  | 1 Year (Lifetime) | 1549 | 3.5% | 1494.785
84276 | Middle Atlantic | DWR-35-26 | 35SP/26D WALLRACK BLACK | EA |  | 1 Year (Lifetime) | 1662 | 3.5% | 1603.83
84277 | Middle Atlantic | DWR-35-26PD | 35SP/26D WALLRK W/PLEXI | EA |  | 1 Year (Lifetime) | 2106 | 3.5% | 2032.29
84278 | Middle Atlantic | DWR-CVR | DWR COVER PLATE/SHELF,BK | EA |  | 1 Year (Lifetime) | 47 | 3.5% | 45.355
84279 | Middle Atlantic | DWR-FK17 | 17DP DWR FAN KIT | EA |  | 1 Year (3 Years) | 210 | 3.5% | 202.65
84280 | Middle Atlantic | DWR-FK22 | 22DP DWR FAN KIT | EA |  | 1 Year (3 Years) | 210 | 3.5% | 202.65
84281 | Middle Atlantic | DWR-FK26 | 26DP DWR FAN KIT | EA |  | 1 Year (3 Years) | 210 | 3.5% | 202.65
84282 | Middle Atlantic | DWR-FK32 | 32DP DWR FAN KIT | EA |  | 1 Year (3 Years) | 210 | 3.5% | 202.65
84283 | Middle Atlantic | DWR-FK6-26 | 6" FAN,26"D DWR FAN KIT | EA |  | 1 Year (3 Years) | 285 | 3.5% | 275.025
84284 | Middle Atlantic | DWR-FK6-32 | 6" FAN,32"D DWR FAN KIT | EA |  | 1 Year (3 Years) | 285 | 3.5% | 275.025
84285 | Middle Atlantic | DWR-RR10 | 10SP REAR RL KIT DWR/EWR | EA |  | 1 Year (Lifetime) | 47 | 3.5% | 45.355
84286 | Middle Atlantic | DWR-RR12 | 12SP REAR RL KIT DWR/EWR | EA |  | 1 Year (Lifetime) | 51 | 3.5% | 49.215
84287 | Middle Atlantic | DWR-RR12-PRO | 12SP REAR RAIL KIT,PRO | EA |  | 1 Year (Lifetime) | 50 | 3.5% | 48.25
84288 | Middle Atlantic | DWR-RR16 | 16SP REAR RL KIT DWR/EWR | EA |  | 1 Year (Lifetime) | 62 | 3.5% | 59.83
84289 | Middle Atlantic | DWR-RR18 | 18SP REAR RL KIT DWR/EWR | EA |  | 1 Year (Lifetime) | 71 | 3.5% | 68.515
84290 | Middle Atlantic | DWR-RR21 | 21SP REAR RL KIT DWR/EWR | EA |  | 1 Year (Lifetime) | 77 | 3.5% | 74.305
84291 | Middle Atlantic | DWR-RR24 | 24SP RAIL KIT DWR/EWR/SR | EA |  | 1 Year (Lifetime) | 92 | 3.5% | 88.78
84292 | Middle Atlantic | DWR-RR35 | 35SP REAR RL KIT DWR/EWR | EA |  | 1 Year (Lifetime) | 118 | 3.5% | 113.87
84293 | Middle Atlantic | DWR-RR40 | 40SP REAR RL KIT SR-40-XX | EA |  | 1 Year (Lifetime) | 129 | 3.5% | 124.485
84294 | Middle Atlantic | DWR-RR46 | 46SP REAR RL KIT SR-46-XX | EA |  | 1 Year (Lifetime) | 138 | 3.5% | 133.17
84295 | Middle Atlantic | DWR-RR8 | 8SP REAR RAIL KIT DWR/EWR | EA |  | 1 Year (Lifetime) | 44 | 3.5% | 42.46
84296 | Middle Atlantic | DWRSR-ZL | DWR/SR ZERO CLEAR LATCH | EA |  | 1 Year (3 Years) | 107 | 3.5% | 103.255
84297 | Middle Atlantic | E12DK | 2 DOOR KIT FOR EDIT CENTE | EA |  | 1 Year (Lifetime) | 1235 | 3.5% | 1191.775
84298 | Middle Atlantic | EB1 | 1SP FLANGED ECONO BLANK | EA |  | 1 Year (Lifetime) | 12 | 3.5% | 11.58
84299 | Middle Atlantic | EB1/2 | 1/2SP FLANGED BLANK BLACK | EA |  | 1 Year (Lifetime) | 11 | 3.5% | 10.615
84300 | Middle Atlantic | EB1/3 | 1/3SP FLANGED BLANK BLACK | EA |  | 1 Year (Lifetime) | 9 | 3.5% | 8.685
84301 | Middle Atlantic | EB1-CP12 | 12PC. EB1 CONTRACT PACK | EA |  | 1 Year (Lifetime) | 140 | 3.5% | 135.1
84302 | Middle Atlantic | EB1-H | 1SP FLAT BLK HANDLE PANEL | EA |  | 1 Year (Lifetime) | 26 | 3.5% | 25.09
84303 | Middle Atlantic | EB1MP | 50PC. EB1 MASTER PACK | EA |  | 1 Year (Lifetime) | 517 | 3.5% | 498.905
84304 | Middle Atlantic | EB2 | 2SP FLANGED ECONO BLANK | EA |  | 1 Year (Lifetime) | 16 | 3.5% | 15.44
84305 | Middle Atlantic | EB2-CP12 | 12PC. EB2 CONTRACT PACK | EA |  | 1 Year (Lifetime) | 190 | 3.5% | 183.35
84306 | Middle Atlantic | EB2MP | 25PC. EB2 MASTER PACK | EA |  | 1 Year (Lifetime) | 350 | 3.5% | 337.75
84307 | Middle Atlantic | EB3 | 3SP FLANGED ECONO BLANK | EA |  | 1 Year (Lifetime) | 19 | 3.5% | 18.335
84308 | Middle Atlantic | EB3-CP6 | 6PC. EB3 CONTRACT PACK | EA |  | 1 Year (Lifetime) | 115 | 3.5% | 110.975
84309 | Middle Atlantic | EB3-RP15 | 15PC EB3 RETAIL PACK | EA |  | 1 Year (Lifetime) | 285 | 3.5% | 275.025
84310 | Middle Atlantic | EB4 | 4SP FLANGED ECONO BLANK | EA |  | 1 Year (Lifetime) | 27 | 3.5% | 26.055
84311 | Middle Atlantic | EB4-CP6 | 6PC. EB4 CONTRACT PACK | EA |  | 1 Year (Lifetime) | 144 | 3.5% | 138.96
84312 | Middle Atlantic | EB4-RP15 | 15PC EB4 RETAIL PACK | EA |  | 1 Year (Lifetime) | 380 | 3.5% | 366.7
84313 | Middle Atlantic | EB5 | 5SP FLANGED ECONO BLANK | EA |  | 1 Year (Lifetime) | 31 | 3.5% | 29.915
84314 | Middle Atlantic | EB6 | 6SP FLANGED ECONO BLANK | EA |  | 1 Year (Lifetime) | 36 | 3.5% | 34.74
84315 | Middle Atlantic | EC-1 | 1SP ECONO CHASSIS 6DP | EA |  | 1 Year (Lifetime) | 74 | 3.5% | 71.41
84316 | Middle Atlantic | EC-2 | 2SP ECONO CHASSIS 6DP | EA |  | 1 Year (Lifetime) | 90 | 3.5% | 86.85
84317 | Middle Atlantic | EC-3 | 3SP ECONO CHASSIS 6DP | EA |  | 1 Year (Lifetime) | 109 | 3.5% | 105.185
84318 | Middle Atlantic | EL-DC | 84"DESK W/OVERBRIDGE,DC | EA |  | 1 Year (3 Years) | 3885 | 3.5% | 3749.025
84319 | Middle Atlantic | EL-HM | 84"DESK W/OVERBRIDGE,HM | EA |  | 1 Year (3 Years) | 3885 | 3.5% | 3749.025
84320 | Middle Atlantic | EL-PS | 84"DESK W/OVERBRIDGE,PS | EA |  | 1 Year (3 Years) | 3885 | 3.5% | 3749.025
84321 | Middle Atlantic | ELUR+D12D-DC | 84"DESK&OB W/DBL RACK,PS | EA |  | 1 Year (3 Years) | 7730 | 3.5% | 7459.45
84322 | Middle Atlantic | ELUR+D12D-HM | 84"DESK&OB W/DBL RACK,HM | EA |  | 1 Year (3 Years) | 7730 | 3.5% | 7459.45
84323 | Middle Atlantic | ELUR+D12D-PS | 84"DESK&OB W/DBL RACK,PS | EA |  | 1 Year (3 Years) | 7730 | 3.5% | 7459.45
84324 | Middle Atlantic | ELUR+S12D-DC | 84"DESK&OB W/SGL RACK,DC | EA |  | 1 Year (3 Years) | 6795 | 3.5% | 6557.175
84325 | Middle Atlantic | ELUR+S12D-HM | 84"DESK&OB W/SGL RACK,HM | EA |  | 1 Year (3 Years) | 6795 | 3.5% | 6557.175
84326 | Middle Atlantic | ELUR+S12D-PS | 84"DESK&OB W/SGL RACK,PS | EA |  | 1 Year (3 Years) | 6795 | 3.5% | 6557.175
84327 | Middle Atlantic | ELUR-DC | 84"DESK&OB W/2X4 RKS,DC | EA |  | 1 Year (3 Years) | 4143 | 3.5% | 3997.995
84328 | Middle Atlantic | ELUR-HM | 84"DESK&OB W/2X4 RKS,HM | EA |  | 1 Year (3 Years) | 4143 | 3.5% | 3997.995
84329 | Middle Atlantic | ELUR-PS | 84"DESK&OB W/2X4 RKS,PS | EA |  | 1 Year (3 Years) | 4143 | 3.5% | 3997.995
84330 | Middle Atlantic | ELUR-SL | 84"DESK&OB W/2X4 RKS,SL | EA |  | 1 Year (3 Years) | 3602 | 3.5% | 3475.93
84331 | Middle Atlantic | EN-2203 | DAKTRONICS CONFIG WRK 40 | EA |  | 1 Year (3 Years) | 2136 | 3.5% | 2061.24
84332 | Middle Atlantic | EP-CORE-10-208 | 10KVA 208V POWER CORE | EA |  | 1 Year (5 Years) | 12161 | 3.5% | 11735.365
84333 | Middle Atlantic | EP-CORE-10-240 | 10KVA POWERCORE W/SPD FLT | EA |  | 1 Year (5 Years) | 12161 | 3.5% | 11735.365
84334 | Middle Atlantic | EP-CORE-15-208 | 15KVA 208V POWER CORE | EA |  | 1 Year (5 Years) | 16661 | 3.5% | 16077.865
84335 | Middle Atlantic | EP-CORE-15-240 | 15KVA POWERCORE W/SPD FLT | EA |  | 1 Year (5 Years) | 16661 | 3.5% | 16077.865
84336 | Middle Atlantic | EP-CORE-25-208 | 25KVA 208V POWER CORE | EA |  | 1 Year (5 Years) | 25054 | 3.5% | 24177.11
84337 | Middle Atlantic | EP-CORE-25-240 | 25KVA POWERCORE W/SPD FLT | EA |  | 1 Year (5 Years) | 25054 | 3.5% | 24177.11
84338 | Middle Atlantic | EP-CORE25-367266 | 25KVA 208V PWR CR,CTM | EA |  | 1 Year (5 Years) | 24225 | 3.5% | 23377.125
84339 | Middle Atlantic | EP-CORE-5R-208 | 5KVA 208V RKMNT POWERCORE | EA |  | 1 Year (5 Years) | 10946 | 3.5% | 10562.89
84340 | Middle Atlantic | EP-CORE-5R-240 | 5KVA 240V RKMNT POWERCORE | EA |  | 1 Year (5 Years) | 10946 | 3.5% | 10562.89
84341 | Middle Atlantic | ERK-10FT | ERK FAN TOP FITS 1PC.10FA | EA |  | 1 Year (3 Years) | 61 | 3.5% | 58.865
84342 | Middle Atlantic | ERK-10FT-550CFM | INTEGRATED 10"FAN TOP | EA |  | 1 Year (3 Years) | 566 | 3.5% | 546.19
84343 | Middle Atlantic | ERK-10FT-FC | 10"(1)FAN/TOP W/FC ERK | EA |  | 1 Year (3 Years) | 729 | 3.5% | 703.485
84344 | Middle Atlantic | ERK-1820 | 18SP/20D RACK W/RD AND TO | EA |  | 1 Year (Lifetime) | 734 | 3.5% | 708.31
84345 | Middle Atlantic | ERK-1820LRD | 18SP/20D RACK, LESS RD W/ | EA |  | 1 Year (Lifetime) | 657 | 3.5% | 634.005
84346 | Middle Atlantic | ERK-1825 | 18SP/25D RACK W/RD AND TO | EA |  | 1 Year (Lifetime) | 808 | 3.5% | 779.72
84347 | Middle Atlantic | ERK-1825-CONFIG | 18SP/25D ERK CONFIG | EA |  | 1 Year (Lifetime) | 1786 | 3.5% | 1723.49
84348 | Middle Atlantic | ERK-1825LRD | 18SP/25D RACK, LESS RD W/ | EA |  | 1 Year (Lifetime) | 731 | 3.5% | 705.415
84349 | Middle Atlantic | ERK-1825-WT | 18SP/25D RACK W/RD,TOP | EA |  | 1 Year (Lifetime) | 894 | 3.5% | 862.71
84350 | Middle Atlantic | ERK-1828 | 18SP/28D RACK W/REAR DR | EA |  | 1 Year (Lifetime) | 869 | 3.5% | 838.585
84351 | Middle Atlantic | ERK-1828LRD | 18SP/28D RACK LESS R DR | EA |  | 1 Year (Lifetime) | 783 | 3.5% | 755.595
84352 | Middle Atlantic | ERK-2120 | 21SP/20D STANDALONE RACK | EA |  | 1 Year (Lifetime) | 781 | 3.5% | 753.665
84353 | Middle Atlantic | ERK-2120LRD | 21SP/20D STANDALONE W/ST | EA |  | 1 Year (Lifetime) | 705 | 3.5% | 680.325
84354 | Middle Atlantic | ERK-2125 | 21SP/25D STANDALONE RACK | EA |  | 1 Year (Lifetime) | 855 | 3.5% | 825.075
84355 | Middle Atlantic | ERK-2125-CONFIG | 21SP/25D ERK CONFIG | EA |  | 1 Year (Lifetime) | 2024 | 3.5% | 1953.16
84356 | Middle Atlantic | ERK-2125LRD | 21SP/25D STANDALONE W/ST | EA |  | 1 Year (Lifetime) | 779 | 3.5% | 751.735
84357 | Middle Atlantic | ERK-2128 | 21SP/28D RACK W/REAR DR | EA |  | 1 Year (Lifetime) | 919 | 3.5% | 886.835
84358 | Middle Atlantic | ERK-2128LRD | 21SP/28D RACK LESS R DR | EA |  | 1 Year (Lifetime) | 836 | 3.5% | 806.74
84359 | Middle Atlantic | ERK-2720 | 27SP/20D STANDALONE RACK | EA |  | 1 Year (Lifetime) | 830 | 3.5% | 800.95
84360 | Middle Atlantic | ERK-2720LRD | 27SP/20D STANDALONE W/ST | EA |  | 1 Year (Lifetime) | 753 | 3.5% | 726.645
84361 | Middle Atlantic | ERK-2725 | 27SP/25D STANDALONE RACK | EA |  | 1 Year (Lifetime) | 900 | 3.5% | 868.5
84362 | Middle Atlantic | ERK-2725-CONFIG | 27SP/25D ERK CONFIG | EA |  | 1 Year (Lifetime) | 2206 | 3.5% | 2128.79
84363 | Middle Atlantic | ERK-2725LRD | 27SP/25D STANDALONE W/ST | EA |  | 1 Year (Lifetime) | 825 | 3.5% | 796.125
84364 | Middle Atlantic | ERK-2725-PW | 27SP/25D STANDALONE RACK | EA |  | 1 Year (Lifetime) | 916 | 3.5% | 883.94
84365 | Middle Atlantic | ERK-2728 | 27SP/28D RACK W/REAR DR | EA |  | 1 Year (Lifetime) | 968 | 3.5% | 934.12
84366 | Middle Atlantic | ERK-2728LRD | 27SP/28D RACK LESS R DR | EA |  | 1 Year (Lifetime) | 881 | 3.5% | 850.165
84367 | Middle Atlantic | ERK-3520 | 35SP/20D STANDALONE RACK | EA |  | 1 Year (Lifetime) | 905 | 3.5% | 873.325
84368 | Middle Atlantic | ERK-3520LRD | 35SP/20D STANDALONE RACK | EA |  | 1 Year (Lifetime) | 782 | 3.5% | 754.63
84369 | Middle Atlantic | ERK-3525 | 35SP/25D STANDALONE RACK | EA |  | 1 Year (Lifetime) | 1008 | 3.5% | 972.72
84370 | Middle Atlantic | ERK-3525-AV | 35SP/25D CONFIG AV RACK | EA |  | 1 Year (Lifetime) | 2419 | 3.5% | 2334.335
84371 | Middle Atlantic | ERK-3525AXS | 20"D,32SP AXS IN ERK-3525 | EA |  | 1 Year (Lifetime) | 1938 | 3.5% | 1870.17
84372 | Middle Atlantic | ERK-3525-CONFIG | 35SP/25D ERK CONFIG | EA |  | 1 Year (Lifetime) | 2505 | 3.5% | 2417.325
84373 | Middle Atlantic | ERK-3525LRD | 35SP/25D STANDALONE RACK | EA |  | 1 Year (Lifetime) | 885 | 3.5% | 854.025
84374 | Middle Atlantic | ERK-3528 | 35SP/28D RACK W/REAR DR | EA |  | 1 Year (Lifetime) | 1084 | 3.5% | 1046.06
84375 | Middle Atlantic | ERK-3528LRD | 35SP/28D RACK LESS R DR | EA |  | 1 Year (Lifetime) | 941 | 3.5% | 908.065
84376 | Middle Atlantic | ERK-4020 | 40SP/20D STANDALONE RACK | EA |  | 1 Year (Lifetime) | 1014 | 3.5% | 978.51
84377 | Middle Atlantic | ERK-4020LRD | 40SP/20D STANDALONE RACK | EA |  | 1 Year (Lifetime) | 892 | 3.5% | 860.78
84378 | Middle Atlantic | ERK-4025 | 40SP/25D STANDALONE RACK | EA |  | 1 Year (Lifetime) | 1068 | 3.5% | 1030.62
84379 | Middle Atlantic | ERK-4025-AV | 40SP/25D CONFIG AV RACK | EA |  | 1 Year (Lifetime) | 2502 | 3.5% | 2414.43
84380 | Middle Atlantic | ERK-4025LRD | 40SP/25D STANDALONE RACK | EA |  | 1 Year (Lifetime) | 947 | 3.5% | 913.855
84381 | Middle Atlantic | ERK-4028 | 40SP/28D RACK W/REAR DR | EA |  | 1 Year (Lifetime) | 1148 | 3.5% | 1107.82
84382 | Middle Atlantic | ERK-4028LRD | 40SP/28D RACK LESS R DR | EA |  | 1 Year (Lifetime) | 1011 | 3.5% | 975.615
84383 | Middle Atlantic | ERK-40-F-EXT3 | ERK,40SP,FRONT EXT,3"D | EA |  | 1 Year (Lifetime) | 333 | 3.5% | 321.345
84384 | Middle Atlantic | ERK-40-R-EXT3 | ERK,40SP,REAR EXT,3"D | EA |  | 1 Year (Lifetime) | 333 | 3.5% | 321.345
84385 | Middle Atlantic | ERK-4420 | 44SP/20D STANDALONE RACK | EA |  | 1 Year (Lifetime) | 1075 | 3.5% | 1037.375
84386 | Middle Atlantic | ERK-4420LRD | 44SP/20D STANDALONE RACK | EA |  | 1 Year (Lifetime) | 954 | 3.5% | 920.61
84387 | Middle Atlantic | ERK-4425 | 44SP/25D STANDALONE RACK | EA |  | 1 Year (Lifetime) | 1165 | 3.5% | 1124.225
84388 | Middle Atlantic | ERK-4425-AV | 44SP/25D CONFIG AV RACK | EA |  | 1 Year (Lifetime) | 2595 | 3.5% | 2504.175
84389 | Middle Atlantic | ERK-4425AXS | 20"D,41SP AXS IN ERK-4425 | EA |  | 1 Year (Lifetime) | 2078 | 3.5% | 2005.27
84390 | Middle Atlantic | ERK-4425LRD | 44SP/25D STANDALONE RACK | EA |  | 1 Year (Lifetime) | 1041 | 3.5% | 1004.565
84391 | Middle Atlantic | ERK-4428 | 44SP/28D RACK W/REAR DR | EA |  | 1 Year (Lifetime) | 1250 | 3.5% | 1206.25
84392 | Middle Atlantic | ERK-4428LRD | 44SP/28D RACK LESS R DR | EA |  | 1 Year (Lifetime) | 1113 | 3.5% | 1074.045
84393 | Middle Atlantic | ERK-44-F-EXT3 | ERK,44SP,FRONT EXT,3"D | EA |  | 1 Year (Lifetime) | 347 | 3.5% | 334.855
84394 | Middle Atlantic | ERK-44-R-EXT3 | ERK,44SP,REAR EXT,3"D | EA |  | 1 Year (Lifetime) | 347 | 3.5% | 334.855
84395 | Middle Atlantic | ERK-4FT | ERK FAN TOP FITS 3PCS. 4F | EA |  | 1 Year (Lifetime) | 61 | 3.5% | 58.865
84396 | Middle Atlantic | ERK-4FT-28501773 | INTEGRATED 4"FAN TOP,GLWT | EA |  | 1 Year (Lifetime) | 667 | 3.5% | 643.655
84397 | Middle Atlantic | ERK-4FT-285CFM | INTEGRATED 4"FAN TOP | EA |  | 1 Year (Lifetime) | 408 | 3.5% | 393.72
84398 | Middle Atlantic | ERK-4QFT-FC | 4.5"(3)FAN/TOP W/FC ERK | EA |  | 1 Year (Lifetime) | 736 | 3.5% | 710.24
84399 | Middle Atlantic | ERK-6FT | 6"FAN TOP,2 FANS,ERK | EA |  | 1 Year (Lifetime) | 59 | 3.5% | 56.935
84400 | Middle Atlantic | ERK-6FT-440CFM | INTEG 6"FAN TOPW/GUARDS | EA |  | 1 Year (Lifetime) | 469 | 3.5% | 452.585
84401 | Middle Atlantic | ERK-DT | DUCT TOP OPT ERK/SCRK BLK | EA |  | 1 Year (Lifetime) | 81 | 3.5% | 78.165
84402 | Middle Atlantic | ERK-LVT | ERK LARGE VENTED TOP | EA |  | 1 Year (Lifetime) | 75 | 3.5% | 72.375
84403 | Middle Atlantic | ERK-PRORR35 | PAIR,35RU,ERK,PRO,RAIL | EA |  | 1 Year (Lifetime) | 2788 | 3.5% | 2690.42
84404 | Middle Atlantic | ERK-RD-10 | 10SP ERK REAR DOOR | EA |  | 1 Year (Lifetime) | 208 | 3.5% | 200.72
84405 | Middle Atlantic | ERK-RD-18 | 18SP ERK REAR DOOR | EA |  | 1 Year (Lifetime) | 77 | 3.5% | 74.305
84406 | Middle Atlantic | ERK-RD-21 | 21SP ERK REAR DOOR | EA |  | 1 Year (Lifetime) | 77 | 3.5% | 74.305
84407 | Middle Atlantic | ERK-RD-27 | 27SP ERK REAR DOOR | EA |  | 1 Year (Lifetime) | 77 | 3.5% | 74.305
84408 | Middle Atlantic | ERK-RD-35 | 35SP ERK REAR DOOR | EA |  | 1 Year (Lifetime) | 123 | 3.5% | 118.695
84409 | Middle Atlantic | ERK-RD-40 | 40SP ERK REAR DOOR | EA |  | 1 Year (Lifetime) | 123 | 3.5% | 118.695
84410 | Middle Atlantic | ERK-RD-44 | 44SP ERK REAR DOOR | EA |  | 1 Year (Lifetime) | 123 | 3.5% | 118.695
84411 | Middle Atlantic | ERK-RDC18 | ERK,REAR CABLE DOOR,18SP | EA |  | 1 Year (Lifetime) | 231 | 3.5% | 222.915
84412 | Middle Atlantic | ERK-RDC21 | ERK,REAR CABLE DOOR,21SP | EA |  | 1 Year (Lifetime) | 241 | 3.5% | 232.565
84413 | Middle Atlantic | ERK-RDC27 | ERK,REAR CABLE DOOR,27SP | EA |  | 1 Year (Lifetime) | 255 | 3.5% | 246.075
84414 | Middle Atlantic | ERK-RDC35 | ERK,REAR CABLE DOOR,35SP | EA |  | 1 Year (Lifetime) | 275 | 3.5% | 265.375
84415 | Middle Atlantic | ERK-RDC40 | ERK,REAR CABLE DOOR,40SP | EA |  | 1 Year (Lifetime) | 293 | 3.5% | 282.745
84416 | Middle Atlantic | ERK-RDC44 | ERK,REAR CABLE DOOR,44SP | EA |  | 1 Year (Lifetime) | 305 | 3.5% | 294.325
84417 | Middle Atlantic | ERK-RR10 | 10SP ERK REAR RAIL OPTION | EA |  | 1 Year (Lifetime) | 47 | 3.5% | 45.355
84418 | Middle Atlantic | ERK-RR18 | 18SP ERK REAR RAIL OPTION | EA |  | 1 Year (Lifetime) | 64 | 3.5% | 61.76
84419 | Middle Atlantic | ERK-RR21 | 21SP ERK REAR RAIL OPTION | EA |  | 1 Year (Lifetime) | 72 | 3.5% | 69.48
84420 | Middle Atlantic | ERK-RR27 | 27SP ERK REAR RAIL OPTION | EA |  | 1 Year (Lifetime) | 86 | 3.5% | 82.99
84421 | Middle Atlantic | ERK-RR35 | 35SP ERK REAR RAIL OPTION | EA |  | 1 Year (Lifetime) | 97 | 3.5% | 93.605
84422 | Middle Atlantic | ERK-RR40 | 40SP ERK REAR RAIL OPTION | EA |  | 1 Year (Lifetime) | 111 | 3.5% | 107.115
84423 | Middle Atlantic | ERK-RR44 | 44SP ERK REAR RAIL OPTION | EA |  | 1 Year (Lifetime) | 121 | 3.5% | 116.765
84424 | Middle Atlantic | ERK-ST | ERK SOLID TOP | EA |  | 1 Year (Lifetime) | 61 | 3.5% | 58.865
84425 | Middle Atlantic | ERK-VRD-18 | ERK 18SP VENT.REARDR OPTI | EA |  | 1 Year (Lifetime) | 162 | 3.5% | 156.33
84426 | Middle Atlantic | ERK-VRD-21 | ERK 21SP VENT.REARDR OPTI | EA |  | 1 Year (Lifetime) | 171 | 3.5% | 165.015
84427 | Middle Atlantic | ERK-VRD-27 | ERK 27SP VENT.REARDR OPTI | EA |  | 1 Year (Lifetime) | 185 | 3.5% | 178.525
84428 | Middle Atlantic | ERK-VRD-35 | ERK 35SP VENT.REARDR OPTI | EA |  | 1 Year (Lifetime) | 206 | 3.5% | 198.79
84429 | Middle Atlantic | ERK-VRD-40 | ERK 40SP VENT.REARDR OPTI | EA |  | 1 Year (Lifetime) | 230 | 3.5% | 221.95
84430 | Middle Atlantic | ERK-VRD-44 | ERK 44SP VENT.REARDR OPTI | EA |  | 1 Year (Lifetime) | 243 | 3.5% | 234.495
84431 | Middle Atlantic | ERK-VT | ERK VENTED TOP | EA |  | 1 Year (Lifetime) | 61 | 3.5% | 58.865
84432 | Middle Atlantic | ERK-Z4 | SEISMIC BRKTS.FOR ERK | EA |  | 1 Year (Lifetime) | 54 | 3.5% | 52.11
84433 | Middle Atlantic | ES+S12D-DC | 60"DESK W/OB&SGL RACK,DC | EA |  | 1 Year (3 Years) | 6167 | 3.5% | 5951.155
84434 | Middle Atlantic | ES+S12D-HM | 60"DESK W/OB&SGL RACK,HM | EA |  | 1 Year (3 Years) | 6167 | 3.5% | 5951.155
84435 | Middle Atlantic | ES+S12D-PS | 60"DESK W/OB&SGL RACK,PS | EA |  | 1 Year (3 Years) | 6167 | 3.5% | 5951.155
84436 | Middle Atlantic | ES-DC | 60"DESK W/OVERBRIDGE,DC | EA |  | 1 Year (3 Years) | 3680 | 3.5% | 3551.2
84437 | Middle Atlantic | ES-HM | 60"DESK W/OVERBRIDGE,HM | EA |  | 1 Year (3 Years) | 3572 | 3.5% | 3446.98
84438 | Middle Atlantic | ES-PS | 60"DESK W/OVERBRIDGE,PS | EA |  | 1 Year (3 Years) | 3680 | 3.5% | 3551.2
84439 | Middle Atlantic | ESUR+S12D-DC | 60"DESK&OB W/SGL RACK,DC | EA |  | 1 Year (3 Years) | 6538 | 3.5% | 6309.17
84440 | Middle Atlantic | ESUR+S12D-HM | 60"DESK&OB W/SGL RACK,HM | EA |  | 1 Year (3 Years) | 6538 | 3.5% | 6309.17
84441 | Middle Atlantic | ESUR+S12D-PS | 60"DESK&OB W/SGL RACK,PS | EA |  | 1 Year (3 Years) | 6538 | 3.5% | 6309.17
84442 | Middle Atlantic | ESUR-DC | 60"DESK&OB W/2X4 RKS,DC | EA |  | 1 Year (3 Years) | 3959 | 3.5% | 3820.435
84443 | Middle Atlantic | ESUR-HM | 60"DESK&OB W/2X4 RKS,HM | EA |  | 1 Year (3 Years) | 3959 | 3.5% | 3820.435
84444 | Middle Atlantic | ESUR-PS | 60"DESK&OB W/2X4 RKS,PS | EA |  | 1 Year (3 Years) | 3959 | 3.5% | 3820.435
84445 | Middle Atlantic | ESX-ACC-BKT | ACCESSORY BKT,PAIR | EA |  | 1 Year (Lifetime) | 31 | 3.5% | 29.915
84446 | Middle Atlantic | EVFD-10 | 10SP SLOT VENTED DR(EWR) | EA |  | 1 Year (Lifetime) | 253 | 3.5% | 244.145
84447 | Middle Atlantic | EVFD-10-WT | 10SP SLOT VENTED DR(EWR) | EA |  | 1 Year (Lifetime) | 279 | 3.5% | 269.235
84448 | Middle Atlantic | EVFD-12 | 12SP SLOT VENTED DR(EWR) | EA |  | 1 Year (Lifetime) | 268 | 3.5% | 258.62
84449 | Middle Atlantic | EVFD-16 | 16SP SLOT VENT DOOR(EWR) | EA |  | 1 Year (Lifetime) | 274 | 3.5% | 264.41
84450 | Middle Atlantic | EVFD-8 | 8SP SLOT VENTED DOOR(EWR) | EA |  | 1 Year (Lifetime) | 228 | 3.5% | 220.02
84451 | Middle Atlantic | EVT1 | 1SP FLANGED ECONO VENT | EA |  | 1 Year (Lifetime) | 15 | 3.5% | 14.475
84452 | Middle Atlantic | EVT1-CP12 | 12PC. EVT1 CONTRACT PACK | EA |  | 1 Year (Lifetime) | 175 | 3.5% | 168.875
84453 | Middle Atlantic | EVT2 | 2SP FLANGED ECONO VENT | EA |  | 1 Year (Lifetime) | 19 | 3.5% | 18.335
84454 | Middle Atlantic | EVT2-CP12 | 12PC. EVT2 CONTRACT PACK | EA |  | 1 Year (Lifetime) | 228 | 3.5% | 220.02
84455 | Middle Atlantic | EVTA-1 | 1SP ANODIZED SLOTTED VENT | EA |  | 1 Year (Lifetime) | 34 | 3.5% | 32.81
84456 | Middle Atlantic | EVTA-2 | 2SP ANODIZED SLOTTED VENT | EA |  | 1 Year (Lifetime) | 40 | 3.5% | 38.6
84457 | Middle Atlantic | EWR-10-17 | 10SP/17D ECONO WALLRK BK | EA |  | 1 Year (Lifetime) | 517 | 3.5% | 498.905
84458 | Middle Atlantic | EWR-10-17SD | 10SP/17D ECONO WLRK,BK,DR | EA |  | 1 Year (Lifetime) | 632 | 3.5% | 609.88
84459 | Middle Atlantic | EWR-10-22 | 10SP/22D ECONO WALLRK BK | EA |  | 1 Year (Lifetime) | 562 | 3.5% | 542.33
84460 | Middle Atlantic | EWR-10-22SD | 10SP/22D ECONO WLRK,BK,DR | EA |  | 1 Year (Lifetime) | 692 | 3.5% | 667.78
84461 | Middle Atlantic | EWR-10-22-WT | 10SP/22D ECONO WALLRK WT | EA |  | 1 Year (Lifetime) | 620 | 3.5% | 598.3
84462 | Middle Atlantic | EWR-12-17 | 12SP/17D ECONO WALLRK,BK | EA |  | 1 Year (Lifetime) | 603 | 3.5% | 581.895
84463 | Middle Atlantic | EWR-12-17SD | 12SP/17D ECONO WLRK,BK,DR | EA |  | 1 Year (Lifetime) | 720 | 3.5% | 694.8
84464 | Middle Atlantic | EWR-12-22 | 12SP/22D ECONO WALLRK BK | EA |  | 1 Year (Lifetime) | 649 | 3.5% | 626.285
84465 | Middle Atlantic | EWR-12-22SD | 12SP/22D ECONO WLRK,BK,DR | EA |  | 1 Year (Lifetime) | 795 | 3.5% | 767.175
84466 | Middle Atlantic | EWR-16-17 | 16SP/17D ECONO WALLRK BK | EA |  | 1 Year (Lifetime) | 728 | 3.5% | 702.52
84467 | Middle Atlantic | EWR-16-17SD | 16SP/17D ECONO WLRK,BK,DR | EA |  | 1 Year (Lifetime) | 889 | 3.5% | 857.885
84468 | Middle Atlantic | EWR-16-17SD-WT | 16SP/17D ECONO WLRK,WT,DR | EA |  | 1 Year (Lifetime) | 982.1 | 3.5% | 947.7265
84469 | Middle Atlantic | EWR-16-22 | 16SP/22D ECONO WALLRK BK | EA |  | 1 Year (Lifetime) | 840 | 3.5% | 810.6
84470 | Middle Atlantic | EWR-16-22SD | 16SP/22D ECONO WLRK,BK,DR | EA |  | 1 Year (Lifetime) | 997 | 3.5% | 962.105
84471 | Middle Atlantic | EWR-16-22-WT | 16SP/22D ECONO WALLRK WT | EA |  | 1 Year (Lifetime) | 967 | 3.5% | 933.155
84472 | Middle Atlantic | EWR-8-17 | 8SP/17D ECONO WALLRACK BK | EA |  | 1 Year (Lifetime) | 467 | 3.5% | 450.655
84473 | Middle Atlantic | EWR-8-17SD | 8SP/17D ECONO WALRK,BK,DR | EA |  | 1 Year (Lifetime) | 534 | 3.5% | 515.31
84474 | Middle Atlantic | EWR-8-17SD-WT | 8SP/17D ECONO WALRK,WT,DR | EA |  | 1 Year (Lifetime) | 614 | 3.5% | 592.51
84475 | Middle Atlantic | EWR-8-17-WT | 8SP/17D ECONO WALLRACK WT | EA |  | 1 Year (Lifetime) | 516 | 3.5% | 497.94
84476 | Middle Atlantic | EWR-8-22 | 8SP/22D ECONO WALLRACK,BK | EA |  | 1 Year (Lifetime) | 519 | 3.5% | 500.835
84477 | Middle Atlantic | EWR-8-22SD | 8SP/22D ECONO WLRK,BK,DR | EA |  | 1 Year (Lifetime) | 624 | 3.5% | 602.16
84478 | Middle Atlantic | EWR-ARB-17 | 17"DP EWR ADJ.RAIL BRKT | EA |  | 1 Year (Lifetime) | 54 | 3.5% | 52.11
84479 | Middle Atlantic | EWR-ARB-22 | 22"DP EWR ADJ.RAIL BRKT | EA |  | 1 Year (Lifetime) | 61 | 3.5% | 58.865
84480 | Middle Atlantic | FAN-119 | 119MM FAN 220V W/CORD | EA |  | 1 Year (3 Years) | 78 | 3.5% | 75.27
84481 | Middle Atlantic | FAN-254 | 254MM FAN,220V,W/CORD | EA |  | 1 Year (3 Years) | 284 | 3.5% | 274.06
84482 | Middle Atlantic | FAN2-DC | (2) 4" DC FANS | EA |  | 1 Year (3 Years) | 104 | 3.5% | 100.36
84483 | Middle Atlantic | FAN2-DC-FC | (2) 4" DC FANS W/CONTROL | EA |  | 1 Year (3 Years) | 280 | 3.5% | 270.2
84484 | Middle Atlantic | FAN-6 | 6"FAN 220 CFM,CORD&HDW | EA |  | 1 Year (3 Years) | 136 | 3.5% | 131.24
84485 | Middle Atlantic | FANCORD-2X1 | 6FT,1 PLUG,2 FAN PWR CORD | EA |  | 1 Year (3 Years) | 19 | 3.5% | 18.335
84486 | Middle Atlantic | FANCORD-3X1 | 6FT,1 PLUG,3 FAN PWR CORD | EA |  | 1 Year (3 Years) | 23 | 3.5% | 22.195
84487 | Middle Atlantic | FANCORD-4X1 | 6FT,1 PLUG,4 FAN PWR CORD | EA |  | 1 Year (3 Years) | 26 | 3.5% | 25.09
84488 | Middle Atlantic | FANPNL-2DC | FAN PANEL,(2)DC FANS | EA |  | 1 Year (3 Years) | 134 | 3.5% | 129.31
84489 | Middle Atlantic | FANTOP-138DC | FAN TOP OPTION,138CFM,DC | EA |  | 1 Year (3 Years) | 144 | 3.5% | 138.96
84490 | Middle Atlantic | FBPANEL-1U-2PK | FLANGED BLANK PNL,1U,2PK | EA |  | 1 Year (Lifetime) | 20 | 3.5% | 19.3
84491 | Middle Atlantic | FBPANEL-1U-C | FLANGED BLANK PNL,1U | EA |  | 1 Year (Lifetime) | 9 | 3.5% | 8.685
84492 | Middle Atlantic | FBPANEL-2U-2PK | FLANGED BLANK PNL,2U,2PK | EA |  | 1 Year (Lifetime) | 30 | 3.5% | 28.95
84493 | Middle Atlantic | FBPANEL-2U-C | FLANGED BLANK PNL,2U | EA |  | 1 Year (Lifetime) | 14 | 3.5% | 13.51
84494 | Middle Atlantic | FBPANEL-3U-2PK | FLANGED BLANK PNL,3U,2PK | EA |  | 1 Year (Lifetime) | 35 | 3.5% | 33.775
84495 | Middle Atlantic | FBPANEL-3U-C | FLANGED BLANK PNL,3U | EA |  | 1 Year (Lifetime) | 16 | 3.5% | 15.44
84496 | Middle Atlantic | FC-2-215-1CA | FAN CNTRL,THRM CTRL(2)15A | EA |  | 1 Year (3 Years) | 311 | 3.5% | 300.115
84497 | Middle Atlantic | FC-4-1CA | FAN CNTRL,STANDALONE | EA |  | 1 Year (3 Years) | 280 | 3.5% | 270.2
84498 | Middle Atlantic | FC-4A | 8"MPR FAN CONTROL MOD | EA |  | 1 Year (3 Years) | 256 | 3.5% | 247.04
84499 | Middle Atlantic | FC-4-IEC | FAN CTRL,STANDALONE,IEC | EA |  | 1 Year (3 Years) | 243 | 3.5% | 234.495
84500 | Middle Atlantic | FC-CFRD | FAN CNTRL,MW-CFRD DOORS | EA |  | 1 Year (3 Years) | 375 | 3.5% | 361.875
84501 | Middle Atlantic | FC-DC | FAN CONTROLLER,DC | EA |  | 1 Year (3 Years) | 156 | 3.5% | 150.54
84502 | Middle Atlantic | FD-10 | 10SP SOLID FRONTDR, UNIV. | EA |  | 1 Year (Lifetime) | 162 | 3.5% | 156.33
84503 | Middle Atlantic | FD-12 | 12SP SOLID FRONTDR, UNIV. | EA |  | 1 Year (Lifetime) | 180 | 3.5% | 173.7
84504 | Middle Atlantic | FD-14 | 14SP SOLID FRONTDR, UNIV. | EA |  | 1 Year (Lifetime) | 188 | 3.5% | 181.42
84505 | Middle Atlantic | FD-16 | 16SP SOLID FRONTDR, UNIV. | EA |  | 1 Year (Lifetime) | 197 | 3.5% | 190.105
84506 | Middle Atlantic | FD-18 | 18SP SOLID FRONTDR, UNIV. | EA |  | 1 Year (Lifetime) | 226 | 3.5% | 218.09
84507 | Middle Atlantic | FD-18-GT | 18SP SOLID FRONTDR, GT | EA |  | 1 Year (Lifetime) | 237 | 3.5% | 228.705
84508 | Middle Atlantic | FD-18-WT | 18SP SOLID FRONTDR, UNIV. | EA |  | 1 Year (Lifetime) | 250 | 3.5% | 241.25
84509 | Middle Atlantic | FD-21 | 21SP SOLID FRONTDR, UNIV. | EA |  | 1 Year (Lifetime) | 252 | 3.5% | 243.18
84510 | Middle Atlantic | FD-24 | 24SP SOLID FRONTDR, UNIV. | EA |  | 1 Year (Lifetime) | 269 | 3.5% | 259.585
84511 | Middle Atlantic | FD-24-GT | 24SP SOLID FRONTDR, GT | EA |  | 1 Year (Lifetime) | 282 | 3.5% | 272.13
84512 | Middle Atlantic | FD-24P | 24SP SOLID FRONTDR, UNIV. | EA |  | 1 Year (Lifetime) | 38 | 3.5% | 36.67
84513 | Middle Atlantic | FD-27 | 27SP SOLID FRONTDR, UNIV. | EA |  | 1 Year (Lifetime) | 315 | 3.5% | 303.975
84514 | Middle Atlantic | FD28-24 | 28W/24SP SR SOLID FRNT DR | EA |  | 1 Year (Lifetime) | 307 | 3.5% | 296.255
84515 | Middle Atlantic | FD28-40 | 28W/40SP SR SOLID FRNT DR | EA |  | 1 Year (Lifetime) | 397 | 3.5% | 383.105
84516 | Middle Atlantic | FD28-46 | 28W/46SP SR SOLID FRNT DR | EA |  | 1 Year (Lifetime) | 439 | 3.5% | 423.635
84517 | Middle Atlantic | FD-35 | 35SP SOLID FRONTDR, UNIV. | EA |  | 1 Year (Lifetime) | 327 | 3.5% | 315.555
84518 | Middle Atlantic | FD-37 | 37SP SOLID FRONTDR, UNIV. | EA |  | 1 Year (Lifetime) | 337 | 3.5% | 325.205
84519 | Middle Atlantic | FD-40 | 40SP SOLID FRONTDR, UNIV. | EA |  | 1 Year (Lifetime) | 348 | 3.5% | 335.82
84520 | Middle Atlantic | FD-42 | 42SP SOLID FRONT DR,UNIV | EA |  | 1 Year (Lifetime) | 339 | 3.5% | 327.135
84521 | Middle Atlantic | FD-44 | 44SP SOLID FRONTDR, UNIV. | EA |  | 1 Year (Lifetime) | 358 | 3.5% | 345.47
84522 | Middle Atlantic | FD-45 | 45SP SOLID FRONT DR,UNIV | EA |  | 1 Year (Lifetime) | 357 | 3.5% | 344.505
84523 | Middle Atlantic | FD-46 | 46SP SOLID FRONT DOOR | EA |  | 1 Year (Lifetime) | 386 | 3.5% | 372.49
84524 | Middle Atlantic | FD-54 | SOLID FRONT DOOR FITS VMR | EA |  | 1 Year (Lifetime) | 448 | 3.5% | 432.32
84525 | Middle Atlantic | FD-8 | 8SP SOLID FRONTDR(EWR)BK | EA |  | 1 Year (Lifetime) | 128 | 3.5% | 123.52
84526 | Middle Atlantic | FD-WMRK-24 | 24SP SOLID FRONT DR, WMRK | EA |  | 1 Year (Lifetime) | 322 | 3.5% | 310.73
84527 | Middle Atlantic | FD-WMRK-42 | 42SP SOLID FRONT DR, WMRK | EA |  | 1 Year (Lifetime) | 402 | 3.5% | 387.93
84528 | Middle Atlantic | FD-WMRK-42LH | 42SP SOLID DR,NO HANDLE | EA |  | 1 Year (Lifetime) | 373 | 3.5% | 359.945
84529 | Middle Atlantic | FD-WMRK-45 | 45SP SOLID FRONT DR, WMRK | EA |  | 1 Year (Lifetime) | 422 | 3.5% | 407.23
84530 | Middle Atlantic | FD-WMRK-45LH | 45SP SOLID DR,NO HANDLE | EA |  | 1 Year (Lifetime) | 395 | 3.5% | 381.175
84531 | Middle Atlantic | FEB1-CP12 | 12PC. FEB1 CONTRACT PACK | EA |  | 1 Year (Lifetime) | 128 | 3.5% | 123.52
84532 | Middle Atlantic | FEB1MP | 50PC. FEB1 MASTER PACK | EA |  | 1 Year (Lifetime) | 454 | 3.5% | 438.11
84533 | Middle Atlantic | FEB2-CP12 | 12PC. FEB2 CONTRACT PACK | EA |  | 1 Year (Lifetime) | 166 | 3.5% | 160.19
84534 | Middle Atlantic | FEB2MP | 25PC. FEB2 MASTER PACK | EA |  | 1 Year (Lifetime) | 303 | 3.5% | 292.395
84535 | Middle Atlantic | FEB3-CP6 | 6PC. FEB3 CONTRACT PACK | EA |  | 1 Year (Lifetime) | 110 | 3.5% | 106.15
84536 | Middle Atlantic | FEB4-CP6 | 6PC. FEB4 CONTRACT PACK | EA |  | 1 Year (Lifetime) | 135 | 3.5% | 130.275
84537 | Middle Atlantic | FI-2 | FOAM INSERT 2 SPACE | EA |  | 1 Year (3 Years) | 51 | 3.5% | 49.215
84538 | Middle Atlantic | FI-3 | FOAM INSERT 3 SPACE | EA |  | 1 Year (3 Years) | 57 | 3.5% | 55.005
84539 | Middle Atlantic | FI-4 | FOAM INSERT 4 SPACE | EA |  | 1 Year (3 Years) | 73 | 3.5% | 70.445
84540 | Middle Atlantic | FILTER | 3SP FILTER KIT | EA |  | 1 Year (3 Years) | 56 | 3.5% | 54.04
84541 | Middle Atlantic | FK2 | 2 SP UCP FRAME KIT | EA |  | 1 Year (Lifetime) | 50 | 3.5% | 48.25
84542 | Middle Atlantic | FK4 | 4SP UCP FRAME KIT | EA |  | 1 Year (Lifetime) | 89 | 3.5% | 85.885
84543 | Middle Atlantic | FP1 | ANOD FAN PANEL FOR 1 FAN | EA |  | 1 Year (3 Years) | 56 | 3.5% | 54.04
84544 | Middle Atlantic | FP2 | ANOD FAN PANEL FOR 2 FANS | EA |  | 1 Year (3 Years) | 58 | 3.5% | 55.97
84545 | Middle Atlantic | FP3 | ANOD FAN PANEL FOR 3 FANS | EA |  | 1 Year (3 Years) | 61 | 3.5% | 58.865
84546 | Middle Atlantic | FTA-3 | ADJUSTABLE FANTRAY,3 FAN | EA |  | 1 Year (3 Years) | 449 | 3.5% | 433.285
84547 | Middle Atlantic | FTA-6 | ADJUSTABLE FANTRAY,6 FAN | EA |  | 1 Year (3 Years) | 566 | 3.5% | 546.19
84548 | Middle Atlantic | FT-FAN | (1)4"DC FAN KIT,FTA | EA |  | 1 Year (3 Years) | 70 | 3.5% | 67.55
84549 | Middle Atlantic | FVS-1200EC-BHA0 | FVS1200E-LIFT,CASTBLK,HA0 | EA |  | 1 Year (7 Years) | 4300 | 3.5% | 4149.5
84550 | Middle Atlantic | FVS-1200EC-BHA3 | FVS1200E-LIFT,CASTBLK,HA3 | EA |  | 1 Year (7 Years) | 4300 | 3.5% | 4149.5
84551 | Middle Atlantic | FVS-1200EC-BHA5 | FVS1200E-LIFT,CASTBLK,HA5 | EA |  | 1 Year (7 Years) | 4095 | 3.5% | 3951.675
84552 | Middle Atlantic | FVS-1200EC-BHB3 | FVS1200E-LIFT,CASTBLK,HB3 | EA |  | 1 Year (7 Years) | 4300 | 3.5% | 4149.5
84553 | Middle Atlantic | FVS-1200EC-BHD4 | FVS1200E-LIFT,CASTBLK,HD4 | EA |  | 1 Year (7 Years) | 4900 | 3.5% | 4728.5
84554 | Middle Atlantic | FVS-1200EC-BHD5 | FVS1200E-LIFT,CASTBLK,HD5 | EA |  | 1 Year (7 Years) | 4900 | 3.5% | 4728.5
84555 | Middle Atlantic | FVS-1200EC-WHA0 | FVS1200E-LIFT,CAST WH,HA0 | EA |  | 1 Year (7 Years) | 4300 | 3.5% | 4149.5
84556 | Middle Atlantic | FVS-1200EC-WHA3 | FVS1200E-LIFT,CAST WH,HA3 | EA |  | 1 Year (7 Years) | 4300 | 3.5% | 4149.5
84557 | Middle Atlantic | FVS-1200EC-WHA7 | FVS1200E-LIFT,CAST WH,HA7 | EA |  | 1 Year (7 Years) | 3900 | 3.5% | 3763.5
84558 | Middle Atlantic | FVS-1200EC-WHB3 | FVS1200E-LIFT,CAST WH,HB3 | EA |  | 1 Year (7 Years) | 4300 | 3.5% | 4149.5
84559 | Middle Atlantic | FVS-1200EC-WHD4 | FVS1200E-LIFT,CAST WH,HD4 | EA |  | 1 Year (7 Years) | 4900 | 3.5% | 4728.5
84560 | Middle Atlantic | FVS-1200EC-WHD5 | FVS1200E-LIFT,CAST WH,HD5 | EA |  | 1 Year (7 Years) | 4900 | 3.5% | 4728.5
84561 | Middle Atlantic | FVS-1200SC-BHA0 | FVS1200SINGLE,CASTBLK,HA0 | EA |  | 1 Year (7 Years) | 3100 | 3.5% | 2991.5
84562 | Middle Atlantic | FVS-1200SC-BHA3 | FVS1200SINGLE,CASTBLK,HA3 | EA |  | 1 Year (7 Years) | 3100 | 3.5% | 2991.5
84563 | Middle Atlantic | FVS-1200SC-BHA5 | FVS1200SINGLE,CASTBLK,HA5 | EA |  | 1 Year (7 Years) | 2700 | 3.5% | 2605.5
84564 | Middle Atlantic | FVS-1200SC-BHB3 | FVS1200SINGLE,CASTBLK,HB3 | EA |  | 1 Year (7 Years) | 3100 | 3.5% | 2991.5
84565 | Middle Atlantic | FVS-1200SC-BHD4 | FVS1200SINGLE,CASTBLK,HD4 | EA |  | 1 Year (7 Years) | 3700 | 3.5% | 3570.5
84566 | Middle Atlantic | FVS-1200SC-BHD5 | FVS1200SINGLE,CASTBLK,HD5 | EA |  | 1 Year (7 Years) | 3700 | 3.5% | 3570.5
84567 | Middle Atlantic | FVS-1200SC-WHA0 | FVS1200SINGLE,CAST WH,HA0 | EA |  | 1 Year (7 Years) | 3100 | 3.5% | 2991.5
84568 | Middle Atlantic | FVS-1200SC-WHA3 | FVS1200SINGLE,CAST WH,HA3 | EA |  | 1 Year (7 Years) | 3100 | 3.5% | 2991.5
84569 | Middle Atlantic | FVS-1200SC-WHA7 | FVS1200SINGLE,CAST WH,HA7 | EA |  | 1 Year (7 Years) | 2835 | 3.5% | 2735.775
84570 | Middle Atlantic | FVS-1200SC-WHB3 | FVS1200SINGLE,CAST WH,HB3 | EA |  | 1 Year (7 Years) | 3100 | 3.5% | 2991.5
84571 | Middle Atlantic | FVS-1200SC-WHD4 | FVS1200SINGLE,CAST WH,HD4 | EA |  | 1 Year (7 Years) | 3700 | 3.5% | 3570.5
84572 | Middle Atlantic | FVS-1200SC-WHD5 | FVS1200SINGLE,CAST WH,HD5 | EA |  | 1 Year (7 Years) | 3700 | 3.5% | 3570.5
84573 | Middle Atlantic | FVS-800ES-BK | FVS 800 E-LIFT,STAT BLK | EA |  | 1 Year (7 Years) | 3641 | 3.5% | 3513.565
84574 | Middle Atlantic | FVS-800ESC-BK | FVS 800 E-LIFT,CAST BLK | EA |  | 1 Year (7 Years) | 3758 | 3.5% | 3626.47
84575 | Middle Atlantic | FVS-800ESC-WH | FVS 800 E-LIFT,CAST WH | EA |  | 1 Year (7 Years) | 3758 | 3.5% | 3626.47
84576 | Middle Atlantic | FVS-800ES-WH | FVS 800 E-LIFT,STAT WH | EA |  | 1 Year (7 Years) | 3641 | 3.5% | 3513.565
84577 | Middle Atlantic | FVS-800S-BK | FVS 800 SINGLE,STAT BLK | EA |  | 1 Year (7 Years) | 2466 | 3.5% | 2379.69
84578 | Middle Atlantic | FVS-800SC-BK | FVS 800 SINGLE,CAST BLK | EA |  | 1 Year (7 Years) | 2583 | 3.5% | 2492.595
84579 | Middle Atlantic | FVS-800SC-WH | FVS 800 SINGLE,CAST WH | EA |  | 1 Year (7 Years) | 2583 | 3.5% | 2492.595
84580 | Middle Atlantic | FVS-800S-WH | FVS 800 SINGLE,STAT WH | EA |  | 1 Year (7 Years) | 2466 | 3.5% | 2379.69
84581 | Middle Atlantic | FVS-CMTB-1200-BK | FVS 1200 CAM MOUNT,BLK | EA |  | 1 Year (7 Years) | 192 | 3.5% | 185.28
84582 | Middle Atlantic | FVS-CMTB-1200-WH | FVS 1200 CAM MOUNT,WHT | EA |  | 1 Year (7 Years) | 202 | 3.5% | 194.93
84583 | Middle Atlantic | FVS-CMTB-128-BK | FVS CAM MOUNT,MAX12,BLK | EA |  | 1 Year (7 Years) | 212 | 3.5% | 204.58
84584 | Middle Atlantic | FVS-CMTB-128-WH | FVS CAM MOUNT,MAX12,WH | EA |  | 1 Year (7 Years) | 212 | 3.5% | 204.58
84585 | Middle Atlantic | FVS-LEVELERS-4 | FVS LEVELING FEET,4 | EA |  | 1 Year (7 Years) | 49 | 3.5% | 47.285
84586 | Middle Atlantic | FVS-SBBU | FLEXVIEW SOUNDBR BKT UNIV | EA |  | 1 Year (7 Years) | 235 | 3.5% | 226.775
84587 | Middle Atlantic | FVS-SBBU-1200 | FVS 1200 SOUNDBR BK UNIV | EA |  | 1 Year (7 Years) | 213 | 3.5% | 205.545
84588 | Middle Atlantic | FWS | FIXED WRITING SHELF | EA |  | 1 Year (Lifetime) | 160 | 3.5% | 154.4
84589 | Middle Atlantic | G-8X10 | (10)8"GRNDWIRES W/RING | EA |  | 1 Year (Lifetime) | 27 | 3.5% | 26.055
84590 | Middle Atlantic | GANG-10 | GANGING HARDWARE FOR 10 R | EA |  | 1 Year (Lifetime) | 35 | 3.5% | 33.775
84591 | Middle Atlantic | GANG-10T | THRD GANGING HDWR 10 RKS | EA |  | 1 Year (Lifetime) | 34 | 3.5% | 32.81
84592 | Middle Atlantic | GANGLE-1-36 | 1 BAY GRK FLOOR ANGLES 36 | EA |  | 1 Year (Lifetime) | 168 | 3.5% | 162.12
84593 | Middle Atlantic | GANGLE-1-42 | 1BAY GRK FLOOR ANGLES,42D | EA |  | 1 Year (Lifetime) | 172 | 3.5% | 165.98
84594 | Middle Atlantic | GANGLE-2-24 | 2BAY GRK FLOOR ANGLES 24D | EA |  | 1 Year (Lifetime) | 164 | 3.5% | 158.26
84595 | Middle Atlantic | GANGLE-2-30 | 2BAY GRK FLOOR ANGLES 30D | EA |  | 1 Year (Lifetime) | 167 | 3.5% | 161.155
84596 | Middle Atlantic | GANGLE-2-36 | 2BAY GRK FLOOR ANGLES 36D | EA |  | 1 Year (Lifetime) | 187 | 3.5% | 180.455
84597 | Middle Atlantic | GANGLE-3-36 | 3BAY GRK FLOOR ANGLES | EA |  | 1 Year (Lifetime) | 192 | 3.5% | 185.28
84598 | Middle Atlantic | GANGLE-3-42 | 3BAY GRK FLOOR ANGLES,42D | EA |  | 1 Year (Lifetime) | 205 | 3.5% | 197.825
84599 | Middle Atlantic | GANGLE-4-36 | 4BAY GRK FLOOR ANGLES | EA |  | 1 Year (Lifetime) | 243 | 3.5% | 234.495
84600 | Middle Atlantic | GANGLE-4-42 | 4BAY GRK FLOOR ANGLES,42D | EA |  | 1 Year (Lifetime) | 257 | 3.5% | 248.005
84601 | Middle Atlantic | GANGLE-5-36 | 5BAY GRK FLOOR ANGLES 36D | EA |  | 1 Year (Lifetime) | 255 | 3.5% | 246.075
84602 | Middle Atlantic | GANGLE-5-42 | 5BAY GRK FLOOR ANGLES,42D | EA |  | 1 Year (Lifetime) | 276 | 3.5% | 266.34
84603 | Middle Atlantic | GCC-40-30 | 40SP,30D GRK CABLE CHASE | EA |  | 1 Year (Lifetime) | 243 | 3.5% | 234.495
84604 | Middle Atlantic | GCC-40-36 | 40SP,36D GRK CABLE CHASE | EA |  | 1 Year (Lifetime) | 254 | 3.5% | 245.11
84605 | Middle Atlantic | GCC-40-42 | 40SP,42D GRK CABLE CHASE | EA |  | 1 Year (Lifetime) | 265 | 3.5% | 255.725
84606 | Middle Atlantic | GCC-44-24 | 44SP,24D GRK CABLE CHASE | EA |  | 1 Year (Lifetime) | 256 | 3.5% | 247.04
84607 | Middle Atlantic | GCC-44-30 | 44SP,30D GRK CABLE CHASE | EA |  | 1 Year (Lifetime) | 266 | 3.5% | 256.69
84608 | Middle Atlantic | GCC-44-36 | 44SP,36D GRK CABLE CHASE | EA |  | 1 Year (Lifetime) | 277 | 3.5% | 267.305
84609 | Middle Atlantic | GCC-44-42 | 44SP,42D GRK CABLE CHASE | EA |  | 1 Year (Lifetime) | 292 | 3.5% | 281.78
84610 | Middle Atlantic | GCC-48-24 | 48SP,24D GRK CABLE CHASE | EA |  | 1 Year (Lifetime) | 259 | 3.5% | 249.935
84611 | Middle Atlantic | GCC-48-36 | 48SP,36D GRK CABLE CHASE | EA |  | 1 Year (Lifetime) | 289 | 3.5% | 278.885
84612 | Middle Atlantic | GCC-48-42 | 48SP,42D GRK CABLE CHASE | EA |  | 1 Year (Lifetime) | 294 | 3.5% | 283.71
84613 | Middle Atlantic | GCC-52-24 | 52SP,24D GRK CABLE CHASE | EA |  | 1 Year (Lifetime) | 286 | 3.5% | 275.99
84614 | Middle Atlantic | GCC-52-30 | 52SP,30D GRK CABLE CHASE | EA |  | 1 Year (Lifetime) | 303 | 3.5% | 292.395
84615 | Middle Atlantic | GCC-52-36 | 52SP,36D GRK CABLE CHASE | EA |  | 1 Year (Lifetime) | 312 | 3.5% | 301.08
84616 | Middle Atlantic | GCC-52-42 | 52SP,42D GRK CABLE CHASE | EA |  | 1 Year (Lifetime) | 339 | 3.5% | 327.135
84617 | Middle Atlantic | GCFRD-48 | 48SP,CUPBOARD F/R GRK DR | EA |  | 1 Year (Lifetime) | 773 | 3.5% | 745.945
84618 | Middle Atlantic | GCFRD-52 | 52SP,CUPBOARD F/R GRK DR | EA |  | 1 Year (Lifetime) | 815 | 3.5% | 786.475
84619 | Middle Atlantic | GCLVFRD-40 | 40SP,LG PERF SPLIT F/R DR | EA |  | 1 Year (Lifetime) | 935 | 3.5% | 902.275
84620 | Middle Atlantic | GCLVFRD-44 | 44SP,LG PERF SPLIT F/R DR | EA |  | 1 Year (Lifetime) | 963 | 3.5% | 929.295
84621 | Middle Atlantic | GCLVFRD-48 | 48SP,LG PERF SPLIT F/R DR | EA |  | 1 Year (Lifetime) | 992 | 3.5% | 957.28
84622 | Middle Atlantic | GCLVFRD-52 | 52SP,LG PERF SPLIT F/R DR | EA |  | 1 Year (Lifetime) | 1023 | 3.5% | 987.195
84623 | Middle Atlantic | GFRD-40 | 40SP,SOLID F/R GRK DOOR | EA |  | 1 Year (Lifetime) | 342 | 3.5% | 330.03
84624 | Middle Atlantic | GFRD-44 | 44SP,SOLID F/R GRK DOOR | EA |  | 1 Year (Lifetime) | 355 | 3.5% | 342.575
84625 | Middle Atlantic | GFRD-48 | 48SP,SOLID F/R GRK DOOR | EA |  | 1 Year (Lifetime) | 364.04 | 3.5% | 351.2986
84626 | Middle Atlantic | GFRD-52 | 52SP,SOLID F/R GRK DOOR | EA |  | 1 Year (Lifetime) | 380 | 3.5% | 366.7
84627 | Middle Atlantic | GK-1X7G | 1X7 GLANDGROMMET KIT 4PCS | EA |  | 1 Year (Lifetime) | 66 | 3.5% | 63.69
84628 | Middle Atlantic | GK-3G | 3"GLAND GROMMET KIT 4PCS | EA |  | 1 Year (Lifetime) | 62 | 3.5% | 59.83
84629 | Middle Atlantic | GK4 | 4"GROMMET KIT,4PCS | EA |  | 1 Year (Lifetime) | 60 | 3.5% | 57.9
84630 | Middle Atlantic | GK-4G | 4"GLAND GROMMET KIT,4PCS | EA |  | 1 Year (Lifetime) | 68 | 3.5% | 65.62
84631 | Middle Atlantic | GLVFRD-40 | 40SP LG PERF F/R GRK DOOR | EA |  | 1 Year (Lifetime) | 622 | 3.5% | 600.23
84632 | Middle Atlantic | GLVFRD-44 | 44SP LG PERF F/R GRK DOOR | EA |  | 1 Year (Lifetime) | 642 | 3.5% | 619.53
84633 | Middle Atlantic | GLVFRD-44-WT | 44SP LG PERF F/R GRK DOOR | EA |  | 1 Year (Lifetime) | 738 | 3.5% | 712.17
84634 | Middle Atlantic | GLVFRD-48 | 48SP LG PERF F/R GRK DOOR | EA |  | 1 Year (Lifetime) | 660 | 3.5% | 636.9
84635 | Middle Atlantic | GLVFRD-52 | 52SP LG PERF F/R GRK DOOR | EA |  | 1 Year (Lifetime) | 681 | 3.5% | 657.165
84636 | Middle Atlantic | GR-30 | 30'ROLL GROMMET MATERIAL | EA |  | 1 Year (Lifetime) | 50 | 3.5% | 48.25
84637 | Middle Atlantic | GRK-40-24HLRD | 40SP,24DP GRK W/HBARS,LRD | EA |  | 1 Year (Lifetime) | 1273 | 3.5% | 1228.445
84638 | Middle Atlantic | GRK-40-30HLRD | 40SP,30"DPGRKW/HORIZ.BARS | EA |  | 1 Year (Lifetime) | 1354 | 3.5% | 1306.61
84639 | Middle Atlantic | GRK-40-36HLRD | 40SP,36D GRK W/HBARS,LRD | EA |  | 1 Year (Lifetime) | 1478 | 3.5% | 1426.27
84640 | Middle Atlantic | GRK-40-42HLRD | 40SP,42D GRK W/HBARS,LRD | EA |  | 1 Year (Lifetime) | 1541 | 3.5% | 1487.065
84641 | Middle Atlantic | GRK-44-24HLRD | 44SP,24D GRK W/HBARS,LRD | EA |  | 1 Year (Lifetime) | 1369 | 3.5% | 1321.085
84642 | Middle Atlantic | GRK-44-30HLRD | 44SP,30"D GRK W/HBARS,LRD | EA |  | 1 Year (Lifetime) | 1455 | 3.5% | 1404.075
84643 | Middle Atlantic | GRK-44-36HLRD | 44SP,36D GRK W/HBARS,LRD | EA |  | 1 Year (Lifetime) | 1586 | 3.5% | 1530.49
84644 | Middle Atlantic | GRK-44-36HLRD-WT | 44SP,36D GRK W/HBARS,LRD | EA |  | 1 Year (Lifetime) | 1822 | 3.5% | 1758.23
84645 | Middle Atlantic | GRK-44-42HLRD | 44SP/42D GRK HORIZBAR LRD | EA |  | 1 Year (Lifetime) | 1730 | 3.5% | 1669.45
84646 | Middle Atlantic | GRK-48-24HLRD | 48SP,24D GRK W/HBARS,LRD | EA |  | 1 Year (Lifetime) | 1395 | 3.5% | 1346.175
84647 | Middle Atlantic | GRK-48-30HLRD | 48SP,30D GRK W/HBARS,LRD | EA |  | 1 Year (Lifetime) | 1549 | 3.5% | 1494.785
84648 | Middle Atlantic | GRK-48-36HLRD | 48SP,36D GRK W/H.BARS,LRD | EA |  | 1 Year (Lifetime) | 1699 | 3.5% | 1639.535
84649 | Middle Atlantic | GRK-48-42HLRD | 48SP,42D GRK W/HBARS,LRD | EA |  | 1 Year (Lifetime) | 1829 | 3.5% | 1764.985
84650 | Middle Atlantic | GRK-4FT30 | 30DP,GRK 4" FAN TOP | EA |  | 1 Year (3 Years) | 135 | 3.5% | 130.275
84651 | Middle Atlantic | GRK-4FT30-944822 | 4"FAN TOP 30"D 4 FAN/GDS | EA |  | 1 Year (3 Years) | 43 | 3.5% | 41.495
84652 | Middle Atlantic | GRK-4FT36 | 36"DP GRK 4"FAN TOP | EA |  | 1 Year (3 Years) | 165 | 3.5% | 159.225
84653 | Middle Atlantic | GRK-52-24HLRD | 52SP,24D GRK W/HBARS,LRD | EA |  | 1 Year (Lifetime) | 1597 | 3.5% | 1541.105
84654 | Middle Atlantic | GRK-52-30HLRD | 52SP,30D GRK W/H.BARS,LRD | EA |  | 1 Year (Lifetime) | 1699 | 3.5% | 1639.535
84655 | Middle Atlantic | GRK-52-36HLRD | 52SP,36D GRK W/H.BARS,LRD | EA |  | 1 Year (Lifetime) | 1872 | 3.5% | 1806.48
84656 | Middle Atlantic | GRK-52-42HLRD | 52SP,42D GRK W/HBARS,LRD | EA |  | 1 Year (Lifetime) | 2007 | 3.5% | 1936.755
84657 | Middle Atlantic | GRK-ISO | ISO KIT FOR GRK | EA |  | 1 Year (Lifetime) | 70 | 3.5% | 67.55
84658 | Middle Atlantic | GRK-LVT24 | 24DP,GRK LG PERF VENT TOP | EA |  | 1 Year (Lifetime) | 240 | 3.5% | 231.6
84659 | Middle Atlantic | GRK-LVT30 | 30DP,GRK LG PERF VENT TOP | EA |  | 1 Year (Lifetime) | 296 | 3.5% | 285.64
84660 | Middle Atlantic | GRK-LVT36 | 36DP,GRK LG PERF VENT TOP | EA |  | 1 Year (Lifetime) | 296 | 3.5% | 285.64
84661 | Middle Atlantic | GRK-LVT42 | 42DP,GRK LG PERF VENT TOP | EA |  | 1 Year (Lifetime) | 313 | 3.5% | 302.045
84662 | Middle Atlantic | GRK-RR44 | 44SP GRK ADD'L RAIL,PR | EA |  | 1 Year (Lifetime) | 150 | 3.5% | 144.75
84663 | Middle Atlantic | GRK-RR44-1224 | 44SP GRK 12-24 RAIL,PR | EA |  | 1 Year (Lifetime) | 144 | 3.5% | 138.96
84664 | Middle Atlantic | GRK-RR48 | 48SP GRK ADD'L RAIL,PR | EA |  | 1 Year (Lifetime) | 163 | 3.5% | 157.295
84665 | Middle Atlantic | GRK-RR52 | RACK RAIL KIT FOR GRK-52 | EA |  | 1 Year (Lifetime) | 178 | 3.5% | 171.77
84666 | Middle Atlantic | GRK-RR52-1224 | 52SP GRK 12-24 RAIL,PR | EA |  | 1 Year (Lifetime) | 171 | 3.5% | 165.015
84667 | Middle Atlantic | GRK-RR-S40 | 40SP GRK 1032 SPLT RL,4PC | EA |  | 1 Year (Lifetime) | 157 | 3.5% | 151.505
84668 | Middle Atlantic | GRK-RR-S44 | 44SP GRK 1032 SPLT RL,4PC | EA |  | 1 Year (Lifetime) | 166 | 3.5% | 160.19
84669 | Middle Atlantic | GRK-RR-S48 | 48SP GRK 1032 SPLT RL,4PC | EA |  | 1 Year (Lifetime) | 182 | 3.5% | 175.63
84670 | Middle Atlantic | GRK-ST24 | 24DP,GRK SOLID TOP | EA |  | 1 Year (Lifetime) | 120 | 3.5% | 115.8
84671 | Middle Atlantic | GRK-ST30 | 30DP,GRK SOLID TOP | EA |  | 1 Year (Lifetime) | 135 | 3.5% | 130.275
84672 | Middle Atlantic | GRK-ST36 | 36DP,GRK SOLID TOP | EA |  | 1 Year (Lifetime) | 165 | 3.5% | 159.225
84673 | Middle Atlantic | GUARD | 4-1/2 FAN GUARD | EA |  | 1 Year (Lifetime) | 9 | 3.5% | 8.685
84674 | Middle Atlantic | GUARD-10 | 10 FAN GUARD | EA |  | 1 Year (Lifetime) | 56 | 3.5% | 54.04
84675 | Middle Atlantic | GUARD-6 | HAMBURGER STYLE GUARD,6" | EA |  | 1 Year (Lifetime) | 23 | 3.5% | 22.195
84676 | Middle Atlantic | HANG-MMR10 | HANG BRACKET MMR 10U | EA |  | 1 Year (Lifetime) | 93 | 3.5% | 89.745
84677 | Middle Atlantic | HANG-MMR12 | HANG BRACKET MMR 12U | EA |  | 1 Year (Lifetime) | 110 | 3.5% | 106.15
84678 | Middle Atlantic | HANG-MMR16 | HANG BRACKET MMR 16U | EA |  | 1 Year (Lifetime) | 136 | 3.5% | 131.24
84679 | Middle Atlantic | HANG-MMR18 | HANG BRACKET MMR 18U | EA |  | 1 Year (Lifetime) | 153 | 3.5% | 147.645
84680 | Middle Atlantic | HBL1 | 1SP FLAT ANOD.ALUM.BLANK | EA |  | 1 Year (Lifetime) | 26 | 3.5% | 25.09
84681 | Middle Atlantic | HBL2 | 2SP FLAT ANOD.ALUM.BLANK | EA |  | 1 Year (Lifetime) | 32 | 3.5% | 30.88
84682 | Middle Atlantic | HBL3 | 3SP FLAT ANOD.ALUM.BLANK | EA |  | 1 Year (Lifetime) | 43 | 3.5% | 41.495
84683 | Middle Atlantic | HBL4 | 4SP FLAT ANOD.ALUM.BLANK | EA |  | 1 Year (Lifetime) | 54 | 3.5% | 52.11
84684 | Middle Atlantic | HBL5 | 5SP FLAT ANOD.ALUM.BLANK | EA |  | 1 Year (Lifetime) | 60 | 3.5% | 57.9
84685 | Middle Atlantic | HBL6 | 6SP FLAT ANOD.ALUM.BLANK | EA |  | 1 Year (Lifetime) | 65 | 3.5% | 62.725
84686 | Middle Atlantic | HCM-1 | 1SP HORIZ CBL MGR MICRO C | EA |  | 1 Year (Lifetime) | 42 | 3.5% | 40.53
84687 | Middle Atlantic | HCM-1D | 1SP HORIZ CABLE MGR D-RIN | EA |  | 1 Year (Lifetime) | 51 | 3.5% | 49.215
84688 | Middle Atlantic | HCM-1DR | 1SP CBL MGR FRONT&REAR D- | EA |  | 1 Year (Lifetime) | 63 | 3.5% | 60.795
84689 | Middle Atlantic | HCM-1DV | 1SP HORIZ CBL MGR D&VERT | EA |  | 1 Year (Lifetime) | 54 | 3.5% | 52.11
84690 | Middle Atlantic | HCM-1V | 1SP HORIZ CBLMGR CLIPS/V. | EA |  | 1 Year (Lifetime) | 54 | 3.5% | 52.11
84691 | Middle Atlantic | HCM-2D | 2SP HORIZ CABLE MGR D-RIN | EA |  | 1 Year (Lifetime) | 54 | 3.5% | 52.11
84692 | Middle Atlantic | HCM-2DR | 2SP CBL MGR FRONT&REAR D- | EA |  | 1 Year (Lifetime) | 69 | 3.5% | 66.585
84693 | Middle Atlantic | HCM-2DV | 2SP HORIZ CBL MGR D&VERT | EA |  | 1 Year (Lifetime) | 59 | 3.5% | 56.935
84694 | Middle Atlantic | HCT-1 | 1SP HORIZONTAL CABLE CHAN | EA |  | 1 Year (Lifetime) | 41 | 3.5% | 39.565
84695 | Middle Atlantic | HCT-2 | 2SP HORIZONTAL CABLE CHAN | EA |  | 1 Year (Lifetime) | 50 | 3.5% | 48.25
84696 | Middle Atlantic | HDR-4 | HORIZ CABLE DIST RACK 2SP | EA |  | 1 Year (Lifetime) | 801 | 3.5% | 772.965
84697 | Middle Atlantic | HDR-9 | HORIZ RACK,4U+5U,36D | EA |  | 1 Year (Lifetime) | 921 | 3.5% | 888.765
84698 | Middle Atlantic | HDR-9X | HORIZ RACK,4U+5U,42D | EA |  | 1 Year (Lifetime) | 1048 | 3.5% | 1011.32
84699 | Middle Atlantic | HDR-FAN | HDR-4 FAN OPTION | EA |  | 1 Year (Lifetime) | 118 | 3.5% | 113.87
84700 | Middle Atlantic | HG | 100PC,10-32 RUST RST SCW | EA |  | 1 Year (Lifetime) | 79 | 3.5% | 76.235
84701 | Middle Atlantic | HG500 | 500PC,10-32 RUST RST SCW | EA |  | 1 Year (Lifetime) | 308 | 3.5% | 297.22
84702 | Middle Atlantic | HHCM-1 | 1SP HINGED HORIZ CBL MGR | EA |  | 1 Year (Lifetime) | 69 | 3.5% | 66.585
84703 | Middle Atlantic | HHCM-2 | 2SP HINGED HORIZ CABLEMGR | EA |  | 1 Year (Lifetime) | 77 | 3.5% | 74.305
84704 | Middle Atlantic | HM | 100PC,10-32 PREM PHIL SCW | EA |  | 1 Year (Lifetime) | 79 | 3.5% | 76.235
84705 | Middle Atlantic | HM500 | 500PC,10-32 PREM PHIL SCW | EA |  | 1 Year (Lifetime) | 308 | 3.5% | 297.22
84706 | Middle Atlantic | HP | 100PC 10-32 RACK SCREWS W | EA |  | 1 Year (Lifetime) | 32 | 3.5% | 30.88
84707 | Middle Atlantic | HP-24 | 100PC 12-24 RACK SCREWS W | EA |  | 1 Year (Lifetime) | 37 | 3.5% | 35.705
84708 | Middle Atlantic | HP24-500 | 500PC 12-24 SCREW W/WASH | EA |  | 1 Year (Lifetime) | 177 | 3.5% | 170.805
84709 | Middle Atlantic | HP500 | 500PC 10-32 SCREW W/CAPT. | EA |  | 1 Year (Lifetime) | 150 | 3.5% | 144.75
84710 | Middle Atlantic | HP-6MM | 100PC 6MM RACK SCREWS, BL | EA |  | 1 Year (Lifetime) | 62 | 3.5% | 59.83
84711 | Middle Atlantic | HPL-SAMPLE14 | HPL SAMPLE BOX 2014 | EA |  | 1 Year (Lifetime) | 87 | 3.5% | 83.955
84712 | Middle Atlantic | HPM-1 | 1SP WALLMNT HINGED PANEL | EA |  | 1 Year (Lifetime) | 50 | 3.5% | 48.25
84713 | Middle Atlantic | HPM-2 | 2SP WALLMNT HINGED PANEL | EA |  | 1 Year (Lifetime) | 70 | 3.5% | 67.55
84714 | Middle Atlantic | HPM-4 | 4SP WALLMNT HINGED PANEL | EA |  | 1 Year (Lifetime) | 83 | 3.5% | 80.095
84715 | Middle Atlantic | HPM-4-915 | 4SP ADJUST HPM 9"-15" | EA |  | 1 Year (Lifetime) | 156 | 3.5% | 150.54
84716 | Middle Atlantic | HPM-6 | 6SP WALLMNT HINGED PANEL | EA |  | 1 Year (Lifetime) | 98 | 3.5% | 94.57
84717 | Middle Atlantic | HPM-6-915 | 6SP ADJUST HPM,9"-15" | EA |  | 1 Year (Lifetime) | 165 | 3.5% | 159.225
84718 | Middle Atlantic | HPM-8-915 | 8SP ADJUST HPM,9"-15" | EA |  | 1 Year (Lifetime) | 177 | 3.5% | 170.805
84719 | Middle Atlantic | HPM-LID | HPM SERIES OPTIONAL TOP C | EA |  | 1 Year (Lifetime) | 49 | 3.5% | 47.285
84720 | Middle Atlantic | HPMP | 50PC HP MASTER PACK | EA |  | 1 Year (Lifetime) | 1224 | 3.5% | 1181.16
84721 | Middle Atlantic | HPQ | 100PC 10-32X3/8 RK SCREWS | EA |  | 1 Year (Lifetime) | 32 | 3.5% | 30.88
84722 | Middle Atlantic | HPQ-500 | 500PC 10-32X3/8 RK SCREWS | EA |  | 1 Year (Lifetime) | 154 | 3.5% | 148.61
84723 | Middle Atlantic | HPS | 25PC 10-32 RACK SCREWS W/ | EA |  | 1 Year (Lifetime) | 8 | 3.5% | 7.72
84724 | Middle Atlantic | HPSMP | 25PC HPS MASTER PACK | EA |  | 1 Year (Lifetime) | 176 | 3.5% | 169.84
84725 | Middle Atlantic | HRBL1 | 1 UNIT WIDTH HALF RACK BL | EA |  | 1 Year (Lifetime) | 15 | 3.5% | 14.475
84726 | Middle Atlantic | HRBL2 | 2 UNIT WIDTH HALF RACK BL | EA |  | 1 Year (Lifetime) | 20 | 3.5% | 19.3
84727 | Middle Atlantic | HR-EVT1 | 1SP,8.75"W,ALUM VT,BLK | EA |  | 1 Year (Lifetime) | 16 | 3.5% | 15.44
84728 | Middle Atlantic | HRF-1214 | 12SP,14DP,HALF(8.75"W)RK | EA |  | 1 Year (Lifetime) | 376 | 3.5% | 362.84
84729 | Middle Atlantic | HRF-814 | 8SP,14DP,HAL(8.75"W)RK | EA |  | 1 Year (Lifetime) | 358 | 3.5% | 345.47
84730 | Middle Atlantic | HR-QBP-1 | QUIET 1 BLWR 1/2 RACK PNL | EA |  | 1 Year (Lifetime) | 301 | 3.5% | 290.465
84731 | Middle Atlantic | HR-UMS1-11.5 | 1SP,11.5"DP,8.75"W U-SH | EA |  | 1 Year (Lifetime) | 81 | 3.5% | 78.165
84732 | Middle Atlantic | HR-UMS1-3.5 | 1/2RK,1SP SHELF,3.5"D | EA |  | 1 Year (Lifetime) | 58 | 3.5% | 55.97
84733 | Middle Atlantic | HR-UMS1-5.5 | 1SP,5.5"DP,8.75"W U-SH | EA |  | 1 Year (Lifetime) | 66 | 3.5% | 63.69
84734 | Middle Atlantic | HS | 100PC 10-32 SQUARE DRIVE | EA |  | 1 Year (Lifetime) | 41 | 3.5% | 39.565
84735 | Middle Atlantic | HSK | 100PC 10-32 SQDRIVE W/PIN | EA |  | 1 Year (Lifetime) | 51 | 3.5% | 49.215
84736 | Middle Atlantic | HTX | 50PC 10-32 STAR POST SCRE | EA |  | 1 Year (Lifetime) | 25 | 3.5% | 24.125
84737 | Middle Atlantic | HUBTS-CASTER | HUBTS,CASTER KIT | EA |  | 1 Year (7 Years) | 112.24 | 3.5% | 108.3116
84738 | Middle Atlantic | HUBTS-CM-TB | HUBTS,CAMERA MT,TOP,BOT | EA |  | 1 Year (Lifetime) | 112.36 | 3.5% | 108.4274
84739 | Middle Atlantic | HUBTS-RCP-WHITE | HUBTS,REARCOVER,PLX,WHITE | EA |  | 1 Year (Lifetime) | 339 | 3.5% | 327.135
84740 | Middle Atlantic | HUBTS-TOWER5-BKT | HUBTS,TOWER,5FT,BLACKTLAM | EA |  | 1 Year (Lifetime) | 1165.5 | 3.5% | 1124.7075
84741 | Middle Atlantic | HUBTS-TOWER5-WHT | HUBTS,TOWER,5FT,WHITETLAM | EA |  | 1 Year (Lifetime) | 1165.5 | 3.5% | 1124.7075
84742 | Middle Atlantic | HW100 | 100PC 10-32 SCREW W/CAPT. | EA |  | 1 Year (Lifetime) | 42 | 3.5% | 40.53
84743 | Middle Atlantic | HW4 | 4PK 10-32 SCREW W/WASH | EA |  | 1 Year (Lifetime) | 2 | 3.5% | 1.93
84744 | Middle Atlantic | HW500 | 500PC 10-32 SCREW W/CAPT. | EA |  | 1 Year (Lifetime) | 196 | 3.5% | 189.14
84745 | Middle Atlantic | IBGR-276FT | INT'L BGR 276CFM FAN TOP | EA |  | 1 Year (3 Years) | 504 | 3.5% | 486.36
84746 | Middle Atlantic | IBGR-276FT-FC | INT'L 276CFM FAN TOP W/FC | EA |  | 1 Year (3 Years) | 549 | 3.5% | 529.785
84747 | Middle Atlantic | IBGR-552FT | INT'L BGR 552CFM FAN TOP | EA |  | 1 Year (3 Years) | 671 | 3.5% | 647.515
84748 | Middle Atlantic | IBGR-552FT-FC | INT'L 552CFM FAN TOP W/FC | EA |  | 1 Year (3 Years) | 720 | 3.5% | 694.8
84749 | Middle Atlantic | IBRRF45AL | INKJET,RR,ALUM,RRF,45SP | EA |  | 1 Year (Lifetime) | 51 | 3.5% | 49.215
84750 | Middle Atlantic | IC5-FF27-1 | INTL C5 FRAME,27D,1 BAY | EA |  | 1 Year (Lifetime) | 1681 | 3.5% | 1622.165
84751 | Middle Atlantic | IC5-FF27-2 | INTL C5 FRAME,27D,2 BAY | EA |  | 1 Year (Lifetime) | 2109 | 3.5% | 2035.185
84752 | Middle Atlantic | IC5-FF27-3 | INTL C5 FRAME,27D,3 BAY | EA |  | 1 Year (Lifetime) | 2653 | 3.5% | 2560.145
84753 | Middle Atlantic | IC5-FF31-1 | INTL C5 FRAME,31D,1 BAY | EA |  | 1 Year (Lifetime) | 1815 | 3.5% | 1751.475
84754 | Middle Atlantic | IC5-FF31-2 | INTL C5 FRAME,31D,2 BAY | EA |  | 1 Year (Lifetime) | 2271 | 3.5% | 2191.515
84755 | Middle Atlantic | IC5-FF31-3 | INTL C5 FRAME,31D,3 BAY | EA |  | 1 Year (Lifetime) | 2833 | 3.5% | 2733.845
84756 | Middle Atlantic | ICAB-COOL | INTERN CABINET COOL SYS | EA |  | 1 Year (3 Years) | 151 | 3.5% | 145.715
84757 | Middle Atlantic | ICAB-COOL-2 | INTL CAB COOL SYSTEM,DUAL | EA |  | 1 Year (3 Years) | 263 | 3.5% | 253.795
84758 | Middle Atlantic | ICAB-COOL50 | INTL CABINET COOL 50CFM | EA |  | 1 Year (3 Years) | 307 | 3.5% | 296.255
84759 | Middle Atlantic | ICLS-COOL-1 | INT CLOSET COOL | EA |  | 1 Year (3 Years) | 342 | 3.5% | 330.03
84760 | Middle Atlantic | ICLS-COOL-2 | INT CLOSET COOL | EA |  | 1 Year (3 Years) | 451 | 3.5% | 435.215
84761 | Middle Atlantic | ICOMP-COOL | INTERNATIONAL COMP COOL | EA |  | 1 Year (3 Years) | 79 | 3.5% | 76.235
84762 | Middle Atlantic | ICOMP-COOL-3 | INTERNAT COMP COOL 3 FAN | EA |  | 1 Year (3 Years) | 249 | 3.5% | 240.285
84763 | Middle Atlantic | ICOMP-COOL50 | INTL COMP COOL 50CFM | EA |  | 1 Year (3 Years) | 306 | 3.5% | 295.29
84764 | Middle Atlantic | ICOMP-COOL50P | INTL COMPCOOL50 PLATFORM | EA |  | 1 Year (3 Years) | 415 | 3.5% | 400.475
84765 | Middle Atlantic | ICOMP-COOL-E | INT COMP-COOL EXPANSION | EA |  | 1 Year (3 Years) | 73 | 3.5% | 70.445
84766 | Middle Atlantic | IDCFANKIT-4 | INTL BRK FAN KIT 4 FANS | EA |  | 1 Year (3 Years) | 189 | 3.5% | 182.385
84767 | Middle Atlantic | IDF-ARB-24 | RAIL BRKT EXTEN FOR IDF | EA |  | 1 Year (Lifetime) | 69 | 3.5% | 66.585
84768 | Middle Atlantic | IDF-TM-1224BK | 12SP TRUSS MNTD,24"D ENCL | EA |  | 1 Year (Lifetime) | 1237 | 3.5% | 1193.705
84769 | Middle Atlantic | IDF-TM-1224-WT | 12SP TRUSS MNTD,24"D ENCL | EA |  | 1 Year (Lifetime) | 1367 | 3.5% | 1319.155
84770 | Middle Atlantic | IDF-TM-1624BK | 16SP TRUSS MNTD,24"D ENCL | EA |  | 1 Year (Lifetime) | 1317 | 3.5% | 1270.905
84771 | Middle Atlantic | IDF-TM-1624-WT | 16SP TRUSS MNTD,24"D ENCL | EA |  | 1 Year (Lifetime) | 1162 | 3.5% | 1121.33
84772 | Middle Atlantic | IEC-120X1 | 1-PACK 120",TWIST IEC | EA |  | 1 Year (Lifetime) | 48 | 3.5% | 46.32
84773 | Middle Atlantic | IEC-12X100 | 100-PK 12",TWIST IEC | EA |  | 1 Year (Lifetime) | 1140 | 3.5% | 1100.1
84774 | Middle Atlantic | IEC-12X20 | 20-PK 12",TWIST IEC | EA |  | 1 Year (Lifetime) | 321 | 3.5% | 309.765
84775 | Middle Atlantic | IEC-12X20-90L | 20PK 12"TWIST LEFT NEMA | EA |  | 1 Year (Lifetime) | 571 | 3.5% | 551.015
84776 | Middle Atlantic | IEC-12X20-90R | 20PK 12"TWIST RIGHT NEMA | EA |  | 1 Year (Lifetime) | 571 | 3.5% | 551.015
84777 | Middle Atlantic | IEC-12X20-RED | 20-PK 12",TWIST IEC,RED | EA |  | 1 Year (Lifetime) | 380 | 3.5% | 366.7
84778 | Middle Atlantic | IEC-12X20SC | 20PK 12"TW SAT/CBL CORD | EA |  | 1 Year (Lifetime) | 314 | 3.5% | 303.01
84779 | Middle Atlantic | IEC-12X4 | 4-PACK 12",TWIST IEC | EA |  | 1 Year (Lifetime) | 68 | 3.5% | 65.62
84780 | Middle Atlantic | IEC-144X1 | 1-PACK 144",TWIST IEC | EA |  | 1 Year (Lifetime) | 60 | 3.5% | 57.9
84781 | Middle Atlantic | IEC-180X1 | 1-PACK 180",TWIST IEC | EA |  | 1 Year (Lifetime) | 71 | 3.5% | 68.515
84782 | Middle Atlantic | IEC-18X100 | 100-PK 18",TWIST IEC | EA |  | 1 Year (Lifetime) | 1235 | 3.5% | 1191.775
84783 | Middle Atlantic | IEC-18X20 | 20-PK 18",TWIST IEC | EA |  | 1 Year (Lifetime) | 350 | 3.5% | 337.75
84784 | Middle Atlantic | IEC-18X20-90L | 20PK 18"TWIST LEFT NEMA | EA |  | 1 Year (Lifetime) | 593 | 3.5% | 572.245
84785 | Middle Atlantic | IEC-18X20-90R | 20PK 18"TWIST RIGHT NEMA | EA |  | 1 Year (Lifetime) | 593 | 3.5% | 572.245
84786 | Middle Atlantic | IEC-18X20-RED | 20-PK 18",TWIST IEC,RED | EA |  | 1 Year (Lifetime) | 395 | 3.5% | 381.175
84787 | Middle Atlantic | IEC-18X20SC | 20PK 18"TW SAT/CBL CORD | EA |  | 1 Year (Lifetime) | 331 | 3.5% | 319.415
84788 | Middle Atlantic | IEC-18X4 | 4-PACK 18",TWIST IEC | EA |  | 1 Year (Lifetime) | 73 | 3.5% | 70.445
84789 | Middle Atlantic | IEC-240X1 | 1-PACK 240",TWIST IEC | EA |  | 1 Year (Lifetime) | 94 | 3.5% | 90.71
84790 | Middle Atlantic | IEC-24X100 | 100-PK 24",TWIST IEC | EA |  | 1 Year (Lifetime) | 1403 | 3.5% | 1353.895
84791 | Middle Atlantic | IEC-24X20 | 20-PK 24",TWIST IEC | EA |  | 1 Year (Lifetime) | 380 | 3.5% | 366.7
84792 | Middle Atlantic | IEC-24X20-90L | 20PK 24"TWIST LEFT NEMA | EA |  | 1 Year (Lifetime) | 630 | 3.5% | 607.95
84793 | Middle Atlantic | IEC-24X20-90R | 20PK 24"TWIST RIGHT NEMA | EA |  | 1 Year (Lifetime) | 630 | 3.5% | 607.95
84794 | Middle Atlantic | IEC-24X20-RED | 20-PK 24",TWIST IEC,RED | EA |  | 1 Year (Lifetime) | 421 | 3.5% | 406.265
84795 | Middle Atlantic | IEC-24X20SC | 20PK 24"TW SAT/CBL CORD | EA |  | 1 Year (Lifetime) | 347 | 3.5% | 334.855
84796 | Middle Atlantic | IEC-24X4 | 4-PACK 24",TWIST IEC | EA |  | 1 Year (Lifetime) | 81 | 3.5% | 78.165
84797 | Middle Atlantic | IEC-300X1 | 1-PACK 300",TWIST IEC | EA |  | 1 Year (Lifetime) | 105 | 3.5% | 101.325
84798 | Middle Atlantic | IEC-36X100 | 100-PK 36",TWIST IEC | EA |  | 1 Year (Lifetime) | 1509 | 3.5% | 1456.185
84799 | Middle Atlantic | IEC-36X20 | 20-PK 36",TWIST IEC | EA |  | 1 Year (Lifetime) | 439 | 3.5% | 423.635
84800 | Middle Atlantic | IEC-36X20-90L | 20PK 36"TWIST LEFT NEMA | EA |  | 1 Year (Lifetime) | 678 | 3.5% | 654.27
84801 | Middle Atlantic | IEC-36X20-90R | 20PK 36"TWIST RIGHT NEMA | EA |  | 1 Year (Lifetime) | 678 | 3.5% | 654.27
84802 | Middle Atlantic | IEC-36X20-RED | 20-PK 36",TWIST IEC,RED | EA |  | 1 Year (Lifetime) | 453 | 3.5% | 437.145
84803 | Middle Atlantic | IEC-36X20SC | 20PK 36"TW SAT/CBL CORD | EA |  | 1 Year (Lifetime) | 364 | 3.5% | 351.26
84804 | Middle Atlantic | IEC-36X4 | 4-PACK 36",TWIST IEC | EA |  | 1 Year (Lifetime) | 92 | 3.5% | 88.78
84805 | Middle Atlantic | IEC-48X100 | 100-PK 48",TWIST IEC | EA |  | 1 Year (Lifetime) | 1607 | 3.5% | 1550.755
84806 | Middle Atlantic | IEC-48X20 | 20-PK 48",TWIST IEC | EA |  | 1 Year (Lifetime) | 655 | 3.5% | 632.075
84807 | Middle Atlantic | IEC-48X20-90L | 20PK 48"TWIST LEFT NEMA | EA |  | 1 Year (Lifetime) | 982 | 3.5% | 947.63
84808 | Middle Atlantic | IEC-48X20-90R | 20PK 48"TWIST RIGHT NEMA | EA |  | 1 Year (Lifetime) | 982 | 3.5% | 947.63
84809 | Middle Atlantic | IEC-48X20-RED | 20-PK 48",TWIST IEC,RED | EA |  | 1 Year (Lifetime) | 655 | 3.5% | 632.075
84810 | Middle Atlantic | IEC-48X20SC | 20PK 48"TW SAT/CBL CORD | EA |  | 1 Year (Lifetime) | 552 | 3.5% | 532.68
84811 | Middle Atlantic | IEC-6X100 | 100-PK 6",TWIST IEC | EA |  | 1 Year (Lifetime) | 964 | 3.5% | 930.26
84812 | Middle Atlantic | IEC-6X20 | 20-PK 6",TWIST IEC | EA |  | 1 Year (Lifetime) | 293 | 3.5% | 282.745
84813 | Middle Atlantic | IEC-6X20-90L | 20PK 6"TWIST LEFT NEMA | EA |  | 1 Year (Lifetime) | 481 | 3.5% | 464.165
84814 | Middle Atlantic | IEC-6X20-90R | 20PK 6"TWIST RIGHT NEMA | EA |  | 1 Year (Lifetime) | 481 | 3.5% | 464.165
84815 | Middle Atlantic | IEC-6X20-RED | 20-PK 6",TWIST IEC,RED | EA |  | 1 Year (Lifetime) | 321 | 3.5% | 309.765
84816 | Middle Atlantic | IEC-6X20SC | 20PK 6"TW CAT/CBL CORD | EA |  | 1 Year (Lifetime) | 260 | 3.5% | 250.9
84817 | Middle Atlantic | IEC-6X4 | 4-PACK 6",TWIST IEC | EA |  | 1 Year (Lifetime) | 63 | 3.5% | 60.795
84818 | Middle Atlantic | IEC-72X1 | 1-PACK 72",TWIST IEC | EA |  | 1 Year (Lifetime) | 30 | 3.5% | 28.95
84819 | Middle Atlantic | IEC-96X1 | 1-PACK 96",TWIST IEC | EA |  | 1 Year (Lifetime) | 39 | 3.5% | 37.635
84820 | Middle Atlantic | IFAN2-DC | INTL (2) 4" DC FANS | EA |  | 1 Year (3 Years) | 99 | 3.5% | 95.535
84821 | Middle Atlantic | IFANPNL-2DC | INTL FAN PNL,(2)DC FANS | EA |  | 1 Year (3 Years) | 129 | 3.5% | 124.485
84822 | Middle Atlantic | IFANTOP-138DC | INTL FAN TOP,138CFM,DC | EA |  | 1 Year (3 Years) | 139 | 3.5% | 134.135
84823 | Middle Atlantic | IFTA-3 | 220V FANTRAY,ADJ,3 FAN | EA |  | 1 Year (3 Years) | 488 | 3.5% | 470.92
84824 | Middle Atlantic | IFTA-6 | 220V FANTRAY,ADJ,6 FAN | EA |  | 1 Year (3 Years) | 616 | 3.5% | 594.44
84825 | Middle Atlantic | IKO-AWFP2 | INTL FAN KIT,5.25"LKO | EA |  | 1 Year (3 Years) | 203 | 3.5% | 195.895
84826 | Middle Atlantic | IL5-FLATFR-23LDW | IL5 FLAT FRAME,LD,LW23W | EA |  | 1 Year (3 Years) | 1718 | 3.5% | 1657.87
84827 | Middle Atlantic | IL5-FLATFR-33LDW | IL5 FLAT FRAME,LD,LW33W | EA |  | 1 Year (3 Years) | 1748 | 3.5% | 1686.82
84828 | Middle Atlantic | IL5-FLATFR-43LDW | IL5 FLAT FRAME,LD,LW43W | EA |  | 1 Year (3 Years) | 1934 | 3.5% | 1866.31
84829 | Middle Atlantic | IL5-FLATFR-WS23 | INTL L5 LECT FLT FR WS23 | EA |  | 1 Year (3 Years) | 1980 | 3.5% | 1910.7
84830 | Middle Atlantic | IL5-FLATFR-WS33 | INTL L5 LECT FLT FR WS33 | EA |  | 1 Year (3 Years) | 2097 | 3.5% | 2023.605
84831 | Middle Atlantic | IL5-TURFR-23LDW | IL5 TURRET FRAME,LD,LW23W | EA |  | 1 Year (3 Years) | 2125 | 3.5% | 2050.625
84832 | Middle Atlantic | IL5-TURFR-33LDW | IL5 TURRET FRAME,LD,LW33W | EA |  | 1 Year (3 Years) | 2301 | 3.5% | 2220.465
84833 | Middle Atlantic | IL5-TURFR-43LDW | IL5 TURRET FRAME,LD,LW43W | EA |  | 1 Year (3 Years) | 2569 | 3.5% | 2479.085
84834 | Middle Atlantic | IL5-TURFR-WS23 | INTL L5 LECT TUR FR WS23 | EA |  | 1 Year (3 Years) | 2362 | 3.5% | 2279.33
84835 | Middle Atlantic | IL5-TURFR-WS33 | INTL L5 LECT TUR FR WS33 | EA |  | 1 Year (3 Years) | 2508 | 3.5% | 2420.22
84836 | Middle Atlantic | IMFR-FANKIT-2 | INTL MFR DC 2FAN KIT W PS | EA |  | 1 Year (3 Years) | 130 | 3.5% | 125.45
84837 | Middle Atlantic | IQBP-2 | INTL QT 2 BLWR PNL 1SP BL | EA |  | 1 Year (3 Years) | 500 | 3.5% | 482.5
84838 | Middle Atlantic | IQBP-2A | INTL QT 2 BLWR PNL 1SP AN | EA |  | 1 Year (3 Years) | 547 | 3.5% | 527.855
84839 | Middle Atlantic | IRCS-1824 | 18U/610MMD,CONFIGURED RK | EA |  | 1 Year (Lifetime) | 784 | 3.5% | 756.56
84840 | Middle Atlantic | IRCS-2724 | 27U/610MMD,CONFIGURED RK | EA |  | 1 Year (Lifetime) | 1008 | 3.5% | 972.72
84841 | Middle Atlantic | IRCS-3524 | 35U/610MMD,CONFIGURED RK | EA |  | 1 Year (Lifetime) | 1455 | 3.5% | 1404.075
84842 | Middle Atlantic | IRCS-4224 | 42U/610MMD,CONFIGURED RK | EA |  | 1 Year (Lifetime) | 1681 | 3.5% | 1622.165
84843 | Middle Atlantic | IRFR-CABCOOL50 | INTL RFR CABCOOOL 50 PNL | EA |  | 1 Year (3 Years) | 367 | 3.5% | 354.155
84844 | Middle Atlantic | ISO-1 | POLY-CARB RACK ISOLATION | EA |  | 1 Year (Lifetime) | 46 | 3.5% | 44.39
84845 | Middle Atlantic | ISOCTR-5R-208-2 | 5KV RKMT 2STGSRG 2HW 208V | EA |  | 1 Year (Lifetime) | 5917 | 3.5% | 5709.905
84846 | Middle Atlantic | ISOCTR-5R-208-NS | 5KVA RKMT LOAD CTR 208V | EA |  | 1 Year (Lifetime) | 4675 | 3.5% | 4511.375
84847 | Middle Atlantic | ISOCTR-5R-240-2 | 5KV RKMT 2STGSRG 2HW 240V | EA |  | 1 Year (Lifetime) | 5917 | 3.5% | 5709.905
84848 | Middle Atlantic | ISOCTR-5R-240-NS | 5KVA RMKT LOAD CTR 240V | EA |  | 1 Year (Lifetime) | 4675 | 3.5% | 4511.375
84849 | Middle Atlantic | ISO-KOP | RACK ISOLATION PANEL | EA |  | 1 Year (Lifetime) | 51 | 3.5% | 49.215
84850 | Middle Atlantic | ISRK-12BK | 12SP,SLOPED RACK,BLACK | EA |  | 1 Year (Lifetime) | 981 | 3.5% | 946.665
84851 | Middle Atlantic | ISRK-12GY | 12SP,SLOPED RK,INTEG DOOR | EA |  | 1 Year (Lifetime) | 1142 | 3.5% | 1102.03
84852 | Middle Atlantic | IUQFP-2 | INT ULTRA QFP 2 FAN LED | EA |  | 1 Year (3 Years) | 450 | 3.5% | 434.25
84853 | Middle Atlantic | IUQFP-2D | INT 2FAN UTIL QFP BLK | EA |  | 1 Year (3 Years) | 774 | 3.5% | 746.91
84854 | Middle Atlantic | IUQFP-4 | INT ULTRA QFP 4 FAN LED | EA |  | 1 Year (3 Years) | 508 | 3.5% | 490.22
84855 | Middle Atlantic | IUQFP-4D | INT ULTRA QFP 4 FAN DSPLY | EA |  | 1 Year (3 Years) | 829 | 3.5% | 799.985
84856 | Middle Atlantic | IUQFP-4DRA | INT 4FAN ULT QFP ANOD | EA |  | 1 Year (3 Years) | 844 | 3.5% | 814.46
84857 | Middle Atlantic | IUQFP-4RA | INT'L UQFP-4RA | EA |  | 1 Year (3 Years) | 522 | 3.5% | 503.73
84858 | Middle Atlantic | J-12X6 | 12 JUMPERS - 6 PACK | EA |  | 1 Year (Lifetime) | 131 | 3.5% | 126.415
84859 | Middle Atlantic | J-24X6 | 24 JUMPERS - 6 PACK | EA |  | 1 Year (Lifetime) | 147 | 3.5% | 141.855
84860 | Middle Atlantic | J-72X6 | 72 JUMPERS - 6 PACK | EA |  | 1 Year (Lifetime) | 168 | 3.5% | 162.12
84861 | Middle Atlantic | JDC-12X18 | JUMPER,12VOLT,DC,18",PAIR | EA |  | 1 Year (Lifetime) | 15 | 3.5% | 14.475
84862 | Middle Atlantic | JMS-12X6 | MPR MASTER/SLAVE JUMPER | EA |  | 1 Year (Lifetime) | 146 | 3.5% | 140.89
84863 | Middle Atlantic | KB-SS | RACKMOUNT KEYBOARD TRAY | EA |  | 1 Year (Lifetime) | 312 | 3.5% | 301.08
84864 | Middle Atlantic | KDB | KD SHELF BOTTOM 15-1/2 DE | EA |  | 1 Year (Lifetime) | 51 | 3.5% | 49.215
84865 | Middle Atlantic | KDB-14 | KD SHELF BOTTOM 14 DEEP | EA |  | 1 Year (Lifetime) | 46 | 3.5% | 44.39
84866 | Middle Atlantic | KDB-17.5 | KD SHELF BOTTOM 17-1/2DEE | EA |  | 1 Year (Lifetime) | 59 | 3.5% | 56.935
84867 | Middle Atlantic | KDB-20.5 | KD SHELF BOTTOM 20-1/2DEE | EA |  | 1 Year (Lifetime) | 64 | 3.5% | 61.76
84868 | Middle Atlantic | KDE2 | PAIR 2SP EARS 15-1/2DEEP | EA |  | 1 Year (Lifetime) | 57 | 3.5% | 55.005
84869 | Middle Atlantic | KDE2S | PAIR 2SP SHORT EARS 11-1/ | EA |  | 1 Year (Lifetime) | 55 | 3.5% | 53.075
84870 | Middle Atlantic | KDE3 | PAIR 3SP EARS 15-1/2DEEP | EA |  | 1 Year (Lifetime) | 60 | 3.5% | 57.9
84871 | Middle Atlantic | KDE3S | PAIR 3SP SHORT EARS 11-1/ | EA |  | 1 Year (Lifetime) | 57 | 3.5% | 55.005
84872 | Middle Atlantic | KDE4 | PAIR 4SP EARS 15-1/2DEEP | EA |  | 1 Year (Lifetime) | 62 | 3.5% | 59.83
84873 | Middle Atlantic | KDE4S | PAIR 4SP SHORT EARS 11-1/ | EA |  | 1 Year (Lifetime) | 59 | 3.5% | 56.935
84874 | Middle Atlantic | KDE5 | PAIR 5SP EARS 15.5"DP | EA |  | 1 Year (Lifetime) | 65 | 3.5% | 62.725
84875 | Middle Atlantic | KDE6 | PAIR 6SP EARS 15.5"DP | EA |  | 1 Year (Lifetime) | 67 | 3.5% | 64.655
84876 | Middle Atlantic | K-DEC | REMOTE KEYSWITCH DECOR MT | EA |  | 1 Year (3 Years) | 118 | 3.5% | 113.87
84877 | Middle Atlantic | KEY-1 | KEYSTONE (1) PORT UCP PNL | EA |  | 1 Year (Lifetime) | 18 | 3.5% | 17.37
84878 | Middle Atlantic | KEY-1333 | FRONT/REAR DOOR KEY | EA |  | 1 Year (Lifetime) | 5 | 3.5% | 4.825
84879 | Middle Atlantic | KEY-2 | KEYSTONE (2) PORT UCP PNL | EA |  | 1 Year (Lifetime) | 18 | 3.5% | 17.37
84880 | Middle Atlantic | KEY-4 | KEYSTONE (4) PORT UCP PNL | EA |  | 1 Year (Lifetime) | 18 | 3.5% | 17.37
84881 | Middle Atlantic | KEY-6 | KEYSTONE (6) PORT UCP PNL | EA |  | 1 Year (Lifetime) | 18 | 3.5% | 17.37
84882 | Middle Atlantic | KO-AWFP2 | ASSM FAN KIT FOR 5.25"LKO | EA |  | 1 Year (3 Years) | 203 | 3.5% | 195.895
84883 | Middle Atlantic | KO-CRD-FAN | 4"FAN W/GUARD FOR CRD DR | EA |  | 1 Year (3 Years) | 210 | 3.5% | 202.65
84884 | Middle Atlantic | KO-CRD-VT | 4 GUARDS W/HDW FOR CRD DR | EA |  | 1 Year (3 Years) | 36 | 3.5% | 34.74
84885 | Middle Atlantic | KO-FILTER3 | FILTER KIT FOR 5.25" LKO | EA |  | 1 Year (3 Years) | 74 | 3.5% | 71.41
84886 | Middle Atlantic | KO-VT3 | VENT KIT FOR 5.25" LKO | EA |  | 1 Year (3 Years) | 49 | 3.5% | 47.285
84887 | Middle Atlantic | KO-WSB3 | 3SP BLANK PANEL FOR LKO | EA |  | 1 Year (Lifetime) | 49 | 3.5% | 47.285
84888 | Middle Atlantic | KYLK | KEYLOCK OPTION FOR UD SER | EA |  | 1 Year (3 Years) | 30 | 3.5% | 28.95
84889 | Middle Atlantic | L2-FLIPSHELF-GC | L2 FLIPSHELF,21WIDE,GC | EA |  | 1 Year (Lifetime) | 225 | 3.5% | 217.125
84890 | Middle Atlantic | L2-FLIPSHELF-GE | L2 FLIPSHELF,21WIDE,GE | EA |  | 1 Year (Lifetime) | 212 | 3.5% | 204.58
84891 | Middle Atlantic | L2-FLIPSHELF-KM | L2 FLIPSHELF,21WIDE,KM | EA |  | 1 Year (Lifetime) | 212 | 3.5% | 204.58
84892 | Middle Atlantic | L2LDC2CCMGC | L2 LECTERN,28W25D,C,GC | EA |  | 1 Year (3 Years) | 2038 | 3.5% | 1966.67
84893 | Middle Atlantic | L2LDC2CCMGE | L2 LECTERN,28W25D,C,GE | EA |  | 1 Year (3 Years) | 2038 | 3.5% | 1966.67
84894 | Middle Atlantic | L2LDC2CCMKM | L2 LECTERN,28W25D,C,KM | EA |  | 1 Year (3 Years) | 2038 | 3.5% | 1966.67
84895 | Middle Atlantic | L2LDC2FCMGC | L2 LECTERN,28W25D,CF,GC | EA |  | 1 Year (3 Years) | 2242 | 3.5% | 2163.53
84896 | Middle Atlantic | L2LDC2FCMGE | L2 LECTERN,28W25D,CF,GE | EA |  | 1 Year (3 Years) | 2242 | 3.5% | 2163.53
84897 | Middle Atlantic | L2LDC2FCMKM | L2 LECTERN,28W25D,CF,KM | EA |  | 1 Year (3 Years) | 2242 | 3.5% | 2163.53
84898 | Middle Atlantic | L5-CLOCKTIMER4 | L5 CLOCK TIMER 4 INCH | EA |  | 1 Year (3 Years) | 579 | 3.5% | 558.735
84899 | Middle Atlantic | L5-DCD23 | L5 DOC CAM DRAWER,23IN | EA |  | 1 Year (3 Years) | 218 | 3.5% | 210.37
84900 | Middle Atlantic | L5-FLATFR-23LDW | L5 FLAT FRAME,LD,LW23W | EA |  | 1 Year (Lifetime) | 1965 | 3.5% | 1896.225
84901 | Middle Atlantic | L5-FLATFR-33LDW | L5 FLAT FRAME,LD,LW33W | EA |  | 1 Year (Lifetime) | 2401 | 3.5% | 2316.965
84902 | Middle Atlantic | L5-FLATFR-43LDW | L5 FLAT FRAME,LD,LW43W | EA |  | 1 Year (Lifetime) | 2646 | 3.5% | 2553.39
84903 | Middle Atlantic | L5-FLATFR-WS23 | L5 LCTRN FLT FRAME WS 23W | EA |  | 1 Year (Lifetime) | 2060 | 3.5% | 1987.9
84904 | Middle Atlantic | L5-FLATFR-WS33 | L5 LCTRN FLT FRAME WS 33W | EA |  | 1 Year (Lifetime) | 2559 | 3.5% | 2469.435
84905 | Middle Atlantic | L5-FLATFR-WS43 | L5 LCTRN FLT FRAME WS 43W | EA |  | 1 Year (Lifetime) | 2808 | 3.5% | 2709.72
84906 | Middle Atlantic | L5-FMHWS-23CB | L5 FLT MW,HW WS23,CLSC BR | EA |  | 1 Year (Lifetime) | 481 | 3.5% | 464.165
84907 | Middle Atlantic | L5-FMHWS-23SN | L5 FLT MW,HW,WS23,SAT NIC | EA |  | 1 Year (Lifetime) | 481 | 3.5% | 464.165
84908 | Middle Atlantic | L5-FMHWS-33CB | L5 FLT MW,HW,WS33,CLSC BR | EA |  | 1 Year (Lifetime) | 566 | 3.5% | 546.19
84909 | Middle Atlantic | L5-FMHWS-33SN | L5 FLT MW,HW,WS33,SAT NIC | EA |  | 1 Year (Lifetime) | 583 | 3.5% | 562.595
84910 | Middle Atlantic | L5-FMHWS-43CB | L5 FLT MW,HW,WS43,CLSC BR | EA |  | 1 Year (Lifetime) | 596 | 3.5% | 575.14
84911 | Middle Atlantic | L5-FMHWS-43SN | L5 FLT MW,HW,WS43,SAT NIC | EA |  | 1 Year (Lifetime) | 596 | 3.5% | 575.14
84912 | Middle Atlantic | L5-FS-HA0 | L5 LECT FLPSHLF,H,5TH AV | EA |  | 1 Year (10 Years) | 496 | 3.5% | 478.64
84913 | Middle Atlantic | L5-FS-HA1 | L5 LECT FLPSHLF,H,AG ASH | EA |  | 1 Year (10 Years) | 496 | 3.5% | 478.64
84914 | Middle Atlantic | L5-FS-HA2 | L5 LECT FLPSHLF,H,ADPT M | EA |  | 1 Year (10 Years) | 496 | 3.5% | 478.64
84915 | Middle Atlantic | L5-FS-HA3 | L5 LECT FLPSHLF,H,ASIA N | EA |  | 1 Year (10 Years) | 496 | 3.5% | 478.64
84916 | Middle Atlantic | L5-FS-HA4 | L5 LECT FLPSHLF,H,BEIGE | EA |  | 1 Year (10 Years) | 496 | 3.5% | 478.64
84917 | Middle Atlantic | L5-FS-HA5 | L5 LECT FLPSHLF,H,BLACK | EA |  | 1 Year (10 Years) | 496 | 3.5% | 478.64
84918 | Middle Atlantic | L5-FS-HA6 | L5 LECT FLPSHLF,H,BL LEN | EA |  | 1 Year (10 Years) | 511 | 3.5% | 493.115
84919 | Middle Atlantic | L5-FS-HA7 | L5 LECT FLPSHLF,H,BR WHT | EA |  | 1 Year (10 Years) | 496 | 3.5% | 478.64
84920 | Middle Atlantic | L5-FS-HA8 | L5 LECT FLPSHLF,H,CITADL | EA |  | 1 Year (10 Years) | 511 | 3.5% | 493.115
84921 | Middle Atlantic | L5-FS-HA9 | L5 LECT FLPSHLF,H,EARTHW | EA |  | 1 Year (10 Years) | 496 | 3.5% | 478.64
84922 | Middle Atlantic | L5-FS-HB0 | L5 LECT FLPSHLF,H,ESP PR | EA |  | 1 Year (10 Years) | 496 | 3.5% | 478.64
84923 | Middle Atlantic | L5-FS-HB1 | L5 LECT FLPSHLF,H,FL GAU | EA |  | 1 Year (10 Years) | 496 | 3.5% | 478.64
84924 | Middle Atlantic | L5-FS-HB2 | L5 LECT FLPSHLF,H,FNT PR | EA |  | 1 Year (10 Years) | 511 | 3.5% | 493.115
84925 | Middle Atlantic | L5-FS-HB3 | L5 LECT FLPSHLF,H,GLM CH | EA |  | 1 Year (10 Years) | 496 | 3.5% | 478.64
84926 | Middle Atlantic | L5-FS-HB4 | L5 LECT FLPSHLF,H,GREY | EA |  | 1 Year (10 Years) | 496 | 3.5% | 478.64
84927 | Middle Atlantic | L5-FS-HB5 | L5 LECT FLPSHLF,H,HILINE | EA |  | 1 Year (10 Years) | 496 | 3.5% | 478.64
84928 | Middle Atlantic | L5-FS-HB6 | L5 LECT FLPSHLF,H,LT BGE | EA |  | 1 Year (10 Years) | 496 | 3.5% | 478.64
84929 | Middle Atlantic | L5-FS-HB7 | L5 LECT FLPSHLF,H,LIM MP | EA |  | 1 Year (10 Years) | 496 | 3.5% | 478.64
84930 | Middle Atlantic | L5-FS-HB8 | L5 LECT FLPSHLF,H,MAMBO | EA |  | 1 Year (10 Years) | 511 | 3.5% | 493.115
84931 | Middle Atlantic | L5-FS-HB9 | L5 LECT FLPSHLF,H,MONT W | EA |  | 1 Year (10 Years) | 496 | 3.5% | 478.64
84932 | Middle Atlantic | L5-FS-HC0 | L5 LECT FLPSHLF,H,NEUT W | EA |  | 1 Year (10 Years) | 496 | 3.5% | 478.64
84933 | Middle Atlantic | L5-FS-HC1 | L5 LECT FLPSHLF,H,OIL LO | EA |  | 1 Year (10 Years) | 511 | 3.5% | 493.115
84934 | Middle Atlantic | L5-FS-HC2 | L5 LECT FLPSHLF,H,PCN WD | EA |  | 1 Year (10 Years) | 511 | 3.5% | 493.115
84935 | Middle Atlantic | L5-FS-HC3 | L5 LECT FLPSHLF,H,PRL GR | EA |  | 1 Year (10 Years) | 496 | 3.5% | 478.64
84936 | Middle Atlantic | L5-FS-HC4 | L5 LECT FLPSHLF,H,PRST W | EA |  | 1 Year (10 Years) | 496 | 3.5% | 478.64
84937 | Middle Atlantic | L5-FS-HC5 | L5 LECT FLPSHLF,H,SHADOW | EA |  | 1 Year (10 Years) | 496 | 3.5% | 478.64
84938 | Middle Atlantic | L5-FS-HC6 | L5 LECT FLPSHLF,H,SLV MT | EA |  | 1 Year (10 Years) | 511 | 3.5% | 493.115
84939 | Middle Atlantic | L5-FS-HC7 | L5 LECT FLPSHLF,H,SM QUR | EA |  | 1 Year (10 Years) | 496 | 3.5% | 478.64
84940 | Middle Atlantic | L5-FS-HC8 | L5 LECT FLPSHLF,H,STUDIO | EA |  | 1 Year (10 Years) | 496 | 3.5% | 478.64
84941 | Middle Atlantic | L5-FS-HC9 | L5 LECT FLPSHLF,H,VRS AN | EA |  | 1 Year (10 Years) | 511 | 3.5% | 493.115
84942 | Middle Atlantic | L5-FS-HD0 | L5 LECT FLPSHLF,H,WAL HT | EA |  | 1 Year (10 Years) | 496 | 3.5% | 478.64
84943 | Middle Atlantic | L5-FS-HD1 | L5 LECT FLPSHLF,H,WEA AS | EA |  | 1 Year (10 Years) | 496 | 3.5% | 478.64
84944 | Middle Atlantic | L5-FS-HD2 | L5 LECT FLPSHLF,H,WH AS | EA |  | 1 Year (10 Years) | 496 | 3.5% | 478.64
84945 | Middle Atlantic | L5-FS-HZ1 | L5 LECT FLPSHLF,H,Z1 FOR | EA |  | 1 Year (10 Years) | 496 | 3.5% | 478.64
84946 | Middle Atlantic | L5-FS-TAS | L5 LECT FLPSHLF,T,AUBST | EA |  | 1 Year (7 Years) | 480 | 3.5% | 463.2
84947 | Middle Atlantic | L5-FS-TBA | L5 LECT FLPSHLF,T,BELAM | EA |  | 1 Year (7 Years) | 466 | 3.5% | 449.69
84948 | Middle Atlantic | L5-FS-TCN | L5 LECT FLPSHLF,T,CAF N | EA |  | 1 Year (7 Years) | 466 | 3.5% | 449.69
84949 | Middle Atlantic | L5-FS-TDS | L5 LECT FLPSHLF,T,DKSTON | EA |  | 1 Year (7 Years) | 480 | 3.5% | 463.2
84950 | Middle Atlantic | L5-FS-TFN | L5 LECT FLPSHLF,T,FENEL | EA |  | 1 Year (7 Years) | 480 | 3.5% | 463.2
84951 | Middle Atlantic | L5-FS-TFT | L5 LECT FLPSHLF,T,FROST | EA |  | 1 Year (7 Years) | 480 | 3.5% | 463.2
84952 | Middle Atlantic | L5-FS-TGA | L5 LECT FLPSHLF,T,GRASH | EA |  | 1 Year (7 Years) | 466 | 3.5% | 449.69
84953 | Middle Atlantic | L5-FS-TGS | L5 LECT FLPSHLF,T,GRSTON | EA |  | 1 Year (7 Years) | 466 | 3.5% | 449.69
84954 | Middle Atlantic | L5-FS-THN | L5 LECT FLPSHLF,T,HAZ M | EA |  | 1 Year (7 Years) | 480 | 3.5% | 463.2
84955 | Middle Atlantic | L5-FS-TIS | L5 LECT FLPSHLF,T,IBIS | EA |  | 1 Year (7 Years) | 466 | 3.5% | 449.69
84956 | Middle Atlantic | L5-FS-TNA | L5 LECT FLPSHLF,T,NAPA | EA |  | 1 Year (7 Years) | 466 | 3.5% | 449.69
84957 | Middle Atlantic | L5-FS-TNM | L5 LECT FLPSHLF,T,NAT M | EA |  | 1 Year (7 Years) | 480 | 3.5% | 463.2
84958 | Middle Atlantic | L5-FS-TNT | L5 LECT FLPSHLF,T,NIT T | EA |  | 1 Year (7 Years) | 480 | 3.5% | 463.2
84959 | Middle Atlantic | L5-FS-TPS | L5 LECT FLPSHLF,T,PEPRST | EA |  | 1 Year (7 Years) | 466 | 3.5% | 449.69
84960 | Middle Atlantic | L5-FS-TSA | L5 LECT FLPSHLF,T,SIENN | EA |  | 1 Year (7 Years) | 466 | 3.5% | 449.69
84961 | Middle Atlantic | L5-FS-TSE | L5 LECT FLPSHLF,T,SEQUO | EA |  | 1 Year (7 Years) | 480 | 3.5% | 463.2
84962 | Middle Atlantic | L5-FS-TSG | L5 LECT FLPSHLF,T,SHRK G | EA |  | 1 Year (7 Years) | 480 | 3.5% | 463.2
84963 | Middle Atlantic | L5-FS-TSL | L5 LECT FLPSHLF,T,SLATE | EA |  | 1 Year (7 Years) | 480 | 3.5% | 463.2
84964 | Middle Atlantic | L5-FS-TTW | L5 LECT FLPSHLF,T,TMBRWF | EA |  | 1 Year (7 Years) | 480 | 3.5% | 463.2
84965 | Middle Atlantic | L5-FS-V00 | L5 LECT FLPSHLF,VN,NOIR S | EA |  | 1 Year (10 Years) | 611 | 3.5% | 589.615
84966 | Middle Atlantic | L5-FS-V01 | L5 LECT FLPSHLF,VN,SC CHE | EA |  | 1 Year (10 Years) | 611 | 3.5% | 589.615
84967 | Middle Atlantic | L5-FS-V02 | L5 LECT FLPSHLF,VN,DEM WA | EA |  | 1 Year (10 Years) | 611 | 3.5% | 589.615
84968 | Middle Atlantic | L5-FS-V03 | L5 LECT FLPSHLF,VN,MNK CH | EA |  | 1 Year (10 Years) | 611 | 3.5% | 589.615
84969 | Middle Atlantic | L5-FS-V04 | L5 LECT FLPSHLF,VN,SNDYMP | EA |  | 1 Year (10 Years) | 611 | 3.5% | 589.615
84970 | Middle Atlantic | L5-FS-V05 | L5 LECT FLPSHLF,VN,CR SAP | EA |  | 1 Year (10 Years) | 611 | 3.5% | 589.615
84971 | Middle Atlantic | L5-FS-V06 | L5 LECT FLPSHLF,VN,LATE W | EA |  | 1 Year (10 Years) | 611 | 3.5% | 589.615
84972 | Middle Atlantic | L5-FS-V07 | L5 LECT FLPSHLF,VN,SEPIAW | EA |  | 1 Year (10 Years) | 611 | 3.5% | 589.615
84973 | Middle Atlantic | L5-FS-V08 | L5 LECT FLPSHLF,VN,ASHNWA | EA |  | 1 Year (10 Years) | 611 | 3.5% | 589.615
84974 | Middle Atlantic | L5-FS-V09 | L5 LECT FLPSHLF,VN,TITWAL | EA |  | 1 Year (10 Years) | 611 | 3.5% | 589.615
84975 | Middle Atlantic | L5KBB2SEHA0ZP001 | L5PK,33W,TUR,SOT,H,A0,ZP | EA |  | 1 Year (Lifetime) | 2648 | 3.5% | 2555.32
84976 | Middle Atlantic | L5KBB2SEHA0ZP002 | L5PK,33W,TUR,SOT,H,A0,DZP | EA |  | 1 Year (Lifetime) | 2769 | 3.5% | 2672.085
84977 | Middle Atlantic | L5KBB2SEHA3ZP001 | L5PK,33W,TUR,SOT,H,A3,ZP | EA |  | 1 Year (Lifetime) | 2852 | 3.5% | 2752.18
84978 | Middle Atlantic | L5KBB2SEHA3ZP002 | L5PK,33W,TUR,SOT,H,A3,DZP | EA |  | 1 Year (Lifetime) | 2769 | 3.5% | 2672.085
84979 | Middle Atlantic | L5KBB2SEHB3ZP001 | L5PK,33W,TUR,SOT,H,B3,ZP | EA |  | 1 Year (Lifetime) | 2769 | 3.5% | 2672.085
84980 | Middle Atlantic | L5KBB2SEHB3ZP002 | L5PK,33W,TUR,SOT,H,B3,DZP | EA |  | 1 Year (Lifetime) | 2769 | 3.5% | 2672.085
84981 | Middle Atlantic | L5KBB2SETASZP001 | L5PK,33W,TUR,SOT,T,AS,ZP | EA |  | 1 Year (Lifetime) | 2056 | 3.5% | 1984.04
84982 | Middle Atlantic | L5KBB2SETASZP002 | L5PK,33W,TUR,SOT,T,AS,DZP | EA |  | 1 Year (Lifetime) | 2056 | 3.5% | 1984.04
84983 | Middle Atlantic | L5KBB2SETNAZP001 | L5PK,33W,TUR,SOT,T,NA,ZP | EA |  | 1 Year (Lifetime) | 2056 | 3.5% | 1984.04
84984 | Middle Atlantic | L5KBB2SETNAZP002 | L5PK,33W,TUR,SOT,T,NA,DZP | EA |  | 1 Year (Lifetime) | 1996 | 3.5% | 1926.14
84985 | Middle Atlantic | L5KBB2SETNMZP001 | L5PK,33W,TUR,SOT,T,NM,ZP | EA |  | 1 Year (Lifetime) | 2056 | 3.5% | 1984.04
84986 | Middle Atlantic | L5KBB2SETNMZP002 | L5PK,33W,TUR,SOT,T,NM,DZP | EA |  | 1 Year (Lifetime) | 2056 | 3.5% | 1984.04
84987 | Middle Atlantic | L5KBB2SFHA0ZP001 | L5PK,33W,FLT,SOT,H,A0,ZP | EA |  | 1 Year (Lifetime) | 2826 | 3.5% | 2727.09
84988 | Middle Atlantic | L5KBB2SFHA0ZP002 | L5PK,33W,FLT,SOT,H,A0,DZP | EA |  | 1 Year (Lifetime) | 2744 | 3.5% | 2647.96
84989 | Middle Atlantic | L5KBB2SFHA3ZP001 | L5PK,33W,FLT,SOT,H,A3,ZP | EA |  | 1 Year (Lifetime) | 2826 | 3.5% | 2727.09
84990 | Middle Atlantic | L5KBB2SFHA3ZP002 | L5PK,33W,FLT,SOT,H,A3,DZP | EA |  | 1 Year (Lifetime) | 2744 | 3.5% | 2647.96
84991 | Middle Atlantic | L5KBB2SFHB3ZP001 | L5PK,33W,FLT,SOT,H,B3,ZP | EA |  | 1 Year (Lifetime) | 2826 | 3.5% | 2727.09
84992 | Middle Atlantic | L5KBB2SFHB3ZP002 | L5PK,33W,FLT,SOT,H,B3,DZP | EA |  | 1 Year (Lifetime) | 2826 | 3.5% | 2727.09
84993 | Middle Atlantic | L5KBB2SFTASZP001 | L5PK,33W,FLT,SOT,T,AS,ZP | EA |  | 1 Year (Lifetime) | 2056 | 3.5% | 1984.04
84994 | Middle Atlantic | L5KBB2SFTASZP002 | L5PK,33W,FLT,SOT,T,AS,DZP | EA |  | 1 Year (Lifetime) | 1996 | 3.5% | 1926.14
84995 | Middle Atlantic | L5KBB2SFTNAZP001 | L5PK,33W,FLT,SOT,T,NA,ZP | EA |  | 1 Year (Lifetime) | 2056 | 3.5% | 1984.04
84996 | Middle Atlantic | L5KBB2SFTNAZP002 | L5PK,33W,FLT,SOT,T,NA,DZP | EA |  | 1 Year (Lifetime) | 1996 | 3.5% | 1926.14
84997 | Middle Atlantic | L5KBB2SFTNMZP001 | L5PK,33W,FLT,SOT,T,NM,ZP | EA |  | 1 Year (Lifetime) | 1996 | 3.5% | 1926.14
84998 | Middle Atlantic | L5KBB2SFTNMZP002 | L5PK,33W,FLT,SOT,T,NM,DZP | EA |  | 1 Year (Lifetime) | 2056 | 3.5% | 1984.04
84999 | Middle Atlantic | L5KCB2SEHA0ZP002 | L5PK,43W,TUR,SOT,H,A0,DZP | EA |  | 1 Year (Lifetime) | 2856 | 3.5% | 2756.04
85000 | Middle Atlantic | L5KCB2SEHA3ZP001 | L5PK,43W,TUR,SOT,H,A3,ZP | EA |  | 1 Year (Lifetime) | 2942 | 3.5% | 2839.03
85001 | Middle Atlantic | L5KCB2SEHA3ZP002 | L5PK,43W,TUR,SOT,H,A3,DZP | EA |  | 1 Year (Lifetime) | 2856 | 3.5% | 2756.04
85002 | Middle Atlantic | L5KCB2SEHB3ZP001 | L5PK,43W,TUR,SOT,H,B3,ZP | EA |  | 1 Year (Lifetime) | 2856 | 3.5% | 2756.04
85003 | Middle Atlantic | L5KCB2SEHB3ZP002 | L5PK,43W,TUR,SOT,H,B3,DZP | EA |  | 1 Year (Lifetime) | 2856 | 3.5% | 2756.04
85004 | Middle Atlantic | L5KCB2SETASZP001 | L5PK,43W,TUR,SOT,T,AS,ZP | EA |  | 1 Year (Lifetime) | 2166 | 3.5% | 2090.19
85005 | Middle Atlantic | L5KCB2SETNAZP001 | L5PK,43W,TUR,SOT,T,NA,ZP | EA |  | 1 Year (Lifetime) | 2166 | 3.5% | 2090.19
85006 | Middle Atlantic | L5KCB2SETNAZP002 | L5PK,43W,TUR,SOT,T,NA,DZP | EA |  | 1 Year (Lifetime) | 2166 | 3.5% | 2090.19
85007 | Middle Atlantic | L5KCB2SETNMZP001 | L5PK,43W,TUR,SOT,T,NM,ZP | EA |  | 1 Year (Lifetime) | 2103 | 3.5% | 2029.395
85008 | Middle Atlantic | L5KCB2SETNMZP002 | L5PK,43W,TUR,SOT,T,NM,DZP | EA |  | 1 Year (Lifetime) | 2166 | 3.5% | 2090.19
85009 | Middle Atlantic | L5KCB2SFHA0ZP001 | L5PK,43W,FLT,SOT,H,A0,ZP | EA |  | 1 Year (Lifetime) | 2856 | 3.5% | 2756.04
85010 | Middle Atlantic | L5KCB2SFHA0ZP002 | L5PK,43W,FLT,SOT,H,A0,DZP | EA |  | 1 Year (Lifetime) | 2856 | 3.5% | 2756.04
85011 | Middle Atlantic | L5KCB2SFHA3ZP001 | L5PK,43W,FLT,SOT,H,A3,ZP | EA |  | 1 Year (Lifetime) | 2856 | 3.5% | 2756.04
85012 | Middle Atlantic | L5KCB2SFHA3ZP002 | L5PK,43W,FLT,SOT,H,A3,DZP | EA |  | 1 Year (Lifetime) | 2856 | 3.5% | 2756.04
85013 | Middle Atlantic | L5KCB2SFHB3ZP001 | L5PK,43W,FLT,SOT,H,B3,ZP | EA |  | 1 Year (Lifetime) | 2856 | 3.5% | 2756.04
85014 | Middle Atlantic | L5KCB2SFHB3ZP002 | L5PK,43W,FLT,SOT,H,B3,DZP | EA |  | 1 Year (Lifetime) | 2856 | 3.5% | 2756.04
85015 | Middle Atlantic | L5KCB2SFTASZP001 | L5PK,43W,FLT,SOT,T,AS,ZP | EA |  | 1 Year (Lifetime) | 2103 | 3.5% | 2029.395
85016 | Middle Atlantic | L5KCB2SFTASZP002 | L5PK,43W,FLT,SOT,T,AS,DZP | EA |  | 1 Year (Lifetime) | 2103 | 3.5% | 2029.395
85017 | Middle Atlantic | L5KCB2SFTNAZP001 | L5PK,43W,FLT,SOT,T,NA,ZP | EA |  | 1 Year (Lifetime) | 2103 | 3.5% | 2029.395
85018 | Middle Atlantic | L5KCB2SFTNAZP002 | L5PK,43W,FLT,SOT,T,NA,DZP | EA |  | 1 Year (Lifetime) | 2166 | 3.5% | 2090.19
85019 | Middle Atlantic | L5KCB2SFTNMZP001 | L5PK,43W,FLT,SOT,T,NM,ZP | EA |  | 1 Year (Lifetime) | 2166 | 3.5% | 2090.19
85020 | Middle Atlantic | L5KCB2SFTNMZP002 | L5PK,43W,FLT,SOT,T,NM,DZP | EA |  | 1 Year (Lifetime) | 2103 | 3.5% | 2029.395
85021 | Middle Atlantic | L5-MK23-CB | L5 LCTRN MWK KT23,CLSC BR | EA |  | 1 Year (Lifetime) | 269 | 3.5% | 259.585
85022 | Middle Atlantic | L5-RRKIT23 | L5 RACKRAIL KIT,12RU,23 | EA |  | 1 Year (Lifetime) | 47 | 3.5% | 45.355
85023 | Middle Atlantic | L5-RRKIT3343 | L5 RACKRAIL KIT,12RU,3343 | EA |  | 1 Year (Lifetime) | 47 | 3.5% | 45.355
85024 | Middle Atlantic | L5-SD7 | L5 STORAGE DRAWER,7 IN | EA |  | 1 Year (3 Years) | 109 | 3.5% | 105.185
85025 | Middle Atlantic | L5-SHOC-XLR-S | L5 SHOCKMOUNT XLR MOUNT S | EA |  | 1 Year (Lifetime) | 180 | 3.5% | 173.7
85026 | Middle Atlantic | L5-TABLETMT | L5 CLAMPING TABLET MOUNT | EA |  | 1 Year (Lifetime) | 180 | 3.5% | 173.7
85027 | Middle Atlantic | L5-TASKLIGHT18 | L5 TASK LIGHT,18"AC | EA |  | 1 Year (3 Years) | 310 | 3.5% | 299.15
85028 | Middle Atlantic | L5-TMHWS-23CB | L5 TUR MW,HW WS23,CLSC BR | EA |  | 1 Year (Lifetime) | 424 | 3.5% | 409.16
85029 | Middle Atlantic | L5-TMHWS-23SN | L5 TUR MW,HW,WS23,SAT NIC | EA |  | 1 Year (Lifetime) | 424 | 3.5% | 409.16
85030 | Middle Atlantic | L5-TMHWS-33CB | L5 TUR MW,HW,WS33,CLSC BR | EA |  | 1 Year (Lifetime) | 551 | 3.5% | 531.715
85031 | Middle Atlantic | L5-TMHWS-33SN | L5 TUR MW,HW,WS33,SAT NIC | EA |  | 1 Year (Lifetime) | 568 | 3.5% | 548.12
85032 | Middle Atlantic | L5-TMHWS-43CB | L5 TUR MW,HW,WS43,CLSC BR | EA |  | 1 Year (Lifetime) | 566 | 3.5% | 546.19
85033 | Middle Atlantic | L5-TMHWS-43SN | L5 TUR MW,HW,WS43,SAT NIC | EA |  | 1 Year (Lifetime) | 566 | 3.5% | 546.19
85034 | Middle Atlantic | L5-TURFR-23LDW | L5 TURRET FRAME,LD,LW23W | EA |  | 1 Year (Lifetime) | 2738 | 3.5% | 2642.17
85035 | Middle Atlantic | L5-TURFR-33LDW | L5 TURRET FRAME,LD,LW33W | EA |  | 1 Year (Lifetime) | 3203 | 3.5% | 3090.895
85036 | Middle Atlantic | L5-TURFR-43LDW | L5 TURRET FRAME,LD,LW43W | EA |  | 1 Year (Lifetime) | 3425 | 3.5% | 3305.125
85037 | Middle Atlantic | L5-TURFR-WS23 | L5 LCTRN TUR FRAME WS 23W | EA |  | 1 Year (Lifetime) | 2847 | 3.5% | 2747.355
85038 | Middle Atlantic | L5-TURFR-WS33 | L5 LCTRN TUR FRAME WS 33W | EA |  | 1 Year (Lifetime) | 3376 | 3.5% | 3257.84
85039 | Middle Atlantic | L5-TURFR-WS43 | L5 LCTRN TUR FRAME WS 43W | EA |  | 1 Year (Lifetime) | 3603 | 3.5% | 3476.895
85040 | Middle Atlantic | L5-WSF33-SL | L5 WS,33"W,FLAT,SLATE | EA |  | 1 Year (Lifetime) | 752 | 3.5% | 725.68
85041 | Middle Atlantic | L7-10U-S-B | L7 STORAGE W 10RU PKG PWR | EA |  | 1 Year (3 Years) | 800 | 3.5% | 772
85042 | Middle Atlantic | L7-10U-S-U | L7 ST,W10RU PKG,UNASSEMBL | EA |  | 1 Year (7 Years) | 800 | 3.5% | 772
85043 | Middle Atlantic | L7-12U-B | L7 12RU RACK PKG | EA |  | 1 Year (7 Years) | 800 | 3.5% | 772
85044 | Middle Atlantic | L7-12U-U | L7 12RU RACK PKG,UNASSEMB | EA |  | 1 Year (7 Years) | 800 | 3.5% | 772
85045 | Middle Atlantic | L7-6U-DS-B | L7 DOC CAM W 6RU,STOR PWR | EA |  | 1 Year (7 Years) | 800 | 3.5% | 772
85046 | Middle Atlantic | L7-6U-DS-U | L7 DOC W6RU,ST PKG,UNASSE | EA |  | 1 Year (7 Years) | 800 | 3.5% | 772
85047 | Middle Atlantic | L7-8U-D-B | L7 DOC CAM W 8RU PWR | EA |  | 1 Year (7 Years) | 800 | 3.5% | 772
85048 | Middle Atlantic | L7-8U-D-U | L7 DOC W8RU PKG,UNASSEMBL | EA |  | 1 Year (7 Years) | 800 | 3.5% | 772
85049 | Middle Atlantic | L7-F61A-WD-SLHA7 | L7 ADJ FR,WD,SIL,H,BW,ZP | EA |  | 1 Year (7 Years) | 11227 | 3.5% | 10834.055
85050 | Middle Atlantic | L7-F61A-WD-SLHB3 | L7 ADJ FR,WD,SIL,H,GC,ZP | EA |  | 1 Year (7 Years) | 11227 | 3.5% | 10834.055
85051 | Middle Atlantic | L7-F61A-WD-SLHB9 | L7 ADJ FR,WD,SIL,H,MW,ZP | EA |  | 1 Year (7 Years) | 11227 | 3.5% | 10834.055
85052 | Middle Atlantic | L7-TUR-C1060 | L7 TURRET CONN,C1060 BZL | EA |  | 1 Year (7 Years) | 800 | 3.5% | 772
85053 | Middle Atlantic | L7-TUR-C760 | L7 TURRET CONN,C760 BZL | EA |  | 1 Year (7 Years) | 800 | 3.5% | 772
85054 | Middle Atlantic | LACE | 1PC CABLE LACE STRIP, 45S | EA |  | 1 Year (Lifetime) | 36 | 3.5% | 34.74
85055 | Middle Atlantic | LACE12-2PK | CABLE LACE STRIP,12SP,2PK | EA |  | 1 Year (Lifetime) | 30 | 3.5% | 28.95
85056 | Middle Atlantic | LACE12-C | CABLE LACE STRIP,12SP | EA |  | 1 Year (Lifetime) | 13 | 3.5% | 12.545
85057 | Middle Atlantic | LACE-13-A | 13SP,2"W,RND HOLE,LACER | EA |  | 1 Year (Lifetime) | 16 | 3.5% | 15.44
85058 | Middle Atlantic | LACE-13-O-A | 13SP,3.25"W,TIEPOST LACER | EA |  | 1 Year (Lifetime) | 31 | 3.5% | 29.915
85059 | Middle Atlantic | LACE-13-OP | 3-1/4"W,13SP,TIE PST,6PK | EA |  | 1 Year (Lifetime) | 150 | 3.5% | 144.75
85060 | Middle Atlantic | LACE-13-OW | 4-3/4"W,13SP,TIE PST,1PC | EA |  | 1 Year (Lifetime) | 27 | 3.5% | 26.055
85061 | Middle Atlantic | LACE-13-OW-A | 13SP,4.75",TIEPOST LACER | EA |  | 1 Year (Lifetime) | 35 | 3.5% | 33.775
85062 | Middle Atlantic | LACE-13-OWP | 4-3/4"W,13SP,TIE PST,6PK | EA |  | 1 Year (Lifetime) | 171 | 3.5% | 165.015
85063 | Middle Atlantic | LACE-13P | 2"W,13SP W/HOLES,6PK | EA |  | 1 Year (Lifetime) | 85 | 3.5% | 82.025
85064 | Middle Atlantic | LACE18-2PK | CABLE LACE STRIP,18SP,2PK | EA |  | 1 Year (Lifetime) | 37 | 3.5% | 35.705
85065 | Middle Atlantic | LACE18-C | CABLE LACE STRIP,18SP | EA |  | 1 Year (Lifetime) | 19 | 3.5% | 18.335
85066 | Middle Atlantic | LACE21-2PK | CABLE LACE STRIP,21SP,2PK | EA |  | 1 Year (Lifetime) | 40 | 3.5% | 38.6
85067 | Middle Atlantic | LACE21-C | CABLE LACE STRIP,21SP | EA |  | 1 Year (Lifetime) | 21 | 3.5% | 20.265
85068 | Middle Atlantic | LACE-23-1P | 1"W,23SP LACER BAR,6PK | EA |  | 1 Year (Lifetime) | 246 | 3.5% | 237.39
85069 | Middle Atlantic | LACE-23-O-A | 23SP,3.25"W,TIEPOST LACER | EA |  | 1 Year (Lifetime) | 42 | 3.5% | 40.53
85070 | Middle Atlantic | LACE-23-OP | 3-1/4"W,23SP,TIE PST,6PK | EA |  | 1 Year (Lifetime) | 208 | 3.5% | 200.72
85071 | Middle Atlantic | LACE-23-OW-A | 23SP,4.75",TIEPOST LACER | EA |  | 1 Year (Lifetime) | 47 | 3.5% | 45.355
85072 | Middle Atlantic | LACE-23-OWP | 4-3/4"W,23SP,TIE PST,6PK | EA |  | 1 Year (Lifetime) | 233 | 3.5% | 224.845
85073 | Middle Atlantic | LACE27-2PK | CABLE LACE STRIP,27SP,2PK | EA |  | 1 Year (Lifetime) | 48 | 3.5% | 46.32
85074 | Middle Atlantic | LACE27-C | CABLE LACE STRIP,27SP | EA |  | 1 Year (Lifetime) | 26 | 3.5% | 25.09
85075 | Middle Atlantic | LACE35-2PK | CABLE LACE STRIP,35SP,2PK | EA |  | 1 Year (Lifetime) | 59 | 3.5% | 56.935
85076 | Middle Atlantic | LACE35-C | CABLE LACE STRIP,35SP | EA |  | 1 Year (Lifetime) | 30 | 3.5% | 28.95
85077 | Middle Atlantic | LACE-37-1-A | 37SP,1"W,TIE SADDLE,LACER | EA |  | 1 Year (Lifetime) | 35 | 3.5% | 33.775
85078 | Middle Atlantic | LACE-37-1P | 6PC,37SPX1"STEEL LACE BAR | EA |  | 1 Year (Lifetime) | 173 | 3.5% | 166.945
85079 | Middle Atlantic | LACE-37-1S-A | 37SP,1"W,LACE W/TIE SDDLS | EA |  | 1 Year (Lifetime) | 63 | 3.5% | 60.795
85080 | Middle Atlantic | LACE-37-A | 37SP,2"W,RND HOLE,LACER | EA |  | 1 Year (Lifetime) | 35 | 3.5% | 33.775
85081 | Middle Atlantic | LACE-37L-A | 37SP,3.5"LACE W/BRG LANCE | EA |  | 1 Year (Lifetime) | 58 | 3.5% | 55.97
85082 | Middle Atlantic | LACE-37LP | 6PC,37SPX3.5"LACE W/BRDLN | EA |  | 1 Year (Lifetime) | 290 | 3.5% | 279.85
85083 | Middle Atlantic | LACE-37-O-A | 37SP,3.25"W,TIEPOST LACER | EA |  | 1 Year (Lifetime) | 53 | 3.5% | 51.145
85084 | Middle Atlantic | LACE-37-OP | 64-3/4"H,3-1/4H"W SLT LCR | EA |  | 1 Year (Lifetime) | 267 | 3.5% | 257.655
85085 | Middle Atlantic | LACE-37-OW-A | 37SP,4.75",TIEPOST LACER | EA |  | 1 Year (Lifetime) | 62 | 3.5% | 59.83
85086 | Middle Atlantic | LACE-37-OWP | 64-3/4"H,4-3/4"W SLT LCR | EA |  | 1 Year (Lifetime) | 311 | 3.5% | 300.115
85087 | Middle Atlantic | LACE-37P | 6PC,37SP CABLE LACE STRIP | EA |  | 1 Year (Lifetime) | 173 | 3.5% | 166.945
85088 | Middle Atlantic | LACE-40-O-A | 40SP,3.25"W,TIEPOST LACER | EA |  | 1 Year (Lifetime) | 56 | 3.5% | 54.04
85089 | Middle Atlantic | LACE-40-OP | 70"H,3-1/4"W SLOT LACER | EA |  | 1 Year (Lifetime) | 279 | 3.5% | 269.235
85090 | Middle Atlantic | LACE-40-OW-A | 40SP,4.75",TIEPOST LACER | EA |  | 1 Year (Lifetime) | 66 | 3.5% | 63.69
85091 | Middle Atlantic | LACE-40-OWP | 70"H,4-3/4"W SLOT LACER | EA |  | 1 Year (Lifetime) | 323 | 3.5% | 311.695
85092 | Middle Atlantic | LACE-40-OWP-WT | 70"H,4-3/4"W SLOT LACE,WT | EA |  | 1 Year (Lifetime) | 348 | 3.5% | 335.82
85093 | Middle Atlantic | LACE42-2PK | CABLE LACE STRIP,42SP,2PK | EA |  | 1 Year (Lifetime) | 62 | 3.5% | 59.83
85094 | Middle Atlantic | LACE42-C | CABLE LACE STRIP,42SP | EA |  | 1 Year (Lifetime) | 31 | 3.5% | 29.915
85095 | Middle Atlantic | LACE-44-1-A | 44SP,1"W,TIE SADDLE,LACER | EA |  | 1 Year (Lifetime) | 38 | 3.5% | 36.67
85096 | Middle Atlantic | LACE-44-1P | 6PC,44SPX1"STEEL LACE BAR | EA |  | 1 Year (Lifetime) | 187 | 3.5% | 180.455
85097 | Middle Atlantic | LACE-44-1S-A | 44SP,1"W,LACE W/TIE SDDLS | EA |  | 1 Year (Lifetime) | 70 | 3.5% | 67.55
85098 | Middle Atlantic | LACE-44-1SP | 6PC,44SPX1"LACE W/TIESDL | EA |  | 1 Year (Lifetime) | 342 | 3.5% | 330.03
85099 | Middle Atlantic | LACE-44L | 44SPX3.5"LACE W/BRDGE LNC | EA |  | 1 Year (Lifetime) | 59 | 3.5% | 56.935
85100 | Middle Atlantic | LACE-44L-A | 44SP,3.5"LACE W/BRG LANCE | EA |  | 1 Year (Lifetime) | 68 | 3.5% | 65.62
85101 | Middle Atlantic | LACE-44LP | 6PC,44SPX3.5"LACE W/BRLNC | EA |  | 1 Year (Lifetime) | 332 | 3.5% | 320.38
85102 | Middle Atlantic | LACE-44-O-A | 44SP,3.25"W,TIEPOST LACER | EA |  | 1 Year (Lifetime) | 58 | 3.5% | 55.97
85103 | Middle Atlantic | LACE-44-OP | 77"H,3-1/4"W SLOT LACER | EA |  | 1 Year (Lifetime) | 290 | 3.5% | 279.85
85104 | Middle Atlantic | LACE-44-OW-A | 44SP,4.75",TIEPOST LACER | EA |  | 1 Year (Lifetime) | 69 | 3.5% | 66.585
85105 | Middle Atlantic | LACE-44-OWP | 77"H,4-3/4"W SLOT LACER | EA |  | 1 Year (Lifetime) | 334 | 3.5% | 322.31
85106 | Middle Atlantic | LACE-5254-1-A | 52/54SP,1"W,TIE SDLE,LCR | EA |  | 1 Year (Lifetime) | 43 | 3.5% | 41.495
85107 | Middle Atlantic | LACE-5254-1P | 6PC CBL LACESTRIP 52/54SP | EA |  | 1 Year (Lifetime) | 218 | 3.5% | 210.37
85108 | Middle Atlantic | LACE-5254-O-A | 52/54SP,TIEPOST LACER | EA |  | 1 Year (Lifetime) | 76 | 3.5% | 73.34
85109 | Middle Atlantic | LACE-5254-OP | 6PC 52/54SP 3-1/4"W LACE | EA |  | 1 Year (Lifetime) | 373 | 3.5% | 359.945
85110 | Middle Atlantic | LACE-5254-OWP | 6PC 52/54SP 4-3/4"W LACE | EA |  | 1 Year (Lifetime) | 427 | 3.5% | 412.055
85111 | Middle Atlantic | LACE-A | 45SP,2"W,RND HOLE,LACER | EA |  | 1 Year (Lifetime) | 38 | 3.5% | 36.67
85112 | Middle Atlantic | LACE-G40-1P | 6PC,40SPX1"STEEL LACE BAR | EA |  | 1 Year (Lifetime) | 209 | 3.5% | 201.685
85113 | Middle Atlantic | LACE-G44-1P | 6PC,44SPX1"STEEL LACE BAR | EA |  | 1 Year (Lifetime) | 193 | 3.5% | 186.245
85114 | Middle Atlantic | LACE-G48-1P | 6PC,48SPX1"STEEL LACE BAR | EA |  | 1 Year (Lifetime) | 214 | 3.5% | 206.51
85115 | Middle Atlantic | LACE-G52-1P | 6PC,52SPX1"STEEL LACE BAR | EA |  | 1 Year (Lifetime) | 249 | 3.5% | 240.285
85116 | Middle Atlantic | LACE-P | 6PC,45SP CABLE LACE STRIP | EA |  | 1 Year (Lifetime) | 187 | 3.5% | 180.455
85117 | Middle Atlantic | LACE-WB6-24 | 1PC 6"W,WIRE LACE,24SP | EA |  | 1 Year (Lifetime) | 62 | 3.5% | 59.83
85118 | Middle Atlantic | LACE-WB6-42 | 1PC 6"W,WIRE LACE,42SP | EA |  | 1 Year (Lifetime) | 85 | 3.5% | 82.025
85119 | Middle Atlantic | LACE-WB6-45 | 1PC 6"W,WIRE LACE,45SP | EA |  | 1 Year (Lifetime) | 89 | 3.5% | 85.885
85120 | Middle Atlantic | LATCH | UD&RACK DR USER INSTALL L | EA |  | 1 Year (Lifetime) | 20 | 3.5% | 19.3
85121 | Middle Atlantic | LB-1.5-A | 1.5"OFFSET RND LACER BAR | EA |  | 1 Year (Lifetime) | 13 | 3.5% | 12.545
85122 | Middle Atlantic | LB-1.5R90-A | 90DEG 1.5OFF RND LACER | EA |  | 1 Year (Lifetime) | 12 | 3.5% | 11.58
85123 | Middle Atlantic | LB-10R90-A | 90DEG 10"OFFSET RND LACER | EA |  | 1 Year (Lifetime) | 16 | 3.5% | 15.44
85124 | Middle Atlantic | LB-1A-4PK | L-SHAPED LACER BAR,4PK | EA |  | 1 Year (Lifetime) | 20 | 3.5% | 19.3
85125 | Middle Atlantic | LB-1A-A | "L" SHAPED LACER BAR | EA |  | 1 Year (Lifetime) | 6 | 3.5% | 5.79
85126 | Middle Atlantic | LB-1A-C | L-SHAPED LACER BAR | EA |  | 1 Year (Lifetime) | 5 | 3.5% | 4.825
85127 | Middle Atlantic | LB-1R4-A | 4"OFFSET ROUND LACER BAR | EA |  | 1 Year (Lifetime) | 14 | 3.5% | 13.51
85128 | Middle Atlantic | LB-1R-A | ROUND LACER BAR | EA |  | 1 Year (Lifetime) | 9 | 3.5% | 8.685
85129 | Middle Atlantic | LB-1S-A | RETANGULAR LACER BAR | EA |  | 1 Year (Lifetime) | 9 | 3.5% | 8.685
85130 | Middle Atlantic | LB-2A-4PK | L-SHAPE,2"OFFSET,LACE 4PK | EA |  | 1 Year (Lifetime) | 34 | 3.5% | 32.81
85131 | Middle Atlantic | LB-2A-A | 2"OFFSET "L" LACER BAR | EA |  | 1 Year (Lifetime) | 10 | 3.5% | 9.65
85132 | Middle Atlantic | LB-2A-C | L-SHAPE,2"OFFSET,LACE | EA |  | 1 Year (Lifetime) | 8 | 3.5% | 7.72
85133 | Middle Atlantic | LB-4A-4PK | L-SHAPE,4"OFFSET,LACE 4PK | EA |  | 1 Year (Lifetime) | 38 | 3.5% | 36.67
85134 | Middle Atlantic | LB-4A-A | 4"OFFSET "L" LACER BAR | EA |  | 1 Year (Lifetime) | 11 | 3.5% | 10.615
85135 | Middle Atlantic | LB-4A-C | L-SHAPE,4"OFFSET,LACE | EA |  | 1 Year (Lifetime) | 9 | 3.5% | 8.685
85136 | Middle Atlantic | LB-4R90-A | 90DEG 4"OFFSET RND LACER | EA |  | 1 Year (Lifetime) | 14 | 3.5% | 13.51
85137 | Middle Atlantic | LB-6A-A | 6"OFFSET "L" LACER BAR | EA |  | 1 Year (Lifetime) | 12 | 3.5% | 11.58
85138 | Middle Atlantic | LB-6R90-A | 90DEG 6"OFFSET RND LACER | EA |  | 1 Year (Lifetime) | 15 | 3.5% | 14.475
85139 | Middle Atlantic | LBFR-1626-T | 2PK TLSCP F-R(16-26)LCBAR | EA |  | 1 Year (Lifetime) | 77 | 3.5% | 74.305
85140 | Middle Atlantic | LBFR-2036-T | 2PK TLSCP F-R(20-36)LCBAR | EA |  | 1 Year (Lifetime) | 96 | 3.5% | 92.64
85141 | Middle Atlantic | LBFR-3650-T | 2PK TLSCP F-R(36-50)LCBAR | EA |  | 1 Year (Lifetime) | 105 | 3.5% | 101.325
85142 | Middle Atlantic | LBFR-5A-16 | 2PK FIXED F-R(16")LACEBAR | EA |  | 1 Year (Lifetime) | 48 | 3.5% | 46.32
85143 | Middle Atlantic | LBFR-5A-20 | 2PK FIXED F-R(20")LACEBAR | EA |  | 1 Year (Lifetime) | 57 | 3.5% | 55.005
85144 | Middle Atlantic | LBFR-5A-26 | 2PK FIXED F-R(26")LACEBAR | EA |  | 1 Year (Lifetime) | 69 | 3.5% | 66.585
85145 | Middle Atlantic | LBH-1930-T | 2PK TLSCP HOR(19-30)LCBAR | EA |  | 1 Year (Lifetime) | 69 | 3.5% | 66.585
85146 | Middle Atlantic | LBL1 | 1SP LASER FLNGD ANOD PNL | EA |  | 1 Year (Lifetime) | 37 | 3.5% | 35.705
85147 | Middle Atlantic | LB-LTF-A | 2 SPACE LACER PANEL | EA |  | 1 Year (Lifetime) | 18 | 3.5% | 17.37
85148 | Middle Atlantic | LBP-1.5 | 10PK LACING BARS W/1.5OFF | EA |  | 1 Year (Lifetime) | 110 | 3.5% | 106.15
85149 | Middle Atlantic | LBP-1.5R90 | 10PK 90DEGREE 1.5"OFFSET | EA |  | 1 Year (Lifetime) | 108 | 3.5% | 104.22
85150 | Middle Atlantic | LBP-10R90 | 10PK 90DEGREE 10"OFFSET | EA |  | 1 Year (Lifetime) | 139 | 3.5% | 134.135
85151 | Middle Atlantic | LBP-1A | 10 PACK L LACER BAR | EA |  | 1 Year (Lifetime) | 49 | 3.5% | 47.285
85152 | Middle Atlantic | LBP-1R | 10 PACK ROUND LACER BARS | EA |  | 1 Year (Lifetime) | 77 | 3.5% | 74.305
85153 | Middle Atlantic | LBP-1R4 | 10 PACK 4OFF. ROUND LACE | EA |  | 1 Year (Lifetime) | 121 | 3.5% | 116.765
85154 | Middle Atlantic | LBP-1S | 10 PACK RECTANGULAR LACER | EA |  | 1 Year (Lifetime) | 77 | 3.5% | 74.305
85155 | Middle Atlantic | LBP-2A | 10 PACK,L BAR,2"OFFSET | EA |  | 1 Year (Lifetime) | 85 | 3.5% | 82.025
85156 | Middle Atlantic | LBP-4A | 10 PACK,L BAR,4"OFFSET | EA |  | 1 Year (Lifetime) | 95 | 3.5% | 91.675
85157 | Middle Atlantic | LBP-4R90 | 10PK 90DEGREE 4"OFFSET | EA |  | 1 Year (Lifetime) | 119 | 3.5% | 114.835
85158 | Middle Atlantic | LBP-6A | 10 PACK,L BAR 6"OFFSET | EA |  | 1 Year (Lifetime) | 107 | 3.5% | 103.255
85159 | Middle Atlantic | LBP-6R90 | 10PK 90DEGREE 6"OFFSET | EA |  | 1 Year (Lifetime) | 131 | 3.5% | 126.415
85160 | Middle Atlantic | LBP-LTF | LG FLANGE LACER PNL,10PC | EA |  | 1 Year (Lifetime) | 163 | 3.5% | 157.295
85161 | Middle Atlantic | LBX-3 | 3SP LOCKING STORAGE UNIT | EA |  | 1 Year (Lifetime) | 136 | 3.5% | 131.24
85162 | Middle Atlantic | LBX-4 | 4SP LOCKING STORAGE UNIT | EA |  | 1 Year (Lifetime) | 148 | 3.5% | 142.82
85163 | Middle Atlantic | LD-1230DC | 12SP LCD DSK SD RK,30,DC | EA |  | 1 Year (7 Years) | 1911 | 3.5% | 1844.115
85164 | Middle Atlantic | LD-1230HM | 12SP LCD DSK SD RK,30,HM | EA |  | 1 Year (7 Years) | 1911 | 3.5% | 1844.115
85165 | Middle Atlantic | LD-1230PS | 12SP LCD DSK SD RK,30,PS | EA |  | 1 Year (7 Years) | 1911 | 3.5% | 1844.115
85166 | Middle Atlantic | LD-4830DC | 48"LCD DSK,30H,DC | EA |  | 1 Year (7 Years) | 3295 | 3.5% | 3179.675
85167 | Middle Atlantic | LD-4830DC-RA | 48"LCD DSK A-BAY,DC,30,RT | EA |  | 1 Year (7 Years) | 2847 | 3.5% | 2747.355
85168 | Middle Atlantic | LD-4830HM | 48"LCD DSK,30H,HM | EA |  | 1 Year (7 Years) | 3295 | 3.5% | 3179.675
85169 | Middle Atlantic | LD-4830HM-RA | 48"LCD DSK A-BAY,HM,30,RT | EA |  | 1 Year (7 Years) | 2847 | 3.5% | 2747.355
85170 | Middle Atlantic | LD-4830HN | 48"LCD DSK,30H,HN | EA |  | 1 Year (7 Years) | 2731 | 3.5% | 2635.415
85171 | Middle Atlantic | LD-4830PS | 48"LCD DSK,30H,PS | EA |  | 1 Year (7 Years) | 3295 | 3.5% | 3179.675
85172 | Middle Atlantic | LD-4830PS-RA | 48"LCD DSK A-BAY,PS,30,RT | EA |  | 1 Year (7 Years) | 2847 | 3.5% | 2747.355
85173 | Middle Atlantic | LD-6430DC | 64"LCD DSK,30H,DC | EA |  | 1 Year (7 Years) | 3526 | 3.5% | 3402.59
85174 | Middle Atlantic | LD-6430DC-RA | 64"LCD DSK A-BAY,DC,30,RT | EA |  | 1 Year (7 Years) | 3050 | 3.5% | 2943.25
85175 | Middle Atlantic | LD-6430HM | 64"LCD DSK,30H,HM | EA |  | 1 Year (7 Years) | 3526 | 3.5% | 3402.59
85176 | Middle Atlantic | LD-6430HM-RA | 64"LCD DSK A-BAY,HM,30,RT | EA |  | 1 Year (7 Years) | 3050 | 3.5% | 2943.25
85177 | Middle Atlantic | LD-6430PS | 64"LCD DSK,30H,PS | EA |  | 1 Year (7 Years) | 3526 | 3.5% | 3402.59
85178 | Middle Atlantic | LD-6430PS-RA | 64"LCD DSK A-BAY,PS,30,RT | EA |  | 1 Year (7 Years) | 3050 | 3.5% | 2943.25
85179 | Middle Atlantic | LD-CPU | ARTICULATING DSK CPU HLDR | EA |  | 1 Year (7 Years) | 308 | 3.5% | 297.22
85180 | Middle Atlantic | LD-KBTDC | LCD DSK KB SHELF,DK CHRY | EA |  | 1 Year (7 Years) | 322 | 3.5% | 310.73
85181 | Middle Atlantic | LD-KBTHM | LCD DSK KB SHELF,HNY MPLE | EA |  | 1 Year (7 Years) | 322 | 3.5% | 310.73
85182 | Middle Atlantic | LD-KBTPS | LCD DSK KB SHELF,PEPPRSTN | EA |  | 1 Year (7 Years) | 322 | 3.5% | 310.73
85183 | Middle Atlantic | LD-PSP30-DC | 50"SIDE PNLS DRK CHRY(PR) | EA |  | 1 Year (7 Years) | 1481 | 3.5% | 1429.165
85184 | Middle Atlantic | LD-PSP30-HM | 50"SIDE PNLS HNY MPLE(PR) | EA |  | 1 Year (7 Years) | 1481 | 3.5% | 1429.165
85185 | Middle Atlantic | LD-PSP30-SL | 50"SIDE PNLS SLATE(PR) | EA |  | 1 Year (7 Years) | 1481 | 3.5% | 1429.165
85186 | Middle Atlantic | LD-QCPUT-PS | CPU ISO BOX,PEPPERSTONE | EA |  | 1 Year (7 Years) | 922 | 3.5% | 889.73
85187 | Middle Atlantic | LD-SP30-DC | 30"SIDE PNLS DRK CHRY(PR) | EA |  | 1 Year (7 Years) | 938 | 3.5% | 905.17
85188 | Middle Atlantic | LD-SP30-HM | 30"SIDE PNLS HNY MPLE(PR) | EA |  | 1 Year (7 Years) | 938 | 3.5% | 905.17
85189 | Middle Atlantic | LD-SP30-HN | 30"SIDE PNLS HN (PR) | EA |  | 1 Year (7 Years) | 710 | 3.5% | 685.15
85190 | Middle Atlantic | LD-SP30-SL | 30"SIDE PNLS SLATE(PR) | EA |  | 1 Year (7 Years) | 938 | 3.5% | 905.17
85191 | Middle Atlantic | LD-WK | LD-12 TO WEDGE JOINER KIT | EA |  | 1 Year (Lifetime) | 150 | 3.5% | 144.75
85192 | Middle Atlantic | LD-WTT45DC | LCD 45D WDG TOP ONLY DKCH | EA |  | 1 Year (Lifetime) | 527 | 3.5% | 508.555
85193 | Middle Atlantic | LD-WTT45HM | LCD 45D WDG TOP ONLY HNMP | EA |  | 1 Year (Lifetime) | 527 | 3.5% | 508.555
85194 | Middle Atlantic | LD-WTT45PS | LCD 45D WDG TOP ONLY PSTN | EA |  | 1 Year (Lifetime) | 527 | 3.5% | 508.555
85195 | Middle Atlantic | LEVELFEET-K | SET OF 4 LF | EA |  | 1 Year (Lifetime) | 32 | 3.5% | 30.88
85196 | Middle Atlantic | LF | SET OF 4 THREADED LEVEL.F | EA |  | 1 Year (Lifetime) | 30 | 3.5% | 28.95
85197 | Middle Atlantic | LF-HD | HEAVY DUTY LEVELING FEET | EA |  | 1 Year (Lifetime) | 37 | 3.5% | 35.705
85198 | Middle Atlantic | LF-ISO | LF W/RUBBER ISOLATION BT | EA |  | 1 Year (Lifetime) | 42 | 3.5% | 40.53
85199 | Middle Atlantic | LHBL1 | 1SP LASER FLAT ANOD PNL | EA |  | 1 Year (Lifetime) | 37 | 3.5% | 35.705
85200 | Middle Atlantic | LHBL2 | 2SP LASER FLAT ANOD PNL | EA |  | 1 Year (Lifetime) | 44 | 3.5% | 42.46
85201 | Middle Atlantic | LL-DTRK | LEVER LOCK KIT DTRK | EA |  | 1 Year (Lifetime) | 11 | 3.5% | 10.615
85202 | Middle Atlantic | LL-H2A21 | 21"HORIZ,2"OFFST ANGLE | EA |  | 1 Year (Lifetime) | 21 | 3.5% | 20.265
85203 | Middle Atlantic | LL-H4A21 | 21"HORIZ,4"OFFST ANGLE | EA |  | 1 Year (Lifetime) | 28 | 3.5% | 27.02
85204 | Middle Atlantic | LL-HA21 | 21" HORIZ ANGLE LACE | EA |  | 1 Year (Lifetime) | 10 | 3.5% | 9.65
85205 | Middle Atlantic | LL-HA21-4 | 4PK, 21" HORIZ ANGLE LACE | EA |  | 1 Year (Lifetime) | 37 | 3.5% | 35.705
85206 | Middle Atlantic | LL-HC21 | 21" HORIZ CHANNEL LACE | EA |  | 1 Year (Lifetime) | 15 | 3.5% | 14.475
85207 | Middle Atlantic | LL-HC21-4 | 4PK,21"HORIZ CHANNEL LACE | EA |  | 1 Year (Lifetime) | 62 | 3.5% | 59.83
85208 | Middle Atlantic | LL-HR21 | 21" HORIZ ROUND LACE | EA |  | 1 Year (Lifetime) | 8 | 3.5% | 7.72
85209 | Middle Atlantic | LL-HR21-4 | 4PK, 21" HORIZ ROUND LACE | EA |  | 1 Year (Lifetime) | 33 | 3.5% | 31.845
85210 | Middle Atlantic | LL-MP21 | 21"H MULTI PACK | EA |  | 1 Year (Lifetime) | 106 | 3.5% | 102.29
85211 | Middle Atlantic | LL-RFR | LEVER LOCK KIT RFR | EA |  | 1 Year (Lifetime) | 19 | 3.5% | 18.335
85212 | Middle Atlantic | LL-SNE-36BKT | LL HORZ BKT,FOR 36D SNE | EA |  | 1 Year (Lifetime) | 185 | 3.5% | 178.525
85213 | Middle Atlantic | LL-SNE-42BKT | LL HORZ BKT,FOR 42D SNE | EA |  | 1 Year (Lifetime) | 191 | 3.5% | 184.315
85214 | Middle Atlantic | LL-SNE-48BKT | LL HORZ BKT,FOR 48D SNE | EA |  | 1 Year (Lifetime) | 196 | 3.5% | 189.14
85215 | Middle Atlantic | LL-VA17 | 17" VERT ANGLE LACE | EA |  | 1 Year (Lifetime) | 9 | 3.5% | 8.685
85216 | Middle Atlantic | LL-VA17-4 | 4PK,17" VERT ANGLE LACE | EA |  | 1 Year (Lifetime) | 33 | 3.5% | 31.845
85217 | Middle Atlantic | LL-VA21 | 21" VERT ANGLE LACE | EA |  | 1 Year (Lifetime) | 10 | 3.5% | 9.65
85218 | Middle Atlantic | LL-VA21-4 | 4PK,21" VERT ANGLE LACE | EA |  | 1 Year (Lifetime) | 35 | 3.5% | 33.775
85219 | Middle Atlantic | LL-VC17 | 17"VERT CHANNEL LACE | EA |  | 1 Year (Lifetime) | 15 | 3.5% | 14.475
85220 | Middle Atlantic | LL-VC17-4 | 4PK,17"VERT CHAN LACE | EA |  | 1 Year (Lifetime) | 60 | 3.5% | 57.9
85221 | Middle Atlantic | LL-VC21 | 21"VERT CHANNEL LACE | EA |  | 1 Year (Lifetime) | 15 | 3.5% | 14.475
85222 | Middle Atlantic | LL-VC21-4 | 4PK,21"VERT CHANNEL | EA |  | 1 Year (Lifetime) | 62 | 3.5% | 59.83
85223 | Middle Atlantic | LL-VDIN17 | 17"VERT DIN RAIL | EA |  | 1 Year (Lifetime) | 26 | 3.5% | 25.09
85224 | Middle Atlantic | LL-VDIN17-4 | 17"VERT DIN RAIL,4-PACK | EA |  | 1 Year (Lifetime) | 96 | 3.5% | 92.64
85225 | Middle Atlantic | LL-VDIN21 | 21"VERT DIN RAIL | EA |  | 1 Year (Lifetime) | 27 | 3.5% | 26.055
85226 | Middle Atlantic | LL-VDIN21-4 | 21"VERT DIN RAIL,4-PACK | EA |  | 1 Year (Lifetime) | 103 | 3.5% | 99.395
85227 | Middle Atlantic | LL-VP1710 | 17",10"D,V ACCES MTG PLT | EA |  | 1 Year (Lifetime) | 39 | 3.5% | 37.635
85228 | Middle Atlantic | LL-VP176-SWP | 17"H,6"D,V MTG PLT SWP | EA |  | 1 Year (Lifetime) | 31 | 3.5% | 29.915
85229 | Middle Atlantic | LL-VP2110 | 21"H,10"D,V ACCES MTG PLT | EA |  | 1 Year (Lifetime) | 43 | 3.5% | 41.495
85230 | Middle Atlantic | LL-VTC-K | VTC LEVER LOCK KIT | EA |  | 1 Year (Lifetime) | 109 | 3.5% | 105.185
85231 | Middle Atlantic | LL-VWM-36S-42SP | VWM LL FR DR KIT 36S 42SP | EA |  | 1 Year (Lifetime) | 89 | 3.5% | 85.885
85232 | Middle Atlantic | LL-VWM-36SP | VWM LL FR DR KIT 36SP | EA |  | 1 Year (Lifetime) | 83 | 3.5% | 80.095
85233 | Middle Atlantic | LL-VWM-42S | VWM LL FR DR KIT 42S | EA |  | 1 Year (Lifetime) | 98 | 3.5% | 94.57
85234 | Middle Atlantic | LL-VWM-BPK | VWM LL BACK PAN KIT | EA |  | 1 Year (Lifetime) | 63 | 3.5% | 60.795
85235 | Middle Atlantic | LPBL-1 | 1SP LASER PC FLANGD ALUM | EA |  | 1 Year (Lifetime) | 26 | 3.5% | 25.09
85236 | Middle Atlantic | LPHBL-1 | 1SP LASER PC FLAT ALUM | EA |  | 1 Year (Lifetime) | 28 | 3.5% | 27.02
85237 | Middle Atlantic | LT-1R | 1SP RACKLIGHT SHLF FLTBLK | EA |  | 1 Year (Lifetime) | 240 | 3.5% | 231.6
85238 | Middle Atlantic | LT-1RA | 1SP RACKLIGHT SHLF BLKANO | EA |  | 1 Year (Lifetime) | 309 | 3.5% | 298.185
85239 | Middle Atlantic | LT-CABUTL-DUAL | DUAL RKMT WORK LIGHT | EA |  | 1 Year (Lifetime) | 211 | 3.5% | 203.615
85240 | Middle Atlantic | LT-CABUTL-SINGLE | SINGLE RKMT WORK LIGHT | EA |  | 1 Year (Lifetime) | 152 | 3.5% | 146.68
85241 | Middle Atlantic | LT-GN | GOOSENECK LED LIGHT | EA |  | 1 Year (Lifetime) | 31 | 3.5% | 29.915
85242 | Middle Atlantic | LT-GN-PL | LED GSNK LT W/120V ADPT | EA |  | 1 Year (Lifetime) | 49 | 3.5% | 47.285
85243 | Middle Atlantic | LT-GN-PNL | 1SP,DUAL LED LIGHT PANEL | EA |  | 1 Year (Lifetime) | 115 | 3.5% | 110.975
85244 | Middle Atlantic | LT-GN-WL | MAGNETIC WORKLIGHT,LED | EA |  | 1 Year (Lifetime) | 130 | 3.5% | 125.45
85245 | Middle Atlantic | LU-RPB1 | REPLACEMENT BAT 9AH | EA |  | 1 Year (Lifetime) | 42.98 | 3.5% | 41.4757
85246 | Middle Atlantic | LU-RPB2 | REPLACEMENT BAT 7AH | EA |  | 1 Year (Lifetime) | 35.02 | 3.5% | 33.7943
85247 | Middle Atlantic | LVFD-10 | 10SP LARGE PERF FR DOOR | EA |  | 1 Year (Lifetime) | 354 | 3.5% | 341.61
85248 | Middle Atlantic | LVFD-12 | 12SP LARGE PERF FR DOOR | EA |  | 1 Year (Lifetime) | 371 | 3.5% | 358.015
85249 | Middle Atlantic | LVFD-12-WT | 12SP LARGE PERF FR DOOR | EA |  | 1 Year (Lifetime) | 411 | 3.5% | 396.615
85250 | Middle Atlantic | LVFD-16 | 16SP LARGE PERF FR DOOR | EA |  | 1 Year (Lifetime) | 384 | 3.5% | 370.56
85251 | Middle Atlantic | LVFD-18 | 18SP LARGE PERF FR DOOR | EA |  | 1 Year (Lifetime) | 406 | 3.5% | 391.79
85252 | Middle Atlantic | LVFD-18GY | 18SP LG PERF FRDR,GY | EA |  | 1 Year (Lifetime) | 49 | 3.5% | 47.285
85253 | Middle Atlantic | LVFD-21 | 21SP LARGE PERF FR DOOR | EA |  | 1 Year (Lifetime) | 426 | 3.5% | 411.09
85254 | Middle Atlantic | LVFD-24 | 24SP LARGE PERF FR DOOR | EA |  | 1 Year (Lifetime) | 448 | 3.5% | 432.32
85255 | Middle Atlantic | LVFD-27 | 27SP LARGE PERF FR DOOR | EA |  | 1 Year (Lifetime) | 503 | 3.5% | 485.395
85256 | Middle Atlantic | LVFD28-24 | 28W/24SP SR PERF FRNT DR | EA |  | 1 Year (Lifetime) | 529 | 3.5% | 510.485
85257 | Middle Atlantic | LVFD28-40 | 28W/40SP SR PERF FRNT DR | EA |  | 1 Year (Lifetime) | 702 | 3.5% | 677.43
85258 | Middle Atlantic | LVFD28-46 | 28W/46SP SR PERF FRNT DR | EA |  | 1 Year (Lifetime) | 773 | 3.5% | 745.945
85259 | Middle Atlantic | LVFD-35 | 35SP LARGE PERF FR DOOR | EA |  | 1 Year (Lifetime) | 538 | 3.5% | 519.17
85260 | Middle Atlantic | LVFD-37 | 37SP LARGE PERF FR DOOR | EA |  | 1 Year (Lifetime) | 555 | 3.5% | 535.575
85261 | Middle Atlantic | LVFD-40 | 40SP LARGE PERF FR DOOR | EA |  | 1 Year (Lifetime) | 588 | 3.5% | 567.42
85262 | Middle Atlantic | LVFD-42 | 42SP LG PERF FRDR,WMRK | EA |  | 1 Year (Lifetime) | 611 | 3.5% | 589.615
85263 | Middle Atlantic | LVFD-44 | 44SP,LARGE PERF FD,UNV,BK | EA |  | 1 Year (Lifetime) | 646 | 3.5% | 623.39
85264 | Middle Atlantic | LVFD-44-WT | 44SP,LARGE PERF FD,UNV,WT | EA |  | 1 Year (Lifetime) | 713 | 3.5% | 688.045
85265 | Middle Atlantic | LVFD-WMRK-24 | 24 SP LARGE PERF DOOR | EA |  | 1 Year (Lifetime) | 490 | 3.5% | 472.85
85266 | Middle Atlantic | LVFD-WMRK-42 | 42 SP LARGE PERF DOOR | EA |  | 1 Year (Lifetime) | 677 | 3.5% | 653.305
85267 | Middle Atlantic | LVFD-WMRK-45 | 45 SP LARGE PERF DOOR | EA |  | 1 Year (Lifetime) | 733 | 3.5% | 707.345
85268 | Middle Atlantic | M-15A | 4"MPR 15A DUPLEX MODULE | EA |  | 1 Year (3 Years) | 91 | 3.5% | 87.815
85269 | Middle Atlantic | M-15A-SP | MPR 15A MODULE W/S-SURGE | EA |  | 1 Year (3 Years) | 440 | 3.5% | 424.6
85270 | Middle Atlantic | M-15-IECA | 4"MPR 15A 3-GANG IEC MOD | EA |  | 1 Year (3 Years) | 91 | 3.5% | 87.815
85271 | Middle Atlantic | M-20A | 4"MPR 20A DUPLEX MODULE | EA |  | 1 Year (3 Years) | 108 | 3.5% | 104.22
85272 | Middle Atlantic | M-20A-SP | MPR 20A MODULE W/S-SURGE | EA |  | 1 Year (3 Years) | 476 | 3.5% | 459.34
85273 | Middle Atlantic | M-20-IECA | 4"MPR 20A 1-GANG IEC MOD | EA |  | 1 Year (3 Years) | 108 | 3.5% | 104.22
85274 | Middle Atlantic | M-20IGA | MPR 20A DUP ISO GND MOD | EA |  | 1 Year (3 Years) | 116 | 3.5% | 111.94
85275 | Middle Atlantic | M-20TL-HWA | 4"MPR 20A TWLK L5-20R | EA |  | 1 Year (3 Years) | 104 | 3.5% | 100.36
85276 | Middle Atlantic | M-2X15A | 8"MPR 15A DBL DUPLEX MOD | EA |  | 1 Year (3 Years) | 111 | 3.5% | 107.115
85277 | Middle Atlantic | M-2X20A | 8"MPR 20A DBL DUPLEX MOD | EA |  | 1 Year (3 Years) | 128 | 3.5% | 123.52
85278 | Middle Atlantic | M-2X20IGA | 8"MPR 20A DBLDUP ISO MOD | EA |  | 1 Year (3 Years) | 131 | 3.5% | 126.415
85279 | Middle Atlantic | M-30TL-HWA | 4"MPR 30A TWLK L5-30R | EA |  | 1 Year (3 Years) | 115 | 3.5% | 110.975
85280 | Middle Atlantic | MADVDP | DVD PARTITION, FITS 4SP D | EA |  | 1 Year (3 Years) | 58 | 3.5% | 55.97
85281 | Middle Atlantic | MAFAN | 4-1/2FAN 120V W/CORD | EA |  | 1 Year (3 Years) | 78 | 3.5% | 75.27
85282 | Middle Atlantic | MAFAN-10 | 10FAN 115V W/CORD | EA |  | 1 Year (3 Years) | 313 | 3.5% | 302.045
85283 | Middle Atlantic | MAG-1/2 | 2PC MAGNETIC SOCKETS FOR | EA |  | 1 Year (3 Years) | 47 | 3.5% | 45.355
85284 | Middle Atlantic | MAG-CAB-LATCHKEY | MAGNETIC CAB LATCH KEY | EA |  | 1 Year (Lifetime) | 40 | 3.5% | 38.6
85285 | Middle Atlantic | MBRK12 | 12SP(21)RACK,18DEEP,MAPLE | EA |  | 1 Year (7 Years) | 316 | 3.5% | 304.94
85286 | Middle Atlantic | MBRK12-22 | 12SP(21)RACK,22DEEP,MAPLE | EA |  | 1 Year (7 Years) | 416 | 3.5% | 401.44
85287 | Middle Atlantic | MBRK12-28 | 12SP(21)RACK,28DEEP,MAPLE | EA |  | 1 Year (7 Years) | 557 | 3.5% | 537.505
85288 | Middle Atlantic | MBRK16 | 16SP(28)RACK,18DEEP,MAPLE | EA |  | 1 Year (7 Years) | 354 | 3.5% | 341.61
85289 | Middle Atlantic | MBRK16-22 | 16SP(28)RACK,22DEEP,MAPLE | EA |  | 1 Year (7 Years) | 464 | 3.5% | 447.76
85290 | Middle Atlantic | MBRK16-28 | 16SP(28)RACK,28DEEP,MAPLE | EA |  | 1 Year (7 Years) | 619 | 3.5% | 597.335
85291 | Middle Atlantic | MBRK20 | 20SP(35)RACK,18DEEP,MAPLE | EA |  | 1 Year (7 Years) | 380 | 3.5% | 366.7
85292 | Middle Atlantic | MBRK20-22 | 20SP(35)RACK,22DEEP,MAPLE | EA |  | 1 Year (7 Years) | 491 | 3.5% | 473.815
85293 | Middle Atlantic | MBRK20-28 | 20SP(35)RACK,28DEEP,MAPLE | EA |  | 1 Year (7 Years) | 655 | 3.5% | 632.075
85294 | Middle Atlantic | MBRK28-22 | 28SP(49)RACK,22DEEP,MAPLE | EA |  | 1 Year (7 Years) | 558 | 3.5% | 538.47
85295 | Middle Atlantic | MBRK28-28 | 28SP(49)RACK,28DEEP,MAPLE | EA |  | 1 Year (7 Years) | 754 | 3.5% | 727.61
85296 | Middle Atlantic | MBRK8 | 8SP(14)RACK,18DEEP,MAPLE | EA |  | 1 Year (7 Years) | 283 | 3.5% | 273.095
85297 | Middle Atlantic | MBRK8-22 | 8SP(14)RACK,22DEEP,MAPLE | EA |  | 1 Year (7 Years) | 402 | 3.5% | 387.93
85298 | Middle Atlantic | MD-KB | PULLOUT KEYBOARD TRAY | EA |  | 1 Year (Lifetime) | 230 | 3.5% | 221.95
85299 | Middle Atlantic | MDV-CK | CASTER KIT-FITS MDV-R12 R | EA |  | 1 Year (7 Years) | 146 | 3.5% | 140.89
85300 | Middle Atlantic | MDV-OB4 | MDV SYS. 4SP OB FITS MDV- | EA |  | 1 Year (Lifetime) | 270 | 3.5% | 260.55
85301 | Middle Atlantic | MDV-R12 | MDV SYSTEM 12SP RACK | EA |  | 1 Year (Lifetime) | 474 | 3.5% | 457.41
85302 | Middle Atlantic | MDV-W | MDV SYSTEM WEDGE | EA |  | 1 Year (Lifetime) | 204 | 3.5% | 196.86
85303 | Middle Atlantic | MFR-1227GC | 12SP27D MOBILE F RACK GC | EA |  | 1 Year (Lifetime) | 1019 | 3.5% | 983.335
85304 | Middle Atlantic | MFR-1227GE | 12SP27D MOBILE F RACK GE | EA |  | 1 Year (Lifetime) | 1019 | 3.5% | 983.335
85305 | Middle Atlantic | MFR-1227KM | 12SP27D MOBILE F RACK KM | EA |  | 1 Year (Lifetime) | 1019 | 3.5% | 983.335
85306 | Middle Atlantic | MFR-1627GC | 16SP27D MOBILE F RACK GC | EA |  | 1 Year (Lifetime) | 1066 | 3.5% | 1028.69
85307 | Middle Atlantic | MFR-1627GE | 16SP27D MOBILE F RACK GE | EA |  | 1 Year (Lifetime) | 1066 | 3.5% | 1028.69
85308 | Middle Atlantic | MFR-1627KM | 16SP27D MOBILE F RACK KM | EA |  | 1 Year (Lifetime) | 1066 | 3.5% | 1028.69
85309 | Middle Atlantic | MFR-2027GC | 20SP27D MOBILE F RACK GC | EA |  | 1 Year (Lifetime) | 1138 | 3.5% | 1098.17
85310 | Middle Atlantic | MFR-2027GE | 20SP27D MOBILE F RACK GE | EA |  | 1 Year (Lifetime) | 1138 | 3.5% | 1098.17
85311 | Middle Atlantic | MFR-2027KM | 20SP27D MOBILE F RACK KM | EA |  | 1 Year (Lifetime) | 1138 | 3.5% | 1098.17
85312 | Middle Atlantic | MFR-FANKIT-2 | MFR DC 2FAN KIT W PWR SUP | EA |  | 1 Year (Lifetime) | 130 | 3.5% | 125.45
85313 | Middle Atlantic | MFR-RRK-12 | MFR REAR RAIL KIT 12SP | EA |  | 1 Year (Lifetime) | 43 | 3.5% | 41.495
85314 | Middle Atlantic | MFR-RRK-16 | MFR REAR RAIL KIT 16SP | EA |  | 1 Year (Lifetime) | 53 | 3.5% | 51.145
85315 | Middle Atlantic | MFR-RRK-20 | MFR REAR RAIL KIT 20SP | EA |  | 1 Year (Lifetime) | 64 | 3.5% | 61.76
85316 | Middle Atlantic | MK-19-45 | CABLE MGMT RCK, 45SP (78. | EA |  | 1 Year (Lifetime) | 841 | 3.5% | 811.565
85317 | Middle Atlantic | MK-LA | LADDER ADAPTER FOR MK RAC | EA |  | 1 Year (Lifetime) | 70 | 3.5% | 67.55
85318 | Middle Atlantic | MM3-1X1BLK | MON MT,1X1,BLK,3WAY MT | EA |  | 1 Year (Lifetime) | 289 | 3.5% | 278.885
85319 | Middle Atlantic | MM3-1X2BLK | MON MT,1X2,BLK,3WAY MT | EA |  | 1 Year (Lifetime) | 254 | 3.5% | 245.11
85320 | Middle Atlantic | MM3-2X1BLK | MON MT,2X1,BLK,3WAY MT | EA |  | 1 Year (Lifetime) | 439 | 3.5% | 423.635
85321 | Middle Atlantic | MM3-2X2BLK | MON MT,2X2,BLK,3WAY MT | EA |  | 1 Year (Lifetime) | 497 | 3.5% | 479.605
85322 | Middle Atlantic | MM3-3X1BLK | MON MT,3X1,BLK,3WAY MT | EA |  | 1 Year (Lifetime) | 520 | 3.5% | 501.8
85323 | Middle Atlantic | MMB-1X1-12BLK | MON MT,POLE12,BLK,BOLTIN | EA |  | 1 Year (Lifetime) | 166 | 3.5% | 160.19
85324 | Middle Atlantic | MMR-1020 | MULTI MOUNT RACK 10UX20D | EA |  | 1 Year (Lifetime) | 378 | 3.5% | 364.77
85325 | Middle Atlantic | MMR-1220 | MULTI MOUNT RACK 12UX20D | EA |  | 1 Year (Lifetime) | 427 | 3.5% | 412.055
85326 | Middle Atlantic | MMR-1220-WT | MULTI MOUNT RACK 12UX20D | EA |  | 1 Year (Lifetime) | 477.26 | 3.5% | 460.5559
85327 | Middle Atlantic | MMR-1620 | MULTI MOUNT RACK 16UX20D | EA |  | 1 Year (Lifetime) | 504 | 3.5% | 486.36
85328 | Middle Atlantic | MMR-1624 | MULTI MOUNT RACK 16UX24D | EA |  | 1 Year (Lifetime) | 517 | 3.5% | 498.905
85329 | Middle Atlantic | MMR-1820 | MULTI MOUNT RACK 18UX20D | EA |  | 1 Year (Lifetime) | 561 | 3.5% | 541.365
85330 | Middle Atlantic | MMR-1824 | MULTI MOUNT RACK 18UX24D | EA |  | 1 Year (Lifetime) | 607 | 3.5% | 585.755
85331 | Middle Atlantic | MMR-RR10 | 10 SPACE RAIL KIT,MMR | EA |  | 1 Year (Lifetime) | 57 | 3.5% | 55.005
85332 | Middle Atlantic | MMR-RR12 | 12 SPACE RIAL KIT,MMR | EA |  | 1 Year (Lifetime) | 58 | 3.5% | 55.97
85333 | Middle Atlantic | MMR-RR16 | 16 SPACE RAIL KIT,MMR | EA |  | 1 Year (Lifetime) | 62 | 3.5% | 59.83
85334 | Middle Atlantic | MMR-RR18 | 18 SPACE RAIL KIT,MMR | EA |  | 1 Year (Lifetime) | 70 | 3.5% | 67.55
85335 | Middle Atlantic | M-PCON-20A | MPR 20A POWERCON MODULE | EA |  | 1 Year (3 Years) | 121 | 3.5% | 116.765
85336 | Middle Atlantic | MPR-3A | MPR RACEWAY,32" | EA |  | 1 Year (Lifetime) | 76 | 3.5% | 73.34
85337 | Middle Atlantic | MPR-6A | MPR RACEWAY,56" | EA |  | 1 Year (Lifetime) | 84 | 3.5% | 81.06
85338 | Middle Atlantic | MPR-8A | MPR RACEWAY,72" | EA |  | 1 Year (Lifetime) | 94 | 3.5% | 90.71
85339 | Middle Atlantic | MPR-9A | MPR RACEWAY,80" | EA |  | 1 Year (Lifetime) | 101 | 3.5% | 97.465
85340 | Middle Atlantic | MPR-BL2A | MPR 2"BLANK MODULE(QTY:2) | EA |  | 1 Year (Lifetime) | 15 | 3.5% | 14.475
85341 | Middle Atlantic | MPR-BL4A | MPR 4" BLANK MODULE | EA |  | 1 Year (Lifetime) | 15 | 3.5% | 14.475
85342 | Middle Atlantic | MPR-BL8A | MPR 8" BLANK MODULE | EA |  | 1 Year (Lifetime) | 15 | 3.5% | 14.475
85343 | Middle Atlantic | MPR-JB663A | MPR JBOX 6"X6"X3" | EA |  | 1 Year (Lifetime) | 75 | 3.5% | 72.375
85344 | Middle Atlantic | MPR-JB843A | MPR JBOX 8"X4"X3" | EA |  | 1 Year (Lifetime) | 79 | 3.5% | 76.235
85345 | Middle Atlantic | MPR-JB853A | MPR JBOX 8"X5"X3" | EA |  | 1 Year (Lifetime) | 83 | 3.5% | 80.095
85346 | Middle Atlantic | MPR-JB863A | MPR JBOX 8"X6"X3" | EA |  | 1 Year (Lifetime) | 87 | 3.5% | 83.955
85347 | Middle Atlantic | MPR-SEQ-1CA | MPR SEQ CONT MOD,CORD | EA |  | 1 Year (Lifetime) | 328 | 3.5% | 316.52
85348 | Middle Atlantic | MPR-SEQA | 8"MPR SEQ CONTROL MOD | EA |  | 1 Year (Lifetime) | 299 | 3.5% | 288.535
85349 | Middle Atlantic | MPR-SS | MPR SURGE SUPPRESSOR | EA |  | 1 Year (Lifetime) | 78 | 3.5% | 75.27
85350 | Middle Atlantic | MRK-2426 | 24SP/26D MULTIBAY MRK | EA |  | 1 Year (Lifetime) | 1271 | 3.5% | 1226.515
85351 | Middle Atlantic | MRK-2426LRD | 24SP/26D MULTIBAY MRK LRD | EA |  | 1 Year (Lifetime) | 1141 | 3.5% | 1101.065
85352 | Middle Atlantic | MRK-2426PROLRD | 24SP/26D MRK W/PRO RAIL | EA |  | 1 Year (Lifetime) | 1212 | 3.5% | 1169.58
85353 | Middle Atlantic | MRK-2431 | 24SP/31D MULTIBAY MRK | EA |  | 1 Year (Lifetime) | 1400 | 3.5% | 1351
85354 | Middle Atlantic | MRK-2431LRD | 24SP/31D MULTIBAY MRK LRD | EA |  | 1 Year (Lifetime) | 1269 | 3.5% | 1224.585
85355 | Middle Atlantic | MRK-2431LRD02124 | 24U/31D MRK,CONF W/PWR | EA |  | 1 Year (Lifetime) | 3984.58 | 3.5% | 3845.1197
85356 | Middle Atlantic | MRK-2436 | 24SP/36D MULTIBAY MRK | EA |  | 1 Year (Lifetime) | 1663 | 3.5% | 1604.795
85357 | Middle Atlantic | MRK-2436LRD | 24SP/36D MULTIBAY MRK,LRD | EA |  | 1 Year (Lifetime) | 1531 | 3.5% | 1477.415
85358 | Middle Atlantic | MRK-2436PRO | 24SP/36D MRK W/PRO RAIL | EA |  | 1 Year (Lifetime) | 1640 | 3.5% | 1582.6
85359 | Middle Atlantic | MRK-3726 | 37SP/26D MULTIBAY MRK | EA |  | 1 Year (Lifetime) | 1368 | 3.5% | 1320.12
85360 | Middle Atlantic | MRK-3726AXS | 20"D,34SP AXS IN MRK-3726 | EA |  | 1 Year (Lifetime) | 2347 | 3.5% | 2264.855
85361 | Middle Atlantic | MRK-3726AXS-Z4 | 20"D,34SP AXS IN MRK-3726 | EA |  | 1 Year (Lifetime) | 2665 | 3.5% | 2571.725
85362 | Middle Atlantic | MRK-3726LRD | 37SP/26D MULTIBAY MRK LRD | EA |  | 1 Year (Lifetime) | 1233 | 3.5% | 1189.845
85363 | Middle Atlantic | MRK-3731 | 37SP/31D MULTIBAY MRK | EA |  | 1 Year (Lifetime) | 1576 | 3.5% | 1520.84
85364 | Middle Atlantic | MRK-3731AXS-26 | 26"D,34SP AXS IN MRK-3731 | EA |  | 1 Year (Lifetime) | 2539 | 3.5% | 2450.135
85365 | Middle Atlantic | MRK-3731LRD | 37SP/31D MULTIBAY LRD | EA |  | 1 Year (Lifetime) | 1441 | 3.5% | 1390.565
85366 | Middle Atlantic | MRK-3736 | 37SP/36DP MULTIBAY MRK | EA |  | 1 Year (Lifetime) | 1806 | 3.5% | 1742.79
85367 | Middle Atlantic | MRK-3736PROLRD | 37SP,36"D MRK PRO LRD | EA |  | 1 Year (Lifetime) | 1753 | 3.5% | 1691.645
85368 | Middle Atlantic | MRK-4026 | 40SP/26D MULTIBAY MRK | EA |  | 1 Year (Lifetime) | 1416 | 3.5% | 1366.44
85369 | Middle Atlantic | MRK-4026AXS | 20"D,37SP AXS IN MRK-4026 | EA |  | 1 Year (Lifetime) | 2421 | 3.5% | 2336.265
85370 | Middle Atlantic | MRK-4026AXS-Z4 | 20"D,37SP AXS IN MRK-4026 | EA |  | 1 Year (Lifetime) | 2704 | 3.5% | 2609.36
85371 | Middle Atlantic | MRK-4026LRD | 40SP/26D MULTIBAY MRK LRD | EA |  | 1 Year (Lifetime) | 1277 | 3.5% | 1232.305
85372 | Middle Atlantic | MRK-4031 | 40SP/31D MULTIBAY MRK | EA |  | 1 Year (Lifetime) | 1683 | 3.5% | 1624.095
85373 | Middle Atlantic | MRK-4031AXS-26 | 26"D,37SP AXS IN MRK-4031 | EA |  | 1 Year (Lifetime) | 2708 | 3.5% | 2613.22
85374 | Middle Atlantic | MRK-4031LRD | 40SP/31D MULTIBAY MRK LRD | EA |  | 1 Year (Lifetime) | 1542 | 3.5% | 1488.03
85375 | Middle Atlantic | MRK-4036 | 40SP/36D MULTIBAY MRK | EA |  | 1 Year (Lifetime) | 1927 | 3.5% | 1859.555
85376 | Middle Atlantic | MRK-4036LRD | 40SP/36D MULTIBAY MRK LRD | EA |  | 1 Year (Lifetime) | 1786 | 3.5% | 1723.49
85377 | Middle Atlantic | MRK-4036PRO | 40SP/36D MRK W/PROLIANT | EA |  | 1 Year (Lifetime) | 1966 | 3.5% | 1897.19
85378 | Middle Atlantic | MRK-4036PROLRD | 40SP/36D MRK W/PRO RAIL | EA |  | 1 Year (Lifetime) | 1821 | 3.5% | 1757.265
85379 | Middle Atlantic | MRK-4042 | 40SP/42D MULTIBAY RACK | EA |  | 1 Year (Lifetime) | 2177 | 3.5% | 2100.805
85380 | Middle Atlantic | MRK-4042LRD | 40SP/42D MULTIBAY MRK LRD | EA |  | 1 Year (Lifetime) | 2037 | 3.5% | 1965.705
85381 | Middle Atlantic | MRK-4042PROLRD | 40SP/42D MRK W/PRO RAIL | EA |  | 1 Year (Lifetime) | 2058 | 3.5% | 1985.97
85382 | Middle Atlantic | MRK-4426 | 44SP/26D MULTIBAY MRK | EA |  | 1 Year (Lifetime) | 1529 | 3.5% | 1475.485
85383 | Middle Atlantic | MRK-4426-AV | 44SP/26D CONFIG AV RACK | EA |  | 1 Year (Lifetime) | 4055 | 3.5% | 3913.075
85384 | Middle Atlantic | MRK-4426-AV-AB | 44SP/26D CNFG AVRK ADDABY | EA |  | 1 Year (Lifetime) | 3406 | 3.5% | 3286.79
85385 | Middle Atlantic | MRK-4426AXS | 20"D,41SP AXS IN MRK-4426 | EA |  | 1 Year (Lifetime) | 2481 | 3.5% | 2394.165
85386 | Middle Atlantic | MRK-4426AXS-Z4 | 20"D,41SP AXS IN MRK-4426 | EA |  | 1 Year (Lifetime) | 2741 | 3.5% | 2645.065
85387 | Middle Atlantic | MRK-4426-GT | 44SP/26D MULTIBAY MRK,GT | EA |  | 1 Year (Lifetime) | 1758 | 3.5% | 1696.47
85388 | Middle Atlantic | MRK-4426LRD | 44SP/26D MULTIBAY MRK LRD | EA |  | 1 Year (Lifetime) | 1393 | 3.5% | 1344.245
85389 | Middle Atlantic | MRK-4431 | 44SP/31D MULTIBAY MRK | EA |  | 1 Year (Lifetime) | 1760 | 3.5% | 1698.4
85390 | Middle Atlantic | MRK-4431-AV | 44SP/31D CONFIG AV RACK | EA |  | 1 Year (Lifetime) | 4607 | 3.5% | 4445.755
85391 | Middle Atlantic | MRK-4431-AV-AB | 44SP/31D CNFG AVRK ADDABY | EA |  | 1 Year (Lifetime) | 3729 | 3.5% | 3598.485
85392 | Middle Atlantic | MRK-4431AXS-26 | 26"D,41SP AXS IN MRK-4431 | EA |  | 1 Year (Lifetime) | 2894 | 3.5% | 2792.71
85393 | Middle Atlantic | MRK-4431-DVR | 44SP/31D CONFIG DVR RACK | EA |  | 1 Year (Lifetime) | 4951 | 3.5% | 4777.715
85394 | Middle Atlantic | MRK-4431-DVR-AB | 44S/31D CNFG DVRRK ADDABY | EA |  | 1 Year (Lifetime) | 4073 | 3.5% | 3930.445
85395 | Middle Atlantic | MRK-4431LRD | 44SP/31D MULTIBAY MRK LRD | EA |  | 1 Year (Lifetime) | 1620 | 3.5% | 1563.3
85396 | Middle Atlantic | MRK-4431PRO | 44SP/31D MRK PROLIANT RL | EA |  | 1 Year (Lifetime) | 1793 | 3.5% | 1730.245
85397 | Middle Atlantic | MRK-4431PROLRD | 44SP/31D MULTIBAY MRK LRD | EA |  | 1 Year (Lifetime) | 1658 | 3.5% | 1599.97
85398 | Middle Atlantic | MRK-4431-WT | 44SP/31D MULTIBAY MRK | EA |  | 1 Year (Lifetime) | 1741 | 3.5% | 1680.065
85399 | Middle Atlantic | MRK-4436 | 44SP/36D MULTIBAY MRK | EA |  | 1 Year (Lifetime) | 1988 | 3.5% | 1918.42
85400 | Middle Atlantic | MRK-4436LRD | 44SP/36D MULTIBAY MRK LRD | EA |  | 1 Year (Lifetime) | 1869 | 3.5% | 1803.585
85401 | Middle Atlantic | MRK-4436-NVR | 44SP/36D CONFIG NVR RACK | EA |  | 1 Year (Lifetime) | 5442 | 3.5% | 5251.53
85402 | Middle Atlantic | MRK-4436-NVR-AB | 44S/36D CNFG NVRRK ADDABY | EA |  | 1 Year (Lifetime) | 4524 | 3.5% | 4365.66
85403 | Middle Atlantic | MRK-4436PRO | 44SP/36D MRK W/PROLIANT R | EA |  | 1 Year (Lifetime) | 2043 | 3.5% | 1971.495
85404 | Middle Atlantic | MRK-4436PROLRD | 44SP/36D MRK W/PROLIANT R | EA |  | 1 Year (Lifetime) | 1905 | 3.5% | 1838.325
85405 | Middle Atlantic | MRK-4442 | 44SP/42"DP MULTIBAY RACK | EA |  | 1 Year (Lifetime) | 2310 | 3.5% | 2229.15
85406 | Middle Atlantic | MRK-4442LRD | 44SP/42DP MULTIBAY RK LRD | EA |  | 1 Year (Lifetime) | 2165 | 3.5% | 2089.225
85407 | Middle Atlantic | MRK-4442PRO | 44SP/42D MULTIBAY RK PRO | EA |  | 1 Year (Lifetime) | 2351 | 3.5% | 2268.715
85408 | Middle Atlantic | MRK-4442PROLRD | 44SP/42D MULTIBAY RK PRO | EA |  | 1 Year (Lifetime) | 2208 | 3.5% | 2130.72
85409 | Middle Atlantic | MRK-4442-WT | 44SP/42"DP MULTIBAY RACK | EA |  | 1 Year (Lifetime) | 2658 | 3.5% | 2564.97
85410 | Middle Atlantic | MRK-4826 | 48SP/26D MULTIBAY MRK | EA |  | 1 Year (Lifetime) | 1632 | 3.5% | 1574.88
85411 | Middle Atlantic | MRK-4826LRD | 48SP/26D MULITBAY MRK LRD | EA |  | 1 Year (Lifetime) | 1494 | 3.5% | 1441.71
85412 | Middle Atlantic | MRK-4831 | 48SP/31D MULTIBAY MRK | EA |  | 1 Year (Lifetime) | 1833 | 3.5% | 1768.845
85413 | Middle Atlantic | MRK-TEMP-26 | ROUGH-IN TEMPLATE FOR 26D | EA |  | 1 Year (Lifetime) | 69 | 3.5% | 66.585
85414 | Middle Atlantic | MRK-TEMP-31 | ROUGH-IN TEMPLATE FOR 31D | EA |  | 1 Year (Lifetime) | 75 | 3.5% | 72.375
85415 | Middle Atlantic | MRK-TEMP-36 | ROUGH-IN TEMPLATE FOR 36D | EA |  | 1 Year (Lifetime) | 92 | 3.5% | 88.78
85416 | Middle Atlantic | MRK-Z4 | SEISMIC BRKTS. MRK SE | EA |  | 1 Year (Lifetime) | 62 | 3.5% | 59.83
85417 | Middle Atlantic | MS-11 | .5"HX11"D MULTI SHELF | EA |  | 1 Year (Lifetime) | 57 | 3.5% | 55.005
85418 | Middle Atlantic | MS-11-4 | .5"HX11"D MULTI SHELF 4PK | EA |  | 1 Year (Lifetime) | 207 | 3.5% | 199.755
85419 | Middle Atlantic | MS-5.5 | .5"HX5.5"D MULTI SHELF | EA |  | 1 Year (Lifetime) | 41 | 3.5% | 39.565
85420 | Middle Atlantic | MS-5.5-4 | .5HX5.5"D MULTI SHLF 4PK | EA |  | 1 Year (Lifetime) | 147 | 3.5% | 141.855
85421 | Middle Atlantic | MV-ISO-31 | ISO KIT FOR MRK/VRK 31"DP | EA |  | 1 Year (Lifetime) | 110 | 3.5% | 106.15
85422 | Middle Atlantic | MV-ISO-36 | ISO KIT FOR MRK/VRK 36"DP | EA |  | 1 Year (Lifetime) | 141 | 3.5% | 136.065
85423 | Middle Atlantic | MV-ISO-42 | ISO KIT MRK/VRK 42"DP | EA |  | 1 Year (Lifetime) | 170 | 3.5% | 164.05
85424 | Middle Atlantic | MV-PVT26 | MRK/VRK PAGODA TOP 26DP | EA |  | 1 Year (Lifetime) | 205 | 3.5% | 197.825
85425 | Middle Atlantic | MV-PVT31 | MRK/VRK PAGODA TOP 31DP | EA |  | 1 Year (Lifetime) | 249 | 3.5% | 240.285
85426 | Middle Atlantic | MV-PVT36 | MRK/VRK PAGODA TOP 36DP | EA |  | 1 Year (Lifetime) | 263 | 3.5% | 253.795
85427 | Middle Atlantic | MV-PVT42 | MRK/VRK PAGODA TOP 42DP | EA |  | 1 Year (Lifetime) | 306 | 3.5% | 295.29
85428 | Middle Atlantic | MV-RR24 | 24SP,PR,MRK/VRK ADDL.RAIL | EA |  | 1 Year (Lifetime) | 115 | 3.5% | 110.975
85429 | Middle Atlantic | MV-RR37 | 37SP,PR,MRK/VRK ADDL.RAIL | EA |  | 1 Year (Lifetime) | 126 | 3.5% | 121.59
85430 | Middle Atlantic | MV-RR40 | 40SP,PR,MRK/VRK ADDL.RAIL | EA |  | 1 Year (Lifetime) | 137 | 3.5% | 132.205
85431 | Middle Atlantic | MV-RR44 | 44SP,PR,MRK/VRK ADDL.RAIL | EA |  | 1 Year (Lifetime) | 151 | 3.5% | 145.715
85432 | Middle Atlantic | MV-ZRA-40 | 40SP MRK/VRK Z-RAIL | EA |  | 1 Year (Lifetime) | 2761 | 3.5% | 2664.365
85433 | Middle Atlantic | MV-ZRA-44 | 44SP MRK/VRK Z-RAIL ADAPT | EA |  | 1 Year (Lifetime) | 127 | 3.5% | 122.555
85434 | Middle Atlantic | MW-10FT | 10FAN TOP OPT. MRK/WRK(BL | EA |  | 1 Year (Lifetime) | 77 | 3.5% | 74.305
85435 | Middle Atlantic | MW-10FT-550CFM | INTEGRATED 10"FAN TOP | EA |  | 1 Year (Lifetime) | 568 | 3.5% | 548.12
85436 | Middle Atlantic | MW-10FT-FC | 10"(1)FAN/TOP W/FC M/W | EA |  | 1 Year (Lifetime) | 753 | 3.5% | 726.645
85437 | Middle Atlantic | MW-4FT | 4-1/2FAN(4)TOP MRK/WRK(BL | EA |  | 1 Year (Lifetime) | 77 | 3.5% | 74.305
85438 | Middle Atlantic | MW-4FT-380CFM | INTEGRATED 4"FAN TOP | EA |  | 1 Year (Lifetime) | 524 | 3.5% | 505.66
85439 | Middle Atlantic | MW-4QFT-FC | 4.5"(4)FAN/TOP W/FC M/W | EA |  | 1 Year (Lifetime) | 898 | 3.5% | 866.57
85440 | Middle Atlantic | MW-4QFT-FC-WT | 4.5"(4)FAN/TOP W/FC M/W | EA |  | 1 Year (Lifetime) | 940 | 3.5% | 907.1
85441 | Middle Atlantic | MW-6FT | 6"FAN TOP,3 FANS,MRK/WRK | EA |  | 1 Year (Lifetime) | 77 | 3.5% | 74.305
85442 | Middle Atlantic | MW-6FT-660CFM | INTEG 6"FAN TOPW/GUARDS | EA |  | 1 Year (Lifetime) | 660 | 3.5% | 636.9
85443 | Middle Atlantic | MW-6FT-660CFM-WT | INTEG 6"FAN TOPW/GUARDS | EA |  | 1 Year (Lifetime) | 731 | 3.5% | 705.415
85444 | Middle Atlantic | MWCFRD-1/2PNL-45 | 1/2 BLNK PNL MW-CFRD-45 | EA |  | 1 Year (Lifetime) | 86 | 3.5% | 82.99
85445 | Middle Atlantic | MW-CFRD-42 | 42SP,SPLIT FAN RD,1320CFM | EA |  | 1 Year (Lifetime) | 2284 | 3.5% | 2204.06
85446 | Middle Atlantic | MW-CFRD-44 | 44SP,SPLIT FAN RD,1320CFM | EA |  | 1 Year (Lifetime) | 2310 | 3.5% | 2229.15
85447 | Middle Atlantic | MW-CFRD-45 | 45SP,SPLIT FAN RD,1320CFM | EA |  | 1 Year (Lifetime) | 2323 | 3.5% | 2241.695
85448 | Middle Atlantic | MWCFRD-FKIT | ADD'L 6"FAN FOR MW-CFRD | EA |  | 1 Year (Lifetime) | 148 | 3.5% | 142.82
85449 | Middle Atlantic | MW-CLVRD-24 | 24SP LG PERF SPLIT RD BK | EA |  | 1 Year (Lifetime) | 474 | 3.5% | 457.41
85450 | Middle Atlantic | MW-CLVRD-40 | LG PERF SPLIT REARDR,40SP | EA |  | 1 Year (Lifetime) | 633 | 3.5% | 610.845
85451 | Middle Atlantic | MW-CLVRD-42 | 42SP LG PERF SPLIT RD BK | EA |  | 1 Year (Lifetime) | 595 | 3.5% | 574.175
85452 | Middle Atlantic | MW-CLVRD-44 | LG PERF SPLIT REARDR,44SP | EA |  | 1 Year (Lifetime) | 660 | 3.5% | 636.9
85453 | Middle Atlantic | MW-CLVRD-45 | 45SP LG PERF SPLIT RD BK | EA |  | 1 Year (Lifetime) | 661 | 3.5% | 637.865
85454 | Middle Atlantic | MW-CRD-24 | 24SP SOLID SPLIT RD BK | EA |  | 1 Year (Lifetime) | 346 | 3.5% | 333.89
85455 | Middle Atlantic | MW-CRD-42 | 42SP SOLID SPLIT RD BK | EA |  | 1 Year (Lifetime) | 363 | 3.5% | 350.295
85456 | Middle Atlantic | MW-CRD-44 | SOLID SPLIT REAR DOOR,44 | EA |  | 1 Year (Lifetime) | 373 | 3.5% | 359.945
85457 | Middle Atlantic | MW-CRD-45 | 45SP SOLID SPLIT RD BK | EA |  | 1 Year (Lifetime) | 384 | 3.5% | 370.56
85458 | Middle Atlantic | MW-DT | DUCT TOP OPT MRK/WRK BLK | EA |  | 1 Year (Lifetime) | 81 | 3.5% | 78.165
85459 | Middle Atlantic | MW-LA | MRK/WRK LADDER ADAPT TOP | EA |  | 1 Year (Lifetime) | 98 | 3.5% | 94.57
85460 | Middle Atlantic | MW-LVRD-40 | 40SP LARGE PERF REAR DOOR | EA |  | 1 Year (Lifetime) | 426 | 3.5% | 411.09
85461 | Middle Atlantic | MW-LVRD-44 | 44SP,LARGE PERF RD,UNV,BK | EA |  | 1 Year (Lifetime) | 435 | 3.5% | 419.775
85462 | Middle Atlantic | MW-LVRD-44-02321 | VENT,R,DR,44,BLK,CTM | EA |  | 1 Year (Lifetime) | 2870.4 | 3.5% | 2769.936
85463 | Middle Atlantic | MW-LVRD-54 | 54SP LARGE PERF REAR DOOR | EA |  | 1 Year (Lifetime) | 477 | 3.5% | 460.305
85464 | Middle Atlantic | MW-LVT | MRK/WRK LG PERF VENT TOP | EA |  | 1 Year (Lifetime) | 114 | 3.5% | 110.01
85465 | Middle Atlantic | MW-LVT-PW | LG PERF VENT TOP,PUTTY | EA |  | 1 Year (Lifetime) | 131 | 3.5% | 126.415
85466 | Middle Atlantic | MW-RD-24 | 24SP MRK/WRK REAR DOOR | EA |  | 1 Year (Lifetime) | 118 | 3.5% | 113.87
85467 | Middle Atlantic | MW-RD-37 | 37SP MRK/WRK REAR DOOR | EA |  | 1 Year (Lifetime) | 123 | 3.5% | 118.695
85468 | Middle Atlantic | MW-RD-40 | 40SP MRK/WRK REAR DOOR | EA |  | 1 Year (Lifetime) | 126 | 3.5% | 121.59
85469 | Middle Atlantic | MW-RD-44 | 44SP MRK/WRK REAR DOOR | EA |  | 1 Year (Lifetime) | 127 | 3.5% | 122.555
85470 | Middle Atlantic | MW-RD-54 | 54SP MRK/WRK REAR DOOR | EA |  | 1 Year (Lifetime) | 526 | 3.5% | 507.59
85471 | Middle Atlantic | MW-ST | SOLID TOP OPTION MRK/WRK | EA |  | 1 Year (Lifetime) | 77 | 3.5% | 74.305
85472 | Middle Atlantic | MW-TR | MRK/WRK/VRK TOP RAIL OPT. | EA |  | 1 Year (Lifetime) | 50 | 3.5% | 48.25
85473 | Middle Atlantic | MW-VRD-37 | 37SP VENTED REAR DR (BLK) | EA |  | 1 Year (Lifetime) | 217 | 3.5% | 209.405
85474 | Middle Atlantic | MW-VRD-40 | 40SP VENTED REAR DR (BLK) | EA |  | 1 Year (Lifetime) | 233 | 3.5% | 224.845
85475 | Middle Atlantic | MW-VRD-44 | 44SP VENTED REAR DR (BLK) | EA |  | 1 Year (Lifetime) | 249 | 3.5% | 240.285
85476 | Middle Atlantic | MW-VT | MRK/WRK VENT TOP OPTION(B | EA |  | 1 Year (Lifetime) | 77 | 3.5% | 74.305
85477 | Middle Atlantic | MW-VT-WT | MRK/WRK VENT TOP OPTION | EA |  | 1 Year (Lifetime) | 87 | 3.5% | 83.955
85478 | Middle Atlantic | OBRK12 | 12SP(21)OAK RACK, 18DEEP | EA |  | 1 Year (Lifetime) | 268 | 3.5% | 258.62
85479 | Middle Atlantic | OBRK12-S | 12SP OAK RACK, 18DEEP | EA |  | 1 Year (Lifetime) | 160 | 3.5% | 154.4
85480 | Middle Atlantic | OBRK16 | 16SP(28)OAK RACK, 18DEEP | EA |  | 1 Year (Lifetime) | 317 | 3.5% | 305.905
85481 | Middle Atlantic | OBRK16-S | 16SP OAK RACK, 18DEEP | EA |  | 1 Year (Lifetime) | 189 | 3.5% | 182.385