## Instructions (hidden)
ATTACHMENT 1: NYS NET PRICING PAGES
GROUP 77201 Solicitation 23150 - Intelligent Facility and Security Systems and Solutions
In the table below, please list your (bidder's) name (this will populate your Name on all tabs) AND the Lot and Region(s) which are being bid. Note: Bidders are not permitted to bid BOTH Lot 1 and Lot 2.
| Bidder Name: | [Insert Bidder Name]
| Lot Bid: | Insert an "X in the Applicable cell:
|  | Lot 1 | Lot 2
| Region(s) Bid: | Insert an "X" in the applicable cell(s):
|  | Region 1 | Region 2 | Region 3 | Region 4 | Region 5 | Region 6 | Region 7 | Region 8 | Region 9
Instructions: 1. All Bidders Must complete A. Tab "Discount Table Comparison" B. The "Equipment Pricing" tab for all Products except Custom-Built Equipment 2. If Bidding Lot 2, A. and proposing Custom-Built Equipment, list these in and complete the Custom Build Equipment Pricing" Tab D. If Bidding Lot 2, the applicable Labor Rates Tab. E. If Bidding Lot 2, and the Bidder wishes to offer Subcontractors, the Subcontractor Utilization Tab. 2. The instructions for completing the "Discount Summary Table" are in the Discount Summary Table tab. 3. The following instructions describe how the Bidder is to complete the Equipment Pricing and Labor Rate Tabs. 4. The instructions for completing the "Subcontractor Utilization" tab are in the Subcontractor Utilization Tab.
ALL PRICING PROVIDED HEREIN, EXCEPT FOR PRICING PROVIDED FOR COMPARABLE CUSTOMERS/CONTRACTS PURPOSES, WILL BE PUBLISHED ON THE OGS WEBSITE FOR PUBLIC VIEWING
Equipment Pricing: To develop your NYS Net Price List, the following columns are required to be completed for the Equipment pricing for all Lot(s) bid:
1. Under column A "Line #," the spreadsheet Shall automatically "count" the number for each item. This row is locked and cannot be edited, but only extended. To extend this column: A. Bring the curser to the lower left-hand corner of the cell with the last Line Item #, which is initial A17 in the Equipment Pricing Tabs for Lots 1 and 2. B. Once the curser appears as a "+" sign, drag the cell to last row you are utilizing. C. The formula in this cell will automatically "Count" by adding 1 to each row.
2. Under column B "Manufacturer/Product Line", insert the Manufacturer/Brand Name/Product Line (e.g. Lenel, Bosch, Belimo, etc.). Depending upon the number of Product Lines being Bid, you may either utilize one sheet and add applicable rows for each Product Line's part numbers, or create a separate sheets for each Product Line.
3. Under column C "Equipment/Model Number", insert the Manufacturer's or Distributor's listed Equipment/product/model Number. Bidders Must use the Manufacturer’s or Distributor's Product/Model # from the Manufacturer’s/Distributor’s Price List with List Price/MSRP (“List Price/MSRP File”) .
4.. Under column D "Product Description", insert the description of the Product/Model number from the Manufacturer’s/Distributor’s Price List with List Price/MSRP (“List Price/MSRP File”). Bidders Must use the Manufacturer’s or Distributor's Product Description from the Manufacturer’s/Distributor’s Price List with List Price/MSRP (“List Price/MSRP File”) .
5. Under column G "Unit of Measurement," indicate the unit/amount at which the Equipment is sold as (i.e. per foot, pounds, quantity, etc.).
6. Under column F "Product Line Subcategory," where the Manufacturer’s/Distributor’s Price List with List Price/MSRP (“List Price/MSRP File”).e has multiple different product line subcategories which will have different proposed Percent (%) Discounts, Bidder Shall insert the applicable Product Line Subcategory indicator (e.g. A, B, "cameras, etc.) which will correspond to this particular Product Line Subcategory. This is not required where bidder is Bidding one (1) Percent (%) Discount for a Product Line (e.g. 40% for all Pelco equipment).
7. Under column G "Warranty Period – # of year(s) after acceptance as required by Appendix B, Clause 54", please list the term of the warranty for each Product Line, Product Line Subcategory, or Equipment in years. The warranty period shall be the longer of either: A. the Bidder's or Manufacturer's standard commercially-offered warranty, or B. One (1) year from the date of acceptance.
8. Under column H "List Price/MSRP", insert the List Price/MSRP for each item from the Manufacturer’s/Distributor’s Price List with List Price/MSRP (“List Price/MSRP File”). This value should be rounded to the nearest whole cent (e.g. two decimal places) using 'standard' rounding method
9. Under column I "Percent (%) Discount", insert the proposed Percent (%) Discount for each product.
10. NYS Net Price Column - This column automatically calculates NYS Net Price by multiplying the List Price/MSRP by the Percent (%) Discount. This column is LOCKED and cannot be edited. The following is an example of how the NYS Net Price is calculated: NYS Net Price = List Price/MSRP * (1-Discount Percentage) $540 = $600 * (1-10%) In this case, the List Price/MSRP is $600.00, and the proposed Percent (%) Discount is 10%. This value shall be rounded to the nearest whole cent (e.g. two decimal places) using 'standard' rounding method DO NOT ATTEMPT TO CHANGE THIS FORMULA AS THIS MAY RESULT IN BIDDER'S BID BEING FOUND NON-RESPONSIVE AND INELIGIBLE FOR AWARD
Custom-Built Equipment Pricing Certain Equipment for example chillers, air handlers, air terminals, heat pumps, etc.) may be Custom-Built Equipment as defined in Attachment 15 - Glossary of Terms. If this is the case, please insert these items under the tab: Custom-Built Equipment Pricing For Any Equipment which a Bidder Proposes as Custom-Built Equipment where OGS determines that there is a List Price/MSRP, OGS will reject the proposed Equipment Pricing.
1. Under Column A, the spreadsheet Shall automatically "count" the number for each item. This row is locked and cannot be edited, but only extended. To extend this column: A. Bring the curser to the lower left-hand corner of the cell with the last Line Item #, which is initial A20 in the Equipment Pricing Tab B. Once the curser appears as a "+" sign, drag the cell to last row you are utilizing. C. The formula in this cell will automatically "Count" by adding 1 to each row.
2. Under Column B, "Manufacturer/Product Line", insert the Manufacturer/Brand Name/Product Line (e.g. Lenel, Bosch, Belimo, etc.).
3. Under column C "Equipment/Model Number", insert the Manufacturer's or Distributor's listed Equipment/product/model Number. *Note, if as a custom-built product that does not have a Manufacturer's equipment/product/model number, please create a model/part number which can be used when invoicing.
4. Under Column D, "Product Description", insert the description of the Product/model number (e.g. XYZ Chiller P90X 50 Ton)
5. Under Column E, "Unit of Measurement", indicate the unit/amount the product/model number is sold as (i.e. per foot, pounds, quantity, etc.).
6. Under Column F "Warranty Period – # of year(s) after acceptance as required by Appendix B, Clause 54", please list the term of the warranty for each Product Line, Product Line Subcategory, or Equipment in years. The warranty period shall be the longer of either: A. the Bidder's or Manufacturer's standard commercially-offered warranty, or B. One (1) year from the date of acceptance.
7. Under Column G, "NYS Net Price", indicate the customized pricing, based upon the Unit of Measurement listed, that will be charged. (e.g. for a chiller based on a per ton Unit of Measurement, if you indicate a NYS Net Price of $500.00, and the Authorized User requires a 90 ton chiller, this would yield a total price of $45,000.00 [$500.00 * 90 = $45,000]. This value should be rounded to the nearest whole cent (e.g. two decimal places) using 'standard' rounding method.
8. Under Column H, "Comparable Contract/Customer", indicate a comparable contract/customer for which you have previously offered the listed product(s to demonstrate Reasonableness of Price. Bidders may demonstrate Reasonableness of Price by offering NYS equal to or better Total Hourly Rates than the following: 1. Pricing on any contracts awarded by GSA, Veteran's Administration (VA), Department of Defense (DOD), and other government entities, 2. Pricing on other state’s government contract, 3. Pricing offered by other Bidders for this Solicitation, 4. Pricing offered by Bidders to their Best Commercial Customer(s), and/or 5. Reviewing other information deemed necessary by the Office of General Services
9. Under Column I, "Comparable Contract Price", indicate the price that was offered to the comparable customer/contract. This figure should be indicated to match the NYS Net Price column G, (e.g. if you indicated a NYS Net Price under column G of $450.00, and offered the State of Texas $475.00 per ton for a chiller, please list the $475.00 as the Comparable Contract Price.
Installation, Integration, and Maintenance Labor Rates - Applicable to Each Region Tab (i.e. Region 1 Labor Rates, Region 2 Labor Rates, Region 3 Labor Rates, Region 4 Labor Rates, Region 5 Labor Rates, Region 6 Labor Rates, Region 7 Labor Rates, Region 8 Labor Rates & Region 9 Labor Rates)
1. Bidders bidding LOT 2 are required to complete the tabs labeled "Region [#] Labor Rates," for all Installation, Integration, and Maintenance by inserting the following: 2. For all Bidders offering Products/Systems which are hardwired/affixed to facilities, the Bidder Must insert a proposed Percent (%) Markup for the following Job Titles which are included in NYSDOL Prevailing Wage Schedules: A. Electrician/Electrical Installer B. The applicable technician titles for products/systems being bid. C. If offering Traffic and Transportation CCTV/Surveillance Camera Systems in Regions 1 and 3-9, the Electrician Lineman. D. The value inidcated for the percent markup should list no more than two (2) decimal places 3. Where the Bidder is proposing Integrated Microprocessor-Controlled HVAC Product Systems, the Bidder should insert proposed Percent (%) Markups for the applicable Steamfitter Job Tittles in addition to the applicable Electrical Installer and Technician Job Titles. 4. Where the Bidder is proposing Fire Sprinkler Systems or Fire Suppression Systems, Bidder Shall insert proposed Percent (%) Markups for the Sprinkler Job Title in addition to the applicable Electrician and Technician Titles).
Using the aforementioned Percent (%) Markup, the formulas in the spreadsheet will automatically calculate the following: 1. Total Hourly Rate (Business Hours) 2. Overtime Hourly Pay Rate 3. Overtime Total Hourly Rate 4. After Business Hour Pay Rate, 5. After Business Hours Total Hourly Rate, 6. Saturday Hourly Pay Rate, 7. Saturday Total Hourly Rate, 8. Sunday and NYS Holiday Pay Rate, and 9. Sunday and NYS Holiday Total Hourly Rate.
The Percent (%) Markup includes, but is not limited, all of the following costs: 1. Travel Costs, 2. Meals, 3. Lodging, 4. Gas/fuel, 5. Tolls, 6. Site Access Costs, 7. Workers Compensation, 8. Disability Benefits, 9. State Unemployment (SUTA), 10. Federal Insurance (FICA), 11. Federal Unemployment (FUTA) 12. All other insurance, including, but not limited to: A. Commercial General Liability, B. Business Automobile Liability, C. Professional Liability/Errors & Omissions Insurance, D. Technology Professional Liability/Technology Errors & Omissions Insurance, E. Cyber Liability Insurance, and G. Any other insurance 13. Background checks, ongoing certifications, licensing, etc., 14. Authorized user Security procedures, 15. All other overhead (including, but not limited to taxes, utilities, etc.), and 16. Profit This Percent (%) Markup Shall cover both Bidder/Contractor and Subcontractors.
Bidders Bidding Lot 2 May also propose Total Hourly Rates (for Business Hours) for the following Job Titles Which Are Not Included in NYS DOL Prevailing Wage Rate Schedules: a. Project/Program Manager b. CAD Drafter c. Designer d. Offsite Integration and Maintenance Technician LIVESCAN e. Trainer f. Advanced Trainer (option) For both Training and Advanced training, authorized users shall insert: i. Class Size (# of People), and ii. Length of Class (# of Hours) The spreadsheet shall automatically calculate the overtime/holiday rates:
The Total Hourly Rates for the aforementioned Job Titles Which Are Not Included in an NYSDOL Prevailing Wage Rate Schedule include the following 1. Hourly Pay Rate (as determined by the contractor), 2. All benefits (health insurance, retirement, etc.), 3. Travel Costs, 4. Meals, 5. Lodging, 6. Gas/fuel, 7. Tolls, 8. Site Access Costs, 9. Workers Compensation, 10. Disability Benefits, 11. State Unemployment (SUTA), 12. Federal Insurance (FICA), 13. Federal Unemployment (FUTA) 14. All other insurance, including, but not limited to: A. Commercial General Liability, B. Business Automobile Liability, C. Professional Liability/Errors & Omissions Insurance, D. Technology Professional Liability/Technology Errors & Omissions Insurance, E. Data Breach and Privacy/Cyber Liability Insurance, and F. Any other insurance 15. Background checks, ongoing certifications, licensing, etc., 16. Authorized user Security procedures, 17. All other overhead (including, but not limited to taxes, utilities, etc.), and 18. Profit These job titles shall cover both contractor and subcontractors.
For Bidders Bidding Lot 2, for each Region bid on each Region Labor Rate sheet, under Columns H and I the Bidder Shall indicate the comparable contract/customer, and the comparable/ contract customer Total Hourly Rate offered to this entity. Bidders are required to demonstrate Reasonableness of Price for the Products and/or Services they are Bidding. Bidders may demonstrate Reasonableness of Price by offering NYS equal to or better Total Hourly Rates than the following: 1. Pricing on any contracts awarded by GSA, Veteran's Administration (VA), Department of Defense (DOD), and other government entities, 2. Pricing on other state’s government contract, 3. Pricing offered by other Bidders for this Solicitation, 4. Pricing offered by Bidders to their Best Commercial Customer(s), and/or 5. Reviewing other information deemed necessary by the Office of General Services
For all Job Titles and their corresponding Total Hourly Rates, Bidders Must identify: 1. Their comparable contract/customer, and 2. Their comparable contract/customer total hourly rate for each job title bid.
The spreadsheet will automatically calculate the following for the aforementioned job titles not included in an NYSDOL Prevailing Wage Rate Schedule: 1. Overtime Total Hourly Rates - [Calculated as 1.5x the Total Hourly Rate] 2. After Business Hours Total Hourly Rate - [Calculated as 1.5x the Total Hourly Rate], 3. Saturday Total Hourly Rate - [Calculated as 1.5x the Total Hourly Rate], and 4. Sunday and NYS Holiday Total Hourly Rate. - [Calculated as 2.0x the Total Hourly Rate]
Bidders are not permitted to propose any other Job Titles, Descriptions of Duties, or Total Hourly Rates as part of their Bid Proposals.
Bidders Bidding Lot 2 who wish to: 1. Utilize Subcontractors, and 2. Propose a Subcontractor Percent (%) Markup Shall complete the Tab "Subcontractor Utilization, "
Bidders are not permitted to propose any other Subcontractor Category or Description of Work as part of their Bid Proposals. After award of Contracts, Contractors May propose additional Subcontractor Categories and associated Descriptions of Work, provided these do not overlap with the Subcontractor Category and associated Descriptions of Work listed in this Attachment (e.g. Electrical Contractor, Mechanical Contractor, etc.). and further that there is no increase in the Subcontractor Percent (%) Markup for these additional Subcontractor Categories and associated Descriptions of Works.
MISCELLANEOUS INFORMATION
Bidders should submit one electronic copy of Attachment 1 - NYS Net Pricing Pages. This file must to be an Unprotected Excel File.
Please Note: The following are mandatory requirements for all NYS Net Pricing and Total Hourly Rates. Failure to meet the mandatory requirements above May be cause to disqualify a Bidder’s Bid.
ALL costs Must be identified. For instances where a cost is dependent on various components, Bidders Must list the NYS Net Pricing/Total Hourly Rates for all components known at the time of the Bid Response.
All NYS Net Prices Must INCLUDE all applicable shipping; handling, insurance and associated delivery charges (F.O.B. Destination the dock/delivery location of the Authorized User) Reference Appendix B §35 Shipping/Receipt of Product and §36 Title/Risk of Loss.
ALL List/MSRP Prices & NYS Net Prices must be quantifiable (i.e. indicate a numeric value). The following terms are unacceptable and any line item containing them as a List/MSRP or NYS Net price must be removed or indicated with an acceptable quantifiable value: Individual Case Basis (ICB), Call for Quote, To Be Determined (TBD), Consult Factory, Consult Call for Quote, Custom Call, N/A, Value, Call, Custom, etc.
Where a Bidder is proposing Equipment for which it will not be charging authorized users, it Must list one of the following in the "List Price/MSRP and "NYS Net Pricing" columns: 1. $0.00, 2. "No Charge," or 3. "N/C"
Bidders are to offer either an entire Product Line, or all Product Subcategories of a Product Line which fit the Scope of this Solicitation and any resulting Contract by including all items from these into the applicable Equipment Pricing tab in Attachment 1 NYS Net Pricing. Any Product Subcategory or portion of a Product Line which does not fit the scope of this Solicitation and any resulting Contract Shall not be offered and will not be included in any award.
Bidder/Contractor Shall not include any Bundled Line Item in their NYS Net Pricing. Final determination whether or not an line item is an Bundled Line Item resides solely with Procurement Services.
1. Any Bidder Bidding Lots 1 or 2 Must: A. Review their proposed NYS Net Pricing Pages for the following terms in their product pricing prior to submission: i. Call for quote ii. To be determined iii. Consult Factory iv. Custom Call for Quote v. Custom Call vi. N/A vii. Value viii. Call ix. Custom B. If included in your proposal NYS Net Pricing Pages, determine if the particular line item does not have a NYS Net Pricing, and C. If the line item does not have NYS Net Price either: i. Remove the line item, ii. Obtain and insert a NYS Net Price for this line item, or iii. Indicate that you will not charge authorized users for this product by listing either: a. $0.00 b. "No Charge," c. "N/C" in both the List Price/MSRP and NYS Net Price columns.
2. Any Bidder Bidding Lot 1 Must: A. Review their proposed NYS Net Pricing Pages prior to submitting their Bid Proposal for the following terms in their product pricing prior to submission which May indicate Cloud/Hosted Offerings:: i. Web/Web-based ii. SaaS iii. PaaS iv. IaaS v. .Net vi. Remote Access vii. Hosted viii. Cloud ix. XaaS x. Remote Monitoring B. If included in your proposed NYS Net Pricing Pages, determine if these are Cloud Offerings, and C. If: i. Yes to B above, remove these form your proposed NYS Net Pricing Pages, or ii. No to B.ii above, attach a separate document which answers these questions: a. Are these Products on hardware which is owned and retained by customers (authorized users) (Yes or No only)? b. Are these Products behind the customer’s firewall (Yes or No only)? c. Is any Data stored/housed remotely (on non-customer premises) (Yes or No only)? d. Does/Can any other Third Party “Act on” or “Manage” these items besides the customer (Note: This does not referee to remote Maintenance as described in Sec. 10.E of Solicitation XXXXX (Yes or No Only)? and e. Is all Data transmitted on networks managed by the customer, behind their firewall/Encryption (Yes or No Only)?
3. All Bidders Must: A. Review their proposed NYS Net Pricing pages prior to submitting their Bid Proposal for the following words which May indicate references to separate Travel Costs, Site Access Costs, etc. in the pricing: i. Travel ii. Meals iii. Lodging iv. Per Diem v. Travel & Expenses vi. T&E vii. Airfare viii. Mileage ix. Site Access B. Determine/Verify If these terms are for separate Travel Costs, Site Access Costs, etc., and C. If Yes to 3.B above, either: i. If Bidding Lot 1, remove the entire line item from your proposed NYS Net Pricing Pages, or ii. If Bidding either Lot 2, either: a. Remove the aforementioned language from the corresponding line items, making them inclusive of all Travel Cost, Site Access Costs, etc., or b. Remove the entire line item from your proposed NYS Net Pricing Pages.
4. All Bidders Must: A. Review their proposed NYS Net Pricing pages prior to submitting their Bid Proposal for the following terms words which May indicate separate shipping charges: i. Shipping ii. Handling iii. Packaging iv. Delivery B. Determine/Verify If these line items either: i. Separate Shipping Charges, or ii. Merely describe some functional/specification aspect of the line item and therefore allowable. C. If Yes to 4.B.i above, either: i. Remove the reference to separate shipping charges, or ii. Remove the line item from their Proposed NYS Net Pricing Pages.
5. Any Bidder Bidding Lot 1 Must: A. Review their Proposed NYS Net Pricing pages prior to submitting their Bid Proposal for the following terms: i. install ii. integrate(e)(ion) iii. service iv. implement v. custom vi. consult vii. maint viii. repair ix. replace x. project manager xi. commission xii. professional service B. If the Bidder locates these terms in its proposed NYS Net Pricing Pages, determine/verify If these terms are for Services/Labor Rates, and C. If the Bidder determines these are for Services/Labor Rates, remove these line items from their proposed NYS Net Pricing Pages.
Note on B61: DeCicco, Michael: Rework language Generic to just indicate any DOL PW titles

## Cover Page
PT68857: NYS NET PRICING PAGES - Effective 7/1/23
GROUP 77201 AWARD 23150 - Intelligent Facility and Security Systems and Solutions
Contractor Name: | SecureWatch24, LLC
Lot Awarded: | Lot 2
Region(s) Awarded: | Region 1 | Region 2 | Region 3 | Region 4 | Region 5 | Region 6 | Region 7 | Region 8 | Region 9

## Equipment Pricing
| Equipment Pricing | Lot 2
| Contractor's Name | 0
Line # | Manufacturer/Product Line | Equipment/Model Number | Equipment Description | Unit of Measurement | Product Line Subcategory Indicator (If Applicable) | Warranty Period - # of year(s) after acceptance as required by Appendix B, Clause 54 | List Price / MSRP | Percent (%) Discount | NYS Net Price
1 | Altronix | 6030 | TIMER MODULE | Ea |  | 1 Year (Lifetime) | 21.71 | 5% | 20.6245
2 | Altronix | 6062 | MULTI FUNCTION TIMER 12/24VDC | Ea |  | 1 Year (Lifetime) | 30.93 | 5% | 29.3835
3 | Altronix | ACM4 | ACC PWR CNTRLR BD, 4FUSED TRIG | Ea |  | 1 Year (Lifetime) | 68.68 | 5% | 65.246
4 | Altronix | ACM4CB | ACC PWR CNTRLR BD, 4PTC TRIGGE | Ea |  | 1 Year (Lifetime) | 68.68 | 5% | 65.246
5 | Altronix | ACM4CBE | ACC PWR CNTRLR W/ENCL, 4PTC TR | Ea |  | 1 Year (Lifetime) | 118.63 | 5% | 112.6985
6 | Altronix | ACM4E | ACC PWR CNTRLR W/ENCL, 4FUSE T | Ea |  | 1 Year (Lifetime) | 118.63 | 5% | 112.6985
7 | Altronix | ACM8 | 8 CHANNEL POWER CONTROLLER | Ea |  | 1 Year (Lifetime) | 90.87 | 5% | 86.3265
8 | Altronix | ACM8CB | 8 CHANNEL CONTROLLER W/BKRS | Ea |  | 1 Year (Lifetime) | 90.87 | 5% | 86.3265
9 | Altronix | ACM8CBE | 8 CHAN CONTROL W/ENCL & BKRS | Ea |  | 1 Year (Lifetime) | 193.48 | 5% | 183.806
10 | Altronix | ACM8E | 8 CHANNEL CONTROLLER IN ENCL. | Ea |  | 1 Year (Lifetime) | 193.48 | 5% | 183.806
11 | Altronix | ACMS8 | 2 INPUT, 8 CH ACCES POWER CONT | Ea |  | 1 Year (Lifetime) | 110 | 5% | 104.5
12 | Altronix | ACMS8CB | 2 INPUT, 8 CH ACCES POWER CONT | Ea |  | 1 Year (Lifetime) | 110 | 5% | 104.5
13 | Altronix | ACMS8CBK1 | VR6/ACMS8CB KIT | Ea |  | 1 Year (Lifetime) | 185.54 | 5% | 176.263
14 | Altronix | ACMS8K1 | VR6/ACMS8 KIT | Ea |  | 1 Year (Lifetime) | 185.54 | 5% | 176.263
15 | Altronix | AL1002ULADA | NAC PWR EXT 10A SYNC UL864,9th | Ea |  | 1 Year (Lifetime) | 501.67 | 5% | 476.5865
16 | Altronix | AL1002ULADAJ | AL1002ULADA IN BC600 ENCL | Ea |  | 1 Year (Lifetime) | 536.67 | 5% | 509.8365
17 | Altronix | AL100UL | UL LISTED 12V/750ma PS/CHGR | Ea |  | 1 Year (Lifetime) | 109.8 | 5% | 104.31
18 | Altronix | AL1012ULACM | 10A 12VDC UL SPLY W/ACM8 | Ea |  | 1 Year (Lifetime) | 450.34 | 5% | 427.823
19 | Altronix | AL1012ULACMCB | 10A 12VDC UL SPLY W/ACM8CB | Ea |  | 1 Year (Lifetime) | 450.34 | 5% | 427.823
20 | Altronix | AL1012ULACMCBJ | 12VDC @ 10A, W/ACM8CB IN J ENC | Ea |  | 1 Year (Lifetime) | 485.4 | 5% | 461.13
21 | Altronix | AL1012ULACMJ | 10A 12VDC P/S W/ACM8 IN BC600 | Ea |  | 1 Year (Lifetime) | 485.4 | 5% | 461.13
22 | Altronix | AL1012ULM | 12 VDC 10 A UL SPLY W/MOM5 | Ea |  | 1 Year (Lifetime) | 417.59 | 5% | 396.7105
23 | Altronix | AL1012ULX | UL LSTD 10A 12VDC PWR SPLY | Ea |  | 1 Year (Lifetime) | 360.5 | 5% | 342.475
24 | Altronix | AL1012ULXB | 12VDC@10AMP BOARD | Ea |  | 1 Year (Lifetime) | 267.16 | 5% | 253.802
25 | Altronix | AL1012ULXPD16 | UL 10A 12VDC P/S W16 FUSED OUT | Ea |  | 1 Year (Lifetime) | 415.95 | 5% | 395.1525
26 | Altronix | AL1012ULXPD16CB | UL 10A 12VDC P/S W16 PTC OUT | Ea |  | 1 Year (Lifetime) | 415.95 | 5% | 395.1525
27 | Altronix | AL1012ULXPD4 | AL1012ULX WITH PD4UL INSTALLED | Ea |  | 1 Year (Lifetime) | 382.33 | 5% | 363.2135
28 | Altronix | AL1012ULXPD4CB | AL1012ULX W/PD4ULCB INSTALLED | Ea |  | 1 Year (Lifetime) | 382.33 | 5% | 363.2135
29 | Altronix | AL1012ULXPD8 | UL LSTD 10A 12VDC 8 FUSED OUT | Ea |  | 1 Year (Lifetime) | 386.77 | 5% | 367.4315
30 | Altronix | AL1012ULXPD8CB | AL1012ULX W/PD8ULCB INSTALLED | Ea |  | 1 Year (Lifetime) | 386.77 | 5% | 367.4315
31 | Altronix | AL1024ULACM | UL 10A 8 OUT ACCESS SUPPLY | Ea |  | 1 Year (Lifetime) | 496.7 | 5% | 471.865
32 | Altronix | AL1024ULACMCB | UL 10A 8 OUT ACCESS SPLY W/CB | Ea |  | 1 Year (Lifetime) | 496.7 | 5% | 471.865
33 | Altronix | AL1024ULACMCBJ | 24VDC @ 10A, w/ACM8Cb J ENC | Ea |  | 1 Year (Lifetime) | 531.78 | 5% | 505.191
34 | Altronix | AL1024ULACMJ | 24VDC @ 10A, 8 Out, Gray J Enc | Ea |  | 1 Year (Lifetime) | 531.78 | 5% | 505.191
35 | Altronix | AL1024ULM | 24 VDC 10 A UL SPLY W/MOM5 | Ea |  | 1 Year (Lifetime) | 463.96 | 5% | 440.762
36 | Altronix | AL1024ULMR | 24VDC 10 AMP UL P/S RED ENCL | Ea |  | 1 Year (Lifetime) | 464.15 | 5% | 440.9425
37 | Altronix | AL1024ULX | UL 8A P/S CHGR ACCESS/ FIRE | Ea |  | 1 Year (Lifetime) | 404.55 | 5% | 384.3225
38 | Altronix | AL1024ULXB2 | 10A ACCESS 8A FIRE P/S BOARD | Ea |  | 1 Year (Lifetime) | 313.83 | 5% | 298.1385
39 | Altronix | AL1024ULXPD16 | 10A 24VDC 16 FUSED OUT P/S | Ea |  | 1 Year (Lifetime) | 462.32 | 5% | 439.204
40 | Altronix | AL1024ULXPD16CB | 10A 24VDC 16 PTC OUT P/S | Ea |  | 1 Year (Lifetime) | 462.32 | 5% | 439.204
41 | Altronix | AL1024ULXPD4 | 10A 24VDC UL PS/CHGR W/ PD4UL | Ea |  | 1 Year (Lifetime) | 428.7 | 5% | 407.265
42 | Altronix | AL1024ULXPD4CB | AL1024ULX W/ PD4ULCB INSTALLED | Ea |  | 1 Year (Lifetime) | 428.7 | 5% | 407.265
43 | Altronix | AL1024ULXPD8 | UL LSTD 10A 24VDC SPLY W/PD8UL | Ea |  | 1 Year (Lifetime) | 433.14 | 5% | 411.483
44 | Altronix | AL1024ULXPD8CB | UL LSTD 10A 24VDC 8 PTC OUT | Ea |  | 1 Year (Lifetime) | 433.14 | 5% | 411.483
45 | Altronix | AL1024ULXR | UL10A ACC 8AFIRE SPLY RED ENC | Ea |  | 1 Year (Lifetime) | 404.75 | 5% | 384.5125
46 | Altronix | AL1042ULADA | 10A NAC EXTENDER 4 CLASS A/B | Ea |  | 1 Year (Lifetime) | 574.52 | 5% | 545.794
47 | Altronix | AL125UL | 12/24VDC 1A UL P/S W/FACP DISC | Ea |  | 1 Year (Lifetime) | 153.95 | 5% | 146.2525
48 | Altronix | AL125ULB | 12/24VDC 1A P/S BOARD W/FACP | Ea |  | 1 Year (Lifetime) | 65.56 | 5% | 62.282
49 | Altronix | AL125ULE | 12/24VDC 1A UL P/S LESS XFMR | Ea |  | 1 Year (Lifetime) | 129.81 | 5% | 123.3195
50 | Altronix | AL125ULP | 12/24VDC 1A UL P/S W/TP2440 | Ea |  | 1 Year (Lifetime) | 141.5 | 5% | 134.425
51 | Altronix | AL125ULX | 12/24VDC 1A P/S W/FACP DISC LG | Ea |  | 1 Year (Lifetime) | 205.06 | 5% | 194.807
52 | Altronix | AL168175CB | 16 VAC@10A 8 Out | Ea |  | 1 Year (Lifetime) | 228.67 | 5% | 217.2365
53 | Altronix | AL168300CB | 16 VAC@18A/18VAC@16A 8 Out | Ea |  | 1 Year (Lifetime) | 280 | 5% | 266
54 | Altronix | AL168300CBM | 16 VAC@18A/18VAC@16A 8 Out | Ea |  | 1 Year (Lifetime) | 268.34 | 5% | 254.923
55 | Altronix | AL168600CB | 16 VAC@36A/18VAC@32A 8 Out | Ea |  | 1 Year (Lifetime) | 303.33 | 5% | 288.1635
56 | Altronix | AL168CB | 16 VAC@6A/18VAC@5A 8 Out | Ea |  | 1 Year (Lifetime) | 210 | 5% | 199.5
57 | Altronix | AL175UL | 12/24VDC 1.75A UL PWR SPLY/CGR | Ea |  | 1 Year (Lifetime) | 173.8 | 5% | 165.11
58 | Altronix | AL175ULB | 12/24VDC 1.75A UL PS/CGR Bd | Ea |  | 1 Year (Lifetime) | 98 | 5% | 93.1
59 | Altronix | AL175ULX | 12/24VDC 1.75A.UL PS/CGR LG CB | Ea |  | 1 Year (Lifetime) | 199.49 | 5% | 189.5155
60 | Altronix | AL175ULX2 | UL LISTED 1.75 A SPLY W/LATCH | Ea |  | 1 Year (Lifetime) | 284.41 | 5% | 270.1895
61 | Altronix | AL176UL | 12/24VDC 1.75A UL PS/CGR SPV | Ea |  | 1 Year (Lifetime) | 173.8 | 5% | 165.11
62 | Altronix | AL176ULB | 12/24VDC 1.75A UL PS/CG SPV Bd | Ea |  | 1 Year (Lifetime) | 98 | 5% | 93.1
63 | Altronix | AL176ULX | AL176UL 1.75A PS/CGR LG CB | Ea |  | 1 Year (Lifetime) | 199.49 | 5% | 189.5155
64 | Altronix | AL201UL | 12VDC 1.75A UL BURG/ACCESS SPL | Ea |  | 1 Year (Lifetime) | 140.13 | 5% | 133.1235
65 | Altronix | AL201ULB | 12 VDC 1.75A SPVISED P/S BOARD | Ea |  | 1 Year (Lifetime) | 98 | 5% | 93.1
66 | Altronix | AL300ULM | UL 12/24VDC 2.5A P/S W/MOM5 | Ea |  | 1 Year (Lifetime) | 315.13 | 5% | 299.3735
67 | Altronix | AL300ULMR | 12/24 VDC 2.5A UL LISTED P/S | Ea |  | 1 Year (Lifetime) | 315.13 | 5% | 299.3735
68 | Altronix | AL300ULPD4 | UL LSTD 2.5A SPLY W/4 FUSE OU | Ea |  | 1 Year (Lifetime) | 279.86 | 5% | 265.867
69 | Altronix | AL300ULPD4CB | UL LSTD 2.5A SPLY W/4 PTC OU | Ea |  | 1 Year (Lifetime) | 279.86 | 5% | 265.867
70 | Altronix | AL300ULPD8 | 12/24VDC 2.5A W/PD8 | Ea |  | 1 Year (Lifetime) | 284.31 | 5% | 270.0945
71 | Altronix | AL300ULPD8CB | 12/24VDC 2.5A W/PD8ULCB | Ea |  | 1 Year (Lifetime) | 284.31 | 5% | 270.0945
72 | Altronix | AL300ULX | 12/24 VDC 2.5A UL LISTED P/S | Ea |  | 1 Year (Lifetime) | 255.72 | 5% | 242.934
73 | Altronix | AL300ULXB2 | 12/24 2.5 A INTEGERAL P/S BRD | Ea |  | 1 Year (Lifetime) | 185.5 | 5% | 176.225
74 | Altronix | AL300ULXD | 12/24VDC 2.5AMP P/S 115/230 IN | Ea |  | 1 Year (Lifetime) | 279.25 | 5% | 265.2875
75 | Altronix | AL300ULXPD16 | 12/24VDC 2.5A 16 OUT UL P/S | Ea |  | 1 Year (Lifetime) | 314.84 | 5% | 299.098
76 | Altronix | AL300ULXPD16CB | 12/24VDC 2.5A 16 PTC OUT UL P/ | Ea |  | 1 Year (Lifetime) | 314.84 | 5% | 299.098
77 | Altronix | AL300ULXR | 12/24 VDC UL LSTD P/S RED CABT | Ea |  | 1 Year (Lifetime) | 255.72 | 5% | 242.934
78 | Altronix | AL400UL | UL LISTED 12-24V 4A PS/CHGR | Ea |  | 1 Year (Lifetime) | 255.62 | 5% | 242.839
79 | Altronix | AL400UL3 | UL TRI OUT 5, 12 & 24 VDC SPLY | Ea |  | 1 Year (Lifetime) | 409.57 | 5% | 389.0915
80 | Altronix | AL400UL3X | UL TRI OUT 5, 12 & 24 VDC SPLY | Ea |  | 1 Year (Lifetime) | 433.14 | 5% | 411.483
81 | Altronix | AL400ULACM | 12/24 VDC UL SPLY W/ ACM8 | Ea |  | 1 Year (Lifetime) | 362.56 | 5% | 344.432
82 | Altronix | AL400ULACMCB | UL LST 12/24 VDC SPLY W/ACM8CB | Ea |  | 1 Year (Lifetime) | 362.56 | 5% | 344.432
83 | Altronix | AL400ULACMCBJ | 12/24 VDC SPLY W/ACM8CB J ENCL | Ea |  | 1 Year (Lifetime) | 397.62 | 5% | 377.739
84 | Altronix | AL400ULACMJ | 12/24DC 4/3A, 8 Out Gray J Enc | Ea |  | 1 Year (Lifetime) | 397.62 | 5% | 377.739
85 | Altronix | AL400ULB | 12/24VDC4AMP UL PWR SPLY BOARD | Ea |  | 1 Year (Lifetime) | 166.6 | 5% | 158.27
86 | Altronix | AL400ULM | 12vdc 4A/24vdc 3A UL p/s w/mom | Ea |  | 1 Year (Lifetime) | 328.46 | 5% | 312.037
87 | Altronix | AL400ULMR | 4A UL ACCESS P/S W/MOM5 RED CA | Ea |  | 1 Year (Lifetime) | 328.46 | 5% | 312.037
88 | Altronix | AL400ULPD4 | AL400 ULX W/PD4 INSTALL | Ea |  | 1 Year (Lifetime) | 293.2 | 5% | 278.54
89 | Altronix | AL400ULPD4CB | AL400 ULX W/PD4CB4UL INSTALL | Ea |  | 1 Year (Lifetime) | 293.2 | 5% | 278.54
90 | Altronix | AL400ULPD8 | 12/24VDC 4A P/S W/PD8 INSTALL | Ea |  | 1 Year (Lifetime) | 297.64 | 5% | 282.758
91 | Altronix | AL400ULPD8CB | AL400 ULX W/PD8CBUL INSTALL | Ea |  | 1 Year (Lifetime) | 297.64 | 5% | 282.758
92 | Altronix | AL400ULX | AL400UL UL PS W/LARGE GRY CABT | Ea |  | 1 Year (Lifetime) | 269.06 | 5% | 255.607
93 | Altronix | AL400ULXB2 | 12VDC @ 4A, 24VDC @ 3A BOARD | Ea |  | 1 Year (Lifetime) | 219.91 | 5% | 208.9145
94 | Altronix | AL400ULXPD16 | AL400ULX W/2 PD8 INSTALLED | Ea |  | 1 Year (Lifetime) | 328.17 | 5% | 311.7615
95 | Altronix | AL400ULXPD16CB | AL400ULX W/2 PD8CB INSTALLED | Ea |  | 1 Year (Lifetime) | 328.17 | 5% | 311.7615
96 | Altronix | AL400ULXPD16R | AL400ULXR W/TWO PD8 INSTALLED | Ea |  | 1 Year (Lifetime) | 328.36 | 5% | 311.942
97 | Altronix | AL400ULXR | AL400ULX PS IN RED ENCLOSURE | Ea |  | 1 Year (Lifetime) | 269.06 | 5% | 255.607
98 | Altronix | AL600UL3 | UL LSTD TRI OUT 5,12,24VDC P/S | Ea |  | 1 Year (Lifetime) | 539.57 | 5% | 512.5915
99 | Altronix | AL600UL3X | UL LSTD TRI OUT 5,12,24VDC P/S | Ea |  | 1 Year (Lifetime) | 563.14 | 5% | 534.983
100 | Altronix | AL600ULACM | 6A 12/24 VDC UL SPLY W/ACM8 | Ea |  | 1 Year (Lifetime) | 450.34 | 5% | 427.823
101 | Altronix | AL600ULACMCB | 6 A 12/24VDC UL SPLY W/ACM8CB | Ea |  | 1 Year (Lifetime) | 450.34 | 5% | 427.823
102 | Altronix | AL600ULACMCBJ | 6A 12/24VDC P/S W ACM8CB J CAB | Ea |  | 1 Year (Lifetime) | 485.4 | 5% | 461.13
103 | Altronix | AL600ULACMJ | 6A 12/24VDC P/S W ACM8 Gray J | Ea |  | 1 Year (Lifetime) | 485.4 | 5% | 461.13
104 | Altronix | AL600ULB | 12VDC/24VDC 6A PS/CHGR | Ea |  | 1 Year (Lifetime) | 198.33 | 5% | 188.4135
105 | Altronix | AL600ULM | 12/24VDC 6A UL LSTD P/S W/MOM5 | Ea |  | 1 Year (Lifetime) | 416.24 | 5% | 395.428
106 | Altronix | AL600ULMR | 6A UL ACCESS P/S W/MOM5 RED CA | Ea |  | 1 Year (Lifetime) | 416.24 | 5% | 395.428
107 | Altronix | AL600ULPD4 | UL 12/24VDC 6A P/S W/PD4 INST. | Ea |  | 1 Year (Lifetime) | 380.98 | 5% | 361.931
108 | Altronix | AL600ULPD4CB | UL 12/24VDC 6A P/S W/PD4ULCB | Ea |  | 1 Year (Lifetime) | 380.98 | 5% | 361.931
109 | Altronix | AL600ULPD8 | UL 12/24VDC 6A P/S W/PD8UL IN | Ea |  | 1 Year (Lifetime) | 388.5 | 5% | 369.075
110 | Altronix | AL600ULPD8CB | UL 12/24VDC 6A P/S W/PD8ULCB | Ea |  | 1 Year (Lifetime) | 388.5 | 5% | 369.075
111 | Altronix | AL600ULX | UL PWRSPPY 12/24V,6A GRY CABNT | Ea |  | 1 Year (Lifetime) | 356.83 | 5% | 338.9885
112 | Altronix | AL600ULXB | 12/24 @ 6A INTEGERAL P/S BRD | Ea |  | 1 Year (Lifetime) | 267.16 | 5% | 253.802
113 | Altronix | AL600ULXD | 6A 12/24 VDC UL SPLY 115/230 | Ea |  | 1 Year (Lifetime) | 373.34 | 5% | 354.673
114 | Altronix | AL600ULXPD16 | UL 12/24VDC 6A P/S W/2 PD8 INS | Ea |  | 1 Year (Lifetime) | 415.95 | 5% | 395.1525
115 | Altronix | AL600ULXPD16CB | UL 12/24VDC 6A P/S W/2 PD8ULCB | Ea |  | 1 Year (Lifetime) | 415.95 | 5% | 395.1525
116 | Altronix | AL600ULXR | UL PWRSPPY 12/24V,6A RED CABNT | Ea |  | 1 Year (Lifetime) | 360.5 | 5% | 342.475
117 | Altronix | AL602ULADA | 6A 4 ZONE NAC EXTENDER W/SYNC | Ea |  | 1 Year (Lifetime) | 410.68 | 5% | 390.146
118 | Altronix | AL602ULADAJ | 6. 5 A 24VDC EXPANDER IN J E | Ea |  | 1 Year (Lifetime) | 445.55 | 5% | 423.2725
119 | Altronix | AL624 | 6/12/24 VDC POWER SUPPLY/CHGR | Ea |  | 1 Year (Lifetime) | 20.09 | 5% | 19.0855
120 | Altronix | AL62412C | 12VDC 1.2A P/S KIT W/4AH BAT | Ea |  | 1 Year (Lifetime) | 81.63 | 5% | 77.5485
121 | Altronix | AL62412CX | 12VDC 1.2A P/S CHGR KIT 7AH BT | Ea |  | 1 Year (Lifetime) | 89.14 | 5% | 84.683
122 | Altronix | AL62424C | 24VDC 750ma P/S CHGR KIT 4AH | Ea |  | 1 Year (Lifetime) | 127.89 | 5% | 121.4955
123 | Altronix | AL624E | AL624 +BC100 | Ea |  | 1 Year (Lifetime) | 87.99 | 5% | 83.5905
124 | Altronix | AL624ET | AL624 +BC100+TP1620 | Ea |  | 1 Year (Lifetime) | 98.22 | 5% | 93.309
125 | Altronix | AL642ULADA | 6.5A NAC EXTENDER 4 CLASS A/B | Ea |  | 1 Year (Lifetime) | 478.89 | 5% | 454.9455
126 | Altronix | AL802ULADA | 8 A 24VDC ADA EXPANDER | Ea |  | 1 Year (Lifetime) | 484.01 | 5% | 459.8095
127 | Altronix | AL802ULADAJ | 8 A 24VDC EXPANDER IN J EN | Ea |  | 1 Year (Lifetime) | 518.89 | 5% | 492.9455
128 | Altronix | AL842ULADA | 8 A NAC EXTENDER 4 CLASS A/B | Ea |  | 1 Year (Lifetime) | 557.04 | 5% | 529.188
129 | Altronix | ALSD1 | SIREN DRIVER | Ea |  | 1 Year (Lifetime) | 22.6 | 5% | 21.47
130 | Altronix | ALSD2 | LOW CURRENT SIREN DRIVER | Ea |  | 1 Year (Lifetime) | 16.82 | 5% | 15.979
131 | Altronix | ALTV1224C | 8- 12VDC 8- 24VAC 7A 16 OUT P/ | Ea |  | 1 Year (Lifetime) | 277.35 | 5% | 263.4825
132 | Altronix | ALTV1224C4 | 12VDC 2.5A/24VAC 4A 4 FUSE P/S | Ea |  | 1 Year (Lifetime) | 239.49 | 5% | 227.5155
133 | Altronix | ALTV1224DC | 12/24VDC 4A 8 FUSE CCTV P/S | Ea |  | 1 Year (Lifetime) | 226.53 | 5% | 215.2035
134 | Altronix | ALTV1224DC1 | 12/24 VDC 4A 16 FUSE CCTV P/S | Ea |  | 1 Year (Lifetime) | 246.53 | 5% | 234.2035
135 | Altronix | ALTV1224DC1CB | 12/24 VDC 4A 16 FUSE CCTV P/S | Ea |  | 1 Year (Lifetime) | 246.53 | 5% | 234.2035
136 | Altronix | ALTV1224DC2 | 12/24 VDC 6A 16 FUSE CCTV P/S | Ea |  | 1 Year (Lifetime) | 259.86 | 5% | 246.867
137 | Altronix | ALTV2416 | 24VAC/8A/16OUT CCTV P/S | Ea |  | 1 Year (Lifetime) | 192.03 | 5% | 182.4285
138 | Altronix | ALTV2416300UCBM | ALTV2416300ULCBM- 24AC@12.5A/2 | Ea |  | 1 Year (Lifetime) | 242.05 | 5% | 229.9475
139 | Altronix | ALTV2416300UL | 24AC12.5A/28AC10A,16Fuse,UL,PS | Ea |  | 1 Year (Lifetime) | 298.19 | 5% | 283.2805
140 | Altronix | ALTV2416300ULCB | 24AC12.5A/28AC10A,16PTC,UL,PS | Ea |  | 1 Year (Lifetime) | 298.19 | 5% | 283.2805
141 | Altronix | ALTV2416300ULM | 24AC12.5A/28AC10A,16Fuse,UL,PS | Ea |  | 1 Year (Lifetime) | 242.05 | 5% | 229.9475
142 | Altronix | ALTV2416350 | 24VAC/14.A 28VAC/12A 16fuse PS | Ea |  | 1 Year (Lifetime) | 293.97 | 5% | 279.2715
143 | Altronix | ALTV2416350CB | 24VAC/14A 28VAC/12A 16 PTC PS | Ea |  | 1 Year (Lifetime) | 293.97 | 5% | 279.2715
144 | Altronix | ALTV2416600 | 24VAC/28A 28VAC/24A 16 fuse PS | Ea |  | 1 Year (Lifetime) | 388.75 | 5% | 369.3125
145 | Altronix | ALTV2416600CB | 24VAC/28A 28VAC/24A 16 PTC PS | Ea |  | 1 Year (Lifetime) | 388.75 | 5% | 369.3125
146 | Altronix | ALTV2416600UL | 24AC25A/28AC20A,16Fuse,UL,PS | Ea |  | 1 Year (Lifetime) | 392.52 | 5% | 372.894
147 | Altronix | ALTV2416600ULCB | 24AC25A/28AC20A,16PTC,UL,PS | Ea |  | 1 Year (Lifetime) | 392.52 | 5% | 372.894
148 | Altronix | ALTV2416CB | 24VAC/8A/16 PTC CCTV P/S | Ea |  | 1 Year (Lifetime) | 192.03 | 5% | 182.4285
149 | Altronix | ALTV2416ULCBI | 24VAC @ 25A, 16 PTC ISD UL | Ea |  | 1 Year (Lifetime) | 360.63 | 5% | 342.5985
150 | Altronix | ALTV2416ULCBX | 24VAC/7A/16 PTC UL CCTV P/S | Ea |  | 1 Year (Lifetime) | 245.76 | 5% | 233.472
151 | Altronix | ALTV2416ULI | 24VAC @ 25A, 16 Fuse ISD UL | Ea |  | 1 Year (Lifetime) | 406.71 | 5% | 386.3745
152 | Altronix | ALTV2416ULX | 24VAC 7A 16 FUSE UL CCTV P/S | Ea |  | 1 Year (Lifetime) | 245.76 | 5% | 233.472
153 | Altronix | ALTV2432300UL | 24AC12.5A/28AC10A,32Fuse,UL,PS | Ea |  | 1 Year (Lifetime) | 318.12 | 5% | 302.214
154 | Altronix | ALTV2432300ULCB | 24AC12.5A/28AC10A,32PTC,UL,PS | Ea |  | 1 Year (Lifetime) | 318.12 | 5% | 302.214
155 | Altronix | ALTV2432350 | 24VAC/14A 28VAC/12A 32 fuse PS | Ea |  | 1 Year (Lifetime) | 333.9 | 5% | 317.205
156 | Altronix | ALTV2432350CB | 24VAC/14A 28VAC/12A 32 PTC PS | Ea |  | 1 Year (Lifetime) | 333.9 | 5% | 317.205
157 | Altronix | ALTV2432600 | 24VAC/28A 28VAC/24A 32 fuse PS | Ea |  | 1 Year (Lifetime) | 430.34 | 5% | 408.823
158 | Altronix | ALTV2432600CB | 24VAC/28A 28VAC/24A 32 PTC PS | Ea |  | 1 Year (Lifetime) | 430.34 | 5% | 408.823
159 | Altronix | ALTV2432600UL | 24AC25A/28AC20A,32Fuse,UL,PS | Ea |  | 1 Year (Lifetime) | 430.34 | 5% | 408.823
160 | Altronix | ALTV2432600ULCB | 24AC25A/28AC20A,32PTC,UL,PS | Ea |  | 1 Year (Lifetime) | 430.34 | 5% | 408.823
161 | Altronix | ALTV244 | 24 VAC/4A/4 OUT CCTV P/S | Ea |  | 1 Year (Lifetime) | 119.1 | 5% | 113.145
162 | Altronix | ALTV244175 | 24 VAC /7.25A/4 OUT CCTV P/S | Ea |  | 1 Year (Lifetime) | 197.07 | 5% | 187.2165
163 | Altronix | ALTV244175CB | 24 VAC /7.25A/4 PTC CCTC P/S | Ea |  | 1 Year (Lifetime) | 197.07 | 5% | 187.2165
164 | Altronix | ALTV244175UL | 24VAC/7.25A/4 OUT UL CCTV P/S | Ea |  | 1 Year (Lifetime) | 198.01 | 5% | 188.1095
165 | Altronix | ALTV244175ULCB | 24VAC 4PTC OUTPUT UL CCTV P/S | Ea |  | 1 Year (Lifetime) | 198.01 | 5% | 188.1095
166 | Altronix | ALTV244300 | 24VAC/12A/4 OUT CCTV P/S | Ea |  | 1 Year (Lifetime) | 221.05 | 5% | 209.9975
167 | Altronix | ALTV244300CB | 24VAC/12A/4 PTC CCTV P/S | Ea |  | 1 Year (Lifetime) | 221.05 | 5% | 209.9975
168 | Altronix | ALTV244CB | 24VAC/4A/4 PTC CCTV P/S | Ea |  | 1 Year (Lifetime) | 119.1 | 5% | 113.145
169 | Altronix | ALTV244UL | 24VAC/3.5A/4 OUT UL CCTV P/S | Ea |  | 1 Year (Lifetime) | 135.03 | 5% | 128.2785
170 | Altronix | ALTV244ULCB | 24VAC/3.5A/4 PTC UL CCTV P/S | Ea |  | 1 Year (Lifetime) | 135.03 | 5% | 128.2785
171 | Altronix | ALTV248 | 24VAC/4A/8 OUT CCTV P/S | Ea |  | 1 Year (Lifetime) | 123.89 | 5% | 117.6955
172 | Altronix | ALTV248175UL | 24AC@7A/28AC@6.25A, 8 Fus, UL | Ea |  | 1 Year (Lifetime) | 198.69 | 5% | 188.7555
173 | Altronix | ALTV248175ULCB | 24AC@7A/28AC@6.25A, 8 PTC, UL | Ea |  | 1 Year (Lifetime) | 198.69 | 5% | 188.7555
174 | Altronix | ALTV248300 | 24VAC/14A 28VAC/12A 8 OUT P/S | Ea |  | 1 Year (Lifetime) | 242.84 | 5% | 230.698
175 | Altronix | ALTV248300CB | 24VAC/12/8 PTC CCTV P/S | Ea |  | 1 Year (Lifetime) | 242.84 | 5% | 230.698
176 | Altronix | ALTV248300UL | 24AC12.5A/28AC10A,8Fuse,UL,PS | Ea |  | 1 Year (Lifetime) | 242.84 | 5% | 230.698
177 | Altronix | ALTV248300ULCB | 24AC12.5A/28AC10A,8PTC,UL,PS | Ea |  | 1 Year (Lifetime) | 242.84 | 5% | 230.698
178 | Altronix | ALTV248300ULM | 24AC12.5A/28AC10A,8Fuse,UL,PS, | Ea |  | 1 Year (Lifetime) | 233.2 | 5% | 221.54
179 | Altronix | ALTV248600 | 24VAC/28A 28VAC/24A 8 fuse P/S | Ea |  | 1 Year (Lifetime) | 404.32 | 5% | 384.104
180 | Altronix | ALTV248600CB | 24VAC/28A 28VAC/24A 8 PTC P/S | Ea |  | 1 Year (Lifetime) | 404.32 | 5% | 384.104
181 | Altronix | ALTV248600UL | 24AC25A/28AC20A,8Fuse,UL,PS | Ea |  | 1 Year (Lifetime) | 406.94 | 5% | 386.593
182 | Altronix | ALTV248600ULCB | 24AC25A/28AC20A,8PTC,UL,PS | Ea |  | 1 Year (Lifetime) | 406.94 | 5% | 386.593
183 | Altronix | ALTV248CB | 24VAC/4A/8 PTC CCTV P/S | Ea |  | 1 Year (Lifetime) | 123.89 | 5% | 117.6955
184 | Altronix | ALTV248UL | 24 VAC/3.5A/8 OUT UL CCTV P/S | Ea |  | 1 Year (Lifetime) | 139.61 | 5% | 132.6295
185 | Altronix | ALTV248ULCB | 24VAC @ 3.5A, 8 PTC, UL P/S | Ea |  | 1 Year (Lifetime) | 139.61 | 5% | 132.6295
186 | Altronix | ALTV248ULCBMI | 24VAC @ 14A, 8 PTC ISD CCTV UL | Ea |  | 1 Year (Lifetime) | 236.65 | 5% | 224.8175
187 | Altronix | ALTV248ULHI | 24VAC @ 12.5A, 8 Fuse ISD CCTV | Ea |  | 1 Year (Lifetime) | 250.94 | 5% | 238.393
188 | Altronix | ALTV248ULMI | 24VAC @ 12.5, 8 Fuse ISD UL Sm | Ea |  | 1 Year (Lifetime) | 236.65 | 5% | 224.8175
189 | Altronix | ALTV615DC1016 | 6-15VDC 10A 16 FUSE CCTV P/S | Ea |  | 1 Year (Lifetime) | 293.01 | 5% | 278.3595
190 | Altronix | ALTV615DC1016CB | 6-15VDC 10A 16 PTC CCTV P/S | Ea |  | 1 Year (Lifetime) | 293.01 | 5% | 278.3595
191 | Altronix | ALTV615DC416UCB | ALTV615DC416ULCB, 6-15VDC, 4A, | Ea |  | 1 Year (Lifetime) | 237.45 | 5% | 225.5775
192 | Altronix | ALTV615DC416UL | 6-15VDC 16 FUSE 4A CCTV UL | Ea |  | 1 Year (Lifetime) | 237.45 | 5% | 225.5775
193 | Altronix | ALTV615DC4UL | 6-15 VDC 4OUT 2.5AMP CCTV P/S | Ea |  | 1 Year (Lifetime) | 114.91 | 5% | 109.1645
194 | Altronix | ALTV615DC616UCB | ALTV615DC616ULCB, 6-15VDC, 6A, | Ea |  | 1 Year (Lifetime) | 282.79 | 5% | 268.6505
195 | Altronix | ALTV615DC616UL | 6-15VDC 6A 16 FUSE CCTV UL | Ea |  | 1 Year (Lifetime) | 282.79 | 5% | 268.6505
196 | Altronix | ALTV615DC8UL | 6-15VDC @ 4A, 8 FUSE OUT UL | Ea |  | 1 Year (Lifetime) | 214.27 | 5% | 203.5565
197 | Altronix | ALTV615DC8ULCB | 6-15VDC @ 4A 8 PTC OUT UL | Ea |  | 1 Year (Lifetime) | 214.27 | 5% | 203.5565
198 | Altronix | AT4 | 4 ZONE ANNUAL EVENT TIMER | Ea |  | 1 Year (Lifetime) | 291.67 | 5% | 277.0865
199 | Altronix | AT4B | 365 DAY 4 OUT.TIMER BOARD ONLY | Ea |  | 1 Year (Lifetime) | 281.12 | 5% | 267.064
200 | Altronix | BC100 | SMALL BATTERY ENCLOSURE | Ea |  | 1 Year (Lifetime) | 57.13 | 5% | 54.2735
201 | Altronix | BC1240 | ENCL FITS ONE 12V 40AH BATTERY | Ea |  | 1 Year (Lifetime) | 124.43 | 5% | 118.2085
202 | Altronix | BC200 | BATTERY CABINET W/SHELF | Ea |  | 1 Year (Lifetime) | 92.33 | 5% | 87.7135
203 | Altronix | BC300 | LARGE BATTERY CABINET | Ea |  | 1 Year (Lifetime) | 89.93 | 5% | 85.4335
204 | Altronix | BC300R | LARGE RED BATTERY CABINET | Ea |  | 1 Year (Lifetime) | 89.93 | 5% | 85.4335
205 | Altronix | BC400 | X-LARGE GRAY BATTERY CABINET | Ea |  | 1 Year (Lifetime) | 114.62 | 5% | 108.889
206 | Altronix | BC400R | X-LARGE RED BATTERY CABINET | Ea |  | 1 Year (Lifetime) | 114.81 | 5% | 109.0695
207 | Altronix | BC400SG | BC400G W/BCS4G BATT.SHELF | Ea |  | 1 Year (Lifetime) | 143.79 | 5% | 136.6005
208 | Altronix | BC400SR | BC400R W/BCS4R BATT.SHELF | Ea |  | 1 Year (Lifetime) | 143.79 | 5% | 136.6005
209 | Altronix | BC600 | JUMBO RED BATTERY ENCLOSURE | Ea |  | 1 Year (Lifetime) | 163.36 | 5% | 155.192
210 | Altronix | BC600G | JUMBO GREY BATTERY ENCLOSURE | Ea |  | 1 Year (Lifetime) | 163.36 | 5% | 155.192
211 | Altronix | BC800 | MAXIM ENCLOSURE grey finish 19 | Ea |  | 1 Year (Lifetime) | 448.38 | 5% | 425.961
212 | Altronix | BC901MY | FITS MERCURY BOARDS & ALTX PS | Ea |  | 1 Year (Lifetime) | 369.05 | 5% | 350.5975
213 | Altronix | BCS4G | BATTERY SHELF FOR BC 400G | Ea |  | 1 Year | 35.84 | 5% | 34.048
214 | Altronix | BCS4R | BATTERY SHELF FOR BC 400rR | Ea |  | 1 Year | 35.84 | 5% | 34.048
215 | Altronix | BF10 | 10A BLADE FUSE (RED) PK 25 | Ea |  | 1 Year | 20.41 | 5% | 19.3895
216 | Altronix | BF15 | 15A BLADE FUSE (BLUE) PK 25 | Ea |  | 1 Year | 17.5 | 5% | 16.625
217 | Altronix | BF3 | 3A BLADE FUSE (VIOLET) PK25 | Ea |  | 1 Year | 17.5 | 5% | 16.625
218 | Altronix | BF5 | 5A BLADE FUSE (BROWN) PKG 25 | Ea |  | 1 Year | 17.5 | 5% | 16.625
219 | Altronix | BL2 | PAIR RED&BLACK 8"BAT LEADS | Ea |  | 1 Year (Lifetime) | 3.69 | 5% | 3.5055
220 | Altronix | BL3 | RED&BLACK 18"BAT LEADS | Ea |  | 1 Year (Lifetime) | 4 | 5% | 3.8
221 | Altronix | BL3KSP | 18" RD/BK BATTERY & 4 YL LEADS | Ea |  | 1 Year (Lifetime) | 7.72 | 5% | 7.334
222 | Altronix | BL4 | 8" YELLOW BATTERY JUMPER | Ea |  | 1 Year (Lifetime) | 3.3 | 5% | 3.135
223 | Altronix | BL6 | 68" RED & BLACK BATTERY LEADS | Ea |  | 1 Year (Lifetime) | 9.01 | 5% | 8.5595
224 | Altronix | BNC24J | 24"BNC MALE/MALE COAX JMPR CBL | Ea |  | 1 Year (Lifetime) | 6.53 | 5% | 6.2035
225 | Altronix | BT1212 | 12V/12AH BATTERY | Ea |  | 1 Year | 84 | 5% | 79.8
226 | Altronix | BT124 | 12V/4AH BATTERY | Ea |  | 1 Year | 29.75 | 5% | 28.2625
227 | Altronix | BT1240 | 12VDC/40AH BATTERY | Ea |  | 1 Year | 227.97 | 5% | 216.5715
228 | Altronix | BT126 | 12V/7.0AH BATTERY | Ea |  | 1 Year | 37.34 | 5% | 35.473
229 | Altronix | CAB4 | TRANSFORMER CABINET (GREY) | Ea |  | 1 Year (Lifetime) | 60.46 | 5% | 57.437
230 | Altronix | CAM1 | CABINET LOCK | Ea |  | 1 Year (Lifetime) | 7 | 5% | 6.65
231 | Altronix | CLIP1 | 2 PK ST3 DIN RAIL MOUNT CLIPS | Ea |  | 1 Year (Lifetime) | 8.17 | 5% | 7.7615
232 | Altronix | CP1 | CONVERSION PLATE | Ea |  | 1 Year (Lifetime) | 17.41 | 5% | 16.5395
233 | Altronix | CP2 | CONVERSION PLATE FOR BC400 | Ea |  | 1 Year (Lifetime) | 35.18 | 5% | 33.421
234 | Altronix | D10 | 10" DIN RAIL BRACKET | Ea |  | 1 Year (Lifetime) | 7 | 5% | 6.65
235 | Altronix | DCL1 | DIN RAIL MOUNTING CLIP, 35MM | Ea |  | 1 Year (Lifetime) | 12.83 | 5% | 12.1885
236 | Altronix | DK1 | ST3 W / 2 DIN RAIL MOUNT CLIPS | Ea |  | 1 Year (Lifetime) | 23.45 | 5% | 22.2775
237 | Altronix | DL 3 | DOOR TIMER W/SOUNDER | Ea |  | 1 Year (Lifetime) | 70 | 5% | 66.5
238 | Altronix | DL1 | DOOR TIMER | Ea |  | 1 Year (Lifetime) | 53.9 | 5% | 51.205
239 | Altronix | DP4 | 4 OUTPUT DIN DISTRIBUTION BD. | Ea |  | 1 Year (Lifetime) | 55.9 | 5% | 53.105
240 | Altronix | DPS1 | 6/12/24 VDC 1.2A P/S CHGR | Ea |  | 1 Year (Lifetime) | 35.5 | 5% | 33.725
241 | Altronix | DPS3 | 6/12/24 VDC 2.5A P/S CHGR DIN | Ea |  | 1 Year (Lifetime) | 65.69 | 5% | 62.4055
242 | Altronix | DPS5 | 6,9,12,24 VDC 4A DIN P/S CHGR | Ea |  | 1 Year (Lifetime) | 89.71 | 5% | 85.2245
243 | Altronix | DPT724A | DIN RAIL MOUNT ANNUAL TIMER | Ea |  | 1 Year (Lifetime) | 145.83 | 5% | 138.5385
244 | Altronix | DTMR1 | 12/24VDC DIN MOUNT TIMER | Ea |  | 1 Year (Lifetime) | 54.13 | 5% | 51.4235
245 | Altronix | EBRIDGE100RM | 1CH EOC RCVR PASS POE+ 100MBPS | Ea |  | 1 Year (Lifetime) | 226.6 | 5% | 215.27
246 | Altronix | EBRIDGE100RMT | EOC KIT PASSES POE+ 100MBPS | Ea |  | 1 Year (Lifetime) | 453.2 | 5% | 430.54
247 | Altronix | EBRIDGE100SPR | EoC PoE+ RCV For EBRIDGE200WPM | Ea |  | 1 Year (Lifetime) | 226.6 | 5% | 215.27
248 | Altronix | EBRIDGE100ST | 1CH EOC MIN TR PAS POE 100MBPS | Ea |  | 1 Year (Lifetime) | 226.6 | 5% | 215.27
249 | Altronix | EBRIDGE100STR | EOC MIN KIT PAS POE+ 100MBPS | Ea |  | 1 Year (Lifetime) | 453.2 | 5% | 430.54
250 | Altronix | EBRIDGE100TM | 1CH EOC TRNS PASS POE+ 100MBPS | Ea |  | 1 Year (Lifetime) | 226.6 | 5% | 215.27
251 | Altronix | EBRIDGE1600PCRM | 16CH EOC RCV PASS POE+ 100MBPS | Ea |  | 1 Year (Lifetime) | 3900.17 | 5% | 3705.1615
252 | Altronix | EBRIDGE16CR | 16 OUTPUT ETHERNET/COAX RCVR | Ea |  | 1 Year (Lifetime) | 3542.55 | 5% | 3365.4225
253 | Altronix | EBRIDGE16PCRM | 16OUT IP/COAX PASS POE/POE+ RC | Ea |  | 1 Year (Lifetime) | 3542.55 | 5% | 3365.4225
254 | Altronix | EBRIDGE16PCRX | 16 OUTPUT IP/COAX POE/POE+ RCV | Ea |  | 1 Year (Lifetime) | 3542.55 | 5% | 3365.4225
255 | Altronix | EBRIDGE1CR | ETHERNET/COAX RECVR | Ea |  | 1 Year (Lifetime) | 169.74 | 5% | 161.253
256 | Altronix | EBRIDGE1CRT | ETHERNET/COAX RCVR + TRNSCVR | Ea |  | 1 Year (Lifetime) | 322.49 | 5% | 306.3655
257 | Altronix | EBRIDGE1CT | ETHERNET/COAX TRNCVR | Ea |  | 1 Year (Lifetime) | 169.74 | 5% | 161.253
258 | Altronix | EBRIDGE1PCR | IP/COAX RCVR W/POE | Ea |  | 1 Year (Lifetime) | 217.43 | 5% | 206.5585
259 | Altronix | EBRIDGE1PCRM | IP/COAX PASS POE/POE+ RCVR | Ea |  | 1 Year (Lifetime) | 217.43 | 5% | 206.5585
260 | Altronix | EBRIDGE1PCRMT | IP/COAX PASS POE/POE+ RCVR/TRS | Ea |  | 1 Year (Lifetime) | 402.83 | 5% | 382.6885
261 | Altronix | EBRIDGE1PCRT | IP/COAX RCVR/TRNSCVR W/POE | Ea |  | 1 Year (Lifetime) | 402.83 | 5% | 382.6885
262 | Altronix | EBRIDGE1PCRTX | IP/COAX w/POE/POE+ RCVR/TRSCR | Ea |  | 1 Year (Lifetime) | 402.83 | 5% | 382.6885
263 | Altronix | EBRIDGE1PCRX | IP/COAX w/POE/POE+ RCVR | Ea |  | 1 Year (Lifetime) | 217.43 | 5% | 206.5585
264 | Altronix | EBRIDGE1PCT | IP/COAX TRNCVR W/POE | Ea |  | 1 Year (Lifetime) | 203.73 | 5% | 193.5435
265 | Altronix | EBRIDGE1PCTX | IP/COAX w/POE/POE+ TRSCR | Ea |  | 1 Year (Lifetime) | 203.73 | 5% | 193.5435
266 | Altronix | EBRIDGE1ST | IP&POE+/COAX/MINI TRANS | Ea |  | 1 Year (Lifetime) | 203.73 | 5% | 193.5435
267 | Altronix | EBRIDGE1STR | IP&POE+/COAX, REC/MIN TRNS KIT | Ea |  | 1 Year (Lifetime) | 421.18 | 5% | 400.121
268 | Altronix | EBRIDGE200WPM | EBRIDGE200WP w/MANAGEMENT | Ea |  | 1 Year (Lifetime) | 448.19 | 5% | 425.7805
269 | Altronix | EBRIDGE200WPMH | EBRIDGE200WPM W/GLANDS | Ea |  | 1 Year (Lifetime) | 455.16 | 5% | 432.402
270 | Altronix | EBRIDGE400PCRM | 4CH EOC RCVR PASS POE+ 100MBPS | Ea |  | 1 Year (Lifetime) | 920.19 | 5% | 874.1805
271 | Altronix | EBRIDGE4CR | 4 OUTPUT ETHERNET/COAX RCVR | Ea |  | 1 Year (Lifetime) | 818.85 | 5% | 777.9075
272 | Altronix | EBRIDGE4PCRM | 4OUT IP/COAX PASS POE/POE+ RCV | Ea |  | 1 Year (Lifetime) | 830.78 | 5% | 789.241
273 | Altronix | EBRIDGE4PCRX | 4 OUTPUT IP/COAX POE/POE+ RCVR | Ea |  | 1 Year (Lifetime) | 830.78 | 5% | 789.241
274 | Altronix | EBRIDGE4SK | EBRIDGE100SPR/4SPT KIT | Ea |  | 1 Year (Lifetime) | 740.79 | 5% | 703.7505
275 | Altronix | EBRIDGE4SPT | EoC PoE+ 4 PORT TRANSCEIVER | Ea |  | 1 Year (Lifetime) | 557.32 | 5% | 529.454
276 | Altronix | EBRIDGE800E | 8PORT EOC RCVR POE+ SW 100MBPS | Ea |  | 1 Year (Lifetime) | 2263.58 | 5% | 2150.401
277 | Altronix | EBRIDGE800PCRM | 8CH EOC RCVR PASS POE+ 100MBPS | Ea |  | 1 Year (Lifetime) | 1950.08 | 5% | 1852.576
278 | Altronix | EBRIDGE8E | 8PORT EOC RCVR POE+ SW 25MBPS | Ea |  | 1 Year (Lifetime) | 2084.78 | 5% | 1980.541
279 | Altronix | EBRIDGE8PCRM | 8OUT IP/COAX PASS POE/POE+ RCV | Ea |  | 1 Year (Lifetime) | 1771.28 | 5% | 1682.716
280 | Altronix | EBRIDGE8PCRX | 8 OUTPUT IP/COAX POE/POE+ RCV | Ea |  | 1 Year (Lifetime) | 1771.28 | 5% | 1682.716
281 | Altronix | EFLOW102N | 12VDC @ 10A, 2 OUT, FAI | Ea |  | 1 Year (Lifetime) | 391.9 | 5% | 372.305
282 | Altronix | EFLOW102N16 | 12VDC @ 10A, 16 FUSE, FAI | Ea |  | 1 Year (Lifetime) | 448.12 | 5% | 425.714
283 | Altronix | EFLOW102N16D | 12VDC @ 10A, 16 PTC, FAI | Ea |  | 1 Year (Lifetime) | 448.12 | 5% | 425.714
284 | Altronix | EFLOW102N8 | 12VDC @ 10A, 8 FUSE, FAI | Ea |  | 1 Year (Lifetime) | 420.49 | 5% | 399.4655
285 | Altronix | EFLOW102N8D | 12VDC @ 10A, 8 PTC, FAI | Ea |  | 1 Year (Lifetime) | 420.49 | 5% | 399.4655
286 | Altronix | EFLOW102NA8 | EFLOW102NX PWR SPLY W/ACM8 | Ea |  | 1 Year (Lifetime) | 487.14 | 5% | 462.783
287 | Altronix | EFLOW102NA8D | EFLOW102NX PWR SPLY W/ACM8CB | Ea |  | 1 Year (Lifetime) | 487.14 | 5% | 462.783
288 | Altronix | EFLOW102NB | 12VDC @ 10 amp BOARD | Ea |  | 1 Year (Lifetime) | 300.73 | 5% | 285.6935
289 | Altronix | EFLOW102NX | 12VDC @ 10A, 2 OUT, FAI XL ENC | Ea |  | 1 Year (Lifetime) | 401.65 | 5% | 381.5675
290 | Altronix | EFLOW102NX16 | 12VDC @ 10A, 16 FUSE, FAI XL E | Ea |  | 1 Year (Lifetime) | 459.61 | 5% | 436.6295
291 | Altronix | EFLOW102NX16D | 12VDC @ 10A, 16 FUSE, FAI XL E | Ea |  | 1 Year (Lifetime) | 459.61 | 5% | 436.6295
292 | Altronix | EFLOW102NX8 | 12VDC @ 10A, 8 FUSE, FAI XL EN | Ea |  | 1 Year (Lifetime) | 430.24 | 5% | 408.728
293 | Altronix | EFLOW102NX8D | 12VDC @ 10A, 8 PTC, FAI XL | Ea |  | 1 Year (Lifetime) | 430.24 | 5% | 408.728
294 | Altronix | EFLOW104N | 24VDC @ 10A, 2 OUT, FAI | Ea |  | 1 Year (Lifetime) | 436.34 | 5% | 414.523
295 | Altronix | EFLOW104N16 | 24VDC @ 10A, 16 FUSE, FAI | Ea |  | 1 Year (Lifetime) | 492.76 | 5% | 468.122
296 | Altronix | EFLOW104N16D | 24VDC @ 10A, 16 PTC, FAI | Ea |  | 1 Year (Lifetime) | 492.76 | 5% | 468.122
297 | Altronix | EFLOW104N8 | 24VDC @ 10A, 8 FUSE, FAI | Ea |  | 1 Year (Lifetime) | 464.94 | 5% | 441.693
298 | Altronix | EFLOW104N8D | 24VDC @ 10A, 8 PTC, FAI | Ea |  | 1 Year (Lifetime) | 464.94 | 5% | 441.693
299 | Altronix | EFLOW104NA8 | EFLOW104NX PWR SPLY W/ACM8 | Ea |  | 1 Year (Lifetime) | 531.59 | 5% | 505.0105
300 | Altronix | EFLOW104NA8D | EFLOW104NX PWR SPLY W/ACM8CB | Ea |  | 1 Year (Lifetime) | 531.59 | 5% | 505.0105
301 | Altronix | EFLOW104NB | 24VDC @ 10 amp BOARD | Ea |  | 1 Year (Lifetime) | 347.17 | 5% | 329.8115
302 | Altronix | EFLOW104NX | 24VDC @ 10A, 2 OUT, FAI XL ENC | Ea |  | 1 Year (Lifetime) | 446.1 | 5% | 423.795
303 | Altronix | EFLOW104NX16 | 24VDC @ 10A, 16 FUSE, FAI XL E | Ea |  | 1 Year (Lifetime) | 504.05 | 5% | 478.8475
304 | Altronix | EFLOW104NX16D | 24VDC @ 10A, 16 FUSE, FAI XL E | Ea |  | 1 Year (Lifetime) | 504.05 | 5% | 478.8475
305 | Altronix | EFLOW104NX8 | 24VDC @ 10A, 8 FUSE, FAI XL EN | Ea |  | 1 Year (Lifetime) | 474.68 | 5% | 450.946
306 | Altronix | EFLOW104NX8D | 24VDC @ 10A, 8 PTC, FAI XL ENC | Ea |  | 1 Year (Lifetime) | 474.68 | 5% | 450.946
307 | Altronix | EFLOW3N | 12/24VDC @ 2A, 2 OUT, FAI | Ea |  | 1 Year (Lifetime) | 290.79 | 5% | 276.2505
308 | Altronix | EFLOW3N4 | 12/24VDC @ 2A, 4 FUSE, FAI | Ea |  | 1 Year (Lifetime) | 314.94 | 5% | 299.193
309 | Altronix | EFLOW3N4D | 12/24VDC @ 2A, 4 PTC, FAI | Ea |  | 1 Year (Lifetime) | 314.94 | 5% | 299.193
310 | Altronix | EFLOW3NB | 12VDC or 24VDC @ 2 amp BOARD | Ea |  | 1 Year (Lifetime) | 219.45 | 5% | 208.4775
311 | Altronix | EFLOW3NX | 12/24VDC @ 2A, 2 OUT, FAI XL E | Ea |  | 1 Year (Lifetime) | 300.54 | 5% | 285.513
312 | Altronix | EFLOW3NX4 | 12/24VDC @ 2A, 4 FUSE, FAI XL | Ea |  | 1 Year (Lifetime) | 324.68 | 5% | 308.446
313 | Altronix | EFLOW3NX4D | 12/24VDC @ 2A, 4 FUSE, FAI XL | Ea |  | 1 Year (Lifetime) | 324.68 | 5% | 308.446
314 | Altronix | EFLOW4N | 12/24VDC @ 4A, 2 OUT, FAI | Ea |  | 1 Year (Lifetime) | 304.12 | 5% | 288.914
315 | Altronix | EFLOW4N8 | 12/24VDC @ 4A, 8 FUSE, FAI | Ea |  | 1 Year (Lifetime) | 332.72 | 5% | 316.084
316 | Altronix | EFLOW4N8D | 12/24VDC @ 4A, 8 PTC, FAI | Ea |  | 1 Year (Lifetime) | 332.72 | 5% | 316.084
317 | Altronix | EFLOW4NA8 | EFLOW4NX PWR SPLY W/ACM8 | Ea |  | 1 Year (Lifetime) | 399.36 | 5% | 379.392
318 | Altronix | EFLOW4NA8D | EFLOW4NX PWR SPLY W/ACM8CB | Ea |  | 1 Year (Lifetime) | 399.36 | 5% | 379.392
319 | Altronix | EFLOW4NB | 12VDC or 24VDC @ 4 amp BOARD | Ea |  | 1 Year (Lifetime) | 253.71 | 5% | 241.0245
320 | Altronix | EFLOW4NX | 12/24VDC @ 4A, 2 OUT, FAI XL E | Ea |  | 1 Year (Lifetime) | 313.88 | 5% | 298.186
321 | Altronix | EFLOW4NX8 | 12/24VDC @ 4A, 8 FUSE, FAI XL | Ea |  | 1 Year (Lifetime) | 342.46 | 5% | 325.337
322 | Altronix | EFLOW4NX8D | 12/24VDC @ 4A, 8 PTC, FAI XL E | Ea |  | 1 Year (Lifetime) | 342.46 | 5% | 325.337
323 | Altronix | EFLOW6N | 12/24VDC @ 6A, 2 OUT, FAI | Ea |  | 1 Year (Lifetime) | 391.9 | 5% | 372.305
324 | Altronix | EFLOW6N16 | 12/24VDC @ 6A, 16 FUSE, FAI | Ea |  | 1 Year (Lifetime) | 448.12 | 5% | 425.714
325 | Altronix | EFLOW6N16D | 12/24VDC @ 6A, 16 PTC, FAI | Ea |  | 1 Year (Lifetime) | 448.12 | 5% | 425.714
326 | Altronix | EFLOW6N8 | 12/24VDC @ 6A, 8 FUSE, FAI | Ea |  | 1 Year (Lifetime) | 420.49 | 5% | 399.4655
327 | Altronix | EFLOW6N8D | 12/24VDC @ 6A, 8 PTC, FAI | Ea |  | 1 Year (Lifetime) | 420.49 | 5% | 399.4655
328 | Altronix | EFLOW6NA8 | EFLOW6NX PWR SPLY W/ACM8 | Ea |  | 1 Year (Lifetime) | 487.14 | 5% | 462.783
329 | Altronix | EFLOW6NA8D | EFLOW6NX PWR SPLY W/ACM8CB | Ea |  | 1 Year (Lifetime) | 487.14 | 5% | 462.783
330 | Altronix | EFLOW6NA8DR | EFLOW6NX P/S W/ACM8CB, RED ENC | Ea |  | 1 Year (Lifetime) | 484.82 | 5% | 460.579
331 | Altronix | EFLOW6NB | 12VDC or 24VDC @ 6 amp BOARD | Ea |  | 1 Year (Lifetime) | 300.73 | 5% | 285.6935
332 | Altronix | EFLOW6NX | 12/24VDC @ 6A, 2 OUT, FAI XL E | Ea |  | 1 Year (Lifetime) | 401.65 | 5% | 381.5675
333 | Altronix | EFLOW6NX16 | 12/24VDC @ 6A, 16 FUSE, FAI XL | Ea |  | 1 Year (Lifetime) | 459.61 | 5% | 436.6295
334 | Altronix | EFLOW6NX16D | 12/24VDC @ 6A, 16 PTC, FAI XL | Ea |  | 1 Year (Lifetime) | 459.61 | 5% | 436.6295
335 | Altronix | EFLOW6NX8 | 12/24VDC @ 6A, 8 FUSE, FAI XL | Ea |  | 1 Year (Lifetime) | 430.24 | 5% | 408.728
336 | Altronix | EFLOW6NX8D | 12/24VDC @ 6A, 8 FUSE, FAI XL | Ea |  | 1 Year (Lifetime) | 430.24 | 5% | 408.728
337 | Altronix | ENTRADA2DMK | IP ACCESS FACP REC/TRANS KIT | Ea |  | 1 Year (Lifetime) | 340.39 | 5% | 323.3705
338 | Altronix | FIRESWITCH108 | 10A MANAGED NAC EXTENDER | Ea |  | 1 Year (Lifetime) | 685.82 | 5% | 651.529
339 | Altronix | FUSE1 | 3.5 AMP REPL. FUSES PK 100 | Ea |  | 1 Year (Lifetime) | 58.34 | 5% | 55.423
340 | Altronix | FUSE2 | 5.0 AMP REPL FUSES PK100 | Ea |  | 1 Year (Lifetime) | 69.45 | 5% | 65.9775
341 | Altronix | FUSE3 | 10 AMP REPLACEMENT FUSES PK100 | Ea |  | 1 Year (Lifetime) | 69.45 | 5% | 65.9775
342 | Altronix | FUSE4 | 1 AMP REPL. FUSES PK 100 | Ea |  | 1 Year (Lifetime) | 66.67 | 5% | 63.3365
343 | Altronix | FUSE5 | 5AMP SLO BLOW FUSE PK 100 | Ea |  | 1 Year (Lifetime) | 83.34 | 5% | 79.173
344 | Altronix | GL1 | GREEN GROUNDING LEAD | Ea |  | 1 Year (Lifetime) | 1.17 | 5% | 1.1115
345 | Altronix | HUBSAT42D | HubSat4D 4 AC Balun/Combiner | Ea |  | 1 Year (Lifetime) | 419.76 | 5% | 398.772
346 | Altronix | HUBSAT42DI | HubSat4DI 4 AC Balun/Comb, ISO | Ea |  | 1 Year (Lifetime) | 427.54 | 5% | 406.163
347 | Altronix | HUBSAT43D | HubSat4D 4 DC Balun/Combiner | Ea |  | 1 Year (Lifetime) | 465.31 | 5% | 442.0445
348 | Altronix | HUBSAT43DI | HubSat4DI 4 DC Balun/Comb, ISO | Ea |  | 1 Year (Lifetime) | 473.09 | 5% | 449.4355
349 | Altronix | HUBSAT4D | 4CH UTP Wall 750 Vid PTC,Pwr | Ea |  | 1 Year (Lifetime) | 314.27 | 5% | 298.5565
350 | Altronix | HUBSAT4DI | 4CH UTP Wall 750 Vid Pwr, ISO | Ea |  | 1 Year (Lifetime) | 322.05 | 5% | 305.9475
351 | Altronix | HUBSAT82D | HubSat8D 8 AC Balun/Combiner | Ea |  | 1 Year (Lifetime) | 797.77 | 5% | 757.8815
352 | Altronix | HUBSAT82DI | HubSat8D 8 AC Balun/Comb, ISO | Ea |  | 1 Year (Lifetime) | 813.33 | 5% | 772.6635
353 | Altronix | HUBSAT83D | HubSat8D 8 DC Balun/Combiner | Ea |  | 1 Year (Lifetime) | 888.88 | 5% | 844.436
354 | Altronix | HUBSAT83DI | HubSat8Di 8 DC Balun/Comb, ISO | Ea |  | 1 Year (Lifetime) | 904.44 | 5% | 859.218
355 | Altronix | HUBSAT8D | 8CH UTP Wall 750 Vid PTC,Pwr | Ea |  | 1 Year (Lifetime) | 586.8 | 5% | 557.46
356 | Altronix | HUBSAT8DI | 8CH UTP Wall 750 Vid Pwr, ISO | Ea |  | 1 Year (Lifetime) | 602.35 | 5% | 572.2325
357 | Altronix | HUBWAY162CD | HubWay16CD w/16 AC Balun/Combi | Ea |  | 1 Year (Lifetime) | 1700.97 | 5% | 1615.9215
358 | Altronix | HUBWAY162D | HubWay16D w/16 AC Balun/Combin | Ea |  | 1 Year (Lifetime) | 1700.97 | 5% | 1615.9215
359 | Altronix | HUBWAY162DI | HubWay16Di w/16 AC Balun/Combi | Ea |  | 1 Year (Lifetime) | 1981 | 5% | 1881.95
360 | Altronix | HUBWAY163CD | HubWay16CD w/16 DC Balun/Combi | Ea |  | 1 Year (Lifetime) | 1885.34 | 5% | 1791.073
361 | Altronix | HUBWAY163D | HubWay16D w/16 DC Balun/Combin | Ea |  | 1 Year (Lifetime) | 1885.34 | 5% | 1791.073
362 | Altronix | HUBWAY163DI | HubWay16Di w/16 DC Balun/Combi | Ea |  | 1 Year (Lifetime) | 2165.33 | 5% | 2057.0635
363 | Altronix | HUBWAY16CD | 16CH UTP Hub 750 Vid PTC w/Pwr | Ea |  | 1 Year (Lifetime) | 1283.33 | 5% | 1219.1635
364 | Altronix | HUBWAY16D | 16CH UTP Hub 750 Vid PTC w/Pwr | Ea |  | 1 Year (Lifetime) | 1283.33 | 5% | 1219.1635
365 | Altronix | HUBWAY16DI | 16CH UTP Hub 750' PTC,w/Isl Pw | Ea |  | 1 Year (Lifetime) | 1563.33 | 5% | 1485.1635
366 | Altronix | HUBWAY82CD | Hubway8CD w/8 AC HubWay Av Com | Ea |  | 1 Year (Lifetime) | 847 | 5% | 804.65
367 | Altronix | HUBWAY82CDS | Hubway8CDS w/8 AC HubWay Av Co | Ea |  | 1 Year (Lifetime) | 847 | 5% | 804.65
368 | Altronix | HUBWAY82D | Hubway8D w/8 AC HubWay Av Comb | Ea |  | 1 Year (Lifetime) | 847 | 5% | 804.65
369 | Altronix | HUBWAY82DI | HubWay8Di w/8 AC Balun/Combine | Ea |  | 1 Year (Lifetime) | 987 | 5% | 937.65
370 | Altronix | HUBWAY82DS | Hubway8DS w/8 AC HubWay Av Com | Ea |  | 1 Year (Lifetime) | 847 | 5% | 804.65
371 | Altronix | HUBWAY83CD | HubWay8CD w/8 DC Video Balun C | Ea |  | 1 Year (Lifetime) | 942.67 | 5% | 895.5365
372 | Altronix | HUBWAY83CDS | HubWay8CDS w/8 DC Video Balun | Ea |  | 1 Year (Lifetime) | 942.67 | 5% | 895.5365
373 | Altronix | HUBWAY83D | HubWay8D w/8 DC Balun/Combiner | Ea |  | 1 Year (Lifetime) | 942.67 | 5% | 895.5365
374 | Altronix | HUBWAY83DI | HubWay8Di w/8 DC Balun/Combine | Ea |  | 1 Year (Lifetime) | 1082.67 | 5% | 1028.5365
375 | Altronix | HUBWAY83DS | HubWay8DS w/8 DC Video Balun C | Ea |  | 1 Year (Lifetime) | 942.67 | 5% | 895.5365
376 | Altronix | HUBWAY8CD | 8CH UTP Hub 750 Vid PTC,w/Pwr | Ea |  | 1 Year (Lifetime) | 641.67 | 5% | 609.5865
377 | Altronix | HUBWAY8CDS | 8 Ch UTP PTC Pas Hub Vid-Data- | Ea |  | 1 Year (Lifetime) | 641.67 | 5% | 609.5865
378 | Altronix | HUBWAY8D | 8CH UTP Hub 750 Vid PTC,w/Pwr | Ea |  | 1 Year (Lifetime) | 641.67 | 5% | 609.5865
379 | Altronix | HUBWAY8DI | 8CH UTP Hub 750 Vid PTC,w/Isl | Ea |  | 1 Year (Lifetime) | 781.64 | 5% | 742.558
380 | Altronix | HUBWAY8DS | 8 Ch UTP PTC Pas Hub Vid-Data- | Ea |  | 1 Year (Lifetime) | 641.67 | 5% | 609.5865
381 | Altronix | HUBWAYAV | AC VID BALUN VID/DATA/POWER | Ea |  | 1 Year (Lifetime) | 30.82 | 5% | 29.279
382 | Altronix | HUBWAYAV2 | SLIM VID BALUN VID/DATA/POWER | Ea |  | 1 Year (Lifetime) | 30.82 | 5% | 29.279
383 | Altronix | HUBWAYAV2PK | 8-PK BALUN 24VAC CAMERAS | Ea |  | 1 Year (Lifetime) | 213.22 | 5% | 202.559
384 | Altronix | HUBWAYAVP | SLIM VID BALUN VID/POWER | Ea |  | 1 Year (Lifetime) | 30.82 | 5% | 29.279
385 | Altronix | HUBWAYAVPK | 8-PK BALUN 24VAC CAMERAS | Ea |  | 1 Year (Lifetime) | 213.22 | 5% | 202.559
386 | Altronix | HUBWAYAVPPK | 8-PK BALUN HUBWAYAVP | Ea |  | 1 Year (Lifetime) | 213.22 | 5% | 202.559
387 | Altronix | HUBWAYDV | DC VID BALUN VID/DATA/POWER | Ea |  | 1 Year (Lifetime) | 44.15 | 5% | 41.9425
388 | Altronix | HUBWAYDVI | DC BALUN ISOLATED | Ea |  | 1 Year (Lifetime) | 54.83 | 5% | 52.0885
389 | Altronix | HUBWAYDVIPK | 8-PK BALUN ISO 12VDC CAMERAS | Ea |  | 1 Year (Lifetime) | 372.16 | 5% | 353.552
390 | Altronix | HUBWAYDVPK | 8-PK BALUN 12VDC CAMERAS | Ea |  | 1 Year (Lifetime) | 302.11 | 5% | 287.0045
391 | Altronix | HUBWAYEX1 | ACTIVE UTP MODULE 1 CAMERA | Ea |  | 1 Year (Lifetime) | 183.34 | 5% | 174.173
392 | Altronix | HUBWAYEX16 | ACTIVE UTP HUB 16 CAMERAS | Ea |  | 1 Year (Lifetime) | 2363.51 | 5% | 2245.3345
393 | Altronix | HUBWAYEX16S | ACTIVE UTP HUB 16 CAM IND PORT | Ea |  | 1 Year (Lifetime) | 2363.51 | 5% | 2245.3345
394 | Altronix | HUBWAYEX16SP | ACTIVE UTP HUB 16 CAM W/INTGRL | Ea |  | 1 Year (Lifetime) | 2857.5 | 5% | 2714.625
395 | Altronix | HUBWAYEX32 | ACTIVE UTP HUB 32 CAMERAS | Ea |  | 1 Year (Lifetime) | 4636.66 | 5% | 4404.827
396 | Altronix | HUBWAYEXP | POWER INJECTOR USE W/HUBWAY | Ea |  | 1 Year (Lifetime) | 847.78 | 5% | 805.391
397 | Altronix | HUBWAYLD162CD | HubWayLD16CD 16 AC Balun/Combi | Ea |  | 1 Year (Lifetime) | 2561.41 | 5% | 2433.3395
398 | Altronix | HUBWAYLD162D | HubWayLD16D 16 AC Balun/Combin | Ea |  | 1 Year (Lifetime) | 2561.41 | 5% | 2433.3395
399 | Altronix | HUBWAYLD162DI | HubWayLD16Di 16 AC Balun/Combi | Ea |  | 1 Year (Lifetime) | 2841.42 | 5% | 2699.349
400 | Altronix | HUBWAYLD163CD | HubWayLD16CD 16 DC Balun/Combi | Ea |  | 1 Year (Lifetime) | 2752.75 | 5% | 2615.1125
401 | Altronix | HUBWAYLD163D | HubWayLD16D 16 DC Balun/Combin | Ea |  | 1 Year (Lifetime) | 2752.75 | 5% | 2615.1125
402 | Altronix | HUBWAYLD163DI | HubWayLD16Di 16 DC Balun/Combi | Ea |  | 1 Year (Lifetime) | 3032.75 | 5% | 2881.1125
403 | Altronix | HUBWAYLD16CD | 16CH UTP Hub 3000 Vid PTC | Ea |  | 1 Year (Lifetime) | 2150.75 | 5% | 2043.2125
404 | Altronix | HUBWAYLD16D | 16CH UTP Hub 3000 Vid PTC | Ea |  | 1 Year (Lifetime) | 2150.75 | 5% | 2043.2125
405 | Altronix | HUBWAYLD16DI | 16CH UTP Hub 3000 Isol PTC | Ea |  | 1 Year (Lifetime) | 2430.75 | 5% | 2309.2125
406 | Altronix | HUBWAYLD82CD | HubwayLD8CD w/8 AC HubWayAv Co | Ea |  | 1 Year (Lifetime) | 1422.75 | 5% | 1351.6125
407 | Altronix | HUBWAYLD82CDS | HubwayLD8CDS w/8 AC HubWayAv C | Ea |  | 1 Year (Lifetime) | 1422.75 | 5% | 1351.6125
408 | Altronix | HUBWAYLD82D | HubWayLD8D 8 AC Balun/Combiner | Ea |  | 1 Year (Lifetime) | 1422.75 | 5% | 1351.6125
409 | Altronix | HUBWAYLD82DI | HubWayLD8Di 8 AC Balun/Combine | Ea |  | 1 Year (Lifetime) | 1562.75 | 5% | 1484.6125
410 | Altronix | HUBWAYLD82DS | HubwayLD8DS w/8 AC HubWayAv Co | Ea |  | 1 Year (Lifetime) | 1422.75 | 5% | 1351.6125
411 | Altronix | HUBWAYLD83CD | HubwayLD8CD w/8 DC HubWayDv Co | Ea |  | 1 Year (Lifetime) | 1518.42 | 5% | 1442.499
412 | Altronix | HUBWAYLD83CDS | HubwayLD8CDS w/8 DC HubWayDv C | Ea |  | 1 Year (Lifetime) | 1518.42 | 5% | 1442.499
413 | Altronix | HUBWAYLD83D | HubWayLD8D 8 DC Balun/Combiner | Ea |  | 1 Year (Lifetime) | 1518.42 | 5% | 1442.499
414 | Altronix | HUBWAYLD83DI | HubWayLD8Di 8 DC Balun/Combine | Ea |  | 1 Year (Lifetime) | 1658.41 | 5% | 1575.4895
415 | Altronix | HUBWAYLD83DS | HubwayLD8DS w/8 DC HubWayDv Co | Ea |  | 1 Year (Lifetime) | 1518.42 | 5% | 1442.499
416 | Altronix | HUBWAYLD8CD | 8CH UTP Hub 3000 Vid PTC, Pwr | Ea |  | 1 Year (Lifetime) | 1217.41 | 5% | 1156.5395
417 | Altronix | HUBWAYLD8CDS | 8 Ch UTP Act Hub PTC Vid-Data- | Ea |  | 1 Year (Lifetime) | 1217.41 | 5% | 1156.5395
418 | Altronix | HUBWAYLD8D | 8CH UTP Hub 3000 Vid PTC, Pwr | Ea |  | 1 Year (Lifetime) | 1217.41 | 5% | 1156.5395
419 | Altronix | HUBWAYLD8DI | 8CH UTP 3000 Vid PTC, Isl Pwr | Ea |  | 1 Year (Lifetime) | 1357.42 | 5% | 1289.549
420 | Altronix | HUBWAYLD8DS | 8 Ch UTP Act Hub PTC Vid-Data- | Ea |  | 1 Year (Lifetime) | 1217.41 | 5% | 1156.5395
421 | Altronix | HUBWAYLDH16 | 16Ch UTP Active Hub Vid-Data | Ea |  | 1 Year (Lifetime) | 1946 | 5% | 1848.7
422 | Altronix | HUBWAYLDH8 | 8 Ch UTP Active Hub Vid-Data | Ea |  | 1 Year (Lifetime) | 1012.64 | 5% | 962.008
423 | Altronix | LB2032 | 3 V LITHIUM BATT AT4/PT724A | Ea |  | 1 Year (Lifetime) | 4.66 | 5% | 4.427
424 | Altronix | LC1 | 2 CONDUCTOR LINE CORD | Ea |  | 1 Year (Lifetime) | 2.8 | 5% | 2.66
425 | Altronix | LC2 | 3 CONDUCTOR LINE CORD | Ea |  | 1 Year (Lifetime) | 5.84 | 5% | 5.548
426 | Altronix | LC4 | 3WIRE LINECORD W/STRAIN RELIEF | Ea |  | 1 Year (Lifetime) | 8.64 | 5% | 8.208
427 | Altronix | LINQ2 | EFLOW P/S NETWORK ADAPTER | Ea |  | 1 Year (Lifetime) | 151.66 | 5% | 144.077
428 | Altronix | LINQ8PD | 8 FUSE NETWORKED PWR DIST MOD | Ea |  | 1 Year (Lifetime) | 297.64 | 5% | 282.758
429 | Altronix | LINQ8PDCB | 8 PTC NETWORKED PWR DIST MOD | Ea |  | 1 Year (Lifetime) | 297.64 | 5% | 282.758
430 | Altronix | LINQJ12 | 12" JUMPER CABLE FOR LINQ2 | Ea |  | 1 Year (Lifetime) | 4.2 | 5% | 3.99
431 | Altronix | LINQJ24 | 24" JUMPER CABLE FOR LINQ2 | Ea |  | 1 Year (Lifetime) | 5.25 | 5% | 4.9875
432 | Altronix | LPD | LOW POWER DISCONNECT MODULE | Ea |  | 1 Year (Lifetime) | 19.71 | 5% | 18.7245
433 | Altronix | LPDHT | HI-TEMP LOW PWR DISCONNECT MOD | Ea |  | 1 Year (Lifetime) | 42 | 5% | 39.9
434 | Altronix | LPS3 | LPS3 12/24V 2.5A PWR SPLY | Ea |  | 1 Year (Lifetime) | 71.86 | 5% | 68.267
435 | Altronix | LPS3AC | 12/24 2.5A W/PWR FAIL | Ea |  | 1 Year (Lifetime) | 97.78 | 5% | 92.891
436 | Altronix | LPS3C12X | 12V,2.5A, PWR SPPY, LG CAB | Ea |  | 1 Year (Lifetime) | 221.76 | 5% | 210.672
437 | Altronix | LPS3C24X | 24V,2.5A,PwrSppy,LGCAB, | Ea |  | 1 Year (Lifetime) | 243.98 | 5% | 231.781
438 | Altronix | LPS3WP12 | 12 VDC 2.5A WEATHERPROOF P/S | Ea |  | 1 Year (Lifetime) | 313.83 | 5% | 298.1385
439 | Altronix | LPS3WP24 | 24 VDC 2.5A WEATHERPROOF P/S | Ea |  | 1 Year (Lifetime) | 313.83 | 5% | 298.1385
440 | Altronix | MAXIMAL11 | 12VDC@8A/24VDC@6A 16 FUSED OUT | Ea |  | 1 Year (Lifetime) | 922.25 | 5% | 876.1375
441 | Altronix | MAXIMAL11D | 12VDC@8A/24VDC@6A, 16 PTC OUT | Ea |  | 1 Year (Lifetime) | 922.25 | 5% | 876.1375
442 | Altronix | MAXIMAL11E | 12VDC@8A/24VDC@6A, 2 OUT | Ea |  | 1 Year (Lifetime) | 728.31 | 5% | 691.8945
443 | Altronix | MAXIMAL11F | 2-EFLOW4NB PWR SPLY & 2-ACM8 | Ea |  | 1 Year (Lifetime) | 1001.08 | 5% | 951.026
444 | Altronix | MAXIMAL11FD | 2-EFLOW4NB PWR SPLY & 2-ACM8CB | Ea |  | 1 Year (Lifetime) | 1001.08 | 5% | 951.026
445 | Altronix | MAXIMAL11FE | 2-EFLOW4NB PWR SPLY | Ea |  | 1 Year (Lifetime) | 807.38 | 5% | 767.011
446 | Altronix | MAXIMAL13E | 12VDC@7A/24VDC@6A, 2 OUT | Ea |  | 1 Year (Lifetime) | 742 | 5% | 704.9
447 | Altronix | MAXIMAL13FE | EFLOW4NB & EFLOW6NB PWR SPLY | Ea |  | 1 Year (Lifetime) | 815.86 | 5% | 775.067
448 | Altronix | MAXIMAL1R | 12VDC@4A/24VDC@3A, 16 FUSED OU | Ea |  | 1 Year (Lifetime) | 677.85 | 5% | 643.9575
449 | Altronix | MAXIMAL1RD | 12VDC@4A/24VDC@3A, 16 PTC OUT | Ea |  | 1 Year (Lifetime) | 677.85 | 5% | 643.9575
450 | Altronix | MAXIMAL1RH | 12VDC@4A/24VDC@3A, 8 FUSED OUT | Ea |  | 1 Year (Lifetime) | 555.74 | 5% | 527.953
451 | Altronix | MAXIMAL1RHD | 12VDC@4A/24VDC@3A, 8 PTC OUT R | Ea |  | 1 Year (Lifetime) | 555.74 | 5% | 527.953
452 | Altronix | MAXIMAL3 | 12VDC/24VDC@6A, 16 FUSED OUT | Ea |  | 1 Year (Lifetime) | 835.57 | 5% | 793.7915
453 | Altronix | MAXIMAL33 | 12VDC@6A/24VDC@6A 16 FUSED OUT | Ea |  | 1 Year (Lifetime) | 1040.94 | 5% | 988.893
454 | Altronix | MAXIMAL33D | 12VDC@6A/24VDC@6A, 16 PTC OUT | Ea |  | 1 Year (Lifetime) | 1040.94 | 5% | 988.893
455 | Altronix | MAXIMAL33E | 12VDC@6A/24VDC@6A, 2 OUT | Ea |  | 1 Year (Lifetime) | 784.51 | 5% | 745.2845
456 | Altronix | MAXIMAL33F | 2-EFLOW6NB PWR SPLY & 2-ACM8 | Ea |  | 1 Year (Lifetime) | 1115.53 | 5% | 1059.7535
457 | Altronix | MAXIMAL33FD | 2-EFLOW6NB PWR SPLY & 2-ACM8CB | Ea |  | 1 Year (Lifetime) | 1115.53 | 5% | 1059.7535
458 | Altronix | MAXIMAL33FE | 2-EFLOW6NB PWR SPLY | Ea |  | 1 Year (Lifetime) | 859.09 | 5% | 816.1355
459 | Altronix | MAXIMAL33R | 12VDC/24VDC@12A, 16 FUSED OUT | Ea |  | 1 Year (Lifetime) | 983.5 | 5% | 934.325
460 | Altronix | MAXIMAL33RD | 12VDC/24VDC@12A, 16 PTC OUT, R | Ea |  | 1 Year (Lifetime) | 983.5 | 5% | 934.325
461 | Altronix | MAXIMAL35E | 12VDC@16A/24VDC@6A, 2 OUT | Ea |  | 1 Year (Lifetime) | 784.51 | 5% | 745.2845
462 | Altronix | MAXIMAL35FE | EFLOW6NB & EFLOW102NB PWR SPLY | Ea |  | 1 Year (Lifetime) | 859.09 | 5% | 816.1355
463 | Altronix | MAXIMAL37E | 12VDC@6A/24VDC@16A, 2 OUT | Ea |  | 1 Year (Lifetime) | 856.67 | 5% | 813.8365
464 | Altronix | MAXIMAL37FE | EFLOW6NB & EFLOW104NB PWR SPLY | Ea |  | 1 Year (Lifetime) | 929.34 | 5% | 882.873
465 | Altronix | MAXIMAL3D | 12VDC/24VDC@6A, 16 PTC OUT | Ea |  | 1 Year (Lifetime) | 833.75 | 5% | 792.0625
466 | Altronix | MAXIMAL3F | EFLOW6NB PWR SPLY W/2-ACM8 | Ea |  | 1 Year (Lifetime) | 866.45 | 5% | 823.1275
467 | Altronix | MAXIMAL3FD | EFLOW6NB PWR SPLY W/2-ACM8CB | Ea |  | 1 Year (Lifetime) | 866.45 | 5% | 823.1275
468 | Altronix | MAXIMAL3R | 12VDC/24VDC@6A, 16 FUSED OUT, | Ea |  | 1 Year (Lifetime) | 697.74 | 5% | 662.853
469 | Altronix | MAXIMAL3RD | 12VDC/24VDC@6A, 16 PTC OUT, RA | Ea |  | 1 Year (Lifetime) | 697.74 | 5% | 662.853
470 | Altronix | MAXIMAL3RH | 12VDC/24VDC@6A, 8 FUSED OUT, R | Ea |  | 1 Year (Lifetime) | 600.19 | 5% | 570.1805
471 | Altronix | MAXIMAL3RHD | 12VDC/24VDC@6A, 8 PTC OUT, RAC | Ea |  | 1 Year (Lifetime) | 600.19 | 5% | 570.1805
472 | Altronix | MAXIMAL5 | 12VDC@10A, 16 FUSED OUT | Ea |  | 1 Year (Lifetime) | 843.8 | 5% | 801.61
473 | Altronix | MAXIMAL55 | 12VDC@20A, 16 FUSED OUT | Ea |  | 1 Year (Lifetime) | 1040.94 | 5% | 988.893
474 | Altronix | MAXIMAL55D | 12VDC@20A, 16 PTC OUT | Ea |  | 1 Year (Lifetime) | 1040.94 | 5% | 988.893
475 | Altronix | MAXIMAL55E | 12VDC@20A, 2 OUT | Ea |  | 1 Year (Lifetime) | 809.7 | 5% | 769.215
476 | Altronix | MAXIMAL55F | 2-EFLOW102NB PWR SPLY & 2-ACM8 | Ea |  | 1 Year (Lifetime) | 1115.53 | 5% | 1059.7535
477 | Altronix | MAXIMAL55FD | 2-EFLOW102NB P/S & 2-ACM8CB | Ea |  | 1 Year (Lifetime) | 1115.53 | 5% | 1059.7535
478 | Altronix | MAXIMAL55FE | 2-EFLOW102NB PWR SPLY | Ea |  | 1 Year (Lifetime) | 859.09 | 5% | 816.1355
479 | Altronix | MAXIMAL5D | 12VDC@10A, 16 PTC OUT | Ea |  | 1 Year (Lifetime) | 843.8 | 5% | 801.61
480 | Altronix | MAXIMAL5F | EFLOW102NB PWR SPLY W/2-ACM8 | Ea |  | 1 Year (Lifetime) | 880.25 | 5% | 836.2375
481 | Altronix | MAXIMAL5FD | EFLOW102NB PWR SPLY W/2-ACM8CB | Ea |  | 1 Year (Lifetime) | 880.25 | 5% | 836.2375
482 | Altronix | MAXIMAL7 | 24VDC@10A, 16 FUSED OUT | Ea |  | 1 Year (Lifetime) | 882.56 | 5% | 838.432
483 | Altronix | MAXIMAL75 | 12VDC@10A/24VDC@10A 16 FUSED O | Ea |  | 1 Year (Lifetime) | 1089.38 | 5% | 1034.911
484 | Altronix | MAXIMAL75D | 12VDC@6A/24VDC@6A 16 PTC OUT | Ea |  | 1 Year (Lifetime) | 1089.38 | 5% | 1034.911
485 | Altronix | MAXIMAL75E | 12VDC@10A/24VDC@10A 2 OUT | Ea |  | 1 Year (Lifetime) | 834.87 | 5% | 793.1265
486 | Altronix | MAXIMAL75F | EFLOW102&104NB PW SPY & 2-ACM8 | Ea |  | 1 Year (Lifetime) | 1163.98 | 5% | 1105.781
487 | Altronix | MAXIMAL75FD | EFLOW102&104NB & 2-ACM8CB | Ea |  | 1 Year (Lifetime) | 1163.98 | 5% | 1105.781
488 | Altronix | MAXIMAL75FE | EFLOW102&104NB PWR SPLY | Ea |  | 1 Year (Lifetime) | 907.54 | 5% | 862.163
489 | Altronix | MAXIMAL77 | 24VDC@20A 16 FUSED OUT | Ea |  | 1 Year (Lifetime) | 1137.83 | 5% | 1080.9385
490 | Altronix | MAXIMAL77D | 24VDC@20A 16 PTC OUT | Ea |  | 1 Year (Lifetime) | 1137.83 | 5% | 1080.9385
491 | Altronix | MAXIMAL77E | 24VDC@20A 2 OUT | Ea |  | 1 Year (Lifetime) | 885.25 | 5% | 840.9875
492 | Altronix | MAXIMAL77F | 2-EFLOW104NB PWR SPLY & 2-ACM8 | Ea |  | 1 Year (Lifetime) | 1210.49 | 5% | 1149.9655
493 | Altronix | MAXIMAL77FD | 2-EFLOW104NB P/S & 2-ACM8CB | Ea |  | 1 Year (Lifetime) | 1212.42 | 5% | 1151.799
494 | Altronix | MAXIMAL77FE | 2-EFLOW104NB PWR SPLY | Ea |  | 1 Year (Lifetime) | 955.98 | 5% | 908.181
495 | Altronix | MAXIMAL7D | 24VDC@10A 16 PTC OUT | Ea |  | 1 Year (Lifetime) | 894.8 | 5% | 850.06
496 | Altronix | MAXIMAL7F | EFLOW104NB PWR SPLY W/2-ACM8 | Ea |  | 1 Year (Lifetime) | 919.85 | 5% | 873.8575
497 | Altronix | MAXIMAL7FD | EFLOW104NB PWR SPLY W/2-ACM8CB | Ea |  | 1 Year (Lifetime) | 919.85 | 5% | 873.8575
498 | Altronix | MOM5 | MULTI-OUTPUT P/S INTERFACE | Ea |  | 1 Year (Lifetime) | 49.58 | 5% | 47.101
499 | Altronix | MOM5C | MULTI-OUT P/S INTERFACE W/CAB | Ea |  | 1 Year (Lifetime) | 90.32 | 5% | 85.804
500 | Altronix | NETWAY1 | 1 PORT MIDSPAN POE | Ea |  | 1 Year (Lifetime) | 74.67 | 5% | 70.9365
501 | Altronix | NETWAY112 | 1 PORT MIDSPAN POE 12VDC | Ea |  | 1 Year (Lifetime) | 74.67 | 5% | 70.9365
502 | Altronix | NETWAY1512 | POE SPLITTER 12V/15W | Ea |  | 1 Year (Lifetime) | 77 | 5% | 73.15
503 | Altronix | NETWAY16 | 16 PORT MIDSPAN POE | Ea |  | 1 Year (Lifetime) | 967.38 | 5% | 919.011
504 | Altronix | NETWAY16G | 16PORT MANAGE POE+ MIDSPN 480W | Ea |  | 1 Year (Lifetime) | 1444.11 | 5% | 1371.9045
505 | Altronix | NETWAY16M | 16 PORT MANAGED MIDSPAN POE | Ea |  | 1 Year (Lifetime) | 1034.05 | 5% | 982.3475
506 | Altronix | NETWAY1D | MIDSPAN POE/POE+/HI POE/56VDC | Ea |  | 1 Year (Lifetime) | 232.1 | 5% | 220.495
507 | Altronix | NETWAY1DWP | OUTDOOR HI-POE MIDSPAN | Ea |  | 1 Year (Lifetime) | 380.45 | 5% | 361.4275
508 | Altronix | NETWAY1DWPH | OUT HI-POE MIDSPAN W/GLANDS | Ea |  | 1 Year (Lifetime) | 387.58 | 5% | 368.201
509 | Altronix | NETWAY1E | 1 PORT MIDSPAN POE & POE + | Ea |  | 1 Year (Lifetime) | 268.34 | 5% | 254.923
510 | Altronix | NETWAY1EV | 1 PORT MIDSPAN POE & POE + | Ea |  | 1 Year (Lifetime) | 268.34 | 5% | 254.923
511 | Altronix | NETWAY1P | 1 PORT MIDSPAN POE W/TP2440 | Ea |  | 1 Year (Lifetime) | 95.67 | 5% | 90.8865
512 | Altronix | NETWAY1X | 1 PORT MIDSPAN POE/POE+ | Ea |  | 1 Year (Lifetime) | 91 | 5% | 86.45
513 | Altronix | NETWAY1XP | 1 PORT MIDSPAN POE/POE+ & XFMR | Ea |  | 1 Year (Lifetime) | 109.66 | 5% | 104.177
514 | Altronix | NETWAY3012 | POE SPLITTER 12V/30W | Ea |  | 1 Year (Lifetime) | 100.34 | 5% | 95.323
515 | Altronix | NETWAY4EB | 4PORT POE+ SW 1G SFP BOARD | Ea |  | 1 Year (Lifetime) | 525 | 5% | 498.75
516 | Altronix | NETWAY4EPL | 4PORT POE+ SW 1G SFP BACKPLANE | Ea |  | 1 Year (Lifetime) | 805 | 5% | 764.75
517 | Altronix | NETWAY4ES | 4-PORT MANAGED POE/POE+ SWITCH | Ea |  | 1 Year (Lifetime) | 560 | 5% | 532
518 | Altronix | NETWAY4ESK | 4-PORT MNGED POE/POE+ SWITCH K | Ea |  | 1 Year (Lifetime) | 828.33 | 5% | 786.9135
519 | Altronix | NETWAY4EWP | 4PORT POE+ SW 1G SFP NEMA4 | Ea |  | 1 Year (Lifetime) | 905.33 | 5% | 860.0635
520 | Altronix | NETWAY4EWPN | 4PT POE+ SW/NOPS 1G SFP NEMA4 | Ea |  | 1 Year (Lifetime) | 851.67 | 5% | 809.0865
521 | Altronix | NETWAY4EWPX | 4PORT POE+ SW 1G SFP NEMA4 LG | Ea |  | 1 Year (Lifetime) | 1022 | 5% | 970.9
522 | Altronix | NETWAY4EWPXC | 4PT FIMDCON/SFP/PS/LGNEMA4 CAM | Ea |  | 1 Year (Lifetime) | 1092 | 5% | 1037.4
523 | Altronix | NETWAY4EX | 4PORT POE+ SW 1G SFP NEMA1 | Ea |  | 1 Year (Lifetime) | 835.34 | 5% | 793.573
524 | Altronix | NETWAY8 | 8 PORT MIDSPAN POE | Ea |  | 1 Year (Lifetime) | 575.17 | 5% | 546.4115
525 | Altronix | NETWAY8E | 8PORT MANAGED POE+ SWITCH 240W | Ea |  | 1 Year (Lifetime) | 971.83 | 5% | 923.2385
526 | Altronix | NETWAY8G | 8PORT MANAGED POE+ MIDSPN 240W | Ea |  | 1 Year (Lifetime) | 824.42 | 5% | 783.199
527 | Altronix | NETWAY8M | 8 PORT MANAGED MIDSPAN POE | Ea |  | 1 Year (Lifetime) | 624.99 | 5% | 593.7405
528 | Altronix | NETWAYSP16A | 16PORT FIBER MEDIA CONV, 1U | Ea |  | 1 Year (Lifetime) | 4013.33 | 5% | 3812.6635
529 | Altronix | NETWAYSP1A | MEDIA CONVERTER/REPEATER | Ea |  | 1 Year (Lifetime) | 105 | 5% | 99.75
530 | Altronix | NETWAYSP1P | ETHER OVER FIBER MED CONV/INJ | Ea |  | 1 Year (Lifetime) | 303.33 | 5% | 288.1635
531 | Altronix | NETWAYSP2P | 2PT ETHER OVER FIB MED CON/INJ | Ea |  | 1 Year (Lifetime) | 525 | 5% | 498.75
532 | Altronix | NETWAYSP3B | 3-PORT FIBER MEDIA CONVERTER | Ea |  | 1 Year (Lifetime) | 525 | 5% | 498.75
533 | Altronix | NETWAYSP3PL | 3PORT FIBER MEDIA CONV/PS/BP | Ea |  | 1 Year (Lifetime) | 805 | 5% | 764.75
534 | Altronix | NETWAYSP3WP | 3PORT POE+ SW 1G SFP NEMA4 | Ea |  | 1 Year (Lifetime) | 905.33 | 5% | 860.0635
535 | Altronix | NETWAYSP3WPN | 3-PORT FIBER MEDIA CONV/NEMA4 | Ea |  | 1 Year (Lifetime) | 851.67 | 5% | 809.0865
536 | Altronix | NETWAYSP3WPX | 3PT FIBER MED CONV/PS/NEMA4 LG | Ea |  | 1 Year (Lifetime) | 1022 | 5% | 970.9
537 | Altronix | NETWAYSP3X | 3PT FIBER MEDIA CONV/PS/NEMA1 | Ea |  | 1 Year (Lifetime) | 835.34 | 5% | 793.573
538 | Altronix | NETWAYSP4 | 4-PORT FIBER TRANSCEIVER, 1U | Ea |  | 1 Year (Lifetime) | 2041.66 | 5% | 1939.577
539 | Altronix | NETWAYSP4B | 4-PORT FIBER MEDIA CONV, 2SFP | Ea |  | 1 Year (Lifetime) | 728 | 5% | 691.6
540 | Altronix | NETWAYSP4P | 4-PORT FIBER TRANS/MIDSPAN, 1U | Ea |  | 1 Year (Lifetime) | 2263.34 | 5% | 2150.173
541 | Altronix | NETWAYSP4P2 | 4PT FIB MED CONV, CL 2, PS, 1U | Ea |  | 1 Year (Lifetime) | 2263.34 | 5% | 2150.173
542 | Altronix | NETWAYSP4PL | 4PT FIBER MED CONV/2SFP/PS/BP | Ea |  | 1 Year (Lifetime) | 1008 | 5% | 957.6
543 | Altronix | NETWAYSP4WP | 4PT FIB MED CONV/2SFP/PS/NEMA4 | Ea |  | 1 Year (Lifetime) | 1108.34 | 5% | 1052.923
544 | Altronix | NETWAYSP4WPN | 4PT FIBER MED CONV/2SFP/NEMA4 | Ea |  | 1 Year (Lifetime) | 1054.66 | 5% | 1001.927
545 | Altronix | NETWAYSP4WPX | 4PT FI MED CON/2SFP/PS/LGNEMA4 | Ea |  | 1 Year (Lifetime) | 1225 | 5% | 1163.75
546 | Altronix | NETWAYSP4X | 4PT FIB MED CONV/2SFP/PS/NEMA1 | Ea |  | 1 Year (Lifetime) | 1038.33 | 5% | 986.4135
547 | Altronix | NETWAYSP8A | 8PORT FIBER MEDIA CONV, 1U | Ea |  | 1 Year (Lifetime) | 2053.34 | 5% | 1950.673
548 | Altronix | NETWAYSP8B | 8-PORT FIBER MEDIA CONV, 2SFP | Ea |  | 1 Year (Lifetime) | 1253 | 5% | 1190.35
549 | Altronix | NETWAYSP8PL | 8PT FIBER MED CONV/2SFP/PS/BP | Ea |  | 1 Year (Lifetime) | 1533 | 5% | 1456.35
550 | Altronix | NETWAYSP8WP | 8PT FIB MED CONV/2SFP/PS/NEMA4 | Ea |  | 1 Year (Lifetime) | 1633.34 | 5% | 1551.673
551 | Altronix | NETWAYSP8WPN | 8PT FIBER MED CONV/2SFP/NEMA4 | Ea |  | 1 Year (Lifetime) | 1570.34 | 5% | 1491.823
552 | Altronix | NETWAYSP8WPX | 8PT FI MED CON/2SFP/PS/LGNEMA4 | Ea |  | 1 Year (Lifetime) | 1750 | 5% | 1662.5
553 | Altronix | NETWAYSP8WPXBR | 8PT FIMEDCON/2SFP/PS/LGBRNEMA4 | Ea |  | 1 Year (Lifetime) | 1942.31 | 5% | 1845.1945
554 | Altronix | NETWAYSP8X | 8PT FIB MED CONV/2SFP/PS/NEMA1 | Ea |  | 1 Year (Lifetime) | 1563.33 | 5% | 1485.1635
555 | Altronix | NETWAYXT | ETHERNET REPEATER POE | Ea |  | 1 Year (Lifetime) | 165.25 | 5% | 156.9875
556 | Altronix | NETWAYXTX | ETHERNET REPEATER POE | Ea |  | 1 Year (Lifetime) | 175.65 | 5% | 166.8675
557 | Altronix | OLS120 | 12/24VDC 4 AMP OLS PS/CHGR BD | Ea |  | 1 Year (Lifetime) | 163.34 | 5% | 155.173
558 | Altronix | OLS120D2 | 1A@12V & 2A@24V 115/230VAC | Ea |  | 1 Year (Lifetime) | 228.67 | 5% | 217.2365
559 | Altronix | OLS180 | 12/24 VDC 6 A OLS SUPPLY | Ea |  | 1 Year (Lifetime) | 198.33 | 5% | 188.4135
560 | Altronix | OLS20 | 12 VDC 1A ,24 VDC 500mA P/S CH | Ea |  | 1 Year (Lifetime) | 59.76 | 5% | 56.772
561 | Altronix | OLS200 | 12 VDC 10 A OLS SUPPLY | Ea |  | 1 Year (Lifetime) | 221.67 | 5% | 210.5865
562 | Altronix | OLS20E | 12VDC@1A OR 24VDC@.5A IN BC100 | Ea |  | 1 Year (Lifetime) | 168.11 | 5% | 159.7045
563 | Altronix | OLS250 | 24VDC 10A PWR SPLY BOARD | Ea |  | 1 Year (Lifetime) | 290.5 | 5% | 275.975
564 | Altronix | OLS75 | 12/24VDC 2.5AMP OLS BOARD | Ea |  | 1 Year (Lifetime) | 128.33 | 5% | 121.9135
565 | Altronix | P1MM | MULTIMODE SFP 1.25GBPS | Ea |  | 1 Year (Lifetime) | 65.63 | 5% | 62.3485
566 | Altronix | P1SM10 | SINGLEMODE SFP 10KM 1.25GBPS | Ea |  | 1 Year (Lifetime) | 67.2 | 5% | 63.84
567 | Altronix | PACE16PRM | 16CH IP EXTENDER RCVR 100MBPS | Ea |  | 1 Year (Lifetime) | 3844.19 | 5% | 3651.9805
568 | Altronix | PACE1PRD | IP EXT RCVR For EBRIDGE200WPM | Ea |  | 1 Year (Lifetime) | 226.6 | 5% | 215.27
569 | Altronix | PACE1PRM | 1CH IP EXTENDER RCVR 100MBPS | Ea |  | 1 Year (Lifetime) | 226.6 | 5% | 215.27
570 | Altronix | PACE1PRMT | IP&POE+/EXTENDERS/UTP&CAT5E | Ea |  | 1 Year (Lifetime) | 453.2 | 5% | 430.54
571 | Altronix | PACE1PTM | 1CH IP EXTENDER TRANS 100MBPS | Ea |  | 1 Year (Lifetime) | 226.6 | 5% | 215.27
572 | Altronix | PACE1ST | IP&POE+/CAT5E/MINI TRANS | Ea |  | 1 Year (Lifetime) | 226.6 | 5% | 215.27
573 | Altronix | PACE1STR | IP&POE+/CAT5E/REC&MINI TRANS | Ea |  | 1 Year (Lifetime) | 453.2 | 5% | 430.54
574 | Altronix | PACE4PRM | 4CH IP EXTENDER RCVR 100MBPS | Ea |  | 1 Year (Lifetime) | 906.98 | 5% | 861.631
575 | Altronix | PACE8PRM | 8CH IP EXTENDER RCVR 100MBPS | Ea |  | 1 Year (Lifetime) | 1922.09 | 5% | 1825.9855
576 | Altronix | PD16W | 16 Fused Output Power Distribu | Ea |  | 1 Year (Lifetime) | 56.54 | 5% | 53.713
577 | Altronix | PD16WCB | 16 PTC Output Power Distributi | Ea |  | 1 Year (Lifetime) | 56.54 | 5% | 53.713
578 | Altronix | PD4 | POWER DISTRIBUTION UNIT | Ea |  | 1 Year (Lifetime) | 33.68 | 5% | 31.996
579 | Altronix | PD4CB | POWER DIST.BOARD W/CKT BKRS | Ea |  | 1 Year (Lifetime) | 33.68 | 5% | 31.996
580 | Altronix | PD4UL | UL POWER DISTRIBUTION UNIT | Ea |  | 1 Year (Lifetime) | 34.79 | 5% | 33.0505
581 | Altronix | PD4ULCB | UL POWER DISTRIB UNIT W/CB | Ea |  | 1 Year (Lifetime) | 34.79 | 5% | 33.0505
582 | Altronix | PD8 | POWER DISTRIBUTION UNIT | Ea |  | 1 Year (Lifetime) | 38.13 | 5% | 36.2235
583 | Altronix | PD8CB | POWR DISTRBUTN UNIT W/CKT BRKR | Ea |  | 1 Year (Lifetime) | 38.13 | 5% | 36.2235
584 | Altronix | PD8UL | UL 8 OUT POWER DISTRIB UNIT | Ea |  | 1 Year (Lifetime) | 39.24 | 5% | 37.278
585 | Altronix | PD8ULCB | UL 8 OUT POWER DIST UNIT W/CB | Ea |  | 1 Year (Lifetime) | 39.24 | 5% | 37.278
586 | Altronix | PDS8 | 8 FUSED, 2 INPUT PWR DIST MOD | Ea |  | 1 Year (Lifetime) | 51.46 | 5% | 48.887
587 | Altronix | PDS8CB | 8 PTC, 2 INPUT PWR DIST MOD | Ea |  | 1 Year (Lifetime) | 51.46 | 5% | 48.887
588 | Altronix | PDS8CBK1 | VR6/PDS8CB KIT | Ea |  | 1 Year (Lifetime) | 129.29 | 5% | 122.8255
589 | Altronix | PDS8K1 | VR6/PDS8 KIT | Ea |  | 1 Year (Lifetime) | 129.29 | 5% | 122.8255
590 | Altronix | PM212 | 12VDC/1A SUPERVISED PS/CHGR | Ea |  | 1 Year (Lifetime) | 43.98 | 5% | 41.781
591 | Altronix | PM224 | 24V 750ma SPRVISED PS/CHGR | Ea |  | 1 Year (Lifetime) | 43.98 | 5% | 41.781
592 | Altronix | PMK1 | POLE MOUNT KIT OUTDOOR | Ea |  | 1 Year (Lifetime) | 141.43 | 5% | 134.3585
593 | Altronix | PMK2 | WP2 POLE MOUNT KIT OUTDOOR | Ea |  | 1 Year (Lifetime) | 145.12 | 5% | 137.864
594 | Altronix | POE201 | P/S FOR NETWAY4E SERIES | Ea |  | 1 Year (Lifetime) | 256.66 | 5% | 243.827
595 | Altronix | PT2724 | 365DAY 2 CHANNEL TMR | Ea |  | 1 Year (Lifetime) | 186.67 | 5% | 177.3365
596 | Altronix | PT724A | 365DAY 24HR TMR REPLACES PT724 | Ea |  | 1 Year (Lifetime) | 124.83 | 5% | 118.5885
597 | Altronix | PT724AE | 365DAY 24HR TMR IN ENCL. | Ea |  | 1 Year (Lifetime) | 168 | 5% | 159.6
598 | Altronix | R1224DC16CB | 12/24VDC 18A 16 PTC RACK | Ea |  | 1 Year (Lifetime) | 706.7 | 5% | 671.365
599 | Altronix | R2416300UL | 24AC12.5A/28AC10A,16Fuse,UL,PS | Ea |  | 1 Year (Lifetime) | 434.24 | 5% | 412.528
600 | Altronix | R2416300ULCB | 24AC12.5A/28AC10A,16PTC,UL,PS | Ea |  | 1 Year (Lifetime) | 434.24 | 5% | 412.528
601 | Altronix | R2416600UL | 24AC25A/28AC20A,16Fuse,UL,PS | Ea |  | 1 Year (Lifetime) | 513.13 | 5% | 487.4735
602 | Altronix | R2416600ULCB | 24AC25A/28AC20A,16PTC,UL,PS | Ea |  | 1 Year (Lifetime) | 513.13 | 5% | 487.4735
603 | Altronix | R2416UL | 24VAC @ 7A, 16 Outputs, UL | Ea |  | 1 Year (Lifetime) | 407.99 | 5% | 387.5905
604 | Altronix | R2416ULCB | 24VAC @ 7A, 16 Out, PTC, UL | Ea |  | 1 Year (Lifetime) | 407.99 | 5% | 387.5905
605 | Altronix | R2416ULCBI | RACK 24VAC @25A, 16 PTC ISOLAT | Ea |  | 1 Year (Lifetime) | 603.89 | 5% | 573.6955
606 | Altronix | R2416ULI | RACK 24VAC @28A, 16 FUSE ISOLA | Ea |  | 1 Year (Lifetime) | 603.89 | 5% | 573.6955
607 | Altronix | R2432300UL | 24AC12.5A/28AC10A,32Fuse,UL,PS | Ea |  | 1 Year (Lifetime) | 549.21 | 5% | 521.7495
608 | Altronix | R2432300ULCB | 24AC12.5A/28AC10A,32PTC,UL,PS | Ea |  | 1 Year (Lifetime) | 549.21 | 5% | 521.7495
609 | Altronix | R2432600UL | 24AC25A/28AC20A,32Fuse,UL,PS | Ea |  | 1 Year (Lifetime) | 626.99 | 5% | 595.6405
610 | Altronix | R2432600ULCB | 24AC25A/28AC20A,32PTC,UL,PS | Ea |  | 1 Year (Lifetime) | 626.99 | 5% | 595.6405
611 | Altronix | R248UL | 24 VAC @ 3.5 Amp, 8 Out, UL | Ea |  | 1 Year (Lifetime) | 353.72 | 5% | 336.034
612 | Altronix | R248ULCB | 24 VAC @ 3.5 Amp, 8 Out, UL | Ea |  | 1 Year (Lifetime) | 353.72 | 5% | 336.034
613 | Altronix | R248ULCBI | RACK 24VAC @ 14A, 8 PTC ISOLAT | Ea |  | 1 Year (Lifetime) | 437.95 | 5% | 416.0525
614 | Altronix | R248ULI | RACK 24VAC @ 14A, 8 FUSE ISOLA | Ea |  | 1 Year (Lifetime) | 437.95 | 5% | 416.0525
615 | Altronix | R615DC1016 | 6-15VDC 10A 16 FUSE RACK P/S | Ea |  | 1 Year (Lifetime) | 460.32 | 5% | 437.304
616 | Altronix | R615DC1016CB | 6-15VDC 10A 16 PTC RACK P/S | Ea |  | 1 Year (Lifetime) | 460.32 | 5% | 437.304
617 | Altronix | R615DC416UL | 6-15 VDC 4A 16 FUSE RACK UL | Ea |  | 1 Year (Lifetime) | 415.88 | 5% | 395.086
618 | Altronix | R615DC416ULCB | 6-15VDC 4A 16 PTC RACK UL | Ea |  | 1 Year (Lifetime) | 415.88 | 5% | 395.086
619 | Altronix | R615DC616UL | 6-15VDC 6A 16 FUSE RACK P/S UL | Ea |  | 1 Year (Lifetime) | 438.1 | 5% | 416.195
620 | Altronix | R615DC616ULCB | 6-15VDC 6A 16 PTC RACK UL | Ea |  | 1 Year (Lifetime) | 438.1 | 5% | 416.195
621 | Altronix | R615DC8UL | 6-15VDC @ 4 A, 8 FUSE Out, UL | Ea |  | 1 Year (Lifetime) | 404.77 | 5% | 384.5315
622 | Altronix | R615DC8ULCB | 6-15VDC @ 4 Amp, 8 PTC Out, UL | Ea |  | 1 Year (Lifetime) | 404.77 | 5% | 384.5315
623 | Altronix | RAC120 | RELAY120VAC COIL 16A CNTC/BASE | Ea |  | 1 Year (Lifetime) | 26.95 | 5% | 25.6025
624 | Altronix | RAC24 | 24VAC DPDT RELAY AND BASE | Ea |  | 1 Year (Lifetime) | 26.95 | 5% | 25.6025
625 | Altronix | RB1224 | RELAY MODULE 12V/24 DPDT 5 AMP | Ea |  | 1 Year (Lifetime) | 15.73 | 5% | 14.9435
626 | Altronix | RB30 | RELAY MODULE 12/24V SPDT 30AMP | Ea |  | 1 Year (Lifetime) | 25.26 | 5% | 23.997
627 | Altronix | RB5 | RELAY MODULE 6/12V, DPDT 5 AMP | Ea |  | 1 Year (Lifetime) | 15.73 | 5% | 14.9435
628 | Altronix | RB524 | RELAY MODULE 24V, DPDT 5 AMP | Ea |  | 1 Year (Lifetime) | 15.73 | 5% | 14.9435
629 | Altronix | RB610 | BREAK AWAY RELAY 6PACK | Ea |  | 1 Year (Lifetime) | 46.21 | 5% | 43.8995
630 | Altronix | RB7 | SEVEN OUTPUT RELAY MODULE | Ea |  | 1 Year (Lifetime) | 111.57 | 5% | 105.9915
631 | Altronix | RBOC7 | SEVEN OUTPUT INTERFACE MODULE | Ea |  | 1 Year (Lifetime) | 89.35 | 5% | 84.8825
632 | Altronix | RBR1224 | RATCHET RELAY 12/24VDC | Ea |  | 1 Year (Lifetime) | 32.85 | 5% | 31.2075
633 | Altronix | RBSN | SENSITIVE RELAY MOD 12V/24VDC | Ea |  | 1 Year (Lifetime) | 15.73 | 5% | 14.9435
634 | Altronix | RBSNTTL | ULTRA SENSITIVE RLY 1ma Trgr | Ea |  | 1 Year (Lifetime) | 21.29 | 5% | 20.2255
635 | Altronix | RBST | 6/12/24V 2AMP RELAY MODULE | Ea |  | 1 Year (Lifetime) | 15.73 | 5% | 14.9435
636 | Altronix | RBTUL | 12/24VDC UL LISTED SENS. RELAY | Ea |  | 1 Year (Lifetime) | 26.96 | 5% | 25.612
637 | Altronix | RBUL | 12/24VDC UL LISTED RELAY | Ea |  | 1 Year (Lifetime) | 16.51 | 5% | 15.6845
638 | Altronix | RDC12 | 12VDC 10 A DPDT RELAY W/BASE | Ea |  | 1 Year (Lifetime) | 26.95 | 5% | 25.6025
639 | Altronix | RDC24 | 24VDC 10A DPDT RELAY W/BASE | Ea |  | 1 Year (Lifetime) | 26.95 | 5% | 25.6025
640 | Altronix | RDC48 | 48VDC 10A DPDT RELAY W/BASE | Ea |  | 1 Year (Lifetime) | 26.95 | 5% | 25.6025
641 | Altronix | RE2 | RACK BATTERY ENCLOSURE | Ea |  | 1 Year (Lifetime) | 271.82 | 5% | 258.229
642 | Altronix | RES22 | 2.2K RESISTOR, 30 PCS/PACK | Ea |  | 1 Year (Lifetime) | 14.59 | 5% | 13.8605
643 | Altronix | RESERV1 | CCTV UPS- 12-24AC@4A & 4-12DC@ | Ea |  | 1 Year (Lifetime) | 438.96 | 5% | 417.012
644 | Altronix | RESERV1WP | UPS- 24AC@4A & 12DC@2A WP2 ENC | Ea |  | 1 Year (Lifetime) | 617.68 | 5% | 586.796
645 | Altronix | RESERV2 | CCTV UPS- 16 Out, 24VAC @ 4A | Ea |  | 1 Year (Lifetime) | 438.96 | 5% | 417.012
646 | Altronix | RESERV2WP | UPS- 16 Out, 24VAC @ 4A WP2 | Ea |  | 1 Year (Lifetime) | 617.7 | 5% | 586.815
647 | Altronix | RESERV3 | CCTV UPS- 16 Out, 12DC @ 8A | Ea |  | 1 Year (Lifetime) | 438.96 | 5% | 417.012
648 | Altronix | RESERV3WP | UPS- 16 Out, 12DC @ 8A WP2 | Ea |  | 1 Year (Lifetime) | 617.7 | 5% | 586.815
649 | Altronix | RESERV4WP | UPS- 24AC@4A & 12DC@1A WP2 ENC | Ea |  | 1 Year (Lifetime) | 617.7 | 5% | 586.815
650 | Altronix | RSB2 | BRACKET W/2 ROCKER SWITCHES | Ea |  | 1 Year (Lifetime) | 45.98 | 5% | 43.681
651 | Altronix | SAV182D | 18OUT 12VDC @ 11A PTC CCTV P/S | Ea |  | 1 Year (Lifetime) | 284.79 | 5% | 270.5505
652 | Altronix | SAV18D | 18OUT 12VDC @ 5A PTC CCTV P/S | Ea |  | 1 Year (Lifetime) | 220.75 | 5% | 209.7125
653 | Altronix | SAV36D | 36OUT 12VDC @ 11A PTC CCTV P/S | Ea |  | 1 Year (Lifetime) | 349.23 | 5% | 331.7685
654 | Altronix | SAV4D | 4OUT 12VDC @ 5A PTC CCTV P/S | Ea |  | 1 Year (Lifetime) | 123.88 | 5% | 117.686
655 | Altronix | SAV9D | 9OUT 12VDC @ 5A PTC CCTV P/S | Ea |  | 1 Year (Lifetime) | 140.2 | 5% | 133.19
656 | Altronix | SMP10 | 12/24VDC,10A PS Board | Ea |  | 1 Year (Lifetime) | 208.25 | 5% | 197.8375
657 | Altronix | SMP10C12X | 12VDC,10A Cab PS | Ea |  | 1 Year (Lifetime) | 342.39 | 5% | 325.2705
658 | Altronix | SMP10C24X | 24VDC,10A Cab PS | Ea |  | 1 Year (Lifetime) | 347.94 | 5% | 330.543
659 | Altronix | SMP10PM | 12/24VDC,10A Spvised PS Board | Ea |  | 1 Year (Lifetime) | 243.25 | 5% | 231.0875
660 | Altronix | SMP10PM12P16 | 12VDC,10A 16 Fuse Out Cab PS | Ea |  | 1 Year (Lifetime) | 393.06 | 5% | 373.407
661 | Altronix | SMP10PM12P16CB | 12VDC,10A 16 PTC Out Cab PS | Ea |  | 1 Year (Lifetime) | 393.06 | 5% | 373.407
662 | Altronix | SMP10PM12P4 | 12VDC,10A 4 Fuse Out Cab PS | Ea |  | 1 Year (Lifetime) | 360.98 | 5% | 342.931
663 | Altronix | SMP10PM12P4CB | 12VDC,10A 4 PTC Out Cab PS | Ea |  | 1 Year (Lifetime) | 360.98 | 5% | 342.931
664 | Altronix | SMP10PM12P8 | 12VDC 10A,8 Fuse Out Cab PS | Ea |  | 1 Year (Lifetime) | 365.42 | 5% | 347.149
665 | Altronix | SMP10PM12P8CB | 12VDC,10A 8 PTC Out Cab PS | Ea |  | 1 Year (Lifetime) | 365.42 | 5% | 347.149
666 | Altronix | SMP10PM24P16 | 24VDC,10A 16 Fuse Out Cab PS | Ea |  | 1 Year (Lifetime) | 437.5 | 5% | 415.625
667 | Altronix | SMP10PM24P16CB | 24VDC,10A 16 PTC Out Cab P | Ea |  | 1 Year (Lifetime) | 437.5 | 5% | 415.625
668 | Altronix | SMP10PM24P4 | 24VDC,10A 4 Fuse Out Cab PS | Ea |  | 1 Year (Lifetime) | 405.42 | 5% | 385.149
669 | Altronix | SMP10PM24P4CB | 24VDC 10A SPVD 4 PTC CAB PS | Ea |  | 1 Year (Lifetime) | 405.42 | 5% | 385.149
670 | Altronix | SMP10PM24P8 | 24VDC 10A,8 Fuse Out Cab PS | Ea |  | 1 Year (Lifetime) | 409.86 | 5% | 389.367
671 | Altronix | SMP10PM24P8CB | 24VDC 10A,8 PTC Out Cab PS | Ea |  | 1 Year (Lifetime) | 409.86 | 5% | 389.367
672 | Altronix | SMP10PMC12X | 12VDC,10A Spvised Cab PS | Ea |  | 1 Year (Lifetime) | 350.17 | 5% | 332.6615
673 | Altronix | SMP10PMC24X | 24VDC 10A P/S IN CAB W/SUPVIS | Ea |  | 1 Year (Lifetime) | 381.28 | 5% | 362.216
674 | Altronix | SMP3 | 6/12/24V 2.5A PS/CHGR | Ea |  | 1 Year (Lifetime) | 50.7 | 5% | 48.165
675 | Altronix | SMP312C | SMP3 /TP1640/ 4 AH BATT | Ea |  | 1 Year (Lifetime) | 120.87 | 5% | 114.8265
676 | Altronix | SMP312CX | SMP3 /TP1640/ 7 AH BATT | Ea |  | 1 Year (Lifetime) | 126.56 | 5% | 120.232
677 | Altronix | SMP3CTX | 12/24VDC 2.5A P/S IN BC300 CAB | Ea |  | 1 Year (Lifetime) | 206.17 | 5% | 195.8615
678 | Altronix | SMP3E | SMP3 W/ BC 100 CABINET | Ea |  | 1 Year (Lifetime) | 101.05 | 5% | 95.9975
679 | Altronix | SMP3ET | SMP3 W/ BC100 &TP1640 | Ea |  | 1 Year (Lifetime) | 116.32 | 5% | 110.504
680 | Altronix | SMP3PM | 12/24VDC, 2.5A SPRVSD PS/CHGR | Ea |  | 1 Year (Lifetime) | 78.24 | 5% | 74.328
681 | Altronix | SMP3PMCTX | 12/24V,2.5A,SUPV PS,LGCAB | Ea |  | 1 Year (Lifetime) | 232.83 | 5% | 221.1885
682 | Altronix | SMP5 | 6/12/24V 4.0A PS/CHGR | Ea |  | 1 Year (Lifetime) | 73.57 | 5% | 69.8915
683 | Altronix | SMP5CTX | 12/24VDC 4A P/S IN BC300 CABT | Ea |  | 1 Year (Lifetime) | 238.83 | 5% | 226.8885
684 | Altronix | SMP5PM | 12/24VDC, 4A SPRVSD PS/CHGR | Ea |  | 1 Year (Lifetime) | 108.57 | 5% | 103.1415
685 | Altronix | SMP5PMCTX | 12/24V,4.0A SUPVS PS LG CAB | Ea |  | 1 Year (Lifetime) | 246.83 | 5% | 234.4885
686 | Altronix | SMP7 | 12/24V, 6 AMP PS/CHGR | Ea |  | 1 Year (Lifetime) | 142.1 | 5% | 134.995
687 | Altronix | SMP7CTX | SMP7 PS/CHGR W/LRG CBNT XFMR | Ea |  | 1 Year (Lifetime) | 309.06 | 5% | 293.607
688 | Altronix | SMP7PM | 12/24VDC, 6A SPRVSD PS/CHGR | Ea |  | 1 Year (Lifetime) | 169.17 | 5% | 160.7115
689 | Altronix | SMP7PMCTX | 12/24V,6.0A SUPVS PS LG CAB | Ea |  | 1 Year (Lifetime) | 335.72 | 5% | 318.934
690 | Altronix | SPACER1 | 5/8"NYLON SPACER&SCREWS PK 25 | Ea |  | 1 Year (Lifetime) | 8.75 | 5% | 8.3125
691 | Altronix | SPACER4 | 25 PK 5/8" MALE/FEMALE SPACER | Ea |  | 1 Year (Lifetime) | 46.56 | 5% | 44.232
692 | Altronix | ST1 | SNAPTRACK RB-5/SN/UL/30/ST/TTL | Ea |  | 1 Year (Lifetime) | 2.8 | 5% | 2.66
693 | Altronix | ST2 | SNAP-TRAC FOR RB7/RBOC7 | Ea |  | 1 Year (Lifetime) | 7 | 5% | 6.65
694 | Altronix | ST3 | SNAPTRACK SMP3/5/624/6062/724A | Ea |  | 1 Year (Lifetime) | 9.33 | 5% | 8.8635
695 | Altronix | STRIKEIT1 | DUAL PANIC DEVICE P/S 16 A INR | Ea |  | 1 Year (Lifetime) | 540.54 | 5% | 513.513
696 | Altronix | STRIKEIT2 | ONE OUTPUT PANIC DEVICE P/S UL | Ea |  | 1 Year (Lifetime) | 298.53 | 5% | 283.6035
697 | Altronix | T16100 | 16 VAC 100VA OPEN FRAME XFMRat | Ea |  | 1 Year (Lifetime) | 64.17 | 5% | 60.9615
698 | Altronix | T1618100 | 16/18VAC@100VA, 115V IN, TRANS | Ea |  | 1 Year (Lifetime) | 70.17 | 5% | 66.6615
699 | Altronix | T1618300K | 16/18VAC@300VA, 115V IN, TRANS | Ea |  | 1 Year (Lifetime) | 153.85 | 5% | 146.1575
700 | Altronix | T1656 | 16VAC/56VA OPEN FRAME XFMR | Ea |  | 1 Year (Lifetime) | 49 | 5% | 46.55
701 | Altronix | T1MK1F4 | TROVE1M1, 12/24VDC@4A, FUSED | Ea |  | 1 Year (Lifetime) | 594.27 | 5% | 564.5565
702 | Altronix | T1MK1F4D | TROVE1M1, 12/24VDC@4A, PTC | Ea |  | 1 Year (Lifetime) | 594.27 | 5% | 564.5565
703 | Altronix | T24130D | 24VAC/100VA 110/220V IN XFM | Ea |  | 1 Year (Lifetime) | 50.17 | 5% | 47.6615
704 | Altronix | T2428100 | 24VAC or 28VAC 100Va Xfmr | Ea |  | 1 Year (Lifetime) | 50.17 | 5% | 47.6615
705 | Altronix | T2428100C | 24/28VAC 100/85VA XFMR IN ENC | Ea |  | 1 Year (Lifetime) | 115.5 | 5% | 109.725
706 | Altronix | T2428175 | 24VAC/7.25A, 28VAC/6.25A XFMR | Ea |  | 1 Year (Lifetime) | 68.6 | 5% | 65.17
707 | Altronix | T2428175C | 24/28VAC/175VA, XFMR IN CABT | Ea |  | 1 Year (Lifetime) | 158.09 | 5% | 150.1855
708 | Altronix | T2428300 | 24 / 28 VAC 300W / 280W XFMR | Ea |  | 1 Year (Lifetime) | 183.75 | 5% | 174.5625
709 | Altronix | T2428300E | 24/28 VAC 12. A XFMR IN ENCL | Ea |  | 1 Year (Lifetime) | 252 | 5% | 239.4
710 | Altronix | T28140D | 110/220 VAC TRANSFORMER | Ea |  | 1 Year (Lifetime) | 80.5 | 5% | 76.475
711 | Altronix | T2856 | 28VAC/56VA, 120VAC input | Ea |  | 1 Year (Lifetime) | 49 | 5% | 46.55
712 | Altronix | T2856C | 28 VAC 56VA XFMR IN ENCL. | Ea |  | 1 Year (Lifetime) | 115.5 | 5% | 109.725
713 | Altronix | T2885D | 28VAC/100VA OPEN FRAME XFMR | Ea |  | 1 Year (Lifetime) | 56 | 5% | 53.2
714 | Altronix | T2CVK33F10 | TROVE2CV2, 10-DR, 12A, PTC | Ea |  | 1 Year (Lifetime) | 902.33 | 5% | 857.2135
715 | Altronix | T2CVK33F10Q | TROVE2CV2, 10-DR, 12A,PTC,LQ2 | Ea |  | 1 Year (Lifetime) | 1082.38 | 5% | 1028.261
716 | Altronix | T2KK3F8 | TROVE2KA2, 8-DR, 6A, FUSE | Ea |  | 1 Year (Lifetime) | 671.38 | 5% | 637.811
717 | Altronix | T2KK3F8D | TROVE2KA2, 8-DR, 6A, PTC | Ea |  | 1 Year (Lifetime) | 671.38 | 5% | 637.811
718 | Altronix | T2KK3F8DQ | TROVE2KA2, 8-DR, 6A, PTC, LQ2 | Ea |  | 1 Year (Lifetime) | 797.34 | 5% | 757.473
719 | Altronix | T2KK3F8Q | TROVE2KA2, 8-DR, 6A, FUSE, LQ2 | Ea |  | 1 Year (Lifetime) | 797.34 | 5% | 757.473
720 | Altronix | T2MK3F4 | TROVE2M2, 4-DR, 6A, FUSED | Ea |  | 1 Year (Lifetime) | 828.03 | 5% | 786.6285
721 | Altronix | T2MK3F4D | TROVE2M2, 4-DR, 6A, PTC | Ea |  | 1 Year (Lifetime) | 828.03 | 5% | 786.6285
722 | Altronix | T2MK3F4DQ | TROVE2M2, 4-DR, 6A, PTC, LQ2 | Ea |  | 1 Year (Lifetime) | 1063.38 | 5% | 1010.211
723 | Altronix | T2MK3F4Q | TROVE2M2, 4-DR, 6A, FUSE, LQ2 | Ea |  | 1 Year (Lifetime) | 1063.38 | 5% | 1010.211
724 | Altronix | T2MK3F8 | TROVE2M2, 8-DR, 6A, FUSED | Ea |  | 1 Year (Lifetime) | 849.81 | 5% | 807.3195
725 | Altronix | T2MK3F8D | TROVE2M2, 8-DR, 6A, PTC | Ea |  | 1 Year (Lifetime) | 849.81 | 5% | 807.3195
726 | Altronix | T2MK3F8DQ | TROVE2M2, 8-DR, 6A, PTC, LQ2 | Ea |  | 1 Year (Lifetime) | 1087.52 | 5% | 1033.144
727 | Altronix | T2MK3F8Q | TROVE2M2, 8-DR, 6A, FUSE, LQ2 | Ea |  | 1 Year (Lifetime) | 1087.52 | 5% | 1033.144
728 | Altronix | T2MK3F8Q2 | T2M2, 8DR, 6A, FUSE, LQ2 | Ea |  | 1 Year (Lifetime) | 1014.99 | 5% | 964.2405
729 | Altronix | T2MK75F16 | TROVE2M2, 12/24VDC, 20A, FUSED | Ea |  | 1 Year (Lifetime) | 1248.96 | 5% | 1186.512
730 | Altronix | T2MK75F16D | TROVE2M2, 12/24VDC, 20A, PTC | Ea |  | 1 Year (Lifetime) | 1248.96 | 5% | 1186.512
731 | Altronix | T2MK75F16DQ | TROVE2M2, 12/24, 20A, PTC, LQ | Ea |  | 1 Year (Lifetime) | 1444.72 | 5% | 1372.484
732 | Altronix | T2MK75F16Q | TROVE2M2, 12/24, 20A, FUSE, LQ | Ea |  | 1 Year (Lifetime) | 1444.72 | 5% | 1372.484
733 | Altronix | T2MK77F16 | TROVE2M2, 16-DR, 20A, FUSED | Ea |  | 1 Year (Lifetime) | 1359.09 | 5% | 1291.1355
734 | Altronix | T2MK77F16D | TROVE2M2, 16-DR, 20A, PTC | Ea |  | 1 Year (Lifetime) | 1359.09 | 5% | 1291.1355
735 | Altronix | T2MK77F16DQ | TROVE2M2, 16-DR, 20A, PTC, LQ2 | Ea |  | 1 Year (Lifetime) | 1551.2 | 5% | 1473.64
736 | Altronix | T2MK77F16Q | TROVE2M2, 16-DR/20A, FUSE, LQ2 | Ea |  | 1 Year (Lifetime) | 1551.2 | 5% | 1473.64
737 | Altronix | T2MK7F4D | TROVE2M2, MERC 4-DR, 10A PTC | Ea |  | 1 Year (Lifetime) | 868.16 | 5% | 824.752
738 | Altronix | T2MK7F8 | TROVE2M2, 8-DR, 10A, FUSED | Ea |  | 1 Year (Lifetime) | 871.72 | 5% | 828.134
739 | Altronix | T2MK7F8D | TROVE2M2, 8-DR, 10A, PTC | Ea |  | 1 Year (Lifetime) | 871.72 | 5% | 828.134
740 | Altronix | T2MK7F8DQ | TROVE2M2, 8-DR, 10A, PTC, LQ2 | Ea |  | 1 Year (Lifetime) | 1111.74 | 5% | 1056.153
741 | Altronix | T2MK7F8PQ | TROVE2M2, 24, 10A, FUSE, LQ8PD | Ea |  | 1 Year (Lifetime) | 1035.86 | 5% | 984.067
742 | Altronix | T2MK7F8Q | TROVE2M2, 8-DR, 10A, FUSE, LQ2 | Ea |  | 1 Year (Lifetime) | 1111.74 | 5% | 1056.153
743 | Altronix | T2SK7F8 | TROVE2SH2, FUSED 8-DR | Ea |  | 1 Year (Lifetime) | 940.06 | 5% | 893.057
744 | Altronix | T2SK7F8D | TROVE2SH2, PTC 8-DR | Ea |  | 1 Year (Lifetime) | 940.06 | 5% | 893.057
745 | Altronix | T2VK1 | TROVE2V2, 4-DR, 10A, FUSED | Ea |  | 1 Year (Lifetime) | 839.98 | 5% | 797.981
746 | Altronix | T3MK75F16 | TROVE3M3, MERCURY 16-DR, FUSED | Ea |  | 1 Year (Lifetime) | 1782.23 | 5% | 1693.1185
747 | Altronix | T3MK75F16D | TROVE3M3, MERCURY 16-DR, PTC | Ea |  | 1 Year (Lifetime) | 1782.23 | 5% | 1693.1185
748 | Altronix | T3MK77F16D | TROVE3M3, TMV2, MERC 16-DR PTC | Ea |  | 1 Year (Lifetime) | 1890.89 | 5% | 1796.3455
749 | Altronix | T3SK75F16 | TROVE3SH3, SOFTWAREHOUSE 16-DR | Ea |  | 1 Year (Lifetime) | 1842.83 | 5% | 1750.6885
750 | Altronix | T3SK75F16D | TROVE3SH3, SOFTWAREHOUSE 16-DR | Ea |  | 1 Year (Lifetime) | 1842.83 | 5% | 1750.6885
751 | Altronix | T3SK75F8 | TROVE3SH3, SOFTWAREHOUSE 8-DR | Ea |  | 1 Year (Lifetime) | 1780.16 | 5% | 1691.152
752 | Altronix | T3SK75F8D | TROVE3SH3, SOFTWAREHOUSE 8-DR | Ea |  | 1 Year (Lifetime) | 1780.16 | 5% | 1691.152
753 | Altronix | TAM2 | AMAG BACKPLANE FITS TROVE2 | Ea |  | 1 Year (Lifetime) | 181.7 | 5% | 172.615
754 | Altronix | TAPE1 | ADHESIVE PADS PK25 | Ea |  | 1 Year (Lifetime) | 12.83 | 5% | 12.1885
755 | Altronix | TBH2 | TROVE2 ALTRONIX/BOSCH BKPLANE | Ea |  | 1 Year (Lifetime) | 122.92 | 5% | 116.774
756 | Altronix | TBL2 | TROVE2 BLANK BACKPLANE | Ea |  | 1 Year (Lifetime) | 141.22 | 5% | 134.159
757 | Altronix | TBL3 | TROVE3 BLANK BACKPLANE | Ea |  | 1 Year (Lifetime) | 214.21 | 5% | 203.4995
758 | Altronix | TC1 | CDVI BACKPLANE FITS TROVE1 | Ea |  | 1 Year (Lifetime) | 96.98 | 5% | 92.131
759 | Altronix | TCV2 | CDVI BACKPLANE FITS TROVE2 | Ea |  | 1 Year (Lifetime) | 127.5 | 5% | 121.125
760 | Altronix | TCV3 | TROVE3 ALTRONIX/CDVI BACKPLANE | Ea |  | 1 Year (Lifetime) | 228.98 | 5% | 217.531
761 | Altronix | TDM1 | TROVE1 ALTRONIX/DMP BACKPLANE | Ea |  | 1 Year (Lifetime) | 98.93 | 5% | 93.9835
762 | Altronix | TDM2 | TROVE2 ALTRONIX/DMP BACKPLANE | Ea |  | 1 Year (Lifetime) | 201.66 | 5% | 191.577
763 | Altronix | TEMPO2 | DIGITAL TEST/TRIGGER TIMER | Ea |  | 1 Year (Lifetime) | 69.31 | 5% | 65.8445
764 | Altronix | THN2 | TROVE2 ALTRONIX/HN BACKPLANE | Ea |  | 1 Year (Lifetime) | 221.25 | 5% | 210.1875
765 | Altronix | THW2 | TROVE2 ALTRONIX/HW BACKPLANE | Ea |  | 1 Year (Lifetime) | 188.57 | 5% | 179.1415
766 | Altronix | THW3 | TROVE3 ALTRONIX/HW BACKPLANE | Ea |  | 1 Year (Lifetime) | 313.24 | 5% | 297.578
767 | Altronix | TKA2 | KEYSCAN BACKPLANE FITS TROVE2 | Ea |  | 1 Year (Lifetime) | 128.3 | 5% | 121.885
768 | Altronix | TKH2 | TROVE2 ALTRONIX/KANTECH BPLANE | Ea |  | 1 Year (Lifetime) | 127.36 | 5% | 120.992
769 | Altronix | TM1 | MERCURY BACKPLANE FITS TROVE1 | Ea |  | 1 Year (Lifetime) | 137.73 | 5% | 130.8435
770 | Altronix | TM2 | MERCURY BACKPLANE FITS TROVE2 | Ea |  | 1 Year (Lifetime) | 173.74 | 5% | 165.053
771 | Altronix | TM3 | TROVE3 ALTRONIX/MERC BACKPLANE | Ea |  | 1 Year (Lifetime) | 337.07 | 5% | 320.2165
772 | Altronix | TM400 | MERCURY BOARD ENCLOSURE | Ea |  | 1 Year (Lifetime) | 158.26 | 5% | 150.347
773 | Altronix | TMV2 | MERCURY/VERTX DOOR BACKPLANE F | Ea |  | 1 Year (Lifetime) | 133.76 | 5% | 127.072
774 | Altronix | TP1220 | 12VAC/20VA PLUGABLE XFMR | Ea |  | 1 Year | 15.63 | 5% | 14.8485
775 | Altronix | TP1620 | 16VAC/20VA PLUGABLE XFMR | Ea |  | 1 Year | 15.63 | 5% | 14.8485
776 | Altronix | TP1640 | 16VAC/40VA PLUG IN XFMR | Ea |  | 1 Year | 20.3 | 5% | 19.285
777 | Altronix | TP1650 | 16VAC 50VA PLUG IN XFMR | Ea |  | 1 Year | 22.64 | 5% | 21.508
778 | Altronix | TP2420 | 24VAC/20VA PLUGABLE XFMR | Ea |  | 1 Year | 15.63 | 5% | 14.8485
779 | Altronix | TP2440 | 24VAC 40VA PLUG-IN XFMR | Ea |  | 1 Year | 20.3 | 5% | 19.285
780 | Altronix | TP2450 | 24VAC 50 VA PLUG IN XFMR | Ea |  | 1 Year | 22.64 | 5% | 21.508
781 | Altronix | TPD1 | TROVE1 ALTRONIX/PDK BACKPLANE | Ea |  | 1 Year (Lifetime) | 91.46 | 5% | 86.887
782 | Altronix | TPX2 | TROVE2 ALTRONIX/PAXT BACKPLANE | Ea |  | 1 Year (Lifetime) | 197.8 | 5% | 187.91
783 | Altronix | TROVE1 | TROVE1 ACCESS ENCLOSURE ONLY | Ea |  | 1 Year (Lifetime) | 211.86 | 5% | 201.267
784 | Altronix | TROVE1C1 | TROVE1 & CDVI BACKPLANE | Ea |  | 1 Year (Lifetime) | 250.13 | 5% | 237.6235
785 | Altronix | TROVE1DM1 | TROVE1 W/DMP BACKPLANE | Ea |  | 1 Year (Lifetime) | 225.8 | 5% | 214.51
786 | Altronix | TROVE1M1 | TROVE1 & MERCURY BACKPLANE | Ea |  | 1 Year (Lifetime) | 329.45 | 5% | 312.9775
787 | Altronix | TROVE1PD1 | TROVE1 W/PDK BACKPLANE | Ea |  | 1 Year (Lifetime) | 292.81 | 5% | 278.1695
788 | Altronix | TROVE1SA1 | TROVE1 W/SALTO BACKPLANE | Ea |  | 1 Year (Lifetime) | 281.13 | 5% | 267.0735
789 | Altronix | TROVE1V1 | TROVE1 & VERTX BACKPLANE | Ea |  | 1 Year (Lifetime) | 269.44 | 5% | 255.968
790 | Altronix | TROVE2 | TROVE2 ACCESS ENCLOSURE ONLY | Ea |  | 1 Year (Lifetime) | 316.93 | 5% | 301.0835
791 | Altronix | TROVE2AM2 | TROVE2 & AMAG BACKPLANE | Ea |  | 1 Year (Lifetime) | 465.91 | 5% | 442.6145
792 | Altronix | TROVE2BH2 | TROVE2 W/BOSCH BACKPLANE | Ea |  | 1 Year (Lifetime) | 465.28 | 5% | 442.016
793 | Altronix | TROVE2BL2 | TROVE2 W/TBL2 BACKPLANE | Ea |  | 1 Year (Lifetime) | 450.9 | 5% | 428.355
794 | Altronix | TROVE2CV2 | TROVE2 & CDVI BACKPLANE | Ea |  | 1 Year (Lifetime) | 462.27 | 5% | 439.1565
795 | Altronix | TROVE2DM2 | TROVE2 W/DMP BACKPLANE | Ea |  | 1 Year (Lifetime) | 527.63 | 5% | 501.2485
796 | Altronix | TROVE2HN2 | TROVE2 W/HW NETAXS BACKPLANE | Ea |  | 1 Year (Lifetime) | 556.62 | 5% | 528.789
797 | Altronix | TROVE2HW2 | TROVE2 W/HONEYWELL BACKPLANE | Ea |  | 1 Year (Lifetime) | 480.6 | 5% | 456.57
798 | Altronix | TROVE2KA2 | TROVE2 & KEYSPAN BACKPLANE | Ea |  | 1 Year (Lifetime) | 436.61 | 5% | 414.7795
799 | Altronix | TROVE2KH2 | TROVE2 W/KANTECH BACKPLANE | Ea |  | 1 Year (Lifetime) | 457.71 | 5% | 434.8245
800 | Altronix | TROVE2M2 | TROVE2 & MERCURY BACKPLANE | Ea |  | 1 Year (Lifetime) | 448.52 | 5% | 426.094
801 | Altronix | TROVE2PX2 | TROVE2 W/PAXTON BACKPLANE | Ea |  | 1 Year (Lifetime) | 462.09 | 5% | 438.9855
802 | Altronix | TROVE2SH2 | TROVE2 & SOFTWRE HSE BACKPLANE | Ea |  | 1 Year (Lifetime) | 486.45 | 5% | 462.1275
803 | Altronix | TROVE2V2 | TROVE2 & VERTX BACKPLANE | Ea |  | 1 Year (Lifetime) | 449.48 | 5% | 427.006
804 | Altronix | TROVE2Z2 | TROVE2 W/ZKTECO BACKPLANE | Ea |  | 1 Year (Lifetime) | 572.77 | 5% | 544.1315
805 | Altronix | TROVE3 | LG ENCL FOR VARIOUS BACKPLANES | Ea |  | 1 Year (Lifetime) | 793.41 | 5% | 753.7395
806 | Altronix | TROVE3BL3 | TROVE3 W/ TBL3 BACKPLANE | Ea |  | 1 Year (Lifetime) | 1008.17 | 5% | 957.7615
807 | Altronix | TROVE3CV3 | TROVE3 W/ TCV3 BACKPLANE | Ea |  | 1 Year (Lifetime) | 1120.92 | 5% | 1064.874
808 | Altronix | TROVE3HW3 | TROVE3 W/ THW3 BACKPLANE | Ea |  | 1 Year (Lifetime) | 1131.66 | 5% | 1075.077
809 | Altronix | TROVE3M3 | TROVE3 W/ TM3 BACKPLANE | Ea |  | 1 Year (Lifetime) | 954.69 | 5% | 906.9555
810 | Altronix | TROVE3SH3 | TROVE3 W/ TSH3 BACKPLANE | Ea |  | 1 Year (Lifetime) | 1014.23 | 5% | 963.5185
811 | Altronix | TROVE3V3 | TROVE3 W/ TV3 BACKPLANE | Ea |  | 1 Year (Lifetime) | 1071.29 | 5% | 1017.7255
812 | Altronix | TSA1 | TROVE1 ALTRONIX/SALTO BACKPLNE | Ea |  | 1 Year (Lifetime) | 104.35 | 5% | 99.1325
813 | Altronix | TSH2 | SOFT HSE BACKPLANE FITS TROVE | Ea |  | 1 Year (Lifetime) | 223.94 | 5% | 212.743
814 | Altronix | TSH3 | TROVE3 ALTRONIX/SWH BACKPLANE | Ea |  | 1 Year (Lifetime) | 282.86 | 5% | 268.717
815 | Altronix | TV1 | VERTX BACKPLANE FITS TROVE1 | Ea |  | 1 Year (Lifetime) | 95.87 | 5% | 91.0765
816 | Altronix | TV2 | VERTX BACKPLANE FITS TROVE2 | Ea |  | 1 Year (Lifetime) | 186.31 | 5% | 176.9945
817 | Altronix | TV3 | TROVE3 ALTRNIX/VERTX BACKPLANE | Ea |  | 1 Year (Lifetime) | 313.97 | 5% | 298.2715
818 | Altronix | TZ2 | TROVE2 ALTRONIX/ZKT BACKPLANE | Ea |  | 1 Year (Lifetime) | 247.54 | 5% | 235.163
819 | Altronix | VB1 | 12-24VDC to 24VDC .75A | Ea |  | 1 Year (Lifetime) | 43.4 | 5% | 41.23
820 | Altronix | VB1T | 12-24VDC to 24VDC .75A, Term B | Ea |  | 1 Year (Lifetime) | 40.25 | 5% | 38.2375
821 | Altronix | VB6 | 24VAC/VDC to 2- 56VDC OUT | Ea |  | 1 Year (Lifetime) | 81.67 | 5% | 77.5865
822 | Altronix | VERTILINE12DCBV | REPLACE BD VERTILINE 12VDC 230 | Ea |  | 1 Year (Lifetime) | 232.22 | 5% | 220.609
823 | Altronix | VERTILINE16 | 16Out @ 10A, 24/28VAC, 1U Fuse | Ea |  | 1 Year (Lifetime) | 612.93 | 5% | 582.2835
824 | Altronix | VERTILINE166 | 16Out @ 14A, 24/28VAC, 1U Fuse | Ea |  | 1 Year (Lifetime) | 703.68 | 5% | 668.496
825 | Altronix | VERTILINE166C | 16Out @ 14A, 24/28VAC, 1U Fuse | Ea |  | 1 Year (Lifetime) | 703.68 | 5% | 668.496
826 | Altronix | VERTILINE166CD | 16Out @ 14A, 24/28VAC, 1U PTC | Ea |  | 1 Year (Lifetime) | 716.73 | 5% | 680.8935
827 | Altronix | VERTILINE166D | 16Out @ 14A, 24/28VAC, 1U PTC | Ea |  | 1 Year (Lifetime) | 716.73 | 5% | 680.8935
828 | Altronix | VERTILINE16C | 16Out @ 10A, 24/28VAC, 1U Fuse | Ea |  | 1 Year (Lifetime) | 612.93 | 5% | 582.2835
829 | Altronix | VERTILINE16CD | 16Out @ 10A, 24/28VAC, 1U PTC | Ea |  | 1 Year (Lifetime) | 625.97 | 5% | 594.6715
830 | Altronix | VERTILINE16D | 16Out @ 10A, 24/28VAC, 1U PTC | Ea |  | 1 Year (Lifetime) | 625.97 | 5% | 594.6715
831 | Altronix | VERTILINE16DI | 16 Out 16A, 24/28V,1U PTC Iso | Ea |  | 1 Year (Lifetime) | 814.75 | 5% | 774.0125
832 | Altronix | VERTILINE16I | 16 Out 16A, 24/28V,1U Fuse Iso | Ea |  | 1 Year (Lifetime) | 812.7 | 5% | 772.065
833 | Altronix | VERTILINE24 | 24Out @ 10A, 24/28VAC, 1U Fuse | Ea |  | 1 Year (Lifetime) | 674.87 | 5% | 641.1265
834 | Altronix | VERTILINE246 | 24Out @ 17A, 24/28VAC, 1U Fuse | Ea |  | 1 Year (Lifetime) | 766 | 5% | 727.7
835 | Altronix | VERTILINE246C | 24Out @ 17A, 24/28VAC, 1U Fuse | Ea |  | 1 Year (Lifetime) | 766 | 5% | 727.7
836 | Altronix | VERTILINE246CD | 24Out @ 14A, 24/28VAC, 1U PTC | Ea |  | 1 Year (Lifetime) | 776.62 | 5% | 737.789
837 | Altronix | VERTILINE246D | 24Out @ 17A, 24/28VAC, 1U PTC | Ea |  | 1 Year (Lifetime) | 776.62 | 5% | 737.789
838 | Altronix | VERTILINE24C | 24Out @ 10A, 24/28VAC, 1U Fuse | Ea |  | 1 Year (Lifetime) | 674.87 | 5% | 641.1265
839 | Altronix | VERTILINE24CD | 24Out @ 10A, 24/28VAC, 1U PTC | Ea |  | 1 Year (Lifetime) | 685.5 | 5% | 651.225
840 | Altronix | VERTILINE24D | 24Out @ 10A, 24/28VAC, 1U PTC | Ea |  | 1 Year (Lifetime) | 685.5 | 5% | 651.225
841 | Altronix | VERTILINE33D | 16 Out @ 8A, 12VDC, 1U PTC | Ea |  | 1 Year (Lifetime) | 496.72 | 5% | 471.884
842 | Altronix | VERTILINE33TD | 16 Out @ 16A, 12VDC, 1U PTC | Ea |  | 1 Year (Lifetime) | 601.79 | 5% | 571.7005
843 | Altronix | VERTILINE3D | 8 Out @ 8A, 12VDC, 1U PTC | Ea |  | 1 Year (Lifetime) | 443.15 | 5% | 420.9925
844 | Altronix | VERTILINE563 | 56VDC RACK P/S BATTERY/CHARGER | Ea |  | 1 Year (Lifetime) | 544.69 | 5% | 517.4555
845 | Altronix | VERTILINE63D | 16 Out @ 8A, 24VDC, 1U PTC | Ea |  | 1 Year (Lifetime) | 474.99 | 5% | 451.2405
846 | Altronix | VERTILINE63TD | 16 Out @ 16A, 24VDC, 1U PTC | Ea |  | 1 Year (Lifetime) | 600.86 | 5% | 570.817
847 | Altronix | VERTILINE6D | 8 Out @ 8A, 24VDC, 1U PTC | Ea |  | 1 Year (Lifetime) | 443.82 | 5% | 421.629
848 | Altronix | VERTILINE8 | 8 Out @ 5A, 24/28VAC, 1U Fuse | Ea |  | 1 Year (Lifetime) | 471.82 | 5% | 448.229
849 | Altronix | VERTILINE83 | 8 Out @ 10A, 24/28VAC, 1U Fuse | Ea |  | 1 Year (Lifetime) | 523.59 | 5% | 497.4105
850 | Altronix | VERTILINE83C | 8 Out @ 10A, 24/28VAC, 1U Fuse | Ea |  | 1 Year (Lifetime) | 523.59 | 5% | 497.4105
851 | Altronix | VERTILINE83CD | 8 Out @ 10A, 24/28VAC, 1U PTC | Ea |  | 1 Year (Lifetime) | 523.59 | 5% | 497.4105
852 | Altronix | VERTILINE83D | 8 Out @ 10A, 24/28VAC, 1U PTC | Ea |  | 1 Year (Lifetime) | 523.59 | 5% | 497.4105
853 | Altronix | VERTILINE8C | 8 Out @ 5A, 24/28VAC, 1U Fuse | Ea |  | 1 Year (Lifetime) | 471.82 | 5% | 448.229
854 | Altronix | VERTILINE8CD | 8 Out @ 5A, 24/28VAC, 1U PTC | Ea |  | 1 Year (Lifetime) | 471.82 | 5% | 448.229
855 | Altronix | VERTILINE8D | 8 Out @ 5A, 24/28VAC, 1U PTC | Ea |  | 1 Year (Lifetime) | 471.82 | 5% | 448.229
856 | Altronix | VERTILINE8DI | 8 Out 5A, 24/28V, 1U PTC Iso | Ea |  | 1 Year (Lifetime) | 574.5 | 5% | 545.775
857 | Altronix | VERTILINE8I | 8 Out 5A, 24/28V, 1U Fuse Iso | Ea |  | 1 Year (Lifetime) | 584.85 | 5% | 555.6075
858 | Altronix | VR1 | 24VAC/VDC - 12VDC@1A CABLE | Ea |  | 1 Year (Lifetime) | 43.4 | 5% | 41.23
859 | Altronix | VR1T | 24VAC/VDC - 12VDC@1A TERMINL | Ea |  | 1 Year (Lifetime) | 40.25 | 5% | 38.2375
860 | Altronix | VR1TM5 | 24VAC/VDC - 5VDC@1A TERMINL | Ea |  | 1 Year (Lifetime) | 42.16 | 5% | 40.052
861 | Altronix | VR2T | 24VAC/VDC - 12VDC@0.5A TERMINL | Ea |  | 1 Year (Lifetime) | 31.15 | 5% | 29.5925
862 | Altronix | VR3T | 24VDC - 12VDC@2A TERMINL | Ea |  | 1 Year (Lifetime) | 59.5 | 5% | 56.525
863 | Altronix | VR4T | 24VDC - 12VDC@3A TERMINL | Ea |  | 1 Year (Lifetime) | 68.48 | 5% | 65.056
864 | Altronix | VR5BT | 24VAC/VDC-12VDC@3A CHG TERMINL | Ea |  | 1 Year (Lifetime) | 77.82 | 5% | 73.929
865 | Altronix | VR5T | 24VAC/VDC - 12VDC@3A TERMINL | Ea |  | 1 Year (Lifetime) | 74.32 | 5% | 70.604
866 | Altronix | VR6 | 24VDC IN - 5VDC / 12VDC@6A OUT | Ea |  | 1 Year (Lifetime) | 77 | 5% | 73.15
867 | Altronix | WAYPOINT102 | PWR SPLY 12VDC @ 10A,OUT ENCL | Ea |  | 1 Year (Lifetime) | 586.83 | 5% | 557.4885
868 | Altronix | WAYPOINT10A | 24/28AC @ 4/3.5A, NEMA 4/4X, 1 | Ea |  | 1 Year (Lifetime) | 264.99 | 5% | 251.7405
869 | Altronix | WAYPOINT10A4DU | 24/28AC@4/3.5A, 4 PTC, NEMA4X | Ea |  | 1 Year (Lifetime) | 277.37 | 5% | 263.5015
870 | Altronix | WAYPOINT10A4U | 24/28AC@4/3.5A, 4 FUSE, NEMA4X | Ea |  | 1 Year (Lifetime) | 277.37 | 5% | 263.5015
871 | Altronix | WAYPOINT10A8DU | 24/28AC@4/3.5A, 8 PTC, NEMA4X | Ea |  | 1 Year (Lifetime) | 284.78 | 5% | 270.541
872 | Altronix | WAYPOINT10A8U | 24/28AC@4/3.5A, 8 FUSE, NEMA4X | Ea |  | 1 Year (Lifetime) | 284.78 | 5% | 270.541
873 | Altronix | WAYPOINT10AU | 24/28AC@4/3.5A, PTC, NEMA4/4X | Ea |  | 1 Year (Lifetime) | 272.45 | 5% | 258.8275
874 | Altronix | WAYPOINT17A4DU | 24/28AC@7.25/6.25A,4PTC,UL,OUT | Ea |  | 1 Year (Lifetime) | 324.91 | 5% | 308.6645
875 | Altronix | WAYPOINT17A4U | 24/28AC@7.25/6.25A,4Fuse,UL,OU | Ea |  | 1 Year (Lifetime) | 324.91 | 5% | 308.6645
876 | Altronix | WAYPOINT17A8DU | 8OUT/24/28AC@7.25/6.25A,NEMA4X | Ea |  | 1 Year (Lifetime) | 328.23 | 5% | 311.8185
877 | Altronix | WAYPOINT17A8U | 8OUT/24/28AC@7.25/6.25A,NEMA4X | Ea |  | 1 Year (Lifetime) | 328.23 | 5% | 311.8185
878 | Altronix | WAYPOINT17ADU | 24/28AC@7.25/6.25A, NEMA 4/4X | Ea |  | 1 Year (Lifetime) | 326.17 | 5% | 309.8615
879 | Altronix | WAYPOINT17AU | 24/28AC@7.25/6.25A, NEMA 4/4X | Ea |  | 1 Year (Lifetime) | 326.17 | 5% | 309.8615
880 | Altronix | WAYPOINT3 | 12/24VDC @ 2.5A, NEMA 4/4X, 11 | Ea |  | 1 Year (Lifetime) | 291.08 | 5% | 276.526
881 | Altronix | WAYPOINT307A | 2 OUT 24/28AC @ 12.5/10A, NEMA | Ea |  | 1 Year (Lifetime) | 443.33 | 5% | 421.1635
882 | Altronix | WAYPOINT30A | 24/28AC @ 12.5/10A, NEMA 4/4X, | Ea |  | 1 Year (Lifetime) | 396.67 | 5% | 376.8365
883 | Altronix | WAYPOINT30A4DU | 24/28AC@12.5/10A,4PTC,UL,OUTDO | Ea |  | 1 Year (Lifetime) | 413 | 5% | 392.35
884 | Altronix | WAYPOINT30A4U | 24/28AC@12.5/10A,4FUSE,UL,OUTD | Ea |  | 1 Year (Lifetime) | 413 | 5% | 392.35
885 | Altronix | WAYPOINT30A8DU | 24/28AC@12.5/10A,8PTC,UL,OUTDO | Ea |  | 1 Year (Lifetime) | 420 | 5% | 399
886 | Altronix | WAYPOINT30A8U | 24/28AC@12.5/10A,8FUSE,UL,OUTD | Ea |  | 1 Year (Lifetime) | 420 | 5% | 399
887 | Altronix | WAYPOINT30ADU | 24/28AC@12.5/10A, NEMA 4/4X | Ea |  | 1 Year (Lifetime) | 408.33 | 5% | 387.9135
888 | Altronix | WAYPOINT30AU | 24/28AC@12.5/10A, NEMA 4/4X | Ea |  | 1 Year (Lifetime) | 408.33 | 5% | 387.9135
889 | Altronix | WAYPOINT5 | 12/24VDC @ 4A, NEMA 4/4X, 115/ | Ea |  | 1 Year (Lifetime) | 338.33 | 5% | 321.4135
890 | Altronix | WAYPOINT562 | 48VDC@2A, BAT CHARGE, NEMA4/4X | Ea |  | 1 Year (Lifetime) | 488.84 | 5% | 464.398
891 | Altronix | WAYPOINT7 | 12/24VDC @ 6A, NEMA 4/4X, 115V | Ea |  | 1 Year (Lifetime) | 431.09 | 5% | 409.5355
892 | Altronix | WM25 | MAGNETIC CABLE MOUNT, 25PK | Ea |  | 1 Year (Lifetime) | 107.63 | 5% | 102.2485
893 | Altronix | WM5 | MAGNETIC CABLE MOUNT, 5PK | Ea |  | 1 Year (Lifetime) | 24.94 | 5% | 23.693
894 | Altronix | WP1 | WEATHERPROOF NEMA 4 CABINET | Ea |  | 1 Year (Lifetime) | 182 | 5% | 172.9
895 | Altronix | WP2 | OUTDOOR ENCL- NEMA 4 & 12/IP66 | Ea |  | 1 Year (Lifetime) | 221.67 | 5% | 210.5865
896 | Altronix | WP3 | OUTDOOR ENCLOSURE NEMA 4-4X/IP | Ea |  | 1 Year (Lifetime) | 226.34 | 5% | 215.023
897 | Altronix | WP4 | OUTDOOR ENCLOSURE NEMA 4-4X/IP | Ea |  | 1 Year (Lifetime) | 221.67 | 5% | 210.5865
898 | Altronix | WPL1 | LOCK FOR WP1 ENCLOSURE | Ea |  | 1 Year (Lifetime) | 37.34 | 5% | 35.473
899 | Altronix | WPL2 | LOCK FOR WP2 ENCLOSURE | Ea |  | 1 Year (Lifetime) | 70 | 5% | 66.5
900 | Altronix | WPTV244175UL | 24AC@7A/28AC@6.25A,4Fuse,UL,OU | Ea |  | 1 Year (Lifetime) | 300.49 | 5% | 285.4655
901 | Altronix | WPTV244300UL | 24AC@12.5A/28AC@10A,4Fuse,UL,O | Ea |  | 1 Year (Lifetime) | 344.23 | 5% | 327.0185
902 | Altronix | WPTV248175UL | 24AC@7A/28AC@6.25A,8Fuse,UL,OU | Ea |  | 1 Year (Lifetime) | 308.96 | 5% | 293.512
903 | Altronix | WPTV248175ULCB | 24AC@7A,28AC@6.25A,8PTC,UL,OUT | Ea |  | 1 Year (Lifetime) | 308.96 | 5% | 293.512
904 | Altronix | WPTV248300UL | 24AC@12.5A/28AC@10A,8Fuse,UL,O | Ea |  | 1 Year (Lifetime) | 372.44 | 5% | 353.818
905 | Altronix | WPTV248300ULCB | 24AC@12.5A/28AC@10A,8PTC,UL,OU | Ea |  | 1 Year (Lifetime) | 372.44 | 5% | 353.818
906 | Altronix | WPTV248UL | 24VAC,3.5A,8 FSE UL OUTDOOR PS | Ea |  | 1 Year (Lifetime) | 290.62 | 5% | 276.089
907 | APC | 66055 | MGE MultiSlot DIN - Extension Module for Com Card | Ea |  | 1 Year (Lifetime) | 576 | 4.5% | 550.08
908 | APC | 66057 | MGE MultiSlot IEC - Extension Module for Com Card | Ea |  | 1 Year (Lifetime) | 335 | 4.5% | 319.925
909 | APC | 66060 | MGE 2 U-talk / basic ports communication card | Ea |  | 1 Year (5 Years) | 343 | 4.5% | 327.565
910 | APC | 66061 | MGE JBus/Modbus Card | Ea |  | 1 Year (5 Years) | 308 | 4.5% | 294.14
911 | APC | 66063 | MGE U-Talk/Basic Acquisition Card | Ea |  | 1 Year (2 Years) | 589 | 4.5% | 562.495
912 | APC | 66071 | MGE MultiSlot NEMA HID | Ea |  | 1 Year (2 Years) | 581 | 4.5% | 554.855
913 | APC | 66074 | MGE SNMP/Web Card | Ea |  | 1 Year (3 Years) | 1550 | 4.5% | 1480.25
914 | APC | 66077 | MGE Kit Network Management Link | Ea |  | 1 Year (3 Years) | 1260 | 4.5% | 1203.3
915 | APC | 66096 | MGE PowerServices TelPac Card | Ea |  | 1 Year (2 Years) | 1395 | 4.5% | 1332.225
916 | APC | 66097 | MGE Power Services TelPac Galaxy | Ea |  | 1 Year (2 Years) | 321 | 4.5% | 306.555
917 | APC | 66123 | MGE Network Management Card with ModBus/Jbus | Ea |  | 1 Year (2 Years) | 710 | 4.5% | 678.05
918 | APC | 66124 | MGE Network Management Card Teleservice Card | Ea |  | 1 Year (2 Years) | 365 | 4.5% | 348.575
919 | APC | 66846 | MGE Environment Sensor for Network Management Cable | Ea |  | 1 Year (2 Years) | 738 | 4.5% | 704.79
920 | APC | 0G-8310 | KIT FILLER SQD NQ PNL QTY 15 ATO | Ea |  | 1 Year (Lifetime) | 6240 | 4.5% | 5959.2
921 | APC | 0G-8311 | BCPM 42P KIT ATO | Ea |  | 1 Year (Lifetime) | 149 | 4.5% | 142.295
922 | APC | 0G-8312 | KIT 100A CT BCPM SPLITCORE ATO | Ea |  | 1 Year (Lifetime) | 9.4 | 4.5% | 8.977
923 | APC | 0G-8313 | PLUG FILLER GLAND PLATE 84P PDU ATO | Ea |  | 1 Year (Lifetime) | 9125 | 4.5% | 8714.375
924 | APC | 0G-8314 | BCPM 84P KIT ATO | Ea |  | 1 Year (Lifetime) | 2310 | 4.5% | 2206.05
925 | APC | 0G-8315 | ASSY PACKAGING FINAL 84P PDU ATO | Ea |  | 1 Year (Lifetime) | 26425 | 4.5% | 25235.875
926 | APC | 0G-ISX-150-UM-EN | APC ISX 150 KW PDU USER MANUAL | Ea |  | 1 Year (Lifetime) | 149 | 4.5% | 142.295
927 | APC | 0G-ISX-B-UM-80 | GEN ISX 80K TYPE B USERS MANUAL | Ea |  | 1 Year (Lifetime) | 160 | 4.5% | 152.8
928 | APC | 0G-ISX-B-UM-80-INT | GEN ISX 80K TYPE B USERS MANUAL INT'L | Ea |  | 1 Year (Lifetime) | 16450 | 4.5% | 15709.75
929 | APC | 0G-PD150G6F | TYPE C 150KW ISX PDU 480V INPUT | Ea |  | 1 Year (Lifetime) | 19920 | 4.5% | 19023.6
930 | APC | 0G-PD40F6FK1-M | TYPE B PDU INCL. 208V ISOLATION TRANSFORMER & MBP | Ea |  | 1 Year (Lifetime) | 20000 | 4.5% | 19100
931 | APC | 0G-PD40G6FK1-M | TYPE B PDU INCL. 480V STEP DOWN TRANSFORMER & MBP | Ea |  | 1 Year (Lifetime) | 18070 | 4.5% | 17256.85
932 | APC | 0G-PD40H5HK1-M | ASSY PSX-PDU 230V TYPEB W XFRM | Ea |  | 1 Year (2 Years) | 20065 | 4.5% | 19162.075
933 | APC | 0G-PD40L6FK1-M | TYPE B PDU INCL. 600V STEP DOWN TRANSFORMER & MBP | Ea |  | 1 Year | 16450 | 4.5% | 15709.75
934 | APC | 0G-PD60F6FK1 | TYPE C PDU INCL. 208V ISOLATION TRANSFORMER | Ea |  | 1 Year | 32115 | 4.5% | 30669.825
935 | APC | 0G-PD60G6FK1 | TYPE C PDU INCL. 480V STEP DOWN TRANSFORMER | Ea |  | 1 Year | 16140 | 4.5% | 15413.7
936 | APC | 0G-PD60H5HK1 | TYPE C PSX-PDU 400V INPUT W/ISO TRANS | Ea |  | 1 Year | 11020 | 4.5% | 10524.1
937 | APC | 0G-PD60H5HK1-X | TYPE C PSX-PDU 400V NO METER | Ea |  | 1 Year | 16635 | 4.5% | 15886.425
938 | APC | 0G-PD60L6FK1 | TYPE C PDU INCL. 600V STEP DOWN TRANSFORMER | Ea |  | 1 Year | 33055 | 4.5% | 31567.525
939 | APC | 0G-PD80F6FK1-M | TYPE B 80KW PSX-PDU 208V IN W/MBP W/ISO TRANS | Ea |  | 1 Year | 35120 | 4.5% | 33539.6
940 | APC | 0G-PD80F6FK1-M1 | PDU 80KW 208V IN MBP ISO TRANS SINGLE FEED | Ea |  | 1 Year | 33055 | 4.5% | 31567.525
941 | APC | 0G-PD80G6FK1-M | TYPE B 80KW PSX-PDU 480V IN W/MBP W/ISO TRANS | Ea |  | 1 Year | 35120 | 4.5% | 33539.6
942 | APC | 0G-PD80G6FK1-M1 | PDU 80KW 480V IN MBP ISO TRANS SINGLE FEED | Ea |  | 1 Year | 26435 | 4.5% | 25245.425
943 | APC | 0G-PD80H5HK1-M1 | PDU 80KW 400V IN MBP ISO TRANS SINGLE FEED | Ea |  | 1 Year | 30405 | 4.5% | 29036.775
944 | APC | 0G-PD80H5HK1-M2 | PDU 80KW 400V IN MBP ISO TRANS DUAL FEED | Ea |  | 1 Year | 33055 | 4.5% | 31567.525
945 | APC | 0G-PD80L6FK1-M | TYPE B 80KW PSX-PDU 600V IN W/MBP W/ISO TRANS | Ea |  | 1 Year | 35120 | 4.5% | 33539.6
946 | APC | 0G-PD80L6FK1-M1 | PDU 80KW 600V IN MBP ISO TRANS SINGLE FEED | Ea |  | 1 Year | 32115 | 4.5% | 30669.825
947 | APC | 0G-PDPB150G6F | ASSY 84P PDU GENERIC UNIT | Ea |  | 1 Year | 103 | 4.5% | 98.365
948 | APC | 0G-PDPB150G6FATO | ASSY 84P PDU BASE UNIT ATO | Ea |  | 1 Year | 6320 | 4.5% | 6035.6
949 | APC | 0G-PDRDP-F-13-SX | ISX RDP 208V 13IN SX RACK | Ea |  | 1 Year | 5975 | 4.5% | 5706.125
950 | APC | 0G-PDRDP-F-13-X | ISX RDP 208V 13 IN VX RACK | Ea |  | 1 Year | 7275 | 4.5% | 6947.625
951 | APC | 0G-PDRDP-H-40-X | ISX RDP 230V 40 IN VX RACK | Ea |  | 1 Year | 9540 | 4.5% | 9110.7
952 | APC | 0G-PDRPPH1000 | TYPE C PSX-RPP 400V INPUT | Ea |  | 1 Year | 13395 | 4.5% | 12792.225
953 | APC | 0G-PDRPPH1000-M | ASSY PSX-PDU 230V TYPEB NO XFRM | Ea |  | 1 Year | 9265 | 4.5% | 8848.075
954 | APC | 0G-PDRPPH1000-M-X | TYPE B PSX-PDU INPUT W/MBP | Ea |  | 1 Year | 6390 | 4.5% | 6102.45
955 | APC | 0G-PDRPPH1000-X | TYPE C PSX-RPP 400V NO METER | Ea |  | 1 Year | 17625 | 4.5% | 16831.875
956 | APC | 0G-PDRPPH2000-M1 | PDU 80KW 400V IN MBP NO TRANS SINGLE FEED | Ea |  | 1 Year | 20270 | 4.5% | 19357.85
957 | APC | 0G-PDRPPH2000-M2 | PDU 80KW 400V IN MBP NO TRANS DUAL FEED | Ea |  | 1 Year | 10425 | 4.5% | 9955.875
958 | APC | 0G-PDRPPNX10 | TYPE C PDU 208V INPUT | Ea |  | 1 Year | 13415 | 4.5% | 12811.325
959 | APC | 0G-PDRPPNX10-M | S/A TYPE B PSX-PDU 208V IN W/MBP | Ea |  | 1 Year | 17400 | 4.5% | 16617
960 | APC | 0G-PDRPPNX14-M | TYPE B 80KW PSX-PDU 208V IN W/MBP | Ea |  | 1 Year | 18280 | 4.5% | 17457.4
961 | APC | 0G-PDRPPNX14-M1 | PDU 80KW 208V IN MBP NO TRANS SINGLE FEED | Ea |  | 1 Year | 1425 | 4.5% | 1360.875
962 | APC | 0G-PGP250F | GEN ATS & DIST PANEL 250A 3PH 208V | Ea |  | 1 Year | 15525 | 4.5% | 14826.375
963 | APC | 0G-PGP250G | GEN ATS & DIST PANEL 250A 3PH 480V | Ea |  | 1 Year | 17910 | 4.5% | 17104.05
964 | APC | 0G-PGP400F | GEN ATS & DIST PANEL 400A 3PH 208V | Ea |  | 1 Year | 18425 | 4.5% | 17595.875
965 | APC | 0G-PGP400G | GEN ATS & DIST PANEL 400A 3PH 480V | Ea |  | 1 Year | 19665 | 4.5% | 18780.075
966 | APC | 0G-PGP800F | GEN ATS & DIST PANEL 800A 3PH 208V | Ea |  | 1 Year | 129 | 4.5% | 123.195
967 | APC | 0G-PMMSTD4 | GA XFMR 400KVA MIS, NO MOB, DUAL VOLTAGE | Ea |  | 1 Year | 46745 | 4.5% | 44641.475
968 | APC | 0G-PMMSTD5 | GA XFMR 500KVA MIS, NO MOB, DUAL VOLTAGE | Ea |  | 1 Year | 42670 | 4.5% | 40749.85
969 | APC | 0G-PMMXMR4AW | GA XFMR 400KVA 60HZ 480D/400Y-208Y AL WH | Ea |  | 1 Year | 46935 | 4.5% | 44822.925
970 | APC | 0G-PMMXMR4CW | GA XFMR 400KVA 60HZ 480D/208Y CU ASY WH | Ea |  | 1 Year | 46415 | 4.5% | 44326.325
971 | APC | 0G-PMMXMR5AW | GA XFMR 500KVA 60HZ 480D/400Y-208Y AL WH | Ea |  | 1 Year | 50645 | 4.5% | 48365.975
972 | APC | 0G-PMMXMR5CW | GA XFMR 500KVA 60HZ 480D/208Y CU ASY WH | Ea |  | 1 Year | 7840 | 4.5% | 7487.2
973 | APC | 0G-PSX-B-UM-EN | USER MANL ASSY PSX B | Ea |  | 1 Year | 175 | 4.5% | 167.125
974 | APC | 0G-PSX-B-UM-INTL-EN | INFRASTRUXURE TYPE B USER MANUAL | Ea |  | 1 Year | 121 | 4.5% | 115.555
975 | APC | 0G-PSX-C-UM-EN | INFRASTRUXURE TYPE C DISTRIBUTION USER MANUAL | Ea |  | 1 Year | 122 | 4.5% | 116.51
976 | APC | 0G-SY20KF | GENERIC ASSY SYM 20KVA 3PH 208V W/DIST | Ea |  | 1 Year (2 Years) | 26640 | 4.5% | 25441.2
977 | APC | 0G-SY20KH | GENERIC ASSY SYM 20KVA 3PH 400V W/DIST | Ea |  | 1 Year (2 Years) | 41130 | 4.5% | 39279.15
978 | APC | 0H-0522 | SIDE PNL 2 HOLEW/BRUSH 42U 1200MM BLK SX | Ea |  | 1 Year (2 Years) | 1890 | 4.5% | 1804.95
979 | APC | 0H-0847 | COOL&HUM(D) D TU.(V)2242-2542L (UL) | Ea |  | 1 Year (2 Years) | 153 | 4.5% | 146.115
980 | APC | 0H-0848 | COOL&DEHUM(U) U TD/TU.(V)2242-2542L (UL) | Ea |  | 1 Year | 981 | 4.5% | 936.855
981 | APC | 0H-0849 | ASSY COMMON TUEV2242L 575V 60HZ UL | Ea |  | 1 Year | 2730 | 4.5% | 2607.15
982 | APC | 0H-0905 | REFRIG (J)R410A+VPR 3WAY TUDV2842L (UL) | Ea |  | 1 Year | 495 | 4.5% | 472.725
983 | APC | 0H-0906 | REFRIG (I)R410A+REG.PRES. TUDV2842L (UL) | Ea |  | 1 Year | 981 | 4.5% | 936.855
984 | APC | 0H-0907 | REFRIG (H)R410A+VPR 2WAY TUDV2842L (UL) | Ea |  | 1 Year | 1435 | 4.5% | 1370.425
985 | APC | 0H-0991 | MBP CTO CABLES EXIT LEFT OF 84P | Ea |  | 1 Year | 1425 | 4.5% | 1360.875
986 | APC | 0H-0992 | MBP CTO CABLES EXIT RIGHT OF 84P | Ea |  | 1 Year | 90 | 4.5% | 85.95
987 | APC | 0H-1272 | COOL&HUM(D) D TD.(V)0511-0611L (UL) | Ea |  | 1 Year | 1875 | 4.5% | 1790.625
988 | APC | 0H-1273 | COOL&HUM(D) D TD.(V)0921L (UL) | Ea |  | 1 Year | 1940 | 4.5% | 1852.7
989 | APC | 0H-1274 | COOL&HUM(D) D TD.(V)1121L (UL) | Ea |  | 1 Year | 1890 | 4.5% | 1804.95
990 | APC | 0H-1275 | COOL&HUM(D) D TD.(V)1422L (UL) | Ea |  | 1 Year | 9570 | 4.5% | 9139.35
991 | APC | 0H-1276 | COOL&HUM(D) D TD.(V)1622-1822L (UL) | Ea |  | 1 Year | 1435 | 4.5% | 1370.425
992 | APC | 0H-1277 | COOL&HUM(D) D TU.(V)0511-0611L (UL) | Ea |  | 1 Year | 1875 | 4.5% | 1790.625
993 | APC | 0H-1278 | COOL&HUM(D) D TU.(V)0921L (UL) | Ea |  | 1 Year | 1940 | 4.5% | 1852.7
994 | APC | 0H-1279 | COOL&HUM(D) D TU.(V)1121L (UL) | Ea |  | 1 Year | 1890 | 4.5% | 1804.95
995 | APC | 0H-1280 | COOL&HUM(D) D TU.(V)1422L (UL) | Ea |  | 1 Year | 1890 | 4.5% | 1804.95
996 | APC | 0H-1281 | COOL&HUM(D) D TU.(V)1622-1822L (UL) | Ea |  | 1 Year | 153 | 4.5% | 146.115
997 | APC | 0H-1282 | COOL&DEHUM(U) U TD/TU.(V)0511-0611L (UL) | Ea |  | 1 Year | 153 | 4.5% | 146.115
998 | APC | 0H-1283 | COOL&DEHUM(U) U TD/TU.(V)0921L (UL) | Ea |  | 1 Year | 153 | 4.5% | 146.115
999 | APC | 0H-1284 | COOL&DEHUM(U) U TD/TU.(V)1121L (UL) | Ea |  | 1 Year | 153 | 4.5% | 146.115
1000 | APC | 0H-1285 | COOL&DEHUM(U) U TD/TU.(V)1422L (UL) | Ea |  | 1 Year | 153 | 4.5% | 146.115
1001 | APC | 0H-1286 | COOL&DEHUM(U) U TD/TU.(V)1622-1822L (UL) | Ea |  | 1 Year | 20815 | 4.5% | 19878.325
1002 | APC | 0H-1287 | ASSY COMMON TDAV0511L 575V 60Hz UL | Ea |  | 1 Year | 20915 | 4.5% | 19973.825
1003 | APC | 0H-1288 | ASSY COMMON TDAV0611L 575V 60Hz UL | Ea |  | 1 Year | 23340 | 4.5% | 22289.7
1004 | APC | 0H-1289 | ASSY COMMON TDAV0921L 575V 60Hz UL | Ea |  | 1 Year | 31440 | 4.5% | 30025.2
1005 | APC | 0H-1290 | ASSY COMMON TDAV1121L 575V 60Hz UL | Ea |  | 1 Year | 32140 | 4.5% | 30693.7
1006 | APC | 0H-1291 | ASSY COMMON TDAV1422L 575V 60Hz UL | Ea |  | 1 Year | 33140 | 4.5% | 31648.7
1007 | APC | 0H-1292 | ASSY COMMON TDAV1622L 575V 60Hz UL | Ea |  | 1 Year | 34140 | 4.5% | 32603.7
1008 | APC | 0H-1293 | ASSY COMMON TDAV1822L 575V 60Hz UL | Ea |  | 1 Year | 20815 | 4.5% | 19878.325
1009 | APC | 0H-1294 | ASSY COMMON TUAV0511L 575V 60Hz UL | Ea |  | 1 Year | 20915 | 4.5% | 19973.825
1010 | APC | 0H-1295 | ASSY COMMON TUAV0611L 575V 60Hz UL | Ea |  | 1 Year | 23340 | 4.5% | 22289.7
1011 | APC | 0H-1296 | ASSY COMMON TUAV0921L 575V 60Hz UL | Ea |  | 1 Year | 31440 | 4.5% | 30025.2
1012 | APC | 0H-1297 | ASSY COMMON TUAV1121L 575V 60Hz UL | Ea |  | 1 Year | 32140 | 4.5% | 30693.7
1013 | APC | 0H-1298 | ASSY COMMON TUAV1422L 575V 60Hz UL | Ea |  | 1 Year | 33140 | 4.5% | 31648.7
1014 | APC | 0H-1299 | ASSY COMMON TUAV1622L 575V 60Hz UL | Ea |  | 1 Year | 34140 | 4.5% | 32603.7
1015 | APC | 0H-1300 | ASSY COMMON TUAV1822L 575V 60Hz UL | Ea |  | 1 Year | 22215 | 4.5% | 21215.325
1016 | APC | 0H-1301 | ASSY COMMON TDTV0511L 575V 60Hz UL | Ea |  | 1 Year | 22815 | 4.5% | 21788.325
1017 | APC | 0H-1302 | ASSY COMMON TDTV0611L 575V 60Hz UL | Ea |  | 1 Year | 25340 | 4.5% | 24199.7
1018 | APC | 0H-1303 | ASSY COMMON TDTV0921L 575V 60Hz UL | Ea |  | 1 Year | 32140 | 4.5% | 30693.7
1019 | APC | 0H-1304 | ASSY COMMON TDTV1121L 575V 60Hz UL | Ea |  | 1 Year | 35840 | 4.5% | 34227.2
1020 | APC | 0H-1305 | ASSY COMMON TDTV1422L 575V 60Hz UL | Ea |  | 1 Year | 36640 | 4.5% | 34991.2
1021 | APC | 0H-1306 | ASSY COMMON TDTV1622L 575V 60Hz UL | Ea |  | 1 Year | 37240 | 4.5% | 35564.2
1022 | APC | 0H-1307 | ASSY COMMON TDTV1822L 575V 60Hz UL | Ea |  | 1 Year | 22215 | 4.5% | 21215.325
1023 | APC | 0H-1308 | ASSY COMMON TUTV0511L 575V 60Hz UL | Ea |  | 1 Year | 22815 | 4.5% | 21788.325
1024 | APC | 0H-1309 | ASSY COMMON TUTV0611L 575V 60Hz UL | Ea |  | 1 Year | 25340 | 4.5% | 24199.7
1025 | APC | 0H-1310 | ASSY COMMON TUTV0921L 575V 60Hz UL | Ea |  | 1 Year | 32140 | 4.5% | 30693.7
1026 | APC | 0H-1311 | ASSY COMMON TUTV1121L 575V 60Hz UL | Ea |  | 1 Year | 35840 | 4.5% | 34227.2
1027 | APC | 0H-1312 | ASSY COMMON TUTV1422L 575V 60Hz UL | Ea |  | 1 Year | 36640 | 4.5% | 34991.2
1028 | APC | 0H-1313 | ASSY COMMON TUTV1622L 575V 60Hz UL | Ea |  | 1 Year | 37240 | 4.5% | 35564.2
1029 | APC | 0H-1314 | ASSY COMMON TUTV1822L 575V 60Hz UL | Ea |  | 1 Year | 20315 | 4.5% | 19400.825
1030 | APC | 0H-1315 | ASSY COMMON TDWV0511L 575V 60Hz UL | Ea |  | 1 Year | 20915 | 4.5% | 19973.825
1031 | APC | 0H-1316 | ASSY COMMON TDWV0611L 575V 60Hz UL | Ea |  | 1 Year | 22140 | 4.5% | 21143.7
1032 | APC | 0H-1317 | ASSY COMMON TDWV0921L 575V 60Hz UL | Ea |  | 1 Year | 32140 | 4.5% | 30693.7
1033 | APC | 0H-1318 | ASSY COMMON TDWV1121L 575V 60Hz UL | Ea |  | 1 Year | 32740 | 4.5% | 31266.7
1034 | APC | 0H-1319 | ASSY COMMON TDWV1422L 575V 60Hz UL | Ea |  | 1 Year | 32340 | 4.5% | 30884.7
1035 | APC | 0H-1320 | ASSY COMMON TDWV1622L 575V 60Hz UL | Ea |  | 1 Year | 32540 | 4.5% | 31075.7
1036 | APC | 0H-1321 | ASSY COMMON TDWV1822L 575V 60Hz UL | Ea |  | 1 Year | 20315 | 4.5% | 19400.825
1037 | APC | 0H-1322 | ASSY COMMON TUWV0511L 575V 60Hz UL | Ea |  | 1 Year | 20915 | 4.5% | 19973.825
1038 | APC | 0H-1323 | ASSY COMMON TUWV0611L 575V 60Hz UL | Ea |  | 1 Year | 22140 | 4.5% | 21143.7
1039 | APC | 0H-1324 | ASSY COMMON TUWV0921L 575V 60Hz UL | Ea |  | 1 Year | 27340 | 4.5% | 26109.7
1040 | APC | 0H-1325 | ASSY COMMON TUWV1121L 575V 60Hz UL | Ea |  | 1 Year | 32740 | 4.5% | 31266.7
1041 | APC | 0H-1326 | ASSY COMMON TUWV1422L 575V 60Hz UL | Ea |  | 1 Year | 32340 | 4.5% | 30884.7
1042 | APC | 0H-1327 | ASSY COMMON TUWV1622L 575V 60Hz UL | Ea |  | 1 Year | 32540 | 4.5% | 31075.7
1043 | APC | 0H-1328 | ASSY COMMON TUWV1822L 575V 60Hz UL | Ea |  | 1 Year | 21315 | 4.5% | 20355.825
1044 | APC | 0H-1329 | ASSY COMMON TDEV0511L 575V 60Hz UL | Ea |  | 1 Year | 22015 | 4.5% | 21024.325
1045 | APC | 0H-1330 | ASSY COMMON TDEV0611L 575V 60Hz UL | Ea |  | 1 Year | 25140 | 4.5% | 24008.7
1046 | APC | 0H-1331 | ASSY COMMON TDEV0921L 575V 60Hz UL | Ea |  | 1 Year | 32340 | 4.5% | 30884.7
1047 | APC | 0H-1332 | ASSY COMMON TDEV1121L 575V 60Hz UL | Ea |  | 1 Year | 34540 | 4.5% | 32985.7
1048 | APC | 0H-1333 | ASSY COMMON TDEV1422L 575V 60Hz UL | Ea |  | 1 Year | 35140 | 4.5% | 33558.7
1049 | APC | 0H-1334 | ASSY COMMON TDEV1622L 575V 60Hz UL | Ea |  | 1 Year | 36140 | 4.5% | 34513.7
1050 | APC | 0H-1335 | ASSY COMMON TDEV1822L 575V 60Hz UL | Ea |  | 1 Year | 21315 | 4.5% | 20355.825
1051 | APC | 0H-1336 | ASSY COMMON TUEV0511L 575V 60Hz UL | Ea |  | 1 Year | 22015 | 4.5% | 21024.325
1052 | APC | 0H-1337 | ASSY COMMON TUEV0611L 575V 60Hz UL | Ea |  | 1 Year | 25140 | 4.5% | 24008.7
1053 | APC | 0H-1338 | ASSY COMMON TUEV0921L 575V 60Hz UL | Ea |  | 1 Year | 32340 | 4.5% | 30884.7
1054 | APC | 0H-1339 | ASSY COMMON TUEV1121L 575V 60Hz UL | Ea |  | 1 Year | 34540 | 4.5% | 32985.7
1055 | APC | 0H-1340 | ASSY COMMON TUEV1422L 575V 60Hz UL | Ea |  | 1 Year | 35140 | 4.5% | 33558.7
1056 | APC | 0H-1341 | ASSY COMMON TUEV1622L 575V 60Hz UL | Ea |  | 1 Year | 41140 | 4.5% | 39288.7
1057 | APC | 0H-1342 | ASSY COMMON TUEV1822L 575V 60Hz UL | Ea |  | 1 Year | 22015 | 4.5% | 21024.325
1058 | APC | 0H-1343 | ASSY COMMON TDDV0511L 575V 60Hz UL | Ea |  | 1 Year | 22515 | 4.5% | 21501.825
1059 | APC | 0H-1344 | ASSY COMMON TDDV0611L 575V 60Hz UL | Ea |  | 1 Year | 25140 | 4.5% | 24008.7
1060 | APC | 0H-1345 | ASSY COMMON TDDV0921L 575V 60Hz UL | Ea |  | 1 Year | 32140 | 4.5% | 30693.7
1061 | APC | 0H-1346 | ASSY COMMON TDDV1121L 575V 60Hz UL | Ea |  | 1 Year | 34640 | 4.5% | 33081.2
1062 | APC | 0H-1347 | ASSY COMMON TDDV1422L 575V 60Hz UL | Ea |  | 1 Year | 36140 | 4.5% | 34513.7
1063 | APC | 0H-1348 | ASSY COMMON TDDV1622L 575V 60Hz UL | Ea |  | 1 Year | 37040 | 4.5% | 35373.2
1064 | APC | 0H-1349 | ASSY COMMON TDDV1822L 575V 60Hz UL | Ea |  | 1 Year | 47110 | 4.5% | 44990.05
1065 | APC | 0H-1350 | ASSY COMMON TUDV0511L 575V 60Hz UL | Ea |  | 1 Year | 48105 | 4.5% | 45940.275
1066 | APC | 0H-1351 | ASSY COMMON TUDV0611L 575V 60Hz UL | Ea |  | 1 Year | 49110 | 4.5% | 46900.05
1067 | APC | 0H-1352 | ASSY COMMON TUDV0921L 575V 60Hz UL | Ea |  | 1 Year | 22515 | 4.5% | 21501.825
1068 | APC | 0H-1353 | ASSY COMMON TUDV1121L 575V 60Hz UL | Ea |  | 1 Year | 22515 | 4.5% | 21501.825
1069 | APC | 0H-1354 | ASSY COMMON TUDV1422L 575V 60Hz UL | Ea |  | 1 Year | 25140 | 4.5% | 24008.7
1070 | APC | 0H-1355 | ASSY COMMON TUDV1622L 575V 60Hz UL | Ea |  | 1 Year | 32140 | 4.5% | 30693.7
1071 | APC | 0H-1356 | ASSY COMMON TUDV1822L 575V 60Hz UL | Ea |  | 1 Year | 981 | 4.5% | 936.855
1072 | APC | 0H-1375 | REFRIG (H)R410A+VPR 2WAY TDWV2242L (UL) | Ea |  | 1 Year | 981 | 4.5% | 936.855
1073 | APC | 0H-1376 | REFRIG (H)R410A+VPR 2WAY TDWV2542L (UL) | Ea |  | 1 Year | 981 | 4.5% | 936.855
1074 | APC | 0H-1377 | REFRIG (H)R410A+VPR 2WAY TDWV2842L (UL) | Ea |  | 1 Year | 981 | 4.5% | 936.855
1075 | APC | 0H-1378 | REFRIG (H)R410A+VPR 2WAY TUWV2242L (UL) | Ea |  | 1 Year | 981 | 4.5% | 936.855
1076 | APC | 0H-1379 | REFRIG (H)R410A+VPR 2WAY TUWV2542L (UL) | Ea |  | 1 Year | 981 | 4.5% | 936.855
1077 | APC | 0H-1380 | REFRIG (H)R410A+VPR 2WAY TUWV2842L (UL) | Ea |  | 1 Year | 495 | 4.5% | 472.725
1078 | APC | 0H-1381 | REFRIG (I)R410A+REG.PRES. TDWV2242L (UL) | Ea |  | 1 Year | 495 | 4.5% | 472.725
1079 | APC | 0H-1382 | REFRIG (I)R410A+REG.PRES. TDWV2542L (UL) | Ea |  | 1 Year | 495 | 4.5% | 472.725
1080 | APC | 0H-1383 | REFRIG (I)R410A+REG.PRES. TDWV2842L (UL) | Ea |  | 1 Year | 495 | 4.5% | 472.725
1081 | APC | 0H-1384 | REFRIG (I)R410A+REG.PRES. TUWV2242L (UL) | Ea |  | 1 Year | 495 | 4.5% | 472.725
1082 | APC | 0H-1385 | REFRIG (I)R410A+REG.PRES. TUWV2542L (UL) | Ea |  | 1 Year | 495 | 4.5% | 472.725
1083 | APC | 0H-1386 | REFRIG (I)R410A+REG.PRES. TUWV2842L (UL) | Ea |  | 1 Year | 981 | 4.5% | 936.855
1084 | APC | 0H-1397 | REFRIG (H)R410A+VPR 2WAY TDDV2242L (UL) | Ea |  | 1 Year | 981 | 4.5% | 936.855
1085 | APC | 0H-1398 | REFRIG (H)R410A+VPR 2WAY TDDV2542L (UL) | Ea |  | 1 Year | 981 | 4.5% | 936.855
1086 | APC | 0H-1399 | REFRIG (H)R410A+VPR 2WAY TDDV2842L (UL) | Ea |  | 1 Year | 981 | 4.5% | 936.855
1087 | APC | 0H-1400 | REFRIG (H)R410A+VPR 2WAY TUDV2242L (UL) | Ea |  | 1 Year | 981 | 4.5% | 936.855
1088 | APC | 0H-1401 | REFRIG (H)R410A+VPR 2WAY TUDV2542L (UL) | Ea |  | 1 Year | 495 | 4.5% | 472.725
1089 | APC | 0H-1402 | REFRIG (I)R410A+REG.PRES. TDDV2242L (UL) | Ea |  | 1 Year | 495 | 4.5% | 472.725
1090 | APC | 0H-1403 | REFRIG (I)R410A+REG.PRES. TDDV2542L (UL) | Ea |  | 1 Year | 495 | 4.5% | 472.725
1091 | APC | 0H-1404 | REFRIG (I)R410A+REG.PRES. TDDV2842L (UL) | Ea |  | 1 Year | 495 | 4.5% | 472.725
1092 | APC | 0H-1405 | REFRIG (I)R410A+REG.PRES. TUDV2242L (UL) | Ea |  | 1 Year | 495 | 4.5% | 472.725
1093 | APC | 0H-1406 | REFRIG (I)R410A+REG.PRES. TUDV2542L (UL) | Ea |  | 1 Year | 981 | 4.5% | 936.855
1094 | APC | 0H-1407 | REFRIG (J)R410A+VPR 3WAY TDWV2242L (UL) | Ea |  | 1 Year | 981 | 4.5% | 936.855
1095 | APC | 0H-1408 | REFRIG (J)R410A+VPR 3WAY TDWV2542L (UL) | Ea |  | 1 Year | 981 | 4.5% | 936.855
1096 | APC | 0H-1409 | REFRIG (J)R410A+VPR 3WAY TDWV2842L (UL) | Ea |  | 1 Year | 981 | 4.5% | 936.855
1097 | APC | 0H-1410 | REFRIG (J)R410A+VPR 3WAY TUWV2242L (UL) | Ea |  | 1 Year | 981 | 4.5% | 936.855
1098 | APC | 0H-1411 | REFRIG (J)R410A+VPR 3WAY TUWV2542L (UL) | Ea |  | 1 Year | 981 | 4.5% | 936.855
1099 | APC | 0H-1412 | REFRIG (J)R410A+VPR 3WAY TUWV2842L (UL) | Ea |  | 1 Year | 981 | 4.5% | 936.855
1100 | APC | 0H-1413 | REFRIG (J)R410A+VPR 3WAY TDDV2242L (UL) | Ea |  | 1 Year | 981 | 4.5% | 936.855
1101 | APC | 0H-1414 | REFRIG (J)R410A+VPR 3WAY TDDV2542L (UL) | Ea |  | 1 Year | 981 | 4.5% | 936.855
1102 | APC | 0H-1415 | REFRIG (J)R410A+VPR 3WAY TDDV2842L (UL) | Ea |  | 1 Year | 981 | 4.5% | 936.855
1103 | APC | 0H-1416 | REFRIG (J)R410A+VPR 3WAY TUDV2242L (UL) | Ea |  | 1 Year | 981 | 4.5% | 936.855
1104 | APC | 0H-1417 | REFRIG (J)R410A+VPR 3WAY TUDV2542L (UL) | Ea |  | 1 Year | 801 | 4.5% | 764.955
1105 | APC | 0H-1419 | COOL&HUM(D) D TD.(V)2242-2542L (UL) | Ea |  | 1 Year | 2730 | 4.5% | 2607.15
1106 | APC | 0H-1420 | COOL&HUM(D) D TD.(V)2842-3342L (UL) | Ea |  | 1 Year | 2730 | 4.5% | 2607.15
1107 | APC | 0H-1421 | COOL&HUM(D) D TU.(V)2842-3342L (UL) | Ea |  | 1 Year | 153 | 4.5% | 146.115
1108 | APC | 0H-1422 | COOL&DEHUM(U) U TD/TU.(V)2842-3342L (UL) | Ea |  | 1 Year | 42610 | 4.5% | 40692.55
1109 | APC | 0H-1423 | ASSY COMMON TDAV2242L 575V 60Hz UL | Ea |  | 1 Year | 43825 | 4.5% | 41852.875
1110 | APC | 0H-1424 | ASSY COMMON TDAV2542L 575V 60Hz UL | Ea |  | 1 Year | 45605 | 4.5% | 43552.775
1111 | APC | 0H-1425 | ASSY COMMON TDAV3342L 575V 60Hz UL | Ea |  | 1 Year | 42610 | 4.5% | 40692.55
1112 | APC | 0H-1426 | ASSY COMMON TUAV2242L 575V 60Hz UL | Ea |  | 1 Year | 43825 | 4.5% | 41852.875
1113 | APC | 0H-1427 | ASSY COMMON TUAV2542L 575V 60Hz UL | Ea |  | 1 Year | 45605 | 4.5% | 43552.775
1114 | APC | 0H-1428 | ASSY COMMON TUAV3342L 575V 60Hz UL | Ea |  | 1 Year | 47610 | 4.5% | 45467.55
1115 | APC | 0H-1429 | ASSY COMMON TDTV2242L 575V 60Hz UL | Ea |  | 1 Year | 48610 | 4.5% | 46422.55
1116 | APC | 0H-1430 | ASSY COMMON TDTV2542L 575V 60Hz UL | Ea |  | 1 Year | 49610 | 4.5% | 47377.55
1117 | APC | 0H-1431 | ASSY COMMON TDTV2842L 575V 60Hz UL | Ea |  | 1 Year | 47610 | 4.5% | 45467.55
1118 | APC | 0H-1432 | ASSY COMMON TUTV2242L 575V 60Hz UL | Ea |  | 1 Year | 48610 | 4.5% | 46422.55
1119 | APC | 0H-1433 | ASSY COMMON TUTV2542L 575V 60Hz UL | Ea |  | 1 Year | 49610 | 4.5% | 47377.55
1120 | APC | 0H-1434 | ASSY COMMON TUTV2842L 575V 60Hz UL | Ea |  | 1 Year | 44610 | 4.5% | 42602.55
1121 | APC | 0H-1435 | ASSY COMMON TDWV2242L 575V 60Hz UL | Ea |  | 1 Year | 45605 | 4.5% | 43552.775
1122 | APC | 0H-1436 | ASSY COMMON TDWV2542L 575V 60Hz UL | Ea |  | 1 Year | 47610 | 4.5% | 45467.55
1123 | APC | 0H-1437 | ASSY COMMON TDWV2842L 575V 60Hz UL | Ea |  | 1 Year | 44610 | 4.5% | 42602.55
1124 | APC | 0H-1438 | ASSY COMMON TUWV2242L 575V 60Hz UL | Ea |  | 1 Year | 45605 | 4.5% | 43552.775
1125 | APC | 0H-1439 | ASSY COMMON TUWV2542L 575V 60Hz UL | Ea |  | 1 Year | 47610 | 4.5% | 45467.55
1126 | APC | 0H-1440 | ASSY COMMON TUWV2842L 575V 60Hz UL | Ea |  | 1 Year | 46110 | 4.5% | 44035.05
1127 | APC | 0H-1441 | ASSY COMMON TDEV2242L 575V 60Hz UL | Ea |  | 1 Year | 46610 | 4.5% | 44512.55
1128 | APC | 0H-1442 | ASSY COMMON TDEV2542L 575V 60Hz UL | Ea |  | 1 Year | 47610 | 4.5% | 45467.55
1129 | APC | 0H-1443 | ASSY COMMON TDEV2842L 575V 60Hz UL | Ea |  | 1 Year | 46610 | 4.5% | 44512.55
1130 | APC | 0H-1444 | ASSY COMMON TUEV2542L 575V 60Hz UL | Ea |  | 1 Year | 47610 | 4.5% | 45467.55
1131 | APC | 0H-1445 | ASSY COMMON TUEV2842L 575V 60Hz UL | Ea |  | 1 Year | 47110 | 4.5% | 44990.05
1132 | APC | 0H-1446 | ASSY COMMON TDDV2242L 575V 60Hz UL | Ea |  | 1 Year | 48105 | 4.5% | 45940.275
1133 | APC | 0H-1447 | ASSY COMMON TDDV2542L 575V 60Hz UL | Ea |  | 1 Year | 49110 | 4.5% | 46900.05
1134 | APC | 0H-1448 | ASSY COMMON TDDV2842L 575V 60Hz UL | Ea |  | 1 Year | 47110 | 4.5% | 44990.05
1135 | APC | 0H-1449 | ASSY COMMON TUDV2242L 575V 60Hz UL | Ea |  | 1 Year | 48105 | 4.5% | 45940.275
1136 | APC | 0H-1450 | ASSY COMMON TUDV2542L 575V 60Hz UL | Ea |  | 1 Year | 49110 | 4.5% | 46900.05
1137 | APC | 0H-1451 | ASSY COMMON TUDV2842L 575V 60Hz UL | Ea |  | 1 Year | 180 | 4.5% | 171.9
1138 | APC | 0H-1453 | SCCR ENHANCED TU F3 230V (D) UNIFLAIR LE | Ea |  | 1 Year | 180 | 4.5% | 171.9
1139 | APC | 0H-1455 | SCCR ENHANCED TD F3 230V (D) UNIFLAIR LE | Ea |  | 1 Year | 186 | 4.5% | 177.63
1140 | APC | 0H-1457 | SCCR ENHANCED F4-F6 G-L_F4 D UNIFLAIR LE | Ea |  | 1 Year | 186 | 4.5% | 177.63
1141 | APC | 0H-1459 | SCCR ENHANCED F5-F6 230V (D) UNIFLAIR LE | Ea |  | 1 Year | 180 | 4.5% | 171.9
1142 | APC | 0H-1460 | SCCR ENHANCED F7 D & ELECTRIC HEAT UF LE | Ea |  | 1 Year | 186 | 4.5% | 177.63
1143 | APC | 0H-1463 | SCCR ENHANCED TU F3 (G-L) UNIFLAIR LE | Ea |  | 1 Year | 186 | 4.5% | 177.63
1144 | APC | 0H-1464 | SCCR ENHANCED TD F3 (G-L) UNIFLAIR LE | Ea |  | 1 Year | 186 | 4.5% | 177.63
1145 | APC | 0H-1467 | SCCR ENHANCED F7 460-575V (G-L) UF LE | Ea |  | 1 Year | 52950 | 4.5% | 50567.25
1146 | APC | 0L1108 | MANUAL 80KW- HARDCOPY TYPE B PSX | Ea |  | 1 Year | 111 | 4.5% | 106.005
1147 | APC | 0L1374 | LIT KIT CM 3-5KW (1.0-1.5T) | Ea |  | 1 Year | 31 | 4.5% | 29.605
1148 | APC | 0L1375 | LIT KIT CM 3-5KW 1.0-1.5T CM-CW ONLY | Ea |  | 1 Year | 31 | 4.5% | 29.605
1149 | APC | 0L1878 | LIT KIT CAT GALAXY 5000 ENGLISH | Ea |  | 1 Year | 2955 | 4.5% | 2822.025
1150 | APC | 0M-0182-005 | CORDSET #12 5WIRE W/L21-20 5 FOOT | Ea |  | 1 Year | 114 | 4.5% | 108.87
1151 | APC | 0M-0182-007 | CORDSET #12 5WIRE W/L21-20 7FOOT | Ea |  | 1 Year | 118 | 4.5% | 112.69
1152 | APC | 0M-0182-009 | CORDSET #12 5WIRE W/L21-20 9FOOT | Ea |  | 1 Year | 124 | 4.5% | 118.42
1153 | APC | 0M-0182-011 | CORDSET #12 5WIRE W/L21-20 11FOOT | Ea |  | 1 Year | 127 | 4.5% | 121.285
1154 | APC | 0M-0182-013 | CORDSET #12 5WIRE W/L21-20 13FOOT | Ea |  | 1 Year | 131 | 4.5% | 125.105
1155 | APC | 0M-0182-015 | CORDSET #12 5WIRE W/L21-20 15FOOT | Ea |  | 1 Year | 135 | 4.5% | 128.925
1156 | APC | 0M-0182-017 | CORDSET #12 5WIRE W/L21-20 17FOOT | Ea |  | 1 Year | 138 | 4.5% | 131.79
1157 | APC | 0M-0182-019 | CORDSET #12 5WIRE W/L21-20 19FOOT | Ea |  | 1 Year | 144 | 4.5% | 137.52
1158 | APC | 0M-0182-021 | CORDSET #12 5WIRE W/L21-20 21FOOT | Ea |  | 1 Year | 147 | 4.5% | 140.385
1159 | APC | 0M-0182-023 | CORDSET #12 5WIRE W/L21-20 23FOOT | Ea |  | 1 Year | 151 | 4.5% | 144.205
1160 | APC | 0M-0182-025 | CORDSET #12 5WIRE W/L21-20 25FOOT | Ea |  | 1 Year | 155 | 4.5% | 148.025
1161 | APC | 0M-0182-027 | CORDSET #12 5WIRE W/L21-20 27FOOT | Ea |  | 1 Year | 160 | 4.5% | 152.8
1162 | APC | 0M-0182-029 | CORDSET #12 5WIRE W/L21-20 29FOOT | Ea |  | 1 Year | 164 | 4.5% | 156.62
1163 | APC | 0M-0182-031 | CORDSET #12 5WIRE W/L21-20 31FOOT | Ea |  | 1 Year | 168 | 4.5% | 160.44
1164 | APC | 0M-0182-033 | CORDSET #12 5WIRE W/L21-20 33FOOT | Ea |  | 1 Year | 173 | 4.5% | 165.215
1165 | APC | 0M-0182-035 | CORDSET #12 5WIRE W/L21-20 35FOOT | Ea |  | 1 Year | 177 | 4.5% | 169.035
1166 | APC | 0M-0182-037 | CORDSET #12 5WIRE W/L21-20 37FOOT | Ea |  | 1 Year | 180 | 4.5% | 171.9
1167 | APC | 0M-0182-039 | CORDSET #12 5WIRE W/L21-20 39FOOT | Ea |  | 1 Year | 186 | 4.5% | 177.63
1168 | APC | 0M-0182-041 | CORDSET #12 5WIRE W/L21-20 41FOOT | Ea |  | 1 Year | 190 | 4.5% | 181.45
1169 | APC | 0M-0182-043 | CORDSET #12 5WIRE W/L21-20 43FOOT | Ea |  | 1 Year | 193 | 4.5% | 184.315
1170 | APC | 0M-0182-045 | CORDSET #12 5WIRE W/L21-20 45FOOT | Ea |  | 1 Year | 197 | 4.5% | 188.135
1171 | APC | 0M-0182-047 | CORDSET #12 5WIRE W/L21-20 47FOOT | Ea |  | 1 Year | 202 | 4.5% | 192.91
1172 | APC | 0M-0182-049 | CORDSET #12 5WIRE W/L21-20 49FOOT | Ea |  | 1 Year | 206 | 4.5% | 196.73
1173 | APC | 0M-0182-051 | CORDSET #12 5WIRE W/L21-20 51FOOT | Ea |  | 1 Year | 210 | 4.5% | 200.55
1174 | APC | 0M-0182-053 | CORDSET #12 5WIRE W/L21-20 53FOOT | Ea |  | 1 Year | 213 | 4.5% | 203.415
1175 | APC | 0M-0182-055 | CORDSET #12 5WIRE W/L21-20 55FOOT | Ea |  | 1 Year | 217 | 4.5% | 207.235
1176 | APC | 0M-0182-057 | CORDSET #12 5WIRE W/L21-20 57FOOT | Ea |  | 1 Year | 221 | 4.5% | 211.055
1177 | APC | 0M-0182-059 | CORDSET #12 5WIRE W/L21-20 59FOOT | Ea |  | 1 Year | 169 | 4.5% | 161.395
1178 | APC | 0M-0182-061 | CORDSET #12 5WIRE W/L21-20 61FOOT | Ea |  | 1 Year | 175 | 4.5% | 167.125
1179 | APC | 0M-0182-063 | CORDSET #12 5WIRE W/L21-20 63FOOT | Ea |  | 1 Year | 335 | 4.5% | 319.925
1180 | APC | 0M-0211-061 | CORDSET #10 5WIRE W/L21-20 61 FOOT | Ea |  | 1 Year | 340 | 4.5% | 324.7
1181 | APC | 0M-0211-063 | CORDSET #10 5WIRE W/L21-20 63 FOOT | Ea |  | 1 Year | 348 | 4.5% | 332.34
1182 | APC | 0M-0211-065 | CORDSET #10 5WIRE W/L21-20 65 FOOT | Ea |  | 1 Year | 355 | 4.5% | 339.025
1183 | APC | 0M-0211-067 | CORDSET #10 5WIRE W/L21-20 67FOOT | Ea |  | 1 Year | 364 | 4.5% | 347.62
1184 | APC | 0M-0211-069 | CORDSET #10 5WIRE W/L21-20 69FOOT | Ea |  | 1 Year | 371 | 4.5% | 354.305
1185 | APC | 0M-0211-071 | CORDSET #10 5WIRE W/L21-20 71FOOT | Ea |  | 1 Year | 379 | 4.5% | 361.945
1186 | APC | 0M-0211-073 | CORDSET #10 5WIRE W/L21-20 73FOOT | Ea |  | 1 Year | 386 | 4.5% | 368.63
1187 | APC | 0M-0211-075 | CORDSET #10 5WIRE W/L21-20 75FOOT | Ea |  | 1 Year | 1895 | 4.5% | 1809.725
1188 | APC | 0M-0213-005 | CORDSET 2.5MM 3W IEC309R 1.5M | Ea |  | 1 Year | 1210 | 4.5% | 1155.55
1189 | APC | 0M-0213-007 | CORDSET 2.5MM 3W IEC309R 2.1M | Ea |  | 1 Year | 138 | 4.5% | 131.79
1190 | APC | 0M-0213-009 | CORDSET 2.5MM 3W IEC309R 2.7M | Ea |  | 1 Year | 162 | 4.5% | 154.71
1191 | APC | 0M-0213-031 | CORDSET 2.5MM 3W IEC309R 9.4M | Ea |  | 1 Year | 1065 | 4.5% | 1017.075
1192 | APC | 0M-0217 | BRANCH CURRENT MONITORING 21 POLE | Ea |  | 1 Year | 44 | 4.5% | 42.02
1193 | APC | 0M-0218 | S/A BLANK PNL 1P CKTBRK NAM PSX-PDU | Ea |  | 1 Year | 67 | 4.5% | 63.985
1194 | APC | 0M-0219 | ASSY CKT BRKR TESTED 20A 2POLE | Ea |  | 1 Year | 881 | 4.5% | 841.355
1195 | APC | 0M-0303 | 0M-ALGF0734A1P L GROUP1 (03 AI) | Ea |  | 1 Year | 180 | 4.5% | 171.9
1196 | APC | 0M-0304 | 0M-ALGF0814A1P L GROUP1 (03 AJ) | Ea |  | 1 Year | 801 | 4.5% | 764.955
1197 | APC | 0M-0305 | 0M-ALGF0694A1P L GROUP1 (03 AH) | Ea |  | 1 Year | 801 | 4.5% | 764.955
1198 | APC | 0M-0306 | 0M-ALGF0735A1P L GROUP1 (03 AI) | Ea |  | 1 Year | 180 | 4.5% | 171.9
1199 | APC | 0M-0307 | 0M-ALGF0695A1P L GROUP1 (03 AH) | Ea |  | 1 Year | 801 | 4.5% | 764.955
1200 | APC | 0M-0309 | 0M-ALGF0815A1P L GROUP1 (03 AJ) | Ea |  | 1 Year | 180 | 4.5% | 171.9
1201 | APC | 0M-0313 | FILTER (B)MERV13 TD\TU.D-E-T1422.1822 UL | Ea |  | 1 Year | 1810 | 4.5% | 1728.55
1202 | APC | 0M-0977 | ASSY CB 3PH 480V ABB T1 15A | Ea |  | 1 Year | 144 | 4.5% | 137.52
1203 | APC | 0M-101284 | HDCV5200L 575V/60HZ ETL COMMON ASSY | Ea |  | 1 Year | 51300 | 4.5% | 48991.5
1204 | APC | 0M-101285 | HDCV5200G 460V/60HZ ETL COMMON ASSY | Ea |  | 1 Year | 190 | 4.5% | 181.45
1205 | APC | 0M-11500 | 0M-ALF10607X1P GROUP1 (01AC) | Ea |  | 1 Year | 294 | 4.5% | 280.77
1206 | APC | 0M-11501 | 0M-ALCA0962X1P GROUP1 (13AC) | Ea |  | 1 Year | 180 | 4.5% | 171.9
1207 | APC | 0M-11505 | 0M-ALCA0957X1P GROUP1 (13AC) | Ea |  | 1 Year | 180 | 4.5% | 171.9
1208 | APC | 0M-11508 | 0M-ALF10617X1P GROUP1 (01A3) | Ea |  | 1 Year | 270 | 4.5% | 257.85
1209 | APC | 0M-11509 | 0M-ALCA0967X1P GROUP1 (13AC) | Ea |  | 1 Year | 180 | 4.5% | 171.9
1210 | APC | 0M-11514 | 0M-ALVL0442X1P GROUP1 (04A2) | Ea |  | 1 Year | 180 | 4.5% | 171.9
1211 | APC | 0M-11516 | 0M-ALVL0450X1P GROUP1 (04A3) | Ea |  | 1 Year | 2340 | 4.5% | 2234.7
1212 | APC | 0M-11518 | 0M-ALF10608X1P GROUP1 (01A1) | Ea |  | 1 Year | 386 | 4.5% | 368.63
1213 | APC | 0M-11519 | 0M-ALCA0963X1P GROUP1 (13AC) | Ea |  | 1 Year | 180 | 4.5% | 171.9
1214 | APC | 0M-11523 | 0M-ALCA0958X1P GROUP1 (13AC) | Ea |  | 1 Year | 180 | 4.5% | 171.9
1215 | APC | 0M-11526 | 0M-ALF10618X1P GROUP1 (01A3) | Ea |  | 1 Year | 270 | 4.5% | 257.85
1216 | APC | 0M-11527 | 0M-ALCA0968X1P GROUP1 (13AC) | Ea |  | 1 Year | 180 | 4.5% | 171.9
1217 | APC | 0M-11532 | 0M-ALVL0447X1P GROUP1 (04A2) | Ea |  | 1 Year | 180 | 4.5% | 171.9
1218 | APC | 0M-11534 | 0M-ALVL0455X1P GROUP1 (04A3) | Ea |  | 1 Year | 2830 | 4.5% | 2702.65
1219 | APC | 0M-11536 | 0M-ALF10609X1P GROUP1 (01A1) | Ea |  | 1 Year | 450 | 4.5% | 429.75
1220 | APC | 0M-11537 | 0M-ALCA0964X1P GROUP1 (13AC) | Ea |  | 1 Year | 180 | 4.5% | 171.9
1221 | APC | 0M-11541 | 0M-ALCA0959X1P GROUP1 (13AC) | Ea |  | 1 Year | 180 | 4.5% | 171.9
1222 | APC | 0M-11546 | 0M-ALVL0416X1P GROUP1 (04AD) | Ea |  | 1 Year | 2685 | 4.5% | 2564.175
1223 | APC | 0M-11552 | 0M-ALAD0678X1P GROUP1 (10 A2) | Ea |  | 1 Year | 180 | 4.5% | 171.9
1224 | APC | 0M-11554 | 0M-ALCA0973X1P GROUP1 (13AC) | Ea |  | 1 Year | 863 | 4.5% | 824.165
1225 | APC | 0M-11559 | 0M-ALVL0385X1P GROUP1 (04AD) | Ea |  | 1 Year | 2360 | 4.5% | 2253.8
1226 | APC | 0M-11561 | 0M-ALVL0395X1P GROUP1 (04AU) | Ea |  | 1 Year | 180 | 4.5% | 171.9
1227 | APC | 0M-11563 | 0M-ALCA0953X1P GROUP1 (13AC) | Ea |  | 1 Year | 180 | 4.5% | 171.9
1228 | APC | 0M-11568 | 0M-ALVL0386X1P GROUP1 (04AD) | Ea |  | 1 Year | 2685 | 4.5% | 2564.175
1229 | APC | 0M-11570 | 0M-ALVL0396X1P GROUP1 (04AU) | Ea |  | 1 Year | 180 | 4.5% | 171.9
1230 | APC | 0M-11572 | 0M-ALCA0954X1P GROUP1 (13AC) | Ea |  | 1 Year | 180 | 4.5% | 171.9
1231 | APC | 0M-11577 | 0M-ALVL0391X1P GROUP1 (04AD) | Ea |  | 1 Year | 5150 | 4.5% | 4918.25
1232 | APC | 0M-11579 | 0M-ALVL0401X1P GROUP1 (04AU) | Ea |  | 1 Year | 180 | 4.5% | 171.9
1233 | APC | 0M-11581 | 0M-ALAD0674X1P GROUP1 (10 A2) | Ea |  | 1 Year | 180 | 4.5% | 171.9
1234 | APC | 0M-11583 | 0M-ALCA0969X1P GROUP1 (13AC) | Ea |  | 1 Year | 837 | 4.5% | 799.335
1235 | APC | 0M-11586 | 0M-ALAD0675X1P GROUP1 (10 A2) | Ea |  | 1 Year | 180 | 4.5% | 171.9
1236 | APC | 0M-11588 | 0M-ALCA0970X1P GROUP1 (13AC) | Ea |  | 1 Year | 846 | 4.5% | 807.93
1237 | APC | 0M-11591 | 0M-ALAD0676X1P GROUP1 (10 A2) | Ea |  | 1 Year | 180 | 4.5% | 171.9
1238 | APC | 0M-11595 | 0M-ALVL0421X1P GROUP1 (04AD) | Ea |  | 1 Year | 1980 | 4.5% | 1890.9
1239 | APC | 0M-11597 | 0M-ALCA0971X1P GROUP1 (13AC) | Ea |  | 1 Year | 1100 | 4.5% | 1050.5
1240 | APC | 0M-11600 | 0M-ALAD0677X1P GROUP1 (10 A2) | Ea |  | 1 Year | 180 | 4.5% | 171.9
1241 | APC | 0M-11602 | 0M-ALCA0972X1P GROUP1 (13AC) | Ea |  | 1 Year | 130 | 4.5% | 124.15
1242 | APC | 0M-11608 | 0M-ALVL0446X1P GROUP1 (04A2) | Ea |  | 1 Year | 180 | 4.5% | 171.9
1243 | APC | 0M-11610 | 0M-ALVL0454X1P GROUP1 (04A3) | Ea |  | 1 Year | 2790 | 4.5% | 2664.45
1244 | APC | 0M-11614 | 0M-ALVL0443X1P GROUP1 (04A2) | Ea |  | 1 Year | 180 | 4.5% | 171.9
1245 | APC | 0M-11616 | 0M-ALVL0451X1P GROUP1 (04A3) | Ea |  | 1 Year | 2360 | 4.5% | 2253.8
1246 | APC | 0M-11627 | 0M-ALF10636X1P GROUP1 (01 A 1) | Ea |  | 1 Year | 180 | 4.5% | 171.9
1247 | APC | 0M-11628 | 0M-ALCA0979X1P GROUP1 (13 A C) | Ea |  | 1 Year | 180 | 4.5% | 171.9
1248 | APC | 0M-11632 | 0M-ALCA0974X1P GROUP1 (13 A C) | Ea |  | 1 Year | 180 | 4.5% | 171.9
1249 | APC | 0M-11635 | 0M-ALF10646X1P GROUP1 (01 A 3) | Ea |  | 1 Year | 180 | 4.5% | 171.9
1250 | APC | 0M-11636 | 0M-ALCA0984X1P GROUP1 (13 A C) | Ea |  | 1 Year | 252 | 4.5% | 240.66
1251 | APC | 0M-11683 | 0M-ALF10637X1P GROUP1 (01 A 1) | Ea |  | 1 Year | 180 | 4.5% | 171.9
1252 | APC | 0M-11684 | 0M-ALCA0980X1P GROUP1 (13 A C) | Ea |  | 1 Year | 180 | 4.5% | 171.9
1253 | APC | 0M-11688 | 0M-ALCA0975X1P GROUP1 (13 A C) | Ea |  | 1 Year | 243 | 4.5% | 232.065
1254 | APC | 0M-11691 | 0M-ALF10647X1P GROUP1 (01 A 3) | Ea |  | 1 Year | 180 | 4.5% | 171.9
1255 | APC | 0M-11692 | 0M-ALCA0985X1P GROUP1 (13 A C) | Ea |  | 1 Year | 259 | 4.5% | 247.345
1256 | APC | 0M-11703 | 0M-ALF10638X1P GROUP1 (01 A 1) | Ea |  | 1 Year | 180 | 4.5% | 171.9
1257 | APC | 0M-11704 | 0M-ALCA0981X1P GROUP1 (13 A C) | Ea |  | 1 Year | 180 | 4.5% | 171.9
1258 | APC | 0M-11708 | 0M-ALCA0976X1P GROUP1 (13 A C) | Ea |  | 1 Year | 207 | 4.5% | 197.685
1259 | APC | 0M-11711 | 0M-ALF10648X1P GROUP1 (01 A 3) | Ea |  | 1 Year | 180 | 4.5% | 171.9
1260 | APC | 0M-11712 | 0M-ALCA0986X1P GROUP1 (13 A C) | Ea |  | 1 Year | 423 | 4.5% | 403.965
1261 | APC | 0M-11715 | 0M-ALF10639X1P GROUP1 (01 A 1) | Ea |  | 1 Year | 180 | 4.5% | 171.9
1262 | APC | 0M-11716 | 0M-ALCA0982X1P GROUP1 (13 A C) | Ea |  | 1 Year | 180 | 4.5% | 171.9
1263 | APC | 0M-11720 | 0M-ALCA0977X1P GROUP1 (13 A C) | Ea |  | 1 Year | 594 | 4.5% | 567.27
1264 | APC | 0M-11723 | 0M-ALF10649X1P GROUP1 (01 A 3) | Ea |  | 1 Year | 180 | 4.5% | 171.9
1265 | APC | 0M-11724 | 0M-ALCA0987X1P GROUP1 (13 A C) | Ea |  | 1 Year | 126 | 4.5% | 120.33
1266 | APC | 0M-11727 | 0M-ALF10650X1P GROUP1 (01 A 1) | Ea |  | 1 Year | 180 | 4.5% | 171.9
1267 | APC | 0M-11729 | 0M-ALVA1019A1P GROUP 1 (03 AB) | Ea |  | 1 Year | 873 | 4.5% | 833.715
1268 | APC | 0M-11730 | 0M-ALVA1025A1P GROUP 1 (03 AC) | Ea |  | 1 Year | 900 | 4.5% | 859.5
1269 | APC | 0M-11732 | 0M-ALAD0653X1P GROUP1 (10A2) | Ea |  | 1 Year | 927 | 4.5% | 885.285
1270 | APC | 0M-11735 | 0M-ALF10658X1P GROUP1 (01 A 3) | Ea |  | 1 Year | 252 | 4.5% | 240.66
1271 | APC | 0M-11736 | 0M-ALAD0654X1P GROUP1 (10A2) | Ea |  | 1 Year | 990 | 4.5% | 945.45
1272 | APC | 0M-11771 | 0M-ALF10651X1P GROUP1 (01 A 1) | Ea |  | 1 Year | 243 | 4.5% | 232.065
1273 | APC | 0M-11773 | 0M-ALF10659X1P GROUP1 (01 A 3) | Ea |  | 1 Year | 818 | 4.5% | 781.19
1274 | APC | 0M-11896 | 0M-ALGF0684A1P GROUP1 (03 AH) | Ea |  | 1 Year | 801 | 4.5% | 764.955
1275 | APC | 0M-11898 | 0M-ALGF0724A1P GROUP1 (03 AI) | Ea |  | 1 Year | 180 | 4.5% | 171.9
1276 | APC | 0M-11900 | 0M-ALGF0804A1P GROUP1 (03 AJ) | Ea |  | 1 Year | 801 | 4.5% | 764.955
1277 | APC | 0M-11902 | 0M-ALRD0596A1P GROUP1 (09 AE) | Ea |  | 1 Year | 774 | 4.5% | 739.17
1278 | APC | 0M-11905 | 0M-ALRD0598A1P GROUP1 (09 AF) | Ea |  | 1 Year | 774 | 4.5% | 739.17
1279 | APC | 0M-11910 | 0M-ALGF0734A1P GROUP1 (03 AI) | Ea |  | 1 Year | 180 | 4.5% | 171.9
1280 | APC | 0M-11914 | 0M-ALGF0685A1P GROUP1 (03 AH) | Ea |  | 1 Year | 801 | 4.5% | 764.955
1281 | APC | 0M-11916 | 0M-ALGF0725A1P GROUP1 (03 AI) | Ea |  | 1 Year | 180 | 4.5% | 171.9
1282 | APC | 0M-11918 | 0M-ALGF0805A1P GROUP1 (03 AJ) | Ea |  | 1 Year | 801 | 4.5% | 764.955
1283 | APC | 0M-11920 | 0M-ALRD0597A1P GROUP1 (09 AE) | Ea |  | 1 Year | 774 | 4.5% | 739.17
1284 | APC | 0M-11923 | 0M-ALRD0599A1P GROUP1 (09 AF) | Ea |  | 1 Year | 774 | 4.5% | 739.17
1285 | APC | 0M-11964 | 0M-ALVA1020X1P GROUP 1 (03 AB) | Ea |  | 1 Year | 1120 | 4.5% | 1069.6
1286 | APC | 0M-11968 | 0M-ALVA1026X1P GROUP 1 (03 AC) | Ea |  | 1 Year | 1120 | 4.5% | 1069.6
1287 | APC | 0M-11975 | 0M-ALVA1021X1P GROUP 1 (03 AB) | Ea |  | 1 Year | 1380 | 4.5% | 1317.9
1288 | APC | 0M-11981 | 0M-ALVA1027X1P GROUP 3 (03 AC 01 A2) | Ea |  | 1 Year | 1340 | 4.5% | 1279.7
1289 | APC | 0M-11986 | 0M-ALRD0620A1P GROUP2 (09 AE 03 AG) | Ea |  | 1 Year | 918 | 4.5% | 876.69
1290 | APC | 0M-11988 | 0M-ALRD0621A1P GROUP1 (09 AF) | Ea |  | 1 Year | 918 | 4.5% | 876.69
1291 | APC | 0M-11993 | 0M-ALGF0728A1P GROUP1 (03 AI) | Ea |  | 1 Year | 324 | 4.5% | 309.42
1292 | APC | 0M-11995 | 0M-ALRD0628A1P GROUP1 (09 AE) | Ea |  | 1 Year | 846 | 4.5% | 807.93
1293 | APC | 0M-11998 | 0M-ALRD0631A1P GROUP1 (09 AF) | Ea |  | 1 Year | 846 | 4.5% | 807.93
1294 | APC | 0M-12090 | H.GAS REHT(E)TD.AT0921 L (U-D) R410A(UL) | Ea |  | 1 Year | 837 | 4.5% | 799.335
1295 | APC | 0M-12091 | H.GAS REHT(E)TD.AT1121 L (U-D) R410A(UL) | Ea |  | 1 Year | 801 | 4.5% | 764.955
1296 | APC | 0M-12203 | 0M-ALGF0738A1P GROUP1 (03 AI) | Ea |  | 1 Year | 324 | 4.5% | 309.42
1297 | APC | 0M-12207 | 0M-ALGF0729A1P GROUP1 (03 AI) | Ea |  | 1 Year | 324 | 4.5% | 309.42
1298 | APC | 0M-12209 | 0M-ALRD0629A1P GROUP1 (09 AE) | Ea |  | 1 Year | 846 | 4.5% | 807.93
1299 | APC | 0M-12212 | 0M-ALRD0632A1P GROUP1 (09 AF) | Ea |  | 1 Year | 846 | 4.5% | 807.93
1300 | APC | 0M-12217 | 0M-ALGF0739A1P GROUP1 (03 AI) | Ea |  | 1 Year | 324 | 4.5% | 309.42
1301 | APC | 0M-12221 | 0M-ALGF0730A1P GROUP1 (03 AI) | Ea |  | 1 Year | 324 | 4.5% | 309.42
1302 | APC | 0M-12223 | 0M-ALRD0630A1P GROUP1 (09 AE) | Ea |  | 1 Year | 846 | 4.5% | 807.93
1303 | APC | 0M-12226 | 0M-ALRD0633A1P GROUP1 (09 AF) | Ea |  | 1 Year | 846 | 4.5% | 807.93
1304 | APC | 0M-12231 | 0M-ALGF0740A1P GROUP1 (03 AI) | Ea |  | 1 Year | 324 | 4.5% | 309.42
1305 | APC | 0M-12235 | 0M-ALGF0524A1P GROUP1 (03 AH) | Ea |  | 1 Year | 801 | 4.5% | 764.955
1306 | APC | 0M-12237 | 0M-ALGF0564A1P GROUP1 (03 AI) | Ea |  | 1 Year | 180 | 4.5% | 171.9
1307 | APC | 0M-12239 | 0M-ALGF0764A1P GROUP1 (03 AJ) | Ea |  | 1 Year | 801 | 4.5% | 764.955
1308 | APC | 0M-12243 | 0M-ALGF0534A1P GROUP1 (03 AH) | Ea |  | 1 Year | 801 | 4.5% | 764.955
1309 | APC | 0M-12245 | 0M-ALGF0574A1P GROUP1 (03 AI) | Ea |  | 1 Year | 180 | 4.5% | 171.9
1310 | APC | 0M-12247 | 0M-ALGF0774A1P GROUP1 (03 AJ) | Ea |  | 1 Year | 826 | 4.5% | 788.83
1311 | APC | 0M-12251 | 0M-ALGF0525A1P GROUP1 (03 AH) | Ea |  | 1 Year | 801 | 4.5% | 764.955
1312 | APC | 0M-12253 | 0M-ALGF0565A1P GROUP1 (03 AI) | Ea |  | 1 Year | 180 | 4.5% | 171.9
1313 | APC | 0M-12255 | 0M-ALGF0765A1P GROUP1 (03 AJ) | Ea |  | 1 Year | 801 | 4.5% | 764.955
1314 | APC | 0M-12259 | 0M-ALGF0535A1P GROUP1 (03 AH) | Ea |  | 1 Year | 801 | 4.5% | 764.955
1315 | APC | 0M-12261 | 0M-ALGF0575A1P GROUP1 (03 AI) | Ea |  | 1 Year | 180 | 4.5% | 171.9
1316 | APC | 0M-12263 | 0M-ALGF0775A1P GROUP1 (03 AJ) | Ea |  | 1 Year | 801 | 4.5% | 764.955
1317 | APC | 0M-12267 | 0M-ALGF0526A1P GROUP1 (03 AH) | Ea |  | 1 Year | 1470 | 4.5% | 1403.85
1318 | APC | 0M-12269 | 0M-ALGF0566A1P GROUP1 (03 AI) | Ea |  | 1 Year | 180 | 4.5% | 171.9
1319 | APC | 0M-12271 | 0M-ALGF0766A1P GROUP1 (03 AJ) | Ea |  | 1 Year | 1470 | 4.5% | 1403.85
1320 | APC | 0M-12275 | 0M-ALGF0536A1P GROUP1 (03 AH) | Ea |  | 1 Year | 1470 | 4.5% | 1403.85
1321 | APC | 0M-12277 | 0M-ALGF0576A1P GROUP1 (03 AI) | Ea |  | 1 Year | 186 | 4.5% | 177.63
1322 | APC | 0M-12279 | 0M-ALGF0776A1P GROUP1 (03 AJ) | Ea |  | 1 Year | 1470 | 4.5% | 1403.85
1323 | APC | 0M-12283 | 0M-ALGF0527A1P GROUP1 (03 AH) | Ea |  | 1 Year | 1640 | 4.5% | 1566.2
1324 | APC | 0M-12285 | 0M-ALGF0567A1P GROUP1 (03 AI) | Ea |  | 1 Year | 243 | 4.5% | 232.065
1325 | APC | 0M-12287 | 0M-ALGF0767A1P GROUP1 (03 AJ) | Ea |  | 1 Year | 1640 | 4.5% | 1566.2
1326 | APC | 0M-12291 | 0M-ALGF0537A1P GROUP1 (03 AH) | Ea |  | 1 Year | 1690 | 4.5% | 1613.95
1327 | APC | 0M-12293 | 0M-ALGF0577A1P GROUP1 (03 AI) | Ea |  | 1 Year | 243 | 4.5% | 232.065
1328 | APC | 0M-12295 | 0M-ALGF0777A1P GROUP1 (03 AJ) | Ea |  | 1 Year | 1640 | 4.5% | 1566.2
1329 | APC | 0M-12299 | 0M-ALGF0687A1P GROUP1 (03 AH) | Ea |  | 1 Year | 1640 | 4.5% | 1566.2
1330 | APC | 0M-12301 | 0M-ALGF0727A1P GROUP1 (03 AI) | Ea |  | 1 Year | 243 | 4.5% | 232.065
1331 | APC | 0M-12303 | 0M-ALGF0807A1P GROUP1 (03 AJ) | Ea |  | 1 Year | 1640 | 4.5% | 1566.2
1332 | APC | 0M-12307 | 0M-ALGF0528A1P GROUP1 (03 AH) | Ea |  | 1 Year | 1640 | 4.5% | 1566.2
1333 | APC | 0M-12309 | 0M-ALGF0568A1P GROUP1 (03 AI) | Ea |  | 1 Year | 324 | 4.5% | 309.42
1334 | APC | 0M-12311 | 0M-ALGF0768A1P GROUP1 (03 AJ) | Ea |  | 1 Year | 1640 | 4.5% | 1566.2
1335 | APC | 0M-12315 | 0M-ALGF0538A1P GROUP1 (03 AH) | Ea |  | 1 Year | 1640 | 4.5% | 1566.2
1336 | APC | 0M-12317 | 0M-ALGF0578A1P GROUP1 (03 AI) | Ea |  | 1 Year | 324 | 4.5% | 309.42
1337 | APC | 0M-12319 | 0M-ALGF0778A1P GROUP1 (03 AJ) | Ea |  | 1 Year | 1640 | 4.5% | 1566.2
1338 | APC | 0M-12323 | 0M-ALGF0529A1P GROUP1 (03 AH) | Ea |  | 1 Year | 1640 | 4.5% | 1566.2
1339 | APC | 0M-12325 | 0M-ALGF0569A1P GROUP1 (03 AI) | Ea |  | 1 Year | 324 | 4.5% | 309.42
1340 | APC | 0M-12327 | 0M-ALGF0769A1P GROUP1 (03 AJ) | Ea |  | 1 Year | 1640 | 4.5% | 1566.2
1341 | APC | 0M-12331 | 0M-ALGF0539A1P GROUP1 (03 AH) | Ea |  | 1 Year | 1640 | 4.5% | 1566.2
1342 | APC | 0M-12333 | 0M-ALGF0579A1P GROUP1 (03 AI) | Ea |  | 1 Year | 324 | 4.5% | 309.42
1343 | APC | 0M-12335 | 0M-ALGF0779A1P GROUP1 (03 AJ) | Ea |  | 1 Year | 1640 | 4.5% | 1566.2
1344 | APC | 0M-12339 | 0M-ALGF0530A1P GROUP1 (03 AH) | Ea |  | 1 Year | 1640 | 4.5% | 1566.2
1345 | APC | 0M-12341 | 0M-ALGF0570A1P GROUP1 (03 AI) | Ea |  | 1 Year | 324 | 4.5% | 309.42
1346 | APC | 0M-12343 | 0M-ALGF0770A1P GROUP1 (03 AJ) | Ea |  | 1 Year | 1640 | 4.5% | 1566.2
1347 | APC | 0M-12347 | 0M-ALGF0540A1P GROUP1 (03 AH) | Ea |  | 1 Year | 1640 | 4.5% | 1566.2
1348 | APC | 0M-12349 | 0M-ALGF0580A1P GROUP1 (03 AI) | Ea |  | 1 Year | 324 | 4.5% | 309.42
1349 | APC | 0M-12351 | 0M-ALGF0780A1P GROUP1 (03 AJ) | Ea |  | 1 Year | 1690 | 4.5% | 1613.95
1350 | APC | 0M-12413 | ALRD0426A1P GROUP1 (09 AE) | Ea |  | 1 Year | 774 | 4.5% | 739.17
1351 | APC | 0M-12416 | ALRD0444A1P GROUP1 (09 AF) | Ea |  | 1 Year | 774 | 4.5% | 739.17
1352 | APC | 0M-12427 | ALRD0427A1P GROUP1 (09 AE) | Ea |  | 1 Year | 774 | 4.5% | 739.17
1353 | APC | 0M-12430 | ALRD0445A1P GROUP1 (09 AF) | Ea |  | 1 Year | 774 | 4.5% | 739.17
1354 | APC | 0M-12437 | ALRD0428A1P GROUP1 (09 AE) | Ea |  | 1 Year | 818 | 4.5% | 781.19
1355 | APC | 0M-12440 | ALRD0446A1P GROUP1 (09 AF) | Ea |  | 1 Year | 818 | 4.5% | 781.19
1356 | APC | 0M-12509 | 0M-ALRD0608A1P GROUP1 (09 AE) | Ea |  | 1 Year | 1350 | 4.5% | 1289.25
1357 | APC | 0M-12512 | 0M-ALRD0610A1P GROUP1 (09 AE) | Ea |  | 1 Year | 774 | 4.5% | 739.17
1358 | APC | 0M-12515 | 0M-ALGF0634A1P GROUP1 (03 AG) | Ea |  | 1 Year | 270 | 4.5% | 257.85
1359 | APC | 0M-12523 | 0M-ALRD0609A1P GROUP1 (09 AE) | Ea |  | 1 Year | 774 | 4.5% | 739.17
1360 | APC | 0M-12526 | 0M-ALRD0611A1P GROUP1 (09 AE) | Ea |  | 1 Year | 774 | 4.5% | 739.17
1361 | APC | 0M-12537 | 0M-ALRD0618A1P GROUP1 (09 AE) | Ea |  | 1 Year | 818 | 4.5% | 781.19
1362 | APC | 0M-12540 | 0M-ALRD0619A1P GROUP1 (09 AE) | Ea |  | 1 Year | 818 | 4.5% | 781.19
1363 | APC | 0M-12567 | 0M-ALGF0544A1P GROUP1 (03 AH) | Ea |  | 1 Year | 801 | 4.5% | 764.955
1364 | APC | 0M-12571 | 0M-ALGF0584A1P GROUP1 (03 AI) | Ea |  | 1 Year | 180 | 4.5% | 171.9
1365 | APC | 0M-12575 | 0M-ALGF0784A1P GROUP1 (03 AJ) | Ea |  | 1 Year | 801 | 4.5% | 764.955
1366 | APC | 0M-12579 | 0M-ALRD0600A1P GROUP1 (09 AE) | Ea |  | 1 Year | 774 | 4.5% | 739.17
1367 | APC | 0M-12584 | 0M-ALRD0602A1P GROUP1 (09 AF) | Ea |  | 1 Year | 774 | 4.5% | 739.17
1368 | APC | 0M-12593 | 0M-ALGF0554A1P GROUP1 (03 AH) | Ea |  | 1 Year | 801 | 4.5% | 764.955
1369 | APC | 0M-12597 | 0M-ALGF0594A1P GROUP1 (03 AI) | Ea |  | 1 Year | 180 | 4.5% | 171.9
1370 | APC | 0M-12601 | 0M-ALGF0794A1P GROUP1 (03 AJ) | Ea |  | 1 Year | 801 | 4.5% | 764.955
1371 | APC | 0M-12609 | 0M-ALGF0545A1P GROUP1 (03 AH) | Ea |  | 1 Year | 801 | 4.5% | 764.955
1372 | APC | 0M-12613 | 0M-ALGF0585A1P GROUP1 (03 AI) | Ea |  | 1 Year | 180 | 4.5% | 171.9
1373 | APC | 0M-12617 | 0M-ALGF0785A1P GROUP1 (03 AJ) | Ea |  | 1 Year | 801 | 4.5% | 764.955
1374 | APC | 0M-12621 | 0M-ALRD0601A1P GROUP1 (09 AE) | Ea |  | 1 Year | 774 | 4.5% | 739.17
1375 | APC | 0M-12626 | 0M-ALRD0603A1P GROUP1 (09 AF) | Ea |  | 1 Year | 774 | 4.5% | 739.17
1376 | APC | 0M-12635 | 0M-ALGF0555A1P GROUP1 (03 AH) | Ea |  | 1 Year | 801 | 4.5% | 764.955
1377 | APC | 0M-12639 | 0M-ALGF0595A1P GROUP1 (03 AI) | Ea |  | 1 Year | 180 | 4.5% | 171.9
1378 | APC | 0M-12643 | 0M-ALGF0795A1P GROUP1 (03 AJ) | Ea |  | 1 Year | 801 | 4.5% | 764.955
1379 | APC | 0M-12651 | 0M-ALGF0546A1P GROUP1 (03 AH) | Ea |  | 1 Year | 1470 | 4.5% | 1403.85
1380 | APC | 0M-12655 | 0M-ALGF0586A1P GROUP1 (03 AI) | Ea |  | 1 Year | 180 | 4.5% | 171.9
1381 | APC | 0M-12659 | 0M-ALGF0786A1P GROUP1 (03 AJ) | Ea |  | 1 Year | 1470 | 4.5% | 1403.85
1382 | APC | 0M-12663 | 0M-ALRD0614A1P GROUP1 (09 AE) | Ea |  | 1 Year | 818 | 4.5% | 781.19
1383 | APC | 0M-12670 | 0M-ALRD0615A1P GROUP1 (09 AF) | Ea |  | 1 Year | 818 | 4.5% | 781.19
1384 | APC | 0M-12675 | 0M-ALGF0556A1P GROUP1 (03 AH) | Ea |  | 1 Year | 1470 | 4.5% | 1403.85
1385 | APC | 0M-12679 | 0M-ALGF0596A1P GROUP1 (03 AI) | Ea |  | 1 Year | 180 | 4.5% | 171.9
1386 | APC | 0M-12683 | 0M-ALGF0796A1P GROUP1 (03 AJ) | Ea |  | 1 Year | 1470 | 4.5% | 1403.85
1387 | APC | 0M-12689 | 0M-ALGF0547A1P GROUP1 (03 AH) | Ea |  | 1 Year | 1640 | 4.5% | 1566.2
1388 | APC | 0M-12691 | 0M-ALGF0587A1P GROUP1 (03 AI) | Ea |  | 1 Year | 243 | 4.5% | 232.065
1389 | APC | 0M-12693 | 0M-ALGF0787A1P GROUP1 (03 AJ) | Ea |  | 1 Year | 1640 | 4.5% | 1566.2
1390 | APC | 0M-12695 | 0M-ALRD0622A1P GROUP1 (09 AE) | Ea |  | 1 Year | 918 | 4.5% | 876.69
1391 | APC | 0M-12698 | 0M-ALRD0623A1P GROUP1 (09 AF) | Ea |  | 1 Year | 918 | 4.5% | 876.69
1392 | APC | 0M-12703 | 0M-ALGF0557A1P GROUP1 (03 AH) | Ea |  | 1 Year | 1640 | 4.5% | 1566.2
1393 | APC | 0M-12705 | 0M-ALGF0597A1P GROUP1 (03 AI) | Ea |  | 1 Year | 243 | 4.5% | 232.065
1394 | APC | 0M-12707 | 0M-ALGF0797A1P GROUP1 (03 AJ) | Ea |  | 1 Year | 1690 | 4.5% | 1613.95
1395 | APC | 0M-12711 | 0M-ALGF0548A1P GROUP1 (03 AH) | Ea |  | 1 Year | 1640 | 4.5% | 1566.2
1396 | APC | 0M-12713 | 0M-ALGF0588A1P GROUP1 (03 AI) | Ea |  | 1 Year | 324 | 4.5% | 309.42
1397 | APC | 0M-12715 | 0M-ALGF0788A1P GROUP1 (03 AJ) | Ea |  | 1 Year | 1640 | 4.5% | 1566.2
1398 | APC | 0M-12717 | 0M-ALRD0634A1P GROUP1 (09 AE) | Ea |  | 1 Year | 846 | 4.5% | 807.93
1399 | APC | 0M-12720 | 0M-ALRD0637A1P GROUP1 (09 AF) | Ea |  | 1 Year | 846 | 4.5% | 807.93
1400 | APC | 0M-12725 | 0M-ALGF0558A1P GROUP1 (03 AH) | Ea |  | 1 Year | 1640 | 4.5% | 1566.2
1401 | APC | 0M-12727 | 0M-ALGF0598A1P GROUP1 (03 AI) | Ea |  | 1 Year | 324 | 4.5% | 309.42
1402 | APC | 0M-12729 | 0M-ALGF0798A1P GROUP1 (03 AJ) | Ea |  | 1 Year | 1640 | 4.5% | 1566.2
1403 | APC | 0M-12733 | 0M-ALGF0549A1P GROUP1 (03 AH) | Ea |  | 1 Year | 1640 | 4.5% | 1566.2
1404 | APC | 0M-12735 | 0M-ALGF0589A1P GROUP1 (03 AI) | Ea |  | 1 Year | 324 | 4.5% | 309.42
1405 | APC | 0M-12737 | 0M-ALGF0789A1P GROUP1 (03 AJ) | Ea |  | 1 Year | 1640 | 4.5% | 1566.2
1406 | APC | 0M-12739 | 0M-ALRD0635A1P GROUP1 (09 AE) | Ea |  | 1 Year | 846 | 4.5% | 807.93
1407 | APC | 0M-12742 | 0M-ALRD0638A1P GROUP1 (09 AF) | Ea |  | 1 Year | 846 | 4.5% | 807.93
1408 | APC | 0M-12747 | 0M-ALGF0559A1P GROUP1 (03 AH) | Ea |  | 1 Year | 1640 | 4.5% | 1566.2
1409 | APC | 0M-12749 | 0M-ALGF0599A1P GROUP1 (03 AI) | Ea |  | 1 Year | 324 | 4.5% | 309.42
1410 | APC | 0M-12751 | 0M-ALGF0799A1P GROUP1 (03 AJ) | Ea |  | 1 Year | 1640 | 4.5% | 1566.2
1411 | APC | 0M-12755 | 0M-ALGF0550A1P GROUP1 (03 AH) | Ea |  | 1 Year | 1640 | 4.5% | 1566.2
1412 | APC | 0M-12757 | 0M-ALGF0590A1P GROUP1 (03 AI) | Ea |  | 1 Year | 324 | 4.5% | 309.42
1413 | APC | 0M-12759 | 0M-ALGF0790A1P GROUP1 (03 AJ) | Ea |  | 1 Year | 1640 | 4.5% | 1566.2
1414 | APC | 0M-12761 | 0M-ALRD0636A1P GROUP1 (09 AE) | Ea |  | 1 Year | 846 | 4.5% | 807.93
1415 | APC | 0M-12764 | 0M-ALRD0639A1P GROUP1 (09 AF) | Ea |  | 1 Year | 846 | 4.5% | 807.93
1416 | APC | 0M-12769 | 0M-ALGF0560A1P GROUP1 (03 AH) | Ea |  | 1 Year | 846 | 4.5% | 807.93
1417 | APC | 0M-12769 | 0M-ALGF0560A1P GROUP1 (03 AH) | Ea |  | 1 Year | 1640 | 4.5% | 1566.2
1418 | APC | 0M-12771 | 0M-ALGF0600A1P GROUP1 (03 AI) | Ea |  | 1 Year | 324 | 4.5% | 309.42
1419 | APC | 0M-12771 | 0M-ALGF0600A1P GROUP1 (03 AI) | Ea |  | 1 Year | 324 | 4.5% | 309.42
1420 | APC | 0M-12773 | 0M-ALGF0800A1P GROUP1 (03 AJ) | Ea |  | 1 Year | 1640 | 4.5% | 1566.2
1421 | APC | 0M-12773 | 0M-ALGF0800A1P GROUP1 (03 AJ) | Ea |  | 1 Year | 1640 | 4.5% | 1566.2
1422 | APC | 0M-12779 | 0M-ALGF0744A1P GROUP1 (03 AI) | Ea |  | 1 Year | 180 | 4.5% | 171.9
1423 | APC | 0M-12779 | 0M-ALGF0744A1P GROUP1 (03 AI) | Ea |  | 1 Year | 180 | 4.5% | 171.9
1424 | APC | 0M-12787 | 0M-ALGF0754A1P GROUP1 (03 AI) | Ea |  | 1 Year | 180 | 4.5% | 171.9
1425 | APC | 0M-12795 | 0M-ALGF0745A1P GROUP1 (03 AI) | Ea |  | 1 Year | 180 | 4.5% | 171.9
1426 | APC | 0M-12803 | 0M-ALGF0755A1P GROUP1 (03 AI) | Ea |  | 1 Year | 180 | 4.5% | 171.9
1427 | APC | 0M-12811 | 0M-ALGF0746A1P GROUP1 (03 AI) | Ea |  | 1 Year | 180 | 4.5% | 171.9
1428 | APC | 0M-12819 | 0M-ALGF0756A1P GROUP1 (03 AI) | Ea |  | 1 Year | 180 | 4.5% | 171.9
1429 | APC | 0M-12825 | 0M-ALGF0747A1P GROUP1 (03 AI) | Ea |  | 1 Year | 243 | 4.5% | 232.065
1430 | APC | 0M-12829 | 0M-ALGF0757A1P GROUP1 (03 AI) | Ea |  | 1 Year | 324 | 4.5% | 309.42
1431 | APC | 0M-12833 | 0M-ALGF0748A1P GROUP1 (03 AI) | Ea |  | 1 Year | 324 | 4.5% | 309.42
1432 | APC | 0M-12837 | 0M-ALGF0758A1P GROUP1 (03 AI) | Ea |  | 1 Year | 324 | 4.5% | 309.42
1433 | APC | 0M-12841 | 0M-ALGF0749A1P GROUP1 (03 AI) | Ea |  | 1 Year | 324 | 4.5% | 309.42
1434 | APC | 0M-12845 | 0M-ALGF0759A1P GROUP1 (03 AI) | Ea |  | 1 Year | 324 | 4.5% | 309.42
1435 | APC | 0M-12849 | 0M-ALGF0750A1P GROUP1 (03 AI) | Ea |  | 1 Year | 324 | 4.5% | 309.42
1436 | APC | 0M-12853 | 0M-ALGF0760A1P GROUP1 (03 AI) | Ea |  | 1 Year | 801 | 4.5% | 764.955
1437 | APC | 0M-12858 | 0M-ALGF0735A1P GROUP2 (03 AI 09 A0-A1) | Ea |  | 1 Year | 180 | 4.5% | 171.9
1438 | APC | 0M-12862 | 0M-ALGF0726A1P GROUP1 (03 AI) | Ea |  | 1 Year | 818 | 4.5% | 781.19
1439 | APC | 0M-12865 | 0M-ALRD0612A1P GROUP1 (09 AE) | Ea |  | 1 Year | 818 | 4.5% | 781.19
1440 | APC | 0M-12868 | 0M-ALRD0613A1P GROUP1 (09 AF) | Ea |  | 1 Year | 243 | 4.5% | 232.065
1441 | APC | 0M-12873 | 0M-ALGF0737A1P GROUP1 (03 AI) | Ea |  | 1 Year | 180 | 4.5% | 171.9
1442 | APC | 0M-12874 | 0M-ALGF0736A1P GROUP1 (03 AI) | Ea |  | 1 Year | 180 | 4.5% | 171.9
1443 | APC | 0M-12882 | 0M-ALGF0694A1P GROUP1 (03 AH) | Ea |  | 1 Year | 180 | 4.5% | 171.9
1444 | APC | 0M-12885 | 0M-ALGF0695A1P GROUP2 (03 AH 09 A0-A1) | Ea |  | 1 Year | 801 | 4.5% | 764.955
1445 | APC | 0M-12886 | 0M-ALGF0704A1P GROUP1 (03 AH) | Ea |  | 1 Year | 801 | 4.5% | 764.955
1446 | APC | 0M-12890 | 0M-ALGF0705A1P GROUP1 (03 AH) | Ea |  | 1 Year | 801 | 4.5% | 764.955
1447 | APC | 0M-12894 | 0M-ALGF0714A1P GROUP1 (03 AH) | Ea |  | 1 Year | 801 | 4.5% | 764.955
1448 | APC | 0M-12898 | 0M-ALGF0715A1P GROUP1 (03 AH) | Ea |  | 1 Year | 801 | 4.5% | 764.955
1449 | APC | 0M-12902 | 0M-ALGF0814A1P GROUP1 (03 AJ) | Ea |  | 1 Year | 801 | 4.5% | 764.955
1450 | APC | 0M-12906 | 0M-ALGF0824A1P GROUP1 (03 AJ) | Ea |  | 1 Year | 801 | 4.5% | 764.955
1451 | APC | 0M-12910 | 0M-ALGF0825A1P GROUP1 (03 AJ) | Ea |  | 1 Year | 801 | 4.5% | 764.955
1452 | APC | 0M-12914 | 0M-ALGF0834A1P GROUP1 (03 AJ) | Ea |  | 1 Year | 801 | 4.5% | 764.955
1453 | APC | 0M-12918 | 0M-ALGF0835A1P GROUP1 (03 AJ) | Ea |  | 1 Year | 1470 | 4.5% | 1403.85
1454 | APC | 0M-1292 | KIT PSX-PDU BLACK EXTERIOR | Ea |  | 1 Year | 12.75 | 4.5% | 12.1762
1455 | APC | 0M-12922 | 0M-ALGF0686A1P GROUP1 (03 AH) | Ea |  | 1 Year | 1470 | 4.5% | 1403.85
1456 | APC | 0M-12924 | 0M-ALGF0696A1P GROUP1 (03 AH) | Ea |  | 1 Year | 1470 | 4.5% | 1403.85
1457 | APC | 0M-12926 | 0M-ALGF0706A1P GROUP1 (03 AH) | Ea |  | 1 Year | 1470 | 4.5% | 1403.85
1458 | APC | 0M-12930 | 0M-ALGF0716A1P GROUP1 (03 AH) | Ea |  | 1 Year | 1505 | 4.5% | 1437.275
1459 | APC | 0M-12934 | 0M-ALGF0806A1P GROUP1 (03 AJ) | Ea |  | 1 Year | 1505 | 4.5% | 1437.275
1460 | APC | 0M-12936 | 0M-ALGF0816A1P GROUP1 (03 AJ) | Ea |  | 1 Year | 1470 | 4.5% | 1403.85
1461 | APC | 0M-12938 | 0M-ALGF0826A1P GROUP1 (03 AJ) | Ea |  | 1 Year | 1470 | 4.5% | 1403.85
1462 | APC | 0M-12942 | 0M-ALGF0836A1P GROUP1 (03 AJ) | Ea |  | 1 Year | 1640 | 4.5% | 1566.2
1463 | APC | 0M-12946 | 0M-ALGF0697A1P GROUP1 (03 AH) | Ea |  | 1 Year | 1640 | 4.5% | 1566.2
1464 | APC | 0M-12948 | 0M-ALGF0707A1P GROUP1 (03 AH) | Ea |  | 1 Year | 1640 | 4.5% | 1566.2
1465 | APC | 0M-1295 | BLANKING PANEL 1 POLE 230V PSX-PDU | Ea |  | 1 Year | 125 | 4.5% | 119.375
1466 | APC | 0M-12950 | 0M-ALGF0717A1P GROUP1 (03 AH) | Ea |  | 1 Year | 1640 | 4.5% | 1566.2
1467 | APC | 0M-12952 | 0M-ALGF0817A1P GROUP1 (03 AJ) | Ea |  | 1 Year | 1640 | 4.5% | 1566.2
1468 | APC | 0M-12954 | 0M-ALGF0827A1P GROUP1 (03 AJ) | Ea |  | 1 Year | 1640 | 4.5% | 1566.2
1469 | APC | 0M-12956 | 0M-ALGF0837A1P GROUP1 (03 AJ) | Ea |  | 1 Year | 1640 | 4.5% | 1566.2
1470 | APC | 0M-12958 | 0M-ALGF0688A1P GROUP1 (03 AH) | Ea |  | 1 Year | 1640 | 4.5% | 1566.2
1471 | APC | 0M-12960 | 0M-ALGF0689A1P GROUP1 (03 AH) | Ea |  | 1 Year | 1640 | 4.5% | 1566.2
1472 | APC | 0M-12962 | 0M-ALGF0690A1P GROUP1 (03 AH) | Ea |  | 1 Year | 1640 | 4.5% | 1566.2
1473 | APC | 0M-12964 | 0M-ALGF0698A1P GROUP1 (03 AH) | Ea |  | 1 Year | 1640 | 4.5% | 1566.2
1474 | APC | 0M-12966 | 0M-ALGF0699A1P GROUP1 (03 AH) | Ea |  | 1 Year | 1640 | 4.5% | 1566.2
1475 | APC | 0M-12968 | 0M-ALGF0700A1P GROUP1 (03 AH) | Ea |  | 1 Year | 1640 | 4.5% | 1566.2
1476 | APC | 0M-12970 | 0M-ALGF0708A1P GROUP1 (03 AH) | Ea |  | 1 Year | 1640 | 4.5% | 1566.2
1477 | APC | 0M-12972 | 0M-ALGF0709A1P GROUP1 (03 AH) | Ea |  | 1 Year | 1640 | 4.5% | 1566.2
1478 | APC | 0M-12974 | 0M-ALGF0710A1P GROUP1 (03 AH) | Ea |  | 1 Year | 1640 | 4.5% | 1566.2
1479 | APC | 0M-12976 | 0M-ALGF0718A1P GROUP1 (03 AH) | Ea |  | 1 Year | 1640 | 4.5% | 1566.2
1480 | APC | 0M-12978 | 0M-ALGF0719A1P GROUP1 (03 AH) | Ea |  | 1 Year | 1640 | 4.5% | 1566.2
1481 | APC | 0M-12980 | 0M-ALGF0720A1P GROUP1 (03 AH) | Ea |  | 1 Year | 1640 | 4.5% | 1566.2
1482 | APC | 0M-12982 | 0M-ALGF0808A1P GROUP1 (03 AJ) | Ea |  | 1 Year | 1640 | 4.5% | 1566.2
1483 | APC | 0M-12984 | 0M-ALGF0809A1P GROUP1 (03 AJ) | Ea |  | 1 Year | 1640 | 4.5% | 1566.2
1484 | APC | 0M-12986 | 0M-ALGF0810A1P GROUP1 (03 AJ) | Ea |  | 1 Year | 1640 | 4.5% | 1566.2
1485 | APC | 0M-12988 | 0M-ALGF0818A1P GROUP1 (03 AJ) | Ea |  | 1 Year | 1640 | 4.5% | 1566.2
1486 | APC | 0M-12990 | 0M-ALGF0819A1P GROUP1 (03 AJ) | Ea |  | 1 Year | 1640 | 4.5% | 1566.2
1487 | APC | 0M-12992 | 0M-ALGF0820A1P GROUP1 (03 AJ) | Ea |  | 1 Year | 1640 | 4.5% | 1566.2
1488 | APC | 0M-12994 | 0M-ALGF0828A1P GROUP1 (03 AJ) | Ea |  | 1 Year | 1640 | 4.5% | 1566.2
1489 | APC | 0M-12996 | 0M-ALGF0829A1P GROUP1 (03 AJ) | Ea |  | 1 Year | 1640 | 4.5% | 1566.2
1490 | APC | 0M-12998 | 0M-ALGF0830A1P GROUP1 (03 AJ) | Ea |  | 1 Year | 1640 | 4.5% | 1566.2
1491 | APC | 0M-13000 | 0M-ALGF0838A1P GROUP1 (03 AJ) | Ea |  | 1 Year | 1640 | 4.5% | 1566.2
1492 | APC | 0M-13002 | 0M-ALGF0839A1P GROUP1 (03 AJ) | Ea |  | 1 Year | 1640 | 4.5% | 1566.2
1493 | APC | 0M-13004 | 0M-ALGF0840A1P GROUP1 (03 AJ) | Ea |  | 1 Year | 180 | 4.5% | 171.9
1494 | APC | 0M-1304 | S/A CKT BRKR 1P 16A ABB IEC497 | Ea |  | 1 Year | 974 | 4.5% | 930.17
1495 | APC | 0M-13042 | 0M-ALCA1073X1P GROUP1 (13AE) | Ea |  | 1 Year | 180 | 4.5% | 171.9
1496 | APC | 0M-13045 | 0M-ALCA1074X1P GROUP1 (13AE) | Ea |  | 1 Year | 180 | 4.5% | 171.9
1497 | APC | 0M-13048 | 0M-ALCA1075X1P GROUP1 (13AE) | Ea |  | 1 Year | 180 | 4.5% | 171.9
1498 | APC | 0M-13094 | 0M-ALCA1082X1P GROUP 1 (13 AE) | Ea |  | 1 Year | 180 | 4.5% | 171.9
1499 | APC | 0M-13187 | 0M-ALCA1075X1P GROUP1 (13AE) | Ea |  | 1 Year | 742 | 4.5% | 708.61
1500 | APC | 0M-13190 | 0M-ALAD0650X1P GROUP1 (10A2) | Ea |  | 1 Year | 742 | 4.5% | 708.61
1501 | APC | 0M-13193 | 0M-ALAD0651X1P GROUP1 (10A2) | Ea |  | 1 Year | 792 | 4.5% | 756.36
1502 | APC | 0M-13196 | 0M-ALAD0652X1P GROUP1 (10A2) | Ea |  | 1 Year | 180 | 4.5% | 171.9
1503 | APC | 0M-13310 | 0M-ALCA1193X1P GROUP1 (13AG) | Ea |  | 1 Year | 180 | 4.5% | 171.9
1504 | APC | 0M-13313 | 0M-ALCA1231X1P GROUP1 (13AI) | Ea |  | 1 Year | 180 | 4.5% | 171.9
1505 | APC | 0M-13316 | 0M-ALCA1193X1P GROUP1 (13AG) | Ea |  | 1 Year | 180 | 4.5% | 171.9
1506 | APC | 0M-13319 | 0M-ALCA1232X1P GROUP1 (13AI) | Ea |  | 1 Year | 180 | 4.5% | 171.9
1507 | APC | 0M-13322 | 0M-ALCA1195X1P GROUP1 (13AG) | Ea |  | 1 Year | 180 | 4.5% | 171.9
1508 | APC | 0M-13325 | 0M-ALCA1233X1P GROUP1 (13AI) | Ea |  | 1 Year | 180 | 4.5% | 171.9
1509 | APC | 0M-13328 | 0M-ALCA1196X1P GROUP1 (13AG) | Ea |  | 1 Year | 180 | 4.5% | 171.9
1510 | APC | 0M-13331 | 0M-ALCA1234X1P GROUP1 (13AI) | Ea |  | 1 Year | 180 | 4.5% | 171.9
1511 | APC | 0M-13334 | 0M-ALCA1197X1P GROUP1 (13AG) | Ea |  | 1 Year | 180 | 4.5% | 171.9
1512 | APC | 0M-13337 | 0M-ALCA1235X1P GROUP1 (13AI) | Ea |  | 1 Year | 180 | 4.5% | 171.9
1513 | APC | 0M-13343 | 0M-ALCA1226X1P GROUP1 (13AI) | Ea |  | 1 Year | 186 | 4.5% | 177.63
1514 | APC | 0M-13346 | 0M-ALCA1189X1P GROUP1 (13AG) | Ea |  | 1 Year | 180 | 4.5% | 171.9
1515 | APC | 0M-13349 | 0M-ALCA1227X1P GROUP1 (13AI) | Ea |  | 1 Year | 180 | 4.5% | 171.9
1516 | APC | 0M-13352 | 0M-ALCA1190X1P GROUP1 (13AG) | Ea |  | 1 Year | 180 | 4.5% | 171.9
1517 | APC | 0M-13355 | 0M-ALCA1228X1P GROUP1 (13AI) | Ea |  | 1 Year | 180 | 4.5% | 171.9
1518 | APC | 0M-13358 | 0M-ALCA1191X1P GROUP1 (13AG) | Ea |  | 1 Year | 180 | 4.5% | 171.9
1519 | APC | 0M-13361 | 0M-ALCA1229X1P GROUP1 (13AI) | Ea |  | 1 Year | 180 | 4.5% | 171.9
1520 | APC | 0M-13364 | 0M-ALCA1192X1P GROUP1 (13AG) | Ea |  | 1 Year | 180 | 4.5% | 171.9
1521 | APC | 0M-13367 | 0M-ALCA1230X1P GROUP1 (13AI) | Ea |  | 1 Year | 180 | 4.5% | 171.9
1522 | APC | 0M-13370 | 0M-ALCA1198X1P GROUP1 (13AG) | Ea |  | 1 Year | 180 | 4.5% | 171.9
1523 | APC | 0M-13373 | 0M-ALCA1236X1P GROUP1 (13AI) | Ea |  | 1 Year | 180 | 4.5% | 171.9
1524 | APC | 0M-13376 | 0M-ALCA1199X1P GROUP1 (13AG) | Ea |  | 1 Year | 180 | 4.5% | 171.9
1525 | APC | 0M-13379 | 0M-ALCA1237X1P GROUP1 (13AI) | Ea |  | 1 Year | 180 | 4.5% | 171.9
1526 | APC | 0M-13382 | 0M-ALCA1200X1P GROUP1 (13AG) | Ea |  | 1 Year | 180 | 4.5% | 171.9
1527 | APC | 0M-13385 | 0M-ALCA1238X1P GROUP1 (13AI) | Ea |  | 1 Year | 180 | 4.5% | 171.9
1528 | APC | 0M-13388 | 0M-ALCA1201X1P GROUP1 (13AG) | Ea |  | 1 Year | 180 | 4.5% | 171.9
1529 | APC | 0M-13394 | 0M-ALCA1183X1P GROUP1 (13AG) | Ea |  | 1 Year | 180 | 4.5% | 171.9
1530 | APC | 0M-13397 | 0M-ALCA1221X1P GROUP1 (13AI) | Ea |  | 1 Year | 180 | 4.5% | 171.9
1531 | APC | 0M-13400 | 0M-ALCA1184X1P GROUP1 (13AG) | Ea |  | 1 Year | 180 | 4.5% | 171.9
1532 | APC | 0M-13403 | 0M-ALCA1222X1P GROUP1 (13AI) | Ea |  | 1 Year | 180 | 4.5% | 171.9
1533 | APC | 0M-13406 | 0M-ALCA1185X1P GROUP1 (13AG) | Ea |  | 1 Year | 180 | 4.5% | 171.9
1534 | APC | 0M-13409 | 0M-ALCA1223X1P GROUP1 (13AI) | Ea |  | 1 Year | 180 | 4.5% | 171.9
1535 | APC | 0M-13412 | 0M-ALCA1186X1P GROUP1 (13AG) | Ea |  | 1 Year | 180 | 4.5% | 171.9
1536 | APC | 0M-13415 | 0M-ALCA1224X1P GROUP1 (13AI) | Ea |  | 1 Year | 180 | 4.5% | 171.9
1537 | APC | 0M-13418 | 0M-ALCA1187X1P GROUP1 (13AG) | Ea |  | 1 Year | 180 | 4.5% | 171.9
1538 | APC | 0M-13421 | 0M-ALCA1225X1P GROUP1 (13AI) | Ea |  | 1 Year | 180 | 4.5% | 171.9
1539 | APC | 0M-13424 | 0M-ALCA1202X1P GROUP 1 (13 AG) | Ea |  | 1 Year | 180 | 4.5% | 171.9
1540 | APC | 0M-13427 | 0M-ALCA1240X1P GROUP 1 (13 AI) | Ea |  | 1 Year | 180 | 4.5% | 171.9
1541 | APC | 0M-13430 | 0M-ALCA1203X1P GROUP 1 (13 AG) | Ea |  | 1 Year | 180 | 4.5% | 171.9
1542 | APC | 0M-13433 | 0M-ALCA1241X1P GROUP 1 (13 AI) | Ea |  | 1 Year | 180 | 4.5% | 171.9
1543 | APC | 0M-13436 | 0M-ALCA1204X1P GROUP 1 (13 AG) | Ea |  | 1 Year | 180 | 4.5% | 171.9
1544 | APC | 0M-13439 | 0M-ALCA1242X1P GROUP 1 (13 AI) | Ea |  | 1 Year | 180 | 4.5% | 171.9
1545 | APC | 0M-13442 | 0M-ALCA1205X1P GROUP 1 (13 AG) | Ea |  | 1 Year | 180 | 4.5% | 171.9
1546 | APC | 0M-13445 | 0M-ALCA1243X1P GROUP 1 (13 AI) | Ea |  | 1 Year | 180 | 4.5% | 171.9
1547 | APC | 0M-13448 | 0M-ALCA1206X1P GROUP 1 (13 AG) | Ea |  | 1 Year | 180 | 4.5% | 171.9
1548 | APC | 0M-13451 | 0M-ALCA1244X1P GROUP 1 (13 AI) | Ea |  | 1 Year | 180 | 4.5% | 171.9
1549 | APC | 0M-13457 | 0M-ALCA1245X1P GROUP 1 (13 AI) | Ea |  | 1 Year | 180 | 4.5% | 171.9
1550 | APC | 0M-13460 | 0M-ALCA1208X1P GROUP 1 (13 AG) | Ea |  | 1 Year | 180 | 4.5% | 171.9
1551 | APC | 0M-13463 | 0M-ALCA1246X1P GROUP 1 (13 AI) | Ea |  | 1 Year | 180 | 4.5% | 171.9
1552 | APC | 0M-13466 | 0M-ALCA1209X1P GROUP 1 (13 AG) | Ea |  | 1 Year | 180 | 4.5% | 171.9
1553 | APC | 0M-13469 | 0M-ALCA1247X1P GROUP 1 (13 AI) | Ea |  | 1 Year | 180 | 4.5% | 171.9
1554 | APC | 0M-13472 | 0M-ALCA1210X1P GROUP 1 (13 AG) | Ea |  | 1 Year | 180 | 4.5% | 171.9
1555 | APC | 0M-13475 | 0M-ALCA1248X1P GROUP 1 (13 AI) | Ea |  | 1 Year | 180 | 4.5% | 171.9
1556 | APC | 0M-13478 | 0M-ALCA1211X1P GROUP 1 (13 AG) | Ea |  | 1 Year | 180 | 4.5% | 171.9
1557 | APC | 0M-13481 | 0M-ALCA1249X1P GROUP 1 (13 AI) | Ea |  | 1 Year | 180 | 4.5% | 171.9
1558 | APC | 0M-13484 | 0M-ALCA1212X1P GROUP 1 (13 AG) | Ea |  | 1 Year | 180 | 4.5% | 171.9
1559 | APC | 0M-13487 | 0M-ALCA1250X1P GROUP 1 (13 AI) | Ea |  | 1 Year | 180 | 4.5% | 171.9
1560 | APC | 0M-13490 | 0M-ALCA1213X1P GROUP 1 (13 AG) | Ea |  | 1 Year | 180 | 4.5% | 171.9
1561 | APC | 0M-13493 | 0M-ALCA1251X1P GROUP 1 (13 AI) | Ea |  | 1 Year | 180 | 4.5% | 171.9
1562 | APC | 0M-13496 | 0M-ALCA1214X1P GROUP1 (13 AG) | Ea |  | 1 Year | 180 | 4.5% | 171.9
1563 | APC | 0M-13499 | 0M-ALCA1252X1P GROUP1 (13 AI) | Ea |  | 1 Year | 180 | 4.5% | 171.9
1564 | APC | 0M-13502 | 0M-ALCA1215X1P GROUP1 (13 AG) | Ea |  | 1 Year | 180 | 4.5% | 171.9
1565 | APC | 0M-13505 | 0M-ALCA1253X1P GROUP1 (13 AI) | Ea |  | 1 Year | 180 | 4.5% | 171.9
1566 | APC | 0M-13508 | 0M-ALCA1216X1P GROUP1 (13 AG) | Ea |  | 1 Year | 180 | 4.5% | 171.9
1567 | APC | 0M-13511 | 0M-ALCA1254X1P GROUP1 (13 AI) | Ea |  | 1 Year | 180 | 4.5% | 171.9
1568 | APC | 0M-13514 | 0M-ALCA1217X1P GROUP1 (13 AG) | Ea |  | 1 Year | 180 | 4.5% | 171.9
1569 | APC | 0M-13517 | 0M-ALCA1255X1P GROUP1 (13 AI) | Ea |  | 1 Year | 180 | 4.5% | 171.9
1570 | APC | 0M-13520 | 0M-ALCA1218X1P GROUP1 (13 AG) | Ea |  | 1 Year | 180 | 4.5% | 171.9
1571 | APC | 0M-13523 | 0M-ALCA1256X1P GROUP1 (13 AI) | Ea |  | 1 Year | 180 | 4.5% | 171.9
1572 | APC | 0M-13526 | 0M-ALCA1219X1P GROUP1 (13 AG) | Ea |  | 1 Year | 180 | 4.5% | 171.9
1573 | APC | 0M-13529 | 0M-ALCA1257X1P GROUP1 (13 AI) | Ea |  | 1 Year | 180 | 4.5% | 171.9
1574 | APC | 0M-13532 | 0M-ALCA1220X1P GROUP1 (13 AG) | Ea |  | 1 Year | 180 | 4.5% | 171.9
1575 | APC | 0M-13535 | 0M-ALCA1258X1P GROUP1 (13 AI) | Ea |  | 1 Year | 774 | 4.5% | 739.17
1576 | APC | 0M-13660 | 0M-ALRD0654X1P GROUP1 (09 AE) | Ea |  | 1 Year | 891 | 4.5% | 850.905
1577 | APC | 0M-13663 | 0M-ALRD0655X1P GROUP1 (09 AE) | Ea |  | 1 Year | 774 | 4.5% | 739.17
1578 | APC | 0M-13666 | 0M-ALRD0658X1P GROUP1 (09 AF) | Ea |  | 1 Year | 891 | 4.5% | 850.905
1579 | APC | 0M-13669 | 0M-ALRD0659X1P GROUP1 (09 AF) | Ea |  | 1 Year | 774 | 4.5% | 739.17
1580 | APC | 0M-13672 | 0M-ALRD0660X1P GROUP1 (09 AE) | Ea |  | 1 Year | 774 | 4.5% | 739.17
1581 | APC | 0M-13675 | 0M-ALRD0661X1P GROUP1 (09 AE) | Ea |  | 1 Year | 774 | 4.5% | 739.17
1582 | APC | 0M-13678 | 0M-ALRD0662X1P GROUP1 (09 AE) | Ea |  | 1 Year | 774 | 4.5% | 739.17
1583 | APC | 0M-13683 | 0M-ALRD0663X1P GROUP1 (09 AE) | Ea |  | 1 Year | 774 | 4.5% | 739.17
1584 | APC | 0M-13688 | 0M-ALRD0664X1P GROUP1 (09 AF) | Ea |  | 1 Year | 774 | 4.5% | 739.17
1585 | APC | 0M-13691 | 0M-ALRD0665X1P GROUP1 (09 AF) | Ea |  | 1 Year | 774 | 4.5% | 739.17
1586 | APC | 0M-13694 | 0M-ALRD0666X1P GROUP1 (09 AF) | Ea |  | 1 Year | 774 | 4.5% | 739.17
1587 | APC | 0M-13699 | 0M-ALRD0667X1P GROUP1 (09 AE) | Ea |  | 1 Year | 547 | 4.5% | 522.385
1588 | APC | 0M-13707 | 0M-13718 GROUP1 PANELS (13AG) | Ea |  | 1 Year | 180 | 4.5% | 171.9
1589 | APC | 0M-13710 | 0M-13717 GROUP1 PANELS (13AI) | Ea |  | 1 Year | 180 | 4.5% | 171.9
1590 | APC | 0M-13713 | 0M-13719 GROUP1 PANELS (13AC) | Ea |  | 1 Year | 1875 | 4.5% | 1790.625
1591 | APC | 0M-1699 | KIT PSX-PDU TYPE C BLACK EXTERIOR | Ea |  | 1 Year | 121 | 4.5% | 115.555
1592 | APC | 0M-1705 | S/A TESTED BRK 1P 32A ABB SMISS | Ea |  | 1 Year | 287 | 4.5% | 274.085
1593 | APC | 0M-1706 | S/A ELCB 3P 32A OVERCURRENT 100MA LEAK | Ea |  | 1 Year | 287 | 4.5% | 274.085
1594 | APC | 0M-1706A | S/A ELCB 3P 32A OVERCURRENT 100MA LEAK | Ea |  | 1 Year | 193 | 4.5% | 184.315
1595 | APC | 0M-1707 | S/A ELCB 2P 32A OVERCURRENT 30MA LEAK | Ea |  | 1 Year | 97 | 4.5% | 92.635
1596 | APC | 0M-1939 | ASSY (-)48V/RTN BUS 23.0 W | Ea |  | 1 Year | 44 | 4.5% | 42.02
1597 | APC | 0M-2181 | CM Remote Display | Ea |  | 1 Year | 2735 | 4.5% | 2611.925
1598 | APC | 0M-2182 | CM Remote Sensor | Ea |  | 1 Year | 733 | 4.5% | 700.015
1599 | APC | 0M-21AS102CDZ | ADAPTOR - RS485 PCO1 SMALL/MED SERIAL | Ea |  | 1 Year | 362 | 4.5% | 345.71
1600 | APC | 0M-21AS104CDZ | ADAPTOR - LON FTT10 FOR PCO1 SERIAL | Ea |  | 1 Year | 178 | 4.5% | 169.99
1601 | APC | 0M-21AS106CDZ | ADAPTOR - RS232 FOR MODEM SERIAL | Ea |  | 1 Year | 186 | 4.5% | 177.63
1602 | APC | 0M-21AS108CDZ | ADAPTOR - BACNET RS485 FOR PCO | Ea |  | 1 Year | 140 | 4.5% | 133.7
1603 | APC | 0M-21FF035CDZ | RELAY - 24V FOR REMOTE SMOKE/FIRE SENSOR | Ea |  | 1 Year | 557 | 4.5% | 531.935
1604 | APC | 0M-21SA015CDZ | DETECTOR - WATER LEAK TAPE | Ea |  | 1 Year | 465 | 4.5% | 444.075
1605 | APC | 0M-21SA016CDZ | DETECTOR - WATER LEAK SPOT | Ea |  | 1 Year | 186 | 4.5% | 177.63
1606 | APC | 0M-2299 | S/A CKT BRKR 2P 30A 10K UL | Ea |  | 1 Year | 87 | 4.5% | 83.085
1607 | APC | 0M-2322-005 | CORDSET 4.0MM 3W W/32A IEC309R 5FOOT | Ea |  | 1 Year | 94 | 4.5% | 89.77
1608 | APC | 0M-2322-007 | CORDSET 4.0MM 3W W/32A IEC309R 7FT | Ea |  | 1 Year | 99 | 4.5% | 94.545
1609 | APC | 0M-2322-009 | CORDSET 4.0MM 3W W/32A IEC309R 9 FT | Ea |  | 1 Year | 107 | 4.5% | 102.185
1610 | APC | 0M-2322-011 | CORDSET 4.0MM 3W W/32A IEC309R 11FT | Ea |  | 1 Year | 114 | 4.5% | 108.87
1611 | APC | 0M-2322-013 | CORDSET 4.0MM 3W W/32A IEC309R 13 FT | Ea |  | 1 Year | 117 | 4.5% | 111.735
1612 | APC | 0M-2322-015 | CORDSET 4.0MM 3W W/32A IEC309R 15FT | Ea |  | 1 Year | 123 | 4.5% | 117.465
1613 | APC | 0M-2322-017 | CORDSET 4.0MM 3W W/32A IEC309R 17 FT | Ea |  | 1 Year | 133 | 4.5% | 127.015
1614 | APC | 0M-2322-019 | CORDSET 4.0MM 3W W/32A IEC309R 19FT | Ea |  | 1 Year | 136 | 4.5% | 129.88
1615 | APC | 0M-2322-021 | CORDSET 4.0MM 3W W/32A IEC309R 21 FT | Ea |  | 1 Year | 141 | 4.5% | 134.655
1616 | APC | 0M-2322-023 | CORDSET 4.0MM 3W W/32A IEC309R 23FT | Ea |  | 1 Year | 151 | 4.5% | 144.205
1617 | APC | 0M-2322-025 | CORDSET 4.0MM 3W W/32A IEC309R 25 FT | Ea |  | 1 Year | 158 | 4.5% | 150.89
1618 | APC | 0M-2322-027 | CORDSET 4.0MM 3W W/32A IEC309R 27FT | Ea |  | 1 Year | 166 | 4.5% | 158.53
1619 | APC | 0M-2322-029 | CORDSET 4.0MM 3W W/32A IEC309R 29 FT | Ea |  | 1 Year | 173 | 4.5% | 165.215
1620 | APC | 0M-2322-031 | CORDSET 4.0MM 3W W/32A IEC309R 31FT | Ea |  | 1 Year | 175 | 4.5% | 167.125
1621 | APC | 0M-2322-033 | CORDSET 4.0MM 3W W/32A IEC309R 33 FT | Ea |  | 1 Year | 184 | 4.5% | 175.72
1622 | APC | 0M-2322-035 | CORDSET 4.0MM 3W W/32A IEC309R 35FT | Ea |  | 1 Year | 190 | 4.5% | 181.45
1623 | APC | 0M-2322-037 | CORDSET 4.0MM 3W W.32A IEC309R 37 FT | Ea |  | 1 Year | 193 | 4.5% | 184.315
1624 | APC | 0M-2322-039 | CORDSET 4.0MM 3W W/32A IEC309R 39FT | Ea |  | 1 Year | 193 | 4.5% | 184.315
1625 | APC | 0M-2322-041 | CORDSET 4.0MM 3W W/32A IEC309R 41 FT | Ea |  | 1 Year | 204 | 4.5% | 194.82
1626 | APC | 0M-2322-043 | CORDSET 4.0MM 3W W/32A IEC309R 43FT | Ea |  | 1 Year | 215 | 4.5% | 205.325
1627 | APC | 0M-2322-045 | CORDSET 4.0MM 3W W/32A IEC309R 45 FT | Ea |  | 1 Year | 232 | 4.5% | 221.56
1628 | APC | 0M-2322-047 | CORDSET 4.0MM 3W W/32A IEC309R 47FT | Ea |  | 1 Year | 245 | 4.5% | 233.975
1629 | APC | 0M-2322-049 | CORDSET 4.0MM 3W W/32A IEC309R 49FT | Ea |  | 1 Year | 258 | 4.5% | 246.39
1630 | APC | 0M-2322-051 | CORDSET 4.0MM 3W W/32A IEC309R 51FT | Ea |  | 1 Year | 270 | 4.5% | 257.85
1631 | APC | 0M-2322-053 | CORDSET 4.0MM 3W W/32A IEC309R 53FT | Ea |  | 1 Year | 283 | 4.5% | 270.265
1632 | APC | 0M-2322-055 | CORDSET 4.0MM 3W W/32A IEC309R 55FT | Ea |  | 1 Year | 296 | 4.5% | 282.68
1633 | APC | 0M-2322-057 | CORDSET 4.0MM 3W W/32A IEC309R 57FT | Ea |  | 1 Year | 309 | 4.5% | 295.095
1634 | APC | 0M-2322-059 | CORDSET 4.0MM 3W W/32A IEC309R 59FT | Ea |  | 1 Year | 322 | 4.5% | 307.51
1635 | APC | 0M-2322-061 | CORDSET 4.0MM 3W W/32A IEC309R 61FT | Ea |  | 1 Year | 328 | 4.5% | 313.24
1636 | APC | 0M-2322-063 | CORDSET 4.0MM 3W W/32A IEC309R 63FT | Ea |  | 1 Year | 107 | 4.5% | 102.185
1637 | APC | 0M-2323-005 | CORDSET #10 3WIRE W/L6-30R 5 FOOT | Ea |  | 1 Year | 111 | 4.5% | 106.005
1638 | APC | 0M-2323-007 | CORDSET #10 3 WIRE W/L6-30R 7 FOOT | Ea |  | 1 Year | 114 | 4.5% | 108.87
1639 | APC | 0M-2323-009 | CORDSET #10 3 WIRE W/L6-30R 9 FOOT | Ea |  | 1 Year | 118 | 4.5% | 112.69
1640 | APC | 0M-2323-011 | CORDSET #10 3 WIRE W/L6-30R 11 FOOT | Ea |  | 1 Year | 122 | 4.5% | 116.51
1641 | APC | 0M-2323-013 | CORDSET #10 3 WIRE W/L6-30R 13 FOOT | Ea |  | 1 Year | 125 | 4.5% | 119.375
1642 | APC | 0M-2323-015 | CORDSET #10 3 WIRE W/L6-30R 15 FOOT | Ea |  | 1 Year | 129 | 4.5% | 123.195
1643 | APC | 0M-2323-017 | CORDSET #10 3 WIRE W/L6-30R 17 FOOT | Ea |  | 1 Year | 133 | 4.5% | 127.015
1644 | APC | 0M-2323-019 | CORDSET #10 3 WIRE W/L6-30R 19 FOOT | Ea |  | 1 Year | 136 | 4.5% | 129.88
1645 | APC | 0M-2323-021 | CORDSET #10 3 WIRE W/L6-30R 21 FOOT | Ea |  | 1 Year | 142 | 4.5% | 135.61
1646 | APC | 0M-2323-023 | CORDSET #10 3 WIRE W/L6-30R 23 FOOT | Ea |  | 1 Year | 146 | 4.5% | 139.43
1647 | APC | 0M-2323-025 | CORDSET #10 3 WIRE W/L6-30R 25 FOOT | Ea |  | 1 Year | 149 | 4.5% | 142.295
1648 | APC | 0M-2323-027 | CORDSET #10 3 WIRE W/L6-30R 27 FOOT | Ea |  | 1 Year | 153 | 4.5% | 146.115
1649 | APC | 0M-2323-029 | CORDSET #10 3 WIRE W/L6-30R 29 FOOT | Ea |  | 1 Year | 157 | 4.5% | 149.935
1650 | APC | 0M-2323-031 | CORDSET #10 3 WIRE W/L6-30R 31 FOOT | Ea |  | 1 Year | 160 | 4.5% | 152.8
1651 | APC | 0M-2323-033 | CORDSET #10 3 WIRE W/L6-30R 33 FOOT | Ea |  | 1 Year | 164 | 4.5% | 156.62
1652 | APC | 0M-2323-035 | CORDSET #10 3 WIRE W/L6-30R 35 FOOT | Ea |  | 1 Year | 168 | 4.5% | 160.44
1653 | APC | 0M-2323-037 | CORDSET #10 3 WIRE W/L6-30R 37 FOOT | Ea |  | 1 Year | 171 | 4.5% | 163.305
1654 | APC | 0M-2323-039 | CORDSET #10 3 WIRE W/L6-30R 39 FOOT | Ea |  | 1 Year | 175 | 4.5% | 167.125
1655 | APC | 0M-2323-041 | CORDSET #10 3 WIRE W/L6-30R 41 FOOT | Ea |  | 1 Year | 175 | 4.5% | 167.125
1656 | APC | 0M-2323-043 | CORDSET #10 3 WIRE W/L6-30R 43 FOOT | Ea |  | 1 Year | 184 | 4.5% | 175.72
1657 | APC | 0M-2323-045 | CORDSET #10 3 WIRE W/L6-30R 45 FOOT | Ea |  | 1 Year | 188 | 4.5% | 179.54
1658 | APC | 0M-2323-047 | CORDSET #10 3 WIRE W/L6-30R 47 FOOT | Ea |  | 1 Year | 191 | 4.5% | 182.405
1659 | APC | 0M-2323-049 | CORDSET #10 3 WIRE W/L6-30R 49 FOOT | Ea |  | 1 Year | 195 | 4.5% | 186.225
1660 | APC | 0M-2323-051 | CORDSET #10 3 WIRE W/L6-30R 51 FOOT | Ea |  | 1 Year | 199 | 4.5% | 190.045
1661 | APC | 0M-2323-053 | CORDSET #10 3 WIRE W/L6-30R 53 FOOT | Ea |  | 1 Year | 202 | 4.5% | 192.91
1662 | APC | 0M-2323-055 | CORDSET #10 3 WIRE W/L6-30R 55 FOOT | Ea |  | 1 Year | 206 | 4.5% | 196.73
1663 | APC | 0M-2323-057 | CORDSET #10 3 WIRE W/L6-30R 57 FOOT | Ea |  | 1 Year | 210 | 4.5% | 200.55
1664 | APC | 0M-2323-059 | CORDSET #10 3 WIRE W/L6-30R 59 FOOT | Ea |  | 1 Year | 213 | 4.5% | 203.415
1665 | APC | 0M-2323-061 | CORDSET #10 3 WIRE W/L6-30R 61 FOOT | Ea |  | 1 Year | 217 | 4.5% | 207.235
1666 | APC | 0M-2323-063 | CORDSET #10 3 WIRE W/L6-30R 63 FOOT | Ea |  | 1 Year | 112 | 4.5% | 106.96
1667 | APC | 0M-2349 | KIT LABEL PSX SYSTEM & RACK ID | Ea |  | 1 Year | 1420 | 4.5% | 1356.1
1668 | APC | 0M-2453 | CM 2-Way 150PSI Water Regulating Valve, 14-17kW | Ea |  | 1 Year | 1180 | 4.5% | 1126.9
1669 | APC | 0M-2454 | CM 3-Way 150PSI Water Regulating Valve, 14-17kW | Ea |  | 1 Year | 1580 | 4.5% | 1508.9
1670 | APC | 0M-2600 | LOAD TEST PORT 80KW PSX-PDU 120V | Ea |  | 1 Year | 3070 | 4.5% | 2931.85
1671 | APC | 0M-2601 | KIT 80KW PSX-PDU BLACK EXTERIOR | Ea |  | 1 Year | 222 | 4.5% | 212.01
1672 | APC | 0M-2602 | THREE POLE TESTED 100A CKT BREAKER | Ea |  | 1 Year | 177 | 4.5% | 169.035
1673 | APC | 0M-2603 | ASSY THREE POLE TESTED 80A CKT BREAKER | Ea |  | 1 Year | 3770 | 4.5% | 3600.35
1674 | APC | 0M-2604 | DUAL FEED OPTION FOR 80KW TYPE B PSX-PDU | Ea |  | 1 Year | 1530 | 4.5% | 1461.15
1675 | APC | 0M-2606 | DUAL FEED CROSSTIE OPTION 80KW XFMR | Ea |  | 1 Year | 557 | 4.5% | 531.935
1676 | APC | 0M-2609 | UNDER FLOOR INPUT SINGLE FEED 80KW PSX-PDU | Ea |  | 1 Year | 560 | 4.5% | 534.8
1677 | APC | 0M-2610 | UNDER FLOOR INPUT DUAL FEED 80KW PSX-PDU | Ea |  | 1 Year | 1925 | 4.5% | 1838.375
1678 | APC | 0M-2614-009 | S/A CORDSET #2 5W IEC309P 9FOOT | Ea |  | 1 Year | 1115 | 4.5% | 1064.825
1679 | APC | 0M-2614-011 | S/A CORDSET #2 5W IEC309P 11FOOT | Ea |  | 1 Year | 1165 | 4.5% | 1112.575
1680 | APC | 0M-2614-013 | S/A CORDSET #2 5W IEC309P 13FOOT | Ea |  | 1 Year | 1310 | 4.5% | 1251.05
1681 | APC | 0M-2614-015 | S/A CORDSET #2 5W IEC309P 15FOOT | Ea |  | 1 Year | 1260 | 4.5% | 1203.3
1682 | APC | 0M-2614-017 | S/A CORDSET #2 5W IEC309P 17FOOT | Ea |  | 1 Year | 1650 | 4.5% | 1575.75
1683 | APC | 0M-2614-019 | S/A CORDSET #2 5W IEC309P 19FOOT | Ea |  | 1 Year | 1360 | 4.5% | 1298.8
1684 | APC | 0M-2614-021 | S/A CORDSET #2 5W IEC309P 21FOOT | Ea |  | 1 Year | 1405 | 4.5% | 1341.775
1685 | APC | 0M-2614-023 | S/A CORDSET #2 5W IEC309P 23FOOT | Ea |  | 1 Year | 1385 | 4.5% | 1322.675
1686 | APC | 0M-2614-025 | S/A CORDSET #2 5W IEC309P 25FOOT | Ea |  | 1 Year | 1430 | 4.5% | 1365.65
1687 | APC | 0M-2614-027 | S/A CORDSET #2 5W IEC309P 27FOOT | Ea |  | 1 Year | 1555 | 4.5% | 1485.025
1688 | APC | 0M-2614-029 | S/A CORDSET #2 5W IEC309P 29FOOT | Ea |  | 1 Year | 1525 | 4.5% | 1456.375
1689 | APC | 0M-2614-031 | S/A CORDSET #2 5W IEC309P 31FOOT | Ea |  | 1 Year | 1660 | 4.5% | 1585.3
1690 | APC | 0M-2614-033 | S/A CORDSET #2 5W IEC309P 33FOOT | Ea |  | 1 Year | 1700 | 4.5% | 1623.5
1691 | APC | 0M-2614-035 | S/A CORDSET #2 5W IEC309P 35FOOT | Ea |  | 1 Year | 1845 | 4.5% | 1761.975
1692 | APC | 0M-2614-037 | S/A CORDSET #2 5W IEC309P 37FOOT | Ea |  | 1 Year | 1795 | 4.5% | 1714.225
1693 | APC | 0M-2614-039 | S/A CORDSET #2 5W IEC309P 39FOOT | Ea |  | 1 Year | 1755 | 4.5% | 1676.025
1694 | APC | 0M-2614-041 | S/A CORDSET #2 5W IEC309P 41FOOT | Ea |  | 1 Year | 1800 | 4.5% | 1719
1695 | APC | 0M-2614-043 | S/A CORDSET #2 5W IEC309P 43FOOT | Ea |  | 1 Year | 1890 | 4.5% | 1804.95
1696 | APC | 0M-2614-045 | S/A CORDSET #2 5W IEC309P 45FOOT | Ea |  | 1 Year | 1985 | 4.5% | 1895.675
1697 | APC | 0M-2614-047 | S/A CORDSET #2 5W IEC309P 47FOOT | Ea |  | 1 Year | 1940 | 4.5% | 1852.7
1698 | APC | 0M-2614-049 | S/A CORDSET #2 5W IEC309P 49FOOT | Ea |  | 1 Year | 2030 | 4.5% | 1938.65
1699 | APC | 0M-2614-051 | S/A CORDSET #2 5W IEC309P 51FOOT | Ea |  | 1 Year | 151 | 4.5% | 144.205
1700 | APC | 0M-2614-053 | S/A CORDSET #2 5W IEC309P 53FOOT | Ea |  | 1 Year | 2075 | 4.5% | 1981.625
1701 | APC | 0M-2614-055 | S/A CORDSET #2 5W IEC309P 55FOOT | Ea |  | 1 Year | 2125 | 4.5% | 2029.375
1702 | APC | 0M-2614-057 | S/A CORDSET #2 5W IEC309P 57FOOT | Ea |  | 1 Year | 2170 | 4.5% | 2072.35
1703 | APC | 0M-2614-059 | S/A CORDSET #2 5W IEC309P 59FOOT | Ea |  | 1 Year | 71 | 4.5% | 67.805
1704 | APC | 0M-2615-001 | S/A CORDSET 80A SUBFEED 1 PSX-RDP13 OH IEC309 | Ea |  | 1 Year | 2020 | 4.5% | 1929.1
1705 | APC | 0M-2615-002 | S/A CORDSET 80A SUBFEED 2 PSX-RDP13 OH IEC309 | Ea |  | 1 Year | 2115 | 4.5% | 2019.825
1706 | APC | 0M-2615-003 | S/A CORDSET 80A SUBFEED 3 PSX-RDP13 OH IEC309 | Ea |  | 1 Year | 2105 | 4.5% | 2010.275
1707 | APC | 0M-2615-004 | S/A CORDSET 80A SUBFEED 4 PSX-RDP13 OH IEC309 | Ea |  | 1 Year | 900 | 4.5% | 859.5
1708 | APC | 0M-2621 | AFX 34KW Upflow Frame - Front Return | Ea |  | 1 Year | 584 | 4.5% | 557.72
1709 | APC | 0M-2622 | AFX 34KW Upflow Frame - Rear Return | Ea |  | 1 Year | 2115 | 4.5% | 2019.825
1710 | APC | 0M-2638 | AFX18 DOWNFLOW FRAME W/REMOTE DISPLAY | Ea |  | 1 Year | 18160 | 4.5% | 17342.8
1711 | APC | 0M-2639 | AFX18 UPFLOW FRAME- FRONT RETURN W/RMT DISPLAY | Ea |  | 1 Year | 19055 | 4.5% | 18197.525
1712 | APC | 0M-2640 | AFX18 UPFLOW FRAME- REAR RETURN W/RMT DISPLAY | Ea |  | 1 Year | 22165 | 4.5% | 21167.575
1713 | APC | 0M-2641 | AFX 41-62KW Downflow Frame W/Remote Display | Ea |  | 1 Year | 238 | 4.5% | 227.29
1714 | APC | 0M-2642 | AFX 41-62KW Upflow Frame - Front Return W/Remote Display | Ea |  | 1 Year | 801 | 4.5% | 764.955
1715 | APC | 0M-2643 | AFX 41-62KW Upflow Frame - Rear Return W/Remote Display | Ea |  | 1 Year | 2325 | 4.5% | 2220.375
1716 | APC | 0M-2644 | AFX65 DOWNFLOW FRAME W/REMOTE DISPLAY | Ea |  | 1 Year | 34410 | 4.5% | 32861.55
1717 | APC | 0M-2645 | AFX65 UPFLOW FRAME FRONT RETURN W/RMT DISPLAY | Ea |  | 1 Year | 35325 | 4.5% | 33735.375
1718 | APC | 0M-2646 | AFX65 UPFLOW FRAME REAR RETURN W/RMT DISPLAY | Ea |  | 1 Year | 38495 | 4.5% | 36762.725
1719 | APC | 0M-2647 | FM PACKAGING MATERIAL | Ea |  | 1 Year | 326 | 4.5% | 311.33
1720 | APC | 0M-2686-023 | S/A CORDSET 16MM 5W 63A IEC309P 23FOOT | Ea |  | 1 Year | 533 | 4.5% | 509.015
1721 | APC | 0M-2690 | S/A UNDERFLOOR FEED FOR CROSSTIE 80KW NAM | Ea |  | 1 Year | 1250 | 4.5% | 1193.75
1722 | APC | 0M-2698 | S/A LOAD TEST PORT 80KW\ PSX-PDU 230V | Ea |  | 1 Year | 423 | 4.5% | 403.965
1723 | APC | 0M-2811 | CM Spot Water Detector Local Alarm - 230/3/60 | Ea |  | 1 Year | 330 | 4.5% | 315.15
1724 | APC | 0M-2819 | CM CC Cond Coil/Motor, 14-17kW, 460/3/60 | Ea |  | 1 Year | 2200 | 4.5% | 2101
1725 | APC | 0M-2868 | S/A TESTED BRKR 3P1S 63A ABB SMISS | Ea |  | 1 Year | 243 | 4.5% | 232.065
1726 | APC | 0M-2962 | CM 3-Way 350PSI Water Regulating Valve, 7kW | Ea |  | 1 Year | 866 | 4.5% | 827.03
1727 | APC | 0M-2971 | AFX Electric Reheat, 20-27KW, 575V, Downflow - Extra Stage | Ea |  | 1 Year | 949 | 4.5% | 906.295
1728 | APC | 0M-2972 | AFX Electric Reheat, 20-27KW, 460V, Upflow - Extra Stage | Ea |  | 1 Year | 949 | 4.5% | 906.295
1729 | APC | 0M-2973 | AFX Electric Reheat, 20-27KW, 575V, Upflow - Extra Stage | Ea |  | 1 Year | 949 | 4.5% | 906.295
1730 | APC | 0M-2974 | AFX Electric Reheat, 20-27KW, 380V, Upflow - Extra Stage | Ea |  | 1 Year | 949 | 4.5% | 906.295
1731 | APC | 0M-2975 | AFX Electric Reheat, 20-27KW, 460V, Downflow - Extra Stage | Ea |  | 1 Year | 949 | 4.5% | 906.295
1732 | APC | 0M-2976 | AFX Electric Reheat, 20-27KW, 380V, Downflow - Extra Stage | Ea |  | 1 Year | 949 | 4.5% | 906.295
1733 | APC | 0M-2977 | AFX Electric Reheat, 20-27KW, 230V, Upflow - Extra Stage | Ea |  | 1 Year | 949 | 4.5% | 906.295
1734 | APC | 0M-2978 | AFX Electric Reheat, 20-27KW, 230V, Downflow - Extra Stage | Ea |  | 1 Year | 949 | 4.5% | 906.295
1735 | APC | 0M-2979 | ASSY RDP RACK 42U 1000MM SIDE PANEL BLK | Ea |  | 1 Year | 705 | 4.5% | 673.275
1736 | APC | 0M-3037 | S/A PACKAGING RDP RACK TROUGH | Ea |  | 1 Year | 544 | 4.5% | 519.52
1737 | APC | 0M-3072 | CM 3-Way 350PSI Water Regulating Valve, 10kW | Ea |  | 1 Year | 805 | 4.5% | 768.775
1738 | APC | 0M-3073 | CM 2-Way 350PSI Water Regulating Valve, 10kW | Ea |  | 1 Year | 789 | 4.5% | 753.495
1739 | APC | 0M-3074 | CM 2-Way 350PSI Water Regulating Valve, 7kW | Ea |  | 1 Year | 866 | 4.5% | 827.03
1740 | APC | 0M-3075 | CM 3-Way 350PSI Water Regulating Valve, 3-5kW | Ea |  | 1 Year | 350 | 4.5% | 334.25
1741 | APC | 0M-3076 | CM 2-Way 350PSI Water Regulating Valve, 3-5kW | Ea |  | 1 Year | 342 | 4.5% | 326.61
1742 | APC | 0M-3088 | S/A UNDER FLR FEED 480/600V SINGLE FEED PDU | Ea |  | 1 Year | 639 | 4.5% | 610.245
1743 | APC | 0M-3145 | S/A UNDER FLR FEED FOR SINGLE XLESS PDU | Ea |  | 1 Year | 608 | 4.5% | 580.64
1744 | APC | 0M-3145A | S/A UNDER FLR FEED FOR SINGLE XLESS PDU | Ea |  | 1 Year | 24 | 4.5% | 22.92
1745 | APC | 0M-3147 | KIT BAT BLANK PANEL BLK SY3PH | Ea |  | 1 Year | 37 | 4.5% | 35.335
1746 | APC | 0M-3148 | KIT PM BLANK PANEL BLK SY3PH | Ea |  | 1 Year | 2590 | 4.5% | 2473.45
1747 | APC | 0M-3152 | DUAL FEED OPTION FOR TYPE B 80KW XLESS | Ea |  | 1 Year | 1580 | 4.5% | 1508.9
1748 | APC | 0M-3156 | S/A DUAL FEED CROSSTIE OPTN 80KW XLESS | Ea |  | 1 Year | 386 | 4.5% | 368.63
1749 | APC | 0M-3171 | KIT SINGLE FEED 80KW PDU NAM | Ea |  | 1 Year | 801 | 4.5% | 764.955
1750 | APC | 0M-3651 | CW 41-70KW Downflow Frame W/Remote Display | Ea |  | 1 Year | 283 | 4.5% | 270.265
1751 | APC | 0M-3652 | CW 87-105KW Downflow Frame W/Remote Display | Ea |  | 1 Year | 283 | 4.5% | 270.265
1752 | APC | 0M-3653 | CW 123-140KW Downflow Frame W/Remote Display | Ea |  | 1 Year | 283 | 4.5% | 270.265
1753 | APC | 0M-3654 | CW100 DOWNFLOW FRAME W/REMOTE DISPLAY | Ea |  | 1 Year | 29420 | 4.5% | 28096.1
1754 | APC | 0M-3655 | CW 41-70KW Upflow Frame - Rear Return W/ Remote Display | Ea |  | 1 Year | 3025 | 4.5% | 2888.875
1755 | APC | 0M-3656 | CW 87-105KW Upflow Frame - Front Return W/ Remote Display | Ea |  | 1 Year | 1575 | 4.5% | 1504.125
1756 | APC | 0M-3657 | CW 87-105KW Upflow Frame - Rear Return W/ Remote Display | Ea |  | 1 Year | 3025 | 4.5% | 2888.875
1757 | APC | 0M-3658 | CW 123-140KW UPFLOW FRAME - FRONT RETURN W/REMOTE DISPLAY | Ea |  | 1 Year | 1575 | 4.5% | 1504.125
1758 | APC | 0M-3659 | CW 123-140KW Upflow Frame - Rear Return W/ Remote Display | Ea |  | 1 Year | 3025 | 4.5% | 2888.875
1759 | APC | 0M-3660 | CW100 UPFLOW FRAME FRONT RETURN W/RMT DISPLAY | Ea |  | 1 Year | 40545 | 4.5% | 38720.475
1760 | APC | 0M-3684 | AFX 34KW Downflow Frame W/Remote Display | Ea |  | 1 Year | 218 | 4.5% | 208.19
1761 | APC | 0M-3685 | AFX 34KW Upflow Frame - Front Return W/Remote Display | Ea |  | 1 Year | 778 | 4.5% | 742.99
1762 | APC | 0M-3686 | AFX 34KW Upflow Frame - Rear Return W/Remote Display | Ea |  | 1 Year | 2325 | 4.5% | 2220.375
1763 | APC | 0M-3754 | CM Ducted Frame, w/o 1" Filter, 3-5kW | Ea |  | 1 Year | 353 | 4.5% | 337.115
1764 | APC | 0M-3755 | CM Ducted Frame, w/o 4" Filter, 3-5kW | Ea |  | 1 Year | 386 | 4.5% | 368.63
1765 | APC | 0M-3757 | CM Ducted Frame, w/o 4" Filter, 7-10kW | Ea |  | 1 Year | 197 | 4.5% | 188.135
1766 | APC | 0M-3758 | CM Ducted Frame, w/o 1" Filter, 14-17kW | Ea |  | 1 Year | 459 | 4.5% | 438.345
1767 | APC | 0M-3759 | CM Ducted Frame, w/o 4" Filter, 14-17kW | Ea |  | 1 Year | 1020 | 4.5% | 974.1
1768 | APC | 0M-3773 | CW Reheat/Humidity Lockout | Ea |  | 1 Year | 279 | 4.5% | 266.445
1769 | APC | 0M-3775 | CW Supervisory RS422 | Ea |  | 1 Year | 562 | 4.5% | 536.71
1770 | APC | 0M-3776 | CW Supervisory RS485 | Ea |  | 1 Year | 562 | 4.5% | 536.71
1771 | APC | 0M-3784 | CW 20KW Downflow Frame W/ Remote Display | Ea |  | 1 Year | 283 | 4.5% | 270.265
1772 | APC | 0M-3785 | CW 20-27KW Upflow Frame - Front Return W/ Remote Display | Ea |  | 1 Year | 1575 | 4.5% | 1504.125
1773 | APC | 0M-3787 | CW 20KW Upflow Frame - Rear Return W/ Remote Display | Ea |  | 1 Year | 3025 | 4.5% | 2888.875
1774 | APC | 0M-3788 | CW 27KW Downflow Frame W/ Remote Display | Ea |  | 1 Year | 283 | 4.5% | 270.265
1775 | APC | 0M-3789 | CW 27KW Upflow Frame - Rear Return W/ Remote Display | Ea |  | 1 Year | 3025 | 4.5% | 2888.875
1776 | APC | 0M-3790 | CW Microprocessor Redundant Unit Grouping | Ea |  | 1 Year | 2280 | 4.5% | 2177.4
1777 | APC | 0M-3815 | ASSY TESTED CB 1PH 480V ABB T1 15A | Ea |  | 1 Year | 144 | 4.5% | 137.52
1778 | APC | 0M-3816 | ASSY TESTED CB 1PH 480V ABB T1 20A | Ea |  | 1 Year | 144 | 4.5% | 137.52
1779 | APC | 0M-3817 | ASSY TESTED CB 1PH 480V ABB T1 25A | Ea |  | 1 Year | 144 | 4.5% | 137.52
1780 | APC | 0M-3818 | ASSY TESTED CB 1PH 480V ABB T1 30A | Ea |  | 1 Year | 306 | 4.5% | 292.23
1781 | APC | 0M-3819 | ASSY TESTED CB 3PH 480V ABB T1 100A | Ea |  | 1 Year | 252 | 4.5% | 240.66
1782 | APC | 0M-3821 | ASSY TESTED CB 3PH 480V ABB T1 20A | Ea |  | 1 Year | 252 | 4.5% | 240.66
1783 | APC | 0M-3822 | ASSY TESTED CB 3PH 480V ABB T1 25A | Ea |  | 1 Year | 252 | 4.5% | 240.66
1784 | APC | 0M-3823 | ASSY TESTED CB 3PH 480V ABB T1 30A | Ea |  | 1 Year | 252 | 4.5% | 240.66
1785 | APC | 0M-3825 | ASSY TESTED CB 3PH 480V ABB T1 40A | Ea |  | 1 Year | 252 | 4.5% | 240.66
1786 | APC | 0M-3826 | ASSY TESTED CB 3PH 480V ABB T1 50A | Ea |  | 1 Year | 252 | 4.5% | 240.66
1787 | APC | 0M-3827 | ASSY TESTED CB 3PH 480V ABB T1 60A | Ea |  | 1 Year | 306 | 4.5% | 292.23
1788 | APC | 0M-3828 | ASSY TESTED CB 3PH 480V ABB T1 70A | Ea |  | 1 Year | 306 | 4.5% | 292.23
1789 | APC | 0M-3829 | ASSY TESTED CB 3PH 480V ABB T1 80A | Ea |  | 1 Year | 306 | 4.5% | 292.23
1790 | APC | 0M-3830 | ASSY TESTED CB 3PH 480V ABB T1 90A | Ea |  | 1 Year | 648 | 4.5% | 618.84
1791 | APC | 0M-3831 | ASSY TESTED CB 3PH 480V ABB T3 125A | Ea |  | 1 Year | 648 | 4.5% | 618.84
1792 | APC | 0M-3832 | ASSY TESTED CB 3PH 480V ABB T3 150A | Ea |  | 1 Year | 648 | 4.5% | 618.84
1793 | APC | 0M-3833 | ASSY TESTED CB 3PH 480V ABB T3 175A | Ea |  | 1 Year | 648 | 4.5% | 618.84
1794 | APC | 0M-3834 | ASSY TESTED CB 3PH 480V ABB T3 200A | Ea |  | 1 Year | 648 | 4.5% | 618.84
1795 | APC | 0M-3835 | ASSY TESTED CB 3PH 480V ABB T3 225A | Ea |  | 1 Year | 2000 | 4.5% | 1910
1796 | APC | 0M-3836 | ASSY TESTED CB 3PH 480V ABB T5 300A | Ea |  | 1 Year | 2000 | 4.5% | 1910
1797 | APC | 0M-3837 | ASSY TESTED CB 3PH 480V ABB T5 400A | Ea |  | 1 Year | 54 | 4.5% | 51.57
1798 | APC | 0M-3840 | SUB ASSY ADAPTER 1P PLUG IN T1 L1 & 3 | Ea |  | 1 Year | 72 | 4.5% | 68.76
1799 | APC | 0M-3841 | SUB ASSY ADAPTER 3P PLUG IN T1 BREAKER | Ea |  | 1 Year | 90 | 4.5% | 85.95
1800 | APC | 0M-3842 | SUB ASSY ADAPTER 3P PLUG IN T3 BREAKER | Ea |  | 1 Year | 126 | 4.5% | 120.33
1801 | APC | 0M-3843 | SUB ASSY ADAPTER 3P PLUG IN T5 BREAKER | Ea |  | 1 Year | 108 | 4.5% | 103.14
1802 | APC | 0M-3906 | AFX FC Common Parts - Hot Gas Bypass, 34-62KW | Ea |  | 1 Year | 540 | 4.5% | 515.7
1803 | APC | 0M-3932 | CW 87KW Optional Pulley and Belt 60HZ | Ea |  | 1 Year | 704 | 4.5% | 672.32
1804 | APC | 0M-3933 | AFX65 FC COMMON PARTS- HOT GAS BYPASS | Ea |  | 1 Year | 1750 | 4.5% | 1671.25
1805 | APC | 0M-3935 | AFX FC Common Parts - Hot Gas Bypass & High Head Pressure Remote Alarm, 70-98KW | Ea |  | 1 Year | 607 | 4.5% | 579.685
1806 | APC | 0M-3937 | AFX FC Common Parts - Hot Gas Bypass & High Head Pressure Remote Alarm, 34-62KW | Ea |  | 1 Year | 521 | 4.5% | 497.555
1807 | APC | 0M-3939 | AFX18 FC COMMON PARTS | Ea |  | 1 Year | 369 | 4.5% | 352.395
1808 | APC | 0M-3940 | AFX18 FC COMMON PARTS- HOT GAS BYPASS | Ea |  | 1 Year | 429 | 4.5% | 409.695
1809 | APC | 0M-3941 | AFX FC Common Parts - Hot Gas Bypass & High Head Pressure Remote Alarm, 20-27KW | Ea |  | 1 Year | 479 | 4.5% | 457.445
1810 | APC | 0M-3943 | AFX65 FC COMMON PARTS | Ea |  | 1 Year | 661 | 4.5% | 631.255
1811 | APC | 0M-3958 | CM SCR Modulating Reheat 230/3/60 | Ea |  | 1 Year | 938 | 4.5% | 895.79
1812 | APC | 0M-3959 | CM SCR Modulating Reheat 460/3/60 | Ea |  | 1 Year | 938 | 4.5% | 895.79
1813 | APC | 0M-3960 | CW Electrical Insert - Busbar/Endcaps, 230V & 460V | Ea |  | 1 Year | 126 | 4.5% | 120.33
1814 | APC | 0M-3977 | FM NAM SHEET METAL PARTS UP DISCHARGE | Ea |  | 1 Year | 506 | 4.5% | 483.23
1815 | APC | 0M-3982 | CM-CW Ducted Frame, w/o 1" Filter, 14-17kW | Ea |  | 1 Year | 373 | 4.5% | 356.215
1816 | APC | 0M-3983 | CM-CW Ducted Frame, w/o 4" Filter, 14-17kW | Ea |  | 1 Year | 470 | 4.5% | 448.85
1817 | APC | 0M-4201 | LOAD TEST PORT | Ea |  | 1 Year | 81 | 4.5% | 77.355
1818 | APC | 0M-4256 | MULTI-BRANCH LOCKNUT & BUSHING ASSEMBLY | Ea |  | 1 Year | 128 | 4.5% | 122.24
1819 | APC | 0M-4264 | 3-POLE, 20A BOLT-ON SQUARE D BREAKER | Ea |  | 1 Year | 54 | 4.5% | 51.57
1820 | APC | 0M-4265 | 1-POLE, 20A BOLT-ON SQUARE D BREAKER | Ea |  | 1 Year | 209 | 4.5% | 199.595
1821 | APC | 0M-4713 | S/A TESTED BRKR 3P 32A 230V ABB SMISS | Ea |  | 1 Year | 581 | 4.5% | 554.855
1822 | APC | 0M-4739 | AFX Spot Water Detector - Remote Alarm 230V | Ea |  | 1 Year | 303 | 4.5% | 289.365
1823 | APC | 0M-4762 | AFX Electrical Insert - Busbar/Endcaps, 230V & 460V | Ea |  | 1 Year | 137 | 4.5% | 130.835
1824 | APC | 0M-4765 | CM-DX TEV Valve - 5/8 In, 7/8 Out - R22 | Ea |  | 1 Year | 3305 | 4.5% | 3156.275
1825 | APC | 0M-4766 | KIT LOWER TERMINAL BLOCK OPTION | Ea |  | 1 Year | 164 | 4.5% | 156.62
1826 | APC | 0M-4768-005 | CORDSET 4MM 5W IEC309 32A 5 FT | Ea |  | 1 Year | 169 | 4.5% | 161.395
1827 | APC | 0M-4768-007 | CORDSET 4MM 5W IEC309 32A 7 FT | Ea |  | 1 Year | 173 | 4.5% | 165.215
1828 | APC | 0M-4768-009 | CORDSET 4MM 5W IEC309 32A 9 FT | Ea |  | 1 Year | 179 | 4.5% | 170.945
1829 | APC | 0M-4768-011 | CORDSET 4MM 5W IEC309 32A 11FT | Ea |  | 1 Year | 188 | 4.5% | 179.54
1830 | APC | 0M-4768-013 | CORDSET 4MM 5W IEC309 32A 13FT | Ea |  | 1 Year | 195 | 4.5% | 186.225
1831 | APC | 0M-4768-015 | CORDSET 4MM 5W IEC309 32A 15FT | Ea |  | 1 Year | 201 | 4.5% | 191.955
1832 | APC | 0M-4768-017 | CORDSET 4MM 5W IEC309 32A 17FT | Ea |  | 1 Year | 206 | 4.5% | 196.73
1833 | APC | 0M-4768-019 | CORDSET 4MM 5W IEC309 32A 19FT | Ea |  | 1 Year | 215 | 4.5% | 205.325
1834 | APC | 0M-4768-021 | CORDSET 4MM 5W IEC309 32A 21FT | Ea |  | 1 Year | 222 | 4.5% | 212.01
1835 | APC | 0M-4768-023 | CORDSET 4MM 5W IEC309 32A 23FT | Ea |  | 1 Year | 234 | 4.5% | 223.47
1836 | APC | 0M-4768-025 | CORDSET 4MM 5W IEC309 32A 25FT | Ea |  | 1 Year | 241 | 4.5% | 230.155
1837 | APC | 0M-4768-027 | CORDSET 4MM 5W IEC309 32A 27FT | Ea |  | 1 Year | 250 | 4.5% | 238.75
1838 | APC | 0M-4768-029 | CORDSET 4MM 5W IEC309 32A 29FT | Ea |  | 1 Year | 258 | 4.5% | 246.39
1839 | APC | 0M-4768-031 | CORDSET 4MM 5W IEC309 32A 31FT | Ea |  | 1 Year | 265 | 4.5% | 253.075
1840 | APC | 0M-4768-033 | CORDSET 4MM 5W IEC309 32A 33FT | Ea |  | 1 Year | 272 | 4.5% | 259.76
1841 | APC | 0M-4768-035 | CORDSET 4MM 5W IEC309 32A 35FT | Ea |  | 1 Year | 280 | 4.5% | 267.4
1842 | APC | 0M-4768-037 | CORDSET 4MM 5W IEC309 32A 37FT | Ea |  | 1 Year | 274 | 4.5% | 261.67
1843 | APC | 0M-4768-039 | CORDSET 4MM 5W IEC309 32A 39FT | Ea |  | 1 Year | 296 | 4.5% | 282.68
1844 | APC | 0M-4768-041 | CORDSET 4MM 5W IEC309 32A 41FT | Ea |  | 1 Year | 303 | 4.5% | 289.365
1845 | APC | 0M-4768-043 | CORDSET 4MM 5W IEC309 32A 43FT | Ea |  | 1 Year | 311 | 4.5% | 297.005
1846 | APC | 0M-4768-045 | CORDSET 4MM 5W IEC309 32A 45FT | Ea |  | 1 Year | 318 | 4.5% | 303.69
1847 | APC | 0M-4768-047 | CORDSET 4MM 5W IEC309 32A 47FT | Ea |  | 1 Year | 325 | 4.5% | 310.375
1848 | APC | 0M-4768-049 | CORDSET 4MM 5W IEC309 32A 49FT | Ea |  | 1 Year | 333 | 4.5% | 318.015
1849 | APC | 0M-4768-051 | CORDSET 4MM 5W IEC309 32A 51FT | Ea |  | 1 Year | 342 | 4.5% | 326.61
1850 | APC | 0M-4768-053 | CORDSET 4MM 5W IEC309 32A 53FT | Ea |  | 1 Year | 349 | 4.5% | 333.295
1851 | APC | 0M-4768-055 | CORDSET 4MM 5W IEC309 32A 55FT | Ea |  | 1 Year | 357 | 4.5% | 340.935
1852 | APC | 0M-4768-057 | CORDSET 4MM 5W IEC309 32A 57FT | Ea |  | 1 Year | 364 | 4.5% | 347.62
1853 | APC | 0M-4768-059 | CORDSET 4MM 5W IEC309 32A 59FT | Ea |  | 1 Year | 371 | 4.5% | 354.305
1854 | APC | 0M-4768-061 | CORDSET 4MM 5W IEC309 32A 61FT | Ea |  | 1 Year | 371 | 4.5% | 354.305
1855 | APC | 0M-4768-063 | CORDSET 4MM 5W IEC309 32A 63FT | Ea |  | 1 Year | 918 | 4.5% | 876.69
1856 | APC | 0M-4769 | CM-DX Filter Drier 5/8 ODF | Ea |  | 1 Year | 23.5 | 4.5% | 22.4425
1857 | APC | 0M-4770 | CM-DX Sight Glass 5/8 ODF | Ea |  | 1 Year | 44 | 4.5% | 42.02
1858 | APC | 0M-4809 | CM-CW Standard 1/3HP Motor, 230/1/60, 3-5kW | Ea |  | 1 Year | 495 | 4.5% | 472.725
1859 | APC | 0M-4811 | CM-CW Standard 1/3HP Motor, 277/1/60, 3-5kW | Ea |  | 1 Year | 724 | 4.5% | 691.42
1860 | APC | 0M-4828 | CM Programmable Thermostat, 14-17kW | Ea |  | 1 Year | 224 | 4.5% | 213.92
1861 | APC | 0M-4906 | CM Ducted Frame, 4" 65% Filter, 14-17kW | Ea |  | 1 Year | 1285 | 4.5% | 1227.175
1862 | APC | 0M-4907 | CW CONDENSATE PUMP OVERFLOW - REMOTE ALARM 50HZ | Ea |  | 1 Year | 395 | 4.5% | 377.225
1863 | APC | 0M-4908 | CW CONDENSATE PUMP OVERFLOW - REMOTE ALARM 575V | Ea |  | 1 Year | 1520 | 4.5% | 1451.6
1864 | APC | 0M-4909 | CW CONDENSATE PUMP OVERFLOW - REMOTE ALARM 230V | Ea |  | 1 Year | 1520 | 4.5% | 1451.6
1865 | APC | 0M-4967 | CM Optional 1/2HP Motor, 230/1/60, 3-5kW | Ea |  | 1 Year | 539 | 4.5% | 514.745
1866 | APC | 0M-4968 | CM-CW Optional 1/3HP Motor 230/1/60, 3-5kW | Ea |  | 1 Year | 787 | 4.5% | 751.585
1867 | APC | 0M-4969 | CM Optional 1/2HP Motor, 277/1/60, 3-5kW | Ea |  | 1 Year | 722 | 4.5% | 689.51
1868 | APC | 0M-4970 | CM Optional 1/3HP Motor 277/1/60, 3-5kW | Ea |  | 1 Year | 787 | 4.5% | 751.585
1869 | APC | 0M-4971 | CM Optional 1/2HP Motor, 230/1/60 or 230/3/60, 7kW | Ea |  | 1 Year | 1005 | 4.5% | 959.775
1870 | APC | 0M-4972 | CM Optional 1/2HP Motor, 277/1/60, 7kW | Ea |  | 1 Year | 1005 | 4.5% | 959.775
1871 | APC | 0M-4973 | CM Optional 1/2HP Motor, 460/1/60 or 460/3/60, 7kW | Ea |  | 1 Year | 1005 | 4.5% | 959.775
1872 | APC | 0M-4974 | CM Optional 3/4HP Motor, 230/1/60 or 230/3/60, 10kW | Ea |  | 1 Year | 769 | 4.5% | 734.395
1873 | APC | 0M-4975 | CM Optional 3/4HP Motor, 277/1/60, 10kW | Ea |  | 1 Year | 980 | 4.5% | 935.9
1874 | APC | 0M-4976 | CM Optional 2HP Motor 230/3/60, 14-17kW | Ea |  | 1 Year | 1570 | 4.5% | 1499.35
1875 | APC | 0M-4977 | CM Optional 2HP Motor 380/3/50, 14-17kW | Ea |  | 1 Year | 1695 | 4.5% | 1618.725
1876 | APC | 0M-4978 | CM Optional 2HP Motor, 460/3/60, 14-17kW | Ea |  | 1 Year | 1625 | 4.5% | 1551.875
1877 | APC | 0M-4979 | CM Optional 2HP Motor 575/3/60, 14-17kW | Ea |  | 1 Year | 1695 | 4.5% | 1618.725
1878 | APC | 0M-4980 | CM Optional 3/4HP Motor, 460/1/60 or 460/3/60, 10kW | Ea |  | 1 Year | 873 | 4.5% | 833.715
1879 | APC | 0M-5006 | CW 41-70KW UPFLOW FRAME - FRONT RETURN W/REMOTE DISPLAY | Ea |  | 1 Year | 1575 | 4.5% | 1504.125
1880 | APC | 0M-5010 | ASSY ISX-20KH FINAL ITEMS | Ea |  | 1 Year | 819 | 4.5% | 782.145
1881 | APC | 0M-5011 | ASSY ISX-20KF FINAL ITEMS | Ea |  | 1 Year | 638 | 4.5% | 609.29
1882 | APC | 0M-5175 | CM Water/Glycol Cooled Indoor Condensing Unit Frame, 277/1/60, 10kW | Ea |  | 1 Year | 4115 | 4.5% | 3929.825
1883 | APC | 0M-5245 | ASSY TESTED CKT BRKR 3P 150A 120/240V PNL | Ea |  | 1 Year | 129 | 4.5% | 123.195
1884 | APC | 0M-5350-005 | TC 5WIRE W/L21-20 5 FOOT | Ea |  | 1 Year | 136 | 4.5% | 129.88
1885 | APC | 0M-5350-007 | TC 5WIRE W/L21-20 7FOOT | Ea |  | 1 Year | 142 | 4.5% | 135.61
1886 | APC | 0M-5350-009 | TC 5WIRE W/L21-20 9FOOT | Ea |  | 1 Year | 147 | 4.5% | 140.385
1887 | APC | 0M-5350-011 | TC 5WIRE W/L21-20 11FOOT | Ea |  | 1 Year | 153 | 4.5% | 146.115
1888 | APC | 0M-5350-013 | TC 5WIRE W/L21-20 13FOOT | Ea |  | 1 Year | 158 | 4.5% | 150.89
1889 | APC | 0M-5350-015 | TC 5WIRE W/L21-20 15FOOT | Ea |  | 1 Year | 164 | 4.5% | 156.62
1890 | APC | 0M-5350-017 | TC 5WIRE W/L21-20 17FOOT | Ea |  | 1 Year | 169 | 4.5% | 161.395
1891 | APC | 0M-5350-019 | TC 5WIRE W/L21-20 19FOOT | Ea |  | 1 Year | 175 | 4.5% | 167.125
1892 | APC | 0M-5350-021 | TC 5WIRE W/L21-20 21FOOT | Ea |  | 1 Year | 180 | 4.5% | 171.9
1893 | APC | 0M-5350-023 | TC 5WIRE W/L21-20 23FOOT | Ea |  | 1 Year | 186 | 4.5% | 177.63
1894 | APC | 0M-5350-025 | TC 5WIRE W/L21-20 25FOOT | Ea |  | 1 Year | 193 | 4.5% | 184.315
1895 | APC | 0M-5350-027 | TC 5WIRE W/L21-20 27FOOT | Ea |  | 1 Year | 201 | 4.5% | 191.955
1896 | APC | 0M-5350-029 | TC 5WIRE W/L21-20 29FOOT | Ea |  | 1 Year | 206 | 4.5% | 196.73
1897 | APC | 0M-5350-031 | TC 5WIRE W/L21-20 31FOOT | Ea |  | 1 Year | 212 | 4.5% | 202.46
1898 | APC | 0M-5350-033 | TC 5WIRE W/L21-20 33FOOT | Ea |  | 1 Year | 217 | 4.5% | 207.235
1899 | APC | 0M-5350-035 | TC 5WIRE W/L21-20 35FOOT | Ea |  | 1 Year | 223 | 4.5% | 212.965
1900 | APC | 0M-5350-037 | TC 5WIRE W/L21-20 37FOOT | Ea |  | 1 Year | 228 | 4.5% | 217.74
1901 | APC | 0M-5350-039 | TC 5WIRE W/L21-20 39FOOT | Ea |  | 1 Year | 234 | 4.5% | 223.47
1902 | APC | 0M-5350-041 | TC 5WIRE W/L21-20 41FOOT | Ea |  | 1 Year | 239 | 4.5% | 228.245
1903 | APC | 0M-5350-043 | TC 5WIRE W/L21-20 43FOOT | Ea |  | 1 Year | 245 | 4.5% | 233.975
1904 | APC | 0M-5350-045 | TC 5WIRE W/L21-20 45FOOT | Ea |  | 1 Year | 254 | 4.5% | 242.57
1905 | APC | 0M-5350-047 | TC 5WIRE W/L21-20 47FOOT | Ea |  | 1 Year | 256 | 4.5% | 244.48
1906 | APC | 0M-5350-049 | TC 5WIRE W/L21-20 49FOOT | Ea |  | 1 Year | 263 | 4.5% | 251.165
1907 | APC | 0M-5350-051 | TC 5WIRE W/L21-20 51FOOT | Ea |  | 1 Year | 269 | 4.5% | 256.895
1908 | APC | 0M-5350-053 | TC 5WIRE W/L21-20 53FOOT | Ea |  | 1 Year | 274 | 4.5% | 261.67
1909 | APC | 0M-5350-055 | TC 5WIRE W/L21-20 55FOOT | Ea |  | 1 Year | 280 | 4.5% | 267.4
1910 | APC | 0M-5350-057 | TC 5WIRE W/L21-20 57FOOT | Ea |  | 1 Year | 287 | 4.5% | 274.085
1911 | APC | 0M-5350-059 | TC 5WIRE W/L21-20 59FOOT | Ea |  | 1 Year | 437 | 4.5% | 417.335
1912 | APC | 0M-5350-061 | TC 5WIRE W/L21-20 61FOOT | Ea |  | 1 Year | 445 | 4.5% | 424.975
1913 | APC | 0M-5350-063 | TC 5WIRE W/L21-20 63FOOT | Ea |  | 1 Year | 456 | 4.5% | 435.48
1914 | APC | 0M-5350-065 | TC 5WIRE W/L21-20 65FOOT | Ea |  | 1 Year | 441 | 4.5% | 421.155
1915 | APC | 0M-5350-067 | TC 5WIRE W/L21-20 67FOOT | Ea |  | 1 Year | 450 | 4.5% | 429.75
1916 | APC | 0M-5350-069 | TC 5WIRE W/L21-20 69FOOT | Ea |  | 1 Year | 459 | 4.5% | 438.345
1917 | APC | 0M-5350-071 | TC 5WIRE W/L21-20 71FOOT | Ea |  | 1 Year | 471 | 4.5% | 449.805
1918 | APC | 0M-5350-073 | TC 5WIRE W/L21-20 73FOOT | Ea |  | 1 Year | 507 | 4.5% | 484.185
1919 | APC | 0M-5350-075 | TC 5WIRE W/L21-20 75FOOT | Ea |  | 1 Year | 491 | 4.5% | 468.905
1920 | APC | 0M-5351-061 | TC 5WIRE W/L21-30 61 FOOT | Ea |  | 1 Year | 498 | 4.5% | 475.59
1921 | APC | 0M-5351-063 | TC 5WIRE W/L21-30 63 FOOT | Ea |  | 1 Year | 507 | 4.5% | 484.185
1922 | APC | 0M-5351-065 | TC 5WIRE W/L21-30 65 FOOT | Ea |  | 1 Year | 516 | 4.5% | 492.78
1923 | APC | 0M-5351-067 | TC 5WIRE W/L21-30 67 FOOT | Ea |  | 1 Year | 526 | 4.5% | 502.33
1924 | APC | 0M-5351-069 | TC 5WIRE W/L21-30 69 FOOT | Ea |  | 1 Year | 535 | 4.5% | 510.925
1925 | APC | 0M-5351-071 | TC 5WIRE W/L21-30 71 FOOT | Ea |  | 1 Year | 546 | 4.5% | 521.43
1926 | APC | 0M-5351-073 | TC 5WIRE W/L21-30 73 FOOT | Ea |  | 1 Year | 116 | 4.5% | 110.78
1927 | APC | 0M-5352-005 | TC 4WIRE W/L15-30 5 FOOT | Ea |  | 1 Year | 122 | 4.5% | 116.51
1928 | APC | 0M-5352-007 | TC 4WIRE W/L15-30 7 FOOT | Ea |  | 1 Year | 127 | 4.5% | 121.285
1929 | APC | 0M-5352-009 | TC 4WIRE W/L15-30 9 FOOT | Ea |  | 1 Year | 135 | 4.5% | 128.925
1930 | APC | 0M-5352-011 | TC 4WIRE W/L15-30 11 FOOT | Ea |  | 1 Year | 140 | 4.5% | 133.7
1931 | APC | 0M-5352-013 | TC 4WIRE W/L15-30 13 FOOT | Ea |  | 1 Year | 146 | 4.5% | 139.43
1932 | APC | 0M-5352-015 | TC 4WIRE W/L15-30 15 FOOT | Ea |  | 1 Year | 151 | 4.5% | 144.205
1933 | APC | 0M-5352-017 | TC 4WIRE W/L15-30 17 FOOT | Ea |  | 1 Year | 157 | 4.5% | 149.935
1934 | APC | 0M-5352-019 | TC 4WIRE W/L15-30 19 FOOT | Ea |  | 1 Year | 162 | 4.5% | 154.71
1935 | APC | 0M-5352-021 | TC 4WIRE W/L15-30 21 FOOT | Ea |  | 1 Year | 168 | 4.5% | 160.44
1936 | APC | 0M-5352-023 | TC 4WIRE W/L15-30 23 FOOT | Ea |  | 1 Year | 173 | 4.5% | 165.215
1937 | APC | 0M-5352-025 | TC 4WIRE W/L15-30 25 FOOT | Ea |  | 1 Year | 179 | 4.5% | 170.945
1938 | APC | 0M-5352-027 | TC 4WIRE W/L15-30 27 FOOT | Ea |  | 1 Year | 184 | 4.5% | 175.72
1939 | APC | 0M-5352-029 | TC 4WIRE W/L15-30 29 FOOT | Ea |  | 1 Year | 191 | 4.5% | 182.405
1940 | APC | 0M-5352-031 | TC 4WIRE W/L15-30 31 FOOT | Ea |  | 1 Year | 199 | 4.5% | 190.045
1941 | APC | 0M-5352-033 | TC 4WIRE W/L15-30 33 FOOT | Ea |  | 1 Year | 191 | 4.5% | 182.405
1942 | APC | 0M-5352-035 | TC 4WIRE W/L15-30 35 FOOT | Ea |  | 1 Year | 197 | 4.5% | 188.135
1943 | APC | 0M-5352-037 | TC 4WIRE W/L15-30 37 FOOT | Ea |  | 1 Year | 202 | 4.5% | 192.91
1944 | APC | 0M-5352-039 | TC 4WIRE W/L15-30 39 FOOT | Ea |  | 1 Year | 221 | 4.5% | 211.055
1945 | APC | 0M-5352-041 | TC 4WIRE W/L15-30 41 FOOT | Ea |  | 1 Year | 213 | 4.5% | 203.415
1946 | APC | 0M-5352-043 | TC 4WIRE W/L15-30 43 FOOT | Ea |  | 1 Year | 221 | 4.5% | 211.055
1947 | APC | 0M-5352-045 | TC 4WIRE W/L15-30 45 FOOT | Ea |  | 1 Year | 226 | 4.5% | 215.83
1948 | APC | 0M-5352-047 | TC 4WIRE W/L15-30 47 FOOT | Ea |  | 1 Year | 232 | 4.5% | 221.56
1949 | APC | 0M-5352-049 | TC 4WIRE W/L15-30 49 FOOT | Ea |  | 1 Year | 237 | 4.5% | 226.335
1950 | APC | 0M-5352-051 | TC 4WIRE W/L15-30 51 FOOT | Ea |  | 1 Year | 243 | 4.5% | 232.065
1951 | APC | 0M-5352-053 | TC 4WIRE W/L15-30 53 FOOT | Ea |  | 1 Year | 248 | 4.5% | 236.84
1952 | APC | 0M-5352-055 | TC 4WIRE W/L15-30 55 FOOT | Ea |  | 1 Year | 254 | 4.5% | 242.57
1953 | APC | 0M-5352-057 | TC 4WIRE W/L15-30 57 FOOT | Ea |  | 1 Year | 259 | 4.5% | 247.345
1954 | APC | 0M-5352-059 | TC 4WIRE W/L15-30 59 FOOT | Ea |  | 1 Year | 162 | 4.5% | 154.71
1955 | APC | 0M-5353-005 | TC 4WIRE W/L14-30 5 FOOT | Ea |  | 1 Year | 177 | 4.5% | 169.035
1956 | APC | 0M-5353-007 | TC 4WIRE W/L14-30 7 FOOT | Ea |  | 1 Year | 173 | 4.5% | 165.215
1957 | APC | 0M-5353-009 | TC 4WIRE W/L14-30 9 FOOT | Ea |  | 1 Year | 188 | 4.5% | 179.54
1958 | APC | 0M-5353-011 | TC 4WIRE W/L14-30 11 FOOT | Ea |  | 1 Year | 184 | 4.5% | 175.72
1959 | APC | 0M-5353-013 | TC 4WIRE W/L14-30 13 FOOT | Ea |  | 1 Year | 202 | 4.5% | 192.91
1960 | APC | 0M-5353-015 | TC 4WIRE W/L14-30 15 FOOT | Ea |  | 1 Year | 195 | 4.5% | 186.225
1961 | APC | 0M-5353-017 | TC 4WIRE W/L14-30 17 FOOT | Ea |  | 1 Year | 201 | 4.5% | 191.955
1962 | APC | 0M-5353-019 | TC 4WIRE W/L14-30 19 FOOT | Ea |  | 1 Year | 206 | 4.5% | 196.73
1963 | APC | 0M-5353-021 | TC 4WIRE W/L14-30 21 FOOT | Ea |  | 1 Year | 212 | 4.5% | 202.46
1964 | APC | 0M-5353-023 | TC 4WIRE W/L14-30 23 FOOT | Ea |  | 1 Year | 217 | 4.5% | 207.235
1965 | APC | 0M-5353-025 | TC 4WIRE W/L14-30 25 FOOT | Ea |  | 1 Year | 223 | 4.5% | 212.965
1966 | APC | 0M-5353-027 | TC 4WIRE W/L14-30 27 FOOT | Ea |  | 1 Year | 228 | 4.5% | 217.74
1967 | APC | 0M-5353-029 | TC 4WIRE W/L14-30 29 FOOT | Ea |  | 1 Year | 234 | 4.5% | 223.47
1968 | APC | 0M-5353-031 | TC 4WIRE W/L14-30 31 FOOT | Ea |  | 1 Year | 252 | 4.5% | 240.66
1969 | APC | 0M-5353-033 | TC 4WIRE W/L14-30 33 FOOT | Ea |  | 1 Year | 245 | 4.5% | 233.975
1970 | APC | 0M-5353-035 | TC 4WIRE W/L14-30 35 FOOT | Ea |  | 1 Year | 250 | 4.5% | 238.75
1971 | APC | 0M-5353-037 | TC 4WIRE W/L14-30 37 FOOT | Ea |  | 1 Year | 256 | 4.5% | 244.48
1972 | APC | 0M-5353-039 | TC 4WIRE W/L14-30 39 FOOT | Ea |  | 1 Year | 261 | 4.5% | 249.255
1973 | APC | 0M-5353-041 | TC 4WIRE W/L14-30 41 FOOT | Ea |  | 1 Year | 267 | 4.5% | 254.985
1974 | APC | 0M-5353-043 | TC 4WIRE W/L14-30 43 FOOT | Ea |  | 1 Year | 272 | 4.5% | 259.76
1975 | APC | 0M-5353-045 | TC 4WIRE W/L14-30 45 FOOT | Ea |  | 1 Year | 278 | 4.5% | 265.49
1976 | APC | 0M-5353-047 | TC 4WIRE W/L14-30 47 FOOT | Ea |  | 1 Year | 283 | 4.5% | 270.265
1977 | APC | 0M-5353-049 | TC 4WIRE W/L14-30 49 FOOT | Ea |  | 1 Year | 289 | 4.5% | 275.995
1978 | APC | 0M-5353-051 | TC 4WIRE W/L14-30 51 FOOT | Ea |  | 1 Year | 294 | 4.5% | 280.77
1979 | APC | 0M-5353-053 | TC 4WIRE W/L14-30 53 FOOT | Ea |  | 1 Year | 300 | 4.5% | 286.5
1980 | APC | 0M-5353-055 | TC 4WIRE W/L14-30 55 FOOT | Ea |  | 1 Year | 305 | 4.5% | 291.275
1981 | APC | 0M-5353-057 | TC 4WIRE W/L14-30 57 FOOT | Ea |  | 1 Year | 311 | 4.5% | 297.005
1982 | APC | 0M-5353-059 | TC 4WIRE W/L14-30 59 FOOT | Ea |  | 1 Year | 151 | 4.5% | 144.205
1983 | APC | 0M-5354-005 | TC 4WIRE W/L14-20 5 FOOT | Ea |  | 1 Year | 157 | 4.5% | 149.935
1984 | APC | 0M-5354-007 | TC 4WIRE W/L14-20 7 FOOT | Ea |  | 1 Year | 162 | 4.5% | 154.71
1985 | APC | 0M-5354-009 | TC 4WIRE W/L14-20 9 FOOT | Ea |  | 1 Year | 168 | 4.5% | 160.44
1986 | APC | 0M-5354-011 | TC 4WIRE W/L14-20 11 FOOT | Ea |  | 1 Year | 175 | 4.5% | 167.125
1987 | APC | 0M-5354-013 | TC 4WIRE W/L14-20 13 FOOT | Ea |  | 1 Year | 180 | 4.5% | 171.9
1988 | APC | 0M-5354-015 | TC 4WIRE W/L14-20 15 FOOT | Ea |  | 1 Year | 186 | 4.5% | 177.63
1989 | APC | 0M-5354-017 | TC 4WIRE W/L14-20 17 FOOT | Ea |  | 1 Year | 191 | 4.5% | 182.405
1990 | APC | 0M-5354-019 | TC 4WIRE W/L14-20 19 FOOT | Ea |  | 1 Year | 197 | 4.5% | 188.135
1991 | APC | 0M-5354-021 | TC 4WIRE W/L14-20 21 FOOT | Ea |  | 1 Year | 202 | 4.5% | 192.91
1992 | APC | 0M-5354-023 | TC 4WIRE W/L14-20 23 FOOT | Ea |  | 1 Year | 208 | 4.5% | 198.64
1993 | APC | 0M-5354-025 | TC 4WIRE W/L14-20 25 FOOT | Ea |  | 1 Year | 213 | 4.5% | 203.415
1994 | APC | 0M-5354-027 | TC 4WIRE W/L14-20 27 FOOT | Ea |  | 1 Year | 219 | 4.5% | 209.145
1995 | APC | 0M-5354-029 | TC 4WIRE W/L14-20 29 FOOT | Ea |  | 1 Year | 224 | 4.5% | 213.92
1996 | APC | 0M-5354-031 | TC 4WIRE W/L14-20 31 FOOT | Ea |  | 1 Year | 230 | 4.5% | 219.65
1997 | APC | 0M-5354-033 | TC 4WIRE W/L14-20 33 FOOT | Ea |  | 1 Year | 236 | 4.5% | 225.38
1998 | APC | 0M-5354-035 | TC 4WIRE W/L14-20 35 FOOT | Ea |  | 1 Year | 241 | 4.5% | 230.155
1999 | APC | 0M-5354-037 | TC 4WIRE W/L14-20 37 FOOT | Ea |  | 1 Year | 247 | 4.5% | 235.885
2000 | APC | 0M-5354-039 | TC 4WIRE W/L14-20 39 FOOT | Ea |  | 1 Year | 252 | 4.5% | 240.66
2001 | APC | 0M-5354-041 | TC 4WIRE W/L14-20 41 FOOT | Ea |  | 1 Year | 258 | 4.5% | 246.39
2002 | APC | 0M-5354-043 | TC 4WIRE W/L14-20 43 FOOT | Ea |  | 1 Year | 263 | 4.5% | 251.165
2003 | APC | 0M-5354-045 | TC 4WIRE W/L14-20 45 FOOT | Ea |  | 1 Year | 269 | 4.5% | 256.895
2004 | APC | 0M-5354-047 | TC 4WIRE W/L14-20 47 FOOT | Ea |  | 1 Year | 274 | 4.5% | 261.67
2005 | APC | 0M-5354-049 | TC 4WIRE W/L14-20 49 FOOT | Ea |  | 1 Year | 280 | 4.5% | 267.4
2006 | APC | 0M-5354-051 | TC 4WIRE W/L14-20 51 FOOT | Ea |  | 1 Year | 285 | 4.5% | 272.175
2007 | APC | 0M-5354-053 | TC 4WIRE W/L14-20 53 FOOT | Ea |  | 1 Year | 291 | 4.5% | 277.905
2008 | APC | 0M-5354-055 | TC 4WIRE W/L14-20 55 FOOT | Ea |  | 1 Year | 296 | 4.5% | 282.68
2009 | APC | 0M-5354-057 | TC 4WIRE W/L14-20 57 FOOT | Ea |  | 1 Year | 302 | 4.5% | 288.41
2010 | APC | 0M-5354-059 | TC 4WIRE W/L14-20 59 FOOT | Ea |  | 1 Year | 155 | 4.5% | 148.025
2011 | APC | 0M-5355-005 | TC 3WIRE W/L6-15 5 FOOT | Ea |  | 1 Year | 158 | 4.5% | 150.89
2012 | APC | 0M-5355-007 | TC 3WIRE W/L6-15 7 FOOT | Ea |  | 1 Year | 162 | 4.5% | 154.71
2013 | APC | 0M-5355-009 | TC 3WIRE W/L6-15 9 FOOT | Ea |  | 1 Year | 168 | 4.5% | 160.44
2014 | APC | 0M-5355-011 | TC 3WIRE W/L6-15 11 FOOT | Ea |  | 1 Year | 171 | 4.5% | 163.305
2015 | APC | 0M-5355-013 | TC 3WIRE W/L6-15 13 FOOT | Ea |  | 1 Year | 184 | 4.5% | 175.72
2016 | APC | 0M-5355-015 | TC 3WIRE W/L6-15 15 FOOT | Ea |  | 1 Year | 180 | 4.5% | 171.9
2017 | APC | 0M-5355-017 | TC 3WIRE W/L6-15 17 FOOT | Ea |  | 1 Year | 195 | 4.5% | 186.225
2018 | APC | 0M-5355-019 | TC 3WIRE W/L6-15 19 FOOT | Ea |  | 1 Year | 201 | 4.5% | 191.955
2019 | APC | 0M-5355-021 | TC 3WIRE W/L6-15 21 FOOT | Ea |  | 1 Year | 193 | 4.5% | 184.315
2020 | APC | 0M-5355-023 | TC 3WIRE W/L6-15 23 FOOT | Ea |  | 1 Year | 197 | 4.5% | 188.135
2021 | APC | 0M-5355-025 | TC 3WIRE W/L6-15 25 FOOT | Ea |  | 1 Year | 201 | 4.5% | 191.955
2022 | APC | 0M-5355-027 | TC 3WIRE W/L6-15 27 FOOT | Ea |  | 1 Year | 204 | 4.5% | 194.82
2023 | APC | 0M-5355-029 | TC 3WIRE W/L6-15 29 FOOT | Ea |  | 1 Year | 210 | 4.5% | 200.55
2024 | APC | 0M-5355-031 | TC 3WIRE W/L6-15 31 FOOT | Ea |  | 1 Year | 213 | 4.5% | 203.415
2025 | APC | 0M-5355-033 | TC 3WIRE W/L6-15 33 FOOT | Ea |  | 1 Year | 217 | 4.5% | 207.235
2026 | APC | 0M-5355-035 | TC 3WIRE W/L6-15 35 FOOT | Ea |  | 1 Year | 223 | 4.5% | 212.965
2027 | APC | 0M-5355-037 | TC 3WIRE W/L6-15 37 FOOT | Ea |  | 1 Year | 239 | 4.5% | 228.245
2028 | APC | 0M-5355-039 | TC 3WIRE W/L6-15 39 FOOT | Ea |  | 1 Year | 243 | 4.5% | 232.065
2029 | APC | 0M-5355-041 | TC 3WIRE W/L6-15 41 FOOT | Ea |  | 1 Year | 236 | 4.5% | 225.38
2030 | APC | 0M-5355-043 | TC 3WIRE W/L6-15 43 FOOT | Ea |  | 1 Year | 239 | 4.5% | 228.245
2031 | APC | 0M-5355-045 | TC 3WIRE W/L6-15 45 FOOT | Ea |  | 1 Year | 243 | 4.5% | 232.065
2032 | APC | 0M-5355-047 | TC 3WIRE W/L6-15 47 FOOT | Ea |  | 1 Year | 247 | 4.5% | 235.885
2033 | APC | 0M-5355-049 | TC 3WIRE W/L6-15 49 FOOT | Ea |  | 1 Year | 252 | 4.5% | 240.66
2034 | APC | 0M-5355-051 | TC 3WIRE W/L6-15 51 FOOT | Ea |  | 1 Year | 256 | 4.5% | 244.48
2035 | APC | 0M-5355-053 | TC 3WIRE W/L6-15 53 FOOT | Ea |  | 1 Year | 259 | 4.5% | 247.345
2036 | APC | 0M-5355-055 | TC 3WIRE W/L6-15 55 FOOT | Ea |  | 1 Year | 265 | 4.5% | 253.075
2037 | APC | 0M-5355-057 | TC 3WIRE W/L6-15 57 FOOT | Ea |  | 1 Year | 232 | 4.5% | 221.56
2038 | APC | 0M-5355-059 | TC 3WIRE W/L6-15 59 FOOT | Ea |  | 1 Year | 173 | 4.5% | 165.215
2039 | APC | 0M-5356-005 | TC 3WIRE W/L5-30 5 FOOT | Ea |  | 1 Year | 177 | 4.5% | 169.035
2040 | APC | 0M-5356-007 | TC 3WIRE W/L5-30 7 FOOT | Ea |  | 1 Year | 182 | 4.5% | 173.81
2041 | APC | 0M-5356-009 | TC 3WIRE W/L5-30 9 FOOT | Ea |  | 1 Year | 186 | 4.5% | 177.63
2042 | APC | 0M-5356-011 | TC 3WIRE W/L5-30 11 FOOT | Ea |  | 1 Year | 191 | 4.5% | 182.405
2043 | APC | 0M-5356-013 | TC 3WIRE W/L5-30 13 FOOT | Ea |  | 1 Year | 199 | 4.5% | 190.045
2044 | APC | 0M-5356-015 | TC 3WIRE W/L5-30 15 FOOT | Ea |  | 1 Year | 205 | 4.5% | 195.775
2045 | APC | 0M-5356-017 | TC 3WIRE W/L5-30 17 FOOT | Ea |  | 1 Year | 206 | 4.5% | 196.73
2046 | APC | 0M-5356-019 | TC 3WIRE W/L5-30 19 FOOT | Ea |  | 1 Year | 210 | 4.5% | 200.55
2047 | APC | 0M-5356-021 | TC 3WIRE W/L5-30 21 FOOT | Ea |  | 1 Year | 215 | 4.5% | 205.325
2048 | APC | 0M-5356-023 | TC 3WIRE W/L5-30 23 FOOT | Ea |  | 1 Year | 219 | 4.5% | 209.145
2049 | APC | 0M-5356-025 | TC 3WIRE W/L5-30 25 FOOT | Ea |  | 1 Year | 223 | 4.5% | 212.965
2050 | APC | 0M-5356-027 | TC 3WIRE W/L5-30 27 FOOT | Ea |  | 1 Year | 228 | 4.5% | 217.74
2051 | APC | 0M-5356-029 | TC 3WIRE W/L5-30 29 FOOT | Ea |  | 1 Year | 232 | 4.5% | 221.56
2052 | APC | 0M-5356-031 | TC 3WIRE W/L5-30 31 FOOT | Ea |  | 1 Year | 236 | 4.5% | 225.38
2053 | APC | 0M-5356-033 | TC 3WIRE W/L5-30 33 FOOT | Ea |  | 1 Year | 241 | 4.5% | 230.155
2054 | APC | 0M-5356-035 | TC 3WIRE W/L5-30 35 FOOT | Ea |  | 1 Year | 245 | 4.5% | 233.975
2055 | APC | 0M-5356-037 | TC 3WIRE W/L5-30 37 FOOT | Ea |  | 1 Year | 248 | 4.5% | 236.84
2056 | APC | 0M-5356-039 | TC 3WIRE W/L5-30 39 FOOT | Ea |  | 1 Year | 252 | 4.5% | 240.66
2057 | APC | 0M-5356-041 | TC 3WIRE W/L5-30 41 FOOT | Ea |  | 1 Year | 258 | 4.5% | 246.39
2058 | APC | 0M-5356-043 | TC 3WIRE W/L5-30 43 FOOT | Ea |  | 1 Year | 263 | 4.5% | 251.165
2059 | APC | 0M-5356-045 | TC 3WIRE W/L5-30 45 FOOT | Ea |  | 1 Year | 267 | 4.5% | 254.985
2060 | APC | 0M-5356-047 | TC 3WIRE W/L5-30 47 FOOT | Ea |  | 1 Year | 272 | 4.5% | 259.76
2061 | APC | 0M-5356-049 | TC 3WIRE W/L5-30 49 FOOT | Ea |  | 1 Year | 276 | 4.5% | 263.58
2062 | APC | 0M-5356-051 | TC 3WIRE W/L5-30 51 FOOT | Ea |  | 1 Year | 265 | 4.5% | 253.075
2063 | APC | 0M-5356-053 | TC 3WIRE W/L5-30 53 FOOT | Ea |  | 1 Year | 270 | 4.5% | 257.85
2064 | APC | 0M-5356-055 | TC 3WIRE W/L5-30 55 FOOT | Ea |  | 1 Year | 274 | 4.5% | 261.67
2065 | APC | 0M-5356-057 | TC 3WIRE W/L5-30 57 FOOT | Ea |  | 1 Year | 241 | 4.5% | 230.155
2066 | APC | 0M-5356-059 | TC 3WIRE W/L5-30 59 FOOT | Ea |  | 1 Year | 168 | 4.5% | 160.44
2067 | APC | 0M-5357-005 | TC 3WIRE W/L5-20 5 FOOT | Ea |  | 1 Year | 171 | 4.5% | 163.305
2068 | APC | 0M-5357-007 | TC 3WIRE W/L5-20 7 FOOT | Ea |  | 1 Year | 177 | 4.5% | 169.035
2069 | APC | 0M-5357-009 | TC 3WIRE W/L5-20 9 FOOT | Ea |  | 1 Year | 180 | 4.5% | 171.9
2070 | APC | 0M-5357-011 | TC 3WIRE W/L5-20 11FOOT | Ea |  | 1 Year | 184 | 4.5% | 175.72
2071 | APC | 0M-5357-013 | TC 3WIRE W/L5-20 13 FOOT | Ea |  | 1 Year | 191 | 4.5% | 182.405
2072 | APC | 0M-5357-015 | TC 3WIRE W/L5-20 15 FOOT | Ea |  | 1 Year | 195 | 4.5% | 186.225
2073 | APC | 0M-5357-017 | TC 3WIRE W/L5-20 17 FOOT | Ea |  | 1 Year | 201 | 4.5% | 191.955
2074 | APC | 0M-5357-019 | TC 3WIRE W/L5-20 19 FOOT | Ea |  | 1 Year | 204 | 4.5% | 194.82
2075 | APC | 0M-5357-021 | TC 3WIRE W/L5-20 21 FOOT | Ea |  | 1 Year | 210 | 4.5% | 200.55
2076 | APC | 0M-5357-023 | TC 3WIRE W/L5-20 23 FOOT | Ea |  | 1 Year | 213 | 4.5% | 203.415
2077 | APC | 0M-5357-025 | TC 3WIRE W/L5-20 25 FOOT | Ea |  | 1 Year | 217 | 4.5% | 207.235
2078 | APC | 0M-5357-027 | TC 3WIRE W/L5-20 27 FOOT | Ea |  | 1 Year | 223 | 4.5% | 212.965
2079 | APC | 0M-5357-029 | TC 3WIRE W/L5-20 29 FOOT | Ea |  | 1 Year | 226 | 4.5% | 215.83
2080 | APC | 0M-5357-031 | TC 3WIRE W/L5-20 31 FOOT | Ea |  | 1 Year | 230 | 4.5% | 219.65
2081 | APC | 0M-5357-033 | TC 3WIRE W/L5-20 33 FOOT | Ea |  | 1 Year | 236 | 4.5% | 225.38
2082 | APC | 0M-5357-035 | TC 3WIRE W/L5-20 35 FOOT | Ea |  | 1 Year | 239 | 4.5% | 228.245
2083 | APC | 0M-5357-037 | TC 3WIRE W/L5-20 37 FOOT | Ea |  | 1 Year | 243 | 4.5% | 232.065
2084 | APC | 0M-5357-039 | TC 3WIRE W/L5-20 39 FOOT | Ea |  | 1 Year | 249 | 4.5% | 237.795
2085 | APC | 0M-5357-041 | TC 3WIRE W/L5-20 41 FOOT | Ea |  | 1 Year | 252 | 4.5% | 240.66
2086 | APC | 0M-5357-043 | TC 3WIRE W/L5-20 43 FOOT | Ea |  | 1 Year | 256 | 4.5% | 244.48
2087 | APC | 0M-5357-045 | TC 3WIRE W/L5-20 45 FOOT | Ea |  | 1 Year | 261 | 4.5% | 249.255
2088 | APC | 0M-5357-047 | TC 3WIRE W/L5-20 47 FOOT | Ea |  | 1 Year | 267 | 4.5% | 254.985
2089 | APC | 0M-5357-049 | TC 3WIRE W/L5-20 49 FOOT | Ea |  | 1 Year | 270 | 4.5% | 257.85
2090 | APC | 0M-5357-051 | TC 3WIRE W/L5-20 51 FOOT | Ea |  | 1 Year | 274 | 4.5% | 261.67
2091 | APC | 0M-5357-053 | TC 3WIRE W/L5-20 53 FOOT | Ea |  | 1 Year | 280 | 4.5% | 267.4
2092 | APC | 0M-5357-055 | TC 3WIRE W/L5-20 55 FOOT | Ea |  | 1 Year | 285 | 4.5% | 272.175
2093 | APC | 0M-5357-057 | TC 3WIRE W/L5-20 57 FOOT | Ea |  | 1 Year | 236 | 4.5% | 225.38
2094 | APC | 0M-5357-059 | TC 3WIRE W/L5-20 59 FOOT | Ea |  | 1 Year | 164 | 4.5% | 156.62
2095 | APC | 0M-5358-005 | TC 3WIRE W/L5-15 5 FOOT | Ea |  | 1 Year | 168 | 4.5% | 160.44
2096 | APC | 0M-5358-007 | TC 3WIRE W/L5-15 7 FOOT | Ea |  | 1 Year | 171 | 4.5% | 163.305
2097 | APC | 0M-5358-009 | TC 3WIRE W/L5-15 9 FOOT | Ea |  | 1 Year | 177 | 4.5% | 169.035
2098 | APC | 0M-5358-011 | TC 3WIRE W/L5-15 11 FOOT | Ea |  | 1 Year | 171 | 4.5% | 163.305
2099 | APC | 0M-5358-013 | TC 3WIRE W/L5-15 13 FOOT | Ea |  | 1 Year | 184 | 4.5% | 175.72
2100 | APC | 0M-5358-015 | TC 3WIRE W/L5-15 15 FOOT | Ea |  | 1 Year | 191 | 4.5% | 182.405
2101 | APC | 0M-5358-017 | TC 3WIRE W/L5-15 17 FOOT | Ea |  | 1 Year | 184 | 4.5% | 175.72
2102 | APC | 0M-5358-019 | TC 3WIRE W/L5-15 19 FOOT | Ea |  | 1 Year | 188 | 4.5% | 179.54
2103 | APC | 0M-5358-021 | TC 3WIRE W/L5-15 21 FOOT | Ea |  | 1 Year | 193 | 4.5% | 184.315
2104 | APC | 0M-5358-023 | TC 3WIRE W/L5-15 23 FOOT | Ea |  | 1 Year | 197 | 4.5% | 188.135
2105 | APC | 0M-5358-025 | TC 3WIRE W/L5-15 25 FOOT | Ea |  | 1 Year | 201 | 4.5% | 191.955
2106 | APC | 0M-5358-027 | TC 3WIRE W/L5-15 27 FOOT | Ea |  | 1 Year | 204 | 4.5% | 194.82
2107 | APC | 0M-5358-029 | TC 3WIRE W/L5-15 29 FOOT | Ea |  | 1 Year | 223 | 4.5% | 212.965
2108 | APC | 0M-5358-031 | TC 3WIRE W/L5-15 31 FOOT | Ea |  | 1 Year | 213 | 4.5% | 203.415
2109 | APC | 0M-5358-033 | TC 3WIRE W/L5-15 33 FOOT | Ea |  | 1 Year | 230 | 4.5% | 219.65
2110 | APC | 0M-5358-035 | TC 3WIRE W/L5-15 35 FOOT | Ea |  | 1 Year | 223 | 4.5% | 212.965
2111 | APC | 0M-5358-037 | TC 3WIRE W/L5-15 37 FOOT | Ea |  | 1 Year | 226 | 4.5% | 215.83
2112 | APC | 0M-5358-039 | TC 3WIRE W/L5-15 39 FOOT | Ea |  | 1 Year | 230 | 4.5% | 219.65
2113 | APC | 0M-5358-041 | TC 3WIRE W/L5-15 41 FOOT | Ea |  | 1 Year | 248 | 4.5% | 236.84
2114 | APC | 0M-5358-043 | TC 3WIRE W/L5-15 43 FOOT | Ea |  | 1 Year | 252 | 4.5% | 240.66
2115 | APC | 0M-5358-045 | TC 3WIRE W/L5-15 45 FOOT | Ea |  | 1 Year | 243 | 4.5% | 232.065
2116 | APC | 0M-5358-047 | TC 3WIRE W/L5-15 47 FOOT | Ea |  | 1 Year | 247 | 4.5% | 235.885
2117 | APC | 0M-5358-049 | TC 3WIRE W/L5-15 49 FOOT | Ea |  | 1 Year | 267 | 4.5% | 254.985
2118 | APC | 0M-5358-051 | TC 3WIRE W/L5-15 51 FOOT | Ea |  | 1 Year | 256 | 4.5% | 244.48
2119 | APC | 0M-5358-053 | TC 3WIRE W/L5-15 53 FOOT | Ea |  | 1 Year | 259 | 4.5% | 247.345
2120 | APC | 0M-5358-055 | TC 3WIRE W/L5-15 55 FOOT | Ea |  | 1 Year | 265 | 4.5% | 253.075
2121 | APC | 0M-5358-057 | TC 3WIRE W/L5-15 57 FOOT | Ea |  | 1 Year | 232 | 4.5% | 221.56
2122 | APC | 0M-5358-059 | TC 3WIRE W/L5-15 59 FOOT | Ea |  | 1 Year | 124 | 4.5% | 118.42
2123 | APC | 0M-5359-005 | TC 3WIRE W/L6-30 5 FOOT | Ea |  | 1 Year | 127 | 4.5% | 121.285
2124 | APC | 0M-5359-007 | TC 3WIRE W/L6-30 7 FOOT | Ea |  | 1 Year | 135 | 4.5% | 128.925
2125 | APC | 0M-5359-009 | TC 3WIRE W/L6-30 9 FOOT | Ea |  | 1 Year | 138 | 4.5% | 131.79
2126 | APC | 0M-5359-011 | TC 3WIRE W/L6-30 11 FOOT | Ea |  | 1 Year | 142 | 4.5% | 135.61
2127 | APC | 0M-5359-013 | TC 3WIRE W/L6-30 13 FOOT | Ea |  | 1 Year | 147 | 4.5% | 140.385
2128 | APC | 0M-5359-015 | TC 3WIRE W/L6-30 15 FOOT | Ea |  | 1 Year | 151 | 4.5% | 144.205
2129 | APC | 0M-5359-017 | TC 3WIRE W/L6-30 17 FOOT | Ea |  | 1 Year | 155 | 4.5% | 148.025
2130 | APC | 0M-5359-019 | TC 3WIRE W/L6-30 19 FOOT | Ea |  | 1 Year | 160 | 4.5% | 152.8
2131 | APC | 0M-5359-021 | TC 3WIRE W/L6-30 21 FOOT | Ea |  | 1 Year | 164 | 4.5% | 156.62
2132 | APC | 0M-5359-023 | TC 3WIRE W/L6-30 23 FOOT | Ea |  | 1 Year | 168 | 4.5% | 160.44
2133 | APC | 0M-5359-025 | TC 3WIRE W/L6-30 25 FOOT | Ea |  | 1 Year | 171 | 4.5% | 163.305
2134 | APC | 0M-5359-027 | TC 3WIRE W/L6-30 27 FOOT | Ea |  | 1 Year | 177 | 4.5% | 169.035
2135 | APC | 0M-5359-029 | TC 3WIRE W/L6-30 29 FOOT | Ea |  | 1 Year | 180 | 4.5% | 171.9
2136 | APC | 0M-5359-031 | TC 3WIRE W/L6-30 31 FOOT | Ea |  | 1 Year | 184 | 4.5% | 175.72
2137 | APC | 0M-5359-033 | TC 3WIRE W/L6-30 33 FOOT | Ea |  | 1 Year (2 Years) | 191 | 4.5% | 182.405
2138 | APC | 0M-5359-035 | TC 3WIRE W/L6-30 35 FOOT | Ea |  | 1 Year (2 Years) | 195 | 4.5% | 186.225
2139 | APC | 0M-5359-037 | TC 3WIRE W/L6-30 37 FOOT | Ea |  | 1 Year (2 Years) | 201 | 4.5% | 191.955
2140 | APC | 0M-5359-039 | TC 3WIRE W/L6-30 39 FOOT | Ea |  | 1 Year (2 Years) | 206 | 4.5% | 196.73
2141 | APC | 0M-5359-041 | TC 3WIRE W/L6-30 41 FOOT | Ea |  | 1 Year (2 Years) | 210 | 4.5% | 200.55
2142 | APC | 0M-5359-043 | TC 3WIRE W/L6-30 43 FOOT | Ea |  | 1 Year (2 Years) | 213 | 4.5% | 203.415
2143 | APC | 0M-5359-045 | TC 3WIRE W/L6-30 45 FOOT | Ea |  | 1 Year (2 Years) | 217 | 4.5% | 207.235
2144 | APC | 0M-5359-047 | TC 3WIRE W/L6-30 47 FOOT | Ea |  | 1 Year (2 Years) | 223 | 4.5% | 212.965
2145 | APC | 0M-5359-049 | TC 3WIRE W/L6-30 49 FOOT | Ea |  | 1 Year (2 Years) | 226 | 4.5% | 215.83
2146 | APC | 0M-5359-051 | TC 3WIRE W/L6-30 51 FOOT | Ea |  | 1 Year (2 Years) | 230 | 4.5% | 219.65
2147 | APC | 0M-5359-053 | TC 3WIRE W/L6-30 53 FOOT | Ea |  | 1 Year | 223 | 4.5% | 212.965
2148 | APC | 0M-5359-055 | TC 3WIRE W/L6-30 55 FOOT | Ea |  | 1 Year | 239 | 4.5% | 228.245
2149 | APC | 0M-5359-057 | TC 3WIRE W/L6-30 57 FOOT | Ea |  | 1 Year | 193 | 4.5% | 184.315
2150 | APC | 0M-5359-059 | TC 3WIRE W/L6-30 59 FOOT | Ea |  | 1 Year | 248 | 4.5% | 236.84
2151 | APC | 0M-5359-061 | TC 3WIRE W/L6-30 61 FOOT | Ea |  | 1 Year | 239 | 4.5% | 228.245
2152 | APC | 0M-5359-063 | TC 3WIRE W/L6-30 63 FOOT | Ea |  | 1 Year | 169 | 4.5% | 161.395
2153 | APC | 0M-5360-005 | TC 3WIRE W/L6-20 5 FOOT | Ea |  | 1 Year | 173 | 4.5% | 165.215
2154 | APC | 0M-5360-007 | TC 3WIRE W/L6-20 7 FOOT | Ea |  | 1 Year | 177 | 4.5% | 169.035
2155 | APC | 0M-5360-009 | TC 3WIRE W/L6-20 9 FOOT | Ea |  | 1 Year | 182 | 4.5% | 173.81
2156 | APC | 0M-5360-011 | TC 3WIRE W/L6-20 11 FOOT | Ea |  | 1 Year (2 Years) | 186 | 4.5% | 177.63
2157 | APC | 0M-5360-013 | TC 3WIRE W/L6-20 13 FOOT | Ea |  | 1 Year (2 Years) | 191 | 4.5% | 182.405
2158 | APC | 0M-5360-015 | TC 3WIRE W/L6-20 15 FOOT | Ea |  | 1 Year (2 Years) | 195 | 4.5% | 186.225
2159 | APC | 0M-5360-017 | TC 3WIRE W/L6-20 17 FOOT | Ea |  | 1 Year (2 Years) | 205 | 4.5% | 195.775
2160 | APC | 0M-5360-019 | TC 3WIRE W/L6-20 19 FOOT | Ea |  | 1 Year (2 Years) | 206 | 4.5% | 196.73
2161 | APC | 0M-5360-021 | TC 3WIRE W/L6-20 21 FOOT | Ea |  | 1 Year (2 Years) | 210 | 4.5% | 200.55
2162 | APC | 0M-5360-023 | TC 3WIRE W/L6-20 23 FOOT | Ea |  | 1 Year (2 Years) | 222 | 4.5% | 212.01
2163 | APC | 0M-5360-025 | TC 3WIRE W/L6-20 25 FOOT | Ea |  | 1 Year (2 Years) | 219 | 4.5% | 209.145
2164 | APC | 0M-5360-027 | TC 3WIRE W/L6-20 27 FOOT | Ea |  | 1 Year (2 Years) | 223 | 4.5% | 212.965
2165 | APC | 0M-5360-029 | TC 3WIRE W/L6-20 29 FOOT | Ea |  | 1 Year (2 Years) | 228 | 4.5% | 217.74
2166 | APC | 0M-5360-031 | TC 3WIRE W/L6-20 31 FOOT | Ea |  | 1 Year (2 Years) | 232 | 4.5% | 221.56
2167 | APC | 0M-5360-033 | TC 3WIRE W/L6-20 33 FOOT | Ea |  | 1 Year (2 Years) | 236 | 4.5% | 225.38
2168 | APC | 0M-5360-035 | TC 3WIRE W/L6-20 35 FOOT | Ea |  | 1 Year (2 Years) | 239 | 4.5% | 228.245
2169 | APC | 0M-5360-037 | TC 3WIRE W/L6-20 37 FOOT | Ea |  | 1 Year (2 Years) | 245 | 4.5% | 233.975
2170 | APC | 0M-5360-039 | TC 3WIRE W/L6-20 39 FOOT | Ea |  | 1 Year (2 Years) | 248 | 4.5% | 236.84
2171 | APC | 0M-5360-041 | TC 3WIRE W/L6-20 41 FOOT | Ea |  | 1 Year (2 Years) | 252 | 4.5% | 240.66
2172 | APC | 0M-5360-043 | TC 3WIRE W/L6-20 43 FOOT | Ea |  | 1 Year (2 Years) | 245 | 4.5% | 233.975
2173 | APC | 0M-5360-045 | TC 3WIRE W/L6-20 45 FOOT | Ea |  | 1 Year (2 Years) | 248 | 4.5% | 236.84
2174 | APC | 0M-5360-047 | TC 3WIRE W/L6-20 47 FOOT | Ea |  | 1 Year (2 Years) | 252 | 4.5% | 240.66
2175 | APC | 0M-5360-049 | TC 3WIRE W/L6-20 49 FOOT | Ea |  | 1 Year (2 Years) | 258 | 4.5% | 246.39
2176 | APC | 0M-5360-051 | TC 3WIRE W/L6-20 51 FOOT | Ea |  | 1 Year (2 Years) | 261 | 4.5% | 249.255
2177 | APC | 0M-5360-053 | TC 3WIRE W/L6-20 53 FOOT | Ea |  | 1 Year | 280 | 4.5% | 267.4
2178 | APC | 0M-5360-055 | TC 3WIRE W/L6-20 55 FOOT | Ea |  | 1 Year | 269 | 4.5% | 256.895
2179 | APC | 0M-5360-057 | TC 3WIRE W/L6-20 57 FOOT | Ea |  | 1 Year | 237 | 4.5% | 226.335
2180 | APC | 0M-5360-059 | TC 3WIRE W/L6-20 59 FOOT | Ea |  | 1 Year | 70 | 4.5% | 66.85
2181 | APC | 0M-5362 | S/A TESTED BRKR 1P 15A PNL | Ea |  | 1 Year | 73 | 4.5% | 69.715
2182 | APC | 0M-5363 | S/A TESTED BRKR 1P 30A PNL | Ea |  | 1 Year | 193 | 4.5% | 184.315
2183 | APC | 0M-5364 | S/A TESTED BRKR 2P 15A PNL | Ea |  | 1 Year | 193 | 4.5% | 184.315
2184 | APC | 0M-5365 | S/A TESTED BRKR 2P 20A PNL | Ea |  | 1 Year | 142 | 4.5% | 135.61
2185 | APC | 0M-5366 | S/A TESTED BRKR 3P 30A PNL | Ea |  | 1 Year | 143 | 4.5% | 136.565
2186 | APC | 0M-5408 | CM Clogged Filter/Airflow Alarm | Ea |  | 1 Year | 62 | 4.5% | 59.21
2187 | APC | 0M-5428 | S/A TESTED BREAKER ABB 50A 1P | Ea |  | 1 Year | 50 | 4.5% | 47.75
2188 | APC | 0M-5455 | AFX Main Power Starter, 575V | Ea |  | 1 Year | 234 | 4.5% | 223.47
2189 | APC | 0M-5472 | KIT 500MCM LUG | Ea |  | 1 Year | 41 | 4.5% | 39.155
2190 | APC | 0M-5473 | KIT 1/0 FLEX LUG | Ea |  | 1 Year | 20 | 4.5% | 19.1
2191 | APC | 0M-5495 | KIT CROSS TIE BLANKING PANEL | Ea |  | 1 Year | 1065 | 4.5% | 1017.075
2192 | APC | 0M-5682 | S/A 80K PDU MCCB SUBFEED 150A | Ea |  | 1 Year | 1010 | 4.5% | 964.55
2193 | APC | 0M-5682A | S/A 80K PDU MCCB SUBFEED 150A | Ea |  | 1 Year | 1365 | 4.5% | 1303.575
2194 | APC | 0M-5683 | S/A 80K PDU MCCB SUBFEED 225A | Ea |  | 1 Year | 1365 | 4.5% | 1303.575
2195 | APC | 0M-5683A | S/A 80K PDU MCCB SUBFEED 225A | Ea |  | 1 Year | 249 | 4.5% | 237.795
2196 | APC | 0M-5689 | CM Spot Water Detector Local Alarm, 230/1/60 | Ea |  | 1 Year | 213 | 4.5% | 203.415
2197 | APC | 0M-5793 | AFX Main Power Circuit Breaker, 460V | Ea |  | 1 Year | 155 | 4.5% | 148.025
2198 | APC | 0M-5794 | AFX Main Power Circuit Breaker, 230V | Ea |  | 1 Year | 155 | 4.5% | 148.025
2199 | APC | 0M-5795 | CW MAIN POWER CIRCUIT BREAKER, 230V & 460V | Ea |  | 1 Year | 254 | 4.5% | 242.57
2200 | APC | 0M-5796 | CW MAIN POWER CIRCUIT BREAKER, 575V | Ea |  | 1 Year | 254 | 4.5% | 242.57
2201 | APC | 0M-5803 | SUB ASSY ADAPTER 1P PLUG IN T1 L2 | Ea |  | 1 Year | 287 | 4.5% | 274.085
2202 | APC | 0M-5886-005 | CORDSET #6 50A 250V 3P-4W 5FT | Ea |  | 1 Year | 272 | 4.5% | 259.76
2203 | APC | 0M-5886-007 | CORDSET #6 50A 250V 3P-4W 7FT | Ea |  | 1 Year | 291 | 4.5% | 277.905
2204 | APC | 0M-5886-009 | CORDSET #6 50A 250V 3P-4W 9FT | Ea |  | 1 Year | 311 | 4.5% | 297.005
2205 | APC | 0M-5886-011 | CORDSET #6 50A 250V 3P-4W 11FT | Ea |  | 1 Year | 333 | 4.5% | 318.015
2206 | APC | 0M-5886-013 | CORDSET #6 50A 250V 3P-4W 13FT | Ea |  | 1 Year | 353 | 4.5% | 337.115
2207 | APC | 0M-5886-015 | CORDSET #6 50A 250V 3P-4W 15FT | Ea |  | 1 Year | 373 | 4.5% | 356.215
2208 | APC | 0M-5886-017 | CORDSET #6 50A 250V 3P-4W 17FT | Ea |  | 1 Year | 397 | 4.5% | 379.135
2209 | APC | 0M-5886-019 | CORDSET #6 50A 250V 3P-4W 19FT | Ea |  | 1 Year | 417 | 4.5% | 398.235
2210 | APC | 0M-5886-021 | CORDSET #6 50A 250V 3P-4W 21FT | Ea |  | 1 Year | 444 | 4.5% | 424.02
2211 | APC | 0M-5886-023 | CORDSET #6 50A 250V 3P-4W 23FT | Ea |  | 1 Year | 459 | 4.5% | 438.345
2212 | APC | 0M-5886-025 | CORDSET #6 50A 250V 3P-4W 25FT | Ea |  | 1 Year | 489 | 4.5% | 466.995
2213 | APC | 0M-5886-027 | CORDSET #6 50A 250V 3P-4W 27FT | Ea |  | 1 Year | 502 | 4.5% | 479.41
2214 | APC | 0M-5886-029 | CORDSET #6 50A 250V 3P-4W 29FT | Ea |  | 1 Year | 524 | 4.5% | 500.42
2215 | APC | 0M-5886-031 | CORDSET #6 50A 250V 3P-4W 31FT | Ea |  | 1 Year | 544 | 4.5% | 519.52
2216 | APC | 0M-5886-033 | CORDSET #6 50A 250V 3P-4W 33FT | Ea |  | 1 Year | 566 | 4.5% | 540.53
2217 | APC | 0M-5886-035 | CORDSET #6 50A 250V 3P-4W 35FT | Ea |  | 1 Year | 588 | 4.5% | 561.54
2218 | APC | 0M-5886-037 | CORDSET #6 50A 250V 3P-4W 37FT | Ea |  | 1 Year | 608 | 4.5% | 580.64
2219 | APC | 0M-5886-039 | CORDSET #6 50A 250V 3P-4W 39FT | Ea |  | 1 Year | 628 | 4.5% | 599.74
2220 | APC | 0M-5886-041 | CORDSET #6 50A 250V 3P-4W 41FT | Ea |  | 1 Year | 650 | 4.5% | 620.75
2221 | APC | 0M-5886-043 | CORDSET #6 50A 250V 3P-4W 43FT | Ea |  | 1 Year | 672 | 4.5% | 641.76
2222 | APC | 0M-5886-045 | CORDSET #6 50A 250V 3P-4W 45FT | Ea |  | 1 Year | 693 | 4.5% | 661.815
2223 | APC | 0M-5886-047 | CORDSET #6 50A 250V 3P-4W 47FT | Ea |  | 1 Year | 715 | 4.5% | 682.825
2224 | APC | 0M-5886-049 | CORDSET #6 50A 250V 3P-4W 49FT | Ea |  | 1 Year | 733 | 4.5% | 700.015
2225 | APC | 0M-5886-051 | CORDSET #6 50A 250V 3P-4W 51FT | Ea |  | 1 Year | 717 | 4.5% | 684.735
2226 | APC | 0M-5886-053 | CORDSET #6 50A 250V 3P-4W 53FT | Ea |  | 1 Year | 737 | 4.5% | 703.835
2227 | APC | 0M-5886-055 | CORDSET #6 50A 250V 3P-4W 55FT | Ea |  | 1 Year | 757 | 4.5% | 722.935
2228 | APC | 0M-5886-057 | CORDSET #6 50A 250V 3P-4W 57FT | Ea |  | 1 Year | 777 | 4.5% | 742.035
2229 | APC | 0M-5886-059 | CORDSET #6 50A 250V 3P-4W 59FT | Ea |  | 1 Year | 840 | 4.5% | 802.2
2230 | APC | 0M-5886-061 | CORDSET #6 50A 250V 3P-4W 61FT | Ea |  | 1 Year | 755 | 4.5% | 721.025
2231 | APC | 0M-5891 | KIT 150A SUBFEED ISX PDU | Ea |  | 1 Year | 837 | 4.5% | 799.335
2232 | APC | 0M-5892 | 225A SUBFEED KIT ISX PDU | Ea |  | 1 Year | 65 | 4.5% | 62.075
2233 | APC | 0M-61274 | DOWNFLOW, CHILLED WATER, SIZE 2 | Ea |  | 1 Year | 19175 | 4.5% | 18312.125
2234 | APC | 0M-61275 | DOWNFLOW, CHILLED WATER, SIZE 3 | Ea |  | 1 Year | 21730 | 4.5% | 20752.15
2235 | APC | 0M-61276 | DOWNFLOW, CHILLED WATER, SIZE 4 | Ea |  | 1 Year | 28480 | 4.5% | 27198.4
2236 | APC | 0M-61277 | DOWNFLOW, CHILLED WATER, SIZE 5 | Ea |  | 1 Year | 31365 | 4.5% | 29953.575
2237 | APC | 0M-61291 | UPFLOW GLYCOL WITH ECON SIZE 5 | Ea |  | 1 Year | 45840 | 4.5% | 43777.2
2238 | APC | 0M-61410 | DOWNFLOW, AIR COOLED, SIZE 1 | Ea |  | 1 Year | 18650 | 4.5% | 17810.75
2239 | APC | 0M-61411 | DOWNFLOW, AIR COOLED, SIZE 2 | Ea |  | 1 Year | 21130 | 4.5% | 20179.15
2240 | APC | 0M-61412 | DOWNFLOW, AIR COOLED, SIZE 3 | Ea |  | 1 Year | 27660 | 4.5% | 26415.3
2241 | APC | 0M-61413 | DOWNFLOW, AIR COOLED, SIZE 4 | Ea |  | 1 Year | 30435 | 4.5% | 29065.425
2242 | APC | 0M-61414 | DOWNFLOW, AIR COOLED, SIZE 5 | Ea |  | 1 Year | 36195 | 4.5% | 34566.225
2243 | APC | 0M-61415 | DOWNFLOW, GLYCOL COOLED, SIZE 1 | Ea |  | 1 Year | 19450 | 4.5% | 18574.75
2244 | APC | 0M-61416 | DOWNFLOW, GLYCOL COOLED, SIZE 2 | Ea |  | 1 Year | 22330 | 4.5% | 21325.15
2245 | APC | 0M-61417 | DOWNFLOW, GLYCOL COOLED, SIZE 3 | Ea |  | 1 Year | 29915 | 4.5% | 28568.825
2246 | APC | 0M-61418 | DOWNFLOW, GLYCOL COOLED, SIZE 4 | Ea |  | 1 Year | 32475 | 4.5% | 31013.625
2247 | APC | 0M-61419 | DOWNFLOW, GLYCOL COOLED, SIZE 5 | Ea |  | 1 Year | 38710 | 4.5% | 36968.05
2248 | APC | 0M-61420 | DOWNFLOW, AIR WITH CW, SIZE 1 | Ea |  | 1 Year | 22010 | 4.5% | 21019.55
2249 | APC | 0M-61421 | DOWNFLOW AIR WITH CW SIZE 2 | Ea |  | 1 Year | 25065 | 4.5% | 23937.075
2250 | APC | 0M-61422 | DOWNFLOW, AIR WITH CW, SIZE 3 | Ea |  | 1 Year | 31685 | 4.5% | 30259.175
2251 | APC | 0M-61423 | DOWNFLOW, AIR WITH CW, SIZE 4 | Ea |  | 1 Year | 35380 | 4.5% | 33787.9
2252 | APC | 0M-61424 | DOWNFLOW, AIR WITH CW, SIZE 5 | Ea |  | 1 Year | 41635 | 4.5% | 39761.425
2253 | APC | 0M-61426 | 208-230V 60 HZ, SIZE 1 | Ea |  | 1 Year | 1570 | 4.5% | 1499.35
2254 | APC | 0M-61427 | 208-230V 60 HZ, SIZE 2 | Ea |  | 1 Year | 1605 | 4.5% | 1532.775
2255 | APC | 0M-61428 | DOWNFLOW, GLYCOL WITH CW, SIZE 1 | Ea |  | 1 Year | 22690 | 4.5% | 21668.95
2256 | APC | 0M-61429 | DOWNFLOW, GLYCOL WITH CW, SIZE 2 | Ea |  | 1 Year | 26105 | 4.5% | 24930.275
2257 | APC | 0M-61430 | DOWNFLOW, GLYCOL WITH CW, SIZE 3 | Ea |  | 1 Year | 33025 | 4.5% | 31538.875
2258 | APC | 0M-61431 | DOWNFLOW GLYCOL WITH CW SIZE 4 | Ea |  | 1 Year | 37180 | 4.5% | 35506.9
2259 | APC | 0M-61432 | DOWNFLOW, GLYCOL WITH CW, SIZE 5 | Ea |  | 1 Year | 43730 | 4.5% | 41762.15
2260 | APC | 0M-61434 | DOWNFLOW GLYCOL WITH ECON SIZE 2 | Ea |  | 1 Year | 25175 | 4.5% | 24042.125
2261 | APC | 0M-61435 | DOWNFLOW, GLYCOL WITH ECON, SIZE 3 | Ea |  | 1 Year | 32370 | 4.5% | 30913.35
2262 | APC | 0M-61438 | 2-WAY HEAD PRESSURE CONTROL VALVE, SIZE 1 | Ea |  | 1 Year | 1750 | 4.5% | 1671.25
2263 | APC | 0M-61439 | 2-WAY HEAD PRESSURE CONTROL VALVE, SIZE 2 | Ea |  | 1 Year | 2235 | 4.5% | 2134.425
2264 | APC | 0M-61440 | DOWNFLOW GLYCOL WITH ECON SIZE 4 | Ea |  | 1 Year | 36270 | 4.5% | 34637.85
2265 | APC | 0M-61441 | DOWNFLOW GLYCOL WITH ECON SIZE 5 | Ea |  | 1 Year | 44430 | 4.5% | 42430.65
2266 | APC | 0M-61449 | UPFLOW, AIR COOLED, SIZE 5 | Ea |  | 1 Year | 37320 | 4.5% | 35640.6
2267 | APC | 0M-61450 | UPFLOW, GLYCOL COOLED, SIZE 1 | Ea |  | 1 Year | 19175 | 4.5% | 18312.125
2268 | APC | 0M-61451 | UPFLOW, GLYCOL COOLED, SIZE 2 | Ea |  | 1 Year | 22980 | 4.5% | 21945.9
2269 | APC | 0M-61452 | UPFLOW, GLYCOL COOLED, SIZE 3 | Ea |  | 1 Year | 30160 | 4.5% | 28802.8
2270 | APC | 0M-61453 | UPFLOW, GLYCOL COOLED, SIZE 4 | Ea |  | 1 Year | 33475 | 4.5% | 31968.625
2271 | APC | 0M-61454 | UPFLOW, GLYCOL COOLED, SIZE 5 | Ea |  | 1 Year | 39925 | 4.5% | 38128.375
2272 | APC | 0M-61455 | UPFLOW, AIR WITH CW, SIZE 1 | Ea |  | 1 Year | 23360 | 4.5% | 22308.8
2273 | APC | 0M-61456 | UPFLOW, AIR WITH CW, SIZE 2 | Ea |  | 1 Year | 26890 | 4.5% | 25679.95
2274 | APC | 0M-61457 | UPFLOW, AIR WITH CW, SIZE 3 | Ea |  | 1 Year | 34040 | 4.5% | 32508.2
2275 | APC | 0M-61458 | UPFLOW, AIR WITH CW, SIZE 4 | Ea |  | 1 Year | 38340 | 4.5% | 36614.7
2276 | APC | 0M-61459 | UPFLOW, AIR WITH CW, SIZE 5 | Ea |  | 1 Year | 45920 | 4.5% | 43853.6
2277 | APC | 0M-61460 | UPFLOW GLYCOL WITH CW SIZE 1 | Ea |  | 1 Year | 23365 | 4.5% | 22313.575
2278 | APC | 0M-61461 | UPFLOW GLYCOL WITH CW SIZE 2 | Ea |  | 1 Year | 26895 | 4.5% | 25684.725
2279 | APC | 0M-61462 | UPFLOW GLYCOL WITH CW SIZE 3 | Ea |  | 1 Year | 34040 | 4.5% | 32508.2
2280 | APC | 0M-61463 | UPFLOW GLYCOL WITH CW SIZE 4 | Ea |  | 1 Year | 38340 | 4.5% | 36614.7
2281 | APC | 0M-61464 | UPFLOW GLYCOL WITH CW SIZE 5 | Ea |  | 1 Year | 45125 | 4.5% | 43094.375
2282 | APC | 0M-61465 | UPFLOW GLYCOL WITH ECON SIZE 5 | Ea |  | 1 Year | 62685 | 4.5% | 59864.175
2283 | APC | 0M-61466 | UPFLOW GLYCOL WITH ECON SIZE 2 | Ea |  | 1 Year | 25930 | 4.5% | 24763.15
2284 | APC | 0M-61467 | UPFLOW GLYCOL WITH ECON SIZE 3 | Ea |  | 1 Year | 31580 | 4.5% | 30158.9
2285 | APC | 0M-61468 | UPFLOW GLYCOL WITH ECON SIZE 4 | Ea |  | 1 Year | 37400 | 4.5% | 35717
2286 | APC | 0M-61469 | 208-230V 60 HZ SIZE 3 | Ea |  | 1 Year | 2610 | 4.5% | 2492.55
2287 | APC | 0M-61470 | 208-230V 60 HZ SIZE 4 | Ea |  | 1 Year | 2650 | 4.5% | 2530.75
2288 | APC | 0M-61471 | 208-230V 60 HZ SIZE 5 | Ea |  | 1 Year | 3280 | 4.5% | 3132.4
2289 | APC | 0M-61472 | 460V 60 HZ SIZE 1-5 | Ea |  | 1 Year | 738 | 4.5% | 704.79
2290 | APC | 0M-61474 | HEAT AND HUMID 400-460V 50-60 HZ, SIZE 1 | Ea |  | 1 Year | 3585 | 4.5% | 3423.675
2291 | APC | 0M-61475 | HEAT AND HUMID 400-460V 50-60 HZ, SIZE 2 | Ea |  | 1 Year | 3585 | 4.5% | 3423.675
2292 | APC | 0M-61476 | HEAT AND HUMID 400-460V 50-60 HZ, SIZE 3 | Ea |  | 1 Year | 3655 | 4.5% | 3490.525
2293 | APC | 0M-61477 | HEAT AND HUMID 400-460V 50-60 HZ, SIZE 4 | Ea |  | 1 Year | 4305 | 4.5% | 4111.275
2294 | APC | 0M-61478 | HEAT AND HUMID 400-460V 50-60 HZ, SIZE 5 | Ea |  | 1 Year | 4305 | 4.5% | 4111.275
2295 | APC | 0M-61479 | HEAT AND HUMID 208/230V, SIZE 1 | Ea |  | 1 Year | 4035 | 4.5% | 3853.425
2296 | APC | 0M-61480 | HEAT AND HUMID 208/230V, SIZE 2 | Ea |  | 1 Year | 4035 | 4.5% | 3853.425
2297 | APC | 0M-61481 | HEAT AND HUMID 208/230V, SIZE 3 | Ea |  | 1 Year | 4395 | 4.5% | 4197.225
2298 | APC | 0M-61482 | HEAT AND HUMID 208/230V, SIZE 4 | Ea |  | 1 Year | 5040 | 4.5% | 4813.2
2299 | APC | 0M-61483 | HEAT AND HUMID 208/230V, SIZE 5 | Ea |  | 1 Year | 5040 | 4.5% | 4813.2
2300 | APC | 0M-61484 | 2-WAY HEAD PRESSURE CONTROL VALVE, SIZE 3 | Ea |  | 1 Year | 3475 | 4.5% | 3318.625
2301 | APC | 0M-61485 | 2-WAY HEAD PRESSURE CONTROL VALVE, SIZE 4 | Ea |  | 1 Year | 3475 | 4.5% | 3318.625
2302 | APC | 0M-61486 | 2-WAY HEAD PRESSURE CONTROL VALVE, SIZE 5 | Ea |  | 1 Year | 3475 | 4.5% | 3318.625
2303 | APC | 0M-61487 | 3-WAY HEAD PRESSURE CONTROL VALVE, SIZE 1 | Ea |  | 1 Year | 1750 | 4.5% | 1671.25
2304 | APC | 0M-61488 | 3-WAY HEAD PRESSURE CONTROL VALVE, SIZE 2 | Ea |  | 1 Year | 2235 | 4.5% | 2134.425
2305 | APC | 0M-61489 | 3-WAY HEAD PRESSURE CONTROL VALVE, SIZE 3 | Ea |  | 1 Year | 3475 | 4.5% | 3318.625
2306 | APC | 0M-61490 | 3-WAY HEAD PRESSURE CONTROL VALVE, SIZE 4 | Ea |  | 1 Year | 3475 | 4.5% | 3318.625
2307 | APC | 0M-61491 | 3-WAY HEAD PRESSURE CONTROL VALVE, SIZE 5 | Ea |  | 1 Year | 3475 | 4.5% | 3318.625
2308 | APC | 0M-61500 | DOWNFLOW CHILLED WATER SIZE 1 | Ea |  | 1 Year | 14260 | 4.5% | 13618.3
2309 | APC | 0M-61501 | 575-600 60 HZ SIZE 1-5 | Ea |  | 1 Year | 1365 | 4.5% | 1303.575
2310 | APC | 0M-6279 | KIT SUBFEED MONITOR ISX 150K PDU | Ea |  | 1 Year | 227 | 4.5% | 216.785
2311 | APC | 0M-6421 | ASSY FM CW COIL DF 4-ROW 40-CKT W/BAFFLE | Ea |  | 1 Year | 15995 | 4.5% | 15275.225
2312 | APC | 0M-6422 | ASSY FM CW COIL DF 4-ROW 20-CKT W/BAFFLE | Ea |  | 1 Year | 15515 | 4.5% | 14816.825
2313 | APC | 0M-6426 | ASSY FM CW COIL DF 3-ROW 20-CKT W/BAFFLE | Ea |  | 1 Year | 15045 | 4.5% | 14367.975
2314 | APC | 0M-6520 | SUB ASSY AFX LOCAL SENSOR | Ea |  | 1 Year | 389 | 4.5% | 371.495
2315 | APC | 0M-6522 | SUB ASSY CW LOCAL SENSOR | Ea |  | 1 Year | 506 | 4.5% | 483.23
2316 | APC | 0M-6537 | S/A CM 230/1 WATER DETECTOR ALARM | Ea |  | 1 Year | 224 | 4.5% | 213.92
2317 | APC | 0M-6685 | CM3-5KW AIRCOOLED HOT GAS BYPASS T-STAT ONLY | Ea |  | 1 Year | 378 | 4.5% | 360.99
2318 | APC | 0M-6686 | CM7-10KW AIRCOOLED HOT GAS BYPASS T-STAT ONLY | Ea |  | 1 Year | 535 | 4.5% | 510.925
2319 | APC | 0M-6696 | CM14-17KW AIRCOOLED HOT GAS BYPASS TSTAT | Ea |  | 1 Year | 463 | 4.5% | 442.165
2320 | APC | 0M-6749 | CM 14-17KW 230/3 CONDENSATE PUMP | Ea |  | 1 Year | 123 | 4.5% | 117.465
2321 | APC | 0M-6750 | CM 14-17KW 380/3 CONDENSATE PUMP | Ea |  | 1 Year | 386 | 4.5% | 368.63
2322 | APC | 0M-6751 | CM 14-17KW 460/3 CONDENSATE PUMP | Ea |  | 1 Year | 382 | 4.5% | 364.81
2323 | APC | 0M-6753 | CM3-5KW STEAM HEAD BRACKET HOSE W/HEAT | Ea |  | 1 Year | 270 | 4.5% | 257.85
2324 | APC | 0M-6754 | CM7-10KW STEAM HEAD BRACKET HOSE W/HEAT | Ea |  | 1 Year | 254 | 4.5% | 242.57
2325 | APC | 0M-6755 | REHEAT ELECTRIC HIGH OUTPUT UF 575-600V | Ea |  | 1 Year | 3510 | 4.5% | 3352.05
2326 | APC | 0M-6756 | REHEAT ELECTRIC HIGH OUTPUT UF 200-240V | Ea |  | 1 Year | 3510 | 4.5% | 3352.05
2327 | APC | 0M-6757 | REHEAT ELECTRIC HIGH OUTPUT UF 380-415V | Ea |  | 1 Year | 3510 | 4.5% | 3352.05
2328 | APC | 0M-6758 | REHEAT ELECTRIC HIGH OUTPUT UF 460-480V | Ea |  | 1 Year | 1250 | 4.5% | 1193.75
2329 | APC | 0M-6866 | S/A TESTED 3P 50A CKT BRKR 120/240 UL | Ea |  | 1 Year | 212 | 4.5% | 202.46
2330 | APC | 0M-6900 | CM3-5KW 1/3HP 277V MOTOR DX ONLY | Ea |  | 1 Year | 713 | 4.5% | 680.915
2331 | APC | 0M-70117 | AFX Air Cooled Receiver | Ea |  | 1 Year | 1750 | 4.5% | 1671.25
2332 | APC | 0M-70130 | S/A UF TEMP/HUM SENSOR 4-20MA | Ea |  | 1 Year | 389 | 4.5% | 371.495
2333 | APC | 0M-70161 | AFX Firestat Upflow | Ea |  | 1 Year | 215 | 4.5% | 205.325
2334 | APC | 0M-70174 | AFX Brazed Plate Heat Exchanger - WP5-30, Downflow | Ea |  | 1 Year | 3305 | 4.5% | 3156.275
2335 | APC | 0M-70187 | AFX Remote Shutdown 120V | Ea |  | 1 Year | 584 | 4.5% | 557.72
2336 | APC | 0M-70188 | AFX Cable Water Detector - Remote Alarm | Ea |  | 1 Year | 20 | 4.5% | 19.1
2337 | APC | 0M-70189 | AFX 2nd Common Summary - Remote Alarm | Ea |  | 1 Year | 303 | 4.5% | 289.365
2338 | APC | 0M-70190 | AFX Compressor Lockout | Ea |  | 1 Year | 215 | 4.5% | 205.325
2339 | APC | 0M-70191 | AFX High Head Pressure - Remote Alarm | Ea |  | 1 Year | 323 | 4.5% | 308.465
2340 | APC | 0M-70192 | AFX Brazed Plate Heat Exchanger - WP5-60, Downflow | Ea |  | 1 Year | 3305 | 4.5% | 3156.275
2341 | APC | 0M-70201 | AFX Reheat/Humidity Lockout | Ea |  | 1 Year | 215 | 4.5% | 205.325
2342 | APC | 0M-70205 | AFX18 FSC COMMON PARTS | Ea |  | 1 Year | 272 | 4.5% | 259.76
2343 | APC | 0M-70217 | AFX Humidifier Canister - Remote Alarm | Ea |  | 1 Year | 215 | 4.5% | 205.325
2344 | APC | 0M-70218 | AFX Airflow/Clogged Filter - Remote Alarm | Ea |  | 1 Year | 323 | 4.5% | 308.465
2345 | APC | 0M-70219 | CW CLOGGED FILTER - REMOTE ALARM | Ea |  | 1 Year | 395 | 4.5% | 377.225
2346 | APC | 0M-70220 | AFX Flow Switch - Remote Alarm | Ea |  | 1 Year | 303 | 4.5% | 289.365
2347 | APC | 0M-70221 | CW FAN STATUS - REMOTE ALARM | Ea |  | 1 Year | 395 | 4.5% | 377.225
2348 | APC | 0M-70224 | AFX Remote Shutdown 240V | Ea |  | 1 Year | 584 | 4.5% | 557.72
2349 | APC | 0M-70232 | AFX Spot Water Detector - Remote Alarm 460V | Ea |  | 1 Year | 303 | 4.5% | 289.365
2350 | APC | 0M-70238 | AFX18 SECONDARY DRAIN PAN | Ea |  | 1 Year | 864 | 4.5% | 825.12
2351 | APC | 0M-70397 | AFX Microprocessor Redundant Unit Grouping | Ea |  | 1 Year | 1750 | 4.5% | 1671.25
2352 | APC | 0M-70400 | AFX FSC Common Parts - Hot Gas Bypass, 34-70KW | Ea |  | 1 Year | 540 | 4.5% | 515.7
2353 | APC | 0M-70401 | AFX 1-1/4" Water Regulating Valve, 3-Way, 150 PSI | Ea |  | 1 Year | 933 | 4.5% | 891.015
2354 | APC | 0M-70402 | AFX 1-1/4" Water Regulating Valve, 2-Way, 150 PSI | Ea |  | 1 Year | 681 | 4.5% | 650.355
2355 | APC | 0M-70406 | AFX 1" Water Regulating Valve, 3-Way, 150 PSI | Ea |  | 1 Year | 6225 | 4.5% | 5944.875
2356 | APC | 0M-70408 | AFX 3/4" Water Regulating Valve, 3-Way, 150 PSI | Ea |  | 1 Year | 517 | 4.5% | 493.735
2357 | APC | 0M-70410 | AFX 1" Water Regulating Valve, 2-Way, 150 PSI | Ea |  | 1 Year | 5640 | 4.5% | 5386.2
2358 | APC | 0M-70415 | AFX Firestat Downflow | Ea |  | 1 Year | 215 | 4.5% | 205.325
2359 | APC | 0M-70484 | CW 41-70KW UPFLOW FRAME - FRONT RETURN | Ea |  | 1 Year | 1295 | 4.5% | 1236.725
2360 | APC | 0M-70485 | CW 41-70KW UPFLOW FRAME - REAR RETURN | Ea |  | 1 Year | 2745 | 4.5% | 2621.475
2361 | APC | 0M-70487 | CW 87-105KW UPFLOW FRAME - FRONT RETURN | Ea |  | 1 Year | 1295 | 4.5% | 1236.725
2362 | APC | 0M-70488 | CW 87-105KW UPFLOW FRAME - REAR RETURN | Ea |  | 1 Year | 2745 | 4.5% | 2621.475
2363 | APC | 0M-70489 | CW 123-140KW UPFLOW FRAME - FRONT RETURN | Ea |  | 1 Year | 1295 | 4.5% | 1236.725
2364 | APC | 0M-70491 | CW 123-140KW UPFLOW FRAME - REAR RETURN | Ea |  | 1 Year | 2745 | 4.5% | 2621.475
2365 | APC | 0M-70492 | CW100 DOWNFLOW FRAME | Ea |  | 1 Year | 29420 | 4.5% | 28096.1
2366 | APC | 0M-70493 | CW100 UPFLOW FRAME- FRONT RETURN | Ea |  | 1 Year | 40545 | 4.5% | 38720.475
2367 | APC | 0M-70495 | CW 175-210KW DOWNFLOW FRAME - 6 ROW COIL | Ea |  | 1 Year | 1045 | 4.5% | 997.975
2368 | APC | 0M-70496 | CW 175-210KW UPFLOW FRAME - FRONT RETURN - 6 ROW COIL | Ea |  | 1 Year | 2335 | 4.5% | 2229.925
2369 | APC | 0M-70506 | CW 41KW 2-WAY CHILLED WATER VALVE | Ea |  | 1 Year | 15935 | 4.5% | 15217.925
2370 | APC | 0M-70507 | CW 50KW 2-WAY CHILLED WATER VALVE | Ea |  | 1 Year | 17480 | 4.5% | 16693.4
2371 | APC | 0M-70508 | CW 70KW 2-WAY CHILLED WATER VALVE | Ea |  | 1 Year | 19045 | 4.5% | 18187.975
2372 | APC | 0M-70509 | CW 87KW 2-WAY CHILLED WATER VALVE | Ea |  | 1 Year | 20715 | 4.5% | 19782.825
2373 | APC | 0M-70511 | CW 105KW 2-WAY CHILLED WATER VALVE | Ea |  | 1 Year | 22260 | 4.5% | 21258.3
2374 | APC | 0M-70512 | CW 123KW 2-WAY CHILLED WATER VALVE | Ea |  | 1 Year | 23750 | 4.5% | 22681.25
2375 | APC | 0M-70513 | CW 140KW 2-WAY CHILLED WATER VALVE | Ea |  | 1 Year | 25290 | 4.5% | 24151.95
2376 | APC | 0M-70514 | CW 175-210KW 2-WAY CHILLED WATER VALVE | Ea |  | 1 Year | 26985 | 4.5% | 25770.675
2377 | APC | 0M-70529 | CW 41KW 3-WAY CHILLED WATER VALVE | Ea |  | 1 Year | 15935 | 4.5% | 15217.925
2378 | APC | 0M-70530 | CW 50KW 3-WAY CHILLED WATER VALVE | Ea |  | 1 Year | 17480 | 4.5% | 16693.4
2379 | APC | 0M-70531 | CW 70KW 3-WAY CHILLED WATER VALVE | Ea |  | 1 Year | 19045 | 4.5% | 18187.975
2380 | APC | 0M-70532 | CW 87KW 3-WAY CHILLED WATER VALVE | Ea |  | 1 Year | 20715 | 4.5% | 19782.825
2381 | APC | 0M-70533 | CW 105KW 3-WAY CHILLED WATER VALVE | Ea |  | 1 Year | 22260 | 4.5% | 21258.3
2382 | APC | 0M-70535 | CW 123KW 3-WAY CHILLED WATER VALVE | Ea |  | 1 Year | 23750 | 4.5% | 22681.25
2383 | APC | 0M-70536 | CW 140KW 3-WAY CHILLED WATER VALVE | Ea |  | 1 Year | 25290 | 4.5% | 24151.95
2384 | APC | 0M-70537 | CW 175-210KW 3-WAY CHILLED WATER VALVE | Ea |  | 1 Year | 26985 | 4.5% | 25770.675
2385 | APC | 0M-70611 | CW ELECTRIC REHEAT, 41-70KW, 230V, DOWNFLOW | Ea |  | 1 Year | 1015 | 4.5% | 969.325
2386 | APC | 0M-70620 | CW100 HUMIDIFIER 17LB/HR 230V | Ea |  | 1 Year | 1015 | 4.5% | 969.325
2387 | APC | 0M-70621 | CW100 HUMIDIFIER 17LB/HR 460V | Ea |  | 1 Year | 1015 | 4.5% | 969.325
2388 | APC | 0M-70622 | CW HUMIDIFIER 17LB/HR 380V, 41-210KW | Ea |  | 1 Year | 4380 | 4.5% | 4182.9
2389 | APC | 0M-70623 | CW100 HUMIDIFIER 17LB/HR 575V | Ea |  | 1 Year | 1015 | 4.5% | 969.325
2390 | APC | 0M-70624 | CW HUMIDIFIER 20LB/HR 230V, 41-210KW | Ea |  | 1 Year | 5845 | 4.5% | 5581.975
2391 | APC | 0M-70625 | CW HUMIDIFIER 20LB/HR 460V, 41-210KW | Ea |  | 1 Year | 5845 | 4.5% | 5581.975
2392 | APC | 0M-70626 | CW HUMIDIFIER 20LB/HR 380V, 41-210KW | Ea |  | 1 Year | 5845 | 4.5% | 5581.975
2393 | APC | 0M-70627 | CW HUMIDIFIER 20LB/HR 575V, 41-210KW | Ea |  | 1 Year | 5845 | 4.5% | 5581.975
2394 | APC | 0M-70640 | CW100 HUMIDIFIER BRACKET HOSE UPFLOW | Ea |  | 1 Year | 632 | 4.5% | 603.56
2395 | APC | 0M-70641 | CW100 HUMIDIFIER BRACKET HOSE DOWNFLOW | Ea |  | 1 Year | 632 | 4.5% | 603.56
2396 | APC | 0M-70649 | CW ELECTRIC REHEAT, 175-210KW, 380V, DOWNFLOW | Ea |  | 1 Year | 3035 | 4.5% | 2898.425
2397 | APC | 0M-70650 | CW ELECTRIC REHEAT, 123-140KW, 380V, DOWNFLOW | Ea |  | 1 Year | 2025 | 4.5% | 1933.875
2398 | APC | 0M-70651 | CW ELECTRIC REHEAT, 41-70KW, 460V, DOWNFLOW | Ea |  | 1 Year | 1015 | 4.5% | 969.325
2399 | APC | 0M-70652 | CW ELECTRIC REHEAT, 87-105KW, 460V, DOWNFLOW | Ea |  | 1 Year | 2025 | 4.5% | 1933.875
2400 | APC | 0M-70653 | CW ELECTRIC REHEAT, 123-140KW, 460V, DOWNFLOW | Ea |  | 1 Year | 2025 | 4.5% | 1933.875
2401 | APC | 0M-70654 | CW100 ELECTRIC REHEAT- 460V DOWNFLOW | Ea |  | 1 Year | 2025 | 4.5% | 1933.875
2402 | APC | 0M-70656 | CW ELECTRIC REHEAT, 41-70KW, 575V, DOWNFLOW | Ea |  | 1 Year | 1015 | 4.5% | 969.325
2403 | APC | 0M-70657 | CW ELECTRIC REHEAT, 41-70KW, 380V, DOWNFLOW | Ea |  | 1 Year | 1015 | 4.5% | 969.325
2404 | APC | 0M-70658 | CW ELECTRIC REHEAT, 87-105KW, 575V, DOWNFLOW | Ea |  | 1 Year | 2025 | 4.5% | 1933.875
2405 | APC | 0M-70659 | CW ELECTRIC REHEAT, 123-140KW, 575V, DOWNFLOW | Ea |  | 1 Year | 2025 | 4.5% | 1933.875
2406 | APC | 0M-70660 | CW100 ELECTRIC REHEAT 575V DOWNFLOW | Ea |  | 1 Year | 2025 | 4.5% | 1933.875
2407 | APC | 0M-70661 | CW ELECTRIC REHEAT, 41-70KW, 230V, UPFLOW | Ea |  | 1 Year | 1015 | 4.5% | 969.325
2408 | APC | 0M-70662 | CW ELECTRIC REHEAT, 87-105KW, 230V, UPFLOW | Ea |  | 1 Year | 2025 | 4.5% | 1933.875
2409 | APC | 0M-70663 | CW ELECTRIC REHEAT, 41-70KW, 380V, UPFLOW | Ea |  | 1 Year | 1015 | 4.5% | 969.325
2410 | APC | 0M-70664 | CW ELECTRIC REHEAT, 87-105KW, 380V, UPFLOW | Ea |  | 1 Year | 2025 | 4.5% | 1933.875
2411 | APC | 0M-70665 | CW ELECTRIC REHEAT, 123-140KW, 380V, UPFLOW | Ea |  | 1 Year | 2025 | 4.5% | 1933.875
2412 | APC | 0M-70666 | CW ELECTRIC REHEAT, 175-210KW, 380V, UPFLOW | Ea |  | 1 Year | 3035 | 4.5% | 2898.425
2413 | APC | 0M-70668 | CW ELECTRIC REHEAT, 87-105KW, 460V, UPFLOW | Ea |  | 1 Year | 2025 | 4.5% | 1933.875
2414 | APC | 0M-70670 | CW ELECTRIC REHEAT, 123-140KW, 460V, UPFLOW | Ea |  | 1 Year | 2025 | 4.5% | 1933.875
2415 | APC | 0M-70671 | CW100 ELECTRIC REHEAT 460V UPFLOW | Ea |  | 1 Year | 2025 | 4.5% | 1933.875
2416 | APC | 0M-70672 | CW ELECTRIC REHEAT, 41-70KW, 575V, UPFLOW | Ea |  | 1 Year | 1015 | 4.5% | 969.325
2417 | APC | 0M-70673 | CW ELECTRIC REHEAT, 87-105KW, 575V, UPFLOW | Ea |  | 1 Year | 2025 | 4.5% | 1933.875
2418 | APC | 0M-70675 | CW100 ELECTRIC REHEAT 575V UPFLOW | Ea |  | 1 Year | 2025 | 4.5% | 1933.875
2419 | APC | 0M-70676 | CW ELECTRIC REHEAT, 123-140KW, 230V, UPFLOW | Ea |  | 1 Year | 2025 | 4.5% | 1933.875
2420 | APC | 0M-70677 | CW100 ELECTRIC REHEAT 230V UPFLOW | Ea |  | 1 Year | 2025 | 4.5% | 1933.875
2421 | APC | 0M-71368 | AFX Electric Reheat, 70-98KW, 380V, Upflow | Ea |  | 1 Year | 2335 | 4.5% | 2229.925
2422 | APC | 0M-71372 | AFX65 ELECTRIC REHEAT 460V UPFLOW | Ea |  | 1 Year | 2180 | 4.5% | 2081.9
2423 | APC | 0M-71373 | AFX65 ELECTRIC REHEAT 575V UPFLOW | Ea |  | 1 Year | 2180 | 4.5% | 2081.9
2424 | APC | 0M-71390 | AFX Electric Reheat, 70-98KW, 380V, Downflow | Ea |  | 1 Year | 2335 | 4.5% | 2229.925
2425 | APC | 0M-71557 | CW ELECTRIC REHEAT, 41-70KW, 230V, DOWNFLOW - EXTRA STAGE | Ea |  | 1 Year | 1620 | 4.5% | 1547.1
2426 | APC | 0M-71558 | CW ELECTRIC REHEAT, 87-105KW, 230V, DOWNFLOW - EXTRA STAGE | Ea |  | 1 Year | 2625 | 4.5% | 2506.875
2427 | APC | 0M-71559 | CW ELECTRIC REHEAT, 123-140KW, 230V, DOWNFLOW - EXTRA STAGE | Ea |  | 1 Year | 2625 | 4.5% | 2506.875
2428 | APC | 0M-71560 | CW ELECTRIC REHEAT, 175-210KW, 230V, DOWNFLOW - EXTRA STAGE | Ea |  | 1 Year | 3640 | 4.5% | 3476.2
2429 | APC | 0M-71561 | CW ELECTRIC REHEAT, 41-70KW, 380V, DOWNFLOW - EXTRA STAGE | Ea |  | 1 Year | 1620 | 4.5% | 1547.1
2430 | APC | 0M-71562 | CW ELECTRIC REHEAT, 123-140KW, 380V, DOWNFLOW - EXTRA STAGE | Ea |  | 1 Year | 2625 | 4.5% | 2506.875
2431 | APC | 0M-71563 | CW ELECTRIC REHEAT, 87-105KW, 380V, DOWNFLOW - EXTRA STAGE | Ea |  | 1 Year | 2625 | 4.5% | 2506.875
2432 | APC | 0M-71564 | CW ELECTRIC REHEAT, 175-210KW, 380V, DOWNFLOW - EXTRA STAGE | Ea |  | 1 Year | 3640 | 4.5% | 3476.2
2433 | APC | 0M-71565 | CW ELECTRIC REHEAT, 41-70KW, 460V, DOWNFLOW - EXTRA STAGE | Ea |  | 1 Year | 1620 | 4.5% | 1547.1
2434 | APC | 0M-71566 | CW ELECTRIC REHEAT, 87-105KW, 460V, DOWNFLOW - EXTRA STAGE | Ea |  | 1 Year | 2625 | 4.5% | 2506.875
2435 | APC | 0M-71567 | CW ELECTRIC REHEAT, 123-140KW, 460V, DOWNFLOW - EXTRA STAGE | Ea |  | 1 Year | 2625 | 4.5% | 2506.875
2436 | APC | 0M-71568 | CW ELECTRIC REHEAT, 175-210KW, 460V, DOWNFLOW - EXTRA STAGE | Ea |  | 1 Year | 3640 | 4.5% | 3476.2
2437 | APC | 0M-71569 | CW ELECTRIC REHEAT, 41-70KW, 575V, DOWNFLOW - EXTRA STAGE | Ea |  | 1 Year | 1620 | 4.5% | 1547.1
2438 | APC | 0M-71570 | CW ELECTRIC REHEAT, 87-105KW, 575V, DOWNFLOW - EXTRA STAGE | Ea |  | 1 Year | 2625 | 4.5% | 2506.875
2439 | APC | 0M-71571 | CW ELECTRIC REHEAT, 123-140KW, 575V, DOWNFLOW - EXTRA STAGE | Ea |  | 1 Year | 2625 | 4.5% | 2506.875
2440 | APC | 0M-71572 | CW ELECTRIC REHEAT, 175-210KW, 575V, DOWNFLOW - EXTRA STAGE | Ea |  | 1 Year | 3640 | 4.5% | 3476.2
2441 | APC | 0M-71573 | CW ELECTRIC REHEAT, 41-70KW, 230V, UPFLOW - EXTRA STAGE | Ea |  | 1 Year | 1620 | 4.5% | 1547.1
2442 | APC | 0M-71574 | CW ELECTRIC REHEAT, 87-105KW, 230V, UPFLOW - EXTRA STAGE | Ea |  | 1 Year | 2625 | 4.5% | 2506.875
2443 | APC | 0M-71575 | CW ELECTRIC REHEAT, 123-140KW, 230V, UPFLOW - EXTRA STAGE | Ea |  | 1 Year | 2625 | 4.5% | 2506.875
2444 | APC | 0M-71576 | CW ELECTRIC REHEAT 175-210KW, 230V, UPFLOW - EXTRA STAGE | Ea |  | 1 Year | 3640 | 4.5% | 3476.2
2445 | APC | 0M-71577 | CW ELECTRIC REHEAT, 41-70KW, 380V, UPFLOW - EXTRA STAGE | Ea |  | 1 Year | 1620 | 4.5% | 1547.1
2446 | APC | 0M-71578 | CW ELECTRIC REHEAT, 87-105KW, 380V, UPFLOW - EXTRA STAGE | Ea |  | 1 Year | 2625 | 4.5% | 2506.875
2447 | APC | 0M-71579 | CW ELECTRIC REHEAT, 123-140KW, 380V, UPFLOW - EXTRA STAGE | Ea |  | 1 Year | 2625 | 4.5% | 2506.875
2448 | APC | 0M-71580 | CW ELECTRIC REHEAT, 175-210KW, 380V, UPFLOW - EXTRA STAGE | Ea |  | 1 Year | 3640 | 4.5% | 3476.2
2449 | APC | 0M-71581 | CW ELECTRIC REHEAT, 41-70KW, 460V, UPFLOW - EXTRA STAGE | Ea |  | 1 Year | 1620 | 4.5% | 1547.1
2450 | APC | 0M-71582 | CW ELECTRIC REHEAT, 87-105KW, 460V, UPFLOW - EXTRA STAGE | Ea |  | 1 Year | 2625 | 4.5% | 2506.875
2451 | APC | 0M-71583 | CW ELECTRIC REHEAT, 123-140KW, 460V, UPFLOW - EXTRA STAGE | Ea |  | 1 Year | 2625 | 4.5% | 2506.875
2452 | APC | 0M-71584 | CW ELECTRIC REHEAT, 175-210KW, 460V, UPFLOW - EXTRA STAGE | Ea |  | 1 Year | 3640 | 4.5% | 3476.2
2453 | APC | 0M-71585 | CW ELECTRIC REHEAT, 41-70KW, 575V, UPFLOW - EXTRA STAGE | Ea |  | 1 Year | 1620 | 4.5% | 1547.1
2454 | APC | 0M-71586 | CW ELECTRIC REHEAT, 87-105KW, 575V, UPFLOW - EXTRA STAGE | Ea |  | 1 Year | 2625 | 4.5% | 2506.875
2455 | APC | 0M-71587 | CW ELECTRIC REHEAT, 123-140KW, 575V, UPFLOW - EXTRA STAGE | Ea |  | 1 Year | 2625 | 4.5% | 2506.875
2456 | APC | 0M-71588 | CW ELECTRIC REHEAT, 175-210KW, 575V, UPFLOW - EXTRA STAGE | Ea |  | 1 Year | 3640 | 4.5% | 3476.2
2457 | APC | 0M-71589 | CW HOT WATER REHEAT, 41-70KW, 2-WAY MODULATING | Ea |  | 1 Year | 3235 | 4.5% | 3089.425
2458 | APC | 0M-71590 | CW HOT WATER REHEAT, 87-105KW, 2-WAY MODULATING | Ea |  | 1 Year | 3545 | 4.5% | 3385.475
2459 | APC | 0M-71591 | CW HOT WATER REHEAT, 123-140KW, 2-WAY MODULATING | Ea |  | 1 Year | 3545 | 4.5% | 3385.475
2460 | APC | 0M-71592 | CW HOT WATER REHEAT, 175-210KW, 2-WAY MODULATING | Ea |  | 1 Year | 3850 | 4.5% | 3676.75
2461 | APC | 0M-71593 | CW HOT WATER REHEAT, 41-70KW, 2-WAY ON/OFF | Ea |  | 1 Year | 3025 | 4.5% | 2888.875
2462 | APC | 0M-71595 | CW HOT WATER REHEAT, 87-105KW, 2-WAY ON/OFF | Ea |  | 1 Year | 3330 | 4.5% | 3180.15
2463 | APC | 0M-71596 | CW HOT WATER REHEAT, 123-140KW, 2-WAY ON/OFF | Ea |  | 1 Year | 3330 | 4.5% | 3180.15
2464 | APC | 0M-71597 | CW HOT WATER REHEAT, 175-210KW, 2-WAY ON/OFF | Ea |  | 1 Year | 3640 | 4.5% | 3476.2
2465 | APC | 0M-71598 | CW HOT WATER REHEAT, 41-70KW, 3-WAY MODULATING | Ea |  | 1 Year | 3370 | 4.5% | 3218.35
2466 | APC | 0M-71599 | CW HOT WATER REHEAT, 87-105KW, 3-WAY MODULATING | Ea |  | 1 Year | 3685 | 4.5% | 3519.175
2467 | APC | 0M-71600 | CW HOT WATER REHEAT, 123-140KW, 3-WAY MODULATING | Ea |  | 1 Year | 3685 | 4.5% | 3519.175
2468 | APC | 0M-71636 | CW STEAM REHEAT, 41-70KW, 2-WAY ON/OFF | Ea |  | 1 Year | 3025 | 4.5% | 2888.875
2469 | APC | 0M-71637 | CW STEAM REHEAT, 87-105KW, 2-WAY ON/OFF | Ea |  | 1 Year | 3330 | 4.5% | 3180.15
2470 | APC | 0M-71639 | CW STEAM REHEAT, 123-140KW, 2-WAY ON/OFF | Ea |  | 1 Year | 3330 | 4.5% | 3180.15
2471 | APC | 0M-71640 | CW STEAM REHEAT, 175-210KW, 2-WAY ON/OFF | Ea |  | 1 Year | 3640 | 4.5% | 3476.2
2472 | APC | 0M-71884 | AFX65 ELECTRIC REHEAT 230V DOWNFLOW | Ea |  | 1 Year | 2180 | 4.5% | 2081.9
2473 | APC | 0M-71885 | AFX65 ELECTRIC REHEAT 575V DOWNFLOW | Ea |  | 1 Year | 2180 | 4.5% | 2081.9
2474 | APC | 0M-71886 | AFX65 ELECTRIC REHEAT 230V UPFLOW | Ea |  | 1 Year | 2180 | 4.5% | 2081.9
2475 | APC | 0M-71891 | AFX Remote Shutdown 24V | Ea |  | 1 Year | 332 | 4.5% | 317.06
2476 | APC | 0M-71892 | AFX65 FSC COMMON PARTS | Ea |  | 1 Year | 603 | 4.5% | 575.865
2477 | APC | 0M-71893 | S/A UD DISCH DUCT COLLAR | Ea |  | 1 Year | 117 | 4.5% | 111.735
2478 | APC | 0M-72380 | CM CC Cond Coil/Motor, 14-17kW, 575/3/60 | Ea |  | 1 Year | 2470 | 4.5% | 2358.85
2479 | APC | 0M-72381 | CM CC Cond Coil/Motor, 14-17kW, 380/3/50 | Ea |  | 1 Year | 2270 | 4.5% | 2167.85
2480 | APC | 0M-72382 | CM CC Cond Coil/Motor, 14-17kW, 230/3/60 | Ea |  | 1 Year | 2200 | 4.5% | 2101
2481 | APC | 0M-72507 | AFX Brazed Plate Heat Exchanger - WP5-60, Upflow | Ea |  | 1 Year | 3305 | 4.5% | 3156.275
2482 | APC | 0M-72511 | AFX Brazed Plate Heat Exchanger - WP5-120, Upflow | Ea |  | 1 Year | 3305 | 4.5% | 3156.275
2483 | APC | 0M-72513 | AFX Brazed Plate Heat Exchanger - WP5-30, Upflow | Ea |  | 1 Year | 3305 | 4.5% | 3156.275
2484 | APC | 0M-72515 | AFX High/Low Temperature & Humidity - Rmote Alarm | Ea |  | 1 Year | 607 | 4.5% | 579.685
2485 | APC | 0M-72516 | AFX High/Low Humidity - Remote Alarm | Ea |  | 1 Year | 215 | 4.5% | 205.325
2486 | APC | 0M-72517 | AFX High/Low Temperature - Remote Alarm | Ea |  | 1 Year | 409 | 4.5% | 390.595
2487 | APC | 0M-74084 | FM GLOBAL DUCT COLLAR UP DISCHARGE | Ea |  | 1 Year | 51 | 4.5% | 48.705
2488 | APC | 0M-74085 | FM GLOBAL DUCT COLLAR DOWN DISCHARGE | Ea |  | 1 Year | 51 | 4.5% | 48.705
2489 | APC | 0M-74242A | FM GLOBAL SMOKE DETECTOR | Ea |  | 1 Year | 400 | 4.5% | 382
2490 | APC | 0M-74243 | FM GLOBAL SPOT WATER DETECTOR | Ea |  | 1 Year | 306 | 4.5% | 292.23
2491 | APC | 0M-74244 | FM GLOBAL CABLE WATER DETECTOR | Ea |  | 1 Year | 686 | 4.5% | 655.13
2492 | APC | 0M-74245 | S/A FIRESTAT SWITCH UP FLOW | Ea |  | 1 Year | 180 | 4.5% | 171.9
2493 | APC | 0M-74248 | FM NAM 208V HIGH LIFT CONDENSATE PUMP | Ea |  | 1 Year | 450 | 4.5% | 429.75
2494 | APC | 0M-74250 | FM GLOBAL 400-480V HIGH LIFT CONDENSATE PUMP | Ea |  | 1 Year | 450 | 4.5% | 429.75
2495 | APC | 0M-74259 | FM NAM 208V HUMIDIFIER REPLACEABLE CYLINDER DOWN DISCHARGE | Ea |  | 1 Year | 976 | 4.5% | 932.08
2496 | APC | 0M-74260 | FM GLOBAL 400-600V HUMIDIFIER REPLACEABLE CYLINDER DOWN DISCHARGE | Ea |  | 1 Year | 976 | 4.5% | 932.08
2497 | APC | 0M-74316 | FM GLOBAL Panel Kit, Up Discharge Main, Rear Return 35-50kW | Ea |  | 1 Year | 476 | 4.5% | 454.58
2498 | APC | 0M-74334 | FM GLOBAL HOT WATER REHEAT DOWN DISCHARGE | Ea |  | 1 Year | 479 | 4.5% | 457.445
2499 | APC | 0M-74335 | FM GLOBAL HOT WATER REHEAT UP DISCHARGE | Ea |  | 1 Year | 479 | 4.5% | 457.445
2500 | APC | 0M-74336 | FM GLOBAL STEAM REHEAT DOWN DISCHARGE | Ea |  | 1 Year | 699 | 4.5% | 667.545
2501 | APC | 0M-74337 | FM GLOBAL STEAM REHEAT UP DISCHARGE | Ea |  | 1 Year | 699 | 4.5% | 667.545
2502 | APC | 0M-74338 | FM NAM 208V ELECTRIC REHEAT | Ea |  | 1 Year | 949 | 4.5% | 906.295
2503 | APC | 0M-74339 | FM GLOBAL 400V ELECTRIC REHEAT | Ea |  | 1 Year | 949 | 4.5% | 906.295
2504 | APC | 0M-74340 | FM NAM 480V ELECTRIC REHEAT | Ea |  | 1 Year | 949 | 4.5% | 906.295
2505 | APC | 0M-74341 | FM NAM 600V ELECTRIC REHEAT | Ea |  | 1 Year | 949 | 4.5% | 906.295
2506 | APC | 0M-74342 | FM NAM 35KW WATER HEAT EXCHANGER, R22 | Ea |  | 1 Year | 1745 | 4.5% | 1666.475
2507 | APC | 0M-74343 | FM NAM 50KW WATER HEAT EXCHANGER, R22 | Ea |  | 1 Year | 2160 | 4.5% | 2062.8
2508 | APC | 0M-74346 | FM GLOBAL WATER/GLYCOL 3-WAY PIPING | Ea |  | 1 Year | 391 | 4.5% | 373.405
2509 | APC | 0M-74352 | FM GLOBAL 85% FILTER | Ea |  | 1 Year | 751 | 4.5% | 717.205
2510 | APC | 0M-74353 | FM GLOBAL MULTICOOL 2-WAY PIPING DOWN DISCHARGE | Ea |  | 1 Year | 3755 | 4.5% | 3586.025
2511 | APC | 0M-74354 | FM GLOBAL MULTICOOL 2-WAY PIPING UP DISCHARGE | Ea |  | 1 Year | 3755 | 4.5% | 3586.025
2512 | APC | 0M-74355 | FM GLOBAL MULTICOOL 3-WAY PIPING DOWN DISCHARGE | Ea |  | 1 Year | 4180 | 4.5% | 3991.9
2513 | APC | 0M-74356 | FM GLOBAL MULTICOOL 3-WAY PIPING UP DISCHARGE | Ea |  | 1 Year | 4180 | 4.5% | 3991.9
2514 | APC | 0M-74357 | FM GLOBAL ECONOMIZER PIPING DOWN DISCHARGE | Ea |  | 1 Year | 4700 | 4.5% | 4488.5
2515 | APC | 0M-74358 | FM GLOBAL ECONOMIZER PIPING UP DISCHARGE | Ea |  | 1 Year | 4700 | 4.5% | 4488.5
2516 | APC | 0M-74359 | FM GLOBAL WATER/GLYCOL/MULTICOOL/ECONOMIZER FLOW SWITCH | Ea |  | 1 Year | 177 | 4.5% | 169.035
2517 | APC | 0M-74361 | FM GLOBAL MULTICOOL/ECONOMIZER ACTUATOR, SPRING RETURN | Ea |  | 1 Year | 267 | 4.5% | 254.985
2518 | APC | 0M-74362 | S/A FIRESTAT SWITCH DOWN FLOW | Ea |  | 1 Year | 180 | 4.5% | 171.9
2519 | APC | 0M-74366 | FM NAM 35KW GLYCOL HEAT EXCHANGER, R22 | Ea |  | 1 Year | 2740 | 4.5% | 2616.7
2520 | APC | 0M-74367 | FM NAM 40KW WATER HEAT EXCHANGER, R22 | Ea |  | 1 Year | 3090 | 4.5% | 2950.95
2521 | APC | 0M-74368 | FM NAM 40KW GLYCOL HEAT EXCHANGER, R22 | Ea |  | 1 Year | 4935 | 4.5% | 4712.925
2522 | APC | 0M-74369 | FM NAM 50KW GLYCOL HEAT EXCHANGER, R22 | Ea |  | 1 Year | 4045 | 4.5% | 3862.975
2523 | APC | 0M-74402 | FM GLOBAL HOT GAS REHEAT | Ea |  | 1 Year | 825 | 4.5% | 787.875
2524 | APC | 0M-74500 | FM NAM 208V HUMIDIFIER CLEANABLE CYLINDER DOWN DISCHARGE | Ea |  | 1 Year | 1025 | 4.5% | 978.875
2525 | APC | 0M-74501 | FM GLOBAL 400-600V HUMIDIFIER CLEANABLE CYLINDER DOWN DISCHARGE | Ea |  | 1 Year | 1025 | 4.5% | 978.875
2526 | APC | 0M-74564 | FM NAM 208V HUMIDIFIER REPLACEABLE CYLINDER UP DISCHARGE | Ea |  | 1 Year | 976 | 4.5% | 932.08
2527 | APC | 0M-74565 | FM GLOBAL 400-600V HUMIDIFIER REPLACEABLE CYLINDER UP DISCHARGE | Ea |  | 1 Year | 976 | 4.5% | 932.08
2528 | APC | 0M-74566 | FM NAM 208V HUMIDIFIER CLEANABLE CYLINDER UP DISCHARGE | Ea |  | 1 Year | 1025 | 4.5% | 978.875
2529 | APC | 0M-74567 | FM GLOBAL 400-600V HUMIDIFIER CLEANABLE CYLINDER, UP DISCHARGE | Ea |  | 1 Year | 1025 | 4.5% | 978.875
2530 | APC | 0M-74670 | FM NAM ASSEMBLY DX ONLY COIL DOWN DISCHARGE 35KW | Ea |  | 1 Year | 18980 | 4.5% | 18125.9
2531 | APC | 0M-74671 | FM NAM ASSEMBLY DX ONLY COIL UP DISCHARGE 35KW | Ea |  | 1 Year | 18980 | 4.5% | 18125.9
2532 | APC | 0M-74672 | FM NAM ASSEMBLY DX ONLY COIL DOWN DISCHARGE 40KW | Ea |  | 1 Year | 20960 | 4.5% | 20016.8
2533 | APC | 0M-74673 | FM NAM ASSEMBLY DX ONLY COIL UP DISCHARGE 40KW | Ea |  | 1 Year | 20960 | 4.5% | 20016.8
2534 | APC | 0M-74674 | FM GLOBAL ASSEMBLY DX ONLY COIL DOWN DISCHARGE 50KW | Ea |  | 1 Year | 22360 | 4.5% | 21353.8
2535 | APC | 0M-74675 | FM GLOBAL ASSEMBLY DX ONLY COIL UP DISCHARGE 50KW | Ea |  | 1 Year | 22360 | 4.5% | 21353.8
2536 | APC | 0M-74676 | FM NAM ASSY DX & ECON/MULTICOOL COIL DOWN DISCH 35KW | Ea |  | 1 Year | 19520 | 4.5% | 18641.6
2537 | APC | 0M-74677 | FM NAM ASSY DX & ECON/MULTI COIL DOWN DISCH 40KW | Ea |  | 1 Year | 21500 | 4.5% | 20532.5
2538 | APC | 0M-74678 | FM GLOBAL ASSEMBLY DX & ECON/MULTICOOL COIL DOWN DISCH 50KW | Ea |  | 1 Year | 22990 | 4.5% | 21955.45
2539 | APC | 0M-74679 | FM NAM ASSY DX & ECON/MULTICOOL COIL UP DISCH 35KW | Ea |  | 1 Year | 19520 | 4.5% | 18641.6
2540 | APC | 0M-74680 | FM NAM ASSY DX & ECON/MULTICOOL COIL UP DISCH 40KW | Ea |  | 1 Year | 21500 | 4.5% | 20532.5
2541 | APC | 0M-74681 | FM GLOBAL ASSEMBLY DX & ECON/MULTICOOL COIL UP DISCH 50KW | Ea |  | 1 Year | 22990 | 4.5% | 21955.45
2542 | APC | 0M-74780 | FM NAM CONDENSATE PUMP HIGH LIFT, LOW VOLT, UPFLOW | Ea |  | 1 Year | 450 | 4.5% | 429.75
2543 | APC | 0M-74781 | FM GLOBAL CONDENSATE PUMP HIGH LIFT, HI VOLT, UPFLOW | Ea |  | 1 Year | 450 | 4.5% | 429.75
2544 | APC | 0M-74970 | FM CW COIL ASSY 3-ROW 20-CIRCUIT | Ea |  | 1 Year | 15855 | 4.5% | 15141.525
2545 | APC | 0M-74971 | FM CW COIL ASSY 4-ROW 20-CIRCUIT | Ea |  | 1 Year | 15965 | 4.5% | 15246.575
2546 | APC | 0M-74972 | FM CW COIL ASSY 4-ROW 40-CIRCUIT | Ea |  | 1 Year | 16780 | 4.5% | 16024.9
2547 | APC | 0M-74979 | SUB ASSY REHEAT ELECTRIC HIGH OUTPUT 200-240V DF | Ea |  | 1 Year | 3510 | 4.5% | 3352.05
2548 | APC | 0M-74980 | REHEAT ELECTRIC HIGH OUTPUT 460-480V DF | Ea |  | 1 Year | 1250 | 4.5% | 1193.75
2549 | APC | 0M-74981 | REHEAT ELECTRIC HIGH OUTPUT 380-415V DF | Ea |  | 1 Year | 1250 | 4.5% | 1193.75
2550 | APC | 0M-74982 | REHEAT ELECTRIC HIGH OUTPUT 575-600V DF | Ea |  | 1 Year | 1250 | 4.5% | 1193.75
2551 | APC | 0M-74985 | S/A FM CW PIPING UP FLOW TOP DISCGE 1-1/2 IN | Ea |  | 1 Year | 2150 | 4.5% | 2053.25
2552 | APC | 0M-74986 | S/A FM CW PIPING UP FLOW TOP DISCHARGE 2 IN | Ea |  | 1 Year | 2150 | 4.5% | 2053.25
2553 | APC | 0M-7708 | AFX Condensate Pump, 230V, Downflow | Ea |  | 1 Year | 692 | 4.5% | 660.86
2554 | APC | 0M-77721 | 0M-ALCA1203X1P L GROUP 1 (13 AG) | Ea |  | 1 Year | 180 | 4.5% | 171.9
2555 | APC | 0M-77723 | 0M-ALCA1241X1P L GROUP 1 (13 AI) | Ea |  | 1 Year | 180 | 4.5% | 171.9
2556 | APC | 0M-77725 | 0M-ALCA1204X1P L GROUP 1 (13 AG) | Ea |  | 1 Year | 186 | 4.5% | 177.63
2557 | APC | 0M-77727 | 0M-ALCA1242X1P L GROUP 1 (13 AI) | Ea |  | 1 Year | 180 | 4.5% | 171.9
2558 | APC | 0M-77729 | 0M-ALCA1205X1P L GROUP 1 (13 AG) | Ea |  | 1 Year | 186 | 4.5% | 177.63
2559 | APC | 0M-77731 | 0M-ALCA1243X1P L GROUP 1 (13 AI) | Ea |  | 1 Year | 180 | 4.5% | 171.9
2560 | APC | 0M-77733 | 0M-ALCA1206X1P L GROUP 1 (13 AG) | Ea |  | 1 Year | 180 | 4.5% | 171.9
2561 | APC | 0M-77735 | 0M-ALCA1244X1P L GROUP 1 (13 AI) | Ea |  | 1 Year | 180 | 4.5% | 171.9
2562 | APC | 0M-77737 | 0M-ALCA1207X1P L GROUP 1 (13 AG) | Ea |  | 1 Year | 180 | 4.5% | 171.9
2563 | APC | 0M-77739 | 0M-ALCA1245X1P L GROUP 1 (13 AI) | Ea |  | 1 Year | 180 | 4.5% | 171.9
2564 | APC | 0M-77741 | 0M-ALCA1208X1P L GROUP 1 (13 AG) | Ea |  | 1 Year | 180 | 4.5% | 171.9
2565 | APC | 0M-77743 | 0M-ALCA1246X1P L GROUP 1 (13 AI) | Ea |  | 1 Year | 180 | 4.5% | 171.9
2566 | APC | 0M-77745 | 0M-ALCA1209X1P L GROUP 1 (13 AG) | Ea |  | 1 Year | 180 | 4.5% | 171.9
2567 | APC | 0M-77747 | 0M-ALCA1247X1P L GROUP 1 (13 AI) | Ea |  | 1 Year | 180 | 4.5% | 171.9
2568 | APC | 0M-77749 | 0M-ALCA1210X1P L GROUP 1 (13 AG) | Ea |  | 1 Year | 180 | 4.5% | 171.9
2569 | APC | 0M-77751 | 0M-ALCA1248X1P L GROUP 1 (13 AI) | Ea |  | 1 Year | 180 | 4.5% | 171.9
2570 | APC | 0M-77757 | 0M-ALCA1212X1P L GROUP 1 (13 AG) | Ea |  | 1 Year | 180 | 4.5% | 171.9
2571 | APC | 0M-77759 | 0M-ALCA1250X1P L GROUP 1 (13 AI) | Ea |  | 1 Year | 180 | 4.5% | 171.9
2572 | APC | 0M-77761 | 0M-ALCA1213X1P L GROUP 1 (13 AG) | Ea |  | 1 Year | 180 | 4.5% | 171.9
2573 | APC | 0M-77763 | 0M-ALCA1251X1P L GROUP 1 (13 AI) | Ea |  | 1 Year | 180 | 4.5% | 171.9
2574 | APC | 0M-77765 | 0M-ALCA1214X1P L GROUP1 (13 AG) | Ea |  | 1 Year | 180 | 4.5% | 171.9
2575 | APC | 0M-77767 | 0M-ALCA1252X1P L GROUP1 (13 AI) | Ea |  | 1 Year | 180 | 4.5% | 171.9
2576 | APC | 0M-77769 | 0M-ALCA1215X1P L GROUP1 (13 AG) | Ea |  | 1 Year | 180 | 4.5% | 171.9
2577 | APC | 0M-77771 | 0M-ALCA1253X1P L GROUP1 (13 AI) | Ea |  | 1 Year | 180 | 4.5% | 171.9
2578 | APC | 0M-77777 | 0M-ALCA1217X1P L GROUP1 (13 AG) | Ea |  | 1 Year | 180 | 4.5% | 171.9
2579 | APC | 0M-77779 | 0M-ALCA1255X1P L GROUP1 (13 AI) | Ea |  | 1 Year | 180 | 4.5% | 171.9
2580 | APC | 0M-77781 | 0M-ALCA1218X1P L GROUP1 (13 AG) | Ea |  | 1 Year | 180 | 4.5% | 171.9
2581 | APC | 0M-77783 | 0M-ALCA1256X1P L GROUP1 (13 AI) | Ea |  | 1 Year | 180 | 4.5% | 171.9
2582 | APC | 0M-77785 | 0M-ALCA1219X1P L GROUP1 (13 AG) | Ea |  | 1 Year | 180 | 4.5% | 171.9
2583 | APC | 0M-77787 | 0M-ALCA1257X1P L GROUP1 (13 AI) | Ea |  | 1 Year | 180 | 4.5% | 171.9
2584 | APC | 0M-77789 | 0M-ALCA1220X1P L GROUP1 (13 AG) | Ea |  | 1 Year | 180 | 4.5% | 171.9
2585 | APC | 0M-77791 | 0M-ALCA1258X1P L GROUP1 (13 AI) | Ea |  | 1 Year | 180 | 4.5% | 171.9
2586 | APC | 0M-77793 | 0M-ALCA0973X1P L GROUP1 (13AC) | Ea |  | 1 Year | 180 | 4.5% | 171.9
2587 | APC | 0M-77795 | 0M-ALCA0969X1P L GROUP1 (13AC) | Ea |  | 1 Year | 180 | 4.5% | 171.9
2588 | APC | 0M-77798 | 0M-ALCA0970X1P L GROUP1 (13AC) | Ea |  | 1 Year | 180 | 4.5% | 171.9
2589 | APC | 0M-7780 | AFX Water/Glycol Cooled Receiver | Ea |  | 1 Year | 234 | 4.5% | 223.47
2590 | APC | 0M-77801 | 0M-ALCA0971X1P L GROUP1 (13AC) | Ea |  | 1 Year | 180 | 4.5% | 171.9
2591 | APC | 0M-77804 | 0M-ALCA0972X1P L GROUP1 (13AC) | Ea |  | 1 Year | 180 | 4.5% | 171.9
2592 | APC | 0M-77807 | 0M-ALCA0979X1P L GROUP1 (13 A C) | Ea |  | 1 Year | 180 | 4.5% | 171.9
2593 | APC | 0M-77810 | 0M-ALCA0974X1P L GROUP1 (13 A C) | Ea |  | 1 Year | 180 | 4.5% | 171.9
2594 | APC | 0M-77813 | 0M-ALCA0984X1P L GROUP1 (13 A C) | Ea |  | 1 Year | 180 | 4.5% | 171.9
2595 | APC | 0M-77816 | 0M-ALCA0980X1P L GROUP1 (13 A C) | Ea |  | 1 Year | 180 | 4.5% | 171.9
2596 | APC | 0M-77819 | 0M-ALCA0975X1P L GROUP1 (13 A C) | Ea |  | 1 Year | 180 | 4.5% | 171.9
2597 | APC | 0M-7782 | AFX CONDENSATE PUMP; 230V; UPFLOW | Ea |  | 1 Year | 692 | 4.5% | 660.86
2598 | APC | 0M-77822 | 0M-ALCA0985X1P L GROUP1 (13 A C) | Ea |  | 1 Year | 180 | 4.5% | 171.9
2599 | APC | 0M-77825 | 0M-ALCA0981X1P L GROUP1 (13 A C) | Ea |  | 1 Year | 180 | 4.5% | 171.9
2600 | APC | 0M-77828 | 0M-ALCA0976X1P L GROUP1 (13 A C) | Ea |  | 1 Year | 180 | 4.5% | 171.9
2601 | APC | 0M-77831 | 0M-ALCA0986X1P L GROUP1 (13 A C) | Ea |  | 1 Year | 180 | 4.5% | 171.9
2602 | APC | 0M-77834 | 0M-ALCA0982X1P L GROUP1 (13 A C) | Ea |  | 1 Year | 180 | 4.5% | 171.9
2603 | APC | 0M-77837 | 0M-ALCA0977X1P L GROUP1 (13 A C) | Ea |  | 1 Year | 180 | 4.5% | 171.9
2604 | APC | 0M-77840 | 0M-ALCA0987X1P L GROUP1 (13 A C) | Ea |  | 1 Year | 180 | 4.5% | 171.9
2605 | APC | 0M-7787 | AFX Smoke Detector Upflow | Ea |  | 1 Year | 1050 | 4.5% | 1002.75
2606 | APC | 0M-7788 | AFX Smoke Detector Downflow | Ea |  | 1 Year | 1050 | 4.5% | 1002.75
2607 | APC | 0M-7866 | AFX65 ELECTRIC REHEAT 460V DOWNFLOW | Ea |  | 1 Year | 2180 | 4.5% | 2081.9
2608 | APC | 0M-80512 | 0M-ALVL0525X1P GROUP1 (04AD) | Ea |  | 1 Year | 119 | 4.5% | 113.645
2609 | APC | 0M-80516 | 0M-ALF10605X1P GROUP1 (01A1) | Ea |  | 1 Year | 162 | 4.5% | 154.71
2610 | APC | 0M-80518 | 0M-ALF10615X1P GROUP1 (01A3) | Ea |  | 1 Year | 2790 | 4.5% | 2664.45
2611 | APC | 0M-80521 | 0M-ALVL0389X1P GROUP1 (04AD) | Ea |  | 1 Year | 180 | 4.5% | 171.9
2612 | APC | 0M-80523 | 0M-ALVL0399X1P GROUP1 (04AU) | Ea |  | 1 Year | 180 | 4.5% | 171.9
2613 | APC | 0M-80526 | 0M-ALVL0440X1P GROUP1 (04A2) | Ea |  | 1 Year | 1980 | 4.5% | 1890.9
2614 | APC | 0M-80527 | 0M-ALVL0448X1P GROUP1 (04A3) | Ea |  | 1 Year | 2915 | 4.5% | 2783.825
2615 | APC | 0M-80530 | 0M-ALVL0390X1P GROUP1 (04AD) | Ea |  | 1 Year | 180 | 4.5% | 171.9
2616 | APC | 0M-80532 | 0M-ALVL0400X1P GROUP1 (04AU) | Ea |  | 1 Year | 180 | 4.5% | 171.9
2617 | APC | 0M-80534 | 0M-ALCA0960X1P GROUP1 (13AC) | Ea |  | 1 Year | 180 | 4.5% | 171.9
2618 | APC | 0M-80537 | 0M-ALCA0955X1P GROUP1 (13AC) | Ea |  | 1 Year | 180 | 4.5% | 171.9
2619 | APC | 0M-80540 | 0M-ALCA0965X1P GROUP1 (13AC) | Ea |  | 1 Year | 180 | 4.5% | 171.9
2620 | APC | 0M-80544 | 0M-ALVL0444X1P GROUP1 (04A2) | Ea |  | 1 Year | 1075 | 4.5% | 1026.625
2621 | APC | 0M-80545 | 0M-ALVL0452X1P GROUP1 (04A3) | Ea |  | 1 Year | 2610 | 4.5% | 2492.55
2622 | APC | 0M-80650 | 0M-ALVL0388X1P GROUP1 (04AD) | Ea |  | 1 Year | 1980 | 4.5% | 1890.9
2623 | APC | 0M-80652 | 0M-ALVL0524X1P GROUP1 (04AD) | Ea |  | 1 Year | 2340 | 4.5% | 2234.7
2624 | APC | 0M-80654 | 0M-ALF10640X1P GROUP1 (01 A 1) | Ea |  | 1 Year | 180 | 4.5% | 171.9
2625 | APC | 0M-80656 | 0M-ALCA0983X1P GROUP1 (13 A C) | Ea |  | 1 Year | 180 | 4.5% | 171.9
2626 | APC | 0M-80659 | 0M-ALCA0978X1P GROUP1 (13 A C) | Ea |  | 1 Year | 180 | 4.5% | 171.9
2627 | APC | 0M-8073 | CW 100 2-WAY CHILLED WATER VALVE 6-ROW COIL | Ea |  | 1 Year | 7590 | 4.5% | 7248.45
2628 | APC | 0M-8074 | CW 100 3-WAY CHILLED WATER VALVE 6-ROW COIL | Ea |  | 1 Year | 7590 | 4.5% | 7248.45
2629 | APC | 0M-80892 | 0M-ALVL0384X1P GROUP1 (04AD) | Ea |  | 1 Year | 180 | 4.5% | 171.9
2630 | APC | 0M-80894 | 0M-ALVL0394X1P GROUP1 (04AU) | Ea |  | 1 Year | 180 | 4.5% | 171.9
2631 | APC | 0M-80896 | 0M-ALCA0952X1P GROUP1 (13AC) | Ea |  | 1 Year | 220 | 4.5% | 210.1
2632 | APC | 0M-80902 | PROPORTIONAL HEATER 12KW SIZE 1 | Ea |  | 1 Year | 1610 | 4.5% | 1537.55
2633 | APC | 0M-80903 | PROPORTIONAL HEATER 18KW SIZE 2 & 3 | Ea |  | 1 Year | 1990 | 4.5% | 1900.45
2634 | APC | 0M-80904 | PROPORTIONAL HEATER 27KW SIZE 4 & 5 | Ea |  | 1 Year | 2495 | 4.5% | 2382.725
2635 | APC | 0M-80905 | PROPORTIONAL HUMIDIFIER 8KG SIZE 1 & 2 | Ea |  | 1 Year | 1090 | 4.5% | 1040.95
2636 | APC | 0M-80906 | PROPORTIONAL HUMID 15KG SIZE 3/4/5 | Ea |  | 1 Year | 1090 | 4.5% | 1040.95
2637 | APC | 0M-80933 | DUAL DISC MAN W/O HEAT&HUM 50HZ SZ 1&2 | Ea |  | 1 Year | 2665 | 4.5% | 2545.075
2638 | APC | 0M-80936 | DUAL DISC MAN W/ HEAT&HUM 50HZ SZ 1&2 | Ea |  | 1 Year | 2850 | 4.5% | 2721.75
2639 | APC | 0M-80938 | DUAL DISC MAN W/ HEAT&HUM 50HZ SZ 5 | Ea |  | 1 Year | 4590 | 4.5% | 4383.45
2640 | APC | 0M-80939 | DUAL DIS AUTO W/OHEAT&HUM 460V60HZ SZ1-5 | Ea |  | 1 Year | 2065 | 4.5% | 1972.075
2641 | APC | 0M-80943 | DUAL DIS MAN W/OHEAT&HUM 575V60HZ SZ1-5 | Ea |  | 1 Year | 2065 | 4.5% | 1972.075
2642 | APC | 0M-80948 | MECHANICAL HOT GAS BYPASS 60HZ SIZE 1&2 | Ea |  | 1 Year | 661 | 4.5% | 631.255
2643 | APC | 0M-80949 | MECHANICAL HOT GAS BYPASS 60HZ SIZE 3&4 | Ea |  | 1 Year | 1075 | 4.5% | 1026.625
2644 | APC | 0M-80950 | MECHANICAL HOT GAS BYPASS 60HZ SIZE 5 | Ea |  | 1 Year | 1210 | 4.5% | 1155.55
2645 | APC | 0M-80951 | 0M-ALF10606X1P GROUP1 (01A1) | Ea |  | 1 Year | 180 | 4.5% | 171.9
2646 | APC | 0M-80952 | 0M-ALCA0961X1P GROUP1 (13AC) | Ea |  | 1 Year | 180 | 4.5% | 171.9
2647 | APC | 0M-80956 | 0M-ALCA0956X1P GROUP1 (13AC) | Ea |  | 1 Year | 180 | 4.5% | 171.9
2648 | APC | 0M-80959 | 0M-ALF10616X1P GROUP1 (01A3) | Ea |  | 1 Year | 180 | 4.5% | 171.9
2649 | APC | 0M-80960 | 0M-ALCA0966X1P GROUP1 (13AC) | Ea |  | 1 Year | 180 | 4.5% | 171.9
2650 | APC | 0M-80965 | 0M-ALVL0441X1P GROUP1 (04A2) | Ea |  | 1 Year | 1980 | 4.5% | 1890.9
2651 | APC | 0M-80968 | 0M-ALVL0382X1P GROUP1 (04AD) | Ea |  | 1 Year | 180 | 4.5% | 171.9
2652 | APC | 0M-80970 | 0M-ALVL0392X1P GROUP1 (04AU) | Ea |  | 1 Year | 180 | 4.5% | 171.9
2653 | APC | 0M-80972 | 0M-ALCA0950X1P GROUP1 (13AC) | Ea |  | 1 Year | 1110 | 4.5% | 1060.05
2654 | APC | 0M-80977 | 0M-ALVL0387X1P GROUP1 (04AD) | Ea |  | 1 Year | 180 | 4.5% | 171.9
2655 | APC | 0M-80979 | 0M-ALVL0397X1P GROUP1 (04AU) | Ea |  | 1 Year | 180 | 4.5% | 171.9
2656 | APC | 0M-80983 | 0M-ALVL0445X1P GROUP1 (04A2) | Ea |  | 1 Year | 180 | 4.5% | 171.9
2657 | APC | 0M-80988 | 0M-ALVL0393X1P GROUP1 (04AU) | Ea |  | 1 Year | 180 | 4.5% | 171.9
2658 | APC | 0M-80990 | 0M-ALCA0951X1P GROUP1 (13AC) | Ea |  | 1 Year | 1980 | 4.5% | 1890.9
2659 | APC | 0M-80994 | 0M-ALVL0528X1P GROUP1 (04A3) | Ea |  | 1 Year | 186 | 4.5% | 177.63
2660 | APC | 0M-80997 | 0M-ALVL0398X1P GROUP1 (04AU) | Ea |  | 1 Year | 1875 | 4.5% | 1790.625
2661 | APC | 0M-81000 | 0M-ALVL0529X1P GROUP1 (04A3) | Ea |  | 1 Year | 180 | 4.5% | 171.9
2662 | APC | 0M-815092 | G5 KAIC SCR KIT 100-130 KVA | Ea |  | 1 Year | 1865 | 4.5% | 1781.075
2663 | APC | 0M-815108 | G5 KAIC SCR KIT FOR 40-80 KVA | Ea |  | 1 Year | 49 | 4.5% | 46.795
2664 | APC | 0M-815478A-005 | ASSY WHIP 4WIRE 10AWG L14-20 5FT | Ea |  | 1 Year | 157 | 4.5% | 149.935
2665 | APC | 0M-815478A-007 | ASSY WHIP 4WIRE 10AWG L14-20 7FT | Ea |  | 1 Year | 162 | 4.5% | 154.71
2666 | APC | 0M-815478A-009 | ASSY WHIP 4WIRE 10AWG L14-20 9FT | Ea |  | 1 Year | 168 | 4.5% | 160.44
2667 | APC | 0M-815478A-011 | ASSY WHIP 4WIRE 10AWG L14-20 11FT | Ea |  | 1 Year | 175 | 4.5% | 167.125
2668 | APC | 0M-815478A-013 | ASSY WHIP 4WIRE 10AWG L14-20 13FT | Ea |  | 1 Year | 180 | 4.5% | 171.9
2669 | APC | 0M-815478A-015 | ASSY WHIP 4WIRE 10AWG L14-20 15FT | Ea |  | 1 Year | 186 | 4.5% | 177.63
2670 | APC | 0M-815478A-017 | ASSY WHIP 4WIRE 10AWG L14-20 17FT | Ea |  | 1 Year | 191 | 4.5% | 182.405
2671 | APC | 0M-815478A-019 | ASSY WHIP 4WIRE 10AWG L14-20 19FT | Ea |  | 1 Year | 197 | 4.5% | 188.135
2672 | APC | 0M-815478A-021 | ASSY WHIP 4WIRE 10AWG L14-20 21FT | Ea |  | 1 Year | 202 | 4.5% | 192.91
2673 | APC | 0M-815478A-023 | ASSY WHIP 4WIRE 10AWG L14-20 23FT | Ea |  | 1 Year | 208 | 4.5% | 198.64
2674 | APC | 0M-815478A-025 | ASSY WHIP 4WIRE 10AWG L14-20 25FT | Ea |  | 1 Year | 213 | 4.5% | 203.415
2675 | APC | 0M-815478A-027 | ASSY WHIP 4WIRE 10AWG L14-20 27FT | Ea |  | 1 Year | 219 | 4.5% | 209.145
2676 | APC | 0M-815478A-029 | ASSY WHIP 4WIRE 10AWG L14-20 29FT | Ea |  | 1 Year | 224 | 4.5% | 213.92
2677 | APC | 0M-815478A-031 | ASSY WHIP 4WIRE 10AWG L14-20 31FT | Ea |  | 1 Year | 230 | 4.5% | 219.65
2678 | APC | 0M-815478A-033 | ASSY WHIP 4WIRE 10AWG L14-20 33FT | Ea |  | 1 Year | 236 | 4.5% | 225.38
2679 | APC | 0M-815478A-035 | ASSY WHIP 4WIRE 10AWG L14-20 35FT | Ea |  | 1 Year | 241 | 4.5% | 230.155
2680 | APC | 0M-815478A-037 | ASSY WHIP 4WIRE 10AWG L14-20 37FT | Ea |  | 1 Year | 247 | 4.5% | 235.885
2681 | APC | 0M-815478A-039 | ASSY WHIP 4WIRE 10AWG L14-20 39FT | Ea |  | 1 Year | 252 | 4.5% | 240.66
2682 | APC | 0M-815478A-041 | ASSY WHIP 4WIRE 10AWG L14-20 41FT | Ea |  | 1 Year | 258 | 4.5% | 246.39
2683 | APC | 0M-815478A-043 | ASSY WHIP 4WIRE 10AWG L14-20 43FT | Ea |  | 1 Year | 263 | 4.5% | 251.165
2684 | APC | 0M-815478A-045 | ASSY WHIP 4WIRE 10AWG L14-20 45FT | Ea |  | 1 Year | 269 | 4.5% | 256.895
2685 | APC | 0M-815478A-047 | ASSY WHIP 4WIRE 10AWG L14-20 47FT | Ea |  | 1 Year | 274 | 4.5% | 261.67
2686 | APC | 0M-815478A-049 | ASSY WHIP 4WIRE 10AWG L14-20 49FT | Ea |  | 1 Year | 280 | 4.5% | 267.4
2687 | APC | 0M-815478A-051 | ASSY WHIP 4WIRE 10AWG L14-20 51FT | Ea |  | 1 Year | 285 | 4.5% | 272.175
2688 | APC | 0M-815478A-053 | ASSY WHIP 4WIRE 10AWG L14-20 53FT | Ea |  | 1 Year | 291 | 4.5% | 277.905
2689 | APC | 0M-815478A-055 | ASSY WHIP 4WIRE 10AWG L14-20 55FT | Ea |  | 1 Year | 296 | 4.5% | 282.68
2690 | APC | 0M-815478A-057 | ASSY WHIP 4WIRE 10AWG L14-20 57FT | Ea |  | 1 Year | 296 | 4.5% | 282.68
2691 | APC | 0M-815478A-059 | ASSY WHIP 4WIRE 10AWG L14-20 59FT | Ea |  | 1 Year | 296 | 4.5% | 282.68
2692 | APC | 0M-815478A-061 | ASSY WHIP 4WIRE 10AWG L14-20 61FT | Ea |  | 1 Year | 162 | 4.5% | 154.71
2693 | APC | 0M-815479A-005 | ASSY WHIP 4WIRE 10AWG L14-30 5FT | Ea |  | 1 Year | 177 | 4.5% | 169.035
2694 | APC | 0M-815479A-007 | ASSY WHIP 4WIRE 10AWG L14-30 7FT | Ea |  | 1 Year | 173 | 4.5% | 165.215
2695 | APC | 0M-815479A-009 | ASSY WHIP 4WIRE 10AWG L14-30 9FT | Ea |  | 1 Year | 188 | 4.5% | 179.54
2696 | APC | 0M-815479A-011 | ASSY WHIP 4WIRE 10AWG L14-30 11FT | Ea |  | 1 Year | 184 | 4.5% | 175.72
2697 | APC | 0M-815479A-013 | ASSY WHIP 4WIRE 10AWG L14-30 13FT | Ea |  | 1 Year | 202 | 4.5% | 192.91
2698 | APC | 0M-815479A-015 | ASSY WHIP 4WIRE 10AWG L14-30 15FT | Ea |  | 1 Year | 195 | 4.5% | 186.225
2699 | APC | 0M-815479A-017 | ASSY WHIP 4WIRE 10AWG L14-30 17FT | Ea |  | 1 Year | 201 | 4.5% | 191.955
2700 | APC | 0M-815479A-019 | ASSY WHIP 4WIRE 10AWG L14-30 19FT | Ea |  | 1 Year | 206 | 4.5% | 196.73
2701 | APC | 0M-815479A-021 | ASSY WHIP 4WIRE 10AWG L14-30 21FT | Ea |  | 1 Year | 212 | 4.5% | 202.46
2702 | APC | 0M-815479A-023 | ASSY WHIP 4WIRE 10AWG L14-30 23FT | Ea |  | 1 Year | 217 | 4.5% | 207.235
2703 | APC | 0M-815479A-025 | ASSY WHIP 4WIRE 10AWG L14-30 25FT | Ea |  | 1 Year | 223 | 4.5% | 212.965
2704 | APC | 0M-815479A-027 | ASSY WHIP 4WIRE 10AWG L14-30 27FT | Ea |  | 1 Year | 228 | 4.5% | 217.74
2705 | APC | 0M-815479A-029 | ASSY WHIP 4WIRE 10AWG L14-30 29FT | Ea |  | 1 Year | 234 | 4.5% | 223.47
2706 | APC | 0M-815479A-031 | ASSY WHIP 4WIRE 10AWG L14-30 31FT | Ea |  | 1 Year | 252 | 4.5% | 240.66
2707 | APC | 0M-815479A-033 | ASSY WHIP 4WIRE 10AWG L14-30 33FT | Ea |  | 1 Year | 245 | 4.5% | 233.975
2708 | APC | 0M-815479A-035 | ASSY WHIP 4WIRE 10AWG L14-30 35FT | Ea |  | 1 Year | 250 | 4.5% | 238.75
2709 | APC | 0M-815479A-037 | ASSY WHIP 4WIRE 10AWG L14-30 37FT | Ea |  | 1 Year | 256 | 4.5% | 244.48
2710 | APC | 0M-815479A-039 | ASSY WHIP 4WIRE 10AWG L14-30 39FT | Ea |  | 1 Year | 261 | 4.5% | 249.255
2711 | APC | 0M-815479A-041 | ASSY WHIP 4WIRE 10AWG L14-30 41FT | Ea |  | 1 Year | 267 | 4.5% | 254.985
2712 | APC | 0M-815479A-043 | ASSY WHIP 4WIRE 10AWG L14-30 43FT | Ea |  | 1 Year | 272 | 4.5% | 259.76
2713 | APC | 0M-815479A-045 | ASSY WHIP 4WIRE 10AWG L14-30 45FT | Ea |  | 1 Year | 278 | 4.5% | 265.49
2714 | APC | 0M-815479A-047 | ASSY WHIP 4WIRE 10AWG L14-30 47FT | Ea |  | 1 Year | 283 | 4.5% | 270.265
2715 | APC | 0M-815479A-049 | ASSY WHIP 4WIRE 10AWG L14-30 49FT | Ea |  | 1 Year | 289 | 4.5% | 275.995
2716 | APC | 0M-815479A-051 | ASSY WHIP 4WIRE 10AWG L14-30 51FT | Ea |  | 1 Year | 294 | 4.5% | 280.77
2717 | APC | 0M-815479A-053 | ASSY WHIP 4WIRE 10AWG L14-30 53FT | Ea |  | 1 Year | 300 | 4.5% | 286.5
2718 | APC | 0M-815479A-055 | ASSY WHIP 4WIRE 10AWG L14-30 55FT | Ea |  | 1 Year | 305 | 4.5% | 291.275
2719 | APC | 0M-815479A-057 | ASSY WHIP 4WIRE 10AWG L14-30 57FT | Ea |  | 1 Year | 311 | 4.5% | 297.005
2720 | APC | 0M-815479A-059 | ASSY WHIP 4WIRE 10AWG L14-30 59FT | Ea |  | 1 Year | 316 | 4.5% | 301.78
2721 | APC | 0M-815479A-061 | ASSY WHIP 4WIRE 10AWG L14-30 61FT | Ea |  | 1 Year | 116 | 4.5% | 110.78
2722 | APC | 0M-815480A-005 | ASSY WHIP 4WIRE 10AWG L15-30 5FT | Ea |  | 1 Year | 122 | 4.5% | 116.51
2723 | APC | 0M-815480A-007 | ASSY WHIP 4WIRE 10AWG L15-30 7FT | Ea |  | 1 Year | 127 | 4.5% | 121.285
2724 | APC | 0M-815480A-009 | ASSY WHIP 4WIRE 10AWG L15-30 9FT | Ea |  | 1 Year | 135 | 4.5% | 128.925
2725 | APC | 0M-815480A-011 | ASSY WHIP 4WIRE 10AWG L15-30 11FT | Ea |  | 1 Year | 140 | 4.5% | 133.7
2726 | APC | 0M-815480A-013 | ASSY WHIP 4WIRE 10AWG L15-30 13FT | Ea |  | 1 Year | 146 | 4.5% | 139.43
2727 | APC | 0M-815480A-015 | ASSY WHIP 4WIRE 10AWG L15-30 15FT | Ea |  | 1 Year | 151 | 4.5% | 144.205
2728 | APC | 0M-815480A-017 | ASSY WHIP 4WIRE 10AWG L15-30 17FT | Ea |  | 1 Year | 157 | 4.5% | 149.935
2729 | APC | 0M-815480A-019 | ASSY WHIP 4WIRE 10AWG L15-30 19FT | Ea |  | 1 Year | 162 | 4.5% | 154.71
2730 | APC | 0M-815480A-021 | ASSY WHIP 4WIRE 10AWG L15-30 21FT | Ea |  | 1 Year | 168 | 4.5% | 160.44
2731 | APC | 0M-815480A-023 | ASSY WHIP 4WIRE 10AWG L15-30 23FT | Ea |  | 1 Year | 173 | 4.5% | 165.215
2732 | APC | 0M-815480A-025 | ASSY WHIP 4WIRE 10AWG L15-30 25FT | Ea |  | 1 Year | 179 | 4.5% | 170.945
2733 | APC | 0M-815480A-027 | ASSY WHIP 4WIRE 10AWG L15-30 27FT | Ea |  | 1 Year | 184 | 4.5% | 175.72
2734 | APC | 0M-815480A-029 | ASSY WHIP 4WIRE 10AWG L15-30 29FT | Ea |  | 1 Year | 191 | 4.5% | 182.405
2735 | APC | 0M-815480A-031 | ASSY WHIP 4WIRE 10AWG L15-30 31FT | Ea |  | 1 Year | 199 | 4.5% | 190.045
2736 | APC | 0M-815480A-033 | ASSY WHIP 4WIRE 10AWG L15-30 33FT | Ea |  | 1 Year | 191 | 4.5% | 182.405
2737 | APC | 0M-815480A-035 | ASSY WHIP 4WIRE 10AWG L15-30 35FT | Ea |  | 1 Year | 197 | 4.5% | 188.135
2738 | APC | 0M-815480A-037 | ASSY WHIP 4WIRE 10AWG L15-30 37FT | Ea |  | 1 Year | 202 | 4.5% | 192.91
2739 | APC | 0M-815480A-039 | ASSY WHIP 4WIRE 10AWG L15-30 39FT | Ea |  | 1 Year | 221 | 4.5% | 211.055
2740 | APC | 0M-815480A-041 | ASSY WHIP 4WIRE 10AWG L15-30 41FT | Ea |  | 1 Year | 213 | 4.5% | 203.415
2741 | APC | 0M-815480A-043 | ASSY WHIP 4WIRE 10AWG L15-30 43FT | Ea |  | 1 Year | 221 | 4.5% | 211.055
2742 | APC | 0M-815480A-045 | ASSY WHIP 4WIRE 10AWG L15-30 45FT | Ea |  | 1 Year | 226 | 4.5% | 215.83
2743 | APC | 0M-815480A-047 | ASSY WHIP 4WIRE 10AWG L15-30 47FT | Ea |  | 1 Year | 232 | 4.5% | 221.56
2744 | APC | 0M-815480A-049 | ASSY WHIP 4WIRE 10AWG L15-30 49FT | Ea |  | 1 Year | 237 | 4.5% | 226.335
2745 | APC | 0M-815480A-051 | ASSY WHIP 4WIRE 10AWG L15-30 51FT | Ea |  | 1 Year | 243 | 4.5% | 232.065
2746 | APC | 0M-815480A-053 | ASSY WHIP 4WIRE 10AWG L15-30 53FT | Ea |  | 1 Year | 248 | 4.5% | 236.84
2747 | APC | 0M-815480A-055 | ASSY WHIP 4WIRE 10AWG L15-30 55FT | Ea |  | 1 Year | 254 | 4.5% | 242.57
2748 | APC | 0M-815480A-057 | ASSY WHIP 4WIRE 10AWG L15-30 57FT | Ea |  | 1 Year | 259 | 4.5% | 247.345
2749 | APC | 0M-815480A-059 | ASSY WHIP 4WIRE 10AWG L15-30 59FT | Ea |  | 1 Year | 265 | 4.5% | 253.075
2750 | APC | 0M-815480A-061 | ASSY WHIP 4WIRE 10AWG L15-30 61FT | Ea |  | 1 Year | 130 | 4.5% | 124.15
2751 | APC | 0M-815481A-005 | ASSY WHIP 5WIRE 12AWG L21-20 5FT | Ea |  | 1 Year | 137 | 4.5% | 130.835
2752 | APC | 0M-815481A-007 | ASSY WHIP 5WIRE 12AWG L21-20 7FT | Ea |  | 1 Year | 142 | 4.5% | 135.61
2753 | APC | 0M-815481A-009 | ASSY WHIP 5WIRE 12AWG L21-20 9FT | Ea |  | 1 Year | 147 | 4.5% | 140.385
2754 | APC | 0M-815481A-011 | ASSY WHIP 5WIRE 12AWG L21-20 11FT | Ea |  | 1 Year | 153 | 4.5% | 146.115
2755 | APC | 0M-815481A-013 | ASSY WHIP 5WIRE 12AWG L21-20 13FT | Ea |  | 1 Year | 158 | 4.5% | 150.89
2756 | APC | 0M-815481A-015 | ASSY WHIP 5WIRE 12AWG L21-20 15FT | Ea |  | 1 Year | 164 | 4.5% | 156.62
2757 | APC | 0M-815481A-017 | ASSY WHIP 5WIRE 12AWG L21-20 17FT | Ea |  | 1 Year | 170 | 4.5% | 162.35
2758 | APC | 0M-815481A-019 | ASSY WHIP 5WIRE 12AWG L21-20 19FT | Ea |  | 1 Year | 175 | 4.5% | 167.125
2759 | APC | 0M-815481A-021 | ASSY WHIP 5WIRE 12AWG L21-20 21FT | Ea |  | 1 Year | 180 | 4.5% | 171.9
2760 | APC | 0M-815481A-023 | ASSY WHIP 5WIRE 12AWG L21-20 23FT | Ea |  | 1 Year | 186 | 4.5% | 177.63
2761 | APC | 0M-815481A-025 | ASSY WHIP 5WIRE 12AWG L21-20 25FT | Ea |  | 1 Year | 193 | 4.5% | 184.315
2762 | APC | 0M-815481A-027 | ASSY WHIP 5WIRE 12AWG L21-20 27FT | Ea |  | 1 Year | 201 | 4.5% | 191.955
2763 | APC | 0M-815481A-029 | ASSY WHIP 5WIRE 12AWG L21-20 29FT | Ea |  | 1 Year | 206 | 4.5% | 196.73
2764 | APC | 0M-815481A-031 | ASSY WHIP 5WIRE 12AWG L21-20 31FT | Ea |  | 1 Year | 212 | 4.5% | 202.46
2765 | APC | 0M-815481A-033 | ASSY WHIP 5WIRE 12AWG L21-20 33FT | Ea |  | 1 Year | 217 | 4.5% | 207.235
2766 | APC | 0M-815481A-035 | ASSY WHIP 5WIRE 12AWG L21-20 35FT | Ea |  | 1 Year | 223 | 4.5% | 212.965
2767 | APC | 0M-815481A-037 | ASSY WHIP 5WIRE 12AWG L21-20 37FT | Ea |  | 1 Year | 228 | 4.5% | 217.74
2768 | APC | 0M-815481A-039 | ASSY WHIP 5WIRE 12AWG L21-20 39FT | Ea |  | 1 Year | 234 | 4.5% | 223.47
2769 | APC | 0M-815481A-041 | ASSY WHIP 5WIRE 12AWG L21-20 41FT | Ea |  | 1 Year | 239 | 4.5% | 228.245
2770 | APC | 0M-815481A-043 | ASSY WHIP 5WIRE 12AWG L21-20 43FT | Ea |  | 1 Year | 245 | 4.5% | 233.975
2771 | APC | 0M-815481A-045 | ASSY WHIP 5WIRE 12AWG L21-20 45FT | Ea |  | 1 Year | 250 | 4.5% | 238.75
2772 | APC | 0M-815481A-047 | ASSY WHIP 5WIRE 12AWG L21-20 47FT | Ea |  | 1 Year | 256 | 4.5% | 244.48
2773 | APC | 0M-815481A-049 | ASSY WHIP 5WIRE 12AWG L21-20 49FT | Ea |  | 1 Year | 263 | 4.5% | 251.165
2774 | APC | 0M-815481A-051 | ASSY WHIP 5WIRE 12AWG L21-20 51FT | Ea |  | 1 Year | 269 | 4.5% | 256.895
2775 | APC | 0M-815481A-053 | ASSY WHIP 5WIRE 12AWG L21-20 53FT | Ea |  | 1 Year | 274 | 4.5% | 261.67
2776 | APC | 0M-815481A-055 | ASSY WHIP 5WIRE 12AWG L21-20 55FT | Ea |  | 1 Year | 280 | 4.5% | 267.4
2777 | APC | 0M-815481A-057 | ASSY WHIP 5WIRE 12AWG L21-20 57FT | Ea |  | 1 Year | 287 | 4.5% | 274.085
2778 | APC | 0M-815481A-059 | ASSY WHIP 5WIRE 12AWG L21-20 59FT | Ea |  | 1 Year | 437 | 4.5% | 417.335
2779 | APC | 0M-815481A-061 | ASSY WHIP 5WIRE 12AWG L21-20 61FT | Ea |  | 1 Year | 164 | 4.5% | 156.62
2780 | APC | 0M-815482-005 | ASSY WHIP 5WIRE 10AWG L21-30 5FT | Ea |  | 1 Year | 228 | 4.5% | 217.74
2781 | APC | 0M-815482-007 | ASSY WHIP 5WIRE 10AWG L21-30 7FT | Ea |  | 1 Year | 245 | 4.5% | 233.975
2782 | APC | 0M-815482-009 | ASSY WHIP 5WIRE 10AWG L21-30 9FT | Ea |  | 1 Year | 267 | 4.5% | 254.985
2783 | APC | 0M-815482-011 | ASSY WHIP 5WIRE 10AWG L21-30 11FT | Ea |  | 1 Year | 284 | 4.5% | 271.22
2784 | APC | 0M-815482-013 | ASSY WHIP 5WIRE 10AWG L21-30 13FT | Ea |  | 1 Year | 294 | 4.5% | 280.77
2785 | APC | 0M-815482-015 | ASSY WHIP 5WIRE 10AWG L21-30 15FT | Ea |  | 1 Year | 311 | 4.5% | 297.005
2786 | APC | 0M-815482-017 | ASSY WHIP 5WIRE 10AWG L21-30 17FT | Ea |  | 1 Year | 327 | 4.5% | 312.285
2787 | APC | 0M-815482-019 | ASSY WHIP 5WIRE 10AWG L21-30 19FT | Ea |  | 1 Year | 344 | 4.5% | 328.52
2788 | APC | 0M-815482-021 | ASSY WHIP 5WIRE 10AWG L21-30 21FT | Ea |  | 1 Year | 360 | 4.5% | 343.8
2789 | APC | 0M-815482-023 | ASSY WHIP 5WIRE 10AWG L21-30 23FT | Ea |  | 1 Year | 377 | 4.5% | 360.035
2790 | APC | 0M-815482-025 | ASSY WHIP 5WIRE 10AWG L21-30 25FT | Ea |  | 1 Year | 393 | 4.5% | 375.315
2791 | APC | 0M-815482-027 | ASSY WHIP 5WIRE 10AWG L21-30 27FT | Ea |  | 1 Year | 410 | 4.5% | 391.55
2792 | APC | 0M-815482-029 | ASSY WHIP 5WIRE 10AWG L21-30 29FT | Ea |  | 1 Year | 426 | 4.5% | 406.83
2793 | APC | 0M-815482-031 | ASSY WHIP 5WIRE 10AWG L21-30 31FT | Ea |  | 1 Year | 443 | 4.5% | 423.065
2794 | APC | 0M-815482-033 | ASSY WHIP 5WIRE 10AWG L21-30 33FT | Ea |  | 1 Year | 459 | 4.5% | 438.345
2795 | APC | 0M-815482-035 | ASSY WHIP 5WIRE 10AWG L21-30 35FT | Ea |  | 1 Year | 476 | 4.5% | 454.58
2796 | APC | 0M-815482-037 | ASSY WHIP 5WIRE 10AWG L21-30 37FT | Ea |  | 1 Year | 496 | 4.5% | 473.68
2797 | APC | 0M-815482-039 | ASSY WHIP 5WIRE 10AWG L21-30 39FT | Ea |  | 1 Year | 509 | 4.5% | 486.095
2798 | APC | 0M-815482-041 | ASSY WHIP 5WIRE 10AWG L21-30 41FT | Ea |  | 1 Year | 526 | 4.5% | 502.33
2799 | APC | 0M-815482-043 | ASSY WHIP 5WIRE 10AWG L21-30 43FT | Ea |  | 1 Year | 542 | 4.5% | 517.61
2800 | APC | 0M-815482-045 | ASSY WHIP 5WIRE 10AWG L21-30 45FT | Ea |  | 1 Year | 559 | 4.5% | 533.845
2801 | APC | 0M-815482-047 | ASSY WHIP 5WIRE 10AWG L21-30 47FT | Ea |  | 1 Year | 575 | 4.5% | 549.125
2802 | APC | 0M-815482-049 | ASSY WHIP 5WIRE 10AWG L21-30 49FT | Ea |  | 1 Year | 592 | 4.5% | 565.36
2803 | APC | 0M-815482-051 | ASSY WHIP 5WIRE 10AWG L21-30 51FT | Ea |  | 1 Year | 608 | 4.5% | 580.64
2804 | APC | 0M-815482-053 | ASSY WHIP 5WIRE 10AWG L21-30 53FT | Ea |  | 1 Year | 625 | 4.5% | 596.875
2805 | APC | 0M-815482-055 | ASSY WHIP 5WIRE 10AWG L21-30 55FT | Ea |  | 1 Year | 641 | 4.5% | 612.155
2806 | APC | 0M-815482-057 | ASSY WHIP 5WIRE 10AWG L21-30 57FT | Ea |  | 1 Year | 658 | 4.5% | 628.39
2807 | APC | 0M-815482-059 | ASSY WHIP 5WIRE 10AWG L21-30 59FT | Ea |  | 1 Year | 674 | 4.5% | 643.67
2808 | APC | 0M-815482-061 | ASSY WHIP 5WIRE 10AWG L21-30 61FT | Ea |  | 1 Year | 485 | 4.5% | 463.175
2809 | APC | 0M-815483A-005 | ASSY WHIP 3WIRE 12AWG L5-15 5FT | Ea |  | 1 Year | 168 | 4.5% | 160.44
2810 | APC | 0M-815483A-007 | ASSY WHIP 3WIRE 12AWG L5-15 7FT | Ea |  | 1 Year | 171 | 4.5% | 163.305
2811 | APC | 0M-815483A-009 | ASSY WHIP 3WIRE 12AWG L5-15 9FT | Ea |  | 1 Year | 177 | 4.5% | 169.035
2812 | APC | 0M-815483A-011 | ASSY WHIP 3WIRE 12AWG L5-15 11FT | Ea |  | 1 Year | 171 | 4.5% | 163.305
2813 | APC | 0M-815483A-013 | ASSY WHIP 3WIRE 12AWG L5-15 13FT | Ea |  | 1 Year | 184 | 4.5% | 175.72
2814 | APC | 0M-815483A-015 | ASSY WHIP 3WIRE 12AWG L5-15 15FT | Ea |  | 1 Year | 191 | 4.5% | 182.405
2815 | APC | 0M-815483A-017 | ASSY WHIP 3WIRE 12AWG L5-15 17FT | Ea |  | 1 Year | 184 | 4.5% | 175.72
2816 | APC | 0M-815483A-019 | ASSY WHIP 3WIRE 12AWG L5-15 19FT | Ea |  | 1 Year | 188 | 4.5% | 179.54
2817 | APC | 0M-815483A-021 | ASSY WHIP 3WIRE 12AWG L5-15 21FT | Ea |  | 1 Year | 193 | 4.5% | 184.315
2818 | APC | 0M-815483A-023 | ASSY WHIP 3WIRE 12AWG L5-15 23FT | Ea |  | 1 Year | 197 | 4.5% | 188.135
2819 | APC | 0M-815483A-025 | ASSY WHIP 3WIRE 12AWG L5-15 25FT | Ea |  | 1 Year | 201 | 4.5% | 191.955
2820 | APC | 0M-815483A-027 | ASSY WHIP 3WIRE 12AWG L5-15 27FT | Ea |  | 1 Year | 204 | 4.5% | 194.82
2821 | APC | 0M-815483A-029 | ASSY WHIP 3WIRE 12AWG L5-15 29FT | Ea |  | 1 Year | 223 | 4.5% | 212.965
2822 | APC | 0M-815483A-031 | ASSY WHIP 3WIRE 12AWG L5-15 31FT | Ea |  | 1 Year | 213 | 4.5% | 203.415
2823 | APC | 0M-815483A-033 | ASSY WHIP 3WIRE 12AWG L5-15 33FT | Ea |  | 1 Year | 230 | 4.5% | 219.65
2824 | APC | 0M-815483A-035 | ASSY WHIP 3WIRE 12AWG L5-15 35FT | Ea |  | 1 Year | 223 | 4.5% | 212.965
2825 | APC | 0M-815483A-037 | ASSY WHIP 3WIRE 12AWG L5-15 37FT | Ea |  | 1 Year | 226 | 4.5% | 215.83
2826 | APC | 0M-815483A-039 | ASSY WHIP 3WIRE 12AWG L5-15 39FT | Ea |  | 1 Year | 230 | 4.5% | 219.65
2827 | APC | 0M-815483A-041 | ASSY WHIP 3WIRE 12AWG L5-15 41FT | Ea |  | 1 Year | 248 | 4.5% | 236.84
2828 | APC | 0M-815483A-043 | ASSY WHIP 3WIRE 12AWG L5-15 43FT | Ea |  | 1 Year | 252 | 4.5% | 240.66
2829 | APC | 0M-815483A-045 | ASSY WHIP 3WIRE 12AWG L5-15 45FT | Ea |  | 1 Year | 243 | 4.5% | 232.065
2830 | APC | 0M-815483A-047 | ASSY WHIP 3WIRE 12AWG L5-15 47FT | Ea |  | 1 Year | 247 | 4.5% | 235.885
2831 | APC | 0M-815483A-049 | ASSY WHIP 3WIRE 12AWG L5-15 49FT | Ea |  | 1 Year | 267 | 4.5% | 254.985
2832 | APC | 0M-815483A-051 | ASSY WHIP 3WIRE 12AWG L5-15 51FT | Ea |  | 1 Year | 256 | 4.5% | 244.48
2833 | APC | 0M-815483A-053 | ASSY WHIP 3WIRE 12AWG L5-15 53FT | Ea |  | 1 Year | 259 | 4.5% | 247.345
2834 | APC | 0M-815483A-055 | ASSY WHIP 3WIRE 12AWG L5-15 55FT | Ea |  | 1 Year | 265 | 4.5% | 253.075
2835 | APC | 0M-815483A-057 | ASSY WHIP 3WIRE 12AWG L5-15 57FT | Ea |  | 1 Year | 270 | 4.5% | 257.85
2836 | APC | 0M-815483A-059 | ASSY WHIP 3WIRE 12AWG L5-15 59FT | Ea |  | 1 Year | 276 | 4.5% | 263.58
2837 | APC | 0M-815483A-061 | ASSY WHIP 3WIRE 12AWG L5-15 61FT | Ea |  | 1 Year | 168 | 4.5% | 160.44
2838 | APC | 0M-815484A-005 | ASSY WHIP 3WIRE 12AWG L5-20 5FT | Ea |  | 1 Year | 171 | 4.5% | 163.305
2839 | APC | 0M-815484A-007 | ASSY WHIP 3WIRE 12AWG L5-20 7FT | Ea |  | 1 Year | 177 | 4.5% | 169.035
2840 | APC | 0M-815484A-009 | ASSY WHIP 3WIRE 12AWG L5-20 9FT | Ea |  | 1 Year | 180 | 4.5% | 171.9
2841 | APC | 0M-815484A-011 | ASSY WHIP 3WIRE 12AWG L5-20 11FT | Ea |  | 1 Year | 185 | 4.5% | 176.675
2842 | APC | 0M-815484A-013 | ASSY WHIP 3WIRE 12AWG L5-20 13FT | Ea |  | 1 Year | 191 | 4.5% | 182.405
2843 | APC | 0M-815484A-015 | ASSY WHIP 3WIRE 12AWG L5-20 15FT | Ea |  | 1 Year | 195 | 4.5% | 186.225
2844 | APC | 0M-815484A-017 | ASSY WHIP 3WIRE 12AWG L5-20 17FT | Ea |  | 1 Year | 201 | 4.5% | 191.955
2845 | APC | 0M-815484A-019 | ASSY WHIP 3WIRE 12AWG L5-20 19FT | Ea |  | 1 Year | 204 | 4.5% | 194.82
2846 | APC | 0M-815484A-021 | ASSY WHIP 3WIRE 12AWG L5-20 21FT | Ea |  | 1 Year | 210 | 4.5% | 200.55
2847 | APC | 0M-815484A-023 | ASSY WHIP 3WIRE 12AWG L5-20 23FT | Ea |  | 1 Year | 213 | 4.5% | 203.415
2848 | APC | 0M-815484A-025 | ASSY WHIP 3WIRE 12AWG L5-20 25FT | Ea |  | 1 Year | 217 | 4.5% | 207.235
2849 | APC | 0M-815484A-027 | ASSY WHIP 3WIRE 12AWG L5-20 27FT | Ea |  | 1 Year | 223 | 4.5% | 212.965
2850 | APC | 0M-815484A-029 | ASSY WHIP 3WIRE 12AWG L5-20 29FT | Ea |  | 1 Year | 226 | 4.5% | 215.83
2851 | APC | 0M-815484A-031 | ASSY WHIP 3WIRE 12AWG L5-20 31FT | Ea |  | 1 Year | 230 | 4.5% | 219.65
2852 | APC | 0M-815484A-033 | ASSY WHIP 3WIRE 12AWG L5-20 33FT | Ea |  | 1 Year | 236 | 4.5% | 225.38
2853 | APC | 0M-815484A-035 | ASSY WHIP 3WIRE 12AWG L5-20 35FT | Ea |  | 1 Year | 239 | 4.5% | 228.245
2854 | APC | 0M-815484A-037 | ASSY WHIP 3WIRE 12AWG L5-20 37FT | Ea |  | 1 Year | 243 | 4.5% | 232.065
2855 | APC | 0M-815484A-039 | ASSY WHIP 3WIRE 12AWG L5-20 39FT | Ea |  | 1 Year | 247 | 4.5% | 235.885
2856 | APC | 0M-815484A-041 | ASSY WHIP 3WIRE 12AWG L5-20 41FT | Ea |  | 1 Year | 252 | 4.5% | 240.66
2857 | APC | 0M-815484A-043 | ASSY WHIP 3WIRE 12AWG L5-20 43FT | Ea |  | 1 Year | 256 | 4.5% | 244.48
2858 | APC | 0M-815484A-045 | ASSY WHIP 3WIRE 12AWG L5-20 45FT | Ea |  | 1 Year | 261 | 4.5% | 249.255
2859 | APC | 0M-815484A-047 | ASSY WHIP 3WIRE 12AWG L5-20 47FT | Ea |  | 1 Year | 267 | 4.5% | 254.985
2860 | APC | 0M-815484A-049 | ASSY WHIP 3WIRE 12AWG L5-20 49FT | Ea |  | 1 Year | 270 | 4.5% | 257.85
2861 | APC | 0M-815484A-051 | ASSY WHIP 3WIRE 12AWG L5-20 51FT | Ea |  | 1 Year | 274 | 4.5% | 261.67
2862 | APC | 0M-815484A-053 | ASSY WHIP 3WIRE 12AWG L5-20 53FT | Ea |  | 1 Year | 280 | 4.5% | 267.4
2863 | APC | 0M-815484A-055 | ASSY WHIP 3WIRE 12AWG L5-20 55FT | Ea |  | 1 Year | 285 | 4.5% | 272.175
2864 | APC | 0M-815484A-057 | ASSY WHIP 3WIRE 12AWG L5-20 57FT | Ea |  | 1 Year | 291 | 4.5% | 277.905
2865 | APC | 0M-815484A-059 | ASSY WHIP 3WIRE 12AWG L5-20 59FT | Ea |  | 1 Year | 296 | 4.5% | 282.68
2866 | APC | 0M-815484A-061 | ASSY WHIP 3WIRE 12AWG L5-20 61FT | Ea |  | 1 Year | 173 | 4.5% | 165.215
2867 | APC | 0M-815485A-005 | ASSY WHIP 3WIRE 10AWG L5-30 5FT | Ea |  | 1 Year | 177 | 4.5% | 169.035
2868 | APC | 0M-815485A-007 | ASSY WHIP 3WIRE 10AWG L5-30 7FT. | Ea |  | 1 Year | 182 | 4.5% | 173.81
2869 | APC | 0M-815485A-009 | ASSY WHIP 3WIRE 10AWG L5-30 9FT | Ea |  | 1 Year | 186 | 4.5% | 177.63
2870 | APC | 0M-815485A-011 | ASSY WHIP 3WIRE 10AWG L5-30 11FT | Ea |  | 1 Year | 191 | 4.5% | 182.405
2871 | APC | 0M-815485A-013 | ASSY WHIP 3WIRE 10AWG L5-30 13FT | Ea |  | 1 Year | 199 | 4.5% | 190.045
2872 | APC | 0M-815485A-015 | ASSY WHIP 3WIRE 10AWG L5-30 15FT | Ea |  | 1 Year | 202 | 4.5% | 192.91
2873 | APC | 0M-815485A-017 | ASSY WHIP 3WIRE 10AWG L5-30 17FT | Ea |  | 1 Year | 206 | 4.5% | 196.73
2874 | APC | 0M-815485A-019 | ASSY WHIP 3WIRE 10AWG L5-30 19FT | Ea |  | 1 Year | 210 | 4.5% | 200.55
2875 | APC | 0M-815485A-021 | ASSY WHIP 3WIRE 10AWG L5-30 21FT | Ea |  | 1 Year | 215 | 4.5% | 205.325
2876 | APC | 0M-815485A-023 | ASSY WHIP 3WIRE 10AWG L5-30 23FT | Ea |  | 1 Year | 219 | 4.5% | 209.145
2877 | APC | 0M-815485A-025 | ASSY WHIP 3WIRE 10AWG L5-30 25FT | Ea |  | 1 Year | 223 | 4.5% | 212.965
2878 | APC | 0M-815485A-027 | ASSY WHIP 3WIRE 10AWG L5-30 27FT | Ea |  | 1 Year | 228 | 4.5% | 217.74
2879 | APC | 0M-815485A-029 | ASSY WHIP 3WIRE 10AWG L5-30 29FT | Ea |  | 1 Year | 232 | 4.5% | 221.56
2880 | APC | 0M-815485A-031 | ASSY WHIP 3WIRE 10AWG L5-30 31FT | Ea |  | 1 Year | 236 | 4.5% | 225.38
2881 | APC | 0M-815485A-033 | ASSY WHIP 3WIRE 10AWG L5-30 33FT | Ea |  | 1 Year | 241 | 4.5% | 230.155
2882 | APC | 0M-815485A-035 | ASSY WHIP 3WIRE 10AWG L5-30 35FT | Ea |  | 1 Year | 245 | 4.5% | 233.975
2883 | APC | 0M-815485A-037 | ASSY WHIP 3WIRE 10AWG L5-30 37FT | Ea |  | 1 Year | 248 | 4.5% | 236.84
2884 | APC | 0M-815485A-039 | ASSY WHIP 3WIRE 10AWG L5-30 39FT | Ea |  | 1 Year | 252 | 4.5% | 240.66
2885 | APC | 0M-815485A-041 | ASSY WHIP 3WIRE 10AWG L5-30 41FT | Ea |  | 1 Year | 258 | 4.5% | 246.39
2886 | APC | 0M-815485A-043 | ASSY WHIP 3WIRE 10AWG L5-30 43FT | Ea |  | 1 Year | 263 | 4.5% | 251.165
2887 | APC | 0M-815485A-045 | ASSY WHIP 3WIRE 10AWG L5-30 45FT | Ea |  | 1 Year | 267 | 4.5% | 254.985
2888 | APC | 0M-815485A-047 | ASSY WHIP 3WIRE 10AWG L5-30 47FT | Ea |  | 1 Year | 272 | 4.5% | 259.76
2889 | APC | 0M-815485A-049 | ASSY WHIP 3WIRE 10AWG L5-30 49FT | Ea |  | 1 Year | 276 | 4.5% | 263.58
2890 | APC | 0M-815485A-051 | ASSY WHIP 3WIRE 10AWG L5-30 51FT | Ea |  | 1 Year | 265 | 4.5% | 253.075
2891 | APC | 0M-815485A-053 | ASSY WHIP 3WIRE 10AWG L5-30 53FT | Ea |  | 1 Year | 270 | 4.5% | 257.85
2892 | APC | 0M-815485A-055 | ASSY WHIP 3WIRE 10AWG L5-30 55FT | Ea |  | 1 Year | 274 | 4.5% | 261.67
2893 | APC | 0M-815485A-057 | ASSY WHIP 3WIRE 10AWG L5-30 57FT | Ea |  | 1 Year | 278 | 4.5% | 265.49
2894 | APC | 0M-815485A-059 | ASSY WHIP 3WIRE 10AWG L5-30 59FT | Ea |  | 1 Year | 281 | 4.5% | 268.355
2895 | APC | 0M-815485A-061 | ASSY WHIP 3WIRE 10AWG L5-30 61FT | Ea |  | 1 Year | 155 | 4.5% | 148.025
2896 | APC | 0M-815486A-005 | ASSY WHIP 3WIRE 12AWG L6-15 5FT | Ea |  | 1 Year | 158 | 4.5% | 150.89
2897 | APC | 0M-815486A-007 | ASSY WHIP 3WIRE 12AWG L6-15 7FT | Ea |  | 1 Year | 162 | 4.5% | 154.71
2898 | APC | 0M-815486A-009 | ASSY WHIP 3WIRE 12AWG L6-15 9FT | Ea |  | 1 Year | 168 | 4.5% | 160.44
2899 | APC | 0M-815486A-011 | ASSY WHIP 3WIRE 12AWG L6-15 11FT | Ea |  | 1 Year | 171 | 4.5% | 163.305
2900 | APC | 0M-815486A-013 | ASSY WHIP 3WIRE 12AWG L6-15 13FT | Ea |  | 1 Year | 184 | 4.5% | 175.72
2901 | APC | 0M-815486A-015 | ASSY WHIP 3WIRE 12AWG L6-15 15FT | Ea |  | 1 Year | 180 | 4.5% | 171.9
2902 | APC | 0M-815486A-017 | ASSY WHIP 3WIRE 12AWG L6-15 17FT | Ea |  | 1 Year | 195 | 4.5% | 186.225
2903 | APC | 0M-815486A-019 | ASSY WHIP 3WIRE 12AWG L6-15 19FT | Ea |  | 1 Year | 201 | 4.5% | 191.955
2904 | APC | 0M-815486A-021 | ASSY WHIP 3WIRE 12AWG L6-15 21FT | Ea |  | 1 Year | 193 | 4.5% | 184.315
2905 | APC | 0M-815486A-023 | ASSY WHIP 3WIRE 12AWG L6-15 23FT | Ea |  | 1 Year | 197 | 4.5% | 188.135
2906 | APC | 0M-815486A-025 | ASSY WHIP 3WIRE 12AWG L6-15 25FT | Ea |  | 1 Year | 201 | 4.5% | 191.955
2907 | APC | 0M-815486A-027 | ASSY WHIP 3WIRE 12AWG L6-15 27FT | Ea |  | 1 Year | 204 | 4.5% | 194.82
2908 | APC | 0M-815486A-029 | ASSY WHIP 3WIRE 12AWG L6-15 29FT | Ea |  | 1 Year | 210 | 4.5% | 200.55
2909 | APC | 0M-815486A-031 | ASSY WHIP 3WIRE 12AWG L6-15 31FT | Ea |  | 1 Year | 213 | 4.5% | 203.415
2910 | APC | 0M-815486A-033 | ASSY WHIP 3WIRE 12AWG L6-15 33FT | Ea |  | 1 Year | 217 | 4.5% | 207.235
2911 | APC | 0M-815486A-035 | ASSY WHIP 3WIRE 12AWG L6-15 35FT | Ea |  | 1 Year | 223 | 4.5% | 212.965
2912 | APC | 0M-815486A-037 | ASSY WHIP 3WIRE 12AWG L6-15 37FT | Ea |  | 1 Year | 239 | 4.5% | 228.245
2913 | APC | 0M-815486A-039 | ASSY WHIP 3WIRE 12AWG L6-15 39FT | Ea |  | 1 Year | 243 | 4.5% | 232.065
2914 | APC | 0M-815486A-041 | ASSY WHIP 3WIRE 12AWG L6-15 41FT | Ea |  | 1 Year | 236 | 4.5% | 225.38
2915 | APC | 0M-815486A-043 | ASSY WHIP 3WIRE 12AWG L6-15 43FT | Ea |  | 1 Year | 239 | 4.5% | 228.245
2916 | APC | 0M-815486A-045 | ASSY WHIP 3WIRE 12AWG L6-15 45FT | Ea |  | 1 Year | 243 | 4.5% | 232.065
2917 | APC | 0M-815486A-047 | ASSY WHIP 3WIRE 12AWG L6-15 47FT | Ea |  | 1 Year | 247 | 4.5% | 235.885
2918 | APC | 0M-815486A-049 | ASSY WHIP 3WIRE 12AWG L6-15 49FT | Ea |  | 1 Year | 252 | 4.5% | 240.66
2919 | APC | 0M-815486A-051 | ASSY WHIP 3WIRE 12AWG L6-15 51FT | Ea |  | 1 Year | 256 | 4.5% | 244.48
2920 | APC | 0M-815486A-053 | ASSY WHIP 3WIRE 12AWG L6-15 53FT | Ea |  | 1 Year | 259 | 4.5% | 247.345
2921 | APC | 0M-815486A-055 | ASSY WHIP 3WIRE 12AWG L6-15 55FT | Ea |  | 1 Year | 265 | 4.5% | 253.075
2922 | APC | 0M-815486A-057 | ASSY WHIP 3WIRE 12AWG L6-15 57FT | Ea |  | 1 Year | 270 | 4.5% | 257.85
2923 | APC | 0M-815486A-059 | ASSY WHIP 3WIRE 12AWG L6-15 59FT | Ea |  | 1 Year | 276 | 4.5% | 263.58
2924 | APC | 0M-815486A-061 | ASSY WHIP 3WIRE 12AWG L6-15 61FT | Ea |  | 1 Year | 169 | 4.5% | 161.395
2925 | APC | 0M-815487A-005 | ASSY WHIP 3WIRE 12AWG L6-20 5FT | Ea |  | 1 Year | 173 | 4.5% | 165.215
2926 | APC | 0M-815487A-007 | ASSY WHIP 3WIRE 12AWG L6-20 7FT | Ea |  | 1 Year | 177 | 4.5% | 169.035
2927 | APC | 0M-815487A-009 | ASSY WHIP 3WIRE 12AWG L6-20 9FT | Ea |  | 1 Year | 182 | 4.5% | 173.81
2928 | APC | 0M-815487A-011 | ASSY WHIP 3WIRE 12AWG L6-20 11FT | Ea |  | 1 Year | 186 | 4.5% | 177.63
2929 | APC | 0M-815487A-013 | ASSY WHIP 3WIRE 12AWG L6-20 13FT | Ea |  | 1 Year | 191 | 4.5% | 182.405
2930 | APC | 0M-815487A-015 | ASSY WHIP 3WIRE 12AWG L6-20 15FT | Ea |  | 1 Year | 195 | 4.5% | 186.225
2931 | APC | 0M-815487A-017 | ASSY WHIP 3WIRE 12AWG L6-20 17FT | Ea |  | 1 Year | 202 | 4.5% | 192.91
2932 | APC | 0M-815487A-019 | ASSY WHIP 3WIRE 12AWG L6-20 19FT | Ea |  | 1 Year | 206 | 4.5% | 196.73
2933 | APC | 0M-815487A-021 | ASSY WHIP 3WIRE 12AWG L6-20 21FT | Ea |  | 1 Year | 210 | 4.5% | 200.55
2934 | APC | 0M-815487A-023 | ASSY WHIP 3WIRE 12AWG L6-20 23FT | Ea |  | 1 Year | 215 | 4.5% | 205.325
2935 | APC | 0M-815487A-025 | ASSY WHIP 3WIRE 12AWG L6-20 25FT | Ea |  | 1 Year | 219 | 4.5% | 209.145
2936 | APC | 0M-815487A-027 | ASSY WHIP 3WIRE 12AWG L6-20 27FT | Ea |  | 1 Year | 223 | 4.5% | 212.965
2937 | APC | 0M-815487A-029 | ASSY WHIP 3WIRE 12AWG L6-20 29FT | Ea |  | 1 Year | 228 | 4.5% | 217.74
2938 | APC | 0M-815487A-031 | ASSY WHIP 3WIRE 12AWG L6-20 31FT | Ea |  | 1 Year | 232 | 4.5% | 221.56
2939 | APC | 0M-815487A-033 | ASSY WHIP 3WIRE 12AWG L6-20 33FT | Ea |  | 1 Year | 236 | 4.5% | 225.38
2940 | APC | 0M-815487A-035 | ASSY WHIP 3WIRE 12AWG L6-20 35FT | Ea |  | 1 Year | 239 | 4.5% | 228.245
2941 | APC | 0M-815487A-037 | ASSY WHIP 3WIRE 12AWG L6-20 37FT | Ea |  | 1 Year | 245 | 4.5% | 233.975
2942 | APC | 0M-815487A-039 | ASSY WHIP 3WIRE 12AWG L6-20 39FT | Ea |  | 1 Year | 248 | 4.5% | 236.84
2943 | APC | 0M-815487A-041 | ASSY WHIP 3WIRE 12AWG L6-20 41FT | Ea |  | 1 Year | 252 | 4.5% | 240.66
2944 | APC | 0M-815487A-043 | ASSY WHIP 3WIRE 12AWG L6-20 43FT | Ea |  | 1 Year | 245 | 4.5% | 233.975
2945 | APC | 0M-815487A-045 | ASSY WHIP 3WIRE 12AWG L6-20 45FT | Ea |  | 1 Year | 248 | 4.5% | 236.84
2946 | APC | 0M-815487A-047 | ASSY WHIP 3WIRE 12AWG L6-20 47FT | Ea |  | 1 Year | 252 | 4.5% | 240.66
2947 | APC | 0M-815487A-049 | ASSY WHIP 3WIRE 12AWG L6-20 49FT | Ea |  | 1 Year | 258 | 4.5% | 246.39
2948 | APC | 0M-815487A-051 | ASSY WHIP 3WIRE 12AWG L6-20 51FT | Ea |  | 1 Year | 261 | 4.5% | 249.255
2949 | APC | 0M-815487A-053 | ASSY WHIP 3WIRE 12AWG L6-20 53FT | Ea |  | 1 Year | 280 | 4.5% | 267.4
2950 | APC | 0M-815487A-055 | ASSY WHIP 3WIRE 12AWG L6-20 55FT | Ea |  | 1 Year | 269 | 4.5% | 256.895
2951 | APC | 0M-815487A-057 | ASSY WHIP 3WIRE 12AWG L6-20 57FT | Ea |  | 1 Year | 258 | 4.5% | 246.39
2952 | APC | 0M-815487A-059 | ASSY WHIP 3WIRE 12AWG L6-20 59FT | Ea |  | 1 Year | 247 | 4.5% | 235.885
2953 | APC | 0M-815487A-061 | ASSY WHIP 3WIRE 12AWG L6-20 61FT | Ea |  | 1 Year | 124 | 4.5% | 118.42
2954 | APC | 0M-815488A-005 | ASSY WHIP 3WIRE 10AWG L6-30 5FT | Ea |  | 1 Year | 127 | 4.5% | 121.285
2955 | APC | 0M-815488A-007 | ASSY WHIP 3WIRE 10AWG L6-30 7FT | Ea |  | 1 Year | 135 | 4.5% | 128.925
2956 | APC | 0M-815488A-009 | ASSY WHIP 3WIRE 10AWG L6-30 9FT | Ea |  | 1 Year | 138 | 4.5% | 131.79
2957 | APC | 0M-815488A-011 | ASSY WHIP 3WIRE 10AWG L6-30 11FT | Ea |  | 1 Year | 142 | 4.5% | 135.61
2958 | APC | 0M-815488A-013 | ASSY WHIP 3WIRE 10AWG L6-30 13FT | Ea |  | 1 Year | 147 | 4.5% | 140.385
2959 | APC | 0M-815488A-015 | ASSY WHIP 3WIRE 10AWG L6-30 15FT | Ea |  | 1 Year | 151 | 4.5% | 144.205
2960 | APC | 0M-815488A-017 | ASSY WHIP 3WIRE 10AWG L6-30 17FT | Ea |  | 1 Year | 155 | 4.5% | 148.025
2961 | APC | 0M-815488A-019 | ASSY WHIP 3WIRE 10AWG L6-30 19FT | Ea |  | 1 Year | 160 | 4.5% | 152.8
2962 | APC | 0M-815488A-021 | ASSY WHIP 3WIRE 10AWG L6-30 21FT | Ea |  | 1 Year | 164 | 4.5% | 156.62
2963 | APC | 0M-815488A-023 | ASSY WHIP 3WIRE 10AWG L6-30 23FT | Ea |  | 1 Year | 168 | 4.5% | 160.44
2964 | APC | 0M-815488A-025 | ASSY WHIP 3WIRE 10AWG L6-30 25FT | Ea |  | 1 Year | 171 | 4.5% | 163.305
2965 | APC | 0M-815488A-027 | ASSY WHIP 3WIRE 10AWG L6-30 27FT | Ea |  | 1 Year | 177 | 4.5% | 169.035
2966 | APC | 0M-815488A-029 | ASSY WHIP 3WIRE 10AWG L6-30 29FT | Ea |  | 1 Year | 180 | 4.5% | 171.9
2967 | APC | 0M-815488A-031 | ASSY WHIP 3WIRE 10AWG L6-30 31FT | Ea |  | 1 Year | 184 | 4.5% | 175.72
2968 | APC | 0M-815488A-033 | ASSY WHIP 3WIRE 10AWG L6-30 33FT | Ea |  | 1 Year | 191 | 4.5% | 182.405
2969 | APC | 0M-815488A-035 | ASSY WHIP 3WIRE 10AWG L6-30 35FT | Ea |  | 1 Year | 195 | 4.5% | 186.225
2970 | APC | 0M-815488A-037 | ASSY WHIP 3WIRE 10AWG L6-30 37FT | Ea |  | 1 Year | 201 | 4.5% | 191.955
2971 | APC | 0M-815488A-039 | ASSY WHIP 3WIRE 10AWG L6-30 39FT | Ea |  | 1 Year | 206 | 4.5% | 196.73
2972 | APC | 0M-815488A-041 | ASSY WHIP 3WIRE 10AWG L6-30 41FT | Ea |  | 1 Year | 210 | 4.5% | 200.55
2973 | APC | 0M-815488A-043 | ASSY WHIP 3WIRE 10AWG L6-30 43FT | Ea |  | 1 Year | 213 | 4.5% | 203.415
2974 | APC | 0M-815488A-045 | ASSY WHIP 3WIRE 10AWG L6-30 45FT | Ea |  | 1 Year | 217 | 4.5% | 207.235
2975 | APC | 0M-815488A-047 | ASSY WHIP 3WIRE 10AWG L6-30 47FT | Ea |  | 1 Year | 223 | 4.5% | 212.965
2976 | APC | 0M-815488A-049 | ASSY WHIP 3WIRE 10AWG L6-30 49FT | Ea |  | 1 Year | 226 | 4.5% | 215.83
2977 | APC | 0M-815488A-051 | ASSY WHIP 3WIRE 10AWG L6-30 51FT | Ea |  | 1 Year | 230 | 4.5% | 219.65
2978 | APC | 0M-815488A-053 | ASSY WHIP 3WIRE 10AWG L6-30 53FT | Ea |  | 1 Year | 223 | 4.5% | 212.965
2979 | APC | 0M-815488A-055 | ASSY WHIP 3WIRE 10AWG L6-30 55FT | Ea |  | 1 Year | 239 | 4.5% | 228.245
2980 | APC | 0M-815488A-057 | ASSY WHIP 3WIRE 10AWG L6-30 57FT | Ea |  | 1 Year | 193 | 4.5% | 184.315
2981 | APC | 0M-815488A-059 | ASSY WHIP 3WIRE 10AWG L6-30 59FT | Ea |  | 1 Year | 248 | 4.5% | 236.84
2982 | APC | 0M-815488A-061 | ASSY WHIP 3WIRE 10AWG L6-30 61FT | Ea |  | 1 Year | 18 | 4.5% | 17.19
2983 | APC | 0M-815489-005 | ASSY WHIP 60A IEC309 5FT | Ea |  | 1 Year | 512 | 4.5% | 488.96
2984 | APC | 0M-815489-007 | ASSY WHIP 60A IEC309 7FT | Ea |  | 1 Year | 496 | 4.5% | 473.68
2985 | APC | 0M-815489-009 | ASSY WHIP 60A IEC309 9FT | Ea |  | 1 Year | 518 | 4.5% | 494.69
2986 | APC | 0M-815489-011 | ASSY WHIP 60A IEC309 11FT | Ea |  | 1 Year | 544 | 4.5% | 519.52
2987 | APC | 0M-815489-013 | ASSY WHIP 60A IEC309 13FT | Ea |  | 1 Year | 579 | 4.5% | 552.945
2988 | APC | 0M-815489-015 | ASSY WHIP 60A IEC309 15FT | Ea |  | 1 Year | 599 | 4.5% | 572.045
2989 | APC | 0M-815489-017 | ASSY WHIP 60A IEC309 17FT | Ea |  | 1 Year | 627 | 4.5% | 598.785
2990 | APC | 0M-815489-019 | ASSY WHIP 60A IEC309 19FT | Ea |  | 1 Year | 654 | 4.5% | 624.57
2991 | APC | 0M-815489-021 | ASSY WHIP 60A IEC309 21FT | Ea |  | 1 Year | 676 | 4.5% | 645.58
2992 | APC | 0M-815489-023 | ASSY WHIP 60A IEC309 23FT | Ea |  | 1 Year | 704 | 4.5% | 672.32
2993 | APC | 0M-815489-025 | ASSY WHIP 60A IEC309 25FT | Ea |  | 1 Year | 731 | 4.5% | 698.105
2994 | APC | 0M-815489-027 | ASSY WHIP 60A IEC309 27FT | Ea |  | 1 Year | 757 | 4.5% | 722.935
2995 | APC | 0M-815489-029 | ASSY WHIP 60A IEC309 29FT | Ea |  | 1 Year | 783 | 4.5% | 747.765
2996 | APC | 0M-815489-031 | ASSY WHIP 60A IEC309 31FT | Ea |  | 1 Year | 812 | 4.5% | 775.46
2997 | APC | 0M-815489-033 | ASSY WHIP 60A IEC309 33FT | Ea |  | 1 Year | 838 | 4.5% | 800.29
2998 | APC | 0M-815489-035 | ASSY WHIP 60A IEC309 35FT | Ea |  | 1 Year | 862 | 4.5% | 823.21
2999 | APC | 0M-815489-037 | ASSY WHIP 60A IEC309 37FT | Ea |  | 1 Year | 891 | 4.5% | 850.905
3000 | APC | 0M-815489-039 | ASSY WHIP 60A IEC309 39FT | Ea |  | 1 Year | 917 | 4.5% | 875.735
3001 | APC | 0M-815489-041 | ASSY WHIP 60A IEC309 41FT | Ea |  | 1 Year | 941 | 4.5% | 898.655
3002 | APC | 0M-815489-043 | ASSY WHIP 60A IEC309 43FT | Ea |  | 1 Year | 970 | 4.5% | 926.35
3003 | APC | 0M-815489-045 | ASSY WHIP 60A IEC309 45FT | Ea |  | 1 Year | 996 | 4.5% | 951.18
3004 | APC | 0M-815489-047 | ASSY WHIP 60A IEC309 47FT | Ea |  | 1 Year | 1025 | 4.5% | 978.875
3005 | APC | 0M-815489-049 | ASSY WHIP 60A IEC309 49FT | Ea |  | 1 Year | 1055 | 4.5% | 1007.525
3006 | APC | 0M-815489-051 | ASSY WHIP 60A IEC309 51FT | Ea |  | 1 Year | 1080 | 4.5% | 1031.4
3007 | APC | 0M-815489-053 | ASSY WHIP 60A IEC309 53FT | Ea |  | 1 Year | 1100 | 4.5% | 1050.5
3008 | APC | 0M-815489-055 | ASSY WHIP 60A IEC309 55FT | Ea |  | 1 Year | 1130 | 4.5% | 1079.15
3009 | APC | 0M-815489-057 | ASSY WHIP 60A IEC309 57FT | Ea |  | 1 Year | 1155 | 4.5% | 1103.025
3010 | APC | 0M-815489-059 | ASSY WHIP 60A IEC309 59FT | Ea |  | 1 Year | 1180 | 4.5% | 1126.9
3011 | APC | 0M-815489-061 | ASSY WHIP 60A IEC309 61FT | Ea |  | 1 Year | 121 | 4.5% | 115.555
3012 | APC | 0M-815518 | ASSY CKT BRKR 3P 60A SQD QOB | Ea |  | 1 Year | 6345 | 4.5% | 6059.475
3013 | APC | 0M-816880 | 0M-ALCA0983X1P L GROUP1 (13 A C) | Ea |  | 1 Year | 1855 | 4.5% | 1771.525
3014 | APC | 0M-816884 | 0M-ALCA1216X1P L GROUP1 (13 AG) | Ea |  | 1 Year | 186 | 4.5% | 177.63
3015 | APC | 0M-816886 | 0M-ALCA1254X1P L GROUP1 (13 AI) | Ea |  | 1 Year | 180 | 4.5% | 171.9
3016 | APC | 0M-816888 | ELECT HEAT (1) STD. TU.2242-2542L (UL) | Ea |  | 1 Year | 180 | 4.5% | 171.9
3017 | APC | 0M-816935 | 0M-ALCA0978X1P L GROUP1 (13 A C) | Ea |  | 1 Year | 612 | 4.5% | 584.46
3018 | APC | 0M-816939 | 0M-ALCA1211X1P L GROUP 1 (13 AG) | Ea |  | 1 Year | 180 | 4.5% | 171.9
3019 | APC | 0M-816941 | 0M-ALCA1249X1P L GROUP 1 (13 AI) | Ea |  | 1 Year | 1855 | 4.5% | 1771.525
3020 | APC | 0M-816952 | ELECT HEAT (1) STD. TD.0511-0611L (UL) | Ea |  | 1 Year | 684 | 4.5% | 653.22
3021 | APC | 0M-816953 | ELECT HEAT (1) STD. TD.0921L (UL) | Ea |  | 1 Year | 684 | 4.5% | 653.22
3022 | APC | 0M-816954 | ELECT HEAT (1) STD. TD.1121L (UL) | Ea |  | 1 Year | 2585 | 4.5% | 2468.675
3023 | APC | 0M-816955 | ELECT HEAT (1) STD. TD.1422..1822L (UL) | Ea |  | 1 Year | 612 | 4.5% | 584.46
3024 | APC | 0M-816956 | ELECT HEAT (1) STD. TU.0511-0611L (UL) | Ea |  | 1 Year | 684 | 4.5% | 653.22
3025 | APC | 0M-816957 | ELECT HEAT (1) STD. TU.0921L (UL) | Ea |  | 1 Year | 684 | 4.5% | 653.22
3026 | APC | 0M-816958 | ELECT HEAT (1) STD. TU.1121L (UL) | Ea |  | 1 Year | 738 | 4.5% | 704.79
3027 | APC | 0M-816959 | ELECT HEAT (1) STD. TU.1422..1822L (UL) | Ea |  | 1 Year | 1470 | 4.5% | 1403.85
3028 | APC | 0M-816970 | ELECT HEAT (1) STD. TD.2242-2542L (UL) | Ea |  | 1 Year | 1855 | 4.5% | 1771.525
3029 | APC | 0M-816971 | ELECT HEAT (1) STD. TD.3342L (UL) | Ea |  | 1 Year | 1855 | 4.5% | 1771.525
3030 | APC | 0M-816972 | ELECT HEAT (1) STD. TU.2842-3342L (UL) | Ea |  | 1 Year | 1030 | 4.5% | 983.65
3031 | APC | 0M-816974 | ELECT HEAT SUMP(5)R410 TD/TU.2842L UL | Ea |  | 1 Year | 90 | 4.5% | 85.95
3032 | APC | 0M-816977 | FILTER (B)MERV13 TD\TU.A-W0511-0611 UL | Ea |  | 1 Year | 90 | 4.5% | 85.95
3033 | APC | 0M-816979 | FILTER (B)MERV13 TD\TU.A-W0921 UL | Ea |  | 1 Year | 90 | 4.5% | 85.95
3034 | APC | 0M-816981 | FILTER (B)MERV13 TD\TU.A-W1121 UL | Ea |  | 1 Year | 445 | 4.5% | 424.975
3035 | APC | 0M-816983 | FILTER (B)MERV13 TD\TU.A-W1422..1822 UL | Ea |  | 1 Year | 90 | 4.5% | 85.95
3036 | APC | 0M-816985 | FILTER (B)MERV13 TD\TU.D-E-T0511-0611 UL | Ea |  | 1 Year | 90 | 4.5% | 85.95
3037 | APC | 0M-816987 | FILTER (B)MERV13 TD\TU.D-E-T0921 UL | Ea |  | 1 Year | 90 | 4.5% | 85.95
3038 | APC | 0M-816989 | FILTER (B)MERV13 TD\TU.D-E-T1121 UL | Ea |  | 1 Year | 180 | 4.5% | 171.9
3039 | APC | 0M-816991 | FILTER (B)MERV13 TD.2222...3342 UL | Ea |  | 1 Year | 180 | 4.5% | 171.9
3040 | APC | 0M-816993 | FILTER (B)MERV13 TU.A-W2222...3342 UL | Ea |  | 1 Year | 180 | 4.5% | 171.9
3041 | APC | 0M-816995 | FILTER (B)MERV13 TU.D-E-T2222...3342 UL | Ea |  | 1 Year | 760 | 4.5% | 725.8
3042 | APC | 0M-816996 | LOCAL TERMNL PCO5+ SMALL(L)+TUL TU.DX F3 | Ea |  | 1 Year | 760 | 4.5% | 725.8
3043 | APC | 0M-816997 | LOCAL TERM. PCO5+ SMALL(L)+TUL TD. DX F3 | Ea |  | 1 Year | 754 | 4.5% | 720.07
3044 | APC | 0M-816998 | LOCAL TERMNL PCO5+ MED(L)+TUL"T"DX F4.F6 | Ea |  | 1 Year | 760 | 4.5% | 725.8
3045 | APC | 0M-816999 | LOCAL TERMNL PCO5+ MED(L)+TUL "T" DX F7 | Ea |  | 1 Year | 1040 | 4.5% | 993.2
3046 | APC | 0M-817240 | 0M-ALGF0736A1P L GROUP1 (03 AI) | Ea |  | 1 Year | 324 | 4.5% | 309.42
3047 | APC | 0M-817241 | 0M-ALGF0696A1P L GROUP1 (03 AH) | Ea |  | 1 Year | 1470 | 4.5% | 1403.85
3048 | APC | 0M-817242 | 0M-ALGF0816A1P L GROUP1 (03 AJ) | Ea |  | 1 Year | 1640 | 4.5% | 1566.2
3049 | APC | 0M-817244 | 0M-ALGF0737A1P L GROUP1 (03 AI) | Ea |  | 1 Year | 324 | 4.5% | 309.42
3050 | APC | 0M-817245 | 0M-ALGF0697A1P L GROUP1 (03 AH) | Ea |  | 1 Year | 1640 | 4.5% | 1566.2
3051 | APC | 0M-817246 | 0M-ALGF0817A1P L GROUP1 (03 AJ) | Ea |  | 1 Year | 1640 | 4.5% | 1566.2
3052 | APC | 0M-817248 | 0M-ALGF0698A1P L GROUP1 (03 AH) | Ea |  | 1 Year | 1640 | 4.5% | 1566.2
3053 | APC | 0M-817249 | 0M-ALGF0818A1P L GROUP1 (03 AJ) | Ea |  | 1 Year | 180 | 4.5% | 171.9
3054 | APC | 0M-817250 | 0M-ALGF0738A1P L GROUP1 (03 AI) | Ea |  | 1 Year | 837 | 4.5% | 799.335
3055 | APC | 0M-817644 | VALVE 3WAY+STD.COIL HDCV4500 GR1 | Ea |  | 1 Year | 9740 | 4.5% | 9301.7
3056 | APC | 0M-817651 | NO VALVE+STD.COIL HDCV5000 GR1 | Ea |  | 1 Year | 14690 | 4.5% | 14028.95
3057 | APC | 0M-817652 | VALVE 2WAY+STD.COIL HDCV5000 GR1 | Ea |  | 1 Year | 11415 | 4.5% | 10901.325
3058 | APC | 0M-817653 | VALVE 3WAY+STD.COIL HDCV5000 GR1 | Ea |  | 1 Year | 936 | 4.5% | 893.88
3059 | APC | 0M-817654 | NO VALVE+STD.COIL HDCV5000 GR2 | Ea |  | 1 Year | 936 | 4.5% | 893.88
3060 | APC | 0M-817655 | VALVE 2WAY+STD.COIL HDCV5000 GR2 | Ea |  | 1 Year | 1515 | 4.5% | 1446.825
3061 | APC | 0M-817656 | VALVE 3WAY+STD.COIL HDCV5000 GR2 | Ea |  | 1 Year | 1650 | 4.5% | 1575.75
3062 | APC | 0M-817657 | NO VALVE+STD.COIL HDCV5000 GR3 | Ea |  | 1 Year | 1650 | 4.5% | 1575.75
3063 | APC | 0M-817658 | VALVE 2WAY+STD.COIL HDCV5000 GR3 | Ea |  | 1 Year | 2280 | 4.5% | 2177.4
3064 | APC | 0M-817659 | VALVE 3WAY+STD.COIL HDCV5000 GR3 | Ea |  | 1 Year | 1300 | 4.5% | 1241.5
3065 | APC | 0M-817666 | VERS.(04AD)COOL&HUM HDCV4500D | Ea |  | 1 Year | 2720 | 4.5% | 2597.6
3066 | APC | 0M-817667 | VERS.(04AD)COOL&HUM HDCV4500G | Ea |  | 1 Year | 2665 | 4.5% | 2545.075
3067 | APC | 0M-817668 | VERS.(04AD)COOL&HUM HDCV4500L | Ea |  | 1 Year | 3590 | 4.5% | 3428.45
3068 | APC | 0M-817669 | VERS.(04AD)COOL&HUM HDCV5000D | Ea |  | 1 Year | 3290 | 4.5% | 3141.95
3069 | APC | 0M-817670 | VERS.(04AD)COOL&HUM HDCV5000G | Ea |  | 1 Year | 3240 | 4.5% | 3094.2
3070 | APC | 0M-817671 | VERS.(04AD)COOL&HUM HDCV5000L | Ea |  | 1 Year | 933 | 4.5% | 891.015
3071 | APC | 0M-817672 | VERS.(04AU)COOL&DEHUM+C.C.LIM.HDCV4500D | Ea |  | 1 Year | 933 | 4.5% | 891.015
3072 | APC | 0M-817673 | VERS.(04AU)COOL&DEHUM+C.C.LIM.HDCV4500G | Ea |  | 1 Year | 933 | 4.5% | 891.015
3073 | APC | 0M-817674 | VERS.(04AU)COOL&DEHUM+C.C.LIM.HDCV4500L | Ea |  | 1 Year | 925 | 4.5% | 883.375
3074 | APC | 0M-817675 | VERS.(04AU)COOL&DEHUM+C.C.LIM.HDCV5000D | Ea |  | 1 Year | 925 | 4.5% | 883.375
3075 | APC | 0M-817676 | VERS.(04AU)COOL&DEHUM+C.C.LIM.HDCV5000G | Ea |  | 1 Year | 925 | 4.5% | 883.375
3076 | APC | 0M-817677 | VERS.(04AU)COOL&DEHUM+C.C.LIM.HDCV5000L | Ea |  | 1 Year | 22.5 | 4.5% | 21.4875
3077 | APC | 0M-817678 | VERS.(04AV)COOL&DEHUM HDCV4500D | Ea |  | 1 Year | 22.75 | 4.5% | 21.7263
3078 | APC | 0M-817679 | VERS.(04AV)COOL&DEHUM HDCV4500G | Ea |  | 1 Year | 22.75 | 4.5% | 21.7263
3079 | APC | 0M-817680 | VERS.(04AV)COOL&DEHUM HDCV4500L | Ea |  | 1 Year | 22.25 | 4.5% | 21.2487
3080 | APC | 0M-817681 | VERS.(04AV)COOL&DEHUM HDCV5000D | Ea |  | 1 Year | 22.25 | 4.5% | 21.2487
3081 | APC | 0M-817682 | VERS.(04AV)COOL&DEHUM HDCV5000G | Ea |  | 1 Year | 22.25 | 4.5% | 21.2487
3082 | APC | 0M-817683 | VERS.(04AV)COOL&DEHUM HDCV5000L | Ea |  | 1 Year | 7810 | 4.5% | 7458.55
3083 | APC | 0M-817684 | VERS.(04A1)COOL ONLY+ATS HDCV4500D | Ea |  | 1 Year | 5380 | 4.5% | 5137.9
3084 | APC | 0M-817685 | VERS.(04A1)COOL ONLY+ATS HDCV4500G | Ea |  | 1 Year | 5020 | 4.5% | 4794.1
3085 | APC | 0M-817686 | VERS.(04A1)COOL ONLY+ATS HDCV4500L | Ea |  | 1 Year | 7695 | 4.5% | 7348.725
3086 | APC | 0M-817687 | VERS.(04A1)COOL ONLY+ATS HDCV5000D | Ea |  | 1 Year | 5300 | 4.5% | 5061.5
3087 | APC | 0M-817688 | VERS.(04A1)COOL ONLY+ATS HDCV5000G | Ea |  | 1 Year | 4945 | 4.5% | 4722.475
3088 | APC | 0M-817689 | VERS.(04A1)COOL ONLY+ATS HDCV5000L | Ea |  | 1 Year | 10825 | 4.5% | 10337.875
3089 | APC | 0M-817690 | VERS.(04A2)COOL&HUM+ATS HDCV4500D | Ea |  | 1 Year | 8095 | 4.5% | 7730.725
3090 | APC | 0M-817691 | VERS.(04A2)COOL&HUM+ATS HDCV4500G | Ea |  | 1 Year | 7685 | 4.5% | 7339.175
3091 | APC | 0M-817692 | VERS.(04A2)COOL&HUM+ATS HDCV4500L | Ea |  | 1 Year | 11280 | 4.5% | 10772.4
3092 | APC | 0M-817693 | VERS.(04A2)COOL&HUM+ATS HDCV5000D | Ea |  | 1 Year | 8580 | 4.5% | 8193.9
3093 | APC | 0M-817694 | VERS.(04A2)COOL&HUM+ATS HDCV5000G | Ea |  | 1 Year | 8180 | 4.5% | 7811.9
3094 | APC | 0M-817695 | VERS.(04A2)COOL&HUM+ATS HDCV5000L | Ea |  | 1 Year | 7915 | 4.5% | 7558.825
3095 | APC | 0M-817696 | VERS.(04A3)COOL&DEHUM+CCL+ATS HDCV4500D | Ea |  | 1 Year | 6310 | 4.5% | 6026.05
3096 | APC | 0M-817697 | VERS.(04A3)COOL&DEHUM+CCL+ATS HDCV4500G | Ea |  | 1 Year | 5950 | 4.5% | 5682.25
3097 | APC | 0M-817698 | VERS.(04A3)COOL&DEHUM+CCL+ATS HDCV4500L | Ea |  | 1 Year | 8620 | 4.5% | 8232.1
3098 | APC | 0M-817699 | VERS.(04A3)COOL&DEHUM+CCL+ATS HDCV5000D | Ea |  | 1 Year | 6225 | 4.5% | 5944.875
3099 | APC | 0M-817700 | VERS.(04A3)COOL&DEHUM+CCL+ATS HDCV5000G | Ea |  | 1 Year | 5865 | 4.5% | 5601.075
3100 | APC | 0M-817701 | VERS.(04A3)COOL&DEHUM+CCL+ATS HDCV5000L | Ea |  | 1 Year | 7835 | 4.5% | 7482.425
3101 | APC | 0M-817702 | VERS.(04A4)COOL&DEHUM+ATS HDCV4500D | Ea |  | 1 Year | 5400 | 4.5% | 5157
3102 | APC | 0M-817703 | VERS.(04A4)COOL&DEHUM+ATS HDCV4500G | Ea |  | 1 Year | 5040 | 4.5% | 4813.2
3103 | APC | 0M-817704 | VERS.(04A4)COOL&DEHUM+ATS HDCV4500L | Ea |  | 1 Year | 7720 | 4.5% | 7372.6
3104 | APC | 0M-817705 | VERS.(04A4)COOL&DEHUM+ATS HDCV5000D | Ea |  | 1 Year | 5320 | 4.5% | 5080.6
3105 | APC | 0M-817706 | VERS.(04A4)COOL&DEHUM+ATS HDCV5000G | Ea |  | 1 Year | 4965 | 4.5% | 4741.575
3106 | APC | 0M-817707 | VERS.(04A4)COOL&DEHUM+ATS HDCV5000L | Ea |  | 1 Year | 1570 | 4.5% | 1499.35
3107 | APC | 0M-817710 | ACC(05A1)HUM.+STD.CIL.HDCV4500D | Ea |  | 1 Year | 1370 | 4.5% | 1308.35
3108 | APC | 0M-817711 | ACC(05A1)HUM.+STD.CIL.HDCV5000D | Ea |  | 1 Year | 1535 | 4.5% | 1465.925
3109 | APC | 0M-817712 | ACC(05A1)HUM.+STD.CIL.HDCV4500G-L | Ea |  | 1 Year | 1340 | 4.5% | 1279.7
3110 | APC | 0M-817713 | ACC(05A1)HUM.+STD.CIL.HDCV5000G-L | Ea |  | 1 Year | 1620 | 4.5% | 1547.1
3111 | APC | 0M-817714 | ACC(05A3)LOW CO.HUM+STD.CIL.HDCV4500D | Ea |  | 1 Year | 1420 | 4.5% | 1356.1
3112 | APC | 0M-817715 | ACC(05A3)LOW CO.HUM+STD.CIL.HDCV5000D | Ea |  | 1 Year | 1545 | 4.5% | 1475.475
3113 | APC | 0M-817716 | ACC(05A3)LOW CO.HUM+STD.CIL.HDCV4500G-L | Ea |  | 1 Year | 1345 | 4.5% | 1284.475
3114 | APC | 0M-817717 | ACC(05A3)LOW CO.HUM+STD.CIL.HDCV5000G-L | Ea |  | 1 Year | 1765 | 4.5% | 1685.575
3115 | APC | 0M-817718 | ACC(05A5)C.PUMP HDCV4500D | Ea |  | 1 Year | 1750 | 4.5% | 1671.25
3116 | APC | 0M-817719 | ACC(05A5)C.PUMP HDCV5000D | Ea |  | 1 Year | 1810 | 4.5% | 1728.55
3117 | APC | 0M-817720 | ACC(05A5)C.PUMP HDCV4500G-L | Ea |  | 1 Year | 1795 | 4.5% | 1714.225
3118 | APC | 0M-817721 | ACC(05A5)C.PUMP HDCV5000G-L | Ea |  | 1 Year | 2905 | 4.5% | 2774.275
3119 | APC | 0M-817722 | ACC(05A6)C.PUMP+HUM.+STD.CIL. HDCV4500D | Ea |  | 1 Year | 2695 | 4.5% | 2573.725
3120 | APC | 0M-817723 | ACC(05A6)C.PUMP+HUM.+STD.CIL. HDCV5000D | Ea |  | 1 Year | 2915 | 4.5% | 2783.825
3121 | APC | 0M-817724 | ACC(05A6)C.PUMP+HUM+STD.CIL.HDCV4500G-L | Ea |  | 1 Year | 2710 | 4.5% | 2588.05
3122 | APC | 0M-817725 | ACC(05A6)C.PUMP+HUM+STD.CIL.HDCV5000G-L | Ea |  | 1 Year | 2955 | 4.5% | 2822.025
3123 | APC | 0M-817726 | ACC(05A8)C.PUMP+LC HUM+STD.CIL.HDCV4500D | Ea |  | 1 Year | 2745 | 4.5% | 2621.475
3124 | APC | 0M-817727 | ACC(05A8)C.PUMP+LC HUM+STD.CIL.HDCV5000D | Ea |  | 1 Year | 2920 | 4.5% | 2788.6
3125 | APC | 0M-817728 | ACC(05A8)C.PU+LC HUM+STD.CIL.HDCV4500G-L | Ea |  | 1 Year | 2715 | 4.5% | 2592.825
3126 | APC | 0M-817729 | ACC(05A8)C.PU+LC HUM+STD.CIL.HDCV5000G-L | Ea |  | 1 Year | 4030 | 4.5% | 3848.65
3127 | APC | 0M-817730 | STD.EL.HEATERS(06AB)HDCV4500-5000D | Ea |  | 1 Year | 4430 | 4.5% | 4230.65
3128 | APC | 0M-817731 | STD.EL.HEATERS(06AB)HDCV4500-5000G | Ea |  | 1 Year | 4545 | 4.5% | 4340.475
3129 | APC | 0M-817732 | STD.EL.HEATERS(06AB)HDCV4500-5000L | Ea |  | 1 Year | 312 | 4.5% | 297.96
3130 | APC | 0M-817735 | ACC(07A2)MERV13 FIL.HDCV4500 | Ea |  | 1 Year | 482 | 4.5% | 460.31
3131 | APC | 0M-817736 | ACC(07A2)MERV13 FIL.HDCV5000 | Ea |  | 1 Year | 1490 | 4.5% | 1422.95
3132 | APC | 0M-817737 | ACC(07A3)MERV8 FIL.+MOT.DAMP.HDCV4500 | Ea |  | 1 Year | 1675 | 4.5% | 1599.625
3133 | APC | 0M-817738 | ACC(07A3)MERV8 FIL.+MOT.DAMP.HDCV5000 | Ea |  | 1 Year | 1805 | 4.5% | 1723.775
3134 | APC | 0M-817739 | ACC(07A4)MERV13 FIL.+MOT.DAMP.HDCV4500 | Ea |  | 1 Year | 2155 | 4.5% | 2058.025
3135 | APC | 0M-817740 | ACC(07A4)MERV13 FIL.+MOT.DAMP.HDCV5000 | Ea |  | 1 Year | 1420 | 4.5% | 1356.1
3136 | APC | 0M-817741 | ACC(07A6)HIGH EF.FIL.PRED+DAMP.HDCV4500 | Ea |  | 1 Year | 1550 | 4.5% | 1480.25
3137 | APC | 0M-817742 | ACC(07A6)HIGH EF.FIL.PRED+DAMP.HDCV5000 | Ea |  | 1 Year | 342 | 4.5% | 326.61
3138 | APC | 0M-817743 | ACC(08AB)ULTRA CAPACITOR HDCV4500-5000 | Ea |  | 1 Year | 2930 | 4.5% | 2798.15
3139 | APC | 0M-817744 | ACC(09A1)AFPS KIT HDCV4500-5000 | Ea |  | 1 Year | 150 | 4.5% | 143.25
3140 | APC | 0M-817745 | ACC(10AB)OUT.WATER SENS.HDCV4500-5000 | Ea |  | 1 Year | 927 | 4.5% | 885.285
3141 | APC | 0M-817748 | ACC(11A3)SMOKE/FIRE SE. UNIFLAIR LE | Ea |  | 1 Year | 112 | 4.5% | 106.96
3142 | APC | 0M-817751 | ACC(11A6)SMOKE/FIRE RELAY HDCV4500-5000 | Ea |  | 1 Year | 180 | 4.5% | 171.9
3143 | APC | 0M-817764 | CARP.TOP SUCTION GREY HDCV4500 GR1 | Ea |  | 1 Year | 180 | 4.5% | 171.9
3144 | APC | 0M-817769 | CARP.TOP SUCTION GREY HDCV5000 GR1 | Ea |  | 1 Year | 180 | 4.5% | 171.9
3145 | APC | 0M-817774 | CARP.TOP SUCTION BLACK HDCV4500 GR1 | Ea |  | 1 Year | 180 | 4.5% | 171.9
3146 | APC | 0M-817779 | CARP.TOP SUCTION BLACK HDCV5000 GR1 | Ea |  | 1 Year | 180 | 4.5% | 171.9
3147 | APC | 0M-817784 | CARP.TOP SUCTION BLUE HDCV4500 GR1 | Ea |  | 1 Year | 180 | 4.5% | 171.9
3148 | APC | 0M-817789 | CARP.TOP SUCTION BLUE HDCV5000 GR1 | Ea |  | 1 Year | 1300 | 4.5% | 1241.5
3149 | APC | 0M-817810 | CARP(13AB)BOT.DISCH.M.WHITE HDCV4500D | Ea |  | 1 Year | 1300 | 4.5% | 1241.5
3150 | APC | 0M-817811 | CARP(13AB)BOT.DISCH.M.WHITE HDCV4500G-L | Ea |  | 1 Year | 1300 | 4.5% | 1241.5
3151 | APC | 0M-817812 | CARP(13AG)BOT.DISCH.M.GREY HDCV4500D | Ea |  | 1 Year | 1300 | 4.5% | 1241.5
3152 | APC | 0M-817813 | CARP(13AG)BOT.DISCH.M.GREY HDCV4500G-L | Ea |  | 1 Year | 1300 | 4.5% | 1241.5
3153 | APC | 0M-817814 | CARP(13AM)BOT.DISCH.M.BLACK HDCV4500D | Ea |  | 1 Year | 1300 | 4.5% | 1241.5
3154 | APC | 0M-817815 | CARP(13AM)BOT.DISCH.M.BLACK HDCV4500G-L | Ea |  | 1 Year | 1300 | 4.5% | 1241.5
3155 | APC | 0M-817816 | CARP(13AR)BOT.DISCH.M.BLUE HDCV4500D | Ea |  | 1 Year | 1300 | 4.5% | 1241.5
3156 | APC | 0M-817817 | CARP(13AR)BOT.DISCH.M.BLUE HDCV4500G-L | Ea |  | 1 Year | 953 | 4.5% | 910.115
3157 | APC | 0M-817818 | CARP(13AB)BOT.DISCH.M.WHITE HDCV5000D | Ea |  | 1 Year | 953 | 4.5% | 910.115
3158 | APC | 0M-817819 | CARP(13AB)BOT.DISCH.M.WHITE HDCV5000G-L | Ea |  | 1 Year | 953 | 4.5% | 910.115
3159 | APC | 0M-817820 | CARP(13AG)BOT.DISCH.M.GREY HDCV5000D | Ea |  | 1 Year | 953 | 4.5% | 910.115
3160 | APC | 0M-817821 | CARP(13AG)BOT.DISCH.M.GREY HDCV5000G-L | Ea |  | 1 Year | 953 | 4.5% | 910.115
3161 | APC | 0M-817822 | CARP(13AM)BOT.DISCH.M.BLACK HDCV5000D | Ea |  | 1 Year | 953 | 4.5% | 910.115
3162 | APC | 0M-817823 | CARP(13AM)BOT.DISCH.M.BLACK HDCV5000G-L | Ea |  | 1 Year | 953 | 4.5% | 910.115
3163 | APC | 0M-817824 | CARP(13AR)BOT.DISCH.M.BLUE HDCV5000D | Ea |  | 1 Year | 953 | 4.5% | 910.115
3164 | APC | 0M-817825 | CARP(13AR)BOT.DISCH.M.BLUE HDCV5000G-L | Ea |  | 1 Year | 1345 | 4.5% | 1284.475
3165 | APC | 0M-817826 | CARP(13AC)FR DISCH.M.WHITE HDCV4500D | Ea |  | 1 Year | 1345 | 4.5% | 1284.475
3166 | APC | 0M-817827 | CARP(13AC)FR DISCH.M.WHITE HDCV4500G-L | Ea |  | 1 Year | 1345 | 4.5% | 1284.475
3167 | APC | 0M-817828 | CARP(13AH)FR DISCH.M.GREY HDCV4500D | Ea |  | 1 Year | 1345 | 4.5% | 1284.475
3168 | APC | 0M-817829 | CARP(13AH)FR DISCH.M.GREY HDCV4500G-L | Ea |  | 1 Year | 1345 | 4.5% | 1284.475
3169 | APC | 0M-817830 | CARP(13AN)FR DISCH.M.BLACK HDCV4500D | Ea |  | 1 Year | 1345 | 4.5% | 1284.475
3170 | APC | 0M-817831 | CARP(13AN)FR DISCH.M.BLACK HDCV4500G-L | Ea |  | 1 Year | 1345 | 4.5% | 1284.475
3171 | APC | 0M-817832 | CARP(13AT)FR DISCH.M.BLUE HDCV4500D | Ea |  | 1 Year | 1345 | 4.5% | 1284.475
3172 | APC | 0M-817833 | CARP(13AT)FR DISCH.M.BLUE HDCV4500G-L | Ea |  | 1 Year | 1260 | 4.5% | 1203.3
3173 | APC | 0M-817834 | CARP(13AC)FR DISCH.M.WHITE HDCV5000D | Ea |  | 1 Year | 1260 | 4.5% | 1203.3
3174 | APC | 0M-817835 | CARP(13AC)FR DISCH.M.WHITE HDCV5000G-L | Ea |  | 1 Year | 1260 | 4.5% | 1203.3
3175 | APC | 0M-817836 | CARP(13AH)FR DISCH.M.GREY HDCV5000D | Ea |  | 1 Year | 1260 | 4.5% | 1203.3
3176 | APC | 0M-817837 | CARP(13AH)FR DISCH.M.GREY HDCV5000G-L | Ea |  | 1 Year | 1260 | 4.5% | 1203.3
3177 | APC | 0M-817838 | CARP(13AN)FR DISCH.M.BLACK HDCV5000D | Ea |  | 1 Year | 1260 | 4.5% | 1203.3
3178 | APC | 0M-817839 | CARP(13AN)FR DISCH.M.BLACK HDCV5000G-L | Ea |  | 1 Year | 1260 | 4.5% | 1203.3
3179 | APC | 0M-817840 | CARP(13AT)FR DISCH.M.BLUE HDCV5000D | Ea |  | 1 Year | 1260 | 4.5% | 1203.3
3180 | APC | 0M-817841 | CARP(13AT)FR DISCH.M.BLUE HDCV5000G-L | Ea |  | 1 Year | 1030 | 4.5% | 983.65
3181 | APC | 0M-817842 | CARP(13AD)FR+SIDE DISC.WHITE HDCV4500D | Ea |  | 1 Year | 1030 | 4.5% | 983.65
3182 | APC | 0M-817843 | CARP(13AD)FR+SIDE DISC.WHITE HDCV4500G-L | Ea |  | 1 Year | 1030 | 4.5% | 983.65
3183 | APC | 0M-817844 | CARP(13AJ)FR+SIDE DISC.GREY HDCV4500D | Ea |  | 1 Year | 1030 | 4.5% | 983.65
3184 | APC | 0M-817845 | CARP(13AJ)FR+SIDE DISC.GREY HDCV4500G-L | Ea |  | 1 Year | 1030 | 4.5% | 983.65
3185 | APC | 0M-817846 | CARP(13AO)FR+SIDE DISC.BLACK HDCV4500D | Ea |  | 1 Year | 1030 | 4.5% | 983.65
3186 | APC | 0M-817847 | CARP(13AO)FR+SIDE DISC.BLACK HDCV4500G-L | Ea |  | 1 Year | 1030 | 4.5% | 983.65
3187 | APC | 0M-817848 | CARP(13AU)FR+SIDE DISC.BLUE HDCV4500D | Ea |  | 1 Year | 1030 | 4.5% | 983.65
3188 | APC | 0M-817849 | CARP(13AU)FR+SIDE DISC.BLUE HDCV4500G-L | Ea |  | 1 Year | 948 | 4.5% | 905.34
3189 | APC | 0M-817850 | CARP(13AD)FR+SIDE DISC.WHITE HDCV5000D | Ea |  | 1 Year | 948 | 4.5% | 905.34
3190 | APC | 0M-817851 | CARP(13AD)FR+SIDE DISC.WHITE HDCV5000G-L | Ea |  | 1 Year | 948 | 4.5% | 905.34
3191 | APC | 0M-817852 | CARP(13AJ)FR+SIDE DISC.GREY HDCV5000D | Ea |  | 1 Year | 948 | 4.5% | 905.34
3192 | APC | 0M-817853 | CARP(13AJ)FR+SIDE DISC.GREY HDCV5000G-L | Ea |  | 1 Year | 948 | 4.5% | 905.34
3193 | APC | 0M-817854 | CARP(13AO)FR+SIDE DISC.BLACK HDCV5000D | Ea |  | 1 Year | 948 | 4.5% | 905.34
3194 | APC | 0M-817855 | CARP(13AO)FR+SIDE DISC.BLACK HDCV5000G-L | Ea |  | 1 Year | 948 | 4.5% | 905.34
3195 | APC | 0M-817856 | CARP(13AU)FR+SIDE DISC.BLUE HDCV5000D | Ea |  | 1 Year | 948 | 4.5% | 905.34
3196 | APC | 0M-817857 | CARP(13AU)FR+SIDE DISC.BLUE HDCV5000G-L | Ea |  | 1 Year | 1490 | 4.5% | 1422.95
3197 | APC | 0M-817858 | CARP(13AE)BACK DISCH.M.WHITE HDCV4500D | Ea |  | 1 Year | 1490 | 4.5% | 1422.95
3198 | APC | 0M-817859 | CARP(13AE)BACK DISCH.M.WHITE HDCV4500G-L | Ea |  | 1 Year | 1490 | 4.5% | 1422.95
3199 | APC | 0M-817860 | CARP(13AK)BACK DISCH.M.GREY HDCV4500D | Ea |  | 1 Year | 1490 | 4.5% | 1422.95
3200 | APC | 0M-817861 | CARP(13AK)BACK DISCH.M.GREY HDCV4500G-L | Ea |  | 1 Year | 1490 | 4.5% | 1422.95
3201 | APC | 0M-817862 | CARP(13AP)BACK DISCH.M.BLACK HDCV4500D | Ea |  | 1 Year | 1490 | 4.5% | 1422.95
3202 | APC | 0M-817863 | CARP(13AP)BACK DISCH.M.BLACK HDCV4500G-L | Ea |  | 1 Year | 1490 | 4.5% | 1422.95
3203 | APC | 0M-817864 | CARP(13AV)BACK DISCH.M.BLUE HDCV4500D | Ea |  | 1 Year | 1490 | 4.5% | 1422.95
3204 | APC | 0M-817865 | CARP(13AV)BACK DISCH.M.BLUE HDCV4500G-L | Ea |  | 1 Year | 1350 | 4.5% | 1289.25
3205 | APC | 0M-817866 | CARP(13AE)BACK DISCH.M.WHITE HDCV5000D | Ea |  | 1 Year | 1350 | 4.5% | 1289.25
3206 | APC | 0M-817867 | CARP(13AE)BACK DISCH.M.WHITE HDCV5000G-L | Ea |  | 1 Year | 1350 | 4.5% | 1289.25
3207 | APC | 0M-817868 | CARP(13AK)BACK DISCH.M.GREY HDCV5000D | Ea |  | 1 Year | 1350 | 4.5% | 1289.25
3208 | APC | 0M-817869 | CARP(13AK)BACK DISCH.M.GREY HDCV5000G-L | Ea |  | 1 Year | 1350 | 4.5% | 1289.25
3209 | APC | 0M-817870 | CARP(13AP)BACK DISCH.M.BLACK HDCV5000D | Ea |  | 1 Year | 1350 | 4.5% | 1289.25
3210 | APC | 0M-817871 | CARP(13AP)BACK DISCH.M.BLACK HDCV5000G-L | Ea |  | 1 Year | 1350 | 4.5% | 1289.25
3211 | APC | 0M-817872 | CARP(13AV)BACK DISCH.M.BLUE HDCV5000D | Ea |  | 1 Year | 1350 | 4.5% | 1289.25
3212 | APC | 0M-817873 | CARP(13AV)BACK DISCH.M.BLUE HDCV5000G-L | Ea |  | 1 Year | 98 | 4.5% | 93.59
3213 | APC | 0M-817876 | PACK(14A2)STANDARD FOR DAMP.HDCV4500 | Ea |  | 1 Year | 96 | 4.5% | 91.68
3214 | APC | 0M-817877 | PACK(14A2)STANDARD FOR DAMP.HDCV5000 | Ea |  | 1 Year | 347 | 4.5% | 331.385
3215 | APC | 0M-817878 | PACK(14A3)STD+STACK.FAN MOD.HDCV4500 | Ea |  | 1 Year | 1030 | 4.5% | 983.65
3216 | APC | 0M-817879 | PACK(14A3)STD+STACK.FAN MOD.HDCV5000 | Ea |  | 1 Year | 475 | 4.5% | 453.625
3217 | APC | 0M-817880 | PACK(14A4)STD+STACK.FAN M.DAMP.HDCV4500 | Ea |  | 1 Year | 1155 | 4.5% | 1103.025
3218 | APC | 0M-817881 | PACK(14A4)STD+STACK.FAN M.DAMP.HDCV5000 | Ea |  | 1 Year | 1450 | 4.5% | 1384.75
3219 | APC | 0M-817886 | PACK(14A7)WOODEN CASE ISPM15 HDCV4500 | Ea |  | 1 Year | 2170 | 4.5% | 2072.35
3220 | APC | 0M-817887 | PACK(14A7)WOODEN CASE ISPM15 HDCV5000 | Ea |  | 1 Year | 2190 | 4.5% | 2091.45
3221 | APC | 0M-817888 | PACK(14A8)WOOD.CASE ISPM15 DAMP.HDCV4500 | Ea |  | 1 Year | 2220 | 4.5% | 2120.1
3222 | APC | 0M-817889 | PACK(14A8)WOOD.CASE ISPM15 DAMP.HDCV5000 | Ea |  | 1 Year | 53185 | 4.5% | 50791.675
3223 | APC | 0M-817890 | HDCV4500D 230V/60HZ ETL COMMON ASSY | Ea |  | 1 Year | 47520 | 4.5% | 45381.6
3224 | APC | 0M-817891 | HDCV4500G 460V/60HZ ETL COMMON ASSY | Ea |  | 1 Year | 51350 | 4.5% | 49039.25
3225 | APC | 0M-817892 | HDCV4500L 575V/60HZ ETL COMMON ASSY | Ea |  | 1 Year | 57120 | 4.5% | 54549.6
3226 | APC | 0M-817893 | HDCV5000D 230V/60HZ ETL COMMON ASSY | Ea |  | 1 Year | 51260 | 4.5% | 48953.3
3227 | APC | 0M-817894 | HDCV5000G 460V/60HZ ETL COMMON ASSY | Ea |  | 1 Year | 56055 | 4.5% | 53532.525
3228 | APC | 0M-817895 | HDCV5000L 575V/60HZ ETL COMMON ASSY | Ea |  | 1 Year | 698 | 4.5% | 666.59
3229 | APC | 0M-817916 | VALVE 2WAY+STD.COIL HDCV4500 GR1 | Ea |  | 1 Year | 1640 | 4.5% | 1566.2
3230 | APC | 0M-818017 | 0M-ALGF0699A1P L GROUP1 (03 AH) | Ea |  | 1 Year | 324 | 4.5% | 309.42
3231 | APC | 0M-818018 | 0M-ALGF0739A1P L GROUP1 (03 AI) | Ea |  | 1 Year | 1640 | 4.5% | 1566.2
3232 | APC | 0M-818019 | 0M-ALGF0819A1P L GROUP1 (03 AJ) | Ea |  | 1 Year | 1640 | 4.5% | 1566.2
3233 | APC | 0M-818021 | 0M-ALGF0700A1P L GROUP1 (03 AH) | Ea |  | 1 Year | 324 | 4.5% | 309.42
3234 | APC | 0M-818022 | 0M-ALGF0740A1P L GROUP1 (03 AI) | Ea |  | 1 Year | 1640 | 4.5% | 1566.2
3235 | APC | 0M-818023 | 0M-ALGF0820A1P L GROUP1 (03 AJ) | Ea |  | 1 Year | 801 | 4.5% | 764.955
3236 | APC | 0M-818039 | 0M-ALGF0534A1P L GROUP1 (03 AH) | Ea |  | 1 Year | 180 | 4.5% | 171.9
3237 | APC | 0M-818040 | 0M-ALGF0574A1P L GROUP1 (03 AI) | Ea |  | 1 Year | 801 | 4.5% | 764.955
3238 | APC | 0M-818041 | 0M-ALGF0774A1P L GROUP1 (03 AJ) | Ea |  | 1 Year | 801 | 4.5% | 764.955
3239 | APC | 0M-818043 | 0M-ALGF0535A1P L GROUP1 (03 AH) | Ea |  | 1 Year | 180 | 4.5% | 171.9
3240 | APC | 0M-818044 | 0M-ALGF0575A1P L GROUP1 (03 AI) | Ea |  | 1 Year | 801 | 4.5% | 764.955
3241 | APC | 0M-818045 | 0M-ALGF0775A1P L GROUP1 (03 AJ) | Ea |  | 1 Year | 1470 | 4.5% | 1403.85
3242 | APC | 0M-818047 | 0M-ALGF0536A1P L GROUP1 (03 AH) | Ea |  | 1 Year | 180 | 4.5% | 171.9
3243 | APC | 0M-818048 | 0M-ALGF0576A1P L GROUP1 (03 AI) | Ea |  | 1 Year | 1470 | 4.5% | 1403.85
3244 | APC | 0M-818049 | 0M-ALGF0776A1P L GROUP1 (03 AJ) | Ea |  | 1 Year | 1640 | 4.5% | 1566.2
3245 | APC | 0M-818051 | 0M-ALGF0537A1P L GROUP1 (03 AH) | Ea |  | 1 Year | 243 | 4.5% | 232.065
3246 | APC | 0M-818052 | 0M-ALGF0577A1P L GROUP1 (03 AI) | Ea |  | 1 Year | 1640 | 4.5% | 1566.2
3247 | APC | 0M-818053 | 0M-ALGF0777A1P L GROUP1 (03 AJ) | Ea |  | 1 Year | 1640 | 4.5% | 1566.2
3248 | APC | 0M-818055 | 0M-ALGF0538A1P L GROUP1 (03 AH) | Ea |  | 1 Year | 324 | 4.5% | 309.42
3249 | APC | 0M-818056 | 0M-ALGF0578A1P L GROUP1 (03 AI) | Ea |  | 1 Year | 1640 | 4.5% | 1566.2
3250 | APC | 0M-818057 | 0M-ALGF0778A1P L GROUP1 (03 AJ) | Ea |  | 1 Year | 1640 | 4.5% | 1566.2
3251 | APC | 0M-818059 | 0M-ALGF0539A1P L GROUP1 (03 AH) | Ea |  | 1 Year | 324 | 4.5% | 309.42
3252 | APC | 0M-818060 | 0M-ALGF0579A1P L GROUP1 (03 AI) | Ea |  | 1 Year | 1640 | 4.5% | 1566.2
3253 | APC | 0M-818061 | 0M-ALGF0779A1P L GROUP1 (03 AJ) | Ea |  | 1 Year | 1640 | 4.5% | 1566.2
3254 | APC | 0M-818063 | 0M-ALGF0540A1P L GROUP1 (03 AH) | Ea |  | 1 Year | 324 | 4.5% | 309.42
3255 | APC | 0M-818064 | 0M-ALGF0580A1P L GROUP1 (03 AI) | Ea |  | 1 Year | 1640 | 4.5% | 1566.2
3256 | APC | 0M-818065 | 0M-ALGF0780A1P L GROUP1 (03 AJ) | Ea |  | 1 Year | 801 | 4.5% | 764.955
3257 | APC | 0M-818074 | 0M-ALGF0714A1P L GROUP1 (03 AH) | Ea |  | 1 Year | 180 | 4.5% | 171.9
3258 | APC | 0M-818075 | 0M-ALGF0754A1P L GROUP1 (03 AI) | Ea |  | 1 Year | 801 | 4.5% | 764.955
3259 | APC | 0M-818076 | 0M-ALGF0834A1P L GROUP1 (03 AJ) | Ea |  | 1 Year | 801 | 4.5% | 764.955
3260 | APC | 0M-818078 | 0M-ALGF0715A1P L GROUP1 (03 AH) | Ea |  | 1 Year | 180 | 4.5% | 171.9
3261 | APC | 0M-818079 | 0M-ALGF0755A1P GROUP1 (03 AI) | Ea |  | 1 Year | 801 | 4.5% | 764.955
3262 | APC | 0M-818080 | 0M-ALGF0835A1P GROUP1 (03 AJ) | Ea |  | 1 Year | 1470 | 4.5% | 1403.85
3263 | APC | 0M-818082 | 0M-ALGF0716A1P L GROUP1 (03 AH) | Ea |  | 1 Year | 180 | 4.5% | 171.9
3264 | APC | 0M-818083 | 0M-ALGF0756A1P L GROUP1 (03 AI) | Ea |  | 1 Year | 1470 | 4.5% | 1403.85
3265 | APC | 0M-818084 | 0M-ALGF0836A1P L GROUP1 (03 AJ) | Ea |  | 1 Year | 1640 | 4.5% | 1566.2
3266 | APC | 0M-818086 | 0M-ALGF0717A1P L GROUP1 (03 AH) | Ea |  | 1 Year | 324 | 4.5% | 309.42
3267 | APC | 0M-818087 | 0M-ALGF0757A1P L GROUP1 (03 AI) | Ea |  | 1 Year | 1640 | 4.5% | 1566.2
3268 | APC | 0M-818088 | 0M-ALGF0837A1P L GROUP1 (03 AJ) | Ea |  | 1 Year | 1640 | 4.5% | 1566.2
3269 | APC | 0M-818090 | 0M-ALGF0718A1P L GROUP1 (03 AH) | Ea |  | 1 Year | 324 | 4.5% | 309.42
3270 | APC | 0M-818091 | 0M-ALGF0758A1P L GROUP1 (03 AI) | Ea |  | 1 Year | 1640 | 4.5% | 1566.2
3271 | APC | 0M-818092 | 0M-ALGF0838A1P L GROUP1 (03 AJ) | Ea |  | 1 Year | 1640 | 4.5% | 1566.2
3272 | APC | 0M-818094 | 0M-ALGF0719A1P L GROUP1 (03 AH) | Ea |  | 1 Year | 324 | 4.5% | 309.42
3273 | APC | 0M-818095 | 0M-ALGF0759A1P L GROUP1 (03 AI) | Ea |  | 1 Year | 1640 | 4.5% | 1566.2
3274 | APC | 0M-818096 | 0M-ALGF0839A1P L GROUP1 (03 AJ) | Ea |  | 1 Year | 1640 | 4.5% | 1566.2
3275 | APC | 0M-818098 | 0M-ALGF0720A1P L GROUP1 (03 AH) | Ea |  | 1 Year | 324 | 4.5% | 309.42
3276 | APC | 0M-818099 | 0M-ALGF0760A1P L GROUP1 (03 AI) | Ea |  | 1 Year | 1640 | 4.5% | 1566.2
3277 | APC | 0M-818100 | 0M-ALGF0840A1P L GROUP1 (03 AJ) | Ea |  | 1 Year | 801 | 4.5% | 764.955
3278 | APC | 0M-818116 | 0M-ALGF0554A1P L GROUP1 (03 AH) | Ea |  | 1 Year | 180 | 4.5% | 171.9
3279 | APC | 0M-818117 | 0M-ALGF0594A1P L GROUP1 (03 AI) | Ea |  | 1 Year | 801 | 4.5% | 764.955
3280 | APC | 0M-818118 | 0M-ALGF0794A1P L GROUP1 (03 AJ) | Ea |  | 1 Year | 801 | 4.5% | 764.955
3281 | APC | 0M-818120 | 0M-ALGF0555A1P L GROUP1 (03 AH) | Ea |  | 1 Year | 180 | 4.5% | 171.9
3282 | APC | 0M-818121 | 0M-ALGF0595A1P L GROUP1 (03 AI) | Ea |  | 1 Year | 801 | 4.5% | 764.955
3283 | APC | 0M-818122 | 0M-ALGF0795A1P L GROUP1 (03 AJ) | Ea |  | 1 Year | 1470 | 4.5% | 1403.85
3284 | APC | 0M-818124 | 0M-ALGF0556A1P L GROUP1 (03 AH) | Ea |  | 1 Year | 180 | 4.5% | 171.9
3285 | APC | 0M-818125 | 0M-ALGF0596A1P L GROUP1 (03 AI) | Ea |  | 1 Year | 1470 | 4.5% | 1403.85
3286 | APC | 0M-818126 | 0M-ALGF0796A1P L GROUP1 (03 AJ) | Ea |  | 1 Year | 1640 | 4.5% | 1566.2
3287 | APC | 0M-818128 | 0M-ALGF0557A1P L GROUP1 (03 AH) | Ea |  | 1 Year | 324 | 4.5% | 309.42
3288 | APC | 0M-818129 | 0M-ALGF0597A1P L GROUP1 (03 AI) | Ea |  | 1 Year | 1640 | 4.5% | 1566.2
3289 | APC | 0M-818130 | 0M-ALGF0797A1P L GROUP1 (03 AJ) | Ea |  | 1 Year | 1640 | 4.5% | 1566.2
3290 | APC | 0M-818132 | 0M-ALGF0558A1P L GROUP1 (03 AH) | Ea |  | 1 Year | 324 | 4.5% | 309.42
3291 | APC | 0M-818133 | 0M-ALGF0598A1P L GROUP1 (03 AI) | Ea |  | 1 Year | 1640 | 4.5% | 1566.2
3292 | APC | 0M-818134 | 0M-ALGF0798A1P L GROUP1 (03 AJ) | Ea |  | 1 Year | 1640 | 4.5% | 1566.2
3293 | APC | 0M-818136 | 0M-ALGF0559A1P L GROUP1 (03 AH) | Ea |  | 1 Year | 324 | 4.5% | 309.42
3294 | APC | 0M-818137 | 0M-ALGF0599A1P L GROUP1 (03 AI) | Ea |  | 1 Year | 1640 | 4.5% | 1566.2
3295 | APC | 0M-818138 | 0M-ALGF0799A1P L GROUP1 (03 AJ) | Ea |  | 1 Year | 1640 | 4.5% | 1566.2
3296 | APC | 0M-818140 | 0M-ALGF0560A1P L GROUP1 (03 AH) | Ea |  | 1 Year | 324 | 4.5% | 309.42
3297 | APC | 0M-818141 | 0M-ALGF0600A1P L GROUP1 (03 AI) | Ea |  | 1 Year | 1640 | 4.5% | 1566.2
3298 | APC | 0M-818142 | 0M-ALGF0800A1P L GROUP1 (03 AJ) | Ea |  | 1 Year | 2235 | 4.5% | 2134.425
3299 | APC | 0M-818185 | 0M-ALCA1202X1P L GROUP 1 (13 AG) | Ea |  | 1 Year | 186 | 4.5% | 177.63
3300 | APC | 0M-818186 | 0M-ALCA1240X1P L GROUP 1 (13 AI) | Ea |  | 1 Year | 837 | 4.5% | 799.335
3301 | APC | 0M-818546 | 0M-ALRD0621A1P L GROUP1 (09 AF) | Ea |  | 1 Year | 837 | 4.5% | 799.335
3302 | APC | 0M-818547 | 0M-ALRD0620A1P L GROUP1 (09 AE) | Ea |  | 1 Year | 852 | 4.5% | 813.66
3303 | APC | 0M-818756 | H. GAS REHT(E)TD.DW1121 L (U-D) R410A UL | Ea |  | 1 Year | 837 | 4.5% | 799.335
3304 | APC | 0M-818757 | H. GAS REHT(F)TD.DW1121 L (U-D+R) R410A | Ea |  | 1 Year | 270 | 4.5% | 257.85
3305 | APC | 0M-8234 | CM3-10KW 277/1/60 HUMID ONLY | Ea |  | 1 Year | 33 | 4.5% | 31.515
3306 | APC | 0M-8235 | CM3-5KW 230/1/60 HEAT AND HUMID | Ea |  | 1 Year | 45 | 4.5% | 42.975
3307 | APC | 0M-8236 | CM3-5KW 230/1/60 HEAT ONLY | Ea |  | 1 Year | 45 | 4.5% | 42.975
3308 | APC | 0M-8237 | CM3-5KW 230/1/60 HUMID ONLY | Ea |  | 1 Year | 45 | 4.5% | 42.975
3309 | APC | 0M-8238 | CM3-5KW 277/1/60 HEAT AND HUMID | Ea |  | 1 Year | 33 | 4.5% | 31.515
3310 | APC | 0M-8239 | CM3-5KW 277/1/60 HEAT ONLY | Ea |  | 1 Year | 33 | 4.5% | 31.515
3311 | APC | 0M-8243 | CM7-10KW 277/1/60 HEAT AND HUMID | Ea |  | 1 Year | 33 | 4.5% | 31.515
3312 | APC | 0M-8244 | CM7-10KW 277/1/60 HEAT ONLY | Ea |  | 1 Year | 33 | 4.5% | 31.515
3313 | APC | 0M-8257 | CM5KW COMMON REFRIDG | Ea |  | 1 Year | 151 | 4.5% | 144.205
3314 | APC | 0M-8258 | CM-DX EVAP SOLENOID | Ea |  | 1 Year | 85 | 4.5% | 81.175
3315 | APC | 0M-8259 | CM10KW COMMON REFRIDG | Ea |  | 1 Year | 151 | 4.5% | 144.205
3316 | APC | 0M-8260 | CM10KW EVAP COMMON REFRIDG | Ea |  | 1 Year | 105 | 4.5% | 100.275
3317 | APC | 0M-8261 | CM14-17KW EVAP COMMON REFRIDG | Ea |  | 1 Year | 105 | 4.5% | 100.275
3318 | APC | 0M-8262 | CM14-17KW HOT GAS BYPASS AIRCOOLED W/DG5.0 | Ea |  | 1 Year | 335 | 4.5% | 319.925
3319 | APC | 0M-8263 | CM3-5KW HOT GAS BYPASS AIRCOOLED W/DG5.0 | Ea |  | 1 Year | 258 | 4.5% | 246.39
3320 | APC | 0M-8264 | CM3KW COMMON REFRIDG | Ea |  | 1 Year | 151 | 4.5% | 144.205
3321 | APC | 0M-8265 | CM3KW EVAP COMMON REFRIDG | Ea |  | 1 Year | 105 | 4.5% | 100.275
3322 | APC | 0M-8266 | CM5KW EVAP COMMON REFRIDG | Ea |  | 1 Year | 105 | 4.5% | 100.275
3323 | APC | 0M-8267 | CM7-10KW HOT GAS BYPASS AIRCOOLED W/DG5.0 | Ea |  | 1 Year | 335 | 4.5% | 319.925
3324 | APC | 0M-8268 | CM7KW COMMON REFRIDG | Ea |  | 1 Year | 151 | 4.5% | 144.205
3325 | APC | 0M-8269 | CM7KW EVAP COMMON REFRIDG | Ea |  | 1 Year | 105 | 4.5% | 100.275
3326 | APC | 0M-8270 | COMMON ELECTRICAL FOR EVAP W/TSTAT | Ea |  | 1 Year | 139 | 4.5% | 132.745
3327 | APC | 0M-8271 | CM14-17KW COMMON REFRIDG | Ea |  | 1 Year | 151 | 4.5% | 144.205
3328 | APC | 0M-8301 | MAIN DISCONNECT 80AMP 230/3/60 | Ea |  | 1 Year | 279 | 4.5% | 266.445
3329 | APC | 0M-84759 | VALVE 2WAY+STD.COIL HDCV5200 | Ea |  | 1 Year | 2520 | 4.5% | 2406.6
3330 | APC | 0M-84760 | VALVE 3WAY+STD.COIL HDCV5200 | Ea |  | 1 Year | 351 | 4.5% | 335.205
3331 | APC | 0M-84761 | NO VALVE+STD.COIL HDCV5200 | Ea |  | 1 Year | 567 | 4.5% | 541.485
3332 | APC | 0M-8577 | ISX ACCESORY BOX LARGE | Ea |  | 1 Year | 18 | 4.5% | 17.19
3333 | APC | 0M-8578 | ISX ACCESORY BOX SMALL | Ea |  | 1 Year | 22795 | 4.5% | 21769.225
3334 | APC | 0M-91250 | AFX 1-1/2" Water Regulating Valve, 3-Way, 150 PSI | Ea |  | 1 Year | 517 | 4.5% | 493.735
3335 | APC | 0M-91251 | AFX Hot Gas Reheat, 70-98KW, Upflow | Ea |  | 1 Year | 1490 | 4.5% | 1422.95
3336 | APC | 0M-91252 | AFX Brazed Plate Heat Exchanger - WP5-120, Downflow | Ea |  | 1 Year | 3305 | 4.5% | 3156.275
3337 | APC | 0M-91253 | AFX Condensate Pump, 380V/460V/600V, Upflow | Ea |  | 1 Year | 1080 | 4.5% | 1031.4
3338 | APC | 0M-91260 | AFX FSC Common Parts - Hot Gas Bypass & High Head Pressure Remote Alarm, 90-98KW | Ea |  | 1 Year | 607 | 4.5% | 579.685
3339 | APC | 0M-91263 | AFX Condensate Pump, 575V, Upflow | Ea |  | 1 Year | 692 | 4.5% | 660.86
3340 | APC | 0M-91265 | AFX18 FSC COMMON PARTS HOT GAS BYPASS | Ea |  | 1 Year | 350 | 4.5% | 334.25
3341 | APC | 0M-91266 | AFX Hot Gas Reheat, 34-62KW, Downflow | Ea |  | 1 Year | 1255 | 4.5% | 1198.525
3342 | APC | 0M-91268 | AFX FSC Common Parts - Hot Gas Bypass & High Head Pressure Remote Alarm, 34-70KW | Ea |  | 1 Year | 521 | 4.5% | 497.555
3343 | APC | 0M-91274 | AFX Hot Gas Reheat, 20-27KW, Downflow | Ea |  | 1 Year | 1020 | 4.5% | 974.1
3344 | APC | 0M-91275 | AFX Hot Gas Reheat, 20-27KW, Upflow | Ea |  | 1 Year | 1020 | 4.5% | 974.1
3345 | APC | 0M-91278 | AFX Pulley and Belt Assembly, 1VP62 Belt B | Ea |  | 1 Year | 215 | 4.5% | 205.325
3346 | APC | 0M-91279 | AFX Hot Gas Reheat, 34-62KW, Upflow | Ea |  | 1 Year | 1255 | 4.5% | 1198.525
3347 | APC | 0M-91281 | AFX FSC Common Parts - Hot Gas Bypass & High Head Pressure Remote Alarm, 20-27KW | Ea |  | 1 Year | 479 | 4.5% | 457.445
3348 | APC | 0M-91282 | AFX65 CIRCUIT BREAKER DISCONNECT 100AMP | Ea |  | 1 Year | 778 | 4.5% | 742.99
3349 | APC | 0M-91283 | AFX Condensate Pump, 575V, Downflow | Ea |  | 1 Year | 692 | 4.5% | 660.86
3350 | APC | 0M-91286 | AFX Condensate Pump, 380V, Upflow | Ea |  | 1 Year | 1080 | 4.5% | 1031.4
3351 | APC | 0M-91287 | AFX18 CIRCUIT BREAKER DISCONNECT 30AMP | Ea |  | 1 Year | 603 | 4.5% | 575.865
3352 | APC | 0M-91288 | AFX65 FSC COMMON PARTS- HOT GAS BYPASS | Ea |  | 1 Year | 1635 | 4.5% | 1561.425
3353 | APC | 0M-91296 | AFX Condensate Pump, 460V, Upflow | Ea |  | 1 Year | 692 | 4.5% | 660.86
3354 | APC | 0M-91298 | AFX Condensate Pump, 380V, Downflow | Ea |  | 1 Year | 1080 | 4.5% | 1031.4
3355 | APC | 0M-91300 | AFX Flowswitch | Ea |  | 1 Year | 389 | 4.5% | 371.495
3356 | APC | 0M-91302 | AFX65 CIRCUIT BREAKER DISCONNECT 200AMP | Ea |  | 1 Year | 778 | 4.5% | 742.99
3357 | APC | 0M-91304 | AFX 1-1/2" Water Regulating Valve, 3-Way, 350 PSI | Ea |  | 1 Year | 8730 | 4.5% | 8337.15
3358 | APC | 0M-91306 | AFX 70 AMP Circuit Breaker, 70-98KW | Ea |  | 1 Year | 778 | 4.5% | 742.99
3359 | APC | 0M-91307 | AFX 1-1/2" Water Regulating Valve, 2-Way, 350 PSI | Ea |  | 1 Year | 627 | 4.5% | 598.785
3360 | APC | 0M-91308 | AFX Condensate Pump, 380V/460V/600V, Downflow | Ea |  | 1 Year | 1080 | 4.5% | 1031.4
3361 | APC | 0M-91309 | AFX Condensate Pump, 460V, Downflow | Ea |  | 1 Year | 692 | 4.5% | 660.86
3362 | APC | 0M-91326 | CW 20-27KW UPFLOW DISCHARGE DUCT FLANGE | Ea |  | 1 Year | 157 | 4.5% | 149.935
3363 | APC | 0M-91330 | CM CC Cond Coil/Motor, 3-5kW, 277/1/60 | Ea |  | 1 Year | 1525 | 4.5% | 1456.375
3364 | APC | 0M-91331 | CM CC Cond Coil/Motor, 7kW, 460/1/60 | Ea |  | 1 Year | 2060 | 4.5% | 1967.3
3365 | APC | 0M-91332 | CM CC Cond Coil/Motor, 10kW, 277/1/60 | Ea |  | 1 Year | 2190 | 4.5% | 2091.45
3366 | APC | 0M-91333 | CM CC Cond Coil/Motor, 7kW, 277/1/60 | Ea |  | 1 Year | 1975 | 4.5% | 1886.125
3367 | APC | 0M-91334 | CM CC Cond Coil/Motor, 10kW, 460/1/60 | Ea |  | 1 Year | 2050 | 4.5% | 1957.75
3368 | APC | 0M-91335 | CM CC Cond Coil/Motor, 10kW, 230/1/60 or 230/3/60 | Ea |  | 1 Year | 2135 | 4.5% | 2038.925
3369 | APC | 0M-91336 | CM CC Cond Coil/Motor, 7kW, 230/1/60 or 230/3/60 | Ea |  | 1 Year | 1805 | 4.5% | 1723.775
3370 | APC | 0M-91337 | CM CC Cond Coil/Motor, 3-5kW, 230/1/60 or 230/3/60 | Ea |  | 1 Year | 1240 | 4.5% | 1184.2
3371 | APC | 0M-91354 | CW HUMIDIFIER 5LB/HR 460V, 20-27KW | Ea |  | 1 Year | 2195 | 4.5% | 2096.225
3372 | APC | 0M-91355 | CW HUMIDIFIER 10LB/HR 230V, 20-27KW | Ea |  | 1 Year | 2925 | 4.5% | 2793.375
3373 | APC | 0M-91356 | CW HUMIDIFIER 5LB/HR 380V, 20-27KW | Ea |  | 1 Year | 2195 | 4.5% | 2096.225
3374 | APC | 0M-91357 | CW HUMIDIFIER 10LB/HR 380V, 20-27KW | Ea |  | 1 Year | 2925 | 4.5% | 2793.375
3375 | APC | 0M-91358 | CW HUMIDIFIER 5LB/HR 230V, 20-27KW | Ea |  | 1 Year | 2195 | 4.5% | 2096.225
3376 | APC | 0M-91359 | CW HUMIDIFIER 5LB/HR 575V, 20-27KW | Ea |  | 1 Year | 2195 | 4.5% | 2096.225
3377 | APC | 0M-91360 | CW HUMIDIFIER 10LB/HR 460V, 20-27KW | Ea |  | 1 Year | 2925 | 4.5% | 2793.375
3378 | APC | 0M-91361 | CW HUMIDIFIER 10LB/HR 575V, 20-27KW | Ea |  | 1 Year | 2925 | 4.5% | 2793.375
3379 | APC | 0M-91362 | CW 20KW UPFLOW FRAME - REAR RETURN | Ea |  | 1 Year | 2745 | 4.5% | 2621.475
3380 | APC | 0M-91363 | CW 27KW UPFLOW FRAME - REAR RETURN | Ea |  | 1 Year | 2745 | 4.5% | 2621.475
3381 | APC | 0M-91399 | CW 210KW PULLEY AND BELT 60HZ | Ea |  | 1 Year | 1550 | 4.5% | 1480.25
3382 | APC | 0M-91622 | CM Remote Display with Redundant Group Control | Ea |  | 1 Year | 2815 | 4.5% | 2688.325
3383 | APC | 0M-92039 | AFX18 DOWNFLOW FRAME | Ea |  | 1 Year | 18160 | 4.5% | 17342.8
3384 | APC | 0M-92041 | AFX65 DOWNFLOW FRAME | Ea |  | 1 Year | 34410 | 4.5% | 32861.55
3385 | APC | 0M-92042 | AFX18 UPFLOW FRAME- FRONT RETURN | Ea |  | 1 Year | 19055 | 4.5% | 18197.525
3386 | APC | 0M-92043 | AFX 41-62KW Upflow Frame - Front Return | Ea |  | 1 Year | 584 | 4.5% | 557.72
3387 | APC | 0M-92044 | AFX65 UPFLOW FRAME- FRONT RETURN | Ea |  | 1 Year | 35325 | 4.5% | 33735.375
3388 | APC | 0M-92045 | AFX18 UPFLOW FRAME- REAR RETURN | Ea |  | 1 Year | 22165 | 4.5% | 21167.575
3389 | APC | 0M-92046 | AFX 41-62KW Upflow Frame - Rear Return | Ea |  | 1 Year | 2115 | 4.5% | 2019.825
3390 | APC | 0M-92047 | AFX65 UPFLOW FRAME- REAR RETURN | Ea |  | 1 Year | 38495 | 4.5% | 36762.725
3391 | APC | 0M-92051 | AFX18 DOWNFLOW RETURN DUCT COLLAR | Ea |  | 1 Year | 234 | 4.5% | 223.47
3392 | APC | 0M-92052 | AFX 34-62KW Downflow Return Duct | Ea |  | 1 Year | 711 | 4.5% | 679.005
3393 | APC | 0M-92053 | AFX65 DOWNFLOW RETURN DUCT COLLAR | Ea |  | 1 Year | 738 | 4.5% | 704.79
3394 | APC | 0M-92058 | AFX 34-62KW Secondary Drain Pan | Ea |  | 1 Year | 1750 | 4.5% | 1671.25
3395 | APC | 0M-92059 | AFX 70-98KW Secondary Drain Pan | Ea |  | 1 Year | 2595 | 4.5% | 2478.225
3396 | APC | 0M-92060 | AFX18 COMPRESSOR 230V | Ea |  | 1 Year | 4880 | 4.5% | 4660.4
3397 | APC | 0M-92061 | AFX Compressor 27kW-230V | Ea |  | 1 Year | 26355 | 4.5% | 25169.025
3398 | APC | 0M-92062 | AFX Compressor 34kW-230V | Ea |  | 1 Year | 29160 | 4.5% | 27847.8
3399 | APC | 0M-92063 | AFX Compressor 41kW-230V | Ea |  | 1 Year | 31755 | 4.5% | 30326.025
3400 | APC | 0M-92064 | AFX Compressor 48kW-230V | Ea |  | 1 Year | 34560 | 4.5% | 33004.8
3401 | APC | 0M-92065 | AFX Compressor 62kW-230V | Ea |  | 1 Year | 37155 | 4.5% | 35483.025
3402 | APC | 0M-92066 | AFX Compressor 70kW-230V | Ea |  | 1 Year | 39960 | 4.5% | 38161.8
3403 | APC | 0M-92067 | AFX65 COMPRESSOR 230V | Ea |  | 1 Year | 12600 | 4.5% | 12033
3404 | APC | 0M-92068 | AFX Compressor 98kW-230V | Ea |  | 1 Year | 45365 | 4.5% | 43323.575
3405 | APC | 0M-92069 | AFX18 COMPRESSOR 460V | Ea |  | 1 Year | 4880 | 4.5% | 4660.4
3406 | APC | 0M-92070 | AFX Compressor 27kW-460V | Ea |  | 1 Year | 26355 | 4.5% | 25169.025
3407 | APC | 0M-92071 | AFX Compressor 34kW-460V | Ea |  | 1 Year | 29160 | 4.5% | 27847.8
3408 | APC | 0M-92072 | AFX Compressor 41kW-460V | Ea |  | 1 Year | 31755 | 4.5% | 30326.025
3409 | APC | 0M-92073 | AFX Compressor 48kW-460V | Ea |  | 1 Year | 34560 | 4.5% | 33004.8
3410 | APC | 0M-92074 | AFX Compressor 62kW-460V | Ea |  | 1 Year | 37155 | 4.5% | 35483.025
3411 | APC | 0M-92075 | AFX Compressor 70kW-460V | Ea |  | 1 Year | 39960 | 4.5% | 38161.8
3412 | APC | 0M-92076 | AFX65 COMPRESSOR 460V | Ea |  | 1 Year | 12600 | 4.5% | 12033
3413 | APC | 0M-92077 | AFX Compressor 98kW-460V | Ea |  | 1 Year | 45365 | 4.5% | 43323.575
3414 | APC | 0M-92078 | AFX18 COMPRESSOR 575V | Ea |  | 1 Year | 4880 | 4.5% | 4660.4
3415 | APC | 0M-92079 | AFX Compressor 27kW-575V | Ea |  | 1 Year | 26355 | 4.5% | 25169.025
3416 | APC | 0M-92080 | AFX Compressor 34kW-575V | Ea |  | 1 Year | 29160 | 4.5% | 27847.8
3417 | APC | 0M-92081 | AFX Compressor 41kW-575V | Ea |  | 1 Year | 31755 | 4.5% | 30326.025
3418 | APC | 0M-92082 | AFX Compressor 48kW-575V | Ea |  | 1 Year | 34560 | 4.5% | 33004.8
3419 | APC | 0M-92083 | AFX Compressor 62kW-575V | Ea |  | 1 Year | 37155 | 4.5% | 35483.025
3420 | APC | 0M-92084 | AFX Compressor 70kW-575V | Ea |  | 1 Year | 39960 | 4.5% | 38161.8
3421 | APC | 0M-92085 | AFX65 COMPRESSOR 575V | Ea |  | 1 Year | 12600 | 4.5% | 12033
3422 | APC | 0M-92086 | AFX Compressor 98kW-575V | Ea |  | 1 Year | 45365 | 4.5% | 43323.575
3423 | APC | 0M-92088 | AFX Spot Water Detector | Ea |  | 1 Year | 272 | 4.5% | 259.76
3424 | APC | 0M-92091 | CW SPOT WATER DETECTOR - REMOTE ALARM 460V | Ea |  | 1 Year | 506 | 4.5% | 483.23
3425 | APC | 0M-92101 | CW CABLE WATER DETECTOR - REMOTE ALARM | Ea |  | 1 Year | 26 | 4.5% | 24.83
3426 | APC | 0M-92102 | CW FIRESTAT | Ea |  | 1 Year | 279 | 4.5% | 266.445
3427 | APC | 0M-92103 | AFX Firestat - Remote Alarm | Ea |  | 1 Year | 303 | 4.5% | 289.365
3428 | APC | 0M-92104 | AFX Pulley and Belt Assembly, 1VP62 Belt A | Ea |  | 1 Year | 215 | 4.5% | 205.325
3429 | APC | 0M-92105 | AFX Smoke Detector - Remote Alarm | Ea |  | 1 Year | 303 | 4.5% | 289.365
3430 | APC | 0M-92106 | CW FLOW SWITCH - REMOTE ALARM | Ea |  | 1 Year | 395 | 4.5% | 377.225
3431 | APC | 0M-92108 | AFX Condensate Pump Overflow - Remote Alarm | Ea |  | 1 Year | 323 | 4.5% | 308.465
3432 | APC | 0M-92109 | CW HUMIDIFIER CANISTER - LOCAL ALARM | Ea |  | 1 Year | 117 | 4.5% | 111.735
3433 | APC | 0M-92110 | CW HUMIDIFIER CANISTER - REMOTE ALARM | Ea |  | 1 Year | 279 | 4.5% | 266.445
3434 | APC | 0M-92118 | CW REMOTE SHUTDOWN 24V | Ea |  | 1 Year | 431 | 4.5% | 411.605
3435 | APC | 0M-92120 | CW REMOTE SHUTDOWN 120V | Ea |  | 1 Year | 760 | 4.5% | 725.8
3436 | APC | 0M-92122 | CW REMOTE SHUTDOWN 240V | Ea |  | 1 Year | 760 | 4.5% | 725.8
3437 | APC | 0M-92125 | CW 2ND COMMON SUMMARY - REMOTE ALARM | Ea |  | 1 Year | 506 | 4.5% | 483.23
3438 | APC | 0M-92126 | AFX 3rd Common Summary - Remote Alarm | Ea |  | 1 Year | 389 | 4.5% | 371.495
3439 | APC | 0M-92155 | CW MICROPROCESSOR SHARED DISPLAY 500FT | Ea |  | 1 Year | 2180 | 4.5% | 2081.9
3440 | APC | 0M-92156 | AFX Supervisory RS422 | Ea |  | 1 Year | 432 | 4.5% | 412.56
3441 | APC | 0M-92157 | AFX Supervisory RS485 | Ea |  | 1 Year | 432 | 4.5% | 412.56
3442 | APC | 0M-92167 | AFX Humidifier Downflow 10LB/HR 230V | Ea |  | 1 Year | 1750 | 4.5% | 1671.25
3443 | APC | 0M-92169 | AFX Humidifier Downflow 10LB/HR 380V | Ea |  | 1 Year | 2250 | 4.5% | 2148.75
3444 | APC | 0M-92170 | AFX Humidifier Downflow 10LB/HR 575V | Ea |  | 1 Year | 1750 | 4.5% | 1671.25
3445 | APC | 0M-92171 | AFX Humidifier Upflow 10LB/HR 230V | Ea |  | 1 Year | 1750 | 4.5% | 1671.25
3446 | APC | 0M-92172 | AFX Humidifier Upflow 10LB/HR 460V | Ea |  | 1 Year | 1750 | 4.5% | 1671.25
3447 | APC | 0M-92173 | AFX Humidifier Upflow 10 LB/HR 380V | Ea |  | 1 Year | 2250 | 4.5% | 2148.75
3448 | APC | 0M-92174 | AFX Humidifier Upflow 10LB/HR 575V | Ea |  | 1 Year | 1750 | 4.5% | 1671.25
3449 | APC | 0M-92175 | AFX Humidifier Downflow 20LB/HR 230V | Ea |  | 1 Year | 1945 | 4.5% | 1857.475
3450 | APC | 0M-92176 | AFX Humidifier Downflow 20LB/HR 460V | Ea |  | 1 Year | 1945 | 4.5% | 1857.475
3451 | APC | 0M-92177 | AFX Humidifier Downflow 20LB/HR 380V | Ea |  | 1 Year | 4540 | 4.5% | 4335.7
3452 | APC | 0M-92178 | AFX Humidifier Downflow 20LB/HR 575V | Ea |  | 1 Year | 1945 | 4.5% | 1857.475
3453 | APC | 0M-92179 | AFX Humidifier Upflow 20LB/HR 230V | Ea |  | 1 Year | 1945 | 4.5% | 1857.475
3454 | APC | 0M-92180 | AFX Humidifier Upflow 20LB/HR 460V | Ea |  | 1 Year | 1945 | 4.5% | 1857.475
3455 | APC | 0M-92181 | AFX Humidifier Upflow 20LB/HR 380V | Ea |  | 1 Year | 4540 | 4.5% | 4335.7
3456 | APC | 0M-92182 | AFX Humidifier Upflow 20LB/HR 575V | Ea |  | 1 Year | 1945 | 4.5% | 1857.475
3457 | APC | 0M-92183 | AFX Humidifier Downflow 10LB/HR 460V | Ea |  | 1 Year | 1750 | 4.5% | 1671.25
3458 | APC | 0M-92191 | AFX18 ELECTRIC REHEAT 230V DOWNFLOW | Ea |  | 1 Year | 836 | 4.5% | 798.38
3459 | APC | 0M-92192 | AFX Electric Reheat, 20-62KW, 380V, Downflow | Ea |  | 1 Year | 778 | 4.5% | 742.99
3460 | APC | 0M-92194 | AFX18 ELECTRIC REHEAT 460V DOWNFLOW | Ea |  | 1 Year | 836 | 4.5% | 798.38
3461 | APC | 0M-92195 | AFX18 ELECTRIC REHEAT 575V DOWNFLOW | Ea |  | 1 Year | 836 | 4.5% | 798.38
3462 | APC | 0M-92196 | AFX18 ELECTRIC REHEAT 230V UPFLOW | Ea |  | 1 Year | 836 | 4.5% | 798.38
3463 | APC | 0M-92197 | AFX Electric Reheat, 20-62KW, 380V, Upflow | Ea |  | 1 Year | 778 | 4.5% | 742.99
3464 | APC | 0M-92199 | AFX18 ELECTRIC REHEAT 460V UPFLOW | Ea |  | 1 Year | 836 | 4.5% | 798.38
3465 | APC | 0M-92200 | AFX18 ELECTRIC REHEAT 575V UPFLOW | Ea |  | 1 Year | 836 | 4.5% | 798.38
3466 | APC | 0M-92291 | AFX 3HP Blower/Motor 575V 60HZ | Ea |  | 1 Year | 855 | 4.5% | 816.525
3467 | APC | 0M-92295 | AFX 3HP Blower/Motor 230V 60HZ | Ea |  | 1 Year | 855 | 4.5% | 816.525
3468 | APC | 0M-92296 | AFX 5HP Blower/Motor 460V 60HZ | Ea |  | 1 Year | 972 | 4.5% | 928.26
3469 | APC | 0M-92297 | AFX 5HP Blower/Motor 575V 60HZ | Ea |  | 1 Year | 972 | 4.5% | 928.26
3470 | APC | 0M-92298 | AFX 5HP Blower/Motor 220V 50HZ | Ea |  | 1 Year | 261 | 4.5% | 249.255
3471 | APC | 0M-92300 | AFX 5HP Blower/Motor 380V 50HZ | Ea |  | 1 Year | 261 | 4.5% | 249.255
3472 | APC | 0M-92301 | AFX 5HP Blower/Motor 230V 60HZ | Ea |  | 1 Year | 972 | 4.5% | 928.26
3473 | APC | 0M-92302 | AFX 3HP Blower/Motor 460V 60HZ | Ea |  | 1 Year | 855 | 4.5% | 816.525
3474 | APC | 0M-92311 | AFX Hot Gas Reheat, 70-98KW, Downflow | Ea |  | 1 Year | 1490 | 4.5% | 1422.95
3475 | APC | 0M-92330 | AFX18 CIRCUIT BREAKER DISCONNECT 35AMP | Ea |  | 1 Year | 603 | 4.5% | 575.865
3476 | APC | 0M-92331 | AFX18 CIRCUIT BREAKER DISCONNECT 70AMP | Ea |  | 1 Year | 603 | 4.5% | 575.865
3477 | APC | 0M-92355 | AFX 30% Filter, Downflow | Ea |  | 1 Year | 78 | 4.5% | 74.49
3478 | APC | 0M-92356 | AFX 30% Filter & 1" Prefilter, Downflow | Ea |  | 1 Year | 175 | 4.5% | 167.125
3479 | APC | 0M-92357 | AFX 45% Filter, Downflow | Ea |  | 1 Year | 152 | 4.5% | 145.16
3480 | APC | 0M-92358 | AFX 45% Filter & 1" Prefilter, Downflow | Ea |  | 1 Year | 261 | 4.5% | 249.255
3481 | APC | 0M-92359 | AFX 65% Filter, Downflow | Ea |  | 1 Year | 218 | 4.5% | 208.19
3482 | APC | 0M-92360 | AFX 65% Filter & 1" Prefilter, Downflow | Ea |  | 1 Year | 323 | 4.5% | 308.465
3483 | APC | 0M-92361 | AFX 30% Filter, Upflow | Ea |  | 1 Year | 78 | 4.5% | 74.49
3484 | APC | 0M-92362 | AFX 30% Filter & 1" Prefilter, Downflow | Ea |  | 1 Year | 175 | 4.5% | 167.125
3485 | APC | 0M-92363 | AFX 45% Filter, Upflow | Ea |  | 1 Year | 152 | 4.5% | 145.16
3486 | APC | 0M-92364 | AFX 45% Filter & 1" Prefilter, Downflow | Ea |  | 1 Year | 261 | 4.5% | 249.255
3487 | APC | 0M-92365 | AFX 65% Filter, Upflow | Ea |  | 1 Year | 218 | 4.5% | 208.19
3488 | APC | 0M-92366 | AFX 65% Filter & 1" Prefilter, Upflow | Ea |  | 1 Year | 323 | 4.5% | 308.465
3489 | APC | 0M-92404 | AFX Electrical Insert - Busbar/Endcaps, 575V | Ea |  | 1 Year | 137 | 4.5% | 130.835
3490 | APC | 0M-92450 | AFX 3/4" Water Regulating Valve, 2-Way, 350 PSI | Ea |  | 1 Year | 627 | 4.5% | 598.785
3491 | APC | 0M-92451 | AFX 3/4" Water Regulating Valve, 3-Way, 350 PSI | Ea |  | 1 Year | 1145 | 4.5% | 1093.475
3492 | APC | 0M-92452 | AFX 1" Water Regulating Valve, 2-Way, 350 PSI | Ea |  | 1 Year | 6420 | 4.5% | 6131.1
3493 | APC | 0M-92453 | AFX 1" Water Regulating Valve 3-Way, 350 PSI | Ea |  | 1 Year | 7195 | 4.5% | 6871.225
3494 | APC | 0M-92454 | AFX 1-1/4" Water Regulating Valve, 2-Way, 350 PSI | Ea |  | 1 Year | 3115 | 4.5% | 2974.825
3495 | APC | 0M-92455 | AFX 1-1/4" Water Regulating Valve, 3-Way, 350 PSI | Ea |  | 1 Year | 3305 | 4.5% | 3156.275
3496 | APC | 0M-92470 | AFX Hot Water Reheat, 34-62KW | Ea |  | 1 Year | 1795 | 4.5% | 1714.225
3497 | APC | 0M-92471 | AFX Steam Reheat, 34-62KW | Ea |  | 1 Year | 1795 | 4.5% | 1714.225
3498 | APC | 0M-92472 | AFX Hot Water Reheat, 70-98KW | Ea |  | 1 Year | 2035 | 4.5% | 1943.425
3499 | APC | 0M-92473 | AFX Steam Reheat, 70-98KW | Ea |  | 1 Year | 2035 | 4.5% | 1943.425
3500 | APC | 0M-92474 | AFX Hot Water Reheat, 20-27KW | Ea |  | 1 Year | 1555 | 4.5% | 1485.025
3501 | APC | 0M-92475 | AFX Steam Reheat, 20-27KW | Ea |  | 1 Year | 1555 | 4.5% | 1485.025
3502 | APC | 0M-92476 | AFX Hot Water Reheat Control, 2-Way Modulating | Ea |  | 1 Year | 171 | 4.5% | 163.305
3503 | APC | 0M-92477 | AFX Hot Water Reheat Control, 3-Way Modulating | Ea |  | 1 Year | 281 | 4.5% | 268.355
3504 | APC | 0M-92600 | CW SMOKE DETECTOR | Ea |  | 1 Year | 1370 | 4.5% | 1308.35
3505 | APC | 0M-92602 | CW 30% FILTER, 123-140KW | Ea |  | 1 Year | 314 | 4.5% | 299.87
3506 | APC | 0M-92611 | CW 30% FILTER, 41-70KW | Ea |  | 1 Year | 198 | 4.5% | 189.09
3507 | APC | 0M-92612 | CW100 30% FILTER | Ea |  | 1 Year | 380 | 4.5% | 362.9
3508 | APC | 0M-92620 | CW100 ELECTRICAL COMMUNICATION INSERT 60HZ | Ea |  | 1 Year | 1320 | 4.5% | 1260.6
3509 | APC | 0M-92622 | CW FIELD CONNECTION BOX | Ea |  | 1 Year | 76 | 4.5% | 72.58
3510 | APC | 0M-92625 | CW ELECTRIC REHEAT, 123-140KW, 575V, UPFLOW | Ea |  | 1 Year | 2025 | 4.5% | 1933.875
3511 | APC | 0M-92626 | CW ELECTRIC REHEAT, 41-70KW, 460V, UPFLOW | Ea |  | 1 Year | 1015 | 4.5% | 969.325
3512 | APC | 0M-92628 | CW 30% FILTER & 1" PREFILTER, 123-140KW | Ea |  | 1 Year | 369 | 4.5% | 352.395
3513 | APC | 0M-92630 | CW 41-70KW UPFLOW DISCHARGE DUCT FLANGE | Ea |  | 1 Year | 157 | 4.5% | 149.935
3514 | APC | 0M-92631 | CW 87-105KW UPFLOW DISCHARGE DUCT FLANGE | Ea |  | 1 Year | 157 | 4.5% | 149.935
3515 | APC | 0M-92632 | CW 123-140 UPFLOW DISCHARGE DUCT FLANGE | Ea |  | 1 Year | 157 | 4.5% | 149.935
3516 | APC | 0M-92633 | CW100 UPFLOW DISCHARGE DUCT FLANGE | Ea |  | 1 Year | 254 | 4.5% | 242.57
3517 | APC | 0M-92636 | CW MAIN POWER DISCONNECT - 100 AMP | Ea |  | 1 Year | 760 | 4.5% | 725.8
3518 | APC | 0M-92637 | CW MAIN POWER DISCONNECT - 200 AMP | Ea |  | 1 Year | 760 | 4.5% | 725.8
3519 | APC | 0M-92639 | CW CONDENSATE PUMP, 380V | Ea |  | 1 Year | 1410 | 4.5% | 1346.55
3520 | APC | 0M-92647 | CW 140KW 2-WAY SPRING RETURN CHILLED WATER VALVE | Ea |  | 1 Year | 26910 | 4.5% | 25699.05
3521 | APC | 0M-92654 | CW FLOW SWITCH | Ea |  | 1 Year | 632 | 4.5% | 603.56
3522 | APC | 0M-92690 | CW ELECTRICAL INSERT - BUSBAR/ENDCAPS, 575V | Ea |  | 1 Year | 279 | 4.5% | 266.445
3523 | APC | 0M-92691 | CW100 CONDENSATE PUMP 230V | Ea |  | 1 Year | 1410 | 4.5% | 1346.55
3524 | APC | 0M-92692 | CW100 CONDENSATE PUMP 460V | Ea |  | 1 Year | 1410 | 4.5% | 1346.55
3525 | APC | 0M-92693 | CW100 CONDENSATE PUMP 575V | Ea |  | 1 Year | 1410 | 4.5% | 1346.55
3526 | APC | 0M-92694 | CW 30% FILTER, 87-105KW | Ea |  | 1 Year | 254 | 4.5% | 242.57
3527 | APC | 0M-92695 | CW 30% FILTER & 1" PREFILTER, 41-70KW | Ea |  | 1 Year | 254 | 4.5% | 242.57
3528 | APC | 0M-92696 | CW 30% FILTER & 1" PREFILTER, 87-105KW | Ea |  | 1 Year | 314 | 4.5% | 299.87
3529 | APC | 0M-92697 | CW 30% FILTER & 1" PREFILTER, 175-210KW | Ea |  | 1 Year | 425 | 4.5% | 405.875
3530 | APC | 0M-92698 | CW 45% FILTER, 41-70KW | Ea |  | 1 Year | 299 | 4.5% | 285.545
3531 | APC | 0M-92699 | CW 45% FILTER, 87-105KW | Ea |  | 1 Year | 355 | 4.5% | 339.025
3532 | APC | 0M-92700 | CW 45% FILTER, 123-140KW | Ea |  | 1 Year | 411 | 4.5% | 392.505
3533 | APC | 0M-92701 | CW 45% FILTER, 175-210KW | Ea |  | 1 Year | 467 | 4.5% | 445.985
3534 | APC | 0M-92702 | CW 45% FILTER & 1" PREFILTER, 41-70KW | Ea |  | 1 Year | 355 | 4.5% | 339.025
3535 | APC | 0M-92703 | CW 45% FILTER & 1" PREFILTER, 87-105KW | Ea |  | 1 Year | 411 | 4.5% | 392.505
3536 | APC | 0M-92704 | CW 45% FILTER & 1" PREFILTER, 123-130KW | Ea |  | 1 Year | 467 | 4.5% | 445.985
3537 | APC | 0M-92705 | CW 45% FILTER & 1" PREFILTER, 175-210KW | Ea |  | 1 Year | 521 | 4.5% | 497.555
3538 | APC | 0M-92706 | CW 65% FILTER, 41-70KW | Ea |  | 1 Year | 1045 | 4.5% | 997.975
3539 | APC | 0M-92707 | CW 65% FILTER, 87-105KW | Ea |  | 1 Year | 1100 | 4.5% | 1050.5
3540 | APC | 0M-92708 | CW 65% FILTER, 123-140KW | Ea |  | 1 Year | 1155 | 4.5% | 1103.025
3541 | APC | 0M-92709 | CW 65% FILTER, 175-210KW | Ea |  | 1 Year | 1210 | 4.5% | 1155.55
3542 | APC | 0M-92710 | CW 65% FILTER & 1" PREFILTER, 41-70KW | Ea |  | 1 Year | 1100 | 4.5% | 1050.5
3543 | APC | 0M-92711 | CW 65% FILTER & 1" PREFILTER, 87-105KW | Ea |  | 1 Year | 1155 | 4.5% | 1103.025
3544 | APC | 0M-92712 | CW 65% FILTER & 1" PREFILTER, 123-140KW | Ea |  | 1 Year | 1210 | 4.5% | 1155.55
3545 | APC | 0M-92713 | CW 65% FILTER & 1" PREFILTER, 175-210KW | Ea |  | 1 Year | 1270 | 4.5% | 1212.85
3546 | APC | 0M-92719 | CW 41-70KW DOWNFLOW RETURN DUCT | Ea |  | 1 Year | 450 | 4.5% | 429.75
3547 | APC | 0M-92720 | CW 87-105KW DOWNFLOW RETURN DUCT | Ea |  | 1 Year | 900 | 4.5% | 859.5
3548 | APC | 0M-92721 | CW 123-140KW DOWNFLOW RETURN DUCT | Ea |  | 1 Year | 900 | 4.5% | 859.5
3549 | APC | 0M-92722 | CW100 DOWNFLOW RETURN DUCT COLLAR | Ea |  | 1 Year | 254 | 4.5% | 242.57
3550 | APC | 0M-92726 | CW ELECTRIC REHEAT, 87-105KW, 230V, DOWNFLOW | Ea |  | 1 Year | 2025 | 4.5% | 1933.875
3551 | APC | 0M-92727 | CW ELECTRIC REHEAT, 123-140KW, 230V, DOWNFLOW | Ea |  | 1 Year | 2025 | 4.5% | 1933.875
3552 | APC | 0M-92728 | CW100 ELECTRIC REHEAT 230V DOWNFLOW | Ea |  | 1 Year | 2025 | 4.5% | 1933.875
3553 | APC | 0M-92729 | CW ELECTRIC REHEAT 87-123KW, 380V, 2-STAGE, DOWNFLOW | Ea |  | 1 Year | 2025 | 4.5% | 1933.875
3554 | APC | 0M-92731 | CW ELECTRIC REHEAT, 87-105KW, 380V, DOWNFLOW | Ea |  | 1 Year | 2025 | 4.5% | 1933.875
3555 | APC | 0M-92746 | CW HUMIDITY LOCKOUT | Ea |  | 1 Year | 395 | 4.5% | 377.225
3556 | APC | 0M-92760 | CW 2" CIRCUIT SETTER | Ea |  | 1 Year | 1065 | 4.5% | 1017.075
3557 | APC | 0M-92761 | CW 123KW 2-WAY SPRING RETURN CHILLED WATER VALVE | Ea |  | 1 Year | 25370 | 4.5% | 24228.35
3558 | APC | 0M-92762 | CW 105KW 2-WAY SPRING RETURN CHILLED WATER VALVE | Ea |  | 1 Year | 23675 | 4.5% | 22609.625
3559 | APC | 0M-92763 | CW 87KW 2-WAY SPRING RETURN CHILLED WATER VALVE | Ea |  | 1 Year | 22130 | 4.5% | 21134.15
3560 | APC | 0M-92764 | CW 70KW 2-WAY SPRING RETURN CHILLED WATER VALVE | Ea |  | 1 Year | 20010 | 4.5% | 19109.55
3561 | APC | 0M-92765 | CW 50KW 2-WAY SPRING RETURN CHILLED WATER VALVE | Ea |  | 1 Year | 18465 | 4.5% | 17634.075
3562 | APC | 0M-92766 | CW 41KW 2-WAY SPRING RETURN CHILLED WATER VALVE | Ea |  | 1 Year | 16920 | 4.5% | 16158.6
3563 | APC | 0M-92767 | CW 175-210KW 2-WAY SPRING RETURN CHILLED WATER VALVE | Ea |  | 1 Year | 28655 | 4.5% | 27365.525
3564 | APC | 0M-92769 | CW 41KW 3-WAY SPRING RETURN CHILLED WATER VALVE | Ea |  | 1 Year | 16920 | 4.5% | 16158.6
3565 | APC | 0M-92770 | CW 50KW 3-WAY SPRING RETURN CHILLED WATER VALVE | Ea |  | 1 Year | 18465 | 4.5% | 17634.075
3566 | APC | 0M-92771 | CW 70KW 3-WAY SPRING RETURN CHILLED WATER VALVE | Ea |  | 1 Year | 20010 | 4.5% | 19109.55
3567 | APC | 0M-92772 | CW 87KW 3-WAY SPRING RETURN CHILLED WATER VALVE | Ea |  | 1 Year | 22130 | 4.5% | 21134.15
3568 | APC | 0M-92773 | CW 105KW 3-WAY SPRING RETURN CHILLED WATER VALVE | Ea |  | 1 Year | 23675 | 4.5% | 22609.625
3569 | APC | 0M-92774 | CW 123KW 3-WAY SPRING RETURN CHILLED WATER VALVE | Ea |  | 1 Year | 25370 | 4.5% | 24228.35
3570 | APC | 0M-92775 | CW 140KW 3-WAY SPRING RETURN CHILLED WATER VALVE | Ea |  | 1 Year | 26910 | 4.5% | 25699.05
3571 | APC | 0M-92776 | CW 175-210KW 3-WAY SPRING RETURN CHILLED WATER VALVE | Ea |  | 1 Year | 28655 | 4.5% | 27365.525
3572 | APC | 0M-92782 | CW HOT WATER REHEAT, 175-210KW, 3-WAY MODULATING | Ea |  | 1 Year | 3995 | 4.5% | 3815.225
3573 | APC | 0M-92785 | CW 30% FILTER, 20-27KW | Ea |  | 1 Year | 198 | 4.5% | 189.09
3574 | APC | 0M-92786 | CW 30% FILTER & 1" PREFILTER, 20-27KW | Ea |  | 1 Year | 254 | 4.5% | 242.57
3575 | APC | 0M-92787 | CW 45% FILTER, 20-27KW | Ea |  | 1 Year | 299 | 4.5% | 285.545
3576 | APC | 0M-92788 | CW 45% FILTER & 1" PREFILTER, 20-27KW | Ea |  | 1 Year | 355 | 4.5% | 339.025
3577 | APC | 0M-92789 | CW 65% FILTER, 20-27KW | Ea |  | 1 Year | 1045 | 4.5% | 997.975
3578 | APC | 0M-92790 | CW 65% FILTER & 1" PREFILTER, 20-27KW | Ea |  | 1 Year | 1100 | 4.5% | 1050.5
3579 | APC | 0M-92795 | CW 20-27KW UPFLOW FRAME - FRONT RETURN | Ea |  | 1 Year | 1295 | 4.5% | 1236.725
3580 | APC | 0M-92800 | CM Thermostat Controller, 3-10kW | Ea |  | 1 Year | 90 | 4.5% | 85.95
3581 | APC | 0M-92801 | CM Programmable Thermostat Controller | Ea |  | 1 Year | 85 | 4.5% | 81.175
3582 | APC | 0M-92802 | CM Humidistat Controller | Ea |  | 1 Year | 247 | 4.5% | 235.885
3583 | APC | 0M-92803 | AFX Microprocessor Remote Display 100FT | Ea |  | 1 Year | 252 | 4.5% | 240.66
3584 | APC | 0M-92804 | AFX Microprocessor Remote Sensor 100FT | Ea |  | 1 Year | 137 | 4.5% | 130.835
3585 | APC | 0M-92806 | CM Humidifer 5lb, 230V | Ea |  | 1 Year | 893 | 4.5% | 852.815
3586 | APC | 0M-92807 | CM Humidifier 5lb, 460V | Ea |  | 1 Year | 974 | 4.5% | 930.17
3587 | APC | 0M-92809 | CM Humidifier 10lb, 460V | Ea |  | 1 Year | 1110 | 4.5% | 1060.05
3588 | APC | 0M-92810 | CM Humidifier 10lb, 230V | Ea |  | 1 Year | 1110 | 4.5% | 1060.05
3589 | APC | 0M-92811 | CM Humidifier 10lb, 575V | Ea |  | 1 Year | 1110 | 4.5% | 1060.05
3590 | APC | 0M-92812 | CM Humidifier Bracket Hose, 3-5kW | Ea |  | 1 Year | 260 | 4.5% | 248.3
3591 | APC | 0M-92813 | CM Humidifier Bracket Hose, 7-10kW | Ea |  | 1 Year | 245 | 4.5% | 233.975
3592 | APC | 0M-92814 | CM Humidifier Bracket Hose, 14-17kW | Ea |  | 1 Year | 3000 | 4.5% | 2865
3593 | APC | 0M-92815 | CM Electric Reheat, 3-5kW, 230/1/60 | Ea |  | 1 Year | 301 | 4.5% | 287.455
3594 | APC | 0M-92816 | CM Electric Reheat, 3-5kW, 277/1/60 | Ea |  | 1 Year | 296 | 4.5% | 282.68
3595 | APC | 0M-92817 | CM Electric Reheat, 3-5kW, 230/1/60 Extra kW | Ea |  | 1 Year | 357 | 4.5% | 340.935
3596 | APC | 0M-92818 | CM Electric Reheat, 3-5kW, 277/1/60 Extra kW | Ea |  | 1 Year | 330 | 4.5% | 315.15
3597 | APC | 0M-92819 | CM Electric Reheat, 7-10kW, 230/1/60 | Ea |  | 1 Year | 612 | 4.5% | 584.46
3598 | APC | 0M-92820 | CM Electric Reheat, 7-10kW, 230/3/60 | Ea |  | 1 Year | 593 | 4.5% | 566.315
3599 | APC | 0M-92821 | CM Electric Reheat, 7-10kW, 277/1/60 | Ea |  | 1 Year | 620 | 4.5% | 592.1
3600 | APC | 0M-92822 | CM Electric Reheat, 7-10kW, 380/3/60 | Ea |  | 1 Year | 593 | 4.5% | 566.315
3601 | APC | 0M-92823 | CM Electric Reheat, 7-10kW, 460/3/60 | Ea |  | 1 Year | 600 | 4.5% | 573
3602 | APC | 0M-92824 | CM Electric Reheat, 14-17kW, 230/3/60 | Ea |  | 1 Year | 951 | 4.5% | 908.205
3603 | APC | 0M-92825 | CM Electric Reheat, 14-17kW, 380/3/60 | Ea |  | 1 Year | 913 | 4.5% | 871.915
3604 | APC | 0M-92826 | CM Electric Reheat, 14-17kW, 460/3/60 | Ea |  | 1 Year | 906 | 4.5% | 865.23
3605 | APC | 0M-92827 | CM Thermostat Reheat TDR, 3-10kW | Ea |  | 1 Year | 162 | 4.5% | 154.71
3606 | APC | 0M-92828 | CM Thermostat Reheat TDR, 14-17kW | Ea |  | 1 Year | 51 | 4.5% | 48.705
3607 | APC | 0M-92829 | CM Hot Water Reheat Common, 3-5kW | Ea |  | 1 Year | 1095 | 4.5% | 1045.725
3608 | APC | 0M-92830 | CM Hot Water Reheat Common, 7-10kW | Ea |  | 1 Year | 1095 | 4.5% | 1045.725
3609 | APC | 0M-92831 | CM Hot Water Reheat Common, 14-17kW | Ea |  | 1 Year | 1305 | 4.5% | 1246.275
3610 | APC | 0M-92832 | CM SCR Modulating Reheat 230/1/60 | Ea |  | 1 Year | 729 | 4.5% | 696.195
3611 | APC | 0M-92833 | CM SCR Modulating Reheat 460/1/60 | Ea |  | 1 Year | 938 | 4.5% | 895.79
3612 | APC | 0M-92834 | CM Hot Water Reheat, 2-Way On/Off Control | Ea |  | 1 Year | 299 | 4.5% | 285.545
3613 | APC | 0M-92835 | CM Hot Water Reheat, 2-Way Modulating Control | Ea |  | 1 Year | 623 | 4.5% | 594.965
3614 | APC | 0M-92836 | CM Standard 1/3HP Motor, 230/1/60, 3-5kW | Ea |  | 1 Year | 472 | 4.5% | 450.76
3615 | APC | 0M-92837 | CM Optional 1/2HP Motor & Blower, 230/1/60, 3-5kW | Ea |  | 1 Year | 558 | 4.5% | 532.89
3616 | APC | 0M-92838 | CM Standard 1/3HP Motor, 277/1/60, 3-5kW | Ea |  | 1 Year | 724 | 4.5% | 691.42
3617 | APC | 0M-92839 | CM Optional 1/2HP Motor & Blower, 277/1/60, 3-5kW | Ea |  | 1 Year | 715 | 4.5% | 682.825
3618 | APC | 0M-92840 | CM Standard 1/3HP Motor, 230/1/60, 7kW | Ea |  | 1 Year | 537 | 4.5% | 512.835
3619 | APC | 0M-92841 | CM Optional 1/2HP Motor & Blower, 230/1/60, 7kW | Ea |  | 1 Year | 580 | 4.5% | 553.9
3620 | APC | 0M-92842 | CM Standard 1/3HP Motor, 277/1/60, 7kW | Ea |  | 1 Year | 818 | 4.5% | 781.19
3621 | APC | 0M-92843 | CM Optional 1/2HP Motor & Blower, 277/1/60, 7kW | Ea |  | 1 Year | 845 | 4.5% | 806.975
3622 | APC | 0M-92844 | CM Standard 1/3HP Motor, 460/1/60, 7kW | Ea |  | 1 Year | 782 | 4.5% | 746.81
3623 | APC | 0M-92845 | CM Optional 1/2HP Motor & Blower, 230/1/60, 7kW | Ea |  | 1 Year | 753 | 4.5% | 719.115
3624 | APC | 0M-92846 | CM Standard 1/2HP Motor, 230/1/60, 10kW | Ea |  | 1 Year | 632 | 4.5% | 603.56
3625 | APC | 0M-92847 | CM Optional 3/4HP Motor & Blower, 230/1/60, 10kW | Ea |  | 1 Year | 749 | 4.5% | 715.295
3626 | APC | 0M-92848 | CM Standard 1/2HP Motor, 277/1/60, 10kW | Ea |  | 1 Year | 805 | 4.5% | 768.775
3627 | APC | 0M-92849 | CM Optional 3/4HP Motor & Blower, 277/1/60, 10kW | Ea |  | 1 Year | 846 | 4.5% | 807.93
3628 | APC | 0M-92850 | CM Standard 1/2HP Motor, 460/1/60, 10kW | Ea |  | 1 Year | 688 | 4.5% | 657.04
3629 | APC | 0M-92851 | CM Optional 3/4HP Motor & Blower, 460/1/60, 10kW | Ea |  | 1 Year | 841 | 4.5% | 803.155
3630 | APC | 0M-92852 | CM STD 1-1/2HP MOTOR 230/3/60 17KW | Ea |  | 1 Year | 1545 | 4.5% | 1475.475
3631 | APC | 0M-92853 | CM Optional 2HP Motor, 230/3/60, 14-17kW | Ea |  | 1 Year | 1520 | 4.5% | 1451.6
3632 | APC | 0M-92854 | CM Standard 1HP Motor, 380/3/60, 14-17kW | Ea |  | 1 Year | 1560 | 4.5% | 1489.8
3633 | APC | 0M-92855 | CM Optional 2HP Motor, 380/3/60, 14-17kW | Ea |  | 1 Year | 1540 | 4.5% | 1470.7
3634 | APC | 0M-92856 | CM STD MOTOR 1-1/2HP 460/3/60 17KW | Ea |  | 1 Year | 1680 | 4.5% | 1604.4
3635 | APC | 0M-92857 | CM Optional 2HP Motor, 460/3/60, 14-17kW | Ea |  | 1 Year | 1550 | 4.5% | 1480.25
3636 | APC | 0M-92858 | CM Standard 1HP Motor, 575/3/60, 14-17kW | Ea |  | 1 Year | 1425 | 4.5% | 1360.875
3637 | APC | 0M-92859 | CM Optional 2HP Motor, 575/3/60, 14-17kW | Ea |  | 1 Year | 1470 | 4.5% | 1403.85
3638 | APC | 0M-92860 | CM-CW 15 AMP Circuit Breaker, 230/1/60 | Ea |  | 1 Year | 153 | 4.5% | 146.115
3639 | APC | 0M-92861 | CM-CW 20 AMP Circuit Breaker, 230/1/60 | Ea |  | 1 Year | 162 | 4.5% | 154.71
3640 | APC | 0M-92862 | CM-CW 30 AMP Circuit Breaker, 230/1/60 | Ea |  | 1 Year | 416 | 4.5% | 397.28
3641 | APC | 0M-92863 | CM-CW 35 AMP Circuit Breaker, 230/1/60 | Ea |  | 1 Year | 45 | 4.5% | 42.975
3642 | APC | 0M-92864 | CM-CW 40 AMP Circuit Breaker, 230/1/60 | Ea |  | 1 Year | 146 | 4.5% | 139.43
3643 | APC | 0M-92865 | CM-CW 15 AMP Circuit Breaker, 230/3/60 | Ea |  | 1 Year | 152 | 4.5% | 145.16
3644 | APC | 0M-92866 | CM-CW 20 AMP Circuit Breaker, 230/3/60 | Ea |  | 1 Year | 152 | 4.5% | 145.16
3645 | APC | 0M-92867 | CM-CW 30 AMP Circuit Breaker, 230/3/60 | Ea |  | 1 Year | 152 | 4.5% | 145.16
3646 | APC | 0M-92868 | CM-CW 15 AMP Circuit Breaker, 460/3/60 | Ea |  | 1 Year | 285 | 4.5% | 272.175
3647 | APC | 0M-92869 | CM-CW 25 AMP Circuit Breaker, 460/3/60 | Ea |  | 1 Year | 1435 | 4.5% | 1370.425
3648 | APC | 0M-92870 | CM-CW 15 AMP Circuit Breaker, 575/3/60 | Ea |  | 1 Year | 272 | 4.5% | 259.76
3649 | APC | 0M-92872 | CM 20 AMP Fused Disconnect, 230/1/60 | Ea |  | 1 Year | 119 | 4.5% | 113.645
3650 | APC | 0M-92873 | CM 25 AMP Fused Disconnect, 230/1/60 | Ea |  | 1 Year | 377 | 4.5% | 360.035
3651 | APC | 0M-92874 | CM 30 AMP Fused Disconnect, 230/1/60 | Ea |  | 1 Year | 119 | 4.5% | 113.645
3652 | APC | 0M-92875 | CM 35 AMP Fused Disconnect, 230/1/60 | Ea |  | 1 Year | 238 | 4.5% | 227.29
3653 | APC | 0M-92876 | CM 40 AMP Fused Disconnect, 230/1/60 | Ea |  | 1 Year | 200 | 4.5% | 191
3654 | APC | 0M-92877 | CM 15 AMP Fused Disconnect, 230/3/60 | Ea |  | 1 Year | 161 | 4.5% | 153.755
3655 | APC | 0M-92878 | CM 20 AMP Fused Disconnect, 230/3/60 | Ea |  | 1 Year | 161 | 4.5% | 153.755
3656 | APC | 0M-92879 | CM 30 AMP Fused Disconnect, 230/3/60 | Ea |  | 1 Year | 159 | 4.5% | 151.845
3657 | APC | 0M-92880 | CM 15 AMP Fused Disconnect, 277/1/60 | Ea |  | 1 Year | 377 | 4.5% | 360.035
3658 | APC | 0M-92881 | CM 20 AMP Fused Disconnect, 277/1/60 | Ea |  | 1 Year | 375 | 4.5% | 358.125
3659 | APC | 0M-92882 | CM 25 AMP Fused Disconnect, 277/1/60 | Ea |  | 1 Year | 377 | 4.5% | 360.035
3660 | APC | 0M-92883 | CM 30 AMP Fused Disconnect, 277/1/60 | Ea |  | 1 Year | 373 | 4.5% | 356.215
3661 | APC | 0M-92884 | CM 35 AMP Fused Disconnect, 277/1/60 | Ea |  | 1 Year | 373 | 4.5% | 356.215
3662 | APC | 0M-92885 | CM 15 AMP Fused Disconnect, 460/3/60 | Ea |  | 1 Year | 360 | 4.5% | 343.8
3663 | APC | 0M-92886 | CM 25 AMP Fused Disconnect, 460/3/60 | Ea |  | 1 Year | 918 | 4.5% | 876.69
3664 | APC | 0M-92888 | CM Ducted Frame, 1" 30% Filter, 3-5kW | Ea |  | 1 Year | 366 | 4.5% | 349.53
3665 | APC | 0M-92889 | CM Ducted Frame, 4" 30% Filter, 3-5kW | Ea |  | 1 Year | 407 | 4.5% | 388.685
3666 | APC | 0M-92890 | CM Ducted Frame, 4" 65% Filter, 3-5kW | Ea |  | 1 Year | 497 | 4.5% | 474.635
3667 | APC | 0M-92891 | CM Ducted Frame, 1" 30% Filter, 7-10kW | Ea |  | 1 Year | 206 | 4.5% | 196.73
3668 | APC | 0M-92892 | CM Ducted Frame, 4" 30% Filter, 7-10kW | Ea |  | 1 Year | 220 | 4.5% | 210.1
3669 | APC | 0M-92893 | CM Ducted Frame, 4" 65% Filter, 7-10kW | Ea |  | 1 Year | 344 | 4.5% | 328.52
3670 | APC | 0M-92894 | CM Ducted Frame, 1" 30% Filter, 14-17kW | Ea |  | 1 Year | 402 | 4.5% | 383.91
3671 | APC | 0M-92895 | CM Ducted Frame, 4" 30% Filter, 14-17kW | Ea |  | 1 Year | 526 | 4.5% | 502.33
3672 | APC | 0M-92896 | CM Ducted Frame, 4" 65% Filter, 14-17kW | Ea |  | 1 Year | 740 | 4.5% | 706.7
3673 | APC | 0M-92897 | CM Electrical Insert, 230-460/1/60, 3-5kW | Ea |  | 1 Year | 522 | 4.5% | 498.51
3674 | APC | 0M-92898 | CM Electrical Insert, 230-460/3/60, 7-10kW | Ea |  | 1 Year | 594 | 4.5% | 567.27
3675 | APC | 0M-92899 | CM Electrical Insert, 277/1/60, 3-5kW | Ea |  | 1 Year | 510 | 4.5% | 487.05
3676 | APC | 0M-92900 | CM Electrical Insert, 277/1/60, 7-10kW | Ea |  | 1 Year | 603 | 4.5% | 575.865
3677 | APC | 0M-92901 | CM Electrical Insert, 380/3/50, 14-17kW | Ea |  | 1 Year | 827 | 4.5% | 789.785
3678 | APC | 0M-92902 | CM Electrical Insert, 230-460/3/60, 14-17kW | Ea |  | 1 Year | 839 | 4.5% | 801.245
3679 | APC | 0M-92903 | CM Thermostat Controller, 14-17kW | Ea |  | 1 Year | 638 | 4.5% | 609.29
3680 | APC | 0M-92904 | CM Electrical Insert, 380/3/50, 7-10kW | Ea |  | 1 Year | 688 | 4.5% | 657.04
3681 | APC | 0M-92905 | CM Condensate Pump, 230V | Ea |  | 1 Year | 44 | 4.5% | 42.02
3682 | APC | 0M-92906 | CM Condensate Pump, 277V | Ea |  | 1 Year | 515 | 4.5% | 491.825
3683 | APC | 0M-92907 | CM Condensate Pump, 380V | Ea |  | 1 Year | 306 | 4.5% | 292.23
3684 | APC | 0M-92908 | CM Condensate Pump, 460V | Ea |  | 1 Year | 303 | 4.5% | 289.365
3685 | APC | 0M-92909 | CM Condensate Pump, 575V | Ea |  | 1 Year | 668 | 4.5% | 637.94
3686 | APC | 0M-92910 | CM-CW Spot Frame, Standard ESP, 3-5kW | Ea |  | 1 Year | 6390 | 4.5% | 6102.45
3687 | APC | 0M-92911 | CM-CW Ducted Frame, Standard ESP, 3-5kW | Ea |  | 1 Year | 6315 | 4.5% | 6030.825
3688 | APC | 0M-92912 | CM Spot Frame, High ESP, 3-5kW | Ea |  | 1 Year | 6340 | 4.5% | 6054.7
3689 | APC | 0M-92913 | CM Ducted Frame, High ESP, 3-5kW | Ea |  | 1 Year | 6050 | 4.5% | 5777.75
3690 | APC | 0M-92914 | CM Spot Frame, Standard ESP, Rear Side Piping, 3-5kW | Ea |  | 1 Year | 6315 | 4.5% | 6030.825
3691 | APC | 0M-92915 | CM Ducted Frame, Standard ESP, Rear Side Piping, 3-5kW | Ea |  | 1 Year | 6225 | 4.5% | 5944.875
3692 | APC | 0M-92916 | CM Spot Frame, High ESP, Rear Side Piping, 3-5kW | Ea |  | 1 Year | 6285 | 4.5% | 6002.175
3693 | APC | 0M-92917 | CM Ducted Frame, High ESP, Rear Side Piping, 3-5kW | Ea |  | 1 Year | 6165 | 4.5% | 5887.575
3694 | APC | 0M-92918 | CM-CW Spot Frame, Standard ESP, 7kW | Ea |  | 1 Year | 7435 | 4.5% | 7100.425
3695 | APC | 0M-92919 | CM-CW Ducted Frame, Standard ESP, 7kW | Ea |  | 1 Year | 7240 | 4.5% | 6914.2
3696 | APC | 0M-92920 | CM Spot Frame, High ESP, 7kW | Ea |  | 1 Year | 7260 | 4.5% | 6933.3
3697 | APC | 0M-92921 | CM Ducted Frame, High ESP, 7kW | Ea |  | 1 Year | 6965 | 4.5% | 6651.575
3698 | APC | 0M-92922 | CM-CW Spot Frame, Standard ESP, 10kW | Ea |  | 1 Year | 7245 | 4.5% | 6918.975
3699 | APC | 0M-92923 | CM-CW Ducted Frame, Standard ESP, 10kW | Ea |  | 1 Year | 7315 | 4.5% | 6985.825
3700 | APC | 0M-92924 | CM Spot Frame, High ESP, 10kW | Ea |  | 1 Year | 7315 | 4.5% | 6985.825
3701 | APC | 0M-92925 | CM Ducted Frame, High ESP, 10kW | Ea |  | 1 Year | 6900 | 4.5% | 6589.5
3702 | APC | 0M-92926 | CM-CW Ducted Frame, Standard ESP, 14-17kW | Ea |  | 1 Year | 7575 | 4.5% | 7234.125
3703 | APC | 0M-92927 | CM Ducted Frame, High ESP, 14-17kW | Ea |  | 1 Year | 7355 | 4.5% | 7024.025
3704 | APC | 0M-92928 | CM-CW 2-Way Chilled Water Valve, 3-7kW | Ea |  | 1 Year | 195 | 4.5% | 186.225
3705 | APC | 0M-92929 | CM-CW 3-Way Chilled Water Valve, 3-7kW | Ea |  | 1 Year | 198 | 4.5% | 189.09
3706 | APC | 0M-92930 | CM-CW 2-Way Chilled Water Valve, 10-17kW | Ea |  | 1 Year | 224 | 4.5% | 213.92
3707 | APC | 0M-92931 | CM-CW 3-Way Chilled Water Valve, 10-17kW | Ea |  | 1 Year | 161 | 4.5% | 153.755
3708 | APC | 0M-92932 | CM-CW On/Off Actuator | Ea |  | 1 Year | 315 | 4.5% | 300.825
3709 | APC | 0M-92933 | CM-CW Modulating Actuator | Ea |  | 1 Year | 357 | 4.5% | 340.935
3710 | APC | 0M-92934 | CM-CW Flow Switch | Ea |  | 1 Year | 562 | 4.5% | 536.71
3711 | APC | 0M-92935 | CM Field Alarm Connection Box | Ea |  | 1 Year | 31 | 4.5% | 29.605
3712 | APC | 0M-92936 | CM Reheat/Humidity Lockout | Ea |  | 1 Year | 278 | 4.5% | 265.49
3713 | APC | 0M-92937 | CM Spot Water Detector Local Alarm - 460V | Ea |  | 1 Year | 301 | 4.5% | 287.455
3714 | APC | 0M-92938 | CM Firestat/Smoke Detector Local Alarm | Ea |  | 1 Year | 21.75 | 4.5% | 20.7712
3715 | APC | 0M-92939 | S/A CM15-20 S STD ESP SIDE PIPE SC | Ea |  | 1 Year | 7425 | 4.5% | 7090.875
3716 | APC | 0M-92940 | CM-DX Ducted Frame, Self-Contained, Standard ESP, 3-5kW | Ea |  | 1 Year | 7290 | 4.5% | 6961.95
3717 | APC | 0M-92941 | CM-DX Spot Frame, Self-Contained, High ESP, 3-5kW | Ea |  | 1 Year | 7665 | 4.5% | 7320.075
3718 | APC | 0M-92942 | CM-DX Ducted Frame, Self-Contained, High ESP, 3-5kW | Ea |  | 1 Year | 7705 | 4.5% | 7358.275
3719 | APC | 0M-92943 | CM-DX Spot Frame, Self-Contained, Standard ESP, 7kW | Ea |  | 1 Year | 7320 | 4.5% | 6990.6
3720 | APC | 0M-92944 | CM-DX Ducted Frame, Self-Contained, Standard ESP, 7kW | Ea |  | 1 Year | 7280 | 4.5% | 6952.4
3721 | APC | 0M-92945 | CM-DX Spot Frame, Self-Contained, High ESP, 7kW | Ea |  | 1 Year | 3780 | 4.5% | 3609.9
3722 | APC | 0M-92946 | CM-DX Ducted Frame, Self-Contained, High ESP, 7kW | Ea |  | 1 Year | 8080 | 4.5% | 7716.4
3723 | APC | 0M-92947 | CM-DX Spot Frame, Self-Contained, Standard ESP, 10kW | Ea |  | 1 Year | 7745 | 4.5% | 7396.475
3724 | APC | 0M-92948 | CM-DX Ducted Frame, Self-Contained, Standard ESP, 10kW | Ea |  | 1 Year | 8010 | 4.5% | 7649.55
3725 | APC | 0M-92949 | CM-DX Spot Frame, Self-Contained, High ESP, 10kW | Ea |  | 1 Year | 9495 | 4.5% | 9067.725
3726 | APC | 0M-92950 | CM-DX Ducted Frame, Self-Contained, High ESP, 10kW | Ea |  | 1 Year | 9465 | 4.5% | 9039.075
3727 | APC | 0M-92951 | CM-DX Ducted Frame, Self-Contained, Standard ESP, 14-17kW | Ea |  | 1 Year | 9650 | 4.5% | 9215.75
3728 | APC | 0M-92952 | CM-DX Ducted Frame, Self-Contained, High ESP, 14-17kW | Ea |  | 1 Year | 10600 | 4.5% | 10123
3729 | APC | 0M-92953 | CM-DX Ducted Frame, Econ/MultiCool, Standard ESP, 14-17kW | Ea |  | 1 Year | 13045 | 4.5% | 12457.975
3730 | APC | 0M-92954 | CM-DX Ducted Frame, Econ/MultiCool, High ESP, 14-17kW | Ea |  | 1 Year | 10860 | 4.5% | 10371.3
3731 | APC | 0M-92955 | CM Air Cooled Indoor Condensing Unit Frame, 3-5kW | Ea |  | 1 Year | 8275 | 4.5% | 7902.625
3732 | APC | 0M-92956 | CM Water/Glycol Cooled Indoor Condensing Unit Frame, 3-5kW | Ea |  | 1 Year | 7390 | 4.5% | 7057.45
3733 | APC | 0M-92957 | CM Air Cooled Indoor Condenser Frame, 3-5kW | Ea |  | 1 Year | 7390 | 4.5% | 7057.45
3734 | APC | 0M-92958 | CM Air Cooled Indoor Condensing Unit Frame, 7kW | Ea |  | 1 Year | 8120 | 4.5% | 7754.6
3735 | APC | 0M-92959 | CM Water/Glycol Cooled Indoor Condensing Unit Frame, 230/3/60, 10kW | Ea |  | 1 Year | 9575 | 4.5% | 9144.125
3736 | APC | 0M-92960 | CM Air Cooled Indoor Condensing Unit Frame, 10kW | Ea |  | 1 Year | 6850 | 4.5% | 6541.75
3737 | APC | 0M-92961 | CM Air Cooled Indoor Condenser Frame, 230/1/60, 7kW | Ea |  | 1 Year | 8820 | 4.5% | 8423.1
3738 | APC | 0M-92962 | CM Air Cooled Indoor Condenser Frame, 10kW | Ea |  | 1 Year | 10180 | 4.5% | 9721.9
3739 | APC | 0M-92963 | CM Air Cooled Indoor Condensing Unit Frame, 460/3/60, 14kW | Ea |  | 1 Year | 11535 | 4.5% | 11015.925
3740 | APC | 0M-92964 | CM Air Cooled Indoor Condenser Frame, 14-17kW | Ea |  | 1 Year | 11800 | 4.5% | 11269
3741 | APC | 0M-92965 | CM Water/Glycol Cooled Indoor Condensing Unit Frame, 14-17kW | Ea |  | 1 Year | 8070 | 4.5% | 7706.85
3742 | APC | 0M-92966 | CM-DX Econ/MultiCool Frame Adder, 3-5kW | Ea |  | 1 Year | 9090 | 4.5% | 8680.95
3743 | APC | 0M-92967 | CM-DX Econ/MultiCool Frame Adder, 7kW | Ea |  | 1 Year | 10330 | 4.5% | 9865.15
3744 | APC | 0M-92968 | CM-DX Econ/MultiCool Frame Adder, 10kW | Ea |  | 1 Year | 10360 | 4.5% | 9893.8
3745 | APC | 0M-92969 | CM-DX Compressor, 230/1/60, 3kW | Ea |  | 1 Year | 791 | 4.5% | 755.405
3746 | APC | 0M-92970 | CM-DX Compressor, 277/1/60, 3kW | Ea |  | 1 Year | 1565 | 4.5% | 1494.575
3747 | APC | 0M-92971 | CM-DX Compressor w/Condensate Pump, 277/1/60, 3kW | Ea |  | 1 Year | 1530 | 4.5% | 1461.15
3748 | APC | 0M-92972 | CM-DX Compressor, 230/1/60, 5kW | Ea |  | 1 Year | 798 | 4.5% | 762.09
3749 | APC | 0M-92973 | CM-DX Compressor, 277/1/60, 5kW | Ea |  | 1 Year | 1050 | 4.5% | 1002.75
3750 | APC | 0M-92974 | CM-DX Compressor, 230/1/60, 7kW | Ea |  | 1 Year | 971 | 4.5% | 927.305
3751 | APC | 0M-92975 | CM-DX Compressor, 277/1/60, 7kW | Ea |  | 1 Year | 1235 | 4.5% | 1179.425
3752 | APC | 0M-92976 | CM-DX Compressor, 230/3/60, 7kW | Ea |  | 1 Year | 1250 | 4.5% | 1193.75
3753 | APC | 0M-92977 | CM-DX Compressor, 460/3/60, 7kW | Ea |  | 1 Year | 1180 | 4.5% | 1126.9
3754 | APC | 0M-92978 | CM-DX Compressor, 230/1/60, 10kW | Ea |  | 1 Year | 863 | 4.5% | 824.165
3755 | APC | 0M-92979 | CM-DX Compressor, 277/1/60, 10kW | Ea |  | 1 Year | 1395 | 4.5% | 1332.225
3756 | APC | 0M-92980 | CM-DX Compressor, 230/3/60, 10kW | Ea |  | 1 Year | 1085 | 4.5% | 1036.175
3757 | APC | 0M-92981 | CM-DX Compressor, 460/3/60, 10kW | Ea |  | 1 Year | 1185 | 4.5% | 1131.675
3758 | APC | 0M-92982 | CM-DX Compressor, 230/3/60, 14kW | Ea |  | 1 Year | 1635 | 4.5% | 1561.425
3759 | APC | 0M-92983 | CM-DX Compressor, 460/3/60, 14kW | Ea |  | 1 Year | 1570 | 4.5% | 1499.35
3760 | APC | 0M-92984 | CM-DX Compressor, 575/3/60, 14kW | Ea |  | 1 Year | 443 | 4.5% | 423.065
3761 | APC | 0M-92985 | CM-DX Compressor, 230/3/60, 17kW | Ea |  | 1 Year | 1875 | 4.5% | 1790.625
3762 | APC | 0M-92986 | CM-DX Compressor, 460/3/60, 17kW | Ea |  | 1 Year | 1930 | 4.5% | 1843.15
3763 | APC | 0M-92987 | CM-DX Compressor, 575/3/60, 17kW | Ea |  | 1 Year | 1785 | 4.5% | 1704.675
3764 | APC | 0M-92995 | CM Hot Gas Reheat, 3-5kW | Ea |  | 1 Year | 1390 | 4.5% | 1327.45
3765 | APC | 0M-92996 | CM Hot Gas Reheat, 7-10kW | Ea |  | 1 Year | 1390 | 4.5% | 1327.45
3766 | APC | 0M-92997 | CM Hot Gas Reheat, 14-17kW | Ea |  | 1 Year | 684 | 4.5% | 653.22
3767 | APC | 0M-92998 | CM-DX 30 AMP Circuit Breaker, 230/1/60 | Ea |  | 1 Year | 418 | 4.5% | 399.19
3768 | APC | 0M-92999 | CM-DX 40 AMP Circuit Breaker, 230/1/60 | Ea |  | 1 Year | 146 | 4.5% | 139.43
3769 | APC | 0M-93000 | CM-DX 50 AMP Circuit Breaker, 230/1/60 | Ea |  | 1 Year | 134 | 4.5% | 127.97
3770 | APC | 0M-93001 | CM-DX 60 AMP Circuit Breaker, 230/1/60 | Ea |  | 1 Year | 173 | 4.5% | 165.215
3771 | APC | 0M-93002 | CM-DX 15 AMP Circuit Breaker, 230/3/60 | Ea |  | 1 Year | 153 | 4.5% | 146.115
3772 | APC | 0M-93003 | CM-DX 20 AMP Circuit Breaker, 230/3/60 | Ea |  | 1 Year | 153 | 4.5% | 146.115
3773 | APC | 0M-93004 | S/A 25AMP 230/3 CB CM | Ea |  | 1 Year | 267 | 4.5% | 254.985
3774 | APC | 0M-93005 | CM-DX 30 AMP Circuit Breaker, 230/3/60 | Ea |  | 1 Year | 153 | 4.5% | 146.115
3775 | APC | 0M-93006 | CM-DX 35 AMP Circuit Breaker, 230/3/60 | Ea |  | 1 Year | 159 | 4.5% | 151.845
3776 | APC | 0M-93007 | CM-DX 40 AMP Circuit Breaker, 230/3/60 | Ea |  | 1 Year | 283 | 4.5% | 270.265
3777 | APC | 0M-93008 | CM-DX 45 AMP Circuit Breaker, 230/3/60 | Ea |  | 1 Year | 146 | 4.5% | 139.43
3778 | APC | 0M-93009 | CM-DX 50 AMP Circuit Breaker, 230/3/60 | Ea |  | 1 Year | 159 | 4.5% | 151.845
3779 | APC | 0M-93010 | CM-DX 60 AMP Circuit Breaker, 230/3/60 | Ea |  | 1 Year | 501 | 4.5% | 478.455
3780 | APC | 0M-93011 | CM-DX 15 AMP Circuit Breaker, 460/3/60 | Ea |  | 1 Year | 434 | 4.5% | 414.47
3781 | APC | 0M-93012 | CM-DX 20 AMP Circuit Breaker, 460/3/60 | Ea |  | 1 Year | 305 | 4.5% | 291.275
3782 | APC | 0M-93013 | CM-DX 25 AMP Circuit Breaker, 460/3/60 | Ea |  | 1 Year | 1435 | 4.5% | 1370.425
3783 | APC | 0M-93014 | CM-DX 30 AMP Circuit Breaker, 460/3/60 | Ea |  | 1 Year | 1325 | 4.5% | 1265.375
3784 | APC | 0M-93015 | CM-DX 15 AMP Circuit Breaker, 575/3/60 | Ea |  | 1 Year | 434 | 4.5% | 414.47
3785 | APC | 0M-93016 | CM 50 AMP Fused Disconnect, 230/1/60 | Ea |  | 1 Year | 197 | 4.5% | 188.135
3786 | APC | 0M-93017 | CM 60 AMP Fused Disconnect, 230/1/60 | Ea |  | 1 Year | 195 | 4.5% | 186.225
3787 | APC | 0M-93018 | CM 25 AMP Fused Disconnect, 230/3/60 | Ea |  | 1 Year | 220 | 4.5% | 210.1
3788 | APC | 0M-93019 | CM 35 AMP Fused Disconnect, 230/3/60 | Ea |  | 1 Year | 267 | 4.5% | 254.985
3789 | APC | 0M-93020 | CM 40 AMP Fused Disconnect, 230/3/60 | Ea |  | 1 Year | 274 | 4.5% | 261.67
3790 | APC | 0M-93021 | CM 50 AMP Fused Disconnect, 230/3/60 | Ea |  | 1 Year | 267 | 4.5% | 254.985
3791 | APC | 0M-93022 | CM 60 AMP Fused Disconnect, 230/3/60 | Ea |  | 1 Year | 265 | 4.5% | 253.075
3792 | APC | 0M-93023 | CM 40 AMP Fused Disconnect, 277/1/60 | Ea |  | 1 Year | 704 | 4.5% | 672.32
3793 | APC | 0M-93024 | CM 50 AMP Fused Disconnect, 277/1/60 | Ea |  | 1 Year | 720 | 4.5% | 687.6
3794 | APC | 0M-93025 | CM 20 AMP Fused Disconnect, 460/3/60 | Ea |  | 1 Year | 357 | 4.5% | 340.935
3795 | APC | 0M-93026 | CM 30 AMP Fused Disconnect, 460/3/60 | Ea |  | 1 Year | 353 | 4.5% | 337.115
3796 | APC | 0M-93027 | CM Hot Gas Bypass, 3-5kW | Ea |  | 1 Year | 78 | 4.5% | 74.49
3797 | APC | 0M-93028 | CM Hot Gas Bypass, 7-10kW | Ea |  | 1 Year | 236 | 4.5% | 225.38
3798 | APC | 0M-93029 | CM Hot Gas Bypass, 14-17kW | Ea |  | 1 Year | 162 | 4.5% | 154.71
3799 | APC | 0M-93030 | CM Air Cooled Condenser - Fan Cycling Control | Ea |  | 1 Year | 119 | 4.5% | 113.645
3800 | APC | 0M-93031 | CM Air Cooled Condenser - Flooded Control, 3-5kW | Ea |  | 1 Year | 380 | 4.5% | 362.9
3801 | APC | 0M-93032 | CM Air Cooled Condenser - Flooded Control, 7kW | Ea |  | 1 Year | 380 | 4.5% | 362.9
3802 | APC | 0M-93033 | CM Air Cooled Condenser - Flooded Control, 10kW | Ea |  | 1 Year | 380 | 4.5% | 362.9
3803 | APC | 0M-93034 | CM Air Cooled Condenser - Flooded Control, 14-17kW | Ea |  | 1 Year | 494 | 4.5% | 471.77
3804 | APC | 0M-93035 | CM 2-Way 150PSI Water Regulating Valve, 3-5kW | Ea |  | 1 Year | 494 | 4.5% | 471.77
3805 | APC | 0M-93036 | CM 3-Way 150PSI Water Regulating Valve, 3-5kW | Ea |  | 1 Year | 735 | 4.5% | 701.925
3806 | APC | 0M-93037 | CM 2-Way 150PSI Water Regulating Valve, 7kW | Ea |  | 1 Year | 1035 | 4.5% | 988.425
3807 | APC | 0M-93038 | CM 3-Way 150PSI Water Regulating Valve, 7kW | Ea |  | 1 Year | 1285 | 4.5% | 1227.175
3808 | APC | 0M-93039 | CM 2-Way 150PSI Water Regulating Valve, 10kW | Ea |  | 1 Year | 1010 | 4.5% | 964.55
3809 | APC | 0M-93040 | CM 3-Way 150PSI Water Regulating Valve, 10kW | Ea |  | 1 Year | 1155 | 4.5% | 1103.025
3810 | APC | 0M-93041 | CM-DX Spot Frame, Standard ESP, 3-5kW | Ea |  | 1 Year | 8205 | 4.5% | 7835.775
3811 | APC | 0M-93042 | CM-DX Ducted Frame, Standard ESP, 3-5kW | Ea |  | 1 Year | 7970 | 4.5% | 7611.35
3812 | APC | 0M-93043 | CM-DX Spot Frame, Standard ESP, 7kW | Ea |  | 1 Year | 8560 | 4.5% | 8174.8
3813 | APC | 0M-93044 | CM-DX Ducted Frame, Standard ESP, 7kW | Ea |  | 1 Year | 8665 | 4.5% | 8275.075
3814 | APC | 0M-93045 | CM-DX Spot Frame, Standard ESP, 10kW | Ea |  | 1 Year | 9110 | 4.5% | 8700.05
3815 | APC | 0M-93046 | CM-DX Ducted Frame, Standard ESP, 10kW | Ea |  | 1 Year | 9265 | 4.5% | 8848.075
3816 | APC | 0M-93047 | CM-DX Ducted Frame, Standard ESP, 14-17kW | Ea |  | 1 Year | 9650 | 4.5% | 9215.75
3817 | APC | 0M-93048 | CM Indoor Condenser/Condensing Unit Electrical Insert, 230/1/60, 3-5kW | Ea |  | 1 Year | 353 | 4.5% | 337.115
3818 | APC | 0M-93049 | CM Indoor Condenser/Condensing Unit Electrical Insert, 7-10kW | Ea |  | 1 Year | 423 | 4.5% | 403.965
3819 | APC | 0M-93050 | CM Indoor Condensing Unit Electrical Insert, 460/3/60, 14-17kW | Ea |  | 1 Year | 803 | 4.5% | 766.865
3820 | APC | 0M-93051 | CM Indoor Condenser Electrical Insert, 14-17kW | Ea |  | 1 Year | 567 | 4.5% | 541.485
3821 | APC | 0M-93052 | CM Low Pressure Switch | Ea |  | 1 Year | 60 | 4.5% | 57.3
3822 | APC | 0M-93064 | TC Frame, Downflow | Ea |  | 1 Year | 2925 | 4.5% | 2793.375
3823 | APC | 0M-93066 | TC Discharge Duct Flange, Downflow | Ea |  | 1 Year | 161 | 4.5% | 153.755
3824 | APC | 0M-93068 | TC Frame, Upflow - Rear Return | Ea |  | 1 Year | 4485 | 4.5% | 4283.175
3825 | APC | 0M-93070 | TC Frame, Upflow | Ea |  | 1 Year | 3510 | 4.5% | 3352.05
3826 | APC | 0M-93073 | TC Discharge Duct Flange, Upflow | Ea |  | 1 Year | 161 | 4.5% | 153.755
3827 | APC | 0M-93074 | TC Economizer Frame, Upflow | Ea |  | 1 Year | 6510 | 4.5% | 6217.05
3828 | APC | 0M-93075 | TC Economizer Frame, Upflow - Rear Return | Ea |  | 1 Year | 7480 | 4.5% | 7143.4
3829 | APC | 0M-93084 | TC Compressor, 230/1/60 | Ea |  | 1 Year | 2270 | 4.5% | 2167.85
3830 | APC | 0M-93085 | TC Compressor, 230/3/60 | Ea |  | 1 Year | 2270 | 4.5% | 2167.85
3831 | APC | 0M-93086 | TC Compressor, 460/3/60 | Ea |  | 1 Year | 2270 | 4.5% | 2167.85
3832 | APC | 0M-93087 | TC Compressor, 575/3/60 | Ea |  | 1 Year | 2270 | 4.5% | 2167.85
3833 | APC | 0M-93099 | CW ELECTRIC REHEAT, 20-27KW, 230V, UPFLOW | Ea |  | 1 Year | 1015 | 4.5% | 969.325
3834 | APC | 0M-93139 | CW 20-27KW 1-1/2HP BLOWER/MOTOR 230V 60HZ | Ea |  | 1 Year | 355 | 4.5% | 339.025
3835 | APC | 0M-93142 | CW 20-27KW 1-1/2HP BLOWER/MOTOR 460V 60HZ | Ea |  | 1 Year | 355 | 4.5% | 339.025
3836 | APC | 0M-93145 | CW 20-27KW 1-1/2HP BLOWER/MOTOR 380V 50HZ | Ea |  | 1 Year | 355 | 4.5% | 339.025
3837 | APC | 0M-93148 | CW 20-27KW 1-1/2HP BLOWER/MOTOR 575V 60HZ | Ea |  | 1 Year | 355 | 4.5% | 339.025
3838 | APC | 0M-93182 | CW CONDENSATE PUMP, 230V, 20-27KW | Ea |  | 1 Year | 1410 | 4.5% | 1346.55
3839 | APC | 0M-93183 | TC Condensate Pump, 380V | Ea |  | 1 Year | 501 | 4.5% | 478.455
3840 | APC | 0M-93184 | CW CONDENSATE PUMP, 460V, 20-27KW | Ea |  | 1 Year | 1410 | 4.5% | 1346.55
3841 | APC | 0M-93185 | CW CONDENSATE PUMP, 575V, 20-27KW | Ea |  | 1 Year | 1410 | 4.5% | 1346.55
3842 | APC | 0M-93210 | TC Common Parts for Remote High Pressure Switch | Ea |  | 1 Year | 380 | 4.5% | 362.9
3843 | APC | 0M-93211 | TC Common Parts for Remote High Pressure Switch & Hot Gas Bypass | Ea |  | 1 Year | 906 | 4.5% | 865.23
3844 | APC | 0M-93212 | TC Common Parts for Hot Gas Bypass | Ea |  | 1 Year | 526 | 4.5% | 502.33
3845 | APC | 0M-93224 | TC Electric Reheat, 230V, Upflow, 7.5kW, 1-Stage | Ea |  | 1 Year | 216 | 4.5% | 206.28
3846 | APC | 0M-93226 | TC Electric Reheat, 380V, Upflow, 7.5kW, 1-Stage | Ea |  | 1 Year | 216 | 4.5% | 206.28
3847 | APC | 0M-93228 | TC Electric Reheat, 460V, Upflow, 7.5kW, 1-Stage | Ea |  | 1 Year | 216 | 4.5% | 206.28
3848 | APC | 0M-93230 | TC Electric Reheat, 575V, Upflow, 7.5kW, 1-Stage | Ea |  | 1 Year | 216 | 4.5% | 206.28
3849 | APC | 0M-93232 | TC Electric Reheat, 230V, Downflow, 7.5kW, 1-Stage | Ea |  | 1 Year | 216 | 4.5% | 206.28
3850 | APC | 0M-93234 | TC Electric Reheat, 380V, Downflow, 7.5kW, 1-Stage | Ea |  | 1 Year | 216 | 4.5% | 206.28
3851 | APC | 0M-93236 | TC Electric Reheat, 460V, Downflow, 7.5kW, 1-Stage | Ea |  | 1 Year | 216 | 4.5% | 206.28
3852 | APC | 0M-93238 | TC Electric Reheat, 575V, Downflow, 7.5kW, 1-Stage | Ea |  | 1 Year | 216 | 4.5% | 206.28
3853 | APC | 0M-93240 | TC Electric Reheat, 230V, Upflow, 10kW, 1-Stage | Ea |  | 1 Year | 276 | 4.5% | 263.58
3854 | APC | 0M-93242 | TC Electric Reheat, 380V, Upflow, 10kW, 1-Stage | Ea |  | 1 Year | 276 | 4.5% | 263.58
3855 | APC | 0M-93244 | TC Electric Reheat, 460V, Upflow, 10kW, 1-Stage | Ea |  | 1 Year | 276 | 4.5% | 263.58
3856 | APC | 0M-93246 | TC Electric Reheat, 575V, Upflow, 10kW, 1-Stage | Ea |  | 1 Year | 276 | 4.5% | 263.58
3857 | APC | 0M-93248 | TC Electric Reheat, 230V, Downflow, 10kW, 1-Stage | Ea |  | 1 Year | 276 | 4.5% | 263.58
3858 | APC | 0M-93250 | TC Electric Reheat, 380V, Downflow, 10kW, 1-Stage | Ea |  | 1 Year | 276 | 4.5% | 263.58
3859 | APC | 0M-93252 | TC Electric Reheat, 460V, Downflow, 10kW, 1-Stage | Ea |  | 1 Year | 276 | 4.5% | 263.58
3860 | APC | 0M-93254 | TC Electric Reheat, 575V, Downflow, 10kW, 1-Stage | Ea |  | 1 Year | 276 | 4.5% | 263.58
3861 | APC | 0M-93256 | TC Electric Reheat, 230V, Upflow, 7.5kW, 2-Stage | Ea |  | 1 Year | 236 | 4.5% | 225.38
3862 | APC | 0M-93258 | TC Electric Reheat, 380V, Upflow, 7.5kW, 2-Stage | Ea |  | 1 Year | 236 | 4.5% | 225.38
3863 | APC | 0M-93260 | TC Electric Reheat, 460V, Upflow, 7.5kW, 2-Stage | Ea |  | 1 Year | 236 | 4.5% | 225.38
3864 | APC | 0M-93262 | TC Electric Reheat, 575V, Upflow, 7.5kW, 2-Stage | Ea |  | 1 Year | 236 | 4.5% | 225.38
3865 | APC | 0M-93264 | TC Electric Reheat, 230V, Downflow, 7.5kW, 2-Stage | Ea |  | 1 Year | 236 | 4.5% | 225.38
3866 | APC | 0M-93266 | TC Electric Reheat, 380V, Downflow, 7.5kW, 2-Stage | Ea |  | 1 Year | 236 | 4.5% | 225.38
3867 | APC | 0M-93268 | TC Electric Reheat, 460V, Downflow, 7.5kW, 2-Stage | Ea |  | 1 Year | 236 | 4.5% | 225.38
3868 | APC | 0M-93270 | TC Electric Reheat, 575V, Downflow, 7.5kW, 2-Stage | Ea |  | 1 Year | 236 | 4.5% | 225.38
3869 | APC | 0M-93288 | TC Hot Gas Reheat | Ea |  | 1 Year | 666 | 4.5% | 636.03
3870 | APC | 0M-93290 | CW 20KW 2-WAY CHILLED WATER VALVE | Ea |  | 1 Year | 15050 | 4.5% | 14372.75
3871 | APC | 0M-93291 | CW 27KW 2-WAY CHILLED WATER VALVE | Ea |  | 1 Year | 15050 | 4.5% | 14372.75
3872 | APC | 0M-93293 | CW 20KW 2-WAY SPRING RETURN CHILLED WATER VALVE | Ea |  | 1 Year | 15810 | 4.5% | 15098.55
3873 | APC | 0M-93294 | CW 27KW 2-WAY SPRING RETURN CHILLED WATER VALVE | Ea |  | 1 Year | 15810 | 4.5% | 15098.55
3874 | APC | 0M-93296 | CW 20KW 3-WAY CHILLED WATER VALVE | Ea |  | 1 Year | 15050 | 4.5% | 14372.75
3875 | APC | 0M-93297 | CW 27KW 3-WAY CHILLED WATER VALVE | Ea |  | 1 Year | 15050 | 4.5% | 14372.75
3876 | APC | 0M-93299 | CW 20KW 3-WAY SPRING RETURN CHILLED WATER VALVE | Ea |  | 1 Year | 15810 | 4.5% | 15098.55
3877 | APC | 0M-93300 | CW 27KW 3-WAY SPRING RETURN CHILLED WATER VALVE | Ea |  | 1 Year | 15810 | 4.5% | 15098.55
3878 | APC | 0M-93303 | CW ELECTRIC REHEAT, 20-27KW, 380V, UPFLOW | Ea |  | 1 Year | 1015 | 4.5% | 969.325
3879 | APC | 0M-93305 | CW ELECTRIC REHEAT, 20-27KW, 460V, UPFLOW | Ea |  | 1 Year | 1015 | 4.5% | 969.325
3880 | APC | 0M-93307 | CW ELECTRIC REHEAT, 20-27KW, 575V, UPFLOW | Ea |  | 1 Year | 1015 | 4.5% | 969.325
3881 | APC | 0M-93309 | CW ELECTRIC REHEAT, 20-27KW, 230V, DOWNFLOW | Ea |  | 1 Year | 1015 | 4.5% | 969.325
3882 | APC | 0M-93311 | CW ELECTRIC REHEAT, 20-27KW, 380V, DOWNFLOW | Ea |  | 1 Year | 1015 | 4.5% | 969.325
3883 | APC | 0M-93313 | CW ELECTRIC REHEAT, 20-27KW, 460V, DOWNFLOW | Ea |  | 1 Year | 1015 | 4.5% | 969.325
3884 | APC | 0M-93315 | CW ELECTRIC REHEAT, 20-27KW, 575V, DOWNFLOW | Ea |  | 1 Year | 1015 | 4.5% | 969.325
3885 | APC | 0M-93333 | CW ELECTRIC REHEAT, 20-27KW, 230V, UPFLOW - EXTRA STAGE | Ea |  | 1 Year | 1620 | 4.5% | 1547.1
3886 | APC | 0M-93335 | CW ELECTRIC REHEAT, 20-27KW, 380V, UPFLOW - EXTRA STAGE | Ea |  | 1 Year | 1620 | 4.5% | 1547.1
3887 | APC | 0M-93337 | CW ELECTRIC REHEAT, 20-27KW, 460V, UPFLOW - EXTRA STAGE | Ea |  | 1 Year | 1620 | 4.5% | 1547.1
3888 | APC | 0M-93339 | CW ELECTRIC REHEAT, 20-27KW, 575V, UPFLOW - EXTRA STAGE | Ea |  | 1 Year | 1620 | 4.5% | 1547.1
3889 | APC | 0M-93341 | CW ELECTRIC REHEAT, 20-27KW, 230V, DOWNFLOW - EXTRA STAGE | Ea |  | 1 Year | 1620 | 4.5% | 1547.1
3890 | APC | 0M-93343 | CW ELECTRIC REHEAT, 20-27KW, 380V, DOWNFLOW - EXTRA STAGE | Ea |  | 1 Year | 1620 | 4.5% | 1547.1
3891 | APC | 0M-93345 | CW ELECTRIC REHEAT, 20-27KW, 460V, DOWNFLOW - EXTRA STAGE | Ea |  | 1 Year | 1620 | 4.5% | 1547.1
3892 | APC | 0M-93347 | CW ELECTRIC REHEAT, 20-27KW, 575V, DOWNFLOW - EXTRA STAGE | Ea |  | 1 Year | 1620 | 4.5% | 1547.1
3893 | APC | 0M-93369 | CW HOT WATER REHEAT, 20-27KW, 2-WAY MODULATING | Ea |  | 1 Year | 3235 | 4.5% | 3089.425
3894 | APC | 0M-93371 | CW HOT WATER REHEAT, 20-27KW, 3-WAY MODULATING | Ea |  | 1 Year | 3370 | 4.5% | 3218.35
3895 | APC | 0M-93373 | CW HOT WATER REHEAT, 20-27KW, 2-WAY ON/OFF | Ea |  | 1 Year | 3025 | 4.5% | 2888.875
3896 | APC | 0M-93375 | CW STEAM REHEAT, 20-27KW, 2-WAY ON/OFF | Ea |  | 1 Year | 3025 | 4.5% | 2888.875
3897 | APC | 0M-93392 | TC Local Firestat | Ea |  | 1 Year | 180 | 4.5% | 171.9
3898 | APC | 0M-93394 | TC Hot Water Reheat Main | Ea |  | 1 Year | 886 | 4.5% | 846.13
3899 | APC | 0M-93396 | TC Hot Water Reheat, 2-Way Modulating | Ea |  | 1 Year | 999 | 4.5% | 954.045
3900 | APC | 0M-93398 | TC Hot Water Reheat, 3-Way Modulating | Ea |  | 1 Year | 1115 | 4.5% | 1064.825
3901 | APC | 0M-93400 | TC Hot Water Reheat, 2-Way On/Off | Ea |  | 1 Year | 886 | 4.5% | 846.13
3902 | APC | 0M-93402 | TC Steam Reheat, 2-Way On/Off | Ea |  | 1 Year | 886 | 4.5% | 846.13
3903 | APC | 0M-93404 | TC SCR Electric Reheat, 230V | Ea |  | 1 Year | 1095 | 4.5% | 1045.725
3904 | APC | 0M-93406 | TC SCR Electric Reheat, 460-575V | Ea |  | 1 Year | 1095 | 4.5% | 1045.725
3905 | APC | 0M-93412 | TC Water Regulating Valve, 2-Way 150 psi | Ea |  | 1 Year | 825 | 4.5% | 787.875
3906 | APC | 0M-93413 | TC Water Regulating Valve, 3-Way 150 psi | Ea |  | 1 Year | 1160 | 4.5% | 1107.8
3907 | APC | 0M-93414 | TC Water Regulating Valve, 2-Way 350 psi | Ea |  | 1 Year | 1405 | 4.5% | 1341.775
3908 | APC | 0M-93415 | TC Water Regulating Valve, 3-Way 350 psi | Ea |  | 1 Year | 1520 | 4.5% | 1451.6
3909 | APC | 0M-93600 | CM Ducted Frame, 4" 30% Filter, 14-17kW | Ea |  | 1 Year | 1065 | 4.5% | 1017.075
3910 | APC | 0M-93601 | CM Ducted Frame, 1" 30% Filter, 14-17kW | Ea |  | 1 Year | 485 | 4.5% | 463.175
3911 | APC | 0M-956 | CM CB 70AMP DISCONNECT 230/3/60 | Ea |  | 1 Year | 279 | 4.5% | 266.445
3912 | APC | 0M-9735 | KIT SUBFEED MONITOR ISX 80A PDU | Ea |  | 1 Year | 1.9 | 4.5% | 1.8145
3913 | APC | 0M-ALAD600X1P | DAMPER GRAVITY SERIES "T" F3 | Ea |  | 1 Year | 695 | 4.5% | 663.725
3914 | APC | 0M-ALAD602X1P | DAMPER GRAVITY SERIES "T" F4 | Ea |  | 1 Year | 882 | 4.5% | 842.31
3915 | APC | 0M-ALAD604X1P | DAMPER GRAVITY SERIES "T" F5 | Ea |  | 1 Year | 882 | 4.5% | 842.31
3916 | APC | 0M-ALAD606X1P | DAMPER GRAVITY SERIES "T" F6 | Ea |  | 1 Year | 1080 | 4.5% | 1031.4
3917 | APC | 0M-ALAD608X1P | DAMPER GRAVITY SERIES "T" F7 | Ea |  | 1 Year | 531 | 4.5% | 507.105
3918 | APC | 0M-ALCO0970X1P | LOCAL USER TERMINAL (L) TD/TUC+TUL(UL) | Ea |  | 1 Year | 1980 | 4.5% | 1890.9
3919 | APC | 0M-ALCO0979X1P | LOCAL TERMINAL SMALL(L)+TUL TD/TU.DX(UL) | Ea |  | 1 Year | 270 | 4.5% | 257.85
3920 | APC | 0M-ALCO0980X1P | LOCAL TERMINAL MED(L)+TUL"T"DX F3.F6 U | Ea |  | 1 Year | 270 | 4.5% | 257.85
3921 | APC | 0M-ALCO0989X1P | LOCAL TERMINAL MED(L)+TUL "T" DX F7(UL) | Ea |  | 1 Year | 270 | 4.5% | 257.85
3922 | APC | 0M-ALCO1001X1P | LOCAL TERM. SMALL(L)+TUL TD. DX F3(UL) | Ea |  | 1 Year | 981 | 4.5% | 936.855
3923 | APC | 0M-ALGF0531X1P | REFRIG (H)R410A+VPR 2WAY TDWV2242D (UL) | Ea |  | 1 Year | 981 | 4.5% | 936.855
3924 | APC | 0M-ALGF0532X1P | REFRIG (H)R410A+VPR 2WAY TDWV2542D (UL) | Ea |  | 1 Year | 981 | 4.5% | 936.855
3925 | APC | 0M-ALGF0533X1P | REFRIG (H)R410A+VPR 2WAY TDWV2842D (UL) | Ea |  | 1 Year | 981 | 4.5% | 936.855
3926 | APC | 0M-ALGF0541X1P | REFRIG (H)R410A+VPR 2WAY TDWV2242G (UL) | Ea |  | 1 Year | 981 | 4.5% | 936.855
3927 | APC | 0M-ALGF0542X1P | REFRIG (H)R410A+VPR 2WAY TDWV2542G (UL) | Ea |  | 1 Year | 981 | 4.5% | 936.855
3928 | APC | 0M-ALGF0543X1P | REFRIG (H)R410A+VPR 2WAY TDWV2842G (UL) | Ea |  | 1 Year | 981 | 4.5% | 936.855
3929 | APC | 0M-ALGF0551X1P | REFRIG (H)R410A+VPR 2WAY TUWV2242D (UL) | Ea |  | 1 Year | 981 | 4.5% | 936.855
3930 | APC | 0M-ALGF0552X1P | REFRIG (H)R410A+VPR 2WAY TUWV2542D (UL) | Ea |  | 1 Year | 981 | 4.5% | 936.855
3931 | APC | 0M-ALGF0553X1P | REFRIG (H)R410A+VPR 2WAY TUWV2842D (UL) | Ea |  | 1 Year | 981 | 4.5% | 936.855
3932 | APC | 0M-ALGF0561X1P | REFRIG (H)R410A+VPR 2WAY TUWV2242G (UL) | Ea |  | 1 Year | 981 | 4.5% | 936.855
3933 | APC | 0M-ALGF0562X1P | REFRIG (H)R410A+VPR 2WAY TUWV2542G (UL) | Ea |  | 1 Year | 981 | 4.5% | 936.855
3934 | APC | 0M-ALGF0563X1P | REFRIG (H)R410A+VPR 2WAY TUWV2842G (UL) | Ea |  | 1 Year | 495 | 4.5% | 472.725
3935 | APC | 0M-ALGF0571X1P | REFRIG (I)R410A+REG.PRES. TDWV2242D (UL) | Ea |  | 1 Year | 495 | 4.5% | 472.725
3936 | APC | 0M-ALGF0572X1P | REFRIG (I)R410A+REG.PRES. TDWV2542D (UL) | Ea |  | 1 Year | 495 | 4.5% | 472.725
3937 | APC | 0M-ALGF0573X1P | REFRIG (I)R410A+REG.PRES. TDWV2842D (UL) | Ea |  | 1 Year | 495 | 4.5% | 472.725
3938 | APC | 0M-ALGF0581X1P | REFRIG (I)R410A+REG.PRES. TDWV2242G (UL) | Ea |  | 1 Year | 495 | 4.5% | 472.725
3939 | APC | 0M-ALGF0582X1P | REFRIG (I)R410A+REG.PRES. TDWV2542G (UL) | Ea |  | 1 Year | 495 | 4.5% | 472.725
3940 | APC | 0M-ALGF0583X1P | REFRIG (I)R410A+REG.PRES. TDWV2842G (UL) | Ea |  | 1 Year | 495 | 4.5% | 472.725
3941 | APC | 0M-ALGF0591X1P | REFRIG (I)R410A+REG.PRES. TUWV2242D (UL) | Ea |  | 1 Year | 495 | 4.5% | 472.725
3942 | APC | 0M-ALGF0592X1P | REFRIG (I)R410A+REG.PRES. TUWV2542D (UL) | Ea |  | 1 Year | 495 | 4.5% | 472.725
3943 | APC | 0M-ALGF0593X1P | REFRIG (I)R410A+REG.PRES. TUWV2842D (UL) | Ea |  | 1 Year | 495 | 4.5% | 472.725
3944 | APC | 0M-ALGF0601X1P | REFRIG (I)R410A+REG.PRES. TUWV2242G (UL) | Ea |  | 1 Year | 495 | 4.5% | 472.725
3945 | APC | 0M-ALGF0602X1P | REFRIG (I)R410A+REG.PRES. TUWV2542G (UL) | Ea |  | 1 Year | 495 | 4.5% | 472.725
3946 | APC | 0M-ALGF0603X1P | REFRIG (I)R410A+REG.PRES. TUWV2842G (UL) | Ea |  | 1 Year | 981 | 4.5% | 936.855
3947 | APC | 0M-ALGF0691X1P | REFRIG (H)R410A+VPR 2WAY TDDV2242D (UL) | Ea |  | 1 Year | 981 | 4.5% | 936.855
3948 | APC | 0M-ALGF0692X1P | REFRIG (H)R410A+VPR 2WAY TDDV2542D (UL) | Ea |  | 1 Year | 981 | 4.5% | 936.855
3949 | APC | 0M-ALGF0693X1P | REFRIG (H)R410A+VPR 2WAY TDDV2842D (UL) | Ea |  | 1 Year | 981 | 4.5% | 936.855
3950 | APC | 0M-ALGF0701X1P | REFRIG (H)R410A+VPR 2WAY TDDV2242G (UL) | Ea |  | 1 Year | 981 | 4.5% | 936.855
3951 | APC | 0M-ALGF0702X1P | REFRIG (H)R410A+VPR 2WAY TDDV2542G (UL) | Ea |  | 1 Year | 981 | 4.5% | 936.855
3952 | APC | 0M-ALGF0703X1P | REFRIG (H)R410A+VPR 2WAY TDDV2842G (UL) | Ea |  | 1 Year | 981 | 4.5% | 936.855
3953 | APC | 0M-ALGF0711X1P | REFRIG (H)R410A+VPR 2WAY TUDV2242D (UL) | Ea |  | 1 Year | 981 | 4.5% | 936.855
3954 | APC | 0M-ALGF0712X1P | REFRIG (H)R410A+VPR 2WAY TUDV2542D (UL) | Ea |  | 1 Year | 981 | 4.5% | 936.855
3955 | APC | 0M-ALGF0713X1P | REFRIG (H)R410A+VPR 2WAY TUDV2842D (UL) | Ea |  | 1 Year | 981 | 4.5% | 936.855
3956 | APC | 0M-ALGF0721X1P | REFRIG (H)R410A+VPR 2WAY TUDV2242G (UL) | Ea |  | 1 Year | 981 | 4.5% | 936.855
3957 | APC | 0M-ALGF0722X1P | REFRIG (H)R410A+VPR 2WAY TUDV2542G (UL) | Ea |  | 1 Year | 981 | 4.5% | 936.855
3958 | APC | 0M-ALGF0723X1P | REFRIG (H)R410A+VPR 2WAY TUEV2242D (UL) | Ea |  | 1 Year | 495 | 4.5% | 472.725
3959 | APC | 0M-ALGF0731X1P | REFRIG (I)R410A+REG.PRES. TDDV2242D (UL) | Ea |  | 1 Year | 495 | 4.5% | 472.725
3960 | APC | 0M-ALGF0732X1P | REFRIG (I)R410A+REG.PRES. TDDV2542D (UL) | Ea |  | 1 Year | 495 | 4.5% | 472.725
3961 | APC | 0M-ALGF0733X1P | REFRIG (I)R410A+REG.PRES. TDDV2842D (UL) | Ea |  | 1 Year | 495 | 4.5% | 472.725
3962 | APC | 0M-ALGF0741X1P | REFRIG (I)R410A+REG.PRES. TDDV2242G (UL) | Ea |  | 1 Year | 495 | 4.5% | 472.725
3963 | APC | 0M-ALGF0742X1P | REFRIG (I)R410A+REG.PRES. TDDV2542G (UL) | Ea |  | 1 Year | 495 | 4.5% | 472.725
3964 | APC | 0M-ALGF0743X1P | REFRIG (I)R410A+REG.PRES. TDDV2842G (UL) | Ea |  | 1 Year | 495 | 4.5% | 472.725
3965 | APC | 0M-ALGF0751X1P | REFRIG (I)R410A+REG.PRES. TUDV2242D (UL) | Ea |  | 1 Year | 495 | 4.5% | 472.725
3966 | APC | 0M-ALGF0752X1P | REFRIG (I)R410A+REG.PRES. TUDV2542D (UL) | Ea |  | 1 Year | 495 | 4.5% | 472.725
3967 | APC | 0M-ALGF0753X1P | REFRIG (I)R410A+REG.PRES. TUDV2842D (UL) | Ea |  | 1 Year | 495 | 4.5% | 472.725
3968 | APC | 0M-ALGF0761X1P | REFRIG (I)R410A+REG.PRES. TUDV2242G (UL) | Ea |  | 1 Year | 495 | 4.5% | 472.725
3969 | APC | 0M-ALGF0762X1P | REFRIG (I)R410A+REG.PRES. TUDV2542G (UL) | Ea |  | 1 Year | 495 | 4.5% | 472.725
3970 | APC | 0M-ALGF0763X1P | REFRIG (I)R410A+REG.PRES. TUEV2242D (UL) | Ea |  | 1 Year | 981 | 4.5% | 936.855
3971 | APC | 0M-ALGF0771X1P | REFRIG (J)R410A+VPR 3WAY TDWV2242D (UL) | Ea |  | 1 Year | 981 | 4.5% | 936.855
3972 | APC | 0M-ALGF0772X1P | REFRIG (J)R410A+VPR 3WAY TDWV2542D (UL) | Ea |  | 1 Year | 981 | 4.5% | 936.855
3973 | APC | 0M-ALGF0773X1P | REFRIG (J)R410A+VPR 3WAY TDWV2842D (UL) | Ea |  | 1 Year | 981 | 4.5% | 936.855
3974 | APC | 0M-ALGF0781X1P | REFRIG (J)R410A+VPR 3WAY TDWV2242G (UL) | Ea |  | 1 Year | 981 | 4.5% | 936.855
3975 | APC | 0M-ALGF0782X1P | REFRIG (J)R410A+VPR 3WAY TDWV2542G (UL) | Ea |  | 1 Year | 981 | 4.5% | 936.855
3976 | APC | 0M-ALGF0783X1P | REFRIG (J)R410A+VPR 3WAY TDWV2842G (UL) | Ea |  | 1 Year | 981 | 4.5% | 936.855
3977 | APC | 0M-ALGF0791X1P | REFRIG (J)R410A+VPR 3WAY TUWV2242D (UL) | Ea |  | 1 Year | 981 | 4.5% | 936.855
3978 | APC | 0M-ALGF0792X1P | REFRIG (J)R410A+VPR 3WAY TUWV2542D (UL) | Ea |  | 1 Year | 981 | 4.5% | 936.855
3979 | APC | 0M-ALGF0793X1P | REFRIG (J)R410A+VPR 3WAY TUWV2842D (UL) | Ea |  | 1 Year | 981 | 4.5% | 936.855
3980 | APC | 0M-ALGF0801X1P | REFRIG (J)R410A+VPR 3WAY TUWV2242G (UL) | Ea |  | 1 Year | 981 | 4.5% | 936.855
3981 | APC | 0M-ALGF0802X1P | REFRIG (J)R410A+VPR 3WAY TUWV2542G (UL) | Ea |  | 1 Year | 981 | 4.5% | 936.855
3982 | APC | 0M-ALGF0803X1P | REFRIG (J)R410A+VPR 3WAY TUWV2842G (UL) | Ea |  | 1 Year | 981 | 4.5% | 936.855
3983 | APC | 0M-ALGF0811X1P | REFRIG (J)R410A+VPR 3WAY TDDV2242D (UL) | Ea |  | 1 Year | 981 | 4.5% | 936.855
3984 | APC | 0M-ALGF0812X1P | REFRIG (J)R410A+VPR 3WAY TDDV2542D (UL) | Ea |  | 1 Year | 981 | 4.5% | 936.855
3985 | APC | 0M-ALGF0813X1P | REFRIG (J)R410A+VPR 3WAY TDDV2842D (UL) | Ea |  | 1 Year | 981 | 4.5% | 936.855
3986 | APC | 0M-ALGF0821X1P | REFRIG (J)R410A+VPR 3WAY TDDV2242G (UL) | Ea |  | 1 Year | 981 | 4.5% | 936.855
3987 | APC | 0M-ALGF0822X1P | REFRIG (J)R410A+VPR 3WAY TDDV2542G (UL) | Ea |  | 1 Year | 981 | 4.5% | 936.855
3988 | APC | 0M-ALGF0823X1P | REFRIG (J)R410A+VPR 3WAY TDDV2842G (UL) | Ea |  | 1 Year | 981 | 4.5% | 936.855
3989 | APC | 0M-ALGF0831X1P | REFRIG (J)R410A+VPR 3WAY TUDV2242D (UL) | Ea |  | 1 Year | 981 | 4.5% | 936.855
3990 | APC | 0M-ALGF0832X1P | REFRIG (J)R410A+VPR 3WAY TUDV2542D (UL) | Ea |  | 1 Year | 981 | 4.5% | 936.855
3991 | APC | 0M-ALGF0833X1P | REFRIG (J)R410A+VPR 3WAY TUDV2842D (UL) | Ea |  | 1 Year | 981 | 4.5% | 936.855
3992 | APC | 0M-ALGF0841X1P | REFRIG (J)R410A+VPR 3WAY TUDV2242G (UL) | Ea |  | 1 Year | 981 | 4.5% | 936.855
3993 | APC | 0M-ALGF0842X1P | REFRIG (J)R410A+VPR 3WAY TUDV2542G (UL) | Ea |  | 1 Year | 981 | 4.5% | 936.855
3994 | APC | 0M-ALGF0843X1P | REFRIG (J)R410A+VPR 3WAY TUEV2242D (UL) | Ea |  | 1 Year | 774 | 4.5% | 739.17
3995 | APC | 0M-ALIC252X1P | WOODEN CASE PACKING (W) T FR.3 | Ea |  | 1 Year | 1980 | 4.5% | 1890.9
3996 | APC | 0M-ALIC254X1P | WOODEN CASE PACKING (W) T FR.4 | Ea |  | 1 Year | 1980 | 4.5% | 1890.9
3997 | APC | 0M-ALIC255X1P | WOODEN CASE PACKING (W) T FR.5 | Ea |  | 1 Year | 2040 | 4.5% | 1948.2
3998 | APC | 0M-ALIC256X1P | WOODEN CASE PACKING (W) T FR.6 | Ea |  | 1 Year | 1980 | 4.5% | 1890.9
3999 | APC | 0M-ALIC258X1P | WOODEN CASE PACKING (W) TDC/TU FR.7 | Ea |  | 1 Year | 1980 | 4.5% | 1890.9
4000 | APC | 0M-ALIC259X1P | WOODEN CASE PACKING (W) TDA-E-W FR.7 | Ea |  | 1 Year | 2040 | 4.5% | 1948.2
4001 | APC | 0M-ALIC260X1P | WOOD CASE PACK W/DAMPER (Y) T FR.3 | Ea |  | 1 Year | 1980 | 4.5% | 1890.9
4002 | APC | 0M-ALIC262X1P | WOOD CASE PACK W/DAMPER (Y) T FR.4 | Ea |  | 1 Year | 1980 | 4.5% | 1890.9
4003 | APC | 0M-ALIC264X1P | WOOD CASE PACK W/DAMPER (Y) T FR.5 | Ea |  | 1 Year | 1980 | 4.5% | 1890.9
4004 | APC | 0M-ALIC266X1P | WOOD CASE PACK W/DAMPER (Y) T FR.6 | Ea |  | 1 Year | 1980 | 4.5% | 1890.9
4005 | APC | 0M-ALIC268X1P | WOOD CASE PACK W/DAMPER (Y) TDC/TU FR.7 | Ea |  | 1 Year | 1980 | 4.5% | 1890.9
4006 | APC | 0M-ALIC269X1P | WOOD CASE PACK W/DAMPER (Y) TDA-E-W FR.7 | Ea |  | 1 Year | 143 | 4.5% | 136.565
4007 | APC | 0M-ALOP0970X1P | LIMIT AMBIENT TEMP SENSOR (2) CW (UL) | Ea |  | 1 Year | 1290 | 4.5% | 1231.95
4008 | APC | 0M-ALRD0387X1P | HOT WATER HEATING (1-2) TDCV0700 UL | Ea |  | 1 Year | 1440 | 4.5% | 1375.2
4009 | APC | 0M-ALRD0388X1P | HOT WATER HEATING (1-2) TDCV1000-1200 UL | Ea |  | 1 Year | 2520 | 4.5% | 2406.6
4010 | APC | 0M-ALRD0389X1P | HOT WATER HEATING (1-2) TDCV1700 UL | Ea |  | 1 Year | 3060 | 4.5% | 2922.3
4011 | APC | 0M-ALRD0390X1P | HOT WATER HEATING (1-2) TDCV2500 UL | Ea |  | 1 Year | 3600 | 4.5% | 3438
4012 | APC | 0M-ALRD0391X1P | HOT WATER HEATING (1-2) TDCV3400-4000 UL | Ea |  | 1 Year | 3600 | 4.5% | 3438
4013 | APC | 0M-ALRD0392X1P | HOT WATER HEATING (1-2) TDCV4300 UL | Ea |  | 1 Year | 1290 | 4.5% | 1231.95
4014 | APC | 0M-ALRD0393X1P | HOT WATER HEATING (3-4) TDCV0700 UL | Ea |  | 1 Year | 1440 | 4.5% | 1375.2
4015 | APC | 0M-ALRD0394X1P | HOT WATER HEATING (3-4) TDCV1000-1200 UL | Ea |  | 1 Year | 2520 | 4.5% | 2406.6
4016 | APC | 0M-ALRD0395X1P | HOT WATER HEATING (3-4) TDCV1700 UL | Ea |  | 1 Year | 3060 | 4.5% | 2922.3
4017 | APC | 0M-ALRD0396X1P | HOT WATER HEATING (3-4) TDCV2500 UL | Ea |  | 1 Year | 3600 | 4.5% | 3438
4018 | APC | 0M-ALRD0397X1P | HOT WATER HEATING (3-4) TDCV3400-4000 UL | Ea |  | 1 Year | 3600 | 4.5% | 3438
4019 | APC | 0M-ALRD0398X1P | HOT WATER HEATING (3-4) TDCV4300 UL | Ea |  | 1 Year | 1290 | 4.5% | 1231.95
4020 | APC | 0M-ALRD0399X1P | HOT WATER HEATING (1-2) TUCV0700 UL | Ea |  | 1 Year | 1440 | 4.5% | 1375.2
4021 | APC | 0M-ALRD0400X1P | HOT WATER HEATING (1-2) TUCV1000-1200 UL | Ea |  | 1 Year | 2520 | 4.5% | 2406.6
4022 | APC | 0M-ALRD0401X1P | HOT WATER HEATING (1-2) TUCV1700 UL | Ea |  | 1 Year | 3060 | 4.5% | 2922.3
4023 | APC | 0M-ALRD0402X1P | HOT WATER HEATING (1-2) TUCV2500 UL | Ea |  | 1 Year | 3600 | 4.5% | 3438
4024 | APC | 0M-ALRD0403X1P | HOT WATER HEATING (1-2) TUCV3400-4000 UL | Ea |  | 1 Year | 1290 | 4.5% | 1231.95
4025 | APC | 0M-ALRD0404X1P | HOT WATER HEATING (3-4) TUCV0700 UL | Ea |  | 1 Year | 1440 | 4.5% | 1375.2
4026 | APC | 0M-ALRD0405X1P | HOT WATER HEATING (3-4) TUCV1000-1200 UL | Ea |  | 1 Year | 2520 | 4.5% | 2406.6
4027 | APC | 0M-ALRD0406X1P | HOT WATER HEATING (3-4) TUCV1700 UL | Ea |  | 1 Year | 3060 | 4.5% | 2922.3
4028 | APC | 0M-ALRD0407X1P | HOT WATER HEATING (3-4) TUCV2500 UL | Ea |  | 1 Year | 3600 | 4.5% | 3438
4029 | APC | 0M-ALRD0408X1P | HOT WATER HEATING (3-4) TUCV3400-4000 UL | Ea |  | 1 Year | 1290 | 4.5% | 1231.95
4030 | APC | 0M-ALRD0409X1P | HOT WATER HEATING (5-6) TUCV F3 UL BACK | Ea |  | 1 Year | 1440 | 4.5% | 1375.2
4031 | APC | 0M-ALRD0410X1P | HOT WATER HEATING (5-6) TUCV F4 UL BACK | Ea |  | 1 Year | 2520 | 4.5% | 2406.6
4032 | APC | 0M-ALRD0411X1P | HOT WATER HEATING (5-6) TUCV F5 UL BACK | Ea |  | 1 Year | 3060 | 4.5% | 2922.3
4033 | APC | 0M-ALRD0412X1P | HOT WATER HEATING (5-6) TUCV F6 UL BACK | Ea |  | 1 Year | 1290 | 4.5% | 1231.95
4034 | APC | 0M-ALRD0413X1P | HOT WATER HEATING (7-8) TUCV F3 UL BACK | Ea |  | 1 Year | 1440 | 4.5% | 1375.2
4035 | APC | 0M-ALRD0414X1P | HOT WATER HEATING (7-8) TUCV F4 UL BACK | Ea |  | 1 Year | 2520 | 4.5% | 2406.6
4036 | APC | 0M-ALRD0415X1P | HOT WATER HEATING (7-8) TUCV F5 UL BACK | Ea |  | 1 Year | 3060 | 4.5% | 2922.3
4037 | APC | 0M-ALRD0416X1P | HOT WATER HEATING (7-8) TUCV F6 UL BACK | Ea |  | 1 Year | 1030 | 4.5% | 983.65
4038 | APC | 0M-ALRD0417A1P | H. GAS REHT(E)TD.AT0511 (U-D) R410A (UL) | Ea |  | 1 Year | 774 | 4.5% | 739.17
4039 | APC | 0M-ALRD0418A1P | H. GAS REHT(E)TD.AT0611 (U-D) R410A (UL) | Ea |  | 1 Year | 818 | 4.5% | 781.19
4040 | APC | 0M-ALRD0419A1P | H. GAS REHT(E)TD.AT0921 (U-D) R410A (UL) | Ea |  | 1 Year | 837 | 4.5% | 799.335
4041 | APC | 0M-ALRD0420A1P | H. GAS REHT(E)TD.AT1121 (U-D) R410A (UL) | Ea |  | 1 Year | 846 | 4.5% | 807.93
4042 | APC | 0M-ALRD0421A1P | H. GAS REHT(E)TD.AT1422 (U-D) R410A (UL) | Ea |  | 1 Year | 846 | 4.5% | 807.93
4043 | APC | 0M-ALRD0422A1P | H. GAS REHT(E)TD.AT1622 (U-D) R410A (UL) | Ea |  | 1 Year | 846 | 4.5% | 807.93
4044 | APC | 0M-ALRD0423A1P | H. GAS REHT(E)TD.AT1822 (U-D) R410A (UL) | Ea |  | 1 Year | 1480 | 4.5% | 1413.4
4045 | APC | 0M-ALRD0424A1P | H. GAS REHT(E)TD.2242.3342(U-D)R410(UL) | Ea |  | 1 Year | 1480 | 4.5% | 1413.4
4046 | APC | 0M-ALRD0425X1P | H. GAS REHT(E) TD.A-T F7 (U-D)R410(UL) | Ea |  | 1 Year | 818 | 4.5% | 781.19
4047 | APC | 0M-ALRD0428A1P | H. GAS REHT(E)TU.AT0921 (U-D) R410A (UL) | Ea |  | 1 Year | 918 | 4.5% | 876.69
4048 | APC | 0M-ALRD0429A1P | H. GAS REHT(E)TU.AT1121 (U-D) R410A (UL) | Ea |  | 1 Year | 846 | 4.5% | 807.93
4049 | APC | 0M-ALRD0430A1P | H. GAS REHT(E)TU.AT1422 (U-D) R410A (UL) | Ea |  | 1 Year | 846 | 4.5% | 807.93
4050 | APC | 0M-ALRD0431A1P | H. GAS REHT(E)TU.AT1622 (U-D) R410A (UL) | Ea |  | 1 Year | 846 | 4.5% | 807.93
4051 | APC | 0M-ALRD0432A1P | H. GAS REHT(E)TU.AT1822 (U-D) R410A (UL) | Ea |  | 1 Year | 774 | 4.5% | 739.17
4052 | APC | 0M-ALRD0435A1P | H. GAS REHT(F)TD.AT0511 (U-D+R) R410(UL) | Ea |  | 1 Year | 774 | 4.5% | 739.17
4053 | APC | 0M-ALRD0436A1P | H. GAS REHT(F)TD.AT0611 (U-D+R) R410(UL) | Ea |  | 1 Year | 818 | 4.5% | 781.19
4054 | APC | 0M-ALRD0437A1P | H. GAS REHT(F)TD.AT0921 (U-D+R) R410(UL) | Ea |  | 1 Year | 837 | 4.5% | 799.335
4055 | APC | 0M-ALRD0438A1P | H. GAS REHT(F)TD.AT1121 (U-D+R) R410(UL) | Ea |  | 1 Year | 846 | 4.5% | 807.93
4056 | APC | 0M-ALRD0439A1P | H. GAS REHT(F)TD.AT1422 (U-D+R) R410(UL) | Ea |  | 1 Year | 846 | 4.5% | 807.93
4057 | APC | 0M-ALRD0440A1P | H. GAS REHT(F)TD.AT1622 (U-D+R) R410(UL) | Ea |  | 1 Year | 846 | 4.5% | 807.93
4058 | APC | 0M-ALRD0441A1P | H. GAS REHT(F)TD.AT1822 (U-D+R) R410(UL) | Ea |  | 1 Year | 1480 | 4.5% | 1413.4
4059 | APC | 0M-ALRD0442A1P | H. GAS REHT(F)TD2242.3342(U-D+R)410(UL) | Ea |  | 1 Year | 1480 | 4.5% | 1413.4
4060 | APC | 0M-ALRD0443X1P | H. GAS REHT(F) TD.A-T F7 (U-D)R410(UL) | Ea |  | 1 Year | 818 | 4.5% | 781.19
4061 | APC | 0M-ALRD0446A1P | H. GAS REHT(F)TU.AT0921 (U-D+R) R410(UL) | Ea |  | 1 Year | 846 | 4.5% | 807.93
4062 | APC | 0M-ALRD0448A1P | H. GAS REHT(F)TU.AT1422 (U-D+R) R410(UL) | Ea |  | 1 Year | 846 | 4.5% | 807.93
4063 | APC | 0M-ALRD0449A1P | H. GAS REHT(F)TU.AT1622 (U-D+R) R410(UL) | Ea |  | 1 Year | 846 | 4.5% | 807.93
4064 | APC | 0M-ALRD0450A1P | H. GAS REHT(F)TU.AT1822 (U-D+R) R410(UL) | Ea |  | 1 Year | 1350 | 4.5% | 1289.25
4065 | APC | 0M-ALRD0453X1P | HOT WATER HEAT(1-2)TDA-W0511-0611 (UL) | Ea |  | 1 Year | 1605 | 4.5% | 1532.775
4066 | APC | 0M-ALRD0454X1P | HOT WATER HEAT(1-2)TDA-W0921 (UL) | Ea |  | 1 Year | 1615 | 4.5% | 1542.325
4067 | APC | 0M-ALRD0455X1P | HOT WATER HEAT(1-2)TDA-W1121 (UL) | Ea |  | 1 Year | 1875 | 4.5% | 1790.625
4068 | APC | 0M-ALRD0456X1P | HOT WATER HEAT(1-2)TDA-W1422...1822 (UL) | Ea |  | 1 Year | 1350 | 4.5% | 1289.25
4069 | APC | 0M-ALRD0457X1P | HOT WATER HEAT(1-2)TUA-W0511-0611 (UL) | Ea |  | 1 Year | 1605 | 4.5% | 1532.775
4070 | APC | 0M-ALRD0458X1P | HOT WATER HEAT(1-2)TUA-W0921 (UL) | Ea |  | 1 Year | 1615 | 4.5% | 1542.325
4071 | APC | 0M-ALRD0459X1P | HOT WATER HEAT(1-2)TUA-W1121 (UL) | Ea |  | 1 Year | 1875 | 4.5% | 1790.625
4072 | APC | 0M-ALRD0460X1P | HOT WATER HEAT(1-2)TUA-W1422...1822 (UL) | Ea |  | 1 Year | 1350 | 4.5% | 1289.25
4073 | APC | 0M-ALRD0461X1P | HOT WATR HEAT(3-4)TDA-W0511-0611+RES(UL) | Ea |  | 1 Year | 1605 | 4.5% | 1532.775
4074 | APC | 0M-ALRD0462X1P | HOT WATER HEAT(3-4)TDA-W0921+RES (UL) | Ea |  | 1 Year | 1615 | 4.5% | 1542.325
4075 | APC | 0M-ALRD0463X1P | HOT WATER HEAT(3-4)TDA-W1121+RES (UL) | Ea |  | 1 Year | 1875 | 4.5% | 1790.625
4076 | APC | 0M-ALRD0464X1P | HOT WATR HEAT(3-4)TDA-W1422.1822+RES(UL) | Ea |  | 1 Year | 1350 | 4.5% | 1289.25
4077 | APC | 0M-ALRD0465X1P | HOT WATR HEAT(3-4)TUA-W0511-0611+RES(UL) | Ea |  | 1 Year | 1605 | 4.5% | 1532.775
4078 | APC | 0M-ALRD0466X1P | HOT WATER HEAT(3-4)TUA-W0921+RES (UL) | Ea |  | 1 Year | 1615 | 4.5% | 1542.325
4079 | APC | 0M-ALRD0467X1P | HOT WATER HEAT(3-4)TUA-W1121+RES (UL) | Ea |  | 1 Year | 1875 | 4.5% | 1790.625
4080 | APC | 0M-ALRD0468X1P | HOT WATR HEAT(3-4)TUA-W1422.1822+RES(UL) | Ea |  | 1 Year | 1605 | 4.5% | 1532.775
4081 | APC | 0M-ALRD0470X1P | HOT WATER HEAT(A-B)TUA-W0921BACK(UL) | Ea |  | 1 Year | 1605 | 4.5% | 1532.775
4082 | APC | 0M-ALRD0474X1P | HOT WATER HEAT(C-D)TUA-W0921BACK+RES(UL) | Ea |  | 1 Year | 1350 | 4.5% | 1289.25
4083 | APC | 0M-ALRD0477X1P | HOT WATER HEAT(1)TD.D-E-T0511-0611 (UL) | Ea |  | 1 Year | 1605 | 4.5% | 1532.775
4084 | APC | 0M-ALRD0478X1P | HOT WATER HEAT(1)TD.D-E-T0921 (UL) | Ea |  | 1 Year | 1615 | 4.5% | 1542.325
4085 | APC | 0M-ALRD0479X1P | HOT WATER HEAT(1)TD.D-E-T1121 (UL) | Ea |  | 1 Year | 1875 | 4.5% | 1790.625
4086 | APC | 0M-ALRD0480X1P | HOT WATER HEAT(1)TD.D-E-T1422..1822 (UL) | Ea |  | 1 Year | 1350 | 4.5% | 1289.25
4087 | APC | 0M-ALRD0481X1P | HOT WATER HEAT(1)TU.D-E-T0511-0611 (UL) | Ea |  | 1 Year | 1605 | 4.5% | 1532.775
4088 | APC | 0M-ALRD0482X1P | HOT WATER HEAT(1)TU.D-E-T0921 (UL) | Ea |  | 1 Year | 1615 | 4.5% | 1542.325
4089 | APC | 0M-ALRD0483X1P | HOT WATER HEAT(1)TU.D-E-T1121 (UL) | Ea |  | 1 Year | 1875 | 4.5% | 1790.625
4090 | APC | 0M-ALRD0484X1P | HOT WATER HEAT(1)TU.D-E-T1422..1822 (UL) | Ea |  | 1 Year | 1350 | 4.5% | 1289.25
4091 | APC | 0M-ALRD0485X1P | HOT WATR HEAT(A)TU.D-E-T0511-0611BACK UL | Ea |  | 1 Year | 1605 | 4.5% | 1532.775
4092 | APC | 0M-ALRD0486X1P | HOT WATER HEAT(A)TU.D-E-T0921BACK UL | Ea |  | 1 Year | 1615 | 4.5% | 1542.325
4093 | APC | 0M-ALRD0487X1P | HOT WATER HEAT(A)TU.D-E-T1121BACK UL | Ea |  | 1 Year | 1875 | 4.5% | 1790.625
4094 | APC | 0M-ALRD0488X1P | HOT WATER HEAT(A)TU.D-E-T F6 BACK UL | Ea |  | 1 Year | 1480 | 4.5% | 1413.4
4095 | APC | 0M-ALRD0576X1P | H. GAS REHT (E) TUAV F7 (U-D) R410 UL | Ea |  | 1 Year | 1480 | 4.5% | 1413.4
4096 | APC | 0M-ALRD0577X1P | H. GAS REHT (F) TUAV F7 (U-D+R) R410 UL | Ea |  | 1 Year | 1480 | 4.5% | 1413.4
4097 | APC | 0M-ALRD0578X1P | H. GAS REHT (E) TUD-E F7 (U-D) R410 UL | Ea |  | 1 Year | 1480 | 4.5% | 1413.4
4098 | APC | 0M-ALRD0579X1P | H. GAS REHT (F) TUD-E F7 (U-D+R) R410 UL | Ea |  | 1 Year | 1480 | 4.5% | 1413.4
4099 | APC | 0M-ALRD0580X1P | H. GAS REHT (E) TUTV F7 (U-D) R410 UL | Ea |  | 1 Year | 1480 | 4.5% | 1413.4
4100 | APC | 0M-ALRD0581X1P | H. GAS REHT (F) TUTV F7 (U-D+R) R410 UL | Ea |  | 1 Year | 1480 | 4.5% | 1413.4
4101 | APC | 0M-ALRD0582X1P | H. GAS REHT (E) TUWV F7 (U-D) R410 UL | Ea |  | 1 Year | 1480 | 4.5% | 1413.4
4102 | APC | 0M-ALRD0583X1P | H. GAS REHT (F) TUWV F7 (U-D+R) R410 UL | Ea |  | 1 Year | 774 | 4.5% | 739.17
4103 | APC | 0M-ALRD0604X1P | H. GAS REHT (E) TD.E0511 (U-D) R410A UL | Ea |  | 1 Year | 774 | 4.5% | 739.17
4104 | APC | 0M-ALRD0605X1P | H. GAS REHT (E) TD.E0611 (U-D) R410A UL | Ea |  | 1 Year | 774 | 4.5% | 739.17
4105 | APC | 0M-ALRD0606X1P | H. GAS REHT (F) TD.E0511 (U-D+H) R410A U | Ea |  | 1 Year | 774 | 4.5% | 739.17
4106 | APC | 0M-ALRD0607X1P | H. GAS REHT (F) TD.E0611 (U-D+H) R410A U | Ea |  | 1 Year | 818 | 4.5% | 781.19
4107 | APC | 0M-ALRD0616X1P | H. GAS REHT(E)TDE0921 (U-D) R410A (UL) | Ea |  | 1 Year | 818 | 4.5% | 781.19
4108 | APC | 0M-ALRD0617X1P | H. GAS REHT(F)TDE0921 (U-D+R) R410(UL) | Ea |  | 1 Year | 918 | 4.5% | 876.69
4109 | APC | 0M-ALRD0624X1P | H. GAS REHT(E)TD.E1121 (U-D) R410A (UL) | Ea |  | 1 Year | 918 | 4.5% | 876.69
4110 | APC | 0M-ALRD0625X1P | H. GAS REHT(F)TD.E1121 (U-D+R) R410(UL) | Ea |  | 1 Year | 918 | 4.5% | 876.69
4111 | APC | 0M-ALRD0626X1P | H. GAS REHT(E)TU.E1121 (U-D) R410A (UL) | Ea |  | 1 Year | 918 | 4.5% | 876.69
4112 | APC | 0M-ALRD0627X1P | H. GAS REHT(F)TU.E1121 (U-D+R) R410(UL) | Ea |  | 1 Year | 846 | 4.5% | 807.93
4113 | APC | 0M-ALRD0635X1P | H. GAS REHT (E) TU.D-W1622 (U-D) R410A U | Ea |  | 1 Year | 846 | 4.5% | 807.93
4114 | APC | 0M-ALRD0640X1P | H. GAS REHT (E) TD.E1422 (U-D) R410A UL | Ea |  | 1 Year | 846 | 4.5% | 807.93
4115 | APC | 0M-ALRD0641X1P | H. GAS REHT (E) TD.E1622 (U-D) R410A UL | Ea |  | 1 Year | 846 | 4.5% | 807.93
4116 | APC | 0M-ALRD0642X1P | H. GAS REHT (E) TD.E1822 (U-D) R410A UL | Ea |  | 1 Year | 846 | 4.5% | 807.93
4117 | APC | 0M-ALRD0643X1P | H. GAS REHT (F) TD.E1422(U-D+R)R410A UL | Ea |  | 1 Year | 846 | 4.5% | 807.93
4118 | APC | 0M-ALRD0644X1P | H. GAS REHT (F) TD.E1622(U-D+R)R410A UL | Ea |  | 1 Year | 846 | 4.5% | 807.93
4119 | APC | 0M-ALRD0645X1P | H. GAS REHT (F) TD.E1822(U-D+R)R410A UL | Ea |  | 1 Year | 846 | 4.5% | 807.93
4120 | APC | 0M-ALRD0646X1P | H. GAS REHT (E) TU.E1422 (U-D) R410A UL | Ea |  | 1 Year | 846 | 4.5% | 807.93
4121 | APC | 0M-ALRD0647X1P | H. GAS REHT (E) TU.E1622 (U-D) R410A UL | Ea |  | 1 Year | 846 | 4.5% | 807.93
4122 | APC | 0M-ALRD0648X1P | H. GAS REHT (E) TU.E1822 (U-D) R410A UL | Ea |  | 1 Year | 846 | 4.5% | 807.93
4123 | APC | 0M-ALRD0649X1P | H. GAS REHT (F) TU.E1422(U-D+R)R410A UL | Ea |  | 1 Year | 846 | 4.5% | 807.93
4124 | APC | 0M-ALRD0650X1P | H. GAS REHT (F) TU.E1622(U-D+R)R410A UL | Ea |  | 1 Year | 846 | 4.5% | 807.93
4125 | APC | 0M-ALRD0651X1P | H. GAS REHT (F) TU.E1822(U-D+R)R410A UL | Ea |  | 1 Year | 774 | 4.5% | 739.17
4126 | APC | 0M-ALRD0652X1P | H. GAS REHT (E) TDTV0511 (U-D) R410A UL | Ea |  | 1 Year | 774 | 4.5% | 739.17
4127 | APC | 0M-ALRD0653X1P | H. GAS REHT (E) TDTV0611 (U-D) R410A UL | Ea |  | 1 Year | 774 | 4.5% | 739.17
4128 | APC | 0M-ALRD0656X1P | H. GAS REHT (F) TDTV0511(U-D+R) R410A UL | Ea |  | 1 Year | 774 | 4.5% | 739.17
4129 | APC | 0M-ALRD0657X1P | H. GAS REHT (F) TDTV0611(U-D+R) R410A UL | Ea |  | 1 Year | 918 | 4.5% | 876.69
4130 | APC | 0M-ALRE0771X1P | ELECT HEAT(1-3)STD TDCV0700D(UL) | Ea |  | 1 Year | 1225 | 4.5% | 1169.875
4131 | APC | 0M-ALRE0772X1P | ELECT HEAT(1-3)STD TDCV1000-1200D(UL) | Ea |  | 1 Year | 1225 | 4.5% | 1169.875
4132 | APC | 0M-ALRE0773X1P | ELECT HEAT(1-3)STD TDCV1700D(UL) | Ea |  | 1 Year | 1225 | 4.5% | 1169.875
4133 | APC | 0M-ALRE0774X1P | ELECT HEAT(1-3)STD TDCV2500D(UL) | Ea |  | 1 Year | 1980 | 4.5% | 1890.9
4134 | APC | 0M-ALRE0775X1P | ELECT HEAT(1-3)STD TDCV3400-4300D(UL) | Ea |  | 1 Year | 1040 | 4.5% | 993.2
4135 | APC | 0M-ALRE0776X1P | ELECT HEAT(1-3)STD TDCV0700G (UL) | Ea |  | 1 Year | 1120 | 4.5% | 1069.6
4136 | APC | 0M-ALRE0777X1P | ELECT HEAT(1-3)STD TDCV1000-1200G (UL) | Ea |  | 1 Year | 1120 | 4.5% | 1069.6
4137 | APC | 0M-ALRE0778X1P | ELECT HEAT(1-3)STD TDCV1700G (UL) | Ea |  | 1 Year | 1150 | 4.5% | 1098.25
4138 | APC | 0M-ALRE0779X1P | ELECT HEAT(1-3)STD TDCV2500G (UL) | Ea |  | 1 Year | 2340 | 4.5% | 2234.7
4139 | APC | 0M-ALRE0780X1P | ELECT HEAT(1-3)STD TDCV3400-4300G (UL) | Ea |  | 1 Year | 1030 | 4.5% | 983.65
4140 | APC | 0M-ALRE0781X1P | ELECT HEAT(1-3)STD TUCV0700D (UL) | Ea |  | 1 Year | 1225 | 4.5% | 1169.875
4141 | APC | 0M-ALRE0782X1P | ELECT HEAT(1-3)STD TUCV1000-1200D (UL) | Ea |  | 1 Year | 1225 | 4.5% | 1169.875
4142 | APC | 0M-ALRE0783X1P | ELECT HEAT(1-3)STD TUCV1700D (UL) | Ea |  | 1 Year | 1225 | 4.5% | 1169.875
4143 | APC | 0M-ALRE0784X1P | ELECT HEAT(1-3)STD TUCV2500D (UL) | Ea |  | 1 Year | 1980 | 4.5% | 1890.9
4144 | APC | 0M-ALRE0785X1P | ELECT HEAT(1-3)STD TUCV3400-4000D (UL) | Ea |  | 1 Year | 1010 | 4.5% | 964.55
4145 | APC | 0M-ALRE0786X1P | ELECT HEAT(1-3)STD TUCV0700G (UL) | Ea |  | 1 Year | 1120 | 4.5% | 1069.6
4146 | APC | 0M-ALRE0787X1P | ELECT HEAT(1-3)STD TUCV1000-1200G (UL) | Ea |  | 1 Year | 1120 | 4.5% | 1069.6
4147 | APC | 0M-ALRE0788X1P | ELECT HEAT(1-3)STD TUCV1700G (UL) | Ea |  | 1 Year | 1150 | 4.5% | 1098.25
4148 | APC | 0M-ALRE0789X1P | ELECT HEAT(1-3)STD TUCV2500G (UL) | Ea |  | 1 Year | 1135 | 4.5% | 1083.925
4149 | APC | 0M-ALRE0790X1P | ELECT HEAT(1-3)STD TUCV3400-4000G (UL) | Ea |  | 1 Year | 720 | 4.5% | 687.6
4150 | APC | 0M-ALRE0797X1P | ELECT HEAT (1) STD. TD.0511-0611D (UL) | Ea |  | 1 Year | 918 | 4.5% | 876.69
4151 | APC | 0M-ALRE0798X1P | ELECT HEAT (1) STD. TD.0921D (UL) | Ea |  | 1 Year | 788 | 4.5% | 752.54
4152 | APC | 0M-ALRE0799X1P | ELECT HEAT (1) STD. TD.1121D (UL) | Ea |  | 1 Year | 756 | 4.5% | 721.98
4153 | APC | 0M-ALRE0800X1P | ELECT HEAT (1) STD. TD.1422..1822D (UL) | Ea |  | 1 Year | 2030 | 4.5% | 1938.65
4154 | APC | 0M-ALRE0801X1P | ELEC HEAT(1) STD. TD.2242-2542D (UL) | Ea |  | 1 Year | 2030 | 4.5% | 1938.65
4155 | APC | 0M-ALRE0802X1P | ELECT HEAT (1) STD. TD.3342D (UL) | Ea |  | 1 Year | 631 | 4.5% | 602.605
4156 | APC | 0M-ALRE0803X1P | ELECT HEAT (1) STD. TD.0511-0611G (UL) | Ea |  | 1 Year | 705 | 4.5% | 673.275
4157 | APC | 0M-ALRE0804X1P | ELECT HEAT (1) STD. TD.0921G (UL) | Ea |  | 1 Year | 705 | 4.5% | 673.275
4158 | APC | 0M-ALRE0805X1P | ELECT HEAT (1) STD. TD.1121G (UL) | Ea |  | 1 Year | 761 | 4.5% | 726.755
4159 | APC | 0M-ALRE0806X1P | ELECT HEAT (1) STD. TD.1422..1822G (UL) | Ea |  | 1 Year | 1910 | 4.5% | 1824.05
4160 | APC | 0M-ALRE0807X1P | ELECT HEAT (1) STD. TD.2242-2542G (UL) | Ea |  | 1 Year | 1910 | 4.5% | 1824.05
4161 | APC | 0M-ALRE0808X1P | ELECT HEAT (1) STD. TD.3342G (UL) | Ea |  | 1 Year | 891 | 4.5% | 850.905
4162 | APC | 0M-ALRE0809X1P | ELECT HEAT (1) STD. TU.0511-0611D (UL) | Ea |  | 1 Year | 918 | 4.5% | 876.69
4163 | APC | 0M-ALRE0810X1P | ELECT HEAT (1) STD. TU.0921D (UL) | Ea |  | 1 Year | 788 | 4.5% | 752.54
4164 | APC | 0M-ALRE0811X1P | ELECT HEAT (1) STD. TU.1121D (UL) | Ea |  | 1 Year | 756 | 4.5% | 721.98
4165 | APC | 0M-ALRE0812X1P | ELECT HEAT (1) STD. TU.1422..1822D (UL) | Ea |  | 1 Year | 2030 | 4.5% | 1938.65
4166 | APC | 0M-ALRE0813X1P | ELECT HEAT (1) STD. TU.2242-2542D (UL) | Ea |  | 1 Year | 2030 | 4.5% | 1938.65
4167 | APC | 0M-ALRE0814X1P | ELECT HEAT (1) STD. TU.2842-3342D (UL) | Ea |  | 1 Year | 612 | 4.5% | 584.46
4168 | APC | 0M-ALRE0815X1P | ELECT HEAT (1) STD. TU.0511-0611G (UL) | Ea |  | 1 Year | 684 | 4.5% | 653.22
4169 | APC | 0M-ALRE0816X1P | ELECT HEAT (1) STD. TU.0921G (UL) | Ea |  | 1 Year | 705 | 4.5% | 673.275
4170 | APC | 0M-ALRE0817X1P | ELECT HEAT (1) STD. TU.1121G (UL) | Ea |  | 1 Year | 761 | 4.5% | 726.755
4171 | APC | 0M-ALRE0818X1P | ELECT HEAT (1) STD. TU.1422..1822G (UL) | Ea |  | 1 Year | 1855 | 4.5% | 1771.525
4172 | APC | 0M-ALRE0819X1P | ELECT HEAT (1) STD. TU.2242-2542G (UL) | Ea |  | 1 Year | 1855 | 4.5% | 1771.525
4173 | APC | 0M-ALRE0820X1P | ELECT HEAT (1) STD. TU.2842-3342G (UL) | Ea |  | 1 Year | 130 | 4.5% | 124.15
4174 | APC | 0M-ALRE0821X1P | ELECT HEAT SUMP(5)R410 TD/TU.0511D (UL) | Ea |  | 1 Year | 126 | 4.5% | 120.33
4175 | APC | 0M-ALRE0822X1P | ELECT HEAT SUMP(5)R410 TD/TU.0611D (UL) | Ea |  | 1 Year | 252 | 4.5% | 240.66
4176 | APC | 0M-ALRE0823X1P | ELECT HEAT SUMP(5)R410 TD/TU.0921D (UL) | Ea |  | 1 Year | 260 | 4.5% | 248.3
4177 | APC | 0M-ALRE0824X1P | ELECT HEAT SUMP(5)R410 TD/TU.1121D (UL) | Ea |  | 1 Year | 252 | 4.5% | 240.66
4178 | APC | 0M-ALRE0825X1P | ELECT HEAT SUMP(5)R410 TD.1422D (UL) | Ea |  | 1 Year | 252 | 4.5% | 240.66
4179 | APC | 0M-ALRE0826X1P | ELECT HEAT SUMP(5)R410 TD.1622D (UL) | Ea |  | 1 Year | 260 | 4.5% | 248.3
4180 | APC | 0M-ALRE0827X1P | ELECT HEAT SUMP(5)R410 TD.1822D (UL) | Ea |  | 1 Year | 720 | 4.5% | 687.6
4181 | APC | 0M-ALRE0828X1P | ELECT HEAT SUMP(5)R410 TD/TU.2242D (UL) | Ea |  | 1 Year | 720 | 4.5% | 687.6
4182 | APC | 0M-ALRE0829X1P | ELECT HEAT SUMP(5)R410 TD/TU.2542D (UL) | Ea |  | 1 Year | 720 | 4.5% | 687.6
4183 | APC | 0M-ALRE0830X1P | ELECT HEAT SUMP(5)R410 TD/TU.2842D UL | Ea |  | 1 Year | 252 | 4.5% | 240.66
4184 | APC | 0M-ALRE0831X1P | ELECT HEAT SUMP(5)R410 TU.1422D (UL) | Ea |  | 1 Year | 252 | 4.5% | 240.66
4185 | APC | 0M-ALRE0832X1P | ELECT HEAT SUMP(5)R410 TU.1622D (UL) | Ea |  | 1 Year | 252 | 4.5% | 240.66
4186 | APC | 0M-ALRE0833X1P | ELECT HEAT SUMP(5)R410 TU.1822D (UL) | Ea |  | 1 Year | 130 | 4.5% | 124.15
4187 | APC | 0M-ALRE0834X1P | ELECT HEAT SUMP(5)R410 TD/TU.0511G (UL) | Ea |  | 1 Year | 126 | 4.5% | 120.33
4188 | APC | 0M-ALRE0835X1P | ELECT HEAT SUMP(5)R410 TD/TU.0611G (UL) | Ea |  | 1 Year | 260 | 4.5% | 248.3
4189 | APC | 0M-ALRE0836X1P | ELECT HEAT SUMP(5)R410 TD/TU.0921G (UL) | Ea |  | 1 Year | 260 | 4.5% | 248.3
4190 | APC | 0M-ALRE0837X1P | ELECT HEAT SUMP(5)R410 TD/TU.1121G (UL) | Ea |  | 1 Year | 252 | 4.5% | 240.66
4191 | APC | 0M-ALRE0838X1P | ELECT HEAT SUMP(5)R410 TD.1422G (UL) | Ea |  | 1 Year | 252 | 4.5% | 240.66
4192 | APC | 0M-ALRE0839X1P | ELECT HEAT SUMP(5)R410 TD.1622G (UL) | Ea |  | 1 Year | 260 | 4.5% | 248.3
4193 | APC | 0M-ALRE0840X1P | ELECT HEAT SUMP(5)R410 TD.1822G (UL) | Ea |  | 1 Year | 742 | 4.5% | 708.61
4194 | APC | 0M-ALRE0841X1P | ELECT HEAT SUMP(5)R410 TD/TU.2242G (UL) | Ea |  | 1 Year | 742 | 4.5% | 708.61
4195 | APC | 0M-ALRE0842X1P | ELECT HEAT SUMP(5)R410 TD/TU.2542G (UL) | Ea |  | 1 Year | 720 | 4.5% | 687.6
4196 | APC | 0M-ALRE0843X1P | ELECT HEAT SUMP(5)R410 TD/TU.2842G UL | Ea |  | 1 Year | 260 | 4.5% | 248.3
4197 | APC | 0M-ALRE0844X1P | ELECT HEAT SUMP(5)R410 TU.1422G (UL) | Ea |  | 1 Year | 252 | 4.5% | 240.66
4198 | APC | 0M-ALRE0845X1P | ELECT HEAT SUMP(5)R410 TU.1622G (UL) | Ea |  | 1 Year | 252 | 4.5% | 240.66
4199 | APC | 0M-ALRE0846X1P | ELECT HEAT SUMP(5)R410 TU.1822G (UL) | Ea |  | 1 Year | 720 | 4.5% | 687.6
4200 | APC | 0M-ALRE0847X1P | ELECT HEAT SUMP(5)R410 TD/TU.3342D UL | Ea |  | 1 Year | 742 | 4.5% | 708.61
4201 | APC | 0M-ALRE0848X1P | ELECT HEAT SUMP(5)R410 TD/TU.3342G UL | Ea |  | 1 Year | 1670 | 4.5% | 1594.85
4202 | APC | 0M-ALVA1006X1P | 3-WAY VALVE (B) TDCV0700 (UL) | Ea |  | 1 Year | 900 | 4.5% | 859.5
4203 | APC | 0M-ALVA1007X1P | 3-WAY VALVE (B) TDCV1000-1200 (UL) | Ea |  | 1 Year | 1120 | 4.5% | 1069.6
4204 | APC | 0M-ALVA1008X1P | 3-WAY VALVE (B) TDCV1700 (UL) | Ea |  | 1 Year | 1380 | 4.5% | 1317.9
4205 | APC | 0M-ALVA1009X1P | 3-WAY VALVE (B) TDCV2500 (UL) | Ea |  | 1 Year | 1225 | 4.5% | 1169.875
4206 | APC | 0M-ALVA1010X1P | 3-WAY VALVE (B) TDCV3400 (UL) | Ea |  | 1 Year | 1225 | 4.5% | 1169.875
4207 | APC | 0M-ALVA1011X1P | 3-WAY VALVE (B) TDCV4000-4300 (UL) | Ea |  | 1 Year | 742 | 4.5% | 708.61
4208 | APC | 0M-ALVA1012X1P | 2-WAY VALVE (C) TDCV0700 (UL) | Ea |  | 1 Year | 900 | 4.5% | 859.5
4209 | APC | 0M-ALVA1013X1P | 2-WAY VALVE (C) TDCV1000-1200 (UL) | Ea |  | 1 Year | 1120 | 4.5% | 1069.6
4210 | APC | 0M-ALVA1014X1P | 2-WAY VALVE (C) TDCV1700 (UL) | Ea |  | 1 Year | 1380 | 4.5% | 1317.9
4211 | APC | 0M-ALVA1015X1P | 2-WAY VALVE (C) TDCV2500 (UL) | Ea |  | 1 Year | 2685 | 4.5% | 2564.175
4212 | APC | 0M-ALVA1016X1P | 2-WAY VALVE (C) TDCV3400 (UL) | Ea |  | 1 Year | 1225 | 4.5% | 1169.875
4213 | APC | 0M-ALVA1017X1P | 2-WAY VALVE (C) TDCV4000-4300 (UL) | Ea |  | 1 Year | 720 | 4.5% | 687.6
4214 | APC | 0M-ALVA1018X1P | 3-WAY VALVE (B) TUCV0700 (UL) | Ea |  | 1 Year | 873 | 4.5% | 833.715
4215 | APC | 0M-ALVA1019X1P | 3-WAY VALVE (B) TUCV1000-1200 (UL) | Ea |  | 1 Year | 1225 | 4.5% | 1169.875
4216 | APC | 0M-ALVA1022X1P | 3-WAY VALVE (B) TUCV3400 (UL) | Ea |  | 1 Year | 1225 | 4.5% | 1169.875
4217 | APC | 0M-ALVA1023X1P | 3-WAY VALVE (B) TUCV4000 (UL) | Ea |  | 1 Year | 720 | 4.5% | 687.6
4218 | APC | 0M-ALVA1024X1P | 2-WAY VALVE (C) TUCV0700 (UL) | Ea |  | 1 Year | 873 | 4.5% | 833.715
4219 | APC | 0M-ALVA1025X1P | 2-WAY VALVE (C) TUCV1000-1200 (UL) | Ea |  | 1 Year | 1225 | 4.5% | 1169.875
4220 | APC | 0M-ALVA1028X1P | 2-WAY VALVE (C) TUCV3400 (UL) | Ea |  | 1 Year | 1225 | 4.5% | 1169.875
4221 | APC | 0M-ALVA1029X1P | 2-WAY VALVE (C) TUCV4000 (UL) | Ea |  | 1 Year | 1980 | 4.5% | 1890.9
4222 | APC | 0M-ALVL0383X1P | COOL&HUM(D) D TDCV1000D 60HZ(UL) | Ea |  | 1 Year | 1980 | 4.5% | 1890.9
4223 | APC | 0M-ALVL0412X1P | COOL&HUM(D) D TUCV0700D 60HZ(UL) | Ea |  | 1 Year | 1605 | 4.5% | 1532.775
4224 | APC | 0M-ALVL0413X1P | COOL&HUM(D) D TUCV1000D 60HZ(UL) | Ea |  | 1 Year | 2340 | 4.5% | 2234.7
4225 | APC | 0M-ALVL0414X1P | COOL&HUM(D) D TUCV1700D 60HZ(UL) | Ea |  | 1 Year | 2360 | 4.5% | 2253.8
4226 | APC | 0M-ALVL0415X1P | COOL&HUM(D) D TUCV2500D 60HZ(UL) | Ea |  | 1 Year | 1075 | 4.5% | 1026.625
4227 | APC | 0M-ALVL0417X1P | COOL&HUM(D) D TUCV0700G 60HZ(UL) | Ea |  | 1 Year | 1875 | 4.5% | 1790.625
4228 | APC | 0M-ALVL0418X1P | COOL&HUM(D) D TUCV1000G 60HZ(UL) | Ea |  | 1 Year | 2790 | 4.5% | 2664.45
4229 | APC | 0M-ALVL0419X1P | COOL&HUM(D) D TUCV1700G 60HZ(UL) | Ea |  | 1 Year | 2915 | 4.5% | 2783.825
4230 | APC | 0M-ALVL0420X1P | COOL&HUM(D) D TUCV2500G 60HZ(UL) | Ea |  | 1 Year | 180 | 4.5% | 171.9
4231 | APC | 0M-ALVL0422X1P | COOL&DEHUM(U) U TUCV0700D 60HZ(UL) | Ea |  | 1 Year | 180 | 4.5% | 171.9
4232 | APC | 0M-ALVL0423X1P | COOL&DEHUM(U) U TUCV1000-1200D 60HZ(UL) | Ea |  | 1 Year | 180 | 4.5% | 171.9
4233 | APC | 0M-ALVL0424X1P | COOL&DEHUM(U) U TUCV1700D 60HZ(UL) | Ea |  | 1 Year | 180 | 4.5% | 171.9
4234 | APC | 0M-ALVL0425X1P | COOL&DEHUM(U) U TUCV2500D 60HZ(UL) | Ea |  | 1 Year | 180 | 4.5% | 171.9
4235 | APC | 0M-ALVL0426X1P | COOL&DEHUM(U) U TUCV3400-4000D 60HZ(UL) | Ea |  | 1 Year | 180 | 4.5% | 171.9
4236 | APC | 0M-ALVL0427X1P | COOL&DEHUM(U) U TUCV0700G 60HZ(UL) | Ea |  | 1 Year | 180 | 4.5% | 171.9
4237 | APC | 0M-ALVL0428X1P | COOL&DEHUM(U) U TUCV1000-1200G 60HZ(UL) | Ea |  | 1 Year | 180 | 4.5% | 171.9
4238 | APC | 0M-ALVL0429X1P | COOL&DEHUM(U) U TUCV1700G 60HZ(UL) | Ea |  | 1 Year | 180 | 4.5% | 171.9
4239 | APC | 0M-ALVL0430X1P | COOL&DEHUM(U) U TUCV2500G 60HZ(UL) | Ea |  | 1 Year | 180 | 4.5% | 171.9
4240 | APC | 0M-ALVL0431X1P | COOL&DEHUM(U) U TUCV3400-4000G 60HZ(UL) | Ea |  | 1 Year | 1605 | 4.5% | 1532.775
4241 | APC | 0M-ALVL0449X1P | COOL&HUM(3) D TUCV1000D (UL) BACK | Ea |  | 1 Year | 1875 | 4.5% | 1790.625
4242 | APC | 0M-ALVL0453X1P | COOL&HUM(3) D TUCV1000G (UL) BACK | Ea |  | 1 Year | 1605 | 4.5% | 1532.775
4243 | APC | 0M-ALVL0482X1P | COOL&HUM(D) D TD.(V)0511-0611D (UL) | Ea |  | 1 Year | 1855 | 4.5% | 1771.525
4244 | APC | 0M-ALVL0483X1P | COOL&HUM(D) D TD.(V)0921D (UL) | Ea |  | 1 Year | 2460 | 4.5% | 2349.3
4245 | APC | 0M-ALVL0484X1P | COOL&HUM(D) D TD.(V)1121D (UL) | Ea |  | 1 Year | 1980 | 4.5% | 1890.9
4246 | APC | 0M-ALVL0485X1P | COOL&HUM(D) D TD.(V)1422D (UL) | Ea |  | 1 Year | 1980 | 4.5% | 1890.9
4247 | APC | 0M-ALVL0486X1P | COOL&HUM(D) D TD.(V)1622-1822D (UL) | Ea |  | 1 Year | 6075 | 4.5% | 5801.625
4248 | APC | 0M-ALVL0487X1P | COOL&HUM(D) D TD.(V)2242-2542D (UL) | Ea |  | 1 Year | 6075 | 4.5% | 5801.625
4249 | APC | 0M-ALVL0488X1P | COOL&HUM(D) D TD.(V)2842-3342D (UL) | Ea |  | 1 Year | 1475 | 4.5% | 1408.625
4250 | APC | 0M-ALVL0489X1P | COOL&HUM(D) D TD.(V)0511-0611G (UL) | Ea |  | 1 Year | 1935 | 4.5% | 1847.925
4251 | APC | 0M-ALVL0490X1P | COOL&HUM(D) D TD.(V)0921G (UL) | Ea |  | 1 Year | 2000 | 4.5% | 1910
4252 | APC | 0M-ALVL0491X1P | COOL&HUM(D) D TD.(V)1121G (UL) | Ea |  | 1 Year | 1890 | 4.5% | 1804.95
4253 | APC | 0M-ALVL0492X1P | COOL&HUM(D) D TD.(V)1422G (UL) | Ea |  | 1 Year | 1950 | 4.5% | 1862.25
4254 | APC | 0M-ALVL0493X1P | COOL&HUM(D) D TD.(V)1622-1822G (UL) | Ea |  | 1 Year | 2810 | 4.5% | 2683.55
4255 | APC | 0M-ALVL0494X1P | COOL&HUM(D) D TD.(V)2242-2542G (UL) | Ea |  | 1 Year | 2810 | 4.5% | 2683.55
4256 | APC | 0M-ALVL0495X1P | COOL&HUM(D) D TD.(V)2842-3342G (UL) | Ea |  | 1 Year | 1620 | 4.5% | 1547.1
4257 | APC | 0M-ALVL0496X1P | COOL&HUM(D) D TU.(V)0511-0611D (UL) | Ea |  | 1 Year | 1855 | 4.5% | 1771.525
4258 | APC | 0M-ALVL0497X1P | COOL&HUM(D) D TU.(V)0921D (UL) | Ea |  | 1 Year | 2385 | 4.5% | 2277.675
4259 | APC | 0M-ALVL0498X1P | COOL&HUM(D) D TU.(V)1121D (UL) | Ea |  | 1 Year | 1980 | 4.5% | 1890.9
4260 | APC | 0M-ALVL0499X1P | COOL&HUM(D) D TU.(V)1422D (UL) | Ea |  | 1 Year | 1980 | 4.5% | 1890.9
4261 | APC | 0M-ALVL0500X1P | COOL&HUM(D) D TU.(V)1622-1822D (UL) | Ea |  | 1 Year | 6075 | 4.5% | 5801.625
4262 | APC | 0M-ALVL0501X1P | COOL&HUM(D) D TU.(V)2242-2542D (UL) | Ea |  | 1 Year | 6075 | 4.5% | 5801.625
4263 | APC | 0M-ALVL0502X1P | COOL&HUM(D) D TU.(V)2842-3342D (UL) | Ea |  | 1 Year | 1475 | 4.5% | 1408.625
4264 | APC | 0M-ALVL0503X1P | COOL&HUM(D) D TU.(V)0511-0611G (UL) | Ea |  | 1 Year | 1875 | 4.5% | 1790.625
4265 | APC | 0M-ALVL0504X1P | COOL&HUM(D) D TU.(V)0921G (UL) | Ea |  | 1 Year | 2000 | 4.5% | 1910
4266 | APC | 0M-ALVL0505X1P | COOL&HUM(D) D TU.(V)1121G (UL) | Ea |  | 1 Year | 1950 | 4.5% | 1862.25
4267 | APC | 0M-ALVL0506X1P | COOL&HUM(D) D TU.(V)1422G (UL) | Ea |  | 1 Year | 1890 | 4.5% | 1804.95
4268 | APC | 0M-ALVL0507X1P | COOL&HUM(D) D TU.(V)1622-1822G (UL) | Ea |  | 1 Year | 2730 | 4.5% | 2607.15
4269 | APC | 0M-ALVL0508X1P | COOL&HUM(D) D TU.(V)2242-2542G (UL) | Ea |  | 1 Year | 2730 | 4.5% | 2607.15
4270 | APC | 0M-ALVL0509X1P | COOL&HUM(D) D TU.(V)2842-3342G (UL) | Ea |  | 1 Year | 153 | 4.5% | 146.115
4271 | APC | 0M-ALVL0510X1P | COOL&DEHUM(U) U TD/TU.(V)0511-0611D (UL) | Ea |  | 1 Year | 153 | 4.5% | 146.115
4272 | APC | 0M-ALVL0511X1P | COOL&DEHUM(U) U TD/TU.(V)0921D (UL) | Ea |  | 1 Year | 158 | 4.5% | 150.89
4273 | APC | 0M-ALVL0512X1P | COOL&DEHUM(U) U TD/TU.(V)1121D (UL) | Ea |  | 1 Year | 153 | 4.5% | 146.115
4274 | APC | 0M-ALVL0513X1P | COOL&DEHUM(U) U TD/TU.(V)1422D (UL) | Ea |  | 1 Year | 153 | 4.5% | 146.115
4275 | APC | 0M-ALVL0514X1P | COOL&DEHUM(U) U TD/TU.(V)1622-1822D (UL) | Ea |  | 1 Year | 153 | 4.5% | 146.115
4276 | APC | 0M-ALVL0515X1P | COOL&DEHUM(U) U TD/TU.(V)2242-2542D (UL) | Ea |  | 1 Year | 153 | 4.5% | 146.115
4277 | APC | 0M-ALVL0516X1P | COOL&DEHUM(U) U TD/TU.(V)2842-3342D (UL) | Ea |  | 1 Year | 153 | 4.5% | 146.115
4278 | APC | 0M-ALVL0517X1P | COOL&DEHUM(U) U TD/TU.(V)0511-0611G (UL) | Ea |  | 1 Year | 153 | 4.5% | 146.115
4279 | APC | 0M-ALVL0518X1P | COOL&DEHUM(U) U TD/TU.(V)0921G (UL) | Ea |  | 1 Year | 153 | 4.5% | 146.115
4280 | APC | 0M-ALVL0520X1P | COOL&DEHUM(U) U TD/TU.(V)1422G (UL) | Ea |  | 1 Year | 153 | 4.5% | 146.115
4281 | APC | 0M-ALVL0521X1P | COOL&DEHUM(U) U TD/TU.(V)1622-1822G (UL) | Ea |  | 1 Year | 153 | 4.5% | 146.115
4282 | APC | 0M-ALVL0522X1P | COOL&DEHUM(U) U TD/TU.(V)2242-2542G (UL) | Ea |  | 1 Year | 153 | 4.5% | 146.115
4283 | APC | 0M-ALVL0523X1P | COOL&DEHUM(U) U TD/TU.(V)2842-3342G (UL) | Ea |  | 1 Year | 20950 | 4.5% | 20007.25
4284 | APC | 0M-ALVL0524X1P | COOL&HUM(D) D TDCV1200D 60HZ(UL) | Ea |  | 1 Year | 1980 | 4.5% | 1890.9
4285 | APC | 0M-ALVL0526X1P | COOL&HUM(D) D TUCV1200D 60HZ(UL) | Ea |  | 1 Year | 1930 | 4.5% | 1843.15
4286 | APC | 0M-ALVL0527X1P | COOL&HUM(D) D TUCV1200G 60HZ(UL) | Ea |  | 1 Year | 10560 | 4.5% | 10084.8
4287 | APC | 0M-APCL0687X1P | ASSY COMMON TDCV0700D 230V 60HZ UL | Ea |  | 1 Year | 10795 | 4.5% | 10309.225
4288 | APC | 0M-APCL0688X1P | ASSY COMMON TDCV1000D 230V 60HZ UL | Ea |  | 1 Year | 10950 | 4.5% | 10457.25
4289 | APC | 0M-APCL0689X1P | ASSY COMMON TDCV1200D 230V 60HZ UL | Ea |  | 1 Year | 14260 | 4.5% | 13618.3
4290 | APC | 0M-APCL0690X1P | ASSY COMMON TDCV1700D 230V 60HZ UL | Ea |  | 1 Year | 15880 | 4.5% | 15165.4
4291 | APC | 0M-APCL0691X1P | ASSY COMMON TDCV2500D 230V 60HZ UL | Ea |  | 1 Year | 21785 | 4.5% | 20804.675
4292 | APC | 0M-APCL0692X1P | ASSY COMMON TDCV3400D 230V 60HZ UL | Ea |  | 1 Year | 23735 | 4.5% | 22666.925
4293 | APC | 0M-APCL0693X1P | ASSY COMMON TDCV4000D 230V 60HZ UL | Ea |  | 1 Year | 24795 | 4.5% | 23679.225
4294 | APC | 0M-APCL0694X1P | ASSY COMMON TDCV4300D 230V 60HZ UL | Ea |  | 1 Year | 11120 | 4.5% | 10619.6
4295 | APC | 0M-APCL0695X1P | ASSY COMMON TDCV0700G 460V 60HZ UL | Ea |  | 1 Year | 12510 | 4.5% | 11947.05
4296 | APC | 0M-APCL0696X1P | ASSY COMMON TDCV1000G 460V 60HZ UL | Ea |  | 1 Year | 11945 | 4.5% | 11407.475
4297 | APC | 0M-APCL0697X1P | ASSY COMMON TDCV1200G 460V 60HZ UL | Ea |  | 1 Year | 13875 | 4.5% | 13250.625
4298 | APC | 0M-APCL0698X1P | ASSY COMMON TDCV1700G 460V 60HZ UL | Ea |  | 1 Year | 16255 | 4.5% | 15523.525
4299 | APC | 0M-APCL0699X1P | ASSY COMMON TDCV2500G 460V 60HZ UL | Ea |  | 1 Year | 26310 | 4.5% | 25126.05
4300 | APC | 0M-APCL0700X1P | ASSY COMMON TDCV3400G 460V 60HZ UL | Ea |  | 1 Year | 24120 | 4.5% | 23034.6
4301 | APC | 0M-APCL0701X1P | ASSY COMMON TDCV4000G 460V 60HZ UL | Ea |  | 1 Year | 26950 | 4.5% | 25737.25
4302 | APC | 0M-APCL0702X1P | ASSY COMMON TDCV4300G 460V 60HZ UL | Ea |  | 1 Year | 10730 | 4.5% | 10247.15
4303 | APC | 0M-APCL0703X1P | ASSY COMMON TUCV0700D 230V 60HZ UL | Ea |  | 1 Year | 11100 | 4.5% | 10600.5
4304 | APC | 0M-APCL0704X1P | ASSY COMMON TUCV1000D 230V 60HZ UL | Ea |  | 1 Year | 11275 | 4.5% | 10767.625
4305 | APC | 0M-APCL0705X1P | ASSY COMMON TUCV1200D 230V 60HZ UL | Ea |  | 1 Year | 15240 | 4.5% | 14554.2
4306 | APC | 0M-APCL0706X1P | ASSY COMMON TUCV1700D 230V 60HZ UL | Ea |  | 1 Year | 16810 | 4.5% | 16053.55
4307 | APC | 0M-APCL0707X1P | ASSY COMMON TUCV2500D 230V 60HZ UL | Ea |  | 1 Year | 22570 | 4.5% | 21554.35
4308 | APC | 0M-APCL0708X1P | ASSY COMMON TUCV3400D 230V 60HZ UL | Ea |  | 1 Year | 24510 | 4.5% | 23407.05
4309 | APC | 0M-APCL0709X1P | ASSY COMMON TUCV4000D 230V 60HZ UL | Ea |  | 1 Year | 10980 | 4.5% | 10485.9
4310 | APC | 0M-APCL0710X1P | ASSY COMMON TUCV0700G 460V 60HZ UL | Ea |  | 1 Year | 11495 | 4.5% | 10977.725
4311 | APC | 0M-APCL0711X1P | ASSY COMMON TUCV1000G 460V 60HZ UL | Ea |  | 1 Year | 12265 | 4.5% | 11713.075
4312 | APC | 0M-APCL0712X1P | ASSY COMMON TUCV1200G 460V 60HZ UL | Ea |  | 1 Year | 14665 | 4.5% | 14005.075
4313 | APC | 0M-APCL0713X1P | ASSY COMMON TUCV1700G 460V 60HZ UL | Ea |  | 1 Year | 16850 | 4.5% | 16091.75
4314 | APC | 0M-APCL0714X1P | ASSY COMMON TUCV2500G 460V 60HZ UL | Ea |  | 1 Year | 22380 | 4.5% | 21372.9
4315 | APC | 0M-APCL0715X1P | ASSY COMMON TUCV3400G 460V 60HZ UL | Ea |  | 1 Year | 24405 | 4.5% | 23306.775
4316 | APC | 0M-APCL0716X1P | ASSY COMMON TUCV4000G 460V 60HZ UL | Ea |  | 1 Year | 2730 | 4.5% | 2607.15
4317 | APC | 0M-APCL0719X1P | ASSY COMMON TDAV0511D 230V 60HZ UL | Ea |  | 1 Year | 20200 | 4.5% | 19291
4318 | APC | 0M-APCL0720X1P | ASSY COMMON TDAV0611D 230V 60HZ UL | Ea |  | 1 Year | 25200 | 4.5% | 24066
4319 | APC | 0M-APCL0721X1P | ASSY COMMON TDAV0921D 230V 60HZ UL | Ea |  | 1 Year | 35755 | 4.5% | 34146.025
4320 | APC | 0M-APCL0722X1P | ASSY COMMON TDAV1121D 230V 60HZ UL | Ea |  | 1 Year | 36505 | 4.5% | 34862.275
4321 | APC | 0M-APCL0723X1P | ASSY COMMON TDAV1422D 230V 60HZ UL | Ea |  | 1 Year | 37700 | 4.5% | 36003.5
4322 | APC | 0M-APCL0724X1P | ASSY COMMON TDAV1622D 230V 60HZ UL | Ea |  | 1 Year | 41620 | 4.5% | 39747.1
4323 | APC | 0M-APCL0725X1P | ASSY COMMON TDAV1822D 230V 60HZ UL | Ea |  | 1 Year | 41005 | 4.5% | 39159.775
4324 | APC | 0M-APCL0726X1P | ASSY COMMON TDAV2242D 230V 60HZ UL | Ea |  | 1 Year | 44000 | 4.5% | 42020
4325 | APC | 0M-APCL0727X1P | ASSY COMMON TDAV2542D 230V 60HZ UL | Ea |  | 1 Year | 45000 | 4.5% | 42975
4326 | APC | 0M-APCL0728X1P | ASSY COMMON TDAV3342D 230V 60HZ UL | Ea |  | 1 Year | 20765 | 4.5% | 19830.575
4327 | APC | 0M-APCL0729X1P | ASSY COMMON TDAV0511G 460V 60HZ UL | Ea |  | 1 Year | 19905 | 4.5% | 19009.275
4328 | APC | 0M-APCL0730X1P | ASSY COMMON TDAV0611G 460V 60HZ UL | Ea |  | 1 Year | 22200 | 4.5% | 21201
4329 | APC | 0M-APCL0731X1P | ASSY COMMON TDAV0921G 460V 60HZ UL | Ea |  | 1 Year | 31835 | 4.5% | 30402.425
4330 | APC | 0M-APCL0732X1P | ASSY COMMON TDAV1121G 460V 60HZ UL | Ea |  | 1 Year | 31000 | 4.5% | 29605
4331 | APC | 0M-APCL0733X1P | ASSY COMMON TDAV1422G 460V 60HZ UL | Ea |  | 1 Year | 32005 | 4.5% | 30564.775
4332 | APC | 0M-APCL0734X1P | ASSY COMMON TDAV1622G 460V 60HZ UL | Ea |  | 1 Year | 34775 | 4.5% | 33210.125
4333 | APC | 0M-APCL0735X1P | ASSY COMMON TDAV1822G 460V 60HZ UL | Ea |  | 1 Year | 43585 | 4.5% | 41623.675
4334 | APC | 0M-APCL0736X1P | ASSY COMMON TDAV2242G 460V 60HZ UL | Ea |  | 1 Year | 43615 | 4.5% | 41652.325
4335 | APC | 0M-APCL0737X1P | ASSY COMMON TDAV2542G 460V 60HZ UL | Ea |  | 1 Year | 46320 | 4.5% | 44235.6
4336 | APC | 0M-APCL0738X1P | ASSY COMMON TDAV3342G 460V 60HZ UL | Ea |  | 1 Year | 20000 | 4.5% | 19100
4337 | APC | 0M-APCL0739X1P | ASSY COMMON TUAV0511D 230V 60HZ UL | Ea |  | 1 Year | 20200 | 4.5% | 19291
4338 | APC | 0M-APCL0740X1P | ASSY COMMON TUAV0611D 230V 60HZ UL | Ea |  | 1 Year | 25200 | 4.5% | 24066
4339 | APC | 0M-APCL0741X1P | ASSY COMMON TUAV0921D 230V 60HZ UL | Ea |  | 1 Year | 35755 | 4.5% | 34146.025
4340 | APC | 0M-APCL0742X1P | ASSY COMMON TUAV1121D 230V 60HZ UL | Ea |  | 1 Year | 36505 | 4.5% | 34862.275
4341 | APC | 0M-APCL0743X1P | ASSY COMMON TUAV1422D 230V 60HZ UL | Ea |  | 1 Year | 37700 | 4.5% | 36003.5
4342 | APC | 0M-APCL0744X1P | ASSY COMMON TUAV1622D 230V 60HZ UL | Ea |  | 1 Year | 39005 | 4.5% | 37249.775
4343 | APC | 0M-APCL0745X1P | ASSY COMMON TUAV1822D 230V 60HZ UL | Ea |  | 1 Year | 42900 | 4.5% | 40969.5
4344 | APC | 0M-APCL0746X1P | ASSY COMMON TUAV2242D 230V 60HZ UL | Ea |  | 1 Year | 44000 | 4.5% | 42020
4345 | APC | 0M-APCL0747X1P | ASSY COMMON TUAV2542D 230V 60HZ UL | Ea |  | 1 Year | 45000 | 4.5% | 42975
4346 | APC | 0M-APCL0748X1P | ASSY COMMON TUAV3342D 230V 60HZ UL | Ea |  | 1 Year | 20765 | 4.5% | 19830.575
4347 | APC | 0M-APCL0749X1P | ASSY COMMON TUAV0511G 460V 60HZ UL | Ea |  | 1 Year | 19905 | 4.5% | 19009.275
4348 | APC | 0M-APCL0750X1P | ASSY COMMON TUAV0611G 460V 60HZ UL | Ea |  | 1 Year | 22200 | 4.5% | 21201
4349 | APC | 0M-APCL0751X1P | ASSY COMMON TUAV0921G 460V 60HZ UL | Ea |  | 1 Year (2 Years) | 31835 | 4.5% | 30402.425
4350 | APC | 0M-APCL0752X1P | ASSY COMMON TUAV1121G 460V 60HZ UL | Ea |  | 1 Year | 32125 | 4.5% | 30679.375
4351 | APC | 0M-APCL0753X1P | ASSY COMMON TUAV1422G 460V 60HZ UL | Ea |  | 1 Year | 32005 | 4.5% | 30564.775
4352 | APC | 0M-APCL0754X1P | ASSY COMMON TUAV1622G 460V 60HZ UL | Ea |  | 1 Year (2 Years) | 33000 | 4.5% | 31515
4353 | APC | 0M-APCL0755X1P | ASSY COMMON TUAV1822G 460V 60HZ UL | Ea |  | 1 Year (2 Years) | 43585 | 4.5% | 41623.675
4354 | APC | 0M-APCL0756X1P | ASSY COMMON TUAV2242G 460V 60HZ UL | Ea |  | 1 Year (2 Years) | 42200 | 4.5% | 40301
4355 | APC | 0M-APCL0757X1P | ASSY COMMON TUAV2542G 460V 60HZ UL | Ea |  | 1 Year (2 Years) | 44000 | 4.5% | 42020
4356 | APC | 0M-APCL0758X1P | ASSY COMMON TUAV3342G 460V 60HZ UL | Ea |  | 1 Year | 21800 | 4.5% | 20819
4357 | APC | 0M-APCL0759X1P | ASSY COMMON TDTV0511D 230V 60HZ UL | Ea |  | 1 Year | 22000 | 4.5% | 21010
4358 | APC | 0M-APCL0760X1P | ASSY COMMON TDTV0611D 230V 60HZ UL | Ea |  | 1 Year | 28005 | 4.5% | 26744.775
4359 | APC | 0M-APCL0761X1P | ASSY COMMON TDTV0921D 230V 60HZ UL | Ea |  | 1 Year | 35000 | 4.5% | 33425
4360 | APC | 0M-APCL0762X1P | ASSY COMMON TDTV1121D 230V 60HZ UL | Ea |  | 1 Year | 39500 | 4.5% | 37722.5
4361 | APC | 0M-APCL0763X1P | ASSY COMMON TDTV1422D 230V 60HZ UL | Ea |  | 1 Year | 40000 | 4.5% | 38200
4362 | APC | 0M-APCL0764X1P | ASSY COMMON TDTV1622D 230V 60HZ UL | Ea |  | 1 Year | 41000 | 4.5% | 39155
4363 | APC | 0M-APCL0765X1P | ASSY COMMON TDTV1822D 230V 60HZ UL | Ea |  | 1 Year | 44605 | 4.5% | 42597.775
4364 | APC | 0M-APCL0766X1P | ASSY COMMON TDTV2242D 230V 60HZ UL | Ea |  | 1 Year | 47000 | 4.5% | 44885
4365 | APC | 0M-APCL0767X1P | ASSY COMMON TDTV2542D 230V 60HZ UL | Ea |  | 1 Year | 49000 | 4.5% | 46795
4366 | APC | 0M-APCL0768X1P | ASSY COMMON TDTV2842D 230V 60HZ UL | Ea |  | 1 Year | 21205 | 4.5% | 20250.775
4367 | APC | 0M-APCL0769X1P | ASSY COMMON TDTV0511G 460V 60HZ UL | Ea |  | 1 Year | 21800 | 4.5% | 20819
4368 | APC | 0M-APCL0770X1P | ASSY COMMON TDTV0611G 460V 60HZ UL | Ea |  | 1 Year | 24200 | 4.5% | 23111
4369 | APC | 0M-APCL0771X1P | ASSY COMMON TDTV0921G 460V 60HZ UL | Ea |  | 1 Year | 31000 | 4.5% | 29605
4370 | APC | 0M-APCL0772X1P | ASSY COMMON TDTV1121G 460V 60HZ UL | Ea |  | 1 Year | 34705 | 4.5% | 33143.275
4371 | APC | 0M-APCL0773X1P | ASSY COMMON TDTV1422G 460V 60HZ UL | Ea |  | 1 Year | 35500 | 4.5% | 33902.5
4372 | APC | 0M-APCL0774X1P | ASSY COMMON TDTV1622G 460V 60HZ UL | Ea |  | 1 Year | 36105 | 4.5% | 34480.275
4373 | APC | 0M-APCL0775X1P | ASSY COMMON TDTV1822G 460V 60HZ UL | Ea |  | 1 Year | 46005 | 4.5% | 43934.775
4374 | APC | 0M-APCL0776X1P | ASSY COMMON TDTV2242G 460V 60HZ UL | Ea |  | 1 Year | 47000 | 4.5% | 44885
4375 | APC | 0M-APCL0777X1P | ASSY COMMON TDTV2542G 460V 60HZ UL | Ea |  | 1 Year | 48005 | 4.5% | 45844.775
4376 | APC | 0M-APCL0778X1P | ASSY COMMON TDTV2842G 460V 60HZ UL | Ea |  | 1 Year | 21800 | 4.5% | 20819
4377 | APC | 0M-APCL0779X1P | ASSY COMMON TUTV0511D 230V 60HZ UL | Ea |  | 1 Year | 22000 | 4.5% | 21010
4378 | APC | 0M-APCL0780X1P | ASSY COMMON TUTV0611D 230V 60HZ UL | Ea |  | 1 Year | 28005 | 4.5% | 26744.775
4379 | APC | 0M-APCL0781X1P | ASSY COMMON TUTV0921D 230V 60HZ UL | Ea |  | 1 Year | 35000 | 4.5% | 33425
4380 | APC | 0M-APCL0782X1P | ASSY COMMON TUTV1121D 230V 60HZ UL | Ea |  | 1 Year | 39500 | 4.5% | 37722.5
4381 | APC | 0M-APCL0783X1P | ASSY COMMON TUTV1422D 230V 60HZ UL | Ea |  | 1 Year | 40000 | 4.5% | 38200
4382 | APC | 0M-APCL0784X1P | ASSY COMMON TUTV1622D 230V 60HZ UL | Ea |  | 1 Year | 41005 | 4.5% | 39159.775
4383 | APC | 0M-APCL0785X1P | ASSY COMMON TUTV1822D 230V 60HZ UL | Ea |  | 1 Year | 44605 | 4.5% | 42597.775
4384 | APC | 0M-APCL0786X1P | ASSY COMMON TUTV2242D 230V 60HZ UL | Ea |  | 1 Year | 47000 | 4.5% | 44885
4385 | APC | 0M-APCL0787X1P | ASSY COMMON TUTV2542D 230V 60HZ UL | Ea |  | 1 Year | 49000 | 4.5% | 46795
4386 | APC | 0M-APCL0788X1P | ASSY COMMON TUTV2842D 230V 60HZ UL | Ea |  | 1 Year | 21205 | 4.5% | 20250.775
4387 | APC | 0M-APCL0789X1P | ASSY COMMON TUTV0511G 460V 60HZ UL | Ea |  | 1 Year | 21800 | 4.5% | 20819
4388 | APC | 0M-APCL0790X1P | ASSY COMMON TUTV0611G 460V 60HZ UL | Ea |  | 1 Year | 24200 | 4.5% | 23111
4389 | APC | 0M-APCL0791X1P | ASSY COMMON TUTV0921G 460V 60HZ UL | Ea |  | 1 Year | 31000 | 4.5% | 29605
4390 | APC | 0M-APCL0792X1P | ASSY COMMON TUTV1121G 460V 60HZ UL | Ea |  | 1 Year | 34705 | 4.5% | 33143.275
4391 | APC | 0M-APCL0793X1P | ASSY COMMON TUTV1422G 460V 60HZ UL | Ea |  | 1 Year | 35500 | 4.5% | 33902.5
4392 | APC | 0M-APCL0794X1P | ASSY COMMON TUTV1622G 460V 60HZ UL | Ea |  | 1 Year | 36105 | 4.5% | 34480.275
4393 | APC | 0M-APCL0795X1P | ASSY COMMON TUTV1822G 460V 60HZ UL | Ea |  | 1 Year | 46005 | 4.5% | 43934.775
4394 | APC | 0M-APCL0796X1P | ASSY COMMON TUTV2242G 460V 60HZ UL | Ea |  | 1 Year | 47000 | 4.5% | 44885
4395 | APC | 0M-APCL0797X1P | ASSY COMMON TUTV2542G 460V 60HZ UL | Ea |  | 1 Year | 48005 | 4.5% | 45844.775
4396 | APC | 0M-APCL0798X1P | ASSY COMMON TUTV2842G 460V 60HZ UL | Ea |  | 1 Year | 19300 | 4.5% | 18431.5
4397 | APC | 0M-APCL0799X1P | ASSY COMMON TDWV0511D 230V 60HZ UL | Ea |  | 1 Year | 20505 | 4.5% | 19582.275
4398 | APC | 0M-APCL0800X1P | ASSY COMMON TDWV0611D 230V 60HZ UL | Ea |  | 1 Year | 23905 | 4.5% | 22829.275
4399 | APC | 0M-APCL0801X1P | ASSY COMMON TDWV0921D 230V 60HZ UL | Ea |  | 1 Year | 32800 | 4.5% | 31324
4400 | APC | 0M-APCL0802X1P | ASSY COMMON TDWV1121D 230V 60HZ UL | Ea |  | 1 Year | 38505 | 4.5% | 36772.275
4401 | APC | 0M-APCL0803X1P | ASSY COMMON TDWV1422D 230V 60HZ UL | Ea |  | 1 Year | 40000 | 4.5% | 38200
4402 | APC | 0M-APCL0804X1P | ASSY COMMON TDWV1622D 230V 60HZ UL | Ea |  | 1 Year | 40000 | 4.5% | 38200
4403 | APC | 0M-APCL0805X1P | ASSY COMMON TDWV1822D 230V 60HZ UL | Ea |  | 1 Year | 44500 | 4.5% | 42497.5
4404 | APC | 0M-APCL0806X1P | ASSY COMMON TDWV2242D 230V 60HZ UL | Ea |  | 1 Year | 45000 | 4.5% | 42975
4405 | APC | 0M-APCL0807X1P | ASSY COMMON TDWV2542D 230V 60HZ UL | Ea |  | 1 Year | 46005 | 4.5% | 43934.775
4406 | APC | 0M-APCL0808X1P | ASSY COMMON TDWV2842D 230V 60HZ UL | Ea |  | 1 Year | 20160 | 4.5% | 19252.8
4407 | APC | 0M-APCL0809X1P | ASSY COMMON TDWV0511G 460V 60HZ UL | Ea |  | 1 Year | 19905 | 4.5% | 19009.275
4408 | APC | 0M-APCL0810X1P | ASSY COMMON TDWV0611G 460V 60HZ UL | Ea |  | 1 Year | 21870 | 4.5% | 20885.85
4409 | APC | 0M-APCL0811X1P | ASSY COMMON TDWV0921G 460V 60HZ UL | Ea |  | 1 Year | 31000 | 4.5% | 29605
4410 | APC | 0M-APCL0812X1P | ASSY COMMON TDWV1121G 460V 60HZ UL | Ea |  | 1 Year | 31605 | 4.5% | 30182.775
4411 | APC | 0M-APCL0813X1P | ASSY COMMON TDWV1422G 460V 60HZ UL | Ea |  | 1 Year | 31200 | 4.5% | 29796
4412 | APC | 0M-APCL0814X1P | ASSY COMMON TDWV1622G 460V 60HZ UL | Ea |  | 1 Year | 33280 | 4.5% | 31782.4
4413 | APC | 0M-APCL0815X1P | ASSY COMMON TDWV1822G 460V 60HZ UL | Ea |  | 1 Year | 43005 | 4.5% | 41069.775
4414 | APC | 0M-APCL0816X1P | ASSY COMMON TDWV2242G 460V 60HZ UL | Ea |  | 1 Year | 44000 | 4.5% | 42020
4415 | APC | 0M-APCL0817X1P | ASSY COMMON TDWV2542G 460V 60HZ UL | Ea |  | 1 Year | 46005 | 4.5% | 43934.775
4416 | APC | 0M-APCL0818X1P | ASSY COMMON TDWV2842G 460V 60HZ UL | Ea |  | 1 Year | 20000 | 4.5% | 19100
4417 | APC | 0M-APCL0819X1P | ASSY COMMON TUWV0511D 230V 60HZ UL | Ea |  | 1 Year | 20505 | 4.5% | 19582.275
4418 | APC | 0M-APCL0820X1P | ASSY COMMON TUWV0611D 230V 60HZ UL | Ea |  | 1 Year | 23905 | 4.5% | 22829.275
4419 | APC | 0M-APCL0821X1P | ASSY COMMON TUWV0921D 230V 60HZ UL | Ea |  | 1 Year (2 Years) | 32800 | 4.5% | 31324
4420 | APC | 0M-APCL0822X1P | ASSY COMMON TUWV1121D 230V 60HZ UL | Ea |  | 1 Year (2 Years) | 38505 | 4.5% | 36772.275
4421 | APC | 0M-APCL0823X1P | ASSY COMMON TUWV1422D 230V 60HZ UL | Ea |  | 1 Year (2 Years) | 39300 | 4.5% | 37531.5
4422 | APC | 0M-APCL0824X1P | ASSY COMMON TUWV1622D 230V 60HZ UL | Ea |  | 1 Year | 40000 | 4.5% | 38200
4423 | APC | 0M-APCL0825X1P | ASSY COMMON TUWV1822D 230V 60HZ UL | Ea |  | 1 Year | 44500 | 4.5% | 42497.5
4424 | APC | 0M-APCL0826X1P | ASSY COMMON TUWV2242D 230V 60HZ UL | Ea |  | 1 Year | 45000 | 4.5% | 42975
4425 | APC | 0M-APCL0827X1P | ASSY COMMON TUWV2542D 230V 60HZ UL | Ea |  | 1 Year | 46005 | 4.5% | 43934.775
4426 | APC | 0M-APCL0828X1P | ASSY COMMON TUWV2842D 230V 60HZ UL | Ea |  | 1 Year | 19300 | 4.5% | 18431.5
4427 | APC | 0M-APCL0829X1P | ASSY COMMON TUWV0511G 460V 60HZ UL | Ea |  | 1 Year | 19905 | 4.5% | 19009.275
4428 | APC | 0M-APCL0830X1P | ASSY COMMON TUWV0611G 460V 60HZ UL | Ea |  | 1 Year | 21005 | 4.5% | 20059.775
4429 | APC | 0M-APCL0831X1P | ASSY COMMON TUWV0921G 460V 60HZ UL | Ea |  | 1 Year | 26990 | 4.5% | 25775.45
4430 | APC | 0M-APCL0832X1P | ASSY COMMON TUWV1121G 460V 60HZ UL | Ea |  | 1 Year | 31605 | 4.5% | 30182.775
4431 | APC | 0M-APCL0833X1P | ASSY COMMON TUWV1422G 460V 60HZ UL | Ea |  | 1 Year | 31200 | 4.5% | 29796
4432 | APC | 0M-APCL0834X1P | ASSY COMMON TUWV1622G 460V 60HZ UL | Ea |  | 1 Year | 31400 | 4.5% | 29987
4433 | APC | 0M-APCL0835X1P | ASSY COMMON TUWV1822G 460V 60HZ UL | Ea |  | 1 Year | 43005 | 4.5% | 41069.775
4434 | APC | 0M-APCL0836X1P | ASSY COMMON TUWV2242G 460V 60HZ UL | Ea |  | 1 Year | 44000 | 4.5% | 42020
4435 | APC | 0M-APCL0837X1P | ASSY COMMON TUWV2542G 460V 60HZ UL | Ea |  | 1 Year | 46005 | 4.5% | 43934.775
4436 | APC | 0M-APCL0838X1P | ASSY COMMON TUWV2842G 460V 60HZ UL | Ea |  | 1 Year | 20900 | 4.5% | 19959.5
4437 | APC | 0M-APCL0839X1P | ASSY COMMON TDEV0511D 230V 60HZ UL | Ea |  | 1 Year | 21205 | 4.5% | 20250.775
4438 | APC | 0M-APCL0840X1P | ASSY COMMON TDEV0611D 230V 60HZ UL | Ea |  | 1 Year | 25005 | 4.5% | 23879.775
4439 | APC | 0M-APCL0841X1P | ASSY COMMON TDEV0921D 230V 60HZ UL | Ea |  | 1 Year | 34505 | 4.5% | 32952.275
4440 | APC | 0M-APCL0842X1P | ASSY COMMON TDEV1121D 230V 60HZ UL | Ea |  | 1 Year | 38900 | 4.5% | 37149.5
4441 | APC | 0M-APCL0843X1P | ASSY COMMON TDEV1422D 230V 60HZ UL | Ea |  | 1 Year | 39300 | 4.5% | 37531.5
4442 | APC | 0M-APCL0844X1P | ASSY COMMON TDEV1622D 230V 60HZ UL | Ea |  | 1 Year | 40000 | 4.5% | 38200
4443 | APC | 0M-APCL0845X1P | ASSY COMMON TDEV1822D 230V 60HZ UL | Ea |  | 1 Year | 44605 | 4.5% | 42597.775
4444 | APC | 0M-APCL0846X1P | ASSY COMMON TDEV2242D 230V 60HZ UL | Ea |  | 1 Year | 45600 | 4.5% | 43548
4445 | APC | 0M-APCL0847X1P | ASSY COMMON TDEV2542D 230V 60HZ UL | Ea |  | 1 Year | 46405 | 4.5% | 44316.775
4446 | APC | 0M-APCL0848X1P | ASSY COMMON TDEV2842D 230V 60HZ UL | Ea |  | 1 Year | 20305 | 4.5% | 19391.275
4447 | APC | 0M-APCL0849X1P | ASSY COMMON TDEV0511G 460V 60HZ UL | Ea |  | 1 Year | 21005 | 4.5% | 20059.775
4448 | APC | 0M-APCL0850X1P | ASSY COMMON TDEV0611G 460V 60HZ UL | Ea |  | 1 Year | 24000 | 4.5% | 22920
4449 | APC | 0M-APCL0851X1P | ASSY COMMON TDEV0921G 460V 60HZ UL | Ea |  | 1 Year | 32460 | 4.5% | 30999.3
4450 | APC | 0M-APCL0852X1P | ASSY COMMON TDEV1121G 460V 60HZ UL | Ea |  | 1 Year | 33405 | 4.5% | 31901.775
4451 | APC | 0M-APCL0853X1P | ASSY COMMON TDEV1422G 460V 60HZ UL | Ea |  | 1 Year | 34005 | 4.5% | 32474.775
4452 | APC | 0M-APCL0854X1P | ASSY COMMON TDEV1622G 460V 60HZ UL | Ea |  | 1 Year | 36050 | 4.5% | 34427.75
4453 | APC | 0M-APCL0855X1P | ASSY COMMON TDEV1822G 460V 60HZ UL | Ea |  | 1 Year | 44500 | 4.5% | 42497.5
4454 | APC | 0M-APCL0856X1P | ASSY COMMON TDEV2242G 460V 60HZ UL | Ea |  | 1 Year | 45000 | 4.5% | 42975
4455 | APC | 0M-APCL0857X1P | ASSY COMMON TDEV2542G 460V 60HZ UL | Ea |  | 1 Year | 46005 | 4.5% | 43934.775
4456 | APC | 0M-APCL0858X1P | ASSY COMMON TDEV2842G 460V 60HZ UL | Ea |  | 1 Year | 20900 | 4.5% | 19959.5
4457 | APC | 0M-APCL0859X1P | ASSY COMMON TUEV0511D 230V 60HZ UL | Ea |  | 1 Year | 21205 | 4.5% | 20250.775
4458 | APC | 0M-APCL0860X1P | ASSY COMMON TUEV0611D 230V 60HZ UL | Ea |  | 1 Year | 25005 | 4.5% | 23879.775
4459 | APC | 0M-APCL0861X1P | ASSY COMMON TUEV0921D 230V 60HZ UL | Ea |  | 1 Year | 34505 | 4.5% | 32952.275
4460 | APC | 0M-APCL0862X1P | ASSY COMMON TUEV1121D 230V 60HZ UL | Ea |  | 1 Year | 38900 | 4.5% | 37149.5
4461 | APC | 0M-APCL0863X1P | ASSY COMMON TUEV1422D 230V 60HZ UL | Ea |  | 1 Year | 39300 | 4.5% | 37531.5
4462 | APC | 0M-APCL0864X1P | ASSY COMMON TUEV1622D 230V 60HZ UL | Ea |  | 1 Year | 35000 | 4.5% | 33425
4463 | APC | 0M-APCL0865X1P | ASSY COMMON TUEV1822D 230V 60HZ UL | Ea |  | 1 Year | 44605 | 4.5% | 42597.775
4464 | APC | 0M-APCL0866X1P | ASSY COMMON TUEV2242D 230V 60HZ UL | Ea |  | 1 Year | 45600 | 4.5% | 43548
4465 | APC | 0M-APCL0867X1P | ASSY COMMON TUEV2542D 230V 60HZ UL | Ea |  | 1 Year | 46405 | 4.5% | 44316.775
4466 | APC | 0M-APCL0868X1P | ASSY COMMON TUEV2842D 230V 60HZ UL | Ea |  | 1 Year | 20305 | 4.5% | 19391.275
4467 | APC | 0M-APCL0869X1P | ASSY COMMON TUEV0511G 460V 60HZ UL | Ea |  | 1 Year | 21005 | 4.5% | 20059.775
4468 | APC | 0M-APCL0870X1P | ASSY COMMON TUEV0611G 460V 60HZ UL | Ea |  | 1 Year | 24000 | 4.5% | 22920
4469 | APC | 0M-APCL0871X1P | ASSY COMMON TUEV0921G 460V 60HZ UL | Ea |  | 1 Year | 31200 | 4.5% | 29796
4470 | APC | 0M-APCL0872X1P | ASSY COMMON TUEV1121G 460V 60HZ UL | Ea |  | 1 Year | 33405 | 4.5% | 31901.775
4471 | APC | 0M-APCL0873X1P | ASSY COMMON TUEV1422G 460V 60HZ UL | Ea |  | 1 Year | 34005 | 4.5% | 32474.775
4472 | APC | 0M-APCL0874X1P | ASSY COMMON TUEV1622G 460V 60HZ UL | Ea |  | 1 Year | 40000 | 4.5% | 38200
4473 | APC | 0M-APCL0875X1P | ASSY COMMON TUEV1822G 460V 60HZ UL | Ea |  | 1 Year | 44500 | 4.5% | 42497.5
4474 | APC | 0M-APCL0876X1P | ASSY COMMON TUEV2242G 460V 60HZ UL | Ea |  | 1 Year | 45000 | 4.5% | 42975
4475 | APC | 0M-APCL0877X1P | ASSY COMMON TUEV2542G 460V 60HZ UL | Ea |  | 1 Year | 46005 | 4.5% | 43934.775
4476 | APC | 0M-APCL0878X1P | ASSY COMMON TUEV2842G 460V 60HZ UL | Ea |  | 1 Year | 21500 | 4.5% | 20532.5
4477 | APC | 0M-APCL0879X1P | ASSY COMMON TDDV0511D 230V 60HZ UL | Ea |  | 1 Year | 21905 | 4.5% | 20919.275
4478 | APC | 0M-APCL0880X1P | ASSY COMMON TDDV0611D 230V 60HZ UL | Ea |  | 1 Year | 27505 | 4.5% | 26267.275
4479 | APC | 0M-APCL0881X1P | ASSY COMMON TDDV0921D 230V 60HZ UL | Ea |  | 1 Year | 34505 | 4.5% | 32952.275
4480 | APC | 0M-APCL0882X1P | ASSY COMMON TDDV1121D 230V 60HZ UL | Ea |  | 1 Year | 39005 | 4.5% | 37249.775
4481 | APC | 0M-APCL0883X1P | ASSY COMMON TDDV1422D 230V 60HZ UL | Ea |  | 1 Year | 39500 | 4.5% | 37722.5
4482 | APC | 0M-APCL0884X1P | ASSY COMMON TDDV1622D 230V 60HZ UL | Ea |  | 1 Year | 40500 | 4.5% | 38677.5
4483 | APC | 0M-APCL0885X1P | ASSY COMMON TDDV1822D 230V 60HZ UL | Ea |  | 1 Year | 46800 | 4.5% | 44694
4484 | APC | 0M-APCL0887X1P | ASSY COMMON TDDV2542D 230V 60HZ UL | Ea |  | 1 Year | 48800 | 4.5% | 46604
4485 | APC | 0M-APCL0888X1P | ASSY COMMON TDDV2842D 230V 60HZ UL | Ea |  | 1 Year | 21005 | 4.5% | 20059.775
4486 | APC | 0M-APCL0889X1P | ASSY COMMON TDDV0511G 460V 60HZ UL | Ea |  | 1 Year | 21500 | 4.5% | 20532.5
4487 | APC | 0M-APCL0890X1P | ASSY COMMON TDDV0611G 460V 60HZ UL | Ea |  | 1 Year | 24000 | 4.5% | 22920
4488 | APC | 0M-APCL0891X1P | ASSY COMMON TDDV0921G 460V 60HZ UL | Ea |  | 1 Year | 31000 | 4.5% | 29605
4489 | APC | 0M-APCL0892X1P | ASSY COMMON TDDV1121G 460V 60HZ UL | Ea |  | 1 Year | 33500 | 4.5% | 31992.5
4490 | APC | 0M-APCL0893X1P | ASSY COMMON TDDV1422G 460V 60HZ UL | Ea |  | 1 Year | 35000 | 4.5% | 33425
4491 | APC | 0M-APCL0894X1P | ASSY COMMON TDDV1622G 460V 60HZ UL | Ea |  | 1 Year | 35900 | 4.5% | 34284.5
4492 | APC | 0M-APCL0895X1P | ASSY COMMON TDDV1822G 460V 60HZ UL | Ea |  | 1 Year | 45505 | 4.5% | 43457.275
4493 | APC | 0M-APCL0896X1P | ASSY COMMON TDDV2242G 460V 60HZ UL | Ea |  | 1 Year | 46500 | 4.5% | 44407.5
4494 | APC | 0M-APCL0897X1P | ASSY COMMON TDDV2542G 460V 60HZ UL | Ea |  | 1 Year | 47505 | 4.5% | 45367.275
4495 | APC | 0M-APCL0898X1P | ASSY COMMON TDDV2842G 460V 60HZ UL | Ea |  | 1 Year | 21005 | 4.5% | 20059.775
4496 | APC | 0M-APCL0899X1P | ASSY COMMON TUDV0511D 230V 60HZ UL | Ea |  | 1 Year | 21905 | 4.5% | 20919.275
4497 | APC | 0M-APCL0900X1P | ASSY COMMON TUDV0611D 230V 60HZ UL | Ea |  | 1 Year | 27505 | 4.5% | 26267.275
4498 | APC | 0M-APCL0901X1P | ASSY COMMON TUDV0921D 230V 60HZ UL | Ea |  | 1 Year | 34505 | 4.5% | 32952.275
4499 | APC | 0M-APCL0902X1P | ASSY COMMON TUDV1121D 230V 60HZ UL | Ea |  | 1 Year | 39005 | 4.5% | 37249.775
4500 | APC | 0M-APCL0903X1P | ASSY COMMON TUDV1422D 230V 60HZ UL | Ea |  | 1 Year | 39500 | 4.5% | 37722.5
4501 | APC | 0M-APCL0904X1P | ASSY COMMON TUDV1622D 230V 60HZ UL | Ea |  | 1 Year | 40500 | 4.5% | 38677.5
4502 | APC | 0M-APCL0905X1P | ASSY COMMON TUDV1822D 230V 60HZ UL | Ea |  | 1 Year | 44000 | 4.5% | 42020
4503 | APC | 0M-APCL0906X1P | ASSY COMMON TUDV2242D 230V 60HZ UL | Ea |  | 1 Year | 46800 | 4.5% | 44694
4504 | APC | 0M-APCL0907X1P | ASSY COMMON TUDV2542D 230V 60HZ UL | Ea |  | 1 Year | 48800 | 4.5% | 46604
4505 | APC | 0M-APCL0908X1P | ASSY COMMON TUDV2842D 230V 60HZ UL | Ea |  | 1 Year | 21500 | 4.5% | 20532.5
4506 | APC | 0M-APCL0909X1P | ASSY COMMON TUDV0511G 460V 60HZ UL | Ea |  | 1 Year | 21500 | 4.5% | 20532.5
4507 | APC | 0M-APCL0910X1P | ASSY COMMON TUDV0611G 460V 60HZ UL | Ea |  | 1 Year | 24000 | 4.5% | 22920
4508 | APC | 0M-APCL0911X1P | ASSY COMMON TUDV0921G 460V 60HZ UL | Ea |  | 1 Year | 31000 | 4.5% | 29605
4509 | APC | 0M-APCL0912X1P | ASSY COMMON TUDV1121G 460V 60HZ UL | Ea |  | 1 Year | 33500 | 4.5% | 31992.5
4510 | APC | 0M-APCL0913X1P | ASSY COMMON TUDV1422G 460V 60HZ UL | Ea |  | 1 Year | 35000 | 4.5% | 33425
4511 | APC | 0M-APCL0914X1P | ASSY COMMON TUDV1622G 460V 60HZ UL | Ea |  | 1 Year | 35900 | 4.5% | 34284.5
4512 | APC | 0M-APCL0915X1P | ASSY COMMON TUDV1822G 460V 60HZ UL | Ea |  | 1 Year | 45505 | 4.5% | 43457.275
4513 | APC | 0M-APCL0916X1P | ASSY COMMON TUDV2242G 460V 60HZ UL | Ea |  | 1 Year | 46500 | 4.5% | 44407.5
4514 | APC | 0M-APCL0917X1P | ASSY COMMON TUDV2542G 460V 60HZ UL | Ea |  | 1 Year | 47505 | 4.5% | 45367.275
4515 | APC | 0M-APCL0918X1P | ASSY COMMON TUDV2842G 460V 60HZ UL | Ea |  | 1 Year | 46110 | 4.5% | 44035.05
4516 | APC | 0M-E6TB300BREM | REMOTE BATTERY CAB TYPE 300B | Ea |  | 1 Year | 24155 | 4.5% | 23068.025
4517 | APC | 0M-E6TB400AADJ | ADJACENT BATTERY CAB TYPE 400A | Ea |  | 1 Year | 32760 | 4.5% | 31285.8
4518 | APC | 0M-E6TB500CADJ | ADJACENT BATTERY CAB TYPE 500C | Ea |  | 1 Year | 17860 | 4.5% | 17056.3
4519 | APC | 0M-E6TF300INPFIL | AUX CAB 300INPFLT | Ea |  | 1 Year | 2190 | 4.5% | 2091.45
4520 | APC | 0M-E6TGOPT007 | ASSY Q1 300KVA | Ea |  | 1 Year | 467 | 4.5% | 445.985
4521 | APC | 0M-E6TGOPT008 | ASSY UPS LEFT DOOR 225-375KVA | Ea |  | 1 Year | 31075 | 4.5% | 29676.625
4522 | APC | 0M-E6TGOPT013 | KIT XFMR AL 300KVA MM | Ea |  | 1 Year | 2170 | 4.5% | 2072.35
4523 | APC | 0M-E6TGOPT021 | ASSY Q1 375KVA MAL | Ea |  | 1 Year | 35510 | 4.5% | 33912.05
4524 | APC | 0M-E6TGOPT022 | KIT XFMR AL 375KVA SM | Ea |  | 1 Year | 2855 | 4.5% | 2726.525
4525 | APC | 0M-E6TGOPT023 | ASSY MBP 375KVA | Ea |  | 1 Year | 517 | 4.5% | 493.735
4526 | APC | 0M-E6TGOPT024 | ASSY NO MBP COMP RM | Ea |  | 1 Year | 1920 | 4.5% | 1833.6
4527 | APC | 0M-E6TGOPT025 | ASSY Q1 300KVA | Ea |  | 1 Year | 2185 | 4.5% | 2086.675
4528 | APC | 0M-E6TGOPT026 | ASSY Q1 375KVA MAL | Ea |  | 1 Year | 2055 | 4.5% | 1962.525
4529 | APC | 0M-E6TGOPT027 | ASSY INPUT CB 400A 65KAIC | Ea |  | 1 Year | 517 | 4.5% | 493.735
4530 | APC | 0M-E6TGOPT028 | ASSY NO MBP COMP RM | Ea |  | 1 Year | 1045 | 4.5% | 997.975
4531 | APC | 0M-E6TGOPT029 | ASSY NO MBP ELEC RM | Ea |  | 1 Year | 2800 | 4.5% | 2674
4532 | APC | 0M-E6TGOPT030 | ASSY MBP 300KVA | Ea |  | 1 Year | 2800 | 4.5% | 2674
4533 | APC | 0M-E6TGOPT031 | ASSY MBP 375KVA | Ea |  | 1 Year | 297 | 4.5% | 283.635
4534 | APC | 0M-E6TGOPT032 | ASSY UPS RIGHT DOOR 500KVA | Ea |  | 1 Year | 332 | 4.5% | 317.06
4535 | APC | 0M-E6TGOPT033 | ASSY UPS LEFT DOOR 225-375KVA | Ea |  | 1 Year | 126180 | 4.5% | 120501.9
4536 | APC | 0M-E6TGOPT034 | UPS PARALLEL MODULE | Ea |  | 1 Year | 130180 | 4.5% | 124321.9
4537 | APC | 0M-E6TGOPT035 | UPS PARALLEL MODULE | Ea |  | 1 Year | 2000 | 4.5% | 1910
4538 | APC | 0M-E6TGOPT036 | UPS LEFT DOOR ASSY | Ea |  | 1 Year | 2315 | 4.5% | 2210.825
4539 | APC | 0M-E6TGOPT037 | UPS LEFT DOOR ASSY | Ea |  | 1 Year | 764 | 4.5% | 729.62
4540 | APC | 0M-E6TGOPT038 | KIT COMPUTER ROOM 300-375KVA | Ea |  | 1 Year | 850 | 4.5% | 811.75
4541 | APC | 0M-E6TGOPT039 | EMI KIT 300/375KVA IGBT | Ea |  | 1 Year | 1790 | 4.5% | 1709.45
4542 | APC | 0M-E6TGOPT040 | OUTPUT CB KIT 1-800A HI INT | Ea |  | 1 Year | 3425 | 4.5% | 3270.875
4543 | APC | 0M-E6TGOPT041 | OUTPUT CB KIT 2-800A HI INT | Ea |  | 1 Year | 801 | 4.5% | 764.955
4544 | APC | 0M-E6TGOPT042 | ADJACENT BATT KIT | Ea |  | 1 Year | 6130 | 4.5% | 5854.15
4545 | APC | 0M-E6TGOPT043 | ADVANT GUI DSPLY KIT 500KVA MM | Ea |  | 1 Year | 7905 | 4.5% | 7549.275
4546 | APC | 0M-E6TGOPT044 | ADVANTECH DSPLY KIT 800KVA MM | Ea |  | 1 Year | 24600 | 4.5% | 23493
4547 | APC | 0M-E6TGOPT045 | KIT XFMR AL 225KVA MM | Ea |  | 1 Year | 26570 | 4.5% | 25374.35
4548 | APC | 0M-E6TGOPT046 | KIT XFMR CU 225KVA MM | Ea |  | 1 Year | 31555 | 4.5% | 30135.025
4549 | APC | 0M-E6TGOPT047 | KIT XFMR AL 300KVA SM | Ea |  | 1 Year | 30725 | 4.5% | 29342.375
4550 | APC | 0M-E6TGOPT048 | KIT XFMR AL 300KVA MM | Ea |  | 1 Year | 30745 | 4.5% | 29361.475
4551 | APC | 0M-E6TGOPT049 | KIT XFMR AL 300KVA SM | Ea |  | 1 Year | 39440 | 4.5% | 37665.2
4552 | APC | 0M-E6TGOPT050 | KIT XFMR CU 300 KVA SM | Ea |  | 1 Year | 35510 | 4.5% | 33912.05
4553 | APC | 0M-E6TGOPT051 | KIT XFMR AL 375KVA SM | Ea |  | 1 Year | 34500 | 4.5% | 32947.5
4554 | APC | 0M-E6TGOPT052 | KIT XFMR AL 375KVA MM | Ea |  | 1 Year | 34300 | 4.5% | 32756.5
4555 | APC | 0M-E6TGOPT053 | KIT XFMR AL 375KVA SM | Ea |  | 1 Year | 42345 | 4.5% | 40439.475
4556 | APC | 0M-E6TGOPT054 | KIT XFMR CU 375KVA SM | Ea |  | 1 Year | 922 | 4.5% | 880.51
4557 | APC | 0M-E6TGOPTEX2-CAT | UPS SEISMIC BRACKET- CAT | Ea |  | 1 Year | 2485 | 4.5% | 2373.175
4558 | APC | 0M-E6TGOPTEXT001 | KIT COMM INTERFACE GT2Z | Ea |  | 1 Year | 44 | 4.5% | 42.02
4559 | APC | 0M-E6TGOPTEXT002 | UPS SEISMIC BRACKET | Ea |  | 1 Year | 64575 | 4.5% | 61669.125
4560 | APC | 0M-E6TP300G | 300 KVA 480V PARALLEL MULTI-MODULE | Ea |  | 1 Year | 4875 | 4.5% | 4655.625
4561 | APC | 0M-E6TT300TOP | AUX CAB 300 CAB TOP ENTRY 400 | Ea |  | 1 Year | 1.8 | 4.5% | 1.719
4562 | APC | 0M-E7TGOPTEXT005 | SEISMIC KIT EPS7K AUX 22IN IBC2009 OSHPD | Ea |  | 1 Year | 216 | 4.5% | 206.28
4563 | APC | 0M-G3KA24F | 24P DISTRIBUTION PANEL IN MBC 10-30 KVA | Ea |  | 1 Year | 2395 | 4.5% | 2287.225
4564 | APC | 0M-G3KA42F | 42P DISTRIBUTION CABINET 10-30 KVA | Ea |  | 1 Year | 3190 | 4.5% | 3046.45
4565 | APC | 0M-G3KA90F | 42P SBC DIST CAB 60-90 KVA 208V | Ea |  | 1 Year | 2560 | 4.5% | 2444.8
4566 | APC | 0M-G3KAREMALM1 | 1 MOD REM ALARM STATUS PNL SURFACE MT | Ea |  | 1 Year | 2530 | 4.5% | 2416.15
4567 | APC | 0M-G3KAREMALM2 | 2 MOD REM ALARM STATUS PNL SURFACE MT | Ea |  | 1 Year | 2935 | 4.5% | 2802.925
4568 | APC | 0M-G3KAREMALM3 | 3 MOD REM ALARM STATUS PNL SURFACE MT | Ea |  | 1 Year | 3095 | 4.5% | 2955.725
4569 | APC | 0M-G3KAREMALM4 | 4 MOD REM ALARM STATUS PNL SURFACE MT | Ea |  | 1 Year | 2515 | 4.5% | 2401.825
4570 | APC | 0M-G3KAREMSUM | REMOTE SUMMARY ALARM PNL SURFACE MT | Ea |  | 1 Year | 15320 | 4.5% | 14630.6
4571 | APC | 0M-G3KB10B90RUL | 10KVA REMOTE BATTERY CAB 90 MN UL924 | Ea |  | 1 Year | 21795 | 4.5% | 20814.225
4572 | APC | 0M-G3KB15B90RUL | 15KVA REMOTE BATTERY CAB 90 MN UL924 | Ea |  | 1 Year | 29375 | 4.5% | 28053.125
4573 | APC | 0M-G3KB20B90RUL | 20KVA REMOTE BATTERY CAB 90 MN UL924 | Ea |  | 1 Year | 11895 | 4.5% | 11359.725
4574 | APC | 0M-G3KB30B400A | ADJACENT BATTERY CABINET TYPE 400 | Ea |  | 1 Year | 11900 | 4.5% | 11364.5
4575 | APC | 0M-G3KB30B400R | REMOTE BATTERY CABINET TYPE 400 | Ea |  | 1 Year | 14960 | 4.5% | 14286.8
4576 | APC | 0M-G3KB30B490A | ADJACENT BATTERY CABINET TYPE 490 | Ea |  | 1 Year | 14970 | 4.5% | 14296.35
4577 | APC | 0M-G3KB30B490R | REMOTE BATTERY CABINET TYPE 490 | Ea |  | 1 Year | 41090 | 4.5% | 39240.95
4578 | APC | 0M-G3KB30B90RUL | 30KVA REMOTE BATTERY CAB 90 MN UL924 | Ea |  | 1 Year | 5185 | 4.5% | 4951.675
4579 | APC | 0M-G3KB30BLEV5A | ADJ BATT 125A CB LEV-5 | Ea |  | 1 Year | 5130 | 4.5% | 4899.15
4580 | APC | 0M-G3KB30BLEV5R | STD ALN 125A CB LEV-5 | Ea |  | 1 Year | 5185 | 4.5% | 4951.675
4581 | APC | 0M-G3KB30BLEV6A | ADJ BATT 125A CB LEV-6 | Ea |  | 1 Year | 5130 | 4.5% | 4899.15
4582 | APC | 0M-G3KB30BLEV6R | STD ALN 125A CB LEV-6 | Ea |  | 1 Year | 6430 | 4.5% | 6140.65
4583 | APC | 0M-G3KBOPT001 | BATT KIT UPS12-300MR 20-30KVA | Ea |  | 1 Year | 6540 | 4.5% | 6245.7
4584 | APC | 0M-G3KBOPT002 | BATT KIT S12V285F 20-30KVA | Ea |  | 1 Year | 5895 | 4.5% | 5629.725
4585 | APC | 0M-G3KBOPT003 | BATT KIT 12HR300FR 20-30KVA | Ea |  | 1 Year | 6060 | 4.5% | 5787.3
4586 | APC | 0M-G3KBOPT004 | BATT KIT HX300-12FR 20-30KVA | Ea |  | 1 Year | 6705 | 4.5% | 6403.275
4587 | APC | 0M-G3KBOPT005 | BATT KIT NPX150 GLXY3K | Ea |  | 1 Year | 3050 | 4.5% | 2912.75
4588 | APC | 0M-G3KBOPT006 | BATT KIT GP12340FR 20-30KVA | Ea |  | 1 Year | 4425 | 4.5% | 4225.875
4589 | APC | 0M-G3KBOPT007 | BATT KIT CSB150 GLXY3K | Ea |  | 1 Year | 6455 | 4.5% | 6164.525
4590 | APC | 0M-G3KBOPT008 | BATT KIT UPS12-210MR 20-30KVA | Ea |  | 1 Year | 5785 | 4.5% | 5524.675
4591 | APC | 0M-G3KBOPT009 | BATT KIT 12HR205FR 20-30KVA | Ea |  | 1 Year | 4585 | 4.5% | 4378.675
4592 | APC | 0M-G3KBOPT010 | BATT KIT HX205-12FR 20-30KVA | Ea |  | 1 Year | 3410 | 4.5% | 3256.55
4593 | APC | 0M-G3KBOPT011 | BATT KIT NPX80 15KVA (1) | Ea |  | 1 Year | 251 | 4.5% | 239.705
4594 | APC | 0M-G3KGOPT001 | DUAL INPUT 10-15KVA | Ea |  | 1 Year | 2830 | 4.5% | 2702.65
4595 | APC | 0M-G3KGOPT002 | INTERNAL BATTERY TYPE NPX80 | Ea |  | 1 Year | 5335 | 4.5% | 5094.925
4596 | APC | 0M-G3KGOPT003 | INTERNAL BATTERY TYPE NPX150 | Ea |  | 1 Year | 6120 | 4.5% | 5844.6
4597 | APC | 0M-G3KGOPT004 | INTERNAL BATTERY TYPE 12HR205FR | Ea |  | 1 Year | 6265 | 4.5% | 5983.075
4598 | APC | 0M-G3KGOPT005 | INTERNAL BATTERY TYPE 300 | Ea |  | 1 Year | 713 | 4.5% | 680.915
4599 | APC | 0M-G3KGOPT006 | REM PWR MON TELPAC GALAXY 3000 | Ea |  | 1 Year | 332 | 4.5% | 317.06
4600 | APC | 0M-G3KGOPT007 | DUAL INPUT 20-30KVA | Ea |  | 1 Year | 3410 | 4.5% | 3256.55
4601 | APC | 0M-G3KGOPT008 | FM KIT 1-2 MOD W/O SBC JAN1-OCT18 2006 | Ea |  | 1 Year | 3480 | 4.5% | 3323.4
4602 | APC | 0M-G3KGOPT009 | FM KIT 1-4 MOD W/SBC JAN1-OCT18 2006 | Ea |  | 1 Year | 2145 | 4.5% | 2048.475
4603 | APC | 0M-G3KGOPT010 | FM KIT 1-2 MOD W/O SBC OCT19-MAY31 2007 | Ea |  | 1 Year | 2215 | 4.5% | 2115.325
4604 | APC | 0M-G3KGOPT011 | FM KIT 1-4 MOD W/SBC OCT19-MAY31 2007 | Ea |  | 1 Year | 1010 | 4.5% | 964.55
4605 | APC | 0M-G3KGOPT012 | FM KIT 1-2 MOD W/O SBC NOV30-DEC06 2006 | Ea |  | 1 Year | 1075 | 4.5% | 1026.625
4606 | APC | 0M-G3KGOPT013 | FM KIT 1-4 MOD W/SBC NOV30-DEC06 2006 | Ea |  | 1 Year | 832 | 4.5% | 794.56
4607 | APC | 0M-G3KGOPT014 | FM KIT 1-2 MOD W/O SBC AFTER JUN01 2007 | Ea |  | 1 Year | 900 | 4.5% | 859.5
4608 | APC | 0M-G3KGOPT015 | FM KIT 1-4 MOD W/SBC AFTER JUN01 2007 | Ea |  | 1 Year | 92 | 4.5% | 87.86
4609 | APC | 0M-G3KGOPT016 | FM KIT PARALLEL W/O SBC AFTER JUN01 2007 | Ea |  | 1 Year | 90 | 4.5% | 85.95
4610 | APC | 0M-G3KGOPT017 | FM KIT PARALLEL W/SBC AFTER JUN01 2007 | Ea |  | 1 Year | 6525 | 4.5% | 6231.375
4611 | APC | 0M-G3KGOPT020 | BATT KIT S12V285F 10-15KVA | Ea |  | 1 Year | 5895 | 4.5% | 5629.725
4612 | APC | 0M-G3KGOPT021 | BATT KIT 12HR300FR 10-15KVA | Ea |  | 1 Year | 6060 | 4.5% | 5787.3
4613 | APC | 0M-G3KGOPT022 | BATT KIT HX300-12FR 10-15KVA | Ea |  | 1 Year | 2675 | 4.5% | 2554.625
4614 | APC | 0M-G3KGOPT023 | BATT KIT GP12340FR 10-15KVA | Ea |  | 1 Year | 4425 | 4.5% | 4225.875
4615 | APC | 0M-G3KGOPT024 | BATT KIT CSB150 10-15KVA | Ea |  | 1 Year | 6455 | 4.5% | 6164.525
4616 | APC | 0M-G3KGOPT025 | BATT KIT UPS12-210MR 10-15KVA | Ea |  | 1 Year | 4585 | 4.5% | 4378.675
4617 | APC | 0M-G3KGOPT026 | BATT KIT HX205-12FR 10-15KVA | Ea |  | 1 Year | 326 | 4.5% | 311.33
4618 | APC | 0M-G3KGOPTEXT001 | KIT CABLES 2UPS NO SBC | Ea |  | 1 Year | 782 | 4.5% | 746.81
4619 | APC | 0M-G3KGOPTEXT002 | PANELING KIT 15/30KVA LARGE | Ea |  | 1 Year | 800 | 4.5% | 764
4620 | APC | 0M-G3KGOPTEXT003 | PANELING KIT 20/30KVA | Ea |  | 1 Year | 170 | 4.5% | 162.35
4621 | APC | 0M-G3KGOPTEXT004 | PALLET KIT LARGE 10-30K EPS3K | Ea |  | 1 Year | 2885 | 4.5% | 2755.175
4622 | APC | 0M-G3KH15F2A | MBC 2CB 208V 70A 10-15 KVA ADJ CAB | Ea |  | 1 Year | 2670 | 4.5% | 2549.85
4623 | APC | 0M-G3KH15F2WM | MBC 2CB 208V 70A 10-15 KVA WALL MOUNT | Ea |  | 1 Year | 3230 | 4.5% | 3084.65
4624 | APC | 0M-G3KH15F3A | MBC 3CB 208V 70A 10-15 KVA ADJ CAB | Ea |  | 1 Year | 3025 | 4.5% | 2888.875
4625 | APC | 0M-G3KH15F3WM | MBC 3CB 208V 70A 10-15 KVA WALL MOUNT | Ea |  | 1 Year | 9040 | 4.5% | 8633.2
4626 | APC | 0M-G3KH15FF3 | MBC 3CB 208/208V 10-15KVA | Ea |  | 1 Year | 7720 | 4.5% | 7372.6
4627 | APC | 0M-G3KH15FF3A | MBC 3CB 208/208V 10-15KVA | Ea |  | 1 Year | 4675 | 4.5% | 4464.625
4628 | APC | 0M-G3KH15FG2A | MBC 2CB 208/480V 70A 10-15 KVA ADJ CAB | Ea |  | 1 Year | 5055 | 4.5% | 4827.525
4629 | APC | 0M-G3KH15FG3A | MBC 3CB 208/480V 70A 10-15 KVA ADJ CAB | Ea |  | 1 Year | 4770 | 4.5% | 4555.35
4630 | APC | 0M-G3KH15FL2A | MBC 2CB 208/600V 10-15 KVA ADJ CAB | Ea |  | 1 Year | 5150 | 4.5% | 4918.25
4631 | APC | 0M-G3KH15FL3A | MBC 3CB 208/600V 10-15 KVA ADJ CAB | Ea |  | 1 Year | 7815 | 4.5% | 7463.325
4632 | APC | 0M-G3KH15GF3A | MBC 3CB 480/208V 10-15 KVA ADJ CAB | Ea |  | 1 Year | 7580 | 4.5% | 7238.9
4633 | APC | 0M-G3KH15LF3A | MBC 3CB 600/208V 10-15 KVA ADJ CAB | Ea |  | 1 Year | 1500 | 4.5% | 1432.5
4634 | APC | 0M-G3KH30-3MM | KIT 3CB MECHANICAL LOCK | Ea |  | 1 Year | 2925 | 4.5% | 2793.375
4635 | APC | 0M-G3KH30F2A | MBC 2CB 208V 125A 20-30 KVA ADJ CAB | Ea |  | 1 Year | 791 | 4.5% | 755.405
4636 | APC | 0M-G3KH30F2E | KIT 2CB ELECT LOCK 208V 10-30 KVA | Ea |  | 1 Year | 2670 | 4.5% | 2549.85
4637 | APC | 0M-G3KH30F2WM | MBC 2CB 208V 125A 20-30 KVA WALL MOUNT | Ea |  | 1 Year | 3265 | 4.5% | 3118.075
4638 | APC | 0M-G3KH30F3A | MBC 3CB 208V 125A 20-30 KVA ADJ CAB | Ea |  | 1 Year | 791 | 4.5% | 755.405
4639 | APC | 0M-G3KH30F3E | KIT 3CB ELECT LOCK 208V 10-30 KVA | Ea |  | 1 Year | 3025 | 4.5% | 2888.875
4640 | APC | 0M-G3KH30F3WM | MBC 3CB 208V 125A 20-30 KVA WALL MOUNT | Ea |  | 1 Year | 9960 | 4.5% | 9511.8
4641 | APC | 0M-G3KH30FF3 | MBC 3CB 208/208V 20-30KVA | Ea |  | 1 Year | 8605 | 4.5% | 8217.775
4642 | APC | 0M-G3KH30FF3A | MBC 3CB 220/208V 20-30 KVA ADJ CAB | Ea |  | 1 Year | 4865 | 4.5% | 4646.075
4643 | APC | 0M-G3KH30FG2A | MBC 2CB 208/480V 125A 20-30 KVA ADJ CAB | Ea |  | 1 Year | 5205 | 4.5% | 4970.775
4644 | APC | 0M-G3KH30FG3A | MBC 3CB 208/480V 125A 20-30 KVA ADJ CAB | Ea |  | 1 Year | 7910 | 4.5% | 7554.05
4645 | APC | 0M-G3KH30FL2A | MBC 2CB 208/600V 20-30 KVA ADJ CAB | Ea |  | 1 Year | 8250 | 4.5% | 7878.75
4646 | APC | 0M-G3KH30FL3A | MBC 3CB 208/600V 20-30 KVA ADJ CAB | Ea |  | 1 Year | 839 | 4.5% | 801.245
4647 | APC | 0M-G3KH30G2E | KIT 2CB ELECT LOCK 480V 10-30 KVA | Ea |  | 1 Year | 839 | 4.5% | 801.245
4648 | APC | 0M-G3KH30G3E | KIT 3CB ELECT LOCK 480V 10-30 KVA | Ea |  | 1 Year | 8720 | 4.5% | 8327.6
4649 | APC | 0M-G3KH30GF3A | MBC 3CB 480/208V 20-30 KVA ADJ CAB | Ea |  | 1 Year | 1045 | 4.5% | 997.975
4650 | APC | 0M-G3KH30L2E | KIT 2CB ELECT LOCK 600V 10-30 KVA | Ea |  | 1 Year | 1045 | 4.5% | 997.975
4651 | APC | 0M-G3KH30L3E | KIT 3CB ELECT LOCK 600V 10-30 KVA | Ea |  | 1 Year | 8735 | 4.5% | 8341.925
4652 | APC | 0M-G3KH30LF3A | MBC 3CB 600/208V 20-30 KVA ADJ CAB | Ea |  | 1 Year | 6105 | 4.5% | 5830.275
4653 | APC | 0M-G3KH60F2 | 2 MODULE SBC 60 KVA 208V 2CB | Ea |  | 1 Year | 6750 | 4.5% | 6446.25
4654 | APC | 0M-G3KH60F3 | 2 MODULE SBC 60 KVA 208V 3CB | Ea |  | 1 Year | 6715 | 4.5% | 6412.825
4655 | APC | 0M-G3KH90F2 | 3 MODULE SBC 90 KVA 208V 2CB | Ea |  | 1 Year | 7635 | 4.5% | 7291.425
4656 | APC | 0M-G3KH90F3 | 3 MODULE SBC 90 KVA 208V 3CB | Ea |  | 1 Year | 21885 | 4.5% | 20900.175
4657 | APC | 0M-G3KP20F | 20 KVA 208V IN/OUT PARALLEL SBC | Ea |  | 1 Year | 26920 | 4.5% | 25708.6
4658 | APC | 0M-G3KP30F | 30 KVA 208V IN/OUT PARALLEL SBC | Ea |  | 1 Year | 845 | 4.5% | 806.975
4659 | APC | 0M-G3KSBCOPT001 | 2 SECONDARY ISOLATION BREAKERS 208V | Ea |  | 1 Year | 1200 | 4.5% | 1146
4660 | APC | 0M-G3KSBCOPT002 | 3 SECONDARY ISOLATION BREAKERS 208V | Ea |  | 1 Year | 1550 | 4.5% | 1480.25
4661 | APC | 0M-G3KSBCOPT003 | 4 SECONDARY ISOLATION BREAKERS 208V | Ea |  | 1 Year | 7635 | 4.5% | 7291.425
4662 | APC | 0M-G3KT15G | ISOLATION XFMR 10-15 KVA 480V | Ea |  | 1 Year | 7275 | 4.5% | 6947.625
4663 | APC | 0M-G3KT15L | ISOLATION XFMR 10-15 KVA 600V | Ea |  | 1 Year | 8390 | 4.5% | 8012.45
4664 | APC | 0M-G3KT30G | ISOLATION XFMR 20-30 KVA 480V | Ea |  | 1 Year | 8410 | 4.5% | 8031.55
4665 | APC | 0M-G3KT30L | ISOLATION XFMR 20-30 KVA 600V | Ea |  | 1 Year | 17865 | 4.5% | 17061.075
4666 | APC | 0M-G3KU10F | 10 KVA 208V IN/OUT UNITARY | Ea |  | 1 Year | 22035 | 4.5% | 21043.425
4667 | APC | 0M-G3KU10FF | 10 KVA 220V IN/208V OUT UNITARY | Ea |  | 1 Year | 21915 | 4.5% | 20928.825
4668 | APC | 0M-G3KU10FT | 10 KVA 208V IN/OUT UNITARY W/ISO XFMR | Ea |  | 1 Year | 26410 | 4.5% | 25221.55
4669 | APC | 0M-G3KU10G | 10 KVA 480V IN/OUT UNITARY W/ISO XFMR | Ea |  | 1 Year | 22125 | 4.5% | 21129.375
4670 | APC | 0M-G3KU10GF | 10 KVA 480V IN/208V OUT UNITARY | Ea |  | 1 Year | 17865 | 4.5% | 17061.075
4671 | APC | 0M-G3KU10K | 10 KVA 220V IN/OUT UNITARY | Ea |  | 1 Year | 25525 | 4.5% | 24376.375
4672 | APC | 0M-G3KU10L | 10 KVA 600V IN/OUT UNITARY W/ISO XFMR | Ea |  | 1 Year | 21905 | 4.5% | 20919.275
4673 | APC | 0M-G3KU10LF | 10 KVA 600V IN/208V OUT UNITARY | Ea |  | 1 Year | 18695 | 4.5% | 17853.725
4674 | APC | 0M-G3KU15F | 15 KVA 208V IN/OUT UNITARY | Ea |  | 1 Year | 22070 | 4.5% | 21076.85
4675 | APC | 0M-G3KU15FF | 15 KVA 220V IN/208V OUT UNITARY | Ea |  | 1 Year | 22265 | 4.5% | 21263.075
4676 | APC | 0M-G3KU15FT | 15 KVA 208V IN/OUT UNITARY W/ISO XFMR | Ea |  | 1 Year | 26840 | 4.5% | 25632.2
4677 | APC | 0M-G3KU15G | 15 KVA 480V IN/OUT UNITARY W/ISO XFMR | Ea |  | 1 Year | 22155 | 4.5% | 21158.025
4678 | APC | 0M-G3KU15GF | 15 KVA 480V IN/208V OUT UNITARY | Ea |  | 1 Year | 19270 | 4.5% | 18402.85
4679 | APC | 0M-G3KU15K | 15 KVA 220V IN/OUT UNITARY | Ea |  | 1 Year | 26700 | 4.5% | 25498.5
4680 | APC | 0M-G3KU15L | 15 KVA 600V IN/OUT UNITARY W/ISO XFMR | Ea |  | 1 Year | 21935 | 4.5% | 20947.925
4681 | APC | 0M-G3KU15LF | 15 KVA 600V IN/208V OUT UNITARY | Ea |  | 1 Year | 19605 | 4.5% | 18722.775
4682 | APC | 0M-G3KU20F | 20 KVA 208V IN/OUT UNITARY | Ea |  | 1 Year | 24340 | 4.5% | 23244.7
4683 | APC | 0M-G3KU20FF | 20 KVA 220V IN/208V OUT UNITARY | Ea |  | 1 Year | 24185 | 4.5% | 23096.675
4684 | APC | 0M-G3KU20FT | 20 KVA 208V IN/OUT UNITARY W/ISO XFMR | Ea |  | 1 Year | 28390 | 4.5% | 27112.45
4685 | APC | 0M-G3KU20G | 20 KVA 480V IN/OUT UNITARY W/ISO XFMR | Ea |  | 1 Year | 24450 | 4.5% | 23349.75
4686 | APC | 0M-G3KU20GF | 20 KVA 480V IN/208V OUT UNITARY | Ea |  | 1 Year | 19605 | 4.5% | 18722.775
4687 | APC | 0M-G3KU20K | 20 KVA 220V IN/OUT UNITARY | Ea |  | 1 Year | 32120 | 4.5% | 30674.6
4688 | APC | 0M-G3KU20L | 20 KVA 600V IN/OUT UNITARY W/ISO XFMR | Ea |  | 1 Year | 25560 | 4.5% | 24409.8
4689 | APC | 0M-G3KU20LF | 20 KVA 600V IN/208V OUT UNITARY | Ea |  | 1 Year | 25050 | 4.5% | 23922.75
4690 | APC | 0M-G3KU30F | 30 KVA 208V IN/OUT UNITARY | Ea |  | 1 Year | 30975 | 4.5% | 29581.125
4691 | APC | 0M-G3KU30FF | 30 KVA 220V IN/208V OUT UNITARY | Ea |  | 1 Year | 25650 | 4.5% | 24495.75
4692 | APC | 0M-G3KU30FT | 30 KVA 208V IN/OUT UNITARY W/ISO XFMR | Ea |  | 1 Year | 30605 | 4.5% | 29227.775
4693 | APC | 0M-G3KU30G | 30 KVA 480V IN/OUT UNITARY W/ISO XFMR | Ea |  | 1 Year | 25930 | 4.5% | 24763.15
4694 | APC | 0M-G3KU30GF | 30 KVA 480V IN/208V OUT UNITARY | Ea |  | 1 Year | 24590 | 4.5% | 23483.45
4695 | APC | 0M-G3KU30K | 30 KVA 220V IN/OUT UNITARY | Ea |  | 1 Year | 32350 | 4.5% | 30894.25
4696 | APC | 0M-G3KU30L | 30 KVA 600V IN/OUT UNITARY W/ISO XFMR | Ea |  | 1 Year | 25950 | 4.5% | 24782.25
4697 | APC | 0M-G3KU30LF | 30 KVA 600V IN/208V OUT UNITARY | Ea |  | 1 Year | 384 | 4.5% | 366.72
4698 | APC | 0M-G3KX2MODCBL | 2 MOD PARALLEL COM/CURRENT SENSING CABLE | Ea |  | 1 Year | 639 | 4.5% | 610.245
4699 | APC | 0M-G3KX3MODCBL | 3 MOD PARALLEL COM/CURRENT SENSING CABLE | Ea |  | 1 Year | 893 | 4.5% | 852.815
4700 | APC | 0M-G3KX4MODCBL | 4 MOD PARALLEL COM/CURRENT SENSING CABLE | Ea |  | 1 Year | 125 | 4.5% | 119.375
4701 | APC | 0M-G3KXSEISBRK | SEISMIC BRACKET KIT UPS/BATT/AUX | Ea |  | 1 Year | 126 | 4.5% | 120.33
4702 | APC | 0M-G3KXSEISKIT | KIT SEISMIC 10-15 KVA | Ea |  | 1 Year | 3795 | 4.5% | 3624.225
4703 | APC | 0M-G4TA75F | 42P DISTRIBUTION CABINET 40-75 KVA | Ea |  | 1 Year | 1195 | 4.5% | 1141.225
4704 | APC | 0M-G4TA75FBCM | BRANCH CIRCUIT MONITOR 40-75 KVA | Ea |  | 1 Year | 218 | 4.5% | 208.19
4705 | APC | 0M-G4TA75FH | HARNESS DIST WITHOUT MB 40-75 KVA | Ea |  | 1 Year | 7.2 | 4.5% | 6.876
4706 | APC | 0M-G4TA75FNH | NO HARNESS DIST WITH EXT MBC 40-75 KVA | Ea |  | 1 Year | 12.75 | 4.5% | 12.1762
4707 | APC | 0M-G4TA75FNOSCB | NO SUBMAIN CIRCUIT BREAKER 40-75 KVA | Ea |  | 1 Year | 270 | 4.5% | 257.85
4708 | APC | 0M-G4TA75FSCB | SUBMAIN CIRCUIT BREAKER 40-75 KVA | Ea |  | 1 Year | 2885 | 4.5% | 2755.175
4709 | APC | 0M-G4TAREMALM | REMOTE ALARM STATUS PANEL SURFACE MOUNT | Ea |  | 1 Year | 3130 | 4.5% | 2989.15
4710 | APC | 0M-G4TAREMSUM | REMOTE SUMMARY ALARM PANEL SURFACE MOUNT | Ea |  | 1 Year | 62835 | 4.5% | 60007.425
4711 | APC | 0M-G4TB40B90RUL2 | REMOTE BATTERY CAB 40 KVA 90 MN UL924 | Ea |  | 1 Year | 10755 | 4.5% | 10271.025
4712 | APC | 0M-G4TB50B285A | ADJACENT BATTERY CABINET TYPE S12V285F | Ea |  | 1 Year | 10795 | 4.5% | 10309.225
4713 | APC | 0M-G4TB50B285R | REMOTE BATTERY CABINET TYPE S12V285F | Ea |  | 1 Year | 10165 | 4.5% | 9707.575
4714 | APC | 0M-G4TB50B300-12A | ADJACENT BATTERY CABINET TYPE HX300-12 | Ea |  | 1 Year | 10415 | 4.5% | 9946.325
4715 | APC | 0M-G4TB50B300-12R | REMOTE BATTERY CABINET TYPE HX300-12 | Ea |  | 1 Year | 11375 | 4.5% | 10863.125
4716 | APC | 0M-G4TB50B300A | ADJACENT BATTERY CABINET TYPE 300 | Ea |  | 1 Year | 11335 | 4.5% | 10824.925
4717 | APC | 0M-G4TB50B300R | REMOTE BATTERY CABINET TYPE 300 | Ea |  | 1 Year | 11325 | 4.5% | 10815.375
4718 | APC | 0M-G4TB50B370A | ADJACENT BATTERY CABINET TYPE S12V370F | Ea |  | 1 Year | 11355 | 4.5% | 10844.025
4719 | APC | 0M-G4TB50B370R | REMOTE BATTERY CABINET TYPE S12V370F | Ea |  | 1 Year | 11585 | 4.5% | 11063.675
4720 | APC | 0M-G4TB50B400-12A | ADJACENT BATTERY CABINET TYPE HX400-12 | Ea |  | 1 Year | 11835 | 4.5% | 11302.425
4721 | APC | 0M-G4TB50B400-12R | REMOTE BATTERY CABINET TYPE HX400-12 | Ea |  | 1 Year | 12775 | 4.5% | 12200.125
4722 | APC | 0M-G4TB50B400A | ADJACENT BATTERY CABINET TYPE 400 | Ea |  | 1 Year | 12535 | 4.5% | 11970.925
4723 | APC | 0M-G4TB50B400R | REMOTE BATTERY CABINET TYPE 400 | Ea |  | 1 Year | 15165 | 4.5% | 14482.575
4724 | APC | 0M-G4TB50B490A | ADJACENT BATTERY CABINET TYPE 490 | Ea |  | 1 Year | 15350 | 4.5% | 14659.25
4725 | APC | 0M-G4TB50B490R | REMOTE BATTERY CABINET TYPE 490 | Ea |  | 1 Year | 13085 | 4.5% | 12496.175
4726 | APC | 0M-G4TB50B500-12A | ADJACENT BATTERY CABINET TYPE HX500-12 | Ea |  | 1 Year | 13335 | 4.5% | 12734.925
4727 | APC | 0M-G4TB50B500-12R | REMOTE BATTERY CABINET TYPE HX500-12 | Ea |  | 1 Year | 13070 | 4.5% | 12481.85
4728 | APC | 0M-G4TB50B500A | ADJACENT BATTERY CABINET TYPE S12V500F | Ea |  | 1 Year | 13060 | 4.5% | 12472.3
4729 | APC | 0M-G4TB50B500R | REMOTE BATTERY CABINET TYPE S12V500F | Ea |  | 1 Year | 11025 | 4.5% | 10528.875
4730 | APC | 0M-G4TB75B285A | ADJACENT BATTERY CABINET TYPE S12V285F | Ea |  | 1 Year | 11190 | 4.5% | 10686.45
4731 | APC | 0M-G4TB75B285R | REMOTE BATTERY CABINET TYPE S12V285F | Ea |  | 1 Year | 10650 | 4.5% | 10170.75
4732 | APC | 0M-G4TB75B300-12A | ADJACENT BATTERY CABINET TYPE HX300-12 | Ea |  | 1 Year | 10815 | 4.5% | 10328.325
4733 | APC | 0M-G4TB75B300-12R | REMOTE BATTERY CABINET TYPE HX300-12 | Ea |  | 1 Year | 11730 | 4.5% | 11202.15
4734 | APC | 0M-G4TB75B300A | ADJACENT BATTERY CABINET TYPE 300 | Ea |  | 1 Year | 11785 | 4.5% | 11254.675
4735 | APC | 0M-G4TB75B300R | REMOTE BATTERY CABINET TYPE 300 | Ea |  | 1 Year | 11750 | 4.5% | 11221.25
4736 | APC | 0M-G4TB75B370A | ADJACENT BATTERY CABINET TYPE S12V370F | Ea |  | 1 Year | 11685 | 4.5% | 11159.175
4737 | APC | 0M-G4TB75B370R | REMOTE BATTERY CABINET TYPE S12V370F | Ea |  | 1 Year | 12005 | 4.5% | 11464.775
4738 | APC | 0M-G4TB75B400-12A | ADJACENT BATTERY CABINET TYPE HX400-12 | Ea |  | 1 Year | 12165 | 4.5% | 11617.575
4739 | APC | 0M-G4TB75B400-12R | REMOTE BATTERY CABINET TYPE HX400-12 | Ea |  | 1 Year | 13175 | 4.5% | 12582.125
4740 | APC | 0M-G4TB75B400A | ADJACENT BATTERY CABINET TYPE 400 | Ea |  | 1 Year | 12945 | 4.5% | 12362.475
4741 | APC | 0M-G4TB75B400R | REMOTE BATTERY CABINET TYPE 400 | Ea |  | 1 Year | 15800 | 4.5% | 15089
4742 | APC | 0M-G4TB75B490A | ADJACENT BATTERY CABINET TYPE 490 | Ea |  | 1 Year | 15830 | 4.5% | 15117.65
4743 | APC | 0M-G4TB75B490R | REMOTE BATTERY CABINET TYPE 490 | Ea |  | 1 Year | 13550 | 4.5% | 12940.25
4744 | APC | 0M-G4TB75B500-12A | ADJACENT BATTERY CABINET TYPE HX500-12 | Ea |  | 1 Year | 13715 | 4.5% | 13097.825
4745 | APC | 0M-G4TB75B500-12R | REMOTE BATTERY CABINET TYPE HX500-12 | Ea |  | 1 Year | 13540 | 4.5% | 12930.7
4746 | APC | 0M-G4TB75B500A | ADJACENT BATTERY CABINET TYPE S12V500F | Ea |  | 1 Year | 13705 | 4.5% | 13088.275
4747 | APC | 0M-G4TB75B500R | REMOTE BATTERY CABINET TYPE S12V500F | Ea |  | 1 Year | 233 | 4.5% | 222.515
4748 | APC | 0M-G4TGOPT001 | MGE GALAXY 4000 EXTERNAL MBP 40-50KVA | Ea |  | 1 Year | 927 | 4.5% | 885.285
4749 | APC | 0M-G4TGOPT002 | INT Q3BP MBP SW MECH LOCK 40-50KVA | Ea |  | 1 Year | 1355 | 4.5% | 1294.025
4750 | APC | 0M-G4TGOPT003 | INT Q3BP MBP SW ELEC LOCK 40-50KVA | Ea |  | 1 Year | 1255 | 4.5% | 1198.525
4751 | APC | 0M-G4TGOPT004 | OPTION REM PWR MON TELPAC GALAXY 4000 | Ea |  | 1 Year | 53 | 4.5% | 50.615
4752 | APC | 0M-G4TGOPT005 | SINGLE INPUT 50KVA | Ea |  | 1 Year | 339 | 4.5% | 323.745
4753 | APC | 0M-G4TGOPT006 | BYPASS FUSES 50KVA | Ea |  | 1 Year | 233 | 4.5% | 222.515
4754 | APC | 0M-G4TGOPT007 | EXT MBP 65-75KVA | Ea |  | 1 Year | 1075 | 4.5% | 1026.625
4755 | APC | 0M-G4TGOPT008 | INT Q3BP MBP SW MECH LOCK 65-75KVA | Ea |  | 1 Year | 1710 | 4.5% | 1633.05
4756 | APC | 0M-G4TGOPT009 | INT Q3BP MBP SW ELEC LOCK 65-75KVA | Ea |  | 1 Year | 67 | 4.5% | 63.985
4757 | APC | 0M-G4TGOPT010 | SINGLE INPUT 65-75KVA | Ea |  | 1 Year | 362 | 4.5% | 345.71
4758 | APC | 0M-G4TGOPT011 | BYPASS FUSES 65-75KVA | Ea |  | 1 Year | 2820 | 4.5% | 2693.1
4759 | APC | 0M-G4TH50F2 | MBC 2CB 208V 175A 40-50 KVA | Ea |  | 1 Year | 3140 | 4.5% | 2998.7
4760 | APC | 0M-G4TH50F3 | MBC 3CB 208V 175A 40-50 KVA | Ea |  | 1 Year | 2665 | 4.5% | 2545.075
4761 | APC | 0M-G4TH50G2 | MBC 2CB 40-50KVA 480V 80A | Ea |  | 1 Year | 3035 | 4.5% | 2898.425
4762 | APC | 0M-G4TH50G3 | MBC 3CB 40-50KVA 480V 80A | Ea |  | 1 Year | 3425 | 4.5% | 3270.875
4763 | APC | 0M-G4TH75F2 | MBC 2CB 208V 300A 65-75 KVA | Ea |  | 1 Year | 818 | 4.5% | 781.19
4764 | APC | 0M-G4TH75F2E | KIT 2CB ELECT LOCK 208V 40-75 KVA | Ea |  | 1 Year | 380 | 4.5% | 362.9
4765 | APC | 0M-G4TH75F2M | KIT 2CB MECH LOCK 208V 40-75 KVA | Ea |  | 1 Year | 3855 | 4.5% | 3681.525
4766 | APC | 0M-G4TH75F3 | MBC 3CB 208V 300A 65-75 KVA | Ea |  | 1 Year | 926 | 4.5% | 884.33
4767 | APC | 0M-G4TH75F3E | KIT 3CB ELECT LOCK 208V 40-75 KVA | Ea |  | 1 Year | 389 | 4.5% | 371.495
4768 | APC | 0M-G4TH75F3M | KIT 3CB MECH LOCK 208V 40-75 KVA | Ea |  | 1 Year | 2665 | 4.5% | 2545.075
4769 | APC | 0M-G4TH75G2 | MBC 2CB 65-80KVA 480V 125A | Ea |  | 1 Year | 3035 | 4.5% | 2898.425
4770 | APC | 0M-G4TH75G3 | MBC 3CB 65-80KVA 480V 125A | Ea |  | 1 Year | 1800 | 4.5% | 1719
4771 | APC | 0M-G4TSK001 | SEISMIC KIT GALAXY4000 UPS IBC2009 OSHPD | Ea |  | 1 Year | 1235 | 4.5% | 1179.425
4772 | APC | 0M-G4TSK002 | SEISMIC KIT GALAXY4000 PDU IBC2009 OSHPD | Ea |  | 1 Year | 25620 | 4.5% | 24467.1
4773 | APC | 0M-G4TU40F | MGE GALAXY 4000 40 KVA 208 V | Ea |  | 1 Year | 29125 | 4.5% | 27814.375
4774 | APC | 0M-G4TU50F | 50 KVA 208V UNITARY | Ea |  | 1 Year | 33455 | 4.5% | 31949.525
4775 | APC | 0M-G4TU65F | 65 KVA 208V UNITARY | Ea |  | 1 Year | 35245 | 4.5% | 33658.975
4776 | APC | 0M-G4TU75F | 75 KVA 208V UNITARY | Ea |  | 1 Year | 56 | 4.5% | 53.48
4777 | APC | 0M-G4TXSEISBRK | SEISMIC BRACKET KIT UPS/BATT/AUX | Ea |  | 1 Year | 19765 | 4.5% | 18875.575
4778 | APC | 0M-G5TAB | MGE GALAXY 5000 BOTTOM ENTRY AUX CABINET | Ea |  | 1 Year | 290 | 4.5% | 276.95
4779 | APC | 0M-G5TAOPT001 | MGE GALAXY 5000 250A FUSE 65KAI 40-50KVA | Ea |  | 1 Year | 323 | 4.5% | 308.465
4780 | APC | 0M-G5TAOPT002 | MGE GALAXY 5000 450A FUSE 65KAI 40-80KVA | Ea |  | 1 Year | 353 | 4.5% | 337.115
4781 | APC | 0M-G5TAOPT003 | MGE GALAXY 5000 630A FUSE 65KAI100-130 | Ea |  | 1 Year | 260 | 4.5% | 248.3
4782 | APC | 0M-G5TAOPT004 | MGE GALAXY 5000 250A BYPASS 40-80KVA TOP | Ea |  | 1 Year | 440 | 4.5% | 420.2
4783 | APC | 0M-G5TAOPT005 | MGE GALAXY 5000 250A BYPASS 40-80KVA BOT | Ea |  | 1 Year | 306 | 4.5% | 292.23
4784 | APC | 0M-G5TAOPT006 | MGE GALAXY 5000 450A BYP 40-80KVA TOP | Ea |  | 1 Year | 326 | 4.5% | 311.33
4785 | APC | 0M-G5TAOPT008 | MGE GALAXY 5000 630A BYP 100-130KVA TOP | Ea |  | 1 Year | 161 | 4.5% | 153.755
4786 | APC | 0M-G5TAOPT010 | MGE GALAXY 5000 EXT BAT CABINET TOP ENTRY KIT | Ea |  | 1 Year | 180 | 4.5% | 171.9
4787 | APC | 0M-G5TAOPTXD3 | CAT OEM CUSTOMIZATION CIRCUIT BREAKER | Ea |  | 1 Year | 180 | 4.5% | 171.9
4788 | APC | 0M-G5TAOPTXT3 | CAT OEM CUSTOMIZATION AUXILIARY CUBICLE | Ea |  | 1 Year | 1200 | 4.5% | 1146
4789 | APC | 0M-G5TARASP1 | MGE GALAXY 5000 RASP 1 MODULE SINGLE | Ea |  | 1 Year | 3080 | 4.5% | 2941.4
4790 | APC | 0M-G5TARASP2 | MGE GALAXY 5000 RASP 2 MODULES PARALLEL | Ea |  | 1 Year | 3020 | 4.5% | 2884.1
4791 | APC | 0M-G5TARASP3 | MGE GALAXY 5000 RASP 3 MODULES PARALLEL | Ea |  | 1 Year | 3250 | 4.5% | 3103.75
4792 | APC | 0M-G5TARASP4 | MGE GALAXY 5000 RASP 4 MODULES PARALLEL | Ea |  | 1 Year | 4395 | 4.5% | 4197.225
4793 | APC | 0M-G5TARASP5 | MGE GALAXY 5000 RASP 5 MODULES PARALLEL | Ea |  | 1 Year | 4585 | 4.5% | 4378.675
4794 | APC | 0M-G5TARASP6 | MGE GALAXY 5000 RASP 6 MODULES PARALLEL | Ea |  | 1 Year | 2635 | 4.5% | 2516.425
4795 | APC | 0M-G5TARBDE175 | MGE GALAXY 5000 REM BAT DISC 175A LVL2 | Ea |  | 1 Year | 1375 | 4.5% | 1313.125
4796 | APC | 0M-G5TARBDE250 | MGE GALAXY 5000 REM BAT DISC 250A LVL4 | Ea |  | 1 Year | 1640 | 4.5% | 1566.2
4797 | APC | 0M-G5TARBDE400 | MGE GALAXY 5000 REM BAT DISC 400A LVL5/6 | Ea |  | 1 Year | 2335 | 4.5% | 2229.925
4798 | APC | 0M-G5TARSAP1 | MGE GALAXY 5000 REMOTE SUM ALARM PANEL | Ea |  | 1 Year | 1995 | 4.5% | 1905.225
4799 | APC | 0M-G5TAT | MGE GALAXY 5000 TOP ENTRY AUX CABINET | Ea |  | 1 Year | 18765 | 4.5% | 17920.575
4800 | APC | 0M-G5TAT40K130G | MGE GALAXY 5000 TOP ENTRY 40-130 KVA | Ea |  | 1 Year | 605 | 4.5% | 577.775
4801 | APC | 0M-G5TB150ADJ | MGE GALAXY 5000 ADJ BAT CABINET TYPE 150 | Ea |  | 1 Year | 19180 | 4.5% | 18316.9
4802 | APC | 0M-G5TB150SA | MGE GALAXY 5000 SA BAT CABINET TYPE 150 | Ea |  | 1 Year | 6070 | 4.5% | 5796.85
4803 | APC | 0M-G5TB300ADJ | MGE GALAXY 5000 ADJ BAT CABINET TYPE 300 | Ea |  | 1 Year | 6455 | 4.5% | 6164.525
4804 | APC | 0M-G5TB300SA | MGE GALAXY 5000 SA BAT CABINET TYPE 300 | Ea |  | 1 Year | 7050 | 4.5% | 6732.75
4805 | APC | 0M-G5TB400ADJ | MGE GALAXY 5000 ADJ BAT CABINET TYPE 400 | Ea |  | 1 Year | 6960 | 4.5% | 6646.8
4806 | APC | 0M-G5TB400SA | MGE GALAXY 5000 SA BAT CABINET TYPE 400 | Ea |  | 1 Year | 7355 | 4.5% | 7024.025
4807 | APC | 0M-G5TB490ADJ | MGE GALAXY 5000 ADJ BAT CABINET TYPE 490 | Ea |  | 1 Year | 7265 | 4.5% | 6938.075
4808 | APC | 0M-G5TB490SA | MGE GALAXY 5000 SA BATY CABINET TYPE 490 | Ea |  | 1 Year | 214 | 4.5% | 204.37
4809 | APC | 0M-G5TBOPT001 | MGE GALAXY 5000 ADJ BAT TEMP SENSOR | Ea |  | 1 Year | 200 | 4.5% | 191
4810 | APC | 0M-G5TBOPT002 | MGE GALAXY 5000 SA BAT TEMP SENSOR | Ea |  | 1 Year | 3115 | 4.5% | 2974.825
4811 | APC | 0M-G5TBSH01 | MGE GALAXY 5000 BAT SHELF UPS12-300MR 32 | Ea |  | 1 Year (3 Years) | 5485 | 4.5% | 5238.175
4812 | APC | 0M-G5TBSH02 | MGE GALAXY 5000 BATT SHELF S12V370F 48W | Ea |  | 1 Year | 6435 | 4.5% | 6145.425
4813 | APC | 0M-G5TBSH03 | MGE GALAXY 5000 BAT SHELF UPS12-490MR 48 | Ea |  | 1 Year | 4720 | 4.5% | 4507.6
4814 | APC | 0M-G5TBSH04 | MGE GALAXY 5000 BAT SHLF UPS12-400MR 48W | Ea |  | 1 Year | 3085 | 4.5% | 2946.175
4815 | APC | 0M-G5TBSH05 | MGE GALAXY 5000 BAT SHELF S12V285F 32W | Ea |  | 1 Year | 6435 | 4.5% | 6145.425
4816 | APC | 0M-G5TBSH06 | MGE GALAXY 5000 BATT SHELF S12V500F 48W | Ea |  | 1 Year | 184 | 4.5% | 175.72
4817 | APC | 0M-G5TGOPT002 | MGE G5000-5500 COMMON M1-M2 20KVA-60KVA | Ea |  | 1 Year | 180 | 4.5% | 171.9
4818 | APC | 0M-G5TGOPT003 | MGE G5000-5500 COMMON MAINS 80-120KVA | Ea |  | 1 Year | 287 | 4.5% | 274.085
4819 | APC | 0M-G5TGOPT015 | MGE GALAXY 5000 UPS SYNC KIT | Ea |  | 1 Year | 117 | 4.5% | 111.735
4820 | APC | 0M-G5TGOPT016 | MGE GALAXY 5000 PCA AS400 REM PWR OFF | Ea |  | 1 Year | 1450 | 4.5% | 1384.75
4821 | APC | 0M-G5TGOPT017 | MGE GALAXY 5000 SM T0 MM 40-80KVA 480V | Ea |  | 1 Year | 3075 | 4.5% | 2936.625
4822 | APC | 0M-G5TGOPT024 | MGE GALAXY 5000 50 KVA SM 480V | Ea |  | 1 Year | 4555 | 4.5% | 4350.025
4823 | APC | 0M-G5TGOPT028 | MGE GALAXY 5000 60 KVA SM 480V | Ea |  | 1 Year | 7005 | 4.5% | 6689.775
4824 | APC | 0M-G5TGOPT034 | MGE GALAXY 5000 80 KVA SM 480V | Ea |  | 1 Year | 245 | 4.5% | 233.975
4825 | APC | 0M-G5TGOPT038 | MGE GALAXY 5000 100 KVA SM 480V | Ea |  | 1 Year | 247 | 4.5% | 235.885
4826 | APC | 0M-G5TGOPT040 | MGE GALAXY 5000 100 KVA PARALLEL W/SBC | Ea |  | 1 Year | 180 | 4.5% | 171.9
4827 | APC | 0M-G5TGOPT040-CAT | CAT GALAXY 5000 100 KVA PARALLEL W/SBC | Ea |  | 1 Year | 647 | 4.5% | 617.885
4828 | APC | 0M-G5TGOPT043 | MGE GALAXY 5000 SINGLE TO PARALLEL 100-130KVA | Ea |  | 1 Year (2 Years) | 2045 | 4.5% | 1952.975
4829 | APC | 0M-G5TGOPT044 | MGE GALAXY 5000 130 KVA SM 480V | Ea |  | 1 Year (2 Years) | 2440 | 4.5% | 2330.2
4830 | APC | 0M-G5TGOPT046 | MGE GALAXY 5000 130 KVA, PARALLEL W/SBC | Ea |  | 1 Year (2 Years) | 180 | 4.5% | 171.9
4831 | APC | 0M-G5TGOPT046-CAT | CAT GALAXY 5000 130 KVA PARALLEL W/SBC | Ea |  | 1 Year (2 Years) | 290 | 4.5% | 276.95
4832 | APC | 0M-G5TGOPT101 | MGE GALAXY 5000 DUAL INPUT 40-80 KVA | Ea |  | 1 Year (2 Years) | 375 | 4.5% | 358.125
4833 | APC | 0M-G5TGOPT102 | MGE GALAXY 5000 DUAL INPUT 100-130 KVA | Ea |  | 1 Year (2 Years) | 2060 | 4.5% | 1967.3
4834 | APC | 0M-G5TGOPT103 | MGE GALAXY 5000 PARALLEL KIT 40-80 KVA | Ea |  | 1 Year (2 Years) | 2060 | 4.5% | 1967.3
4835 | APC | 0M-G5TGOPT105 | MGE GALAXY 5000 40 KVA, PARALLEL AS SM | Ea |  | 1 Year (2 Years) | 184 | 4.5% | 175.72
4836 | APC | 0M-G5TGOPT105-CAT | CAT GALAXY 5000 40 KVA PARALLEL AS SM | Ea |  | 1 Year (2 Years) | 2020 | 4.5% | 1929.1
4837 | APC | 0M-G5TGOPT106 | MGE GALAXY 5000 40 KVA, PARALLEL NO SBC | Ea |  | 1 Year (2 Years) | 180 | 4.5% | 171.9
4838 | APC | 0M-G5TGOPT106-CAT | CAT GALAXY 5000 40 KVA PARALLEL NO SBC | Ea |  | 1 Year (2 Years) | 4610 | 4.5% | 4402.55
4839 | APC | 0M-G5TGOPT107 | MGE GALAXY 5000 50 KVA, PARALLEL AS SM | Ea |  | 1 Year (2 Years) | 180 | 4.5% | 171.9
4840 | APC | 0M-G5TGOPT107-CAT | CAT GALAXY 5000 50 KVA PARALLEL AS SM | Ea |  | 1 Year (2 Years) | 4610 | 4.5% | 4402.55
4841 | APC | 0M-G5TGOPT108 | MGE GALAXY 5000 50 KVA, PARALLEL NO SBC | Ea |  | 1 Year (2 Years) | 180 | 4.5% | 171.9
4842 | APC | 0M-G5TGOPT108-CAT | CAT GALAXY 5000 50 KVA PARALLEL NO SBC | Ea |  | 1 Year (2 Years) | 6390 | 4.5% | 6102.45
4843 | APC | 0M-G5TGOPT109 | MGE GALAXY 5000 60 KVA, PARALLEL AS SM | Ea |  | 1 Year (2 Years) | 180 | 4.5% | 171.9
4844 | APC | 0M-G5TGOPT109-CAT | CAT GALAXY 5000 60 KVA PARALLEL AS SM | Ea |  | 1 Year (2 Years) | 6515 | 4.5% | 6221.825
4845 | APC | 0M-G5TGOPT110 | MGE GALAXY 5000 60 KVA, PARALLEL NO SBC | Ea |  | 1 Year (2 Years) | 180 | 4.5% | 171.9
4846 | APC | 0M-G5TGOPT110-CAT | CAT GALAXY 5000 60 KVA PARALLEL NO SBC | Ea |  | 1 Year (2 Years) | 7835 | 4.5% | 7482.425
4847 | APC | 0M-G5TGOPT111 | MGE GALAXY 5000 80 KVA, PARALLEL AS SM | Ea |  | 1 Year (2 Years) | 184 | 4.5% | 175.72
4848 | APC | 0M-G5TGOPT111-CAT | CAT GALAXY 5000 80 KVA PARALLEL AS SM | Ea |  | 1 Year (2 Years) | 7680 | 4.5% | 7334.4
4849 | APC | 0M-G5TGOPT112 | MGE GALAXY 5000 80 KVA, PARALLEL NO SBC | Ea |  | 1 Year (2 Years) | 180 | 4.5% | 171.9
4850 | APC | 0M-G5TGOPT112-CAT | CAT GALAXY 5000 80 KVA PARALLEL NO SBC | Ea |  | 1 Year (2 Years) | 242 | 4.5% | 231.11
4851 | APC | 0M-G5TGOPT113 | MGE GALAXY 5000 100 KVA, PARALLEL AS SM | Ea |  | 1 Year (2 Years) | 180 | 4.5% | 171.9
4852 | APC | 0M-G5TGOPT113-CAT | CAT GALAXY 5000 100 KVA PARALLEL AS SM | Ea |  | 1 Year (2 Years) | 247 | 4.5% | 235.885
4853 | APC | 0M-G5TGOPT114 | MGE GALAXY 5000 100 KVA, PARALLEL NO SBC | Ea |  | 1 Year (2 Years) | 180 | 4.5% | 171.9
4854 | APC | 0M-G5TGOPT114-CAT | CAT GALAXY 5000 100 KVA PARALLEL NO SBC | Ea |  | 1 Year (2 Years) | 2440 | 4.5% | 2330.2
4855 | APC | 0M-G5TGOPT115 | MGE GALAXY 5000 130 KVA, PARALLEL AS SM | Ea |  | 1 Year (2 Years) | 184 | 4.5% | 175.72
4856 | APC | 0M-G5TGOPT115-CAT | CAT GALAXY 5000 130 KVA PARALLEL AS SM | Ea |  | 1 Year (2 Years) | 2390 | 4.5% | 2282.45
4857 | APC | 0M-G5TGOPT116 | MGE GALAXY 5000 130 KVA, PARALLEL NO SBC | Ea |  | 1 Year (2 Years) | 180 | 4.5% | 171.9
4858 | APC | 0M-G5TGOPT116-CAT | CAT GALAXY 5000 130 KVA PARALLEL NO SBC | Ea |  | 1 Year (2 Years) | 4610 | 4.5% | 4402.55
4859 | APC | 0M-G5TGOPT117 | MGE GALAXY 5000 50 KVA, PARALLEL W/SBC | Ea |  | 1 Year (2 Years) | 180 | 4.5% | 171.9
4860 | APC | 0M-G5TGOPT117-CAT | CAT GALAXY 5000 50 KVA PARALLEL W/SBC | Ea |  | 1 Year (2 Years) | 6515 | 4.5% | 6221.825
4861 | APC | 0M-G5TGOPT118 | MGE GALAXY 5000 60 KVA, PARALLEL W/SBC | Ea |  | 1 Year (2 Years) | 180 | 4.5% | 171.9
4862 | APC | 0M-G5TGOPT118-CAT | CAT GALAXY 5000 60 KVA PARALLEL W/SBC | Ea |  | 1 Year (2 Years) | 7835 | 4.5% | 7482.425
4863 | APC | 0M-G5TGOPT119 | MGE GALAXY 5000 80 KVA, PARALLEL W/SBC | Ea |  | 1 Year (2 Years) | 180 | 4.5% | 171.9
4864 | APC | 0M-G5TGOPT119-CAT | CAT GALAXY 5000 80 KVA PARALLEL W/SBC | Ea |  | 1 Year (2 Years) | 908 | 4.5% | 867.14
4865 | APC | 0M-G5TGOPT121 | MGE GALAXY 5000 40 KVA SM 480V | Ea |  | 1 Year (2 Years) | 184 | 4.5% | 175.72
4866 | APC | 0M-G5TGOPT311 | CAT OEM CUSTOMIZATION UPS | Ea |  | 1 Year (2 Years) | 180 | 4.5% | 171.9
4867 | APC | 0M-G5TGOPT312 | CAT OEM DOCUMENTATION UPS ENGLISH | Ea |  | 1 Year (2 Years) | 267 | 4.5% | 254.985
4868 | APC | 0M-G5TGOPT318 | CAT OEM ALARM RELAY CARD DOC | Ea |  | 1 Year (2 Years) | 281 | 4.5% | 268.355
4869 | APC | 0M-G5TGOPT319 | CAT OEM ENVIRONMENT SENSOR DOC | Ea |  | 1 Year (2 Years) | 452 | 4.5% | 431.66
4870 | APC | 0M-G5TGOPT321 | CAT OEM SNMP/WEB CARD DOC | Ea |  | 1 Year (2 Years) | 540 | 4.5% | 515.7
4871 | APC | 0M-G5TGOPT901 | MGE GALAXY 5000 CTA | Ea |  | 1 Year (2 Years) | 8640 | 4.5% | 8251.2
4872 | APC | 0M-G5TH100K130FADJ | MGE GALAXY 5000 100-130KVA ADJ MB 208V | Ea |  | 1 Year (2 Years) | 11440 | 4.5% | 10925.2
4873 | APC | 0M-G5TH100K130FADJ65 | MGE GALAXY 5000 100-130KVA ADJMB 208 65KAI | Ea |  | 1 Year (2 Years) | 8300 | 4.5% | 7926.5
4874 | APC | 0M-G5TH100K130FSA | MGE GALAXY 5000 100-130 SA MB 208-220V | Ea |  | 1 Year (2 Years) | 10000 | 4.5% | 9550
4875 | APC | 0M-G5TH100K130FSA65 | MGE GALAXY 5000 100-130KVA SA MB 208 65KAI | Ea |  | 1 Year (2 Years) | 3765 | 4.5% | 3595.575
4876 | APC | 0M-G5TH100K130G2CB | MGE GALAXY 5000 100-130KVA WM MB 480V 2 CB | Ea |  | 1 Year (2 Years) | 4220 | 4.5% | 4030.1
4877 | APC | 0M-G5TH100K130G32CB | MGE GALAXY 5000 100-130KVA WM MB 480V 3 CB | Ea |  | 1 Year (2 Years) | 6260 | 4.5% | 5978.3
4878 | APC | 0M-G5TH100K130GADJ | MGE GALAXY 5000 100-130KVA ADJ MB 480V | Ea |  | 1 Year (2 Years) | 8595 | 4.5% | 8208.225
4879 | APC | 0M-G5TH100K130GADJ65 | MGE GALAXY 5000 100-130KVA ADJMB 480 65KAI | Ea |  | 1 Year (2 Years) | 6600 | 4.5% | 6303
4880 | APC | 0M-G5TH100K130GSA | MGE GALAXY 5000 100-130 SA MB 480-600V | Ea |  | 1 Year (2 Years) | 8720 | 4.5% | 8327.6
4881 | APC | 0M-G5TH100K130GSA65 | MGE GALAXY 5000 100-130KVA SA MB 480 65KAI | Ea |  | 1 Year (2 Years) | 7775 | 4.5% | 7425.125
4882 | APC | 0M-G5TH160KG28 | MGE GALAXY 5000 160KVA 480V 28" SBC | Ea |  | 1 Year | 8230 | 4.5% | 7859.65
4883 | APC | 0M-G5TH160KG2865 | MGE GALAXY 5000 160KVA 480 28" SBC 65KAI | Ea |  | 1 Year | 9815 | 4.5% | 9373.325
4884 | APC | 0M-G5TH160KG42 | MGE GALAXY 5000 160KVA 480V 428" SBC | Ea |  | 1 Year | 10590 | 4.5% | 10113.45
4885 | APC | 0M-G5TH160KG4265 | MGE GALAXY 5000 160KVA 480 42" SBC 65KAI | Ea |  | 1 Year | 9290 | 4.5% | 8871.95
4886 | APC | 0M-G5TH320KG28 | MGE GALAXY 5000 320KVA 480V 28" SBC | Ea |  | 1 Year | 10865 | 4.5% | 10376.075
4887 | APC | 0M-G5TH320KG2865 | MGE GALAXY 5000 320KVA 480 28" SBC 65KAI | Ea |  | 1 Year | 11275 | 4.5% | 10767.625
4888 | APC | 0M-G5TH320KG42 | MGE GALAXY 5000 320KVA 480V 42" SBC | Ea |  | 1 Year | 11580 | 4.5% | 11058.9
4889 | APC | 0M-G5TH320KG4265 | MGE GALAXY 5000 320KVA 480 42" SBC 65KAI | Ea |  | 1 Year | 3715 | 4.5% | 3547.825
4890 | APC | 0M-G5TH40K50F2CB | MGE GALAXY 5000 40-50KVA WM MB 208V 2 CB | Ea |  | 1 Year | 4090 | 4.5% | 3905.95
4891 | APC | 0M-G5TH40K50F3CB | MGE GALAXY 5000 40-50KVA WM MB 208V 3 CB | Ea |  | 1 Year | 6165 | 4.5% | 5887.575
4892 | APC | 0M-G5TH40K50FADJ | MGE GALAXY 5000 40-50KVA ADJ MB 480/208V | Ea |  | 1 Year | 8360 | 4.5% | 7983.8
4893 | APC | 0M-G5TH40K50FADJ65 | MGE GALAXY 5000 40-50KVA ADJMB 208 65KAI | Ea |  | 1 Year | 3125 | 4.5% | 2984.375
4894 | APC | 0M-G5TH40K50G2CB | MGE GALAXY 5000 40-50KVA WM MB 480V 2 CB | Ea |  | 1 Year | 3330 | 4.5% | 3180.15
4895 | APC | 0M-G5TH40K50G32CB | MGE GALAXY 5000 40-50KVA WM MB 480V 3 CB | Ea |  | 1 Year | 5670 | 4.5% | 5414.85
4896 | APC | 0M-G5TH40K50GADJ | MGE GALAXY 5000 40-50KVA ADJ MB 480-600V | Ea |  | 1 Year | 7000 | 4.5% | 6685
4897 | APC | 0M-G5TH40K50GADJ65 | MGE GALAXY 5000 40-50KVA ADJMB 480 65KAI | Ea |  | 1 Year | 6020 | 4.5% | 5749.1
4898 | APC | 0M-G5TH40K50GSA | MGE GALAXY 5000 40-50KVA SA MB 480V | Ea |  | 1 Year | 7425 | 4.5% | 7090.875
4899 | APC | 0M-G5TH40K50GSA65 | MGE GALAXY 5000 40-50KVA SA MB 480 65KAI | Ea |  | 1 Year | 11235 | 4.5% | 10729.425
4900 | APC | 0M-G5TH520KG42 | MGE GALAXY 5000 520KVA 480V 42" SBC | Ea |  | 1 Year | 11720 | 4.5% | 11192.6
4901 | APC | 0M-G5TH520KG4265 | MGE GALAXY 5000 520KVA 480 42" SBC 65KAI | Ea |  | 1 Year | 6415 | 4.5% | 6126.325
4902 | APC | 0M-G5TH60K80FADJ | MGE GALAXY 5000 60-80KVA ADJ MB 208V | Ea |  | 1 Year | 9280 | 4.5% | 8862.4
4903 | APC | 0M-G5TH60K80FADJ65 | MGE GALAXY 5000 60-80KVA ADJMB 220 65KAI | Ea |  | 1 Year | 3345 | 4.5% | 3194.475
4904 | APC | 0M-G5TH60K80G2CB | MGE GALAXY 5000 60-80KVA WM MB 480V 2 CB | Ea |  | 1 Year | 3700 | 4.5% | 3533.5
4905 | APC | 0M-G5TH60K80G3CB | MGE GALAXY 5000 60-80KVA WM MB 480V 3 CB | Ea |  | 1 Year | 6365 | 4.5% | 6078.575
4906 | APC | 0M-G5TH60K80GADJ | MGE GALAXY 5000 60-80KVA ADJ MB 480V | Ea |  | 1 Year | 8340 | 4.5% | 7964.7
4907 | APC | 0M-G5TH60K80GADJ65 | MGE GALAXY 5000 60-80KVA ADJMB 480 65KAI | Ea |  | 1 Year | 6285 | 4.5% | 6002.175
4908 | APC | 0M-G5TH60K80GSA | MGE GALAXY 5000 60-80KVA SA MB 480V | Ea |  | 1 Year | 8600 | 4.5% | 8213
4909 | APC | 0M-G5TH60K80GSA65 | MGE GALAXY 5000 60-80KVA SA MB 480 65KAI | Ea |  | 1 Year | 23.5 | 4.5% | 22.4425
4910 | APC | 0M-G5THOPT001 | MGE GALAXY 5000 2 CB OPTION 40-80 KVA MB | Ea |  | 1 Year | 436 | 4.5% | 416.38
4911 | APC | 0M-G5THOPT002 | MGE GALAXY 5000 3 CB OPTION 40-50 KVA MB | Ea |  | 1 Year | 508 | 4.5% | 485.14
4912 | APC | 0M-G5THOPT003 | MGE GALAXY 5000 3 CB FOR 60-80KVA ADJ MB | Ea |  | 1 Year | 787 | 4.5% | 751.585
4913 | APC | 0M-G5THOPT004 | KIT 3 CB STD 250A 208-600V ADJ | Ea |  | 1 Year | 7140 | 4.5% | 6818.7
4914 | APC | 0M-G5THOPT005 | MGE GALAXY 5000 40-50KVA W XFMR 480-277V | Ea |  | 1 Year | 8515 | 4.5% | 8131.825
4915 | APC | 0M-G5THOPT006 | MGE GALAXY 5000 40-50 KVA W/LD ISO 208V | Ea |  | 1 Year | 8170 | 4.5% | 7802.35
4916 | APC | 0M-G5THOPT007 | MGE GALAXY 5000 60-80KVA W/OUT IS 480-277V | Ea |  | 1 Year | 7925 | 4.5% | 7568.375
4917 | APC | 0M-G5THOPT008 | MGE GALAXY 5000 60-80KVA W/LD ISO 208V | Ea |  | 1 Year | 10875 | 4.5% | 10385.625
4918 | APC | 0M-G5THOPT009 | MGE GALAXY 5000 100-130KVA W XFMR 480-277V | Ea |  | 1 Year | 8955 | 4.5% | 8552.025
4919 | APC | 0M-G5THOPT010 | MGE GALAXY 5000 100-130KVA W/LD ISO 208V | Ea |  | 1 Year | 1005 | 4.5% | 959.775
4920 | APC | 0M-G5THOPT011 | MGE GALAXY 5000 3 CB FOR 60-80KVA ADJ MB | Ea |  | 1 Year | 1890 | 4.5% | 1804.95
4921 | APC | 0M-G5THOPT012 | MGE GALAXY 5000 3CB 100-130KVA 208 AMB | Ea |  | 1 Year | 814 | 4.5% | 777.37
4922 | APC | 0M-G5THOPT013 | MGE GALAXY 5000 2 CB FOR 40-80 KVA SBC | Ea |  | 1 Year | 1135 | 4.5% | 1083.925
4923 | APC | 0M-G5THOPT014 | MGE GALAXY 5000 2 CB FOR 40-80 KVA SBC | Ea |  | 1 Year | 1470 | 4.5% | 1403.85
4924 | APC | 0M-G5THOPT015 | MGE GALAXY 5000 4 CB FOR 40-80 KVA SBC | Ea |  | 1 Year | 1615 | 4.5% | 1542.325
4925 | APC | 0M-G5THOPT016 | MGE GALAXY 5000 2 CB, 40-80KVA SBC 65KAI | Ea |  | 1 Year | 2360 | 4.5% | 2253.8
4926 | APC | 0M-G5THOPT017 | MGE GALAXY 5000 3 CB, 40-80KVA SBC 65KAI | Ea |  | 1 Year | 3105 | 4.5% | 2965.275
4927 | APC | 0M-G5THOPT018 | MGE GALAXY 5000 4 CB, 40-80KVA SBC 65KAI | Ea |  | 1 Year | 1805 | 4.5% | 1723.775
4928 | APC | 0M-G5THOPT019 | MGE GALAXY 5000 5 CB FOR 40-80 KVA SBC | Ea |  | 1 Year | 2140 | 4.5% | 2043.7
4929 | APC | 0M-G5THOPT020 | MGE GALAXY 5000 6 CB FOR 40-80 KVA SBC | Ea |  | 1 Year | 1205 | 4.5% | 1150.775
4930 | APC | 0M-G5THOPT021 | MGE GALAXY 5000 2 CB FOR 100-130 KVA SBC | Ea |  | 1 Year | 1200 | 4.5% | 1146
4931 | APC | 0M-G5THOPT022 | MGE GALAXY 5000 3 CB FOR 100-130 KVA SBC | Ea |  | 1 Year | 3845 | 4.5% | 3671.975
4932 | APC | 0M-G5THOPT023 | MGE GALAXY 5000 6 CB, 40-80KVA SBC 65KAI | Ea |  | 1 Year | 4590 | 4.5% | 4383.45
4933 | APC | 0M-G5THOPT024 | MGE GALAXY 5000 5 CB, 40-80KVA SBC 65KAI | Ea |  | 1 Year | 1685 | 4.5% | 1609.175
4934 | APC | 0M-G5THOPT025 | MGE GALAXY 5000 2 CB, 100-130KVA SBC 65KAI | Ea |  | 1 Year | 2510 | 4.5% | 2397.05
4935 | APC | 0M-G5THOPT026 | MGE GALAXY 5000 3 CB, 100-130KVA SBC 65KAI | Ea |  | 1 Year | 1525 | 4.5% | 1456.375
4936 | APC | 0M-G5THOPT027 | MGE GALAXY 5000 4 CB FOR 100-130 KVA SBC | Ea |  | 1 Year | 3300 | 4.5% | 3151.5
4937 | APC | 0M-G5THOPT028 | MGE GALAXY 5000 4 CB, 100-130KVA SBC 65KAI | Ea |  | 1 Year | 261 | 4.5% | 249.255
4938 | APC | 0M-G5THOPT029 | MGE GALAXY 5K MB EXT BAT TOP KIT 100-350A | Ea |  | 1 Year | 6910 | 4.5% | 6599.05
4939 | APC | 0M-G5THOPT030 | MGE GALAXY 5000 40-50 KVA W/OUT ISO 600V | Ea |  | 1 Year | 182 | 4.5% | 173.81
4940 | APC | 0M-G5THOPT031 | MGE GALAXY 5000 40-80 KVA NO XFMR KIT | Ea |  | 1 Year | 261 | 4.5% | 249.255
4941 | APC | 0M-G5THOPT032 | MGE GALAXY 5000 600V CABL 65KAI 100-130K | Ea |  | 1 Year | 117 | 4.5% | 111.735
4942 | APC | 0M-G5THOPT033 | MGE GALAXY 5000 480V CABL 65KAI 100-130K | Ea |  | 1 Year | 180 | 4.5% | 171.9
4943 | APC | 0M-G5THOPT034 | MGE GALAXY 5000 600V CABL 65KAI 40-80KVA | Ea |  | 1 Year | 85 | 4.5% | 81.175
4944 | APC | 0M-G5THOPT035 | MGE GALAXY 5000 480V CABL 65KAI 40-80KVA | Ea |  | 1 Year | 8580 | 4.5% | 8193.9
4945 | APC | 0M-G5THOPT036 | MGE GALAXY 5000 40-50 KVA W/OUT ISO 208V | Ea |  | 1 Year | 7355 | 4.5% | 7024.025
4946 | APC | 0M-G5THOPT037 | MGE GALAXY 5000 40-50 KVA W/OUT ISO 220V | Ea |  | 1 Year | 7365 | 4.5% | 7033.575
4947 | APC | 0M-G5THOPT038 | MGE GALAXY 5000 60-80 KVA W/OUT ISO 208V | Ea |  | 1 Year | 7215 | 4.5% | 6890.325
4948 | APC | 0M-G5THOPT039 | MGE GALAXY 5000 60-80 KVA W/OUT ISO 220V | Ea |  | 1 Year | 8015 | 4.5% | 7654.325
4949 | APC | 0M-G5THOPT040 | MGE GALAXY 5000 60-80 KVA W/OUT ISO 600V | Ea |  | 1 Year | 13965 | 4.5% | 13336.575
4950 | APC | 0M-G5THOPT041 | MGE GALAXY 5000 100-130 KVA W/OUT ISO 600V | Ea |  | 1 Year | 251 | 4.5% | 239.705
4951 | APC | 0M-G5THOPT043 | MGE GALAXY 5000 3 CB FOR 40-50KVA SA MB | Ea |  | 1 Year | 326 | 4.5% | 311.33
4952 | APC | 0M-G5THOPT044 | MGE GALAXY 5000 3 CB FOR 60-80KVA SA MB | Ea |  | 1 Year | 526 | 4.5% | 502.33
4953 | APC | 0M-G5THOPT045 | MGE GALAXY 5K 3CB 130KVA SA MBC 480/208V | Ea |  | 1 Year | 575 | 4.5% | 549.125
4954 | APC | 0M-G5THOPT046 | MGE GALAXY 5000 3CB 60-80KVA 208 SA MB | Ea |  | 1 Year | 1235 | 4.5% | 1179.425
4955 | APC | 0M-G5THOPT047 | MGE GALAXY 5K 3CB 130KVA SA MBC 208/220V | Ea |  | 1 Year | 368 | 4.5% | 351.44
4956 | APC | 0M-G5THOPT048 | MGE GALAXY 5000 MB EXT BAT TOP KIT 600A | Ea |  | 1 Year | 267 | 4.5% | 254.985
4957 | APC | 0M-G5THOPT049 | MGE GALAXY 5000 100-130 KVA NO XFMR KIT | Ea |  | 1 Year | 881 | 4.5% | 841.355
4958 | APC | 0M-G5THOPT050 | MGE GALAXY 5000 2CB ELECTRICAL LOCK 208V | Ea |  | 1 Year | 598 | 4.5% | 571.09
4959 | APC | 0M-G5THOPT051 | MGE GALAXY 5000 BYP FUSE KIT 250A | Ea |  | 1 Year | 639 | 4.5% | 610.245
4960 | APC | 0M-G5THOPT052 | MGE GALAXY 5000 BYP FUSE KIT 450A | Ea |  | 1 Year | 51 | 4.5% | 48.705
4961 | APC | 0M-G5THOPT053 | MGE GALAXY 5000 INTERCONNECT KIT | Ea |  | 1 Year | 180 | 4.5% | 171.9
4962 | APC | 0M-G5THXOPT311 | CAT OEM CUSTOMIZATION EXT BYPASS | Ea |  | 1 Year | 180 | 4.5% | 171.9
4963 | APC | 0M-G5THXOPT312 | CAT OEM CUSTOMIZATION EXT BYPASS CUBICLE | Ea |  | 1 Year | 41335 | 4.5% | 39474.925
4964 | APC | 0M-G5TP100K130G | MGE GALAXY 5000 10/130KVA 480V PARALLEL | Ea |  | 1 Year | 29705 | 4.5% | 28368.275
4965 | APC | 0M-G5TP40K80G | MGE GALAXY 5000 40/80KVA 480V PARALLEL | Ea |  | 1 Year | 6750 | 4.5% | 6446.25
4966 | APC | 0M-G5TPDUF42 | MGE GALAXY 5000 208V ADJ DIST CABINET | Ea |  | 1 Year | 837 | 4.5% | 799.335
4967 | APC | 0M-G5TPDUFOPT001 | SQUARE D PANELBOARD A DISTRIBUTION | Ea |  | 1 Year | 837 | 4.5% | 799.335
4968 | APC | 0M-G5TPDUFOPT002 | SQUARE D PANELBOARD B DISTRIBUTION | Ea |  | 1 Year | 6660 | 4.5% | 6360.3
4969 | APC | 0M-G5TPDUG8 | MGE GALAXY 5000 480V ADJ CAB, 8 SUBFEED | Ea |  | 1 Year | 2105 | 4.5% | 2010.275
4970 | APC | 0M-G5TPDUGA | 4 OUTPUT 225A CB PANEL A | Ea |  | 1 Year | 2085 | 4.5% | 1991.175
4971 | APC | 0M-G5TPDUGB | 4 OUTPUT 225A CB PANEL B | Ea |  | 1 Year | 409 | 4.5% | 390.595
4972 | APC | 0M-G5TSK001 | MGE GALAXY 5000 SEISMIC KIT UPS 26/32W BAT | Ea |  | 1 Year | 404 | 4.5% | 385.82
4973 | APC | 0M-G5TSK002 | MGE GALAXY 5000 SEISMIC KIT UPS 48W BAT | Ea |  | 1 Year | 2430 | 4.5% | 2320.65
4974 | APC | 0M-G5TSK003 | MGE GALAXY 5000 SEISMIC KIT UPS IBC2006 | Ea |  | 1 Year | 1830 | 4.5% | 1747.65
4975 | APC | 0M-G5TSK004 | GALAXY 5000 SEISMIC KIT 14IN AUX IBC2006 | Ea |  | 1 Year | 1945 | 4.5% | 1857.475
4976 | APC | 0M-G5TSK005 | GALAXY 5000 SEISMIC KIT 28IN AUX IBC2006 | Ea |  | 1 Year | 1950 | 4.5% | 1862.25
4977 | APC | 0M-G5TSK006 | GALAXY 5000 SEISMIC KIT 42IN AUX IBC2006 | Ea |  | 1 Year | 289 | 4.5% | 275.995
4978 | APC | 0M-G5TSKADJ | MGE GALAXY 5000 SEISMIC KIT ADJ AUX | Ea |  | 1 Year | 221 | 4.5% | 211.055
4979 | APC | 0M-G5TSKBAT48 | MGE GALAXY 5000 SEISMIC KIT 48W BATT CAB | Ea |  | 1 Year | 216 | 4.5% | 206.28
4980 | APC | 0M-G5TSKREM | MGE GALAXY 5000 SEISMIC KIT REM AUX | Ea |  | 1 Year | 5085 | 4.5% | 4856.175
4981 | APC | 0M-G5TSYNC | MGE GALAXY 5000 SYNCHRONIZATION BOX | Ea |  | 1 Year | 1435 | 4.5% | 1370.425
4982 | APC | 0M-G5TSYNCKIT | MGE GALAXY 5000 FLD INST KIT SYNC BOX | Ea |  | 1 Year | 16465 | 4.5% | 15724.075
4983 | APC | 0M-G5TSYNCKITMIZ | MGE GALAXY 5000 FLD KIT SYNC BOX MIZNUS | Ea |  | 1 Year | 2405 | 4.5% | 2296.775
4984 | APC | 0M-G5TT100K130F | MGE GALAXY 5000 IN/BYP XFMR CAB 100-130K | Ea |  | 1 Year | 2440 | 4.5% | 2330.2
4985 | APC | 0M-G5TT100K130G | MGE GALAXY 5000 XFMR CABINET 100-130 KVA | Ea |  | 1 Year | 2980 | 4.5% | 2845.9
4986 | APC | 0M-G5TT100K130G2 | MGE GALAXY 5000 IN/OUT XFMR CAB 100-130K | Ea |  | 1 Year | 2825 | 4.5% | 2697.875
4987 | APC | 0M-G5TT40K50F | MGE GALAXY 5000 IN/BYP XFMR CAB 40-50KVA | Ea |  | 1 Year | 2440 | 4.5% | 2330.2
4988 | APC | 0M-G5TT40K50G | MGE GALAXY 5000 XFMR CABINET 40-50 KVA | Ea |  | 1 Year | 2715 | 4.5% | 2592.825
4989 | APC | 0M-G5TT40K50G2 | MGE GALAXY 5000 IN/OUT XFMR CAB 40-50KVA | Ea |  | 1 Year | 3420 | 4.5% | 3266.1
4990 | APC | 0M-G5TT60K80F | MGE GALAXY 5000 IN/BYP XFMR CAB 60-80KVA | Ea |  | 1 Year | 2440 | 4.5% | 2330.2
4991 | APC | 0M-G5TT60K80G | MGE GALAXY 5000 XFMR CABINET 60-80 KVA | Ea |  | 1 Year | 2220 | 4.5% | 2120.1
4992 | APC | 0M-G5TT60K80G2 | MGE GALAXY 5000 IN/OUT XFMR CAB 60-80 KVA | Ea |  | 1 Year | 7410 | 4.5% | 7076.55
4993 | APC | 0M-G5TTOPT001 | MGE GALAXY 5000 OUT ISO XFMR 480V 50KVA | Ea |  | 1 Year | 8230 | 4.5% | 7859.65
4994 | APC | 0M-G5TTOPT002 | MGE GALAXY 5000 OUT ISO XFMR 480V 80KVA | Ea |  | 1 Year | 10895 | 4.5% | 10404.725
4995 | APC | 0M-G5TTOPT003 | MGE GALAXY 5000 OUT ISO XFMR 480V 130KVA | Ea |  | 1 Year | 7660 | 4.5% | 7315.3
4996 | APC | 0M-G5TTOPT004 | MGE GALAXY 5000 OUT ISO 480/208V 50KVA | Ea |  | 1 Year | 6065 | 4.5% | 5792.075
4997 | APC | 0M-G5TTOPT005 | MGE GALAXY 5000 OUT ISO 480/220V 50KVA | Ea |  | 1 Year | 6070 | 4.5% | 5796.85
4998 | APC | 0M-G5TTOPT006 | MGE GALAXY 5000 OUT ISO 480/600V 50KVA | Ea |  | 1 Year | 5650 | 4.5% | 5395.75
4999 | APC | 0M-G5TTOPT007 | MGE GALAXY 5000 OUT ISO 208V 80KVA | Ea |  | 1 Year | 7275 | 4.5% | 6947.625
5000 | APC | 0M-G5TTOPT008 | MGE GALAXY 5000 OUT ISO XFMR 220V 80KVA | Ea |  | 1 Year | 8000 | 4.5% | 7640
5001 | APC | 0M-G5TTOPT009 | MGE GALAXY 5000 OUT ISO XFMR 600V 80KVA | Ea |  | 1 Year | 6405 | 4.5% | 6116.775
5002 | APC | 0M-G5TTOPT010 | MGE GALAXY 5000 OUT ISO XFMR 208V 130KVA | Ea |  | 1 Year | 9875 | 4.5% | 9430.625
5003 | APC | 0M-G5TTOPT011 | MGE GALAXY 5000 OUT ISO XFMR 220V 130KVA | Ea |  | 1 Year | 13710 | 4.5% | 13093.05
5004 | APC | 0M-G5TTOPT012 | MGE GALAXY 5000 OUT ISO XFMR 600V 130KVA | Ea |  | 1 Year | 7205 | 4.5% | 6880.775
5005 | APC | 0M-G5TTOPT013 | MGE GALAXY 5000 IN ISO XFMR 480V 50KVA | Ea |  | 1 Year | 6405 | 4.5% | 6116.775
5006 | APC | 0M-G5TTOPT014 | MGE GALAXY 5000 IN AUTO 480/208V 50KVA | Ea |  | 1 Year | 7890 | 4.5% | 7534.95
5007 | APC | 0M-G5TTOPT015 | MGE GALAXY 5000 IN ISO 208/480V 50KVA | Ea |  | 1 Year | 6195 | 4.5% | 5916.225
5008 | APC | 0M-G5TTOPT016 | MGE GALAXY 5000 IN AUTO 220/480V 50KVA | Ea |  | 1 Year | 4665 | 4.5% | 4455.075
5009 | APC | 0M-G5TTOPT017 | MGE GALAXY 5000 IN AUTO 600/480V 50KVA | Ea |  | 1 Year | 8095 | 4.5% | 7730.725
5010 | APC | 0M-G5TTOPT018 | MGE GALAXY 5000 IN ISO XFMR 480V 80KVA | Ea |  | 1 Year | 7800 | 4.5% | 7449
5011 | APC | 0M-G5TTOPT019 | MGE GALAXY 5000 IN AUTO XFMR 208V 80KVA | Ea |  | 1 Year | 10230 | 4.5% | 9769.65
5012 | APC | 0M-G5TTOPT020 | MGE GALAXY 5000 IN ISO XFMR 208V 80KVA | Ea |  | 1 Year | 7935 | 4.5% | 7577.925
5013 | APC | 0M-G5TTOPT021 | MGE GALAXY 5000 IN AUTO XFMR 220V 80KVA | Ea |  | 1 Year | 6015 | 4.5% | 5744.325
5014 | APC | 0M-G5TTOPT022 | MGE GALAXY 5000 IN AUTO XFMR 600V 80KVA | Ea |  | 1 Year | 11000 | 4.5% | 10505
5015 | APC | 0M-G5TTOPT023 | MGE GALAXY 5000 IN ISO XFMR 480V 130KVA | Ea |  | 1 Year | 7355 | 4.5% | 7024.025
5016 | APC | 0M-G5TTOPT024 | GALAXY 5000 IN/BYP AUTO XFMR 208V 130KVA | Ea |  | 1 Year | 14260 | 4.5% | 13618.3
5017 | APC | 0M-G5TTOPT025 | MGE GALAXY 5000 IN ISO XFMR 208V 130KVA | Ea |  | 1 Year | 7210 | 4.5% | 6885.55
5018 | APC | 0M-G5TTOPT026 | MGE GALAXY 5000 IN AUTO XFMR 220V 130KVA | Ea |  | 1 Year | 7180 | 4.5% | 6856.9
5019 | APC | 0M-G5TTOPT027 | MGE GALAXY 5000 IN AUTO XFMR 600V 130KVA | Ea |  | 1 Year | 10595 | 4.5% | 10118.225
5020 | APC | 0M-G5TTOPT201 | MGE GALAXY 5000 IN AU/OUT ISO 208V 50KVA | Ea |  | 1 Year | 10215 | 4.5% | 9755.325
5021 | APC | 0M-G5TTOPT202 | MGE GALAXY 5000 IN/BY AUTO 208/480V 50KVA | Ea |  | 1 Year | 10420 | 4.5% | 9951.1
5022 | APC | 0M-G5TTOPT203 | MGE GALAXY 5000 IN AU/OUT ISO 220V 50KVA | Ea |  | 1 Year | 10285 | 4.5% | 9822.175
5023 | APC | 0M-G5TTOPT204 | MGE GALAXY 5000 IN/BY AUTO 220/480V 50KVA | Ea |  | 1 Year | 8660 | 4.5% | 8270.3
5024 | APC | 0M-G5TTOPT205 | MGE GALAXY 5000 IN AU/OUT ISO 600V 50KVA | Ea |  | 1 Year | 7200 | 4.5% | 6876
5025 | APC | 0M-G5TTOPT206 | MGE GALAXY 5000 IN/BY AU 600/480V 50KVA | Ea |  | 1 Year | 10285 | 4.5% | 9822.175
5026 | APC | 0M-G5TTOPT207 | MGE GALAXY 5000 IN AU/OUT IS 600/208V 50K | Ea |  | 1 Year | 15320 | 4.5% | 14630.6
5027 | APC | 0M-G5TTOPT208 | MGE GALAXY 5000 IN AU/OUT ISO 208V 80KVA | Ea |  | 1 Year | 9255 | 4.5% | 8838.525
5028 | APC | 0M-G5TTOPT209 | MGE GALAXY 5000 IN/BY AUTO 208/480V 80KVA | Ea |  | 1 Year | 9830 | 4.5% | 9387.65
5029 | APC | 0M-G5TTOPT210 | MGE GALAXY 5000 IN AU/OUT ISO 220V 80KVA | Ea |  | 1 Year | 10840 | 4.5% | 10352.2
5030 | APC | 0M-G5TTOPT211 | MGE GALAXY 5000 IN/BY AUTO 220/480V 80KVA | Ea |  | 1 Year | 8065 | 4.5% | 7702.075
5031 | APC | 0M-G5TTOPT212 | MGE GALAXY 5000 IN AU/OUT ISO 600V 80KVA | Ea |  | 1 Year | 7715 | 4.5% | 7367.825
5032 | APC | 0M-G5TTOPT213 | MGE GALAXY 5000 IN/BY AUTO 600/480V 80KVA | Ea |  | 1 Year | 7475 | 4.5% | 7138.625
5033 | APC | 0M-G5TTOPT214 | MGE GALAXY 5000 IN AU/OUT IS 600/208 80K | Ea |  | 1 Year | 11225 | 4.5% | 10719.875
5034 | APC | 0M-G5TTOPT215 | MGE GALAXY 5000 IN AU/OUT IS 208V 130KVA | Ea |  | 1 Year | 10215 | 4.5% | 9755.325
5035 | APC | 0M-G5TTOPT216 | MGE GALAXY 5000 IN/BY AUTO 208/480 130K | Ea |  | 1 Year | 11815 | 4.5% | 11283.325
5036 | APC | 0M-G5TTOPT217 | MGE GALAXY 5000 IN AU/OUT IS 220V 130KVA | Ea |  | 1 Year | 11015 | 4.5% | 10519.325
5037 | APC | 0M-G5TTOPT218 | MGE GALAXY 5000 IN/BY AUTO 220/480 130KVA | Ea |  | 1 Year | 15385 | 4.5% | 14692.675
5038 | APC | 0M-G5TTOPT219 | MGE GALAXY 5000 IN AU/OUT IS 600V0 130KVA | Ea |  | 1 Year | 10285 | 4.5% | 9822.175
5039 | APC | 0M-G5TTOPT220 | MGE GALAXY 5000 IN/BY AUTO 600/480 130KVA | Ea |  | 1 Year | 11235 | 4.5% | 10729.425
5040 | APC | 0M-G5TTOPT221 | MGE GALAXY 5000 INAU/OUT IS 600/208 130K | Ea |  | 1 Year | 15640 | 4.5% | 14936.2
5041 | APC | 0M-G5TTOPT222 | MGE GALAXY 5000 IN/OUT ISO 480/208V 50KVA | Ea |  | 1 Year | 16060 | 4.5% | 15337.3
5042 | APC | 0M-G5TTOPT223 | MGE GALAXY 5000 INP/OUT ISO 480V 50KVA | Ea |  | 1 Year | 13935 | 4.5% | 13307.925
5043 | APC | 0M-G5TTOPT224 | MGE GALAXY 5000 INP/OUT ISO 208V 50KVA | Ea |  | 1 Year | 15270 | 4.5% | 14582.85
5044 | APC | 0M-G5TTOPT225 | MGE GALAXY 5000 IN/BY ISO 208/480V 50KVA | Ea |  | 1 Year | 14265 | 4.5% | 13623.075
5045 | APC | 0M-G5TTOPT226 | MGE GALAXY 5000 IN/BY ISO 480V 50KVA | Ea |  | 1 Year | 15205 | 4.5% | 14520.775
5046 | APC | 0M-G5TTOPT227 | MGE GALAXY 5000 IN/OUT ISO 480/208V 80KVA | Ea |  | 1 Year | 17370 | 4.5% | 16588.35
5047 | APC | 0M-G5TTOPT228 | MGE GALAXY 5000 IN/OUT ISO 208/208 80KVA | Ea |  | 1 Year | 16000 | 4.5% | 15280
5048 | APC | 0M-G5TTOPT229 | MGE GALAXY 5000 IN/OUT ISO 480V 80KVA | Ea |  | 1 Year | 16050 | 4.5% | 15327.75
5049 | APC | 0M-G5TTOPT230 | MGE GALAXY 5000 IN/BY ISO 480V 80KVA | Ea |  | 1 Year | 19620 | 4.5% | 18737.1
5050 | APC | 0M-G5TTOPT231 | MGE GALAXY 5000 IN/OUT ISO 480/208 130KVA | Ea |  | 1 Year | 27710 | 4.5% | 26463.05
5051 | APC | 0M-G5TTOPT232 | MGE GALAXY 5000 IN/BY ISO 208/480 130KVA | Ea |  | 1 Year | 19860 | 4.5% | 18966.3
5052 | APC | 0M-G5TTOPT233 | MGE GALAXY 5000 IN/BY ISO 208/480 80K | Ea |  | 1 Year | 15900 | 4.5% | 15184.5
5053 | APC | 0M-G5TTOPT234 | MGE GALAXY 5000 IN/BY ISO 480/480 130K | Ea |  | 1 Year | 35275 | 4.5% | 33687.625
5054 | APC | 0M-G5TU100K130G | MGE GALAXY 5000 100/130KVA 480V | Ea |  | 1 Year | 25060 | 4.5% | 23932.3
5055 | APC | 0M-G5TU40K80G | MGE GALAXY 5000 40/80KVA 480V | Ea |  | 1 Year | 21320 | 4.5% | 20360.6
5056 | APC | 0M-G5TU80H | MGE GALAXY 5000 80KVA 400V | Ea |  | 1 Year | 17790 | 4.5% | 16989.45
5057 | APC | 0M-G7TXTC | TOP CONNECTION 400MM | Ea |  | 1 Year | 515 | 4.5% | 491.825
5058 | APC | 0M-GWTA450G | 3 MODULE SBC 480V 2CB 700A MONITOR | Ea |  | 1 Year | 21005 | 4.5% | 20059.775
5059 | APC | 0M-GWTA450G-CAT | CAT 3 MODULE SBC 480V 2CB 700A MONITOR | Ea |  | 1 Year | 18910 | 4.5% | 18059.05
5060 | APC | 0M-GWTA675G | 4 MODULE SBC 480V 2CB 1200A MONITOR | Ea |  | 1 Year | 2350 | 4.5% | 2244.25
5061 | APC | 0M-GWTA675G-CAT | MODULE 4 SBC 480V 2CB 1200A MONITOR CAT | Ea |  | 1 Year | 16990 | 4.5% | 16225.45
5062 | APC | 0M-GWTAA1 | MGE GALAXY PW EMPTY AUX CUBICLE 715MM | Ea |  | 1 Year | 2690 | 4.5% | 2568.95
5063 | APC | 0M-GWTAA2 | MGE GALAXY PW EMPTY AUX CUBICLE 1015MM | Ea |  | 1 Year | 18875 | 4.5% | 18025.625
5064 | APC | 0M-GWTAB | DISTRIBUTION CABINET BOTTOM ENTRY | Ea |  | 1 Year | 2250 | 4.5% | 2148.75
5065 | APC | 0M-GWTAB1 | MGE GALAXY PW EMPTY BATT CUBICLE 715 MM | Ea |  | 1 Year | 1435 | 4.5% | 1370.425
5066 | APC | 0M-GWTAB2 | 2 DISTRIBUTION CB 125-400A 208 VAC | Ea |  | 1 Year | 2050 | 4.5% | 1957.75
5067 | APC | 0M-GWTAB2-CAT | CAT 2 DISTRIBUTION CB 125-400A 208 VAC | Ea |  | 1 Year | 2460 | 4.5% | 2349.3
5068 | APC | 0M-GWTAB3 | 3 DISTRIBUTION CB 125-400A 208 VAC | Ea |  | 1 Year | 2735 | 4.5% | 2611.925
5069 | APC | 0M-GWTAB4 | 4 DISTRIBUTION CB 125-400A 208 VAC | Ea |  | 1 Year | 818 | 4.5% | 781.19
5070 | APC | 0M-GWTAB4-CAT | CAT 4 DISTRIBUTION CB 125-400A 208 VAC | Ea |  | 1 Year | 911 | 4.5% | 870.005
5071 | APC | 0M-GWTAB-CAT | CAT DISTRIBUTION CABINET BOTTOM ENTRY | Ea |  | 1 Year | 1290 | 4.5% | 1231.95
5072 | APC | 0M-GWTABT1 | 1 DISTRIBUTION CB 125-400A 208 VAC | Ea |  | 1 Year | 5340 | 4.5% | 5099.7
5073 | APC | 0M-GWTACBSASSY | SYNC BOX ASSY | Ea |  | 1 Year | 229 | 4.5% | 218.695
5074 | APC | 0M-GWTACBSENCL | ENCLOSURE SYNC PW-225 | Ea |  | 1 Year | 1020 | 4.5% | 974.1
5075 | APC | 0M-GWTACBSKIT | KIT PW SYNC CIRCUIT | Ea |  | 1 Year | 3795 | 4.5% | 3624.225
5076 | APC | 0M-GWTACBSKIT-CAT | CAT KIT PW SYNC CIRCUIT | Ea |  | 1 Year | 5445 | 4.5% | 5199.975
5077 | APC | 0M-GWTACBSUPS | CRITICAL BUS SYNCHRONIZATION MODULE | Ea |  | 1 Year | 8385 | 4.5% | 8007.675
5078 | APC | 0M-GWTAGR2KRKMON | 2 MOD REDUND SBC 480V 2CB 350A KIRK/MON | Ea |  | 1 Year | 2675 | 4.5% | 2554.625
5079 | APC | 0M-GWTAGR2LHL | MAINT BYP 2-MOD REMOTE LHL CB | Ea |  | 1 Year | 8980 | 4.5% | 8575.9
5080 | APC | 0M-GWTAGR2LHL-CAT | CAT MAINT BYP 2-MOD REMOTE LHL CB | Ea |  | 1 Year | 2510 | 4.5% | 2397.05
5081 | APC | 0M-GWTAGR2MHL | MAINT BYP 2-MOD REMOTE MHL CB | Ea |  | 1 Year | 1360 | 4.5% | 1298.8
5082 | APC | 0M-GWTAOPT001 | CTNL PNL ASSY SYS MBC | Ea |  | 1 Year | 1300 | 4.5% | 1241.5
5083 | APC | 0M-GWTAOPT002 | MCM PNL ASSY SYS MBC | Ea |  | 1 Year | 1995 | 4.5% | 1905.225
5084 | APC | 0M-GWTARASPMM-CAT | REMOTE ALARM STATUS PNL MM SURF MT CAT | Ea |  | 1 Year | 2350 | 4.5% | 2244.25
5085 | APC | 0M-GWTARASPSM-CAT | ALARM REMOTE STATUS PNL SM SURF MT CAT | Ea |  | 1 Year | 2310 | 4.5% | 2206.05
5086 | APC | 0M-GWTARBDE1000 | BATT DISC CB 1000A END | Ea |  | 1 Year | 2240 | 4.5% | 2139.2
5087 | APC | 0M-GWTARBDE1200 | BATT DISC CB 1200A END | Ea |  | 1 Year | 1640 | 4.5% | 1566.2
5088 | APC | 0M-GWTARBDE500 | BATT DISC CB 0500A END | Ea |  | 1 Year | 1665 | 4.5% | 1590.075
5089 | APC | 0M-GWTARBDE800 | BATT DISC CB 0800A END | Ea |  | 1 Year | 2790 | 4.5% | 2664.45
5090 | APC | 0M-GWTAREMALMMM | REMOTE ALARM STATUS PNL MM SURFACE MT | Ea |  | 1 Year | 2230 | 4.5% | 2129.65
5091 | APC | 0M-GWTAREMALMMM3 | RASP 3-MOD PW/G3K/G5K | Ea |  | 1 Year | 2455 | 4.5% | 2344.525
5092 | APC | 0M-GWTAREMALMMM4 | RASP 4-MOD PW/G3K/G5K | Ea |  | 1 Year | 2615 | 4.5% | 2497.325
5093 | APC | 0M-GWTAREMALMSM | REMOTE ALARM STATUS PNL SM SURFACE MT | Ea |  | 1 Year | 2565 | 4.5% | 2449.575
5094 | APC | 0M-GWTAREMSUM | REMOTE SUMMARY ALARM PANEL SURFACE MOUNT | Ea |  | 1 Year | 4665 | 4.5% | 4455.075
5095 | APC | 0M-GWTARSAP-CAT | ALARM REMOTE SUMMARY PNL SURF MOUNT CAT | Ea |  | 1 Year | 4090 | 4.5% | 3905.95
5096 | APC | 0M-GWTAT | TOP CABLE ENTRY CABINET | Ea |  | 1 Year | 1610 | 4.5% | 1537.55
5097 | APC | 0M-GWTAT2 | 2 DISTRIBUTION CB 125-400A 208 VAC | Ea |  | 1 Year | 2425 | 4.5% | 2315.875
5098 | APC | 0M-GWTAT2-CAT | 2 DISTRIBUTION CB 125-400A 208 VAC CAT | Ea |  | 1 Year | 2975 | 4.5% | 2841.125
5099 | APC | 0M-GWTAT3 | 3 DISTRIBUTION CB 125-400A 208 VAC | Ea |  | 1 Year | 3305 | 4.5% | 3156.275
5100 | APC | 0M-GWTAT4 | 4 DISTRIBUTION CB 125-400A 208 VAC | Ea |  | 1 Year | 21515 | 4.5% | 20546.825
5101 | APC | 0M-GWTAT4-CAT | CAT 4 DISTRIBUTION CB 125-400A 208 VAC | Ea |  | 1 Year | 19360 | 4.5% | 18488.8
5102 | APC | 0M-GWTAT-CAT | CAT TOP CABLE ENTRY CABINET | Ea |  | 1 Year | 1450 | 4.5% | 1384.75
5103 | APC | 0M-GWTATT | DISTRIBUTION CABINET TOP ENTRY W/XFMR | Ea |  | 1 Year | 23105 | 4.5% | 22065.275
5104 | APC | 0M-GWTATT-CAT | CAT DISTRIBUTION CAB TOP ENTRY W/XFMR | Ea |  | 1 Year | 17320 | 4.5% | 16540.6
5105 | APC | 0M-GWTB160B10 | 160KVA BATTERY CUBICLE 10MN 10YEARS | Ea |  | 1 Year | 30245 | 4.5% | 28883.975
5106 | APC | 0M-GWTB160B15 | 160KVA BATTERY CUBICLE 15MN 10YEARS | Ea |  | 1 Year | 46305 | 4.5% | 44221.275
5107 | APC | 0M-GWTB160B30 | 160KVA BATTERY CUBICLE 30MN 10YEARS | Ea |  | 1 Year | 33380 | 4.5% | 31877.9
5108 | APC | 0M-GWTB160B8 | 160KVA BATTERY CUBICLE 8MN 10YEARS | Ea |  | 1 Year | 30070 | 4.5% | 28716.85
5109 | APC | 0M-GWTB160C10 | 160KVA BATTERY CUBICLE 10MN 12YEARS | Ea |  | 1 Year | 39085 | 4.5% | 37326.175
5110 | APC | 0M-GWTB160C15 | 160KVA BATTERY CUBICLE 15MN 12YEARS | Ea |  | 1 Year | 64350 | 4.5% | 61454.25
5111 | APC | 0M-GWTB160C30 | 160KVA BATTERY CUBICLE 30MN 12YEARS | Ea |  | 1 Year | 26990 | 4.5% | 25775.45
5112 | APC | 0M-GWTB160C8 | 160KVA BATTERY CUBICLE 8MN 12YEARS | Ea |  | 1 Year | 30085 | 4.5% | 28731.175
5113 | APC | 0M-GWTB200B10 | 200KVA BATTERY CUBICLE 10MN 10YEARS | Ea |  | 1 Year | 42810 | 4.5% | 40883.55
5114 | APC | 0M-GWTB200B15 | 200KVA BATTERY CUBICLE 15MN 10YEARS | Ea |  | 1 Year | 60300 | 4.5% | 57586.5
5115 | APC | 0M-GWTB200B30 | 200KVA BATTERY CUBICLE 30MN 10YEARS | Ea |  | 1 Year | 24020 | 4.5% | 22939.1
5116 | APC | 0M-GWTB200B8 | 200KVA BATTERY CUBICLE 8MN 10YEARS | Ea |  | 1 Year | 34240 | 4.5% | 32699.2
5117 | APC | 0M-GWTB200C10 | 200KVA BATTERY CUBICLE 10MN 12YEARS | Ea |  | 1 Year | 48690 | 4.5% | 46498.95
5118 | APC | 0M-GWTB200C15 | 200KVA BATTERY CUBICLE 15MN 12YEARS | Ea |  | 1 Year | 80155 | 4.5% | 76548.025
5119 | APC | 0M-GWTB200C30 | 200KVA BATTERY CUBICLE 30MN 12YEARS | Ea |  | 1 Year | 33195 | 4.5% | 31701.225
5120 | APC | 0M-GWTB200C8 | 200KVA BATTERY CUBICLE 8MN 12YEARS | Ea |  | 1 Year | 19240 | 4.5% | 18374.2
5121 | APC | 0M-GWTB300BA | ADJACENT BATTERY CABINET TYPE 300 | Ea |  | 1 Year | 18475 | 4.5% | 17643.625
5122 | APC | 0M-GWTB300BA-CAT | CAT ADJACENT BATTERY CABINET TYPE 300 | Ea |  | 1 Year | 16960 | 4.5% | 16196.8
5123 | APC | 0M-GWTB300BR | REMOTE BATTERY CABINET TYPE 300 | Ea |  | 1 Year | 22455 | 4.5% | 21444.525
5124 | APC | 0M-GWTB300BR-CAT | CAT REMOTE BATTERY CABINET TYPE 300 | Ea |  | 1 Year | 20210 | 4.5% | 19300.55
5125 | APC | 0M-GWTB400BA | ADJACENT BATTERY CABINET TYPE 400 | Ea |  | 1 Year | 21660 | 4.5% | 20685.3
5126 | APC | 0M-GWTB400BA-CAT | CAT ADJACENT BATTERY CABINET TYPE 400 | Ea |  | 1 Year | 19885 | 4.5% | 18990.175
5127 | APC | 0M-GWTB400BR | REMOTE BATTERY CABINET TYPE 400 | Ea |  | 1 Year | 30005 | 4.5% | 28654.775
5128 | APC | 0M-GWTB400BR-CAT | CAT REMOTE BATTERY CABINET TYPE 400 | Ea |  | 1 Year | 27545 | 4.5% | 26305.475
5129 | APC | 0M-GWTB490BA | ADJACENT BATTERY CABINET TYPE 490 | Ea |  | 1 Year | 28755 | 4.5% | 27461.025
5130 | APC | 0M-GWTB490BA-CAT | CAT ADJACENT BATTERY CABINET TYPE 490 | Ea |  | 1 Year | 26400 | 4.5% | 25212
5131 | APC | 0M-GWTB490BR | REMOTE BATTERY CABINET TYPE 490 | Ea |  | 1 Year | 230 | 4.5% | 219.65
5132 | APC | 0M-GWTB490BR-CAT | CAT REMOTE BATTERY CABINET TYPE 490 | Ea |  | 1 Year | 150 | 4.5% | 143.25
5133 | APC | 0M-GWTBOPT001 | KIT ATIZ TEMP MONITOR-SHIP SEP | Ea |  | 1 Year | 1100 | 4.5% | 1050.5
5134 | APC | 0M-GWTBOPT001-CAT | CAT KIT ATIZ TEMP MONITOR-SHIP SEP | Ea |  | 1 Year | 2085 | 4.5% | 1991.175
5135 | APC | 0M-GWTD160B1 | BATT CB BOX 160KVA UP TO 10MN | Ea |  | 1 Year | 2420 | 4.5% | 2311.1
5136 | APC | 0M-GWTD160B1A | BATT CB BOX 160KVA WITH ELM UP TO 10MN | Ea |  | 1 Year | 2035 | 4.5% | 1943.425
5137 | APC | 0M-GWTD160B2 | BATT CB BOX 160KVA ABOVE 10MN | Ea |  | 1 Year | 3480 | 4.5% | 3323.4
5138 | APC | 0M-GWTD160B2A | BATT CB BOX 160KVA WITH ELM ABOVE 10MN | Ea |  | 1 Year | 796 | 4.5% | 760.18
5139 | APC | 0M-GWTD160K1 | BATT CB KIT 160KVA UP TO 10MN | Ea |  | 1 Year | 1735 | 4.5% | 1656.925
5140 | APC | 0M-GWTD160K2 | BATT CB KIT 160KVA ABOVE 10MN | Ea |  | 1 Year | 2035 | 4.5% | 1943.425
5141 | APC | 0M-GWTD200B1 | BATT CB BOX 200KVA UP TO 10MN | Ea |  | 1 Year | 3175 | 4.5% | 3032.125
5142 | APC | 0M-GWTD200B1A | BATT CB BOX 200KVA WITH ELM UP TO 10MN | Ea |  | 1 Year | 1495 | 4.5% | 1427.725
5143 | APC | 0M-GWTD200B2 | BATT CB BOX 200KVA ABOVE 10MN | Ea |  | 1 Year | 3705 | 4.5% | 3538.275
5144 | APC | 0M-GWTD200B2A | BATT CB BOX 200KVA WITH ELM ABOVE 10MN | Ea |  | 1 Year | 1735 | 4.5% | 1656.925
5145 | APC | 0M-GWTD200K1 | BATT CB KIT 200KVA UP TO 10MN | Ea |  | 1 Year | 2165 | 4.5% | 2067.575
5146 | APC | 0M-GWTD200K2 | BATT CB KIT 200KVA ABOVE 10MN | Ea |  | 1 Year | 2315 | 4.5% | 2210.825
5147 | APC | 0M-GWTD225B9 | REMOTE BATTERY DISCONNECT 700A END TAP | Ea |  | 1 Year | 8895 | 4.5% | 8494.725
5148 | APC | 0M-GWTD225B9-CAT | BATTERY REMOTE DISC 700A END TAP CAT | Ea |  | 1 Year | 423 | 4.5% | 403.965
5149 | APC | 0M-GWTF160HD | 50HZ CONTACTOR TYPE HARMONIC FILT 160KVA | Ea |  | 1 Year | 8090 | 4.5% | 7725.95
5150 | APC | 0M-GWTF160HN | 50HZ NO COMPENSATED HARMONIC FILT 160KVA | Ea |  | 1 Year | 8895 | 4.5% | 8494.725
5151 | APC | 0M-GWTF200HD | 50HZ CONTACTOR TYPE HARMONIC FILT 200KVA | Ea |  | 1 Year | 8090 | 4.5% | 7725.95
5152 | APC | 0M-GWTF200HN | 50HZ NO COMPENSATED HARMONIC FILT 200KVA | Ea |  | 1 Year | 1785 | 4.5% | 1704.675
5153 | APC | 0M-GWTGOPT001 | BACKFEED PROTECTION | Ea |  | 1 Year | 1785 | 4.5% | 1704.675
5154 | APC | 0M-GWTGOPT002 | BACKFEED PROTECTION MODULAR UPS ONLY | Ea |  | 1 Year | 276 | 4.5% | 263.58
5155 | APC | 0M-GWTGOPT003 | PCBA FOR HARMONIC FILTER WITH CONTACTOR | Ea |  | 1 Year | 11545 | 4.5% | 11025.475
5156 | APC | 0M-GWTGOPT004 | HC FILTER | Ea |  | 1 Year | 598 | 4.5% | 571.09
5157 | APC | 0M-GWTGOPT005 | EXTERNAL SYNCHRONIZATION BOARD | Ea |  | 1 Year | 656 | 4.5% | 626.48
5158 | APC | 0M-GWTGOPT025 | 8 LANGUAGE DISPLAY | Ea |  | 1 Year | 15460 | 4.5% | 14764.3
5159 | APC | 0M-GWTGOPT030 | SELF SUBASSEMBLY | Ea |  | 1 Year | 472 | 4.5% | 450.76
5160 | APC | 0M-GWTGOPT031 | KIT WITH ADJACENT AUX CAB | Ea |  | 1 Year | 1.8 | 4.5% | 1.719
5161 | APC | 0M-GWTGOPT031-CAT | CAT KIT WITH ADJACENT AUX CAB | Ea |  | 1 Year | 377 | 4.5% | 360.035
5162 | APC | 0M-GWTGOPT032 | KIT W/O ADJ AUX OR BATT CAB | Ea |  | 1 Year | 400 | 4.5% | 382
5163 | APC | 0M-GWTGOPT032-CAT | CAT KIT W/O ADJ AUX OR BATT CAB | Ea |  | 1 Year | 377 | 4.5% | 360.035
5164 | APC | 0M-GWTGOPT033 | KIT WITH ADJACENT BATT CAB | Ea |  | 1 Year | 3595 | 4.5% | 3433.225
5165 | APC | 0M-GWTGOPT033-CAT | CAT KIT WITH ADJACENT BATT CAB | Ea |  | 1 Year | 62 | 4.5% | 59.21
5166 | APC | 0M-GWTGOPT034 | 65 KAIC HIGH WITHSTAND CURRENT SYSTEM | Ea |  | 1 Year | 713 | 4.5% | 680.915
5167 | APC | 0M-GWTGOPT035 | OPTION REM PWR MON TELPAC GALAXY PW | Ea |  | 1 Year | 972 | 4.5% | 928.26
5168 | APC | 0M-GWTGOPT036 | FLYWHEEL INTEGRATED OPTION GALAXY PW 225 | Ea |  | 1 Year | 1945 | 4.5% | 1857.475
5169 | APC | 0M-GWTGOPTEX1-CAT | CABLE ASSY COMM UPOZ - CAT | Ea |  | 1 Year | 83 | 4.5% | 79.265
5170 | APC | 0M-GWTGOPTEX2-CAT | CABLE ASSY COMM MUSI - CAT | Ea |  | 1 Year | 7620 | 4.5% | 7277.1
5171 | APC | 0M-GWTH150H | 150KVA 400V EXTERNAL BYPASS (TNS) | Ea |  | 1 Year | 1905 | 4.5% | 1819.275
5172 | APC | 0M-GWTH150HN | 150KVA 400V EXT BYPASS & GROUNDED NEUT (TNC) | Ea |  | 1 Year | 5225 | 4.5% | 4989.875
5173 | APC | 0M-GWTH360H | 360KVA 400V EXTERNAL BYPASS (TNS) | Ea |  | 1 Year | 5305 | 4.5% | 5066.275
5174 | APC | 0M-GWTH360HN | 360KVA 400V EXT BYPASS & GROUNDED NEUT (TNC) | Ea |  | 1 Year | 8570 | 4.5% | 8184.35
5175 | APC | 0M-GWTH600H | 600KVA 400V EXTERNAL BYPASS (TNS) | Ea |  | 1 Year | 8595 | 4.5% | 8208.225
5176 | APC | 0M-GWTH600HN | 600KVA 400V EXT BYPASS & GROUNDED NEUT (TNC) | Ea |  | 1 Year | 8470 | 4.5% | 8088.85
5177 | APC | 0M-GWTHGA | ADJACENT 3CB KIRK KEY INTERLOCK NON KAIC | Ea |  | 1 Year | 9860 | 4.5% | 9416.3
5178 | APC | 0M-GWTHGA-CAT | CAT ADJ 3CB KIRK KEY INTERLOCK NON KAIC | Ea |  | 1 Year | 981 | 4.5% | 936.855
5179 | APC | 0M-GWTHGAK | ADJACENT 3CB KIRK KEY INTERLOCK 65 KAIC | Ea |  | 1 Year | 8180 | 4.5% | 7811.9
5180 | APC | 0M-GWTHGR | REMOTE 2/3CB KIRK KEY INTERLOCK NON KAIC | Ea |  | 1 Year | 9605 | 4.5% | 9172.775
5181 | APC | 0M-GWTHGRK | REMOTE 2/3CB KIRK KEY INTERLOCK 65 KAIC | Ea |  | 1 Year | 1775 | 4.5% | 1695.125
5182 | APC | 0M-GWTHOPT003 | KIT WITH Q4S CB MHL | Ea |  | 1 Year | 420 | 4.5% | 401.1
5183 | APC | 0M-GWTHOPT004 | KIT WITHOUT Q4S CB MHL | Ea |  | 1 Year | 1330 | 4.5% | 1270.15
5184 | APC | 0M-GWTHOPT005 | KIT WITH Q4S CB LHL | Ea |  | 1 Year | 283 | 4.5% | 270.265
5185 | APC | 0M-GWTHOPT005-CAT | CAT KIT WITH Q4S CB LHL | Ea |  | 1 Year | 38130 | 4.5% | 36414.15
5186 | APC | 0M-GWTHOPT006 | KIT WITHOUT Q4S CB LHL | Ea |  | 1 Year | 1155 | 4.5% | 1103.025
5187 | APC | 0M-GWTHOPT007 | KIT WITH Q4S CB MHL REM | Ea |  | 1 Year | 1145 | 4.5% | 1093.475
5188 | APC | 0M-GWTHOPT008 | KIT WITH Q4S CB LHL REM | Ea |  | 1 Year | 209 | 4.5% | 199.595
5189 | APC | 0M-GWTHOPT009 | KIT WITHOUT Q4S CB REM | Ea |  | 1 Year | 20475 | 4.5% | 19553.625
5190 | APC | 0M-GWTM160H | 160KVA 400V MODULAR | Ea |  | 1 Year | 20475 | 4.5% | 19553.625
5191 | APC | 0M-GWTM200H | 200KVA 400V MODULAR | Ea |  | 1 Year | 45230 | 4.5% | 43194.65
5192 | APC | 0M-GWTP150G | 150KVA 480V IN/OUT PARALLEL | Ea |  | 1 Year | 47420 | 4.5% | 45286.1
5193 | APC | 0M-GWTP150G-CAT | CAT 150KVA 480V IN/OUT PARALLEL | Ea |  | 1 Year | 40740 | 4.5% | 38906.7
5194 | APC | 0M-GWTP180G | 180KVA 480V IN/OUT PARALLEL | Ea |  | 1 Year | 53455 | 4.5% | 51049.525
5195 | APC | 0M-GWTP180G-CAT | CAT 180KVA 480V IN/OUT PARALLEL | Ea |  | 1 Year | 46890 | 4.5% | 44779.95
5196 | APC | 0M-GWTP200G | 200KVA 480V IN/OUT PARALLEL | Ea |  | 1 Year | 57645 | 4.5% | 55050.975
5197 | APC | 0M-GWTP225G | 225KVA 480V IN/OUT PARALLEL | Ea |  | 1 Year | 19330 | 4.5% | 18460.15
5198 | APC | 0M-GWTP225G-CAT | CAT 225KVA 480V IN/OUT PARALLEL | Ea |  | 1 Year | 20765 | 4.5% | 19830.575
5199 | APC | 0M-GWTQ160H | 160KVA 400V FREQ CONV | Ea |  | 1 Year | 19330 | 4.5% | 18460.15
5200 | APC | 0M-GWTQ200H | 200KVA 400V FREQ CONV | Ea |  | 1 Year | 20800 | 4.5% | 19864
5201 | APC | 0M-GWTR160H | 160KVA 400V REDUNDANT PARALLEL | Ea |  | 1 Year | 20800 | 4.5% | 19864
5202 | APC | 0M-GWTR200H | 200KVA 400V REDUNDANT PARALLEL | Ea |  | 1 Year | 10910 | 4.5% | 10419.05
5203 | APC | 0M-GWTT160H | 160KVA AC BYPASS TFO CUBICLE | Ea |  | 1 Year | 12170 | 4.5% | 11622.35
5204 | APC | 0M-GWTT200H | 200KVA AC BYPASS TFO CUBICLE | Ea |  | 1 Year | 32000 | 4.5% | 30560
5205 | APC | 0M-GWTT225AUFF01 | AUX CAB 225 208/208 AUTO/AUTO | Ea |  | 1 Year | 23175 | 4.5% | 22132.125
5206 | APC | 0M-GWTT225AUFF41 | AUX CAB 225 208/208 AUTO/AUTO | Ea |  | 1 Year | 15825 | 4.5% | 15112.875
5207 | APC | 0M-GWTT225AULL01 | AUX CAB 225 600/600 AUTO/AUTO | Ea |  | 1 Year | 17490 | 4.5% | 16702.95
5208 | APC | 0M-GWTT225AULL41 | AUX CAB 225 600/600 AUTO/AUTO | Ea |  | 1 Year | 15155 | 4.5% | 14473.025
5209 | APC | 0M-GWTT225INPAU | PW INPUT AUTO XFMR 208V | Ea |  | 1 Year | 9170 | 4.5% | 8757.35
5210 | APC | 0M-GWTT225INPAUL | AUX CAB 225KVA 600V INP AUTO | Ea |  | 1 Year | 13360 | 4.5% | 12758.8
5211 | APC | 0M-GWTT225INPAUTOP | AUX CAB 225 INP AUTOTOP ENTRY | Ea |  | 1 Year | 13170 | 4.5% | 12577.35
5212 | APC | 0M-GWTT225INPISO21 | AUX CAB 225 INP ISOL 800 | Ea |  | 1 Year | 16265 | 4.5% | 15533.075
5213 | APC | 0M-GWTT225INPISO22 | AUX CAB 225INP ISOL 800 | Ea |  | 1 Year | 14415 | 4.5% | 13766.325
5214 | APC | 0M-GWTT225INPISOTOP21 | AUX CAB 225INP ISO+TOP ENT 800 | Ea |  | 1 Year | 18235 | 4.5% | 17414.425
5215 | APC | 0M-GWTT225INPISOTOP22 | AUX CAB 225INPISOL+TOP ENTRY | Ea |  | 1 Year | 14645 | 4.5% | 13985.975
5216 | APC | 0M-GWTT225INPISOTOP23 | AUX CAB 225 INP ISO+TOP ENTRY | Ea |  | 1 Year | 19855 | 4.5% | 18961.525
5217 | APC | 0M-GWTT225ISOAULL01 | AUX CAB 225 600/600 ISOL/AUTO | Ea |  | 1 Year | 37300 | 4.5% | 35621.5
5218 | APC | 0M-GWTT225ISOFF01 | AUX CAB 225 208/208 ISOL/ISOL | Ea |  | 1 Year | 25845 | 4.5% | 24681.975
5219 | APC | 0M-GWTT225ISOFF41 | AUX CAB 225 208/208 ISOL/ISOL | Ea |  | 1 Year | 35690 | 4.5% | 34083.95
5220 | APC | 0M-GWTT225ISOGF01 | AUX CAB 225 480/208 ISOL/ISOL | Ea |  | 1 Year | 25095 | 4.5% | 23965.725
5221 | APC | 0M-GWTT225ISOGF41 | AUX CAB 225 480/208 ISOL/ISOL | Ea |  | 1 Year | 4100 | 4.5% | 3915.5
5222 | APC | 0M-GWTT225K40 | AUX CABINET PW225KVA KAIC | Ea |  | 1 Year | 5125 | 4.5% | 4894.375
5223 | APC | 0M-GWTT225K41 | AUX CABINET PW225KVA KAIC | Ea |  | 1 Year | 5500 | 4.5% | 5252.5
5224 | APC | 0M-GWTT225OPT001 | AUX CAB 225KVA SHUNT REACTOR | Ea |  | 1 Year | 17560 | 4.5% | 16769.8
5225 | APC | 0M-GWTT225OUTAU | AUX CAB 225 OUT AUTO 800 | Ea |  | 1 Year | 11580 | 4.5% | 11058.9
5226 | APC | 0M-GWTT225OUTAUL | AUX CAB 225KVA 600V OUT AUTO | Ea |  | 1 Year | 12955 | 4.5% | 12372.025
5227 | APC | 0M-GWTT225OUTAUTOP21 | AUX CAB 225 OUT AUTO+TOP 800 | Ea |  | 1 Year | 9890 | 4.5% | 9444.95
5228 | APC | 0M-GWTT225OUTAUTOP23 | AUX CAB 225 OUT AUTO+TOP ENTRY | Ea |  | 1 Year | 9845 | 4.5% | 9401.975
5229 | APC | 0M-GWTTAUTO1-CAT | CAT AUX CAB 225 208/208 AUTO/AUTO | Ea |  | 1 Year | 14245 | 4.5% | 13603.975
5230 | APC | 0M-GWTTAUTO3-CAT | CAT AUX CAB 225 600/600 AUTO/AUTO | Ea |  | 1 Year | 12090 | 4.5% | 11545.95
5231 | APC | 0M-GWTTF | INPUT ISOLATION TRANSFORMER 208V | Ea |  | 1 Year | 20680 | 4.5% | 19749.4
5232 | APC | 0M-GWTTINP01-CAT | CAT AUX CAB 225 INP ISOL 800 | Ea |  | 1 Year | 13645 | 4.5% | 13030.975
5233 | APC | 0M-GWTTINP03-CAT | CAT AUX CAB 225 INP AUTO 800 | Ea |  | 1 Year | 11835 | 4.5% | 11302.425
5234 | APC | 0M-GWTTINP05-CAT | CAT AUX CAB 225 INP ISOL 800 | Ea |  | 1 Year | 13280 | 4.5% | 12682.4
5235 | APC | 0M-GWTTINP06-CAT | CAT AUX CAB 225 INP ISOL+TOP ENTRY | Ea |  | 1 Year | 8255 | 4.5% | 7883.525
5236 | APC | 0M-GWTTINP08-CAT | CAT AUX CAB 225KVA 600V INP AUTO | Ea |  | 1 Year | 22515 | 4.5% | 21501.825
5237 | APC | 0M-GWTTISO1-CAT | CAT AUX CAB 225 480/208 ISOL/ISOL | Ea |  | 1 Year | 22890 | 4.5% | 21859.95
5238 | APC | 0M-GWTTISO3-CAT | CAT AUX CAB 225 208/208 ISOL/ISOL | Ea |  | 1 Year | 11240 | 4.5% | 10734.2
5239 | APC | 0M-GWTTISOAULL41 | AUX CAB 225 600/600 ISOL/AUTO | Ea |  | 1 Year | 19250 | 4.5% | 18383.75
5240 | APC | 0M-GWTTL | INPUT ISOLATION TRANSFORMER 600V | Ea |  | 1 Year | 41825 | 4.5% | 39942.875
5241 | APC | 0M-GWTTOUTP01-CAT | CAT AUX CAB 225 OUT AUTO 800 | Ea |  | 1 Year | 10630 | 4.5% | 10151.65
5242 | APC | 0M-GWTTOUTP04-CAT | CAT AUX CAB 225KVA 600V OUT AUTO | Ea |  | 1 Year | 38130 | 4.5% | 36414.15
5243 | APC | 0M-GWTU150F | 150KVA 208V IN/OUT UNITARY | Ea |  | 1 Year | 44930 | 4.5% | 42908.15
5244 | APC | 0M-GWTU150G | 150KVA 480V IN/OUT UNITARY | Ea |  | 1 Year | 41620 | 4.5% | 39747.1
5245 | APC | 0M-GWTU150G-CAT | CAT 150KVA 480V IN/OUT UNITARY | Ea |  | 1 Year | 40740 | 4.5% | 38906.7
5246 | APC | 0M-GWTU150GF | 150KVA 480V IN/208V OUT UNITARY | Ea |  | 1 Year | 40805 | 4.5% | 38968.775
5247 | APC | 0M-GWTU150L | 150KVA 600V IN/OUT UNITARY | Ea |  | 1 Year | 20415 | 4.5% | 19496.325
5248 | APC | 0M-GWTU160H | 160KVA 400V UNITARY | Ea |  | 1 Year | 44860 | 4.5% | 42841.3
5249 | APC | 0M-GWTU180F | 180KVA 208V IN/OUT UNITARY | Ea |  | 1 Year | 47100 | 4.5% | 44980.5
5250 | APC | 0M-GWTU180G | 180KVA 480V IN/OUT UNITARY | Ea |  | 1 Year | 45530 | 4.5% | 43481.15
5251 | APC | 0M-GWTU180G-CAT | CAT 180KVA 480V IN/OUT UNITARY | Ea |  | 1 Year | 46890 | 4.5% | 44779.95
5252 | APC | 0M-GWTU180GF | 180KVA 480V IN/208V OUT UNITARY | Ea |  | 1 Year | 44255 | 4.5% | 42263.525
5253 | APC | 0M-GWTU180L | 180KVA 600V IN/OUT UNITARY | Ea |  | 1 Year | 87025 | 4.5% | 83108.875
5254 | APC | 0M-GWTU200F | 200KVA 208V IN/OUT UNITARY | Ea |  | 1 Year | 53095 | 4.5% | 50705.725
5255 | APC | 0M-GWTU200G | 200KVA 480V IN/OUT UNITARY | Ea |  | 1 Year | 71935 | 4.5% | 68697.925
5256 | APC | 0M-GWTU200GF | 200KVA 480V IN/208V OUT UNITARY | Ea |  | 1 Year | 20415 | 4.5% | 19496.325
5257 | APC | 0M-GWTU200H | 200KVA 400V UNITARY | Ea |  | 1 Year | 45505 | 4.5% | 43457.275
5258 | APC | 0M-GWTU200L | 200KVA 600V IN/OUT UNITARY | Ea |  | 1 Year | 57460 | 4.5% | 54874.3
5259 | APC | 0M-GWTU225F | 225KVA 208V IN/OUT UNITARY | Ea |  | 1 Year | 57260 | 4.5% | 54683.3
5260 | APC | 0M-GWTU225G | 225KVA 480V IN/OUT UNITARY | Ea |  | 1 Year | 72250 | 4.5% | 68998.75
5261 | APC | 0M-GWTU225G-CAT | CAT 225KVA 480V IN/OUT UNITARY | Ea |  | 1 Year | 175 | 4.5% | 167.125
5262 | APC | 0M-GWTU225GF | 225KVA 480V IN/208V OUT UNITARY | Ea |  | 1 Year | 197 | 4.5% | 188.135
5263 | APC | 0M-GWTXSEISBRK | SEISMIC BRACKET KIT PW UPS ONLY | Ea |  | 1 Year | 54 | 4.5% | 51.57
5264 | APC | 0M-GWTXSEISBRK2 | SEISMIC BRACKET KIT PW AUX CABINETS | Ea |  | 1 Year | 3690 | 4.5% | 3523.95
5265 | APC | 0M-GWTXSEIS-CAT | SEISMIC BRACKET KIT UPS/BATT/AUX - CAT | Ea |  | 1 Year | 2590 | 4.5% | 2473.45
5266 | APC | 0M-PMM100F084 | 100KVA 120/208V 84 POLE | Ea |  | 1 Year | 6120 | 4.5% | 5844.6
5267 | APC | 0M-PMM100F126 | 100KVA 120/208V 126 POLE | Ea |  | 1 Year | 6125 | 4.5% | 5849.375
5268 | APC | 0M-PMM100F168 | 100KVA 120/208V 168 POLE | Ea |  | 1 Year | 7440 | 4.5% | 7105.2
5269 | APC | 0M-PMM100FF084 | 100 KVA 208V INPUT 208V OUTPUT 84 POLE | Ea |  | 1 Year | 5795 | 4.5% | 5534.225
5270 | APC | 0M-PMM100FF168 | 100 KVA 208V INPUT 208V OUTPUT 168 POLE | Ea |  | 1 Year | 6565 | 4.5% | 6269.575
5271 | APC | 0M-PMM100FF252 | 100 KVA 208V INPUT 208V OUTPUT 252 POLE | Ea |  | 1 Year | 7440 | 4.5% | 7105.2
5272 | APC | 0M-PMM100GF084 | 100 KVA 480V INPUT 208V OUTPUT 84 POLE | Ea |  | 1 Year | 5865 | 4.5% | 5601.075
5273 | APC | 0M-PMM100GF126 | 100 KVA 480V INPUT 208V OUTPUT 126 POLE | Ea |  | 1 Year | 5870 | 4.5% | 5605.85
5274 | APC | 0M-PMM100GF168 | 100 KVA 480V INPUT 208V OUTPUT 168 POLE | Ea |  | 1 Year | 6370 | 4.5% | 6083.35
5275 | APC | 0M-PMM100GF210 | 100 KVA 480V INPUT 208V OUTPUT 210 POLE | Ea |  | 1 Year | 6565 | 4.5% | 6269.575
5276 | APC | 0M-PMM100GF252 | 100 KVA 480V INPUT 208V OUTPUT 252 POLE | Ea |  | 1 Year | 11375 | 4.5% | 10863.125
5277 | APC | 0M-PMM125GF084 | 125 KVA 480V INPUT 208V OUTPUT 84 POLE | Ea |  | 1 Year | 5865 | 4.5% | 5601.075
5278 | APC | 0M-PMM125GF126 | 125 KVA 480V INPUT 208V OUTPUT 126 POLE | Ea |  | 1 Year | 5870 | 4.5% | 5605.85
5279 | APC | 0M-PMM125GF168 | 125 KVA 480V INPUT 208V OUTPUT 168 POLE | Ea |  | 1 Year | 6370 | 4.5% | 6083.35
5280 | APC | 0M-PMM125GF210 | 125 KVA 480V INPUT 208V OUTPUT 210 POLE | Ea |  | 1 Year | 6565 | 4.5% | 6269.575
5281 | APC | 0M-PMM125GF252 | 125 KVA 480V INPUT 208V OUTPUT 252 POLE | Ea |  | 1 Year | 7440 | 4.5% | 7105.2
5282 | APC | 0M-PMM125LF084 | 125 KVA 600V INPUT 208V OUTPUT 84 POLE | Ea |  | 1 Year | 5865 | 4.5% | 5601.075
5283 | APC | 0M-PMM125LF126 | 125 KVA 600V INPUT 208V OUTPUT 126 POLE | Ea |  | 1 Year | 5870 | 4.5% | 5605.85
5284 | APC | 0M-PMM125LF168 | 125 KVA 600V INPUT 208V OUTPUT 168 POLE | Ea |  | 1 Year | 6370 | 4.5% | 6083.35
5285 | APC | 0M-PMM125LF210 | 125 KVA 600V INPUT 208V OUTPUT 210 POLE | Ea |  | 1 Year | 6565 | 4.5% | 6269.575
5286 | APC | 0M-PMM125LF252 | 125 KVA 600V INPUT 208V OUTPUT 252 POLE | Ea |  | 1 Year | 7405 | 4.5% | 7071.775
5287 | APC | 0M-PMM125SS084 | 125KVA 380/380V 84 POLE | Ea |  | 1 Year | 11360 | 4.5% | 10848.8
5288 | APC | 0M-PMM150GF084 | 150 KVA 480V INPUT 208V OUTPUT 84 POLE | Ea |  | 1 Year | 9785 | 4.5% | 9344.675
5289 | APC | 0M-PMM150GF126 | 150 KVA 480V INPUT 208V OUTPUT 126 POLE | Ea |  | 1 Year | 5870 | 4.5% | 5605.85
5290 | APC | 0M-PMM150GF168 | 150 KVA 480V INPUT 208V OUTPUT 168 POLE | Ea |  | 1 Year | 6370 | 4.5% | 6083.35
5291 | APC | 0M-PMM150GF210 | 150 KVA 480V INPUT 208V OUTPUT 210 POLE | Ea |  | 1 Year | 6565 | 4.5% | 6269.575
5292 | APC | 0M-PMM150GF252 | 150 KVA 480V INPUT 208V OUTPUT 252 POLE | Ea |  | 1 Year | 7440 | 4.5% | 7105.2
5293 | APC | 0M-PMM150LF084 | 150 KVA 600V INPUT 208V OUTPUT 84 POLE | Ea |  | 1 Year | 5865 | 4.5% | 5601.075
5294 | APC | 0M-PMM150LF126 | 150 KVA 600V INPUT 208V OUTPUT 126 POLE | Ea |  | 1 Year | 5870 | 4.5% | 5605.85
5295 | APC | 0M-PMM150LF168 | 150 KVA 600V INPUT 208V OUTPUT 168 POLE | Ea |  | 1 Year | 6370 | 4.5% | 6083.35
5296 | APC | 0M-PMM150LF210 | 150 KVA 600V INPUT 208V OUTPUT 210 POLE | Ea |  | 1 Year | 6565 | 4.5% | 6269.575
5297 | APC | 0M-PMM150LF252 | 150 KVA 600V INPUT 208V OUTPUT 252 POLE | Ea |  | 1 Year | 7405 | 4.5% | 7071.775
5298 | APC | 0M-PMM150SS084 | 150KVA 380/380V 84 POLE | Ea |  | 1 Year | 5830 | 4.5% | 5567.65
5299 | APC | 0M-PMM150SS126 | 150KVA 380/380V 126 POLE | Ea |  | 1 Year | 5835 | 4.5% | 5572.425
5300 | APC | 0M-PMM150SS168 | 150KVA 380/380V 168 POLE | Ea |  | 1 Year | 6330 | 4.5% | 6045.15
5301 | APC | 0M-PMM150SS210 | 150KVA 380/380V 210 POLE | Ea |  | 1 Year | 6520 | 4.5% | 6226.6
5302 | APC | 0M-PMM150SS252 | 150KVA 380/380V 252 POLE | Ea |  | 1 Year | 7440 | 4.5% | 7105.2
5303 | APC | 0M-PMM200GF084 | 200 KVA 480V INPUT 208V OUTPUT 84 POLE | Ea |  | 1 Year | 5865 | 4.5% | 5601.075
5304 | APC | 0M-PMM200GF126 | 200 KVA 480V INPUT 208V OUTPUT 126 POLE | Ea |  | 1 Year | 5870 | 4.5% | 5605.85
5305 | APC | 0M-PMM200GF168 | 200 KVA 480V INPUT 208V OUTPUT 168 POLE | Ea |  | 1 Year | 6445 | 4.5% | 6154.975
5306 | APC | 0M-PMM200GF210 | 200 KVA 480V INPUT 208V OUTPUT 210 POLE | Ea |  | 1 Year | 6640 | 4.5% | 6341.2
5307 | APC | 0M-PMM200GF252 | 200 KVA 480V INPUT 208V OUTPUT 252 POLE | Ea |  | 1 Year | 11800 | 4.5% | 11269
5308 | APC | 0M-PMM225GF084 | 225 KVA 480V INPUT 208V OUTPUT 84 POLE | Ea |  | 1 Year | 5865 | 4.5% | 5601.075
5309 | APC | 0M-PMM225GF126 | 225 KVA 480V INPUT 208V OUTPUT 126 POLE | Ea |  | 1 Year | 5870 | 4.5% | 5605.85
5310 | APC | 0M-PMM225GF168 | 225 KVA 480V INPUT 208V OUTPUT 168 POLE | Ea |  | 1 Year | 6445 | 4.5% | 6154.975
5311 | APC | 0M-PMM225GF210 | 225 KVA 480V INPUT 208V OUTPUT 210 POLE | Ea |  | 1 Year | 6640 | 4.5% | 6341.2
5312 | APC | 0M-PMM225GF252 | 225 KVA 480V INPUT 208V OUTPUT 252 POLE | Ea |  | 1 Year | 7440 | 4.5% | 7105.2
5313 | APC | 0M-PMM225LF084 | 225KVA 600/208V 084 POLE | Ea |  | 1 Year | 5865 | 4.5% | 5601.075
5314 | APC | 0M-PMM225LF126 | 225 KVA 600V INPUT 208V OUTPUT 126 POLE | Ea |  | 1 Year | 5870 | 4.5% | 5605.85
5315 | APC | 0M-PMM225LF168 | 225 KVA 600V INPUT 208V OUTPUT 168 POLE | Ea |  | 1 Year | 6445 | 4.5% | 6154.975
5316 | APC | 0M-PMM225LF210 | 225 KVA 600V INPUT 208V OUTPUT 210 POLE | Ea |  | 1 Year | 6640 | 4.5% | 6341.2
5317 | APC | 0M-PMM225LF252 | 225 KVA 600V INPUT 208V OUTPUT 252 POLE | Ea |  | 1 Year | 7405 | 4.5% | 7071.775
5318 | APC | 0M-PMM225SS084 | 225KVA 380/380V 084 POLE | Ea |  | 1 Year | 5830 | 4.5% | 5567.65
5319 | APC | 0M-PMM225SS126 | 225KVA 380/380V 126 POLE | Ea |  | 1 Year | 5835 | 4.5% | 5572.425
5320 | APC | 0M-PMM225SS168 | 225KVA 380/380V 168 POLE | Ea |  | 1 Year | 6330 | 4.5% | 6045.15
5321 | APC | 0M-PMM225SS210 | 225KVA 380/380V 210 POLE | Ea |  | 1 Year | 6520 | 4.5% | 6226.6
5322 | APC | 0M-PMM225SS252 | 225KVA 380/380V 252 POLE | Ea |  | 1 Year | 13420 | 4.5% | 12816.1
5323 | APC | 0M-PMM300GF084 | 300 KVA 480V INPUT 208V OUTPUT 84 POLE | Ea |  | 1 Year | 5865 | 4.5% | 5601.075
5324 | APC | 0M-PMM300GF126 | 300KVA 480/208V 126 POLE | Ea |  | 1 Year | 5880 | 4.5% | 5615.4
5325 | APC | 0M-PMM300GF168 | 300 KVA 480V INPUT 208V OUTPUT 168 POLE | Ea |  | 1 Year | 6715 | 4.5% | 6412.825
5326 | APC | 0M-PMM300GF252 | 300 KVA 480V INPUT 208V OUTPUT 252 POLE | Ea |  | 1 Year | 5825 | 4.5% | 5562.875
5327 | APC | 0M-PMM30F084 | 30KVA 120/208V 84 POLE | Ea |  | 1 Year | 7440 | 4.5% | 7105.2
5328 | APC | 0M-PMM30FF084 | 30 KVA 208V INPUT 208V OUTPUT 84 POLE | Ea |  | 1 Year | 7440 | 4.5% | 7105.2
5329 | APC | 0M-PMM30GF084 | 30 KVA 480V INPUT 208V OUTPUT 84 POLE | Ea |  | 1 Year | 5755 | 4.5% | 5496.025
5330 | APC | 0M-PMM30GF126 | 30 KVA 480V INPUT 208V OUTPUT 126 POLE | Ea |  | 1 Year | 54 | 4.5% | 51.57
5331 | APC | 0M-PMM4VOLTS2 | PMM CONNECTION KIT FOR 208V 400KVA | Ea |  | 1 Year | 437 | 4.5% | 417.335
5332 | APC | 0M-PMM4VOLTS4 | PMM CONNECTION KIT FOR 400V 400KVA | Ea |  | 1 Year | 5825 | 4.5% | 5562.875
5333 | APC | 0M-PMM50F084 | 50KVA 120/208V 84 POLE | Ea |  | 1 Year | 6020 | 4.5% | 5749.1
5334 | APC | 0M-PMM50F126 | 50KVA 120/208V 126 POLE | Ea |  | 1 Year | 7440 | 4.5% | 7105.2
5335 | APC | 0M-PMM50FF084 | 50 KVA 208V INPUT 208V OUTPUT 84 POLE | Ea |  | 1 Year | 5755 | 4.5% | 5496.025
5336 | APC | 0M-PMM50FF126 | 50 KVA 208V INPUT 208V OUTPUT 126 POLE | Ea |  | 1 Year | 5760 | 4.5% | 5500.8
5337 | APC | 0M-PMM50FF168 | 50 KVA 208V INPUT 208V OUTPUT 168 POLE | Ea |  | 1 Year | 7440 | 4.5% | 7105.2
5338 | APC | 0M-PMM50GF084 | 50 KVA 480V INPUT 208V OUTPUT 84 POLE | Ea |  | 1 Year | 5755 | 4.5% | 5496.025
5339 | APC | 0M-PMM50GF126 | 50 KVA 480V INPUT 208V OUTPUT 126 POLE | Ea |  | 1 Year | 5760 | 4.5% | 5500.8
5340 | APC | 0M-PMM50GF168 | 50 KVA 480V INPUT 208V OUTPUT 168 POLE | Ea |  | 1 Year | 7440 | 4.5% | 7105.2
5341 | APC | 0M-PMM50LF084 | 50 KVA 600V INPUT 208V OUTPUT 84 POLE | Ea |  | 1 Year | 5755 | 4.5% | 5496.025
5342 | APC | 0M-PMM50LF126 | 50 KVA 600V INPUT 208V OUTPUT 126 POLE | Ea |  | 1 Year | 5760 | 4.5% | 5500.8
5343 | APC | 0M-PMM50LF168 | 50 KVA 600V INPUT 208V OUTPUT 168 POLE | Ea |  | 1 Year | 7405 | 4.5% | 7071.775
5344 | APC | 0M-PMM50SS084 | 50 KVA 380/380V 84 POLE | Ea |  | 1 Year | 54 | 4.5% | 51.57
5345 | APC | 0M-PMM5VOLTS2 | PMM CONNECTION KIT FOR 208V 500KVA | Ea |  | 1 Year | 433 | 4.5% | 413.515
5346 | APC | 0M-PMM5VOLTS4 | PMM CONNECTION KIT FOR 400V 500KVA | Ea |  | 1 Year | 5880 | 4.5% | 5615.4
5347 | APC | 0M-PMM75F084 | 75KVA 120/208V 84 POLE | Ea |  | 1 Year | 6080 | 4.5% | 5806.4
5348 | APC | 0M-PMM75F168 | 75KVA 120/208V 168 POLE | Ea |  | 1 Year | 7440 | 4.5% | 7105.2
5349 | APC | 0M-PMM75FF084 | 75 KVA 208V INPUT 208V OUTPUT 84 POLE | Ea |  | 1 Year | 5790 | 4.5% | 5529.45
5350 | APC | 0M-PMM75FF126 | 75 KVA 208V INPUT 208V OUTPUT 126 POLE | Ea |  | 1 Year | 5795 | 4.5% | 5534.225
5351 | APC | 0M-PMM75FF168 | 75 KVA 208V INPUT 208V OUTPUT 168 POLE | Ea |  | 1 Year | 10395 | 4.5% | 9927.225
5352 | APC | 0M-PMM75GF084 | 75 KVA 480V INPUT 208V OUTPUT 84 POLE | Ea |  | 1 Year | 5790 | 4.5% | 5529.45
5353 | APC | 0M-PMM75GF126 | 75 KVA 480V INPUT 208V OUTPUT 126 POLE | Ea |  | 1 Year | 5795 | 4.5% | 5534.225
5354 | APC | 0M-PMM75GF168 | 75 KVA 480V INPUT 208V OUTPUT 168 POLE | Ea |  | 1 Year | 6565 | 4.5% | 6269.575
5355 | APC | 0M-PMM75GF252 | 75 KVA 480V INPUT 208V OUTPUT 252 POLE | Ea |  | 1 Year | 7440 | 4.5% | 7105.2
5356 | APC | 0M-PMM75LF084 | 75 KVA 600V INPUT 208V OUTPUT 84 POLE | Ea |  | 1 Year | 5790 | 4.5% | 5529.45
5357 | APC | 0M-PMM75LF126 | 75 KVA 600V INPUT 208V OUTPUT 126 POLE | Ea |  | 1 Year | 5795 | 4.5% | 5534.225
5358 | APC | 0M-PMM75LF168 | 75 KVA 600V INPUT 208V OUTPUT 168 POLE | Ea |  | 1 Year | 7405 | 4.5% | 7071.775
5359 | APC | 0M-PMM75SS084 | 75KVA 380/380V 84 POLE | Ea |  | 1 Year | 5720 | 4.5% | 5462.6
5360 | APC | 0M-PMM75SS126 | 75KVA 380/380V 126 POLE | Ea |  | 1 Year | 5725 | 4.5% | 5467.375
5361 | APC | 0M-PMM75SS168 | 75KVA 380/380V 168 POLE | Ea |  | 1 Year | 1060 | 4.5% | 1012.3
5362 | APC | 0M-PMMCB252 | J-FRAME LSI 250 AMPS 80% 25KA 240V | Ea |  | 1 Year | 1445 | 4.5% | 1379.975
5363 | APC | 0M-PMMCB2521 | J-FRAME LSI 250 AMPS 100% 25KA 240V | Ea |  | 1 Year | 1115 | 4.5% | 1064.825
5364 | APC | 0M-PMMCB256 | J-FRAME LSI 250 AMPS 80% 65KA 240V | Ea |  | 1 Year | 1685 | 4.5% | 1609.175
5365 | APC | 0M-PMMCB2561 | J-FRAME LSI 250 AMPS 100% 65KA 240V | Ea |  | 1 Year | 1585 | 4.5% | 1513.675
5366 | APC | 0M-PMMCB402 | L-FRAME LSI 400 AMPS 80% 25KA 240V | Ea |  | 1 Year | 1605 | 4.5% | 1532.775
5367 | APC | 0M-PMMCB4021 | L-FRAME LSI 400 AMPS 100% 25KA 240V | Ea |  | 1 Year | 1605 | 4.5% | 1532.775
5368 | APC | 0M-PMMCB406 | L-FRAME LSI 400 AMPS 80% 65KA 240V | Ea |  | 1 Year | 1605 | 4.5% | 1532.775
5369 | APC | 0M-PMMCB4061 | L-FRAME LSI 400 AMPS 100% 65KA 240V | Ea |  | 1 Year | 1595 | 4.5% | 1523.225
5370 | APC | 0M-PMMCB602 | L-FRAME LSI 600 AMPS 80% 25KA 240V | Ea |  | 1 Year | 1595 | 4.5% | 1523.225
5371 | APC | 0M-PMMCB606 | L-FRAME LSI 600 AMPS 80% 65KA 240V | Ea |  | 1 Year | 6.1 | 4.5% | 5.8255
5372 | APC | 0M-PMMCBF15 | PDU PANEL 1.5 IN BLANK FILLER | Ea |  | 1 Year | 7.2 | 4.5% | 6.876
5373 | APC | 0M-PMMCBF45 | PDU PANEL 4.5 IN BLANK FILLER | Ea |  | 1 Year | 645 | 4.5% | 615.975
5374 | APC | 0M-PMMCONC | P-FRAME COMPRESSION LUGS | Ea |  | 1 Year | 674 | 4.5% | 643.67
5375 | APC | 0M-PMMCONM8 | P-FRAME MECHANICAL LUGS 800A | Ea |  | 1 Year | 410 | 4.5% | 391.55
5376 | APC | 0M-PMMEPO | PMM EPO BOTTON | Ea |  | 1 Year | 2585 | 4.5% | 2468.675
5377 | APC | 0M-PMMMIB-02 | P-FRAME 800A LSI 65KA CB ASY WH | Ea |  | 1 Year | 2535 | 4.5% | 2420.925
5378 | APC | 0M-PMMMISW-02 | P-FRAME 800A 65KA SW ASY WH | Ea |  | 1 Year | 9255 | 4.5% | 8838.525
5379 | APC | 0M-PMMMOB4-02 | R-FRAME LSI 400KVA 100KA AT 240V CB ASY WH | Ea |  | 1 Year | 9845 | 4.5% | 9401.975
5380 | APC | 0M-PMMMOB5-02 | R-FRAME LSI 500KVA 100KA@240V CB ASY WH | Ea |  | 1 Year | 3610 | 4.5% | 3447.55
5381 | APC | 0M-PMMMOBN4-02 | NO MAIN OUTPUT DEVICE 400 KVA WH | Ea |  | 1 Year | 4240 | 4.5% | 4049.2
5382 | APC | 0M-PMMMOBN5-02 | NO MAIN OUTPUT DEVICE 500 KVA WH | Ea |  | 1 Year | 2225 | 4.5% | 2124.875
5383 | APC | 0M-PMMMON4034-02 | EM3K OUT + EM4K 14CH 400KVA WH | Ea |  | 1 Year | 2565 | 4.5% | 2449.575
5384 | APC | 0M-PMMMON4054-02 | PM5K OUT + EM4K 14CH 400KVA WH | Ea |  | 1 Year | 3330 | 4.5% | 3180.15
5385 | APC | 0M-PMMMON4334-02 | EM3K IN + EM3KOUT + EM4K 14CH 400KVA WH | Ea |  | 1 Year | 3670 | 4.5% | 3504.85
5386 | APC | 0M-PMMMON4354-02 | EM3K IN + PM5K OUT + EM4K 14CH 400KVA WH | Ea |  | 1 Year | 3490 | 4.5% | 3332.95
5387 | APC | 0M-PMMMON4534-02 | PM5K IN + EM3K OUT + EM4K 14CH 400KVA WH | Ea |  | 1 Year | 3800 | 4.5% | 3629
5388 | APC | 0M-PMMMON4554-02 | PM5K IN + PM5K OUT + EM4K 14CH 400KVA WH | Ea |  | 1 Year | 2230 | 4.5% | 2129.65
5389 | APC | 0M-PMMMON5034-02 | EM3K OUT + EM4K 14CH 500KVA WH | Ea |  | 1 Year | 2455 | 4.5% | 2344.525
5390 | APC | 0M-PMMMON5054-02 | PM5K OUT + EM4K 14CH 500KVA WH | Ea |  | 1 Year | 3335 | 4.5% | 3184.925
5391 | APC | 0M-PMMMON5334-02 | EM3K IN + EM3KOUT + EM4K 14CH 500KVA WH | Ea |  | 1 Year | 3560 | 4.5% | 3399.8
5392 | APC | 0M-PMMMON5354-02 | EM3K IN + PM5K OUT + EM4K 14CH 500KVA WH | Ea |  | 1 Year | 3495 | 4.5% | 3337.725
5393 | APC | 0M-PMMMON5534-02 | PM5K IN + EM3K OUT + EM4K 14CH 500KVA WH | Ea |  | 1 Year | 3695 | 4.5% | 3528.725
5394 | APC | 0M-PMMMON5554-02 | PM5K IN + PM5K OUT + EM4K 14CH 500KVA WH | Ea |  | 1 Year | 302 | 4.5% | 288.41
5395 | APC | 0M-PMMMREST | PMM MANUAL RESTART | Ea |  | 1 Year | 100 | 4.5% | 95.5
5396 | APC | 0M-PMMNEPO | PMM NO EPO BOTTON | Ea |  | 1 Year | 1870 | 4.5% | 1785.85
5397 | APC | 0M-PMMOPT001 | SQD PNLB A W/Q2H 3CT SUBMAIN | Ea |  | 1 Year | 2790 | 4.5% | 2664.45
5398 | APC | 0M-PMMOPT002 | SQD PNLB A W/Q2H BCM | Ea |  | 1 Year | 3245 | 4.5% | 3098.975
5399 | APC | 0M-PMMOPT003 | SQD 4 OUTPUT CB PNLB A | Ea |  | 1 Year | 3740 | 4.5% | 3571.7
5400 | APC | 0M-PMMOPT004 | SQD 4 OUTPUT CB PNLB A 12CTS | Ea |  | 1 Year | 1860 | 4.5% | 1776.3
5401 | APC | 0M-PMMOPT005 | SQD PNLB B W/Q2H 3CT SUBMAIN | Ea |  | 1 Year | 2970 | 4.5% | 2836.35
5402 | APC | 0M-PMMOPT006 | SQD PNLB B W/Q2H BCM | Ea |  | 1 Year | 3285 | 4.5% | 3137.175
5403 | APC | 0M-PMMOPT007 | SQD 4 OUTPUT CB PNLB B | Ea |  | 1 Year | 3605 | 4.5% | 3442.775
5404 | APC | 0M-PMMOPT008 | SQD 4 OUTPUT CB PNLB B 12CT | Ea |  | 1 Year | 1860 | 4.5% | 1776.3
5405 | APC | 0M-PMMOPT009 | SQD PNLB C W/Q2H 3CT SUBMAIN | Ea |  | 1 Year | 2775 | 4.5% | 2650.125
5406 | APC | 0M-PMMOPT010 | SQD PNLB C W/Q2H BCM | Ea |  | 1 Year | 3245 | 4.5% | 3098.975
5407 | APC | 0M-PMMOPT011 | SQD 4 OUTPUT CB PNLB C | Ea |  | 1 Year | 1305 | 4.5% | 1246.275
5408 | APC | 0M-PMMOPT013 | METER PM810 OUT | Ea |  | 1 Year | 2360 | 4.5% | 2253.8
5409 | APC | 0M-PMMOPT014 | METER VERIS IN | Ea |  | 1 Year | 2425 | 4.5% | 2315.875
5410 | APC | 0M-PMMOPT015 | METER VERIS OUT | Ea |  | 1 Year | 3455 | 4.5% | 3299.525
5411 | APC | 0M-PMMOPT016 | METER VERIS IN/OUT | Ea |  | 1 Year | 188 | 4.5% | 179.54
5412 | APC | 0M-PMMOPT018 | MANUAL RESTART PMM | Ea |  | 1 Year | 671 | 4.5% | 640.805
5413 | APC | 0M-PMMOPT019 | ISOL GND KIT PMN084 | Ea |  | 1 Year | 926 | 4.5% | 884.33
5414 | APC | 0M-PMMOPT020 | ISOL GND KIT PMN168 | Ea |  | 1 Year | 975 | 4.5% | 931.125
5415 | APC | 0M-PMMOPT021 | TVSS 100KA W/FUSE | Ea |  | 1 Year | 930 | 4.5% | 888.15
5416 | APC | 0M-PMMOPT054 | SYS 84 TOP ENTRY 30-100KVA | Ea |  | 1 Year | 3485 | 4.5% | 3328.175
5417 | APC | 0M-PMMOPT055 | SYS 126 FRONT / TOP 30-100KVA | Ea |  | 1 Year | 10170 | 4.5% | 9712.35
5418 | APC | 0M-PMMOPT056 | XFMR CU DUAL ZZ 50KVA 480V 4PB | Ea |  | 1 Year | 3655 | 4.5% | 3490.525
5419 | APC | 0M-PMMOPT057 | XFMR COPPER K20 50KVA 208V | Ea |  | 1 Year | 843 | 4.5% | 805.065
5420 | APC | 0M-PMMOPT058 | PLUS KIT 84-252P ALL V 200A 30-125KVA | Ea |  | 1 Year | 373 | 4.5% | 356.215
5421 | APC | 0M-PMMOPT059 | PLUS KIT W/NTRL 84P 120V 200A 30-50KVA | Ea |  | 1 Year | 1870 | 4.5% | 1785.85
5422 | APC | 0M-PMMOPT060 | SQD PNLB D W/Q2H 3CT SUBMAIN | Ea |  | 1 Year | 2975 | 4.5% | 2841.125
5423 | APC | 0M-PMMOPT061 | SQD PNLB D W/Q2H BCM | Ea |  | 1 Year | 3240 | 4.5% | 3094.2
5424 | APC | 0M-PMMOPT062 | SQD 4 OUTPUT CB PNLB D | Ea |  | 1 Year | 3740 | 4.5% | 3571.7
5425 | APC | 0M-PMMOPT063 | SQD 4 OUTPUT CB PNLB D 12CT | Ea |  | 1 Year | 2805 | 4.5% | 2678.775
5426 | APC | 0M-PMMOPT064 | SYS 168 SIDE / BOT 30-100KVA | Ea |  | 1 Year | 4365 | 4.5% | 4168.575
5427 | APC | 0M-PMMOPT065 | SYS 168 FRONT/ TOP 30-100KVA | Ea |  | 1 Year | 3810 | 4.5% | 3638.55
5428 | APC | 0M-PMMOPT066 | SYS 168 SIDE / TOP 30-100KVA | Ea |  | 1 Year | 1865 | 4.5% | 1781.075
5429 | APC | 0M-PMMOPT067 | SQD PNLB E W/Q2H 3CT SUBMAIN | Ea |  | 1 Year | 2985 | 4.5% | 2850.675
5430 | APC | 0M-PMMOPT068 | SQD PNLB E W/Q2H BCM 30 | Ea |  | 1 Year | 3245 | 4.5% | 3098.975
5431 | APC | 0M-PMMOPT069 | SQD 4 OUTPUT CB PNLB E | Ea |  | 1 Year | 3750 | 4.5% | 3581.25
5432 | APC | 0M-PMMOPT070 | SQD 4 OUTPUT CB PNLB E 12CT | Ea |  | 1 Year | 1870 | 4.5% | 1785.85
5433 | APC | 0M-PMMOPT071 | SQD PNLB F W/Q2H 3CT SUBMAIN | Ea |  | 1 Year | 2975 | 4.5% | 2841.125
5434 | APC | 0M-PMMOPT072 | SQD PNLB F W/Q2H BCM | Ea |  | 1 Year | 3240 | 4.5% | 3094.2
5435 | APC | 0M-PMMOPT073 | SQD 4 OUTPUT CB PNLB F | Ea |  | 1 Year | 3740 | 4.5% | 3571.7
5436 | APC | 0M-PMMOPT074 | SQD 4 OUTPUT CB PNLB F 12CT | Ea |  | 1 Year | 1280 | 4.5% | 1222.4
5437 | APC | 0M-PMMOPT075 | ISOL GND KIT PMN252 | Ea |  | 1 Year | 14195 | 4.5% | 13556.225
5438 | APC | 0M-PMMOPT076 | XFMR CU DUAL ZZ 100KVA 480 6PB | Ea |  | 1 Year | 11030 | 4.5% | 10533.65
5439 | APC | 0M-PMMOPT077 | XFMR COPPER K20 125KVA 480V | Ea |  | 1 Year | 996 | 4.5% | 951.18
5440 | APC | 0M-PMMOPT078 | PLUS KIT 84-252P 12/20/60V 400A 75/225K | Ea |  | 1 Year | 432 | 4.5% | 412.56
5441 | APC | 0M-PMMOPT079 | PLUS KIT W/NTRL 84P 120V 400A 75-100KVA | Ea |  | 1 Year | 854 | 4.5% | 815.57
5442 | APC | 0M-PMMOPT080 | PL KIT W/N 252P 48/60V 200A 100-150/225K | Ea |  | 1 Year | 1405 | 4.5% | 1341.775
5443 | APC | 0M-PMMOPT081 | SYS 84 TOP ENTRY 125-300KVA | Ea |  | 1 Year | 4125 | 4.5% | 3939.375
5444 | APC | 0M-PMMOPT082 | SYS 126 FRONT / TOP 125-300KVA | Ea |  | 1 Year | 4545 | 4.5% | 4340.475
5445 | APC | 0M-PMMOPT083 | SYS 168 SIDE / BOT 125-300KVA | Ea |  | 1 Year | 5125 | 4.5% | 4894.375
5446 | APC | 0M-PMMOPT084 | SYS 168 FRONT/ TOP 125-300KVA | Ea |  | 1 Year | 4590 | 4.5% | 4383.45
5447 | APC | 0M-PMMOPT085 | SYS 168 SIDE / TOP 125-300KVA | Ea |  | 1 Year | 7125 | 4.5% | 6804.375
5448 | APC | 0M-PMMOPT086 | SYS 210 FRONT / TOP 125-300KVA | Ea |  | 1 Year | 7415 | 4.5% | 7081.325
5449 | APC | 0M-PMMOPT087 | SYS 252 SIDE / BOT 125-300KVA | Ea |  | 1 Year | 8050 | 4.5% | 7687.75
5450 | APC | 0M-PMMOPT088 | SYS 252 FRONT / TOP 125-300KVA | Ea |  | 1 Year | 7460 | 4.5% | 7124.3
5451 | APC | 0M-PMMOPT089 | SYS 252 SIDE / TOP 125-300KVA | Ea |  | 1 Year | 14825 | 4.5% | 14157.875
5452 | APC | 0M-PMMOPT090 | XFMR CU DUAL ZZ 480V 6PB 150KVA+I90 | Ea |  | 1 Year | 926 | 4.5% | 884.33
5453 | APC | 0M-PMMOPT091 | PLUS KIT 84-252P 480/600V 200A 125-150K | Ea |  | 1 Year | 20365 | 4.5% | 19448.575
5454 | APC | 0M-PMMOPT092 | XFMR CU DUAL ZZ 225KVA 480 6PB | Ea |  | 1 Year | 1065 | 4.5% | 1017.075
5455 | APC | 0M-PMMOPT093 | PLUS KIT 84-252P 480V 400A 200-300 KVA | Ea |  | 1 Year | 1095 | 4.5% | 1045.725
5456 | APC | 0M-PMMOPT094 | PLUS KIT W/NTRL 252P 480V 400A 200-300K | Ea |  | 1 Year | 1940 | 4.5% | 1852.7
5457 | APC | 0M-PMMOPT095 | SQD PNLB A W/Q2H | Ea |  | 1 Year | 3105 | 4.5% | 2965.275
5458 | APC | 0M-PMMOPT096 | SQD PNLB A W/Q2H BCM 3CT SUBM | Ea |  | 1 Year | 1140 | 4.5% | 1088.7
5459 | APC | 0M-PMMOPT097 | SQD PNLB A W/SQL | Ea |  | 1 Year | 1740 | 4.5% | 1661.7
5460 | APC | 0M-PMMOPT098 | SQD PNLB B W/Q2H | Ea |  | 1 Year | 3090 | 4.5% | 2950.95
5461 | APC | 0M-PMMOPT099 | SQD PNLB B W/Q2H BCM 3CT SUBM | Ea |  | 1 Year | 3395 | 4.5% | 3242.225
5462 | APC | 0M-PMMOPT100 | SQD 4 OUT CB PNLB B ZIGZAG | Ea |  | 1 Year | 3890 | 4.5% | 3714.95
5463 | APC | 0M-PMMOPT101 | SQD 4 OUT CB B 12CT ZIGZAG | Ea |  | 1 Year | 1325 | 4.5% | 1265.375
5464 | APC | 0M-PMMOPT102 | SQD PNLB B W/SQL | Ea |  | 1 Year | 1545 | 4.5% | 1475.475
5465 | APC | 0M-PMMOPT103 | SQD PNLB C W/Q2H | Ea |  | 1 Year | 2900 | 4.5% | 2769.5
5466 | APC | 0M-PMMOPT104 | SQD PNLB C W/Q2H BCM 3CT SUBM | Ea |  | 1 Year | 1320 | 4.5% | 1260.6
5467 | APC | 0M-PMMOPT105 | SQD PNLB C W/SQL | Ea |  | 1 Year | 1730 | 4.5% | 1652.15
5468 | APC | 0M-PMMOPT106 | SQD PNLB C W/Q2H 15" | Ea |  | 1 Year | 1855 | 4.5% | 1771.525
5469 | APC | 0M-PMMOPT107 | SQD PNLB C W/Q2H 3CT SUBMN 15 | Ea |  | 1 Year | 2960 | 4.5% | 2826.8
5470 | APC | 0M-PMMOPT108 | SQD PNLB C W/Q2H BCM 15" | Ea |  | 1 Year | 3085 | 4.5% | 2946.175
5471 | APC | 0M-PMMOPT109 | SQD PNLB C W/Q2H BCM 3CT S 15" | Ea |  | 1 Year | 3375 | 4.5% | 3223.125
5472 | APC | 0M-PMMOPT110 | SQD 4 OUTPUT CB PNLB C 15" | Ea |  | 1 Year | 3880 | 4.5% | 3705.4
5473 | APC | 0M-PMMOPT111 | SQD 4 OUT CB PNLB C 12CT 15" | Ea |  | 1 Year | 1315 | 4.5% | 1255.825
5474 | APC | 0M-PMMOPT112 | SQD PNLB C W/SQL 15" | Ea |  | 1 Year | 3310 | 4.5% | 3161.05
5475 | APC | 0M-PMMOPT113 | SQD 4 OUT CB PNLB C 15"AL | Ea |  | 1 Year | 3815 | 4.5% | 3643.325
5476 | APC | 0M-PMMOPT114 | SQD 4 OUT CB PN C 12CT 15"AL | Ea |  | 1 Year | 1740 | 4.5% | 1661.7
5477 | APC | 0M-PMMOPT115 | SQD PNLB D W/Q2H | Ea |  | 1 Year | 3100 | 4.5% | 2960.5
5478 | APC | 0M-PMMOPT116 | SQD PNLB D W/Q2H BCM 3CT SUBM | Ea |  | 1 Year | 1325 | 4.5% | 1265.375
5479 | APC | 0M-PMMOPT117 | SQD PNLB D W/SQL | Ea |  | 1 Year | 1740 | 4.5% | 1661.7
5480 | APC | 0M-PMMOPT118 | SQD PNLB E W/Q2H | Ea |  | 1 Year | 3110 | 4.5% | 2970.05
5481 | APC | 0M-PMMOPT119 | SQD PNLB E W/Q2H BCM 3CT SUB30 | Ea |  | 1 Year | 1325 | 4.5% | 1265.375
5482 | APC | 0M-PMMOPT120 | SQD PNLB E W/SQL | Ea |  | 1 Year | 1735 | 4.5% | 1656.925
5483 | APC | 0M-PMMOPT121 | SQD PNLB E W/Q2H 15" | Ea |  | 1 Year | 1860 | 4.5% | 1776.3
5484 | APC | 0M-PMMOPT122 | SQD PNLB E W/Q2H 3CT SUBMN 15" | Ea |  | 1 Year | 2985 | 4.5% | 2850.675
5485 | APC | 0M-PMMOPT123 | SQD PNLB E W/Q2H BCM 15" | Ea |  | 1 Year | 3090 | 4.5% | 2950.95
5486 | APC | 0M-PMMOPT124 | SQD PNLB E W/Q2H BCM 3CT S 15" | Ea |  | 1 Year | 3375 | 4.5% | 3223.125
5487 | APC | 0M-PMMOPT125 | SQD 4 OUTPUT CB PNLB E 15" | Ea |  | 1 Year | 3880 | 4.5% | 3705.4
5488 | APC | 0M-PMMOPT126 | SQD 4 OUT CB PNLB E 12CT 15" | Ea |  | 1 Year | 1315 | 4.5% | 1255.825
5489 | APC | 0M-PMMOPT127 | SQD PNLB E W/SQL 15" | Ea |  | 1 Year | 3310 | 4.5% | 3161.05
5490 | APC | 0M-PMMOPT128 | SQD 4 OUT CB PNLB E 15"AL | Ea |  | 1 Year | 3815 | 4.5% | 3643.325
5491 | APC | 0M-PMMOPT129 | SQD 4 OUT CB PN E 12CT 15"AL | Ea |  | 1 Year | 1555 | 4.5% | 1485.025
5492 | APC | 0M-PMMOPT130 | SQD PNLB F W/Q2H | Ea |  | 1 Year | 3100 | 4.5% | 2960.5
5493 | APC | 0M-PMMOPT131 | SQD PNLB F W/Q2H BCM 3CT SUBM | Ea |  | 1 Year | 1330 | 4.5% | 1270.15
5494 | APC | 0M-PMMOPT132 | SQD PNLB F W/SQL | Ea |  | 1 Year | 8190 | 4.5% | 7821.45
5495 | APC | 0M-PMMOPT134 | METER CM4000 | Ea |  | 1 Year | 2170 | 4.5% | 2072.35
5496 | APC | 0M-PMMOPT135 | METER EI 208V BAS OUT | Ea |  | 1 Year | 2615 | 4.5% | 2497.325
5497 | APC | 0M-PMMOPT136 | METER EI 208V ADV OUT | Ea |  | 1 Year | 2615 | 4.5% | 2497.325
5498 | APC | 0M-PMMOPT137 | METER EI 380V BAS OUT | Ea |  | 1 Year | 3485 | 4.5% | 3328.175
5499 | APC | 0M-PMMOPT138 | METER VERIS OUT/OUT | Ea |  | 1 Year | 9780 | 4.5% | 9339.9
5500 | APC | 0M-PMMOPT139 | METR CM4000 W/ETHRNTCARD 30KVA | Ea |  | 1 Year | 2510 | 4.5% | 2397.05
5501 | APC | 0M-PMMOPT140 | METER VERIS OUT 30KVA | Ea |  | 1 Year | 3520 | 4.5% | 3361.6
5502 | APC | 0M-PMMOPT141 | METER VERIS IN/OUT 30KVA | Ea |  | 1 Year | 8300 | 4.5% | 7926.5
5503 | APC | 0M-PMMOPT142 | METER CM4000 30KVA | Ea |  | 1 Year | 2250 | 4.5% | 2148.75
5504 | APC | 0M-PMMOPT143 | METER EI 208V BAS OUT 30KVA | Ea |  | 1 Year | 2695 | 4.5% | 2573.725
5505 | APC | 0M-PMMOPT144 | METER EI 208V ADV OUT 30KVA | Ea |  | 1 Year | 3645 | 4.5% | 3480.975
5506 | APC | 0M-PMMOPT145 | METER VERIS OUT/OUT 30KVA | Ea |  | 1 Year | 9765 | 4.5% | 9325.575
5507 | APC | 0M-PMMOPT146 | METR CM4000 W/ETHRNTCARD 50KVA | Ea |  | 1 Year | 2495 | 4.5% | 2382.725
5508 | APC | 0M-PMMOPT147 | METER VERIS OUT 50KVA | Ea |  | 1 Year | 3495 | 4.5% | 3337.725
5509 | APC | 0M-PMMOPT148 | METER VERIS IN/OUT 50KVA | Ea |  | 1 Year | 8280 | 4.5% | 7907.4
5510 | APC | 0M-PMMOPT149 | METER CM4000 50KVA | Ea |  | 1 Year | 2235 | 4.5% | 2134.425
5511 | APC | 0M-PMMOPT150 | METER EI 208V BAS OUT 50KVA | Ea |  | 1 Year | 2680 | 4.5% | 2559.4
5512 | APC | 0M-PMMOPT151 | METER EI 208V ADV OUT 50KVA | Ea |  | 1 Year | 3620 | 4.5% | 3457.1
5513 | APC | 0M-PMMOPT152 | METER VERIS OUT/OUT 50KVA | Ea |  | 1 Year | 9685 | 4.5% | 9249.175
5514 | APC | 0M-PMMOPT153 | METR CM4000 W/ETHRNTCARD 75KVA | Ea |  | 1 Year | 2820 | 4.5% | 2693.1
5515 | APC | 0M-PMMOPT154 | METER VERIS OUT 75KVA | Ea |  | 1 Year | 3375 | 4.5% | 3223.125
5516 | APC | 0M-PMMOPT155 | METER VERIS IN/OUT 75KVA | Ea |  | 1 Year | 8560 | 4.5% | 8174.8
5517 | APC | 0M-PMMOPT156 | METER CM4000 75 KVA | Ea |  | 1 Year | 2180 | 4.5% | 2081.9
5518 | APC | 0M-PMMOPT157 | METER EI 208V BAS OUT 75KVA | Ea |  | 1 Year | 2620 | 4.5% | 2502.1
5519 | APC | 0M-PMMOPT158 | METER EI 208V ADV OUT 75KVA | Ea |  | 1 Year | 2620 | 4.5% | 2502.1
5520 | APC | 0M-PMMOPT159 | METER EI 380V BAS OUT 75KVA | Ea |  | 1 Year | 3500 | 4.5% | 3342.5
5521 | APC | 0M-PMMOPT160 | METER VERIS OUT/OUT 75KVA | Ea |  | 1 Year | 9765 | 4.5% | 9325.575
5522 | APC | 0M-PMMOPT161 | METR CM4K W/ETHRNTCARD 100/125 | Ea |  | 1 Year | 2500 | 4.5% | 2387.5
5523 | APC | 0M-PMMOPT162 | METER VERIS OUT 100/125KVA | Ea |  | 1 Year | 3500 | 4.5% | 3342.5
5524 | APC | 0M-PMMOPT163 | METER VERIS IN/OUT 100/125 KVA | Ea |  | 1 Year | 8285 | 4.5% | 7912.175
5525 | APC | 0M-PMMOPT164 | METER CM4000 100/125 KVA | Ea |  | 1 Year | 2625 | 4.5% | 2506.875
5526 | APC | 0M-PMMOPT165 | METR EI 208V BASOUT 100/125KVA | Ea |  | 1 Year | 2685 | 4.5% | 2564.175
5527 | APC | 0M-PMMOPT166 | METR EI 208V ADVOUT 100/125KVA | Ea |  | 1 Year | 2685 | 4.5% | 2564.175
5528 | APC | 0M-PMMOPT167 | METR EI 380V BASOUT 100/125KVA | Ea |  | 1 Year | 3625 | 4.5% | 3461.875
5529 | APC | 0M-PMMOPT168 | METER VERIS OUT/OUT 100/125KVA | Ea |  | 1 Year | 9685 | 4.5% | 9249.175
5530 | APC | 0M-PMMOPT169 | METER CMK W/ETHRNT CARD 150KVA | Ea |  | 1 Year | 2435 | 4.5% | 2325.425
5531 | APC | 0M-PMMOPT170 | METER VERIS OUT 150KVA | Ea |  | 1 Year | 3375 | 4.5% | 3223.125
5532 | APC | 0M-PMMOPT171 | METER VERIS IN/OUT 150KVA | Ea |  | 1 Year | 8200 | 4.5% | 7831
5533 | APC | 0M-PMMOPT172 | METER CM4000 150 KVA | Ea |  | 1 Year | 2180 | 4.5% | 2081.9
5534 | APC | 0M-PMMOPT173 | METER EI 208V BAS OUT 150KVA | Ea |  | 1 Year | 2620 | 4.5% | 2502.1
5535 | APC | 0M-PMMOPT174 | METER EI 208V ADV OUT 150KVA | Ea |  | 1 Year | 2620 | 4.5% | 2502.1
5536 | APC | 0M-PMMOPT175 | METER EI 380V BAS OUT 150KVA | Ea |  | 1 Year | 3500 | 4.5% | 3342.5
5537 | APC | 0M-PMMOPT176 | METER VERIS OUT/OUT 150KVA | Ea |  | 1 Year | 1770 | 4.5% | 1690.35
5538 | APC | 0M-PMMOPT177 | METER PM8 OUT 30KVA | Ea |  | 1 Year | 1755 | 4.5% | 1676.025
5539 | APC | 0M-PMMOPT178 | METER PM8 OUT 50KVA | Ea |  | 1 Year | 1695 | 4.5% | 1618.725
5540 | APC | 0M-PMMOPT179 | METER PM8 OUT 75KVA | Ea |  | 1 Year | 1760 | 4.5% | 1680.8
5541 | APC | 0M-PMMOPT180 | METER PM8 OUT 100/125KVA | Ea |  | 1 Year | 1695 | 4.5% | 1618.725
5542 | APC | 0M-PMMOPT181 | METER PM8 OUT 150KVA | Ea |  | 1 Year | 68 | 4.5% | 64.94
5543 | APC | 0M-PMMOPT182 | DOOR WITH NO LOCK | Ea |  | 1 Year | 72 | 4.5% | 68.76
5544 | APC | 0M-PMMOPT183 | DOOR WITH LOCK | Ea |  | 1 Year | 560 | 4.5% | 534.8
5545 | APC | 0M-PMMOPT227 | SQD INPUT CB FAL 50A KIT | Ea |  | 1 Year | 603 | 4.5% | 575.865
5546 | APC | 0M-PMMOPT228 | SQD INPUT CB FCL 50A KIT | Ea |  | 1 Year | 560 | 4.5% | 534.8
5547 | APC | 0M-PMMOPT229 | SQD INPUT CB FAL 60A KIT | Ea |  | 1 Year | 623 | 4.5% | 594.965
5548 | APC | 0M-PMMOPT230 | SQD INPUT CB FAL 80A KIT | Ea |  | 1 Year | 623 | 4.5% | 594.965
5549 | APC | 0M-PMMOPT231 | SQD INPUT CB FCL 80A KIT | Ea |  | 1 Year | 606 | 4.5% | 578.73
5550 | APC | 0M-PMMOPT232 | SQD INPUT CB FAL 90A KIT | Ea |  | 1 Year | 658 | 4.5% | 628.39
5551 | APC | 0M-PMMOPT233 | SQD INPUT CB KAL 110A KIT | Ea |  | 1 Year | 792 | 4.5% | 756.36
5552 | APC | 0M-PMMOPT234 | SQD INPUT CB KCL 110A KIT | Ea |  | 1 Year | 915 | 4.5% | 873.825
5553 | APC | 0M-PMMOPT235 | SQD INPUT CB KAL 125A KIT | Ea |  | 1 Year | 1145 | 4.5% | 1093.475
5554 | APC | 0M-PMMOPT236 | SQD INPUT CB KCL 125A KIT | Ea |  | 1 Year | 658 | 4.5% | 628.39
5555 | APC | 0M-PMMOPT237 | SQD INPUT CB KAL 150A KIT | Ea |  | 1 Year | 1050 | 4.5% | 1002.75
5556 | APC | 0M-PMMOPT238 | SQD INPUT CB KCL 150A KIT | Ea |  | 1 Year | 658 | 4.5% | 628.39
5557 | APC | 0M-PMMOPT239 | SQD INPUT CB KAL 175A KIT | Ea |  | 1 Year | 1050 | 4.5% | 1002.75
5558 | APC | 0M-PMMOPT240 | SQD INPUT CB KCL 175A KIT | Ea |  | 1 Year | 862 | 4.5% | 823.21
5559 | APC | 0M-PMMOPT241 | SQD INPUT CB KAL 200A KIT | Ea |  | 1 Year | 1055 | 4.5% | 1007.525
5560 | APC | 0M-PMMOPT242 | SQD INPUT CB KCL 200A KIT | Ea |  | 1 Year | 885 | 4.5% | 845.175
5561 | APC | 0M-PMMOPT243 | SQD INPUT CB KAL 225A KIT | Ea |  | 1 Year | 1045 | 4.5% | 997.975
5562 | APC | 0M-PMMOPT244 | SQD INPUT CB KCL 225A KIT | Ea |  | 1 Year | 878 | 4.5% | 838.49
5563 | APC | 0M-PMMOPT245 | SQD INPUT CB LAL 300A KIT | Ea |  | 1 Year | 1120 | 4.5% | 1069.6
5564 | APC | 0M-PMMOPT246 | SQD INPUT CB MHL 300A KIT | Ea |  | 1 Year | 751 | 4.5% | 717.205
5565 | APC | 0M-PMMOPT247 | SQD INPUT CB LAL 350A KIT | Ea |  | 1 Year | 1095 | 4.5% | 1045.725
5566 | APC | 0M-PMMOPT248 | SQD INPUT CB MHL 350A KIT | Ea |  | 1 Year | 878 | 4.5% | 838.49
5567 | APC | 0M-PMMOPT249 | SQD INPUT CB LAL 400A KIT | Ea |  | 1 Year | 1490 | 4.5% | 1422.95
5568 | APC | 0M-PMMOPT250 | SQD INPUT CB MHL 400A KIT | Ea |  | 1 Year | 1235 | 4.5% | 1179.425
5569 | APC | 0M-PMMOPT251 | SQD INPUT CB MAL 450A KIT | Ea |  | 1 Year | 1455 | 4.5% | 1389.525
5570 | APC | 0M-PMMOPT252 | SQD INPUT CB MHL 450A KIT | Ea |  | 1 Year | 1490 | 4.5% | 1422.95
5571 | APC | 0M-PMMOPT253 | SQD INPUT CB MAL 600A KIT | Ea |  | 1 Year | 1490 | 4.5% | 1422.95
5572 | APC | 0M-PMMOPT254 | SQD INPUT CB MHL 600A KIT | Ea |  | 1 Year | 1050 | 4.5% | 1002.75
5573 | APC | 0M-PMMOPT255 | SQD INPUT CB KAL 250A KIT | Ea |  | 1 Year | 2250 | 4.5% | 2148.75
5574 | APC | 0M-PMMOPT256 | XFMR COPPER K20 30KVA 208V | Ea |  | 1 Year | 2120 | 4.5% | 2024.6
5575 | APC | 0M-PMMOPT257 | XFMR ALUMINUM K20 30KVA 208V | Ea |  | 1 Year | 6410 | 4.5% | 6121.55
5576 | APC | 0M-PMMOPT258 | XFMR COPPER K20 30KVA 480V | Ea |  | 1 Year | 2300 | 4.5% | 2196.5
5577 | APC | 0M-PMMOPT259 | XFMR ALUMINUM K20 30KVA 480V | Ea |  | 1 Year | 2290 | 4.5% | 2186.95
5578 | APC | 0M-PMMOPT260 | SYS 84 BOTTOM ENTRY 30-100KVA | Ea |  | 1 Year | 471 | 4.5% | 449.805
5579 | APC | 0M-PMMOPT261 | SYS 84 BOTTOM ENTRY NO BUS | Ea |  | 1 Year | 645 | 4.5% | 615.975
5580 | APC | 0M-PMMOPT262 | SYS 84 TOP ENTRY NO BUS | Ea |  | 1 Year | 3440 | 4.5% | 3285.2
5581 | APC | 0M-PMMOPT263 | SYS 126 FRONT / BOT 30-100KVA | Ea |  | 1 Year | 4315 | 4.5% | 4120.825
5582 | APC | 0M-PMMOPT264 | SYS 168 FRONT/ BOT 30-100KVA | Ea |  | 1 Year | 3530 | 4.5% | 3371.15
5583 | APC | 0M-PMMOPT265 | SYS 168 FRONT/ BOT NO BUS | Ea |  | 1 Year | 3070 | 4.5% | 2931.85
5584 | APC | 0M-PMMOPT266 | SYS 168 SIDE / BOT NO BUS | Ea |  | 1 Year | 3810 | 4.5% | 3638.55
5585 | APC | 0M-PMMOPT267 | SYS 168 SIDE / TOP 30-100KVA | Ea |  | 1 Year | 3115 | 4.5% | 2974.825
5586 | APC | 0M-PMMOPT268 | SYS 168 SIDE / TOP NO BUS | Ea |  | 1 Year | 8535 | 4.5% | 8150.925
5587 | APC | 0M-PMMOPT269 | XFMR COPPER K20 50KVA 208V | Ea |  | 1 Year | 2800 | 4.5% | 2674
5588 | APC | 0M-PMMOPT270 | XFMR ALUMINUM K20 50KVA 208V | Ea |  | 1 Year | 12030 | 4.5% | 11488.65
5589 | APC | 0M-PMMOPT271 | XFMR CU DUAL ZZ K20 50KVA 208V | Ea |  | 1 Year | 12565 | 4.5% | 11999.575
5590 | APC | 0M-PMMOPT272 | XFMR CU DUAL ZZ 50KVA 208 4PB | Ea |  | 1 Year | 6955 | 4.5% | 6642.025
5591 | APC | 0M-PMMOPT273 | XFMR COPPER K20 50KVA 480V | Ea |  | 1 Year | 6610 | 4.5% | 6312.55
5592 | APC | 0M-PMMOPT274 | XFMR ALUMINUM K20 50KVA 480V | Ea |  | 1 Year | 9635 | 4.5% | 9201.425
5593 | APC | 0M-PMMOPT275 | XFMR CU DUAL ZZ K20 50KVA 480V | Ea |  | 1 Year | 10725 | 4.5% | 10242.375
5594 | APC | 0M-PMMOPT276 | XFMR COPPER K20 50KVA 600V | Ea |  | 1 Year | 5310 | 4.5% | 5071.05
5595 | APC | 0M-PMMOPT277 | XFMR ALUMINUM K20 50KVA 600V | Ea |  | 1 Year | 12345 | 4.5% | 11789.475
5596 | APC | 0M-PMMOPT279 | XFMR CU DUAL ZZ 50KVA 600V 4PB | Ea |  | 1 Year | 8370 | 4.5% | 7993.35
5597 | APC | 0M-PMMOPT280 | XFMR COPPER K20 50KVA 380V | Ea |  | 1 Year | 11020 | 4.5% | 10524.1
5598 | APC | 0M-PMMOPT281 | XFMR COPPER K20 75KVA 208V | Ea |  | 1 Year | 7830 | 4.5% | 7477.65
5599 | APC | 0M-PMMOPT282 | XFMR ALUMINUM K20 75KVA 208V | Ea |  | 1 Year | 8670 | 4.5% | 8279.85
5600 | APC | 0M-PMMOPT283 | XFMR CU DUAL ZZ K20 75KVA 208V | Ea |  | 1 Year | 9205 | 4.5% | 8790.775
5601 | APC | 0M-PMMOPT284 | XFMR CU DUAL ZZ 75KVA 208 4PB | Ea |  | 1 Year | 8410 | 4.5% | 8031.55
5602 | APC | 0M-PMMOPT285 | XFMR CU K20 75KVA 480V | Ea |  | 1 Year | 7935 | 4.5% | 7577.925
5603 | APC | 0M-PMMOPT286 | XFMR ALU K20 75KVA 480V | Ea |  | 1 Year | 14490 | 4.5% | 13837.95
5604 | APC | 0M-PMMOPT287 | XFMR CU DUAL ZZ K20 75KVA 480V | Ea |  | 1 Year | 15025 | 4.5% | 14348.875
5605 | APC | 0M-PMMOPT288 | XFMR CU DUAL ZZ 75KVA 480V 4PB | Ea |  | 1 Year | 9180 | 4.5% | 8766.9
5606 | APC | 0M-PMMOPT289 | XFMR CU K20 75KVA 480V | Ea |  | 1 Year | 5355 | 4.5% | 5114.025
5607 | APC | 0M-PMMOPT290 | XFMR CU K20 75KVA 480V | Ea |  | 1 Year | 10110 | 4.5% | 9655.05
5608 | APC | 0M-PMMOPT291 | XFMR COPPER K20 75KVA 600V | Ea |  | 1 Year | 7235 | 4.5% | 6909.425
5609 | APC | 0M-PMMOPT292 | XFMR ALUMINUM K20 75KVA 600V | Ea |  | 1 Year | 957 | 4.5% | 913.935
5610 | APC | 0M-PMMOPT293 | XFMR ZZ K20 75KVA 600V INCOMP | Ea |  | 1 Year | 2265 | 4.5% | 2163.075
5611 | APC | 0M-PMMOPT294 | XFMR ZZ 75KVA 600V 4PB INCOMP | Ea |  | 1 Year | 11760 | 4.5% | 11230.8
5612 | APC | 0M-PMMOPT295 | XFMR COPPER K20 75KVA 380V | Ea |  | 1 Year | 13535 | 4.5% | 12925.925
5613 | APC | 0M-PMMOPT296 | XFMR COPPER K20 100KVA 208V | Ea |  | 1 Year | 10880 | 4.5% | 10390.4
5614 | APC | 0M-PMMOPT297 | XFMR COPPER K20 100KVA 480V | Ea |  | 1 Year | 9190 | 4.5% | 8776.45
5615 | APC | 0M-PMMOPT298 | XFMR ALUMINUM K20 100KVA 480V | Ea |  | 1 Year | 14040 | 4.5% | 13408.2
5616 | APC | 0M-PMMOPT299 | XFMR CU DUAL ZZ K20 100KVA 480 | Ea |  | 1 Year | 14475 | 4.5% | 13823.625
5617 | APC | 0M-PMMOPT300 | XFMR CU DUAL ZZ 100KVA 480 4PB | Ea |  | 1 Year | 10875 | 4.5% | 10385.625
5618 | APC | 0M-PMMOPT301 | XFMR COPPER K20 100KVA 480V | Ea |  | 1 Year | 6075 | 4.5% | 5801.625
5619 | APC | 0M-PMMOPT302 | XFMR COPPER K20 100KVA 480V SQ | Ea |  | 1 Year | 1790 | 4.5% | 1709.45
5620 | APC | 0M-PMMOPT303 | TVSS 100KA W/FUSE FOR DUAL ZZ | Ea |  | 1 Year | 1070 | 4.5% | 1021.85
5621 | APC | 0M-PMMOPT304 | TVSS 100KA W/FUSE 220/380V | Ea |  | 1 Year | 2000 | 4.5% | 1910
5622 | APC | 0M-PMMOPT305 | SYS 84 BOTTOM ENTRY 125-300KVA | Ea |  | 1 Year | 4075 | 4.5% | 3891.625
5623 | APC | 0M-PMMOPT306 | SYS 126 FRONT / BOT 125-300KVA | Ea |  | 1 Year | 5075 | 4.5% | 4846.625
5624 | APC | 0M-PMMOPT307 | SYS 168 FRONT/ BOT 125-300KVA | Ea |  | 1 Year | 7075 | 4.5% | 6756.625
5625 | APC | 0M-PMMOPT308 | SYS 210 FRONT / BOT 125-300KVA | Ea |  | 1 Year | 8000 | 4.5% | 7640
5626 | APC | 0M-PMMOPT309 | SYS 252 FRONT / BOT 125-300KVA | Ea |  | 1 Year | 5665 | 4.5% | 5410.075
5627 | APC | 0M-PMMOPT310 | SYS 252 FRONT / BOT NO BUS | Ea |  | 1 Year | 5220 | 4.5% | 4985.1
5628 | APC | 0M-PMMOPT311 | SYS 252 SIDE / BOT NO BUS | Ea |  | 1 Year | 5715 | 4.5% | 5457.825
5629 | APC | 0M-PMMOPT312 | SYS 252 FRONT / TOP NO BUS | Ea |  | 1 Year | 5270 | 4.5% | 5032.85
5630 | APC | 0M-PMMOPT313 | SYS 252 SIDE / TOP NO BUS | Ea |  | 1 Year | 10425 | 4.5% | 9955.875
5631 | APC | 0M-PMMOPT314 | XFMR ALUMINUM K20 125KVA 480V | Ea |  | 1 Year | 13565 | 4.5% | 12954.575
5632 | APC | 0M-PMMOPT315 | XFMR CU DUAL ZZ K20 125KVA 480 | Ea |  | 1 Year | 14005 | 4.5% | 13374.775
5633 | APC | 0M-PMMOPT316 | XFMR CU DUAL ZZ 125KVA 480 4PB | Ea |  | 1 Year | 11035 | 4.5% | 10538.425
5634 | APC | 0M-PMMOPT317 | XFMR COPPER K20 125KVA 480V | Ea |  | 1 Year | 6780 | 4.5% | 6474.9
5635 | APC | 0M-PMMOPT318 | XFMR COPPER K20 125KVA 480V SQ | Ea |  | 1 Year | 13095 | 4.5% | 12505.725
5636 | APC | 0M-PMMOPT319 | XFMR COPPER K20 125KVA 600V | Ea |  | 1 Year | 12850 | 4.5% | 12271.75
5637 | APC | 0M-PMMOPT320 | XFMR CU DUAL ZZ K20 125KVA 600 | Ea |  | 1 Year | 13290 | 4.5% | 12691.95
5638 | APC | 0M-PMMOPT321 | XFMR CU DUAL ZZ 125KVA 600 4PB | Ea |  | 1 Year | 13720 | 4.5% | 13102.6
5639 | APC | 0M-PMMOPT322 | XFMR CU DUAL ZZ 125KVA 600 6PB | Ea |  | 1 Year | 14275 | 4.5% | 13632.625
5640 | APC | 0M-PMMOPT323 | XFMR COPPER K20 125KVA 380V50H | Ea |  | 1 Year | 16340 | 4.5% | 15604.7
5641 | APC | 0M-PMMOPT324 | XFMR COPPER K20 150KVA 480V | Ea |  | 1 Year | 16025 | 4.5% | 15303.875
5642 | APC | 0M-PMMOPT3246 | XFMR CU DUAL ZZ K20 150KVA 480 | Ea |  | 1 Year | 12545 | 4.5% | 11980.475
5643 | APC | 0M-PMMOPT325 | XFMR ALUMINUM K20 150KVA 480V | Ea |  | 1 Year | 15140 | 4.5% | 14458.7
5644 | APC | 0M-PMMOPT327 | XFMR CU DUAL ZZ 150KVA 480 4PB | Ea |  | 1 Year | 15570 | 4.5% | 14869.35
5645 | APC | 0M-PMMOPT328 | XFMR CU DUAL ZZ 150KVA 480 6PB | Ea |  | 1 Year | 16030 | 4.5% | 15308.65
5646 | APC | 0M-PMMOPT329 | XFMR COPPER K20 150KVA 480V | Ea |  | 1 Year | 7135 | 4.5% | 6813.925
5647 | APC | 0M-PMMOPT330 | XFMR COPPER K20 150KVA 480V SQ | Ea |  | 1 Year | 15750 | 4.5% | 15041.25
5648 | APC | 0M-PMMOPT331 | XFMR COPPER K20 150KVA 600V | Ea |  | 1 Year | 17090 | 4.5% | 16320.95
5649 | APC | 0M-PMMOPT332 | XFMR CU DUAL ZZ 150KVA 600 2PB | Ea |  | 1 Year | 17625 | 4.5% | 16831.875
5650 | APC | 0M-PMMOPT333 | XFMR CU DUAL ZZ 150KVA 600 4PB | Ea |  | 1 Year | 18155 | 4.5% | 17338.025
5651 | APC | 0M-PMMOPT334 | XFMR CU DUAL ZZ 150KVA 600 6PB | Ea |  | 1 Year | 19235 | 4.5% | 18369.425
5652 | APC | 0M-PMMOPT335 | XFMR COPPER K20 150KVA 380V | Ea |  | 1 Year | 20065 | 4.5% | 19162.075
5653 | APC | 0M-PMMOPT336 | XFMR COPPER K20 200KVA 480V | Ea |  | 1 Year | 15315 | 4.5% | 14625.825
5654 | APC | 0M-PMMOPT337 | XFMR CU DUAL ZZ K20 200KVA 480 | Ea |  | 1 Year | 15750 | 4.5% | 15041.25
5655 | APC | 0M-PMMOPT338 | XFMR CU DUAL ZZ 200KVA 480 4PB | Ea |  | 1 Year | 16185 | 4.5% | 15456.675
5656 | APC | 0M-PMMOPT339 | XFMR CU DUAL ZZ 200KVA 480 6PB | Ea |  | 1 Year | 22235 | 4.5% | 21234.425
5657 | APC | 0M-PMMOPT340 | XFMR COPPER K20 225KVA 480V | Ea |  | 1 Year | 19315 | 4.5% | 18445.825
5658 | APC | 0M-PMMOPT341 | XFMR CU DUAL ZZ K20 225KVA 480 | Ea |  | 1 Year | 19855 | 4.5% | 18961.525
5659 | APC | 0M-PMMOPT342 | XFMR CU DUAL ZZ 225KVA 480 4PB | Ea |  | 1 Year | 21080 | 4.5% | 20131.4
5660 | APC | 0M-PMMOPT343 | XFMR COPPER K20 225KVA 600V | Ea |  | 1 Year | 1930 | 4.5% | 1843.15
5661 | APC | 0M-PMMOPT344 | XFMR ZZ K20 225KVA 600 | Ea |  | 1 Year | 2465 | 4.5% | 2354.075
5662 | APC | 0M-PMMOPT345 | XFMR ZZ 225KVA 600 4PB | Ea |  | 1 Year | 3000 | 4.5% | 2865
5663 | APC | 0M-PMMOPT346 | XFMR ZZ 225KVA 600 6PB | Ea |  | 1 Year | 18850 | 4.5% | 18001.75
5664 | APC | 0M-PMMOPT347 | XFMR COPPER K20 225KVA 380V | Ea |  | 1 Year | 27675 | 4.5% | 26429.625
5665 | APC | 0M-PMMOPT348 | XFMR COPPER K20 300KVA 480V | Ea |  | 1 Year | 2565 | 4.5% | 2449.575
5666 | APC | 0M-PMMOPT349 | XFMR ZZ 300KVA 480 4PB | Ea |  | 1 Year | 3095 | 4.5% | 2955.725
5667 | APC | 0M-PMMOPT350 | XFMR ZZ 300KVA 480 6PB | Ea |  | 1 Year | 744 | 4.5% | 710.52
5668 | APC | 0M-PMMOPT351 | ISOL GND KIT PMN126 | Ea |  | 1 Year | 1100 | 4.5% | 1050.5
5669 | APC | 0M-PMMOPT352 | ISOL GND KIT PMN210 | Ea |  | 1 Year | 83755 | 4.5% | 79986.025
5670 | APC | 0M-PMMSTD4 | XFMR 400KVA, MIS, NO MOB, DUAL VOLTAGE | Ea |  | 1 Year | 1295 | 4.5% | 1236.725
5671 | APC | 0M-PMMTCB252 | J-FRAME LSI 250 AMPS 80% 25KA 240V TST | Ea |  | 1 Year | 1685 | 4.5% | 1609.175
5672 | APC | 0M-PMMTCB2521 | J-FRAME LSI 250 AMPS 100% 25KA 240V TST | Ea |  | 1 Year | 1350 | 4.5% | 1289.25
5673 | APC | 0M-PMMTCB256 | J-FRAME LSI 250 AMPS 80% 65KA 240V TST | Ea |  | 1 Year | 1925 | 4.5% | 1838.375
5674 | APC | 0M-PMMTCB2561 | J-FRAME LSI 250 AMPS 100% 65KA 240V TST | Ea |  | 1 Year | 1820 | 4.5% | 1738.1
5675 | APC | 0M-PMMTCB402 | L-FRAME LSI 400 AMPS 80% 25KA 240V TST | Ea |  | 1 Year | 1840 | 4.5% | 1757.2
5676 | APC | 0M-PMMTCB4021 | L-FRAME LSI 400 AMPS 100% 25KA 240V TST | Ea |  | 1 Year | 1840 | 4.5% | 1757.2
5677 | APC | 0M-PMMTCB406 | L-FRAME LSI 400 AMPS 80% 65KA 240V TST | Ea |  | 1 Year | 1840 | 4.5% | 1757.2
5678 | APC | 0M-PMMTCB4061 | L-FRAME LSI 400 AMPS 100% 65KA 240V TST | Ea |  | 1 Year | 1830 | 4.5% | 1747.65
5679 | APC | 0M-PMMTCB602 | L-FRAME LSI 600 AMPS 80% 25KA 240V TST | Ea |  | 1 Year | 1830 | 4.5% | 1747.65
5680 | APC | 0M-PMMTCB606 | L-FRAME LSI 600 AMPS 80% 65KA 240V TST | Ea |  | 1 Year | 5200 | 4.5% | 4966
5681 | APC | 0M-PMMX100450A | INPUT JBOX AND CABLE 2X4/0 5HW 450A | Ea |  | 1 Year | 5410 | 4.5% | 5166.55
5682 | APC | 0M-PMMX300600A | INPUT JBOX AND CABLE 3X4/0 4HW 600A | Ea |  | 1 Year | 1240 | 4.5% | 1184.2
5683 | APC | 0M-PMMX30120A | INPUT JBOX AND CABLE 1AWG 4HW 120A | Ea |  | 1 Year | 2910 | 4.5% | 2779.05
5684 | APC | 0M-PMMX30230A | INPUT JBOX AND CABLE 4/0 5HW 230A | Ea |  | 1 Year | 2575 | 4.5% | 2459.125
5685 | APC | 0M-PMMX50230A | INPUT JBOX AND CABLE 4/0 4HW 230A | Ea |  | 1 Year | 3930 | 4.5% | 3753.15
5686 | APC | 0M-PMMX75450A | INPUT JBOX AND CABLE 2X4/0 4HW 450A | Ea |  | 1 Year | 2540 | 4.5% | 2425.7
5687 | APC | 0M-PMMXFLRSTD126/12 | FLOOR STAND SYS126 12IN HIGH | Ea |  | 1 Year | 2540 | 4.5% | 2425.7
5688 | APC | 0M-PMMXFLRSTD126/18 | FLOOR STAND SYS126 18IN HIGH | Ea |  | 1 Year | 2540 | 4.5% | 2425.7
5689 | APC | 0M-PMMXFLRSTD168/12 | FLOOR STAND SY168 12IN HIGH | Ea |  | 1 Year | 2540 | 4.5% | 2425.7
5690 | APC | 0M-PMMXFLRSTD168/18 | FLOOR STAND SY168 18IN HIGH | Ea |  | 1 Year | 3590 | 4.5% | 3428.45
5691 | APC | 0M-PMMXFLRSTD210/12 | FLOOR STAND SY210 12IN HIGH | Ea |  | 1 Year | 3590 | 4.5% | 3428.45
5692 | APC | 0M-PMMXFLRSTD210/18 | FLOOR STAND SY210 18IN HIGH | Ea |  | 1 Year | 1490 | 4.5% | 1422.95
5693 | APC | 0M-PMMXFLRSTD84/12 | FLOOR STAND SYS42&84 12IN HIGH | Ea |  | 1 Year | 1625 | 4.5% | 1551.875
5694 | APC | 0M-PMMXFLRSTD84/18 | FLOOR STAND SYS42&84 18IN HIGH | Ea |  | 1 Year | 386 | 4.5% | 368.63
5695 | APC | 0M-PMMXREPO1NO | REPO 1NO 1NC | Ea |  | 1 Year | 482 | 4.5% | 460.31
5696 | APC | 0M-PMMXREPO3NO | REPO 3NO 1NC | Ea |  | 1 Year | 213 | 4.5% | 203.415
5697 | APC | 0M-PMMXSEISBRK084 | SEISMIC BRACING SYS 084 | Ea |  | 1 Year | 294 | 4.5% | 280.77
5698 | APC | 0M-PMMXSEISBRK126F | SEISMIC BRACING SYS 126 FRONT | Ea |  | 1 Year | 296 | 4.5% | 282.68
5699 | APC | 0M-PMMXSEISBRK168F | SEISMIC BRACING SYS 168 FRONT | Ea |  | 1 Year | 381 | 4.5% | 363.855
5700 | APC | 0M-PMMXSEISBRK168S | SEISMIC BRACING SYS 168 SIDE | Ea |  | 1 Year | 362 | 4.5% | 345.71
5701 | APC | 0M-PMMXSEISBRK210F | SEISMIC BRACING SYS 210 FRONT | Ea |  | 1 Year | 362 | 4.5% | 345.71
5702 | APC | 0M-PMMXSEISBRK252F | SEISMIC BRACING SYS 252 FRONT | Ea |  | 1 Year | 245 | 4.5% | 233.975
5703 | APC | 0M-PMMXSEISBRK252S | SEISMIC BRACING SYS 252 SIDE | Ea |  | 1 Year | 96 | 4.5% | 91.68
5704 | APC | 0M-PMMXTRANSUPP | TRANSIENT SUPPRESION PLATE | Ea |  | 1 Year | 5245 | 4.5% | 5008.975
5705 | APC | 0M-PMRFF084S | 208V INPUT/OUTPUT 84 POLE S-S | Ea |  | 1 Year | 10075 | 4.5% | 9621.625
5706 | APC | 0M-PMRFF084S2 | 208V INPUT/OUTPUT 84 POLE S-S 2SOURCE | Ea |  | 1 Year | 70 | 4.5% | 66.85
5707 | APC | 0M-PMRFF168B | 208V INPUT/OUTPUT 168 POLE B-B | Ea |  | 1 Year | 11615 | 4.5% | 11092.325
5708 | APC | 0M-PMRFF168B2 | 208V INPUT/OUTPUT 168 POLE B-B 2SOURCE | Ea |  | 1 Year | 11945 | 4.5% | 11407.475
5709 | APC | 0M-PMRFF168B4 | 208V INPUT/OUTPUT 168 POLE B-B 4SOURCE | Ea |  | 1 Year | 10360 | 4.5% | 9893.8
5710 | APC | 0M-PMRFF168S | 208V INPUT/OUTPUT 168 POLE S-S | Ea |  | 1 Year | 11430 | 4.5% | 10915.65
5711 | APC | 0M-PMRFF168S2 | 208V INPUT/OUTPUT 168 POLE S-S 2SOURCE | Ea |  | 1 Year | 12245 | 4.5% | 11693.975
5712 | APC | 0M-PMRFF168S4 | 208V INPUT/OUTPUT 168 POLE S-S 4SOURCE | Ea |  | 1 Year | 1885 | 4.5% | 1800.175
5713 | APC | 0M-PMROPTS001 | SQD PNLB A W/Q2H 3CT SUBMAIN 1SOURCE | Ea |  | 1 Year | 3020 | 4.5% | 2884.1
5714 | APC | 0M-PMROPTS002 | SQD PNLB A W/Q2H BCM 1SOURCE | Ea |  | 1 Year | 2305 | 4.5% | 2201.275
5715 | APC | 0M-PMROPTS003 | SQD PNLB B W/KA 1SOURCE | Ea |  | 1 Year | 1860 | 4.5% | 1776.3
5716 | APC | 0M-PMROPTS004 | SQD PNLB B W/Q2H 3CT SUBMAIN 1SOURCE | Ea |  | 1 Year | 2775 | 4.5% | 2650.125
5717 | APC | 0M-PMROPTS005 | SQD PNLB B W/Q2H BCM 1SOURCE | Ea |  | 1 Year | 2320 | 4.5% | 2215.6
5718 | APC | 0M-PMROPTS006 | SQD PNLB C W/KA 1SOURCE | Ea |  | 1 Year | 1865 | 4.5% | 1781.075
5719 | APC | 0M-PMROPTS007 | SQD PNLB C W/Q2H 3CT SUBMAIN 1SOURCE | Ea |  | 1 Year | 2970 | 4.5% | 2836.35
5720 | APC | 0M-PMROPTS008 | SQD PNLB C W/Q2H BCM 1SOURCE | Ea |  | 1 Year | 2305 | 4.5% | 2201.275
5721 | APC | 0M-PMROPTS009 | SQD PNLB D W/KA 1SOURCE | Ea |  | 1 Year | 1860 | 4.5% | 1776.3
5722 | APC | 0M-PMROPTS010 | SQD PNLB D W/Q2H 3CT SUBMAIN 1SOURCE | Ea |  | 1 Year | 2965 | 4.5% | 2831.575
5723 | APC | 0M-PMROPTS011 | SQD PNLB D W/Q2H BCM 1SOURCE | Ea |  | 1 Year | 1305 | 4.5% | 1246.275
5724 | APC | 0M-PMROPTS012 | METER PM810 OUT | Ea |  | 1 Year | 2090 | 4.5% | 1995.95
5725 | APC | 0M-PMROPTS013 | REMOTE PMM 84 SYSTEM W/METER | Ea |  | 1 Year | 529 | 4.5% | 505.195
5726 | APC | 0M-PMROPTS014 | ISOL GND KIT PMR084 | Ea |  | 1 Year | 849 | 4.5% | 810.795
5727 | APC | 0M-PMROPTS015 | ISOL GND KIT PMR168 | Ea |  | 1 Year | 529 | 4.5% | 505.195
5728 | APC | 0M-PMROPTS016 | DOOR WITH LOCK | Ea |  | 1 Year | 1760 | 4.5% | 1680.8
5729 | APC | 0M-PMROPTS049 | SQD PNLB A W/Q2H | Ea |  | 1 Year | 2340 | 4.5% | 2234.7
5730 | APC | 0M-PMROPTS050 | SQD PNLB A W/KA | Ea |  | 1 Year | 2465 | 4.5% | 2354.075
5731 | APC | 0M-PMROPTS051 | SQD PNLB A W/KA 3CT SUBMAIN | Ea |  | 1 Year | 3595 | 4.5% | 3433.225
5732 | APC | 0M-PMROPTS052 | SQD PNLB A W/KA BCM | Ea |  | 1 Year | 3140 | 4.5% | 2998.7
5733 | APC | 0M-PMROPTS053 | SQD PNLB A W/Q2H BCM 3CT SUBM | Ea |  | 1 Year | 3720 | 4.5% | 3552.6
5734 | APC | 0M-PMROPTS054 | SQD PNLB A W/KA BCM 3CT SUBM | Ea |  | 1 Year | 1730 | 4.5% | 1652.15
5735 | APC | 0M-PMROPTS055 | SQD PNLB A W/Q2H | Ea |  | 1 Year | 2310 | 4.5% | 2206.05
5736 | APC | 0M-PMROPTS056 | SQD PNLB A W/KA | Ea |  | 1 Year | 1855 | 4.5% | 1771.525
5737 | APC | 0M-PMROPTS057 | SQD PNLB A W/Q2H 3CT SUBMAIN | Ea |  | 1 Year | 2435 | 4.5% | 2325.425
5738 | APC | 0M-PMROPTS058 | SQD PNLB A W/KA 3CT SUBMAIN | Ea |  | 1 Year | 3570 | 4.5% | 3409.35
5739 | APC | 0M-PMROPTS059 | SQD PNLB A W/KA BCM | Ea |  | 1 Year | 3695 | 4.5% | 3528.725
5740 | APC | 0M-PMROPTS060 | SQD PNLB A W/KA BCM 3CT SUBM | Ea |  | 1 Year | 1735 | 4.5% | 1656.925
5741 | APC | 0M-PMROPTS061 | SQD PNLB B W/Q2H | Ea |  | 1 Year | 2430 | 4.5% | 2320.65
5742 | APC | 0M-PMROPTS062 | SQD PNLB B W/KA 3CT SUBMAIN | Ea |  | 1 Year | 3535 | 4.5% | 3375.925
5743 | APC | 0M-PMROPTS063 | SQD PNLB B W/KA BCM | Ea |  | 1 Year | 2900 | 4.5% | 2769.5
5744 | APC | 0M-PMROPTS064 | SQD PNLB B W/Q2H BCM 3CT SUBM | Ea |  | 1 Year | 3660 | 4.5% | 3495.3
5745 | APC | 0M-PMROPTS065 | SQD PNLB B W/KA BCM 3 CT SUBM | Ea |  | 1 Year | 1705 | 4.5% | 1628.275
5746 | APC | 0M-PMROPTS066 | SQD PNLB B W/Q2H | Ea |  | 1 Year | 2275 | 4.5% | 2172.625
5747 | APC | 0M-PMROPTS067 | SQD PNLB B W/KA | Ea |  | 1 Year | 1825 | 4.5% | 1742.875
5748 | APC | 0M-PMROPTS068 | SQD PNLB B W/Q2H 3CT SUBMAIN | Ea |  | 1 Year | 2400 | 4.5% | 2292
5749 | APC | 0M-PMROPTS069 | SQD PNLB B W/KA 3CT SUBMAIN | Ea |  | 1 Year | 3505 | 4.5% | 3347.275
5750 | APC | 0M-PMROPTS070 | SQD PNLB B W/KA BCM | Ea |  | 1 Year | 3630 | 4.5% | 3466.65
5751 | APC | 0M-PMROPTS071 | SQD PNLB B W/KA BCM 3 CT SUBM | Ea |  | 1 Year | 1740 | 4.5% | 1661.7
5752 | APC | 0M-PMROPTS072 | SQD PNLB C W/Q2H | Ea |  | 1 Year | 2445 | 4.5% | 2334.975
5753 | APC | 0M-PMROPTS073 | SQD PNLB C W/KA 3CT SUBMAIN | Ea |  | 1 Year | 3550 | 4.5% | 3390.25
5754 | APC | 0M-PMROPTS074 | SQD PNLB C W/KA BCM | Ea |  | 1 Year | 3095 | 4.5% | 2955.725
5755 | APC | 0M-PMROPTS075 | SQD PNLB C W/Q2H BCM 3CT SUBM | Ea |  | 1 Year | 3675 | 4.5% | 3509.625
5756 | APC | 0M-PMROPTS076 | SQD PNLB C W/KA BCM 3CT SUBM | Ea |  | 1 Year | 1705 | 4.5% | 1628.275
5757 | APC | 0M-PMROPTS077 | SQD PNLB C W/Q2H | Ea |  | 1 Year | 2290 | 4.5% | 2186.95
5758 | APC | 0M-PMROPTS078 | SQD PNLB C W/KA | Ea |  | 1 Year | 1830 | 4.5% | 1747.65
5759 | APC | 0M-PMROPTS079 | SQD PNLB C W/Q2H 3CT SUBMAIN | Ea |  | 1 Year | 2410 | 4.5% | 2301.55
5760 | APC | 0M-PMROPTS080 | SQD PNLB C W/KA 3CT SUBMAIN | Ea |  | 1 Year | 3525 | 4.5% | 3366.375
5761 | APC | 0M-PMROPTS081 | SQD PNLB C W/KA BCM | Ea |  | 1 Year | 3650 | 4.5% | 3485.75
5762 | APC | 0M-PMROPTS082 | SQD PNLB C W/KA BCM 3CT SUBM | Ea |  | 1 Year | 1735 | 4.5% | 1656.925
5763 | APC | 0M-PMROPTS083 | SQD PNLB D W/Q2H | Ea |  | 1 Year | 2430 | 4.5% | 2320.65
5764 | APC | 0M-PMROPTS084 | SQD PNLB D W/KA 3CT SUBMAIN | Ea |  | 1 Year | 3535 | 4.5% | 3375.925
5765 | APC | 0M-PMROPTS085 | SQD PNLB D W/KA BCM | Ea |  | 1 Year | 2900 | 4.5% | 2769.5
5766 | APC | 0M-PMROPTS086 | SQD PNLB D W/Q2H BCM 3CT SUBM | Ea |  | 1 Year | 3535 | 4.5% | 3375.925
5767 | APC | 0M-PMROPTS087 | SQD PNLB D W/KA BCM 3 CT SUBM | Ea |  | 1 Year | 1705 | 4.5% | 1628.275
5768 | APC | 0M-PMROPTS088 | SQD PNLB D W/Q2H | Ea |  | 1 Year | 2275 | 4.5% | 2172.625
5769 | APC | 0M-PMROPTS089 | SQD PNLB D W/KA | Ea |  | 1 Year | 1825 | 4.5% | 1742.875
5770 | APC | 0M-PMROPTS090 | SQD PNLB D W/Q2H 3CT SUBMAIN | Ea |  | 1 Year | 2400 | 4.5% | 2292
5771 | APC | 0M-PMROPTS091 | SQD PNLB D W/KA 3CT SUBMAIN | Ea |  | 1 Year | 3505 | 4.5% | 3347.275
5772 | APC | 0M-PMROPTS092 | SQD PNLB D W/KA BCM | Ea |  | 1 Year | 3610 | 4.5% | 3447.55
5773 | APC | 0M-PMROPTS093 | SQD PNLB D W/KA BCM 3 CT SUBM | Ea |  | 1 Year | 1330 | 4.5% | 1270.15
5774 | APC | 0M-PMROPTS094 | REMOTE PMM PM8 | Ea |  | 1 Year | 1985 | 4.5% | 1895.675
5775 | APC | 0M-PMROPTS095 | REMOTE PMM 84 SYS W/SGL METER | Ea |  | 1 Year | 72 | 4.5% | 68.76
5776 | APC | 0M-PMROPTS096 | REMOTE PMM 084S NO METER | Ea |  | 1 Year | 65 | 4.5% | 62.075
5777 | APC | 0M-PMROPTS100 | REMOTE NO METER FOR PMM | Ea |  | 1 Year | 2990 | 4.5% | 2855.45
5778 | APC | 0M-PMROPTSS001 | SQD PNLB A W/Q2H BCM SSOURCE | Ea |  | 1 Year | 3115 | 4.5% | 2974.825
5779 | APC | 0M-PMROPTSS002 | SQD PNLB A W/Q2H BCM 3CT SUBMAIN SSOURCE | Ea |  | 1 Year | 2935 | 4.5% | 2802.925
5780 | APC | 0M-PMROPTSS003 | SQD PNLB B W/Q2H BCM SSOURCE | Ea |  | 1 Year | 3060 | 4.5% | 2922.3
5781 | APC | 0M-PMROPTSS004 | SQD PNLB B W/Q2H BCM 3CT SUBMAIN SSOURCE | Ea |  | 1 Year | 2945 | 4.5% | 2812.475
5782 | APC | 0M-PMROPTSS005 | SQD PNLB C W/Q2H BCM SSOURCE | Ea |  | 1 Year | 3070 | 4.5% | 2931.85
5783 | APC | 0M-PMROPTSS006 | SQD PNLB C W/Q2H BCM 3CT SUBMAIN SSOURCE | Ea |  | 1 Year | 2940 | 4.5% | 2807.7
5784 | APC | 0M-PMROPTSS007 | SQD PNLB D W/Q2H BCM SSOURCE | Ea |  | 1 Year | 3060 | 4.5% | 2922.3
5785 | APC | 0M-PMROPTSS008 | SQD PNLB D W/Q2H BCM 3CT SUBMAIN SSOURCE | Ea |  | 1 Year | 6910 | 4.5% | 6599.05
5786 | APC | 0M-PMROPTSS009 | REMOTE PMM 084S W/ 2 MTR | Ea |  | 1 Year | 131 | 4.5% | 125.105
5787 | APC | 0M-PMROPTSS010 | REMOTE PMM 168 4S-INP NO METER | Ea |  | 1 Year | 6330 | 4.5% | 6045.15
5788 | APC | 0M-PMROPTSS011 | REM PMM 168 4S-INP W/ 4 METERS | Ea |  | 1 Year | 72 | 4.5% | 68.76
5789 | APC | 0M-PMROPTSS012 | REM PMM 168 SYS 2 S-INP NO MTR | Ea |  | 1 Year | 3560 | 4.5% | 3399.8
5790 | APC | 0M-PMROPTSS013 | REM PMM 168 2S-INP W/ 2 MTR | Ea |  | 1 Year | 2240 | 4.5% | 2139.2
5791 | APC | 0M-PMRXFLRSTD168/18 | FLOOR STAND SY168 18IN HIGH | Ea |  | 1 Year | 1625 | 4.5% | 1551.875
5792 | APC | 0M-PMRXFLRSTD84/18 | FLOOR STAND SYS42&84 18IN HIGH | Ea |  | 1 Year | 3375 | 4.5% | 3223.125
5793 | APC | 0M-PMRXJBOX | INPUT JBOX AND CABLE 5HW 310A | Ea |  | 1 Year | 1295 | 4.5% | 1236.725
5794 | APC | 0M-PMRXJBOXASSY | ASSY JBOX BASIC 36X18X8 PMR | Ea |  | 1 Year | 96 | 4.5% | 91.68
5795 | APC | 0M-PMRXTRANSUPP | TRANSIENT SUPPRESION PLATE | Ea |  | 1 Year | 1905 | 4.5% | 1819.275
5796 | APC | 0M-STEGOPT001 | ADD REDUNDANT OUTPUT SWITCH (CB3B) | Ea |  | 1 Year | 3170 | 4.5% | 3027.35
5797 | APC | 0M-STEGOPT002 | 5 CIRCUIT BREAKER CONFIGURATION | Ea |  | 1 Year | 4585 | 4.5% | 4378.675
5798 | APC | 0M-STEGOPT003 | 6 CIRCUIT BREAKER CONFIGURATION | Ea |  | 1 Year | 1370 | 4.5% | 1308.35
5799 | APC | 0M-STEGOPT004 | 4 CB KIRK KEY INTERLOCK | Ea |  | 1 Year | 42 | 4.5% | 40.11
5800 | APC | 0M-STEGOPT005 | KEYED DOOR LOCK | Ea |  | 1 Year | 1580 | 4.5% | 1508.9
5801 | APC | 0M-STEGOPT006 | TRANSIENT VOLT SURGE SUPP 200A | Ea |  | 1 Year | 206 | 4.5% | 196.73
5802 | APC | 0M-STEGOPT007 | DRY CONTACTS RELAY BOARD | Ea |  | 1 Year | 206 | 4.5% | 196.73
5803 | APC | 0M-STEGOPT008 | RS485/RS232 SERIAL COMMUNICATIONS | Ea |  | 1 Year | 1145 | 4.5% | 1093.475
5804 | APC | 0M-STEGOPT010 | ADD REDUNDANT OUTPUT SWITCH (CB3B) | Ea |  | 1 Year | 4735 | 4.5% | 4521.925
5805 | APC | 0M-STEGOPT011 | 5 CIRCUIT BREAKER CONFIGURATION | Ea |  | 1 Year | 6825 | 4.5% | 6517.875
5806 | APC | 0M-STEGOPT012 | 6 CIRCUIT BREAKER CONFIGURATION | Ea |  | 1 Year | 1565 | 4.5% | 1494.575
5807 | APC | 0M-STEGOPT013 | TRANSIENT VOLT SURGE SUPP 400/600A | Ea |  | 1 Year | 1705 | 4.5% | 1628.275
5808 | APC | 0M-STEGOPT014 | ADD REDUNDANT OUTPUT SWITCH (CB3B) | Ea |  | 1 Year | 13950 | 4.5% | 13322.25
5809 | APC | 0M-STEGOPT015 | 5 CIRCUIT BREAKER CONFIGURATION | Ea |  | 1 Year | 16110 | 4.5% | 15385.05
5810 | APC | 0M-STEGOPT016 | 6 CIRCUIT BREAKER CONFIGURATION | Ea |  | 1 Year | 485 | 4.5% | 463.175
5811 | APC | 0M-STEGOPT020 | SIDE PANELS- STAND-ALONE | Ea |  | 1 Year | 10575 | 4.5% | 10099.125
5812 | APC | 0M-STEGOPT024 | ASSY SCR 200A WESTCODE | Ea |  | 1 Year | 9370 | 4.5% | 8948.35
5813 | APC | 0M-STEGOPT025 | ASSY SCR 200A POWERX | Ea |  | 1 Year | 10995 | 4.5% | 10500.225
5814 | APC | 0M-STEGOPT026 | ASSY SCRS 400/600A WESTCODE | Ea |  | 1 Year | 9370 | 4.5% | 8948.35
5815 | APC | 0M-STEGOPT027 | ASSY SCRS 400/600A POWERX | Ea |  | 1 Year | 4235 | 4.5% | 4044.425
5816 | APC | 0M-STEGOPT035 | 5 SWITCH OPTION FOR 200A EPSILON SWITCH | Ea |  | 1 Year | 6730 | 4.5% | 6427.15
5817 | APC | 0M-STEGOPT036 | 5 SWITCH OPTION FOR 400A EPSILON SWITCH | Ea |  | 1 Year | 9420 | 4.5% | 8996.1
5818 | APC | 0M-STEGOPT037 | 5 SWITCH OPTION FOR 600A EPSILON SWITCH | Ea |  | 1 Year | 504 | 4.5% | 481.32
5819 | APC | 0M-STEGOPT038 | KIT 2-KEY INTERLOCK | Ea |  | 1 Year | 1315 | 4.5% | 1255.825
5820 | APC | 0M-STEGOPT040 | TVSS 200A 208V | Ea |  | 1 Year | 1510 | 4.5% | 1442.05
5821 | APC | 0M-STEGOPT041 | TVSS 200A 480V | Ea |  | 1 Year | 1310 | 4.5% | 1251.05
5822 | APC | 0M-STEGOPT043 | TVSS 400/600A 208V | Ea |  | 1 Year | 1505 | 4.5% | 1437.275
5823 | APC | 0M-STEGOPT044 | TVSS 400/600A 480V | Ea |  | 1 Year | 98 | 4.5% | 93.59
5824 | APC | 0M-STEGOPTEXT001 | TRANSIENT SUPPRESION PLATE | Ea |  | 1 Year | 294 | 4.5% | 280.77
5825 | APC | 0M-STEGOPTEXT002 | REPO 1NO 1NC | Ea |  | 1 Year | 39320 | 4.5% | 37550.6
5826 | APC | 0M-STESK001 | SEISMIC KIT STS 200/400A IBC2009 OSHPD | Ea |  | 1 Year | 1945 | 4.5% | 1857.475
5827 | APC | 0M-STESK002 | SEISMIC KIT STS 600A IBC2009 OSHPD | Ea |  | 1 Year | 511 | 4.5% | 488.005
5828 | APC | 0M-STEU200F1 | 200A STATIC TRANS SW 208V FST XFER | Ea |  | 1 Year | 27795 | 4.5% | 26544.225
5829 | APC | 0M-STEU200G1 | 200A STATIC TRANS SW 480V FST XFER | Ea |  | 1 Year | 27795 | 4.5% | 26544.225
5830 | APC | 0M-STEU200G1APC | 200A STATIC TRANS SW 480V APC FST XFER | Ea |  | 1 Year | 39320 | 4.5% | 37550.6
5831 | APC | 0M-STEU200K0 | 200A STATIC TRANS SW 220V STD XFER | Ea |  | 1 Year | 39320 | 4.5% | 37550.6
5832 | APC | 0M-STEU200K1 | 200A STATIC TRANS SW 220V FST XFER | Ea |  | 1 Year | 39780 | 4.5% | 37989.9
5833 | APC | 0M-STEU200L1 | 200A STATIC TRANS SW 600V FST XFER | Ea |  | 1 Year | 27795 | 4.5% | 26544.225
5834 | APC | 0M-STEU200S0 | 200A STATIC TRANS SW 440V STD XFER | Ea |  | 1 Year | 27795 | 4.5% | 26544.225
5835 | APC | 0M-STEU200S1 | 200A STATIC TRANS SW 440V FST XFER | Ea |  | 1 Year | 39320 | 4.5% | 37550.6
5836 | APC | 0M-STEU200W0 | 200A STATIC TRANS SW 240V STD XFER | Ea |  | 1 Year | 39320 | 4.5% | 37550.6
5837 | APC | 0M-STEU200W1 | 200A STATIC TRANS SW 240V FST XFER | Ea |  | 1 Year | 39780 | 4.5% | 37989.9
5838 | APC | 0M-STEU200Z0 | 200A STATIC TRANS SW 575V STD XFER | Ea |  | 1 Year | 39780 | 4.5% | 37989.9
5839 | APC | 0M-STEU200Z1 | 200A STATIC TRANS SW 575V FST XFER | Ea |  | 1 Year | 43065 | 4.5% | 41127.075
5840 | APC | 0M-STEU400F1 | 400A STATIC TRANS SW 208V FST XFER | Ea |  | 1 Year | 33700 | 4.5% | 32183.5
5841 | APC | 0M-STEU400G0DYN | 400A STATIC TRANS SW 480V APC DYN DLAY | Ea |  | 1 Year | 33700 | 4.5% | 32183.5
5842 | APC | 0M-STEU400G1 | 400A STATIC TRANS SW 480V FST XFER | Ea |  | 1 Year | 33700 | 4.5% | 32183.5
5843 | APC | 0M-STEU400G1APC | 400A STATIC TRANS SW 480V APC FST XFER | Ea |  | 1 Year | 33700 | 4.5% | 32183.5
5844 | APC | 0M-STEU400G1DYN | 400A STATIC TRANS SW 480V DYN DLAY | Ea |  | 1 Year | 43065 | 4.5% | 41127.075
5845 | APC | 0M-STEU400K0 | 400A STATIC TRANS SW 220V STD XFER | Ea |  | 1 Year | 43065 | 4.5% | 41127.075
5846 | APC | 0M-STEU400K1 | 400A STATIC TRANS SW 220V FST XFER | Ea |  | 1 Year | 42605 | 4.5% | 40687.775
5847 | APC | 0M-STEU400L1 | 400A STATIC TRANS SW 600V FST XFER | Ea |  | 1 Year | 33700 | 4.5% | 32183.5
5848 | APC | 0M-STEU400S0 | 400A STATIC TRANS SW 440V STD XFER | Ea |  | 1 Year | 33700 | 4.5% | 32183.5
5849 | APC | 0M-STEU400S1 | 400A STATIC TRANS SW 440V FST XFER | Ea |  | 1 Year | 43065 | 4.5% | 41127.075
5850 | APC | 0M-STEU400W0 | 400A STATIC TRANS SW 240V STD XFER | Ea |  | 1 Year | 43065 | 4.5% | 41127.075
5851 | APC | 0M-STEU400W1 | 400A STATIC TRANS SW 240V FST XFER | Ea |  | 1 Year | 42605 | 4.5% | 40687.775
5852 | APC | 0M-STEU400Z0 | 400A STATIC TRANS SW 575V STD XFER | Ea |  | 1 Year | 42605 | 4.5% | 40687.775
5853 | APC | 0M-STEU400Z1 | 400A STATIC TRANS SW 575V FST XFER | Ea |  | 1 Year | 42885 | 4.5% | 40955.175
5854 | APC | 0M-STEU600F1 | 600A STATIC TRANS SW 208V FST XFER | Ea |  | 1 Year | 43115 | 4.5% | 41174.825
5855 | APC | 0M-STEU600G0DYN | 600A STATIC TRANS SW 480V APC DYN DLAY | Ea |  | 1 Year | 43115 | 4.5% | 41174.825
5856 | APC | 0M-STEU600G1 | 600A STATIC TRANS SW 480V FST XFER | Ea |  | 1 Year | 43115 | 4.5% | 41174.825
5857 | APC | 0M-STEU600G1APC | 600A STATIC TRANS SW 480V APC FST XFER | Ea |  | 1 Year | 43115 | 4.5% | 41174.825
5858 | APC | 0M-STEU600G1DYN | 600A STATIC TRANS SW 480V DYN DLAY | Ea |  | 1 Year | 42885 | 4.5% | 40955.175
5859 | APC | 0M-STEU600K0 | 600A STATIC TRANS SW 220V STD XFER | Ea |  | 1 Year | 42885 | 4.5% | 40955.175
5860 | APC | 0M-STEU600K1 | 600A STATIC TRANS SW 220V FST XFER | Ea |  | 1 Year | 42885 | 4.5% | 40955.175
5861 | APC | 0M-STEU600L1 | 600A STATIC TRANS SW 600V FST XFER | Ea |  | 1 Year | 43115 | 4.5% | 41174.825
5862 | APC | 0M-STEU600S0 | 600A STATIC TRANS SW 440V STD XFER | Ea |  | 1 Year | 43115 | 4.5% | 41174.825
5863 | APC | 0M-STEU600S1 | 600A STATIC TRANS SW 440V FST XFER | Ea |  | 1 Year | 42885 | 4.5% | 40955.175
5864 | APC | 0M-STEU600W0 | 600A STATIC TRANS SW 240V STD XFER | Ea |  | 1 Year | 42885 | 4.5% | 40955.175
5865 | APC | 0M-STEU600W1 | 600A STATIC TRANS SW 240V FST XFER | Ea |  | 1 Year | 42885 | 4.5% | 40955.175
5866 | APC | 0M-STEU600Z0 | 600A STATIC TRANS SW 575V STD XFER | Ea |  | 1 Year | 42885 | 4.5% | 40955.175
5867 | APC | 0M-STEU600Z1 | 600A STATIC TRANS SW 575V FST XFER | Ea |  | 1 Year | 2325 | 4.5% | 2220.375
5868 | APC | 0M-STEX200A | INPUT JBOX & CABLE 200A STS | Ea |  | 1 Year | 3105 | 4.5% | 2965.275
5869 | APC | 0M-STEX400A | INPUT JBOX & CABLE 400A STS | Ea |  | 1 Year | 4735 | 4.5% | 4521.925
5870 | APC | 0M-STEX600A | INPUT JBOX & CABLE 600A STS | Ea |  | 1 Year | 348 | 4.5% | 332.34
5871 | APC | 0M-STEXREPO | REMOTE EMERGENCY POWER OFF | Ea |  | 1 Year | 53 | 4.5% | 50.615
5872 | APC | 0M-STEXSEISBRK | SEISMIC BRACKET KIT | Ea |  | 1 Year | 20815 | 4.5% | 19878.325
5873 | APC | 0M-STSU100HY3 | UPSILON STS100 3POLE 380-415V 1400MM | Ea |  | 1 Year | 21870 | 4.5% | 20885.85
5874 | APC | 0M-STSU100HY4 | UPSILON STS100 4POLE 380-415V 1400MM | Ea |  | 1 Year | 21210 | 4.5% | 20255.55
5875 | APC | 0M-STSU100HZ3 | UPSILON STS100 3POLE 380-415V 1900MM | Ea |  | 1 Year | 22285 | 4.5% | 21282.175
5876 | APC | 0M-STSU100HZ4 | UPSILON STS100 4POLE 380-415V 1900MM | Ea |  | 1 Year | 26405 | 4.5% | 25216.775
5877 | APC | 0M-STSU100HZ5 | UPSILON STS100 3POLE 380-415V 1900MM/PDU | Ea |  | 1 Year | 27460 | 4.5% | 26224.3
5878 | APC | 0M-STSU100HZ6 | UPSILON STS100 4POLE 380-415V 1900MM/PDU | Ea |  | 1 Year | 20290 | 4.5% | 19376.95
5879 | APC | 0M-STSU160HX4 | UPSILON STS160 4POLE 380-415V IP00 | Ea |  | 1 Year | 25705 | 4.5% | 24548.275
5880 | APC | 0M-STSU160HZ3 | UPSILON STS160 3POLE 380-415V 1900MM | Ea |  | 1 Year | 27140 | 4.5% | 25918.7
5881 | APC | 0M-STSU160HZ4 | UPSILON STS160 4POLE 380-415V 1900MM | Ea |  | 1 Year | 22575 | 4.5% | 21559.125
5882 | APC | 0M-STSU250HX4 | UPSILON STS250 4POLE 380-415V IP00 | Ea |  | 1 Year | 28220 | 4.5% | 26950.1
5883 | APC | 0M-STSU250HY3 | UPSILON STS250 3POLE 380-415V 1400MM | Ea |  | 1 Year | 29630 | 4.5% | 28296.65
5884 | APC | 0M-STSU250HY4 | UPSILON STS250 4POLE 380-415V 1400MM | Ea |  | 1 Year | 28755 | 4.5% | 27461.025
5885 | APC | 0M-STSU250HZ3 | UPSILON STS250 3POLE 380-415V 1900MM | Ea |  | 1 Year | 17630 | 4.5% | 16836.65
5886 | APC | 0M-STSU30HY3 | UPSILON STS30 3POLE 380-415V 1400MM | Ea |  | 1 Year | 18530 | 4.5% | 17696.15
5887 | APC | 0M-STSU30HY4 | UPSILON STS30 4POLE 380-415V 1400MM | Ea |  | 1 Year | 17970 | 4.5% | 17161.35
5888 | APC | 0M-STSU30HZ3 | UPSILON STS30 3POLE 380-415V 1900MM | Ea |  | 1 Year | 18885 | 4.5% | 18035.175
5889 | APC | 0M-STSU30HZ4 | UPSILON STS30 4POLE 380-415V 1900MM | Ea |  | 1 Year | 22365 | 4.5% | 21358.575
5890 | APC | 0M-STSU30HZ5 | UPSILON STS30 3POLE 380-415V 1900MM/PDU | Ea |  | 1 Year | 23260 | 4.5% | 22213.3
5891 | APC | 0M-STSU30HZ6 | UPSILON STS30 4POLE 380-415V 1900MM/PDU | Ea |  | 1 Year | 35200 | 4.5% | 33616
5892 | APC | 0M-STSU400HZ3 | UPSILON STS400 3POLE 380-415V 1900MM | Ea |  | 1 Year | 28950 | 4.5% | 27647.25
5893 | APC | 0M-STSU400QX4 | UPSILON STS400 4POLE 380-400V IP00 | Ea |  | 1 Year | 28950 | 4.5% | 27647.25
5894 | APC | 0M-STSU400RX4 | UPSILON STS400 4POLE 415V IP00 | Ea |  | 1 Year | 19430 | 4.5% | 18555.65
5895 | APC | 0M-STSU60HY3 | UPSILON STS60 3POLE 380-415V 1400MM | Ea |  | 1 Year | 20330 | 4.5% | 19415.15
5896 | APC | 0M-STSU60HY4 | UPSILON STS60 4POLE 380-415V 1400MM | Ea |  | 1 Year | 19800 | 4.5% | 18909
5897 | APC | 0M-STSU60HZ3 | UPSILON STS60 3POLE 380-415V 1900MM | Ea |  | 1 Year | 20715 | 4.5% | 19782.825
5898 | APC | 0M-STSU60HZ4 | UPSILON STS60 4POLE 380-415V 1900MM | Ea |  | 1 Year | 24640 | 4.5% | 23531.2
5899 | APC | 0M-STSU60HZ5 | UPSILON STS60 3POLE 380-415V 1900MM/PDU | Ea |  | 1 Year | 25520 | 4.5% | 24371.6
5900 | APC | 0M-STSU60HZ6 | UPSILON STS60 4POLE 380-415V 1900MM/PDU | Ea |  | 1 Year | 35430 | 4.5% | 33835.65
5901 | APC | 0M-STSU630QX4 | UPSILON STS630 4POLE 380-400V IP00 | Ea |  | 1 Year | 47385 | 4.5% | 45252.675
5902 | APC | 0M-STSU630QZ4 | UPSILON STS630 4POLE 380-400V 1900MM | Ea |  | 1 Year | 35430 | 4.5% | 33835.65
5903 | APC | 0M-STSU630RX4 | UPSILON STS630 4POLE 415V IP00 | Ea |  | 1 Year | 47385 | 4.5% | 45252.675
5904 | APC | 0M-STSU630RZ4 | UPSILON STS630 4POLE 415V 1900MM | Ea |  | 1 Year | 846 | 4.5% | 807.93
5905 | APC | 0M-TMRAB001 | EXTERNAL SYNCHRO BOX | Ea |  | 1 Year | 80 | 4.5% | 76.4
5906 | APC | 0M-TMRAB002 | TEMPERATURE MONITOR | Ea |  | 1 Year | 143 | 4.5% | 136.565
5907 | APC | 0M-TMRAB005 | REMOTE ALARM STATUS PANEL | Ea |  | 1 Year | 18 | 4.5% | 17.19
5908 | APC | 0M-TMRAB007 | REM. ALARM STAT PANEL, 2 PARALLEL MODULES | Ea |  | 1 Year | 3005 | 4.5% | 2869.775
5909 | APC | 0M-TMRAB008 | REM. ALARM STAT PANEL, 3 PARALLEL MODULES | Ea |  | 1 Year | 3165 | 4.5% | 3022.575
5910 | APC | 0M-TMRAB009 | REM. ALARM STAT PANEL, 4 PARALLEL MODULES | Ea |  | 1 Year | 4500 | 4.5% | 4297.5
5911 | APC | 0M-TMRAB010 | REM. ALARM STAT PANEL, 5 PARALLEL MODULES | Ea |  | 1 Year | 4665 | 4.5% | 4455.075
5912 | APC | 0M-TMRAB011 | REM. ALARM STAT PANEL, 6 PARALLEL MODULES | Ea |  | 1 Year | 4410 | 4.5% | 4211.55
5913 | APC | 0M-TMRAE041111 | CABLE ASSY EPS6/UMLINK RS232 | Ea |  | 1 Year | 1475 | 4.5% | 1408.625
5914 | APC | 0M-TMRAE130120 | KIT GT2Z | Ea |  | 1 Year | 328 | 4.5% | 313.24
5915 | APC | 0M-TMRAE170536 | KIT J-BUS/RS485 BALI | Ea |  | 1 Year | 368 | 4.5% | 351.44
5916 | APC | 0M-TMRAE170538 | OPTION NMC/ETHERNET (YUPI) | Ea |  | 1 Year | 213 | 4.5% | 203.415
5917 | APC | 0M-TMRAE170539 | OPTION U-TALK (MAUI) | Ea |  | 1 Year | 213 | 4.5% | 203.415
5918 | APC | 0M-TMRAE173128 | PCA UTALK | Ea |  | 1 Year | 386 | 4.5% | 368.63
5919 | APC | 0M-TMRAE173129 | PCA NMC / WEB | Ea |  | 1 Year | 296 | 4.5% | 282.68
5920 | APC | 0M-TMRAE50430600 | HIGH VOLTAGE 6 ALARM RELAYS CARD | Ea |  | 1 Year | 296 | 4.5% | 282.68
5921 | APC | 0M-TMRAE50430700 | JBUS/MODBUS COMM CARD | Ea |  | 1 Year | 56 | 4.5% | 53.48
5922 | APC | 0M-TMRAE53900 | OPTION U-TALK (MAUI) | Ea |  | 1 Year | 18 | 4.5% | 17.19
5923 | APC | 0M-TMRAE66033 | CABLE IBM AS400 < E25 | Ea |  | 1 Year | 56 | 4.5% | 53.48
5924 | APC | 0M-TMRAE66047 | CABLE OS/2 & LAN SERVER | Ea |  | 1 Year | 20 | 4.5% | 19.1
5925 | APC | 0M-TMRAE66049 | CABLE RS232 FOR WINDOWS 95/97 | Ea |  | 1 Year | 344 | 4.5% | 328.52
5926 | APC | 0M-TMRAE66061 | JBUS/MODBUS COMM CARD | Ea |  | 1 Year | 323 | 4.5% | 308.465
5927 | APC | 0M-TMRAE66064 | META UPS ACQUISITION CARD | Ea |  | 1 Year | 85 | 4.5% | 81.175
5928 | APC | 0M-TMRAE66065 | CABLE KIT 10 METER | Ea |  | 1 Year | 330 | 4.5% | 315.15
5929 | APC | 0M-TMRAE66066 | RS232 COM PORT CARD | Ea |  | 1 Year | 256 | 4.5% | 244.48
5930 | APC | 0M-TMRAE66067 | USB CARD | Ea |  | 1 Year | 283 | 4.5% | 270.265
5931 | APC | 0M-TMRAE66068 | IBM AS400 VOLT-FREE CONTACT | Ea |  | 1 Year | 535 | 4.5% | 510.925
5932 | APC | 0M-TMRAE66083 | REMOTE CNTL MODULE FOR UPS | Ea |  | 1 Year | 306 | 4.5% | 292.23
5933 | APC | 0M-TMRAE66102 | NETWORK MANAGEMENT CARD | Ea |  | 1 Year | 177 | 4.5% | 169.035
5934 | APC | 0M-TMRAE66104 | MANAGEMENT CARD CONTACT | Ea |  | 1 Year | 341 | 4.5% | 325.655
5935 | APC | 0M-TMRAE66244 | SNMP/WEB MINISLOT CARD | Ea |  | 1 Year | 1080 | 4.5% | 1031.4
5936 | APC | 0M-TMRAE66851 | UM LINK SNMP ADPTR ETHERNET | Ea |  | 1 Year | 7.2 | 4.5% | 6.876
5937 | APC | 0M-TMRAE66930 | CD-ROM SOLUTION PAK | Ea |  | 1 Year | 389 | 4.5% | 371.495
5938 | APC | 0M-TMRAL004 | MGE GALAXY 5000UL-PW 2 PARALL CABLE KIT | Ea |  | 1 Year | 648 | 4.5% | 618.84
5939 | APC | 0M-TMRAL005 | MGE GALAXY 5000UL-PW 3 PARALL CABLE KIT | Ea |  | 1 Year | 888 | 4.5% | 848.04
5940 | APC | 0M-TMRAL006 | MGE GALAXY 5000UL-PW 4 PARALL CABLE KIT | Ea |  | 1 Year | 1215 | 4.5% | 1160.325
5941 | APC | 0M-TMRAL007 | MGE GALAXY 5000 5 PAR INTER CABLE KIT | Ea |  | 1 Year | 1495 | 4.5% | 1427.725
5942 | APC | 0M-TMRAL008 | MGE GALAXY 5000 6 PAR INTER CABLE KIT | Ea |  | 1 Year | 576 | 4.5% | 550.08
5943 | APC | 0M-TMRS66075 | SOLUTION PAC SOFTWARE | Ea |  | 1 Year | 503 | 4.5% | 480.365
5944 | APC | 0M-TMRS66931 | SOLUTION PAC (CDROM+CABLE) | Ea |  | 1 Year | 341 | 4.5% | 325.655
5945 | APC | 0N-0092 | CW MICROPROCESSOR REMOTE DISPLAY 100FT | Ea |  | 1 Year | 330 | 4.5% | 315.15
5946 | APC | 0N-0093 | CW MICROPROCESSOR REMOTE SENSOR 100FT | Ea |  | 1 Year | 188 | 4.5% | 179.54
5947 | APC | 0N-0095 | CW SPOT WATER DETECTOR | Ea |  | 1 Year | 355 | 4.5% | 339.025
5948 | APC | 0N-0096 | CW SMOKE DETECTOR - REMOTE ALARM | Ea |  | 1 Year | 395 | 4.5% | 377.225
5949 | APC | 0N-0097 | CW SPOT WATER DETECTOR - REMOTE ALARM 230V | Ea |  | 1 Year | 506 | 4.5% | 483.23
5950 | APC | 0N-0098 | CW 3RD COMMON SUMMARY - REMOTE ALARM | Ea |  | 1 Year | 506 | 4.5% | 483.23
5951 | APC | 0N-0099 | CW CONDENSATE PUMP OVERFLOW- REMOTE ALARM 460V | Ea |  | 1 Year | 1520 | 4.5% | 1451.6
5952 | APC | 0N-0100 | CW FIRESTAT - REMOTE ALARM | Ea |  | 1 Year | 395 | 4.5% | 377.225
5953 | APC | 0N-0101 | CW HIGH/LOW HUMIDITY - REMOTE ALARM | Ea |  | 1 Year | 279 | 4.5% | 266.445
5954 | APC | 0N-0102 | CW HIGH/LOW TEMPERATURE - REMOTE ALARM | Ea |  | 1 Year | 531 | 4.5% | 507.105
5955 | APC | 0N-0104 | CW 15HP MOTOR 230V 60HZ | Ea |  | 1 Year | 3035 | 4.5% | 2898.425
5956 | APC | 0N-0105 | CW 15HP MOTOR 460V 60HZ | Ea |  | 1 Year | 3035 | 4.5% | 2898.425
5957 | APC | 0N-0106 | CW 15HP MOTOR 575V 60HZ | Ea |  | 1 Year | 3035 | 4.5% | 2898.425
5958 | APC | 0N-0144 | CW 50KW OPTIONAL PULLEY AND BELT 50HZ | Ea |  | 1 Year | 355 | 4.5% | 339.025
5959 | APC | 0N-0145 | CW 50KW OPTIONAL PULLEY AND BELT 60HZ | Ea |  | 1 Year | 355 | 4.5% | 339.025
5960 | APC | 0N-0146 | CW 70KW OPTIONAL PULLEY AND BELT 50HZ | Ea |  | 1 Year | 355 | 4.5% | 339.025
5961 | APC | 0N-0147 | CW 70KW OPTIONAL PULLEY AND BELT 60HZ | Ea |  | 1 Year | 355 | 4.5% | 339.025
5962 | APC | 0N-0148 | CW 87KW OPTIONAL PULLEY AND BELT 50HZ | Ea |  | 1 Year | 704 | 4.5% | 672.32
5963 | APC | 0N-0149 | CM-CW Optional 2HP Motor, 230/3/60, 14-17kW | Ea |  | 1 Year | 1555 | 4.5% | 1485.025
5964 | APC | 0N-0150 | CM-CW Standard 1-1/2HP Motor, 230/3/60, 14-17kW | Ea |  | 1 Year | 1635 | 4.5% | 1561.425
5965 | APC | 0N-0151 | CM-CW Optional 2HP Motor, 380/3/60, 14-17kW | Ea |  | 1 Year | 1605 | 4.5% | 1532.775
5966 | APC | 0N-0152 | CM-CW Standard 1-1/2HP Motor, 380/3/60, 14-17kW | Ea |  | 1 Year | 1595 | 4.5% | 1523.225
5967 | APC | 0N-0153 | CM-CW OPTIONAL 2HP MOTOR, 460/3/60, 14-17KW | Ea |  | 1 Year | 1660 | 4.5% | 1585.3
5968 | APC | 0N-0155 | CM-CW Standard 1-1/2HP Motor, 460/3/60, 14-17kW | Ea |  | 1 Year | 1715 | 4.5% | 1637.825
5969 | APC | 0N-0156 | CM-CW Optional 2HP Motor, 575/3/60, 14-17kW | Ea |  | 1 Year | 1535 | 4.5% | 1465.925
5970 | APC | 0N-0157 | CM-CW Standard 1-1/2HP Motor, 575/3/60, 14-17kW | Ea |  | 1 Year | 1490 | 4.5% | 1422.95
5971 | APC | 0N-0688 | ASSY ATS CW 100 MODEL DF 65A | Ea |  | 1 Year | 11130 | 4.5% | 10629.15
5972 | APC | 0T-0116 | LABEL ASSY 80K NAM PDU DUAL FEED | Ea |  | 1 Year | 70 | 4.5% | 66.85
5973 | APC | 0T-0117 | KIT LABEL 80K NAM PDU DUAL FEED W/ SUBFEED | Ea |  | 1 Year | 65 | 4.5% | 62.075
5974 | APC | 0T-0118 | KIT LABEL 80K NAM PDU DUAL FEED W/X-TIE | Ea |  | 1 Year | 70 | 4.5% | 66.85
5975 | APC | 0T-0119 | KIT LABEL 80K NAM PDU SINGLE FEED | Ea |  | 1 Year | 70 | 4.5% | 66.85
5976 | APC | 0T-0120 | KIT LABEL 80K NAM PDU SINGLE FEED W/ SUBFEED | Ea |  | 1 Year | 88 | 4.5% | 84.04
5977 | APC | 1TWF0500H54B | APC DC RECTIFIER, 500 WATT, 54VDC, WIDE INPUT, FULL SIGNALS, BLACK | Ea |  | 1 Year | 94 | 4.5% | 89.77
5978 | APC | 3827BK-10 | APC CATEGORY 5 UTP 568B PATCH CABLE, BLACK, RJ45M/RJ45M | Ea |  | 1 Year | 5.5 | 4.5% | 5.2525
5979 | APC | 3827BK-15 | APC CATEGORY 5 UTP 568B PATCH CABLE, BLACK, RJ45M/RJ45M | Ea |  | 1 Year | 5.8 | 4.5% | 5.539
5980 | APC | 3827GY-1 | APC CATEGORY 5 UTP 568B PATCH CABLE, GREY, RJ45M/RJ45M | Ea |  | 1 Year | 6.9 | 4.5% | 6.5895
5981 | APC | 3827GY-10 | APC CATEGORY 5 UTP 568B PATCH CABLE, GREY, RJ45M/RJ45M | Ea |  | 1 Year | 60 | 4.5% | 57.3
5982 | APC | 3827GY-100 | APC CATEGORY 5 UTP 568B PATCH CABLE, GREY, RJ45M/RJ45M | Ea |  | 1 Year | 7.5 | 4.5% | 7.1625
5983 | APC | 3827GY-15 | APC CATEGORY 5 UTP 568B PATCH CABLE, GREY, RJ45M/RJ45M | Ea |  | 1 Year | 8.8 | 4.5% | 8.404
5984 | APC | 3827GY-20 | APC CATEGORY 5 UTP 568B PATCH CABLE, GREY, RJ45M/RJ45M | Ea |  | 1 Year | 11.25 | 4.5% | 10.7438
5985 | APC | 3827GY-25 | APC CATEGORY 5 UTP 568B PATCH CABLE, GREY, RJ45M/RJ45M | Ea |  | 1 Year | 14.5 | 4.5% | 13.8475
5986 | APC | 3827GY-30 | APC CATEGORY 5 UTP 568B PATCH CABLE, GREY, RJ45M/RJ45M | Ea |  | 1 Year | 15.5 | 4.5% | 14.8025
5987 | APC | 3827GY-35 | APC CATEGORY 5 UTP 568B PATCH CABLE, GREY, RJ45M/RJ45M | Ea |  | 1 Year | 15.25 | 4.5% | 14.5637
5988 | APC | 3827GY-40 | APC CATEGORY 5 UTP 568B PATCH CABLE, GREY, RJ45M/RJ45M | Ea |  | 1 Year | 5.1 | 4.5% | 4.8705
5989 | APC | 3827GY-5 | APC CATEGORY 5 UTP 568B PATCH CABLE, GREY, RJ45M/RJ45M | Ea |  | 1 Year | 16.75 | 4.5% | 15.9962
5990 | APC | 3827GY-50 | APC CATEGORY 5 UTP 568B PATCH CABLE, GREY, RJ45M/RJ45M | Ea |  | 1 Year | 21 | 4.5% | 20.055
5991 | APC | 3827GY-75 | APC CATEGORY 5 UTP 568B PATCH CABLE, GREY, RJ45M/RJ45M | Ea |  | 1 Year | 562 | 4.5% | 536.71
5992 | APC | 47136WH | APC RJ45F/RJ45F, WHITE, IN LINE COUPLER, CAT 5, RJ45F/RJ45F | Ea |  | 1 Year | 4.4 | 4.5% | 4.202
5993 | APC | 66061-CAT | CAT JBUS/MODBUS CARD | Ea |  | 1 Year | 566 | 4.5% | 540.53
5994 | APC | 66074-CAT | CAT SNMP/WEB CARD | Ea |  | 1 Year | 1160 | 4.5% | 1107.8
5995 | APC | 940-0020 | UPS Communications Cable Simple Signalling | Ea |  | 1 Year | 48 | 4.5% | 45.84
5996 | APC | 940-0024 | UPS-LINK CABLE KIT | Ea |  | 1 Year | 40 | 4.5% | 38.2
5997 | APC | ACAC10005 | InRow Bridge Partition, Data Cable 300 MM | Ea |  | 1 Year | 337 | 4.5% | 321.835
5998 | APC | ACAC10010 | InRow Bridge Partition, Data Cable 600 MM | Ea |  | 1 Year | 314 | 4.5% | 299.87
5999 | APC | ACAC10011 | 3ft (0.9144m) Stainless Flex Pipe Kit 1" MPT to 1" FPT Union | Ea |  | 1 Year | 744 | 4.5% | 710.52
6000 | APC | ACAC10012 | 6ft (1.828m) Stainless Flex Pipe Kit 1" MPT to 1" FPT Union | Ea |  | 1 Year | 1150 | 4.5% | 1098.25
6001 | APC | ACAC10016 | 3ft (0.914m) Stainless Flex Pipe Kit 1.25" MPT to 1.5" NPSM, OFS, Female | Ea |  | 1 Year | 845 | 4.5% | 806.975
6002 | APC | ACAC10017 | 6ft (1.828m) Stainless Flex Pipe Kit 1.25" MPT to 1.5" NPSM, OFS, Female | Ea |  | 1 Year | 1190 | 4.5% | 1136.45
6003 | APC | ACAC10021 | InRow SC Bridge Trough, Power and Data Cables | Ea |  | 1 Year | 245 | 4.5% | 233.975
6004 | APC | ACAC10022 | Isolation Valve Assemblies, 1/2" ODF | Ea |  | 1 Year | 123 | 4.5% | 117.465
6005 | APC | ACAC10031 | Pump - DP Control, 208-230V, 50/60Hz | Ea |  | 1 Year | 2895 | 4.5% | 2764.725
6006 | APC | ACAC10032 | Top Piping Kit - ACRC301S | Ea |  | 1 Year | 467 | 4.5% | 445.985
6007 | APC | ACAC10033 | Top Piping Kit - ACRC301H | Ea |  | 1 Year | 474 | 4.5% | 452.67
6008 | APC | ACAC10035 | Compressor Acoustic Hood | Ea |  | 1 Year | 394 | 4.5% | 376.27
6009 | APC | ACAC10036 | Humidity Sensor | Ea |  | 1 Year | 171 | 4.5% | 163.305
6010 | APC | ACAC10037 | Ball Valve & Union | Ea |  | 1 Year | 359 | 4.5% | 342.845
6011 | APC | ACAC10038 | Duplicate PSU (indoor) - RD300 | Ea |  | 1 Year | 899 | 4.5% | 858.545
6012 | APC | ACAC11008 | InRow OA End Aisle Containment Kit - 42U | Ea |  | 1 Year | 501 | 4.5% | 478.455
6013 | APC | ACAC11009 | InRow OA End Aisle Containment Kit - 48U | Ea |  | 1 Year | 534 | 4.5% | 509.97
6014 | APC | ACAC20002 | CDU Flexible Fluid Piping - 300 Feet (91.4 Meters) | Ea |  | 1 Year | 2465 | 4.5% | 2354.075
6015 | APC | ACAC20003 | CDU Flexible Fluid Piping - 100 Feet (30.4 Meters) | Ea |  | 1 Year | 946 | 4.5% | 903.43
6016 | APC | ACAC20005 | CDU Flexible Fluid Piping Insulation - 102 Feet (30.4 Meters) | Ea |  | 1 Year | 466 | 4.5% | 445.03
6017 | APC | ACAC20006 | CDU Flexible Fluid Piping Couplings (4 per pack) | Ea |  | 1 Year | 323 | 4.5% | 308.465
6018 | APC | ACAC20008 | CDU Flexible Fluid Piping Clamp/Hanger (qty of 50) | Ea |  | 1 Year | 655 | 4.5% | 625.525
6019 | APC | ACAC20010 | CDU Flexible Fluid Piping Clamp/Hanger (qty of 10) | Ea |  | 1 Year | 162 | 4.5% | 154.71
6020 | APC | ACAC22000 | Active Flow Controller | Ea |  | 1 Year | 1995 | 4.5% | 1905.225
6021 | APC | ACAC22001 | Mounting Kit, 1U / Duct - Active Flow Controller | Ea |  | 1 Year | 115 | 4.5% | 109.825
6022 | APC | ACAC22005 | Active Flow Controller -125Pa | Ea |  | 1 Year | 309 | 4.5% | 295.095
6023 | APC | ACAC22010 | Active Flow Controller - 500Pa | Ea |  | 1 Year | 309 | 4.5% | 295.095
6024 | APC | ACAC40000 | NetShelter AV 2U Vent Panel with Temperature Display | Ea |  | 1 Year | 99 | 4.5% | 94.545
6025 | APC | ACAC40001 | NetShelter AV 2U Vent Panel | Ea |  | 1 Year | 52 | 4.5% | 49.66
6026 | APC | ACAC75009 | Flooded Receiver 17lb, R410A, 6" Diameter, 18" Length | Ea |  | 1 Year | 2020 | 4.5% | 1929.1
6027 | APC | ACAC75013 | Flooded Receiver, 20L, 219mm diameter, 640mm length, GB with heater | Ea |  | 1 Year | 2625 | 4.5% | 2506.875
6028 | APC | ACAC75014 | Flooded Receiver, 20L, 219mm diameter, 640mm length, ASME with heater | Ea |  | 1 Year | 2365 | 4.5% | 2258.575
6029 | APC | ACAC75015 | Flooded Receiver, 20L, 219mm diameter, 640mm length, PED with heater | Ea |  | 1 Year | 3215 | 4.5% | 3070.325
6030 | APC | ACAC76115 | Uniflair Smoke Sensor | Ea |  | 1 Year | 405 | 4.5% | 386.775
6031 | APC | ACAC76116 | Uniflair Fire Sensor | Ea |  | 1 Year | 193 | 4.5% | 184.315
6032 | APC | ACAC76117 | Uniflair 24V Relay for Remote Fire/Smoke Sensor | Ea |  | 1 Year | 145 | 4.5% | 138.475
6033 | APC | ACAC76118 | Uniflair Water Leak Detector - Tape | Ea |  | 1 Year | 648 | 4.5% | 618.84
6034 | APC | ACAC76119 | Uniflair Water Leak Detector - Spot | Ea |  | 1 Year | 483 | 4.5% | 461.265
6035 | APC | ACAC76120 | Uniflair Water Leak Detector - Additional Tape | Ea |  | 1 Year | 468 | 4.5% | 446.94
6036 | APC | ACAC76121 | Uniflair Water Leak Detector - Additional Spot | Ea |  | 1 Year | 483 | 4.5% | 461.265
6037 | APC | ACAC76122 | Uniflair Serial Adaptor - TCP/IP | Ea |  | 1 Year | 532 | 4.5% | 508.06
6038 | APC | ACAC76123 | Uniflair Serial Adaptor - RS485 | Ea |  | 1 Year | 234 | 4.5% | 223.47
6039 | APC | ACAC76124 | Uniflair Serial Adaptor - LON | Ea |  | 1 Year | 366 | 4.5% | 349.53
6040 | APC | ACAC76125 | Uniflair Serial Adaptor - RS232 for modem use | Ea |  | 1 Year | 179 | 4.5% | 170.945
6041 | APC | ACAC76127 | Uniflair Remote User Terminal | Ea |  | 1 Year | 483 | 4.5% | 461.265
6042 | APC | ACAC76128 | Uniflair Automatic Floor Pressurization System | Ea |  | 1 Year | 1725 | 4.5% | 1647.375
6043 | APC | ACAC76129 | Uniflair Condensate Pump 230V High Temp | Ea |  | 1 Year | 444 | 4.5% | 424.02
6044 | APC | ACAC76130 | Uniflair Condensate Pump 115V | Ea |  | 1 Year | 375 | 4.5% | 358.125
6045 | APC | ACAC76131 | Uniflair Flooded Receiver 18lbs (8.1kg) R410A | Ea |  | 1 Year | 1710 | 4.5% | 1633.05
6046 | APC | ACAC76132 | Uniflair Flooded Receiver 26lbs (11.8kg) R410a | Ea |  | 1 Year | 2375 | 4.5% | 2268.125
6047 | APC | ACAC76133 | Uniflair Dual Pump Package Enclosure | Ea |  | 1 Year | 4065 | 4.5% | 3882.075
6048 | APC | ACAC76134 | Uniflair Flooded Receiver 60lbs (27.2kg) R410a | Ea |  | 1 Year | 3505 | 4.5% | 3347.275
6049 | APC | ACAC76136 | Uniflair Condensate Pump 460/575V | Ea |  | 1 Year | 531 | 4.5% | 507.105
6050 | APC | ACCD75214 | Condenser 1 Fan, Single Circuit, 2.4 MBH/1F TD, 208-240V/1/60 | Ea |  | 1 Year | 3810 | 4.5% | 3638.55
6051 | APC | ACCD75215 | Condenser 1 Fan, Single Circuit, 4MBH/1F TD, 208-240V/1/60 | Ea |  | 1 Year | 4430 | 4.5% | 4230.65
6052 | APC | ACCD75216 | Condenser 1 Fan, Single Circuit, 1.2MBH /1C TD, 400/3/50 FSC | Ea |  | 1 Year | 4350 | 4.5% | 4154.25
6053 | APC | ACCD75217 | Condenser, 2 Fan, Single Circuit, 2.3MBH /1C TD, 400/3/50 FSC | Ea |  | 1 Year | 5530 | 4.5% | 5281.15
6054 | APC | ACCD75218 | Condenser, 1 Fan, Single Circuit, 1.2MBH /1C TD, 220/1/50 FSC | Ea |  | 1 Year | 3600 | 4.5% | 3438
6055 | APC | ACCD75219 | Condenser, 2 Fan, Single Circuit, 2.3MBH /1C TD, 220/1/50 FSC | Ea |  | 1 Year | 4785 | 4.5% | 4569.675
6056 | APC | ACCD75228 | Condenser, 38kW, 95F(35C),208-230V/3, 60Hz | Ea |  | 1 Year | 10605 | 4.5% | 10127.775
6057 | APC | ACCD75229 | Condenser, 46kW, 115F(46C),208-230V/3, 60Hz | Ea |  | 1 Year | 15430 | 4.5% | 14735.65
6058 | APC | ACCD75230 | Condenser, 38kW, 95F(35C,460V/3, 60Hz | Ea |  | 1 Year | 10605 | 4.5% | 10127.775
6059 | APC | ACCD75231 | Condenser, 46kW, 115F(46C),460V/3, 60Hz | Ea |  | 1 Year | 15430 | 4.5% | 14735.65
6060 | APC | ACCD75232 | Condenser, 46kw, 95F/115F(35C/46C),230V/1, 50Hz | Ea |  | 1 Year | 7715 | 4.5% | 7367.825
6061 | APC | ACCD75232-C | Condenser, 46kw, 95F/115F(35C/46C),230V/1, 50Hz, with CE | Ea |  | 1 Year | 6750 | 4.5% | 6446.25
6062 | APC | ACCD75233-C | Condenser, 46kw, 95F/115F(35C/46C),230V/1, 60Hz , with CE | Ea |  | 1 Year | 8005 | 4.5% | 7644.775
6063 | APC | ACCD75234 | Condenser 1x1 Build to Order, 38kW, 95F, 208-230V/3, 60Hz (qsce54076) | Ea |  | 1 Year | 10605 | 4.5% | 10127.775
6064 | APC | ACCD75235 | Condenser 1x1 Build to Order, 38kW, 95F, 460V/3, 60Hz (qsce55319) | Ea |  | 1 Year | 10605 | 4.5% | 10127.775
6065 | APC | ACCD76050 | Condenser 20KW, 95F/120F, 208-230V/3/60Hz | Ea |  | 1 Year | 4815 | 4.5% | 4598.325
6066 | APC | ACCD76051 | Condenser 27kW, 95F/120F, 208-230V/3/60Hz | Ea |  | 1 Year | 5300 | 4.5% | 5061.5
6067 | APC | ACCD76052 | Condenser 32kW, 95F/120F, 208-230V/3/60Hz | Ea |  | 1 Year | 5630 | 4.5% | 5376.65
6068 | APC | ACCD76053 | Condenser 42kW, 95F/120F, 208-230V/3/60Hz | Ea |  | 1 Year | 6290 | 4.5% | 6006.95
6069 | APC | ACCD76054 | Condenser 60kW, 95F/120F, 208-230V/3/60Hz | Ea |  | 1 Year | 7885 | 4.5% | 7530.175
6070 | APC | ACCD76055 | Condenser 65kW, 95F/120F, 208-230V/3/60Hz | Ea |  | 1 Year | 8790 | 4.5% | 8394.45
6071 | APC | ACCD76056 | Condenser 88kW, 95F/120F, 208-230V/3/60Hz | Ea |  | 1 Year | 10245 | 4.5% | 9783.975
6072 | APC | ACCD76057 | Condenser 101kW, 95F/120F, 208-230V/3/60Hz | Ea |  | 1 Year | 10340 | 4.5% | 9874.7
6073 | APC | ACCD76058 | Condenser 127kW, 95F/120F, 208-230V/3/60Hz | Ea |  | 1 Year | 11290 | 4.5% | 10781.95
6074 | APC | ACCD76059 | Condenser 141kW, 95F/120F, 208-230V/3/60Hz | Ea |  | 1 Year | 12900 | 4.5% | 12319.5
6075 | APC | ACCD76060 | Condenser 178kW, 95F/120F, 208-230V/3/60Hz | Ea |  | 1 Year | 14380 | 4.5% | 13732.9
6076 | APC | ACCD76061 | Condenser 20kW, 95F/120F, 460V/3/60Hz | Ea |  | 1 Year | 4955 | 4.5% | 4732.025
6077 | APC | ACCD76062 | Condenser 27kW, 95F/120F, 460V/3/60Hz | Ea |  | 1 Year | 5440 | 4.5% | 5195.2
6078 | APC | ACCD76063 | Condenser 32kW, 95F/120F, 460V/3/60Hz | Ea |  | 1 Year | 5775 | 4.5% | 5515.125
6079 | APC | ACCD76064 | Condenser 42kW, 95F/120F, 460V/3/60Hz | Ea |  | 1 Year | 6430 | 4.5% | 6140.65
6080 | APC | ACCD76065 | Condenser 60kW, 95F/120F, 460V/3/60Hz | Ea |  | 1 Year | 8085 | 4.5% | 7721.175
6081 | APC | ACCD76066 | Condenser 65kW, 95F/120F, 460V/3/60Hz | Ea |  | 1 Year | 8995 | 4.5% | 8590.225
6082 | APC | ACCD76067 | Condenser 88kW, 95F/120F, 460V/3/60Hz | Ea |  | 1 Year | 10130 | 4.5% | 9674.15
6083 | APC | ACCD76068 | Condenser 101kW, 95F/120F, 460V/3/60Hz | Ea |  | 1 Year | 10260 | 4.5% | 9798.3
6084 | APC | ACCD76069 | Condenser 127kW, 95F/120F, 460V/3/60Hz | Ea |  | 1 Year | 11330 | 4.5% | 10820.15
6085 | APC | ACCD76070 | Condenser 141kW, 95F/120F, 460V/3/60Hz | Ea |  | 1 Year | 12245 | 4.5% | 11693.975
6086 | APC | ACCD76071 | Condenser 178kW, 95F/120F, 460V/3/60Hz | Ea |  | 1 Year | 14940 | 4.5% | 14267.7
6087 | APC | ACCD76072 | Condenser 20kW, 95F/120F, 575V/3/60Hz | Ea |  | 1 Year | 11165 | 4.5% | 10662.575
6088 | APC | ACCD76073 | Condenser 27kW, 95F/120F, 575V/3/60Hz | Ea |  | 1 Year | 11600 | 4.5% | 11078
6089 | APC | ACCD76074 | Condenser 32kW, 95F/120F, 575V/3/60Hz | Ea |  | 1 Year | 11755 | 4.5% | 11226.025
6090 | APC | ACCD76075 | Condenser 42kW, 95F/120F, 575V/3/60Hz | Ea |  | 1 Year | 12595 | 4.5% | 12028.225
6091 | APC | ACCD76076 | Condenser 60kW, 95F/120F, 575V/3/60Hz | Ea |  | 1 Year | 14085 | 4.5% | 13451.175
6092 | APC | ACCD76077 | Condenser 65kW, 95F/120F, 575V/3/60Hz | Ea |  | 1 Year | 14670 | 4.5% | 14009.85
6093 | APC | ACCD76078 | Condenser 88kW, 95F/120F, 575V/3/60Hz | Ea |  | 1 Year | 15715 | 4.5% | 15007.825
6094 | APC | ACCD76079 | Condenser 101kW, 95F/120F, 575V/3/60Hz | Ea |  | 1 Year | 16100 | 4.5% | 15375.5
6095 | APC | ACCD76080 | Condenser 127kW, 95F/120F, 575V/3/60Hz | Ea |  | 1 Year | 16770 | 4.5% | 16015.35
6096 | APC | ACCD76081 | Condenser 141kW, 95F/120F, 575V/3/60Hz | Ea |  | 1 Year | 17775 | 4.5% | 16975.125
6097 | APC | ACCD76082 | Condenser 178kW, 95F/120F, 575V/3/60Hz | Ea |  | 1 Year | 22495 | 4.5% | 21482.725
6098 | APC | ACCS1000 | APC Rack Air Containment Rear Assembly for InRow 300 mm | Ea |  | 1 Year | 1240 | 4.5% | 1184.2
6099 | APC | ACCS1001 | APC Rack Air Containment Rear Assembly for NetShelter SX 42U and InRow 600mm | Ea |  | 1 Year | 2495 | 4.5% | 2382.725
6100 | APC | ACCS1002 | APC Rack Air Containment End Caps | Ea |  | 1 Year | 581 | 4.5% | 554.855
6101 | APC | ACCS1003 | APC Rack Air Containment Front Assembly for InRow 300mm | Ea |  | 1 Year | 1440 | 4.5% | 1375.2
6102 | APC | ACCS1004 | APC Rack Air Containment Front Assembly for InRow 600mm | Ea |  | 1 Year | 2415 | 4.5% | 2306.325
6103 | APC | ACCS1005 | APC Rack Air Containment Front Assembly for NetShelter SX 42U 600mm Wide | Ea |  | 1 Year | 2215 | 4.5% | 2115.325
6104 | APC | ACCS1006 | APC Rack Air Containment Rear Assembly for NetShelter SX 42U 750mm Wide | Ea |  | 1 Year | 2880 | 4.5% | 2750.4
6105 | APC | ACCS1007 | APC Rack Air Containment Front Assembly for NetShelter SX 42U 750mm Wide | Ea |  | 1 Year | 2640 | 4.5% | 2521.2
6106 | APC | ACCS1009 | Rack Air Containment, Front Assembly, ACRC301S / ACRC301H, 300mm | Ea |  | 1 Year | 1395 | 4.5% | 1332.225
6107 | APC | ACCU30001 | InRow DX 300mm (Outdoor -20C) A/C, 200-240v, Single feed, 65kAIC | Ea |  | 1 Year | 22040 | 4.5% | 21048.2
6108 | APC | ACCU30002 | InRow DX 300mm (Outdoor -20C) A/C, 200-240v, Dual feed, 65kAIC | Ea |  | 1 Year | 24400 | 4.5% | 23302
6109 | APC | ACCU30101 | InRow DX 300mm (Outdoor -20C) A/C, 460-480v, Single feed, 65kAIC | Ea |  | 1 Year | 22040 | 4.5% | 21048.2
6110 | APC | ACCU30102 | InRow DX 300mm (Outdoor -20C) A/C, 460-480v, Dual feed, 65kAIC | Ea |  | 1 Year | 24400 | 4.5% | 23302
6111 | APC | ACCU30201 | InRow DX 300mm (Outdoor -20C) A/C, 380-415v, Single feed, 65kAIC | Ea |  | 1 Year | 22040 | 4.5% | 21048.2
6112 | APC | ACCU30202 | InRow DX 300mm (Outdoor -20C) A/C, 380-415v, Dual feed, 65kAIC | Ea |  | 1 Year | 24400 | 4.5% | 23302
6113 | APC | ACDC1005 | BAYING KIT - 900mm to 900mm | Ea |  | 1 Year | 295 | 4.5% | 281.725
6114 | APC | ACDC1006 | BAYING KIT - 1070mm to 900mm | Ea |  | 1 Year | 918 | 4.5% | 876.69
6115 | APC | ACDC1007 | BAYING KIT - 1070mm to 1070mm | Ea |  | 1 Year | 155 | 4.5% | 148.025
6116 | APC | ACDC1009 | Door Lock Assy | Ea |  | 1 Year | 836 | 4.5% | 798.38
6117 | APC | ACDC1016 | Door and Frame Assembly SX to SX | Ea |  | 1 Year | 3345 | 4.5% | 3194.475
6118 | APC | ACDC1017 | Door and Frame Assembly SX to VX (VX Right Side) | Ea |  | 1 Year | 4730 | 4.5% | 4517.15
6119 | APC | ACDC1020 | Door and Frame Assembly VX to SX (VX Left Side) | Ea |  | 1 Year | 4500 | 4.5% | 4297.5
6120 | APC | ACDC1021 | Door and Frame Assembly VX to VX | Ea |  | 1 Year | 3525 | 4.5% | 3366.375
6121 | APC | ACDC2000 | Ceiling Panel Mounting Rail - 1800mm (70.9in) | Ea |  | 1 Year | 1295 | 4.5% | 1236.725
6122 | APC | ACDC2001 | Ceiling Panel Mounting Rail - 600mm (23.6in) | Ea |  | 1 Year | 614 | 4.5% | 586.37
6123 | APC | ACDC2002 | Ceiling Panel Mounting Rail - 300mm (11.8in) | Ea |  | 1 Year | 399 | 4.5% | 381.045
6124 | APC | ACDC2003 | Ceiling Panel Mounting Rail - 100mm (3.9in) | Ea |  | 1 Year | 234 | 4.5% | 223.47
6125 | APC | ACDC2004 | Ceiling Panel Wall Mount - Single Row - 1800mm (70.9in) | Ea |  | 1 Year | 136 | 4.5% | 129.88
6126 | APC | ACDC2005 | Mounting Brackets - Ceiling Panel Rail (Cooling / Racks) | Ea |  | 1 Year | 89 | 4.5% | 84.995
6127 | APC | ACDC2006 | Mounting Brackets - Ceiling Panel Rail (Power) | Ea |  | 1 Year | 107 | 4.5% | 102.185
6128 | APC | ACDC2015 | Ceiling Panel Lock System (w/o power supply) | Ea |  | 1 Year | 690 | 4.5% | 658.95
6129 | APC | ACDC2016 | Ceiling Panel Lock System, 100-120V (w/ power supply) | Ea |  | 1 Year | 1625 | 4.5% | 1551.875
6130 | APC | ACDC2017 | Ceiling Panel Lock System, 200-240V (w/ power supply) | Ea |  | 1 Year | 1615 | 4.5% | 1542.325
6131 | APC | ACDC2018 | Aisle Containment Lighting kit (w/ power supply) | Ea |  | 1 Year | 1615 | 4.5% | 1542.325
6132 | APC | ACDC2019 | Aisle Containment Lighting kit (w/o power supply) | Ea |  | 1 Year | 540 | 4.5% | 515.7
6133 | APC | ACDC2100 | Ceiling Panel - 900mm (36in) | Ea |  | 1 Year | 127 | 4.5% | 121.285
6134 | APC | ACDC2101 | Ceiling Panel - 900mm (36in) - V0 | Ea |  | 1 Year | 225 | 4.5% | 214.875
6135 | APC | ACDC2102 | Ceiling Panel - 1200mm (48in) | Ea |  | 1 Year | 154 | 4.5% | 147.07
6136 | APC | ACDC2103 | Ceiling Panel - 1200mm (48in) - V0 | Ea |  | 1 Year | 297 | 4.5% | 283.635
6137 | APC | ACDC2104 | Ceiling Panel - 1500mm (60in) | Ea |  | 1 Year | 180 | 4.5% | 171.9
6138 | APC | ACDC2105 | Ceiling Panel - 1500mm (60in) - V0 | Ea |  | 1 Year | 355 | 4.5% | 339.025
6139 | APC | ACDC2106 | Ceiling Panel - 1800mm (72in) | Ea |  | 1 Year | 207 | 4.5% | 197.685
6140 | APC | ACDC2107 | Ceiling Panel - 1800mm (72in) - V0 | Ea |  | 1 Year | 423 | 4.5% | 403.965
6141 | APC | ACDC2200 | Adjustable Mounting Support, 152 - 241mm (6 - 9.5in) | Ea |  | 1 Year | 764 | 4.5% | 729.62
6142 | APC | ACDC2201 | Adjustable Mounting Support, 152 - 241mm (6 - 9.5in) - V0 | Ea |  | 1 Year | 920 | 4.5% | 878.6
6143 | APC | ACDC2202 | Adjustable Mounting Support, 241 - 419mm (9.5 - 16.5in) | Ea |  | 1 Year | 797 | 4.5% | 761.135
6144 | APC | ACDC2203 | Adjustable Mounting Support, 241 - 419mm (9.5 - 16.5in) - V0 | Ea |  | 1 Year | 1015 | 4.5% | 969.325
6145 | APC | ACDC2204 | Mounting Brackets - Adjustable Mounting Support (Cooling / Racks) | Ea |  | 1 Year | 57 | 4.5% | 54.435
6146 | APC | ACDC2205 | Mounting Brackets - Adjustable Mounting Support (Power) | Ea |  | 1 Year | 128 | 4.5% | 122.24
6147 | APC | ACDC2300 | Duct Mounting Rail | Ea |  | 1 Year | 1670 | 4.5% | 1594.85
6148 | APC | ACDC2301 | Duct Mounting Rail - (Expansion) | Ea |  | 1 Year | 349 | 4.5% | 333.295
6149 | APC | ACDC2302 | Mounting Support - Duct Lighting (w/o lights) | Ea |  | 1 Year | 154 | 4.5% | 147.07
6150 | APC | ACDC2303 | Duct Panel - 1012mm (40in) W x up to 787mm (31in) H | Ea |  | 1 Year | 321 | 4.5% | 306.555
6151 | APC | ACDC2304 | Duct Panel - 1012mm (40in) W x up to 787mm (31in) H - V0 | Ea |  | 1 Year | 423 | 4.5% | 403.965
6152 | APC | ACDC2305 | Duct Panel - 1012mm (40in) W x up to 1041mm (41in) H | Ea |  | 1 Year | 355 | 4.5% | 339.025
6153 | APC | ACDC2306 | Duct Panel - 1012mm (40in) W x up to 1041mm (41in) H - V0 | Ea |  | 1 Year | 542 | 4.5% | 517.61
6154 | APC | ACDC2307 | Duct Panel - 1012mm (40in) W x up to 1270mm (50in) H | Ea |  | 1 Year | 386 | 4.5% | 368.63
6155 | APC | ACDC2308 | Duct Panel - 1012mm (40in) W x up to 1270mm (50in) H - V0 | Ea |  | 1 Year | 612 | 4.5% | 584.46
6156 | APC | ACDC2309 | Duct Panel - 1012mm (40in) W x up to 1524mm (60in) H | Ea |  | 1 Year | 421 | 4.5% | 402.055
6157 | APC | ACDC2310 | Duct Panel - 1012mm (40in) W x up to 1524mm (60in) H - V0 | Ea |  | 1 Year | 713 | 4.5% | 680.915
6158 | APC | ACDC2311 | Duct Frame Extension - End of Aisle, 1200 - 1800mm (48 - 72in) | Ea |  | 1 Year | 414 | 4.5% | 395.37
6159 | APC | ACDC2400 | Aisle Containment Door - Sliding | Ea |  | 1 Year | 3865 | 4.5% | 3691.075
6160 | APC | ACDC2401 | Door Header - 42U SX | Ea |  | 1 Year | 1375 | 4.5% | 1313.125
6161 | APC | ACDC2402 | Door Header - 42U VX / 45U SX | Ea |  | 1 Year | 1395 | 4.5% | 1332.225
6162 | APC | ACDC2403 | Door Header - 48U SX | Ea |  | 1 Year | 1540 | 4.5% | 1470.7
6163 | APC | ACDC2404 | Door Post, 900 - 1200mm (36 - 48in) Aisle Width | Ea |  | 1 Year | 449 | 4.5% | 428.795
6164 | APC | ACDC2405 | Door Post, 1200 - 1500mm (48 - 60in) Aisle Width | Ea |  | 1 Year | 720 | 4.5% | 687.6
6165 | APC | ACDC2406 | Door Post, 1500 - 1800mm (60 - 72in) Aisle Width | Ea |  | 1 Year | 827 | 4.5% | 789.785
6166 | APC | ACDC2408 | Door Lock | Ea |  | 1 Year | 106 | 4.5% | 101.23
6167 | APC | ACDC2410 | Curtain Door Mounting Rail, 900 - 1200mm (36 - 48in) aisle width | Ea |  | 1 Year | 279 | 4.5% | 266.445
6168 | APC | ACDC2411 | Curtain Door Mounting Rail, 1500 - 1800mm (60 - 72in) aisle width | Ea |  | 1 Year | 349 | 4.5% | 333.295
6169 | APC | ACDC2500 | Roof Height Adapter, SX42U to VX42U, 300mm | Ea |  | 1 Year | 290 | 4.5% | 276.95
6170 | APC | ACDC2501 | Roof Height Adapter, SX42U to VX42U, 600mm | Ea |  | 1 Year | 370 | 4.5% | 353.35
6171 | APC | ACDC2502 | Roof Height Adapter, SX42U to VX42U, 700mm | Ea |  | 1 Year | 326 | 4.5% | 311.33
6172 | APC | ACDC2503 | Roof Height Adapter, SX42U to VX42U, 750mm | Ea |  | 1 Year | 349 | 4.5% | 333.295
6173 | APC | ACDC2504 | Roof Height Adapter, SX42U to VX42U, 1016mm | Ea |  | 1 Year | 476 | 4.5% | 454.58
6174 | APC | ACDC2505 | Roof Height Adapter, SX42U to SX45U, 300mm | Ea |  | 1 Year | 325 | 4.5% | 310.375
6175 | APC | ACDC2506 | Roof Height Adapter, SX42U to SX45U, 600mm | Ea |  | 1 Year | 388 | 4.5% | 370.54
6176 | APC | ACDC2507 | Roof Height Adapter, SX42U to SX45U, 700mm | Ea |  | 1 Year | 396 | 4.5% | 378.18
6177 | APC | ACDC2508 | Roof Height Adapter, SX42U to SX45U, 750mm | Ea |  | 1 Year | 420 | 4.5% | 401.1
6178 | APC | ACDC2509 | Roof Height Adapter, SX42U to SX45U, 1016mm | Ea |  | 1 Year | 650 | 4.5% | 620.75
6179 | APC | ACDC2510 | Roof Height Adapter, VX42U to SX45U, 600mm | Ea |  | 1 Year | 508 | 4.5% | 485.14
6180 | APC | ACDC2511 | Roof Height Adapter, VX42U to SX45U, 750mm | Ea |  | 1 Year | 548 | 4.5% | 523.34
6181 | APC | ACDC2512 | Roof Height Adapter, SX42U to SX48U, 300mm | Ea |  | 1 Year | 390 | 4.5% | 372.45
6182 | APC | ACDC2513 | Roof Height Adapter, SX42U to SX48U, 600mm | Ea |  | 1 Year | 455 | 4.5% | 434.525
6183 | APC | ACDC2514 | Roof Height Adapter, SX42U to SX48U, 700mm | Ea |  | 1 Year | 458 | 4.5% | 437.39
6184 | APC | ACDC2515 | Roof Height Adapter, SX42U to SX48U, 750mm | Ea |  | 1 Year | 488 | 4.5% | 466.04
6185 | APC | ACDC2516 | Roof Height Adapter, SX42U to SX48U, 1016mm | Ea |  | 1 Year | 720 | 4.5% | 687.6
6186 | APC | ACDC2517 | Roof Height Adapter, VX42U to SX48U, 600mm | Ea |  | 1 Year | 857 | 4.5% | 818.435
6187 | APC | ACDC2518 | Roof Height Adapter, VX42U to SX48U, 750mm | Ea |  | 1 Year | 698 | 4.5% | 666.59
6188 | APC | ACDC2550 | Depth Adapter, 1070 to 1200mm, SX42U, 300mm Width | Ea |  | 1 Year | 334 | 4.5% | 318.97
6189 | APC | ACDC2551 | Depth Adapter, 1070 to 1200mm, SX42U to SX48U, 600-750mm Width | Ea |  | 1 Year | 483 | 4.5% | 461.265
6190 | APC | ACDC2552 | Depth Adapter, 900 to 1200mm, VX42U, 600mm Width | Ea |  | 1 Year | 256 | 4.5% | 244.48
6191 | APC | ACDC2553 | Depth Adapter, 900 to 1200mm, VX42U, 750mm Width | Ea |  | 1 Year | 254 | 4.5% | 242.57
6192 | APC | ACDC2575 | Blanking Panel, 42-48U SX / 42U VX, 300mm | Ea |  | 1 Year | 431 | 4.5% | 411.605
6193 | APC | ACDC2576 | Blanking Panel, 42-48U SX / 42U VX, 600mm | Ea |  | 1 Year | 542 | 4.5% | 517.61
6194 | APC | ACDC2577 | Blanking Panel, 42-48U SX / 42U VX, 700mm | Ea |  | 1 Year | 570 | 4.5% | 544.35
6195 | APC | ACDC2578 | Blanking Panel, 42-48U SX / 42U VX, 750mm | Ea |  | 1 Year | 581 | 4.5% | 554.855
6196 | APC | ACEC101SE | EcoBreeze Module 400/3/50 VAC Schneider Electric | Ea |  | 1 Year | 48580 | 4.5% | 46393.9
6197 | APC | ACEC200SE | EcoBreeze Module 480/3/60 VAC Schneider Electric | Ea |  | 1 Year | 43995 | 4.5% | 42015.225
6198 | APC | ACECCP100SE-E | EcoBreeze Enhanced Remote Display Schneider Electric | Ea |  | 1 Year | 4515 | 4.5% | 4311.825
6199 | APC | ACECWT12M | EcoBreeze Dolphin Water Treatment-12Month | Ea |  | 1 Year | 10530 | 4.5% | 10056.15
6200 | APC | ACECWT12MDISC | EcoBreeze Dolphin Water Treatment-12Month (Discounted) | Ea |  | 1 Year | 2810 | 4.5% | 2683.55
6201 | APC | ACECWT6M | EcoBreeze Dolphin Water Treatment-6Month | Ea |  | 1 Year | 5970 | 4.5% | 5701.35
6202 | APC | ACECWT6MDISC | EcoBreeze Dolphin Water Treatment-6Month (Discounted) | Ea |  | 1 Year | 1405 | 4.5% | 1341.775
6203 | APC | ACF001 | APC AIR DISTRIBUTION UNIT 2U RM 115V 60HZ | Ea |  | 1 Year | 1145 | 4.5% | 1093.475
6204 | APC | ACF001RF | APC Replacement Filter Air Dist Unit | Ea |  | 1 Year | 93 | 4.5% | 88.815
6205 | APC | ACF002 | APC AIR DIST UNIT 2U RM 230/208V 50/60HZ | Ea |  | 1 Year | 1145 | 4.5% | 1093.475
6206 | APC | ACF115 | APC Rack Air Removal Unit SX Fan Assembly 100-240V 50/60 Hz | Ea |  | 1 Year | 2865 | 4.5% | 2736.075
6207 | APC | ACF126 | APC Rack Air Removal Unit SX Ducting Kit 24 inch | Ea |  | 1 Year | 308 | 4.5% | 294.14
6208 | APC | ACF127 | APC Air Removal Unit Ducting Kit 600mm | Ea |  | 1 Year | 308 | 4.5% | 294.14
6209 | APC | ACF136 | APC Rack Air Removal Unit SX 600mm Wide Frame | Ea |  | 1 Year | 801 | 4.5% | 764.955
6210 | APC | ACF137 | APC Rack Air Removal Unit SX 750mm Wide Frame | Ea |  | 1 Year | 965 | 4.5% | 921.575
6211 | APC | ACF201BLK | Rack Side Air Distribution 2U 115V 60HZ | Ea |  | 1 Year | 818 | 4.5% | 781.19
6212 | APC | ACF202BLK | APC SIDE AIR DISTRIBUTION UNIT 2U RM 230/208 50/60HZ | Ea |  | 1 Year | 818 | 4.5% | 781.19
6213 | APC | ACF301 | Wiring Closet Ventilation Unit 100-240V 50/60HZ | Ea |  | 1 Year | 1425 | 4.5% | 1360.875
6214 | APC | ACF301EM | Wiring Closet Ventilation Unit with Environmental Management | Ea |  | 1 Year | 1855 | 4.5% | 1771.525
6215 | APC | ACF310 | Air Intake Grille for Wiring Closet Ventilation Unit | Ea |  | 1 Year | 664 | 4.5% | 634.12
6216 | APC | ACF400 | Rack Air Removal Unit SX 100-240V 50/60HZ for NetShelter 600mm enclosures. | Ea |  | 1 Year | 3660 | 4.5% | 3495.3
6217 | APC | ACF402 | APC Rack Air Removal Unit SX 100-240V 50/60 Hz with 750mm Wide Frame | Ea |  | 1 Year | 3825 | 4.5% | 3652.875
6218 | APC | ACF501 | Netshelter SX Roof Fan Tray 115 VAC | Ea |  | 1 Year | 467 | 4.5% | 445.985
6219 | APC | ACF502 | Netshelter SX Roof Fan Tray 208-230 VAC | Ea |  | 1 Year | 466 | 4.5% | 445.03
6220 | APC | ACF503 | Netshelter SX Roof Fan Tray 115 VAC 750mm | Ea |  | 1 Year | 718 | 4.5% | 685.69
6221 | APC | ACF504 | Netshelter SX Roof Fan Tray 208-230 VAC 750mm | Ea |  | 1 Year | 718 | 4.5% | 685.69
6222 | APC | ACF505 | NetShelter AV Roof Fan Tray 825mm 115VAC | Ea |  | 1 Year | 429 | 4.5% | 409.695
6223 | APC | ACF600 | NetShelter AV 2U Rack Fan Panel | Ea |  | 1 Year | 245 | 4.5% | 233.975
6224 | APC | ACF601 | NetShelter AV Rack Fan Temperature Controller | Ea |  | 1 Year | 80 | 4.5% | 76.4
6225 | APC | ACFC75210 | Fluid Cooler 135MBH@25TD, 30 GPM, 16 Feeds, 460/3/60 | Ea |  | 1 Year | 7265 | 4.5% | 6938.075
6226 | APC | ACFC75255 | Fluid Cooler 59MBH@25TD, 10 GPM, 8 Feeds, 480/3/60 | Ea |  | 1 Year | 7265 | 4.5% | 6938.075
6227 | APC | ACFC75256 | Fluid Cooler 57MBH@25 TD, 10GPM, 5Feeds, 400/3/50 | Ea |  | 1 Year | 7265 | 4.5% | 6938.075
6228 | APC | ACFC75257 | Fluid Cooler 57MBH@20TD, 10GPM, 8 Feeds, 400/3/50 | Ea |  | 1 Year | 7265 | 4.5% | 6938.075
6229 | APC | ACFC75260 | Fluid Cooler 47kW@104F/115F, 32GPM, 208-230V/3/60Hz | Ea |  | 1 Year | 10960 | 4.5% | 10466.8
6230 | APC | ACFC75261 | Fluid Cooler 71kW@104F/115F, 48GPM, 208-230V/3/60Hz | Ea |  | 1 Year | 16760 | 4.5% | 16005.8
6231 | APC | ACFC75262 | Fluid Cooler 112kW@104F/115F, 75GPM, 208-230V/3/60Hz | Ea |  | 1 Year | 22315 | 4.5% | 21310.825
6232 | APC | ACFC75263 | Fluid Cooler 232kW@104F/115F, 153GPM, 208-230V/3/60Hz | Ea |  | 1 Year | 44145 | 4.5% | 42158.475
6233 | APC | ACFC75264 | Fluid Cooler 47kW@110F/120F, 34GPM, 208-230V/3/60Hz | Ea |  | 1 Year | 8455 | 4.5% | 8074.525
6234 | APC | ACFC75265 | Fluid Cooler 71kW@110F/120F, 53GPM, 208-230V/3/60Hz | Ea |  | 1 Year | 11430 | 4.5% | 10915.65
6235 | APC | ACFC75266 | Fluid Cooler 112kW@110F/120F, 84GPM, 208-230V/3/60Hz | Ea |  | 1 Year | 18870 | 4.5% | 18020.85
6236 | APC | ACFC75267 | Fluid Cooler 233kW@110F/120F, 162GPM, 208-230V/3/60Hz | Ea |  | 1 Year | 32735 | 4.5% | 31261.925
6237 | APC | ACFC75268 | Fluid Cooler 47kW@104F/115F, 32GPM, 460V/3/60Hz | Ea |  | 1 Year | 11355 | 4.5% | 10844.025
6238 | APC | ACFC75269 | Fluid Cooler 71kW@104F/115F, 48GPM, 460V/3/60Hz | Ea |  | 1 Year | 16875 | 4.5% | 16115.625
6239 | APC | ACFC75270 | Fluid Cooler 112kW@104F/115F, 75GPM, 460V/3/60Hz | Ea |  | 1 Year | 23115 | 4.5% | 22074.825
6240 | APC | ACFC75271 | Fluid Cooler 232kW@104F/115F, 153GPM, 460V/3/60Hz | Ea |  | 1 Year | 44255 | 4.5% | 42263.525
6241 | APC | ACFC75272 | Fluid Cooler 47kW@110F/120F, 34GPM, 460V/3/60Hz | Ea |  | 1 Year | 9085 | 4.5% | 8676.175
6242 | APC | ACFC75273 | Fluid Cooler 71kW@110F/120F, 53GPM, 460V/3/60Hz | Ea |  | 1 Year | 11170 | 4.5% | 10667.35
6243 | APC | ACFC75274 | Fluid Cooler 112kW@110F/120F, 84GPM, 460V/3/60Hz | Ea |  | 1 Year | 18985 | 4.5% | 18130.675
6244 | APC | ACFC75275 | Fluid Cooler 233kW@110F/120F, 162GPM, 460V/3/60Hz | Ea |  | 1 Year | 32850 | 4.5% | 31371.75
6245 | APC | ACFC75276 | Fluid Cooler 47kW@104F/115F, 32GPM, 575V/3/60Hz | Ea |  | 1 Year | 15455 | 4.5% | 14759.525
6246 | APC | ACFC75277 | Fluid Cooler 71kW@104F/115F, 48GPM, 575V/3/60Hz | Ea |  | 1 Year | 21310 | 4.5% | 20351.05
6247 | APC | ACFC75278 | Fluid Cooler 112kW@104F/115F, 75GPM, 575V/3/60Hz | Ea |  | 1 Year | 27565 | 4.5% | 26324.575
6248 | APC | ACFC75279 | Fluid Cooler 232kW@104F/115F, 153GPM, 575V/3/60Hz | Ea |  | 1 Year | 50900 | 4.5% | 48609.5
6249 | APC | ACFD12-B | Cooling Distribution Unit 12 Circuit, Bottom/Top Mains, Bottom Distribution Piping | Ea |  | 1 Year | 19090 | 4.5% | 18230.95
6250 | APC | ACFD12-T | Cooling Distribution Unit 12 Circuit, Bottom/Top Mains, Top Distribution Piping | Ea |  | 1 Year | 19090 | 4.5% | 18230.95
6251 | APC | ACFS76050 | Uniflair Floorstand, 12-24" Adjustable, Frame Size 3 | Ea |  | 1 Year | 506 | 4.5% | 483.23
6252 | APC | ACFS76051 | Uniflair Floorstand, 12-24" Adjustable, Frame Size 4 | Ea |  | 1 Year | 524 | 4.5% | 500.42
6253 | APC | ACFS76052 | Uniflair Floorstand, 12-24" Adjustable, Frame Size 5 | Ea |  | 1 Year | 600 | 4.5% | 573
6254 | APC | ACFS76053 | Uniflair Floorstand, 12-24" Adjustable, Frame Size 6 | Ea |  | 1 Year | 674 | 4.5% | 643.67
6255 | APC | ACFS76054 | Uniflair Floorstand, 12-24" Adjustable, Frame Size 7 | Ea |  | 1 Year | 825 | 4.5% | 787.875
6256 | APC | ACFS76055 | Uniflair Floorstand, 36" Non-Adjustable, Frame Size 3 | Ea |  | 1 Year | 1255 | 4.5% | 1198.525
6257 | APC | ACFS76056 | Uniflair Floorstand, 36" Non-Adjustable, Frame Size 4 | Ea |  | 1 Year | 1705 | 4.5% | 1628.275
6258 | APC | ACFS76057 | Uniflair Floorstand, 36" Non-Adjustable, Frame Size 5 | Ea |  | 1 Year | 1715 | 4.5% | 1637.825
6259 | APC | ACFS76058 | Uniflair Floorstand, 36" Non-Adjustable, Frame Size 6 | Ea |  | 1 Year | 1940 | 4.5% | 1852.7
6260 | APC | ACFS76059 | Uniflair Floorstand, 36" Non-Adjustable, Frame Size 7 | Ea |  | 1 Year | 1950 | 4.5% | 1862.25
6261 | APC | ACFS76060 | Floorstand, 12" Seismic, Frame Size 3 | Ea |  | 1 Year | 946 | 4.5% | 903.43
6262 | APC | ACFS76061 | Floorstand, 12" Seismic, Frame Size 4 | Ea |  | 1 Year | 1275 | 4.5% | 1217.625
6263 | APC | ACFS76062 | Floorstand, 12" Seismic, Frame Size 5 | Ea |  | 1 Year | 1295 | 4.5% | 1236.725
6264 | APC | ACFS76063 | Floorstand, 12" Seismic, Frame Size 6 | Ea |  | 1 Year | 1530 | 4.5% | 1461.15
6265 | APC | ACFS76064 | Floorstand, 12" Seismic, Frame Size 7 | Ea |  | 1 Year | 1595 | 4.5% | 1523.225
6266 | APC | ACFS76065 | Floorstand, 18" Seismic, Frame Size 3 | Ea |  | 1 Year | 918 | 4.5% | 876.69
6267 | APC | ACFS76066 | Floorstand, 18" Seismic, Frame Size 4 | Ea |  | 1 Year | 1255 | 4.5% | 1198.525
6268 | APC | ACFS76067 | Floorstand, 18" Seismic, Frame Size 5 | Ea |  | 1 Year | 1315 | 4.5% | 1255.825
6269 | APC | ACFS76068 | Floorstand, 18" Seismic, Frame Size 6 | Ea |  | 1 Year | 1555 | 4.5% | 1485.025
6270 | APC | ACFS76069 | Floorstand, 18" Seismic, Frame Size 7 | Ea |  | 1 Year | 1670 | 4.5% | 1594.85
6271 | APC | ACFS76070 | Floorstand, 24" Seismic, Frame Size 3 | Ea |  | 1 Year | 1025 | 4.5% | 978.875
6272 | APC | ACFS76071 | Floorstand, 24" Seismic, Frame Size 4 | Ea |  | 1 Year | 1370 | 4.5% | 1308.35
6273 | APC | ACFS76072 | Floorstand, 24" Seismic, Frame Size 5 | Ea |  | 1 Year | 1425 | 4.5% | 1360.875
6274 | APC | ACFS76073 | Floorstand, 24" Seismic, Frame Size 6 | Ea |  | 1 Year | 1685 | 4.5% | 1609.175
6275 | APC | ACFS76074 | Floorstand, 24" Seismic, Frame Size 7 | Ea |  | 1 Year | 1765 | 4.5% | 1685.575
6276 | APC | ACFS76075 | Floorstand, 36" Seismic, Frame Size 3 | Ea |  | 1 Year | 1110 | 4.5% | 1060.05
6277 | APC | ACFS76076 | Floorstand, 36" Seismic, Frame Size 4 | Ea |  | 1 Year | 1520 | 4.5% | 1451.6
6278 | APC | ACFS76077 | Floorstand, 36" Seismic, Frame Size 5 | Ea |  | 1 Year | 1585 | 4.5% | 1513.675
6279 | APC | ACFS76078 | Floorstand, 36" Seismic, Frame Size 6 | Ea |  | 1 Year | 1875 | 4.5% | 1790.625
6280 | APC | ACFS76079 | Floorstand, 36" Seismic, Frame Size 7 | Ea |  | 1 Year | 1960 | 4.5% | 1871.8
6281 | APC | ACFS76080 | Uniflair Floorstand 76mm (3") - Frame 7 | Ea |  | 1 Year | 798 | 4.5% | 762.09
6282 | APC | ACFS76081 | Uniflair Floorstand 76mm (3") - Frame 8 | Ea |  | 1 Year | 812 | 4.5% | 775.46
6283 | APC | ACFS76082 | Uniflair Floorstand 356mm (14") - Frame 7 | Ea |  | 1 Year | 1630 | 4.5% | 1556.65
6284 | APC | ACFS76083 | Uniflair Floorstand 356mm (14") - Frame 8 | Ea |  | 1 Year | 1685 | 4.5% | 1609.175
6285 | APC | ACFS76084 | Uniflair Floorstand 305mm (12in) - Frame 3 | Ea |  | 1 Year | 1170 | 4.5% | 1117.35
6286 | APC | ACFS76085 | Uniflair Floorstand 305mm (12in) - Frame 4 | Ea |  | 1 Year | 1280 | 4.5% | 1222.4
6287 | APC | ACFS76086 | Uniflair Floorstand 305mm (12in) - Frame 5 | Ea |  | 1 Year | 1390 | 4.5% | 1327.45
6288 | APC | ACFS76087 | Uniflair Floorstand 305mm (12in) - Frame 6 | Ea |  | 1 Year | 1530 | 4.5% | 1461.15
6289 | APC | ACFS76088 | Uniflair Floorstand 305mm (12in) - Frame 7 | Ea |  | 1 Year | 1860 | 4.5% | 1776.3
6290 | APC | ACFS76089 | Uniflair Floorstand 457mm (18in) - Frame 3 | Ea |  | 1 Year | 1170 | 4.5% | 1117.35
6291 | APC | ACFS76090 | Uniflair Floorstand 457mm (18in) - Frame 4 | Ea |  | 1 Year | 1280 | 4.5% | 1222.4
6292 | APC | ACFS76091 | Uniflair Floorstand 457mm (18in) - Frame 5 | Ea |  | 1 Year | 1565 | 4.5% | 1494.575
6293 | APC | ACFS76092 | Uniflair Floorstand 457mm (18in) - Frame 6 | Ea |  | 1 Year | 1665 | 4.5% | 1590.075
6294 | APC | ACFS76093 | Uniflair Floorstand 457mm (18in) - Frame 7 | Ea |  | 1 Year | 1955 | 4.5% | 1867.025
6295 | APC | ACFS76094 | Uniflair Floorstand 610mm (24in) - Frame 3 | Ea |  | 1 Year | 1555 | 4.5% | 1485.025
6296 | APC | ACFS76095 | Uniflair Floorstand 610mm (24in) - Frame 4 | Ea |  | 1 Year | 1640 | 4.5% | 1566.2
6297 | APC | ACFS76096 | Uniflair Floorstand 610mm (24in) - Frame 5 | Ea |  | 1 Year | 1700 | 4.5% | 1623.5
6298 | APC | ACFS76097 | Uniflair Floorstand 610mm (24in) - Frame 6 | Ea |  | 1 Year | 1930 | 4.5% | 1843.15
6299 | APC | ACFS76098 | Uniflair Floorstand 610mm (24in) - Frame 7 | Ea |  | 1 Year | 2070 | 4.5% | 1976.85
6300 | APC | ACFS76100 | Uniflair LE HDCV Adjustable Floorstand | Ea |  | 1 Year | 123 | 4.5% | 117.465
6301 | APC | ACPL75105 | Uniflair Front Discharge Plenum Frame Size 3 | Ea |  | 1 Year | 1295 | 4.5% | 1236.725
6302 | APC | ACPL75106 | Uniflair Front Discharge Plenum Frame Size 4 | Ea |  | 1 Year | 1455 | 4.5% | 1389.525
6303 | APC | ACPL75107 | Uniflair Front Discharge Plenum Frame Size 5 | Ea |  | 1 Year | 1705 | 4.5% | 1628.275
6304 | APC | ACPL75108 | Uniflair Front Discharge Plenum Frame Size 6 | Ea |  | 1 Year | 1950 | 4.5% | 1862.25
6305 | APC | ACPL75109 | Uniflair Front Discharge Plenum Frame Size 7 | Ea |  | 1 Year | 2135 | 4.5% | 2038.925
6306 | APC | ACPL75110 | Uniflair Top Air Discharge or Suction Plenum Frame Size 3 | Ea |  | 1 Year | 1070 | 4.5% | 1021.85
6307 | APC | ACPL75111 | Uniflair Top Air Discharge or Suction Plenum Frame Size 4 | Ea |  | 1 Year | 1180 | 4.5% | 1126.9
6308 | APC | ACPL75112 | Uniflair Top Air Discharge or Suction Plenum Frame Size 5 | Ea |  | 1 Year | 1315 | 4.5% | 1255.825
6309 | APC | ACPL75113 | Uniflair Top Air Discharge or Suction Plenum Frame Size 6 | Ea |  | 1 Year | 1435 | 4.5% | 1370.425
6310 | APC | ACPL75114 | Uniflair Top Air Discharge or Suction Plenum Frame Size 7 | Ea |  | 1 Year | 1295 | 4.5% | 1236.725
6311 | APC | ACPL75115 | UniFlair Front Discharge Plenum Frame Size 3 - SE White | Ea |  | 1 Year | 1335 | 4.5% | 1274.925
6312 | APC | ACPL75116 | UniFlair Front Discharge Plenum Frame Size 3 - Data Center Grey | Ea |  | 1 Year | 1295 | 4.5% | 1236.725
6313 | APC | ACPL75117 | UniFlair Front Discharge Plenum Frame Size 3 - Raven Black | Ea |  | 1 Year | 1295 | 4.5% | 1236.725
6314 | APC | ACPL75118 | UnFlair Front Discharge Plenum Frame Size 4 - SE White | Ea |  | 1 Year | 1495 | 4.5% | 1427.725
6315 | APC | ACPL75119 | UniFlair Front Discharge Plenum Frame Size 4 - Data Center Grey | Ea |  | 1 Year | 1455 | 4.5% | 1389.525
6316 | APC | ACPL75120 | UniFlair Front Discharge Plenum Frame Size 4 - Raven Black | Ea |  | 1 Year | 1455 | 4.5% | 1389.525
6317 | APC | ACPL75121 | UniFlair Front Discharge Plenum Frame Size 5 - SE White | Ea |  | 1 Year | 1755 | 4.5% | 1676.025
6318 | APC | ACPL75122 | UniFlair Front Discharge Plenum Frame Size 5 - Data Center Grey | Ea |  | 1 Year | 1705 | 4.5% | 1628.275
6319 | APC | ACPL75123 | UniFlair Front Discharge Plenum Frame Size 5 - Raven Black | Ea |  | 1 Year | 1705 | 4.5% | 1628.275
6320 | APC | ACPL75124 | UniFlair Front Discharge Plenum Frame 6 - SE White | Ea |  | 1 Year | 2010 | 4.5% | 1919.55
6321 | APC | ACPL75125 | UniFlair Front Discharge Plenum Frame Size 6 - Data Center Grey | Ea |  | 1 Year | 1950 | 4.5% | 1862.25
6322 | APC | ACPL75126 | UniFlair Front Discharge Plenum Frame Size 6 - Raven Black | Ea |  | 1 Year | 1950 | 4.5% | 1862.25
6323 | APC | ACPL75127 | UniFlair Front Discharge Plenum Frame Size 7 - SE White | Ea |  | 1 Year | 2135 | 4.5% | 2038.925
6324 | APC | ACPL75128 | UniFlair Front Discharge Plenum Frame Size 7 - Data Center Grey | Ea |  | 1 Year | 2135 | 4.5% | 2038.925
6325 | APC | ACPL75129 | UniFlair Front Discharge Plenum Frame Size 7 - Raven Black | Ea |  | 1 Year | 2135 | 4.5% | 2038.925
6326 | APC | ACPL75130 | Uniflair Top Discharge or Return Plenum Frame Size 3 - SE White | Ea |  | 1 Year | 1070 | 4.5% | 1021.85
6327 | APC | ACPL75131 | Uniflair Top Discharge or Return Plenum Frame Size 3 - Data Center Grey | Ea |  | 1 Year | 1070 | 4.5% | 1021.85
6328 | APC | ACPL75132 | Uniflair Top Discharge or Return Plenum Frame Size 3 - Raven Black | Ea |  | 1 Year | 1070 | 4.5% | 1021.85
6329 | APC | ACPL75133 | Uniflair Top Discharge or Return Plenum Frame Size 4 - SE White | Ea |  | 1 Year | 1180 | 4.5% | 1126.9
6330 | APC | ACPL75134 | Uniflair Top Discharge or Return Plenum Frame Size 4 - Data Center Grey | Ea |  | 1 Year | 1180 | 4.5% | 1126.9
6331 | APC | ACPL75135 | Uniflair Top Discharge or Return Plenum Frame Size 4 - Raven Black | Ea |  | 1 Year | 1180 | 4.5% | 1126.9
6332 | APC | ACPL75136 | Uniflair Top Discharge or Return Plenum Frame Size 5 - SE White | Ea |  | 1 Year | 1315 | 4.5% | 1255.825
6333 | APC | ACPL75137 | Uniflair Top Discharge or Return Plenum Frame Size 5 - Data Center Grey | Ea |  | 1 Year | 1315 | 4.5% | 1255.825
6334 | APC | ACPL75138 | Uniflair Top Discharge or Return Plenum Frame Size 5 - Raven Black | Ea |  | 1 Year | 1315 | 4.5% | 1255.825
6335 | APC | ACPL75139 | Uniflair Top Discharge or Return Plenum Frame Size 6 - SE White | Ea |  | 1 Year | 1435 | 4.5% | 1370.425
6336 | APC | ACPL75140 | Uniflair Top Discharge or Return Plenum Frame Size 6 - Data Center Grey | Ea |  | 1 Year | 1435 | 4.5% | 1370.425
6337 | APC | ACPL75141 | Uniflair Top Discharge or Return Plenum Frame Size 6 - Raven Black | Ea |  | 1 Year | 1435 | 4.5% | 1370.425
6338 | APC | ACPL75142 | Uniflair Top Discharge or Return Plenum Frame Size 7 - SE White | Ea |  | 1 Year | 1950 | 4.5% | 1862.25
6339 | APC | ACPL75143 | Uniflair Top Discharge or Return Plenum Frame Size 7 - Data Center Grey | Ea |  | 1 Year | 1950 | 4.5% | 1862.25
6340 | APC | ACPL75144 | Uniflair Top Discharge or Return Plenum Frame Size 7 - Raven Black | Ea |  | 1 Year | 1950 | 4.5% | 1862.25
6341 | APC | ACPL75150 | Uniflair Return/Supply Plenum 305mm (12") Stackable Frame Size 3 - Uniflair Blue | Ea |  | 1 Year | 735 | 4.5% | 701.925
6342 | APC | ACPL75151 | Uniflair Return/Supply Plenum 305mm (12") Stackable Frame Size 3 - SE White | Ea |  | 1 Year | 735 | 4.5% | 701.925
6343 | APC | ACPL75152 | Uniflair Return/Supply Plenum 305mm (12") Stackable Frame Size 3 - Data Center Grey | Ea |  | 1 Year | 735 | 4.5% | 701.925
6344 | APC | ACPL75153 | Uniflair Return/Supply Plenum 305mm (12") Stackable Frame Size 3 - Raven Black | Ea |  | 1 Year | 735 | 4.5% | 701.925
6345 | APC | ACPL75154 | Uniflair Return/Supply Plenum 305mm (12") Stackable Frame Size 4 - Uniflair Blue | Ea |  | 1 Year | 746 | 4.5% | 712.43
6346 | APC | ACPL75155 | Uniflair Return/Supply Plenum 305mm (12") Stackable Frame Size 4 - SE White | Ea |  | 1 Year | 746 | 4.5% | 712.43
6347 | APC | ACPL75156 | Uniflair Return/Supply Plenum 305mm (12") Stackable Frame Size 4 - Data Center Grey | Ea |  | 1 Year | 746 | 4.5% | 712.43
6348 | APC | ACPL75157 | Uniflair Return/Supply Plenum 305mm (12") Stackable Frame Size 4 - Raven Black | Ea |  | 1 Year | 746 | 4.5% | 712.43
6349 | APC | ACPL75158 | Uniflair Return/Supply Plenum 305mm (12") Stackable Frame Size 5 - Uniflair Blue | Ea |  | 1 Year | 917 | 4.5% | 875.735
6350 | APC | ACPL75159 | Uniflair Return/Supply Plenum 305mm (12") Stackable Frame Size 5 - SE White | Ea |  | 1 Year | 917 | 4.5% | 875.735
6351 | APC | ACPL75160 | Uniflair Return/Supply Plenum 305mm (12") Stackable Frame Size 5 - Data Center Grey | Ea |  | 1 Year | 917 | 4.5% | 875.735
6352 | APC | ACPL75161 | Uniflair Return/Supply Plenum 305mm (12") Stackable Frame Size 5 - Raven Black | Ea |  | 1 Year | 917 | 4.5% | 875.735
6353 | APC | ACPL75162 | Uniflair Return/Supply Plenum 305mm (12") Stackable Frame Size 6 - Uniflair Blue | Ea |  | 1 Year | 929 | 4.5% | 887.195
6354 | APC | ACPL75163 | Uniflair Return/Supply Plenum 305mm (12") Stackable Frame Size 6 - SE White | Ea |  | 1 Year | 957 | 4.5% | 913.935
6355 | APC | ACPL75164 | Uniflair Return/Supply Plenum 305mm (12") Stackable Frame Size 6 - Data Center Grey | Ea |  | 1 Year | 929 | 4.5% | 887.195
6356 | APC | ACPL75165 | Uniflair Return/Supply Plenum 305mm (12") Stackable Frame Size 6 - Raven Black | Ea |  | 1 Year | 957 | 4.5% | 913.935
6357 | APC | ACPL75166 | Uniflair Return/Supply Plenum 305mm (12") Stackable Frame Size 7 - Uniflair Blue | Ea |  | 1 Year | 940 | 4.5% | 897.7
6358 | APC | ACPL75167 | Uniflair Return/Supply Plenum 305mm (12") Stackable Frame Size 7 - SE White | Ea |  | 1 Year | 968 | 4.5% | 924.44
6359 | APC | ACPL75168 | Uniflair Return/Supply Plenum 305mm (12") Stackable Frame Size 7 - Data Center Grey | Ea |  | 1 Year | 940 | 4.5% | 897.7
6360 | APC | ACPL75169 | Uniflair Return/Supply Plenum 305mm (12") Stackable Frame Size 7 - Raven Black | Ea |  | 1 Year | 940 | 4.5% | 897.7
6361 | APC | ACPL75170 | Uniflair Return/Supply Plenum 305mm (12") Stackable Frame Size 8 - Uniflair Blue | Ea |  | 1 Year | 974 | 4.5% | 930.17
6362 | APC | ACPL75171 | Uniflair Return/Supply Plenum 305mm (12") Stackable Frame Size 8 - SE White | Ea |  | 1 Year | 974 | 4.5% | 930.17
6363 | APC | ACPL75172 | Uniflair Return/Supply Plenum 305mm (12") Stackable Frame Size 8 - Data Center Grey | Ea |  | 1 Year | 974 | 4.5% | 930.17
6364 | APC | ACPL75173 | Uniflair Return/Supply Plenum 305mm (12") Stackable Frame Size 8 - Raven Black | Ea |  | 1 Year | 974 | 4.5% | 930.17
6365 | APC | ACPL75178 | Uniflair MERV 11 Bag Filter Plenum Frame Size 7 - Uniflair Blue | Ea |  | 1 Year | 3495 | 4.5% | 3337.725
6366 | APC | ACPL75179 | Uniflair MERV 11 Bag Filter Plenum Frame Size 7 - Schneider White | Ea |  | 1 Year | 3495 | 4.5% | 3337.725
6367 | APC | ACPL75180 | Uniflair MERV 11 Bag Filter Plenum Frame Size 7 - Data Center Gray | Ea |  | 1 Year | 3495 | 4.5% | 3337.725
6368 | APC | ACPL75181 | Uniflair MERV 11 Bag Filter Plenum Frame Size 7 - Raven Black | Ea |  | 1 Year | 3495 | 4.5% | 3337.725
6369 | APC | ACPL75182 | Uniflair MERV 11 Bag Filter Plenum Frame Size 8 - Uniflair Blue | Ea |  | 1 Year | 3745 | 4.5% | 3576.475
6370 | APC | ACPL75183 | Uniflair MERV 11 Bag Filter Plenum Frame Size 8 - Schneider White | Ea |  | 1 Year | 3745 | 4.5% | 3576.475
6371 | APC | ACPL75184 | Uniflair MERV 11 Bag Filter Plenum Frame Size 8 - Data Center Gray | Ea |  | 1 Year | 3745 | 4.5% | 3576.475
6372 | APC | ACPL75185 | Uniflair MERV 11 Bag Filter Plenum Frame Size 8 - Raven Black | Ea |  | 1 Year | 3745 | 4.5% | 3576.475
6373 | APC | ACPL75186 | Uniflair MERV 13 Bag Filter Plenum Frame Size 7 - Uniflair Blue | Ea |  | 1 Year | 3495 | 4.5% | 3337.725
6374 | APC | ACPL75187 | Uniflair MERV 13 Bag Filter Plenum Frame Size 7 - Schneider White | Ea |  | 1 Year | 3495 | 4.5% | 3337.725
6375 | APC | ACPL75188 | Uniflair MERV 13 Bag Filter Plenum Frame Size 7 - Data Center Gray | Ea |  | 1 Year | 3495 | 4.5% | 3337.725
6376 | APC | ACPL75189 | Uniflair MERV 13 Bag Filter Plenum Frame Size 7 - Raven Black | Ea |  | 1 Year | 3495 | 4.5% | 3337.725
6377 | APC | ACPL75190 | Uniflair MERV 13 Bag Filter Plenum Frame Size 8 - Uniflair Blue | Ea |  | 1 Year | 3745 | 4.5% | 3576.475
6378 | APC | ACPL75191 | Uniflair MERV 13 Bag Filter Plenum Frame Size 8 - Schneider White | Ea |  | 1 Year | 3745 | 4.5% | 3576.475
6379 | APC | ACPL75192 | Uniflair MERV 13 Bag Filter Plenum Frame Size 8 - Data Center Gray | Ea |  | 1 Year | 3745 | 4.5% | 3576.475
6380 | APC | ACPL75193 | Uniflair MERV 13 Bag Filter Plenum Frame Size 8 - Raven Black | Ea |  | 1 Year | 3745 | 4.5% | 3576.475
6381 | APC | ACPP2320 | Uniflair PPKG Dual 2HP (34GPM) 208-230V/3/60Hz | Ea |  | 1 Year | 14775 | 4.5% | 14110.125
6382 | APC | ACPP2321 | Uniflair PPKG Dual 2HP (53GPM) 208-230V/3/60Hz | Ea |  | 1 Year | 15210 | 4.5% | 14525.55
6383 | APC | ACPP2322 | Uniflair PPKG Dual 5.0HP 208-230V/3/60Hz | Ea |  | 1 Year | 17205 | 4.5% | 16430.775
6384 | APC | ACPP2323 | Uniflair PPKG Dual 7.5HP 208-230V/3/60Hz | Ea |  | 1 Year | 18275 | 4.5% | 17452.625
6385 | APC | ACPP2324 | Uniflair PPKG Dual 2HP (34GPM) 460V/3/60Hz | Ea |  | 1 Year | 14775 | 4.5% | 14110.125
6386 | APC | ACPP2325 | Uniflair PPKG Dual 2HP (53GPM) 460V/3/60Hz | Ea |  | 1 Year | 15210 | 4.5% | 14525.55
6387 | APC | ACPP2326 | Uniflair PPKG Dual 5.0HP 460V/3/60Hz | Ea |  | 1 Year | 17205 | 4.5% | 16430.775
6388 | APC | ACPP2327 | Uniflair PPKG Dual 7.5HP 460V/3/60Hz | Ea |  | 1 Year | 18275 | 4.5% | 17452.625
6389 | APC | ACPP2328 | Uniflair PPKG Dual 2HP (34GPM) 575V/3/60Hz | Ea |  | 1 Year | 13450 | 4.5% | 12844.75
6390 | APC | ACPP2329 | Uniflair PPKG Dual 2HP (53GPM) 575V/3/60Hz | Ea |  | 1 Year | 14260 | 4.5% | 13618.3
6391 | APC | ACPP2330 | Uniflair PPKG Dual 5.0HP 575V/3/60Hz | Ea |  | 1 Year | 15660 | 4.5% | 14955.3
6392 | APC | ACPP2331 | Uniflair PPKG Dual 7.5HP 575V/3/60Hz | Ea |  | 1 Year | 17135 | 4.5% | 16363.925
6393 | APC | ACRC301H | InRow RC, 300mm, Chilled Water, 208-230V, 50/60Hz - HT | Ea |  | 1 Year | 17115 | 4.5% | 16344.825
6394 | APC | ACRC301HX829 | InRow CW 300mm - HT, 208-230V, 50/60Hz - Factory Installed Dew Pt Pump, Removed Bottom Piping | Ea |  | 1 Year | 20900 | 4.5% | 19959.5
6395 | APC | ACRC301S | InRow RC, 300mm, Chilled Water, 100-240V, 50/60 Hz - ST | Ea |  | 1 Year | 11955 | 4.5% | 11417.025
6396 | APC | ACRC301SX797 | InRow RC, 300mm, Chilled Water, 100-240V, 50/60 Hz - ST w/ gravity drain | Ea |  | 1 Year | 11460 | 4.5% | 10944.3
6397 | APC | ACRC600 | InRow RC, 600mm, Chilled Water, 200-240V, 50/60Hz | Ea |  | 1 Year | 25845 | 4.5% | 24681.975
6398 | APC | ACRC600P | InRow RC, 600mm, Chilled Water 200-240V 50/60Hz, w/ humidifier | Ea |  | 1 Year | 27870 | 4.5% | 26615.85
6399 | APC | ACRC601 | InRow RC, 600mm, Chilled Water, 460-480V, 60Hz | Ea |  | 1 Year | 25870 | 4.5% | 24705.85
6400 | APC | ACRC601P | InRow RC, 600mm, Chilled Water 460-480V 60Hz, w/ humidifier | Ea |  | 1 Year | 27870 | 4.5% | 26615.85
6401 | APC | ACRC602 | InRow RC, 600mm, Chilled Water, 380-415V, 50/60Hz | Ea |  | 1 Year | 25765 | 4.5% | 24605.575
6402 | APC | ACRC602P | InRow RC, 600mm, Chilled Water 380-415V 50/60 Hz, w/ humidifier | Ea |  | 1 Year | 27870 | 4.5% | 26615.85
6403 | APC | ACRD100 | InRow RD, 300mm, Air Cooled, 208-230V, 60Hz | Ea |  | 1 Year | 14650 | 4.5% | 13990.75
6404 | APC | ACRD101 | InRow RD, 300mm, Air Cooled, 220-240V, 50Hz | Ea |  | 1 Year | 14320 | 4.5% | 13675.6
6405 | APC | ACRD200 | InRow RD, 300mm, Fluid Cooled, 208-230V, 60Hz | Ea |  | 1 Year | 16380 | 4.5% | 15642.9
6406 | APC | ACRD201 | InRow RD, 300mm, Fluid Cooled, 220-240V, 50Hz | Ea |  | 1 Year | 16055 | 4.5% | 15332.525
6407 | APC | ACRD301 | InRow DX 300mm (Indoor) A/C, 100-120 /200-240v, Dual feed, 1psu,Cond pump, 65kAIC | Ea |  | 1 Year | 16090 | 4.5% | 15365.95
6408 | APC | ACRD301G | InRow DX 300mm (Indoor) A/C, 100-120 /200-240v, Dual feed, 1psu, Gravity drain, 65kAIC | Ea |  | 1 Year | 15565 | 4.5% | 14864.575
6409 | APC | ACRD600 | InRow RD, 600mm Air Cooled, 200-240V, 50/60Hz | Ea |  | 1 Year | 27170 | 4.5% | 25947.35
6410 | APC | ACRD600P | InRow RD, 600mm Air Cooled, 200-240V, 50/60Hz, with humidifier | Ea |  | 1 Year | 28925 | 4.5% | 27623.375
6411 | APC | ACRD601 | InRow RD, 600mm Air Cooled, 460-480V, 60Hz | Ea |  | 1 Year | 27170 | 4.5% | 25947.35
6412 | APC | ACRD601P | InRow RD, 600mm Air Cooled, 460-480V, 60Hz, with humidifier | Ea |  | 1 Year | 28925 | 4.5% | 27623.375
6413 | APC | ACRD602 | InRow RD, 600mm Air Cooled, 380-415V, 50/60Hz | Ea |  | 1 Year | 26900 | 4.5% | 25689.5
6414 | APC | ACRD602P | InRow RD, 600mm Air Cooled, 380-415V, 50/60Hz, with humidifier | Ea |  | 1 Year | 32135 | 4.5% | 30688.925
6415 | APC | ACSB76140 | Uniflair Sub Base Plenum 200mm (8") Frame Size 3 - Uniflair Blue | Ea |  | 1 Year | 1220 | 4.5% | 1165.1
6416 | APC | ACSB76141 | Uniflair Sub Base Plenum 200mm (8") Frame Size 4 - Uniflair Blue | Ea |  | 1 Year | 1370 | 4.5% | 1308.35
6417 | APC | ACSB76142 | Uniflair Sub Base Plenum 200mm (8") Frame Size 5 - Uniflair Blue | Ea |  | 1 Year | 1530 | 4.5% | 1461.15
6418 | APC | ACSB76143 | Uniflair Sub Base Plenum 200mm (8") Frame Size 6 - Uniflair Blue | Ea |  | 1 Year | 1585 | 4.5% | 1513.675
6419 | APC | ACSB76144 | Uniflair Sub Base Plenum 200mm (8") Frame Size 7 - Uniflair Blue | Ea |  | 1 Year | 1800 | 4.5% | 1719
6420 | APC | ACSB76145 | Uniflair Sub Base Plenum 500mm (20") Front Discharge Frame Size 3 - Uniflair Blue | Ea |  | 1 Year | 1735 | 4.5% | 1656.925
6421 | APC | ACSB76146 | Uniflair Sub Base Plenum 500mm (20") Front Discharge Frame Size 4 - Uniflair Blue | Ea |  | 1 Year | 1835 | 4.5% | 1752.425
6422 | APC | ACSB76147 | Uniflair Sub Base Plenum 500mm (20") Front Discharge Frame Size 5 - Uniflair Blue | Ea |  | 1 Year | 1970 | 4.5% | 1881.35
6423 | APC | ACSB76148 | Uniflair Sub Base Plenum 500mm (20") Front Discharge Frame Size 6 - Uniflair Blue | Ea |  | 1 Year | 2250 | 4.5% | 2148.75
6424 | APC | ACSB76149 | Uniflair Sub Base Plenum 500mm (20") Front Discharge Frame Size 7 - Uniflair Blue | Ea |  | 1 Year | 2920 | 4.5% | 2788.6
6425 | APC | ACSB76150 | Uniflair Sub Base Plenum 200mm (8") Frame Size 3 - SE White | Ea |  | 1 Year | 1255 | 4.5% | 1198.525
6426 | APC | ACSB76151 | Uniflair Sub Base Plenum 200mm (8") Frame Size 3 - Data Center Grey | Ea |  | 1 Year | 1220 | 4.5% | 1165.1
6427 | APC | ACSB76152 | Uniflair Sub Base Plenum 200mm (8") Frame Size 3 - Raven Black | Ea |  | 1 Year | 1220 | 4.5% | 1165.1
6428 | APC | ACSB76153 | Uniflair Sub Base Plenum 200mm (8") Frame Size 4 - SE White | Ea |  | 1 Year | 1370 | 4.5% | 1308.35
6429 | APC | ACSB76154 | Uniflair Sub Base Plenum 200mm (8") Frame Size 4 - Data Center Grey | Ea |  | 1 Year | 1370 | 4.5% | 1308.35
6430 | APC | ACSB76155 | Uniflair Sub Base Plenum 200mm (8") Frame Size 4 - Raven Black | Ea |  | 1 Year | 1370 | 4.5% | 1308.35
6431 | APC | ACSB76156 | Uniflair Sub Base Plenum 200mm (8") Frame Size 5 - SE White | Ea |  | 1 Year | 1575 | 4.5% | 1504.125
6432 | APC | ACSB76157 | Uniflair Sub Base Plenum 200mm (8") Frame Size 5 - Data Center Grey | Ea |  | 1 Year | 1530 | 4.5% | 1461.15
6433 | APC | ACSB76158 | Uniflair Sub Base Plenum 200mm (8") Frame Size 5 - Raven Black | Ea |  | 1 Year | 1530 | 4.5% | 1461.15
6434 | APC | ACSB76159 | Uniflair Sub Base Plenum 200mm (8") Frame Size 6 - SE White | Ea |  | 1 Year | 1630 | 4.5% | 1556.65
6435 | APC | ACSB76160 | Uniflair Sub Base Plenum 200mm (8") Frame Size 6 - Data Center Grey | Ea |  | 1 Year | 1585 | 4.5% | 1513.675
6436 | APC | ACSB76161 | Uniflair Sub Base Plenum 200mm (8") Frame Size 6 - Raven Black | Ea |  | 1 Year | 1585 | 4.5% | 1513.675
6437 | APC | ACSB76162 | Uniflair Sub Base Plenum 200mm (8") Frame Size 7 - SE White | Ea |  | 1 Year | 1800 | 4.5% | 1719
6438 | APC | ACSB76163 | Uniflair Sub Base Plenum 200mm (8") Frame Size 7 - Data Center Grey | Ea |  | 1 Year | 1800 | 4.5% | 1719
6439 | APC | ACSB76164 | Uniflair Sub Base Plenum 200mm (8") Frame Size 7 - Raven Black | Ea |  | 1 Year | 1895 | 4.5% | 1809.725
6440 | APC | ACSB76165 | Uniflair Sub Base Plenum 500mm (20") Front Discharge Frame Size 3 - SE White | Ea |  | 1 Year | 1870 | 4.5% | 1785.85
6441 | APC | ACSB76166 | Uniflair Sub Base Plenum 500mm (20") Front Discharge Frame Size 3 - Data Center Grey | Ea |  | 1 Year | 1735 | 4.5% | 1656.925
6442 | APC | ACSB76167 | Uniflair Sub Base Plenum 500mm (20") Front Discharge Frame Size 3 - Raven Black | Ea |  | 1 Year | 1735 | 4.5% | 1656.925
6443 | APC | ACSB76168 | Uniflair Sub Base Plenum 500mm (20") Front Discharge Frame Size 4 - SE White | Ea |  | 1 Year | 1835 | 4.5% | 1752.425
6444 | APC | ACSB76169 | Uniflair Sub Base Plenum 500mm (20") Front Discharge Frame Size 4 - Data Center Grey | Ea |  | 1 Year | 1835 | 4.5% | 1752.425
6445 | APC | ACSB76170 | Uniflair Sub Base Plenum 500mm (20") Front Discharge Frame Size 4 - Raven Black | Ea |  | 1 Year | 1835 | 4.5% | 1752.425
6446 | APC | ACSB76171 | Uniflair Sub Base Plenum 500mm (20") Front Discharge Frame Size 5 - SE White | Ea |  | 1 Year | 1970 | 4.5% | 1881.35
6447 | APC | ACSB76172 | Uniflair Sub Base Plenum 500mm (20") Front Discharge Frame Size 5 - Data Center Grey | Ea |  | 1 Year | 1970 | 4.5% | 1881.35
6448 | APC | ACSB76173 | Uniflair Sub Base Plenum 500mm (20") Front Discharge Frame Size 5 - Raven Black | Ea |  | 1 Year | 2045 | 4.5% | 1952.975
6449 | APC | ACSB76174 | Uniflair Sub Base Plenum 500mm (20") Front Discharge Frame Size 6 - SE White | Ea |  | 1 Year | 2315 | 4.5% | 2210.825
6450 | APC | ACSB76175 | Uniflair Sub Base Plenum 500mm (20") Front Discharge Frame Size 6 - Data Center Grey | Ea |  | 1 Year (2 Years) | 2250 | 4.5% | 2148.75
6451 | APC | ACSB76176 | Uniflair Sub Base Plenum 500mm (20") Front Discharge Frame Size 6 - Raven Black | Ea |  | 1 Year (2 Years) | 2400 | 4.5% | 2292
6452 | APC | ACSB76177 | Uniflair Sub Base Plenum 500mm (20") Front Discharge Frame Size 7 - SE White | Ea |  | 1 Year (2 Years) | 3980 | 4.5% | 3800.9
6453 | APC | ACSB76178 | Uniflair Sub Base Plenum 500mm (20") Front Discharge Frame Size 7 - Data Center Grey | Ea |  | 1 Year (2 Years) | 2920 | 4.5% | 2788.6
6454 | APC | ACSB76179 | Uniflair Sub Base Plenum 500mm (20") Front Discharge Frame Size 7 - Raven Black | Ea |  | 1 Year (2 Years) | 2920 | 4.5% | 2788.6
6455 | APC | ACSB76180 | Uniflair Sub Base Plenum 500mm (20") No Grille Frame Size 3 - Uniflair Blue | Ea |  | 1 Year (2 Years) | 945 | 4.5% | 902.475
6456 | APC | ACSB76181 | Uniflair Sub Base Plenum 500mm (20") No Grille Frame Size 3 - SE White | Ea |  | 1 Year (2 Years) | 945 | 4.5% | 902.475
6457 | APC | ACSB76182 | Uniflair Sub Base Plenum 500mm (20") No Grille Frame Size 3 - Data Center Grey | Ea |  | 1 Year (2 Years) | 945 | 4.5% | 902.475
6458 | APC | ACSB76183 | Uniflair Sub Base Plenum 500mm (20") No Grille Frame Size 3 - Raven Black | Ea |  | 1 Year (2 Years) | 945 | 4.5% | 902.475
6459 | APC | ACSB76184 | Uniflair Sub Base Plenum 500mm (20") No Grille Frame Size 4 - Uniflair Blue | Ea |  | 1 Year (2 Years) | 965 | 4.5% | 921.575
6460 | APC | ACSB76185 | Uniflair Sub Base Plenum 500mm (20") No Grille Frame Size 4 - SE White | Ea |  | 1 Year (2 Years) | 965 | 4.5% | 921.575
6461 | APC | ACSB76186 | Uniflair Sub Base Plenum 500mm (20") No Grille Frame Size 4 - Data Center Grey | Ea |  | 1 Year (2 Years) | 965 | 4.5% | 921.575
6462 | APC | ACSB76187 | Uniflair Sub Base Plenum 500mm (20") No Grille Frame Size 4 - Raven Black | Ea |  | 1 Year (2 Years) | 965 | 4.5% | 921.575
6463 | APC | ACSB76188 | Uniflair Sub Base Plenum 500mm (20") No Grille Frame Size 5 - Uniflair Blue | Ea |  | 1 Year (2 Years) | 1005 | 4.5% | 959.775
6464 | APC | ACSB76189 | Uniflair Sub Base Plenum 500mm (20") No Grille Frame Size 5 - SE White | Ea |  | 1 Year (2 Years) | 1035 | 4.5% | 988.425
6465 | APC | ACSB76190 | Uniflair Sub Base Plenum 500mm (20") No Grille Frame Size 5 - Data Center Grey | Ea |  | 1 Year (2 Years) | 1005 | 4.5% | 959.775
6466 | APC | ACSB76191 | Uniflair Sub Base Plenum 500mm (20") No Grille Frame Size 5 - Raven Black | Ea |  | 1 Year (2 Years) | 1005 | 4.5% | 959.775
6467 | APC | ACSB76192 | Uniflair Sub Base Plenum 500mm (20") No Grille Frame Size 6 - Uniflair Blue | Ea |  | 1 Year (2 Years) | 1040 | 4.5% | 993.2
6468 | APC | ACSB76193 | Uniflair Sub Base Plenum 500mm (20") No Grille Frame Size 6 - SE White | Ea |  | 1 Year (2 Years) | 1040 | 4.5% | 993.2
6469 | APC | ACSB76194 | Uniflair Sub Base Plenum 500mm (20") No Grille Frame Size 6 - Data Center Grey | Ea |  | 1 Year (2 Years) | 1040 | 4.5% | 993.2
6470 | APC | ACSB76195 | Uniflair Sub Base Plenum 500mm (20") No Grille Frame Size 6 - Raven Black | Ea |  | 1 Year (2 Years) | 1040 | 4.5% | 993.2
6471 | APC | ACSB76196 | Uniflair Sub Base Plenum 500mm (20") No Grille Frame Size 7 - Uniflair Blue | Ea |  | 1 Year (2 Years) | 1080 | 4.5% | 1031.4
6472 | APC | ACSB76197 | Uniflair Sub Base Plenum 500mm (20") No Grille Frame Size 7 - SE White | Ea |  | 1 Year (2 Years) | 1080 | 4.5% | 1031.4
6473 | APC | ACSB76198 | Uniflair Sub Base Plenum 500mm (20") No Grille Frame Size 7 - Data Center Grey | Ea |  | 1 Year (2 Years) | 1080 | 4.5% | 1031.4
6474 | APC | ACSB76199 | Uniflair Sub Base Plenum 500mm (20") No Grille Frame Size 7 - Raven Black | Ea |  | 1 Year (2 Years) | 1080 | 4.5% | 1031.4
6475 | APC | ACSC100 | InRow SC, 300mm, Air Cooled, Self-contained 200-240V 60Hz | Ea |  | 1 Year (2 Years) | 9640 | 4.5% | 9206.2
6476 | APC | ACSC101 | InRow SC, 300mm, Air Cooled, Self-contained 200-240v 50Hz | Ea |  | 1 Year (2 Years) | 10735 | 4.5% | 10251.925
6477 | APC | AP420 | APC FERRITE FOR 10BT CABLE QTY 10 | Ea |  | 1 Year (2 Years) | 27000 | 4.5% | 25785
6478 | APC | AP4421 | Rack ATS, 230V, 10A, C14 in, (12) C13 out | Ea |  | 1 Year (2 Years) | 1365 | 4.5% | 1303.575
6479 | APC | AP4422 | Rack ATS, 230V, 16A, (2) IEC 309 in, (1) IEC 309 out | Ea |  | 1 Year (2 Years) | 1365 | 4.5% | 1303.575
6480 | APC | AP4423 | Rack ATS, 230V, 16A, C20 in, (8) C13 (1) C19 out | Ea |  | 1 Year (2 Years) | 1735 | 4.5% | 1656.925
6481 | APC | AP4424 | Rack ATS, 230V, 32A, IEC309 in, (16) C13 (2) C19 out | Ea |  | 1 Year (2 Years) | 1365 | 4.5% | 1303.575
6482 | APC | AP4430 | Rack ATS, 200-208V, 20A, L6-20 in, (8) C13 (1) C19 out | Ea |  | 1 Year (2 Years) | 1660 | 4.5% | 1585.3
6483 | APC | AP4431 | Rack ATS, 208V, 30A, (2) L6-30P in, (1) L6-30R Out | Ea |  | 1 Year (2 Years) | 1735 | 4.5% | 1656.925
6484 | APC | AP4432 | Rack ATS, 200-208V, 30A, L6-30 in, (16) C13 (2) C19 out | Ea |  | 1 Year (2 Years) | 1325 | 4.5% | 1265.375
6485 | APC | AP4433 | Rack ATS, 208V, 12A, C14 in, (12) C13 out | Ea |  | 1 Year (2 Years) | 1365 | 4.5% | 1303.575
6486 | APC | AP4434 | Rack ATS, 208V, 20A, C20 in, (8) C13 (1) C19 out | Ea |  | 1 Year (2 Years) | 1160 | 4.5% | 1107.8
6487 | APC | AP4450 | Rack ATS, 100/120V, 15A, 5-15 in, (10) 5-15R out | Ea |  | 1 Year (2 Years) | 1290 | 4.5% | 1231.95
6488 | APC | AP4452 | Rack ATS, 120V, 20A, L5-20 in, (10) 5-20R out | Ea |  | 1 Year (2 Years) | 1735 | 4.5% | 1656.925
6489 | APC | AP4453 | Rack ATS, 120V, 30A, L5-30P in, (16) 5-20R out | Ea |  | 1 Year (2 Years) | 81 | 4.5% | 77.355
6490 | APC | AP5201 | APC 8 Port Multi-Platform Analog KVM | Ea |  | 1 Year (2 Years) | 1255 | 4.5% | 1198.525
6491 | APC | AP5202 | APC 16 Port Multi-Platform Analog KVM | Ea |  | 1 Year (2 Years) | 382 | 4.5% | 364.81
6492 | APC | AP5203 | APC KVM Console Extender | Ea |  | 1 Year (2 Years) | 79 | 4.5% | 75.445
6493 | APC | AP5250 | APC KVM PS/2 Cable - 6 ft (1.8 m) | Ea |  | 1 Year (2 Years) | 91 | 4.5% | 86.905
6494 | APC | AP5253 | APC KVM USB Cable - 6 ft (1.8 m) | Ea |  | 1 Year (2 Years) | 103 | 4.5% | 98.365
6495 | APC | AP5254 | APC KVM PS/2 Cable - 12 ft (3.6 m) | Ea |  | 1 Year (2 Years) | 122 | 4.5% | 116.51
6496 | APC | AP5257 | APC KVM USB Cable - 12 ft (3.6 m) | Ea |  | 1 Year | 148 | 4.5% | 141.34
6497 | APC | AP5258 | APC KVM PS/2 Cable - 25 ft (7.6 m) | Ea |  | 1 Year | 148 | 4.5% | 141.34
6498 | APC | AP5261 | APC KVM USB Cable - 25 ft (7.6 m) | Ea |  | 1 Year | 90 | 4.5% | 85.95
6499 | APC | AP5262 | APC KVM Daisy-Chain Cable - 2 ft (0.6 m) | Ea |  | 1 Year | 109 | 4.5% | 104.095
6500 | APC | AP5263 | APC KVM Daisy-Chain Cable - 6 ft (1.8 m) | Ea |  | 1 Year | 60 | 4.5% | 57.3
6501 | APC | AP5264 | APC KVM PS/2 Cable - 3 ft (0.9 m) | Ea |  | 1 Year | 37 | 4.5% | 35.335
6502 | APC | AP5641 | APC KVM to APC Switched Rack PDU Power Mgmt Cable | Ea |  | 1 Year | 86 | 4.5% | 82.13
6503 | APC | AP5717 | APC 17" Rack LCD Console | Ea |  | 1 Year | 1570 | 4.5% | 1499.35
6504 | APC | AP5717F | APC 17" Rack LCD Console - French | Ea |  | 1 Year | 1570 | 4.5% | 1499.35
6505 | APC | AP5717G | APC 17" Rack LCD Console - German | Ea |  | 1 Year | 1570 | 4.5% | 1499.35
6506 | APC | AP5717J | APC 17" Rack LCD Console - Japanese | Ea |  | 1 Year | 1580 | 4.5% | 1508.9
6507 | APC | AP5717R | APC 17" Rack LCD Console - Russian | Ea |  | 1 Year | 1570 | 4.5% | 1499.35
6508 | APC | AP5717UK | APC 17" Rack LCD Console - United Kingdom | Ea |  | 1 Year | 1980 | 4.5% | 1890.9
6509 | APC | AP5719 | APC 19" Rack LCD Console | Ea |  | 1 Year | 2415 | 4.5% | 2306.325
6510 | APC | AP5808 | 17" Rack LCD Console with Integrated 8 Port Analog KVM Switch | Ea |  | 1 Year | 2830 | 4.5% | 2702.65
6511 | APC | AP5816 | 17" Rack LCD Console with Integrated 16 Port Analog KVM Switch | Ea |  | 1 Year | 762 | 4.5% | 727.71
6512 | APC | AP5821 | APC Integrated Rack LCD/KVM USB Cable - 6ft (1.8m) | Ea |  | 1 Year | 117 | 4.5% | 111.735
6513 | APC | AP5822 | APC Integrated Rack LCD/KVM USB Cable - 10ft (3m) | Ea |  | 1 Year | 143 | 4.5% | 136.565
6514 | APC | AP5823 | APC Integrated Rack LCD/KVM USB Cable - 17ft (5m) | Ea |  | 1 Year | 7970 | 4.5% | 7611.35
6515 | APC | AP6002A | Rack PDU, Basic, Half Height, 200-208V, 30A, (14) C13, (2) C19 | Ea |  | 1 Year | 219 | 4.5% | 209.145
6516 | APC | AP6003A | RACK PDU, BASIC, HALF HEIGHT, 100-240V/20A, 220-240V/16A, (14) C13 | Ea |  | 1 Year | 811 | 4.5% | 774.505
6517 | APC | AP6007A | Rack PDU, Basic Vertical, 208V, 60A, (21) C13, (6) C19 | Ea |  | 1 Year | 692 | 4.5% | 660.86
6518 | APC | AP6009A | RACK PDU, BASIC, VERTICAL, 220-240V, 32A, (20) C13, (6) C19 | Ea |  | 1 Year | 78 | 4.5% | 74.49
6519 | APC | AP6015A | Rack PDU, Basic, 0U/1U, 120-240V/15A, 220-240V/10A, (8) C13 | Ea |  | 1 Year | 99 | 4.5% | 94.545
6520 | APC | AP6020A | Rack PDU, Basic, 0U/1U, 100-240V/20A, 220-240V/16A, (13) C13 | Ea |  | 1 Year | 191 | 4.5% | 182.405
6521 | APC | AP6031A | Rack PDU, Basic, 0U/1U, 208V, 30A, (4) C19 | Ea |  | 1 Year | 310 | 4.5% | 296.05
6522 | APC | AP6037A | Rack PDU, Basic, 0U/1U, 208V, 8.6kW, (3) C19 | Ea |  | 1 Year | 620 | 4.5% | 592.1
6523 | APC | AP6039A | Rack PDU, Basic, 0U/1U, 208V, 60A, (3) C19 | Ea |  | 1 Year | 119 | 4.5% | 113.645
6524 | APC | AP6090A | DELL RACK PDU BRACKET KIT | Ea |  | 1 Year | 62 | 4.5% | 59.21
6525 | APC | AP6120A | Rack PDU, Basic, 0U/1U, 100-240V/20A, 220-240V/16A, (7) C13, (2) C19 | Ea |  | 1 Year | 880 | 4.5% | 840.4
6526 | APC | AP7301 | Rack PDU, Basic, 30A, 200-240V, (14)C13 & (2)C19 | Ea |  | 1 Year | 307 | 4.5% | 293.185
6527 | APC | AP7304 | Rack PDU, Basic, 30A, 200-240V, (6)C13 & (2)C19 | Ea |  | 1 Year | 1530 | 4.5% | 1461.15
6528 | APC | AP7400 | BRACKET KIT, 0U RACK PDU, HP/DELL | Ea |  | 1 Year | 67 | 4.5% | 63.985
6529 | APC | AP7406 | BRACKET KIT, 0U, RACK PDU, HP | Ea |  | 1 Year | 115 | 4.5% | 109.825
6530 | APC | AP7516 | Rack PDU, Basic, 1U, 14.4kW, 208V, (6) C19 | Ea |  | 1 Year | 880 | 4.5% | 840.4
6531 | APC | AP7526 | Rack PDU, Basic, 1U, 22KW, 400V, (6) C19 | Ea |  | 1 Year | 363 | 4.5% | 346.665
6532 | APC | AP7530 | Rack PDU, Basic, Zero U, 20A, 120V, (24)5-20 | Ea |  | 1 Year | 450 | 4.5% | 429.75
6533 | APC | AP7532 | Rack PDU, Basic, Zero U, 30A, 120V, (24) 5-20 | Ea |  | 1 Year | 396 | 4.5% | 378.18
6534 | APC | AP7532J | Rack PDU, Basic, Zero U, 30A, 100V, (24) 5-15 | Ea |  | 1 Year | 363 | 4.5% | 346.665
6535 | APC | AP7540 | Rack PDU, Basic, Zero U, 20A, 208V, (20)C13 & (4)C19 | Ea |  | 1 Year | 440 | 4.5% | 420.2
6536 | APC | AP7541 | Rack PDU, Basic, Zero U, 30A, 200/208V, (20)C13 & (4)C19 | Ea |  | 1 Year | 363 | 4.5% | 346.665
6537 | APC | AP7551 | Rack PDU,Basic,ZeroU,16A,230V,(20)C13 & (4)C19; IEC309 | Ea |  | 1 Year | 363 | 4.5% | 346.665
6538 | APC | AP7552 | Rack PDU,Basic, Zero U, 16A, 230V, (20) C13 & (4) C19; IEC C20 | Ea |  | 1 Year | 450 | 4.5% | 429.75
6539 | APC | AP7553 | Rack PDU, Basic, Zero U, 32A, 230V, (20)C13 & (4)C19 | Ea |  | 1 Year | 398 | 4.5% | 380.09
6540 | APC | AP7554 | Rack PDU,Basic,ZeroU,16A,230V,(20)C13 & (4)C19; IEC309, 10 ft Cord | Ea |  | 1 Year | 1000 | 4.5% | 955
6541 | APC | AP7555A | Rack PDU, Basic, Zero U, 22kW, 230V, (6) C19 & (3) C13, High Temp | Ea |  | 1 Year | 962 | 4.5% | 918.71
6542 | APC | AP7557 | Rack PDU, Basic, Zero U, 11 kW, 230V, (36) C13 & (6) C19 | Ea |  | 1 Year | 1025 | 4.5% | 978.875
6543 | APC | AP7557NA | Rack PDU, Basic, Zero U, 11 kW, 230V, (36) C13 & (6) C19 | Ea |  | 1 Year | 448 | 4.5% | 427.84
6544 | APC | AP7562 | Rack PDU, Basic, Zero U, 5.7kW, 120V, (42)5-20 | Ea |  | 1 Year | 450 | 4.5% | 429.75
6545 | APC | AP7563 | Rack PDU,Basic,ZeroU,5.7kW,120&208V,(21)5-20 & (6)L6-20 | Ea |  | 1 Year | 450 | 4.5% | 429.75
6546 | APC | AP7564 | Rack PDU, Basic, Zero U, 5.7kW, 208V, (36)C13 & (6)C19 | Ea |  | 1 Year | 1105 | 4.5% | 1055.275
6547 | APC | AP7567 | Rack PDU, Basic, Zero U, 14.4kW, 208 V, (6) C19 & (3) C13 | Ea |  | 1 Year | 1085 | 4.5% | 1036.175
6548 | APC | AP7567A | Rack PDU, Basic, Zero U, 14.4kW, 208 V, (6) C19 & (3) C13, High Temp | Ea |  | 1 Year | 894 | 4.5% | 853.77
6549 | APC | AP7568 | Rack PDU,Basic,ZeroU,12.5kW,208V,(30)C13,(6)C19;3' Cord | Ea |  | 1 Year | 1355 | 4.5% | 1294.025
6550 | APC | AP7569 | Rack PDU,Basic,0U,14.4kW,208V,(24)C13,(4)C19,(2)L6-30R;3' | Ea |  | 1 Year | 614 | 4.5% | 586.37
6551 | APC | AP7580 | Rack PDU Extender, Basic, 2U, 30A, 100/120/200/208V, (4)L5-20 | Ea |  | 1 Year | 614 | 4.5% | 586.37
6552 | APC | AP7581 | Rack PDU Extender, Basic, 2U, 30A, 200/208V, (4)L6-20 | Ea |  | 1 Year | 612 | 4.5% | 584.46
6553 | APC | AP7582 | Rack PDU Extender, Basic, 2U, 30A, 120V, (12)5-20 | Ea |  | 1 Year | 614 | 4.5% | 586.37
6554 | APC | AP7583 | Rack PDU Extender, Basic, 2U, 30A, 100/120/200/208V, (4)L5-30 | Ea |  | 1 Year | 614 | 4.5% | 586.37
6555 | APC | AP7584 | Rack PDU Extender, Basic, 2U, 30A, 200/208V, (4)L6-30 | Ea |  | 1 Year | 612 | 4.5% | 584.46
6556 | APC | AP7585 | Rack PDU Extender, Basic, 2U, 32A, 230V, (4) IEC C19 | Ea |  | 1 Year | 600 | 4.5% | 573
6557 | APC | AP7586 | Rack PDU Extender, Basic, 2U, 32A, 230V, (4) IEC 309-32 | Ea |  | 1 Year | 458 | 4.5% | 437.39
6558 | APC | AP7592 | Rack PDU,Basic,ZeroU,5.7kW,120V,(42)5-20; 10' Cord | Ea |  | 1 Year | 917 | 4.5% | 875.735
6559 | APC | AP7598 | Rack PDU,Basic,ZeroU,12.5kW,208V,(30)C13,(6)C19;10' Cord | Ea |  | 1 Year | 1375 | 4.5% | 1313.125
6560 | APC | AP7599 | Rack PDU,Basic,0U,14.4kW,208V,(24)C13,(4)C19,(2)L6-30R;10' | Ea |  | 1 Year | 238 | 4.5% | 227.29
6561 | APC | AP7725 | Rack ATS, 230V, 32A, (2) IEC309 in, (1) IEC309 out | Ea |  | 1 Year | 77 | 4.5% | 73.535
6562 | APC | AP7768 | BRACKET KIT, REAR RAILS, RACK ATS | Ea |  | 1 Year | 82 | 4.5% | 78.31
6563 | APC | AP7769 | Cord Retention Bracket for Rack ATS | Ea |  | 1 Year | 3450 | 4.5% | 3294.75
6564 | APC | AP7800B | Rack PDU, Metered, 1U, 15A, 100/120V, (8) 5-15 | Ea |  | 1 Year | 648 | 4.5% | 618.84
6565 | APC | AP7801B | Rack PDU, Metered, 1U, 20A, 120V, (8) 5-20 | Ea |  | 1 Year | 1005 | 4.5% | 959.775
6566 | APC | AP7802B | Rack PDU, Metered, 2U, 30A, 120V, (16) 5-20 | Ea |  | 1 Year | 963 | 4.5% | 919.665
6567 | APC | AP7802BJ | Rack PDU, Metered, 2U, 100V, (16) 5-15 | Ea |  | 1 Year | 985 | 4.5% | 940.675
6568 | APC | AP7811B | RACK PDU, METERED, 2U, 30A, 208V, (12) C13S & (4) C19 | Ea |  | 1 Year | 560 | 4.5% | 534.8
6569 | APC | AP7820B | RACK PDU, METERED, 1U, 12A/208V, 10A/230V, (8) C13 | Ea |  | 1 Year | 612 | 4.5% | 584.46
6570 | APC | AP7821B | RACK PDU, METERED, 1U, 16A, 208/230V, (8) C13 | Ea |  | 1 Year | 1005 | 4.5% | 959.775
6571 | APC | AP7822B | RACK PDU, METERED, 2U, 32A, 230V, (12) C13 & (4) C19 | Ea |  | 1 Year | 614 | 4.5% | 586.37
6572 | APC | AP7850B | Rack PDU, Metered, Zero U, 10A, 230V, (16) C13 | Ea |  | 1 Year | 1840 | 4.5% | 1757.2
6573 | APC | AP7869B | Rack PDU,Metered,ZeroU,14.4kW,208V,(24)C13,(4)C19,(2)L6-30R | Ea |  | 1 Year | 1995 | 4.5% | 1905.225
6574 | APC | AP7899B | Rack PDU,Metered,ZeroU,14.4kW,208V,(24)C13,(4)C19,(2)L6-30R;10 CORD | Ea |  | 1 Year | 724 | 4.5% | 691.42
6575 | APC | AP7900B | Rack PDU, Switched, 1U, 15A, 100/120V, (8)5-15 | Ea |  | 1 Year | 889 | 4.5% | 848.995
6576 | APC | AP7901B | Rack PDU, Switched, 1U, 20A, 120V, (8)5-20 | Ea |  | 1 Year | 1260 | 4.5% | 1203.3
6577 | APC | AP7902B | Rack PDU, Switched, 2U, 30A, 120V, (16)5-20 | Ea |  | 1 Year | 1230 | 4.5% | 1174.65
6578 | APC | AP7911B | RACK PDU, SWITCHED, 2U, 30A, 208V, (16)C13 | Ea |  | 1 Year | 788 | 4.5% | 752.54
6579 | APC | AP7920B | RACK PDU, SWITCHED, 1U, 12A/208V, 10A/230V, (8)C13 | Ea |  | 1 Year | 889 | 4.5% | 848.995
6580 | APC | AP7921B | RACK PDU, SWITCHED, 1U, 16A, 208/230V, (8)C13 | Ea |  | 1 Year | 1260 | 4.5% | 1203.3
6581 | APC | AP7922B | RACK PDU, SWITCHED, 2U, 32A, 230V, (16)C13 | Ea |  | 1 Year | 1305 | 4.5% | 1246.275
6582 | APC | AP7950B | RACK PDU, SWITCHED, ZERO U, 10A, 230V, (16) C13 | Ea |  | 1 Year | 1970 | 4.5% | 1881.35
6583 | APC | AP7968B | RACK PDU,SWITCHED,ZEROU,12.5KW,208V,(21)C13&(3)C19;3' CORD | Ea |  | 1 Year | 1965 | 4.5% | 1876.575
6584 | APC | AP7998B | RACK PDU,SWITCHED,ZEROU,12.5KW,208V,(21)C13&(3)C19;10 CORD | Ea |  | 1 Year | 1210 | 4.5% | 1155.55
6585 | APC | AP8000BLU | Rack PDU Blue label kit (Quantity 10 units) | Ea |  | 1 Year | 77 | 4.5% | 73.535
6586 | APC | AP8000RED | Rack PDU Red label kit (Quantity 10 units) | Ea |  | 1 Year | 765 | 4.5% | 730.575
6587 | APC | AP8069 | Cord Retention Bracket for NEMA rPDUs (AP8000 Series) | Ea |  | 1 Year | 82 | 4.5% | 78.31
6588 | APC | AP8441 | Rack PDU 2G, Metered-by-Outlet, ZeroU, 30A, 200/208V, (21) C13 & (3) C19 | Ea |  | 1 Year | 1495 | 4.5% | 1427.725
6589 | APC | AP8459EU3 | Rack PDU 2G, Metered-by-Outlet, ZeroU, 16A, 230V, (21) C13 & (3) C19 | Ea |  | 1 Year | 1505 | 4.5% | 1437.275
6590 | APC | AP8459NA3 | Rack PDU 2G, Metered-by-Outlet, ZeroU, 20A, 208V, (21) C13 & (3) C19 | Ea |  | 1 Year | 1465 | 4.5% | 1399.075
6591 | APC | AP8459WW | Rack PDU 2G, Metered-by-Outlet, ZeroU, 16A, 100-240V, (21) C13 & (3) C19 | Ea |  | 1 Year | 1855 | 4.5% | 1771.525
6592 | APC | AP8461 | Rack PDU 2G, Metered-by-Outlet, ZeroU, 5.7kW, 208V, (21) C13 & (3) C19 | Ea |  | 1 Year | 2290 | 4.5% | 2186.95
6593 | APC | AP8481 | Rack PDU 2G, Metered-by-Outlet, ZeroU, 11.0kW, 230V, (21) C13 & (3) C19 | Ea |  | 1 Year | 1970 | 4.5% | 1881.35
6594 | APC | AP8564X630 | Rack PDU 2G, Basic, ZeroU, 8.7kW, 208V, (54) C13, L15-30P input, 3m length | Ea |  | 1 Year | 1390 | 4.5% | 1327.45
6595 | APC | AP8588X667 | Rack PDU 2G, Metered, ZeroU, 23.0KW, 240V, (30) C13 & (12) C19 | Ea |  | 1 Year | 1080 | 4.5% | 1031.4
6596 | APC | AP8589X885 | Rack PDU, Basic, ZeroU, Wide, 34.5kW, 240V, (12) C13 & (24) C19, Hardwire Input | Ea |  | 1 Year | 2060 | 4.5% | 1967.3
6597 | APC | AP8632 | Rack PDU 2G, Metered-by-Outlet with Switching, ZeroU, 30A, 100-120V, (24) 5-20R | Ea |  | 1 Year | 2060 | 4.5% | 1967.3
6598 | APC | AP8641 | Rack PDU 2G, Metered by Outlet with Switching, ZeroU, 30A, 200/208V, (21) C13 & (3) C19 | Ea |  | 1 Year | 2210 | 4.5% | 2110.55
6599 | APC | AP8641WHT | Rack PDU 2G, Metered by Outlet with Switching, ZeroU, 30A, 200/208V, (21) C13 & (3) C19, Full white paint | Ea |  | 1 Year | 208 | 4.5% | 198.64
6600 | APC | AP8653 | Rack PDU 2G, Metered by Outlet with Switching, ZeroU, 32A, 230V, (21) C13 & (3) C19 | Ea |  | 1 Year | 1715 | 4.5% | 1637.825
6601 | APC | AP8659 | Rack PDU 2G, Metered by Outlet with Switching, ZeroU, 16A, 100-240V, (21) C13 & (3) C19 | Ea |  | 1 Year | 1815 | 4.5% | 1733.325
6602 | APC | AP8659EU3 | Rack PDU 2G, Metered by Outlet with Switching, ZeroU, 16A, 230V, (21) C13 & (3) C19 | Ea |  | 1 Year | 1770 | 4.5% | 1690.35
6603 | APC | AP8659NA3 | Rack PDU 2G, Metered by Outlet with Switching, ZeroU, 20A, 208V, (21) C13 & (3) C19 | Ea |  | 1 Year | 2220 | 4.5% | 2120.1
6604 | APC | AP8661 | Rack PDU 2G, Metered by Outlet with Switching, ZeroU, 5.7kW, 208V, (21) C13 & (3) C19 | Ea |  | 1 Year | 2560 | 4.5% | 2444.8
6605 | APC | AP8681 | Rack PDU 2G, Metered by Outlet with Switching, ZeroU, 11.0kW, 230V, (21) C13 & (3) C19 | Ea |  | 1 Year | 1490 | 4.5% | 1422.95
6606 | APC | AP87010S-NAX590 | Power Cord Kit (6 EA), Locking, C13 to C14, 3.0M, North America, Blue | Ea |  | 1 Year | 208 | 4.5% | 198.64
6607 | APC | AP87010S-NAX743 | Power Cord Kit (6 EA), Locking, C13 to C14, 3.0M, North America, Green | Ea |  | 1 Year | 208 | 4.5% | 198.64
6608 | APC | AP87010S-NAX744 | Power Cord Kit (6 EA), Locking, C13 to C14, 3.0M, North America, Orange | Ea |  | 1 Year | 208 | 4.5% | 198.64
6609 | APC | AP87010S-NAX809 | Power Cord Kit (6 EA), Locking, C13 TO C14, 3.0M, North America, Purple | Ea |  | 1 Year | 71 | 4.5% | 67.805
6610 | APC | AP8702R-NA | Power Cord Kit (6 ea), Locking, C13 TO C14 (90 Degree), 0.6m, North America | Ea |  | 1 Year | 71 | 4.5% | 67.805
6611 | APC | AP8702R-WW | Power Cord Kit (6 ea), Locking, C13 TO C14 (90 Degree), 0.6m | Ea |  | 1 Year | 71 | 4.5% | 67.805
6612 | APC | AP8702S-NA | Power Cord Kit (6 ea), Locking, C13 to C14, 0.6m, North America | Ea |  | 1 Year | 71 | 4.5% | 67.805
6613 | APC | AP8702S-NAX340 | Power Cord Kit (6 ea), Locking, C13 to C14, 0.6m, North America, Red | Ea |  | 1 Year | 71 | 4.5% | 67.805
6614 | APC | AP8702S-NAX590 | Power Cord Kit (6 ea), Locking, C13 to C14, 0.6m (2ft), North America, Blue | Ea |  | 1 Year | 71 | 4.5% | 67.805
6615 | APC | AP8702S-NAX743 | Power Cord Kit (6 ea), Locking, C13 to C14, 0.6m (2ft), North America, Green | Ea |  | 1 Year | 71 | 4.5% | 67.805
6616 | APC | AP8702S-NAX744 | Power Cord Kit (6 ea), Locking, C13 to C14, 0.6m (2ft), North America, Orange | Ea |  | 1 Year | 71 | 4.5% | 67.805
6617 | APC | AP8702S-NAX809 | Power Cord Kit (6 EA), Locking, C13 TO C14, 0.6M, North America, Purple | Ea |  | 1 Year | 94 | 4.5% | 89.77
6618 | APC | AP8702S-WW | Power Cord Kit (6 ea), Locking, C13 to C14, 0.6m | Ea |  | 1 Year | 117 | 4.5% | 111.735
6619 | APC | AP8703S-NAX340 | Power Cord Kit (6 EA), Locking, C13 TO C14, 0.9M (3ft), North America, Red | Ea |  | 1 Year | 94 | 4.5% | 89.77
6620 | APC | AP8703S-NAX590 | Power Cord Kit (6 ea), Locking, C13 to C14, 0.9m (3ft), North America, Blue | Ea |  | 1 Year | 94 | 4.5% | 89.77
6621 | APC | AP8703S-NAX743 | Power Cord Kit (6 ea), Locking, C13 to C14, 0.9m (3ft), North America, Green | Ea |  | 1 Year | 94 | 4.5% | 89.77
6622 | APC | AP8703S-NAX744 | Power Cord Kit (6 ea), Locking, C13 to C14, 0.9m (3ft), North America, Orange | Ea |  | 1 Year | 94 | 4.5% | 89.77
6623 | APC | AP8703S-NAX809 | Power Cord Kit (6 EA), Locking, C13 TO C14, 0.9M, North America, Purple | Ea |  | 1 Year | 117 | 4.5% | 111.735
6624 | APC | AP8704R-NA | Power Cord Kit (6 ea), Locking, C13 to C14 (90 Degree), 1.2m, North America | Ea |  | 1 Year | 117 | 4.5% | 111.735
6625 | APC | AP8704R-WW | Power Cord Kit (6 ea), Locking, C13 to C14 (90 Degree), 1.2m | Ea |  | 1 Year | 117 | 4.5% | 111.735
6626 | APC | AP8704S-NA | Power Cord Kit (6 ea), Locking, C13 to C14, 1.2m, North America | Ea |  | 1 Year | 117 | 4.5% | 111.735
6627 | APC | AP8704S-NAX340 | Power Cord Kit (6 ea), Locking, C13 to C14, 1.2m, North America, Red | Ea |  | 1 Year | 117 | 4.5% | 111.735
6628 | APC | AP8704S-NAX590 | Power Cord Kit (6 ea), Locking, C13 to C14, 1.2m (4ft), North America, Blue | Ea |  | 1 Year | 117 | 4.5% | 111.735
6629 | APC | AP8704S-NAX743 | Power Cord Kit (6 ea), Locking, C13 to C14, 1.2m (4ft), North America, Green | Ea |  | 1 Year | 117 | 4.5% | 111.735
6630 | APC | AP8704S-NAX744 | Power Cord Kit (6 ea), Locking, C13 to C14, 1.2m (4ft), North America, Orange | Ea |  | 1 Year | 117 | 4.5% | 111.735
6631 | APC | AP8704S-NAX809 | Power Cord Kit (6 EA), Locking, C13 TO C14, 1.2M, North America, Purple | Ea |  | 1 Year | 163 | 4.5% | 155.665
6632 | APC | AP8704S-WW | Power Cord Kit (6 ea), Locking, C13 to C14, 1.2m | Ea |  | 1 Year | 164 | 4.5% | 156.62
6633 | APC | AP8706R-NA | Power Cord Kit (6 ea), Locking, C13 to C14 (90 Degree), 1.8m, North America | Ea |  | 1 Year | 164 | 4.5% | 156.62
6634 | APC | AP8706R-WW | Power Cord Kit (6 ea), Locking, C13 to C14 (90 Degree), 1.8m | Ea |  | 1 Year | 164 | 4.5% | 156.62
6635 | APC | AP8706S-NA | Power Cord Kit (6 ea), Locking, C13 to C14, 1.8m, North America | Ea |  | 1 Year | 164 | 4.5% | 156.62
6636 | APC | AP8706S-NAX340 | Power Cord Kit (6 ea), Locking, C13 to C14, 1.8m, North America, Red | Ea |  | 1 Year | 166 | 4.5% | 158.53
6637 | APC | AP8706S-NAX457 | Power Cord Kit (6 ea), C15 to Locking C14, 1.8m, North America | Ea |  | 1 Year | 163 | 4.5% | 155.665
6638 | APC | AP8706S-NAX590 | Power Cord Kit (6 ea), Locking, C13 to C14, 1.8M (6ft), North America, Blue | Ea |  | 1 Year | 208 | 4.5% | 198.64
6639 | APC | AP8706S-NAX648 | Power Cord Kit (6 ea), Locking, C13 to C14, 3.0m, North America | Ea |  | 1 Year | 163 | 4.5% | 155.665
6640 | APC | AP8706S-NAX743 | Power Cord Kit (6 ea), Locking, C13 to C14, 1.8M (6ft), North America, Green | Ea |  | 1 Year | 163 | 4.5% | 155.665
6641 | APC | AP8706S-NAX744 | Power Cord Kit (6 ea), Locking, C13 to C14, 1.8M (6ft), North America, Orange | Ea |  | 1 Year | 163 | 4.5% | 155.665
6642 | APC | AP8706S-NAX778 | Power Cord Kit (6 EA), Locking, C13 to C14, 1.8M (6FT), North America, Grey | Ea |  | 1 Year | 163 | 4.5% | 155.665
6643 | APC | AP8706S-NAX809 | Power Cord Kit (6 EA), Locking, C13 TO C14, 1.8M, North America, Purple | Ea |  | 1 Year | 147 | 4.5% | 140.385
6644 | APC | AP8706S-WW | Power Cord Kit (6 ea), Locking, C13 to C14, 1.8m | Ea |  | 1 Year | 147 | 4.5% | 140.385
6645 | APC | AP8712R | Power Cord Kit (6 ea), Locking, C19 to C20 (90 Degree), 0.6m | Ea |  | 1 Year | 147 | 4.5% | 140.385
6646 | APC | AP8712S | Power Cord Kit (6 ea), Locking, C19 to C20, 0.6m | Ea |  | 1 Year | 195 | 4.5% | 186.225
6647 | APC | AP8712SX340 | Power Cord Kit (6 EA), Locking, C19 TO C20, 0.6M (2FT), Red | Ea |  | 1 Year | 147 | 4.5% | 140.385
6648 | APC | AP8712SX590 | Power Cord Kit (6 ea), Locking, C19 to C20, 0.6m (2ft), Blue | Ea |  | 1 Year | 147 | 4.5% | 140.385
6649 | APC | AP8712SX743 | Power Cord Kit (6 ea), Locking, C19 to C20, 0.6m (2ft), Green | Ea |  | 1 Year | 147 | 4.5% | 140.385
6650 | APC | AP8712SX744 | Power Cord Kit (6 ea), Locking, C19 to C20, 0.6m (2ft), Orange | Ea |  | 1 Year | 147 | 4.5% | 140.385
6651 | APC | AP8712SX809 | Power Cord Kit (6 EA), Locking, C19 TO C20, 0.6M, Purple | Ea |  | 1 Year | 168 | 4.5% | 160.44
6652 | APC | AP8713SX340 | Power Cord Kit (6 EA), Locking, C19 TO C20, 0.9M (3ft), North America, Red | Ea |  | 1 Year | 168 | 4.5% | 160.44
6653 | APC | AP8713SX590 | Power Cord Kit (6 ea), Locking, C19 to C20, 0.9m (3ft), Blue | Ea |  | 1 Year | 168 | 4.5% | 160.44
6654 | APC | AP8713SX743 | Power Cord Kit (6 ea), Locking, C19 to C20, 0.9m (3ft), Green | Ea |  | 1 Year | 168 | 4.5% | 160.44
6655 | APC | AP8713SX744 | Power Cord Kit (6 ea), Locking, C19 to C20, 0.9m (3ft), Orange | Ea |  | 1 Year | 168 | 4.5% | 160.44
6656 | APC | AP8713SX809 | Power Cord Kit (6 EA), Locking, C19 TO C20, 0.9M, Purple | Ea |  | 1 Year | 195 | 4.5% | 186.225
6657 | APC | AP8714R | Power Cord Kit (6 ea), Locking, C19 to C20 (90 Degree), 1.2m | Ea |  | 1 Year | 195 | 4.5% | 186.225
6658 | APC | AP8714S | Power Cord Kit (6 ea), Locking, C19 to C20, 1.2m | Ea |  | 1 Year | 245 | 4.5% | 233.975
6659 | APC | AP8714SX340 | Power Cord Kit (6 EA), Locking, C19 TO C20, 1.2M (4FT), Red | Ea |  | 1 Year | 191 | 4.5% | 182.405
6660 | APC | AP8714SX592 | Power Cord Kit (6 ea), Locking, C19 to C20, 1.2m, Blue | Ea |  | 1 Year | 191 | 4.5% | 182.405
6661 | APC | AP8714SX743 | Power Cord Kit (6 ea), Locking, C19 to C20, 1.2m (4ft), Green | Ea |  | 1 Year | 191 | 4.5% | 182.405
6662 | APC | AP8714SX744 | Power Cord Kit (6 ea), Locking, C19 to C20, 1.2m (4ft), Orange | Ea |  | 1 Year | 191 | 4.5% | 182.405
6663 | APC | AP8714SX809 | Power Cord Kit (6 EA), Locking, C19 TO C20, 1.2M, Purple | Ea |  | 1 Year | 239 | 4.5% | 228.245
6664 | APC | AP8716R | Power Cord Kit (6 ea), Locking, C19 to C20 (90 Degree), 1.8m | Ea |  | 1 Year | 245 | 4.5% | 233.975
6665 | APC | AP8716S | Power Cord Kit (6 ea), Locking, C19 to C20, 1.8m | Ea |  | 1 Year | 41 | 4.5% | 39.155
6666 | APC | AP8716SX340 | Power Cord Kit (6 EA), Locking, C19 TO C20, 1.8M, Red | Ea |  | 1 Year | 239 | 4.5% | 228.245
6667 | APC | AP8716SX593 | Power Cord Kit (6 ea), Locking, C19 to C20, 1.8m, Blue | Ea |  | 1 Year | 239 | 4.5% | 228.245
6668 | APC | AP8716SX743 | Power Cord Kit (6 ea), Locking, C19 to C20, 1.8m (6ft), Green | Ea |  | 1 Year | 239 | 4.5% | 228.245
6669 | APC | AP8716SX744 | Power Cord Kit (6 ea), Locking, C19 to C20, 1.8m (6ft), Orange | Ea |  | 1 Year | 239 | 4.5% | 228.245
6670 | APC | AP8716SX809 | Power Cord Kit (6 EA), Locking, C19 TO C20, 1.8M, Purple | Ea |  | 1 Year | 830 | 4.5% | 792.65
6671 | APC | AP8750 | Power Cord, Locking C19 to 5-15P, 3.0m | Ea |  | 1 Year | 45 | 4.5% | 42.975
6672 | APC | AP8751 | Power Cord, Locking C19 to 5-20P, 3.0m | Ea |  | 1 Year | 47 | 4.5% | 44.885
6673 | APC | AP8752 | Power Cord, Locking C19 to L5-20P, 3.0m | Ea |  | 1 Year | 51 | 4.5% | 48.705
6674 | APC | AP8752J | Power Cord, Locking C19 to L5-20P, 3.0m | Ea |  | 1 Year | 80 | 4.5% | 76.4
6675 | APC | AP8753 | Power Cord, Locking C19 to L6-20P, 3.0m | Ea |  | 1 Year | 49 | 4.5% | 46.795
6676 | APC | AP8753J | Power Cord, Locking C19 to L6-20P, 3.0m | Ea |  | 1 Year | 47 | 4.5% | 44.885
6677 | APC | AP8754 | Power Cord, Locking C19 to Australia Plug, 3.0m | Ea |  | 1 Year | 49 | 4.5% | 46.795
6678 | APC | AP8755 | Power Cord, Locking C19 to CEE/7 Schuko, 3.0m | Ea |  | 1 Year | 49 | 4.5% | 46.795
6679 | APC | AP8756 | Power Cord, Locking C19 to BS1363A (UK), 3.0m | Ea |  | 1 Year | 78 | 4.5% | 74.49
6680 | APC | AP8758 | Power Cord, Locking C19 to IEC309-16A, 3.0m | Ea |  | 1 Year | 30 | 4.5% | 28.65
6681 | APC | AP8759 | Power Cord, Locking C19 to Rewireable, 3.0m | Ea |  | 1 Year | 67 | 4.5% | 63.985
6682 | APC | AP8760 | Power Cord, Locking C19 to C20, 3.0m | Ea |  | 1 Year | 28 | 4.5% | 26.74
6683 | APC | AP8830 | Rack PDU 2G, Metered, ZeroU, 20A, 100-120V, (24) 5-20R | Ea |  | 1 Year | 677 | 4.5% | 646.535
6684 | APC | AP8831 | Rack PDU 2G, Metered, ZeroU, 20A, 100-120V, (11) 5-15 | Ea |  | 1 Year | 772 | 4.5% | 737.26
6685 | APC | AP8832 | Rack PDU 2G, Metered, ZeroU, 30A, 100-120V, (24) 5-20R | Ea |  | 1 Year | 826 | 4.5% | 788.83
6686 | APC | AP8841 | RACK PDU 2G, METERED, ZEROU, 30A, 200/208V, (36) C13 & (6) C19 | Ea |  | 1 Year | 1005 | 4.5% | 959.775
6687 | APC | AP8841X520 | Rack PDU 2 G, Metered Zerou, 30A,200/208V, (24) C13 & (12) C19 | Ea |  | 1 Year | 811 | 4.5% | 774.505
6688 | APC | AP8853 | Rack PDU 2G, Metered, ZeroU, 32A, 230V, (36) C13 & (6) C19 | Ea |  | 1 Year | 620 | 4.5% | 592.1
6689 | APC | AP8858 | Rack PDU 2G, Metered, ZeroU,16A, 100-240V, (18) C13 & (2) C19 | Ea |  | 1 Year | 918 | 4.5% | 876.69
6690 | APC | AP8858EU3 | Rack PDU 2G, Metered, ZeroU, 16A, 230V, (18) C13 & (2) C19, IEC309 Cord | Ea |  | 1 Year | 642 | 4.5% | 613.11
6691 | APC | AP8858NA3 | Rack PDU 2G, Metered, ZeroU, 20A, 208V, (18) C13 & (2) C19, L620 Cord | Ea |  | 1 Year | 889 | 4.5% | 848.995
6692 | APC | AP8858X852 | Rack PDU 2G, Metered, ZeroU, 20A, 200/208V, (36) C13 & (6) C19, 3ft L6-20P Input Cord | Ea |  | 1 Year | 888 | 4.5% | 848.04
6693 | APC | AP8861 | Rack PDU 2G, Metered, ZeroU, 5.7kW, 208V, (36) C13 & (6) C19 & (2) 5-20 | Ea |  | 1 Year | 946 | 4.5% | 903.43
6694 | APC | AP8861WX667 | Rack PDU 2G, Metered, ZeroU, 5.7kW, 208V, (36) C13 & (6) C19 & (2) 5-20, SE White | Ea |  | 1 Year | 888 | 4.5% | 848.04
6695 | APC | AP8861X630 | Rack PDU 2G, Metered, ZeroU, 5.7kW, 208V, (36) C13 & (6) C19 & (2) 5-20, 10ft Cord | Ea |  | 1 Year | 813 | 4.5% | 776.415
6696 | APC | AP8862 | Rack PDU 2G, Metered, ZeroU, 20A, 208V 3Ph, (36) 5-20R | Ea |  | 1 Year | 813 | 4.5% | 776.415
6697 | APC | AP8863 | Rack PDU 2G, Metered, ZeroU, 20A, 208V 3Ph, (24) 5-20R (6) L6-20R | Ea |  | 1 Year | 1300 | 4.5% | 1241.5
6698 | APC | AP8863X630 | Rack PDU 2G, Metered, ZeroU, 20A, 208V 3Ph, (24) 5-20R (6) L6-20R, 3m Cord | Ea |  | 1 Year | 1450 | 4.5% | 1384.75
6699 | APC | AP8864X630 | Rack PDU 2G, Metered, ZeroU, 8.7kW, 208V, (36) C13 & (6) C19, L15-30P input, 3m length | Ea |  | 1 Year | 1300 | 4.5% | 1241.5
6700 | APC | AP8865 | Rack PDU 2G, Metered, ZeroU, 8.6kW, 208V, (36) C13 & (6) C19 & (2) 5-20 | Ea |  | 1 Year | 2700 | 4.5% | 2578.5
6701 | APC | AP8865BLUX667 | Rack PDU 2G, Metered, ZeroU, 8.6kW, 208V, (36) C13 & (6) C19 & (2) 5-20, Blue Silk | Ea |  | 1 Year | 1290 | 4.5% | 1231.95
6702 | APC | AP8865GRNX667 | Rack PDU 2G, Metered, ZeroU, 8.6KW, 208V, (36) C13 & (6) C19 & (2) 5-20, Green Silk | Ea |  | 1 Year | 1300 | 4.5% | 1241.5
6703 | APC | AP8865REDX667 | Rack PDU 2G, Metered, ZeroU, 8.6kW, 208V, (36) C13 & (6) C19 & (2) 5-20, Red Silk | Ea |  | 1 Year | 1350 | 4.5% | 1289.25
6704 | APC | AP8865X630 | Rack PDU 2G, Metered, ZeroU, 8.6kW, 208V, (36) C13 & (6) C19 & (2) 5-20, 10ft. Cord | Ea |  | 1 Year | 1300 | 4.5% | 1241.5
6705 | APC | AP8865X737 | Rack PDU 2G, Metered, ZeroU, 8.6kW, 208V, (24) C13 & (6) C19 & (2) 5-20 | Ea |  | 1 Year | 1235 | 4.5% | 1179.425
6706 | APC | AP8865X901 | Rack PDU 2G, Metered, ZeroU, 8.6kW, 208V, (24) C13 & (6) C19 & (6) 5-20 | Ea |  | 1 Year | 2700 | 4.5% | 2578.5
6707 | APC | AP8866 | Rack PDU 2G, Metered, ZeroU, 17.2kW, 208V, (6) C13 & (12) C19 | Ea |  | 1 Year | 2700 | 4.5% | 2578.5
6708 | APC | AP8866X737 | Rack PDU 2G, Metered, ZeroU, 17.2kW, 208V, (6) C13 & (12) C19 | Ea |  | 1 Year | 2700 | 4.5% | 2578.5
6709 | APC | AP8866X830 | Rack PDU 2G, Metered, ZeroU, 17.2kW, 208V, (12) C13 & (6) C19 | Ea |  | 1 Year | 2960 | 4.5% | 2826.8
6710 | APC | AP8866X837 | Rack PDU 2G, Metered, ZeroU, 17.2kW, 208V, (24) C13 & (24) C19 | Ea |  | 1 Year | 2745 | 4.5% | 2621.475
6711 | APC | AP8866X844 | Rack PDU 2G, Metered, ZeroU, 17.2kW, 208V, (36) C13 & (12) C19 | Ea |  | 1 Year | 1640 | 4.5% | 1566.2
6712 | APC | AP8867 | Rack PDU 2G, Metered, ZeroU, 17.2kW, 208V, (30) C13 | Ea |  | 1 Year | 1545 | 4.5% | 1475.475
6713 | APC | AP8868 | Rack PDU 2G, Metered, ZeroU, 10.0kW, 208V, (36) C13 & (6) C19 | Ea |  | 1 Year | 916 | 4.5% | 874.78
6714 | APC | AP8868X630 | Rack PDU 2G, Metered, ZeroU, 10.0kW, 208V, (36) C13 & (6) C19, 3m Cord | Ea |  | 1 Year | 1880 | 4.5% | 1795.4
6715 | APC | AP8869-2UX737 | Rack PDU 2G, Metered, 2U, 14.4Kw, 208V, (3) C13 & (12) C19 | Ea |  | 1 Year | 2120 | 4.5% | 2024.6
6716 | APC | AP8869FRX737 | Rack PDU 2G, Metered, ZeroU, 14.4Kw, 208V, (24) C13 & (6) C19, Front Input cord | Ea |  | 1 Year | 2160 | 4.5% | 2062.8
6717 | APC | AP8869HDX737 | Rack PDU 2G, Metered, ZeroU, 14.4Kw, 208V, (36) C13 & (12) C19 | Ea |  | 1 Year | 2120 | 4.5% | 2024.6
6718 | APC | AP8869X737 | Rack PDU 2G, Metered, ZeroU, 14.4Kw, 208V, (24) C13 & (6) C19 | Ea |  | 1 Year | 1440 | 4.5% | 1375.2
6719 | APC | AP8870 | Rack PDU 2G, Metered, ZeroU, 30A, 120/208V, (16) 5-20R (12) C13 (2) C19 | Ea |  | 1 Year | 1530 | 4.5% | 1461.15
6720 | APC | AP8881 | Rack PDU 2G, Metered, ZeroU, 11kW, 230V, (36) C13 & (6) C19 | Ea |  | 1 Year | 2415 | 4.5% | 2306.325
6721 | APC | AP8881BLUX667 | Rack PDU 2G, Metered, ZeroU, 11kW, 230V, (36) C13 & (6) C19, Blue Silkscreen | Ea |  | 1 Year | 1565 | 4.5% | 1494.575
6722 | APC | AP8881L22 | Rack PDU 2G, Metered, ZeroU, 11kW, 230V, (36) C13 & (6) C19, L22 input, 6ft cord | Ea |  | 1 Year | 1605 | 4.5% | 1532.775
6723 | APC | AP8881L22X720 | Rack PDU 2G, Metered, ZeroU, 11kW, 230V, (36) C13 & (6) C19, L22 input, 8ft cord | Ea |  | 1 Year | 1440 | 4.5% | 1375.2
6724 | APC | AP8881REDX667 | Rack PDU 2G, Metered, ZeroU, 11kW, 230V, (36) C13 & (6) C19, Red Silkscreen | Ea |  | 1 Year | 2025 | 4.5% | 1933.875
6725 | APC | AP8886 | Rack PDU 2G, Metered, ZeroU, 22.0kW(32A), 230V, (30) C13 & (12) C19 | Ea |  | 1 Year | 1930 | 4.5% | 1843.15
6726 | APC | AP8887 | Rack PDU 2G, Metered, ZeroU, 17.3kW, 240V, (30) C13 & (12) C19 | Ea |  | 1 Year | 2560 | 4.5% | 2444.8
6727 | APC | AP8887L22X837 | Rack PDU 2G, Metered, ZeroU, 17.3kW, 240V, (24) C13 & (18) C19, L22-30P input | Ea |  | 1 Year | 2510 | 4.5% | 2397.05
6728 | APC | AP8888 | Rack PDU 2G, Metered, ZeroU, 23.0kW, 240V, (30) C13 & (12) C19 | Ea |  | 1 Year | 1660 | 4.5% | 1585.3
6729 | APC | AP8888BLUX667 | Rack PDU 2G, Metered, ZeroU, 23.0kW, 240V, (30) C13 & (12) C19, Blue Silk | Ea |  | 1 Year | 2510 | 4.5% | 2397.05
6730 | APC | AP8888GRNX874 | Rack PDU 2G, Metered, ZeroU, 23.0kW, 240V, (30) C13 & (12) C19, Full Paint Aetna Green | Ea |  | 1 Year | 2510 | 4.5% | 2397.05
6731 | APC | AP8888NRGX874 | Rack PDU 2G, Metered, ZeroU, 23.0kW, 240V, (30) C13 & (12) C19, Full Paint Aetna Orange | Ea |  | 1 Year | 2510 | 4.5% | 2397.05
6732 | APC | AP8888REDX667 | Rack PDU 2G, Metered, ZeroU, 23.0kW, 240V, (30) C13 & (12) C19, Red Silk | Ea |  | 1 Year | 2700 | 4.5% | 2578.5
6733 | APC | AP8888X633 | Rack PDU 2G, Metered, ZeroU, 23.0kW, 240V, (30) C13 & (12) C19, 12ft cord | Ea |  | 1 Year | 2665 | 4.5% | 2545.075
6734 | APC | AP8888X892 | Rack PDU 2G, Metered, ZeroU, 23.0kW, 240V, (48) C13 & (12) C19, for 60U SX | Ea |  | 1 Year | 1140 | 4.5% | 1088.7
6735 | APC | AP8930 | Rack PDU 2G, Switched, ZeroU, 20A, 100-120V, (24) 5-20R | Ea |  | 1 Year | 1210 | 4.5% | 1155.55
6736 | APC | AP8930GRNX874 | Rack PDU 2G, Switched, ZeroU, 20A, 100-120V, (24) 5-20R, Full Paint Aetna Green | Ea |  | 1 Year | 1140 | 4.5% | 1088.7
6737 | APC | AP8930NRGX874 | Rack PDU 2G, Switched, ZeroU, 20A, 100-120V, (24) 5-20R, Full Paint Aetna Orange | Ea |  | 1 Year | 2100 | 4.5% | 2005.5
6738 | APC | AP8931 | Rack PDU 2G, Switched, ZeroU, 15A, 100-120V, (8) 5-15 | Ea |  | 1 Year | 1345 | 4.5% | 1284.475
6739 | APC | AP8932 | Rack PDU 2G, Switched, ZeroU, 30A, 100-120V, (24) 5-20R | Ea |  | 1 Year | 1365 | 4.5% | 1303.575
6740 | APC | AP8941 | Rack PDU 2G, Switched, ZeroU, 30A, 200/208V, (21) C13 & (3) C19 | Ea |  | 1 Year | 1550 | 4.5% | 1480.25
6741 | APC | AP8945-00001 | Rack PDU 2G, Switched, ZeroU, 50A, 208V, (21) C13 & (3) C19 | Ea |  | 1 Year | 1640 | 4.5% | 1566.2
6742 | APC | AP8953 | Rack PDU 2G, Switched, ZeroU, 32A, 230V, (21) C13 & (3) C19 | Ea |  | 1 Year | 1095 | 4.5% | 1045.725
6743 | APC | AP8958 | Rack PDU 2G, Switched, ZeroU, 20A/208V, 16A/230V, (7) C13 & (1) C19 | Ea |  | 1 Year | 1375 | 4.5% | 1313.125
6744 | APC | AP8958EU3 | Rack PDU 2G, Switched, ZeroU, 16A, 230V, (7) C13 & (1) C19, IEC309 Cord | Ea |  | 1 Year | 1115 | 4.5% | 1064.825
6745 | APC | AP8958NA3 | Rack PDU 2G, Switched, ZeroU, 20A, 208V, (7) C13 & (1) C19, L620 Cord | Ea |  | 1 Year | 1220 | 4.5% | 1165.1
6746 | APC | AP8959 | Rack PDU 2G, Switched, ZeroU, 20A/208V, 16A/230V, (21) C13 & (3) C19 | Ea |  | 1 Year | 1460 | 4.5% | 1394.3
6747 | APC | AP8959EU3 | Rack PDU 2G, Switched, ZeroU, 16A, 230V, (21) C13 & (3) C19, IEC309 Cord | Ea |  | 1 Year | 1240 | 4.5% | 1184.2
6748 | APC | AP8959NA3 | Rack PDU 2G, Switched, ZeroU, 20A, 208V, (21) C13 & (3) C19, L620 Cord | Ea |  | 1 Year | 1530 | 4.5% | 1461.15
6749 | APC | AP8961 | RACK PDU 2G, SWITCHED, ZEROU, 5.7KW, 200/208V, (21) C13 & (3) C19 | Ea |  | 1 Year | 1400 | 4.5% | 1337
6750 | APC | AP8961X630 | Rack PDU 2G, Switch, ZEROU, 5.7KW, 200/208V, (21) C13 & (3) C19, 10ft cord | Ea |  | 1 Year | 1845 | 4.5% | 1761.975
6751 | APC | AP8962 | Rack PDU 2G, Switched, ZeroU, 20A, 208V 3Ph, (24) 5-20R | Ea |  | 1 Year | 1860 | 4.5% | 1776.3
6752 | APC | AP8965 | RACK PDU 2G, SWITCHED, ZEROU, 8.6kW, 208V, (21) C13 & (3) C19 | Ea |  | 1 Year | 2025 | 4.5% | 1933.875
6753 | APC | AP8965BLUX667 | Rack PDU 2G, Switched, ZeroU, 8.6kW, 208V, (21) C13 & (3) C19, Blue Silkscreen | Ea |  | 1 Year | 2250 | 4.5% | 2148.75
6754 | APC | AP8965X633 | Rack PDU 2G, Switched, ZeroU, 8.6kW, 208V, (21) C13 & (3) C19, 12ft Cord | Ea |  | 1 Year | 3370 | 4.5% | 3218.35
6755 | APC | AP8965X911 | Rack PDU 2G, Switched, ZeroU, 8.6kW, 208V, (34) C13, (6)C19, (8) 5-20R | Ea |  | 1 Year | 3365 | 4.5% | 3213.575
6756 | APC | AP8966 | Rack PDU 2G, Switched, ZeroU, 17.2kW, 208V, (20) C13, (12)C19 | Ea |  | 1 Year | 3370 | 4.5% | 3218.35
6757 | APC | AP8966BLUX667 | Rack PDU 2G, Switched, ZeroU, 17.2kW, 208V, (20) C13, (12)C19, Blue Silkscreen | Ea |  | 1 Year | 3570 | 4.5% | 3409.35
6758 | APC | AP8967 | Rack PDU 2G, Switched, ZeroU, 17.2kW, 208V, (42) C13, (6) C19 | Ea |  | 1 Year | 1595 | 4.5% | 1523.225
6759 | APC | AP8967X668 | Rack PDU 2G, Switched, ZeroU, 17.2kW (60A 5pin), 208V, (42) C13, (6) C19, & (2) 5-20R | Ea |  | 1 Year | 1505 | 4.5% | 1437.275
6760 | APC | AP8970 | Rack PDU 2G, Switched, ZeroU, 30A, 120/208V, (16) 5-20R (7) C13 (1) C19 | Ea |  | 1 Year | 2065 | 4.5% | 1972.075
6761 | APC | AP8970GRNX874 | Rack PDU 2G, Switched, ZeroU, 30A, 120/208V, (16) 5-20R (7) C13 (1) C19, Full Paint Aetna Green | Ea |  | 1 Year | 1505 | 4.5% | 1437.275
6762 | APC | AP8970NRGX874 | Rack PDU 2G, Switched, ZeroU, 30A, 120/208V, (16) 5-20R (7) C13 (1) C19, Full Paint Aetna Orange | Ea |  | 1 Year | 2960 | 4.5% | 2826.8
6763 | APC | AP8981 | Rack PDU 2G, Switched, ZeroU, 11kW, 230V, (21) C13 & (3) C19 | Ea |  | 1 Year | 2035 | 4.5% | 1943.425
6764 | APC | AP8981X631 | Rack PDU 2G, Switched, ZeroU, 11kW, 230V, (21) C13 & (3) C19, 3ft Input Cord | Ea |  | 1 Year | 2215 | 4.5% | 2115.325
6765 | APC | AP8981X633 | Rack PDU 2G, Switched, ZeroU, 11kW, 230V, (21) C13 & (3) C19, 12ft Cord | Ea |  | 1 Year | 754 | 4.5% | 720.07
6766 | APC | AP8987X861 | Rack PDU 2G, Switched, ZeroU, 17.3kW, 240V, (36) C13 & (12) C19, IP67 Watertight Input plug | Ea |  | 1 Year | 2245 | 4.5% | 2143.975
6767 | APC | AP90000 | Data Center Operation: Energy Efficiency License | Ea |  | 1 Year | 25650 | 4.5% | 24495.75
6768 | APC | AP90010 | StruxureWare Data Center Operation, 10 Rack License | Ea |  | 1 Year | 24705 | 4.5% | 23593.275
6769 | APC | AP900100 | StruxureWare Data Center Operation, 100 Rack License | Ea |  | 1 Year | 141430 | 4.5% | 135065.65
6770 | APC | AP9001000 | StruxureWare Data Center Operation, 1000 Rack License | Ea |  | 1 Year | 35910 | 4.5% | 34294.05
6771 | APC | AP900200 | StruxureWare Data Center Operation, 200 Rack License | Ea |  | 1 Year | 272575 | 4.5% | 260309.125
6772 | APC | AP9002000 | StruxureWare Data Center Operation, 2000 Rack License | Ea |  | 1 Year | 74250 | 4.5% | 70908.75
6773 | APC | AP900500 | StruxureWare Data Center Operation, 500 Rack License | Ea |  | 1 Year | 642860 | 4.5% | 613931.3
6774 | APC | AP9005000 | StruxureWare Data Center Operation, 5000 Rack License | Ea |  | 1 Year | 32145 | 4.5% | 30698.475
6775 | APC | AP90055 | Data Center Operation: Insight License | Ea |  | 1 Year | 12815 | 4.5% | 12238.325
6776 | APC | AP90065 | StruxureWare Data Center Operation: Cluster Node/Disaster Recovery License, 1 Additional Server | Ea |  | 1 Year | 3885 | 4.5% | 3710.175
6777 | APC | AP90110 | StruxureWare Data Center Operation for Colo, License (10 Racks / 93 m2 / 1000 SQF) | Ea |  | 1 Year | 30885 | 4.5% | 29495.175
6778 | APC | AP901100 | StruxureWare Data Center Operation for Colo, License (100 Racks / 930 m2 / 10000 SQF) | Ea |  | 1 Year | 176790 | 4.5% | 168834.45
6779 | APC | AP9011000 | StruxureWare Data Center Operation for Colo, License (1000 Racks / 9300 m2 / 100000 SQF) | Ea |  | 1 Year | 44890 | 4.5% | 42869.95
6780 | APC | AP901200 | StruxureWare Data Center Operation for Colo, License (200 Racks / 1860 m2 / 20000 SQF) | Ea |  | 1 Year | 340715 | 4.5% | 325382.825
6781 | APC | AP9012000 | StruxureWare Data Center Operation for Colo, License (2000 Racks / 18600 m2 / 200000 SQF) | Ea |  | 1 Year | 92815 | 4.5% | 88638.325
6782 | APC | AP901500 | StruxureWare Data Center Operation for Colo, License (500 Racks / 4650 m2 / 50000 SQF) | Ea |  | 1 Year | 803575 | 4.5% | 767414.125
6783 | APC | AP9015000 | StruxureWare Data Center Operation for Colo, License (5000 Racks / 46500 m2 / 500000 SQF) | Ea |  | 1 Year | 64290 | 4.5% | 61396.95
6784 | APC | AP902100 | Data Center Operation: Server Access, 100 Node License | Ea |  | 1 Year | 113145 | 4.5% | 108053.475
6785 | APC | AP9021000 | Data Center Operation: Server Access, 1000 Node License | Ea |  | 1 Year | 1041430 | 4.5% | 994565.65
6786 | APC | AP90210000 | Data Center Operation: Server Access, 10000 Node License | Ea |  | 1 Year | 2031430 | 4.5% | 1940015.65
6787 | APC | AP90220000 | Data Center Operation: Server Access, 20000 Node License | Ea |  | 1 Year | 3185 | 4.5% | 3041.675
6788 | APC | AP90225 | Data Center Operation: Server Access, 25 Node License | Ea |  | 1 Year | 57860 | 4.5% | 55256.3
6789 | APC | AP902500 | Data Center Operation: Server Access, 500 Node License | Ea |  | 1 Year | 533575 | 4.5% | 509564.125
6790 | APC | AP9025000 | Data Center Operation: Server Access, 5000 Node License | Ea |  | 1 Year | 4680 | 4.5% | 4469.4
6791 | APC | AP9100SP | StruxureWare for Data Centers Mid Market Solution | Ea |  | 1 Year | 198 | 4.5% | 189.09
6792 | APC | AP9110 | Data Center Operation: Capacity 10 Rack License | Ea |  | 1 Year | 49410 | 4.5% | 47186.55
6793 | APC | AP91100 | Data Center Operation: Capacity 100 Rack License | Ea |  | 1 Year | 282125 | 4.5% | 269429.375
6794 | APC | AP911000 | Data Center Operation: Capacity 1000 Rack License | Ea |  | 1 Year | 71820 | 4.5% | 68588.1
6795 | APC | AP91200 | Data Center Operation: Capacity 200 Rack License | Ea |  | 1 Year | 543735 | 4.5% | 519266.925
6796 | APC | AP912000 | Data Center Operation: Capacity 2000 Rack License | Ea |  | 1 Year | 148500 | 4.5% | 141817.5
6797 | APC | AP9135 | Data Center Operation:Energy Cost License | Ea |  | 1 Year | 1350 | 4.5% | 1289.25
6798 | APC | AP91500 | Data Center Operation: Capacity 500 Rack License | Ea |  | 1 Year | 1282385 | 4.5% | 1224677.675
6799 | APC | AP915000 | Data Center Operation: Capacity 5000 Rack License | Ea |  | 1 Year | 2185 | 4.5% | 2086.675
6800 | APC | AP916010 | Data Center Operation: IT Optimize 10 Rack License | Ea |  | 1 Year (2 Years) | 29865 | 4.5% | 28521.075
6801 | APC | AP9160100 | Data Center Operation: IT Optimize 100 Rack License | Ea |  | 1 Year (2 Years) | 170745 | 4.5% | 163061.475
6802 | APC | AP91601000 | Data Center Operation: IT Optimize 1000 Rack License | Ea |  | 1 Year (2 Years) | 43850 | 4.5% | 41876.75
6803 | APC | AP9160200 | Data Center Operation: IT Optimize 200 Rack License | Ea |  | 1 Year (2 Years) | 329065 | 4.5% | 314257.075
6804 | APC | AP91602000 | Data Center Operation: IT Optimize 2000 Rack License | Ea |  | 1 Year (2 Years) | 90720 | 4.5% | 86637.6
6805 | APC | AP9160500 | Data Center Operation: IT Optimize 500 Rack License | Ea |  | 1 Year (2 Years) | 776095 | 4.5% | 741170.725
6806 | APC | AP91605000 | Data Center Operation: IT Optimize 5000 Rack License | Ea |  | 1 Year (2 Years) | 1260 | 4.5% | 1203.3
6807 | APC | AP916110 | Data Center Operation: IT Power Control 10 Rack License | Ea |  | 1 Year (2 Years) | 9955 | 4.5% | 9507.025
6808 | APC | AP9161100 | Data Center Operation: IT Power Control 100 Rack License | Ea |  | 1 Year (2 Years) | 56795 | 4.5% | 54239.225
6809 | APC | AP91611000 | Data Center Operation: IT Power Control 1000 Rack License | Ea |  | 1 Year (2 Years) | 14620 | 4.5% | 13962.1
6810 | APC | AP9161200 | Data Center Operation: IT Power Control 200 Rack License | Ea |  | 1 Year (2 Years) | 109455 | 4.5% | 104529.525
6811 | APC | AP91612000 | Data Center Operation: IT Power Control 2000 Rack License | Ea |  | 1 Year (2 Years) | 30240 | 4.5% | 28879.2
6812 | APC | AP9161500 | Data Center Operation: IT Power Control 500 Rack License | Ea |  | 1 Year (2 Years) | 258145 | 4.5% | 246528.475
6813 | APC | AP91615000 | Data Center Operation: IT Power Control 5000 Rack License | Ea |  | 1 Year (2 Years) | 1330 | 4.5% | 1270.15
6814 | APC | AP9224110 | APC 24 Port 10/100 Ethernet Switch | Ea |  | 1 Year (2 Years) | 1795 | 4.5% | 1714.225
6815 | APC | AP9319X452 | Sun brackets for AP9319 | Ea |  | 1 Year (2 Years) | 1020 | 4.5% | 974.1
6816 | APC | AP9322 | APC Motion Sensor | Ea |  | 1 Year (2 Years) | 117 | 4.5% | 111.735
6817 | APC | AP9324 | APC Alarm Beacon | Ea |  | 1 Year (2 Years) | 117 | 4.5% | 111.735
6818 | APC | AP9325 | Leak Sensor - 6.1 m (20 ft) w/ interface cable | Ea |  | 1 Year (2 Years) | 416 | 4.5% | 397.28
6819 | APC | AP9326 | Leak Sensor - 6.1 m (20 ft) | Ea |  | 1 Year (2 Years) | 315 | 4.5% | 300.825
6820 | APC | AP9335T | APC Temperature Sensor | Ea |  | 1 Year (2 Years) | 189 | 4.5% | 180.495
6821 | APC | AP9335TH | APC Temperature & Humidity Sensor | Ea |  | 1 Year (2 Years) | 271 | 4.5% | 258.805
6822 | APC | AP9370-10 | APC NetBotz HID Proximity Cards - 10 Pack | Ea |  | 1 Year (2 Years) | 1710 | 4.5% | 1633.05
6823 | APC | AP940-0625A | RJ45 serial cable for Smart-UPS LCD Models 2M | Ea |  | 1 Year (2 Years) | 40 | 4.5% | 38.2
6824 | APC | AP940-1525A | RJ45 serial cable for Smart-UPS LCD Models 15 | Ea |  | 1 Year (2 Years) | 48 | 4.5% | 45.84
6825 | APC | AP9414U | APC ENTERPRISE MANAGER UPGRADE 100 | Ea |  | 1 Year (2 Years) | 1170 | 4.5% | 1117.35
6826 | APC | AP9415U | APC ENTERPRISE MANAGER UPGRADE 1000 | Ea |  | 1 Year (2 Years) | 11700 | 4.5% | 11173.5
6827 | APC | AP9416 | APC ENTERPRISE MANAGER 10000 | Ea |  | 1 Year (2 Years) | 6210 | 4.5% | 5930.55
6828 | APC | AP9420 | ISX Manager, 25 Node | Ea |  | 1 Year (2 Years) | 6430 | 4.5% | 6140.65
6829 | APC | AP9435 | InfraStruXure Manager Incident Management Module | Ea |  | 1 Year (2 Years) | 197 | 4.5% | 188.135
6830 | APC | AP9465 | StruxureWare Data Center Expert Basic Appliance | Ea |  | 1 Year (2 Years) | 10655 | 4.5% | 10175.525
6831 | APC | AP9470 | StruxureWare Data Center Expert Standard Appliance | Ea |  | 1 Year (2 Years) | 19290 | 4.5% | 18421.95
6832 | APC | AP9475 | StruxureWare Data Center Expert Enterprise Appliance | Ea |  | 1 Year (2 Years) | 5850 | 4.5% | 5586.75
6833 | APC | AP9482 | StruxureWare Data Center Expert Basic Management Pack | Ea |  | 1 Year (2 Years) | 29570 | 4.5% | 28239.35
6834 | APC | AP9485 | StruxureWare Data Center Expert Enterprise Management Pack | Ea |  | 1 Year (2 Years) | 6400 | 4.5% | 6112
6835 | APC | AP94VMACT | StruxureWare Data Center Expert Virtual Appliance Activation Key | Ea |  | 1 Year (2 Years) | 6430 | 4.5% | 6140.65
6836 | APC | AP9505I | POWER SUPPLY UNIV 24VDC OUTPUT | Ea |  | 1 Year (2 Years) | 147 | 4.5% | 140.385
6837 | APC | AP95100 | StruxureWare Data Center Expert 100 Node License Key | Ea |  | 1 Year (2 Years) | 45000 | 4.5% | 42975
6838 | APC | AP951000 | StruxureWare Data Center Expert 1000 Node License Key | Ea |  | 1 Year (2 Years) | 1930 | 4.5% | 1843.15
6839 | APC | AP9512TBLK | APC Temperature Sensor | Ea |  | 1 Year (2 Years) | 186 | 4.5% | 177.63
6840 | APC | AP9512THBLK | APC Temperature & Humidity Sensor | Ea |  | 1 Year (2 Years) | 3660 | 4.5% | 3495.3
6841 | APC | AP9513 | MEASURE-UPS SWITCH KIT | Ea |  | 1 Year (2 Years) | 434 | 4.5% | 414.47
6842 | APC | AP9517MPRAPX-HID | Rack Access PX-HID - Mini Rhodes Masterpack | Ea |  | 1 Year (2 Years) | 2105 | 4.5% | 2010.275
6843 | APC | AP9520T | APC Temperature Sensor with Display | Ea |  | 1 Year (2 Years) | 345 | 4.5% | 329.475
6844 | APC | AP9520TH | APC Temperature & Humidity Sensor with Display | Ea |  | 1 Year (2 Years) | 67 | 4.5% | 63.985
6845 | APC | AP9525 | StruxureWare Data Center Expert 25 Node License Key | Ea |  | 1 Year (2 Years) | 25715 | 4.5% | 24557.825
6846 | APC | AP95500 | StruxureWare Data Center Expert 500 Node License Key | Ea |  | 1 Year (2 Years) | 6430 | 4.5% | 6140.65
6847 | APC | AP9551 | Rack PDU, Basic, Zero U, 20A, 120V, (14)5-15 | Ea |  | 1 Year (2 Years) | 293 | 4.5% | 279.815
6848 | APC | AP9559 | Rack PDU,Basic, 1U, 16A,208&230V, (10)C13 & (2)C19 | Ea |  | 1 Year (2 Years) | 337 | 4.5% | 321.835
6849 | APC | AP9560 | Rack PDU, Basic, 1U, 30A, 120V, (10)5-20 | Ea |  | 1 Year (2 Years) | 131 | 4.5% | 125.105
6850 | APC | AP9562 | Rack PDU, Basic, 1U, 15A, 120V, (10)5-15 | Ea |  | 1 Year (2 Years) | 201 | 4.5% | 191.955
6851 | APC | AP9563 | Rack PDU, Basic, 1U, 20A, 120V, (10)5-20; 5-20P | Ea |  | 1 Year (2 Years) | 201 | 4.5% | 191.955
6852 | APC | AP9564 | Rack PDU, Basic, 1U, 20A, 120V, (10)5-20; L5-20P | Ea |  | 1 Year (2 Years) | 201 | 4.5% | 191.955
6853 | APC | AP9565 | Rack PDU, Basic, 1U, 16A, 208/230V, (12)C13 | Ea |  | 1 Year (2 Years) | 201 | 4.5% | 191.955
6854 | APC | AP9566 | Rack PDU, Basic, 1U, 16A, 208V, (12)C13 | Ea |  | 1 Year (2 Years) | 240 | 4.5% | 229.2
6855 | APC | AP9567 | Rack PDU, Basic, Zero U, 15A, 100/120V, (14) 5-15 | Ea |  | 1 Year (2 Years) | 240 | 4.5% | 229.2
6856 | APC | AP9568 | Rack PDU,Basic,Zero U,10A,230V, (15)C13 | Ea |  | 1 Year (2 Years) | 337 | 4.5% | 321.835
6857 | APC | AP9569 | Cord Retention Bracket for Basic Rack PDUs | Ea |  | 1 Year | 58 | 4.5% | 55.39
6858 | APC | AP9570 | Rack PDU, Basic, 1U, 30A, 208V, (4) C19s | Ea |  | 1 Year | 328 | 4.5% | 313.24
6859 | APC | AP9571A | Rack PDU, Basic, 1U, 30A, 208V, (10) C13 | Ea |  | 1 Year | 298 | 4.5% | 284.59
6860 | APC | AP9572 | Rack PDU, Basic, Zero U, 16A, 208/230V, (15) C13 | Ea |  | 1 Year | 43045 | 4.5% | 41107.975
6861 | APC | AP95MODBUS | StruxureWare Data Center Expert Modbus TCP Output Module | Ea |  | 1 Year | 9000 | 4.5% | 8595
6862 | APC | AP95STDCDW | StruxureWare Data Center Expert Standard CDW Bundle | Ea |  | 1 Year | 930 | 4.5% | 888.15
6863 | APC | AP9600 | SMARTSLOT EXPANSION CHASSIS | Ea |  | 1 Year (2 Years) | 457 | 4.5% | 436.435
6864 | APC | AP9604BLK | APC SmartSlot Triple Chassis Black | Ea |  | 1 Year (2 Years) | 323 | 4.5% | 308.465
6865 | APC | AP9613 | Dry Contact I/O SmartSlot Card | Ea |  | 1 Year (2 Years) | 75 | 4.5% | 71.625
6866 | APC | AP9620 | Legacy Communications SmartSlot Card | Ea |  | 1 Year (2 Years) | 375 | 4.5% | 358.125
6867 | APC | AP9624 | UPS Interface Expander 2 | Ea |  | 1 Year (2 Years) | 298 | 4.5% | 284.59
6868 | APC | AP9625 | APC 2-Post Mounting Kit for Smart-UPS and Symmetra | Ea |  | 1 Year (2 Years) | 1135 | 4.5% | 1083.925
6869 | APC | AP9626 | APC Step-Down Transformer RM 2U 208V IN 120V OUT; w/5-20 Receptacles | Ea |  | 1 Year (2 Years) | 841 | 4.5% | 803.155
6870 | APC | AP9627 | APC Step-Down Transformer RM 2U 208V IN 120V OUT w/L5-20 Receptacles | Ea |  | 1 Year (2 Years) | 961 | 4.5% | 917.755
6871 | APC | AP9628 | APC Step-Down Transformer RM 2U 208V IN 120V OUT w/Hardwire Input/Output | Ea |  | 1 Year (2 Years) | 2255 | 4.5% | 2153.525
6872 | APC | AP9630 | UPS Network Management Card with PowerChute Network Shutdown | Ea |  | 1 Year (2 Years) | 687 | 4.5% | 656.085
6873 | APC | AP9631 | UPS Network Management Card with PowerChute Network Shutdown & Environmental Monitoring | Ea |  | 1 Year (2 Years) | 863 | 4.5% | 824.165
6874 | APC | AP9635 | UPS NETWORK MANAGEMENT CARD 2 W/ ENVIRONMENTAL MONITORING, OUT OF BAND ACCESS AND MODBUS | Ea |  | 1 Year (2 Years) | 161 | 4.5% | 153.755
6875 | APC | AP9700S | Data Center Operation: Mobile | Ea |  | 1 Year | 6210 | 4.5% | 5930.55
6876 | APC | AP9710 | Data Center Operation: Change 10 Rack License | Ea |  | 1 Year | 49410 | 4.5% | 47186.55
6877 | APC | AP97100 | Data Center Operation: Change 100 Rack License | Ea |  | 1 Year | 282125 | 4.5% | 269429.375
6878 | APC | AP971000 | Data Center Operation: Change 1000 Rack License | Ea |  | 1 Year | 71820 | 4.5% | 68588.1
6879 | APC | AP97200 | Data Center Operation: Change 200 Rack License | Ea |  | 1 Year | 543735 | 4.5% | 519266.925
6880 | APC | AP972000 | Data Center Operation: Change 2000 Rack License | Ea |  | 1 Year | 148500 | 4.5% | 141817.5
6881 | APC | AP97500 | Data Center Operation: Change 500 Rack License | Ea |  | 1 Year | 1282385 | 4.5% | 1224677.675
6882 | APC | AP975000 | Data Center Operation: Change 5000 Rack License | Ea |  | 1 Year | 2185 | 4.5% | 2086.675
6883 | APC | AP9804 | UPS Communications Cable Smart Signalling 15' / 4.5m | Ea |  | 1 Year | 48 | 4.5% | 45.84
6884 | APC | AP9815 | UPS INTERFACE EXTENSION | Ea |  | 1 Year | 46 | 4.5% | 43.93
6885 | APC | AP9823 | UNIX BASIC SIGNALING CABLE | Ea |  | 1 Year | 40 | 4.5% | 38.2
6886 | APC | AP9824LJ | LINUX POWERCHUTE CABLE KIT FOR JPAA | Ea |  | 1 Year | 48 | 4.5% | 45.84
6887 | APC | AP9827 | Simple Signaling UPS Cable USB to RJ45 | Ea |  | 1 Year | 93 | 4.5% | 88.815
6888 | APC | AP98275 | UPS Signaling Offer for IBM AS/400 and IBMi (IBM Power Systems) | Ea |  | 1 Year | 65 | 4.5% | 62.075
6889 | APC | AP9830 | UPS REMOTE POWER-OFF DEVICE | Ea |  | 1 Year | 149 | 4.5% | 142.295
6890 | APC | AP9870 | Power Cord, C13 to C14, 2.5m | Ea |  | 1 Year | 51 | 4.5% | 48.705
6891 | APC | AP9871 | Power Cord, C19 to L6-20P, 3.7m | Ea |  | 1 Year | 45 | 4.5% | 42.975
6892 | APC | AP9872 | Power Cord, C19 to 5-15P, 2.5m | Ea |  | 1 Year | 45 | 4.5% | 42.975
6893 | APC | AP9873 | Power Cord, C19 to 5-20P, 2.5m | Ea |  | 1 Year | 45 | 4.5% | 42.975
6894 | APC | AP9875 | Power Cord, C19 to CEE/7 Schuko, 2.5m | Ea |  | 1 Year | 75 | 4.5% | 71.625
6895 | APC | AP9876 | Power Cord, C19 to IEC309 16A, 2.5m | Ea |  | 1 Year | 41 | 4.5% | 39.155
6896 | APC | AP9877 | Power Cord, C19 to C20, 2.0m | Ea |  | 1 Year | 45 | 4.5% | 42.975
6897 | APC | AP9878 | Power Cord, C19 to C14, 2.0m | Ea |  | 1 Year | 45 | 4.5% | 42.975
6898 | APC | AP9879 | Power Cord, C13 to C20, 2.0m | Ea |  | 1 Year | 45 | 4.5% | 42.975
6899 | APC | AP9880 | Power Cord, C14 to CEE 7/7 Schuko, 0.6m | Ea |  | 1 Year | 45 | 4.5% | 42.975
6900 | APC | AP9881 | Power Cord, C14 to BS1363 (UK), 0.6m | Ea |  | 1 Year | 195 | 4.5% | 186.225
6901 | APC | AP9883 | Power Cord Splitter, L21-20P to (3)L5-20R | Ea |  | 1 Year | 210 | 4.5% | 200.55
6902 | APC | AP9884 | Power Cord Splitter, L21-20P to (3)L6-20R | Ea |  | 1 Year | 147 | 4.5% | 140.385
6903 | APC | AP9887 | Power Cord, C19 to C20, 4.5m | Ea |  | 1 Year | 73 | 4.5% | 69.715
6904 | APC | AP9888 | Power Cord Splitter, C20 to (2)C13, 0.5m | Ea |  | 1 Year | 203 | 4.5% | 193.865
6905 | APC | AP98892F | Power Cord Kit (6 ea), C19 to C20 (90 degree), 0.6m | Ea |  | 1 Year | 256 | 4.5% | 244.48
6906 | APC | AP98894F | Power Cord Kit (6 ea), C19 to C20 (90 degree), 1.2m | Ea |  | 1 Year | 293 | 4.5% | 279.815
6907 | APC | AP98896F | Power Cord Kit (6 ea), C19 to C20 (90 degree), 1.8m | Ea |  | 1 Year | 47 | 4.5% | 44.885
6908 | APC | AP9890 | Power Cord Kit (5 ea), C13 to C14, 0.6m | Ea |  | 1 Year | 49 | 4.5% | 46.795
6909 | APC | AP9891 | Power Cord Kit (5 ea), C13 to 5-15P, 0.6m | Ea |  | 1 Year | 24.25 | 4.5% | 23.1587
6910 | APC | AP9892 | Power Cord, C19 to C20, 0.6m | Ea |  | 1 Year | 24.25 | 4.5% | 23.1587
6911 | APC | AP9893 | Power Cord, C13 to 5-15P, 2.4m | Ea |  | 1 Year | 49 | 4.5% | 46.795
6912 | APC | AP9895 | Power Cord, C19 to BS1363A (UK), 2.4m | Ea |  | 1 Year | 49 | 4.5% | 46.795
6913 | APC | AP9896 | Power Cord, C19 to L6-30P, 2.4m | Ea |  | 1 Year | 112 | 4.5% | 106.96
6914 | APC | AP9897 | Power Cord, C19 to 15A Australia Plug, 3.7m | Ea |  | 1 Year | 91 | 4.5% | 86.905
6915 | APC | AP9898 | Power Cord Splitter, C20 to (2)C19, 1.8m | Ea |  | 1 Year | 175 | 4.5% | 167.125
6916 | APC | AP9899 | Power Cord, C20 to IEC309 (16A), 2.5m | Ea |  | 1 Year | 43 | 4.5% | 41.065
6917 | APC | AP9920CS | Battery Manager Current Sensor | Ea |  | 1 Year | 1205 | 4.5% | 1150.775
6918 | APC | AP9920CS2000 | Battery Manager Sensor - 2000 Amp | Ea |  | 1 Year | 7200 | 4.5% | 6876
6919 | APC | AP9920XS | APC Battery Management System Expansion Module | Ea |  | 1 Year | 6210 | 4.5% | 5930.55
6920 | APC | AP9922 | Battery Manager Main Module | Ea |  | 1 Year | 6230 | 4.5% | 5949.65
6921 | APC | AP9922S | Battery Manager Expansion Module | Ea |  | 1 Year | 467 | 4.5% | 445.985
6922 | APC | AP9924 | APC Battery Management Harness - 5 ft | Ea |  | 1 Year | 761 | 4.5% | 726.755
6923 | APC | AP9925 | APC Battery Management Harness - 25ft | Ea |  | 1 Year | 1040 | 4.5% | 993.2
6924 | APC | AP9926 | APC Battery Management Harness - 50ft | Ea |  | 1 Year | 1300 | 4.5% | 1241.5
6925 | APC | AP9927 | APC Battery Management Harness - 100ft | Ea |  | 1 Year | 496 | 4.5% | 473.68
6926 | APC | APCRBC105 | APC Replacement Battery Cartridge #105 | Ea |  | 1 Year | 60 | 4.5% | 57.3
6927 | APC | APCRBC106 | APC Replacement Battery Cartridge #106 | Ea |  | 1 Year | 306 | 4.5% | 292.23
6928 | APC | APCRBC107 | APC Replacement Battery Cartridge J15 | Ea |  | 1 Year | 252 | 4.5% | 240.66
6929 | APC | APCRBC108 | APC Replacement Battery Cartridge J10 | Ea |  | 1 Year | 116 | 4.5% | 110.78
6930 | APC | APCRBC109 | APC Replacement Battery Cartridge #109 | Ea |  | 1 Year | 63 | 4.5% | 60.165
6931 | APC | APCRBC110 | APC Replacement Battery Cartridge #110 | Ea |  | 1 Year | 83 | 4.5% | 79.265
6932 | APC | APCRBC113 | APC Replacement Battery Cartridge #113 | Ea |  | 1 Year | 67 | 4.5% | 63.985
6933 | APC | APCRBC114 | APC Replacement Battery Cartridge #114 | Ea |  | 1 Year | 373 | 4.5% | 356.215
6934 | APC | APCRBC115 | APC Replacement Battery Cartridge #115 | Ea |  | 1 Year | 274 | 4.5% | 261.67
6935 | APC | APCRBC116 | APC Replacement Battery Cartridge #116 | Ea |  | 1 Year | 546 | 4.5% | 521.43
6936 | APC | APCRBC117 | APC Replacement Battery Cartridge #117 | Ea |  | 1 Year | 478 | 4.5% | 456.49
6937 | APC | APCRBC118 | APC Replacement Battery Cartridge #118 | Ea |  | 1 Year | 1235 | 4.5% | 1179.425
6938 | APC | APCRBC119 | APC Replacement Battery Cartridge #119 | Ea |  | 1 Year | 83 | 4.5% | 79.265
6939 | APC | APCRBC123 | APC Replacement Battery Cartridge # 123 | Ea |  | 1 Year | 92 | 4.5% | 87.86
6940 | APC | APCRBC124 | APC Replacement Battery Cartridge # 124 | Ea |  | 1 Year | 134 | 4.5% | 127.97
6941 | APC | APCRBC130 | APC Replacement Battery Cartridge # 130 | Ea |  | 1 Year | 173 | 4.5% | 165.215
6942 | APC | APCRBC131 | APC Replacement Battery Cartridge #131 | Ea |  | 1 Year | 370 | 4.5% | 353.35
6943 | APC | APCRBC132 | APC Replacement Battery Cartridge #132 | Ea |  | 1 Year | 325 | 4.5% | 310.375
6944 | APC | APCRBC133 | APC Replacement Battery Cartridge #133 | Ea |  | 1 Year | 153 | 4.5% | 146.115
6945 | APC | APCRBC135 | APC Replacement Battery Cartridge #135 | Ea |  | 1 Year | 555 | 4.5% | 530.025
6946 | APC | APCRBC136 | APC Replacement Battery Cartridge # 136 | Ea |  | 1 Year | 216 | 4.5% | 206.28
6947 | APC | APCRBC137J | APC Replacement Battery Cartridge #137J | Ea |  | 1 Year | 795 | 4.5% | 759.225
6948 | APC | APCRBC140 | APC Replacement battery cartridge #140 | Ea |  | 1 Year | 378 | 4.5% | 360.99
6949 | APC | APCRBC141 | APC Replacement Battery Cartridge #141 | Ea |  | 1 Year | 157 | 4.5% | 149.935
6950 | APC | APCRBC142 | APC Replacement Battery Cartridge #142 | Ea |  | 1 Year | 500 | 4.5% | 477.5
6951 | APC | APCRBC143 | APC Replacement Battery Cartridge #143 | Ea |  | 1 Year | 220 | 4.5% | 210.1
6952 | APC | APCRBC146-LI | APC LI Replacement Battery Cartridge #146 | Ea |  | 1 Year | 802 | 4.5% | 765.91
6953 | APC | APCRBC152 | APC Replacement battery cartridge #152 | Ea |  | 1 Year | 48 | 4.5% | 45.84
6954 | APC | APCRBC153 | APC Replacement battery cartridge #153 | Ea |  | 1 Year | 63 | 4.5% | 60.165
6955 | APC | APCRBC154 | APC Replacement battery cartridge #154 | Ea |  | 1 Year | 437 | 4.5% | 417.335
6956 | APC | APCRBC155 | APC Replacement Battery Cartridge #155 | Ea |  | 1 Year | 97 | 4.5% | 92.635
6957 | APC | APCRBC160 | APC Replacement Battery Cartridge #160 | Ea |  | 1 Year | 101 | 4.5% | 96.455
6958 | APC | APCRBC161 | APC Replacement Battery Cartridge #161 | Ea |  | 1 Year | 101 | 4.5% | 96.455
6959 | APC | APCRBC162 | APC Replacement Battery Cartridge #162 | Ea |  | 1 Year | 104 | 4.5% | 99.32
6960 | APC | APCRBC163 | APC replacement Battery Cartridge #163 | Ea |  | 1 Year | 437 | 4.5% | 417.335
6961 | APC | APCRBC88 | APC Replacement Battery Cartridge #88 | Ea |  | 1 Year | 86 | 4.5% | 82.13
6962 | APC | APF8968-00001 | Rack PDU 2G Flex, Switched, ZeroU, 10.0kW, 208V, (21) C13 & (3) C19 | Ea |  | 1 Year | 1060 | 4.5% | 1012.3
6963 | APC | APTF10KT01 | APC 208V/120V 10KVA Step down Transformer | Ea |  | 1 Year | 2255 | 4.5% | 2153.525
6964 | APC | APTF10KW01 | APC WW 10KVA Isolation Transformer | Ea |  | 1 Year | 3155 | 4.5% | 3013.025
6965 | APC | APTF20KW01 | APC WW 20KVA Isolation Transformer | Ea |  | 1 Year | 1050 | 4.5% | 1002.75
6966 | APC | AR100 | NetShelter WX 13U w/Threaded Hole Vertical Mounting Rail Glass Front Door Black | Ea |  | 1 Year | 762 | 4.5% | 727.71
6967 | APC | AR100HD | NetShelter WX 13U w/Threaded Hole Vertical Mounting Rail Vented Front Door Black | Ea |  | 1 Year | 247 | 4.5% | 235.885
6968 | APC | AR100HDX808 | NetShelter WX 13U w/Threaded Hole Vertical Mounting Rail Vented Front Door Black, Starbucks | Ea |  | 1 Year | 18765 | 4.5% | 17920.575
6969 | APC | AR106 | NetShelter WX 6U Wall Mount Cabinet | Ea |  | 1 Year | 324 | 4.5% | 309.42
6970 | APC | AR109 | NetShelter WX 9U Wall Mount Cabinet | Ea |  | 1 Year | 437 | 4.5% | 417.335
6971 | APC | AR112 | NetShelter WX 12U Wall Mount Cabinet | Ea |  | 1 Year | 3745 | 4.5% | 3576.475
6972 | APC | AR201 | NetShelter 2 Post Rack 45U #12-24 Threaded Holes Black | Ea |  | 1 Year | 667 | 4.5% | 636.985
6973 | APC | AR203A | NetShelter 4 Post Open Frame Rack 44U Square Holes | Ea |  | 1 Year | 667 | 4.5% | 636.985
6974 | APC | AR204A | NetShelter 4 Post Open Frame Rack 44U #12-24 Threaded Holes | Ea |  | 1 Year | 131 | 4.5% | 125.105
6975 | APC | AR2144BLK | NetShelter VX Seismic 42U Enclosure w/sides Black | Ea |  | 1 Year | 3435 | 4.5% | 3280.425
6976 | APC | AR2145BLK | NetShelter VX Seismic 42U Enclosure w/o sides Black | Ea |  | 1 Year | 1950 | 4.5% | 1862.25
6977 | APC | AR2400 | NetShelter SV 42U 600mm Wide x 1060mm Deep Enclosure with Sides Black | Ea |  | 1 Year | 1230 | 4.5% | 1174.65
6978 | APC | AR2400FP1 | NetShelter SV 42U 600mm Wide x 1060mm Deep Enclosure with Sides, Black, Single Rack Unassembled | Ea |  | 1 Year | 1285 | 4.5% | 1227.175
6979 | APC | AR2401 | NetShelter SV 42U 600mm Wide x 1060mm Deep Enclosure without Sides Black | Ea |  | 1 Year | 1690 | 4.5% | 1613.95
6980 | APC | AR2407 | NetShelter SV 48U 600mm Wide x 1060mm Deep Enclosure with Sides Black | Ea |  | 1 Year | 1780 | 4.5% | 1699.9
6981 | APC | AR2480 | NetShelter SV 42U 800mm Wide x 1060mm Deep Enclosure with Sides Black | Ea |  | 1 Year | 2110 | 4.5% | 2015.05
6982 | APC | AR2487 | NetShelter SV 48U 800mm Wide x 1060mm Deep Enclosure with Sides Black | Ea |  | 1 Year | 1835 | 4.5% | 1752.425
6983 | APC | AR2500 | NetShelter SV 42U 600mm Wide x 1200mm Deep Enclosure with Sides Black | Ea |  | 1 Year | 2150 | 4.5% | 2053.25
6984 | APC | AR2507 | NetShelter SV 48U 600mm Wide x 1200mm Deep Enclosure with Sides Black | Ea |  | 1 Year | 2295 | 4.5% | 2191.725
6985 | APC | AR2580 | NetShelter SV 42U 800mm Wide x 1200mm Deep Enclosure with Sides Black | Ea |  | 1 Year | 2665 | 4.5% | 2545.075
6986 | APC | AR2587 | NetShelter SV 48U 800mm Wide x 1200mm Deep Enclosure with Sides Black | Ea |  | 1 Year | 353 | 4.5% | 337.115
6987 | APC | AR3100 | APC NetShelter SX 42U Server Rack Enclosure 600mm x 1070mm w/ Sides Black | Ea |  | 1 Year | 2420 | 4.5% | 2311.1
6988 | APC | AR3100CTO | NetShelter SX 42U 600mm Wide x 1070mm Deep Enclosure with Sides Black CTO | Ea |  | 1 Year | 1890 | 4.5% | 1804.95
6989 | APC | AR3100G | NetShelter SX 42U 600mm Wide x 1070mm Deep Enclosure with Sides Grey RAL7035 | Ea |  | 1 Year | 1890 | 4.5% | 1804.95
6990 | APC | AR3100HACS | NetShelter SX 42U 600mm Wide x 1070mm Deep Enclosure without rear doors | Ea |  | 1 Year (2 Years) | 2595 | 4.5% | 2478.225
6991 | APC | AR3100SP | NetShelter SX 42U 600mm Wide x 1070mm Deep Enclosure with Sides Black -2000 lbs. Shock Packaging | Ea |  | 1 Year (2 Years) | 2130 | 4.5% | 2034.15
6992 | APC | AR3100SP1 | NetShelter SX 42U 600mm Wide x 1070mm Deep Enclosure - 1250 lbs. Shock Packaging | Ea |  | 1 Year (2 Years) | 2080 | 4.5% | 1986.4
6993 | APC | AR3100SPX846 | NetShelter SX 42U 600mm Wide x 1070mm Deep Enclosure with Sides Black -2k lbs. Shock Packaging, Wawa | Ea |  | 1 Year (2 Years) | 8090 | 4.5% | 7725.95
6994 | APC | AR3100SPX849 | NetShelter SX 42U 600mm Wide x 1070mm Deep Enclosure with Sides Black -2k lbs. Shock Packaging, Gap | Ea |  | 1 Year (2 Years) | 1700 | 4.5% | 1623.5
6995 | APC | AR3100TAA | NetShelter SX 42U 600mm Wide x 1070mm Deep Enclosure with Sides Black TAA Compliant | Ea |  | 1 Year (2 Years) | 1890 | 4.5% | 1804.95
6996 | APC | AR3100W | NetShelter SX 42U 600mm Wide x 1070mm Deep Enclosure with Sides White | Ea |  | 1 Year (2 Years) | 1700 | 4.5% | 1623.5
6997 | APC | AR3100WX609 | NetShelter SX 42U 600mm Wide x 1070mm Deep Enclosure Without Sides SE White | Ea |  | 1 Year (2 Years) | 2160 | 4.5% | 2062.8
6998 | APC | AR3100X605 | NetShelter SX 42U 600mm W x 1070mm D Enclosure with Sides, Combo Lock Handles, Black | Ea |  | 1 Year (2 Years) | 2595 | 4.5% | 2478.225
6999 | APC | AR3100X609 | NetShelter SX 42U 600mm Wide x 1070mm Deep Enclosure Without Sides Black | Ea |  | 1 Year (2 Years) | 1565 | 4.5% | 1494.575
7000 | APC | AR3100X610 | NetShelter SX 42U 600mm Wide x 1070mm Deep Enclosure Without Doors Black | Ea |  | 1 Year (2 Years) | 1260 | 4.5% | 1203.3
7001 | APC | AR3100X614 | NetShelter SX 42U 155mm Wide x 1070mm Deep Cable Management Sidecar with Brush Side Panels, Black | Ea |  | 1 Year (2 Years) | 4410 | 4.5% | 4211.55
7002 | APC | AR3100X617 | NetShelter SX 42U 600mm Wide x 1070mm Deep Enclosure Without Sides Without Doors Black | Ea |  | 1 Year (2 Years) | 1645 | 4.5% | 1570.975
7003 | APC | AR3100X721 | NetShelter SX 40U/600mm/1070mm Enclosure with Roof and Sides, Black, Front Plenum and 2U bottom duct | Ea |  | 1 Year (2 Years) | 1560 | 4.5% | 1489.8
7004 | APC | AR3100X772 | NetShelter SX 17U 600mm Wide x 1070mm Deep Enclosure with Sides Black, CVS | Ea |  | 1 Year (2 Years) | 1970 | 4.5% | 1881.35
7005 | APC | AR3100X877 | APC NetShelter SX 42U Server Rack Enclosure 600mm x 1070mm w/ Sides Black, Solid Roof w/ Hole Plugs | Ea |  | 1 Year (2 Years) | 1520 | 4.5% | 1451.6
7006 | APC | AR3104 | NetShelter SX 24U 600mm x 1070mm Deep Enclosure | Ea |  | 1 Year (2 Years) | 1950 | 4.5% | 1862.25
7007 | APC | AR3104SP1 | NetShelter SX 24U 600mm Wide x 1070mm Deep Enclosure - 1250 lbs. Shock Packaging | Ea |  | 1 Year (2 Years) | 2120 | 4.5% | 2024.6
7008 | APC | AR3104X609 | NetShelter SX 24U 600mm x 1070mm Deep Enclosure, without sides | Ea |  | 1 Year (2 Years) | 2225 | 4.5% | 2124.875
7009 | APC | AR3105 | NetShelter SX 45U 600mm Wide x 1070mm Deep Enclosure with Sides Black | Ea |  | 1 Year (2 Years) | 3215 | 4.5% | 3070.325
7010 | APC | AR3105SP | NetShelter SX 45U 600mm Wide x 1070mm Deep Enclosure with Sides Black -2000 lbs. Shock Packaging | Ea |  | 1 Year (2 Years) | 2310 | 4.5% | 2206.05
7011 | APC | AR3105TAA | NetShelter SX 45U 600mm Wide x 1070mm Deep Enclosure with Sides Black TAA Compliant | Ea |  | 1 Year (2 Years) | 2120 | 4.5% | 2024.6
7012 | APC | AR3105W | NetShelter SX 45U 600mm Wide x 1070mm Deep Enclosure with Sides White | Ea |  | 1 Year (2 Years) | 2310 | 4.5% | 2206.05
7013 | APC | AR3105X418 | NetShelter SX 45U 600mm Wide x 915mm Deep Enclosure with Sides Black | Ea |  | 1 Year (2 Years) | 2265 | 4.5% | 2163.075
7014 | APC | AR3107 | NetShelter SX 48U 600mm Wide x 1070mm Deep Enclosure with Sides Black | Ea |  | 1 Year (2 Years) | 2310 | 4.5% | 2206.05
7015 | APC | AR3107G | NetShelter SX 48U 600mm Wide x 1070mm Deep Enclosure with Sides Grey RAL7035 | Ea |  | 1 Year (2 Years) | 3405 | 4.5% | 3251.775
7016 | APC | AR3107SP | NetShelter SX 48U 600mm Wide x 1070mm Deep Enclosure with Sides Black -2000 lbs. Shock Packaging | Ea |  | 1 Year (2 Years) | 2500 | 4.5% | 2387.5
7017 | APC | AR3107TAA | NetShelter SX 48U 600mm Wide x 1070mm Deep Enclosure with Sides Black TAA Compliant | Ea |  | 1 Year (2 Years) | 2020 | 4.5% | 1929.1
7018 | APC | AR3107W | NetShelter SX 48U 600mm Wide x 1070mm Deep Enclosure with Sides SE White | Ea |  | 1 Year (2 Years) | 1710 | 4.5% | 1633.05
7019 | APC | AR3107X255 | NetShelter SX 48U 600mm Wide x 1070mm Deep Enclosure Black, HP AOL config | Ea |  | 1 Year (2 Years) | 2505 | 4.5% | 2392.275
7020 | APC | AR3107X507 | NetShelter SX 50U 600mm Wide x 1070mm Deep Enclosure with Sides Black | Ea |  | 1 Year (2 Years) | 2225 | 4.5% | 2124.875
7021 | APC | AR3107X609 | NetShelter SX 48U 600mm Wide x 1070mm Deep Enclosure Without Sides Black | Ea |  | 1 Year (2 Years) | 1825 | 4.5% | 1742.875
7022 | APC | AR3107X610 | NetShelter SX 48U 600mm Wide x 1070mm Deep Enclosure Without Doors Black | Ea |  | 1 Year (2 Years) | 1440 | 4.5% | 1375.2
7023 | APC | AR3107X617 | NetShelter SX 48U 600mm Wide x 1070mm Deep Enclosure Without Sides Without Doors Black | Ea |  | 1 Year (2 Years) | 2295 | 4.5% | 2191.725
7024 | APC | AR3130 | NetShelter SX 42U 700mm Wide x 1070mm Deep Enclosure with Sides Black | Ea |  | 1 Year (2 Years) | 3270 | 4.5% | 3122.85
7025 | APC | AR3140 | SX ENCL 42U 750X1070 NTWORK W/ SIDES BLK | Ea |  | 1 Year (2 Years) | 3270 | 4.5% | 3122.85
7026 | APC | AR3140G | NetShelter SX 42U 750mm Wide x 1070mm Deep Networking Enclosure with Sides Grey | Ea |  | 1 Year (2 Years) | 3270 | 4.5% | 3122.85
7027 | APC | AR3140W | NetShelter SX 42U 750mm Wide x 1070mm Deep Networking Enclosure with Sides White | Ea |  | 1 Year (2 Years) | 2385 | 4.5% | 2277.675
7028 | APC | AR3150 | NetShelter SX 42U 750mm Wide x 1070mm Deep Enclosure with Sides Black | Ea |  | 1 Year (2 Years) | 2970 | 4.5% | 2836.35
7029 | APC | AR3150CTO | NetShelter SX 42U 750mm Wide x 1070mm Deep Enclosure with Sides Black CTO | Ea |  | 1 Year (2 Years) | 2380 | 4.5% | 2272.9
7030 | APC | AR3150HACS | NetShelter SX 42U 750mm Wide x 1070mm Deep Enclosure without rear doors | Ea |  | 1 Year (2 Years) | 3480 | 4.5% | 3323.4
7031 | APC | AR3150SP | NetShelter SX 42U 750mm Wide x 1070mm Deep Enclosure with Sides Black -2000 lbs. Shock Packaging | Ea |  | 1 Year (2 Years) | 2665 | 4.5% | 2545.075
7032 | APC | AR3150SP1 | NetShelter SX 42U 750mm Wide x 1070mm Deep Enclosure - 1250 lbs. Shock Packaging | Ea |  | 1 Year (2 Years) | 2385 | 4.5% | 2277.675
7033 | APC | AR3150W | NetShelter SX 42U 750mm Wide x 1070mm Deep Enclosure with Sides White | Ea |  | 1 Year (2 Years) | 2270 | 4.5% | 2167.85
7034 | APC | AR3150WX609 | NetShelter SX 42U 750mm Wide x 1070mm Deep Enclosure without Sides SE White | Ea |  | 1 Year (2 Years) | 2780 | 4.5% | 2654.9
7035 | APC | AR3150X609 | Netshelter SX 42U 750mm Wide x 1070mm Deep Enclosure Without Sides Black | Ea |  | 1 Year | 2055 | 4.5% | 1962.525
7036 | APC | AR3150X610 | NetShelter SX 42U 750mm Wide x 1070mm Deep Enclosure Without Doors Black | Ea |  | 1 Year | 1745 | 4.5% | 1666.475
7037 | APC | AR3150X617 | NetShelter SX 42U 750mm Wide x 1070mm Deep Enclosure Without Sides Without Doors Black | Ea |  | 1 Year | 2575 | 4.5% | 2459.125
7038 | APC | AR3155 | NetShelter SX 45U 750mm Wide x 1070mm Deep Enclosure with Sides Black | Ea |  | 1 Year | 3670 | 4.5% | 3504.85
7039 | APC | AR3155SP | NetShelter SX 45U 750mm Wide x 1070mm Deep Enclosure with Sides Black -2000 lbs. Shock Packaging | Ea |  | 1 Year | 2575 | 4.5% | 2459.125
7040 | APC | AR3155W | NetShelter SX 45U 750mm Wide x 1070mm Deep Enclosure with Sides White | Ea |  | 1 Year | 2835 | 4.5% | 2707.425
7041 | APC | AR3157 | NetShelter SX 48U 750mm Wide x 1070mm Deep Enclosure with Sides Black | Ea |  | 1 Year | 3935 | 4.5% | 3757.925
7042 | APC | AR3157SP | NetShelter SX 48U 750mm Wide x 1070mm Deep Enclosure with Sides Black -2000 lbs. Shock Packaging | Ea |  | 1 Year | 2535 | 4.5% | 2420.925
7043 | APC | AR3157W | NetShelter SX 48U 750mm Wide x 1070mm Deep Enclosure with Sides SE White | Ea |  | 1 Year | 3855 | 4.5% | 3681.525
7044 | APC | AR3157WSP | NetShelter SX 48U 750mm Wide x 1070mm Deep Enclosure with Sides SE White-2000 lbs. Shock Packaging | Ea |  | 1 Year | 2485 | 4.5% | 2373.175
7045 | APC | AR3157WX609 | NetShelter SX 48U 750mm Wide x 1070mm Deep Enclosure without Sides SE White | Ea |  | 1 Year | 2535 | 4.5% | 2420.925
7046 | APC | AR3157WX766 | NetShelter SX 48U 750mm Wide x 1070mm Deep Enclosure with Sides, No Rear Doors, SE White | Ea |  | 1 Year | 7380 | 4.5% | 7047.9
7047 | APC | AR3157X609 | Netshelter SX 48U 750mm Wide x 1070mm Deep Enclosure Without Sides Black | Ea |  | 1 Year | 2320 | 4.5% | 2215.6
7048 | APC | AR3157X610 | NetShelter SX 48U 750mm Wide x 1070mm Deep Enclosure Without Doors Black | Ea |  | 1 Year | 1935 | 4.5% | 1847.925
7049 | APC | AR3157X617 | NetShelter SX 48U 750mm Wide x 1070mm Deep Enclosure Without Sides Without Doors Black | Ea |  | 1 Year | 2650 | 4.5% | 2530.75
7050 | APC | AR3159SPX897 | Netshelter SX 54U x 750mm Wide x 1070mm Deep Enclosure, Black, SP, w 400mm Depth Extensiont, TACC | Ea |  | 1 Year | 6660 | 4.5% | 6360.3
7051 | APC | AR3159X889 | Netshelter SX 54U 750mm Wide x 1070mm Deep Enclosure, Black, w 400mm depth extension, 1U cutout PMAs | Ea |  | 1 Year | 2785 | 4.5% | 2659.675
7052 | APC | AR3180G | NetShelter SX 42U 800mm Wide x 1070mm Deep Enclosure with Sides Grey RAL7035 | Ea |  | 1 Year | 2835 | 4.5% | 2707.425
7053 | APC | AR3180X266 | NetShelter SX 42U 800mm Wide x 1070mm Deep Enclosure with Sides Black | Ea |  | 1 Year | 3060 | 4.5% | 2922.3
7054 | APC | AR3180X719 | NetShelter SX 42U 800mm Wide x 800mm Deep Enclosure with Sides Black | Ea |  | 1 Year | 2965 | 4.5% | 2831.575
7055 | APC | AR3200 | NetShelter SX Colocation 2 x 20U 600mm Wide x 1070mm Deep Enclosure with Sides Black | Ea |  | 1 Year | 2515 | 4.5% | 2401.825
7056 | APC | AR3200W | NetShelter SX Colocation 2 x 20U 600mm Wide x 1070mm Deep Enclosure with Sides SE White | Ea |  | 1 Year | 3895 | 4.5% | 3719.725
7057 | APC | AR3200X437 | NetShelter SX Colocation 2 x 20U 750mm Wide x 1070mm Deep Enclosure with Sides Black | Ea |  | 1 Year | 3990 | 4.5% | 3810.45
7058 | APC | AR3200X774 | NetShelter SX Colocation 2 x 20U 750mm Wide x 1200mm Deep Enclosure with Sides Black | Ea |  | 1 Year | 5080 | 4.5% | 4851.4
7059 | APC | AR3300 | NetShelter SX 42U/600mm/1200mm Enclosure with Roof and Sides Black | Ea |  | 1 Year | 2515 | 4.5% | 2401.825
7060 | APC | AR3300BX872 | NetShelter SX 42U/600mm/1200mm Enclosure, Citi B-config, 2x Pass-Thru Sides, 2x AP8863, 2x AR8442 | Ea |  | 1 Year | 5080 | 4.5% | 4851.4
7061 | APC | AR3300CX872 | NetShelter SX 42U/600mm/1200mm Enclosure, Citi C-config, 2x Pass-Thru Sides, 2x AP8863, 2x AR8442 | Ea |  | 1 Year | 3945 | 4.5% | 3767.475
7062 | APC | AR3300DX872 | NetShelter SX 42U/600mm/1200mm Enclosure, Citi D-config, 4x Pass-Thru Sides, 2x AR8442 | Ea |  | 1 Year | 3460 | 4.5% | 3304.3
7063 | APC | AR3300EX872 | NetShelter SX 42U/600mm/1200mm Enclosure, Citi E-config, 2x Pass-Thru Sides, 2x AR8442 | Ea |  | 1 Year | 3460 | 4.5% | 3304.3
7064 | APC | AR3300FX872 | NetShelter SX 42U/600mm/1200mm Enclosure, Citi F-config, 2x Pass-Thru Sides, 2x AR8442 | Ea |  | 1 Year | 6105 | 4.5% | 5830.275
7065 | APC | AR3300G | NetShelter SX 42U/600mm/1200mm Enclosure with Roof and Sides Grey RAL7035 | Ea |  | 1 Year | 3610 | 4.5% | 3447.55
7066 | APC | AR3300NX872 | NetShelter SX 42U/600mm/1200mm Enclosure, 4x Pass-Thru Sides, 2x AR7721, 2x AP8863, 2x AR8442, Black | Ea |  | 1 Year | 3540 | 4.5% | 3380.7
7067 | APC | AR3300SP | NetShelter SX 42U 600mm Wide x 1200mm Deep Enclosure with Sides Black -2000 lbs. Shock Packaging | Ea |  | 1 Year | 3685 | 4.5% | 3519.175
7068 | APC | AR3300SP2X561 | NetShelter SX 42U/600mm/1200mm Enclosure with Roof and Sides Black with HP Special Packaging | Ea |  | 1 Year | 2515 | 4.5% | 2401.825
7069 | APC | AR3300W | NetShelter SX 42U 600mm Wide x 1200mm Deep Enclosure with Sides White | Ea |  | 1 Year | 3875 | 4.5% | 3700.625
7070 | APC | AR3300WSP | NETSHELTER SX 42U 600MM WIDE X 1200MM DEEP ENCLOSURE WITH SIDES WHITE -2000 LBS. SHOCK PACKAGING | Ea |  | 1 Year | 2610 | 4.5% | 2492.55
7071 | APC | AR3300WSP2X561 | NetShelter SX 42U/600mm/1200mm Enclosure with Roof and Sides Black with HP Special Packaging, White | Ea |  | 1 Year | 2325 | 4.5% | 2220.375
7072 | APC | AR3300WX306 | NetShelter SX 42U/600mm/1200mm Enclosure with Roof and Sides Black, HD Caster- Dell SP, White | Ea |  | 1 Year | 2325 | 4.5% | 2220.375
7073 | APC | AR3300WX609 | NetShelter SX 42U 600mm Wide x 1200mm Deep Enclosure without Sides White | Ea |  | 1 Year | 1840 | 4.5% | 1757.2
7074 | APC | AR3300WX617 | NetShelter SX 42U 600mm Wide x 1200mm Deep Enclosure Without Sides Without Doors White | Ea |  | 1 Year | 2465 | 4.5% | 2354.075
7075 | APC | AR3300X306 | NetShelter SX 42U/600mm/1200mm Enclosure with Roof and Sides Black, HD Caster- Dell SP | Ea |  | 1 Year | 2170 | 4.5% | 2072.35
7076 | APC | AR3300X572RPP | Switch Remote Pwr Pnl 42U 600x1200 Blue Front/Red Rear Doors/Light Gray Frame/Roof/Four Side Panels | Ea |  | 1 Year | 5010 | 4.5% | 4784.55
7077 | APC | AR3300X609 | Netshelter SX 42U 600mm Wide x 1200mm Deep Enclosure Without Sides Black | Ea |  | 1 Year | 2265 | 4.5% | 2163.075
7078 | APC | AR3300X610 | NetShelter SX 42U 600mm Wide x 1200mm Deep Enclosure Without Doors Black | Ea |  | 1 Year | 1875 | 4.5% | 1790.625
7079 | APC | AR3300X617 | NetShelter SX 42U 600mm Wide x 1200mm Deep Enclosure Without Sides Without Doors Black | Ea |  | 1 Year | 2705 | 4.5% | 2583.275
7080 | APC | AR3300X721 | NetShelter SX 40U/600mm/1200mm Enclosure with Roof and Sides, Black, Front Plenum and 2U bottom duct | Ea |  | 1 Year | 5190 | 4.5% | 4956.45
7081 | APC | AR3300X754 | Netshelter SX 42U 600mm Wide x 1200mm Deep Enclosure, Black, with 400mm depth extension for Cray | Ea |  | 1 Year | 5565 | 4.5% | 5314.575
7082 | APC | AR3300X872 | NetShelter SX 42U/600mm/1200mm Enclosure with Roof, 4x Pass-Thru Sides, 2x AP8863, 2x AR8442, Black | Ea |  | 1 Year | 2465 | 4.5% | 2354.075
7083 | APC | AR3301WX306 | NetShelter SX 42U/600mm/1200mm Enclosure with Roof and No Sides, HD Caster-Dell SP White | Ea |  | 1 Year | 2650 | 4.5% | 2530.75
7084 | APC | AR3305 | NetShelter SX 45U 600mm Wide x 1200mm Deep Enclosure with Sides Black | Ea |  | 1 Year | 3800 | 4.5% | 3629
7085 | APC | AR3305SP | NetShelter SX 45U 600mm Wide x 1200mm Deep Enclosure with Sides Black -2000 lbs. Shock Packaging | Ea |  | 1 Year | 2705 | 4.5% | 2583.275
7086 | APC | AR3305W | NetShelter SX 45U 600mm Wide x 1200mm Deep Enclosure with Sides White | Ea |  | 1 Year | 2990 | 4.5% | 2855.45
7087 | APC | AR3305X306 | NetShelter SX 45U 600mm Wide x 1200mm Deep Enclosure with Sides Black, SP Ready | Ea |  | 1 Year | 4540 | 4.5% | 4335.7
7088 | APC | AR3307 | NetShelter SX 48U 600mm Wide x 1200mm Deep Enclosure with Sides Black | Ea |  | 1 Year | 4085 | 4.5% | 3901.175
7089 | APC | AR3307SP | NetShelter SX 48U 600mm Wide x 1200mm Deep Enclosure with Sides Black -2000 lbs. Shock Packaging | Ea |  | 1 Year | 4160 | 4.5% | 3972.8
7090 | APC | AR3307SP2X561 | NetShelter SX 48U/600mm/1200mm Enclosure with Roof and Sides Black with HP Special Packaging | Ea |  | 1 Year | 2990 | 4.5% | 2855.45
7091 | APC | AR3307W | NetShelter SX 48U 600mm Wide x 1200mm Deep Enclosure with Sides White | Ea |  | 1 Year | 2740 | 4.5% | 2616.7
7092 | APC | AR3307W1X865 | NetShelter SX 48U 600mm Wide x 1200mm Deep Enclosure w 3x Solid Sides, 1x PassThru, White, Greywolf | Ea |  | 1 Year | 4810 | 4.5% | 4593.55
7093 | APC | AR3307W2X865 | NetShelter SX 48U 600mm Wide x 1200mm Deep Enclosure w 2x Solid Sides, 2x PassThru, White, Greywolf | Ea |  | 1 Year | 4005 | 4.5% | 3824.775
7094 | APC | AR3307WSP | NETSHELTER SX 48U 600MM WIDE X 1200MM DEEP ENCLOSURE WITH SIDES WHITE -2000 LBS. SHOCK PACKAGING | Ea |  | 1 Year | 4155 | 4.5% | 3968.025
7095 | APC | AR3307WSP2X561 | NetShelter SX 48U/600mm/1200mm Enclosure with Roof and Sides Black with HP Special Packaging, White | Ea |  | 1 Year | 3095 | 4.5% | 2955.725
7096 | APC | AR3307WX306 | NetShelter SX 48U/600mm/1200mm Enclosure with Roof and Sides Black, HD Caster-Dell SP, White | Ea |  | 1 Year | 2685 | 4.5% | 2564.175
7097 | APC | AR3307WX609 | NetShelter SX 48U 600mm Wide x 1200mm Deep Enclosure with Doors and No Sides SE White | Ea |  | 1 Year | 3755 | 4.5% | 3586.025
7098 | APC | AR3307WX865 | NetShelter SX 48U 600mm Wide x 1200mm Deep Enclosure with Sides White, Greywolf | Ea |  | 1 Year | 2930 | 4.5% | 2798.15
7099 | APC | AR3307X306 | NetShelter SX 48U/600mm/1200mm Enclosure with Roof and Sides Black, HD Caster-Dell SP | Ea |  | 1 Year | 3245 | 4.5% | 3098.975
7100 | APC | AR3307X507 | NetShelter SX 50U 600mm Wide x 1200mm Deep Enclosure with Sides Black | Ea |  | 1 Year | 4635 | 4.5% | 4426.425
7101 | APC | AR3307X609 | NetShelter SX 48U 600mm Wide x 1200mm Deep Enclosure with Doors and No Sides Black | Ea |  | 1 Year | 2620 | 4.5% | 2502.1
7102 | APC | AR3307X610 | NetShelter SX 48U 600mm Wide x 1200mm Deep Enclosure with Sides and No Doors Black | Ea |  | 1 Year | 2160 | 4.5% | 2062.8
7103 | APC | AR3307X612 | NetShelter SX 54U 600mm Wide x 1200mm Deep Enclosure with Roof and Sides, Black | Ea |  | 1 Year | 3620 | 4.5% | 3457.1
7104 | APC | AR3307X617 | NetShelter SX 48U 600mm Wide x 1200mm Deep Enclosure with Roof, No Doors or Sides, Black | Ea |  | 1 Year | 3460 | 4.5% | 3304.3
7105 | APC | AR3307X674 | NetShelter SX 52U 600mm Wide x 1200mm Deep Enclosure with Sides Black | Ea |  | 1 Year | 2930 | 4.5% | 2798.15
7106 | APC | AR3308WX306 | NetShelter SX 48U/600mm/1200mm Enclosure with Roof and No Sides, HD Caster-Dell SP White | Ea |  | 1 Year | 4305 | 4.5% | 4111.275
7107 | APC | AR3308WX604 | NetShelter SX 52U 600mm x 1200mm Enclosure w/ Pass-thru Sides (Left) and Solid Sides (Right), White | Ea |  | 1 Year | 7510 | 4.5% | 7172.05
7108 | APC | AR3308WX753 | NetShelter SX 52U 600mm Wide x 1200mm Deep Enclosure, White, WWT pre-configured rack | Ea |  | 1 Year | 4305 | 4.5% | 4111.275
7109 | APC | AR3308X604 | NetShelter SX 52U 600mm x 1200mm Enclosure w/ Pass-thru Sides (Left) and Solid Sides (Right), Black | Ea |  | 1 Year | 7510 | 4.5% | 7172.05
7110 | APC | AR3308X753 | NetShelter SX 52U 600mm Wide x 1200mm Deep Enclosure, WWT pre-configured rack | Ea |  | 1 Year | 2920 | 4.5% | 2788.6
7111 | APC | AR3330X266 | NetShelter SX 42U 700mm Wide x 1200mm Deep Enclosure with Sides Black | Ea |  | 1 Year | 5175 | 4.5% | 4942.125
7112 | APC | AR3340 | NetShelter SX 42U 750mm Wide x 1200mm Deep Networking Enclosure with Sides Black | Ea |  | 1 Year | 3460 | 4.5% | 3304.3
7113 | APC | AR3340G | NetShelter SX 42U 750mm Wide x 1200mm Deep Networking Enclosure with Sides Grey | Ea |  | 1 Year | 3460 | 4.5% | 3304.3
7114 | APC | AR3340W | NetShelter SX 42U 750mm Wide x 1200mm Deep Networking Enclosure with Sides White | Ea |  | 1 Year | 3860 | 4.5% | 3686.3
7115 | APC | AR3340W1X832 | NetShelter SX 42U 750mm Wide x 1200mm Deep Enclosure w/ Sides White, Ford, No Floor, No Horz Mgr | Ea |  | 1 Year | 4990 | 4.5% | 4765.45
7116 | APC | AR3340W2X832 | NetShelter SX 42U 750mm Wide x 1200mm Deep Enclosure, no Sides, White, Ford, No Floor, No Horz Mgr | Ea |  | 1 Year | 4265 | 4.5% | 4073.075
7117 | APC | AR3340WX687 | NetShelter SX 42U 750mm Wide x 1200mm Deep Networking Enclosure with Sides White, 12-24 Tapped Rails | Ea |  | 1 Year | 5285 | 4.5% | 5047.175
7118 | APC | AR3340WX832 | NetShelter SX 42U 750mm Wide x 1200mm Deep Networking Enclosure with Sides White, Ford assembly | Ea |  | 1 Year | 4450 | 4.5% | 4249.75
7119 | APC | AR3345WX687 | NetShelter SX 45U 750mm Wide x 1200mm Deep Networking Enclosure with Sides White, 12-24 Tapped Rails | Ea |  | 1 Year | 5265 | 4.5% | 5028.075
7120 | APC | AR3347 | NetShelter SX 48U 750mm Wide x 1200mm Deep Networking Enclosure with Sides | Ea |  | 1 Year | 3195 | 4.5% | 3051.225
7121 | APC | AR3347W1X865 | NetShelter SX 48U 750mm Wide x 1200mm Deep Networking w 3x Solid Sides, 1x PassThru, White, Greywolf | Ea |  | 1 Year | 5535 | 4.5% | 5285.925
7122 | APC | AR3347W2X865 | NetShelter SX 48U 750mm Wide x 1200mm Deep Networking w 2x Solid Sides, 2x PassThru, White, Greywolf | Ea |  | 1 Year | 4360 | 4.5% | 4163.8
7123 | APC | AR3347WX724 | NetShelter SX 48U 750mm Wide x 1200mm Deep Networking Enclosure with Sides, SE White, State Farm | Ea |  | 1 Year | 5145 | 4.5% | 4913.475
7124 | APC | AR3347WX865 | NetShelter SX 48U 750mm Wide x 1200mm Deep Networking Enclosure with Sides White, Greywolf | Ea |  | 1 Year | 5940 | 4.5% | 5672.7
7125 | APC | AR3348WX832 | NetShelter SX 52U 750mm Wide x 1200mm Deep Networking Enclosure with Sides White, Ford assembly | Ea |  | 1 Year | 4915 | 4.5% | 4693.825
7126 | APC | AR3350 | NetShelter SX 42U 750mm Wide x 1200mm Deep Enclosure with Sides Black | Ea |  | 1 Year | 4295 | 4.5% | 4101.725
7127 | APC | AR3350SP | NetShelter SX 42U 750mm Wide x 1200mm Deep Enclosure with Sides Black -2000 lbs. Shock Packaging | Ea |  | 1 Year | 3195 | 4.5% | 3051.225
7128 | APC | AR3350W | NetShelter SX 42U 750mm Wide x 1200mm Deep Enclosure with Sides White | Ea |  | 1 Year | 3010 | 4.5% | 2874.55
7129 | APC | AR3350WSPX832 | NetShelter SX 42U 750mm Wide x 1200mm Deep Server Enclosure with Sides White, 2000lb Shock Pkg, Ford | Ea |  | 1 Year | 5935 | 4.5% | 5667.925
7130 | APC | AR3350WX741 | NetShelter SX 40U/750mm/1200mm Enclosure, White, Front Plenum, 2U bottom duct, ground kit, shelf | Ea |  | 1 Year | 3015 | 4.5% | 2879.325
7131 | APC | AR3350WX770 | NetShelter SX 42U 750mm Wide x 1200mm Deep Enclosure, SE White, StateFarm server rack, No Front Door | Ea |  | 1 Year | 3750 | 4.5% | 3581.25
7132 | APC | AR3350WX832 | NetShelter SX 42U 750mm Wide x 1200mm Deep Server Enclosure with Sides White, Ford | Ea |  | 1 Year | 3135 | 4.5% | 2993.925
7133 | APC | AR3350X306 | NetShelter SX 42U 750mm Wide x 1200mm Deep Enclosure with Sides Black, SP Ready | Ea |  | 1 Year | 2965 | 4.5% | 2831.575
7134 | APC | AR3350X609 | Netshelter SX 42U 750mm Wide x 1200mm Deep Enclosure Without Sides Black | Ea |  | 1 Year | 2870 | 4.5% | 2740.85
7135 | APC | AR3350X610 | NetShelter SX 42U 750mm Wide x 1200mm Deep Enclosure Without Doors Black | Ea |  | 1 Year | 2485 | 4.5% | 2373.175
7136 | APC | AR3350X617 | NetShelter SX 42U 750mm Wide x 1200mm Deep Enclosure Without Sides Without Doors Black | Ea |  | 1 Year | 3385 | 4.5% | 3232.675
7137 | APC | AR3350X766 | NetShelter SX 42U 750mm Wide x 1200mm Deep Enclosure with Sides, No Rear Doors | Ea |  | 1 Year | 3620 | 4.5% | 3457.1
7138 | APC | AR3350X839 | NetShelter SX 42U 750mm Wide x 1200mm Deep Enclosure with Sides Black, Contained Rack for Garmin | Ea |  | 1 Year | 5565 | 4.5% | 5314.575
7139 | APC | AR3355 | NetShelter SX 45U 750mm Wide x 1200mm Deep Enclosure with Sides Black | Ea |  | 1 Year | 4480 | 4.5% | 4278.4
7140 | APC | AR3355SP | NetShelter SX 45U 750mm Wide x 1200mm Deep Enclosure with Sides Black -2000 lbs. Shock Packaging | Ea |  | 1 Year | 3385 | 4.5% | 3232.675
7141 | APC | AR3355W | NetShelter SX 45U 750mm Wide x 1200mm Deep Enclosure with Sides White | Ea |  | 1 Year | 3670 | 4.5% | 3504.85
7142 | APC | AR3355X372 | NetShelter SX 45U 750mm Wide x 1200mm Deep Enclosure, Black, with AP9361 pre-installed | Ea |  | 1 Year | 10605 | 4.5% | 10127.775
7143 | APC | AR3357 | NetShelter SX 48U 750mm Wide x 1200mm Deep Enclosure | Ea |  | 1 Year | 4765 | 4.5% | 4550.575
7144 | APC | AR3357SP | NetShelter SX 48U 750mm Wide x 1200mm Deep Enclosure with Sides Black -2000 lbs. Shock Packaging | Ea |  | 1 Year | 3405 | 4.5% | 3251.775
7145 | APC | AR3357SPO1X762 | NetShelter SX 48U 750mm Wide x 1200mm Deep Enclosure, Black, 2000 lbs SP, Oracle, AP8886 and Accys | Ea |  | 1 Year | 8905 | 4.5% | 8504.275
7146 | APC | AR3357SPO2X762 | NetShelter SX 48U 750mm Wide x 1200mm Deep Enclosure, Black, 2000 lbs SP, Oracle, AP8881 and Accys | Ea |  | 1 Year | 9940 | 4.5% | 9492.7
7147 | APC | AR3357SPO3X762 | NetShelter SX 48U 750mm Wide x 1200mm Deep Enclosure, Black, 2000 lbs SP, Oracle, AP8981 and Accys | Ea |  | 1 Year | 8470 | 4.5% | 8088.85
7148 | APC | AR3357SPO4X762 | NetShelter SX 48U 750mm Wide x 1200mm Deep Enclosure, Black, 2000 lbs SP, Oracle, AP8865 and Accys | Ea |  | 1 Year | 7555 | 4.5% | 7215.025
7149 | APC | AR3357SPO5X762 | NetShelter SX 48U 750mm Wide x 1200mm Deep Enclosure, Black, 2000 lbs SP, Oracle, AP8841 and Accys | Ea |  | 1 Year | 3595 | 4.5% | 3433.225
7150 | APC | AR3357W | NetShelter SX 48U 750mm Wide x 1200mm Deep Enclosure, SE White | Ea |  | 1 Year | 3340 | 4.5% | 3189.7
7151 | APC | AR3357WX609 | NetShelter SX 48U 750mm Wide x 1200mm Deep Enclosure Without Sides White | Ea |  | 1 Year | 4255 | 4.5% | 4063.525
7152 | APC | AR3357WX725 | NetShelter SX 48U 750mm Wide x 1200mm Deep Enclosure, SE White, State Farm server rack | Ea |  | 1 Year | 4015 | 4.5% | 3834.325
7153 | APC | AR3357WX735 | NetShelter SX 48U 750mm Wide x 1200mm Deep Enclosure, SE White, State Farm server rack, no shelf | Ea |  | 1 Year | 3990 | 4.5% | 3810.45
7154 | APC | AR3357WX769 | NetShelter SX 48U 750mm Wide x 1200mm Deep Enclosure, SE White, StateFarm server rack, No Front Door | Ea |  | 1 Year | 3545 | 4.5% | 3385.475
7155 | APC | AR3357WX820 | NetShelter SX 48U 750mm Wide x 1200mm Deep Enclosure, SE White, Network Roof, No Rr Doors, SP Ready | Ea |  | 1 Year | 3820 | 4.5% | 3648.1
7156 | APC | AR3357WX821 | NetShelter SX 48U 750mm Wide x 1200mm Deep Enclosure, SE White, Networking Roof, SP Ready | Ea |  | 1 Year | 3595 | 4.5% | 3433.225
7157 | APC | AR3357X306 | NetShelter SX 48U 750mm Wide x 1200mm Deep Enclosure with Sides Black, SP Ready | Ea |  | 1 Year | 4450 | 4.5% | 4249.75
7158 | APC | AR3357X609 | NetShelter SX 48U 750mm Wide x 1200mm Deep Enclosure Without Sides Black | Ea |  | 1 Year | 3275 | 4.5% | 3127.625
7159 | APC | AR3357X610 | NetShelter SX 48U 750mm Wide x 1200mm Deep Enclosure Without Doors Black | Ea |  | 1 Year | 2705 | 4.5% | 2583.275
7160 | APC | AR3357X617 | NetShelter SX 48U 750mm Wide x 1200mm Deep Enclosure Without Sides Without Doors Black | Ea |  | 1 Year | 3105 | 4.5% | 2965.275
7161 | APC | AR3357X674 | NetShelter SX 52U 750mm Wide x 1200mm Deep Enclosure with Sides Black | Ea |  | 1 Year | 3620 | 4.5% | 3457.1
7162 | APC | AR3357X697 | NetShelter SX 52U 750mm Wide x 1200mm Deep Enclosure Without Sides Black | Ea |  | 1 Year | 6305 | 4.5% | 6021.275
7163 | APC | AR3357X790 | NetShelter SX 60U 750mm Wide x 1200mm Deep Enclosure, GM | Ea |  | 1 Year | 5480 | 4.5% | 5233.4
7164 | APC | AR3358W1X604 | NetShelter SX 52U 750mm x 1200mm Enclosure w/ Pass-thru Sides, White | Ea |  | 1 Year | 10060 | 4.5% | 9607.3
7165 | APC | AR3358W1X753 | NetShelter SX 52U 750mm Wide x 1200mm Deep Enclosure, White, WWT pre-configured rack #1 | Ea |  | 1 Year | 3765 | 4.5% | 3595.575
7166 | APC | AR3358W2X604 | NetShelter SX 52U 750mm x 1200mm Enclosure without Sides, White | Ea |  | 1 Year | 8345 | 4.5% | 7969.475
7167 | APC | AR3358W2X753 | NetShelter SX 52U 750mm Wide x 1200mm Deep Enclosure, White, WWT pre-configured rack #2 | Ea |  | 1 Year | 4495 | 4.5% | 4292.725
7168 | APC | AR3358WX832 | NetShelter SX 52U 750mm Wide x 1200mm Deep Server Enclosure with Sides White, Ford | Ea |  | 1 Year | 4730 | 4.5% | 4517.15
7169 | APC | AR3358X604 | NetShelter SX 52U 750mm x 1200mm Enclosure w/ Pass-thru Sides (Left) and Solid Sides (Right), Black | Ea |  | 1 Year | 8105 | 4.5% | 7740.275
7170 | APC | AR3358X753 | NetShelter SX 52U 750mm Wide x 1200mm Deep Enclosure, WWT pre-configured rack | Ea |  | 1 Year | 3485 | 4.5% | 3328.175
7171 | APC | AR3380G | NetShelter SX 42U 800mm Wide x 1200mm Deep Enclosure with Sides Grey RAL7035 | Ea |  | 1 Year | 39 | 4.5% | 37.245
7172 | APC | AR3380X266 | NetShelter SX 42U 800mm Wide x 1200mm Deep Enclosure with Sides Black | Ea |  | 1 Year | 3750 | 4.5% | 3581.25
7173 | APC | AR3380X662 | NetShelter SX 42U 800mm Wide x 1200mm Deep Enclosure with Sides, Networking roof, Black | Ea |  | 1 Year | 3840 | 4.5% | 3667.2
7174 | APC | AR3385X266 | NetShelter SX 45U 800mm Wide x 1200mm Deep Enclosure with Sides Black | Ea |  | 1 Year | 3870 | 4.5% | 3695.85
7175 | APC | AR3387 | NetShelter SX 48U 800mm Wide x 1200mm Deep Enclosure with Sides Black | Ea |  | 1 Year | 4360 | 4.5% | 4163.8
7176 | APC | AR3387X507 | NetShelter SX 50U 800mm Wide x 1200mm Deep Enclosure with Sides Black | Ea |  | 1 Year | 260 | 4.5% | 248.3
7177 | APC | AR3810 | NetShelter AV 42U 600mm Wide x 825 Deep Enclosure with Sides and 10-32 Threaded Rails Black | Ea |  | 1 Year | 1375 | 4.5% | 1313.125
7178 | APC | AR3812 | NetShelter AV 42U 600mm Wide x 825mm Deep Enclosure 10-32 Threaded Rails No Sides/Roof/Doors Black | Ea |  | 1 Year | 1760 | 4.5% | 1680.8
7179 | APC | AR3814 | NetShelter AV 24U 600mm Wide x 825mm Deep Enclosure with Sides and 10-32 Threaded Rails Black | Ea |  | 1 Year | 715 | 4.5% | 682.825
7180 | APC | AR3900AZEU-FAN | NetShelter IDF 230V Fan Unit | Ea |  | 1 Year (2 Years) | 3960 | 4.5% | 3781.8
7181 | APC | AR3904AZNA | NetShelter 42U IDF 110V | Ea |  | 1 Year (2 Years) | 113 | 4.5% | 107.915
7182 | APC | AR4000MV | NetShelter CX Mini Enclosure | Ea |  | 1 Year (2 Years) | 117 | 4.5% | 111.735
7183 | APC | AR4000MV12U | NetShelter CX Mini 12U Vertical Mounting Rail Kit | Ea |  | 1 Year (2 Years) | 2960 | 4.5% | 2826.8
7184 | APC | AR4000MV-FR | NetShelter CX Mini Fixed Rail Kit | Ea |  | 1 Year (2 Years) | 288 | 4.5% | 275.04
7185 | APC | AR4000MVX429 | NetShelter CX Mini Enclosure Black Finish | Ea |  | 1 Year (2 Years) | 2960 | 4.5% | 2826.8
7186 | APC | AR4000MVX431 | NetShelter CX Mini Enclosure Dark Grey Finish | Ea |  | 1 Year (2 Years) | 2960 | 4.5% | 2826.8
7187 | APC | AR4000MVX432 | NetShelter CX Mini Enclosure White Finish | Ea |  | 1 Year (2 Years) | 5310 | 4.5% | 5071.05
7188 | APC | AR4018A | NetShelter CX 18U Secure Soundproofed Server Room in a Box Enclosure | Ea |  | 1 Year (2 Years) | 5310 | 4.5% | 5071.05
7189 | APC | AR4018IA | NetShelter CX 18U Secure Soundproofed Server Room in a Box Enclosure International | Ea |  | 1 Year (2 Years) | 5940 | 4.5% | 5672.7
7190 | APC | AR4018SP | NetShelter CX 18U Secure Soundproof Server Room in a Box Enclosure - Shock Packaging | Ea |  | 1 Year (2 Years) | 6300 | 4.5% | 6016.5
7191 | APC | AR4018SPX429 | NetShelter CX 18U Secure Soundproof Server Room in a Box Enclosure - Shock Packaging - Black | Ea |  | 1 Year (2 Years) | 6300 | 4.5% | 6016.5
7192 | APC | AR4018SPX431 | NetShelter CX 18U Secure Soundproof Server Room in a Box Enclosure - Shock Packaging - Dark Grey | Ea |  | 1 Year | 6300 | 4.5% | 6016.5
7193 | APC | AR4018SPX432 | NetShelter CX 18U Secure Soundproof Server Room in a Box Enclosure - Shock Packaging - White | Ea |  | 1 Year | 5630 | 4.5% | 5376.65
7194 | APC | AR4018X429 | NetShelter CX 18U 750 mm Wide x 1130 mm Deep Enclosure Black Finish | Ea |  | 1 Year | 5630 | 4.5% | 5376.65
7195 | APC | AR4018X431 | NetShelter CX 18U 750 mm Wide x 1130 mm Deep Enclosure Dark Grey Finish | Ea |  | 1 Year | 5630 | 4.5% | 5376.65
7196 | APC | AR4018X432 | NetShelter CX 18U 750 mm Wide x 1130 mm Deep Enclosure White Finish | Ea |  | 1 Year | 6930 | 4.5% | 6618.15
7197 | APC | AR4024A | NetShelter CX 24U Secure Soundproofed Server Room in a Box Enclosure | Ea |  | 1 Year | 6930 | 4.5% | 6618.15
7198 | APC | AR4024IA | NetShelter CX 24U Secure Soundproofed Server Room in a Box Enclosure International | Ea |  | 1 Year | 7560 | 4.5% | 7219.8
7199 | APC | AR4024SP | NetShelter CX 24U Secure Soundproof Server Room in a Box Enclosure - Shock Packaging | Ea |  | 1 Year | 7920 | 4.5% | 7563.6
7200 | APC | AR4024SPX429 | NetShelter CX24U Secure Soundproof Server Room in a Box Enclosure - Shock Packaging - Black | Ea |  | 1 Year | 7920 | 4.5% | 7563.6
7201 | APC | AR4024SPX431 | NetShelter CX 24U Secure Soundproof Server Room in a Box Enclosure - Shock Packaging - Dark Grey | Ea |  | 1 Year | 7920 | 4.5% | 7563.6
7202 | APC | AR4024SPX432 | NetShelter CX 24U Secure Soundproof Server Room in a Box Enclosure - Shock Packaging - White | Ea |  | 1 Year | 7350 | 4.5% | 7019.25
7203 | APC | AR4024X429 | NetShelter CX 24U 750 mm Wide x 1130 mm Deep Enclosure Black Finish | Ea |  | 1 Year | 7350 | 4.5% | 7019.25
7204 | APC | AR4024X431 | NetShelter CX 24U 750 mm Wide x 1130 mm Deep Enclosure Dark Grey Finish | Ea |  | 1 Year | 7350 | 4.5% | 7019.25
7205 | APC | AR4024X432 | NetShelter CX 24U 750 mm Wide x 1130 mm Deep Enclosure White Finish | Ea |  | 1 Year | 9180 | 4.5% | 8766.9
7206 | APC | AR4038A | NetShelter CX 38U Secure Soundproofed Server Room in a Box Enclosure | Ea |  | 1 Year | 9735 | 4.5% | 9296.925
7207 | APC | AR4038X429 | NetShelter CX 38U 750 mm Wide x 1130 mm Deep Enclosure Black Finish | Ea |  | 1 Year | 9735 | 4.5% | 9296.925
7208 | APC | AR4038X431 | NetShelter CX 38U 750 mm Wide x 1130 mm Deep Enclosure Dark Grey Finish | Ea |  | 1 Year | 9735 | 4.5% | 9296.925
7209 | APC | AR4038X432 | NetShelter CX 38U 750 mm Wide x 1130 mm Deep Enclosure White Finish | Ea |  | 1 Year | 198 | 4.5% | 189.09
7210 | APC | AR4601 | Net Shelter CX Bolt Down Kit | Ea |  | 1 Year | 261 | 4.5% | 249.255
7211 | APC | AR4602A | NetShelter CX High Security Handle Adapter Kit | Ea |  | 1 Year | 153 | 4.5% | 146.115
7212 | APC | AR4603 | NetShelter CX Base/Plinth Surround Kit | Ea |  | 1 Year | 53 | 4.5% | 50.615
7213 | APC | AR4604 | NetShelter CX Bolt Down Kit | Ea |  | 1 Year | 126 | 4.5% | 120.33
7214 | APC | AR4701 | Dust Filter Pack NetShelter CX 18U & 24U 2 Small Filters | Ea |  | 1 Year | 261 | 4.5% | 249.255
7215 | APC | AR4702 | Dust Filter Pack Netshelter CX 38U 2 Small Filters & 2 Large Filters | Ea |  | 1 Year | 720 | 4.5% | 687.6
7216 | APC | AR4703 | NetShelter CX Fan Booster Kit | Ea |  | 1 Year | 71 | 4.5% | 67.805
7217 | APC | AR4704 | NetShelter CX 15V Replacement Power Supply | Ea |  | 1 Year | 71 | 4.5% | 67.805
7218 | APC | AR4705 | NetShelter CX 24V Replacement Power Supply | Ea |  | 1 Year | 1470 | 4.5% | 1403.85
7219 | APC | AR7000A | NetShelter SX 42U 600mm Wide Perforated Curved Door Black | Ea |  | 1 Year | 414 | 4.5% | 395.37
7220 | APC | AR7000AW | NetShelter SX 42U 600mm Wide Perforated Curved Door White | Ea |  | 1 Year | 447 | 4.5% | 426.885
7221 | APC | AR7001X384 | Blank Nameplate for NetShelter SX Curved Door - Qty 40 | Ea |  | 1 Year | 525 | 4.5% | 501.375
7222 | APC | AR7003 | NetShelter SX Colocation 20U 600mm Wide Perforated Curved Door Black | Ea |  | 1 Year | 461 | 4.5% | 440.255
7223 | APC | AR7005 | NetShelter SX 45U 600mm Wide Perforated Curved Door Black | Ea |  | 1 Year | 439 | 4.5% | 419.245
7224 | APC | AR7005W | NetShelter SX 45U 600mm Wide Perforated Curved Door White | Ea |  | 1 Year | 487 | 4.5% | 465.085
7225 | APC | AR7007A | NetShelter SX 48U 600mm Wide Perforated Curved Door Black | Ea |  | 1 Year | 487 | 4.5% | 465.085
7226 | APC | AR7007AW | NetShelter SX 48U 600mm Wide Perforated Curved Door White | Ea |  | 1 Year | 412 | 4.5% | 393.46
7227 | APC | AR702400 | NetShelter SV 42U 600mm Wide Perforated Flat Door Black | Ea |  | 1 Year | 458 | 4.5% | 437.39
7228 | APC | AR702407 | NetShelter SV 48U 600mm Wide Perforated Flat Door Black | Ea |  | 1 Year | 487 | 4.5% | 465.085
7229 | APC | AR702480 | NetShelter SV 42U 800mm Wide Perforated Flat Door Black | Ea |  | 1 Year | 516 | 4.5% | 492.78
7230 | APC | AR702487 | NetShelter SV 48U 800mm Wide Perforated Flat Door Black | Ea |  | 1 Year | 487 | 4.5% | 465.085
7231 | APC | AR7050A | NetShelter SX 42U 750mm Wide Perforated Curved Door Black | Ea |  | 1 Year | 463 | 4.5% | 442.165
7232 | APC | AR7050AW | NetShelter SX 42U 750mm Wide Perforated Curved Door White | Ea |  | 1 Year | 511 | 4.5% | 488.005
7233 | APC | AR7055 | NetShelter SX 45U 750mm Wide Perforated Curved Door Black | Ea |  | 1 Year | 487 | 4.5% | 465.085
7234 | APC | AR7055W | NetShelter SX 45U 750mm Wide Perforated Curved Door White | Ea |  | 1 Year | 549 | 4.5% | 524.295
7235 | APC | AR7057A | NetShelter SX 48U 750mm Wide Perforated Curved Door Black | Ea |  | 1 Year | 423 | 4.5% | 403.965
7236 | APC | AR7057AW | NetShelter SX 48U 750MM Wide Perforated Curved Door SE White | Ea |  | 1 Year | 593 | 4.5% | 566.315
7237 | APC | AR709300 | NetShelter HS 42U 600mm Wide Perforated Curved Door Black | Ea |  | 1 Year | 487 | 4.5% | 465.085
7238 | APC | AR709307 | NetShelter HS 48U 600mm Wide Perforated Curved Door Black | Ea |  | 1 Year | 430 | 4.5% | 410.65
7239 | APC | AR7100 | NetShelter SX 42U 600mm Wide Perforated Split Doors Black | Ea |  | 1 Year | 410 | 4.5% | 391.55
7240 | APC | AR7100W | NetShelter SX 42U 600mm Wide Perforated Split Doors SE White | Ea |  | 1 Year | 467 | 4.5% | 445.985
7241 | APC | AR7103 | NetShelter SX Colocation 20U 600mm Wide Perforated Split Doors Black | Ea |  | 1 Year | 465 | 4.5% | 444.075
7242 | APC | AR7105 | NetShelter SX 45U 600mm Wide Perforated Split Doors Black | Ea |  | 1 Year | 443 | 4.5% | 423.065
7243 | APC | AR7105W | NetShelter SX 45U 600mm Wide Perforated Split Doors White | Ea |  | 1 Year | 520 | 4.5% | 496.6
7244 | APC | AR7107 | NetShelter SX 48U 600mm Wide Perforated Split Doors Black | Ea |  | 1 Year | 520 | 4.5% | 496.6
7245 | APC | AR7107W | NetShelter SX 48U 600mm Wide Perforated Split Doors SE White | Ea |  | 1 Year | 507 | 4.5% | 484.185
7246 | APC | AR712107 | NetShelter SV 48U 600mm Wide Perforated Split Rear Doors Black | Ea |  | 1 Year | 555 | 4.5% | 530.025
7247 | APC | AR712187 | NetShelter SV 48U 800mm Wide Perforated Split Rear Doors | Ea |  | 1 Year | 482 | 4.5% | 460.31
7248 | APC | AR712400 | NetShelter SV 42U 600mm Wide Perforated Split Rear Doors | Ea |  | 1 Year | 560 | 4.5% | 534.8
7249 | APC | AR712480 | NetShelter SV 42U 800mm Wide Perforated Split Rear Doors | Ea |  | 1 Year | 546 | 4.5% | 521.43
7250 | APC | AR7150 | NetShelter SX 42U 750mm Wide Perforated Split Doors Black | Ea |  | 1 Year | 520 | 4.5% | 496.6
7251 | APC | AR7150W | NetShelter SX 42U 750mm Wide Perforated Split Doors SE White | Ea |  | 1 Year | 603 | 4.5% | 575.865
7252 | APC | AR7155 | NetShelter SX 45U 750mm Wide Perforated Split Doors Black | Ea |  | 1 Year | 573 | 4.5% | 547.215
7253 | APC | AR7155W | NetShelter SX 45U 750mm Wide Perforated Split Doors White | Ea |  | 1 Year | 636 | 4.5% | 607.38
7254 | APC | AR7157 | NetShelter SX 48U 750mm Wide Perforated Split Doors Black | Ea |  | 1 Year | 450 | 4.5% | 429.75
7255 | APC | AR7157W | Netshelter SX 48U 750mm Wide Perforated Split Doors, SE White | Ea |  | 1 Year | 403 | 4.5% | 384.865
7256 | APC | AR719300 | NetShelter HS 42U 600mm Wide Perforated Split Doors Black | Ea |  | 1 Year | 515 | 4.5% | 491.825
7257 | APC | AR719307 | NetShelter HS 48U 600mm Wide Perforated Split Doors Black | Ea |  | 1 Year | 182 | 4.5% | 173.81
7258 | APC | AR7201 | NetShelter SX 600mm Wide x 1070mm Deep Standard Roof Black | Ea |  | 1 Year | 182 | 4.5% | 173.81
7259 | APC | AR7201A | NetShelter SX 600mm Wide x 1070mm Deep Performance Roof Black | Ea |  | 1 Year | 182 | 4.5% | 173.81
7260 | APC | AR7201AW | NetShelter SX 600mm Wide x 1070mm Deep Performance Roof White | Ea |  | 1 Year | 182 | 4.5% | 173.81
7261 | APC | AR7201W | NetShelter SX 600mm Wide x 1070mm Deep Standard Roof SE White | Ea |  | 1 Year (2 Years) | 439 | 4.5% | 419.245
7262 | APC | AR7202 | Roof Match Kit for SX to VX, 750mm | Ea |  | 1 Year (2 Years) | 373 | 4.5% | 356.215
7263 | APC | AR7203 | Roof Match Kit for SX to VX, 600mm | Ea |  | 1 Year (2 Years) | 351 | 4.5% | 335.205
7264 | APC | AR7209 | NetShelter SX Trough and Partition Roof Bridge | Ea |  | 1 Year (2 Years) | 136 | 4.5% | 129.88
7265 | APC | AR7211 | NetShelter SX 600mm Wide x 1200mm Deep Roof | Ea |  | 1 Year (2 Years) | 459 | 4.5% | 438.345
7266 | APC | AR7211A | NetShelter SX 600mm Wide x 1200mm Deep Performance Roof Black | Ea |  | 1 Year (2 Years) | 351 | 4.5% | 335.205
7267 | APC | AR7211AW | NetShelter SX 600mm Wide x 1200mm Deep Performance Roof White | Ea |  | 1 Year (2 Years) | 351 | 4.5% | 335.205
7268 | APC | AR7211AX840 | NetShelter SX 600mm Wide X 1200mm Deep Custom Networking Roof | Ea |  | 1 Year (2 Years) | 824 | 4.5% | 786.92
7269 | APC | AR7211W | NetShelter SX 600mm Wide x 1200mm Deep Roof SE White | Ea |  | 1 Year (2 Years) | 371 | 4.5% | 354.305
7270 | APC | AR7212 | NetShelter SX 750mm Wide x 1200mm Deep Roof | Ea |  | 1 Year (2 Years) | 371 | 4.5% | 354.305
7271 | APC | AR7212A | NetShelter SX 750mm Wide x 1200mm Deep Performance Roof Black | Ea |  | 1 Year (2 Years) | 371 | 4.5% | 354.305
7272 | APC | AR7212AW | NetShelter SX 750mm Wide x 1200mm Deep Performance Roof White | Ea |  | 1 Year (2 Years) | 371 | 4.5% | 354.305
7273 | APC | AR7212W | NetShelter SX 750mm Wide x 1200mm Deep Roof SE White | Ea |  | 1 Year (2 Years) | 219 | 4.5% | 209.145
7274 | APC | AR7213 | NetShelter AV 600mm Wide x 825mm Deep Roof with Conduit Knock-out Panels | Ea |  | 1 Year (2 Years) | 234 | 4.5% | 223.47
7275 | APC | AR7214 | NetShelter AV 600mm Wide x 825mm Deep Solid Roof | Ea |  | 1 Year (2 Years) | 280 | 4.5% | 267.4
7276 | APC | AR7215 | NetShelter AV Top Mount Conduit Access Adapter | Ea |  | 1 Year (2 Years) | 316 | 4.5% | 301.78
7277 | APC | AR722400 | NetShelter SV 1060mm Deep 600mm Wide Roof | Ea |  | 1 Year (2 Years) | 353 | 4.5% | 337.115
7278 | APC | AR722480 | NetShelter SV 1060mm Deep 800mm Wide Roof | Ea |  | 1 Year (2 Years) | 335 | 4.5% | 319.925
7279 | APC | AR722500 | NetShelter SV 1200mm Deep 600mm Wide Roof | Ea |  | 1 Year (2 Years) | 373 | 4.5% | 356.215
7280 | APC | AR722580 | NetShelter SV 1200mm Deep 800mm Wide Roof | Ea |  | 1 Year (2 Years) | 265 | 4.5% | 253.075
7281 | APC | AR7251 | NetShelter SX 750mm Wide x 1070mm Deep Standard Roof Black | Ea |  | 1 Year (2 Years) | 364 | 4.5% | 347.62
7282 | APC | AR7251A | NetShelter SX 750mm Wide x 1070mm Deep Performance Roof Black | Ea |  | 1 Year (2 Years) | 265 | 4.5% | 253.075
7283 | APC | AR7251AW | NetShelter SX 750mm Wide x 1070mm Deep Performance Roof White | Ea |  | 1 Year (2 Years) | 265 | 4.5% | 253.075
7284 | APC | AR7251W | NetShelter SX 750mm Wide x 1070mm Deep Standard Roof SE White | Ea |  | 1 Year (2 Years) | 432 | 4.5% | 412.56
7285 | APC | AR7252 | NetShelter SX 750mm Wide x 1070mm Deep Networking Roof | Ea |  | 1 Year (2 Years) | 412 | 4.5% | 393.46
7286 | APC | AR7252W | NetShelter SX 750mm Wide x 1070mm Deep Networking Roof SE White | Ea |  | 1 Year (2 Years) | 397 | 4.5% | 379.135
7287 | APC | AR7301 | NetShelter SX 42U 1070mm Deep Split Side Panels Black Qty 2 | Ea |  | 1 Year (2 Years) | 379 | 4.5% | 361.945
7288 | APC | AR7301W | NetShelter SX 42U 1070mm Deep Split Side Panels Qty 2, SE White | Ea |  | 1 Year (2 Years) | 733 | 4.5% | 700.015
7289 | APC | AR7303 | NetShelter SX 42U 1200mm Deep Split Side Panels Qty. (2) | Ea |  | 1 Year (2 Years) | 733 | 4.5% | 700.015
7290 | APC | AR7303W | NetShelter SX 42U 1200mm Deep Split Side Panels Qty. (2), SE White | Ea |  | 1 Year (2 Years) | 779 | 4.5% | 743.945
7291 | APC | AR7304 | NetShelter SX 48U 1200mm Deep Split Side Panels Qty. (2) | Ea |  | 1 Year (2 Years) | 779 | 4.5% | 743.945
7292 | APC | AR7304W | NetShelter SX 48U 1200mm Deep Split Side Panels Qty. (2), SE White | Ea |  | 1 Year (2 Years) | 559 | 4.5% | 533.845
7293 | APC | AR7304X674 | NetShelter SX 52U x 1200mm Deep Split Side Panels Qty (2), black | Ea |  | 1 Year (2 Years) | 665 | 4.5% | 635.075
7294 | APC | AR7305A | NetShelter SX 42U 1070 Split Feed Through Side Panels Black Qty 2 | Ea |  | 1 Year (2 Years) | 423 | 4.5% | 403.965
7295 | APC | AR7305AW | Netshelter SX 42U 1070 Split Feed Through Side Panels Qty 2, SE White | Ea |  | 1 Year (2 Years) | 785 | 4.5% | 749.675
7296 | APC | AR7306 | NetShelter AV 42U 825mm Deep Split Side Panels Qty (2) | Ea |  | 1 Year (2 Years) | 432 | 4.5% | 412.56
7297 | APC | AR7307 | NetShelter SX 45U 1070mm Deep Split Side Panels Black Qty 2 | Ea |  | 1 Year (2 Years) | 412 | 4.5% | 393.46
7298 | APC | AR7307W | NetShelter SX 45U 1070mm Deep Split Side Panels White Qty 2 | Ea |  | 1 Year (2 Years) | 762 | 4.5% | 727.71
7299 | APC | AR7308 | NetShelter SX 45U 1200mm Deep Split Side Panels Black Qty 2 | Ea |  | 1 Year (2 Years) | 726 | 4.5% | 693.33
7300 | APC | AR7308W | NetShelter SX 45U 1200mm Deep Split Side Panels White Qty 2 | Ea |  | 1 Year (2 Years) | 801 | 4.5% | 764.955
7301 | APC | AR7313 | NetShelter SX 42U 1200 Split Feed Through Side Panels Black Qty 2 | Ea |  | 1 Year (2 Years) | 841 | 4.5% | 803.155
7302 | APC | AR7314 | NetShelter SX 48U 1200 Split Feed Through Side Panels Black Qty 2 | Ea |  | 1 Year (2 Years) | 592 | 4.5% | 565.36
7303 | APC | AR7314W | Netshelter SX 48U 1200 Split Feed Through Side Panels Black Qty 2, SE White | Ea |  | 1 Year (2 Years) | 160 | 4.5% | 152.8
7304 | APC | AR7315 | NetShelter SX 45U 1070 Split Feed Through Side Panels Black Qty 2 | Ea |  | 1 Year (2 Years) | 823 | 4.5% | 785.965
7305 | APC | AR7316 | NetShelter SX 45U 1200 Split Feed Through Side Panels Black Qty 2 | Ea |  | 1 Year (2 Years) | 351 | 4.5% | 335.205
7306 | APC | AR732400 | NetShelter SV 42U 1060mm Deep Side Panels Black | Ea |  | 1 Year (2 Years) | 392 | 4.5% | 374.36
7307 | APC | AR732407 | NetShelter SV 48U 1060mm Deep Side Panels Black | Ea |  | 1 Year (2 Years) | 371 | 4.5% | 354.305
7308 | APC | AR732500 | NetShelter SV 42U 1200mm Deep Side Panels Black | Ea |  | 1 Year (2 Years) | 392 | 4.5% | 374.36
7309 | APC | AR732507 | NetShelter SV 48U 1200mm Deep Side Panels Black | Ea |  | 1 Year (2 Years) | 410 | 4.5% | 391.55
7310 | APC | AR7371 | NetShelter SX 48U 1070mm Deep Split Side Panels Black Qty 2 | Ea |  | 1 Year (2 Years) | 601 | 4.5% | 573.955
7311 | APC | AR7375 | NetShelter SX 48U 1070 Split Feed Through Side Panels Black Qty 2 | Ea |  | 1 Year (2 Years) | 399 | 4.5% | 381.045
7312 | APC | AR7376 | NetShelter AV 48U 825mm Deep Split Side Panels Qty (2) | Ea |  | 1 Year (2 Years) | 105 | 4.5% | 100.275
7313 | APC | AR7502 | Vertical Cable Organizer, NetShelter SX, 42U (Qty. 2) | Ea |  | 1 Year (2 Years) | 219 | 4.5% | 209.145
7314 | APC | AR7502W | Vertical Cable Organize, NetShelter SX, 42U (Qty. 2) | Ea |  | 1 Year (2 Years) | 295 | 4.5% | 281.725
7315 | APC | AR7503 | NetShelter SX 42U 600mm Wide Recessed Rail Kit | Ea |  | 1 Year (2 Years) | 197 | 4.5% | 188.135
7316 | APC | AR7504 | NetShelter SX 48U 600mm Wide Recessed Rail Kit | Ea |  | 1 Year (2 Years) | 243 | 4.5% | 232.065
7317 | APC | AR7505 | Vertical Cable Organizer, Center Rear Mount, NetShelter SX | Ea |  | 1 Year (2 Years) | 140 | 4.5% | 133.7
7318 | APC | AR7508 | NetShelter SX 42U 750mm Wide Recessed Rail Kit | Ea |  | 1 Year (2 Years) | 1220 | 4.5% | 1165.1
7319 | APC | AR7510 | NetShelter SX 42U, 23" EIA Mounting Rails for 750-mm Wide Enclosures, Square Holes Qty 4 | Ea |  | 1 Year (2 Years) | 243 | 4.5% | 232.065
7320 | APC | AR7511 | Narrow Vertical Cable Organizer, NetShelter SX, 42U | Ea |  | 1 Year (2 Years) | 39 | 4.5% | 37.245
7321 | APC | AR7540 | Toolless Cable Management Rings (Qty 10) | Ea |  | 1 Year (2 Years) | 379 | 4.5% | 361.945
7322 | APC | AR7540100 | Toolless Cable Management Rings (Qty 100) | Ea |  | 1 Year (2 Years) | 151 | 4.5% | 144.205
7323 | APC | AR7552 | Vertical Cable Organizer, NetShelter SX, 45U | Ea |  | 1 Year (2 Years) | 158 | 4.5% | 150.89
7324 | APC | AR7572 | Vertical Cable Organizer, NetShelter SX, 48U | Ea |  | 1 Year (2 Years) | 399 | 4.5% | 381.045
7325 | APC | AR7578 | NetShelter SX 48U 750mm Wide Recessed Rail Kit | Ea |  | 1 Year (2 Years) | 39 | 4.5% | 37.245
7326 | APC | AR7580A | Vertical Cable Manager for NetShelter SX 750mm Wide 42U (Qty 2) | Ea |  | 1 Year (2 Years) | 151 | 4.5% | 144.205
7327 | APC | AR7580AX419 | Vertical Cable Manager for NetShelter SX 750mm Wide 42U, 4in Fingers, R/L Only (Qty 2) | Ea |  | 1 Year (2 Years) | 450 | 4.5% | 429.75
7328 | APC | AR7580AX831 | Vertical Cable Manager for NetShelter SX 750mm wide 42U, 4in Fingers, Toolless Mount | Ea |  | 1 Year (2 Years) | 309 | 4.5% | 295.095
7329 | APC | AR7581A | Hinged Covers for NetShelter SX 750mm Wide 42U Vertical Cable Manager (Qty 2) | Ea |  | 1 Year (2 Years) | 59 | 4.5% | 56.345
7330 | APC | AR7582A | Cable Retainer for NetShelter SX 750mm Wide Vertical Cable Managers (Qty 6) | Ea |  | 1 Year (2 Years) | 439 | 4.5% | 419.245
7331 | APC | AR7585 | Vertical Cable Manager for NetShelter SX 750mm Wide 45U (Qty 2) | Ea |  | 1 Year (2 Years) | 171 | 4.5% | 163.305
7332 | APC | AR7586 | Hinged Covers for NetShelter SX 750mm Wide 45U Vertical Cable Manager (Qty 2) | Ea |  | 1 Year (2 Years) | 459 | 4.5% | 438.345
7333 | APC | AR7588 | Vertical Cable Manager for NetShelter SX 750mm Wide 48U (Qty 2) | Ea |  | 1 Year (2 Years) | 191 | 4.5% | 182.405
7334 | APC | AR7588LWX804 | Vertical Cable Manager for NetShelter SX 750mm Wide 52U (Qty 2), 4" Fingers Left Side only, White | Ea |  | 1 Year (2 Years) | 468 | 4.5% | 446.94
7335 | APC | AR7588LX795 | Vertical Cable Manager for NetShelter SX 750mm Wide 60U (Qty 2), 6" Fingers on Left Side Only | Ea |  | 1 Year (2 Years) | 309 | 4.5% | 295.095
7336 | APC | AR7588RWX804 | Vertical Cable Manager for NetShelter SX 750mm Wide 52U (qty 2), 4" Fingers Right Side Only, White | Ea |  | 1 Year (2 Years) | 468 | 4.5% | 446.94
7337 | APC | AR7588RX795 | Vertical Cable Manager for NetShelter SX 750mm Wide 60U (Qty 2), 6" Fingers on Right Side Only | Ea |  | 1 Year (2 Years) | 459 | 4.5% | 438.345
7338 | APC | AR7588WX674 | Vertical Cable Manager for NetShelter SX 750mm Wide 52U (QTY 2), White | Ea |  | 1 Year (2 Years) | 434 | 4.5% | 414.47
7339 | APC | AR7588WX866 | Vertical Cable Manager for NetShelter SX 750mm Wide 48U (Qty 2), White Fingers/Paint | Ea |  | 1 Year (2 Years) | 375 | 4.5% | 358.125
7340 | APC | AR7588X672 | Vertical Cable Manager For NetShelter SX 750MM Wide 48U (QTY 2), 4" Fingers | Ea |  | 1 Year (2 Years) | 188 | 4.5% | 179.54
7341 | APC | AR7589 | Hinged Covers for NetShelter SX 750mm Wide 48U Vertical Cable Manager (Qty 2) | Ea |  | 1 Year (2 Years) | 248 | 4.5% | 236.84
7342 | APC | AR7589WX674 | Hinged Covers for NetShetler SX 750mm Wide 52U Vertical Cable Manager (Qty 2), white | Ea |  | 1 Year (2 Years) | 103 | 4.5% | 98.365
7343 | APC | AR7600 | NetShelter SX 42U/48U Baying Trim Kit Black | Ea |  | 1 Year (2 Years) | 191 | 4.5% | 182.405
7344 | APC | AR7605 | Rack Leveling Pads and Spacers | Ea |  | 1 Year (2 Years) | 107 | 4.5% | 102.185
7345 | APC | AR7700 | NetShelter SX 600mm/750mm Stabilizer Plate | Ea |  | 1 Year (2 Years) | 100 | 4.5% | 95.5
7346 | APC | AR7701 | NetShelter SX Bolt-Down Kit | Ea |  | 1 Year (2 Years) | 96 | 4.5% | 91.68
7347 | APC | AR7701A-S | NETSHELTER SX HIGH SEISMIC REGION & OSHPD BOLT-DOWN KIT | Ea |  | 1 Year (2 Years) | 107 | 4.5% | 102.185
7348 | APC | AR7701AWHT-S | NetShelter SX High Seismic Region & OSHPD Bolt-Down Kit , White | Ea |  | 1 Year (2 Years) | 94 | 4.5% | 89.77
7349 | APC | AR7701-S | NetShelter SX High Seismic Region Bolt-Down Kit | Ea |  | 1 Year (2 Years) | 96 | 4.5% | 91.68
7350 | APC | AR7701WHT | NetShelter SX Bolt-Down Kit, SE White | Ea |  | 1 Year (2 Years) | 225 | 4.5% | 214.875
7351 | APC | AR7706 | Mounting Rail Brush Strips, NetShelter SX, 750mm Wide | Ea |  | 1 Year (2 Years) | 100 | 4.5% | 95.5
7352 | APC | AR7707 | Cable Management Rings, 8 Inch Deep, NetShelter SX, 750mm Wide (Qty. 8) | Ea |  | 1 Year (2 Years) | 155 | 4.5% | 148.025
7353 | APC | AR7708 | NetShelter SX Air Recirculation Prevention Kit | Ea |  | 1 Year (2 Years) | 1465 | 4.5% | 1399.075
7354 | APC | AR7708X406 | NetShelter SX Frame Base Air Recirculation Prevention Panel, 750 Wide, Qty (10) | Ea |  | 1 Year (2 Years) | 186 | 4.5% | 177.63
7355 | APC | AR7708X643 | NetShelter SX Air Recirculation Prevention Kit for Hot/Cold Containment | Ea |  | 1 Year (2 Years) | 261 | 4.5% | 249.255
7356 | APC | AR7710 | Cable Containment Brackets with PDU Mounting Capability for NetShelter SX | Ea |  | 1 Year (2 Years) | 379 | 4.5% | 361.945
7357 | APC | AR7711 | NetShelter Zero U Accessory Mounting Bracket | Ea |  | 1 Year (2 Years) | 59 | 4.5% | 56.345
7358 | APC | AR7714 | NetShelter SX Roof Brush Strip | Ea |  | 1 Year (2 Years) | 463 | 4.5% | 442.165
7359 | APC | AR7715 | NetShelter SX Side Airflow Duct Kit For 750mm Wide Enclosures | Ea |  | 1 Year (2 Years) | 511 | 4.5% | 488.005
7360 | APC | AR7716 | NetShelter SX 750mm Wide x 1200mm Deep Networking Roof | Ea |  | 1 Year (2 Years) | 441 | 4.5% | 421.155
7361 | APC | AR7716W | NetShelter SX 750mm Wide x 1200mm Deep Networking Roof SE White | Ea |  | 1 Year (2 Years) | 101 | 4.5% | 96.455
7362 | APC | AR7717A | Vertical Cable Manager for NetShelter SX 42U Networking Enclosure (Qty 4) | Ea |  | 1 Year (2 Years) | 259 | 4.5% | 247.345
7363 | APC | AR7719 | NetShelter ValueLine Swivel Caster Kit (Qty = 4) | Ea |  | 1 Year (2 Years) | 272 | 4.5% | 259.76
7364 | APC | AR7720 | KoldLok Integral Raised Floor Grommet | Ea |  | 1 Year (2 Years) | 2220 | 4.5% | 2120.1
7365 | APC | AR7721 | Vertical Cable Manager for NetShelter SX 600mm Wide 42U (Qty 2) | Ea |  | 1 Year | 280 | 4.5% | 267.4
7366 | APC | AR7721X587 | Vertical Cable Manager for NetShelter SX 600mm Wide 42U (Qty 2), 1" extra depth | Ea |  | 1 Year | 298 | 4.5% | 284.59
7367 | APC | AR7722 | Vertical Cable Manager for NetShelter SX 600mm Wide 45U (Qty 2) | Ea |  | 1 Year | 300 | 4.5% | 286.5
7368 | APC | AR7723 | Vertical Cable Manager for NetShelter SX 600mm Wide 48U (Qty 2) | Ea |  | 1 Year | 379 | 4.5% | 361.945
7369 | APC | AR7723X587 | Vertical Cable Manager for NetShelter SX 600mm Wide 48U (Qty 2), 1" extra depth | Ea |  | 1 Year | 85 | 4.5% | 81.175
7370 | APC | AR7727 | Vertical Cable Manager for NetShelter SX 45U Networking Enclosure (Qty 4) | Ea |  | 1 Year | 379 | 4.5% | 361.945
7371 | APC | AR7730 | KoldLok Surface Mount Raised Floor Grommet | Ea |  | 1 Year | 800 | 4.5% | 764
7372 | APC | AR7731 | NetShelter SX External Air Sealing Kit | Ea |  | 1 Year | 2595 | 4.5% | 2478.225
7373 | APC | AR7737 | Vertical Cable Manager for NetShelter SX 48U Networking Enclosure (Qty 4) | Ea |  | 1 Year | 89 | 4.5% | 84.995
7374 | APC | AR7740 | KoldLok Extended Raised Floor Grommet | Ea |  | 1 Year | 129 | 4.5% | 123.195
7375 | APC | AR7742 | NetShelter SX 42U Nexus 7018 duct kit | Ea |  | 1 Year | 3540 | 4.5% | 3380.7
7376 | APC | AR7747 | NetShelter SX 48U Nexus 7018 duct kit | Ea |  | 1 Year | 3905 | 4.5% | 3729.275
7377 | APC | AR7751 | VED for 600mm Wide Short Range / Vertical Exhaust Duct Kit for SX Enclosure | Ea |  | 1 Year | 924 | 4.5% | 882.42
7378 | APC | AR7751W | VED for 600mm Wide Short Range / Vertical Exhaust Duct Kit for SX Enclosure White | Ea |  | 1 Year | 924 | 4.5% | 882.42
7379 | APC | AR7752 | VED for 600mm Wide Tall Range / Vertical Exhaust Duct Kit for SX Enclosure | Ea |  | 1 Year | 1045 | 4.5% | 997.975
7380 | APC | AR7752W | VED for 600mm Wide Tall Range / Vertical Exhaust Duct Kit for SX Enclosure White | Ea |  | 1 Year | 1045 | 4.5% | 997.975
7381 | APC | AR7753 | VED for 750mm Wide Short Range / Vertical Exhaust Duct Kit for SX Enclosure | Ea |  | 1 Year | 1005 | 4.5% | 959.775
7382 | APC | AR7753W | VED for 750mm Wide Short Range / Vertical Exhaust Duct Kit for SX Enclosure White | Ea |  | 1 Year | 1005 | 4.5% | 959.775
7383 | APC | AR7754 | VED for 750mm Wide Tall Range / Vertical Exhaust Duct Kit for SX Enclosure | Ea |  | 1 Year | 1100 | 4.5% | 1050.5
7384 | APC | AR7754W | VED for 750mm Wide Tall Range / Vertical Exhaust Duct Kit for SX Enclosure White | Ea |  | 1 Year | 1100 | 4.5% | 1050.5
7385 | APC | AR7755 | Overhead Cable Extension 600mm Wide / Vertical Exhaust Duct Kit for SX Enclosure | Ea |  | 1 Year | 252 | 4.5% | 240.66
7386 | APC | AR7755W | Overhead Cable Extension 600mm Wide / Vertical Exhaust Duct Kit for SX Enclosure White | Ea |  | 1 Year | 242 | 4.5% | 231.11
7387 | APC | AR7756 | Overhead Cable Extension 750mm Wide / Vertical Exhaust Duct Kit for SX Enclosure | Ea |  | 1 Year | 275 | 4.5% | 262.625
7388 | APC | AR7756W | Overhead Cable Extension 750mm Wide / Vertical Exhaust Duct Kit for SX Enclosure SE White | Ea |  | 1 Year | 261 | 4.5% | 249.255
7389 | APC | AR8005 | 10-32 Hardware Kit | Ea |  | 1 Year | 92 | 4.5% | 87.86
7390 | APC | AR8006A | Equipment Support Rails for 600mm Wide Enclosure | Ea |  | 1 Year | 54 | 4.5% | 51.57
7391 | APC | AR8008BLK | Horizontal Cable Organizer Side Channel 18 to 30 inch adjustment | Ea |  | 1 Year | 79 | 4.5% | 75.445
7392 | APC | AR8008WHT | Horizontal Cable Organizer Side Channel 18 to 30 Inch Adjustment, White | Ea |  | 1 Year | 412 | 4.5% | 393.46
7393 | APC | AR8016ABLK | Horizontal Cable Organizer Side Channel 10 to 18 inch adjustment | Ea |  | 1 Year | 85 | 4.5% | 81.175
7394 | APC | AR8100 | NETSHELTER HARDWARE: PKG OF 32 | Ea |  | 1 Year | 92 | 4.5% | 87.86
7395 | APC | AR8101BLK | Blanking Panel Kit 19" Black (1U, 2U, 4U, 8U) | Ea |  | 1 Year | 41 | 4.5% | 39.155
7396 | APC | AR8105BLK | Fixed Shelf - 50lbs/23kg, Black | Ea |  | 1 Year | 76 | 4.5% | 72.58
7397 | APC | AR8108BLK | 1U Blanking Panel Kit 19" Black | Ea |  | 1 Year | 71 | 4.5% | 67.805
7398 | APC | AR8112BLK | Bolt-down Bracket Kit, Black | Ea |  | 1 Year | 142 | 4.5% | 135.61
7399 | APC | AR8113A | Cable Management Rings (Qty. 5 Large and 5 Small Rings) | Ea |  | 1 Year | 144 | 4.5% | 137.52
7400 | APC | AR8122BLK | Fixed Shelf - 250lbs/114kg, Black | Ea |  | 1 Year | 314 | 4.5% | 299.87
7401 | APC | AR8123BLK | Sliding Shelf - 100lbs/45kg Black | Ea |  | 1 Year | 175 | 4.5% | 167.125
7402 | APC | AR8124X725 | Divider Shelf for State Farm Racks | Ea |  | 1 Year | 75 | 4.5% | 71.625
7403 | APC | AR8125 | Shelf, Adjustable 18"-25" 250 lb Black | Ea |  | 1 Year | 348 | 4.5% | 332.34
7404 | APC | AR8126ABLK | 17" Keyboard Drawer Black | Ea |  | 1 Year | 562 | 4.5% | 536.71
7405 | APC | AR8127BLK | 19" Rotating Keyboard Drawer Black | Ea |  | 1 Year | 606 | 4.5% | 578.73
7406 | APC | AR8128BLK | Sliding Shelf - 200lbs/91kg Black | Ea |  | 1 Year | 59 | 4.5% | 56.345
7407 | APC | AR8129 | Cable Management Arm | Ea |  | 1 Year | 67 | 4.5% | 63.985
7408 | APC | AR8132A | Combination Lock Handles (Qty 2) | Ea |  | 1 Year | 180 | 4.5% | 171.9
7409 | APC | AR8136BLK | APC 1U 19" Black Modular Toolless Blanking Panel - Qty 10 | Ea |  | 1 Year | 778 | 4.5% | 742.99
7410 | APC | AR8136BLK200 | APC 1U 19" Black Modular Toolless Blanking Panel - Qty 200 | Ea |  | 1 Year | 69 | 4.5% | 65.895
7411 | APC | AR8136WHT | APC 1U 19" White Modular Toolless Blanking Panel - Qty 10 | Ea |  | 1 Year | 747 | 4.5% | 713.385
7412 | APC | AR8136WHT200 | APC 1U 19" White Modular Toolless Blanking Panel - Qty 200 | Ea |  | 1 Year | 45 | 4.5% | 42.975
7413 | APC | AR8150BLK | Adapter Kit 23" to 19", Black | Ea |  | 1 Year | 212 | 4.5% | 202.46
7414 | APC | AR8162ABLK | Data Cable Partition, NetShelter, 600mm Wide | Ea |  | 1 Year | 70 | 4.5% | 66.85
7415 | APC | AR8162AWHT | Data Cable Partition, NetShelter, 600MM Wide, White | Ea |  | 1 Year | 75 | 4.5% | 71.625
7416 | APC | AR8163ABLK | Data Cable Partition, NetShelter, 600mm Wide, pass-through | Ea |  | 1 Year | 311 | 4.5% | 297.005
7417 | APC | AR8163AWHT | Data Cable Partition, NetShelter, 600MM Wide, Pass-through, White | Ea |  | 1 Year | 141 | 4.5% | 134.655
7418 | APC | AR8164ABLK | Cable Ladder 6" (15cm) Wide w/Ladder Attachment Kit (AR8166ABLK) | Ea |  | 1 Year | 228 | 4.5% | 217.74
7419 | APC | AR8164AKIT | Cable Ladder 6" (15cm) Wide (Qty 1) | Ea |  | 1 Year | 327 | 4.5% | 312.285
7420 | APC | AR8165ABLK | Cable Ladder 12" (30cm) Wide w/Ladder Attachment Kit (AR8166ABLK) | Ea |  | 1 Year | 252 | 4.5% | 240.66
7421 | APC | AR8165AKIT | Cable Ladder 12" (30cm) Wide (Qty 1) | Ea |  | 1 Year | 103 | 4.5% | 98.365
7422 | APC | AR8166ABLK | Cable Ladder Attachment Kit, Power Cable Troughs | Ea |  | 1 Year | 48 | 4.5% | 45.84
7423 | APC | AR8169 | Cable Ladder Clamp Kit | Ea |  | 1 Year | 120 | 4.5% | 114.6
7424 | APC | AR8172BLK | Data Cable Partition, NetShelter, 750mm Wide | Ea |  | 1 Year | 120 | 4.5% | 114.6
7425 | APC | AR8172BLKX417 | Data Cable Partition, NetShelter, 800mm Wide | Ea |  | 1 Year | 120 | 4.5% | 114.6
7426 | APC | AR8172WHT | Data Cable Partition, NetShelter, 750mm wide, White | Ea |  | 1 Year | 141 | 4.5% | 134.655
7427 | APC | AR8173BLK | Data Cable Partition, NetShelter, 750mm Wide, pass-through | Ea |  | 1 Year | 125 | 4.5% | 119.375
7428 | APC | AR8173BLKX417 | Data Cable Partition, NetShelter, 800mm Wide, pass-through | Ea |  | 1 Year | 66 | 4.5% | 63.03
7429 | APC | AR8177BLK | Cable Ladder Attachment Kit, 750mm Wide, Data Cable Partitions | Ea |  | 1 Year | 131 | 4.5% | 125.105
7430 | APC | AR8182BLK | Data Cable Partition, InfraStruXure PDU, 750mm Wide | Ea |  | 1 Year | 120 | 4.5% | 114.6
7431 | APC | AR8183BLK | Data Cable Partition, InfraStruXure PDU, 750mm Wide, pass-through | Ea |  | 1 Year | 70 | 4.5% | 66.85
7432 | APC | AR8184 | Cable Partition, 300mm | Ea |  | 1 Year | 76 | 4.5% | 72.58
7433 | APC | AR8186 | Bracket Kit, Cable Ladder Elevation | Ea |  | 1 Year | 344 | 4.5% | 328.52
7434 | APC | AR8190BLK | Third Party Rack Trough and Partition Adapter | Ea |  | 1 Year | 79 | 4.5% | 75.445
7435 | APC | AR8206ABLK | NETSHELTER WX FAN TRAY 120VAC BLACK | Ea |  | 1 Year | 182 | 4.5% | 173.81
7436 | APC | AR8207BLK | NetShelter WX Fan Tray 230VAC Black | Ea |  | 1 Year | 213 | 4.5% | 203.415
7437 | APC | AR8213 | NetShelter WX Fan Module | Ea |  | 1 Year | 114 | 4.5% | 108.87
7438 | APC | AR824002 | Accessory Bracket (Qty 2), NetShelter SV | Ea |  | 1 Year | 67 | 4.5% | 63.985
7439 | APC | AR8355 | NetShelter WX Vented Gland Plates | Ea |  | 1 Year | 62 | 4.5% | 59.21
7440 | APC | AR8356 | NETSHELTER 13U GLASS DOOR | Ea |  | 1 Year | 158 | 4.5% | 150.89
7441 | APC | AR8358 | NESHELTER 13U REAR DOOR | Ea |  | 1 Year | 171 | 4.5% | 163.305
7442 | APC | AR8359 | NetShelter WX Caster Kit | Ea |  | 1 Year | 410 | 4.5% | 391.55
7443 | APC | AR8361BLK | 42U CURVED FRONT DOOR BLACK | Ea |  | 1 Year | 381 | 4.5% | 363.855
7444 | APC | AR8362BLK | NetShelter VX-VS 42U Split Rear Doors 600mm wide Black | Ea |  | 1 Year | 247 | 4.5% | 235.885
7445 | APC | AR8386BLK | 25U FRONT DOOR BLACK | Ea |  | 1 Year | 247 | 4.5% | 235.885
7446 | APC | AR8387BLK | NetShelter VS 25U Split Rear Doors 600mm wide Black | Ea |  | 1 Year | 171 | 4.5% | 163.305
7447 | APC | AR8391BLK | 42U SEISMIC ROOF 1070MM DEEP BLACK | Ea |  | 1 Year | 329 | 4.5% | 314.195
7448 | APC | AR8392BLK | 42U SEISMIC LEFT SIDE PANEL 1070MM DEEP BLACK | Ea |  | 1 Year | 331 | 4.5% | 316.105
7449 | APC | AR8393BLK | 42U SEISMIC RIGHT SIDE PANEL 1070MM DEEP BLACK | Ea |  | 1 Year | 1600 | 4.5% | 1528
7450 | APC | AR8395 | 20U Copper Busbar Kit for NetShelter AV Enclosures | Ea |  | 1 Year | 32 | 4.5% | 30.56
7451 | APC | AR8400 | 12-24 Hardware Kit | Ea |  | 1 Year | 127 | 4.5% | 121.285
7452 | APC | AR8417 | NetShelter RS 4 Post Rack PDU Adapter Brackets | Ea |  | 1 Year | 1325 | 4.5% | 1265.375
7453 | APC | AR8422 | Fixed Shelf - 250lbs | Ea |  | 1 Year | 109 | 4.5% | 104.095
7454 | APC | AR8425A | Horizontal Cable Organizer 1U | Ea |  | 1 Year | 72 | 4.5% | 68.76
7455 | APC | AR8425AWHT | Horizontal Cable Organizer 1U, White | Ea |  | 1 Year | 72 | 4.5% | 68.76
7456 | APC | AR8426A | Horizontal Cable Organizer 2U | Ea |  | 1 Year | 87 | 4.5% | 83.085
7457 | APC | AR8426AWHT | Horizontal Cable Organizer 2U, SE White | Ea |  | 1 Year | 54 | 4.5% | 51.57
7458 | APC | AR8427A | Horizontal Cable Organizer 2U w/cable fingers | Ea |  | 1 Year | 65 | 4.5% | 62.075
7459 | APC | AR8428 | Horizontal Cable Organizer 2U w/pass through holes | Ea |  | 1 Year | 54 | 4.5% | 51.57
7460 | APC | AR8429 | Horizontal Cable Organizer 1U w/brush strip | Ea |  | 1 Year | 190 | 4.5% | 181.45
7461 | APC | AR8429WHT | Horizontal Cable Organizer 1U w/brush strip, White Paint | Ea |  | 1 Year | 176 | 4.5% | 168.08
7462 | APC | AR8442 | Vertical Cable Organizer, 8 Cable Rings, Zero U | Ea |  | 1 Year | 208 | 4.5% | 198.64
7463 | APC | AR8442WHT | Vertical Cable Organizer, 8 Cable Rings, Zero U, SE White | Ea |  | 1 Year | 178 | 4.5% | 169.99
7464 | APC | AR8443A | Vertical Fiber Organizer | Ea |  | 1 Year | 96 | 4.5% | 91.68
7465 | APC | AR8444 | Spools for Vertical Fiber Organizer Qty. (4) | Ea |  | 1 Year | 109 | 4.5% | 104.095
7466 | APC | AR8450A | 4 Post Open Frame Trough and Partiton Adapter | Ea |  | 1 Year | 59 | 4.5% | 56.345
7467 | APC | AR8451 | APC Data Distribution 1U Panel, Holds 4 each Data Distribution Cables for a Total of 24 Ports | Ea |  | 1 Year | 57 | 4.5% | 54.435
7468 | APC | AR8452 | APC Data Distribution 2U Panel, Holds 8 each Data Distribution Cables for a Total of 48 Ports | Ea |  | 1 Year | 50 | 4.5% | 47.75
7469 | APC | AR8457 | APC Data Distribution 0U SX Panel | Ea |  | 1 Year | 61 | 4.5% | 58.255
7470 | APC | AR8460 | Cable Ladder Attachment Kit 2 Post Rack | Ea |  | 1 Year | 67 | 4.5% | 63.985
7471 | APC | AR8461 | Cable Ladder Corner Clamp Kit | Ea |  | 1 Year | 135 | 4.5% | 128.925
7472 | APC | AR8462 | Cable Ladder Angle Clamp Kit | Ea |  | 1 Year | 223 | 4.5% | 212.965
7473 | APC | AR8463 | Cable Ladder Stacking Kit | Ea |  | 1 Year | 65 | 4.5% | 62.075
7474 | APC | AR8465 | Cable Ladder Wall Termination Kit | Ea |  | 1 Year | 168 | 4.5% | 160.44
7475 | APC | AR8469 | Data Distribution Plastic Snap-in Panel NetShelter SX (Qty 8) | Ea |  | 1 Year | 241 | 4.5% | 230.155
7476 | APC | AR8560 | Cable Trough, Open Bottom, 600mm | Ea |  | 1 Year | 162 | 4.5% | 154.71
7477 | APC | AR8561 | Cable Trough, 600mm | Ea |  | 1 Year | 57 | 4.5% | 54.435
7478 | APC | AR8561WHT | Cable Trough, 600mm, White | Ea |  | 1 Year | 197 | 4.5% | 188.135
7479 | APC | AR8567 | Trough End Cap | Ea |  | 1 Year | 160 | 4.5% | 152.8
7480 | APC | AR8570 | Cable Trough, Open Bottom, PDU 750mm | Ea |  | 1 Year | 184 | 4.5% | 175.72
7481 | APC | AR8571 | Cable Trough, 750mm | Ea |  | 1 Year | 79 | 4.5% | 75.445
7482 | APC | AR8571X417 | Cable Trough, 800mm | Ea |  | 1 Year | 133 | 4.5% | 127.015
7483 | APC | AR8573 | Perforated Cover, Cable Trough, 300mm | Ea |  | 1 Year | 100 | 4.5% | 95.5
7484 | APC | AR8574 | Perforated Cover, Cable Trough, 600mm | Ea |  | 1 Year | 100 | 4.5% | 95.5
7485 | APC | AR8575 | Perforated Cover, Cable Trough, 750mm | Ea |  | 1 Year | 79 | 4.5% | 75.445
7486 | APC | AR8576 | Ladder Hanger Kit, Cable Trough | Ea |  | 1 Year | 39 | 4.5% | 37.245
7487 | APC | AR8579 | Grommet, Edge Protection for NetShelter and Acc., PVC, Length-4m | Ea |  | 1 Year | 140 | 4.5% | 133.7
7488 | APC | AR8580 | Cable Trough, Open Bottom, 300mm | Ea |  | 1 Year | 158 | 4.5% | 150.89
7489 | APC | AR8585 | Trough Adapter Kit for Nexus 7018 ducts | Ea |  | 1 Year | 135 | 4.5% | 128.925
7490 | APC | AR8600A | Horizontal Cable Manager, 2U x 4" Deep, Single-Sided with Cover | Ea |  | 1 Year | 100 | 4.5% | 95.5
7491 | APC | AR8600AWHT | Horizontal Cable Manager, 2U X 4" Deep, Single Sided with Cover, White | Ea |  | 1 Year | 197 | 4.5% | 188.135
7492 | APC | AR8602A | Horizontal Cable Manager, 1U x 4" Deep, Single-Sided with Cover | Ea |  | 1 Year | 177 | 4.5% | 169.035
7493 | APC | AR8603A | 2U Horizontal Cable Manager, 6" Fingers Top, Bottom Tie Down | Ea |  | 1 Year | 190 | 4.5% | 181.45
7494 | APC | AR8605 | 3U Horizontal Cable Manager, 6" Fingers top and bottom | Ea |  | 1 Year | 125 | 4.5% | 119.375
7495 | APC | AR8605WHT | 3U Horizontal Cable Manager, 6" Fingers top and bottom, White Paint and Fingers | Ea |  | 1 Year | 113 | 4.5% | 107.915
7496 | APC | AR8606 | 2U Horizontal Cable Manager, 6" Fingers top and bottom | Ea |  | 1 Year | 112 | 4.5% | 106.96
7497 | APC | AR8612 | 1U Horizontal Cable Manager, 6" deep, Single-Sided | Ea |  | 1 Year | 801 | 4.5% | 764.955
7498 | APC | AR8615 | CDX,Vertical Cable Manager, 84"x6"Wide, Single-Sided | Ea |  | 1 Year | 56 | 4.5% | 53.48
7499 | APC | AR8621 | Toolless Hook and Loop Cable Managers (Qty 10) | Ea |  | 1 Year | 992 | 4.5% | 947.36
7500 | APC | AR8625 | CDX, Vertical Cable Manager, 84"x6" wide, Double-Sided | Ea |  | 1 Year | 953 | 4.5% | 910.115
7501 | APC | AR8635 | CDX, Vertical Cable Manager, 84"x10" wide, Single-Sided | Ea |  | 1 Year | 1225 | 4.5% | 1169.875
7502 | APC | AR8645 | CDX, Vertical Cable Manager, 84"x10" wide Double-Sided | Ea |  | 1 Year | 138 | 4.5% | 131.79
7503 | APC | AR8652 | Spacer Bracket for 4 Post Racks, 6" Wide (Qty 2) | Ea |  | 1 Year | 2790 | 4.5% | 2664.45
7504 | APC | AR8652X859 | Expandable Vertical Rack PDU Mounting Bracket Kit for 2-Post Racks | Ea |  | 1 Year | 3245 | 4.5% | 3098.975
7505 | APC | AR8654 | Cable Fall for NetShelter Racks and Enclosures (Qty 2) | Ea |  | 1 Year | 1010 | 4.5% | 964.55
7506 | APC | AR8665 | CDX, Vertical Cable Management, 84"x12" wide, Single-Sided | Ea |  | 1 Year | 1300 | 4.5% | 1241.5
7507 | APC | AR8675 | CDX, Vertical Cable Manager, 84"x12" wide, Double-Sided | Ea |  | 1 Year | 437 | 4.5% | 417.335
7508 | APC | AR8678 | CDX Side Cover, for Single Sided 84" Manager | Ea |  | 1 Year | 476 | 4.5% | 454.58
7509 | APC | AR8679 | CDX,Side Cover, for Double Sided 84" Manager | Ea |  | 1 Year | 140 | 4.5% | 133.7
7510 | APC | AR8680 | Cable Divider/Organizer (2 per kit) | Ea |  | 1 Year | 68 | 4.5% | 64.94
7511 | APC | AR8681 | CDX, Connector Accessory Bracket, 6" (2 per kit) | Ea |  | 1 Year | 92 | 4.5% | 87.86
7512 | APC | AR8682 | CDX, Connector Accessory Bracket, 10" (2 per kit) | Ea |  | 1 Year | 96 | 4.5% | 91.68
7513 | APC | AR8683 | CDX, Connector Accessory Bracket, 12" (2 per kit) | Ea |  | 1 Year | 381 | 4.5% | 363.855
7514 | APC | AR8715 | Valueline, Vertical Cable Manager for 2 & 4 Post Racks, 84"H X 6"W, Single-Sided with Door | Ea |  | 1 Year | 476 | 4.5% | 454.58
7515 | APC | AR8725 | Valueline, Vertical Cable Manager for 2 & 4 Post Racks, 84"H X 6"W, Double-Sided with Doors | Ea |  | 1 Year | 458 | 4.5% | 437.39
7516 | APC | AR8728 | Valueline, Vertical Cable Manager for 2 & 4 Post Racks, 96"H X 6"W, Single-Sided with Door | Ea |  | 1 Year | 46 | 4.5% | 43.93
7517 | APC | AR8736 | Cable Retainers 6" W for VL Vertical Cable Manager 2 & 4 Post Racks (Qty 2) | Ea |  | 1 Year | 65 | 4.5% | 62.075
7518 | APC | AR8737 | Cable Retainers 12" W for VL Vertical Cable Manager 2 & 4 Post Racks (Qty 2) | Ea |  | 1 Year | 571 | 4.5% | 545.305
7519 | APC | AR8765 | Valueline, Vertical Cable Manager for 2 & 4 Post Racks, 84"H X 12"W, Single-Sided with Door | Ea |  | 1 Year | 649 | 4.5% | 619.795
7520 | APC | AR8768 | Valueline, Vertical Cable Manager for 2 & 4 Post Racks, 96"H X 12"W, Single-Sided with Door | Ea |  | 1 Year | 667 | 4.5% | 636.985
7521 | APC | AR8775 | Valueline, Vertical Cable Manager for 2 & 4 Post Racks, 84"H X 12"W, Double-Sided with Doors | Ea |  | 1 Year | 96 | 4.5% | 91.68
7522 | APC | AR8791 | Door Kit for VL Vertical Cable Manager 2 & 4 Post Racks, 84"H X 6"W (Qty 1) | Ea |  | 1 Year | 144 | 4.5% | 137.52
7523 | APC | AR8792 | Door Kit for VL Vertical Cable Manager 2 & 4 Post Racks, 84"H X 12"W (Qty 1) | Ea |  | 1 Year | 114 | 4.5% | 108.87
7524 | APC | AR8793 | Door Kit for VL Vertical Cable Manager 2 & 4 Post Racks, 96"H X 6"W (Qty 1) | Ea |  | 1 Year | 162 | 4.5% | 154.71
7525 | APC | AR8794 | Door Kit for VL Vertical Cable Manager 2 & 4 Post Racks, 96"H X 12"W (Qty 1) | Ea |  | 1 Year | 18.5 | 4.5% | 17.6675
7526 | APC | AR8795 | End Cap for VL Vertical Cable Manager 2 & 4 Post Racks (Qty 2) | Ea |  | 1 Year | 341 | 4.5% | 325.655
7527 | APC | AR9000RAMP | Ramp for SX3K Enclosure Removal from Shock Pallet | Ea |  | 1 Year | 4230 | 4.5% | 4039.65
7528 | APC | AR9300 | NETS HS 42U 600WX1200D ENCL W/ SIDES BLK | Ea |  | 1 Year | 3895 | 4.5% | 3719.725
7529 | APC | AR9300SP | NetShelter SX3K 42U 600mm Wide x 1200mm Deep Enclosure, Black, 3500lb Shock Package, No Ramp | Ea |  | 1 Year | 6025 | 4.5% | 5753.875
7530 | APC | AR9300SP-R | NetShelter SX3K 42U 600mm Wide x 1200mm Deep Enclosure, Black, 3500lb Shock Package, with AR9000RAMP | Ea |  | 1 Year | 4860 | 4.5% | 4641.3
7531 | APC | AR9307 | NETS HS 48U 600WX1200D ENCL W/ SIDES BLK | Ea |  | 1 Year | 422 | 4.5% | 403.01
7532 | APC | AR9307SP | NetShelter SX3K 48U 600mm Wide x 1200mm Deep Enclosure, Black, 3500lb Shock Package, No Ramp | Ea |  | 1 Year | 6655 | 4.5% | 6355.525
7533 | APC | AR9307SP-R | NetShelter SX3K 48U 600mm Wide x 1200mm Deep Enclosure, Black, 3500lb Shock Package, with AR9000RAMP | Ea |  | 1 Year | 897 | 4.5% | 856.635
7534 | APC | BC1100U-TW | APC BACK-UPS 1100VA, 120V, USB, BSMI, TAIWAN | Ea |  | 1 Year | 122 | 4.5% | 116.51
7535 | APC | BE400-GR | APC Back-UPS 400, 230V, German & Dutch | Ea |  | 1 Year | 76 | 4.5% | 72.58
7536 | APC | BE425M | APC Back-UPS ES 6 Outlet 425VA, 120V | Ea |  | 1 Year | 105 | 4.5% | 100.275
7537 | APC | BE600M1 | APC Back-UPS BE600M1, 600VA, 120V,1 USB charging port | Ea |  | 1 Year | 127 | 4.5% | 121.285
7538 | APC | BE650G1 | APC Back-UPS 650 | Ea |  | 1 Year | 127 | 4.5% | 121.285
7539 | APC | BE650G1-CN | APC Back-UPS 650, 8 Outlet, Canada | Ea |  | 1 Year | 140 | 4.5% | 133.7
7540 | APC | BE650G1-LM | APC Back-UPS 650, 8 Outlet, LAM | Ea |  | 1 Year | 171 | 4.5% | 163.305
7541 | APC | BE700G-GR | APC Power-Saving Back-UPS ES 8 Outlet 700VA 230V CEE 7/7 | Ea |  | 1 Year | 159 | 4.5% | 151.845
7542 | APC | BE850M2 | APC Back-UPS ES 850VA, 2 USB charging ports, 120V | Ea |  | 1 Year | 190 | 4.5% | 181.45
7543 | APC | BG500 | APC Back-UPS Pro 500 Lithium Ion UPS | Ea |  | 1 Year | 266 | 4.5% | 254.03
7544 | APC | BGE50ML | APC Back-UPS Connect 50 Lithium Ion Network UPS, Mobile Power Bank 120V | Ea |  | 1 Year | 169 | 4.5% | 161.395
7545 | APC | BGE50ML-CA | APC Back-UPS Connect 50 Lithium Ion Network UPS, Mobile Power Bank 120V, Canada | Ea |  | 1 Year | 143 | 4.5% | 136.565
7546 | APC | BH500INET | APC Back-UPS 500 Structured Wiring UPS, 230V | Ea |  | 1 Year | 103 | 4.5% | 98.365
7547 | APC | BK325I | APC Back-UPS 325, 230V, IEC 320, without auto shutdown software | Ea |  | 1 Year | 130 | 4.5% | 124.15
7548 | APC | BK350 | APC Back-UPS 350, 120V | Ea |  | 1 Year | 145 | 4.5% | 138.475
7549 | APC | BK350EI | APC Back-UPS 350, 230V | Ea |  | 1 Year | 175 | 4.5% | 167.125
7550 | APC | BK500 | APC Back-UPS 500, 120V | Ea |  | 1 Year | 175 | 4.5% | 167.125
7551 | APC | BK500BLK | APC Back-UPS 500, Black, 120V | Ea |  | 1 Year | 166 | 4.5% | 158.53
7552 | APC | BK500EI | APC Back-UPS 500, 230V | Ea |  | 1 Year | 152 | 4.5% | 145.16
7553 | APC | BK650-CH | APC Back-UPS 650VA 220V China | Ea |  | 1 Year | 190 | 4.5% | 181.45
7554 | APC | BK650EI | APC Back-UPS 650, 230V | Ea |  | 1 Year | 76 | 4.5% | 72.58
7555 | APC | BN1100M2-CA | Back UPS PRO BN 1100VA,10 Outlets, 2 USB Charging Ports, AVR, LCD Interface , Canada | Ea |  | 1 Year | 342 | 4.5% | 326.61
7556 | APC | BN1350M2-CA | Back UPS PRO BN 1350VA, 10 Outlets, 2 USB Charging Ports, AVR, LCD interface, Canada | Ea |  | 1 Year | 234 | 4.5% | 223.47
7557 | APC | BN450M-CA | APC Back-UPS NS 6 Outlet 450VA, 120V, Retail, Canada | Ea |  | 1 Year | 103 | 4.5% | 98.365
7558 | APC | BN650M1-CA | APC Back-UPS 650VA, 120V,1 USB charging port, Canada | Ea |  | 1 Year | 159 | 4.5% | 151.845
7559 | APC | BN900M-CA | APC Back-UPS, 900VA, Retail, Canada, 120V | Ea |  | 1 Year | 80 | 4.5% | 76.4
7560 | APC | BR1000MS | Back UPS PRO BR 1000VA, SineWave, 10 Outlets, 2 USB Charging Ports, AVR, LCD interface | Ea |  | 1 Year | 585 | 4.5% | 558.675
7561 | APC | BR1200GI | APC Power-Saving Back-UPS Pro 1200, 230V | Ea |  | 1 Year | 280 | 4.5% | 267.4
7562 | APC | BR1350MS | Back UPS PRO BR 1350VA, SineWave, 10 Outlets, 2 USB Charging Ports, AVR, LCD interface | Ea |  | 1 Year | 359 | 4.5% | 342.845
7563 | APC | BR1500G | Power Saving Back-UPS RS 1500 | Ea |  | 1 Year | 693 | 4.5% | 661.815
7564 | APC | BR1500GI | APC Power-Saving Back-UPS Pro 1500, 230V | Ea |  | 1 Year | 340 | 4.5% | 324.7
7565 | APC | BR1500MS | Back UPS PRO BR 1500VA, SineWave, 10 Outlets, 2 USB Charging Ports, AVR, LCD interface | Ea |  | 1 Year | 253 | 4.5% | 241.615
7566 | APC | BR24BPG | Back-UPS Pro External Battery Pack | Ea |  | 1 Year | 230 | 4.5% | 219.65
7567 | APC | BR500CI-AS | APC Back-UPS RS 500, 230V without auto shutdown software, ASEAN | Ea |  | 1 Year | 169 | 4.5% | 161.395
7568 | APC | BR550GI | APC Power-Saving Back-UPS Pro 550 | Ea |  | 1 Year | 188 | 4.5% | 179.54
7569 | APC | BR700G | Back UPS RS LCD 700 Master Control | Ea |  | 1 Year | 325 | 4.5% | 310.375
7570 | APC | BR900GI | APC Power-Saving Back-UPS Pro 900, 230V | Ea |  | 1 Year | 219 | 4.5% | 209.145
7571 | APC | BX1000M | APC Back UPS Pro BX1000M, Compact Tower, 1000VA, AVR, LCD, 120V | Ea |  | 1 Year | 255 | 4.5% | 243.525
7572 | APC | BX1350M | APC Back UPS Pro BX1350M, Compact Tower, 1350VA, AVR, LCD, 120V | Ea |  | 1 Year | 273 | 4.5% | 260.715
7573 | APC | BX1500M | Back UPS Pro BX 1500VA, 10 Outlets, AVR, LCD interface | Ea |  | 1 Year | 200 | 4.5% | 191
7574 | APC | BX850M | APC Back UPS Pro BX850M, Compact Tower, 850VA, AVR, LCD, 120V | Ea |  | 1 Year | 1230 | 4.5% | 1174.65
7575 | APC | C2 | APC AV C Type 2 Outlet Wall Mount Power Filter, 120V | Ea |  | 1 Year | 151 | 4.5% | 144.205
7576 | APC | C20B | APC AV C Type 8 Outlet Power Filter, 120V | Ea |  | 1 Year | 81 | 4.5% | 77.355
7577 | APC | C25B | APC AV C Type 10 Outlet Power Saving Power Filter, 120V | Ea |  | 1 Year | 114 | 4.5% | 108.87
7578 | APC | CAT6PNL-24 | APC CAT 6 Patch Panel, 24 port RJ45 to 110 568 A/B color coded | Ea |  | 1 Year | 450 | 4.5% | 429.75
7579 | APC | CAT6PNL-48 | APC CAT 6 Patch Panel, 48 port RJ45 to 110 568 A/B color coded | Ea |  | 1 Year | 98 | 4.5% | 93.59
7580 | APC | CLCONTROL | Data Center Operation: Cooling Optimize Control Module | Ea |  | 1 Year | 85 | 4.5% | 81.175
7581 | APC | CLECFAN | Data Center Operation: Cooling Optimize EC Fan adapter | Ea |  | 1 Year | 8630 | 4.5% | 8241.65
7582 | APC | CLENGINE | Data Center Operation: Cooling Optimize Server | Ea |  | 1 Year | 1560 | 4.5% | 1489.8
7583 | APC | CLGATEWAY | Data Center Operation: Cooling Optimize Gateway | Ea |  | 1 Year | 236 | 4.5% | 225.38
7584 | APC | CLHUMID | Data Center Operation: Cooling Optimize Humidity Sensor | Ea |  | 1 Year | 303 | 4.5% | 289.365
7585 | APC | CLPOWER | Data Center Operation: Cooling Optimize Power Sensor | Ea |  | 1 Year | 663 | 4.5% | 633.165
7586 | APC | CLPRESSURE | Data Center Operation: Cooling Optimize Pressure Sensor | Ea |  | 1 Year | 256 | 4.5% | 244.48
7587 | APC | CLTEMP | Data Center Operation: Cooling Optimize Temperature Sensor | Ea |  | 1 Year | 3670 | 4.5% | 3504.85
7588 | APC | CLVENGINE | Data Center Operation: Cooling Optimize Virtual Server | Ea |  | 1 Year | 890 | 4.5% | 849.95
7589 | APC | CP12142LI | Network UPS 12Vdc. Lithium Battery,19500mAh, BMS, 4LED | Ea |  | 1 Year | 475 | 4.5% | 453.625
7590 | APC | CP27U13NA3-S | APC Powershield 27W DC UPS, 13V Out, Floating, 3-Conductor NAM Pwr Cord | Ea |  | 1 Year | 437 | 4.5% | 417.335
7591 | APC | CURK115-01-03 | APC Charge-UPS #115 1-Yr SP-03 | Ea |  | 1 Year | 344 | 4.5% | 328.52
7592 | APC | CURK116-01-02 | APC Charge-UPS #116 1-Yr SP-02 | Ea |  | 1 Year | 783 | 4.5% | 747.765
7593 | APC | CURK117-01-04 | APC Charge-UPS #117 1-Yr SP-04 | Ea |  | 1 Year | 438 | 4.5% | 418.29
7594 | APC | CURK132-01-02 | APC Charge-UPS #132 1-Yr SP-02 | Ea |  | 1 Year | 438 | 4.5% | 418.29
7595 | APC | CURK133-01-03 | APC Charge-UPS #133 1-Yr SP-03 | Ea |  | 1 Year | 738 | 4.5% | 704.79
7596 | APC | CURK143-01-04 | APC Charge-UPS #143 1-Yr SP-04 | Ea |  | 1 Year | 539 | 4.5% | 514.745
7597 | APC | CURK57-01-03 | APC Charge-UPS #57 1-Yr SP-03 | Ea |  | 1 Year | 653 | 4.5% | 623.615
7598 | APC | CURK57-01-04 | APC Charge-UPS #57 1-Yr SP-04 | Ea |  | 1 Year | 639 | 4.5% | 610.245
7599 | APC | DDCC5E-005 | APC Data Distribution Cable, CAT5e UTP CMR Gray, 6xRJ-45 Jack to 6xRJ-45 Jack, 5ft (1,5m) | Ea |  | 1 Year | 105 | 4.5% | 100.275
7600 | APC | DDCC5E-007 | APC Data Distribution Cable, CAT5e UTP CMR Gray, 6xRJ-45 Jack to 6xRJ-45 Jack, 7ft (2,1m) | Ea |  | 1 Year | 114 | 4.5% | 108.87
7601 | APC | DDCC5E-009 | APC Data Distribution Cable, CAT5e UTP CMR Gray, 6xRJ-45 Jack to 6xRJ-45 Jack, 9ft (2,7m) | Ea |  | 1 Year | 122 | 4.5% | 116.51
7602 | APC | DDCC5E-011 | APC Data Distribution Cable, CAT5e UTP CMR Gray, 6xRJ-45 Jack to 6xRJ-45 Jack, 11ft (3,3m) | Ea |  | 1 Year | 125 | 4.5% | 119.375
7603 | APC | DDCC5E-013 | APC Data Distribution Cable, CAT5e UTP CMR Gray, 6xRJ-45 Jack to 6xRJ-45 Jack, 13ft (3,9m) | Ea |  | 1 Year | 127 | 4.5% | 121.285
7604 | APC | DDCC5E-015 | APC Data Distribution Cable, CAT5e UTP CMR Gray, 6xRJ-45 Jack to 6xRJ-45 Jack, 15ft (4,5m) | Ea |  | 1 Year | 135 | 4.5% | 128.925
7605 | APC | DDCC5E-017 | APC Data Distribution Cable, CAT5e UTP CMR Gray, 6xRJ-45 Jack to 6xRJ-45 Jack, 17ft (5,1m) | Ea |  | 1 Year | 146 | 4.5% | 139.43
7606 | APC | DDCC5E-019 | APC Data Distribution Cable, CAT5e UTP CMR Gray, 6xRJ-45 Jack to 6xRJ-45 Jack, 19ft (5,7m) | Ea |  | 1 Year | 146 | 4.5% | 139.43
7607 | APC | DDCC5E-021 | APC Data Distribution Cable, CAT5e UTP CMR Gray, 6xRJ-45 Jack to 6xRJ-45 Jack, 21ft (6,4m) | Ea |  | 1 Year | 142 | 4.5% | 135.61
7608 | APC | DDCC5E-023 | APC Data Distribution Cable, CAT5e UTP CMR Gray, 6xRJ-45 Jack to 6xRJ-45 Jack, 23ft (7,0m) | Ea |  | 1 Year | 147 | 4.5% | 140.385
7609 | APC | DDCC5E-025 | APC Data Distribution Cable, CAT5e UTP CMR Gray, 6xRJ-45 Jack to 6xRJ-45 Jack, 25ft (7,6m) | Ea |  | 1 Year | 160 | 4.5% | 152.8
7610 | APC | DDCC5E-027 | APC Data Distribution Cable, CAT5e UTP CMR Gray, 6xRJ-45 Jack to 6xRJ-45 Jack, 27ft (8,2m) | Ea |  | 1 Year | 155 | 4.5% | 148.025
7611 | APC | DDCC5E-029 | APC Data Distribution Cable, CAT5e UTP CMR Gray, 6xRJ-45 Jack to 6xRJ-45 Jack, 29ft (8,8m) | Ea |  | 1 Year | 160 | 4.5% | 152.8
7612 | APC | DDCC5E-031 | APC Data Distribution Cable, CAT5e UTP CMR Gray, 6xRJ-45 Jack to 6xRJ-45 Jack, 31ft (9,4m) | Ea |  | 1 Year | 164 | 4.5% | 156.62
7613 | APC | DDCC5E-033 | APC Data Distribution Cable, CAT5e UTP CMR Gray, 6xRJ-45 Jack to 6xRJ-45 Jack, 33ft (10,0m) | Ea |  | 1 Year | 169 | 4.5% | 161.395
7614 | APC | DDCC5E-035 | APC Data Distribution Cable, CAT5e UTP CMR Gray, 6xRJ-45 Jack to 6xRJ-45 Jack, 35ft (10,6m) | Ea |  | 1 Year | 179 | 4.5% | 170.945
7615 | APC | DDCC5E-037 | APC Data Distribution Cable, CAT5e UTP CMR Gray, 6xRJ-45 Jack to 6xRJ-45 Jack, 37ft (11,2m) | Ea |  | 1 Year | 182 | 4.5% | 173.81
7616 | APC | DDCC5E-039 | APC Data Distribution Cable, CAT5e UTP CMR Gray, 6xRJ-45 Jack to 6xRJ-45 Jack, 39ft (11,8m) | Ea |  | 1 Year | 190 | 4.5% | 181.45
7617 | APC | DDCC5E-041 | APC Data Distribution Cable, CAT5e UTP CMR Gray, 6xRJ-45 Jack to 6xRJ-45 Jack, 41ft (12,5m) | Ea |  | 1 Year | 191 | 4.5% | 182.405
7618 | APC | DDCC5E-043 | APC Data Distribution Cable, CAT5e UTP CMR Gray, 6xRJ-45 Jack to 6xRJ-45 Jack, 43ft (13,1m) | Ea |  | 1 Year | 195 | 4.5% | 186.225
7619 | APC | DDCC5E-045 | APC Data Distribution Cable, CAT5e UTP CMR Gray, 6xRJ-45 Jack to 6xRJ-45 Jack, 45ft (13,7m) | Ea |  | 1 Year | 208 | 4.5% | 198.64
7620 | APC | DDCC5E-047 | APC Data Distribution Cable, CAT5e UTP CMR Gray, 6xRJ-45 Jack to 6xRJ-45 Jack, 47ft (14,3m) | Ea |  | 1 Year | 202 | 4.5% | 192.91
7621 | APC | DDCC5E-049 | APC Data Distribution Cable, CAT5e UTP CMR Gray, 6xRJ-45 Jack to 6xRJ-45 Jack, 49ft (14,9m) | Ea |  | 1 Year | 215 | 4.5% | 205.325
7622 | APC | DDCC5E-051 | APC Data Distribution Cable, CAT5e UTP CMR Gray, 6xRJ-45 Jack to 6xRJ-45 Jack, 51ft (15,5m) | Ea |  | 1 Year | 223 | 4.5% | 212.965
7623 | APC | DDCC5E-053 | APC Data Distribution Cable, CAT5e UTP CMR Gray, 6xRJ-45 Jack to 6xRJ-45 Jack, 53ft (16,1m) | Ea |  | 1 Year | 222 | 4.5% | 212.01
7624 | APC | DDCC5E-055 | APC Data Distribution Cable, CAT5e UTP CMR Gray, 6xRJ-45 Jack to 6xRJ-45 Jack, 55ft (16,7m) | Ea |  | 1 Year | 219 | 4.5% | 209.145
7625 | APC | DDCC5E-057 | APC Data Distribution Cable, CAT5e UTP CMR Gray, 6xRJ-45 Jack to 6xRJ-45 Jack, 57ft (17,3m) | Ea |  | 1 Year | 226 | 4.5% | 215.83
7626 | APC | DDCC5E-059 | APC Data Distribution Cable, CAT5e UTP CMR Gray, 6xRJ-45 Jack to 6xRJ-45 Jack, 59ft (17,9m) | Ea |  | 1 Year | 228 | 4.5% | 217.74
7627 | APC | DDCC5E-061 | APC Data Distribution Cable, CAT5e UTP CMR Gray, 6xRJ-45 Jack to 6xRJ-45 Jack, 61ft (18,5m) | Ea |  | 1 Year | 238 | 4.5% | 227.29
7628 | APC | DDCC5E-063 | APC Data Distribution Cable, CAT5e UTP CMR Gray, 6xRJ-45 Jack to 6xRJ-45 Jack, 63ft (19,2m) | Ea |  | 1 Year | 234 | 4.5% | 223.47
7629 | APC | DDCC5E-065 | APC Data Distribution Cable, CAT5e UTP CMR Gray, 6xRJ-45 Jack to 6xRJ-45 Jack, 65ft (19,8m) | Ea |  | 1 Year | 236 | 4.5% | 225.38
7630 | APC | DDCC5E-067 | APC Data Distribution Cable, CAT5e UTP CMR Gray, 6xRJ-45 Jack to 6xRJ-45 Jack, 67ft (20,4m) | Ea |  | 1 Year | 240 | 4.5% | 229.2
7631 | APC | DDCC5E-069 | APC Data Distribution Cable, CAT5e UTP CMR Gray, 6xRJ-45 Jack to 6xRJ-45 Jack, 69ft (21,0m) | Ea |  | 1 Year | 252 | 4.5% | 240.66
7632 | APC | DDCC5E-071 | APC Data Distribution Cable, CAT5e UTP CMR Gray, 6xRJ-45 Jack to 6xRJ-45 Jack, 71ft (21,6m) | Ea |  | 1 Year | 249 | 4.5% | 237.795
7633 | APC | DDCC5E-073 | APC Data Distribution Cable, CAT5e UTP CMR Gray, 6xRJ-45 Jack to 6xRJ-45 Jack, 73ft (22,2m) | Ea |  | 1 Year | 261 | 4.5% | 249.255
7634 | APC | DDCC5E-075 | APC Data Distribution Cable, CAT5e UTP CMR Gray, 6xRJ-45 Jack to 6xRJ-45 Jack, 75ft (22,8m) | Ea |  | 1 Year | 190 | 4.5% | 181.45
7635 | APC | DDCC6-005 | APC Data Distribution Cable, CAT6 UTP CMR 6XRJ-45 Black, 5FT (1.5M) | Ea |  | 1 Year | 204 | 4.5% | 194.82
7636 | APC | DDCC6-007 | APC Data Distribution Cable, CAT6 UTP CMR 6XRJ-45 Black, 7FT (2.1M) | Ea |  | 1 Year (2 Years) | 211 | 4.5% | 201.505
7637 | APC | DDCC6-009 | APC Data Distrbution Cable, CAT6 UTP CMR 6XRJ-45 Black 9FT (2.7M) | Ea |  | 1 Year (2 Years) | 223 | 4.5% | 212.965
7638 | APC | DDCC6-011 | APC Data Distribution Cable, CAT6 UTP CMR 6XRJ-45 Black, 11FT (3.3M) | Ea |  | 1 Year (2 Years) | 232 | 4.5% | 221.56
7639 | APC | DDCC6-013 | APC Data Distribution Cable, CAT6 UTP CMR 6XRJ-45 Black, 13FT (3.9M) | Ea |  | 1 Year (2 Years) | 241 | 4.5% | 230.155
7640 | APC | DDCC6-015 | APC Data Distribution Cable, CAT6 UTP CMR 6XRJ-45 Black, 15FT (4.5M) | Ea |  | 1 Year (2 Years) | 250 | 4.5% | 238.75
7641 | APC | DDCC6-017 | APC Data Distribution Cable, CAT6 UTP CMR 6XRJ-45 Black, 17FT (4.5M) | Ea |  | 1 Year (2 Years) | 259 | 4.5% | 247.345
7642 | APC | DDCC6-019 | APC Data Distribution Cable, CAT6 UTP CMR 6XRJ-45 Black, 19FT (5.7M) | Ea |  | 1 Year (2 Years) | 276 | 4.5% | 263.58
7643 | APC | DDCC6-021 | APC Data Distribution Cable, CAT6 UTP CMR 6XRJ-45 Black, 21FT (6.4M) | Ea |  | 1 Year (2 Years) | 283 | 4.5% | 270.265
7644 | APC | DDCC6-023 | APC Data Distribution Cable, CAT6 UTP CMR 6XRJ-45 Black, 23FT (7.0M) | Ea |  | 1 Year (2 Years) | 292 | 4.5% | 278.86
7645 | APC | DDCC6-025 | APC Data Distribution Cable, CAT6 UTP CMR 6XRJ-45 Black, 25FT (7.6M) | Ea |  | 1 Year (2 Years) | 297 | 4.5% | 283.635
7646 | APC | DDCC6-027 | APC Data Distribution Cable, CAT6 UTP CMR 6XRJ-45 Black, 27FT (8.2M) | Ea |  | 1 Year (2 Years) | 310 | 4.5% | 296.05
7647 | APC | DDCC6-029 | APC Data Distribution Cable, CAT6 UTP CMR 6XRJ-45 Black, 29FT (8.8M) | Ea |  | 1 Year (2 Years) | 325 | 4.5% | 310.375
7648 | APC | DDCC6-031 | APC Data Distribution Cable, CAT6 UTP CMR 6XRJ-45 Black, 31FT (9.4M) | Ea |  | 1 Year (2 Years) | 328 | 4.5% | 313.24
7649 | APC | DDCC6-033 | APC Data Distribution Cable, CAT6 UTP CMR 6XRJ-45 Black, 33FT (10.0M) | Ea |  | 1 Year (2 Years) | 340 | 4.5% | 324.7
7650 | APC | DDCC6-035 | APC Data Distribution Cable, CAT6 UTP CMR 6XRJ-45 Black, 35FT (10.6M) | Ea |  | 1 Year | 364 | 4.5% | 347.62
7651 | APC | DDCC6-040 | APC Data Distribution Cable, CAT6 UTP CMR 6XRJ-45 Black, 40FT (12.2M) | Ea |  | 1 Year | 378 | 4.5% | 360.99
7652 | APC | DDCC6-045 | APC Data Distribution Cable, CAT6 UTP CMR 6XRJ-45 Black, 45FT (13.7M) | Ea |  | 1 Year | 417 | 4.5% | 398.235
7653 | APC | DDCC6-050 | APC Data Distribution Cable, CAT6 UTP CMR 6XRJ-45 Black, 50FT (15.2M) | Ea |  | 1 Year | 436 | 4.5% | 416.38
7654 | APC | DDCC6-055 | APC Data Distribution Cable, CAT6 UTP CMR 6XRJ-45 Black, 55FT (16.7M) | Ea |  | 1 Year | 465 | 4.5% | 444.075
7655 | APC | DDCC6-060 | APC Data Distribution Cable, CAT6 UTP CMR 6XRJ-45 Black, 60FT (18.2M) | Ea |  | 1 Year | 228 | 4.5% | 217.74
7656 | APC | E8T9635CHPWR | Schneider UPS Network Management Card 2- Power Kit for EPS 8000 | Ea |  | 1 Year | 109585 | 4.5% | 104653.675
7657 | APC | EGX150 | Link150 Ethernet Gateway | Ea |  | 1 Year (2 Years) | 1060 | 4.5% | 1012.3
7658 | APC | EGX150POE | Link150 Ethernet Gateway with POE | Ea |  | 1 Year (2 Years) | 4870 | 4.5% | 4650.85
7659 | APC | EITVBOX100A | Ecostruxure IT Virtual 100 Host Box | Ea |  | 1 Year (2 Years) | 9755 | 4.5% | 9316.025
7660 | APC | EITVBOX10A | Ecostruxure IT Virtual 10 Host Box | Ea |  | 1 Year (2 Years) | 22855 | 4.5% | 21826.525
7661 | APC | EITVBOX25A | Ecostruxure IT Virtual 25 Host Box | Ea |  | 1 Year (2 Years) | 39615 | 4.5% | 37832.325
7662 | APC | EITVBOX50A | Ecostruxure IT Virtual 50 Host Box | Ea |  | 1 Year (2 Years) | 11175 | 4.5% | 10672.125
7663 | APC | EPW9 | World Wide Emergency Power Off Nine Circuit System | Ea |  | 1 Year (2 Years) | 188 | 4.5% | 179.54
7664 | APC | EVNETCOMM1 | (1) Year Commercial Service Plan | Ea |  | 1 Year (2 Years) | 1065 | 4.5% | 1017.075
7665 | APC | EVNETCOMM2 | (2) Year Commercial Service Plan | Ea |  | 1 Year (2 Years) | 1500 | 4.5% | 1432.5
7666 | APC | EVNETCOMM3 | (3) Year Commercial Service Plan | Ea |  | 1 Year (2 Years) | 539 | 4.5% | 514.745
7667 | APC | EVNETCOMMREN1 | (1) Year Commercial Service Plan Renewal | Ea |  | 1 Year (2 Years) | 1065 | 4.5% | 1017.075
7668 | APC | EVNETCOMMREN2 | (2) Year Commercial Service Plan Renewal | Ea |  | 1 Year (2 Years) | 1500 | 4.5% | 1432.5
7669 | APC | EVNETCOMMREN3 | (3) Year Commercial Service Plan Renewal | Ea |  | 1 Year | 1525 | 4.5% | 1456.375
7670 | APC | EVNETSP1 | (1) Year Service Provider Service Plan | Ea |  | 1 Year (2 Years) | 2730 | 4.5% | 2607.15
7671 | APC | EVNETSP2 | (2) Year Service Provider Service Plan | Ea |  | 1 Year | 3865 | 4.5% | 3691.075
7672 | APC | EVNETSP3 | (3) Year Service Provider Service Plan | Ea |  | 1 Year (2 Years) | 1525 | 4.5% | 1456.375
7673 | APC | EVNETSPREN1 | (1) Year Service Provider Service Plan Renewal | Ea |  | 1 Year (2 Years) | 2730 | 4.5% | 2607.15
7674 | APC | EVNETSPREN2 | (2) Year Service Provider Service Plan Renewal | Ea |  | 1 Year (2 Years) | 3865 | 4.5% | 3691.075
7675 | APC | EVNETSPREN3 | (3) Year Service Provider Service Plan Renewal | Ea |  | 1 Year (2 Years) | 3275 | 4.5% | 3127.625
7676 | APC | FS-AC-1001-U | HyperPod Accessory - Air Sealing Kit | Ea |  | 1 Year (2 Years) | 45 | 4.5% | 42.975
7677 | APC | FS-AC-1002-U | HyperPod Accessories - H-Seal | Ea |  | 1 Year (2 Years) | 27 | 4.5% | 25.785
7678 | APC | FS-AC-1003-U | HyperPod Accessories - C-Seal | Ea |  | 1 Year (2 Years) | 366 | 4.5% | 349.53
7679 | APC | FS-AC-2001-U | HyperPod Accessory - Row Length Brush Strip | Ea |  | 1 Year (2 Years) | 141 | 4.5% | 134.655
7680 | APC | FS-AC-3001-B | HyperPod Accessory - Large Cantilever Arms | Ea |  | 1 Year (2 Years) | 1190 | 4.5% | 1136.45
7681 | APC | FS-AC-3002-B | HyperPod Accessory - Overhead Support Frame, 8-12ft | Ea |  | 1 Year (2 Years) | 110 | 4.5% | 105.05
7682 | APC | FS-AC-3003-B | HyperPod Accessory - Mini Cantilever Arms | Ea |  | 1 Year (2 Years) | 319 | 4.5% | 304.645
7683 | APC | FS-AC-4001-B | HyperPod Accessory - Power Raceway - End Module | Ea |  | 1 Year (2 Years) | 701 | 4.5% | 669.455
7684 | APC | FS-AC-4002-B | HyperPod Accessory - Power Raceway - Main Module | Ea |  | 1 Year (2 Years) | 111 | 4.5% | 106.005
7685 | APC | FS-AC-4003-B | HyperPod Accessory - Power Raceway - 300mm Side Cover Pack | Ea |  | 1 Year (2 Years) | 56 | 4.5% | 53.48
7686 | APC | FS-AC-4004-B | HyperPod Accessory - Power Raceway - 50/150mm Side Cover Pack | Ea |  | 1 Year (2 Years) | 429 | 4.5% | 409.695
7687 | APC | FS-AC-4005-B | HyperPod Accessory - Power Raceway - Pod Extension Module | Ea |  | 1 Year (2 Years) | 229 | 4.5% | 218.695
7688 | APC | FS-AC-4007-B | HyperPod Accessory - Aisle Crossover Tray, 5-6ft Aisle | Ea |  | 1 Year (2 Years) | 234 | 4.5% | 223.47
7689 | APC | FS-AC-4008-B | HyperPod Accessory - Aisle Crossover Tray, 3-4ft Aisle | Ea |  | 1 Year (2 Years) | 303 | 4.5% | 289.365
7690 | APC | FS-AC-5005-B | HyperPod Accessory - 42-52U Rack Blanking Panel 300mm | Ea |  | 1 Year (2 Years) | 434 | 4.5% | 414.47
7691 | APC | FS-AC-5006-B | HyperPod Accessory - 42-52U Rack Blanking Panel 600mm | Ea |  | 1 Year (2 Years) | 544 | 4.5% | 519.52
7692 | APC | FS-AC-5007-B | HyperPod Accessory - 42-52U Rack Blanking Panel 750mm | Ea |  | 1 Year (2 Years) | 566 | 4.5% | 540.53
7693 | APC | FS-AC-5008-B | HyperPod Accessory - 42-52U Rack Blanking Panel 800mm | Ea |  | 1 Year (2 Years) | 323 | 4.5% | 308.465
7694 | APC | FS-AC-6001-B | HyperPod Accessory - Lighting Kit Bracket | Ea |  | 1 Year (2 Years) | 1115 | 4.5% | 1064.825
7695 | APC | FS-AC-7001-B | HyperPod Accessory - End Of Row Distribution Cabinet, MH50 | Ea |  | 1 Year (2 Years) | 1125 | 4.5% | 1074.375
7696 | APC | FS-AC-7002-B | HyperPod Accessory - End Of Row Distribution Cabinet, Split | Ea |  | 1 Year (2 Years) | 1135 | 4.5% | 1083.925
7697 | APC | FS-AC-7003-B | HyperPod Accessory - End Of Row Distribution Cabinet, Solid | Ea |  | 1 Year (2 Years) | 85 | 4.5% | 81.175
7698 | APC | FS-AC-8001-U | HyperPod Accessory - Rack Height Adapter, 300mm | Ea |  | 1 Year (2 Years) | 139 | 4.5% | 132.745
7699 | APC | FS-AC-8002-U | HyperPod Accessory - Rack Height Adapter, 600mm | Ea |  | 1 Year (2 Years) | 159 | 4.5% | 151.845
7700 | APC | FS-AC-8003-U | HyperPod Accessory - Rack Height Adapter, 750mm | Ea |  | 1 Year (2 Years) | 164 | 4.5% | 156.62
7701 | APC | FS-AC-8004-U | HyperPod Accessory - Rack Height Adapter, 800mm | Ea |  | 1 Year (2 Years) | 1950 | 4.5% | 1862.25
7702 | APC | FS-DR-1001-B | HyperPod Door - Dual Sliding Doors | Ea |  | 1 Year (2 Years) | 940 | 4.5% | 897.7
7703 | APC | FS-DR-1002-U | HyperPod Door - Single Hinged Door | Ea |  | 1 Year (2 Years) | 2180 | 4.5% | 2081.9
7704 | APC | FS-DR-1003-B | HyperPod Door - Dual Sliding Doors 6ft | Ea |  | 1 Year (2 Years) | 1350 | 4.5% | 1289.25
7705 | APC | FS-DR-2002-B | HyperPod Door - Door Frame, 5-6ft Aisle | Ea |  | 1 Year (2 Years) | 846 | 4.5% | 807.93
7706 | APC | FS-DR-2003-B | HyperPod Door - Door Frame, 3-4ft Aisle | Ea |  | 1 Year (2 Years) | 490 | 4.5% | 467.95
7707 | APC | FS-FM-1001-B | HyperPod Frame - Vertical Post (x2), Short Frame | Ea |  | 1 Year (2 Years) | 544 | 4.5% | 519.52
7708 | APC | FS-FM-1002-B | HyperPod Frame - Vertical Post (x2), Tall Frame | Ea |  | 1 Year (2 Years) | 153 | 4.5% | 146.115
7709 | APC | FS-FM-1011-U | HyperPod Frame - Post Alignment Tool - 4 | Ea |  | 1 Year (2 Years) | 342 | 4.5% | 326.61
7710 | APC | FS-FM-1012-U | HyperPod Frame - Post Alignment Tool - 6 | Ea |  | 1 Year (2 Years) | 166 | 4.5% | 158.53
7711 | APC | FS-FM-2002-B | HyperPod Frame - Aisle Width Beam (x1) 6ft | Ea |  | 1 Year (2 Years) | 76 | 4.5% | 72.58
7712 | APC | FS-FM-2003-B | HyperPod Frame - Aisle Width Beam (x1) 4ft | Ea |  | 1 Year (2 Years) | 621 | 4.5% | 593.055
7713 | APC | FS-FM-3001-B | HyperPod Frame - Aisle Length Beam (x2), 8-12ft | Ea |  | 1 Year (2 Years) | 454 | 4.5% | 433.57
7714 | APC | FS-FM-4003-B | HyperPod Frame - 6ft Aisle End Panel (x2), Short Frame | Ea |  | 1 Year (2 Years) | 348 | 4.5% | 332.34
7715 | APC | FS-FM-4004-B | HyperPod Frame - 6ft Aisle End Panel (x2), Tall Frame | Ea |  | 1 Year (2 Years) | 216 | 4.5% | 206.28
7716 | APC | FS-FM-4005-B | HyperPod Frame - 4ft Aisle End Panel (x2) Short Frame | Ea |  | 1 Year (2 Years) | 197 | 4.5% | 188.135
7717 | APC | FS-FM-4006-B | HyperPod Frame - 4ft Aisle End Panel (x2) Tall Frame | Ea |  | 1 Year (2 Years) | 186 | 4.5% | 177.63
7718 | APC | FS-FM-5001-B | HyperPod Frame - Aisle Stop Rail (x2), 8-12ft | Ea |  | 1 Year (2 Years) | 692 | 4.5% | 660.86
7719 | APC | FS-FM-6001-B | HyperPod Frame - Raised Floor Support Stand 16 | Ea |  | 1 Year (2 Years) | 693 | 4.5% | 661.815
7720 | APC | FS-FM-6002-B | HyperPod Frame - Raised Floor Support Stand 24 | Ea |  | 1 Year (2 Years) | 697 | 4.5% | 665.635
7721 | APC | FS-FM-6003-B | HyperPod Frame - Raised Floor Support Stand 30 | Ea |  | 1 Year (2 Years) | 699 | 4.5% | 667.545
7722 | APC | FS-FM-6004-B | HyperPod Frame - Raised Floor Support Stand 36 | Ea |  | 1 Year (2 Years) | 177 | 4.5% | 169.035
7723 | APC | FS-RF-1002-B | HyperPod Roof - Roof Filler Panel Set, 6ft Aisle | Ea |  | 1 Year (2 Years) | 103 | 4.5% | 98.365
7724 | APC | FS-RF-1003-B | HyperPod Roof - Roof Filler Panel Set 4ft Aisle | Ea |  | 1 Year (2 Years) | 299 | 4.5% | 285.545
7725 | APC | FS-RF-2004-U | HyperPod Roof - 6ft Aisle Simple Roof Panel, 300mm | Ea |  | 1 Year (2 Years) | 384 | 4.5% | 366.72
7726 | APC | FS-RF-2005-U | HyperPod Roof - 6ft Aisle Simple Roof Panel, 600mm | Ea |  | 1 Year (2 Years) | 375 | 4.5% | 358.125
7727 | APC | FS-RF-2006-U | HyperPod Roof - 6ft Aisle Simple Roof Panel w Cutout, 600mm | Ea |  | 1 Year (2 Years) | 119 | 4.5% | 113.645
7728 | APC | FS-RF-2007-U | HyperPod Roof - 4ft Aisle Simple Roof Panel 300mm | Ea |  | 1 Year (2 Years) | 247 | 4.5% | 235.885
7729 | APC | FS-RF-2008-U | HyperPod Roof - 4ft Aisle Simple Roof Panel 600mm | Ea |  | 1 Year (2 Years) | 251 | 4.5% | 239.705
7730 | APC | FS-RF-2009-U | HyperPod Roof - 4ft Aisle Simple Roof w Cutout 600mm | Ea |  | 1 Year (2 Years) | 274 | 4.5% | 261.67
7731 | APC | FS-RF-3002-U | HyperPod Roof - Drop Roof Mounting Rail, 300mm | Ea |  | 1 Year (2 Years) | 454 | 4.5% | 433.57
7732 | APC | FS-RF-3004-U | HyperPod Roof - Drop Roof Mounting Rail, 600mm | Ea |  | 1 Year | 517 | 4.5% | 493.735
7733 | APC | FS-RF-3006-U | HyperPod Roof - Drop Roof Mounting Rail, 750mm | Ea |  | 1 Year | 110 | 4.5% | 105.05
7734 | APC | FS-RF-3007-U | HyperPod Roof - 4ft Aisle Drop Roof Panel 300mm | Ea |  | 1 Year | 191 | 4.5% | 182.405
7735 | APC | FS-RF-3008-U | HyperPod Roof - 4ft Aisle Drop Roof Panel 600mm | Ea |  | 1 Year | 213 | 4.5% | 203.415
7736 | APC | FS-RF-3009-U | HyperPod Roof - 4ft Aisle Drop Roof Panel 750mm | Ea |  | 1 Year | 200 | 4.5% | 191
7737 | APC | FS-RF-6001-U | HyperPod Roof - Thermal Drop Panel 610 x 1200 | Ea |  | 1 Year | 242 | 4.5% | 231.11
7738 | APC | FS-RF-6002-U | HyperPod Roof - Thermal Drop Panel 300 x 1200 | Ea |  | 1 Year | 357 | 4.5% | 340.935
7739 | APC | FS-RF-6003-U | HyperPod Roof - Thermal Drop Panel 610 x 1800 | Ea |  | 1 Year | 366 | 4.5% | 349.53
7740 | APC | FS-RF-6004-U | HyperPod Roof - Thermal Drop Panel 300 x 1800 | Ea |  | 1 Year | 94 | 4.5% | 89.77
7741 | APC | FS-WI-1001-U | HyperPod Window - Window Panel (x2), 2ft | Ea |  | 1 Year | 368 | 4.5% | 351.44
7742 | APC | FS-WI-1002-B | HyperPod Window - Window Rail | Ea |  | 1 Year | 81 | 4.5% | 77.355
7743 | APC | FS-WI-1003-B | HyperPod Window - Window Frame Brush Strips (x4) | Ea |  | 1 Year | 198 | 4.5% | 189.09
7744 | APC | FS-WI-1004-U | HyperPod Window - Window Brush Strip Pass-Through | Ea |  | 1 Year | 107 | 4.5% | 102.185
7745 | APC | FWP78VXEGOL | Flywheel Energy Storage System, 300kW Rating for; EPS7000, EPS8000, Galaxy PW, Optional Level 2 | Ea |  | 1 Year | 119020 | 4.5% | 113664.1
7746 | APC | FWP78VXESEI | Flywheel Energy Storage System 300kW Rating, for EPS7000, EPS8000, Galaxy PW, Option Level 2, Seismic | Ea |  | 1 Year | 104330 | 4.5% | 99635.15
7747 | APC | FWP78VXESIL | Flywheel Energy Storage System, 300kW Rating For; EPS7000, EPS8000, Galaxy PW, Option Level 1 | Ea |  | 1 Year | 12750 | 4.5% | 12176.25
7748 | APC | G35T10KF1B2S | Galaxy 3500 10kVA 208V with 1 Battery Module Expandable to 2, Start-up 5X8 | Ea |  | 1 Year | 13465 | 4.5% | 12859.075
7749 | APC | G35T10KF1B4S | Galaxy 3500 10kVA 208V with 1 Battery Module Expandable to 4, Start-up 5X8 | Ea |  | 1 Year | 13635 | 4.5% | 13021.425
7750 | APC | G35T10KF2B2S | Galaxy 3500 10kVA 208V with 2 Battery Modules, Start-up 5X8 | Ea |  | 1 Year | 14440 | 4.5% | 13790.2
7751 | APC | G35T10KF2B4S | Galaxy 3500 10kVA 208V with 2 Battery Modules Expandable to 4, Start-up 5X8 | Ea |  | 1 Year | 15240 | 4.5% | 14554.2
7752 | APC | G35T10KF3B4S | Galaxy 3500 10kVA 208V with 3 Battery Modules Expandable to 4, Start-up 5X8 | Ea |  | 1 Year | 16125 | 4.5% | 15399.375
7753 | APC | G35T10KF4B4S | Galaxy 3500 10kVA 208V with 4 Battery Modules, Start-up 5X8 | Ea |  | 1 Year | 16445 | 4.5% | 15704.975
7754 | APC | G35T10KH1B2S | Galaxy 3500 10kVA 400V with 1 Battery Module Expandable to 2, Start-up 5X8 | Ea |  | 1 Year | 17270 | 4.5% | 16492.85
7755 | APC | G35T10KH1B4S | Galaxy 3500 10kVA 400V with 1 Battery Module Expandable to 4, Start-up 5X8 | Ea |  | 1 Year | 17880 | 4.5% | 17075.4
7756 | APC | G35T10KH2B2S | Galaxy 3500 10kVA 400V with 2 Battery Modules, Start-up 5X8 | Ea |  | 1 Year | 18405 | 4.5% | 17576.775
7757 | APC | G35T10KH2B4S | Galaxy 3500 10kVA 400V with 2 Battery Modules Expandable to 4, Start-up 5X8 | Ea |  | 1 Year | 19535 | 4.5% | 18655.925
7758 | APC | G35T10KH3B4S | Galaxy 3500 10kVA 400V with 3 Battery Modules Expandable to 4, Start-up 5X8 | Ea |  | 1 Year | 20670 | 4.5% | 19739.85
7759 | APC | G35T10KH4B4S | Galaxy 3500 10kVA 400V with 4 Battery Modules, Start-up 5X8 | Ea |  | 1 Year | 15640 | 4.5% | 14936.2
7760 | APC | G35T15K3I2B4S | Galaxy 3500 15kVA 400V 3:1 with 2 Battery Modules Expandable to 4, Start-up 5X8 | Ea |  | 1 Year | 14445 | 4.5% | 13794.975
7761 | APC | G35T15K3I3B4S | Galaxy 3500 15kVA 400V 3:1 with 3 Battery Modules Expandable to 4, Start-up 5X8 | Ea |  | 1 Year | 14915 | 4.5% | 14243.825
7762 | APC | G35T15K3I4B4S | Galaxy 3500 15kVA 400V 3:1 with 4 Battery Modules, Start-up 5X8 | Ea |  | 1 Year | 14590 | 4.5% | 13933.45
7763 | APC | G35T15KF2B2S | Galaxy 3500 15kVA 208V with 2 Battery Modules, Start-up 5X8 | Ea |  | 1 Year | 15755 | 4.5% | 15046.025
7764 | APC | G35T15KF2B4S | Galaxy 3500 15kVA 208V with 2 Battery Modules Expandable to 4, Start-up 5X8 | Ea |  | 1 Year | 16540 | 4.5% | 15795.7
7765 | APC | G35T15KF3B4S | Galaxy 3500 15kVA 208V with 3 Battery Modules Expandable to 4, Start-up 5X8 | Ea |  | 1 Year | 17325 | 4.5% | 16545.375
7766 | APC | G35T15KF4B4S | Galaxy 3500 15kVA 208V with 4 Battery Modules, Start-up 5X8 | Ea |  | 1 Year | 19845 | 4.5% | 18951.975
7767 | APC | G35T15KH2B2S | Galaxy 3500 15kVA 400V with 2 Battery Modules, Start-up 5X8 | Ea |  | 1 Year | 20670 | 4.5% | 19739.85
7768 | APC | G35T15KH2B4S | Galaxy 3500 15kVA 400V with 2 Battery Modules Expandable to 4, Start-up 5X8 | Ea |  | 1 Year | 21800 | 4.5% | 20819
7769 | APC | G35T15KH3B4S | Galaxy 3500 15kVA 400V with 3 Battery Modules Expandable to 4, Start-up 5X8 | Ea |  | 1 Year | 23965 | 4.5% | 22886.575
7770 | APC | G35T15KH4B4S | Galaxy 3500 15kVA 400V with 4 Battery Modules, Start-up 5X8 | Ea |  | 1 Year | 10545 | 4.5% | 10070.475
7771 | APC | G35T15KHS | Galaxy 3500 15kVA 400V, Start-Up 5X8 | Ea |  | 1 Year | 17835 | 4.5% | 17032.425
7772 | APC | G35T20KF2B4S | Galaxy 3500 20kVA 208V with 2 Battery Modules Expandable to 4, Start-up 5X8 | Ea |  | 1 Year | 18790 | 4.5% | 17944.45
7773 | APC | G35T20KF3B4S | Galaxy 3500 20kVA 208V with 3 Battery Modules Expandable to 4, Start-up 5X8 | Ea |  | 1 Year | 19440 | 4.5% | 18565.2
7774 | APC | G35T20KF4B4S | Galaxy 3500 20kVA 208V with 4 Battery Modules, Start-up 5X8 | Ea |  | 1 Year | 19815 | 4.5% | 18923.325
7775 | APC | G35T20KH2B2S | Galaxy 3500 20kVA 400V with 2 Battery Modules, Start-up 5X8 | Ea |  | 1 Year | 23450 | 4.5% | 22394.75
7776 | APC | G35T20KH2B4S | Galaxy 3500 20kVA 400V with 2 Battery Modules Expandable to 4, Start-up 5X8 | Ea |  | 1 Year | 24580 | 4.5% | 23473.9
7777 | APC | G35T20KH3B4S | Galaxy 3500 20kVA 400V with 3 Battery Modules Expandable to 4, Start-up 5X8 | Ea |  | 1 Year | 25715 | 4.5% | 24557.825
7778 | APC | G35T20KH4B4S | Galaxy 3500 20kVA 400V with 4 Battery Modules, Start-up 5X8 | Ea |  | 1 Year | 19685 | 4.5% | 18799.175
7779 | APC | G35T30K3I4B4S | Galaxy 3500 30kVA 400V 3:1 with 4 Battery Modules, Start-up 5X8 | Ea |  | 1 Year | 20265 | 4.5% | 19353.075
7780 | APC | G35T30KF3B4S | Galaxy 3500 30kVA 208V with 3 Battery Modules Expandable to 4, Start-up 5X8 | Ea |  | 1 Year | 21190 | 4.5% | 20236.45
7781 | APC | G35T30KF4B4S | Galaxy 3500 30kVA 208V with 4 Battery Modules, Start-up 5X8 | Ea |  | 1 Year | 27260 | 4.5% | 26033.3
7782 | APC | G35T30KH3B4S | Galaxy 3500 30kVA 400V with 3 Battery Modules Expandable to 4, Start-up 5X8 | Ea |  | 1 Year | 28800 | 4.5% | 27504
7783 | APC | G35T30KH4B4S | Galaxy 3500 30kVA 400V with 4 Battery Modules, Start-up 5X8 | Ea |  | 1 Year | 27305 | 4.5% | 26076.275
7784 | APC | G35T40KH4B4S | Galaxy 3500 40kVA 400V with 4 Battery Modules, Start-up 5X8 | Ea |  | 1 Year | 16985 | 4.5% | 16220.675
7785 | APC | G35T40KHS | Galaxy 3500 40kVA 400V, Start-Up 5X8 | Ea |  | 1 Year | 11550 | 4.5% | 11030.25
7786 | APC | G35TBXR2B6 | Galaxy 3500 Extended Run Enclosure, with MCCB, with 2 Battery Modules Exp. to 6 | Ea |  | 1 Year | 14985 | 4.5% | 14310.675
7787 | APC | G35TBXR6B6 | Galaxy 3500 Extended Run Enclosure, with MCCB, with 6 Battery Modules | Ea |  | 1 Year | 4455 | 4.5% | 4254.525
7788 | APC | G35TEFBAT10K40H | Galaxy 3500 Empty Frame for Batteries 10-40kVA 400V Floormount | Ea |  | 1 Year | 3080 | 4.5% | 2941.4
7789 | APC | G35TEFXFM10K40H | Galaxy 3500 Empty Frame for Transformer 10-40kVA 400V Floormount | Ea |  | 1 Year | 727 | 4.5% | 694.285
7790 | APC | G35TOPT004 | Galaxy 3500 Baying Kit, 14inch/351mm UPS Enclosure to XR | Ea |  | 1 Year | 727 | 4.5% | 694.285
7791 | APC | G35TOPT005 | Galaxy 3500 Baying Kit, 20inch/523mm UPS Enclosure to XR | Ea |  | 1 Year | 729 | 4.5% | 696.195
7792 | APC | G35TOPT006 | Galaxy 3500 Baying Kit, XR to XR | Ea |  | 1 Year | 141 | 4.5% | 134.655
7793 | APC | G35TOPT007 | Galaxy 3500 Seismic Kit, 14inch/351mm (Narrow) | Ea |  | 1 Year | 150 | 4.5% | 143.25
7794 | APC | G35TOPT008 | Galaxy 3500 Seismic Kit, 20inch/523mm (Wide) | Ea |  | 1 Year | 378 | 4.5% | 360.99
7795 | APC | G35TOPT011 | Galaxy 3500 Parallel Operation Baying Kit | Ea |  | 1 Year | 272 | 4.5% | 259.76
7796 | APC | G35TOPT1 | Galaxy 3500 Air Filter Replacement Kit for 14inch/351mm Cabinet | Ea |  | 1 Year | 289 | 4.5% | 275.995
7797 | APC | G35TOPT2 | Galaxy 3500 Air Filter Replacement Kit for 20inch/523mm Cabinet | Ea |  | 1 Year | 4205 | 4.5% | 4015.775
7798 | APC | G35TSBP10K15F | Galaxy 3500 Maintenance Bypass Cabinet 10-15kVA 208V Floormount | Ea |  | 1 Year | 4540 | 4.5% | 4335.7
7799 | APC | G35TSBP10K30F-DP | Galaxy 3500 Maintenance Bypass Cabinet 10-30kVA 208V Floormount with 42 Pos. Distribution Panel | Ea |  | 1 Year | 4330 | 4.5% | 4135.15
7800 | APC | G35TSBP20K30F | Galaxy 3500 Maintenance Bypass Cabinet 20-30kVA 208V Floormount | Ea |  | 1 Year | 6630 | 4.5% | 6331.65
7801 | APC | G35TSBPAR10K15F | Galaxy 3500 Parallel Maintenance Bypass, up to 3 units 10-15kVA 208V Floormount | Ea |  | 1 Year | 8005 | 4.5% | 7644.775
7802 | APC | G35TSBPAR20K30F | Galaxy 3500 Parallel Maintenance Bypass, up to 3 units 20-30kVA 208V Floormount | Ea |  | 1 Year | 10595 | 4.5% | 10118.225
7803 | APC | G35TSBPXFM10K30F | Galaxy 3500 Input Transformer MCCB 208/208 10-30kVA Floormount | Ea |  | 1 Year | 10290 | 4.5% | 9826.95
7804 | APC | G35TSBPXFM10K30G | Galaxy 3500 Input Transformer MCCB 480/208 10-30kVA Floormount | Ea |  | 1 Year | 8810 | 4.5% | 8413.55
7805 | APC | G35TXFM10K30F | Galaxy 3500 Input Transformer 208/208 10-30kVA Floormount | Ea |  | 1 Year | 8555 | 4.5% | 8170.025
7806 | APC | G35TXFM10K30G | Galaxy 3500 Input Transformer 480/208 10-30kVA Floormount | Ea |  | 1 Year | 11000 | 4.5% | 10505
7807 | APC | G35TXR2B6 | Galaxy 3500 Extended Run Frame with 2 Battery Modules Exp. to 6 | Ea |  | 1 Year | 14440 | 4.5% | 13790.2
7808 | APC | G35TXR6B6 | Galaxy 3500 Extended Run Enclosure with 6 Battery Modules | Ea |  | 1 Year | 10285 | 4.5% | 9822.175
7809 | APC | G3HT20K3IB2S | Galaxy 300 20kVA 400V 3:1 with 25min Battery, Start-up 5x8 | Ea |  | 1 Year | 11110 | 4.5% | 10610.05
7810 | APC | G3HT20K3ILS | Galaxy 300 20kVA 400V 3:1 with Long Backup Charger, Start-up 5x8 | Ea |  | 1 Year | 27150 | 4.5% | 25928.25
7811 | APC | G3HT80KHB2S | Galaxy 300 80kVA 400V 3:3 with 10min Battery (External Cabinet), Start-up 5x8 | Ea |  | 1 Year | 38290 | 4.5% | 36566.95
7812 | APC | G3HT80KHB4S | Galaxy 300 80kVA 400V 3:3 with 30min Battery (External Cabinet), Start-up 5x8 | Ea |  | 1 Year | 12580 | 4.5% | 12013.9
7813 | APC | G50B-20A2 | APC AV 20 Amp G Type Rack Power Filter, 120V | Ea |  | 1 Year | 380 | 4.5% | 362.9
7814 | APC | G50NETB2 | APC AV Network Manageable 15 Amp G Type Rack Power Filter, 120V | Ea |  | 1 Year | 427 | 4.5% | 407.785
7815 | APC | G50NETB-20A2 | APC AV Network Manageable 20 Amp G Type Rack Power Filter, 120V | Ea |  | 1 Year | 479 | 4.5% | 457.445
7816 | APC | G55TAB1 | Galaxy 5500 Empty Battery Cabinet 710 mm | Ea |  | 1 Year | 11685 | 4.5% | 11159.175
7817 | APC | G55TBATL7A | Galaxy 5500 Battery Module Cabinet L700A | Ea |  | 1 Year | 27405 | 4.5% | 26171.775
7818 | APC | G55TUPSU60HB5 | Galaxy 5500 60KVA 400V Single UPS BACK UP INCL T1 | Ea |  | 1 Year | 28350 | 4.5% | 27074.25
7819 | APC | G55TUPSU60HB5S | Galaxy 5500 60KVA 400V Single UPS BACK UP INCL T1, Start-up 5x8 | Ea |  | 1 Year | 815 | 4.5% | 778.325
7820 | APC | G5BLK | APC AV 15 Amp G Type Rack Power Filter, 120V | Ea |  | 1 Year | 276 | 4.5% | 263.58
7821 | APC | G5K9635CH | Schneider UPS Network Management Card 2- Kit for Galaxy 5500 | Ea |  | 1 Year | 3420 | 4.5% | 3266.1
7822 | APC | G9KEPS9635CH | NMC2 for G9K & EPS UPS | Ea |  | 1 Year | 22500 | 4.5% | 21487.5
7823 | APC | GENACCINSTL | GENERAL ACCESSORY INSTALLATION | Ea |  | 1 Year | 12485 | 4.5% | 11923.175
7824 | APC | GMX6VN | XBOX GAME MANAGER 6 OUTLET W/ DATALINE 120V | Ea |  | 1 Year (2 Years) | 75 | 4.5% | 71.625
7825 | APC | GUPXC100FS | GUTOR PXC UL 100kVA, 208V, No Transformer, Start Up | Ea |  | 1 Year (2 Years) | 72540 | 4.5% | 69275.7
7826 | APC | GUPXC100GFDIS | GUTOR PXC UL 100kVA, 480/208V ISO Transformer Dual Feed, Start Up | Ea |  | 1 Year (2 Years) | 62640 | 4.5% | 59821.2
7827 | APC | GUPXC100GFIS | GUTOR PXC UL 100kVA, 480/208V ISO Transformer Single Feed, Start Up | Ea |  | 1 Year (2 Years) | 72990 | 4.5% | 69705.45
7828 | APC | GUPXC100LFDIS | GUTOR PXC UL 100kVA, 600/208V ISO Transformer Dual Feed, Start Up | Ea |  | 1 Year (2 Years) | 63090 | 4.5% | 60250.95
7829 | APC | GUPXC100LFIS | GUTOR PXC UL 100kVA, 600/208V ISO Transformer Single Feed, Start Up | Ea |  | 1 Year (2 Years) | 23490 | 4.5% | 22432.95
7830 | APC | GUPXC25FS | GUTOR PXC UL 25kVA, 208V, No Transformer, Start Up | Ea |  | 1 Year (2 Years) | 38250 | 4.5% | 36528.75
7831 | APC | GUPXC25GFDIS | GUTOR PXC UL 25kVA, 480/208V ISO Transformer Dual Feed, Start Up | Ea |  | 1 Year (2 Years) | 29790 | 4.5% | 28449.45
7832 | APC | GUPXC25GFIS | GUTOR PXC UL 25kVA, 480/208V ISO Transformer Single Feed, Start Up | Ea |  | 1 Year (2 Years) | 38700 | 4.5% | 36958.5
7833 | APC | GUPXC25LFDIS | GUTOR PXC UL 25kVA, 600/208V ISO Transformer Dual Feed, Start Up | Ea |  | 1 Year (2 Years) | 30240 | 4.5% | 28879.2
7834 | APC | GUPXC25LFIS | GUTOR PXC UL 25kVA, 600/208V ISO Transformer Single Feed, Start Up | Ea |  | 1 Year (2 Years) | 30640 | 4.5% | 29261.2
7835 | APC | GUPXC37FS | GUTOR PXC UL 37.5kVA, 208V, No Transfomer, Start Up | Ea |  | 1 Year (2 Years) | 46840 | 4.5% | 44732.2
7836 | APC | GUPXC37GFDIS | GUTOR PXC UL 37.5kVA, 480/208V ISO Transformer Dual Feed, Start Up | Ea |  | 1 Year (2 Years) | 37840 | 4.5% | 36137.2
7837 | APC | GUPXC37GFIS | GUTOR PXC UL 37.5kVA, 480/208V ISO Transformer Single Feed, Start Up | Ea |  | 1 Year (2 Years) | 47290 | 4.5% | 45161.95
7838 | APC | GUPXC37LFDIS | GUTOR PXC UL 37.5kVA, 600/208V ISO Transformer Dual Feed, Start Up | Ea |  | 1 Year (2 Years) | 38290 | 4.5% | 36566.95
7839 | APC | GUPXC37LFIS | GUTOR PXC UL 37.5kVA, 600/208V ISO Transformer Single Feed, Start Up | Ea |  | 1 Year (2 Years) | 36760 | 4.5% | 35105.8
7840 | APC | GUPXC50FS | GUTOR PXC UL 50kVA, 208V, No Transformer, Start Up | Ea |  | 1 Year (2 Years) | 52960 | 4.5% | 50576.8
7841 | APC | GUPXC50GFDIS | GUTOR PXC UL 50kVA, 480/208V ISO Transformer Dual Feed, Start Up | Ea |  | 1 Year (2 Years) | 45760 | 4.5% | 43700.8
7842 | APC | GUPXC50GFIS | GUTOR PXC UL 50kVA, 480/208V ISO Transformer Single Feed, Start Up | Ea |  | 1 Year (2 Years) | 53410 | 4.5% | 51006.55
7843 | APC | GUPXC50LFDIS | GUTOR PXC UL 50kVA, 600/208V ISO Transformer Dual Feed, Start Up | Ea |  | 1 Year (2 Years) | 46210 | 4.5% | 44130.55
7844 | APC | GUPXC50LFIS | GUTOR PXC UL 50kVA, 600/208V ISO Transformer Single Feed, Start Up | Ea |  | 1 Year (2 Years) | 44140 | 4.5% | 42153.7
7845 | APC | GUPXC75FS | GUTOR PXC UL 75kVA, 208V, No Transformer, Start Up | Ea |  | 1 Year (2 Years) | 64620 | 4.5% | 61712.1
7846 | APC | GUPXC75GFDIS | GUTOR PXC UL 75kVA, 480/208V ISO Transformer Dual Feed, Start Up | Ea |  | 1 Year (2 Years) | 55620 | 4.5% | 53117.1
7847 | APC | GUPXC75GFIS | GUTOR PXC UL 75kVA, 480/208V ISO Transformer Single Feed, Start Up | Ea |  | 1 Year (2 Years) | 65070 | 4.5% | 62141.85
7848 | APC | GUPXC75LFDIS | GUTOR PXC UL 75kVA, 600/208V ISO Transformer Dual Feed, Start Up | Ea |  | 1 Year (2 Years) | 56070 | 4.5% | 53546.85
7849 | APC | GUPXC75LFIS | GUTOR PXC UL 75kVA, 600/208V ISO Transformer Single Feed, Start Up | Ea |  | 1 Year (2 Years) | 5760 | 4.5% | 5500.8
7850 | APC | GUPXCAT | Gutor PXC UL 400mm Cable Top Entry Cabinet for 25, 37.5 and 50 KVA Units | Ea |  | 1 Year (2 Years) | 12780 | 4.5% | 12204.9
7851 | APC | GUPXCB150CD100 | GUTOR PXC UL Battery Cabinet, 150A Breaker, 100 Watt/Cell Battery | Ea |  | 1 Year (2 Years) | 13500 | 4.5% | 12892.5
7852 | APC | GUPXCB150CD150 | GUTOR PXC UL Battery Cabinet, 150A Breaker, 150 Watt/Cell Battery | Ea |  | 1 Year (2 Years) | 14400 | 4.5% | 13752
7853 | APC | GUPXCB150CD210 | GUTOR PXC UL Battery Cabinet, 150A Breaker, 210 Watt/Cell Battery | Ea |  | 1 Year (2 Years) | 17280 | 4.5% | 16502.4
7854 | APC | GUPXCB150CD300 | GUTOR PXC UL Battery Cabinet, 150A Breaker, 300 Watt/Cell Battery | Ea |  | 1 Year (2 Years) | 13140 | 4.5% | 12548.7
7855 | APC | GUPXCB150EN100 | GUTOR PXC UL Battery Cabinet, 150A Breaker, Premium 100 Watt/Cell Battery | Ea |  | 1 Year (2 Years) | 14040 | 4.5% | 13408.2
7856 | APC | GUPXCB150EN150 | GUTOR PXC UL Battery Cabinet, 150A Breaker, Premium 150 Watt/Cell Battery | Ea |  | 1 Year (2 Years) | 14850 | 4.5% | 14181.75
7857 | APC | GUPXCB150EN205 | GUTOR PXC UL Battery Cabinet, 150A Breaker, Premium 205 Watt/Cell Battery | Ea |  | 1 Year (2 Years) | 17910 | 4.5% | 17104.05
7858 | APC | GUPXCB150EN300 | GUTOR PXC UL Battery Cabinet, 150A Breaker, Premium 300 Watt/Cell Battery | Ea |  | 1 Year (2 Years) | 15570 | 4.5% | 14869.35
7859 | APC | GUPXCB200CD210 | GUTOR PXC UL Battery Cabinet, 200A Breaker, 210 Watt/Cell Battery | Ea |  | 1 Year (2 Years) | 17730 | 4.5% | 16932.15
7860 | APC | GUPXCB200CD300 | GUTOR PXC UL Battery Cabinet, 200A Breaker, 300 Watt/Cell Battery | Ea |  | 1 Year (2 Years) | 21960 | 4.5% | 20971.8
7861 | APC | GUPXCB200CD540 | GUTOR PXC UL Battery Cabinet, 200A Breaker, 540 Watt/Cell Battery | Ea |  | 1 Year (2 Years) | 16020 | 4.5% | 15299.1
7862 | APC | GUPXCB200EN205 | GUTOR PXC UL Battery Cabinet, 200A Breaker, Premium 205 Watt/Cell Battery | Ea |  | 1 Year (2 Years) | 18270 | 4.5% | 17447.85
7863 | APC | GUPXCB200EN300 | GUTOR PXC UL Battery Cabinet, 200A Breaker, Premium 300 Watt/Cell Battery | Ea |  | 1 Year (2 Years) | 22500 | 4.5% | 21487.5
7864 | APC | GUPXCB200EN540 | GUTOR PXC UL Battery Cabinet, 200A Breaker, Premium 540 Watt/Cell Battery | Ea |  | 1 Year (2 Years) | 18360 | 4.5% | 17533.8
7865 | APC | GUPXCB300CD300 | GUTOR PXC UL Battery Cabinet, 300A Breaker, 300 Watt/Cell Battery | Ea |  | 1 Year (2 Years) | 23580 | 4.5% | 22518.9
7866 | APC | GUPXCB300CD540 | GUTOR PXC UL Battery Cabinet, 300A Breaker, 540 Watt/Cell Battery | Ea |  | 1 Year (2 Years) | 18900 | 4.5% | 18049.5
7867 | APC | GUPXCB300EN300 | GUTOR PXC UL Battery Cabinet, 300A Breaker, Premium 300 Watt/Cell Battery | Ea |  | 1 Year (2 Years) | 24245 | 4.5% | 23153.975
7868 | APC | GUPXCB300EN540 | GUTOR PXC UL Battery Cabinet, 300A Breaker, Premium 540 Watt/Cell Battery | Ea |  | 1 Year (2 Years) | 19980 | 4.5% | 19080.9
7869 | APC | GUPXCB400CD300 | GUTOR PXC UL Battery Cabinet, 400A Breaker, 300 Watt/Cell Battery | Ea |  | 1 Year (2 Years) | 25560 | 4.5% | 24409.8
7870 | APC | GUPXCB400CD540 | GUTOR PXC UL Battery Cabinet, 400A Breaker, 540 Watt/Cell Battery | Ea |  | 1 Year (2 Years) | 20610 | 4.5% | 19682.55
7871 | APC | GUPXCB400EN300 | GUTOR PXC UL Battery Cabinet, 400A Breaker, Premium 300 Watt/Cell Battery | Ea |  | 1 Year (2 Years) | 26280 | 4.5% | 25097.4
7872 | APC | GUPXCB400EN540 | GUTOR PXC UL Battery Cabinet, 400A Breaker, Premium 540 Watt/Cell Battery | Ea |  | 1 Year (2 Years) | 630 | 4.5% | 601.65
7873 | APC | GUPXCD100B | Battery Breaker Box 400A for GUTOR PXC UL 100 kVA UPS | Ea |  | 1 Year (2 Years) | 2880 | 4.5% | 2750.4
7874 | APC | GUPXCD37B | Battery Breaker Box 150A for GUTOR PXC UL 25/37.5 kVA UPS | Ea |  | 1 Year (2 Years) | 3240 | 4.5% | 3094.2
7875 | APC | GUPXCD50B | Battery Breaker Box 200A for GUTOR PXC UL 50 kVA UPS | Ea |  | 1 Year (2 Years) | 3600 | 4.5% | 3438
7876 | APC | GUPXCD75B | Battery Breaker Box 300A for GUTOR PXC UL 75 kVA UPS | Ea |  | 1 Year (2 Years) | 958 | 4.5% | 914.89
7877 | APC | GUPXCK100F | NEMA 12 (IP54) Filters Kit for GUTOR PXC UL 75/100 kVA UPS | Ea |  | 1 Year (2 Years) | 2250 | 4.5% | 2148.75
7878 | APC | GUPXCK100P | Parallel Kit 75/100 kVA UPS | Ea |  | 1 Year (2 Years) | 868 | 4.5% | 828.94
7879 | APC | GUPXCK100S | OSHPD Seismic Kit for GUTOR PXC UL 75/100 kVA UPS | Ea |  | 1 Year (2 Years) | 364 | 4.5% | 347.62
7880 | APC | GUPXCK50F | NEMA 12 (IP54) Filters Kit for GUTOR PXC UL 25/37.5/50 kVA UPS | Ea |  | 1 Year (2 Years) | 1350 | 4.5% | 1289.25
7881 | APC | GUPXCK50P | Parallel Kit 25/37.5/50 kVA UPS | Ea |  | 1 Year (2 Years) | 10660 | 4.5% | 10180.3
7882 | APC | GUPXCK50S | OSHPD Seismic Kit for GUTOR PXC UL 25/37.5/50 kVA UPS | Ea |  | 1 Year (2 Years) | 243 | 4.5% | 232.065
7883 | APC | GUPXCKTS | OSHPD seismic kit for Cable Top Entry Auxiliary Cabinet (400 mm wide frame) | Ea |  | 1 Year (2 Years) | 1230 | 4.5% | 1174.65
7884 | APC | GUPXCXOPT01 | GUTOR PXC BATTERY TEMP SENSOR 5M CABLE | Ea |  | 1 Year (2 Years) | 4140 | 4.5% | 3953.7
7885 | APC | GVMBBK250UL | Galaxy VM battery breaker kit 250A UL | Ea |  | 1 Year (2 Years) | 722 | 4.5% | 689.51
7886 | APC | GVMBBK400UL | Galaxy VM battery breaker kit 400A UL | Ea |  | 1 Year (2 Years) | 277 | 4.5% | 264.535
7887 | APC | GVMDFW-KIT | Galaxy VM Dust Filter Kit Wide Power Cabinet | Ea |  | 1 Year (2 Years) | 391 | 4.5% | 373.405
7888 | APC | GVMFU800WW | Fuse kit 160 to 225kVA WW | Ea |  | 1 Year (2 Years) | 381 | 4.5% | 363.855
7889 | APC | GVML2MBCN-KIT | Galaxy VM Level 2 Seismic Kit for Narrow Modular Battery Cabinet | Ea |  | 1 Year (2 Years) | 472 | 4.5% | 450.76
7890 | APC | GVML2MBCW-KIT | Galaxy VM Level 2 Seismic Kit for Wide Modular Battery Cabinet | Ea |  | 1 Year (2 Years) | 2145 | 4.5% | 2048.475
7891 | APC | GVMMBTU | Galaxy VM UPS Modular Battery module | Ea |  | 1 Year (2 Years) | 3580 | 4.5% | 3418.9
7892 | APC | GVMMODBCN | Galaxy VM UPS Modular Battery Cabinet Narrow for 6 battery modules | Ea |  | 1 Year (2 Years) | 5330 | 4.5% | 5090.15
7893 | APC | GVMMODBCW | Galaxy VM UPS Modular Battery Cabinet wide for 12 battery modules | Ea |  | 1 Year (2 Years) | 50040 | 4.5% | 47788.2
7894 | APC | GVMPB160KG65S | Galaxy VM 160 kVA UPS Parallel 480-480 V, 65kAIC, Start up 5x8 | Ea |  | 1 Year (2 Years) | 57950 | 4.5% | 55342.25
7895 | APC | GVMPB180KG65S | Galaxy VM 180 kVA UPS Parallel 480-480 V, 65kAIC, Start up 5x8 | Ea |  | 1 Year (2 Years) | 69235 | 4.5% | 66119.425
7896 | APC | GVMPB225KG65S | Galaxy VM 225 kVA UPS Parallel 480-480 V, 65kAIC, Start up 5x8 | Ea |  | 1 Year (2 Years) | 49060 | 4.5% | 46852.3
7897 | APC | GVMRB160KG65S | Galaxy VM 160 kVA Additional UPS for 1+1 480-480 V, 65kAIC, Start up 5x8 | Ea |  | 1 Year (2 Years) | 57950 | 4.5% | 55342.25
7898 | APC | GVMRB180KG65S | Galaxy VM 180 kVA Additional UPS for 1+1 480-480 V, 65kAIC, Start up 5x8 | Ea |  | 1 Year (2 Years) | 67010 | 4.5% | 63994.55
7899 | APC | GVMRB225KG65S | Galaxy VM 225 kVA Additional UPS for 1+1 480-480 V, 65kAIC, Start up 5x8 | Ea |  | 1 Year (2 Years) | 80105 | 4.5% | 76500.275
7900 | APC | GVMS160KGF65S | Galaxy VM 160 kVA UPS Single 480-208 V, 65kAIC, Start up 5x8 | Ea |  | 1 Year (2 Years) | 88945 | 4.5% | 84942.475
7901 | APC | GVMS180KGF65S | Galaxy VM 180 kVA UPS Single 480-208 V, 65kAIC, Start up 5x8 | Ea |  | 1 Year (2 Years) | 99745 | 4.5% | 95256.475
7902 | APC | GVMS225KGF65S | Galaxy VM 225 kVA UPS Single 480-208 V, 65kAIC, Start up 5x8 | Ea |  | 1 Year (2 Years) | 52840 | 4.5% | 50462.2
7903 | APC | GVMSB160KG65S | Galaxy VM 160 kVA UPS Single 480-480 V, 65kAIC, Start up 5x8 | Ea |  | 1 Year (2 Years) | 61000 | 4.5% | 58255
7904 | APC | GVMSB180KG65S | Galaxy VM 180 kVA UPS Single 480-480 V,65kAIC, Start up 5x8 | Ea |  | 1 Year (2 Years) | 71800 | 4.5% | 68569
7905 | APC | GVMSB225KG65S | Galaxy VM 225 kVA UPS Single 480-480 V, 65kAIC, Start up 5x8 | Ea |  | 1 Year (2 Years) | 21745 | 4.5% | 20766.475
7906 | APC | GVMSBC450KG | Galaxy VM System Bypass Cabinet 450K 480V | Ea |  | 1 Year (2 Years) | 27835 | 4.5% | 26582.425
7907 | APC | GVMSBC675KG | Galaxy VM System Bypass Cabinet 675K 480V | Ea |  | 1 Year (2 Years) | 30455 | 4.5% | 29084.525
7908 | APC | GVMSBCLB675KG | Galaxy VM System Bypass Cabinet 675K 480V with load bank breaker | Ea |  | 1 Year (2 Years) | 32325 | 4.5% | 30870.375
7909 | APC | GVSBPIT25 | Galaxy VS Maintenance Bypass Cabinet with Input Transformer 10-25kW 480V or 600V In, 208V Out | Ea |  | 1 Year (2 Years) | 14330 | 4.5% | 13685.15
7910 | APC | GVSBPIT50 | Galaxy VS Maintenance Bypass Cabinet with Input Transformer 30-50kW 480V or 600V In, 208V Out | Ea |  | 1 Year (2 Years) | 16000 | 4.5% | 15280
7911 | APC | GVSBPOT100 | Galaxy VS Maintenance Bypass Cabinet with Output Transformer 60-100kW 480V In, 208V Out | Ea |  | 1 Year (2 Years) | 13665 | 4.5% | 13050.075
7912 | APC | GVSBPOT50 | Galaxy VS Maintenance Bypass Cabinet with Output Transformer 20-50kW 480V In, 208V Out | Ea |  | 1 Year (2 Years) | 6260 | 4.5% | 5978.3
7913 | APC | GVSBPSU150G | Galaxy VS Maintenance Bypass Cabinet, UL, Single-Unit 50-75kW 208V, 100-150kW 480V | Ea |  | 1 Year (2 Years) | 4650 | 4.5% | 4440.75
7914 | APC | GVSBPSU80G | Galaxy VS Maintenance Bypass Cabinet, UL, Single-Unit 10-40kW 208V, 20-80kW 480V | Ea |  | 1 Year (2 Years) | 211 | 4.5% | 201.505
7915 | APC | GVSCBT1 | Galaxy VS Classic Battery Cabinet, UL, Type 1 | Ea |  | 1 Year (2 Years) | 16840 | 4.5% | 16082.2
7916 | APC | GVSCBT1ST | Galaxy VS Classic Battery Cabinet, UL, Type 1, Seismic Tested | Ea |  | 1 Year (2 Years) | 18595 | 4.5% | 17758.225
7917 | APC | GVSCBT2 | Galaxy VS Classic Battery Cabinet, UL, Type 2 | Ea |  | 1 Year (2 Years) | 19495 | 4.5% | 18617.725
7918 | APC | GVSCBT2ST | Galaxy VS Classic Battery Cabinet, UL, Type 2, Seismic Tested | Ea |  | 1 Year (2 Years) | 21405 | 4.5% | 20441.775
7919 | APC | GVSCBT3 | Galaxy VS Classic Battery Cabinet, UL, Type 3 | Ea |  | 1 Year (2 Years) | 22485 | 4.5% | 21473.175
7920 | APC | GVSCBT3ST | Galaxy VS Classic Battery Cabinet, UL, Type 3, Seismic Tested | Ea |  | 1 Year (2 Years) | 24470 | 4.5% | 23368.85
7921 | APC | GVSCBT4 | Galaxy VS Classic Battery Cabinet, UL, Type 4 | Ea |  | 1 Year (2 Years) | 25550 | 4.5% | 24400.25
7922 | APC | GVSCBT4ST | Galaxy VS Classic Battery Cabinet, UL, Type 4, Seismic Tested | Ea |  | 1 Year (2 Years) | 26855 | 4.5% | 25646.525
7923 | APC | GVSCBT5 | Galaxy VS Classic Battery Cabinet, UL, Type 5 | Ea |  | 1 Year (2 Years) | 27935 | 4.5% | 26677.925
7924 | APC | GVSCBT5ST | Galaxy VS Classic Battery Cabinet, UL, Type 5, Seismic Tested | Ea |  | 1 Year (2 Years) | 271400 | 4.5% | 259187
7925 | APC | GVSOPT001 | Galaxy VS Air Filter Kit for Wide UPS | Ea |  | 1 Year (2 Years) | 240 | 4.5% | 229.2
7926 | APC | GVSOPT002 | Galaxy VS Seismic Kit for Wide UPS or Modular Battery Cabinet | Ea |  | 1 Year (2 Years) | 180 | 4.5% | 171.9
7927 | APC | GVSOPT003 | Galaxy VS Seismic Kit for Narrow Bypass Floormount | Ea |  | 1 Year (2 Years) | 1550 | 4.5% | 1480.25
7928 | APC | GVSOPT004 | Galaxy VS Kirk Key Kit for Maintenance Bypass | Ea |  | 1 Year (2 Years) | 360 | 4.5% | 343.8
7929 | APC | GVSOPT005 | Galaxy VS NEMA 2 holes kit | Ea |  | 1 Year (2 Years) | 1620 | 4.5% | 1547.1
7930 | APC | GVSOPT007 | Galaxy VS Kirk Key Kit for Transformer Cabinet | Ea |  | 1 Year (2 Years) | 301 | 4.5% | 287.455
7931 | APC | GVSOPT008 | Galaxy VS Seismic Kit for Transformer Cabinet | Ea |  | 1 Year (2 Years) | 15940 | 4.5% | 15222.7
7932 | APC | GVSUPS100KGS | Galaxy VS UPS 100kW 480V for External Batteries, Start-up 5x8 | Ea |  | 1 Year (2 Years) | 32325 | 4.5% | 30870.375
7933 | APC | GVSUPS100KHS | Galaxy VS UPS 100kW 400V for External Batteries, Start-up 5x8 | Ea |  | 1 Year (2 Years) | 12650 | 4.5% | 12080.75
7934 | APC | GVSUPS10KFS | Galaxy VS UPS 10kW 208V for External Batteries, Start-up 5x8 | Ea |  | 1 Year (2 Years) | 14230 | 4.5% | 13589.65
7935 | APC | GVSUPS15KFS | Galaxy VS UPS 15kW 208V for External Batteries, Start-up 5x8 | Ea |  | 1 Year (2 Years) | 15020 | 4.5% | 14344.1
7936 | APC | GVSUPS20KFS | Galaxy VS UPS 20kW 208V for External Batteries, Start-up 5x8 | Ea |  | 1 Year (2 Years) | 18145 | 4.5% | 17328.475
7937 | APC | GVSUPS20KGS | Galaxy VS UPS 20kW 480V for External Batteries, Start-up 5x8 | Ea |  | 1 Year (2 Years) | 18145 | 4.5% | 17328.475
7938 | APC | GVSUPS20KHS | Galaxy VS UPS 20kW 400V for External Batteries, Start-up 5x8 | Ea |  | 1 Year (2 Years) | 15810 | 4.5% | 15098.55
7939 | APC | GVSUPS25KFS | Galaxy VS UPS 25kW 208V for External Batteries, Start-up 5x8 | Ea |  | 1 Year (2 Years) | 20755 | 4.5% | 19821.025
7940 | APC | GVSUPS30KFS | Galaxy VS UPS 30kW 208V for External Batteries, Start-up 5x8 | Ea |  | 1 Year (2 Years) | 19355 | 4.5% | 18484.025
7941 | APC | GVSUPS30KGS | Galaxy VS UPS 30kW 480V for External Batteries, Start-up 5x8 | Ea |  | 1 Year (2 Years) | 19355 | 4.5% | 18484.025
7942 | APC | GVSUPS30KHS | Galaxy VS UPS 30kW 400V for External Batteries, Start-up 5x8 | Ea |  | 1 Year (2 Years) | 23060 | 4.5% | 22022.3
7943 | APC | GVSUPS40KFS | Galaxy VS UPS 40kW 208V for External Batteries, Start-up 5x8 | Ea |  | 1 Year (2 Years) | 21295 | 4.5% | 20336.725
7944 | APC | GVSUPS40KGS | Galaxy VS UPS 40kW 480V for External Batteries, Start-up 5x8 | Ea |  | 1 Year (2 Years) | 21295 | 4.5% | 20336.725
7945 | APC | GVSUPS40KHS | Galaxy VS UPS 40kW 400V for External Batteries, Start-up 5x8 | Ea |  | 1 Year (2 Years) | 26210 | 4.5% | 25030.55
7946 | APC | GVSUPS50KFS | Galaxy VS UPS 50kW 208V for External Batteries, Start-up 5x8 | Ea |  | 1 Year (2 Years) | 24195 | 4.5% | 23106.225
7947 | APC | GVSUPS50KGS | Galaxy VS UPS 50kW 480V for External Batteries, Start-up 5x8 | Ea |  | 1 Year (2 Years) | 24195 | 4.5% | 23106.225
7948 | APC | GVSUPS50KHS | Galaxy VS UPS 50kW 400V for External Batteries, Start-up 5x8 | Ea |  | 1 Year (2 Years) | 27540 | 4.5% | 26300.7
7949 | APC | GVSUPS60KGS | Galaxy VS UPS 60kW 480V for External Batteries, Start-up 5x8 | Ea |  | 1 Year (2 Years) | 27540 | 4.5% | 26300.7
7950 | APC | GVSUPS60KHS | Galaxy VS UPS 60kW 400V for External Batteries, Start-up 5x8 | Ea |  | 1 Year (2 Years) | 29820 | 4.5% | 28478.1
7951 | APC | GVSUPS80KGS | Galaxy VS UPS 80kW 480V for External Batteries, Start-up 5x8 | Ea |  | 1 Year (2 Years) | 29820 | 4.5% | 28478.1
7952 | APC | GVSUPS80KHS | Galaxy VS UPS 80kW 400V for External Batteries, Start-up 5x8 | Ea |  | 1 Year (2 Years) | 10390 | 4.5% | 9922.45
7953 | APC | GVX1000K1000GS | Galaxy VX 1000kVA, 480V, Start up 5x8 | Ea |  | 1 Year (2 Years) | 271400 | 4.5% | 259187
7954 | APC | GVX1000K1000HS | Galaxy VX 1000kVA, 400V, Start up 5x8 | Ea |  | 1 Year (2 Years) | 283250 | 4.5% | 270503.75
7955 | APC | GVX1000K1250GS | Galaxy VX 1000kVA Scalable to 1250kVA 480V, Start up 5x8 | Ea |  | 1 Year (2 Years) | 309000 | 4.5% | 295095
7956 | APC | GVX1000K1500GS | Galaxy VX 1000kVA Scalable to 1500kVA 480V, Start up 5x8 | Ea |  | 1 Year (2 Years) | 206000 | 4.5% | 196730
7957 | APC | GVX1000K625GS | Galaxy VX 625kVA N+1 Redundant UPS 480V, Start up 5x8 | Ea |  | 1 Year (2 Years) | 242050 | 4.5% | 231157.75
7958 | APC | GVX1000K750GS | Galaxy VX 750kVA N+1 Redundant UPS 480V, Start up 5x8 | Ea |  | 1 Year (2 Years) | 272270 | 4.5% | 260017.85
7959 | APC | GVX1000K750HS | Galaxy VX 750kVA N+1 Redundant UPS 400V, Start up 5x8 | Ea |  | 1 Year (2 Years) | 325105 | 4.5% | 310475.275
7960 | APC | GVX1250K1000GS | Galaxy VX 1000kVA N+1 Redundant UPS 480V, Start up 5x8 | Ea |  | 1 Year (2 Years) | 325105 | 4.5% | 310475.275
7961 | APC | GVX1250K1000HS | Galaxy VX 1000kVA N+1 Redundant UPS 400V, Start up 5x8 | Ea |  | 1 Year (2 Years) | 329600 | 4.5% | 314768
7962 | APC | GVX1250K1250GS | Galaxy VX 1250kVA, 480V, Start up 5x8 | Ea |  | 1 Year (2 Years) | 345050 | 4.5% | 329522.75
7963 | APC | GVX1250K1500GS | Galaxy VX 1250kVA Scalable to 1500kVA 480V, Start up 5x8 | Ea |  | 1 Year (2 Years) | 381100 | 4.5% | 363950.5
7964 | APC | GVX1500K1250GS | Galaxy VX 1250kVA N+1 Redundant UPS 480V, Start up 5x8 | Ea |  | 1 Year (2 Years) | 391400 | 4.5% | 373787
7965 | APC | GVX1500K1500GS | Galaxy VX 1500kVA, 480V, Start up 5x8 | Ea |  | 1 Year (2 Years) | 448050 | 4.5% | 427887.75
7966 | APC | GVX1750K1500GS | Galaxy VX 1500kVA N+1 Redundant UPS 480V, Start up 5x8 | Ea |  | 1 Year (2 Years) | 163980 | 4.5% | 156600.9
7967 | APC | GVX500K1000GS | Galaxy VX 500kVA Scalable to 1000kVA 480V, Start up 5x8 | Ea |  | 1 Year (2 Years) | 163980 | 4.5% | 156600.9
7968 | APC | GVX500K1000HS | Galaxy VX 500kVA Scalable to 1000kVA 400V, Start up 5x8 | Ea |  | 1 Year (2 Years) | 178795 | 4.5% | 170749.225
7969 | APC | GVX500K1250GS | Galaxy VX 500kVA Scalable to 1250kVA 480V, Start up 5x8 | Ea |  | 1 Year (2 Years) | 184155 | 4.5% | 175868.025
7970 | APC | GVX500K1500GS | Galaxy VX 500kVA Scalable to 1500kVA 480V, Start up 5x8 | Ea |  | 1 Year (2 Years) | 155180 | 4.5% | 148196.9
7971 | APC | GVX500K500GS | Galaxy VX 500kVA, 480V, Start up 5x8 | Ea |  | 1 Year (2 Years) | 151245 | 4.5% | 144438.975
7972 | APC | GVX500K500HS | Galaxy VX 500kVA, 400V, Start up 5x8 | Ea |  | 1 Year (2 Years) | 159060 | 4.5% | 151902.3
7973 | APC | GVX500K750GS | Galaxy VX 500kVA Scalable to 750kVA 480V, Start up 5x8 | Ea |  | 1 Year (2 Years) | 157615 | 4.5% | 150522.325
7974 | APC | GVX500K750HS | Galaxy VX 500kVA Scalable to 750kVA 400V, Start up 5x8 | Ea |  | 1 Year (2 Years) | 211350 | 4.5% | 201839.25
7975 | APC | GVX625K1000GS | Galaxy VX 625kVA Scalable to 1000kVA 480V, Start up 5x8 | Ea |  | 1 Year (2 Years) | 211350 | 4.5% | 201839.25
7976 | APC | GVX625K1000HS | Galaxy VX 625kVA Scalable to 1000kVA 400V, Start up 5x8 | Ea |  | 1 Year (2 Years) | 190800 | 4.5% | 182214
7977 | APC | GVX625K625GS | Galaxy VX 625kVA, 480V, Start up 5x8 | Ea |  | 1 Year (2 Years) | 209115 | 4.5% | 199704.825
7978 | APC | GVX625K625HS | Galaxy VX 625kVA, 400V, Start up 5x8 | Ea |  | 1 Year (2 Years) | 217690 | 4.5% | 207893.95
7979 | APC | GVX750K1000GS | Galaxy VX 750kVA Scalable to 1000kVA 480V, Start up 5x8 | Ea |  | 1 Year (2 Years) | 217690 | 4.5% | 207893.95
7980 | APC | GVX750K1000HS | Galaxy VX 750kVA Scalable to 1000kVA 400V, Start up 5x8 | Ea |  | 1 Year (2 Years) | 230435 | 4.5% | 220065.425
7981 | APC | GVX750K1250GS | Galaxy VX 750kVA Scalable to 1250kVA 480V, Start up 5x8 | Ea |  | 1 Year (2 Years) | 237350 | 4.5% | 226669.25
7982 | APC | GVX750K1500GS | Galaxy VX 750kVA Scalable to 1500kVA 480V, Start up 5x8 | Ea |  | 1 Year (2 Years) | 200785 | 4.5% | 191749.675
7983 | APC | GVX750K500GS | Galaxy VX 500kVA N+1 Redundant UPS 480V, Start up 5x8 | Ea |  | 1 Year (2 Years) | 200785 | 4.5% | 191749.675
7984 | APC | GVX750K500HS | Galaxy VX 500kVA N+1 Redundant UPS 400V, Start up 5x8 | Ea |  | 1 Year (2 Years) | 197760 | 4.5% | 188860.8
7985 | APC | GVX750K750GS | Galaxy VX 750kVA, 480V, Start up 5x8 | Ea |  | 1 Year (2 Years) | 220120 | 4.5% | 210214.6
7986 | APC | GVX750K750HS | Galaxy VX 750kVA, 400V, Start up 5x8 | Ea |  | 1 Year (2 Years) | 29120 | 4.5% | 27809.6
7987 | APC | GVXCBC400E490 | Galaxy VX Battery Cabinet, 400A, 490 watt/cell batt | Ea |  | 1 Year (2 Years) | 29910 | 4.5% | 28564.05
7988 | APC | GVXCBC400E540 | Galaxy VX Battery Cabinet, 400A, 540 watt/cell batt | Ea |  | 1 Year (2 Years) | 29120 | 4.5% | 27809.6
7989 | APC | GVXCBC400P505 | Galaxy VX Battery Cabinet, 400A, Premium 505 watt/cell batt | Ea |  | 1 Year (2 Years) | 29515 | 4.5% | 28186.825
7990 | APC | GVXCBC400P540 | Galaxy VX Battery Cabinet, 400A, Premium 540 watt/cell batt | Ea |  | 1 Year (2 Years) | 31495 | 4.5% | 30077.725
7991 | APC | GVXCBC600E490 | GALAXY VX BATTERY CABINET, 600A, 490 WATT/CELL BATT | Ea |  | 1 Year (2 Years) | 32290 | 4.5% | 30836.95
7992 | APC | GVXCBC600E540 | Galaxy VX Battery Cabinet, 600A, 540 watt/cell batt | Ea |  | 1 Year (2 Years) | 31100 | 4.5% | 29700.5
7993 | APC | GVXCBC600P505 | Galaxy VX Battery Cabinet, 600A, Premium 505 watt/cell batt | Ea |  | 1 Year (2 Years) | 31495 | 4.5% | 30077.725
7994 | APC | GVXCBC600P540 | Galaxy VX Battery Cabinet, 600A, Premium 540 watt/cell batt | Ea |  | 1 Year (2 Years) | 65560 | 4.5% | 62609.8
7995 | APC | GVXIOCG | Galaxy VX 480V I/O Cabinet | Ea |  | 1 Year (2 Years) | 1220 | 4.5% | 1165.1
7996 | APC | GVXMBCKA | Galaxy VX Adjacent Maintenance Bypass Cabinet Kit | Ea |  | 1 Year (2 Years) | 32140 | 4.5% | 30693.7
7997 | APC | GVXMBCR625KG | Galaxy VX 625kVA 480V Remote Maintenance Bypass Cabinet | Ea |  | 1 Year (2 Years) | 33065 | 4.5% | 31577.075
7998 | APC | GVXMBCR750KG | Galaxy VX 750kVA 480V Remote Maintenance Bypass Cabinet | Ea |  | 1 Year (2 Years) | 56650 | 4.5% | 54100.75
7999 | APC | GVXP250KD | Galaxy VX 250KVA 400/480V Pwr Cab | Ea |  | 1 Year (2 Years) | 618 | 4.5% | 590.19
8000 | APC | GVXSFOPT1 | Galaxy VX 625kVA / 750kVA Single Feed Kit | Ea |  | 1 Year (2 Years) | 2745 | 4.5% | 2621.475
8001 | APC | H10BLK | APC AV Black 1kVA H Type Power Conditioner 120V | Ea |  | 1 Year (2 Years) | 358 | 4.5% | 341.89
8002 | APC | H15BLK | APC AV Black 1.5kVA H Type Power Conditioner 120V | Ea |  | 1 Year (2 Years) | 460 | 4.5% | 439.3
8003 | APC | IE7EDVCZLSPEZZ | PME Version upgrade from ION Enterprise 5.6 or 6.0 - 1000 device licenses | Ea |  | 1 Year (2 Years) | 155 | 4.5% | 148.025
8004 | APC | INWALLKIT-BLK | APC AV Black In-Wall Power Filter and Connection Kit | Ea |  | 1 Year (2 Years) | 197 | 4.5% | 188.135
8005 | APC | INWALLKIT-WHT | APC AV White In-Wall Power Filter and Connection Kit | Ea |  | 1 Year (2 Years) | 197 | 4.5% | 188.135
8006 | APC | ISX20K20F | Symmetra PX 20kW, 208V | Ea |  | 1 Year (2 Years) | 103965 | 4.5% | 99286.575
8007 | APC | ISX20KF | 20 kW 208 V UPS BASE FRAME w/ SBP and PDU All in One | Ea |  | 1 Year (2 Years) | 617 | 4.5% | 589.235
8008 | APC | ISX-A-DOC-EN | APC ISX for Wiring Closets/Computer Rooms System Doc English | Ea |  | 1 Year (2 Years) | 93 | 4.5% | 88.815
8009 | APC | J10BLK | APC AV Black J Type 1kVA Power Conditioner with Battery Backup 120V Retail | Ea |  | 1 Year (2 Years) | 712 | 4.5% | 679.96
8010 | APC | J15BLK | APC AV Black J Type 1.5kVA Power Conditioner with Battery Backup 120V Retail | Ea |  | 1 Year (2 Years) | 855 | 4.5% | 816.525
8011 | APC | J25B | APC AV J Type 1.5kVA Power Conditioner with Battery Backup 120V | Ea |  | 1 Year (2 Years) | 403 | 4.5% | 384.865
8012 | APC | J35B | APC AV J Type 1.5kVA Power Conditioner with Battery Backup & AVR 120V | Ea |  | 1 Year (2 Years) | 625 | 4.5% | 596.875
8013 | APC | KVM0108A | APC KVM 2G, Analog, 1 Local User, 8 Ports | Ea |  | 1 Year (2 Years) | 832 | 4.5% | 794.56
8014 | APC | KVM0116A | APC KVM 2G, Analog, 1 Local User, 16 ports | Ea |  | 1 Year (2 Years) | 1455 | 4.5% | 1389.525
8015 | APC | KVM1116R | APC KVM 2G, Digital/IP, 1 Remote/1 Local User, 16 Ports with Virtual Media - FIPS 140-2 | Ea |  | 1 Year (2 Years) | 4750 | 4.5% | 4536.25
8016 | APC | KVM2116P | APC KVM 2G, Enterprise Digital/IP, 2 Remote Users, 1 Local User, 16 ports with Virtual Media | Ea |  | 1 Year | 9900 | 4.5% | 9454.5
8017 | APC | KVM-BN001 | APC 2X1X16 IP KVM with APC 17" Rack LCD and USB VM Server Module Bundle | Ea |  | 1 Year | 236 | 4.5% | 225.38
8018 | APC | KVM-DVIVMCAC | APC KVM 2G, SERVER MODULE, DVI WITH VIRTUAL MEDIA AND CAC | Ea |  | 1 Year | 236 | 4.5% | 225.38
8019 | APC | KVM-HDMIVMCAC | APC KVM 2G, SERVER MODULE, HDMI WITH VIRTUAL MEDIA AND CAC | Ea |  | 1 Year | 86 | 4.5% | 82.13
8020 | APC | KVM-LCDMOUNT | APC KVM 2G, LCD Rear Mounting Kit | Ea |  | 1 Year | 157 | 4.5% | 149.935
8021 | APC | KVM-PS2 | APC KVM 2G, Server Module, PS/2 | Ea |  | 1 Year | 189 | 4.5% | 180.495
8022 | APC | KVM-PS2VM | APC KVM 2G, Server Module, PS/2 with Virtual Media | Ea |  | 1 Year | 157 | 4.5% | 149.935
8023 | APC | KVM-SERIAL | APC KVM 2G, Server Module, Serial | Ea |  | 1 Year | 157 | 4.5% | 149.935
8024 | APC | KVM-USB | APC KVM 2G, Server Module, USB | Ea |  | 1 Year | 189 | 4.5% | 180.495
8025 | APC | KVM-USBVM | APC KVM 2G, Server Module, USB with Virtual Media | Ea |  | 1 Year | 219 | 4.5% | 209.145
8026 | APC | KVM-USBVMCAC | APC KVM 2G, Server Module, USB with Virtual Media and CAC | Ea |  | 1 Year | 614 | 4.5% | 586.37
8027 | APC | LE1200 | APC LINE-R 1200VA AUTOMATIC VOLTAGE REGULATOR, 120V, LAM/NAM | Ea |  | 1 Year | 78 | 4.5% | 74.49
8028 | APC | LE1200I | APC LINE-R 1200VA AUTOMATIC VOLTAGE REGULATOR, 230V, EMEA | Ea |  | 1 Year | 64 | 4.5% | 61.12
8029 | APC | LE600 | APC LINE-R 600VA AUTOMATIC VOLTAGE REGULATOR, 120V, LAM/NAM | Ea |  | 1 Year | 69 | 4.5% | 65.895
8030 | APC | LE600I | APC LINE-R 600VA AUTOMATIC VOLTAGE REGULATOR, 230V, EMEA | Ea |  | 1 Year | 27 | 4.5% | 25.785
8031 | APC | LIBATTSMGEUL | Li-ion Battery Rack Type E - UL | Ea |  | 1 Year | 43200 | 4.5% | 41256
8032 | APC | LIBATTSMGGUL | Li-ion Battery Rack Type G - UL | Ea |  | 1 Year | 31275 | 4.5% | 29867.625
8033 | APC | LIBATTSMGOUL | Li-ion Battery Rack Type O - UL | Ea |  | 1 Year | 36360 | 4.5% | 34723.8
8034 | APC | LIBATTSMGSUL | Li-ion Battery Rack Type S - UL | Ea |  | 1 Year | 1250 | 4.5% | 1193.75
8035 | APC | M12USWH | APC Back-UPS Connect 50 Mobile Power Pack, 11400mAh, Li-Ion | Ea |  | 1 Year | 10.25 | 4.5% | 9.7888
8036 | APC | MDC24SX3KVAT | Micro DC 24U SX, 3KVA, 120V | Ea |  | 1 Year | 20595 | 4.5% | 19668.225
8037 | APC | MDC42SX5KVAT | Micro DC 42U SX, 5KVA, 208V | Ea |  | 1 Year (2 Years) | 270 | 4.5% | 257.85
8038 | APC | MPDU10K30F-24 | MGE Galaxy 3000 10kVA-30kVA 208V 24 Pole Power Distribution Unit in MBP Cabinet | Ea |  | 1 Year (2 Years) | 2425 | 4.5% | 2315.875
8039 | APC | MPDU10K30F-42 | MGE Galaxy 3000 10kVA-30kVA 208V 42 Pole Power Distribution Unit | Ea |  | 1 Year (2 Years) | 120 | 4.5% | 114.6
8040 | APC | NBAC0122 | Dual Power Supply (-5V/3.3V) for NetBotz 500 | Ea |  | 1 Year (2 Years) | 83 | 4.5% | 79.265
8041 | APC | NBAC0213L | NetBotz USB Latching Repeater Cable, LSZH - 5m | Ea |  | 1 Year (2 Years) | 130 | 4.5% | 124.15
8042 | APC | NBAC0213P | NetBotz USB Latching Repeater Cable, Plenum - 5m | Ea |  | 1 Year | 58 | 4.5% | 55.39
8043 | APC | NBAC0214L | NetBotz USB Latching Cable, LSZH - 5m | Ea |  | 1 Year | 69 | 4.5% | 65.895
8044 | APC | NBAC0214P | NetBotz USB Latching Cable, Plenum - 5m | Ea |  | 1 Year | 87 | 4.5% | 83.085
8045 | APC | NBAC0218 | APC NetBotz Wide-Angle Lens, 4.8mm, Fixed Objective | Ea |  | 1 Year | 570 | 4.5% | 544.35
8046 | APC | NBAC0221 | APC NetBotz Pod Mounting Kit | Ea |  | 1 Year | 134 | 4.5% | 127.97
8047 | APC | NBAC0231 | APC NetBotz 0-5V Sensor Cable | Ea |  | 1 Year | 445 | 4.5% | 424.975
8048 | APC | NBAC0236 | NetBotz Small Device Tray | Ea |  | 1 Year | 110 | 4.5% | 105.05
8049 | APC | NBAC0301 | Surface Mounting Brackets for NetBotz Room Monitor Appliance or Camera Pod | Ea |  | 1 Year | 110 | 4.5% | 105.05
8050 | APC | NBAC0302 | Rack Mounting Bracket for NetBotz Camera Pod 160 | Ea |  | 1 Year | 150 | 4.5% | 143.25
8051 | APC | NBAC0303NA | APC POE Injector | Ea |  | 1 Year | 344 | 4.5% | 328.52
8052 | APC | NBACS125 | NetBotz 125 kHz Rack Access Control | Ea |  | 1 Year | 1985 | 4.5% | 1895.675
8053 | APC | NBACS1356 | NetBotz 13.56 MHz Rack Access Control | Ea |  | 1 Year | 503 | 4.5% | 480.365
8054 | APC | NBBN0510 | APC NetBotz Pilot Pack 500 Standard | Ea |  | 1 Year | 3255 | 4.5% | 3108.525
8055 | APC | NBDA30L2 | APC Netbotz Amp Detector 60-30L (for NEMA L6-30) | Ea |  | 1 Year | 419 | 4.5% | 400.145
8056 | APC | NBES0201 | APC NetBotz Particle Sensor PS100 | Ea |  | 1 Year | 153 | 4.5% | 146.115
8057 | APC | NBES0301 | NetBotz Spot Fluid Sensor - 15 ft. | Ea |  | 1 Year | 69 | 4.5% | 65.895
8058 | APC | NBES0302 | NetBotz Door Switch Sensor for Rooms or 3rd Party Racks - 50 ft. | Ea |  | 1 Year | 135 | 4.5% | 128.925
8059 | APC | NBES0303 | NetBotz Door Switch Sensors (2) for an APC Rack - 12 ft. | Ea |  | 1 Year | 51 | 4.5% | 48.705
8060 | APC | NBES0304 | NetBotz Dry Contact Cable - 15 ft. | Ea |  | 1 Year | 81 | 4.5% | 77.355
8061 | APC | NBES0305 | NetBotz 0-5V Cable - 15 ft. | Ea |  | 1 Year | 137 | 4.5% | 130.835
8062 | APC | NBES0306 | NetBotz Vibration Sensor - 12 ft. | Ea |  | 1 Year | 256 | 4.5% | 244.48
8063 | APC | NBES0307 | NetBotz Smoke Sensor - 10 ft. | Ea |  | 1 Year | 397 | 4.5% | 379.135
8064 | APC | NBES0308 | NetBotz Leak Rope Sensor - 20 ft. | Ea |  | 1 Year | 313 | 4.5% | 298.915
8065 | APC | NBES0309 | NetBotz Leak Rope Extension - 20 ft. | Ea |  | 1 Year | 114 | 4.5% | 108.87
8066 | APC | NBES0311 | NetBotz Temperature Sensor - 32 in. (used with NetBotz Wireless Sensor Pod 180) | Ea |  | 1 Year | 59 | 4.5% | 56.345
8067 | APC | NBES0312 | NetBotz Door Switch Sensor for 3rd Party Racks - 62 in. (used with NetBotz Wireless Sensor Pod 180) | Ea |  | 1 Year | 66 | 4.5% | 63.03
8068 | APC | NBES0313 | NetBotz Door Switch Sensor for an APC Rack - 62 in. (used with NetBotz Wireless Sensor Pod 180) | Ea |  | 1 Year | 504 | 4.5% | 481.32
8069 | APC | NBHN0171 | APC SX Rack Handle Kit (for NetBotz Rack Access Pod 170) | Ea |  | 1 Year | 1035 | 4.5% | 988.425
8070 | APC | NBHN125 | NetBotz 125 kHz Handle Kit | Ea |  | 1 Year | 1325 | 4.5% | 1265.375
8071 | APC | NBHN1356 | NetBotz 13.56 MHz Handle Kit | Ea |  | 1 Year | 121 | 4.5% | 115.555
8072 | APC | NBIP0021HP | APC Integration Pkg/HP OpenView V 6.4 Windows | Ea |  | 1 Year | 141 | 4.5% | 134.655
8073 | APC | NBPD0129 | APC NetBotz 4-20mA Sensor Pod | Ea |  | 1 Year | 383 | 4.5% | 365.765
8074 | APC | NBPD0150 | NetBotz Rack Sensor Pod 150 | Ea |  | 1 Year | 450 | 4.5% | 429.75
8075 | APC | NBPD0155 | NetBotz Room Sensor Pod 155 | Ea |  | 1 Year | 339 | 4.5% | 323.745
8076 | APC | NBPD0160A | NetBotz Camera Pod 160 | Ea |  | 1 Year | 495 | 4.5% | 472.725
8077 | APC | NBPD0162 | Pelco Sarix IL10 Camera for NetBotz | Ea |  | 1 Year | 278 | 4.5% | 265.49
8078 | APC | NBPD0165 | NetBotz Camera Pod 165 | Ea |  | 1 Year | 1975 | 4.5% | 1886.125
8079 | APC | NBPD0170 | NetBotz Rack Access Pod 170 (pod only) | Ea |  | 1 Year | 1830 | 4.5% | 1747.65
8080 | APC | NBPD0171 | NetBotz Rack Access Pod 170 (pod, handles, and door contacts for APC SX rack) | Ea |  | 1 Year | 1830 | 4.5% | 1747.65
8081 | APC | NBPD0172 | NetBotz Rack Access Pod 170 (pod, handles, and door contacts for Chatsworth GlobalFrame rack) | Ea |  | 1 Year | 231 | 4.5% | 220.605
8082 | APC | NBPD0180 | NetBotz Wireless Sensor Pod 180 | Ea |  | 1 Year | 131 | 4.5% | 125.105
8083 | APC | NBRK0250 | NetBotz Rack Monitor 250 | Ea |  | 1 Year | 1910 | 4.5% | 1824.05
8084 | APC | NBRK0450 | NetBotz Rack Monitor 450 (without 120/240V Power Supply) | Ea |  | 1 Year | 2530 | 4.5% | 2416.15
8085 | APC | NBRK0451 | NetBotz Rack Monitor 450 (with 120/240V Power Supply) | Ea |  | 1 Year | 2800 | 4.5% | 2674
8086 | APC | NBRK0570 | NetBotz Rack Monitor 570 | Ea |  | 1 Year | 2875 | 4.5% | 2745.625
8087 | APC | NBRK0750 | NetBotz Rack Monitor 750 | Ea |  | 1 Year | 81 | 4.5% | 77.355
8088 | APC | NBSP0141 | APC NetBotz Full-Year Warranty Renewal- 3xx/4xx models - Single-Appliance Pack | Ea |  | 1 Year | 1455 | 4.5% | 1389.525
8089 | APC | NBSP0142 | APC NetBotz Full-Year Warranty Renewal - 3xx/4xx models - Five-Appliance Pack | Ea |  | 1 Year | 501 | 4.5% | 478.455
8090 | APC | NBSP0231 | APC NetBotz 21-Month Bridge Sftwr & Support Warranty - 500 models - Single-Appliance Pack | Ea |  | 1 Year | 3600 | 4.5% | 3438
8091 | APC | NBSP0362 | APC InfraStruXure Central Enterprise Full-Year Warranty Renewal | Ea |  | 1 Year | 387 | 4.5% | 369.585
8092 | APC | NBSV1000 | StruxureWare Data Center Expert 15 Node NetBotz Surveillance License | Ea |  | 1 Year | 1420 | 4.5% | 1356.1
8093 | APC | NBSV1005 | StruxureWare Data Center Expert 5 Node NetBotz Surveillance License | Ea |  | 1 Year | 2425 | 4.5% | 2315.875
8094 | APC | NBSV1010 | StruxureWare Data Center Expert 10 Node NetBotz Surveillance License | Ea |  | 1 Year | 5525 | 4.5% | 5276.375
8095 | APC | NBSV1025 | StruxureWare Data Center Expert 25 Node NetBotz Surveillance License | Ea |  | 1 Year | 642 | 4.5% | 613.11
8096 | APC | NBWC100U | NetBotz Wireless USB Coordinator & Router | Ea |  | 1 Year | 189 | 4.5% | 180.495
8097 | APC | NBWL0355A | NetBotz Room Monitor 355 (without PoE Injector) | Ea |  | 1 Year | 2045 | 4.5% | 1952.975
8098 | APC | NBWL0356A | NetBotz Room Monitor 355 (with 120/240V PoE Injector) | Ea |  | 1 Year | 2265 | 4.5% | 2163.075
8099 | APC | NBWL0455A | NetBotz Room Monitor 455 (without PoE Injector) | Ea |  | 1 Year | 2950 | 4.5% | 2817.25
8100 | APC | NBWL0456A | NetBotz Room Monitor 455 (with 120/240V PoE Injector) | Ea |  | 1 Year | 18900 | 4.5% | 18049.5
8101 | APC | NBWN0002 | Base - 1 Year (2 Years) Software Support Contract (NBRK0450/NBRK0550) | Ea |  | 1 Year | 245 | 4.5% | 233.975
8102 | APC | NBWN0003 | Extension - 1 Year Software Support Contract & 1 Year Hardware Warranty (NBWL0355/NBWL0455) | Ea |  | 1 Year | 47 | 4.5% | 44.885
8103 | APC | NBWN0005 | NetBotz Advanced Software Pack #1 | Ea |  | 1 Year | 396 | 4.5% | 378.18
8104 | APC | NBWN0006 | NetBotz Device Monitoring (Five Nodes) Pack | Ea |  | 1 Year | 65 | 4.5% | 62.075
8105 | APC | NBWS100H | NetBotz Wireless Temperature & Humidity Sensor | Ea |  | 1 Year | 130 | 4.5% | 124.15
8106 | APC | NBWS100T | NetBotz Wireless Temperature Sensor | Ea |  | 1 Year | 305 | 4.5% | 291.275
8107 | APC | NET7 | APC NETWORK SURGEARREST 7-OUTLET | Ea |  | 1 Year | 60 | 4.5% | 57.3
8108 | APC | NET8 | APC NETWORK SURGEARREST 8 OUTLET 120V | Ea |  | 1 Year | 139 | 4.5% | 132.745
8109 | APC | NET9RMBLK | APC Black Rackmount SurgeArrest 9 Outlet 120V | Ea |  | 1 Year | 60 | 4.5% | 57.3
8110 | APC | NETBOTZINSTL | NETBOTZ INSTALLATION | Ea |  | 1 Year | 45 | 4.5% | 42.975
8111 | APC | P11GTV | APC Power-Saving Performance SurgeArrest, 11 Outlets with Phone and Video Protection, 120V | Ea |  | 1 Year | 60 | 4.5% | 57.3
8112 | APC | P11U2 | APC Performance SurgeArrest 11 Outlets with 2 USB charging ports (5V, 2.4A in total), 120V | Ea |  | 1 Year | 37 | 4.5% | 35.335
8113 | APC | P11VNT3 | APC Performance SurgeArrest 11 Outlet with Phone (Splitter), Coax and Ethernet Protection, 120V | Ea |  | 1 Year | 46 | 4.5% | 43.93
8114 | APC | P11VT3 | APC Performance SurgeArrest 11 Outlet with Phone (Splitter) and Coax Protection, 120V | Ea |  | 1 Year | 46 | 4.5% | 43.93
8115 | APC | P11VT3MP10-CN | APC Performance SurgeArrest 11 Outlet with Phone (Splitter) and Coax Protection, 120V Canada | Ea |  | 1 Year | 48 | 4.5% | 45.84
8116 | APC | P12U2 | APC Performance SurgeArrest 12 Outlet with 2 Port 2.4 A USB Charger 120V | Ea |  | 1 Year | 36 | 4.5% | 34.38
8117 | APC | P1T | APC Essential SurgeArrest 1 Outlet with Phone Protection, 120V | Ea |  | 1 Year | 44 | 4.5% | 42.02
8118 | APC | P232R | REPLACEABLE, RACKMOUNT, 1U, RS232 SURGE PROTECTION MODULE | Ea |  | 1 Year | 27 | 4.5% | 25.785
8119 | APC | P3U3 | APC Essential SurgeArrest, 3 Outlets, 3 USB Charging Ports, 120V | Ea |  | 1 Year | 44 | 4.5% | 42.02
8120 | APC | P3U3B | APC Essential SurgeArrest, 3 Outlets, 3 USB Charging Ports, 120V, Black | Ea |  | 1 Year | 44 | 4.5% | 42.02
8121 | APC | P3U3B-CA | APC Essential SurgeArrest, 3 Outlets, 3 USB Charging Ports, 120V, Black | Ea |  | 1 Year | 22.75 | 4.5% | 21.7263
8122 | APC | P4GC | APC Power-Saving Timer Essential SurgeArrest, 4 Outlet Wall Tap, 120V | Ea |  | 1 Year | 28 | 4.5% | 26.74
8123 | APC | P4V | APC Audio/Video Surge Protector 4 Outlet with Coax Protection, 120V | Ea |  | 1 Year | 41 | 4.5% | 39.155
8124 | APC | P5B-UK | APC Essential SurgeArrest 5 outlets 230V UK | Ea |  | 1 Year | 17.75 | 4.5% | 16.9512
8125 | APC | P6B | APC Essential SurgeArrest 6 Outlet, 120V | Ea |  | 1 Year | 13.5 | 4.5% | 12.8925
8126 | APC | P6B-LM | APC Essential SurgeArrest 6 Outlet, 120V Latin America | Ea |  | 1 Year | 26 | 4.5% | 24.83
8127 | APC | P6GC | APC Power-Saving Timer Essential SurgeArrest, 6 Outlet, 120V | Ea |  | 1 Year | 26 | 4.5% | 24.83
8128 | APC | P6GC-CA | APC Power-Saving Timer Essential SurgeArrest, 6 Outlet, 120V Canada | Ea |  | 1 Year | 23.25 | 4.5% | 22.2037
8129 | APC | P6M | APC Essential SurgeArrest 6 Outlet, 120V Metal | Ea |  | 1 Year | 26 | 4.5% | 24.83
8130 | APC | P6M10 | APC Essential SurgeArrest 6 Outlet 10 Foot Cord, 120V Metal | Ea |  | 1 Year | 22 | 4.5% | 21.01
8131 | APC | P6N | APC Essential SurgeArrest 6 Outlet with Ethernet Protection, 120V | Ea |  | 1 Year | 26 | 4.5% | 24.83
8132 | APC | P6TM | APC Essential SurgeArrest 6 Outlet with Phone Protection, 120V Metal | Ea |  | 1 Year | 33 | 4.5% | 31.515
8133 | APC | P6TM10 | APC Essential SurgeArrest 6 Outlet with Phone Protection 10 Foot Cord, 120V Metal | Ea |  | 1 Year | 10.5 | 4.5% | 10.0275
8134 | APC | P6V | APC Audio/Video Surge Protector 6 Outlet with Coax Protection, 120V | Ea |  | 1 Year | 51 | 4.5% | 48.705
8135 | APC | P6W | APC Essential SurgeArrest 6 Outlet Wall Mount, 120V | Ea |  | 1 Year | 11.5 | 4.5% | 10.9825
8136 | APC | P6WT | APC Essential SurgeArrest 6 Outlet Wall Mount with Phone Protection, 120V | Ea |  | 1 Year | 21 | 4.5% | 20.055
8137 | APC | P6WU2 | APC Essential SurgeArrest 6 Outlet Wall Mount With USB, 120V | Ea |  | 1 Year | 16.25 | 4.5% | 15.5187
8138 | APC | P74-CN | APC Essential SurgeArrest 7 Outlet 4 Foot Cord, 120V Canada | Ea |  | 1 Year | 30 | 4.5% | 28.65
8139 | APC | P7GB | APC Power-Saving Essential SurgeArrest, 7 Outlets, 120V | Ea |  | 1 Year | 15 | 4.5% | 14.325
8140 | APC | P7T10 | APC Essential SurgeArrest 7 Outlet with Phone Protection 10 Foot Cord, 120V | Ea |  | 1 Year | 21 | 4.5% | 20.055
8141 | APC | P7T-LM | APC Essential SurgeArrest 7 Outlet with Phone Protection, 120V Latin America | Ea |  | 1 Year | 24 | 4.5% | 22.92
8142 | APC | P7V | APC AUDIO/VIDEO SURGE PROTECTOR 7 OUTLET W/COAX | Ea |  | 1 Year | 28 | 4.5% | 26.74
8143 | APC | P8 | APC Performance SurgeArrest 8 Outlet 120V | Ea |  | 1 Year | 66 | 4.5% | 63.03
8144 | APC | P8GT | APC Power-Saving Home/Office SurgeArrest, 8 Outlets with Phone Protection, 120V | Ea |  | 1 Year | 37 | 4.5% | 35.335
8145 | APC | P8T3 | APC Home Office SurgeArrest 8 Outlet with Phone (Splitter) Protection, 120V | Ea |  | 1 Year | 32 | 4.5% | 30.56
8146 | APC | P8T3-CN | APC Home Office SurgeArrest 8 Outlet with Phone (Splitter) Protection, 120V Canada | Ea |  | 1 Year | 20.75 | 4.5% | 19.8163
8147 | APC | P8T3-LM | APC Home Office SurgeArrest 8 Outlet with Phone (Splitter) Protection, 120V Latin America | Ea |  | 1 Year | 36 | 4.5% | 34.38
8148 | APC | P8U2 | APC Home Office SurgeArrest 8 Outlets with 2 USB charging ports (5V, 2.4A in total), 120V | Ea |  | 1 Year | 37 | 4.5% | 35.335
8149 | APC | P8V | APC Premium Audio/Video Surge Protector 8 Outlet with Coax Protection, 120V | Ea |  | 1 Year | 74 | 4.5% | 70.67
8150 | APC | P8VNTG | APC Audio/Video Power-Savingurge Protector 8 Outlet, Phone/NetworkK/COAX Protection, 120V, Taiwan | Ea |  | 1 Year | 92 | 4.5% | 87.86
8151 | APC | P8VT3 | APC Home Office SurgeArrest 8 Outlet with Phone (Splitter) and Coax Protection, 120V | Ea |  | 1 Year | 27 | 4.5% | 25.785
8152 | APC | P8VT3-LM | APC Home Office SurgeArrest 8 Outlet with Phone (Splitter) and Coax Protection, 120V Latin America | Ea |  | 1 Year | 31 | 4.5% | 29.605
8153 | APC | PB100AEC | PB Busway End Closure, 100A | Ea |  | 1 Year | 54 | 4.5% | 51.57
8154 | APC | PB100FH | PB Busway Standard Hanger,100A | Ea |  | 1 Year | 222 | 4.5% | 212.01
8155 | APC | PB225AEC | PB Busway End Closure, 600V max | Ea |  | 1 Year | 54 | 4.5% | 51.57
8156 | APC | PB225FH | PB Busway Standard Hanger,225A | Ea |  | 1 Year | 551 | 4.5% | 526.205
8157 | APC | PB400AEC | PB Busway End Closure, 400A | Ea |  | 1 Year | 96 | 4.5% | 91.68
8158 | APC | PB400FH | PB Busway Standard Hanger, 400A | Ea |  | 1 Year | 679 | 4.5% | 648.445
8159 | APC | PBCE4A100AST048B | PB Busway Straight Distribution, 4ft, 100A | Ea |  | 1 Year | 1070 | 4.5% | 1021.85
8160 | APC | PBCE4A100AST120B | PB Busway Straight Distribution, 10ft, 100A | Ea |  | 1 Year | 1520 | 4.5% | 1451.6
8161 | APC | PBCE4A225AST048B | PB Busway Straight Distribution, 4ft, 225A, 600V max | Ea |  | 1 Year | 2365 | 4.5% | 2258.575
8162 | APC | PBCE4A225AST120B | PB Busway Straight Distribution, 10ft, 225A, 600V max | Ea |  | 1 Year | 1550 | 4.5% | 1480.25
8163 | APC | PBCE4A225ST120RB | PB Busway Straight Distribution, 10ft, 225A, 240V | Ea |  | 1 Year | 1325 | 4.5% | 1265.375
8164 | APC | PBCE4A400AST048B | PB Busway Straight Distribution, 4ft, 400A | Ea |  | 1 Year | 2490 | 4.5% | 2377.95
8165 | APC | PBCE4A400AST120B | PB Busway Straight Distribution, 10ft, 400A | Ea |  | 1 Year | 947 | 4.5% | 904.385
8166 | APC | PBCF4A100ACRB | PB Busway Cross, 100A | Ea |  | 1 Year | 638 | 4.5% | 609.29
8167 | APC | PBCF4A100ALLB | PB Busway Elbow Left, 100A | Ea |  | 1 Year | 638 | 4.5% | 609.29
8168 | APC | PBCF4A100ALRB | PB Busway Elbow Right, 100A | Ea |  | 1 Year | 944 | 4.5% | 901.52
8169 | APC | PBCF4A100ATBB | PB Busway Feed Unit, w/o Metering, 100A | Ea |  | 1 Year | 1385 | 4.5% | 1322.675
8170 | APC | PBCF4A225ACRB | PB Busway Cross, 225A,, 600V max | Ea |  | 1 Year | 904 | 4.5% | 863.32
8171 | APC | PBCF4A225ALLB | PB Busway Elbow Left, 225A, 600V max | Ea |  | 1 Year | 904 | 4.5% | 863.32
8172 | APC | PBCF4A225ALRB | PB Busway Elbow Right, 225A, 600V max | Ea |  | 1 Year | 2705 | 4.5% | 2583.275
8173 | APC | PBCF4A225ATBB | PB Busway Feed Unit, w/o Metering, 225A, 600V Max | Ea |  | 1 Year | 7130 | 4.5% | 6809.15
8174 | APC | PBCF4A225ATBM1B | PB Busway Feed Unit, w/ Metering&Gateway, 225A, 208V | Ea |  | 1 Year | 7130 | 4.5% | 6809.15
8175 | APC | PBCF4A225ATBM4B | PB Busway Feed Unit, w/ Metering&Gateway, 225A, 415V | Ea |  | 1 Year | 1795 | 4.5% | 1714.225
8176 | APC | PBCF4A400ACRB | PB Busway Cross, 400A | Ea |  | 1 Year | 1455 | 4.5% | 1389.525
8177 | APC | PBCF4A400ALLB | PB Busway Elbow Left, 400A | Ea |  | 1 Year | 1455 | 4.5% | 1389.525
8178 | APC | PBCF4A400ALRB | PB Busway Elbow Right, 400A | Ea |  | 1 Year | 3680 | 4.5% | 3514.4
8179 | APC | PBCF4A400ATBB | PB Busway Feed Unit, w/o Metering, 400A | Ea |  | 1 Year | 7965 | 4.5% | 7606.575
8180 | APC | PBCF4A400ATBM1B | PB Busway Feed Unit, w/ Metering&Gateway, 400A, 208V | Ea |  | 1 Year | 7965 | 4.5% | 7606.575
8181 | APC | PBCF4A400ATBM4B | PB Busway Feed Unit, w/ Metering&Gateway, 400A , 415V | Ea |  | 1 Year | 1480 | 4.5% | 1413.4
8182 | APC | PBP4A11IEC20A | PB Busway Tap Off Unit, 1x1 pole 3 Wire, Phase A, 1 Drop cord, IEC 309 20A, 240V | Ea |  | 1 Year | 1485 | 4.5% | 1418.175
8183 | APC | PBP4A11IEC20B | PB Busway Tap Off Unit, 1x1 pole 3 Wire, Phase B, 1 Drop cord, IEC 309 20A, 240V | Ea |  | 1 Year | 1480 | 4.5% | 1413.4
8184 | APC | PBP4A11IEC20C | PB Busway Tap Off Unit, 1x1 pole 3 Wire, Phase C, 1 Drop cord, IEC 309 20A, 240V | Ea |  | 1 Year | 1730 | 4.5% | 1652.15
8185 | APC | PBP4A11IEC30A | PB Busway Tap Off Unit, 1x1 pole 3 Wire, Phase A, 1 Drop cord, IEC 309 30A, 240V | Ea |  | 1 Year | 1740 | 4.5% | 1661.7
8186 | APC | PBP4A11IEC30B | PB Busway Tap Off Unit, 1x1 pole 3 Wire, Phase B, 1 Drop cord, IEC 309 30A, 240V | Ea |  | 1 Year | 1730 | 4.5% | 1652.15
8187 | APC | PBP4A11IEC30C | PB Busway Tap Off Unit, 1x1 pole 3 Wire, Phase C, 1 Drop cord, IEC 309 30A, 240V | Ea |  | 1 Year | 1185 | 4.5% | 1131.675
8188 | APC | PBP4A11L520AF | PB Busway Tap Off Unit, 1x1 Pole 3 Wire 20A, Phase A, 1 Drop cord, 3ft, L5-20, 120V | Ea |  | 1 Year | 1185 | 4.5% | 1131.675
8189 | APC | PBP4A11L520BF | PB Busway Tap Off Unit, 1x1 Pole 3 Wire 20A, Phase B, 1 Drop cord, 3ft, L5-20, 120V | Ea |  | 1 Year | 1185 | 4.5% | 1131.675
8190 | APC | PBP4A11L520CF | PB Busway Tap Off Unit, 1x1 Pole 3 Wire 20A, Phase C, 1 Drop cord, 3ft, L5-20m 120V | Ea |  | 1 Year | 1165 | 4.5% | 1112.575
8191 | APC | PBP4A11L530AF | PB Busway Tap Off Unit, 1x1 Pole 3 Wire 30A, Phase A, 1 Drop cord, 3ft, L5-30, 120V | Ea |  | 1 Year | 1165 | 4.5% | 1112.575
8192 | APC | PBP4A11L530BF | PB Busway Tap Off Unit, 1x1 Pole 3 Wire 30A, Phase B, 1 Drop cord, 3ft, L5-30, 120V | Ea |  | 1 Year | 1165 | 4.5% | 1112.575
8193 | APC | PBP4A11L530CF | PB Busway Tap Off Unit, 1x1 Pole 3 Wire 30A, Phase C, 1 Drop cord, 3ft, L5-30, 120V | Ea |  | 1 Year | 1195 | 4.5% | 1141.225
8194 | APC | PBP4A12L620ABF | PB Busway Tap Off Unit, 1x2 Pole 3 Wire 20A, L1-L2, 1 Drop cord, 3ft, L6-20, 208V | Ea |  | 1 Year | 2280 | 4.5% | 2177.4
8195 | APC | PBP4A12L620ABM1 | PB Busway Tap Off Unit, w/ Metering,1x2 Pole 3 Wire 20A, L1-L2, 1 Drop cord, 3ft, L6-20, 208V | Ea |  | 1 Year | 1195 | 4.5% | 1141.225
8196 | APC | PBP4A12L620BCF | PB Busway Tap Off Unit, 1x2 Pole 3 Wire 20A, L2-L3, 1 Drop cord, 3ft, L6-20, 208V | Ea |  | 1 Year | 2280 | 4.5% | 2177.4
8197 | APC | PBP4A12L620BCM1 | PB Busway Tap Off Unit, w/ Metering,1x2 Pole 3 Wire 20A, L2-L3, 1 Drop cord, 3ft, L6-20, 208V | Ea |  | 1 Year | 1195 | 4.5% | 1141.225
8198 | APC | PBP4A12L620CAF | PB Busway Tap Off Unit, 1x2 Pole 3 Wire 20A, L3-L1, 1 Drop cord, 3ft, L6-20, 208V | Ea |  | 1 Year | 2290 | 4.5% | 2186.95
8199 | APC | PBP4A12L620CAM1 | PB Busway Tap Off Unit, w/ Metering,1x2 Pole 3 Wire 20A, L3-L1, 1 Drop cord, 3ft, L6-20, 208V | Ea |  | 1 Year | 1170 | 4.5% | 1117.35
8200 | APC | PBP4A12L630ABF | PB Busway Tap Off Unit, 1x2 Pole 3 Wire 30A, L1-L2, 1 Drop cord, 3ft, L6-30, 208V | Ea |  | 1 Year | 2260 | 4.5% | 2158.3
8201 | APC | PBP4A12L630ABM1 | PB Busway Tap Off Unit, w/ Metering,1x2 Pole 3 Wire 30A, L1-L2, 1 Drop cord, 3ft, L6-30, 208V | Ea |  | 1 Year | 1170 | 4.5% | 1117.35
8202 | APC | PBP4A12L630BCF | PB Busway Tap Off Unit, 1x2 Pole 3 Wire 30A, L2-L3, 1 Drop cord, 3ft, L6-30, 208V | Ea |  | 1 Year | 2260 | 4.5% | 2158.3
8203 | APC | PBP4A12L630BCM1 | PB Busway Tap Off Unit, w/ Metering,1x2 Pole 3 Wire 30A, L2-L3, 1 Drop cord, 3ft, L6-30, 208V | Ea |  | 1 Year | 1170 | 4.5% | 1117.35
8204 | APC | PBP4A12L630CAF | PB Busway Tap Off Unit, 1x2 Pole 3 Wire 30A, L3-L1, 1 Drop cord, 3ft, L6-30, 208V | Ea |  | 1 Year | 2270 | 4.5% | 2167.85
8205 | APC | PBP4A12L630CAM1 | PB Busway Tap Off Unit, w/ Metering,1x2 Pole 3 Wire 30A, L3-L1, 1 Drop cord, 3ft, L6-30, 208V | Ea |  | 1 Year | 1825 | 4.5% | 1742.875
8206 | APC | PBP4A13CS50F | PB Busway Tap Off Unit, 1x3 pole 4 Wires 50A, 1 Drop Cord, 3ft, CS8364C, 208V | Ea |  | 1 Year | 2925 | 4.5% | 2793.375
8207 | APC | PBP4A13CS50M1 | PB Busway Tap Off Unit, w/ Metering,1x3 pole 5 Wires 50A, 1 Drop Cord, 3ft, CS8364C, 208V | Ea |  | 1 Year | 1860 | 4.5% | 1776.3
8208 | APC | PBP4A13IEC20 | PB Busway Tap Off Unit, 1x3 pole 5 Wires, 1 Drop Cord, 3ft, IEC 309 20A, 415Y/240V | Ea |  | 1 Year | 2870 | 4.5% | 2740.85
8209 | APC | PBP4A13IEC20M4 | PB Busway Tap Off Unit, w/ metering, 1x3 pole 5 Wires, 1 Drop Cord, 3ft, IEC 309 20A, 415Y/240V | Ea |  | 1 Year | 2280 | 4.5% | 2177.4
8210 | APC | PBP4A13IEC30 | PB Busway Tap Off Unit, 1x3 pole 5 Wires, 1 Drop Cord, 3ft, IEC 309 30A, 415Y/240V | Ea |  | 1 Year | 3290 | 4.5% | 3141.95
8211 | APC | PBP4A13IEC30M4 | PB Busway Tap Off Unit, w/ metering, 1x3 pole 5 Wires, 1 Drop Cord, 3ft, IEC 309 30A, 415Y/240V | Ea |  | 1 Year | 1975 | 4.5% | 1886.125
8212 | APC | PBP4A13IEC60F | PB Busway Tap Off Unit, 1x3 pole 4 Wires, 1 Drop Cord, 3ft, IEC309 60A, 208V | Ea |  | 1 Year | 2705 | 4.5% | 2583.275
8213 | APC | PBP4A13IEC60H | PB Busway Tap Off Unit, 1x3 pole 5 Wires, 1 Drop Cord, 3ft, IEC 309 60A , 415Y/240V | Ea |  | 1 Year | 3080 | 4.5% | 2941.4
8214 | APC | PBP4A13IEC60M1 | PB Busway Tap Off Unit, w/ Metering,1x3 pole 5 Wires, 1 Drop Cord, 3ft, IEC309 60A, 208V | Ea |  | 1 Year | 3715 | 4.5% | 3547.825
8215 | APC | PBP4A13IEC60M4 | PB Busway Tap Off Unit, w/ Metering,1x3 pole 5 Wires, 1 Drop Cord, 3ft, IEC309 60A, 415Y/240V | Ea |  | 1 Year | 1215 | 4.5% | 1160.325
8216 | APC | PBP4A13L2120F | PB Busway Tap Off Unit, 1x3 pole 5 Wires 20A, 1 Drop Cord, 3ft, L21-20, 208Y/120V | Ea |  | 1 Year | 2330 | 4.5% | 2225.15
8217 | APC | PBP4A13L2120M1 | PB Busway Tap Off Unit, w/ Metering,1x3 pole 5 Wires 20A, 1 Drop Cord, 3ft, L21-20, 208Y/120V | Ea |  | 1 Year | 1265 | 4.5% | 1208.075
8218 | APC | PBP4A13L2130F | PB Busway Tap Off Unit, 1x3 pole 5 Wires 30A, 1 Drop Cord, 3ft, L21-30, 208Y/120V | Ea |  | 1 Year | 2375 | 4.5% | 2268.125
8219 | APC | PBP4A13L2130M1 | PB Busway Tap Off Unit, w/ Metering,1x3 pole 5 Wires 30A, 1 Drop Cord, 3ft, L21-30, 208Y/120V | Ea |  | 1 Year | 2290 | 4.5% | 2186.95
8220 | APC | PBP4A31IEC20 | PB Busway Tap Off Unit, 3x1 pole 3 Wire, 3 Drop Cords,3f,5f,7f, IEC 309 20A, 240V | Ea |  | 1 Year | 3295 | 4.5% | 3146.725
8221 | APC | PBP4A31IEC20M4 | PB Busway Tap Off Unit, w/ metering, 3x1 pole 3 Wire, 3 Drop Cords,3f,5f,7f, IEC 309 20A, 240V | Ea |  | 1 Year | 3050 | 4.5% | 2912.75
8222 | APC | PBP4A31IEC30 | PB Busway Tap Off Unit, 3x1 pole 3 Wire, 3 Drop Cords,3f,5f,7f, IEC 309 30A, 240V | Ea |  | 1 Year | 4060 | 4.5% | 3877.3
8223 | APC | PBP4A31IEC30M4 | PB Busway Tap Off Unit, w/ metering, 3x1 pole 3 Wire, 3 Drop Cords,3f,5f,7f, IEC 309 30A, 240V | Ea |  | 1 Year | 1545 | 4.5% | 1475.475
8224 | APC | PBP4A31L520F | PB Busway Tap Off Unit, 3x1 pole 3 Wire 20A, 3 Drop Cords,3f,5f,7f, L5-20, 120V | Ea |  | 1 Year | 2665 | 4.5% | 2545.075
8225 | APC | PBP4A31L520M1 | PB Busway Tap Off Unit, w/ Metering, 3x1 pole 3 Wire 20A, 3 Drop Cords,3f,5f,7f, L5-20, 120V | Ea |  | 1 Year | 1485 | 4.5% | 1418.175
8226 | APC | PBP4A31L530F | PB Busway Tap Off Unit, 3x1 pole 3 Wire 30A, 3 Drop Cords,3f,5f,7f, L5-30, 120V | Ea |  | 1 Year | 2605 | 4.5% | 2487.775
8227 | APC | PBP4A31L530M1 | PB Busway Tap Off Unit, w/ Metering,3x1 pole 3 Wire 30A, 3 Drop Cords,3f,5f,7f, L5-30, 120V | Ea |  | 1 Year | 1565 | 4.5% | 1494.575
8228 | APC | PBP4A32L620F | PB Busway Tap Off Unit, 3x2 pole 3 Wire 20A, 3 Drop Cords,3f,5f,7f, L6-20, 208V | Ea |  | 1 Year | 1500 | 4.5% | 1432.5
8229 | APC | PBP4A32L630F | PB Busway Tap Off Unit, 3x2 pole 3 Wire 30A, 3 Drop Cords,3f,5f,7f, L6-30, 208V | Ea |  | 1 Year | 2030 | 4.5% | 1938.65
8230 | APC | PBPEGX4A100T | PB Busway Tap Off Unit, w/ EGX Integrated Gateway-Server | Ea |  | 1 Year | 297 | 4.5% | 283.635
8231 | APC | PBRMDB | PB Busway Rack Mounting Drop-in Trough and Partition Brackets | Ea |  | 1 Year | 62 | 4.5% | 59.21
8232 | APC | PBRMHW | PB Busway Rack Mount Extra Hardware | Ea |  | 1 Year | 702 | 4.5% | 670.41
8233 | APC | PBRMKD | PB Busway Rack Mounting Bracket, Double Run | Ea |  | 1 Year | 602 | 4.5% | 574.91
8234 | APC | PBRMKS | PB Busway Rack Mounting Bracket, Single Run | Ea |  | 1 Year | 141 | 4.5% | 134.655
8235 | APC | PBRMSB | PB Busway Rack Mounting Sway Braces | Ea |  | 1 Year | 101 | 4.5% | 96.455
8236 | APC | PBRMSKT300 | PB Busway Rack Mounting Skirt, 300mm wide | Ea |  | 1 Year | 112 | 4.5% | 106.96
8237 | APC | PBRMSKT600 | PB Busway Rack Mounting Skirt, 600mm wide | Ea |  | 1 Year | 121 | 4.5% | 115.555
8238 | APC | PBRMSKT750 | PB Busway Rack Mounting Skirt, 750mm wide | Ea |  | 1 Year | 252 | 4.5% | 240.66
8239 | APC | PD1P20ABBSD | APC PDU 1-POLE 20AMP, BOLT ON, SQUARE D BREAKER | Ea |  | 1 Year | 121 | 4.5% | 115.555
8240 | APC | PD1PADAPT1-L1L3 | Adaptor for T1 Type Circuit Breaker, 1-Pole, Line 1 or Line 3 | Ea |  | 1 Year | 121 | 4.5% | 115.555
8241 | APC | PD1PADAPT1-L2 | Adaptor for T1 Type Circuit Breaker, 1-Pole, Line 2 | Ea |  | 1 Year | 166 | 4.5% | 158.53
8242 | APC | PD1PADAPT1-N | Adaptor for T1 Type Circuit Breaker, 1-Pole, Neutral | Ea |  | 1 Year | 63 | 4.5% | 60.165
8243 | APC | PD2P20ABBSD | APC PDU 2-POLE, 20AMP, BOLT ON, SQUARE D BREAKER | Ea |  | 1 Year | 89 | 4.5% | 84.995
8244 | APC | PD2P30ABBSD | APC PDU 2-POLE, 30AMP, BOLT ON, SQUARE D BREAKER | Ea |  | 1 Year | 468 | 4.5% | 446.94
8245 | APC | PD3P100AT1B | 3-Pole Circuit Breaker, 100A, T1 Type for Symmetra PX250/500kW | Ea |  | 1 Year | 785 | 4.5% | 749.675
8246 | APC | PD3P125AT3B | 3-Pole Circuit Breaker, 125A, T3 Type for Symmetra PX250/500kW | Ea |  | 1 Year | 785 | 4.5% | 749.675
8247 | APC | PD3P150AT3B | 3-Pole Circuit Breaker, 150A, T3 Type for Symmetra PX250/500kW | Ea |  | 1 Year | 785 | 4.5% | 749.675
8248 | APC | PD3P175AT3B | 3-Pole Circuit Breaker, 175A, T3 Type for Symmetra PX250/500kW | Ea |  | 1 Year | 819 | 4.5% | 782.145
8249 | APC | PD3P200AT3B | 3-Pole Circuit Breaker, 200A, T3 Type for Symmetra PX250/500kW | Ea |  | 1 Year | 161 | 4.5% | 153.755
8250 | APC | PD3P20ABBSD | APC PDU 3-POLE 20AMP, BOLT ON, SQUARE D BREAKER | Ea |  | 1 Year | 544 | 4.5% | 519.52
8251 | APC | PD3P225AT3B | 3-Pole Circuit Breaker, 225A, T3 Type for Symmetra PX250/500kW | Ea |  | 1 Year | 1465 | 4.5% | 1399.075
8252 | APC | PD3P300AETT5B | 3-Pole Circuit Breaker, 300A, Electronic Trip, T5 Type for Symmetra PX250/500KW | Ea |  | 1 Year | 1340 | 4.5% | 1279.7
8253 | APC | PD3P300AT5B | 3-Pole Circuit Breaker, 300A, T5 Type for Symmetra PX250/500kW | Ea |  | 1 Year | 1370 | 4.5% | 1308.35
8254 | APC | PD3P400AT5B | 3-Pole Circuit Breaker, 400A, T5 Type for Symmetra PX250/500kW | Ea |  | 1 Year | 293 | 4.5% | 279.815
8255 | APC | PD3P60AT1B | 3-Pole Circuit Breaker, 60A, T1 Type for Symmetra PX250/500kW | Ea |  | 1 Year | 314 | 4.5% | 299.87
8256 | APC | PD3P70AT1B | 3-Pole Circuit Breaker, 70A, T1 Type for Symmetra PX250/500kW | Ea |  | 1 Year | 385 | 4.5% | 367.675
8257 | APC | PD3P80ABBSD | APC PDU 3-POLE 80AMP, BOLT ON, SQUARE D BREAKER | Ea |  | 1 Year | 468 | 4.5% | 446.94
8258 | APC | PD3P80AT1B | 3-Pole Circuit Breaker, 80A, T1 Type for Symmetra PX250/500kW | Ea |  | 1 Year | 358 | 4.5% | 341.89
8259 | APC | PD3P90AT1B | 3-Pole Circuit Breaker, 90A, T1 Type for Symmetra PX250/500kW | Ea |  | 1 Year | 143 | 4.5% | 136.565
8260 | APC | PD3PADAPT1 | Adaptor for T1 Type Circuit Breaker, 3 Pole | Ea |  | 1 Year | 165 | 4.5% | 157.575
8261 | APC | PD3PADAPT3 | Adaptor for T3 Type Circuit Breaker, 3 Pole | Ea |  | 1 Year | 420 | 4.5% | 401.1
8262 | APC | PD3PADAPT5 | Adaptor for T5 Type Circuit Breaker, 3 Pole | Ea |  | 1 Year | 740 | 4.5% | 706.7
8263 | APC | PD40F6FK1-M | APC PDU 208V/208V W/ MBP | Ea |  | 1 Year | 23875 | 4.5% | 22800.625
8264 | APC | PD40G6FK1-M | APC PDU 480V/208V W/ MBP | Ea |  | 1 Year | 21610 | 4.5% | 20637.55
8265 | APC | PD40H5HK1-M | APC PDU 400V/400V W/ MBP | Ea |  | 1 Year | 24420 | 4.5% | 23321.1
8266 | APC | PD40L6FK1-M | APC PDU 600V/208V W/MBP | Ea |  | 1 Year | 20940 | 4.5% | 19997.7
8267 | APC | PD4P100AT1B | 4-Pole Circuit Breaker, 100A, T1 Type for Symmetra PX250/500kW | Ea |  | 1 Year | 693 | 4.5% | 661.815
8268 | APC | PD4P60AT1B | 4-Pole Circuit Breaker, 60A, T1 Type for Symmetra PX250/500kW | Ea |  | 1 Year | 2210 | 4.5% | 2110.55
8269 | APC | PD60F6FK1 | APC 60KVA PDU W/ 208 PRI 208/120 SEC | Ea |  | 1 Year | 20940 | 4.5% | 19997.7
8270 | APC | PD60G6FK1 | APC 60KVA PDU W/ 480 PRI 208/120 SEC | Ea |  | 1 Year | 20940 | 4.5% | 19997.7
8271 | APC | PD60L6FK1 | APC 60KVA PDU W/ 600 PRI 208/120 SEC | Ea |  | 1 Year | 39960 | 4.5% | 38161.8
8272 | APC | PDBC100 | BRANCH MONITORING CIRCUIT BOARD (21 POSITIONS) | Ea |  | 1 Year | 2690 | 4.5% | 2568.95
8273 | APC | PDIGTR | REPLACEABLE, RACKMOUNT, 1U, T1/ CSU/ DSU/ ISDN, SURGE PROTECTION MODULE | Ea |  | 1 Year | 32 | 4.5% | 30.56
8274 | APC | PDIY7 | APC Workshop SurgeArrest 7 Outlet, 120V | Ea |  | 1 Year | 34 | 4.5% | 32.47
8275 | APC | PDIY8 | APC Workshop SurgeArrest 8 Outlet, 120V | Ea |  | 1 Year | 18.75 | 4.5% | 17.9062
8276 | APC | PDM1316IEC-3P | APC IT Power Distribution Module 3x1 Pole 3 Wire 16A 3xIEC309 300cm, 360cm, 420cm | Ea |  | 1 Year | 643 | 4.5% | 614.065
8277 | APC | PDM1320IEC-3P-1 | APC IT Power Distribution Module 3x1 Pole 3 Wire 20A 240V IEC309 260cm 380cm 500cm | Ea |  | 1 Year | 902 | 4.5% | 861.41
8278 | APC | PDM1320IEC-3P-2 | APC IT Power Distribution Module 3x1 Pole 3 Wire 20A 240V IEC309 680cm 860cm 1040cm | Ea |  | 1 Year | 1305 | 4.5% | 1246.275
8279 | APC | PDM1320IEC-3P-3 | APC IT Power Distribution Module 3x1 Pole 3 Wire 20A 240V IEC309 1680cm 1680cm 1680cm | Ea |  | 1 Year | 1460 | 4.5% | 1394.3
8280 | APC | PDM1320L5-3P-1 | APC IT Power Distribution Module 3x1 Pole 3 Wire 20A 250V L5-20 UL 260cm 380cm 500cm | Ea |  | 1 Year | 2050 | 4.5% | 1957.75
8281 | APC | PDM1320L5-3P-2 | APC IT Power Distribution Module 3x1 Pole 3 Wire 20A 250V L5-20 UL 680cm 860cm 1040cm | Ea |  | 1 Year | 2965 | 4.5% | 2831.575
8282 | APC | PDM1320L5-3P-3 | APC IT Power Distribution Module 3x1 Pole 3 Wire 20A 240V L5-20 UL 1680cm 1680cm 1680cm | Ea |  | 1 Year | 1375 | 4.5% | 1313.125
8283 | APC | PDM1332IEC-3P | APC IT Power Distribution Module 3x1 Pole 3 Wire 32A 3xIEC309 300cm, 360cm, 420cm | Ea |  | 1 Year | 1475 | 4.5% | 1408.625
8284 | APC | PDM1332IEC-3P-2 | APC IT Power Distribution Module 3x1 Pole 3 Wire 32A 3xIEC309 480cm, 540cm, 600cm | Ea |  | 1 Year | 1630 | 4.5% | 1556.65
8285 | APC | PDM1332IEC-3P-3 | APC IT Power Distribution Module 3x1 Pole 3 Wire 32A 3xIEC309 660cm, 720cm, 780cm | Ea |  | 1 Year | 1490 | 4.5% | 1422.95
8286 | APC | PDM2316IEC-3P30R-1 | Pwr Dist. Mod. 3X1 Pole 3 Wire RCD 16A 3XIEC309 300cm, 360cm, 420cm | Ea |  | 1 Year | 1685 | 4.5% | 1609.175
8287 | APC | PDM2316IEC-3P30R-2 | Power Dist, Mod. 3X1 Pole 3 Wire RCD 16A 3XIEC309 480cm, 540cm, 600cm | Ea |  | 1 Year | 1780 | 4.5% | 1699.9
8288 | APC | PDM2316IEC-3P30R-3 | Power Dist. Mod. 3X1 Pole 3 Wire RCD 16A 3XIEC309 660cm, 720cm, 780cm | Ea |  | 1 Year | 1010 | 4.5% | 964.55
8289 | APC | PDM2330L6-12-1200 | APC IT Power Distribution Module 2 Pole 3 Wire 30A L1-L2 L6-30 1200CM | Ea |  | 1 Year | 1080 | 4.5% | 1031.4
8290 | APC | PDM2330L6-12-1400 | APC IT Power Distribution Module 2 Pole 3 Wire 30A L1-L2 L6-30 1400CM | Ea |  | 1 Year | 1180 | 4.5% | 1126.9
8291 | APC | PDM2330L6-12-1680 | APC IT Power Distribution Module 2 Pole 3 Wire 30A L1-L2 L6-30 1680CM | Ea |  | 1 Year | 709 | 4.5% | 677.095
8292 | APC | PDM2330L6-12-380 | APC IT Power Distribution Module 2 Pole 3 Wire 30A L1-L2 L6-30 380cm | Ea |  | 1 Year | 730 | 4.5% | 697.15
8293 | APC | PDM2330L6-12-500 | APC IT Power Distribution Module 2 Pole 3 Wire 30A L1-L2 L6-30 500CM | Ea |  | 1 Year | 768 | 4.5% | 733.44
8294 | APC | PDM2330L6-12-620 | APC IT Power Distribution Module 2 Pole 3 Wire 30A L1-L2 L6-30 620CM | Ea |  | 1 Year | 803 | 4.5% | 766.865
8295 | APC | PDM2330L6-12-740 | APC IT Power Distribution Module 2 Pole 3 Wire 30A L1-L2 L6-30 740CM | Ea |  | 1 Year | 822 | 4.5% | 785.01
8296 | APC | PDM2330L6-12-860 | APC IT Power Distribution Module 2 Pole 3 Wire 30A L1-L2 L6-30 860CM | Ea |  | 1 Year | 847 | 4.5% | 808.885
8297 | APC | PDM2330L6-12-980 | APC IT Power Distribution Module 2 Pole 3 Wire 30A L1-L2 L6-30 980CM | Ea |  | 1 Year | 1005 | 4.5% | 959.775
8298 | APC | PDM2330L6-23-1200 | APC IT Power Distribution Module 2 Pole 3 Wire 30A L2-L3 L6-30 1200CM | Ea |  | 1 Year | 1075 | 4.5% | 1026.625
8299 | APC | PDM2330L6-23-1400 | APC IT Power Distribution Module 2 Pole 3 Wire 30A L2-L3 L6-30 1400CM | Ea |  | 1 Year | 1180 | 4.5% | 1126.9
8300 | APC | PDM2330L6-23-1680 | APC IT Power Distribution Module 2 Pole 3 Wire 30A L2-L3 L6-30 1680CM | Ea |  | 1 Year | 709 | 4.5% | 677.095
8301 | APC | PDM2330L6-23-380 | APC IT Power Distribution Module 2 Pole 3 Wire 30A L2-L3 L6-30 380CM | Ea |  | 1 Year | 729 | 4.5% | 696.195
8302 | APC | PDM2330L6-23-500 | APC IT Power Distribution Module 2 Pole 3 Wire 30A L2-L3 L6-30 500CM | Ea |  | 1 Year | 769 | 4.5% | 734.395
8303 | APC | PDM2330L6-23-620 | APC IT Power Distribution Module 2 Pole 3 Wire 30A L2-L3 L6-30 620CM | Ea |  | 1 Year | 802 | 4.5% | 765.91
8304 | APC | PDM2330L6-23-740 | APC IT Power Distribution Module 2 Pole 3 Wire 30A L2-L3 L6-30 740CM | Ea |  | 1 Year | 823 | 4.5% | 785.965
8305 | APC | PDM2330L6-23-860 | APC IT Power Distribution Module 2 Pole 3 Wire 30A L2-L3 L6-30 860CM | Ea |  | 1 Year | 852 | 4.5% | 813.66
8306 | APC | PDM2330L6-23-980 | APC IT Power Distribution Module 2 Pole 3 Wire 30A L2-L3 L6-30 980CM | Ea |  | 1 Year | 1005 | 4.5% | 959.775
8307 | APC | PDM2330L6-31-1200 | APC IT Power Distribution Module 2 Pole 3 Wire 30A L3-L1 L6-30 1200CM | Ea |  | 1 Year | 1075 | 4.5% | 1026.625
8308 | APC | PDM2330L6-31-1400 | APC IT Power Distribution Module 2 Pole 3 Wire 30A L3-L1 L6-30 1400CM | Ea |  | 1 Year | 1185 | 4.5% | 1131.675
8309 | APC | PDM2330L6-31-1680 | APC IT Power Distribution Module 2 Pole 3 Wire 30A L3-L1 L6-30 1680CM | Ea |  | 1 Year | 710 | 4.5% | 678.05
8310 | APC | PDM2330L6-31-380 | APC IT Power Distribution Module 2 Pole 3 Wire 30A L3-L1 L6-30 380CM | Ea |  | 1 Year | 728 | 4.5% | 695.24
8311 | APC | PDM2330L6-31-500 | APC IT Power Distribution Module 2 Pole 3 Wire 30A L3-L1 L6-30 500CM | Ea |  | 1 Year | 767 | 4.5% | 732.485
8312 | APC | PDM2330L6-31-620 | APC IT Power Distribution Module 2 Pole 3 Wire 30A L3-L1 L6-30 620CM | Ea |  | 1 Year | 802 | 4.5% | 765.91
8313 | APC | PDM2330L6-31-740 | APC IT Power Distribution Module 2 Pole 3 Wire 30A L3-L1 L6-30 740CM | Ea |  | 1 Year | 823 | 4.5% | 785.965
8314 | APC | PDM2330L6-31-860 | APC IT Power Distribution Module 2 Pole 3 Wire 30A L3-L1 L6-30 860CM | Ea |  | 1 Year | 847 | 4.5% | 808.885
8315 | APC | PDM2330L6-31-980 | APC IT Power Distribution Module 2 Pole 3 Wire 30A L3-L1 L6-30 980CM | Ea |  | 1 Year | 1310 | 4.5% | 1251.05
8316 | APC | PDM2332IEC-3P30R-1 | PWR Dist. Mod. 3x1 POLE 3 WIRE RCD 32A 3xIEC309 300CM, 360CM, 420CM | Ea |  | 1 Year | 1435 | 4.5% | 1370.425
8317 | APC | PDM2332IEC-3P30R-2 | Power Dist. Mod. 3x1 POLE 3 Wire RCD 32A 3xIEC309 480CM, 540CM, 600CM | Ea |  | 1 Year | 1585 | 4.5% | 1513.675
8318 | APC | PDM2332IEC-3P30R-3 | Power Dist. Mod. 3x1 POLE 3 Wire RCD 32A 3xIEC309 660CM, 720CM, 780CM | Ea |  | 1 Year | 1305 | 4.5% | 1246.275
8319 | APC | PDM3430L1530-3P-1040 | IT Power Distribution Module 1x3 Pole 4 Wire 30A L1530 1040CM | Ea |  | 1 Year | 1660 | 4.5% | 1585.3
8320 | APC | PDM3430L1530-3P-1680 | IT POWER DISTRIBUTION MODULE 1X3 POLE 4 WIRE 30A L1530 1680CM | Ea |  | 1 Year | 877 | 4.5% | 837.535
8321 | APC | PDM3430L1530-3P-200 | IT Power Distribution Module 1x3 Pole 4 Wire 30A L1530 200CM | Ea |  | 1 Year | 908 | 4.5% | 867.14
8322 | APC | PDM3430L1530-3P-260 | IT Power Distribution Module 1x3 Pole 4 Wire 30A L1530 260CM | Ea |  | 1 Year | 938 | 4.5% | 895.79
8323 | APC | PDM3430L1530-3P-320 | IT Power Distribution Module 1x3 Pole 4 Wire 30A L1530 320CM | Ea |  | 1 Year | 969 | 4.5% | 925.395
8324 | APC | PDM3430L1530-3P-380 | IT Power Distribution Module 1x3 Pole 4 Wire 30A L1530 380CM | Ea |  | 1 Year | 999 | 4.5% | 954.045
8325 | APC | PDM3430L1530-3P-440 | IT Power Distribution Module 1x3 Pole 4 Wire 30A L1530 440CM | Ea |  | 1 Year | 1070 | 4.5% | 1021.85
8326 | APC | PDM3430L1530-3P-500 | IT Power Distribution Module 1x3 Pole 4 Wire 30A L1530 500CM | Ea |  | 1 Year | 1065 | 4.5% | 1017.075
8327 | APC | PDM3430L1530-3P-560 | IT Power Distribution Module 1x3 Pole 4 Wire 30A L1530 560CM | Ea |  | 1 Year | 1095 | 4.5% | 1045.725
8328 | APC | PDM3430L1530-3P-620 | IT Power Distribution Module 1x3 Pole 4 Wire 30A L1530 620CM | Ea |  | 1 Year | 1125 | 4.5% | 1074.375
8329 | APC | PDM3430L1530-3P-680 | IT Power Distribution Module 1x3 Pole 4 Wire 30A L1530 680CM | Ea |  | 1 Year | 1155 | 4.5% | 1103.025
8330 | APC | PDM3430L1530-3P-740 | IT Power Distribution Module 1x3 Pole 4 Wire 30A L1530 740CM | Ea |  | 1 Year | 1185 | 4.5% | 1131.675
8331 | APC | PDM3430L1530-3P-800 | IT Power Distribution Module 1x3 Pole 4 Wire 30A L1530 800CM | Ea |  | 1 Year | 1215 | 4.5% | 1160.325
8332 | APC | PDM3430L1530-3P-860 | IT Power Distribution Module 1x3 Pole 4 Wire 30A L1530 860CM | Ea |  | 1 Year | 1245 | 4.5% | 1188.975
8333 | APC | PDM3430L1530-3P-920 | IT Power Distribution Module 1x3 Pole 4 Wire 30A L1530 920CM | Ea |  | 1 Year | 1275 | 4.5% | 1217.625
8334 | APC | PDM3430L1530-3P-980 | IT Power Distribution Module 1x3 Pole 4 Wire 30A L1530 980CM | Ea |  | 1 Year | 2180 | 4.5% | 2081.9
8335 | APC | PDM3450CS50-1040 | APC IT Power Distribution Module 3 Pole 4 Wire 50A CS50 1040cm | Ea |  | 1 Year | 2905 | 4.5% | 2774.275
8336 | APC | PDM3450CS50-1680 | APC IT Power Distribution Module 3 Pole 4 Wire 50A CS50 1680CM | Ea |  | 1 Year | 1330 | 4.5% | 1270.15
8337 | APC | PDM3450CS50-200 | APC IT Power Distribution Module 3 Pole 4 Wire 50A CS50 200cm | Ea |  | 1 Year | 1430 | 4.5% | 1365.65
8338 | APC | PDM3450CS50-260 | APC IT Power Distribution Module 3 Pole 4 Wire 50A CS50 260cm | Ea |  | 1 Year | 1460 | 4.5% | 1394.3
8339 | APC | PDM3450CS50-320 | APC IT Power Distribution Module 3 Pole 4 Wire 50A CS50 320cm | Ea |  | 1 Year | 1535 | 4.5% | 1465.925
8340 | APC | PDM3450CS50-380 | APC IT Power Distribution Module 3 Pole 4 Wire 50A CS50 380cm | Ea |  | 1 Year | 1595 | 4.5% | 1523.225
8341 | APC | PDM3450CS50-440 | APC IT Power Distribution Module 3 Pole 4 Wire 50A CS50 440cm | Ea |  | 1 Year | 1620 | 4.5% | 1547.1
8342 | APC | PDM3450CS50-500 | APC IT Power Distribution Module 3 Pole 4 Wire 50A CS50 500cm | Ea |  | 1 Year | 1725 | 4.5% | 1647.375
8343 | APC | PDM3450CS50-560 | APC IT Power Distribution Module 3 Pole 4 Wire 50A CS50 560cm | Ea |  | 1 Year | 1755 | 4.5% | 1676.025
8344 | APC | PDM3450CS50-620 | APC IT Power Distribution Module 3 Pole 4 Wire 50A CS50 620cm | Ea |  | 1 Year | 1865 | 4.5% | 1781.075
8345 | APC | PDM3450CS50-680 | APC IT Power Distribution Module 3 Pole 4 Wire 50A CS50 680cm | Ea |  | 1 Year | 1895 | 4.5% | 1809.725
8346 | APC | PDM3450CS50-740 | APC IT Power Distribution Module 3 Pole 4 Wire 50A CS50 740c | Ea |  | 1 Year | 1955 | 4.5% | 1867.025
8347 | APC | PDM3450CS50-800 | APC IT Power Distribution Module 3 Pole 4 Wire 50A CS50 800cm | Ea |  | 1 Year | 2100 | 4.5% | 2005.5
8348 | APC | PDM3450CS50-860 | APC IT Power Distribution Module 3 Pole 4 Wire 50A CS50 860cm | Ea |  | 1 Year | 2085 | 4.5% | 1991.175
8349 | APC | PDM3450CS50-920 | APC IT Power Distribution Module 3 Pole 4 Wire 50A CS50 920cm | Ea |  | 1 Year | 2180 | 4.5% | 2081.9
8350 | APC | PDM3450CS50-980 | APC IT Power Distribution Module 3 Pole 4 Wire 50A CS50 980cm | Ea |  | 1 Year | 2930 | 4.5% | 2798.15
8351 | APC | PDM3460IEC309-1040 | APC IT Power Distribution Module 3 Pole 4 Wire 60A IEC309 1040cm | Ea |  | 1 Year | 3815 | 4.5% | 3643.325
8352 | APC | PDM3460IEC309-1680 | APC IT Power Distribution Module 3 Pole 4 Wire 60A IEC309 1680cm | Ea |  | 1 Year | 1695 | 4.5% | 1618.725
8353 | APC | PDM3460IEC309-200 | APC IT Power Distribution Module 3 Pole 4 Wire 60A IEC309 200cm | Ea |  | 1 Year | 1790 | 4.5% | 1709.45
8354 | APC | PDM3460IEC309-260 | APC IT POWER DISTRIBUTION MODULE 3 POLE 4 WIRE 60A IEC309 260CM | Ea |  | 1 Year | 1895 | 4.5% | 1809.725
8355 | APC | PDM3460IEC309-320 | APC IT Power Distribution Module 3 Pole 4 Wire 60A IEC309 320cm | Ea |  | 1 Year | 1930 | 4.5% | 1843.15
8356 | APC | PDM3460IEC309-380 | APC IT Power Distribution Module 3 Pole 4 Wire 60A IEC309 380cm | Ea |  | 1 Year | 2060 | 4.5% | 1967.3
8357 | APC | PDM3460IEC309-440 | APC IT Power Distribution Module 3 Pole 4 Wire 60A IEC309 440cm | Ea |  | 1 Year | 2130 | 4.5% | 2034.15
8358 | APC | PDM3460IEC309-500 | APC IT Power Distribution Module 3 Pole 4 Wire 60A IEC309 500cm | Ea |  | 1 Year | 2225 | 4.5% | 2124.875
8359 | APC | PDM3460IEC309-560 | APC IT Power Distribution Module 3 Pole 4 Wire 60A IEC309 560cm | Ea |  | 1 Year | 2315 | 4.5% | 2210.825
8360 | APC | PDM3460IEC309-620 | APC IT Power Distribution Module 3 Pole 4 Wire 60A IEC309 620cm | Ea |  | 1 Year | 2395 | 4.5% | 2287.225
8361 | APC | PDM3460IEC309-680 | APC IT Power Distribution Module 3 Pole 4 Wire 60A IEC309 680cm | Ea |  | 1 Year | 2485 | 4.5% | 2373.175
8362 | APC | PDM3460IEC309-740 | APC IT Power Distribution Module 3 Pole 4 Wire 60A IEC309 740cm | Ea |  | 1 Year | 2575 | 4.5% | 2459.125
8363 | APC | PDM3460IEC309-800 | APC IT Power Distribution Module 3 Pole 4 Wire 60A IEC309 800cm | Ea |  | 1 Year | 2630 | 4.5% | 2511.65
8364 | APC | PDM3460IEC309-860 | APC IT Power Distribution Module 3 Pole 4 Wire 60A IEC309 860cm | Ea |  | 1 Year | 2745 | 4.5% | 2621.475
8365 | APC | PDM3460IEC309-920 | APC IT Power Distribution Module 3 Pole 4 Wire 60A IEC309 920cm | Ea |  | 1 Year | 2820 | 4.5% | 2693.1
8366 | APC | PDM3460IEC309-980 | APC IT Power Distribution Module 3 Pole 4 Wire 60A IEC309 980cm | Ea |  | 1 Year | 791 | 4.5% | 755.405
8367 | APC | PDM3516IEC-1040 | APC IT Power Distribution Module 3 Pole 5 Wire 16A IEC309 1040cm | Ea |  | 1 Year | 571 | 4.5% | 545.305
8368 | APC | PDM3516IEC-140 | APC IT Power Distribution Module 3 Pole 5 Wire 16A IEC309 140cm | Ea |  | 1 Year | 726 | 4.5% | 693.33
8369 | APC | PDM3516IEC-200 | APC IT Power Distribution Module 3 Pole 5 Wire 16A IEC309 200cm | Ea |  | 1 Year | 686 | 4.5% | 655.13
8370 | APC | PDM3516IEC-260 | APC IT Power Distribution Module 3 Pole 5 Wire 16A IEC309 260cm | Ea |  | 1 Year | 760 | 4.5% | 725.8
8371 | APC | PDM3516IEC-320 | APC IT Power Distribution Module 3 Pole 5 Wire 16A IEC309 320cm | Ea |  | 1 Year | 776 | 4.5% | 741.08
8372 | APC | PDM3516IEC-380 | APC IT Power Distribution Module 3 Pole 5 Wire 16A IEC309 380cm | Ea |  | 1 Year | 711 | 4.5% | 679.005
8373 | APC | PDM3516IEC-440 | APC IT Power Distribution Module 3 Pole 5 Wire 16A IEC309 440cm | Ea |  | 1 Year | 785 | 4.5% | 749.675
8374 | APC | PDM3516IEC-500 | APC IT Power Distribution Module 3 Pole 5 Wire 16A IEC309 500cm | Ea |  | 1 Year | 792 | 4.5% | 756.36
8375 | APC | PDM3516IEC-560 | APC IT Power Distribution Module 3 Pole 5 Wire 16A IEC309 560cm | Ea |  | 1 Year | 960 | 4.5% | 916.8
8376 | APC | PDM3516IEC-620 | APC IT Power Distribution Module 3 Pole 5 Wire 16A IEC309 620cm | Ea |  | 1 Year | 936 | 4.5% | 893.88
8377 | APC | PDM3516IEC-680 | APC IT Power Distribution Module 3 Pole 5 Wire 16A IEC309 680cm | Ea |  | 1 Year | 981 | 4.5% | 936.855
8378 | APC | PDM3516IEC-740 | APC IT Power Distribution Module 3 Pole 5 Wire 16A IEC309 740cm | Ea |  | 1 Year | 945 | 4.5% | 902.475
8379 | APC | PDM3516IEC-800 | APC IT Power Distribution Module 3 Pole 5 Wire 16A IEC309 800cm | Ea |  | 1 Year | 765 | 4.5% | 730.575
8380 | APC | PDM3516IEC-860 | APC IT Power Distribution Module 3 Pole 5 Wire 16A IEC309 860cm | Ea |  | 1 Year | 774 | 4.5% | 739.17
8381 | APC | PDM3516IEC-920 | APC IT Power Distribution Module 3 Pole 5 Wire 16A IEC309 920cm | Ea |  | 1 Year | 783 | 4.5% | 747.765
8382 | APC | PDM3516IEC-980 | APC IT Power Distribution Module 3 Pole 5 Wire 16A IEC309 980cm | Ea |  | 1 Year | 870 | 4.5% | 830.85
8383 | APC | PDM3520IEC309-1040 | APC IT Power Distribution Module 3 Pole 5 Wire 20A 240V IEC309 1040cm | Ea |  | 1 Year | 733 | 4.5% | 700.015
8384 | APC | PDM3520IEC309-140 | APC IT Power Distribution Module 3 Pole 5 Wire 20A 240V IEC309 140cm | Ea |  | 1 Year | 986 | 4.5% | 941.63
8385 | APC | PDM3520IEC309-1680 | APC IT Power Distribution Module 3 Pole 5 Wire 20A 240V IEC309 1680cm | Ea |  | 1 Year | 763 | 4.5% | 728.665
8386 | APC | PDM3520IEC309-200 | APC IT Power Distribution Module 3 Pole 5 Wire 20A 240V IEC309 200cm | Ea |  | 1 Year | 773 | 4.5% | 738.215
8387 | APC | PDM3520IEC309-260 | APC IT Power Distribution Module 3 Pole 5 Wire 20A 240V IEC309 260cm | Ea |  | 1 Year | 772 | 4.5% | 737.26
8388 | APC | PDM3520IEC309-320 | APC IT Power Distribution Module 3 Pole 5 Wire 20A 240V IEC309 320cm | Ea |  | 1 Year | 767 | 4.5% | 732.485
8389 | APC | PDM3520IEC309-380 | APC IT Power Distribution Module 3 Pole 5 Wire 20A 240V IEC309 380cm | Ea |  | 1 Year | 810 | 4.5% | 773.55
8390 | APC | PDM3520IEC309-3P-1040 | IT Power Distribution Module 1x3 Pole 5 Wire 20A IEC309 1040CM | Ea |  | 1 Year | 909 | 4.5% | 868.095
8391 | APC | PDM3520IEC309-3P-1680 | IT Power Distribution Module 1x3 Pole 5 Wire 20A IEC309 1680CM | Ea |  | 1 Year | 751 | 4.5% | 717.205
8392 | APC | PDM3520IEC309-3P-200 | IT Power Distribution Module 1x3 Pole 5 Wire 20A IEC309 200CM | Ea |  | 1 Year | 679 | 4.5% | 648.445
8393 | APC | PDM3520IEC309-3P-260 | IT Power Distribution Module 1x3 Pole 5 Wire 20A IEC309 260CM | Ea |  | 1 Year | 704 | 4.5% | 672.32
8394 | APC | PDM3520IEC309-3P-320 | IT Power Distribution Module 1x3 Pole 5 Wire 20A IEC309 320CM | Ea |  | 1 Year | 695 | 4.5% | 663.725
8395 | APC | PDM3520IEC309-3P-380 | IT Power Distribution Module 1x3 Pole 5 Wire 20A IEC309 380CM | Ea |  | 1 Year | 720 | 4.5% | 687.6
8396 | APC | PDM3520IEC309-3P-440 | IT Power Distribution Module 1x3 Pole 5 Wire 20A IEC309 440CM | Ea |  | 1 Year | 715 | 4.5% | 682.825
8397 | APC | PDM3520IEC309-3P-500 | IT Power Distribution Module 1x3 Pole 5 Wire 20A IEC309 500CM | Ea |  | 1 Year | 740 | 4.5% | 706.7
8398 | APC | PDM3520IEC309-3P-560 | IT Power Distribution Module 1x3 Pole 5 Wire 20A IEC309 560CM | Ea |  | 1 Year | 733 | 4.5% | 700.015
8399 | APC | PDM3520IEC309-3P-620 | IT Power Distribution Module 1x3 Pole 5 Wire 20A IEC309 620CM | Ea |  | 1 Year | 744 | 4.5% | 710.52
8400 | APC | PDM3520IEC309-3P-680 | IT Power Distribution Module 1x3 Pole 5 Wire 20A IEC309 680CM | Ea |  | 1 Year | 767 | 4.5% | 732.485
8401 | APC | PDM3520IEC309-3P-740 | IT Power Distribution Module 1x3 Pole 5 Wire 20A IEC309 740CM | Ea |  | 1 Year | 776 | 4.5% | 741.08
8402 | APC | PDM3520IEC309-3P-800 | IT Power Distribution Module 1x3 Pole 5 Wire 20A IEC309 800CM | Ea |  | 1 Year | 767 | 4.5% | 732.485
8403 | APC | PDM3520IEC309-3P-860 | IT Power Distribution Module 1x3 Pole 5 Wire 20A IEC309 860CM | Ea |  | 1 Year | 794 | 4.5% | 758.27
8404 | APC | PDM3520IEC309-3P-920 | IT Power Distribution Module 1x3 Pole 5 Wire 20A IEC309 920CM | Ea |  | 1 Year | 801 | 4.5% | 764.955
8405 | APC | PDM3520IEC309-3P-980 | IT Power Distribution Module 1x3 Pole 5 Wire 20A IEC309 980CM | Ea |  | 1 Year | 793 | 4.5% | 757.315
8406 | APC | PDM3520IEC309-440 | APC IT Power Distribution Module 3 Pole 5 Wire 20A 240V IEC309 440cm | Ea |  | 1 Year | 817 | 4.5% | 780.235
8407 | APC | PDM3520IEC309-500 | APC IT Power Distribution Module 3 Pole 5 Wire 20A 240V IEC309 500cm | Ea |  | 1 Year | 812 | 4.5% | 775.46
8408 | APC | PDM3520IEC309-560 | APC IT Power Distribution Module 3 Pole 5 Wire 20A 240V IEC309 560cm | Ea |  | 1 Year | 822 | 4.5% | 785.01
8409 | APC | PDM3520IEC309-620 | APC IT Power Distribution Module 3 Pole 5 Wire 20A 240V IEC309 620cm | Ea |  | 1 Year | 831 | 4.5% | 793.605
8410 | APC | PDM3520IEC309-680 | APC IT Power Distribution Module 3 Pole 5 Wire 20A 240V IEC309 680cm | Ea |  | 1 Year | 819 | 4.5% | 782.145
8411 | APC | PDM3520IEC309-740 | APC IT Power Distribution Module 3 Pole 5 Wire 20A 240V IEC309 740cm | Ea |  | 1 Year | 724 | 4.5% | 691.42
8412 | APC | PDM3520IEC309-80 | APC IT Power Distribution Module 3 Pole 5 Wire 20A 240V IEC309 80cm | Ea |  | 1 Year | 827 | 4.5% | 789.785
8413 | APC | PDM3520IEC309-800 | APC IT Power Distribution Module 3 Pole 5 Wire 20A 240V IEC309 800cm | Ea |  | 1 Year | 855 | 4.5% | 816.525
8414 | APC | PDM3520IEC309-860 | APC IT Power Distribution Module 3 Pole 5 Wire 20A 240V IEC309 860cm | Ea |  | 1 Year | 857 | 4.5% | 818.435
8415 | APC | PDM3520IEC309-920 | APC IT Power Distribution Module 3 Pole 5 Wire 20A 240V IEC309 920cm | Ea |  | 1 Year | 852 | 4.5% | 813.66
8416 | APC | PDM3520IEC309-980 | APC IT Power Distribution Module 3 Pole 5 Wire 20A 240V IEC309 980cm | Ea |  | 1 Year | 986 | 4.5% | 941.63
8417 | APC | PDM3520L2120-1040 | APC IT Power Distribution Module 3 Pole 5 Wire 20A L21-20 1040cm | Ea |  | 1 Year | 1180 | 4.5% | 1126.9
8418 | APC | PDM3520L2120-1680 | APC IT Power Distribution Module 3 Pole 5 Wire 20A L21-20 1680cm | Ea |  | 1 Year | 736 | 4.5% | 702.88
8419 | APC | PDM3520L2120-200 | APC IT Power Distribution Module 3 Pole 5 Wire 20A L21-20 200cm | Ea |  | 1 Year | 744 | 4.5% | 710.52
8420 | APC | PDM3520L2120-260 | APC IT Power Distribution Module 3 Pole 5 Wire 20A L21-20 260cm | Ea |  | 1 Year | 769 | 4.5% | 734.395
8421 | APC | PDM3520L2120-320 | APC IT Power Distribution Module 3 Pole 5 Wire 20A L21-20 320cm | Ea |  | 1 Year | 777 | 4.5% | 742.035
8422 | APC | PDM3520L2120-380 | APC IT Power Distribution Module 3 Pole 5 Wire 20A L21-20 380cm | Ea |  | 1 Year | 933 | 4.5% | 891.015
8423 | APC | PDM3520L2120-3P-1040 | IT Power Distribution Module 1x3 Pole 5 Wire 20A L2120 1040CM | Ea |  | 1 Year | 620 | 4.5% | 592.1
8424 | APC | PDM3520L2120-3P-200 | IT Power Distribution Module 1x3 Pole 5 Wire 20A L2120 200CM | Ea |  | 1 Year | 661 | 4.5% | 631.255
8425 | APC | PDM3520L2120-3P-260 | IT Power Distribution Module 1x3 Pole 5 Wire 20A L2120 260CM | Ea |  | 1 Year | 719 | 4.5% | 686.645
8426 | APC | PDM3520L2120-3P-320 | IT Power Distribution Module 1x3 Pole 5 Wire 20A L2120 320CM | Ea |  | 1 Year | 710 | 4.5% | 678.05
8427 | APC | PDM3520L2120-3P-380 | IT Power Distribution Module 1x3 Pole 5 Wire 20A L2120 380CM | Ea |  | 1 Year | 729 | 4.5% | 696.195
8428 | APC | PDM3520L2120-3P-440 | IT Power Distribution Module 1x3 Pole 5 Wire 20A L2120 440CM | Ea |  | 1 Year | 773 | 4.5% | 738.215
8429 | APC | PDM3520L2120-3P-500 | IT Power Distribution Module 1x3 Pole 5 Wire 20A L2120 500CM | Ea |  | 1 Year | 792 | 4.5% | 756.36
8430 | APC | PDM3520L2120-3P-560 | IT Power Distribution Module 1x3 Pole 5 Wire 20A L2120 560CM | Ea |  | 1 Year | 809 | 4.5% | 772.595
8431 | APC | PDM3520L2120-3P-620 | IT Power Distribution Module 1x3 Pole 5 Wire 20A L2120 620CM | Ea |  | 1 Year | 800 | 4.5% | 764
8432 | APC | PDM3520L2120-3P-680 | IT Power Distribution Module 1x3 Pole 5 Wire 20A L2120 680CM | Ea |  | 1 Year | 845 | 4.5% | 806.975
8433 | APC | PDM3520L2120-3P-740 | IT Power Distribution Module 1x3 Pole 5 Wire 20A L2120 740CM | Ea |  | 1 Year | 836 | 4.5% | 798.38
8434 | APC | PDM3520L2120-3P-800 | IT Power Distribution Module 1x3 Pole 5 Wire 20A L2120 800CM | Ea |  | 1 Year | 881 | 4.5% | 841.355
8435 | APC | PDM3520L2120-3P-860 | IT Power Distribution Module 1x3 Pole 5 Wire 20A L2120 860CM | Ea |  | 1 Year | 872 | 4.5% | 832.76
8436 | APC | PDM3520L2120-3P-920 | IT Power Distribution Module 1x3 Pole 5 Wire 20A L2120 920CM | Ea |  | 1 Year | 897 | 4.5% | 856.635
8437 | APC | PDM3520L2120-3P-980 | IT Power Distribution Module 1x3 Pole 5 Wire 20A L2120 980CM | Ea |  | 1 Year | 801 | 4.5% | 764.955
8438 | APC | PDM3520L2120-440 | APC IT Power Distribution Module 3 Pole 5 Wire 20A L21-20 440cm | Ea |  | 1 Year | 814 | 4.5% | 777.37
8439 | APC | PDM3520L2120-500 | APC IT Power Distribution Module 3 Pole 5 Wire 20A L21-20 500cm | Ea |  | 1 Year | 840 | 4.5% | 802.2
8440 | APC | PDM3520L2120-560 | APC IT Power Distribution Module 3 Pole 5 Wire 20A L21-20 560cm | Ea |  | 1 Year | 857 | 4.5% | 818.435
8441 | APC | PDM3520L2120-620 | APC IT Power Distribution Module 3 Pole 5 Wire 20A L21-20 620cm | Ea |  | 1 Year | 880 | 4.5% | 840.4
8442 | APC | PDM3520L2120-680 | APC IT Power Distribution Module 3 Pole 5 Wire 20A L21-20 680cm | Ea |  | 1 Year | 888 | 4.5% | 848.04
8443 | APC | PDM3520L2120-740 | APC IT Power Distribution Module 3 Pole 5 Wire 20A L21-20 740cm | Ea |  | 1 Year | 907 | 4.5% | 866.185
8444 | APC | PDM3520L2120-800 | APC IT Power Distribution Module 3 Pole 5 Wire 20A L21-20 800cm | Ea |  | 1 Year | 922 | 4.5% | 880.51
8445 | APC | PDM3520L2120-860 | APC IT Power Distribution Module 3 Pole 5 Wire 20A L21-20 860cm | Ea |  | 1 Year | 944 | 4.5% | 901.52
8446 | APC | PDM3520L2120-920 | APC IT Power Distribution Module 3 Pole 5 Wire 20A L21-20 920cm | Ea |  | 1 Year | 962 | 4.5% | 918.71
8447 | APC | PDM3520L2120-980 | APC IT Power Distribution Module 3 Pole 5 Wire 20A L21-20 980cm | Ea |  | 1 Year | 1470 | 4.5% | 1403.85
8448 | APC | PDM3530L2130-1040 | APC IT Power Distribution Module 3 Pole 5 Wire 30A L21-30 1040cm | Ea |  | 1 Year | 1905 | 4.5% | 1819.275
8449 | APC | PDM3530L2130-1680 | APC IT Power Distribution Module 3 Pole 5 Wire 30A L21-30 1680cm | Ea |  | 1 Year | 943 | 4.5% | 900.565
8450 | APC | PDM3530L2130-200 | APC IT Power Distribution Module 3 Pole 5 Wire 30A L21-30 200cm | Ea |  | 1 Year | 986 | 4.5% | 941.63
8451 | APC | PDM3530L2130-260 | APC IT Power Distribution Module 3 Pole 5 Wire 30A L21-30 260cm | Ea |  | 1 Year | 1010 | 4.5% | 964.55
8452 | APC | PDM3530L2130-320 | APC IT Power Distribution Module 3 Pole 5 Wire 30A L21-30 320cm | Ea |  | 1 Year | 1055 | 4.5% | 1007.525
8453 | APC | PDM3530L2130-380 | APC IT Power Distribution Module 3 Pole 5 Wire 30A L21-30 380cm | Ea |  | 1 Year | 1385 | 4.5% | 1322.675
8454 | APC | PDM3530L2130-3P-1040 | IT Power Distribution Module 1x3 Pole 5 Wire 30A L2130 1040CM | Ea |  | 1 Year | 1770 | 4.5% | 1690.35
8455 | APC | PDM3530L2130-3P-1680 | IT Power Distribution Module 1x3 Pole 5 Wire 30A L2130 1680CM | Ea |  | 1 Year | 908 | 4.5% | 867.14
8456 | APC | PDM3530L2130-3P-200 | IT Power Distribution Module 1x3 Pole 5 Wire 30A L2130 200CM | Ea |  | 1 Year | 893 | 4.5% | 852.815
8457 | APC | PDM3530L2130-3P-260 | IT Power Distribution Module 1x3 Pole 5 Wire 30A L2130 260CM | Ea |  | 1 Year | 927 | 4.5% | 885.285
8458 | APC | PDM3530L2130-3P-320 | IT Power Distribution Module 1x3 Pole 5 Wire 30A L2130 320CM | Ea |  | 1 Year | 965 | 4.5% | 921.575
8459 | APC | PDM3530L2130-3P-380 | IT Power Distribution Module 1x3 Pole 5 Wire 30A L2130 380CM | Ea |  | 1 Year | 999 | 4.5% | 954.045
8460 | APC | PDM3530L2130-3P-440 | IT Power Distribution Module 1x3 Pole 5 Wire 30A L2130 440CM | Ea |  | 1 Year | 1040 | 4.5% | 993.2
8461 | APC | PDM3530L2130-3P-500 | IT Power Distribution Module 1x3 Pole 5 Wire 30A L2130 500CM | Ea |  | 1 Year | 1075 | 4.5% | 1026.625
8462 | APC | PDM3530L2130-3P-560 | IT Power Distribution Module 1x3 Pole 5 Wire 30A L2130 560CM | Ea |  | 1 Year | 1145 | 4.5% | 1093.475
8463 | APC | PDM3530L2130-3P-620 | IT Power Distribution Module 1x3 Pole 5 Wire 30A L2130 620CM | Ea |  | 1 Year | 1155 | 4.5% | 1103.025
8464 | APC | PDM3530L2130-3P-680 | IT Power Distribution Module 1x3 Pole 5 Wire 30A L2130 680CM | Ea |  | 1 Year | 1185 | 4.5% | 1131.675
8465 | APC | PDM3530L2130-3P-740 | IT Power Distribution Module 1x3 Pole 5 Wire 30A L2130 740CM | Ea |  | 1 Year | 1225 | 4.5% | 1169.875
8466 | APC | PDM3530L2130-3P-800 | IT Power Distribution Module 1x3 Pole 5 Wire 30A L2130 800CM | Ea |  | 1 Year | 1280 | 4.5% | 1222.4
8467 | APC | PDM3530L2130-3P-860 | IT Power Distribution Module 1x3 Pole 5 Wire 30A L2130 860CM | Ea |  | 1 Year | 1315 | 4.5% | 1255.825
8468 | APC | PDM3530L2130-3P-920 | IT Power Distribution Module 1x3 Pole 5 Wire 30A L2130 920CM | Ea |  | 1 Year | 1335 | 4.5% | 1274.925
8469 | APC | PDM3530L2130-3P-980 | IT Power Distribution Module 1x3 Pole 5 Wire 30A L2130 980CM | Ea |  | 1 Year | 1095 | 4.5% | 1045.725
8470 | APC | PDM3530L2130-440 | APC IT Power Distribution Module 3 Pole 5 Wire 30A L21-30 440cm | Ea |  | 1 Year | 1125 | 4.5% | 1074.375
8471 | APC | PDM3530L2130-500 | APC IT Power Distribution Module 3 Pole 5 Wire 30A L21-30 500cm | Ea |  | 1 Year | 1160 | 4.5% | 1107.8
8472 | APC | PDM3530L2130-560 | APC IT Power Distribution Module 3 Pole 5 Wire 30A L21-30 560cm | Ea |  | 1 Year | 1205 | 4.5% | 1150.775
8473 | APC | PDM3530L2130-620 | APC IT Power Distribution Module 3 Pole 5 Wire 30A L21-30 620cm | Ea |  | 1 Year | 1250 | 4.5% | 1193.75
8474 | APC | PDM3530L2130-680 | APC IT Power Distribution Module 3 Pole 5 Wire 30A L21-30 680cm | Ea |  | 1 Year | 1290 | 4.5% | 1231.95
8475 | APC | PDM3530L2130-740 | APC IT Power Distribution Module 3 Pole 5 Wire 30A L21-30 740c | Ea |  | 1 Year | 1320 | 4.5% | 1260.6
8476 | APC | PDM3530L2130-800 | APC IT Power Distribution Module 3 Pole 5 Wire 30A L21-30 800cm | Ea |  | 1 Year | 1375 | 4.5% | 1313.125
8477 | APC | PDM3530L2130-860 | APC IT Power Distribution Module 3 Pole 5 Wire 30A L21-30 860cm | Ea |  | 1 Year | 1390 | 4.5% | 1327.45
8478 | APC | PDM3530L2130-920 | APC IT Power Distribution Module 3 Pole 5 Wire 30A L21-30 920cm | Ea |  | 1 Year | 1465 | 4.5% | 1399.075
8479 | APC | PDM3530L2130-980 | APC IT Power Distribution Module 3 Pole 5 Wire 30A L21-30 980cm | Ea |  | 1 Year | 922 | 4.5% | 880.51
8480 | APC | PDM3532IEC-1040 | APC IT Power Distribution Module 3 Pole 5 Wire 32A IEC309 1040cm | Ea |  | 1 Year | 764 | 4.5% | 729.62
8481 | APC | PDM3532IEC-200 | APC IT Power Distribution Module 3 Pole 5 Wire 32A IEC309 200cm | Ea |  | 1 Year | 855 | 4.5% | 816.525
8482 | APC | PDM3532IEC-260 | APC IT Power Distribution Module 3 Pole 5 Wire 32A IEC309 260cm | Ea |  | 1 Year | 845 | 4.5% | 806.975
8483 | APC | PDM3532IEC-320 | APC IT Power Distribution Module 3 Pole 5 Wire 32A IEC309 320cm | Ea |  | 1 Year | 762 | 4.5% | 727.71
8484 | APC | PDM3532IEC-380 | APC IT Power Distribution Module 3 Pole 5 Wire 32A IEC309 380cm | Ea |  | 1 Year | 775 | 4.5% | 740.125
8485 | APC | PDM3532IEC-440 | APC IT Power Distribution Module 3 Pole 5 Wire 32A IEC309 440cm | Ea |  | 1 Year | 785 | 4.5% | 749.675
8486 | APC | PDM3532IEC-500 | APC IT Power Distribution Module 3 Pole 5 Wire 32A IEC309 500cm | Ea |  | 1 Year | 917 | 4.5% | 875.735
8487 | APC | PDM3532IEC-560 | APC IT Power Distribution Module 3 Pole 5 Wire 32A IEC309 560cm | Ea |  | 1 Year | 798 | 4.5% | 762.09
8488 | APC | PDM3532IEC-620 | APC IT Power Distribution Module 3 Pole 5 Wire 32A IEC309 620cm | Ea |  | 1 Year | 807 | 4.5% | 770.685
8489 | APC | PDM3532IEC-680 | APC IT Power Distribution Module 3 Pole 5 Wire 32A IEC309 680cm | Ea |  | 1 Year | 816 | 4.5% | 779.28
8490 | APC | PDM3532IEC-740 | APC IT Power Distribution Module 3 Pole 5 Wire 32A IEC309 740cm | Ea |  | 1 Year | 825 | 4.5% | 787.875
8491 | APC | PDM3532IEC-800 | APC IT Power Distribution Module 3 Pole 5 Wire 32A IEC309 800cm | Ea |  | 1 Year | 834 | 4.5% | 796.47
8492 | APC | PDM3532IEC-860 | APC IT Power Distribution Module 3 Pole 5 Wire 32A IEC309 860cm | Ea |  | 1 Year | 960 | 4.5% | 916.8
8493 | APC | PDM3532IEC-920 | APC IT Power Distribution Module 3 Pole 5 Wire 32A IEC309 920cm | Ea |  | 1 Year | 850 | 4.5% | 811.75
8494 | APC | PDM3532IEC-980 | APC IT Power Distribution Module 3 Pole 5 Wire 32A IEC309 980cm | Ea |  | 1 Year | 2435 | 4.5% | 2325.425
8495 | APC | PDM3540IEC309-1040 | APC IT Power Distribution Module 3 Pole 5 Wire 40A IEC 309 1040cm | Ea |  | 1 Year | 3235 | 4.5% | 3089.425
8496 | APC | PDM3540IEC309-1680 | APC IT Power Distribution Module 3 Pole 5 Wire 40A IEC 309 1680cm | Ea |  | 1 Year | 1350 | 4.5% | 1289.25
8497 | APC | PDM3540IEC309-200 | APC IT Power Distribution Module 3 Pole 5 Wire 40A IEC 309 200cm | Ea |  | 1 Year | 1460 | 4.5% | 1394.3
8498 | APC | PDM3540IEC309-260 | APC IT Power Distribution Module 3 Pole 5 Wire 40A IEC 309 260cm | Ea |  | 1 Year | 1540 | 4.5% | 1470.7
8499 | APC | PDM3540IEC309-320 | APC IT Power Distribution Module 3 Pole 5 Wire 40A IEC 309 320cm | Ea |  | 1 Year | 1610 | 4.5% | 1537.55
8500 | APC | PDM3540IEC309-380 | APC IT Power Distribution Module 3 Pole 5 Wire 40A IEC 309 380cm | Ea |  | 1 Year | 1685 | 4.5% | 1609.175
8501 | APC | PDM3540IEC309-440 | APC IT Power Distribution Module 3 Pole 5 Wire 40A IEC 309 440cm | Ea |  | 1 Year | 1755 | 4.5% | 1676.025
8502 | APC | PDM3540IEC309-500 | APC IT Power Distribution Module 3 Pole 5 Wire 40A IEC 309 500cm | Ea |  | 1 Year | 1865 | 4.5% | 1781.075
8503 | APC | PDM3540IEC309-560 | APC IT Power Distribution Module 3 Pole 5 Wire 40A IEC 309 560cm | Ea |  | 1 Year | 1905 | 4.5% | 1819.275
8504 | APC | PDM3540IEC309-620 | APC IT Power Distribution Module 3 Pole 5 Wire 40A IEC 309 620cm | Ea |  | 1 Year | 2015 | 4.5% | 1924.325
8505 | APC | PDM3540IEC309-680 | APC IT Power Distribution Module 3 Pole 5 Wire 40A IEC 309 680cm | Ea |  | 1 Year | 2065 | 4.5% | 1972.075
8506 | APC | PDM3540IEC309-740 | APC IT Power Distribution Module 3 Pole 5 Wire 40A IEC 309 740cm | Ea |  | 1 Year | 2170 | 4.5% | 2072.35
8507 | APC | PDM3540IEC309-800 | APC IT Power Distribution Module 3 Pole 5 Wire 40A IEC 309 800cm | Ea |  | 1 Year | 2205 | 4.5% | 2105.775
8508 | APC | PDM3540IEC309-860 | APC IT Power Distribution Module 3 Pole 5 Wire 40A IEC 309 860cm | Ea |  | 1 Year | 2285 | 4.5% | 2182.175
8509 | APC | PDM3540IEC309-920 | APC IT Power Distribution Module 3 Pole 5 Wire 40A IEC 309 920cm | Ea |  | 1 Year | 2355 | 4.5% | 2249.025
8510 | APC | PDM3540IEC309-980 | APC IT Power Distribution Module 3 Pole 5 Wire 40A IEC 309 980cm | Ea |  | 1 Year | 4165 | 4.5% | 3977.575
8511 | APC | PDM3563IEC-1040 | APC IT Power Distribution Module 3 Pole 5 Wire 63A IEC309 1040cm | Ea |  | 1 Year | 1970 | 4.5% | 1881.35
8512 | APC | PDM3563IEC-200 | APC IT Power Distribution Module 3 Pole 5 Wire 63A IEC309 200cm | Ea |  | 1 Year | 2500 | 4.5% | 2387.5
8513 | APC | PDM3563IEC-440 | APC IT Power Distribution Module 3 Pole 5 Wire 63A IEC309 440cm | Ea |  | 1 Year | 2745 | 4.5% | 2621.475
8514 | APC | PDM3563IEC-560 | APC IT Power Distribution Module 3 Pole 5 Wire 63A IEC309 560cm | Ea |  | 1 Year | 2925 | 4.5% | 2793.375
8515 | APC | PDM3563IEC-620 | APC IT Power Distribution Module 3 Pole 5 Wire 63A IEC309 620cm | Ea |  | 1 Year | 3255 | 4.5% | 3108.525
8516 | APC | PDM3563IEC-740 | APC IT Power Distribution Module 3 Pole 5 Wire 63A IEC309 740cm | Ea |  | 1 Year | 3295 | 4.5% | 3146.725
8517 | APC | PDM3563IEC-800 | APC IT Power Distribution Module 3 Pole 5 Wire 63A IEC309 800cm | Ea |  | 1 Year | 3430 | 4.5% | 3275.65
8518 | APC | PDM3563IEC-860 | APC IT Power Distribution Module 3 Pole 5 Wire 63A IEC309 860cm | Ea |  | 1 Year | 3565 | 4.5% | 3404.575
8519 | APC | PDM3563IEC-920 | APC IT Power Distribution Module 3 Pole 5 Wire 63A IEC309 920cm | Ea |  | 1 Year | 3695 | 4.5% | 3528.725
8520 | APC | PDM3563IEC-980 | APC IT Power Distribution Module 3 Pole 5 Wire 63A IEC309 980cm | Ea |  | 1 Year | 325 | 4.5% | 310.375
8521 | APC | PDPB150G6F | InfraStruxure PDU, 150kVA, 416A, 480V:208V Isolation Transformer, 84 Poles, 1 Subfeed | Ea |  | 1 Year | 8655 | 4.5% | 8265.525
8522 | APC | PDPM100F6F-M | APC 100kVA Modular Power Distribution Unit, Isolation Transformer, 208:208V, 72 Pole, MBP, 1 Subfeed | Ea |  | 1 Year | 34750 | 4.5% | 33186.25
8523 | APC | PDPM100F-M | APC 100kVA Modular Power Distribution Unit, 208V, 72 Poles, MBP, 1 Subfeed | Ea |  | 1 Year | 35370 | 4.5% | 33778.35
8524 | APC | PDPM100G6F-M | APC 100kVA Modular Power Distribution Unit, Isolation Transformer, 480:208V, 72 Pole, MBP, 1 Subfeed | Ea |  | 1 Year | 34680 | 4.5% | 33119.4
8525 | APC | PDPM100L6F-M | APC 100kVA Modular Power Distribution Unit, Isolation Transformer, 600:208V, 72 Pole, MBP, 1 Subfeed | Ea |  | 1 Year | 4835 | 4.5% | 4617.425
8526 | APC | PDPM100SC | APC Symmetra PX 100kW Bottom Feed Side Car, 300mm | Ea |  | 1 Year | 3740 | 4.5% | 3571.7
8527 | APC | PDPM138H-5U | APC Modular Rack Distribution Panel, 138kVA, 200A, 400V, 18 Pole, 5U | Ea |  | 1 Year | 13705 | 4.5% | 13088.275
8528 | APC | PDPM144F | APC Modular Remote Power Panel, 144kVA, 400A, 208V, 72 Pole, 300mm | Ea |  | 1 Year | 46045 | 4.5% | 43972.975
8529 | APC | PDPM150G6F | APC 144kVA Modular Power Distribution Unit, Isolation Transformer, 480:208V, 72 Poles, 2 Subfeed | Ea |  | 1 Year | 45825 | 4.5% | 43762.875
8530 | APC | PDPM150L6F | APC 144kVA Modular Power Distribution Unit, Isolation Transformer, 600:208V, 72 Poles, 2 Subfeed | Ea |  | 1 Year | 5005 | 4.5% | 4779.775
8531 | APC | PDPM150SC | APC 150kVA Modular PDU Bottom Feed Side Car, 300mm | Ea |  | 1 Year | 49230 | 4.5% | 47014.65
8532 | APC | PDPM175G6H | APC 175kVA Modular Power Distribution Unit, Isolation Transformer, 480:415V, 72 Poles, 2 Subfeed | Ea |  | 1 Year | 13290 | 4.5% | 12691.95
8533 | APC | PDPM277H | APC Modular Remote Power Panel, 277kVA, 400A, 400V, 72 Pole, 300mm | Ea |  | 1 Year | 32940 | 4.5% | 31457.7
8534 | APC | PDPM288G6H | APC Modular Power Distribution Unit, 266kVA, 400A, 480V:415V Auto-transformer, 72 Pole, 300mm | Ea |  | 1 Year | 3715 | 4.5% | 3547.825
8535 | APC | PDPM72F-5U | APC Modular Rack Distribution Panel, 72kVA, 200A, 208V, 18 Pole, 5U | Ea |  | 1 Year | 129 | 4.5% | 123.195
8536 | APC | PDPS4200 | ISX PDU 200 A 4 Wire Pin & Sleeve Connector | Ea |  | 1 Year | 5480 | 4.5% | 5233.4
8537 | APC | PDPT4200 | ISX PDU Input Top Entry Cable w/ a 200 A 4 Wire plug | Ea |  | 1 Year | 123 | 4.5% | 117.465
8538 | APC | PDRDPF10U-R | Basic Rack Distribution Panel 208 V in a Rack | Ea |  | 1 Year | 18715 | 4.5% | 17872.825
8539 | APC | PDRPPNX10 | APC Xmerless PDU 208 V | Ea |  | 1 Year | 18625 | 4.5% | 17786.875
8540 | APC | PDRPPNX10-M | APC Xmerless PDU w/ MBP 208 V | Ea |  | 1 Year | 560 | 4.5% | 534.8
8541 | APC | PDT1B-KIT | T1 Breaker Kit for unsupported breaker amperages with Current Transformer without Adaptors | Ea |  | 1 Year | 156 | 4.5% | 148.98
8542 | APC | PDT3B-KIT | T3 Breaker Kit for unsupported breaker amperages with Current Transformer without Adaptors | Ea |  | 1 Year | 277 | 4.5% | 264.535
8543 | APC | PDT5B-KIT | T5 Breaker Kit for unsupported breaker amperages with Current Transformer without Adaptors | Ea |  | 1 Year | 256 | 4.5% | 244.48
8544 | APC | PDW10L21-20XC | 10' CABLE EXTENDER 5-WIRE #10 AWG, UL WITH L21-20R/P | Ea |  | 1 Year | 161 | 4.5% | 153.755
8545 | APC | PDW11L21-20R | TC 5Wire Whip W/L21-20 11 FT | Ea |  | 1 Year | 152 | 4.5% | 145.16
8546 | APC | PDW11L6-30C | 3WIRE WHIP W/L6-30 11 FT | Ea |  | 1 Year | 2300 | 4.5% | 2196.5
8547 | APC | PDW12IEC309-RDP4 | RDP INPUT CORD & CONNECTOR SET - 12 FOOT | Ea |  | 1 Year | 275 | 4.5% | 262.625
8548 | APC | PDW12L21-20XC | 12' CABLE EXTENDER 5-WIRE #10 AWG, UL WITH L21-20R/P | Ea |  | 1 Year | 166 | 4.5% | 158.53
8549 | APC | PDW13L21-20R | TC 5WIRE WHIP W/L21-20 13 FT | Ea |  | 1 Year | 160 | 4.5% | 152.8
8550 | APC | PDW13L6-30C | 3WIRE WHIP W/L6-30 13 FT | Ea |  | 1 Year | 297 | 4.5% | 283.635
8551 | APC | PDW14L21-20XC | 14' CABLE EXTENDER 5-WIRE #10 AWG, UL WITH L21-20R/P | Ea |  | 1 Year | 171 | 4.5% | 163.305
8552 | APC | PDW15L21-20R | TC 5Wire Whip W/L21-20 15 FT | Ea |  | 1 Year | 163 | 4.5% | 155.665
8553 | APC | PDW15L6-30C | 3WIRE WHIP W/L6-30 15 FT | Ea |  | 1 Year | 314 | 4.5% | 299.87
8554 | APC | PDW16L21-20XC | 16' CABLE EXTENDER 5-WIRE #10 AWG, UL WITH L21-20R/P | Ea |  | 1 Year | 179 | 4.5% | 170.945
8555 | APC | PDW17L21-20R | TC 5Wire Whip W/L21-20 17 FT | Ea |  | 1 Year | 164 | 4.5% | 156.62
8556 | APC | PDW17L6-30C | 3WIRE WHIP W/L6-30 17 FT | Ea |  | 1 Year | 335 | 4.5% | 319.925
8557 | APC | PDW18L21-20XC | 18' CABLE EXTENDER 5-WIRE #10 AWG, UL WITH L21-20R/P | Ea |  | 1 Year | 184 | 4.5% | 175.72
8558 | APC | PDW19L21-20R | TC 5WIRE WHIP W/L21-20 19 FT | Ea |  | 1 Year | 168 | 4.5% | 160.44
8559 | APC | PDW19L6-30C | 3WIRE WHIP W/L6-30 19 FT | Ea |  | 1 Year | 359 | 4.5% | 342.845
8560 | APC | PDW20L21-20XC | 20' CABLE EXTENDER 5-WIRE #10 AWG, UL WITH L21-20R/P | Ea |  | 1 Year | 194 | 4.5% | 185.27
8561 | APC | PDW21L21-20R | TC 5WIRE WHIP W/L21-20 21 FT | Ea |  | 1 Year | 171 | 4.5% | 163.305
8562 | APC | PDW21L6-30C | 3WIRE WHIP W/L6-30 21 FT | Ea |  | 1 Year | 380 | 4.5% | 362.9
8563 | APC | PDW22L21-20XC | 22' CABLE EXTENDER 5-WIRE #10 AWG, UL WITH L21-20R/P | Ea |  | 1 Year | 195 | 4.5% | 186.225
8564 | APC | PDW23L21-20R | TC 5WIRE WHIP W/L21-20 23 FT | Ea |  | 1 Year | 179 | 4.5% | 170.945
8565 | APC | PDW23L6-30C | 3WIRE WHIP W/L6-30 23 FT | Ea |  | 1 Year | 404 | 4.5% | 385.82
8566 | APC | PDW24L21-20XC | 24' CABLE EXTENDER 5-WIRE #10 AWG, UL WITH L21-20R/P | Ea |  | 1 Year | 202 | 4.5% | 192.91
8567 | APC | PDW25L21-20R | TC 5Wire Whip W/L21-20 25 FT | Ea |  | 1 Year | 182 | 4.5% | 173.81
8568 | APC | PDW25L6-30C | 3WIRE WHIP W/L6-30 25 FT | Ea |  | 1 Year | 211 | 4.5% | 201.505
8569 | APC | PDW27L21-20R | TC 5WIRE WHIP W/L21-20 27 FT | Ea |  | 1 Year | 186 | 4.5% | 177.63
8570 | APC | PDW27L6-30C | 3WIRE WHIP W/L6-30 27 FT | Ea |  | 1 Year | 216 | 4.5% | 206.28
8571 | APC | PDW29L21-20R | TC 5Wire Whip W/L21-20 29 FT | Ea |  | 1 Year | 191 | 4.5% | 182.405
8572 | APC | PDW29L6-30C | 3WIRE WHIP W/L6-30 29 FT | Ea |  | 1 Year | 450 | 4.5% | 429.75
8573 | APC | PDW30L21-20XC | 30' CABLE EXTENDER 5-WIRE #10 AWG, UL WITH L21-20R/P | Ea |  | 1 Year | 222 | 4.5% | 212.01
8574 | APC | PDW31L21-20R | TC 5Wire Whip W/L21-20 31 FT | Ea |  | 1 Year | 195 | 4.5% | 186.225
8575 | APC | PDW31L6-30C | 3WIRE WHIP W/L6-30 31 FT | Ea |  | 1 Year | 495 | 4.5% | 472.725
8576 | APC | PDW32L21-20XC | 32' CABLE EXTENDER 5-WIRE #10 AWG, UL WITH L21-20R/P | Ea |  | 1 Year | 227 | 4.5% | 216.785
8577 | APC | PDW33L21-20R | TC 5Wire Whip W/L21-20 33 FT | Ea |  | 1 Year | 233 | 4.5% | 222.515
8578 | APC | PDW35L21-20R | TC 5Wire Whip W/L21-20 35 FT | Ea |  | 1 Year | 207 | 4.5% | 197.685
8579 | APC | PDW35L6-30C | 3WIRE WHIP W/L6-30 35 FT | Ea |  | 1 Year | 240 | 4.5% | 229.2
8580 | APC | PDW37L21-20R | TC 5Wire Whip W/L21-20 37 FT | Ea |  | 1 Year | 245 | 4.5% | 233.975
8581 | APC | PDW39L21-20R | TC 5Wire Whip W/L21-20 39 FT | Ea |  | 1 Year | 251 | 4.5% | 239.705
8582 | APC | PDW41L21-20R | TC 5Wire Whip W/L21-20 41 FT | Ea |  | 1 Year | 256 | 4.5% | 244.48
8583 | APC | PDW43L21-20R | TC 5Wire Whip W/L21-20 43 FT | Ea |  | 1 Year | 225 | 4.5% | 214.875
8584 | APC | PDW43L6-30C | 3WIRE WHIP W/L6-30 43 FT | Ea |  | 1 Year | 261 | 4.5% | 249.255
8585 | APC | PDW45L21-20R | TC 5Wire Whip W/L21-20 45 FT | Ea |  | 1 Year | 233 | 4.5% | 222.515
8586 | APC | PDW47L6-30C | 3WIRE WHIP W/L6-30 47 FT | Ea |  | 1 Year | 240 | 4.5% | 229.2
8587 | APC | PDW49L6-30C | 3WIRE WHIP W/L6-30 49 FT | Ea |  | 1 Year | 200 | 4.5% | 191
8588 | APC | PDW4L21-20XC | 4' CABLE EXTENDER 5-WIRE #10 AWG, UL WITH L21-20R/P | Ea |  | 1 Year | 281 | 4.5% | 268.355
8589 | APC | PDW51L21-20R | TC 5Wire Whip W/L21-20 51 FT | Ea |  | 1 Year | 243 | 4.5% | 232.065
8590 | APC | PDW51L6-30C | 3WIRE WHIP W/L6-30 51 FT | Ea |  | 1 Year | 306 | 4.5% | 292.23
8591 | APC | PDW59L21-20R | TC 5Wire Whip W/L21-20 59 FT | Ea |  | 1 Year | 144 | 4.5% | 137.52
8592 | APC | PDW5L21-20R | TC 5Wire Whip W/L21-20 5 FT | Ea |  | 1 Year | 137 | 4.5% | 130.835
8593 | APC | PDW5L6-30C | 3WIRE WHIP W/L6-30 5 FT | Ea |  | 1 Year | 224 | 4.5% | 213.92
8594 | APC | PDW6L21-20XC | 6' CABLE EXTENDER 5-WIRE #10 AWG, UL WITH L21-20R/P | Ea |  | 1 Year | 150 | 4.5% | 143.25
8595 | APC | PDW7L21-20R | TC 5Wire Whip W/L21-20 7 FT | Ea |  | 1 Year | 143 | 4.5% | 136.565
8596 | APC | PDW7L6-30C | 3WIRE WHIP W/L6-30 7 FT | Ea |  | 1 Year | 245 | 4.5% | 233.975
8597 | APC | PDW8L21-20XC | 8' CABLE EXTENDER 5-WIRE #10 AWG, UL WITH L21-20R/P | Ea |  | 1 Year | 159 | 4.5% | 151.845
8598 | APC | PDW9L21-20R | TC 5Wire Whip W/L21-20 9 FT | Ea |  | 1 Year | 148 | 4.5% | 141.34
8599 | APC | PDW9L6-30C | 3WIRE WHIP W/L6-30 9 FT | Ea |  | 1 Year | 18.75 | 4.5% | 17.9062
8600 | APC | PDX316IEC-1080 | APC Modular IT Power Distribution Cable Extender 3 Wire 16A IEC309 1080cm | Ea |  | 1 Year | 269 | 4.5% | 256.895
8601 | APC | PDX316IEC-120 | APC Modular IT Power Distribution Cable Extender 3 Wire 16A IEC309 120cm | Ea |  | 1 Year | 379 | 4.5% | 361.945
8602 | APC | PDX316IEC-240 | APC Modular IT Power Distribution Cable Extender 3 Wire 16A IEC309 240cm | Ea |  | 1 Year | 347 | 4.5% | 331.385
8603 | APC | PDX316IEC-480 | APC Modular IT Power Distribution Cable Extender 3 Wire 16A IEC309 480cm | Ea |  | 1 Year | 283 | 4.5% | 270.265
8604 | APC | PDX316IEC-600 | APC Modular IT Power Distribution Cable Extender 3 Wire 16A IEC309 600cm | Ea |  | 1 Year | 298 | 4.5% | 284.59
8605 | APC | PDX316IEC-720 | APC Modular IT Power Distribution Cable Extender 3 Wire 16A IEC309 720cm | Ea |  | 1 Year | 196 | 4.5% | 187.18
8606 | APC | PDX316IEC-840 | APC Modular IT Power Distribution Cable Extender 3 Wire 16A IEC309 840cm | Ea |  | 1 Year | 306 | 4.5% | 292.23
8607 | APC | PDX316IEC-960 | APC Modular IT Power Distribution Cable Extender 3 Wire 16A IEC309 960cm | Ea |  | 1 Year | 357 | 4.5% | 340.935
8608 | APC | PDX332IEC-120 | APC Modular IT Power Distribution Cable Extender 3 Wire 32A IEC309 120cm | Ea |  | 1 Year | 571 | 4.5% | 545.305
8609 | APC | PDX332IEC-1200 | APC Modular IT Power Distribution Cable Extender 3 Wire 32A IEC309 1200cm | Ea |  | 1 Year | 486 | 4.5% | 464.13
8610 | APC | PDX332IEC-240 | APC Modular IT Power Distribution Cable Extender 3 Wire 32A IEC309 240cm | Ea |  | 1 Year | 353 | 4.5% | 337.115
8611 | APC | PDX332IEC-360 | APC Modular IT Power Distribution Cable Extender 3 Wire 32A IEC309 360cm | Ea |  | 1 Year | 452 | 4.5% | 431.66
8612 | APC | PDX332IEC-480 | APC Modular IT Power Distribution Cable Extender 3 Wire 32A IEC309 480cm | Ea |  | 1 Year | 389 | 4.5% | 371.495
8613 | APC | PDX332IEC-600 | APC Modular IT Power Distribution Cable Extender 3 Wire 32A IEC309 600cm | Ea |  | 1 Year | 403 | 4.5% | 384.865
8614 | APC | PDX332IEC-720 | APC Modular IT Power Distribution Cable Extender 3 Wire 32A IEC309 720cm | Ea |  | 1 Year | 411 | 4.5% | 392.505
8615 | APC | PDX332IEC-840 | APC Modular IT Power Distribution Cable Extender 3 Wire 32A IEC309 840cm | Ea |  | 1 Year | 530 | 4.5% | 506.15
8616 | APC | PDX332IEC-960 | APC Modular IT Power Distribution Cable Extender 3 Wire 32A IEC309 960cm | Ea |  | 1 Year | 407 | 4.5% | 388.685
8617 | APC | PDX516IEC-300 | APC Modular IT Power Distribution Cable Extender 5 Wire 16A IEC309 300cm | Ea |  | 1 Year | 535 | 4.5% | 510.925
8618 | APC | PDX516IEC309-3C19 | APC IT Power Distribution Cable Splitter 5 Wire 16A IEC309 to 3xC19 | Ea |  | 1 Year | 602 | 4.5% | 574.91
8619 | APC | PDX516IEC-600 | APC Modular IT Power Distribution Cable Extender 5 Wire 16A IEC309 600cm | Ea |  | 1 Year | 611 | 4.5% | 583.505
8620 | APC | PDX520IEC309L-3C19 | APC IT Power Distribution Cable Splitter 5 Wire 20A 240V IEC309UL to 3xC19 | Ea |  | 1 Year | 476 | 4.5% | 454.58
8621 | APC | PDX532IEC-300 | APC Modular IT Power Distribution Cable Extender 5 Wire 32A IEC309 300cm | Ea |  | 1 Year | 17440 | 4.5% | 16655.2
8622 | APC | PE610 | APC Essential SurgeArrest 6 Outlet 10 Foot Cord 120V | Ea |  | 1 Year | 24 | 4.5% | 22.92
8623 | APC | PE615 | APC Essential SurgeArrest 6 Outlet 15 Foot Cord 120V | Ea |  | 1 Year | 30 | 4.5% | 28.65
8624 | APC | PE625 | APC Essential SurgeArrest 6 Outlet 25 Foot Cord 120V | Ea |  | 1 Year | 9.6 | 4.5% | 9.168
8625 | APC | PE63 | APC Essential SurgeArrest 6 Outlet 3 Foot Cord 120V | Ea |  | 1 Year | 20.25 | 4.5% | 19.3387
8626 | APC | PE63DP | APC Essential SurgeArrest 6 Outlet 3 Foot Cord Dual Pack 120V | Ea |  | 1 Year | 45 | 4.5% | 42.975
8627 | APC | PE64U2WGDP | APC Essential SurgeArrest 6 Outlet 4 Foot Cord with 2 Port 2.4A USB Charger Dual Pack 120V White | Ea |  | 1 Year | 13.5 | 4.5% | 12.8925
8628 | APC | PE66 | APC Essential SurgeArrest 6 Outlet 6 Foot Cord 120V | Ea |  | 1 Year | 27 | 4.5% | 25.785
8629 | APC | PE66DP | APC Essential SurgeArrest 6 Outlet 6 Foot Cord Dual Pack 120V | Ea |  | 1 Year | 13.5 | 4.5% | 12.8925
8630 | APC | PE66W | APC Essential SurgeArrest 6 Outlet 6 Foot Cord 120V, White | Ea |  | 1 Year | 13.25 | 4.5% | 12.6537
8631 | APC | PE66WG | APC Essential SurgeArrest 6 Outlet 6 Foot Cord 120V, White and Grey | Ea |  | 1 Year | 19.5 | 4.5% | 18.6225
8632 | APC | PE6T | APC Essential SurgeArrest 6 Outlet with Phone Protection 120V | Ea |  | 1 Year | 30 | 4.5% | 28.65
8633 | APC | PE6U2 | APC Essential SurgeArrest 6 Outlet with 5V, 2.4A 2 port USB charger 120V | Ea |  | 1 Year | 54 | 4.5% | 51.57
8634 | APC | PE6U21 | APC SurgeArrest Essential MultI-Use 6 Outlet With 2 TYPE-A 1 Type-C Port 4.8A USB Charger Black 120V | Ea |  | 1 Year | 54 | 4.5% | 51.57
8635 | APC | PE6U21W | APC SurgeArrest Essential Multi-Use 6 Outlet with 2 Type-A 1 Type-C Port 4.8A USB Charger White 120V | Ea |  | 1 Year | 44 | 4.5% | 42.02
8636 | APC | PE6U4 | APC SurgeArrest Essential Multi-Use 6 Outlet With 4 Port 4.8A USB Charger Black 120V | Ea |  | 1 Year | 44 | 4.5% | 42.02
8637 | APC | PE6U4W | APC SurgeArrest Essential Multi-Use 6 Outlet with 4 Port 4.8A USB Charger White 120V | Ea |  | 1 Year | 15.75 | 4.5% | 15.0412
8638 | APC | PE76 | APC Essential SurgeArrest 7 Outlet 6 Foot Cord 120V | Ea |  | 1 Year | 15.75 | 4.5% | 15.0412
8639 | APC | PE76W | APC Essential SurgeArrest 7 Outlet 6 Foot Cord 120V, White | Ea |  | 1 Year | 15.5 | 4.5% | 14.8025
8640 | APC | PE76WG | APC Essential SurgeArrest 7 Outlet 6 Foot Cord 120V, White and Grey | Ea |  | 1 Year | 30 | 4.5% | 28.65
8641 | APC | PER7T | APC Personal SurgeArrest 7 Outlet with Phone Protection, 120V | Ea |  | 1 Year | 33 | 4.5% | 31.515
8642 | APC | PER8T | APC Personal SurgeArrest 8 Outlet with Phone Protection, 120V | Ea |  | 1 Year | 27 | 4.5% | 25.785
8643 | APC | PG1P15AT1B | 1-Pole 15A ABB UL/CSA/CE T1 Breaker | Ea |  | 1 Year | 341 | 4.5% | 325.655
8644 | APC | PG1P20AT1B | 1-Pole 20A ABB UL/CSA/CE T1 Breaker | Ea |  | 1 Year | 287 | 4.5% | 274.085
8645 | APC | PG1P25AT1B | 1-Pole 25A ABB UL/CSA/CE T1 Breaker | Ea |  | 1 Year | 287 | 4.5% | 274.085
8646 | APC | PG1P30AT1B | 1-Pole 30A ABB UL/CSA/CE T1 Breaker | Ea |  | 1 Year | 485 | 4.5% | 463.175
8647 | APC | PG3P100AT1B | 3-Pole 100A ABB UL/CSA/CE T1 Breaker | Ea |  | 1 Year | 989 | 4.5% | 944.495
8648 | APC | PG3P125AT3B | 3-Pole 125A ABB UL/CSA/CE T3 Breaker | Ea |  | 1 Year | 989 | 4.5% | 944.495
8649 | APC | PG3P150AT3B | 3-Pole 150A ABB UL/CSA/CE T3 Breaker | Ea |  | 1 Year | 449 | 4.5% | 428.795
8650 | APC | PG3P15AT1B | 3-Pole 15A ABB UL/CSA/CE T1 Breaker | Ea |  | 1 Year | 648 | 4.5% | 618.84
8651 | APC | PG3P175AT3B | 3-Pole 175A ABB UL/CSA/CE T3 Breaker | Ea |  | 1 Year | 989 | 4.5% | 944.495
8652 | APC | PG3P200AT3B | 3-Pole 200A ABB UL/CSA/CE T3 Breaker | Ea |  | 1 Year | 449 | 4.5% | 428.795
8653 | APC | PG3P20AT1B | 3-Pole 20A ABB UL/CSA/CE T1 Breaker | Ea |  | 1 Year | 1045 | 4.5% | 997.975
8654 | APC | PG3P225AT3B | 3-Pole 225A ABB UL/CSA/CE T3 Breaker | Ea |  | 1 Year | 449 | 4.5% | 428.795
8655 | APC | PG3P25AT1B | 3-Pole 25A ABB UL/CSA/CE T1 Breaker | Ea |  | 1 Year | 1585 | 4.5% | 1513.675
8656 | APC | PG3P300AT5B | 3-Pole 300A ABB UL/CSA/CE T5 Breaker | Ea |  | 1 Year | 449 | 4.5% | 428.795
8657 | APC | PG3P30AT1B | 3-Pole 30A ABB UL/CSA/CE T1 Breaker | Ea |  | 1 Year | 1585 | 4.5% | 1513.675
8658 | APC | PG3P400AT5B | 3-Pole 400A ABB UL/CSA/CE T5 Breaker | Ea |  | 1 Year | 449 | 4.5% | 428.795
8659 | APC | PG3P40AT1B | 3-Pole 40A ABB UL/CSA/CE T1 Breaker | Ea |  | 1 Year | 449 | 4.5% | 428.795
8660 | APC | PG3P50AT1B | 3-Pole 50A ABB UL/CSA/CE T1 Breaker | Ea |  | 1 Year | 449 | 4.5% | 428.795
8661 | APC | PG3P60AT1B | 3-Pole 60A ABB UL/CSA/CE T1 Breaker | Ea |  | 1 Year | 485 | 4.5% | 463.175
8662 | APC | PG3P70AT1B | 3-Pole 70A ABB UL/CSA/CE T1 Breaker | Ea |  | 1 Year | 485 | 4.5% | 463.175
8663 | APC | PG3P80AT1B | 3-Pole 80A ABB UL/CSA/CE T1 Breaker | Ea |  | 1 Year | 485 | 4.5% | 463.175
8664 | APC | PG3P90AT1B | 3-Pole 90A ABB UL/CSA/CE T1 Breaker | Ea |  | 1 Year | 251 | 4.5% | 239.705
8665 | APC | PGT11PADAP | Adapter for T1 1 Pole breakers on L1 or L3 | Ea |  | 1 Year | 323 | 4.5% | 308.465
8666 | APC | PGT13PADAP | Adapter for T1 3 Pole Breakers up to 100 Amp | Ea |  | 1 Year | 251 | 4.5% | 239.705
8667 | APC | PGT1L21PADAP | Adapter for T1 1 Pole Breakers up to 100 Amp placed on L2 | Ea |  | 1 Year | 395 | 4.5% | 377.225
8668 | APC | PGT33PADAP | Adapter for T3 3 Pole Breakers up to 125 - 225 Amp | Ea |  | 1 Year | 395 | 4.5% | 377.225
8669 | APC | PGT53PADAP | Adapter for T5 3 Pole Breakers 300 - 400 Amp | Ea |  | 1 Year | 15525 | 4.5% | 14826.375
8670 | APC | PH12 | APC Home Office SurgeArrest 12 Outlets, 120V | Ea |  | 1 Year | 42 | 4.5% | 40.11
8671 | APC | PH12U2 | APC Home Office SurgeArrest 12 Outlets with 2 USB charging ports (5V, 2.4A in total), 120V | Ea |  | 1 Year | 43 | 4.5% | 41.065
8672 | APC | PH12U2W | APC Home Office SurgeArrest 12 Outlets with 2 USB charging ports (5V, 2.4A in total), 120V White | Ea |  | 1 Year | 31 | 4.5% | 29.605
8673 | APC | PH12W | APC Home Office SurgeArrest 12 Outlets, 120V White | Ea |  | 1 Year | 24.75 | 4.5% | 23.6363
8674 | APC | PH8 | APC Home Office SurgeArrest 8 Outlets, 120V | Ea |  | 1 Year | 36 | 4.5% | 34.38
8675 | APC | PH8U2 | APC Home Office SurgeArrest 8 Outlets with 2 USB charging ports (5V, 2.4A in total), 120V | Ea |  | 1 Year | 37 | 4.5% | 35.335
8676 | APC | PH8U2W | APC Home Office SurgeArrest 8 Outlets with 2 USB Charging Ports (5V, 2.4A in total), 120V White | Ea |  | 1 Year | 24.75 | 4.5% | 23.6363
8677 | APC | PH8W | APC Home Office SurgeArrest 8 Outlets, 120V White | Ea |  | 1 Year | 40 | 4.5% | 38.2
8678 | APC | PMF83VT-GR | APC Performance SurgeArrest 8 outlets with Phone & Coax Protection 230V Germany | Ea |  | 1 Year | 140 | 4.5% | 133.7
8679 | APC | PNET1GB | APC ProtectNet standalone surge protector for 10/100/1000 Base-T Ethernet lines | Ea |  | 1 Year | 26 | 4.5% | 24.83
8680 | APC | PNETR6 | REPLACEABLE, RACKMOUNT, 1U, CAT 6 NETWORK SURGE PROTECTION MODULE | Ea |  | 1 Year | 60 | 4.5% | 57.3
8681 | APC | PNOTEPROC6 | APC Notebook Surge Protector for AC, phone and network lines, 3 pin connection, 100-240V | Ea |  | 1 Year | 27 | 4.5% | 25.785
8682 | APC | PNOTEPROC8 | APC Notebook Surge Protector for AC, phone and network lines, 2 pin connection, 100-240V | Ea |  | 1 Year | 27 | 4.5% | 25.785
8683 | APC | PRM | APC PROTECTNET RACK MOUNT SHELF | Ea |  | 1 Year | 50 | 4.5% | 47.75
8684 | APC | PRM24 | 19" CHASSIS, 1U, 24 CHANNELS, FOR REPLACEABLE DATA LINE SURGE PROTECTION | Ea |  | 1 Year | 26 | 4.5% | 24.83
8685 | APC | PRM4 | CHASSIS, 1U, 4 CHANNELS, FOR REPLACEABLE DATA LINE SURGE PROTECTION | Ea |  | 1 Year | 10.5 | 4.5% | 10.0275
8686 | APC | PRMLB | Mounting bracket for the PRM4 chassis | Ea |  | 1 Year | 30 | 4.5% | 28.65
8687 | APC | PRO7T | APC Professional SurgeArrest 7 Outlet with Phone Protection, 120V | Ea |  | 1 Year | 43 | 4.5% | 41.065
8688 | APC | PRO8T2 | APC Professional SurgeArrest 8 Outlet with Phone Protection, 120V | Ea |  | 1 Year | 43 | 4.5% | 41.065
8689 | APC | PS9-DCE | APC PROTECTNET RS-232 DB9 DCE | Ea |  | 1 Year | 30 | 4.5% | 28.65
8690 | APC | PS9-DTE | APC PROTECTNET RS-232 DB9 DTE | Ea |  | 1 Year | 34 | 4.5% | 32.47
8691 | APC | PTEL2 | APC PROTECTNET TELECOM 2 LINE | Ea |  | 1 Year | 27 | 4.5% | 25.785
8692 | APC | PTEL2R | REPLACEABLE, RACKMOUNT, 1U, 2 LINE TELCO SURGE PROTECTION MODULE | Ea |  | 1 Year | 30 | 4.5% | 28.65
8693 | APC | PVR | REPLACEABLE, RACKMOUNT, 1U, SINGLE LINE, CableTV SURGE PROTECTION MODULE | Ea |  | 1 Year | 18.5 | 4.5% | 17.6675
8694 | APC | PZ62B | APC Power Strip 6 Outlet 2 Foot Cord 120V Black | Ea |  | 1 Year | 12 | 4.5% | 11.46
8695 | APC | PZ62BDP | APC Power Strip 6 Outlet 2 Foot Cord Dual Pack 120V Black | Ea |  | 1 Year | 526 | 4.5% | 502.33
8696 | APC | QCLCTRL | Data Center Operation: Cooling Optimize Control Module | Ea |  | 1 Year | 21320 | 4.5% | 20360.6
8697 | APC | QCLENGN | Cooling Optimize Engine | Ea |  | 1 Year | 2215 | 4.5% | 2115.325
8698 | APC | QCLGTWY | Data Center Operation: Cooling Optimize Gateway | Ea |  | 1 Year | 236 | 4.5% | 225.38
8699 | APC | QCLHUM | Data Center Operation: Cooling Optimize Humidity Sensor | Ea |  | 1 Year | 367200 | 4.5% | 350676
8700 | APC | QCLPRSR | Data Center Operation: Cooling Optimize Pressure Sensor | Ea |  | 1 Year | 285 | 4.5% | 272.175
8701 | APC | QCLPWR | Data Center Operation: Cooling Optimize Power Sensor | Ea |  | 1 Year | 256 | 4.5% | 244.48
8702 | APC | QCLTEMP | Data Center Operation: Cooling Optimize Temperature Sensor | Ea |  | 1 Year | 1095 | 4.5% | 1045.725
8703 | APC | RACKPDUINSTL | RACK PDU INSTALLATION | Ea |  | 1 Year | 162 | 4.5% | 154.71
8704 | APC | RACSC101 | InRow SC System 1 InRow SC, 1 NetShelter SX Rack 600mm, and Rear Containment | Ea |  | 1 Year | 15700 | 4.5% | 14993.5
8705 | APC | RACSC112 | InRow SC System 1 InRow SC, 1 NetShelter SX Rack 600mm, with Front and Rear Containment | Ea |  | 1 Year | 19850 | 4.5% | 18956.75
8706 | APC | RACSC112E | InRow SC System 1 InRow SC 50Hz 1PH, 1 NetShelter SX Rack 600mm, with Front and Rear Containment | Ea |  | 1 Year | 20005 | 4.5% | 19104.775
8707 | APC | RACSC201 | InRow SC System 2 InRow SC units, 1 NetShelter SX Rack 600mm, and Rear Containment | Ea |  | 1 Year | 26550 | 4.5% | 25355.25
8708 | APC | RBC1 | APC Replacement Battery Cartridge #1 | Ea |  | 1 Year | 85 | 4.5% | 81.175
8709 | APC | RBC10 | APC Replacement Battery Cartridge #10 | Ea |  | 1 Year | 495 | 4.5% | 472.725
8710 | APC | RBC11 | APC Replacement Battery Cartridge #11 | Ea |  | 1 Year | 523 | 4.5% | 499.465
8711 | APC | RBC12 | APC Replacement Battery Cartridge #12 | Ea |  | 1 Year | 1330 | 4.5% | 1270.15
8712 | APC | RBC13 | APC Replacement Battery Cartridge #13 | Ea |  | 1 Year | 1335 | 4.5% | 1274.925
8713 | APC | RBC14 | APC Replacement Battery Cartridge #14 | Ea |  | 1 Year | 64 | 4.5% | 61.12
8714 | APC | RBC17 | APC Replacement Battery Cartridge #17 | Ea |  | 1 Year | 185 | 4.5% | 176.675
8715 | APC | RBC18 | APC Replacement Battery Cartridge #18 | Ea |  | 1 Year | 61 | 4.5% | 58.255
8716 | APC | RBC2 | APC Replacement Battery Cartridge #2 | Ea |  | 1 Year | 88 | 4.5% | 84.04
8717 | APC | RBC21 | APC Replacement Battery Cartridge #21 | Ea |  | 1 Year | 304 | 4.5% | 290.32
8718 | APC | RBC22 | APC Replacement Battery Cartridge #22 | Ea |  | 1 Year | 405 | 4.5% | 386.775
8719 | APC | RBC23 | APC Replacement Battery Cartridge #23 | Ea |  | 1 Year | 490 | 4.5% | 467.95
8720 | APC | RBC24 | APC Replacement Battery Cartridge #24 | Ea |  | 1 Year | 542 | 4.5% | 517.61
8721 | APC | RBC24J | APC Replacement Battery Cartridge #24J | Ea |  | 1 Year | 599 | 4.5% | 572.045
8722 | APC | RBC25 | APC Replacement Battery Cartridge #25 | Ea |  | 1 Year | 327 | 4.5% | 312.285
8723 | APC | RBC26 | APC Replacement Battery Cartridge #26 | Ea |  | 1 Year | 582 | 4.5% | 555.81
8724 | APC | RBC27 | APC Replacement Battery Cartridge #27 | Ea |  | 1 Year | 64 | 4.5% | 61.12
8725 | APC | RBC29 | APC Replacement Battery Cartridge #29 | Ea |  | 1 Year | 112 | 4.5% | 106.96
8726 | APC | RBC3 | APC Replacement Battery Cartridge #3 | Ea |  | 1 Year | 62 | 4.5% | 59.21
8727 | APC | RBC30 | APC Replacement Battery Cartridge #30 | Ea |  | 1 Year | 369 | 4.5% | 352.395
8728 | APC | RBC31 | APC Replacement Battery Cartridge #31 | Ea |  | 1 Year | 109 | 4.5% | 104.095
8729 | APC | RBC32 | APC Replacement Battery Cartridge #32 | Ea |  | 1 Year | 134 | 4.5% | 127.97
8730 | APC | RBC33 | APC Replacement Battery Cartridge #33 | Ea |  | 1 Year | 353 | 4.5% | 337.115
8731 | APC | RBC34 | APC Replacement Battery Cartridge #34 | Ea |  | 1 Year | 52 | 4.5% | 49.66
8732 | APC | RBC35 | APC Replacement Battery Cartridge #35 | Ea |  | 1 Year | 100 | 4.5% | 95.5
8733 | APC | RBC4 | APC Replacement Battery Cartridge #4 | Ea |  | 1 Year | 53 | 4.5% | 50.615
8734 | APC | RBC40 | APC Replacement Battery 12V-7AH | Ea |  | 1 Year | 570 | 4.5% | 544.35
8735 | APC | RBC43 | APC Replacement Battery Cartridge #43 | Ea |  | 1 Year | 47 | 4.5% | 44.885
8736 | APC | RBC45 | APC Replacement Battery Cartridge #45 | Ea |  | 1 Year | 53 | 4.5% | 50.615
8737 | APC | RBC46 | APC Replacement Battery Cartridge #46 | Ea |  | 1 Year | 45 | 4.5% | 42.975
8738 | APC | RBC47 | APC Replacement Battery Cartridge #47 | Ea |  | 1 Year | 146 | 4.5% | 139.43
8739 | APC | RBC48 | APC Replacement Battery Cartridge #48 | Ea |  | 1 Year | 106 | 4.5% | 101.23
8740 | APC | RBC5 | APC Replacement Battery Cartridge #5 | Ea |  | 1 Year | 500 | 4.5% | 477.5
8741 | APC | RBC55 | APC Replacement Battery Cartridge #55 | Ea |  | 1 Year | 414 | 4.5% | 395.37
8742 | APC | RBC57 | APC Replacement Battery Cartridge #57 | Ea |  | 1 Year | 208 | 4.5% | 198.64
8743 | APC | RBC59 | APC Replacement Battery Cartridge #59 | Ea |  | 1 Year | 236 | 4.5% | 225.38
8744 | APC | RBC6 | APC Replacement Battery Cartridge #6 | Ea |  | 1 Year | 219 | 4.5% | 209.145
8745 | APC | RBC63 | APC Replacement Battery Cartridge #63 | Ea |  | 1 Year | 244 | 4.5% | 233.02
8746 | APC | RBC7 | APC Replacement Battery Cartridge #7 | Ea |  | 1 Year | 297 | 4.5% | 283.635
8747 | APC | RBC8 | APC Replacement Battery Cartridge #8 | Ea |  | 1 Year | 147 | 4.5% | 140.385
8748 | APC | RBC9 | APC Replacement Battery Cartridge #9 | Ea |  | 1 Year | 193 | 4.5% | 184.315
8749 | APC | S10BLK | APC AV Black 1kVA S Type Power Conditioner with Battery Backup 120V | Ea |  | 1 Year | 1040 | 4.5% | 993.2
8750 | APC | S15BLK | APC AV Black 1.5kVA S Type Power Conditioner with Battery Backup 120V | Ea |  | 1 Year | 1555 | 4.5% | 1485.025
8751 | APC | S20BLK | APC AV Black Network Manageable 1.25kW S Type Power Conditioner w Battery Backup 120V | Ea |  | 1 Year | 2075 | 4.5% | 1981.625
8752 | APC | SBATTBLK | APC AV Black S Type Extended Battery Pack 48Vdc | Ea |  | 1 Year | 495 | 4.5% | 472.725
8753 | APC | SBP10KRMI4U | APC Service Bypass Panel- 230V; 100A; MBB; Hardwire input; IEC-320 output- (8) C13 (2) C19 | Ea |  | 1 Year | 1615 | 4.5% | 1542.325
8754 | APC | SBP10KRMT4U | APC Service Bypass Panel- 200/208/240V; 100A; MBB; Hardwire input; (3) L6-30R (3) L6-20R output | Ea |  | 1 Year | 294 | 4.5% | 280.77
8755 | APC | SBP1500RM | APC SERVICE BYPASS PANEL 120V 15A BBM 5-15P input; (8) 5-15R output | Ea |  | 1 Year | 379 | 4.5% | 361.945
8756 | APC | SBP1500RMI | APC SERVICE BYPASS PANEL 230V 10A BBM IEC C14 input; (6) IEC C13 output | Ea |  | 1 Year | 1465 | 4.5% | 1399.075
8757 | APC | SBP16KP | APC Service Bypass Panel- 200/208/240V; 100A; MBB; Hardwire input/output | Ea |  | 1 Year | 1665 | 4.5% | 1590.075
8758 | APC | SBP16KRMP4U | APC Service Bypass Panel- 200/208/240V; 100A; MBB; Hardwire input; (6) L14-30R output | Ea |  | 1 Year | 1355 | 4.5% | 1294.025
8759 | APC | SBP16KRMP4U-HW | APC Service Bypass Panel 200/208/240V Symmetra LX 4-16kVA; (1)L14-30R, (3)L5-20R, (1)100A Hardwire | Ea |  | 1 Year | 1665 | 4.5% | 1590.075
8760 | APC | SBP20KP | APC Service Bypass Panel 200/208/230/240V MBB 125A HW Input/Output | Ea |  | 1 Year | 1550 | 4.5% | 1480.25
8761 | APC | SBP20KRMT4U | APC Service Bypass Panel 200/208/240V MBB 125A HW input (2) L6-30R (4) L6-20R output | Ea |  | 1 Year | 349 | 4.5% | 333.295
8762 | APC | SBP2200RM | APC SERVICE BYPASS PANEL 120V 20A BBM 5-20P input; (6) 5-15R (2) 5-20R output | Ea |  | 1 Year | 559 | 4.5% | 533.845
8763 | APC | SBP3000 | APC Service Bypass Panel- 100-240V; 30A; BBM; Wall Mount; Hardwire Input/Output | Ea |  | 1 Year | 397 | 4.5% | 379.135
8764 | APC | SBP3000RM | APC SERVICE BYPASS PANEL 120V 30A BBM L5-30P input; (4) 5-20R (1) L5-30R output | Ea |  | 1 Year | 614 | 4.5% | 586.37
8765 | APC | SBP3000RM2U | APC Service Bypass Panel- 100-120V; 30A; BBM; L5-30P input; (2) 5-20R (6) 5-15R output | Ea |  | 1 Year | 467 | 4.5% | 445.985
8766 | APC | SBP3000RMHW | APC SERVICE BYPASS PANEL 230V 16A BBM Hardwire | Ea |  | 1 Year | 458 | 4.5% | 437.39
8767 | APC | SBP3000RMI | APC SERVICE BYPASS PANEL 230V 16A BBM IEC C20 input; (6) IEC C13 (1) C19 output | Ea |  | 1 Year | 660 | 4.5% | 630.3
8768 | APC | SBP40KFC1M1 | APC 40KW 208V 1 MOD. 1 MAIN SERV. BYPASS PANEL | Ea |  | 1 Year | 1530 | 4.5% | 1461.15
8769 | APC | SBP5000RMI2U | APC Service Bypass Panel - 230V; 32A; BBM; IEC320 C20/HW Input; IEC-320 Output - (2) C19 (8) C13 | Ea |  | 1 Year | 767 | 4.5% | 732.485
8770 | APC | SBP5000RMT2U | APC Service Bypass Panel - 200/208/240V; 30A; BBM; L6-30P input; (2) L6-30R (2) L6-20R output | Ea |  | 1 Year | 1060 | 4.5% | 1012.3
8771 | APC | SBP60KHC1M1 | APC 60KW 400V 1 MOD. 1 MAIN SERV. BYPASS PANEL | Ea |  | 1 Year | 2265 | 4.5% | 2163.075
8772 | APC | SBP6KRMT2U | APC Service Bypass Panel- 200/208/240V; 50A; MBB; L6-30P/HW input; (1) L6-30R (2) L6-20R output | Ea |  | 1 Year | 778 | 4.5% | 742.99
8773 | APC | SBP80KHC1M1 | APC 80KW 400V 1 MOD. 1 MAIN SERV. BYPASS PANEL | Ea |  | 1 Year | 1770 | 4.5% | 1690.35
8774 | APC | SBPAR3I15K20R2M2-WP | APC Parallel Maintenance Bypass for 2 UPS (1+1) 3:1 15-20kVA Wallmount | Ea |  | 1 Year | 918 | 4.5% | 876.69
8775 | APC | SBPSU10K15F-WP | APC Maintenance Bypass Panel 10-15kVA 208V Wallmount | Ea |  | 1 Year | 4070 | 4.5% | 3886.85
8776 | APC | SBPSU10K20HC1M1-WP | APC Smart-UPS VT Maintenance Bypass Panel 10-20kVA 400V Wallmount | Ea |  | 1 Year | 13275 | 4.5% | 12677.625
8777 | APC | SBPSU10K30FC1M1-WP | APC Smart-UPS VT Maintenance Bypass Panel 10-30kVA 208V Wall Mount w/42 Pos. Distribution Panel | Ea |  | 1 Year | 1820 | 4.5% | 1738.1
8778 | APC | SBPSU20K30F-WP | APC Maintenance Bypass Panel 20-30kVA 208V Wallmount | Ea |  | 1 Year | 782 | 4.5% | 746.81
8779 | APC | SBPSU30K40HC1M1-WP | APC Smart-UPS VT Maintenance Bypass Panel 30-40kVA 400V Wallmount | Ea |  | 1 Year | 127 | 4.5% | 121.285
8780 | APC | SC420 | APC Smart-UPS SC 420VA 120V | Ea |  | 1 Year | 235 | 4.5% | 224.425
8781 | APC | SC420I | APC Smart-UPS SC 420VA 230V | Ea |  | 1 Year | 640 | 4.5% | 611.2
8782 | APC | SC450R1X542 | SmartUPS SC 450 w/Network Management Card | Ea |  | 1 Year | 259 | 4.5% | 247.345
8783 | APC | SC450RM1U | APC Smart-UPS SC 450VA 120V - 1U Rackmount/Tower | Ea |  | 1 Year | 350 | 4.5% | 334.25
8784 | APC | SC450RMI1U | APC Smart-UPS SC 450VA 230V - 1U Rackmount/Tower | Ea |  | 1 Year | 289 | 4.5% | 275.995
8785 | APC | SC620 | APC Smart-UPS SC 620VA 120V | Ea |  | 1 Year | 338 | 4.5% | 322.79
8786 | APC | SC620I | APC Smart-UPS SC 620VA 230V | Ea |  | 1 Year | 668 | 4.5% | 637.94
8787 | APC | SE1000C-DIGI | EcoStruxure Asset Advisor (IT) License for 1000 Credits | Ea |  | 1 Year | 128 | 4.5% | 122.24
8788 | APC | SE100C-DIGI | EcoStruxure Asset Advisor (IT) License for 100 Credits | Ea |  | 1 Year | 470 | 4.5% | 448.85
8789 | APC | SE365C-DIGI | EcoStruxure Asset Advisor (IT) License for 365 Credits | Ea |  | 1 Year | 6430 | 4.5% | 6140.65
8790 | APC | SE5000C-DIGI | EcoStruxure Asset Advisor (IT) License for 5000 Credits | Ea |  | 1 Year | 643 | 4.5% | 614.065
8791 | APC | SE500C-DIGI | EcoStruxure Asset Advisor (IT) License for 500 Credits | Ea |  | 1 Year | 1290 | 4.5% | 1231.95
8792 | APC | SEKVM1024N | APC KVM Access Software 1024 Node License | Ea |  | 1 Year | 27 | 4.5% | 25.785
8793 | APC | SFHPOMW50 | StruxureWare Data Center Expert HP Operations Manager 5.0 Integration | Ea |  | 1 Year | 2240 | 4.5% | 2139.2
8794 | APC | SFTW1M100H-DIGI | Ecostruxure IT Expert Optimize 100 Host Monthly Subscription | Ea |  | 1 Year | 1120 | 4.5% | 1069.6
8795 | APC | SFTW1M10H-DIGI | Ecostruxure IT Expert Optimize 10 Host Monthly Subscription | Ea |  | 1 Year | 112 | 4.5% | 106.96
8796 | APC | SFTW1M1H-DIGI | Ecostruxure IT Expert Optimize 1 Host Monthly Subscription | Ea |  | 1 Year | 27935 | 4.5% | 26677.925
8797 | APC | SFTW1M250H-DIGI | Ecostruxure IT Expert Optimize 250 Host Monthly Subscription | Ea |  | 1 Year | 2795 | 4.5% | 2669.225
8798 | APC | SFTW1M25H-DIGI | Ecostruxure IT Expert Optimize 25 Host Monthly Subscription | Ea |  | 1 Year | 55870 | 4.5% | 53355.85
8799 | APC | SFTW1M500H-DIGI | Ecostruxure IT Expert Optimize 500 Host Monthly Subscription | Ea |  | 1 Year | 5590 | 4.5% | 5338.45
8800 | APC | SFTW1M50H-DIGI | Ecostruxure IT Expert Optimize 50 Host Monthly Subscription | Ea |  | 1 Year | 70615 | 4.5% | 67437.325
8801 | APC | SFTW1YR100H-DIGI | Ecostruxure IT Expert: Optimize 100 Host 1 Year | Ea |  | 1 Year | 7065 | 4.5% | 6747.075
8802 | APC | SFTW1YR10H-DIGI | Ecostruxure IT Expert: Optimize | Ea |  | 1 Year | 706 | 4.5% | 674.23
8803 | APC | SFTW1YR1H-DIGI | Ecostruxure IT Expert 1 Host 1 Year | Ea |  | 1 Year | 176535 | 4.5% | 168590.925
8804 | APC | SFTW1YR250H-DIGI | Ecostruxure IT Expert: Optimize 250 Host 1 Year | Ea |  | 1 Year | 17655 | 4.5% | 16860.525
8805 | APC | SFTW1YR25H-DIGI | Ecostruxure IT Expert: Optimize 25 Host 1 Year | Ea |  | 1 Year | 271030 | 4.5% | 258833.65
8806 | APC | SFTW1YR500H-DIGI | Ecostruxure IT Expert: Optimize 500 Host 1 Year | Ea |  | 1 Year | 35310 | 4.5% | 33721.05
8807 | APC | SFTW1YR50H-DIGI | Ecostruxure IT Expert: Optimize 50 Host 1 Year | Ea |  | 1 Year | 178475 | 4.5% | 170443.625
8808 | APC | SFTW3YR100H-DIGI | Ecostruxure IT Expert 100 Host 3 Year Subscription | Ea |  | 1 Year (3 Years) | 17850 | 4.5% | 17046.75
8809 | APC | SFTW3YR10H-DIGI | Ecostruxure IT Expert 10 Host 3 Year Subscription | Ea |  | 1 Year (3 Years) | 1785 | 4.5% | 1704.675
8810 | APC | SFTW3YR1H-DIGI | Ecostruxure IT Expert 1 Host 3 Year Subscription | Ea |  | 1 Year (3 Years) | 446185 | 4.5% | 426106.675
8811 | APC | SFTW3YR250H-DIGI | Ecostruxure IT Expert 250 Host 3 Year Subscription | Ea |  | 1 Year (3 Years) | 44620 | 4.5% | 42612.1
8812 | APC | SFTW3YR25H-DIGI | Ecostruxure IT Expert 25 Host 3 Year Subscription | Ea |  | 1 Year (3 Years) | 688320 | 4.5% | 657345.6
8813 | APC | SFTW3YR500H-DIGI | Ecostruxure IT Expert 500 Host 3 Year Subscription | Ea |  | 1 Year (3 Years) | 89240 | 4.5% | 85224.2
8814 | APC | SFTW3YR50H-DIGI | Ecostruxure IT Expert 50 Host 3 Year Subscription | Ea |  | 1 Year (3 Years) | 1490 | 4.5% | 1422.95
8815 | APC | SFTWAP90000 | Data Center Operation: Energy Efficiency Subscription License | Ea |  | 1 Year | 1690 | 4.5% | 1613.95
8816 | APC | SFTWAP90010 | StruxureWare Data Center Operation, 10 Rack Subscription License | Ea |  | 1 Year | 8685 | 4.5% | 8294.175
8817 | APC | SFTWAP900100 | StruxureWare Data Center Operation, 100 Rack Subscription License | Ea |  | 1 Year | 12240 | 4.5% | 11689.2
8818 | APC | SFTWAP90055 | Data Center Operation: Insight Subscription License | Ea |  | 1 Year | 4860 | 4.5% | 4641.3
8819 | APC | SFTWAP90065 | StruxureWare Data Center Operation, Cluster Node Subscription License, 1 Additional Server | Ea |  | 1 Year | 1480 | 4.5% | 1413.4
8820 | APC | SFTWAP90110 | StruxureWare Data Center Operation for Colo, Subscription License (10 Racks / 93 m2 / 1000 SQF) | Ea |  | 1 Year | 11700 | 4.5% | 11173.5
8821 | APC | SFTWAP901100 | StruxureWare Data Center Operation for Colo, Subscription License (100 Racks / 930 m2 / 10000 SQF) | Ea |  | 1 Year | 4900 | 4.5% | 4679.5
8822 | APC | SFTWAP902100 | Data Center Operation: Server Access, 100 Node Subscription License | Ea |  | 1 Year | 43200 | 4.5% | 41256
8823 | APC | SFTWAP9021000 | Data Center Operation: Server Access, 1000 Node Subscription License | Ea |  | 1 Year | 26040 | 4.5% | 24868.2
8824 | APC | SFTWAP9110 | Data Center Operation: Capacity, 10 Rack Subscription License | Ea |  | 1 Year | 18900 | 4.5% | 18049.5
8825 | APC | SFTWAP91100 | Data Center Operation: Capacity, 100 Rack Subscription License | Ea |  | 1 Year | 16730 | 4.5% | 15977.15
8826 | APC | SFTWAP9135 | Data Center Operation:Energy Cost Subscription License | Ea |  | 1 Year | 67500 | 4.5% | 64462.5
8827 | APC | SFTWAP916010 | Data Center Operation: IT Optimize 10 Rack Subscription License | Ea |  | 1 Year | 10485 | 4.5% | 10013.175
8828 | APC | SFTWAP9160100 | Data Center Operation: IT Optimize 100 Rack Subscription License | Ea |  | 1 Year | 445 | 4.5% | 424.975
8829 | APC | SFTWAP916110 | Data Center Operation: IT Power Control 10 Rack Subscription License | Ea |  | 1 Year | 3490 | 4.5% | 3332.95
8830 | APC | SFTWAP9161100 | Data Center Operation: IT Power Control 100 Rack Subscription License | Ea |  | 1 Year | 10485 | 4.5% | 10013.175
8831 | APC | SFTWAP94VMACT | StruxureWare Data Center Expert Virtual Machine Activation Key Subscription | Ea |  | 1 Year | 2250 | 4.5% | 2148.75
8832 | APC | SFTWAP95100 | StruxureWare Data Center Expert 100 Node Subscription License | Ea |  | 1 Year | 675 | 4.5% | 644.625
8833 | APC | SFTWAP9525 | StruxureWare Data Center Expert 25 Node Subscription License | Ea |  | 1 Year | 5775 | 4.5% | 5515.125
8834 | APC | SFTWAP9710 | Data Center Operation: Change, 10 Rack Subscription License | Ea |  | 1 Year | 17325 | 4.5% | 16545.375
8835 | APC | SFTWAP97100 | Data Center Operation: Change, 100 Rack Subscription License | Ea |  | 1 Year | 11505 | 4.5% | 10987.275
8836 | APC | SFTWCAP100R-DIGI | Data Center Operation: Capacity, 100 Rack Subscription License | Ea |  | 1 Year | 1450 | 4.5% | 1384.75
8837 | APC | SFTWCAP10R-DIGI | Data Center Operation: Capacity, 10 Rack Subscription License | Ea |  | 1 Year | 773 | 4.5% | 738.215
8838 | APC | SFTWCHG100R-DIGI | Data Center Operation: Change, 100 Rack Subscription License | Ea |  | 1 Year | 1450 | 4.5% | 1384.75
8839 | APC | SFTWCHG10R-DIGI | Data Center Operation: Change, 10 Rack Subscription License | Ea |  | 1 Year | 135 | 4.5% | 128.925
8840 | APC | SFTWCLUSTER-DIGI | StruxureWare Data Center Operation, Cluster Node Subscription License, 1 Additional Server | Ea |  | 1 Year | 5770 | 4.5% | 5510.35
8841 | APC | SFTWDCEVMACT-DIGI | Data Center Expert: Virtual Appliance Subscription Model | Ea |  | 1 Year | 717 | 4.5% | 684.735
8842 | APC | SFTWES10003Y-DIGI | EcoStruxure IT Expert 1000 nodes 1 Year (3 Years) | Ea |  | 1 Year (3 Years) | 166705 | 4.5% | 159203.275
8843 | APC | SFTWES10005Y-DIGI | EcoStruxure IT Expert 1000 nodes 1 Year (5 Years) | Ea |  | 1 Year (5 Years) | 38900 | 4.5% | 37149.5
8844 | APC | SFTWES1000-DIGI | EcoStruxure IT Expert Access for 1000 nodes | Ea |  | 1 Year | 105580 | 4.5% | 100828.9
8845 | APC | SFTWES1000M-DIGI | EcoStruxure IT Expert Access for 1000 nodes billed monthly | Ea |  | 1 Year | 14305 | 4.5% | 13661.275
8846 | APC | SFTWES1003Y-DIGI | EcoStruxure IT Expert 100 nodes 1 Year (3 Years) | Ea |  | 1 Year (3 Years) | 22590 | 4.5% | 21573.45
8847 | APC | SFTWES1005Y-DIGI | EcoStruxure IT Expert 100 nodes 1 Year (5 Years) | Ea |  | 1 Year | 5270 | 4.5% | 5032.85
8848 | APC | SFTWES100-DIGI | EcoStruxure IT Expert Access for 100 nodes | Ea |  | 1 Year | 37045 | 4.5% | 35377.975
8849 | APC | SFTWES100M-DIGI | EcoStruxure IT Expert Access for 100 nodes billed monthly | Ea |  | 1 Year | 46310 | 4.5% | 44226.05
8850 | APC | SFTWES10-DIGI | Ecostruxure IT Expert Access for 10 nodes | Ea |  | 1 Year | 5020 | 4.5% | 4794.1
8851 | APC | SFTWES12503Y-DIGI | EcoStruxure IT Expert 1250 nodes 1 Year (3 Years) | Ea |  | 1 Year | 48625 | 4.5% | 46436.875
8852 | APC | SFTWES1250-DIGI | EcoStruxure IT Expert Access for 1250 nodes | Ea |  | 1 Year | 131980 | 4.5% | 126040.9
8853 | APC | SFTWES1250M-DIGI | EcoStruxure IT Expert Access for 1250 nodes billed monthly | Ea |  | 1 Year | 6995 | 4.5% | 6680.225
8854 | APC | SFTWES15003Y-DIGI | EcoStruxure IT Expert 1500 nodes 1 Year (3 Years) | Ea |  | 1 Year | 58350 | 4.5% | 55724.25
8855 | APC | SFTWES1500-DIGI | EcoStruxure IT Expert Access for 1500 nodes | Ea |  | 1 Year | 158370 | 4.5% | 151243.35
8856 | APC | SFTWES1500M-DIGI | EcoStruxure IT Expert Access for 1500 nodes billed monthly | Ea |  | 1 Year | 7340 | 4.5% | 7009.7
8857 | APC | SFTWES150-DIGI | EcoStruxure IT Expert Access for 150 nodes | Ea |  | 1 Year | 55570 | 4.5% | 53069.35
8858 | APC | SFTWES150M-DIGI | EcoStruxure IT Expert Access for 150 nodes billed monthly | Ea |  | 1 Year | 9325 | 4.5% | 8905.375
8859 | APC | SFTWES2003Y-DIGI | EcoStruxure IT Expert 200 nodes 1 Year (3 Years) | Ea |  | 1 Year | 9790 | 4.5% | 9349.45
8860 | APC | SFTWES200-DIGI | EcoStruxure IT Expert Access for 200 nodes | Ea |  | 1 Year | 26565 | 4.5% | 25369.575
8861 | APC | SFTWES200M-DIGI | EcoStruxure IT Expert Access for 200 nodes billed monthly | Ea |  | 1 Year | 1495 | 4.5% | 1427.725
8862 | APC | SFTWES250-DIGI | EcoStruxure IT Expert Access for 250 nodes | Ea |  | 1 Year | 12235 | 4.5% | 11684.425
8863 | APC | SFTWES250M-DIGI | EcoStruxure IT Expert Access for 250 nodes billed monthly | Ea |  | 1 Year | 1575 | 4.5% | 1504.125
8864 | APC | SFTWES25-DIGI | EcoStruxure IT Expert Access for 25 nodes | Ea |  | 1 Year | 11655 | 4.5% | 11130.525
8865 | APC | SFTWES25M-DIGI | EcoStruxure IT Expert Access for 25 nodes billed monthly | Ea |  | 1 Year | 15060 | 4.5% | 14382.3
8866 | APC | SFTWES350-DIGI | EcoStruxure IT Expert Access for 350 nodes | Ea |  | 1 Year | 15810 | 4.5% | 15098.55
8867 | APC | SFTWES350M-DIGI | EcoStruxure IT Expert Access for 350 nodes billed monthly | Ea |  | 1 Year | 2690 | 4.5% | 2568.95
8868 | APC | SFTWES500-DIGI | EcoStruxure IT Expert Access for 500 nodes | Ea |  | 1 Year | 20080 | 4.5% | 19176.4
8869 | APC | SFTWES500M-DIGI | EcoStruxure IT Expert Access for 500 nodes billed monthly | Ea |  | 1 Year | 2825 | 4.5% | 2697.875
8870 | APC | SFTWES50-DIGI | EcoStruxure IT Expert Access for 50 nodes | Ea |  | 1 Year | 19120 | 4.5% | 18259.6
8871 | APC | SFTWES50M-DIGI | EcoStruxure IT Expert Access for 50 nodes billed monthly | Ea |  | 1 Year | 4035 | 4.5% | 3853.425
8872 | APC | SFTWES750-DIGI | EcoStruxure IT Expert Access for 750 nodes | Ea |  | 1 Year | 29170 | 4.5% | 27857.35
8873 | APC | SFTWES750M-DIGI | EcoStruxure IT Expert Access for 750 nodes billed monthly | Ea |  | 1 Year | 4240 | 4.5% | 4049.2
8874 | APC | SFTWES75-DIGI | EcoStruxure IT Expert Access for 75 nodes | Ea |  | 1 Year | 27785 | 4.5% | 26534.675
8875 | APC | SFTWES75M-DIGI | EcoStruxure IT Expert Access for 75 nodes billed monthly | Ea |  | 1 Year | 64 | 4.5% | 61.12
8876 | APC | SFTWIF100N-DIGI | StruxureWare Data Center Expert 100 Node License Key | Ea |  | 1 Year | 58 | 4.5% | 55.39
8877 | APC | SFTWIF25N-DIGI | StruxureWare Data Center Expert 25 Node Subscription License Key | Ea |  | 1 Year | 25155 | 4.5% | 24023.025
8878 | APC | SFTWIF500N-DIGI | StruxureWare Data Center Expert 500 Node Subscription License Key | Ea |  | 1 Year | 21710 | 4.5% | 20733.05
8879 | APC | SFTWITO100R-DIGI | Data Center Operation: IT Optimize, 100 Rack Subscription License | Ea |  | 1 Year | 1330 | 4.5% | 1270.15
8880 | APC | SFTWITO10R-DIGI | Data Center Operation: IT Optimize, 10 Rack Subscription License | Ea |  | 1 Year | 3490 | 4.5% | 3332.95
8881 | APC | SFTWITPC100R-DIGI | Data Center Operation: IT Power Control, 100 Rack Subscription License | Ea |  | 1 Year | 445 | 4.5% | 424.975
8882 | APC | SFTWITPC10R-DIGI | Data Center Operation: IT Power Control, 10 Rack Subscription License | Ea |  | 1 Year | 463 | 4.5% | 442.165
8883 | APC | SFTWOPS100R-DIGI | StruxureWare Data Center Operation, 100 Rack Subscription License | Ea |  | 1 Year | 725 | 4.5% | 692.375
8884 | APC | SFTWOPS10R-DIGI | StruxureWare Data Center Operation, 10 Rack Subscription License | Ea |  | 1 Year | 1041430 | 4.5% | 994565.65
8885 | APC | SFTWSE1000C-DIGI | EcoStruxure Asset Advisor (IT) 1 Yr Subscription License for 1000 Credits | Ea |  | 1 Year | 128 | 4.5% | 122.24
8886 | APC | SFTWSE100C-DIGI | EcoStruxure Asset Advisor (IT) 1 Yr Subscription License for 100 Credits | Ea |  | 1 Year | 470 | 4.5% | 448.85
8887 | APC | SFTWSE365C-DIGI | EcoStruxure Asset Advisor (IT) 1 Yr Subscription License for 365 Credits | Ea |  | 1 Year | 6430 | 4.5% | 6140.65
8888 | APC | SFTWSE5000C-DIGI | EcoStruxure Asset Advisor (IT) 1 Yr Subscription License for 5000 Credits | Ea |  | 1 Year | 643 | 4.5% | 614.065
8889 | APC | SFTWSE500C-DIGI | EcoStruxure Asset Advisor (IT) 1 Yr Subscription License for 500 Credits | Ea |  | 1 Year | 321 | 4.5% | 306.555
8890 | APC | SFTWSS02-DIGI | Ecostruxure IT Expert Standard 1 Year License 2 | Ea |  | 1 Year | 4970 | 4.5% | 4746.35
8891 | APC | SMC1000-2UC | APC Smart-UPS C 1000VA LCD RM 2U 120V with SmartConnect | Ea |  | 1 Year | 453 | 4.5% | 432.615
8892 | APC | SMC1000C | APC Smart-UPS C 1000VA LCD 120V with SmartConnect | Ea |  | 1 Year | 674 | 4.5% | 643.67
8893 | APC | SMC1000I | APC Smart-UPS C 1000VA LCD 230V | Ea |  | 1 Year | 751 | 4.5% | 717.205
8894 | APC | SMC1000I-2U | APC Smart-UPS C 1000VA LCD RM 2U 230V | Ea |  | 1 Year | 576 | 4.5% | 550.08
8895 | APC | SMC1500 | APC Smart-UPS C 1500VA LCD 120V | Ea |  | 1 Year | 820 | 4.5% | 783.1
8896 | APC | SMC1500-2U | APC Smart-UPS C 1500VA LCD RM 2U 120V | Ea |  | 1 Year | 842 | 4.5% | 804.11
8897 | APC | SMC1500-2UC | APC Smart-UPS C 1500VA RM 2U 120V with SmartConnect | Ea |  | 1 Year | 593 | 4.5% | 566.315
8898 | APC | SMC1500C | APC Smart-UPS C 1500VA LCD 120V with SmartConnect | Ea |  | 1 Year | 882 | 4.5% | 842.31
8899 | APC | SMC1500I | APC Smart-UPS C 1500VA LCD 230V | Ea |  | 1 Year | 930 | 4.5% | 888.15
8900 | APC | SMC1500I-2U | APC Smart-UPS C 1500VA LCD RM 2U 230V | Ea |  | 1 Year | 663 | 4.5% | 633.165
8901 | APC | SMT1000C | APC Smart-UPS 1000VA LCD 120V with SmartConnect | Ea |  | 1 Year | 819 | 4.5% | 782.145
8902 | APC | SMT1000I | APC Smart-UPS 1000VA LCD 230V | Ea |  | 1 Year | 964 | 4.5% | 920.62
8903 | APC | SMT1000J | APC Smart-UPS 1000VA LCD 100V | Ea |  | 1 Year | 837 | 4.5% | 799.335
8904 | APC | SMT1000RM2UC | APC Smart-UPS 1000VA LCD RM 2U 120V with SmartConnect | Ea |  | 1 Year | 1015 | 4.5% | 969.325
8905 | APC | SMT1000RMI2U | APC Smart-UPS 1000VA LCD RM 2U 230V | Ea |  | 1 Year | 906 | 4.5% | 865.23
8906 | APC | SMT1000US | APC Smart-UPS 1000VA LCD 120V TAA | Ea |  | 1 Year | 815 | 4.5% | 778.325
8907 | APC | SMT1500C | APC Smart-UPS 1500VA LCD 120V with SmartConnect | Ea |  | 1 Year | 1030 | 4.5% | 983.65
8908 | APC | SMT1500I | APC Smart-UPS 1500VA LCD 230V | Ea |  | 1 Year | 1250 | 4.5% | 1193.75
8909 | APC | SMT1500J | APC Smart-UPS 1500VA LCD 100V | Ea |  | 1 Year | 1240 | 4.5% | 1184.2
8910 | APC | SMT1500NC | APC Smart-UPS 1500VA LCD 120V with Network Card | Ea |  | 1 Year | 1500 | 4.5% | 1432.5
8911 | APC | SMT1500R2-NMC | APC Smart-UPS 1500 LCD RM 120V with bundled network management card (NMC) | Ea |  | 1 Year | 1290 | 4.5% | 1231.95
8912 | APC | SMT1500R2X122 | APC Smart-UPS 1500VA LCD RM 2U 120V with L5-15P | Ea |  | 1 Year | 885 | 4.5% | 845.175
8913 | APC | SMT1500RM1U | APC Smart-UPS 1500VA LCD RM 1U 120V | Ea |  | 1 Year | 1125 | 4.5% | 1074.375
8914 | APC | SMT1500RM2UC | APC Smart-UPS 1500VA LCD RM 2U 120V with SmartConnect | Ea |  | 1 Year | 1530 | 4.5% | 1461.15
8915 | APC | SMT1500RM2UNC | APC Smart-UPS 1500VA LCD RM 2U 120V with Network Card | Ea |  | 1 Year | 1575 | 4.5% | 1504.125
8916 | APC | SMT1500RMI1U | APC Smart-UPS 1500VA LCD RM 1U 230V | Ea |  | 1 Year | 1365 | 4.5% | 1303.575
8917 | APC | SMT1500RMI2U | APC Smart-UPS 1500VA LCD RM 2U 230V | Ea |  | 1 Year | 1805 | 4.5% | 1723.775
8918 | APC | SMT1500RMI2UNC | APC Smart-UPS 1500VA LCD RM 2U 230V with Network Card | Ea |  | 1 Year | 1385 | 4.5% | 1322.675
8919 | APC | SMT1500RMJ2U | APC Smart-UPS 1500VA LCD RM 2U 100V | Ea |  | 1 Year | 1365 | 4.5% | 1303.575
8920 | APC | SMT1500RMUS | APC Smart-UPS 1500VA LCD RM 2U 120V TAA | Ea |  | 1 Year | 1215 | 4.5% | 1160.325
8921 | APC | SMT1500US | APC Smart-UPS 1500VA LCD 120V TAA | Ea |  | 1 Year | 1320 | 4.5% | 1260.6
8922 | APC | SMT1500X413 | APC Smart-UPS 1500VA LCD 120V with Audible Alarm initially set to Disable | Ea |  | 1 Year | 1570 | 4.5% | 1499.35
8923 | APC | SMT1500X448 | APC Smart-UPS 1500VA LCD 120V with AP9631 Installed | Ea |  | 1 Year | 1835 | 4.5% | 1752.425
8924 | APC | SMT2200C | APC Smart-UPS 2200VA LCD 120V with SmartConnect | Ea |  | 1 Year | 1660 | 4.5% | 1585.3
8925 | APC | SMT2200I | APC Smart-UPS 2200VA LCD 230V | Ea |  | 1 Year | 1805 | 4.5% | 1723.775
8926 | APC | SMT2200J | APC Smart-UPS 2200VA LCD 100V | Ea |  | 1 Year | 2500 | 4.5% | 2387.5
8927 | APC | SMT2200R2X106 | APC Smart-UPS 2200VA LCD RM 2U 120V with L5-20P | Ea |  | 1 Year | 2260 | 4.5% | 2158.3
8928 | APC | SMT2200R2X658 | APC Smart-UPS 2200VA LCD RM 2U 120V with Network Card and 2 Post Rack Kit | Ea |  | 1 Year | 1735 | 4.5% | 1656.925
8929 | APC | SMT2200RM2UC | APC Smart-UPS 2200VA LCD RM 2U 120V with SmartConnect | Ea |  | 1 Year | 2155 | 4.5% | 2058.025
8930 | APC | SMT2200RM2UNC | APC Smart-UPS 2200VA LCD RM 2U 120V with Network Card | Ea |  | 1 Year | 2585 | 4.5% | 2468.675
8931 | APC | SMT2200RMI2U | APC Smart-UPS 2200VA LCD RM 2U 230V | Ea |  | 1 Year | 2800 | 4.5% | 2674
8932 | APC | SMT2200RMI2UNC | APC Smart-UPS 2200VA LCD RM 2U 230V with Network Card | Ea |  | 1 Year | 2000 | 4.5% | 1910
8933 | APC | SMT2200RMUS | APC Smart-UPS 2200VA LCD RM 2U 120V TAA | Ea |  | 1 Year | 1630 | 4.5% | 1556.65
8934 | APC | SMT2200US | APC Smart-UPS 2200VA LCD 120V TAA | Ea |  | 1 Year | 2200 | 4.5% | 2101
8935 | APC | SMT2KR2UNCX145 | APC SMART-UPS 2200VA LCD RM 2U 120V WITH NETWORK CARD & 12ft INPUT CORD | Ea |  | 1 Year | 1880 | 4.5% | 1795.4
8936 | APC | SMT3000C | APC Smart-UPS 3000VA LCD 120V with SmartConnect | Ea |  | 1 Year | 3000 | 4.5% | 2865
8937 | APC | SMT3000I | APC Smart-UPS 3000VA LCD 230V | Ea |  | 1 Year | 2025 | 4.5% | 1933.875
8938 | APC | SMT3000R2X145 | APC Smart UPS 3000VA LCD RM 2U 120V with 12FT CORD | Ea |  | 1 Year | 748 | 4.5% | 714.34
8939 | APC | SMT3000RM2UC | APC Smart-UPS 3000VA LCD RM 2U 120V with SmartConnect | Ea |  | 1 Year | 2230 | 4.5% | 2129.65
8940 | APC | SMT3000RM2UNC | APC Smart-UPS 3000VA LCD RM 2U 120V with Network Card | Ea |  | 1 Year | 2620 | 4.5% | 2502.1
8941 | APC | SMT3000RMI2U | APC Smart-UPS 3000VA LCD RM 2U 230V | Ea |  | 1 Year | 3015 | 4.5% | 2879.325
8942 | APC | SMT3000RMI2UNC | APC Smart-UPS 3000VA LCD RM 2U 230V with Network Card | Ea |  | 1 Year | 2750 | 4.5% | 2626.25
8943 | APC | SMT3000RMJ2U | APC Smart-UPS 3000VA RM 2U LCD 100V | Ea |  | 1 Year | 2540 | 4.5% | 2425.7
8944 | APC | SMT3000RMT2U | APC Smart-UPS 3000VA RM 2U LCD 208V | Ea |  | 1 Year | 2445 | 4.5% | 2334.975
8945 | APC | SMT3000RMUS | APC Smart-UPS 3000VA LCD RM 2U 120V TAA | Ea |  | 1 Year | 749 | 4.5% | 715.295
8946 | APC | SMT500J | APC Smart-UPS 500VA LCD 100V | Ea |  | 1 Year | 486 | 4.5% | 464.13
8947 | APC | SMT750 | APC Smart-UPS 750VA LCD 120V | Ea |  | 1 Year | 486 | 4.5% | 464.13
8948 | APC | SMT750C | APC Smart-UPS 750VA LCD 120V with SmartConnect | Ea |  | 1 Year | 584 | 4.5% | 557.72
8949 | APC | SMT750I | APC Smart-UPS 750VA LCD 230V | Ea |  | 1 Year | 918 | 4.5% | 876.69
8950 | APC | SMT750J | APC Smart-UPS 750VA LCD 100V | Ea |  | 1 Year | 642 | 4.5% | 613.11
8951 | APC | SMT750R2X122 | APC Smart-UPS 750VA LCD RM 2U 120V with L5-15P | Ea |  | 1 Year | 16205 | 4.5% | 15475.775
8952 | APC | SMT750RM2UC | APC Smart-UPS 750VA RM 2U 120V with SmartConnect | Ea |  | 1 Year | 1065 | 4.5% | 1017.075
8953 | APC | SMT750RM2UNC | APC Smart-UPS 750VA LCD RM 120V with Network Card | Ea |  | 1 Year | 807 | 4.5% | 770.685
8954 | APC | SMT750RMI2U | APC Smart-ups 750VA LCD RM 2U 230V | Ea |  | 1 Year | 1160 | 4.5% | 1107.8
8955 | APC | SMT750RMI2UNC | APC Smart-UPS 750VA LCD RM 2U 230V with Network Card | Ea |  | 1 Year | 562 | 4.5% | 536.71
8956 | APC | SMT750US | APC Smart-UPS 750VA LCD 120V TAA | Ea |  | 1 Year | 2450 | 4.5% | 2339.75
8957 | APC | SMTL1500RM3UC | APC Smart-UPS Li-Ion, Short Depth 1500VA, 120V with SmartConnect | Ea |  | 1 Year | 1395 | 4.5% | 1332.225
8958 | APC | SMTL750RM2UC | APC Smart-UPS Li-Ion, Short Depth 750VA, 120V with SmartConnect | Ea |  | 1 Year | 918 | 4.5% | 876.69
8959 | APC | SMX039-2 | APC Smart-UPS X 48V Battery Extension Cable | Ea |  | 1 Year | 140 | 4.5% | 133.7
8960 | APC | SMX040 | APC Smart-UPS X 120V Battery Pack Extension Cable | Ea |  | 1 Year | 269 | 4.5% | 256.895
8961 | APC | SMX1000 | APC Smart-UPS X 1000VA Rack/Tower LCD 120V | Ea |  | 1 Year | 1095 | 4.5% | 1045.725
8962 | APC | SMX1000I | APC Smart-UPS X 1000VA Rack/Tower LCD 230V | Ea |  | 1 Year | 1040 | 4.5% | 993.2
8963 | APC | SMX1000US | APC Smart-UPS X 1000VA Rack/Tower LCD 120V TAA | Ea |  | 1 Year | 1210 | 4.5% | 1155.55
8964 | APC | SMX120BP | APC Smart-UPS X 120V Short Depth External Battery Pack Tower/Rack Convertible | Ea |  | 1 Year | 1190 | 4.5% | 1136.45
8965 | APC | SMX120RMBP2U | APC Smart-UPS X 120V External Battery Pack Rack/Tower | Ea |  | 1 Year | 787 | 4.5% | 751.585
8966 | APC | SMX1500RM2U | APC Smart-UPS X 1500VA Rack/Tower LCD 120V | Ea |  | 1 Year | 1935 | 4.5% | 1847.925
8967 | APC | SMX1500RM2UNC | APC Smart-UPS X 1500VA Rack/Tower LCD 120V with Network Card | Ea |  | 1 Year | 1510 | 4.5% | 1442.05
8968 | APC | SMX1500RMI2U | APC Smart-UPS X 1500VA Rack/Tower LCD 230V | Ea |  | 1 Year | 2070 | 4.5% | 1976.85
8969 | APC | SMX1500RMI2UNC | APC Smart-UPS X 1500VA Rack/Tower LCD 230V with Network Card | Ea |  | 1 Year | 2040 | 4.5% | 1948.2
8970 | APC | SMX1500RMNCUS | APC Smart-UPS X 1500VA Rack/Tower LCD 120V with Network Card TAA | Ea |  | 1 Year | 1295 | 4.5% | 1236.725
8971 | APC | SMX1500RMUS | APC Smart-UPS X 1500VA Rack/Tower LCD 120V, TAA | Ea |  | 1 Year | 1785 | 4.5% | 1704.675
8972 | APC | SMX2000LV | APC Smart-UPS X 2000VA Short Depth Tower/Rack Convertible LCD 100-127V | Ea |  | 1 Year | 2360 | 4.5% | 2253.8
8973 | APC | SMX2000LVNC | APC Smart-UPS X 2000VA Short Depth Tower/Rack Convertible LCD 100-127V with Network Card | Ea |  | 1 Year | 2495 | 4.5% | 2382.725
8974 | APC | SMX2000LVNCUS | APC Smart-UPS X 2000VA Short Depth Tower/Rack Convertible LCD 100-127V with Network Card TAA | Ea |  | 1 Year | 1965 | 4.5% | 1876.575
8975 | APC | SMX2000LVUS | APC Smart-UPS X 2000VA Short Depth Tower/Rack Convertible LCD 100-127V TAA | Ea |  | 1 Year | 2025 | 4.5% | 1933.875
8976 | APC | SMX2000RMLV2U | APC Smart-UPS X 2000VA Rack/Tower LCD 100-127V | Ea |  | 1 Year | 2440 | 4.5% | 2330.2
8977 | APC | SMX2000RMLV2UNC | APC Smart-UPS X 2000VA Rack/Tower LCD 100-127V with Network Card | Ea |  | 1 Year | 2135 | 4.5% | 2038.925
8978 | APC | SMX2200HV | APC Smart-UPS X 2200VA Short Depth Tower/Rack Convertible LCD 200-240V | Ea |  | 1 Year | 2880 | 4.5% | 2750.4
8979 | APC | SMX2200HVNC | APC Smart-UPS X 2200VA Short Depth Tower/Rack Convertible LCD 200-240V with Network Card | Ea |  | 1 Year | 3105 | 4.5% | 2965.275
8980 | APC | SMX2200R2HVNC | APC Smart-UPS X 2200VA Rack/Tower LCD 200-240V with Network Card | Ea |  | 1 Year | 2460 | 4.5% | 2349.3
8981 | APC | SMX2200RMHV2U | APC Smart-UPS X 2200VA Rack/Tower LCD 200-240V | Ea |  | 1 Year | 1990 | 4.5% | 1900.45
8982 | APC | SMX2200RMLV2U | APC Smart-UPS X 2200VA Rack/Tower LCD 100-127V | Ea |  | 1 Year | 2155 | 4.5% | 2058.025
8983 | APC | SMX2200RMLVUS | APC Smart-UPS X 2200VA Rack/Tower LCD 100-127V TAA | Ea |  | 1 Year | 2480 | 4.5% | 2368.4
8984 | APC | SMX2KR2UNCX145 | APC SMART-UPS X 2000VA RACK/TOWER LCD 100-127V WITH NETWORK CARD & 10FT INPUT CORD & NEMA 5-20P | Ea |  | 1 Year | 2525 | 4.5% | 2411.375
8985 | APC | SMX2KRMLVNCUS | APC Smart-UPS X 2000VA Rack/Tower LCD 100-127V with Network Card TAA | Ea |  | 1 Year | 2725 | 4.5% | 2602.375
8986 | APC | SMX3000HV | APC Smart-UPS X 3000VA Short Depth Tower/Rack Convertible LCD 200-240V | Ea |  | 1 Year | 3460 | 4.5% | 3304.3
8987 | APC | SMX3000HVNC | APC Smart-UPS X 3000VA Short Depth Tower/Rack Convertible LCD 200-240V with Network Card | Ea |  | 1 Year | 2415 | 4.5% | 2306.325
8988 | APC | SMX3000HVT | APC Smart-UPS X 3000VA Short Depth Tower/Rack Convertible LCD 208V | Ea |  | 1 Year | 2615 | 4.5% | 2497.325
8989 | APC | SMX3000HVTUS | APC Smart-UPS X 3000VA Short Depth Tower/Rack Convertible LCD 208V TAA | Ea |  | 1 Year | 2180 | 4.5% | 2081.9
8990 | APC | SMX3000LV | APC Smart-UPS X 3000VA Short Depth Tower/Rack Convertible LCD 100-127V | Ea |  | 1 Year | 2680 | 4.5% | 2559.4
8991 | APC | SMX3000LVNC | APC Smart-UPS X 3000VA Short Depth Tower/Rack Convertible LCD 100-127V with Network Card | Ea |  | 1 Year | 2895 | 4.5% | 2764.725
8992 | APC | SMX3000LVNCUS | APC Smart-UPS X 3000VA Short Depth Tower/Rack Convertible LCD 100-127V with Network Card TAA | Ea |  | 1 Year | 2320 | 4.5% | 2215.6
8993 | APC | SMX3000LVUS | APC Smart-UPS X 3000VA Short Depth Tower/Rack Convertible LCD 100-127V TAA | Ea |  | 1 Year | 2970 | 4.5% | 2836.35
8994 | APC | SMX3000RMHV2U | APC Smart-UPS X 3000VA Rack/Tower LCD 200-240V | Ea |  | 1 Year | 3450 | 4.5% | 3294.75
8995 | APC | SMX3000RMHV2UNC | APC Smart-UPS X 3000VA Rack/Tower LCD 200-240V with Network Card | Ea |  | 1 Year | 2405 | 4.5% | 2296.775
8996 | APC | SMX3000RMLV2U | APC Smart-UPS X 3000VA Rack/Tower LCD 100-127V | Ea |  | 1 Year | 2910 | 4.5% | 2779.05
8997 | APC | SMX3000RMLV2UNC | APC Smart-UPS X 3000VA Rack/Tower LCD 100-127V with Network Card | Ea |  | 1 Year | 2620 | 4.5% | 2502.1
8998 | APC | SMX3000RMLVUS | APC Smart-UPS X 3000VA Rack/Tower LCD 100-127V TAA | Ea |  | 1 Year | 3010 | 4.5% | 2874.55
8999 | APC | SMX3KRMLVNCUS | APC Smart-UPS X 3000VA Rack/Tower LCD 100-127V with Network Card TAA | Ea |  | 1 Year | 730 | 4.5% | 697.15
9000 | APC | SMX48RMBP2U | APC Smart-UPS X-Series 48V External Battery Pack Rack/Tower | Ea |  | 1 Year | 1520 | 4.5% | 1451.6
9001 | APC | SMX750 | APC Smart-UPS X 750VA Rack/Tower LCD 120V | Ea |  | 1 Year | 1140 | 4.5% | 1088.7
9002 | APC | SMX750I | APC Smart-UPS X 750VA Rack/Tower LCD 230V | Ea |  | 1 Year | 1465 | 4.5% | 1399.075
9003 | APC | SMX750INC | APC Smart-UPS X 750VA Rack/TowerR LCD 230V with Networking Card | Ea |  | 1 Year | 1455 | 4.5% | 1389.525
9004 | APC | SMX750NC | APC Smart-UPS X 750VA Tower/Rack 120V with Network Card | Ea |  | 1 Year | 896 | 4.5% | 855.68
9005 | APC | SMX750-NMC | APC Smart-UPS X 750VA Tower/Rack 120V with bundled network management card (NMC) | Ea |  | 1 Year | 875 | 4.5% | 835.625
9006 | APC | SMX750US | APC Smart-UPS X 750VA Rack/Tower LCD 120V TAA | Ea |  | 1 Year | 1030 | 4.5% | 983.65
9007 | APC | SRAILKIT | APC AV S Type Universal Rail Kit | Ea |  | 1 Year | 49 | 4.5% | 46.795
9008 | APC | SRT001 | APC Smart-UPS SRT 5kVA Output HW Kit | Ea |  | 1 Year | 466 | 4.5% | 445.03
9009 | APC | SRT002 | APC Smart-UPS SRT 15ft Extension Cable for 192VDC External Battery Packs 5/6kVA UPS | Ea |  | 1 Year | 447 | 4.5% | 426.885
9010 | APC | SRT003 | APC Smart-UPS SRT 15ft Extension Cable for 192VDC External Battery Packs 8/10kVA UPS | Ea |  | 1 Year | 277 | 4.5% | 264.535
9011 | APC | SRT004 | APC Smart-UPS SRT 5kVA PDU 208V (4) L6-20 | Ea |  | 1 Year | 526 | 4.5% | 502.33
9012 | APC | SRT005 | APC Smart-UPS SRT 6kVA PDU 208V (4) L6-20 & (1) L6-30 | Ea |  | 1 Year | 439 | 4.5% | 419.245
9013 | APC | SRT008 | APC Smart-UPS SRT 8kVA/10kVA PDU, 208V (6) L6-30 | Ea |  | 1 Year | 286 | 4.5% | 273.13
9014 | APC | SRT009 | APC Smart-UPS SRT 15ft Extension Cable for 72VDC External Battery Packs 2200VA UPS | Ea |  | 1 Year | 286 | 4.5% | 273.13
9015 | APC | SRT010 | APC Smart-UPS SRT 15ft Extension Cable for 96VDC External Battery Packs 3000VA UPS | Ea |  | 1 Year | 401 | 4.5% | 382.955
9016 | APC | SRT011 | APC Smart-UPS SRT 3000VA PDU 208V (3) L6-30 | Ea |  | 1 Year | 270 | 4.5% | 257.85
9017 | APC | SRT012 | APC Smart-UPS SRT 2200VA/3000VA Input/Output Hardwire Kit | Ea |  | 1 Year | 179 | 4.5% | 170.945
9018 | APC | SRT013 | APC Smart-UPS SRT 15ft Extension Cable for 48VDC External Battery Packs | Ea |  | 1 Year | 2155 | 4.5% | 2058.025
9019 | APC | SRT1000RMXLA | APC Smart-UPS SRT 1000VA RM 120V | Ea |  | 1 Year | 1950 | 4.5% | 1862.25
9020 | APC | SRT1000RMXLA-NC | APC Smart-UPS SRT 1000VA RM 120V Network Card | Ea |  | 1 Year | 1180 | 4.5% | 1126.9
9021 | APC | SRT1000XLA | APC Smart-UPS SRT 1000VA 120V | Ea |  | 1 Year | 10510 | 4.5% | 10037.05
9022 | APC | SRT10BDVK | Secure tower bolt down vibration isolation kit for 5/6/8/10kVA SRT UPS and XBP | Ea |  | 1 Year | 1170 | 4.5% | 1117.35
9023 | APC | SRT10IP23 | IP23 enclosure for 5/6/8/10kVA SRT UPS and XBP | Ea |  | 1 Year | 1940 | 4.5% | 1852.7
9024 | APC | SRT10KRMTF | APC Smart-UPS SRT 10kVA 4U RM Step-Down Transformer | Ea |  | 1 Year | 867 | 4.5% | 827.985
9025 | APC | SRT10KRMXLI | APC Smart-UPS SRT 10000VA RM 230V | Ea |  | 1 Year | 10450 | 4.5% | 9979.75
9026 | APC | SRT10KRMXLT | APC Smart-UPS SRT 10000VA RM 208V | Ea |  | 1 Year | 12470 | 4.5% | 11908.85
9027 | APC | SRT10KRMXLT-10KTF | APC Smart-UPS SRT 10kVA RM with 208/240V to 120V 10kVA Step-Down Transformer | Ea |  | 1 Year | 12300 | 4.5% | 11746.5
9028 | APC | SRT10KRMXLT30 | APC Smart-UPS SRT 10000VA RM 208V L630 | Ea |  | 1 Year | 10070 | 4.5% | 9616.85
9029 | APC | SRT10KRMXLT-5KTF2 | APC Smart-UPS SRT 10kVA RM with two 208V to 120V 2U 5kVA Step-Down Transformers | Ea |  | 1 Year | 10740 | 4.5% | 10256.7
9030 | APC | SRT10KRMXLT-IEC | APC Smart-UPS SRT 10000VA RM 208V IEC | Ea |  | 1 Year | 10910 | 4.5% | 10419.05
9031 | APC | SRT10KXLI | APC Smart-UPS SRT 10000VA 230V | Ea |  | 1 Year | 10140 | 4.5% | 9683.7
9032 | APC | SRT10KXLT | APC Smart-UPS SRT 10000VA 208V | Ea |  | 1 Year | 12295 | 4.5% | 11741.725
9033 | APC | SRT10KXLT30 | APC Smart-UPS SRT 10000VA 208V L630 | Ea |  | 1 Year | 10955 | 4.5% | 10462.025
9034 | APC | SRT10KXLT-5KTF2 | APC Smart-UPS SRT 10kVA with two 208/240V to 120V 5kVA Step-Down Transformers | Ea |  | 1 Year | 10065 | 4.5% | 9612.075
9035 | APC | SRT10KXLT-IEC | APC Smart-UPS SRT 10000VA 208V IEC | Ea |  | 1 Year | 10755 | 4.5% | 10271.025
9036 | APC | SRT10KXLTUS | APC Smart-UPS SRT 10000VA 208V TAA | Ea |  | 1 Year | 1860 | 4.5% | 1776.3
9037 | APC | SRT10RMXLIX806 | APC Smart-UPS SRT 10000VA RM 230V, Custom PDU | Ea |  | 1 Year | 564 | 4.5% | 538.62
9038 | APC | SRT1500RMXLA | APC Smart-UPS SRT 1500VA RM 120V | Ea |  | 1 Year | 2535 | 4.5% | 2420.925
9039 | APC | SRT1500RMXLA-NC | APC Smart-UPS SRT 1500VA RM 120V Network Card | Ea |  | 1 Year | 1605 | 4.5% | 1532.775
9040 | APC | SRT1500XLA | APC Smart-UPS SRT 1500VA 120V | Ea |  | 1 Year | 1610 | 4.5% | 1537.55
9041 | APC | SRT192BP | APC Smart-UPS SRT 192V 5kVA and 6kVA Battery Pack | Ea |  | 1 Year | 1575 | 4.5% | 1504.125
9042 | APC | SRT192BP2 | APC Smart-UPS SRT 192V 8kVA and 10kVA Battery Pack | Ea |  | 1 Year | 1735 | 4.5% | 1656.925
9043 | APC | SRT192BPJ | APC Smart-UPS SRT 192V 5kVA Japan | Ea |  | 1 Year | 2380 | 4.5% | 2272.9
9044 | APC | SRT192RMBP | APC Smart-UPS SRT 192V 5kVA and 6kVA RM Battery Pack | Ea |  | 1 Year | 1850 | 4.5% | 1766.75
9045 | APC | SRT192RMBP2 | APC Smart-UPS SRT 192V 8 and 10kVA RM Battery Pack | Ea |  | 1 Year | 834 | 4.5% | 796.47
9046 | APC | SRT192RMBPM | APC Smart-UPS SRT 192V 5kVA and 6kVA RM Battery Pack Marine | Ea |  | 1 Year | 7355 | 4.5% | 7024.025
9047 | APC | SRT2200RMXLA | APC Smart-UPS SRT 2200VA RM 120V | Ea |  | 1 Year | 2900 | 4.5% | 2769.5
9048 | APC | SRT2200RMXLA-NC | APC Smart-UPS SRT 2200VA RM 120V Network Card | Ea |  | 1 Year | 2505 | 4.5% | 2392.275
9049 | APC | SRT2200RMXLAUS | APC Smart-UPS SRT 2200VA 120V TAA | Ea |  | 1 Year | 2430 | 4.5% | 2320.65
9050 | APC | SRT2200RMXLI | APC Smart-UPS SRT 2200VA RM 230V | Ea |  | 1 Year | 2905 | 4.5% | 2774.275
9051 | APC | SRT2200RMXLI-NC | APC Smart-UPS SRT 2200VA RM 230V Network Card | Ea |  | 1 Year | 2075 | 4.5% | 1981.625
9052 | APC | SRT2200XLA | APC Smart-UPS SRT 2200VA 120V | Ea |  | 1 Year | 2250 | 4.5% | 2148.75
9053 | APC | SRT2200XLI | APC Smart-UPS SRT 2200VA 230V | Ea |  | 1 Year | 3975 | 4.5% | 3796.125
9054 | APC | SRT3000RMXLA | APC Smart-UPS SRT 3000VA RM 120V | Ea |  | 1 Year | 4680 | 4.5% | 4469.4
9055 | APC | SRT3000RMXLA-NC | APC Smart-UPS SRT 3000VA RM 120V Network Card | Ea |  | 1 Year | 4155 | 4.5% | 3968.025
9056 | APC | SRT3000RMXLI | APC Smart-UPS SRT 3000VA RM 230V | Ea |  | 1 Year | 4565 | 4.5% | 4359.575
9057 | APC | SRT3000RMXLI-NC | APC Smart-UPS SRT 3000VA RM 230V Network Card | Ea |  | 1 Year | 3850 | 4.5% | 3676.75
9058 | APC | SRT3000RMXLT | APC Smart-UPS SRT 3000VA RM 208V | Ea |  | 1 Year | 4915 | 4.5% | 4693.825
9059 | APC | SRT3000RMXLT-5KTF | APC Smart-UPS SRT 3000VA RM 208V to 120V 2U Step-Down Transformer | Ea |  | 1 Year | 4690 | 4.5% | 4478.95
9060 | APC | SRT3000RMXLT-NC | APC Smart-UPS SRT 3000VA RM 208V Network Card | Ea |  | 1 Year | 4120 | 4.5% | 3934.6
9061 | APC | SRT3000RMXLW-IEC | APC Smart-UPS SRT 3000VA RM 208/230V IEC | Ea |  | 1 Year | 3770 | 4.5% | 3600.35
9062 | APC | SRT3000XLA | APC Smart-UPS SRT 3000VA 120V | Ea |  | 1 Year | 4145 | 4.5% | 3958.475
9063 | APC | SRT3000XLAUS | APC Smart-UPS SRT 3000VA 120V TAA | Ea |  | 1 Year | 3860 | 4.5% | 3686.3
9064 | APC | SRT3000XLI | APC Smart-UPS SRT 3000VA 230V | Ea |  | 1 Year | 3805 | 4.5% | 3633.775
9065 | APC | SRT3000XLT | APC Smart-UPS SRT 3000VA 208V | Ea |  | 1 Year | 4860 | 4.5% | 4641.3
9066 | APC | SRT3000XLT-5KTF | APC Smart-UPS SRT 3000VA 208/240V to 120V Step-Down Transformer | Ea |  | 1 Year | 3805 | 4.5% | 3633.775
9067 | APC | SRT3000XLW-IEC | APC Smart-UPS SRT 3000VA 208/230V IEC | Ea |  | 1 Year | 6780 | 4.5% | 6474.9
9068 | APC | SRT48BP | APC Smart-UPS SRT 48V 1kVA 1.5kVA Battery Pack | Ea |  | 1 Year | 1070 | 4.5% | 1021.85
9069 | APC | SRT48RMBP | APC Smart-UPS SRT 48V 1kVA 1.5kVA RM Battery Pack | Ea |  | 1 Year | 834 | 4.5% | 796.47
9070 | APC | SRT5KRMTF | APC Smart-UPS 5kVA 2U RM Step-Down Transformer | Ea |  | 1 Year | 1030 | 4.5% | 983.65
9071 | APC | SRT5KRMXLI | APC Smart-UPS SRT 5000VA RM 230V | Ea |  | 1 Year | 6685 | 4.5% | 6384.175
9072 | APC | SRT5KRMXLIM | APC Smart-UPS SRT 5000VA RM 230V Marine | Ea |  | 1 Year | 8240 | 4.5% | 7869.2
9073 | APC | SRT5KRMXLT | APC Smart-UPS SRT 5000VA RM 208V | Ea |  | 1 Year | 7430 | 4.5% | 7095.65
9074 | APC | SRT5KRMXLT-5KTF | APC Smart-UPS SRT 5000VA RM 208V to 120V 2U Step-Down Transformer | Ea |  | 1 Year | 6685 | 4.5% | 6384.175
9075 | APC | SRT5KRMXLT-IEC | APC Smart-UPS SRT 5000VA RM 208V IEC | Ea |  | 1 Year | 6875 | 4.5% | 6565.625
9076 | APC | SRT5KRMXLTUS | APC Smart-UPS SRT 5000VA RM 208V TAA | Ea |  | 1 Year | 6860 | 4.5% | 6551.3
9077 | APC | SRT5KRMXLW-HW | APC Smart-UPS SRT 5000VA RM 208/230V HW | Ea |  | 1 Year | 6505 | 4.5% | 6212.275
9078 | APC | SRT5KTF | APC Smart-UPS SRT 5kVA Tower Isolation/Step-Down Transformer | Ea |  | 1 Year | 240 | 4.5% | 229.2
9079 | APC | SRT5KXLI | APC Smart-UPS SRT 5000VA 230V | Ea |  | 1 Year | 6285 | 4.5% | 6002.175
9080 | APC | SRT5KXLT | APC Smart-UPS SRT 5000VA 208V | Ea |  | 1 Year | 7305 | 4.5% | 6976.275
9081 | APC | SRT5KXLT-5KTF | APC Smart-UPS SRT 5000VA with 208/240V to 120V Step-Down Transformer | Ea |  | 1 Year | 6505 | 4.5% | 6212.275
9082 | APC | SRT5KXLT-IEC | APC Smart-UPS SRT 5000VA 208V IEC | Ea |  | 1 Year | 6685 | 4.5% | 6384.175
9083 | APC | SRT5KXLTUS | APC Smart-UPS SRT 5000VA RM 208V TAA | Ea |  | 1 Year | 7560 | 4.5% | 7219.8
9084 | APC | SRT6KRMXLI | APC Smart-UPS SRT 6000VA RM 230V | Ea |  | 1 Year | 7650 | 4.5% | 7305.75
9085 | APC | SRT6KRMXLIM | APC Smart-UPS SRT 6000VA RM 230V Marine | Ea |  | 1 Year | 1365 | 4.5% | 1303.575
9086 | APC | SRT6KRMXLT | APC Smart-UPS SRT 6000VA RM 208V | Ea |  | 1 Year | 8245 | 4.5% | 7873.975
9087 | APC | SRT6KRMXLT-5KTF | APC Smart-UPS SRT 6000VA RM with 208V to 120V 2U Step-Down Transformer | Ea |  | 1 Year | 7910 | 4.5% | 7554.05
9088 | APC | SRT6KRMXLT-IEC | APC Smart-UPS SRT 6000VA RM 208V IEC | Ea |  | 1 Year | 7285 | 4.5% | 6957.175
9089 | APC | SRT6KXLI | APC Smart-UPS SRT 6000VA 230V | Ea |  | 1 Year | 7220 | 4.5% | 6895.1
9090 | APC | SRT6KXLT | APC Smart-UPS SRT 6000VA 208V | Ea |  | 1 Year | 8435 | 4.5% | 8055.425
9091 | APC | SRT6KXLT-5KTF | APC Smart-UPS SRT 6000VA with 208/240V to 120V Step-Down Transformer | Ea |  | 1 Year | 7655 | 4.5% | 7310.525
9092 | APC | SRT6KXLT-IEC | APC Smart-UPS SRT 6000VA 208V IEC | Ea |  | 1 Year | 7605 | 4.5% | 7262.775
9093 | APC | SRT6KXLTUS | APC Smart-UPS SRT 6000VA 208V TAA | Ea |  | 1 Year | 9790 | 4.5% | 9349.45
9094 | APC | SRT6M | APC 5kVA and 6kVA Marine Filter | Ea |  | 1 Year | 1400 | 4.5% | 1337
9095 | APC | SRT6RMM | APC 5kVA and 6kVA Marine Filter Rack-Mount | Ea |  | 1 Year | 6290 | 4.5% | 6006.95
9096 | APC | SRT72BP | APC Smart-UPS SRT 72V 2.2kVA Battery Pack | Ea |  | 1 Year | 1080 | 4.5% | 1031.4
9097 | APC | SRT72RMBP | APC Smart-UPS SRT 72V 2.2kVA RM Battery Pack | Ea |  | 1 Year | 1365 | 4.5% | 1303.575
9098 | APC | SRT8KRMXLI | APC Smart-UPS SRT 8000VA RM 230V | Ea |  | 1 Year | 9015 | 4.5% | 8609.325
9099 | APC | SRT8KRMXLT | APC Smart-UPS SRT 8000VA RM 208V | Ea |  | 1 Year | 9825 | 4.5% | 9382.875
9100 | APC | SRT8KRMXLT30 | APC Smart-UPS SRT 8000VA RM 208V L630 | Ea |  | 1 Year | 9030 | 4.5% | 8623.65
9101 | APC | SRT8KRMXLT-5KTF | APC Smart-UPS SRT 8kVA RM with 208V to 120V 2U Step-Down Transformer | Ea |  | 1 Year | 9210 | 4.5% | 8795.55
9102 | APC | SRT8KRMXLT-IEC | APC Smart-UPS SRT 8000VA RM 208V IEC | Ea |  | 1 Year | 9525 | 4.5% | 9096.375
9103 | APC | SRT8KXLI | APC Smart-UPS SRT 8000VA 230V | Ea |  | 1 Year | 8600 | 4.5% | 8213
9104 | APC | SRT8KXLT | APC Smart-UPS SRT 8000VA 208V | Ea |  | 1 Year | 9880 | 4.5% | 9435.4
9105 | APC | SRT8KXLT30 | APC Smart-UPS SRT 8000VA 208V L630 | Ea |  | 1 Year | 9070 | 4.5% | 8661.85
9106 | APC | SRT8KXLT-5KTF | APC Smart-UPS SRT 8000VA with 208/240V to 120V Step-Down Transformer | Ea |  | 1 Year | 8875 | 4.5% | 8475.625
9107 | APC | SRT8KXLT-IEC | APC Smart-UPS SRT 8000VA 208V IEC | Ea |  | 1 Year | 9295 | 4.5% | 8876.725
9108 | APC | SRT8KXLTUS | APC Smart-UPS SRT 8000VA 208V TAA | Ea |  | 1 Year | 10480 | 4.5% | 10008.4
9109 | APC | SRT96BP | APC Smart-UPS SRT 96V 3kVA Battery Pack | Ea |  | 1 Year | 1585 | 4.5% | 1513.675
9110 | APC | SRT96RMBP | APC Smart-UPS SRT 96V 3kVA RM Battery Pack | Ea |  | 1 Year | 125 | 4.5% | 119.375
9111 | APC | SRTRK1 | APC 1U Rail Kit | Ea |  | 1 Year | 254 | 4.5% | 242.57
9112 | APC | SRTRK2 | APC Smart-UPS SRT 19" Rail Kit for Smart-UPS SRT 5/6/8/10kVA | Ea |  | 1 Year | 263 | 4.5% | 251.165
9113 | APC | SRTRK3 | APC 2-Post Mounting Rail Kit for Smart-UPS SRT | Ea |  | 1 Year | 252 | 4.5% | 240.66
9114 | APC | SRTRK4 | APC Smart-UPS SRT 19" Rail Kit for SRT 1/1.5/2.2/3kVA | Ea |  | 1 Year | 140 | 4.5% | 133.7
9115 | APC | SU027RM2U | APC Backplate kit w/(2)5-15R, (2) 5-20R and (1) L5-30R for SUA2200RM2U and SUA3000RM2U. | Ea |  | 1 Year | 138 | 4.5% | 131.79
9116 | APC | SU029RM2U | APC Backplate w/(2) 5-15R, (2) 5-20R and (1) L5-20R for SUA2200RM2U and SUA3000RM2U. | Ea |  | 1 Year | 103 | 4.5% | 98.365
9117 | APC | SU032A | APC 4-Post Perforated Rackmount Rails | Ea |  | 1 Year | 140 | 4.5% | 133.7
9118 | APC | SU039-2 | APC Smart-UPS XL BATTERY PACK EXTENSION CABLE FOR SU24XLBP | Ea |  | 1 Year | 823 | 4.5% | 785.965
9119 | APC | SU2000R3X155 | APC Smart-UPS 2000VA RM 3U 120V RUGGEDIZED VERSION | Ea |  | 1 Year | 3535 | 4.5% | 3375.925
9120 | APC | SU2200R3X167 | APC Smart-UPS 2200VA RM 3U 120V/230V IN 120V OUT | Ea |  | 1 Year | 1100 | 4.5% | 1050.5
9121 | APC | SU24R2XLBP | APC Smart-UPS RM 2U XL 24V Battery Pack Black | Ea |  | 1 Year | 583 | 4.5% | 556.765
9122 | APC | SU3000RMX93 | APC Smart-UPS 3000VA RM 5U 120V SHIPBOARD | Ea |  | 1 Year | 810 | 4.5% | 773.55
9123 | APC | SU700X167 | APC Smart-UPS 700VA W/AUTO SELECT INPUT VOLT 120V/230V IN 120V OUT | Ea |  | 1 Year | 1160 | 4.5% | 1107.8
9124 | APC | SU700X93 | APC Smart-UPS 700VA 120V SHIPBOARD | Ea |  | 1 Year | 1470 | 4.5% | 1403.85
9125 | APC | SUA027 | APC Backplate Kit W/(6) 5-15R, (1)L5-30R for SUA2200 and SUA3000 | Ea |  | 1 Year | 141 | 4.5% | 134.655
9126 | APC | SUA027RM | APC Backplate Kit W/(1) L5-30R and (6) 5-15R for Smart-UPS 2200 and 3000VA 3U-5U SUA Models | Ea |  | 1 Year | 141 | 4.5% | 134.655
9127 | APC | SUA029 | APC Backplate Kit w/(4)5-15R, (2)5-20R, (1)L5-20R for SUA2200 and SUA3000 | Ea |  | 1 Year | 138 | 4.5% | 131.79
9128 | APC | SUA029RM | APC Backplate Kit W/(1)L5-20R, (2) 5-20R and (4) 5-15R for SUA 2200 and 3000VA 3U-5U Models | Ea |  | 1 Year | 295 | 4.5% | 281.725
9129 | APC | SUA031 | APC Smart-UPS Hardwire Kit for SUA 2200/3000/5000 Models | Ea |  | 1 Year | 141 | 4.5% | 134.655
9130 | APC | SUA039 | APC Smart-UPS XL 4ft Battery Pack Extension Cable for SUA48 series packs | Ea |  | 1 Year | 1045 | 4.5% | 997.975
9131 | APC | SUA1000RM1U | APC Smart-UPS 1000VA USB RM 1U 120V | Ea |  | 1 Year | 1185 | 4.5% | 1131.675
9132 | APC | SUA1000RMI1U | APC Smart-UPS 1000VA USB & Serial RM 1U 230V | Ea |  | 1 Year | 933 | 4.5% | 891.015
9133 | APC | SUA1000RMI2U | APC Smart-UPS 1000VA USB & Serial RM 2U 230V | Ea |  | 1 Year | 962 | 4.5% | 918.71
9134 | APC | SUA1000XL | APC Smart-UPS XL 1000VA USB & Serial 120V | Ea |  | 1 Year | 2485 | 4.5% | 2373.175
9135 | APC | SUA1500IX38 | APC Smart-UPS 1500VA 230V UL Approved | Ea |  | 1 Year | 550 | 4.5% | 525.25
9136 | APC | SUA1500R2X93 | APC Smart -UPS 1500VA RM 2U 120V SHIPBOARD | Ea |  | 1 Year | 1280 | 4.5% | 1222.4
9137 | APC | SUA1500X93 | APC Smart-UPS 1500VA USB 120V SHIPBOARD | Ea |  | 1 Year | 557 | 4.5% | 531.935
9138 | APC | SUA24XLBP | APC Smart-UPS XL 24V Battery Pack | Ea |  | 1 Year | 1240 | 4.5% | 1184.2
9139 | APC | SUA3000XLI | APC Smart-UPS XL 3000VA 230V Tower/Rack Convertible | Ea |  | 1 Year | 6350 | 4.5% | 6064.25
9140 | APC | SUA48RMXLBP3U | APC Smart-UPS XL 48V RM 3U Battery Pack | Ea |  | 1 Year | 1005 | 4.5% | 959.775
9141 | APC | SUA48XLBP | APC Smart-UPS XL 48V Battery Pack Tower/Rack Convertible | Ea |  | 1 Year | 1345 | 4.5% | 1284.475
9142 | APC | SUA5000R5TXFMR | APC Smart-UPS 5000VA RM w/Transformer, 208V input and 120/208V Output | Ea |  | 1 Year | 5680 | 4.5% | 5424.4
9143 | APC | SUA5000RMI5U | APC Smart-UPS 5000VA 230V Rackmount/Tower | Ea |  | 1 Year | 5235 | 4.5% | 4999.425
9144 | APC | SUA5000RMT5U | APC Smart-UPS 5000VA 208V Rackmount/Tower | Ea |  | 1 Year | 757 | 4.5% | 722.935
9145 | APC | SUA500PDR | APC DIN Rail - Panel Mount UPS-without battery-500VA 120V | Ea |  | 1 Year | 1130 | 4.5% | 1079.15
9146 | APC | SUA500PDR-H | APC DIN Rail - Panel Mount UPS with High Temp Battery 500VA 120V | Ea |  | 1 Year | 720 | 4.5% | 687.6
9147 | APC | SUA500PDRI-H | APC DIN Rail - Panel Mount UPS with High Temp Battery 500VA 230V | Ea |  | 1 Year | 720 | 4.5% | 687.6
9148 | APC | SUA500PDRI-S | APC DIN Rail - Panel Mount UPS with Standard Battery 500VA 230V | Ea |  | 1 Year | 5135 | 4.5% | 4903.925
9149 | APC | SUA500PDR-S | APC DIN Rail - Panel Mount UPS with Standard Battery 500VA 120V | Ea |  | 1 Year | 1130 | 4.5% | 1079.15
9150 | APC | SUA5KRMT5UX145 | APC Smart-UPS 5000VA 208V Rackmount/Tower, 12 foot power cord | Ea |  | 1 Year | 156600 | 4.5% | 149553
9151 | APC | SUA750IX38 | APC Smart UPS 750VA 230V USB with UL approval | Ea |  | 1 Year | 50040 | 4.5% | 47788.2
9152 | APC | SUA750RM1U | APC Smart-UPS 750VA USB & Serial RM 1U 120V | Ea |  | 1 Year | 909 | 4.5% | 868.095
9153 | APC | SUA750RMI1U | APC Smart-UPS 750VA USB & Serial RM 1U 230V | Ea |  | 1 Year | 838 | 4.5% | 800.29
9154 | APC | SUA750RMJ1UB | APC Smart-UPS 750VA RM 1U 100V USB and Serial | Ea |  | 1 Year | 1985 | 4.5% | 1895.675
9155 | APC | SUG5100A90UL | G5K 100 KVA 480V UPS With ADJ Batt UL924 BACKUP 90 MIN | Ea |  | 1 Year | 157500 | 4.5% | 150412.5
9156 | APC | SUG5100S90UL | G5K 100 KVA 480V UPS with SA Batt UL924 BACKUP 90 Min | Ea |  | 1 Year | 74865 | 4.5% | 71496.075
9157 | APC | SUG540A90UL | G5k 40 kVA UPS 480V ADJ BATT UL924 BACKUP 90 MIN | Ea |  | 1 Year | 75220 | 4.5% | 71835.1
9158 | APC | SUG540S90UL | G5K 40 kVA UPS 480V STAND ALONE BATT UL924 BACKUP 90MIN | Ea |  | 1 Year | 83865 | 4.5% | 80091.075
9159 | APC | SUG550A90UL | G5K 50 kVA 480V ADJ BATT UL924 BACKUP 90 MIN | Ea |  | 1 Year | 84220 | 4.5% | 80430.1
9160 | APC | SUG550S90UL | G5K 50 kVA 480V STAND ALONE BATT UL924 BACKUP 90 MIN | Ea |  | 1 Year | 126720 | 4.5% | 121017.6
9161 | APC | SUG580A90UL | G5k 80 kVA 480V UPS with Adj Batt UL924 BACKUP 90 Min | Ea |  | 1 Year | 127620 | 4.5% | 121877.1
9162 | APC | SUG580S90UL | G5K 80 KVA 480V UPS with Stand Alone Batt UL924 BACKUP 90 Min | Ea |  | 1 Year | 11920 | 4.5% | 11383.6
9163 | APC | SUM1500RMXL2U | APC Smart-UPS XL Modular 1500VA 120V Rackmount/Tower | Ea |  | 1 Year | 2125 | 4.5% | 2029.375
9164 | APC | SUM1500RMXLI2U | APC Smart-UPS XL Modular 1500VA 230V Rackmount/Tower | Ea |  | 1 Year | 3480 | 4.5% | 3323.4
9165 | APC | SUM3000RMXL2U | APC Smart-UPS XL Modular 3000VA 120V Rackmount/Tower | Ea |  | 1 Year | 3615 | 4.5% | 3452.325
9166 | APC | SUM3000RMXLI2U | APC Smart-UPS XL Modular 3000VA 230V Rackmount/Tower | Ea |  | 1 Year | 257 | 4.5% | 245.435
9167 | APC | SUM48RMXLBP2U | APC Smart-UPS XL Modular 48V Extended Run Battery Pack | Ea |  | 1 Year | 1830 | 4.5% | 1747.65
9168 | APC | SUPM1500 | APC Smart-UPS Power Module 1500VA 120V | Ea |  | 1 Year | 1000 | 4.5% | 955
9169 | APC | SUPM1500I | APC Smart-UPS Power Module 1500VA 230V | Ea |  | 1 Year | 1660 | 4.5% | 1585.3
9170 | APC | SUPM3000 | APC Smart-UPS Power Module 3000VA 120V | Ea |  | 1 Year | 1470 | 4.5% | 1403.85
9171 | APC | SUPM3000I | APC Smart-UPS Power Module 3000VA 230V | Ea |  | 1 Year | 1100 | 4.5% | 1050.5
9172 | APC | SURT001 | APC Smart-UPS RT 3000VA 230V Isolation Transformer | Ea |  | 1 Year | 1160 | 4.5% | 1107.8
9173 | APC | SURT002 | APC Smart-UPS RT 5000VA 230V Isolation Transformer | Ea |  | 1 Year | 288 | 4.5% | 275.04
9174 | APC | SURT003 | APC Smart-UPS RT Tower Isolation/Step-Down Transformer 5000VA 208/120V | Ea |  | 1 Year | 1050 | 4.5% | 1002.75
9175 | APC | SURT004 | APC Smart-UPS RT Tower Isolation/Step-Down Transformer | Ea |  | 1 Year | 864 | 4.5% | 825.12
9176 | APC | SURT007 | APC Smart-UPS RT 3/5/6KVA Input/Output Hardwire Kit | Ea |  | 1 Year | 487 | 4.5% | 465.085
9177 | APC | SURT008 | APC Smart-UPS RT 15ft Extension Cable for 192VDC External Battery Packs | Ea |  | 1 Year | 281 | 4.5% | 268.355
9178 | APC | SURT009 | APC Smart-UPS RT 3000VA, 100-120VAC, Output Hardwire Kit | Ea |  | 1 Year | 275 | 4.5% | 262.625
9179 | APC | SURT013 | SURT Equipment Cart | Ea |  | 1 Year | 298 | 4.5% | 284.59
9180 | APC | SURT014 | APC Smart-UPS RT 5/6KVA 120V PDU KIT with (6) NEMA 5-20 | Ea |  | 1 Year | 283 | 4.5% | 270.265
9181 | APC | SURT015 | APC Smart-UPS RT 5/6KVA 208V PDU KIT with (3) NEMA L6-20 | Ea |  | 1 Year | 298 | 4.5% | 284.59
9182 | APC | SURT016 | APC Smart-UPS RT 5/6KVA 120V/208V PDU KIT with (1) L14-30 & (2) L5-20 | Ea |  | 1 Year | 303 | 4.5% | 289.365
9183 | APC | SURT018 | APC Smart-UPS RT 5/6KVA Output Hardwire Kit | Ea |  | 1 Year | 432 | 4.5% | 412.56
9184 | APC | SURT019 | APC Smart-UPS RT 3.5M Extension Cable for XLBP2 External Battery Packs | Ea |  | 1 Year | 260 | 4.5% | 248.3
9185 | APC | SURT023M | APC 3000VA Filter - MARINE | Ea |  | 1 Year | 1025 | 4.5% | 978.875
9186 | APC | SURT024M | APC 6000VA Filter - Marine | Ea |  | 1 Year | 1670 | 4.5% | 1594.85
9187 | APC | SURT10000XLJ | APC Smart-UPS RT 10000VA 200V | Ea |  | 1 Year | 1545 | 4.5% | 1475.475
9188 | APC | SURT1000RMXLI | APC Smart-UPS RT 1000VA RM 230V | Ea |  | 1 Year | 1270 | 4.5% | 1212.85
9189 | APC | SURT1000XLI | APC Smart-UPS RT 1000VA 230V | Ea |  | 1 Year | 1775 | 4.5% | 1695.125
9190 | APC | SURT1000XLIM | APC Smart-UPS RT 1000VA 230V - Marine | Ea |  | 1 Year | 2925 | 4.5% | 2793.375
9191 | APC | SURT1000XLI-NC | APC SMART-UPS RT 1000VA 230V Network Card | Ea |  | 1 Year | 19375 | 4.5% | 18503.125
9192 | APC | SURT14KRMXLJ | Smart-UPS RT 14K | Ea |  | 1 Year | 16025 | 4.5% | 15303.875
9193 | APC | SURT15KRMXLI | APC Smart-UPS RT 15kVA RM 230V | Ea |  | 1 Year | 18170 | 4.5% | 17352.35
9194 | APC | SURT15KRMXLT | APC Smart-UPS RT 15kVA RM 208V | Ea |  | 1 Year | 19925 | 4.5% | 19028.375
9195 | APC | SURT15KRMXLT-1TF10K | APC Smart-UPS RT 15KVA RM 208V, 208V/120V 10KVA Step down Transformer | Ea |  | 1 Year | 18995 | 4.5% | 18140.225
9196 | APC | SURT15KRMXLT-TF5 | APC Smart-UPS RT 15KVA RM 208V, 208V/120V 5KVA Step down Transformer | Ea |  | 1 Year | 24725 | 4.5% | 23612.375
9197 | APC | SURT18KRMXLJ | Smart-UPS RT 18K | Ea |  | 1 Year | 1745 | 4.5% | 1666.475
9198 | APC | SURT192RMXLBP | APC Smart-UPS RT 192V RM Battery Pack | Ea |  | 1 Year | 4450 | 4.5% | 4249.75
9199 | APC | SURT192RMXLBP2 | APC Smart-UPS RT192V RM Battery Pack 2 Rows | Ea |  | 1 Year | 1700 | 4.5% | 1623.5
9200 | APC | SURT192RMXLBP3U | APC Smart-UPS RT 192V RM Battery Pack | Ea |  | 1 Year | 1565 | 4.5% | 1494.575
9201 | APC | SURT192XLBP | APC Smart-UPS RT 192V Battery Pack | Ea |  | 1 Year | 1455 | 4.5% | 1389.525
9202 | APC | SURT192XLBPJ | APC Smart-UPS RT 192V Battery Pack for Japan | Ea |  | 1 Year | 1090 | 4.5% | 1040.95
9203 | APC | SURT2000UXICH | APC Smart-UPS RT 2000VA 230V No Batteries For China | Ea |  | 1 Year | 17445 | 4.5% | 16659.975
9204 | APC | SURT20KRMXLI | APC Smart-UPS RT 20kVA RM 230V | Ea |  | 1 Year | 21800 | 4.5% | 20819
9205 | APC | SURT20KRMXLT | APC Smart-UPS RT 20kVA RM 208V | Ea |  | 1 Year | 22740 | 4.5% | 21716.7
9206 | APC | SURT20KRMXLT-1TF10K | APC Smart-UPS RT 20KVA RM 208V, 208V/120V 10KVA Step down Transformer | Ea |  | 1 Year | 21805 | 4.5% | 20823.775
9207 | APC | SURT20KRMXLT-TF5 | APC Smart-UPS RT 20KVA RM 208V, 208V/120V 5KVA Step down Transformer | Ea |  | 1 Year | 5510 | 4.5% | 5262.05
9208 | APC | SURT48RMXLBP | APC Smart-UPS RT 48V RM Battery Pack | Ea |  | 1 Year | 834 | 4.5% | 796.47
9209 | APC | SURT48XLBP | APC Smart-UPS RT 48V Battery Pack | Ea |  | 1 Year | 1080 | 4.5% | 1031.4
9210 | APC | SURT6000XLICH | APC Smart-UPS RT 6000VA 230V For China | Ea |  | 1 Year | 7920 | 4.5% | 7563.6
9211 | APC | SURT8000XLJ | APC Smart-UPS RT 8000VA 200V | Ea |  | 1 Year | 2705 | 4.5% | 2583.275
9212 | APC | SURTA1500RMXL2U-NC | APC SMART-UPS RT 1500VA 120V Network Card | Ea |  | 1 Year | 1595 | 4.5% | 1523.225
9213 | APC | SURTA1500XL | APC SMART-UPS RT 1500VA 120V | Ea |  | 1 Year | 2090 | 4.5% | 1995.95
9214 | APC | SURTA1500XLJ | APC SMART-UPS RT 1500VA 100V | Ea |  | 1 Year | 2115 | 4.5% | 2019.825
9215 | APC | SURTA2200RMXL2U | APC Smart-UPS RT 2200VA RM 120V | Ea |  | 1 Year | 1895 | 4.5% | 1809.725
9216 | APC | SURTA2200XL-BR | APC Smart-UPS RT 2200VA Brazil 120V | Ea |  | 1 Year | 3610 | 4.5% | 3447.55
9217 | APC | SURTA3000XL | APC SMART-UPS RT 3000VA 120V | Ea |  | 1 Year | 7215 | 4.5% | 6890.325
9218 | APC | SURTA48RMXLBP2U | APC Smart-UPS RT 48V RM Battery Pack | Ea |  | 1 Year | 854 | 4.5% | 815.57
9219 | APC | SURTA48XLBP | APC Smart-UPS RT 48V Battery Pack | Ea |  | 1 Year | 790 | 4.5% | 754.45
9220 | APC | SURTA48XLBPJ | APC Smart-UPS RT 48V Battery Pack Japan | Ea |  | 1 Year | 12030 | 4.5% | 11488.65
9221 | APC | SURTD2200XLIM | APC Smart-UPS RT 2200VA 230V - Marine | Ea |  | 1 Year | 4250 | 4.5% | 4058.75
9222 | APC | SURTD3000XLIM | APC Smart-UPS RT 3000VA 230V - Marine | Ea |  | 1 Year | 7 | 4.5% | 6.685
9223 | APC | SURTD5000RMXLP3U | APC Smart-UPS RT 5000VA RM 208V to 208/120V | Ea |  | 1 Year | 8205 | 4.5% | 7835.775
9224 | APC | SURTD6000RMXLJP3U | Smart-UPS RT 6000 | Ea |  | 1 Year | 7865 | 4.5% | 7511.075
9225 | APC | SURTD6000RMXLP3U | APC Smart-UPS RT 6000VA RM 208V to 208/120V | Ea |  | 1 Year | 501 | 4.5% | 478.455
9226 | APC | SURTRK | APC Smart-UPS RT 19" Rail Kit 1 - 2.2KVA | Ea |  | 1 Year | 260 | 4.5% | 248.3
9227 | APC | SURTRK2 | APC Smart-UPS RT 19" Rail Kit for Smart-UPS RT 3/5/6/8/10kVA | Ea |  | 1 Year | 310 | 4.5% | 296.05
9228 | APC | SURTRK4 | APC Smart-UPS RT 19" Rail Kit for Smart-UPS RT 15/20kVA | Ea |  | 1 Year | 767 | 4.5% | 732.485
9229 | APC | SUVTBB10K20H | APC Smart-UPS VT 10-20kVA 400V Battery Breaker Box for Batteries 24Ah +/-200V DC to 42Ah +/-200V DC | Ea |  | 1 Year | 130 | 4.5% | 124.15
9230 | APC | SUVTBXR2B6S | APC Smart-UPS VT Extended Run Enclosure w/2 Batt. Modules Exp to 6, Breaker and Start-Up 5X8 | Ea |  | 1 Year | 15615 | 4.5% | 14912.325
9231 | APC | SUVTBXR6B6S | APC Smart-UPS VT Extended Run Enclosure w/6 Batt. Modules, Breaker and Start-Up 5X8 | Ea |  | 1 Year | 11460 | 4.5% | 10944.3
9232 | APC | SUVTOPT001 | APC Smart-UPS VT Conduit box for 13.85inch/352mm UPS Enclosure | Ea |  | 1 Year | 140 | 4.5% | 133.7
9233 | APC | SUVTOPT002 | APC Smart-UPS VT Conduit Box for 20.59inch/523mm UPS Enclosure | Ea |  | 1 Year | 60 | 4.5% | 57.3
9234 | APC | SUVTOPT003 | APC Smart-UPS VT Battery Lock Kit for 1 Batt. Module | Ea |  | 1 Year | 755 | 4.5% | 721.025
9235 | APC | SUVTOPT004 | APC Smart-UPS VT Baying Kit, 14inch/351mm UPS Enclosure to XR | Ea |  | 1 Year | 764 | 4.5% | 729.62
9236 | APC | SUVTOPT005 | APC Smart-UPS VT Baying Kit, 20inch/523mm UPS Enclosure to XR | Ea |  | 1 Year | 755 | 4.5% | 721.025
9237 | APC | SUVTOPT006 | APC Smart-UPS VT Baying Kit, XR to XR | Ea |  | 1 Year | 103 | 4.5% | 98.365
9238 | APC | SUVTOPT007 | APC Smart-UPS VT Battery Temperature Sensor for External Battery Cabinet | Ea |  | 1 Year | 162 | 4.5% | 154.71
9239 | APC | SUVTOPT009 | APC Smart-UPS VT Parallel Communication Kit | Ea |  | 1 Year | 1380 | 4.5% | 1317.9
9240 | APC | SUVTOPT009S | APC Smart-UPS VT Parallel Communications Kit, including Installation | Ea |  | 1 Year | 578 | 4.5% | 551.99
9241 | APC | SUVTOPT010 | APC Smart-UPS VT Parallel Maintenance Bypass Kit | Ea |  | 1 Year | 381 | 4.5% | 363.855
9242 | APC | SUVTOPT011 | APC Smart-UPS VT Parallel Operation Baying Kit | Ea |  | 1 Year | 308 | 4.5% | 294.14
9243 | APC | SUVTOPT012 | APC Dust Filter Kit for Smart-UPS VT Small Tower - Narrow (10/15/20kVA) | Ea |  | 1 Year | 440 | 4.5% | 420.2
9244 | APC | SUVTOPT013 | APC Dust Filter Kit for Smart-UPS VT Small Tower - Wide (30/40kVA) | Ea |  | 1 Year | 2485 | 4.5% | 2373.175
9245 | APC | SUVTOPT101 | APC Smart-UPS VT Subfeed Distribution 400/230V, (12) C19 16A & (1) 40A 3P HW output | Ea |  | 1 Year | 2485 | 4.5% | 2373.175
9246 | APC | SUVTOPT102 | APC Smart-UPS VT Subfeed Distribution 400/230V, (12) C19 16A & (1) 50A 3P HW output | Ea |  | 1 Year | 2485 | 4.5% | 2373.175
9247 | APC | SUVTOPT103 | APC Smart-UPS VT Subfeed Distribution 400V, (2) CEE-32 32A & (3) IEC 309 - 16A | Ea |  | 1 Year | 3165 | 4.5% | 3022.575
9248 | APC | SUVTOPT104 | APC Smart-UPS VT Subfeed Distribution 208V, (5) L21-20 & (1) 50A HW output | Ea |  | 1 Year | 3175 | 4.5% | 3032.125
9249 | APC | SUVTOPT105 | APC Smart-UPS VT Subfeed Distribution 208V, (5) L21-20 & (1) 63A HW output | Ea |  | 1 Year | 274 | 4.5% | 261.67
9250 | APC | SUVTOPT110 | APC Smart-UPS VT Input Breaker for 30kVA/400V UPS | Ea |  | 1 Year | 306 | 4.5% | 292.23
9251 | APC | SUVTOPT111 | APC Smart-UPS VT Input Breaker for 40kVA/400V UPS | Ea |  | 1 Year | 306 | 4.5% | 292.23
9252 | APC | SUVTOPT112 | APC Smart-UPS VT Input Breaker for 20kVA/208V UPS | Ea |  | 1 Year | 274 | 4.5% | 261.67
9253 | APC | SUVTOPT114 | APC Smart-UPS VT Input Breaker for 20kVA 480/208V UPS | Ea |  | 1 Year | 279 | 4.5% | 266.445
9254 | APC | SUVTOPT115 | APC Smart-UPS VT Input Breaker for 30kVA 480/208V UPS | Ea |  | 1 Year | 8700 | 4.5% | 8308.5
9255 | APC | SUVTP10KF1B2S | APC Smart-UPS VT 10kVA 208V w/1 Batt Mod Exp to 2, Start-Up 5X8, Int Maint Bypass, Parallel Capable | Ea |  | 1 Year | 14075 | 4.5% | 13441.625
9256 | APC | SUVTP10KF1B4S | APC Smart-UPS VT 10kVA 208V w/1 Batt Mod Exp to 4, Start-Up 5X8, Int Maint Bypass, Parallel Capable | Ea |  | 1 Year | 14345 | 4.5% | 13699.475
9257 | APC | SUVTP10KF2B2S | APC Smart-UPS VT 10kVA 208V w/2 Batt. Mod., Start-Up 5X8, Internal Maint Bypass, Parallel Capability | Ea |  | 1 Year | 15145 | 4.5% | 14463.475
9258 | APC | SUVTP10KF2B4S | APC Smart-UPS VT 10kVA 208V w/2 Batt Mod Exp to 4, Start-Up 5X8, Int Maint Bypass, Parallel Capable | Ea |  | 1 Year | 15945 | 4.5% | 15227.475
9259 | APC | SUVTP10KF3B4S | APC Smart-UPS VT 10kVA 208V w/3 Batt Mod Exp to 4, Start-Up 5X8, Int Maint Bypass, Parallel Capable | Ea |  | 1 Year | 16750 | 4.5% | 15996.25
9260 | APC | SUVTP10KF4B4S | APC Smart-UPS VT 10kVA 208V w/4 Batt Mod., Start-Up 5X8, Int Maint Bypass, Parallel Capable | Ea |  | 1 Year | 16445 | 4.5% | 15704.975
9261 | APC | SUVTP10KH1B2S | APC Smart-UPS VT 10kVA 400V w/1 Batt Mod Exp to 2, Start-Up 5X8, Int Maint Bypass, Parallel Capable | Ea |  | 1 Year | 17270 | 4.5% | 16492.85
9262 | APC | SUVTP10KH1B4S | APC Smart-UPS VT 10kVA 400V w/1 Batt Mod Exp to 4, Start-Up 5X8, Int Maint Bypass, Parallel Capable | Ea |  | 1 Year | 17580 | 4.5% | 16788.9
9263 | APC | SUVTP10KH2B2S | APC Smart-UPS VT 10kVA 400V w/2 Batt Mod., Start-Up 5X8, Int Maint Bypass, Parallel Capable | Ea |  | 1 Year | 18405 | 4.5% | 17576.775
9264 | APC | SUVTP10KH2B4S | APC Smart-UPS VT 10kVA 400V w/2 Batt Mod Exp to 4, Start-Up 5X8, Int Maint Bypass, Parallel Capable | Ea |  | 1 Year | 19535 | 4.5% | 18655.925
9265 | APC | SUVTP10KH3B4S | APC Smart-UPS VT 10kVA 400V w/3 Batt Mod Exp to 4, Start-Up 5X8, Int Maint Bypass, Parallel Capable | Ea |  | 1 Year | 20670 | 4.5% | 19739.85
9266 | APC | SUVTP10KH4B4S | APC Smart-UPS VT 10kVA 400V w/4 Batt Mod, Start-Up 5X8, Int Maint Bypass, Parallel Capable | Ea |  | 1 Year | 15605 | 4.5% | 14902.775
9267 | APC | SUVTP10KHS | APC Smart-UPS VT 10kVA 400V, w/Start-Up 5X8, Internal Maintenance Bypass, & Parallel Capability | Ea |  | 1 Year | 15475 | 4.5% | 14778.625
9268 | APC | SUVTP15KF2B2S | APC Smart-UPS VT 15kVA 208V w/2 Batt Mod., Start-Up 5X8, Int Maint Bypass, Parallel Capable | Ea |  | 1 Year | 16580 | 4.5% | 15833.9
9269 | APC | SUVTP15KF2B4S | APC Smart-UPS VT 15kVA 208V w/2 Batt Mod Exp to 4, Start-Up 5X8, Int Maint Bypass, Parallel Capable | Ea |  | 1 Year | 17320 | 4.5% | 16540.6
9270 | APC | SUVTP15KF3B4S | APC Smart-UPS VT 15kVA 208V w/3 Batt Mod Exp to 4, Start-Up 5X8, Int Maint Bypass, Parallel Capable | Ea |  | 1 Year | 18105 | 4.5% | 17290.275
9271 | APC | SUVTP15KF4B4S | APC Smart-UPS VT 15kVA 208V w/4 Batt Mod, Start-Up 5X8, Int Maint Bypass, Parallel Capable | Ea |  | 1 Year | 19845 | 4.5% | 18951.975
9272 | APC | SUVTP15KH2B2S | APC Smart-UPS VT 15kVA 400V w/2 Batt Mod., Start-Up 5X8, Int Maint Bypass, Parallel Capable | Ea |  | 1 Year | 20670 | 4.5% | 19739.85
9273 | APC | SUVTP15KH2B4S | APC Smart-UPS VT 15kVA 400V w/2 Batt Mod Exp to 4, Start-Up 5X8, Int Maint Bypass, Parallel Capable | Ea |  | 1 Year | 22040 | 4.5% | 21048.2
9274 | APC | SUVTP15KH3B4S | APC Smart-UPS VT 15kVA 400V w/3 Batt Mod Exp to 4, Start-Up 5X8, Int Maint Bypass, Parallel Capable | Ea |  | 1 Year | 23965 | 4.5% | 22886.575
9275 | APC | SUVTP15KH4B4S | APC Smart-UPS VT 15kVA 400V w/4 Batt Mod, Start-Up 5X8, Int Maint Bypass, Parallel Capable | Ea |  | 1 Year | 17880 | 4.5% | 17075.4
9276 | APC | SUVTP15KHS | APC Smart-UPS VT 15kVA 400V, w/Start-Up 5X8, Internal Maintenance Bypass, & Parallel Capability | Ea |  | 1 Year | 18805 | 4.5% | 17958.775
9277 | APC | SUVTP20KF2B4S | APC Smart-UPS VT 20kVA 208V w/2 Batt Mod Exp to 4, Start-Up 5X8, Int Maint Bypass, Parallel Capable | Ea |  | 1 Year | 19530 | 4.5% | 18651.15
9278 | APC | SUVTP20KF3B4S | APC Smart-UPS VT 20kVA 208V w/3 Batt Mod Exp to 4, Start-Up 5X8, Int Maint Bypass, Parallel Capable | Ea |  | 1 Year | 20335 | 4.5% | 19419.925
9279 | APC | SUVTP20KF4B4S | APC Smart-UPS VT 20kVA 208V w/4 Batt. Mod., Start-Up 5X8, Internal Maint Bypass, Parallel Capability | Ea |  | 1 Year | 19815 | 4.5% | 18923.325
9280 | APC | SUVTP20KH2B2S | APC Smart-UPS VT 20kVA 400V w/2 Batt Mod., Start-Up 5X8, Int Maint Bypass, Parallel Capable | Ea |  | 1 Year | 23450 | 4.5% | 22394.75
9281 | APC | SUVTP20KH2B4S | APC Smart-UPS VT 20kVA 400V w/2 Batt Mod Exp to 4, Start-Up 5X8, Int Maint Bypass, Parallel Capable | Ea |  | 1 Year | 25075 | 4.5% | 23946.625
9282 | APC | SUVTP20KH3B4S | APC Smart-UPS VT 20kVA 400V w/3 Batt Mod Exp to 4, Start-Up 5X8, Int Maint Bypass, Parallel Capable | Ea |  | 1 Year | 26280 | 4.5% | 25097.4
9283 | APC | SUVTP20KH4B4S | APC Smart-UPS VT 20kVA 400V w/4 Batt. Mod., Start-Up 5X8, Internal Maint Bypass, Parallel Capability | Ea |  | 1 Year | 18505 | 4.5% | 17672.275
9284 | APC | SUVTP20KHS | APC Smart-UPS VT 20kVA 400V, w/Start-Up 5X8, Internal Maintenance Bypass, & Parallel Capability | Ea |  | 1 Year | 21245 | 4.5% | 20288.975
9285 | APC | SUVTP30KF3B4S | APC Smart-UPS VT 30kVA 208V w/3 Batt Mod Exp to 4, Start-Up 5X8, Int Maint Bypass, Parallel Capable | Ea |  | 1 Year | 22380 | 4.5% | 21372.9
9286 | APC | SUVTP30KF4B4S | APC Smart-UPS VT 30kVA 208V w/4 Batt. Mod., Start-Up 5X8, Internal Maint Bypass, Parallel Capability | Ea |  | 1 Year | 27260 | 4.5% | 26033.3
9287 | APC | SUVTP30KH3B4S | APC Smart-UPS VT 30kVA 400V w/3 Batt Mod Exp to 4, Start-Up 5X8, Int Maint Bypass, Parallel Capable | Ea |  | 1 Year | 29500 | 4.5% | 28172.5
9288 | APC | SUVTP30KH4B4S | APC Smart-UPS VT 30kVA 400V w/4 Batt. Mod., Start-Up 5X8, Internal Maint Bypass, Parallel Capability | Ea |  | 1 Year | 23515 | 4.5% | 22456.825
9289 | APC | SUVTP30KHS | APC Smart-UPS VT 30kVA 400V, w/Start-Up 5X8, Internal Maintenance Bypass, & Parallel Capability | Ea |  | 1 Year | 28160 | 4.5% | 26892.8
9290 | APC | SUVTP40KH4B4S | APC Smart-UPS VT 40kVA 400V w/4 Batt. Mod., Start-Up 5X8, Internal Maint Bypass, Parallel Capability | Ea |  | 1 Year | 23935 | 4.5% | 22857.925
9291 | APC | SUVTP40KHS | APC Smart-UPS VT 40kVA 400V, w/Start-Up 5X8, Internal Maintenance Bypass, & Parallel Capability | Ea |  | 1 Year | 22460 | 4.5% | 21449.3
9292 | APC | SUVTSBP10K15F | APC Smart-UPS VT Maintenance Bypass Cabinet 10-15kVA 208V Floormount | Ea |  | 1 Year | 4100 | 4.5% | 3915.5
9293 | APC | SUVTSBP10K30F-DP | APC Smart-UPS VT Maintenance Bypass Cabinet 10-30kVA 208V Floormount with 42 Pos. Distribution Panel | Ea |  | 1 Year | 4515 | 4.5% | 4311.825
9294 | APC | SUVTSBP20K30F | APC Smart-UPS VT Maintenance Bypass Cabinet 20-30kVA 208V Floormount | Ea |  | 1 Year | 6525 | 4.5% | 6231.375
9295 | APC | SUVTSBPAR10K15F | APC Smart-UPS VT Parallel Maintenance Bypass, up to 3 units 10-15kVA 208V Floormount | Ea |  | 1 Year | 7905 | 4.5% | 7549.275
9296 | APC | SUVTSBPAR20K30F | APC Smart-UPS VT Parallel Maintenance Bypass, up to 3 units 20-30kVA 208V Floormount | Ea |  | 1 Year | 10490 | 4.5% | 10017.95
9297 | APC | SUVTSBPXFM10K30F | APC Smart-UPS VT Input Transformer MCCB 208/208 10-30kVA Floormount | Ea |  | 1 Year | 10190 | 4.5% | 9731.45
9298 | APC | SUVTSBPXFM10K30G | APC Smart-UPS VT Input Transformer MCCB 480/208 10-30kVA Floormount | Ea |  | 1 Year | 810 | 4.5% | 773.55
9299 | APC | SUVTXFM10K30F | APC Smart-UPS VT Input Transformer 208/208 10-30kVA Floormount | Ea |  | 1 Year | 8445 | 4.5% | 8064.975
9300 | APC | SUVTXFM10K30G | APC Smart-UPS VT Input Transformer 480/208 10-30kVA Floormount | Ea |  | 1 Year | 312 | 4.5% | 297.96
9301 | APC | SUVTXR2B6S | APC Smart-UPS VT Extended Run Enclosure w/2 Batt. Modules Exp. to 6 and Start-Up 5X8 | Ea |  | 1 Year | 15040 | 4.5% | 14363.2
9302 | APC | SUVTXR6B6S | APC Smart-UPS VT Extended Run Enclosure w/6 Batt. Modules and Start-Up 5X8 | Ea |  | 1 Year | 1505 | 4.5% | 1437.275
9303 | APC | SWBNDL10R | StruxureWare for Data Centers 10 Rack Bundle | Ea |  | 1 Year | 324000 | 4.5% | 309420
9304 | APC | SWDCE10000NIF-DIGI | Data Center Expert: 10000 Node Infrastructure License Key | Ea |  | 1 Year | 45000 | 4.5% | 42975
9305 | APC | SWDCE1000NIF-DIGI | StruxureWare Data Center Expert 1000 Node License Key | Ea |  | 1 Year | 6430 | 4.5% | 6140.65
9306 | APC | SWDCE100NIF-DIGI | StruxureWare Data Center Expert 100 Node License Key | Ea |  | 1 Year | 981 | 4.5% | 936.855
9307 | APC | SWDCE10NIF-DIGI | StruxureWare Data Center Expert 10 Node License Key | Ea |  | 1 Year | 2425 | 4.5% | 2315.875
9308 | APC | SWDCE10NSV-DIGI | StruxureWare Data Center Expert 10 Node NetBotz Surveillance License | Ea |  | 1 Year | 1930 | 4.5% | 1843.15
9309 | APC | SWDCE25NIF-DIGI | StruxureWare Data Center Expert 25 Node License Key | Ea |  | 1 Year | 5525 | 4.5% | 5276.375
9310 | APC | SWDCE25NSV-DIGI | StruxureWare Data Center Expert 25 Node NetBotz Surveillance License | Ea |  | 1 Year | 25715 | 4.5% | 24557.825
9311 | APC | SWDCE500NIF-DIGI | StruxureWare Data Center Expert 500 Node License Key | Ea |  | 1 Year | 522 | 4.5% | 498.51
9312 | APC | SWDCE5NIF-DIGI | StruxureWare Data Center Expert 5 Node License Key | Ea |  | 1 Year | 1420 | 4.5% | 1356.1
9313 | APC | SWDCE5NSV-DIGI | StruxureWare Data Center Expert 5 Node NetBotz Surveillance License | Ea |  | 1 Year | 6430 | 4.5% | 6140.65
9314 | APC | SWDCEMODBUS-DIGI | Data Center Expert: Modbus License Key | Ea |  | 1 Year | 6400 | 4.5% | 6112
9315 | APC | SWDCEVMACT-DIGI | StruxureWare Data Center Expert Virtual Appliance Activation Key | Ea |  | 1 Year | 2310 | 4.5% | 2206.05
9316 | APC | SWDCO10000NSA-DIGI | Data Center Operation: Server Access 10000 Node | Ea |  | 1 Year | 113145 | 4.5% | 108053.475
9317 | APC | SWDCO1000NSA-DIGI | Data Center Operation: Server Access 1000 Node | Ea |  | 1 Year | 282125 | 4.5% | 269429.375
9318 | APC | SWDCO1000RCAP-DIGI | Data Center Operation: Capacity 1000 Rack License | Ea |  | 1 Year | 282125 | 4.5% | 269429.375
9319 | APC | SWDCO1000RCHG-DIGI | Data Center Operation: Change 1000 Rack License | Ea |  | 1 Year | 176790 | 4.5% | 168834.45
9320 | APC | SWDCO1000RCL-DIGI | Data Center Operation: Cooling Optimize 1000 Rack License | Ea |  | 1 Year | 38240 | 4.5% | 36519.2
9321 | APC | SWDCO1000RCOL-DIGI | Data Center Operation for Colo: License (1000 Racks / 9300 m2 / 100000 SQF) | Ea |  | 1 Year | 170745 | 4.5% | 163061.475
9322 | APC | SWDCO1000RITO-DIGI | Data Center Operation: IT Optimize 1000 Rack License | Ea |  | 1 Year | 141430 | 4.5% | 135065.65
9323 | APC | SWDCO1000ROPS-DIGI | Data Center Operation: 1000 Rack License | Ea |  | 1 Year | 56795 | 4.5% | 54239.225
9324 | APC | SWDCO1000RPC-DIGI | Data Center Operation: IT Power Control 1000 Rack License | Ea |  | 1 Year | 12215 | 4.5% | 11665.325
9325 | APC | SWDCO100NSA-DIGI | Data Center Operation: Server Access 100 Node | Ea |  | 1 Year | 49410 | 4.5% | 47186.55
9326 | APC | SWDCO100RCAP-DIGI | Data Center Operation: Capacity 100 Rack License | Ea |  | 1 Year | 49410 | 4.5% | 47186.55
9327 | APC | SWDCO100RCHG-DIGI | Data Center Operation: Change 100 Rack License | Ea |  | 1 Year | 30885 | 4.5% | 29495.175
9328 | APC | SWDCO100RCL-DIGI | Data Center Operation: Cooling Optimize 100 Rack License | Ea |  | 1 Year | 3820 | 4.5% | 3648.1
9329 | APC | SWDCO100RCOL-DIGI | Data Center Operation for Colo: License (100 Racks / 930 m2 / 10000 SQF) | Ea |  | 1 Year | 29865 | 4.5% | 28521.075
9330 | APC | SWDCO100RITO-DIGI | Data Center Operation: IT Optimize 100 Rack License | Ea |  | 1 Year | 24705 | 4.5% | 23593.275
9331 | APC | SWDCO100ROPS-DIGI | Data Center Operation: 100 Rack License | Ea |  | 1 Year | 9955 | 4.5% | 9507.025
9332 | APC | SWDCO100RPC-DIGI | Data Center Operation: IT Power Control 100 Rack License | Ea |  | 1 Year | 6210 | 4.5% | 5930.55
9333 | APC | SWDCO10RCAP-DIGI | Data Center Operation: Capacity 10 Rack License | Ea |  | 1 Year | 6210 | 4.5% | 5930.55
9334 | APC | SWDCO10RCHG-DIGI | Data Center Operation: Change 10 Rack License | Ea |  | 1 Year | 3885 | 4.5% | 3710.175
9335 | APC | SWDCO10RCL-DIGI | Data Center Operation: Cooling Optimize 10 Rack License | Ea |  | 1 Year | 734400 | 4.5% | 701352
9336 | APC | SWDCO10RCOL-DIGI | Data Center Operation for Colo: License (10 Racks / 93 m2 / 1000 SQF) | Ea |  | 1 Year | 3780 | 4.5% | 3609.9
9337 | APC | SWDCO10RITO-DIGI | Data Center Operation: IT Optimize 10 Rack License | Ea |  | 1 Year | 3105 | 4.5% | 2965.275
9338 | APC | SWDCO10ROPS-DIGI | Data Center Operation: 10 Rack License | Ea |  | 1 Year | 1260 | 4.5% | 1203.3
9339 | APC | SWDCO10RPC-DIGI | Data Center Operation: IT Power Control 10 Rack License | Ea |  | 1 Year | 386 | 4.5% | 368.63
9340 | APC | SWDCO1RCAP-DIGI | Data Center Operation: Capacity 1 Rack License | Ea |  | 1 Year | 1750 | 4.5% | 1671.25
9341 | APC | SWDCO1RITO-DIGI | Data Center Operation: IT Optimize 1 Rack License | Ea |  | 1 Year | 96 | 4.5% | 91.68
9342 | APC | SWDCO1ROPS-DIGI | Data Center Operation: 1 Rack License | Ea |  | 1 Year | 2031430 | 4.5% | 1940015.65
9343 | APC | SWDCO20000NSA-DIGI | Data Center Operation: Server Access 20000 Node | Ea |  | 1 Year | 543735 | 4.5% | 519266.925
9344 | APC | SWDCO2000RCAP-DIGI | Data Center Operation: Capacity 2000 Rack License | Ea |  | 1 Year | 543735 | 4.5% | 519266.925
9345 | APC | SWDCO2000RCHG-DIGI | Data Center Operation: Change 2000 Rack License | Ea |  | 1 Year | 340715 | 4.5% | 325382.825
9346 | APC | SWDCO2000RCL-DIGI | Data Center Operation: Cooling Optimize 2000 Rack License | Ea |  | 1 Year | 78610 | 4.5% | 75072.55
9347 | APC | SWDCO2000RCOL-DIGI | Data Center Operation for Colo: License (2000 Racks / 18600 m2 / 200000 SQF) | Ea |  | 1 Year | 329065 | 4.5% | 314257.075
9348 | APC | SWDCO2000RITO-DIGI | Data Center Operation: IT Optimize 2000 Rack License | Ea |  | 1 Year | 272575 | 4.5% | 260309.125
9349 | APC | SWDCO2000ROPS-DIGI | Data Center Operation: 2000 Rack License | Ea |  | 1 Year | 109455 | 4.5% | 104529.525
9350 | APC | SWDCO2000RPC-DIGI | Data Center Operation: IT Power Control 2000 Rack License | Ea |  | 1 Year | 71820 | 4.5% | 68588.1
9351 | APC | SWDCO200RCAP-DIGI | Data Center Operation: Capacity 200 Rack License | Ea |  | 1 Year | 71820 | 4.5% | 68588.1
9352 | APC | SWDCO200RCHG-DIGI | Data Center Operation: Change 200 Rack License | Ea |  | 1 Year | 44890 | 4.5% | 42869.95
9353 | APC | SWDCO200RCL-DIGI | Data Center Operation: Cooling Optimize 200 Rack License | Ea |  | 1 Year | 1692000 | 4.5% | 1615860
9354 | APC | SWDCO200RCOL-DIGI | Data Center Operation for Colo: License (200 Racks / 1860 m2 / 20000 SQF) | Ea |  | 1 Year | 43850 | 4.5% | 41876.75
9355 | APC | SWDCO200RITO-DIGI | Data Center Operation: IT Optimize 200 Rack License | Ea |  | 1 Year | 35910 | 4.5% | 34294.05
9356 | APC | SWDCO200ROPS-DIGI | Data Center Operation: 200 Rack License | Ea |  | 1 Year | 14620 | 4.5% | 13962.1
9357 | APC | SWDCO200RPC-DIGI | Data Center Operation: IT Power Control 200 Rack License | Ea |  | 1 Year | 3185 | 4.5% | 3041.675
9358 | APC | SWDCO25NSA-DIGI | Data Center Operation: Server Access 25 Node | Ea |  | 1 Year | 873 | 4.5% | 833.715
9359 | APC | SWDCO2RCAP-DIGI | StruxureWare Data Center Operation Capacity 2 Rack License | Ea |  | 1 Year | 143 | 4.5% | 136.565
9360 | APC | SWDCO2ROPS-DIGI | StruxureWare Data Center Operation 2 Rack License | Ea |  | 1 Year | 533575 | 4.5% | 509564.125
9361 | APC | SWDCO5000NSA-DIGI | Data Center Operation: Server Access 5000 Node | Ea |  | 1 Year | 1282385 | 4.5% | 1224677.675
9362 | APC | SWDCO5000RCAP-DIGI | Data Center Operation: Capacity 5000 Rack License | Ea |  | 1 Year | 1282385 | 4.5% | 1224677.675
9363 | APC | SWDCO5000RCHG-DIGI | Data Center Operation: Change 5000 Rack License | Ea |  | 1 Year | 803575 | 4.5% | 767414.125
9364 | APC | SWDCO5000RCL-DIGI | Data Center Operation: Cooling Optimize 5000 Rack License | Ea |  | 1 Year | 190800 | 4.5% | 182214
9365 | APC | SWDCO5000RCOL-DIGI | Data Center Operation for Colo: License (5000 Racks / 46500 m2 / 500000 SQF) | Ea |  | 1 Year | 776095 | 4.5% | 741170.725
9366 | APC | SWDCO5000RITO-DIGI | Data Center Operation: IT Optimize 5000 Rack License | Ea |  | 1 Year | 642860 | 4.5% | 613931.3
9367 | APC | SWDCO5000ROPS-DIGI | Data Center Operation: 5000 Rack License | Ea |  | 1 Year | 258145 | 4.5% | 246528.475
9368 | APC | SWDCO5000RPC-DIGI | Data Center Operation: IT Power Control 5000 Rack License | Ea |  | 1 Year | 57860 | 4.5% | 55256.3
9369 | APC | SWDCO500NSA-DIGI | Data Center Operation: Server Access 500 Node | Ea |  | 1 Year | 148500 | 4.5% | 141817.5
9370 | APC | SWDCO500RCAP-DIGI | Data Center Operation: Capacity 500 Rack License | Ea |  | 1 Year | 148500 | 4.5% | 141817.5
9371 | APC | SWDCO500RCHG-DIGI | Data Center Operation: Change 500 Rack License | Ea |  | 1 Year | 92815 | 4.5% | 88638.325
9372 | APC | SWDCO500RCL-DIGI | Data Center Operation: Cooling Optimize 500 Rack License | Ea |  | 1 Year | 21600 | 4.5% | 20628
9373 | APC | SWDCO500RCOL-DIGI | Data Center Operation for Colo: License (500 Racks / 4650 m2 / 50000 SQF) | Ea |  | 1 Year | 90720 | 4.5% | 86637.6
9374 | APC | SWDCO500RITO-DIGI | Data Center Operation: IT Optimize 500 Rack License | Ea |  | 1 Year | 74250 | 4.5% | 70908.75
9375 | APC | SWDCO500ROPS-DIGI | Data Center Operation: 500 Rack License | Ea |  | 1 Year | 30240 | 4.5% | 28879.2
9376 | APC | SWDCO500RPC-DIGI | Data Center Operation: IT Power Control 500 Rack License | Ea |  | 1 Year | 12815 | 4.5% | 12238.325
9377 | APC | SWDCOBACNET-DIGI | Data Center Operation: Cooling Optimize BACNET License | Ea |  | 1 Year | 14400 | 4.5% | 13752
9378 | APC | SWDCOBASECL-DIGI | Data Center Operation: Cooling Optimize Base Control SW | Ea |  | 1 Year | 7345 | 4.5% | 7014.475
9379 | APC | SWDCOCLUSTER-DIGI | Data Center Operation: Cluster Node License, 1 Additional Server | Ea |  | 1 Year | 6750 | 4.5% | 6446.25
9380 | APC | SWDCOENCOST-DIGI | Data Center Operation: Energy Cost License | Ea |  | 1 Year | 67500 | 4.5% | 64462.5
9381 | APC | SWDCOENEF-DIGI | Data Center Operation: Energy Efficiency License | Ea |  | 1 Year | 32145 | 4.5% | 30698.475
9382 | APC | SWDCOINSIGHT-DIGI | Data Center Operation: Insight License | Ea |  | 1 Year | 1640 | 4.5% | 1566.2
9383 | APC | SWOT2R-DIGI | StruxureWare Data Center Operation 2 Rack Bundle | Ea |  | 1 Year | 1350 | 4.5% | 1289.25
9384 | APC | SWSDI1R-DIGI | StuxureWare for Data Centers: Software Defined Infrastructure, 1 Rack Bundle | Ea |  | 1 Year | 7070 | 4.5% | 6751.85
9385 | APC | SY100K250D | APC Symmetra PX 100kW Scalable to 250kW without Maintenance Bypass or Distribution- Parallel Capable | Ea |  | 1 Year | 121550 | 4.5% | 116080.25
9386 | APC | SY100K250DL-PD | APC Symmetra PX 100kW Scalable to 250kW with Maintenance Bypass Left & Distribution | Ea |  | 1 Year | 121550 | 4.5% | 116080.25
9387 | APC | SY100K250DR-PD | APC Symmetra PX 100kW Scalable to 250kW with Right Mounted Maintenance Bypass and Distribution | Ea |  | 1 Year | 38000 | 4.5% | 36290
9388 | APC | SY10K40F | Symmetra PX 10kW Scalable to 40kW N+1, 208V | Ea |  | 1 Year | 117370 | 4.5% | 112088.35
9389 | APC | SY125K250D | APC Symmetra PX 125kW Scalable to 250kW without Maintenance Bypass or Distribution -Parallel Capable | Ea |  | 1 Year | 71605 | 4.5% | 68382.775
9390 | APC | SY125K250DL-PD | APC Symmetra PX 125kW Scalable to 250kW with Left Mounted Maintenance Bypass and Distribution | Ea |  | 1 Year | 89480 | 4.5% | 85453.4
9391 | APC | SY125K250DL-PDNB | APC Symmetra PX 125kW Scalable to 250kW with Maintenance Bypass Left, Distribution & No Batteries | Ea |  | 1 Year | 135810 | 4.5% | 129698.55
9392 | APC | SY125K250D-NB | APC Symmetra PX 125kW Scalable to 250kW without Bypass, Distribution or batteries -Parallel Capable | Ea |  | 1 Year | 135810 | 4.5% | 129698.55
9393 | APC | SY125K250DR-PD | APC Symmetra PX 125kW Scalable to 250kW with Right Mounted Maintenance Bypass and Distribution | Ea |  | 1 Year | 89480 | 4.5% | 85453.4
9394 | APC | SY125K250DR-PDNB | APC Symmetra PX 125kW Scalable to 250kW with Maintenance Bypass and Distribution, No Batteries | Ea |  | 1 Year | 123410 | 4.5% | 117856.55
9395 | APC | SY125K500D | APC Symmetra PX 125kW Scalable to 500kW without Maintenance Bypass & Distribution -Parallel Capable | Ea |  | 1 Year | 78070 | 4.5% | 74556.85
9396 | APC | SY125K500DL-PD | APC Symmetra PX 125kW Scalable to 500kW with Maintenance Bypass Left & Distribution | Ea |  | 1 Year | 96175 | 4.5% | 91847.125
9397 | APC | SY125K500DL-PDNB | APC Symmetra PX 125kW Scalable to 500kW with Maintenance Bypass Left, Distribution & No Batteries | Ea |  | 1 Year | 142470 | 4.5% | 136058.85
9398 | APC | SY125K500D-NB | APC Symmetra PX 125kW Scalable to 500kW without Bypass, Distribution or Batteries -Parallel Capable | Ea |  | 1 Year | 142470 | 4.5% | 136058.85
9399 | APC | SY125K500DR-PD | APC Symmetra PX 125kW Scalable to 500kW with Right Mounted Maintenance Bypass and Distribution | Ea |  | 1 Year | 92895 | 4.5% | 88714.725
9400 | APC | SY125K500DR-PDNB | APC Symmetra PX 125kW Scalable to 500kW with Maintenance Bypass and Distribution, No Batteries | Ea |  | 1 Year | 146570 | 4.5% | 139974.35
9401 | APC | SY150K250D | APC Symmetra PX 150kW Scalable to 250kW without Maintenance Bypass or Distribution -Parallel Capable | Ea |  | 1 Year | 165535 | 4.5% | 158085.925
9402 | APC | SY150K250DL-PD | APC Symmetra PX 150kW Scalable to 250kW with Maintenance Bypass Left & Distribution | Ea |  | 1 Year | 165535 | 4.5% | 158085.925
9403 | APC | SY150K250DR-PD | APC Symmetra PX 150kW Scalable to 250kW with Right Mounted Maintenance Bypass and Distribution | Ea |  | 1 Year | 51200 | 4.5% | 48896
9404 | APC | SY16K48H-PD | APC Symmetra PX 16kW All-In-One, Scalable to 48kW, 400V | Ea |  | 1 Year | 31765 | 4.5% | 30335.575
9405 | APC | SY16K48H-PDNB | Symmetra PX 16kW All-In-One, Scalable to 48kW, without Batteries, 400V | Ea |  | 1 Year | 176540 | 4.5% | 168595.7
9406 | APC | SY200K250D | APC Symmetra PX 200kW Scalable to 250kW without Maintenance Bypass or Distribution -Parallel Capable | Ea |  | 1 Year | 197650 | 4.5% | 188755.75
9407 | APC | SY200K250DL-PD | APC Symmetra PX 200kW Scalable to 250kW with Maintenance Bypass Left & Distribution | Ea |  | 1 Year | 197650 | 4.5% | 188755.75
9408 | APC | SY200K250DR-PD | APC Symmetra PX 200kW Scalable to 250kW with Right Mounted Maintenance Bypass and Distribution | Ea |  | 1 Year | 45160 | 4.5% | 43127.8
9409 | APC | SY20K40F | Symmetra PX 20kW Scalable to 40kW N+1, 208V | Ea |  | 1 Year | 214415 | 4.5% | 204766.325
9410 | APC | SY250K500D | APC Symmetra PX 250kW Scalable to 500kW without Maintenance Bypass or Distribution -Parallel Capable | Ea |  | 1 Year | 236705 | 4.5% | 226053.275
9411 | APC | SY250K500DL-PD | APC Symmetra PX 250kW Scalable to 500kW with Left Mounted Maintenance Bypass and Distribution | Ea |  | 1 Year | 236705 | 4.5% | 226053.275
9412 | APC | SY250K500DR-PD | APC Symmetra PX 250kW Scalable to 500kW with Right Mounted Maintenance Bypass and Distribution | Ea |  | 1 Year | 262820 | 4.5% | 250993.1
9413 | APC | SY300K500D | APC Symmetra PX 300kW Scalable to 500kW without Maintenance Bypass or Distribution -Parallel Capable | Ea |  | 1 Year | 286640 | 4.5% | 273741.2
9414 | APC | SY300K500DL-PD | APC Symmetra PX 300kW Scalable to 500kW with Maintenance Bypass Left & Distribution | Ea |  | 1 Year | 286640 | 4.5% | 273741.2
9415 | APC | SY300K500DR-PD | APC Symmetra PX 300kW Scalable to 500kW with Right Mounted Maintenance Bypass and Distribution | Ea |  | 1 Year | 52220 | 4.5% | 49870.1
9416 | APC | SY30K40F | Symmetra PX 30kW Scalable to 40kW N+1, 208V | Ea |  | 1 Year | 72850 | 4.5% | 69571.75
9417 | APC | SY32K160H | APC Symmetra PX 32kW Scalable to 160kW, 400V | Ea |  | 1 Year | 93500 | 4.5% | 89292.5
9418 | APC | SY32K160H-PD | APC Symmetra PX 32kW Scalable to 160kW, 400V w/ Integrated Modular Distribution | Ea |  | 1 Year | 63765 | 4.5% | 60895.575
9419 | APC | SY32K48H-PD | APC Symmetra PX 32kW All-In-One, Scalable to 48kW, 400V | Ea |  | 1 Year | 70360 | 4.5% | 67193.8
9420 | APC | SY32K96H | Symmetra PX 32kW Scalable to 96kW, 400 V | Ea |  | 1 Year | 93500 | 4.5% | 89292.5
9421 | APC | SY32K96H-PD | APC Symmetra PX 32kW Scalable to 96kW 400V with Modular Power Distribution | Ea |  | 1 Year | 336240 | 4.5% | 321109.2
9422 | APC | SY400K500D | APC Symmetra PX 400kW Scalable to 500kW without Maintenance Bypass or Distribution -Parallel Capable | Ea |  | 1 Year | 362695 | 4.5% | 346373.725
9423 | APC | SY400K500DL-PD | APC Symmetra PX 400kW Scalable to 500kW with Maintenance Bypass Left & Distribution | Ea |  | 1 Year | 362695 | 4.5% | 346373.725
9424 | APC | SY400K500DR-PD | APC Symmetra PX 400kW Scalable to 500kW with Right Mounted Maintenance Bypass and Distribution | Ea |  | 1 Year | 59410 | 4.5% | 56736.55
9425 | APC | SY40K40F | Symmetra PX 40kW Scalable to 40kW N+1, 208V | Ea |  | 1 Year | 82840 | 4.5% | 79112.2
9426 | APC | SY48K48H-PD | APC Symmetra PX 48kW All-In-One, 400V | Ea |  | 1 Year | 399065 | 4.5% | 381107.075
9427 | APC | SY500K500D | APC Symmetra PX 500kW Scalable to 500kW without Maintenance Bypass or Distribution -Parallel Capable | Ea |  | 1 Year | 427595 | 4.5% | 408353.225
9428 | APC | SY500K500DL-PD | APC Symmetra PX 500kW Scalable to 500kW with Maintenance Bypass Left & Distribution | Ea |  | 1 Year | 427595 | 4.5% | 408353.225
9429 | APC | SY500K500DR-PD | APC Symmetra PX 500kW Scalable to 500kW with Right Mounted Maintenance Bypass and Distribution | Ea |  | 1 Year | 66640 | 4.5% | 63641.2
9430 | APC | SY64K160H-PD | APC Symmetra PX 64kW Scalable to 160kW, 400V w/ Integrated Modular Distribution | Ea |  | 1 Year | 99605 | 4.5% | 95122.775
9431 | APC | SY64K96H | APC Symmetra PX 64kW Scalable to 96kW, 400V | Ea |  | 1 Year | 128355 | 4.5% | 122579.025
9432 | APC | SY64K96H-PD | APC Symmetra PX 64kW Scalable to 96kW 400V with Modular Power Distribution | Ea |  | 1 Year | 81150 | 4.5% | 77498.25
9433 | APC | SY96K160H-PD | APC Symmetra PX 96kW Scalable to 160kW, 400V w/ Integrated Modular Distribution | Ea |  | 1 Year | 129185 | 4.5% | 123371.675
9434 | APC | SY96K96H | APC Symmetra PX 96kW Scalable, 400V | Ea |  | 1 Year | 158275 | 4.5% | 151152.625
9435 | APC | SY96K96H-PD | APC Symmetra PX 96kW Scalable, 400V with Modular Power Distribution | Ea |  | 1 Year | 13570 | 4.5% | 12959.35
9436 | APC | SYA12K16I | APC Symmetra LX 12kVA scalable to 16kVA N+1 Tower, 220/230/240V or 380/400/415V | Ea |  | 1 Year | 22095 | 4.5% | 21100.725
9437 | APC | SYA12K16IXR | APC Symmetra LX 12kVA scalable to 16kVA N+1 Ext. Run Tower, 220/230/240V or 380/400/415V | Ea |  | 1 Year | 17770 | 4.5% | 16970.35
9438 | APC | SYA12K16P | APC Symmetra LX 12kVA scalable to 16kVA N+1 Tower | Ea |  | 1 Year | 26210 | 4.5% | 25030.55
9439 | APC | SYA12K16PXR | APC Symmetra LX 12kVA Scalable to 16kVA N+1 Ext. Run Tower, 208/240V | Ea |  | 1 Year | 17000 | 4.5% | 16235
9440 | APC | SYA12K16RMI | APC Symmetra LX 12kVA Scalable to 16kVA N+1 Rack-mount, 220/230/240V or 380/400/415V | Ea |  | 1 Year | 19165 | 4.5% | 18302.575
9441 | APC | SYA12K16RMP | APC Symmetra LX 12kVA Scalable to 16kVA N+1 Rack-mount, 208/240V | Ea |  | 1 Year | 20590 | 4.5% | 19663.45
9442 | APC | SYA16K16I | APC Symmetra LX 16kVA Scalable to 16kVA N+1 Tower, 220/230/240V or 380/400/415V | Ea |  | 1 Year | 27405 | 4.5% | 26171.775
9443 | APC | SYA16K16IXR | APC Symmetra LX 16kVA Scalable to 16kVA N+1 Ext. Run Tower, 220/230/240V or 380/400/415V | Ea |  | 1 Year | 21940 | 4.5% | 20952.7
9444 | APC | SYA16K16P | APC Symmetra LX 16kVA Scalable to 16kVA N+1 Tower, 208/240V | Ea |  | 1 Year | 29440 | 4.5% | 28115.2
9445 | APC | SYA16K16PXR | APC Symmetra LX 16kVA Scalable to 16kVA N+1 Ext. Run Tower, 208/240V | Ea |  | 1 Year | 21240 | 4.5% | 20284.2
9446 | APC | SYA16K16RMI | APC Symmetra LX 16kVA Scalable to 16kVA N+1 Rack-mount, 220/230/240V or 380/400/415V | Ea |  | 1 Year | 23100 | 4.5% | 22060.5
9447 | APC | SYA16K16RMP | APC Symmetra LX 16kVA Scalable to 16kVA N+1 Rack-mount, 208/240V | Ea |  | 1 Year | 8975 | 4.5% | 8571.125
9448 | APC | SYA4K8I | APC Symmetra LX 4kVA Scalable to 8kVA N+1, 220/230/240V or 380/400/415V | Ea |  | 1 Year | 10805 | 4.5% | 10318.775
9449 | APC | SYA4K8P | APC Symmetra LX 4kVA scalable to 8kVA N+1 Tower, 208/240V | Ea |  | 1 Year | 10495 | 4.5% | 10022.725
9450 | APC | SYA4K8RMI | APC Symmetra LX 4kVA Scalable to 8kVA N+1 Rack-mount, 220/230/240V or 380/400/415V | Ea |  | 1 Year | 11800 | 4.5% | 11269
9451 | APC | SYA4K8RMP | APC Symmetra LX 4kVA scalable to 8kVA N+1 Rack-mount, 208/240V | Ea |  | 1 Year | 12240 | 4.5% | 11689.2
9452 | APC | SYA8K16I | APC Symmetra LX 8kVA Scalable to 16kVA N+1 Tower, 220/230/240V or 480/400/415V | Ea |  | 1 Year | 21030 | 4.5% | 20083.65
9453 | APC | SYA8K16IX798 | APC Symmetra LX 8kVA Scalable to 16kVA N+1 Tower, 220-240V or 480-415V, web card shipped separately | Ea |  | 1 Year | 20280 | 4.5% | 19367.4
9454 | APC | SYA8K16IXR | APC Symmetra LX 8kVA Scalable to 16kVA N+1 Ext. Run Tower, 220/230/240V or 380/400/415V | Ea |  | 1 Year | 22480 | 4.5% | 21468.4
9455 | APC | SYA8K16IXRX798 | APC Symmetra LX 8kVA to 16kVA N+1 Ext. Run Tower, 220-240V or 380-415V, web card shipped separately | Ea |  | 1 Year | 21220 | 4.5% | 20265.1
9456 | APC | SYA8K16JXR | APC Symmetra LX 8kVA scalable to 16kVA N+1 Ext. Run Tower, 200V | Ea |  | 1 Year | 14065 | 4.5% | 13432.075
9457 | APC | SYA8K16JXRX798 | APC Symmetra LX 8kVA scalable to 16kVA N+1 Ext. Run Tower, 200V, web card shipped separately | Ea |  | 1 Year | 13365 | 4.5% | 12763.575
9458 | APC | SYA8K16P | APC Symmetra LX 8kVA Scalable to 16kVA N+1, Tower 208/240V | Ea |  | 1 Year | 23410 | 4.5% | 22356.55
9459 | APC | SYA8K16PX798 | APC Symmetra LX 8kVA Scalable to 16kVA N+1, Tower 208/240V, web card shipped separately | Ea |  | 1 Year | 21140 | 4.5% | 20188.7
9460 | APC | SYA8K16PXR | APC Symmetra LX 8kVA Scalable to 16kVA N+1 Ext. Run Tower, 208/240V | Ea |  | 1 Year | 13555 | 4.5% | 12945.025
9461 | APC | SYA8K16PXRX798 | APC Symmetra LX 8kVA Scalable to 16kVA N+1 Ext. Run Tower, 208/240V, web card shipped separately | Ea |  | 1 Year | 12765 | 4.5% | 12190.575
9462 | APC | SYA8K16RMI | APC Symmetra LX 8kVA Scalable to 16kVA N+1 Rack-mount, 220/230/240V or 380/400/415V | Ea |  | 1 Year | 14805 | 4.5% | 14138.775
9463 | APC | SYA8K16RMP | APC Symmetra LX 8kVA Scalable to 16kVA N+1 Rack-mount, 208/240V | Ea |  | 1 Year | 12910 | 4.5% | 12329.05
9464 | APC | SYA8K8I | APC Symmetra LX 8kVA Scalable to 8kVA N+1 Tower, 220/230/240 or 380/400/415V | Ea |  | 1 Year | 14135 | 4.5% | 13498.925
9465 | APC | SYA8K8IX798 | APC Symmetra LX 8kVA Scalable to 8kVA N+1 Tower, 220-240V or 380-415V, web card shipped separately | Ea |  | 1 Year | 13450 | 4.5% | 12844.75
9466 | APC | SYA8K8P | APC Symmetra LX 8kVA Scalable to 8kVA N+1 Tower, 208/240V | Ea |  | 1 Year | 13685 | 4.5% | 13069.175
9467 | APC | SYA8K8PX798 | APC Symmetra LX 8kVA Scalable to 8kVA N+1 Tower, 208/240V,web card shipped separately | Ea |  | 1 Year | 509 | 4.5% | 486.095
9468 | APC | SYA8K8RMI | APC Symmetra LX 8kVA Scalable to 8kVA N+1 Rack-mount, 220/230/240V or 380/400/415V | Ea |  | 1 Year | 15890 | 4.5% | 15174.95
9469 | APC | SYA8K8RMP | APC Symmetra LX 8kVA Scalable to 8kVA N+1 Rack-mount, 208/240V | Ea |  | 1 Year | 6010 | 4.5% | 5739.55
9470 | APC | SYAF16KBXRMT | APC Symmetra LX 16kVA N+1 Rack-mount Frame, 208/240V; no mounting rails, no outlets | Ea |  | 1 Year | 5660 | 4.5% | 5405.3
9471 | APC | SYAF16KI | APC Symmetra LX 16kVA N+1 Tower Frame, 220/230/240V or 380/400/415V | Ea |  | 1 Year | 5940 | 4.5% | 5672.7
9472 | APC | SYAF16KRMI | APC SYMMETRA LX 16kVA N+1 Rack-mount Frame, 220/230/240V OR 380/400/415V | Ea |  | 1 Year | 7940 | 4.5% | 7582.7
9473 | APC | SYAF16KRMT | APC Symmetra LX 16kVA N+1 Rack-mount Frame, 208/240V | Ea |  | 1 Year | 6785 | 4.5% | 6479.675
9474 | APC | SYAF16KT | APC Symmetra LX 16kVA N+1 Tower Frame, 208/240V | Ea |  | 1 Year | 9965 | 4.5% | 9516.575
9475 | APC | SYAF16KXR9I | APC Symmetra LX 16kVA N+1 Ext. Run Tower Frame, 220/230/240V or 380/400/415V | Ea |  | 1 Year | 9670 | 4.5% | 9234.85
9476 | APC | SYAF16KXR9T | APC Symmetra LX 16kVA N+1 Extended Run Tower Frame, 208V | Ea |  | 1 Year | 6105 | 4.5% | 5830.275
9477 | APC | SYAF8KRMI | APC SYMMETRA LX 8KVA N+1 Rack-mount FRAME, 220/230/240V OR 380/400/415V | Ea |  | 1 Year | 8035 | 4.5% | 7673.425
9478 | APC | SYAF8KRMT | APC SYMMETRA LX 8KVA N+1 Rack-Mount FRAME, 208/240V | Ea |  | 1 Year | 6410 | 4.5% | 6121.55
9479 | APC | SYAF8KT | APC SYMMETRA LX 8KVA N+1 TOWER FRAME, 208/240V | Ea |  | 1 Year | 279 | 4.5% | 266.445
9480 | APC | SYAFSU1 | APC Symmetra LX 5U replacement door | Ea |  | 1 Year | 356 | 4.5% | 339.98
9481 | APC | SYAFSU10L | APC Symmetra LX 19U left side panel | Ea |  | 1 Year | 279 | 4.5% | 266.445
9482 | APC | SYAFSU10R | APC Symmetra LX 19U right side panel | Ea |  | 1 Year | 297 | 4.5% | 283.635
9483 | APC | SYAFSU11L | APC Symmetra LX 24U left side panel | Ea |  | 1 Year | 297 | 4.5% | 283.635
9484 | APC | SYAFSU11R | APC Symmetra LX 24U right side panel | Ea |  | 1 Year | 351 | 4.5% | 335.205
9485 | APC | SYAFSU12L | APC Symmetra LX 32U left side panel | Ea |  | 1 Year | 315 | 4.5% | 300.825
9486 | APC | SYAFSU12R | APC Symmetra LX 32U right side panel | Ea |  | 1 Year | 3820 | 4.5% | 3648.1
9487 | APC | SYAFSU13 | APC Symmetra LX frame electronics module- 200/208V | Ea |  | 1 Year | 3045 | 4.5% | 2907.975
9488 | APC | SYAFSU13I | APC Symmetra LX frame electronics module- 230V | Ea |  | 1 Year | 819 | 4.5% | 782.145
9489 | APC | SYAFSU14 | APC Symmetra LX Input/Output wiring tray-200/208V | Ea |  | 1 Year | 724 | 4.5% | 691.42
9490 | APC | SYAFSU14I | APC Symmetra LX Input/Output wiring tray-230V | Ea |  | 1 Year | 156 | 4.5% | 148.98
9491 | APC | SYAFSU15 | APC Symmetra LX Communications Card | Ea |  | 1 Year | 324 | 4.5% | 309.42
9492 | APC | SYAFSU16 | APC Symmetra LX XR Communication Card | Ea |  | 1 Year | 3395 | 4.5% | 3242.225
9493 | APC | SYAFSU2 | APC Symmetra LX 13U replacement door | Ea |  | 1 Year | 466 | 4.5% | 445.03
9494 | APC | SYAFSU3 | APC Symmetra LX 19U replacement door | Ea |  | 1 Year | 316 | 4.5% | 301.78
9495 | APC | SYAFSU4 | APC Symmetra LX 24U replacement door | Ea |  | 1 Year | 416 | 4.5% | 397.28
9496 | APC | SYAFSU5 | APC Symmetra LX 32U replacement door | Ea |  | 1 Year | 201 | 4.5% | 191.955
9497 | APC | SYAFSU6 | APC Symmetra LX Castor Kit - Single Castor Left Front or Right Rear | Ea |  | 1 Year | 201 | 4.5% | 191.955
9498 | APC | SYAFSU7 | APC Symmetra LX Castor Kit - Single Castor Right Front or Left Rear | Ea |  | 1 Year | 307 | 4.5% | 293.185
9499 | APC | SYAFSU8 | APC Symmetra LX top panel | Ea |  | 1 Year | 208 | 4.5% | 198.64
9500 | APC | SYAFSU9L | APC Symmetra LX 13U left side panel | Ea |  | 1 Year | 203 | 4.5% | 193.865
9501 | APC | SYAFSU9R | APC Symmetra LX 13U right side panel | Ea |  | 1 Year | 4420 | 4.5% | 4221.1
9502 | APC | SYAOPT1 | APC Symmetra LX 4-post rack-mounting rails | Ea |  | 1 Year | 275 | 4.5% | 262.625
9503 | APC | SYAOPT2 | APC Symmetra LX module CTO kit- UPS Frame | Ea |  | 1 Year | 75 | 4.5% | 71.625
9504 | APC | SYAOPT2XR3 | APC Symmetra LX module CTO kit- XR3 Frame | Ea |  | 1 Year | 233 | 4.5% | 222.515
9505 | APC | SYAOPT2XR9 | APC Symmetra LX module CTO kit- XR Frame | Ea |  | 1 Year | 653 | 4.5% | 623.615
9506 | APC | SYAOPT5 | APC Symmetra LX 15-foot battery cabinet cable- 200/208V | Ea |  | 1 Year | 786 | 4.5% | 750.63
9507 | APC | SYAOPT5I | APC SYMMETRA LX 4.5 METER BATTERY CABINET CABLE- 230V | Ea |  | 1 Year | 398 | 4.5% | 380.09
9508 | APC | SYAPD1 | APC Symmetra LX power distribution panel; (1) L14-30, (2) L5-20 | Ea |  | 1 Year | 1450 | 4.5% | 1384.75
9509 | APC | SYARMXR3B3 | APC Symmetra LX Extended Run Rack-mount w/ 3 SYBT5, 208V | Ea |  | 1 Year | 3395 | 4.5% | 3242.225
9510 | APC | SYARMXR3B3I | APC Symmetra LX Extended Run Rack-mount w/ 3 SYBT5, 230V | Ea |  | 1 Year | 9115 | 4.5% | 8704.825
9511 | APC | SYARMXR9B9 | APC Symmetra LX Extended Run Rack-mount w/ 9 SYBT5, 208V | Ea |  | 1 Year | 8765 | 4.5% | 8370.575
9512 | APC | SYARMXR9B9I | APC Symmetra LX Extended Run Rack-mount w/ 9 SYBT5, 230V | Ea |  | 1 Year | 8725 | 4.5% | 8332.375
9513 | APC | SYAXR9B9 | APC SYMMETRA LX EXTENDED RUN TOWER W/9 SYBT5 , 208V | Ea |  | 1 Year | 8680 | 4.5% | 8289.4
9514 | APC | SYAXR9B9I | APC SYMMETRA LX EXTENDED RUN TOWER W/9 SYBT5, 230V | Ea |  | 1 Year | 832 | 4.5% | 794.56
9515 | APC | SYBATT | APC Symmetra 4-16kVA Battery Module | Ea |  | 1 Year | 15800 | 4.5% | 15089
9516 | APC | SYBBE250K500D | APC Symmetra PX 250kW Battery Breaker Enclosure with Fuse Kit for Third Party Batteries | Ea |  | 1 Year | 16885 | 4.5% | 16125.175
9517 | APC | SYBBE250K500DU | APC Symmetra PX 250kW UL Battery Breaker Enclosure with Fuse Kit for Third Party Batteries | Ea |  | 1 Year | 16980 | 4.5% | 16215.9
9518 | APC | SYBBE500K500D | APC Symmetra PX 500kW Battery Breaker Enclosure with Fuse Kit for Third Party Batteries | Ea |  | 1 Year | 16980 | 4.5% | 16215.9
9519 | APC | SYBBE500K500DU | APC Symmetra PX 500kW UL Battery Breaker Enclosure with Fuse Kit for Third Party Batteries | Ea |  | 1 Year | 1045 | 4.5% | 997.975
9520 | APC | SYBBE-UL | APC Symmetra PX 250/500kW UL Battery Breaker Enclosure for Third Party Batteries | Ea |  | 1 Year | 16885 | 4.5% | 16125.175
9521 | APC | SYBFF | APC Symmetra PX 500kW Bottom Feed Frame for 500kW Dual Mains Configs | Ea |  | 1 Year | 7555 | 4.5% | 7215.025
9522 | APC | SYBFXR3RM | APC SYMMETRA 3 Battery RACKMOUNT XR FRAME (208/120V REGIONS) | Ea |  | 1 Year | 1125 | 4.5% | 1074.375
9523 | APC | SYBFXR3RMI | APC SYMMETRA LX 3 BATTERY RACK-MOUNT XR FRAME, 230V | Ea |  | 1 Year | 51565 | 4.5% | 49244.575
9524 | APC | SYBFXR8 | APC Symmetra PX 250/500kW Battery Enclosure for up to 8 Battery Modules | Ea |  | 1 Year | 16410 | 4.5% | 15671.55
9525 | APC | SYBFXR8-8 | APC Symmetra PX 250/500kW Battery Enclosure with 8 Battery Modules & Start Up | Ea |  | 1 Year | 2120 | 4.5% | 2024.6
9526 | APC | SYBFXR8S | APC Symmetra PX 250/500kW Battery Enclosure for up to 8 Battery Modules & Start Up | Ea |  | 1 Year | 35065 | 4.5% | 33487.075
9527 | APC | SYBFXR9 | APC SYMMETRA LX 9 BATTERY TOWER XR FRAME, 208V | Ea |  | 1 Year | 2105 | 4.5% | 2010.275
9528 | APC | SYBFXR9I | APC SYMMETRA LX 9 BATTERY TOWER XR FRAME, 230V | Ea |  | 1 Year | 2070 | 4.5% | 1976.85
9529 | APC | SYBFXR9J | APC SYMMETRA LX 9 BATTERY TOWER XR FRAME, 200V | Ea |  | 1 Year | 1885 | 4.5% | 1800.175
9530 | APC | SYBFXR9RM | APC SYMMETRA LX 9 BATTERY Rack-MOunt XR FRAME, 208V | Ea |  | 1 Year | 1905 | 4.5% | 1819.275
9531 | APC | SYBFXR9RMI | APC SYMMETRA LX 9 BATTERY Rack-MOunt XR FRAME, 230V | Ea |  | 1 Year | 6790 | 4.5% | 6484.45
9532 | APC | SYBSC | APC Symmetra PX 250/500 Battery Sidecar for remote battery solution without fuse | Ea |  | 1 Year | 7660 | 4.5% | 7315.3
9533 | APC | SYBSC250K500 | APC Symmetra PX250/500kW Batt. enclosure sidecar for remote battery solution with 500A fuse kit | Ea |  | 1 Year | 11510 | 4.5% | 10992.05
9534 | APC | SYBSC500K500 | APC Symmetra PX250/500kW Batt. enclosure sidecar for remote battery solution with 1000A fuse kit | Ea |  | 1 Year | 742 | 4.5% | 708.61
9535 | APC | SYBT2 | APC Symmetra RM 2-6kVA Battery Module | Ea |  | 1 Year | 841 | 4.5% | 803.155
9536 | APC | SYBT2FR | APC Symmetra RM 2-6kVA Battery Module Flame Retardant | Ea |  | 1 Year | 780 | 4.5% | 744.9
9537 | APC | SYBT3 | APC Symmetra RM 8-12kVA Battery Module | Ea |  | 1 Year | 2655 | 4.5% | 2535.525
9538 | APC | SYBT4 | Battery Module for Symmetra PX, Smart-UPS VT or Galaxy 3500 | Ea |  | 1 Year | 784 | 4.5% | 748.72
9539 | APC | SYBT5 | APC Symmetra LX Battery Module | Ea |  | 1 Year | 936 | 4.5% | 893.88
9540 | APC | SYBT5FR | APC SYMMETRA LX FLAME RETARDANT BATTERY MODULE | Ea |  | 1 Year | 3315 | 4.5% | 3165.825
9541 | APC | SYBT9-B4 | APC High-Performance Battery Module for 400V Symmetra PX 48/96/160KW & 208V Symmetra PX 100KW | Ea |  | 1 Year | 3630 | 4.5% | 3466.65
9542 | APC | SYBT9-B4LL | APC High Performance Long Life 10 Yrs Battery Module for Symmetra PX 48/96/160KW and PX 100KW | Ea |  | 1 Year | 4985 | 4.5% | 4760.675
9543 | APC | SYBT9-B6 | APC High Performance Battery Module for the Symmetra PX 250/500kW | Ea |  | 1 Year | 5380 | 4.5% | 5137.9
9544 | APC | SYBT9-B6LL | APC High Performance Long Life 10 Yrs Battery Module for Symmetra PX 250/500kW | Ea |  | 1 Year | 657 | 4.5% | 627.435
9545 | APC | SYBTU1-PLP | Symmetra PX Battery Unit | Ea |  | 1 Year | 836 | 4.5% | 798.38
9546 | APC | SYBTU2-PLP | APC Symmetra PX 9Ah Battery Unit, High Performance | Ea |  | 1 Year | 899 | 4.5% | 858.545
9547 | APC | SYBTU2-PLPLL | APC Symmetra PX 9Ah Battery Unit, High Performance Long Life 10 Yrs | Ea |  | 1 Year | 8025 | 4.5% | 7663.875
9548 | APC | SYCBTMON | Symmetra PX Battery Monitoring Card | Ea |  | 1 Year | 432 | 4.5% | 412.56
9549 | APC | SYCDCI | SYMMETRA PX DISPLAY AND COMPUTER INTERFACE | Ea |  | 1 Year | 486 | 4.5% | 464.13
9550 | APC | SYCF100KF | APC Symmetra PX 100kW Power Frame, 208V | Ea |  | 1 Year | 27910 | 4.5% | 26654.05
9551 | APC | SYCF160KH | APC Symmetra PX Frame 160kW 400V | Ea |  | 1 Year | 19970 | 4.5% | 19071.35
9552 | APC | SYCF40KF | SYMMETRA PX 40KW FRAME, 208V | Ea |  | 1 Year | 39510 | 4.5% | 37732.05
9553 | APC | SYCF48KH | APC Symmetra PX 48kW All-In-One Frame, 400V | Ea |  | 1 Year | 30090 | 4.5% | 28735.95
9554 | APC | SYCF80KF | Symmetra PX 80kW Frame, 208V (Basic) | Ea |  | 1 Year | 17055 | 4.5% | 16287.525
9555 | APC | SYCF8BF | SYMMETRA PX 80kW BATTERY FRAME | Ea |  | 1 Year | 25895 | 4.5% | 24729.725
9556 | APC | SYCFXR48 | APC Symmetra PX48 Empty Battery Frame for 9 Battery Modules | Ea |  | 1 Year | 32170 | 4.5% | 30722.35
9557 | APC | SYCFXR8 | SYMMETRA PX 40kW EXTENDED RUN BATTERY FRAME | Ea |  | 1 Year | 26815 | 4.5% | 25608.325
9558 | APC | SYCFXR9 | APC Symmetra PX Battery Frame for 400V PX 96/160kW & 208V PX 100kW for 9 Battery Modules | Ea |  | 1 Year | 41175 | 4.5% | 39322.125
9559 | APC | SYCXRCOM | Symmetra PX XR Communication Card | Ea |  | 1 Year | 3050 | 4.5% | 2912.75
9560 | APC | SYFAT1080 | InfraStruXure FAT-test 10-80kW | Ea |  | 1 Year | 5720 | 4.5% | 5462.6
9561 | APC | SYH2K6RMI | APC Symmetra RM 2kVA Scalable to 6kVA N+1 220-240V | Ea |  | 1 Year | 4235 | 4.5% | 4044.425
9562 | APC | SYH2K6RMT | APC Symmetra RM 2kVA Scalable to 6kVA N+1 208/240V | Ea |  | 1 Year | 5140 | 4.5% | 4908.7
9563 | APC | SYH2K6RMT-P1 | APC Symmetra RM 2kVA Scalable to 6kVA N+1 208/240V w/208 to 120V Step-Down Transformer | Ea |  | 1 Year | 5085 | 4.5% | 4856.175
9564 | APC | SYH2K6RMT-TF3 | APC Symmetra RM 2kVA Scalable to 6kVA N+1 208/240V w/ 208 to 120V Step-Down Transformer (4) L5-20R | Ea |  | 1 Year | 7260 | 4.5% | 6933.3
9565 | APC | SYH4K6RMI | APC Symmetra RM 4kVA Scalable to 6kVA N+1 220-240V | Ea |  | 1 Year | 7690 | 4.5% | 7343.95
9566 | APC | SYH4K6RMT | APC Symmetra RM 4kVA Scalable to 6kVA N+1 208/240V | Ea |  | 1 Year | 8330 | 4.5% | 7955.15
9567 | APC | SYH4K6RMT-P1 | APC Symmetra RM 4kVA Scalable to 6kVA N+1 208/240V w/208 to 120V Step-Down Transformer | Ea |  | 1 Year | 8270 | 4.5% | 7897.85
9568 | APC | SYH4K6RMT-TF3 | APC Symmetra RM 4kVA Scalable to 6kVA N+1 208/240V w/ 208 to 120V Step-Down Transformer (4) L5-20R | Ea |  | 1 Year | 11050 | 4.5% | 10552.75
9569 | APC | SYH6K6RMI | APC Symmetra RM 6kVA Scalable to 6kVA N+1 220-240V | Ea |  | 1 Year | 10670 | 4.5% | 10189.85
9570 | APC | SYH6K6RMT | APC Symmetra RM 6kVA Scalable to 6kVA N+1 208/240V | Ea |  | 1 Year | 11865 | 4.5% | 11331.075
9571 | APC | SYH6K6RMT-P1 | APC Symmetra RM 6kVA Scalable to 6kVA N+1 208/240V w/208 to 120V Step-Down Transformer | Ea |  | 1 Year | 11810 | 4.5% | 11278.55
9572 | APC | SYH6K6RMT-TF3 | APC Symmetra RM 6kVA Scalable to 6kVA N+1 208/240V w/ 208 to 120V Step-Down Transformer (4) L5-20R | Ea |  | 1 Year | 1150 | 4.5% | 1098.25
9573 | APC | SYHF6KT | APC Symmetra RM 6kVA N+1 Frame 208/240V | Ea |  | 1 Year | 1360 | 4.5% | 1298.8
9574 | APC | SYIOF500KD | APC Symmetra PX 250/500kW IO Frame, 400/480V | Ea |  | 1 Year | 29655 | 4.5% | 28320.525
9575 | APC | SYIOF500KMBL | APC Symmetra PX 250/500kW IO Frame with Left Mounted Maintenance Bypass and Distribution, 400/480V | Ea |  | 1 Year | 29655 | 4.5% | 28320.525
9576 | APC | SYIOF500KMBR | APC Symmetra PX 250/500kW IO Frame with Right Mounted Maintenance Bypass and Distribution 400/480V | Ea |  | 1 Year | 7950 | 4.5% | 7592.25
9577 | APC | SYMBP100F | Symmetra PX 100 Maintenance Bypass Panel, 208V | Ea |  | 1 Year | 1090 | 4.5% | 1040.95
9578 | APC | SYMIM2 | APC Symmetra Main Intelligence Module 2 | Ea |  | 1 Year | 1310 | 4.5% | 1251.05
9579 | APC | SYMIM3 | APC Symmetra RM main Intelligence Module | Ea |  | 1 Year | 2615 | 4.5% | 2497.325
9580 | APC | SYMIM4 | Symmetra PX Intelligence Module | Ea |  | 1 Year | 1590 | 4.5% | 1518.45
9581 | APC | SYMIM5 | APC Symmetra LX Intelligence Module | Ea |  | 1 Year | 768 | 4.5% | 733.44
9582 | APC | SYMIM5X424 | APC Symmetra LX Intelligence Module for Home Depot | Ea |  | 1 Year | 984 | 4.5% | 939.72
9583 | APC | SYOPT003 | APC Symmetra PX 250kW Battery Breaker Enclosure Fuse Kit 500A | Ea |  | 1 Year | 1185 | 4.5% | 1131.675
9584 | APC | SYOPT004 | APC Symmetra PX 500kW Battery Breaker Enclosure Fuse Kit 1000A | Ea |  | 1 Year | 578 | 4.5% | 551.99
9585 | APC | SYOPT005 | APC Symmetra PX 250/500 Air Filter | Ea |  | 1 Year | 96 | 4.5% | 91.68
9586 | APC | SYOPT006 | APC Symmetra PX 250/500kW Optional Terminal Blocks | Ea |  | 1 Year | 1450 | 4.5% | 1384.75
9587 | APC | SYOPT007 | APC Symmetra PX250/500 Third Party Switchgear Kit | Ea |  | 1 Year | 200 | 4.5% | 191
9588 | APC | SYOPT008 | APC Symmetra PX250/500 Paralleling Cable | Ea |  | 1 Year | 279 | 4.5% | 266.445
9589 | APC | SYOPT009 | Seismic Kit for 600mm Symmetra PX Battery Cabinets | Ea |  | 1 Year | 330 | 4.5% | 315.15
9590 | APC | SYOPT014 | Seismic Kit for Symmetra PX 20 Batteries | Ea |  | 1 Year | 47 | 4.5% | 44.885
9591 | APC | SYOPT015 | Seismic Kit for Symmetra PX 20 and 40/60kVA InfraStruxure PDUs | Ea |  | 1 Year | 213 | 4.5% | 203.415
9592 | APC | SYOPT1 | APC Symmetra RM 2-6kVA N+1 Floor Mount Kit w/Casters | Ea |  | 1 Year | 247 | 4.5% | 235.885
9593 | APC | SYOPT12 | APC Symmetra LX/Symmetra RM Two Post Rail Kit | Ea |  | 1 Year | 311 | 4.5% | 297.005
9594 | APC | SYOPT300 | Seismic Kit for 300mm Symmetra PX 100, Symmetra PX 250/500, and Modular PDU Frames | Ea |  | 1 Year | 421 | 4.5% | 402.055
9595 | APC | SYOPT4 | APC Symmetra RM 4ft Extender cable for 208/240V RM Battery Cabinet | Ea |  | 1 Year | 272 | 4.5% | 259.76
9596 | APC | SYOPT4I | APC Symmetra RM 4ft Extender Cable for 220-240V RM Battery Cabinet | Ea |  | 1 Year | 486 | 4.5% | 464.13
9597 | APC | SYOPT600 | Seismic Kit for 600mm Symmetra PX 100 and Symmetra PX 250/500 Frames | Ea |  | 1 Year | 525 | 4.5% | 501.375
9598 | APC | SYOPT750 | Seismic Kit for 750mm Symmetra PX 250/500 Frames | Ea |  | 1 Year | 8810 | 4.5% | 8413.55
9599 | APC | SYPD10 | Symmetra RM 230V backplate kit w/(2) IEC320 C19 and (1) IEC 60309 | Ea |  | 1 Year | 410 | 4.5% | 391.55
9600 | APC | SYPD11 | APC Symmetra LX power distribution panel; (2) L6-30R | Ea |  | 1 Year | 397 | 4.5% | 379.135
9601 | APC | SYPD3 | APC Symmetra RM 208/240V Backplate Kit w/(2) L6-20R & (1) L6-30R | Ea |  | 1 Year | 372 | 4.5% | 355.26
9602 | APC | SYPD4 | APC Symmetra RM 220-240V Backplate Kit w/(8) IEC320 C13 & (2) IEC320 C19 | Ea |  | 1 Year | 361 | 4.5% | 344.755
9603 | APC | SYPD6 | APC SYMMETRA 208/240V Hardwire kit | Ea |  | 1 Year | 396 | 4.5% | 378.18
9604 | APC | SYPD7 | APC Symmetra RM 208/240V Backplate Kit w/(3) L6-20R | Ea |  | 1 Year | 349 | 4.5% | 333.295
9605 | APC | SYPD8 | SY RM PDU 4XC19 | Ea |  | 1 Year | 299 | 4.5% | 285.545
9606 | APC | SYPD9 | APC Symmetra RM 2-6kVA 230V Hardwire Kit | Ea |  | 1 Year | 1205 | 4.5% | 1150.775
9607 | APC | SYPF250KD | APC Symmetra PX 250kW Power Module Frame, 400/480V | Ea |  | 1 Year | 6790 | 4.5% | 6484.45
9608 | APC | SYPM | APC Symmetra 4-16kVA Power Module (4kVA) | Ea |  | 1 Year | 13720 | 4.5% | 13102.6
9609 | APC | SYPM10K16H | APC Symmetra PX Power Module, 10/16kW, 400V | Ea |  | 1 Year | 6580 | 4.5% | 6283.9
9610 | APC | SYPM10KF2 | Symmetra PX 10kW Power Module, 208V, High Efficiency | Ea |  | 1 Year | 11850 | 4.5% | 11316.75
9611 | APC | SYPM25KD | APC Symmetra PX 25kW Power Module, 400/480V | Ea |  | 1 Year | 2470 | 4.5% | 2358.85
9612 | APC | SYPM2KU | APC Symmetra RM 2-6kVA Power Module (2kVA) | Ea |  | 1 Year | 3020 | 4.5% | 2884.1
9613 | APC | SYPM4KI | APC Symmetra LX 4kVA Power Module, 220/230/240V | Ea |  | 1 Year | 2960 | 4.5% | 2826.8
9614 | APC | SYPM4KP | APC Symmetra LX 4kVA Power Module, 200/208V | Ea |  | 1 Year | 2665 | 4.5% | 2545.075
9615 | APC | SYPM4KPX424 | APC Symmetra LX 4kVA Power Module, 200/208V for Home Depot | Ea |  | 1 Year | 3150 | 4.5% | 3008.25
9616 | APC | SYPM4KU | APC Symmetra RM 8-12kVA Power Module (4kVA) | Ea |  | 1 Year | 472 | 4.5% | 450.76
9617 | APC | SYRIM2 | APC Symmetra 4-16kVA Redundant Intelligence Module | Ea |  | 1 Year | 794 | 4.5% | 758.27
9618 | APC | SYRIM3 | APC Symmetra RM 2-6kVA and 8-12kVA Redundant Intelligence Module | Ea |  | 1 Year | 2950 | 4.5% | 2817.25
9619 | APC | SYRMXR2B4 | APC Symmetra RM XR Frame w/2 SYBT2 Scalable to 4 208/240V | Ea |  | 1 Year | 3300 | 4.5% | 3151.5
9620 | APC | SYRMXR2B4I | APC Symmetra RM XR Frame w/2 SYBT2 Scalable to 4 220-240V | Ea |  | 1 Year | 5440 | 4.5% | 5195.2
9621 | APC | SYRMXR4B4 | APC Symmetra RM XR Frame w/4 SYBT2 208/240V | Ea |  | 1 Year | 5005 | 4.5% | 4779.775
9622 | APC | SYRMXR4B4I | APC Symmetra RM XR Frame w/4 SYBT2, 220-240V | Ea |  | 1 Year | 23080 | 4.5% | 22041.4
9623 | APC | SYSW250KD | APC Symmetra PX 250kW Static Switch Module, 400/480V | Ea |  | 1 Year | 10875 | 4.5% | 10385.625
9624 | APC | SYSW40KF | SYMMETRA PX STATIC SWITCH MODULE, 208V | Ea |  | 1 Year | 576 | 4.5% | 550.08
9625 | APC | SYSW40KH | SYMMETRA PX STATIC SWITCH MODULE, 400V | Ea |  | 1 Year | 196 | 4.5% | 187.18
9626 | APC | SYSW500KD | APC Symmetra PX 500kW Static Switch Module, 400/480V | Ea |  | 1 Year | 7440 | 4.5% | 7105.2
9627 | APC | SYSW80KF | Symmetra PX 80kW Static Switch Module, 208V | Ea |  | 1 Year | 10900 | 4.5% | 10409.5
9628 | APC | SYSW80KH | Symmetra PX 80kW Static Switch Module, 400V | Ea |  | 1 Year | 6030 | 4.5% | 5758.65
9629 | APC | SYTF2J | APC Symmetra RM 200 to 100V Step-Down Transformer; (12) 5-20R | Ea |  | 1 Year | 788 | 4.5% | 752.54
9630 | APC | SYWMBP96K160H2 | APC Symmetra PX 96/160KW Value Wall-mounted Maintenance Bypass Panel, 400V | Ea |  | 1 Year | 3145 | 4.5% | 3003.475
9631 | APC | UTS10BI | APC Universal Transfer Switch 10-Circuit 120/240V | Ea |  | 1 Year | 604 | 4.5% | 576.82
9632 | APC | UTS6 | APC Universal Transfer Switch 6-Circuit 120V | Ea |  | 1 Year | 604 | 4.5% | 576.82
9633 | APC | UTS6BI | APC Universal Transfer Switch 6-Circuit 120/240V | Ea |  | 1 Year | 604 | 4.5% | 576.82
9634 | APC | UTS6H | APC Universal Transfer Switch 6-circuit 120V, L5-30 | Ea |  | 1 Year | 42 | 4.5% | 40.11
9635 | APC | UTSHW | APC Universal Transfer Switch Hardwire Kit | Ea |  | 1 Year | 112 | 4.5% | 106.96
9636 | APC | UXABP48 | APC Smart-UPS Ultra Battery Pack 48V | Ea |  | 1 Year | 377 | 4.5% | 360.035
9637 | APC | VDIM33174 | Overhead 4U Patch Distribution Rack | Ea |  | 1 Year | 180 | 4.5% | 171.9
9638 | APC | WCOOLUP-AX-14 | 1 Year (2 Years) Cool Upgrade for (1) InfraStruXure InRow SC | Ea |  | 1 Year | 4830 | 4.5% | 4612.65
9639 | APC | WCOOLUP-AX-15 | 1 Year (2 Years) Cool Upgrade for (1) In Row ACRD Half Rack 10KW | Ea |  | 1 Year | 7395 | 4.5% | 7062.225
9640 | APC | WCOOLUP-AX-22 | 1 Year (2 Years) Cool Upgrade for (1) InfraStruXure InRow RP Chilled Water | Ea |  | 1 Year | 4000 | 4.5% | 3820
9641 | APC | WCOOLUP-AX-26 | 1 Year (2 Years) Cool Upgrade for (1) InfraStruXure InRow RC Chilled Water | Ea |  | 1 Year | 11000 | 4.5% | 10505
9642 | APC | WCOOLUP-AX-41 | 1 Year (2 Years) Cool Upgrade for (1) InfraStruXure InRow 600mm DX Air Cooled | Ea |  | 1 Year | 4825 | 4.5% | 4607.875
9643 | APC | WCOOLUP-AX-70 | 1 Year (2 Years) Cool Upgrade for (1) R134A Pumped Refrigerant Distribution Unit (RDU) | Ea |  | 1 Year | 3990 | 4.5% | 3810.45
9644 | APC | WCOOLUP-AX-73 | 1 Year (2 Years) Cool Upgrade for (1) R134A Pumped Refrigerant InRow Unit (ACOA or ACRA) | Ea |  | 1 Year | 5595 | 4.5% | 5343.225
9645 | APC | WCOOLUP-UF-21 | 1 Year (2 Years) Cool Upgrade forCW LE Model 0600 thru 1400 | Ea |  | 1 Year | 5815 | 4.5% | 5553.325
9646 | APC | WCOOLUP-UF-22 | 1 Year (2 Years) Cool Upgrade for CW LE Model 1700 thru 2900 | Ea |  | 1 Year | 6145 | 4.5% | 5868.475
9647 | APC | WCOOLUP-UF-23 | 1 Year (2 Years) Cool Upgrade for1 CW LE Model 3400 thru 4600 | Ea |  | 1 Year | 6635 | 4.5% | 6336.425
9648 | APC | WCOOLUP-UF-24 | 1 Year (2 Years) Cool Upgrade for 1 CW LE Model 4800 thru 5300 | Ea |  | 1 Year | 6780 | 4.5% | 6474.9
9649 | APC | WCOOLUP-UF-31 | 1 Year (2 Years) Cool Upgrade for1 DX LE Model 0511 thru 0611 | Ea |  | 1 Year | 7030 | 4.5% | 6713.65
9650 | APC | WCOOLUP-UF-32 | 1 Year (2 Years) Cool Upgrade for1 DX LE Model 0721 thru 0921 | Ea |  | 1 Year | 7380 | 4.5% | 7047.9
9651 | APC | WCOOLUP-UF-33 | 1 Year (2 Years) Cool Upgrade for1 DX LE Model 1422 thru 1822 | Ea |  | 1 Year | 7575 | 4.5% | 7234.125
9652 | APC | WCOOLUP-UF-34 | 1 Year (2 Years) Cool Upgrade for1 DX LE Max Model 2222 thru 3342 | Ea |  | 1 Year | 2775 | 4.5% | 2650.125
9653 | APC | WDCE1M1000N-DIGI | Data Center Expert: 1 Month 1000 Node Support | Ea |  | 1 Year | 99 | 4.5% | 94.545
9654 | APC | WDCE1M100N-DIGI | Data Center Expert: 1 Month 100 Node Support | Ea |  | 1 Year | 33 | 4.5% | 31.515
9655 | APC | WDCE1M25N-DIGI | Data Center Expert: 1 Month 25 Node Support | Ea |  | 1 Year | 387 | 4.5% | 369.585
9656 | APC | WDCE1M500N-DIGI | Data Center Expert: 1 Month 500 Node Support | Ea |  | 1 Year | 8100 | 4.5% | 7735.5
9657 | APC | WDCE1YR1000N-DIGI | Data Center Expert: 1 Year 1000 Node Support | Ea |  | 1 Year | 1170 | 4.5% | 1117.35
9658 | APC | WDCE1YR100N-DIGI | Data Center Expert: 1 Year 100 Node Support | Ea |  | 1 Year | 234 | 4.5% | 223.47
9659 | APC | WDCE1YR10N-DIGI | Data Center Expert: 1 Year 10 Node Support | Ea |  | 1 Year | 384 | 4.5% | 366.72
9660 | APC | WDCE1YR25N-DIGI | Data Center Expert: 1 Year 25 Node Support | Ea |  | 1 Year | 4630 | 4.5% | 4421.65
9661 | APC | WDCE1YR500N-DIGI | Data Center Expert: 1 Year 500 Node Support | Ea |  | 1 Year | 117 | 4.5% | 111.735
9662 | APC | WDCE1YR5N-DIGI | Data Center Expert: 1 Year 5 Node Support | Ea |  | 1 Year | 19285 | 4.5% | 18417.175
9663 | APC | WDCE3YR1000N-DIGI | Data Center Expert: 3 Year 1000 Node Support | Ea |  | 1 Year | 2570 | 4.5% | 2454.35
9664 | APC | WDCE3YR100N-DIGI | Data Center Expert: 3 Year 100 Node Support | Ea |  | 1 Year | 558 | 4.5% | 532.89
9665 | APC | WDCE3YR10N-DIGI | Data Center Expert: 3 Year 10 Node Support | Ea |  | 1 Year | 899 | 4.5% | 858.545
9666 | APC | WDCE3YR25N-DIGI | Data Center Expert: 3 Year 25 Node Support | Ea |  | 1 Year | 10800 | 4.5% | 10314
9667 | APC | WDCE3YR500N-DIGI | Data Center Expert: 3 Year 500 Node Support | Ea |  | 1 Year | 279 | 4.5% | 266.445
9668 | APC | WDCE3YR5N-DIGI | Data Center Expert: 3 Year 5 Node Support | Ea |  | 1 Year | 12150 | 4.5% | 11603.25
9669 | APC | WDCHA1M | StruxureWare Data Center Operation: Cluster Node, 1 Month Software Support Contract, 1 Server | Ea |  | 1 Year | 2310 | 4.5% | 2206.05
9670 | APC | WDCHA1YR | StruxureWare Data Center Operation: Cluster Node; 1 Year Software Support Contract; 1 Server | Ea |  | 1 Year | 5750 | 4.5% | 5491.25
9671 | APC | WDCHA3YR | StruxureWare Data Center Operation: Cluster Node, 3 Year Software Support Contract, 1 Server | Ea |  | 1 Year | 1025 | 4.5% | 978.875
9672 | APC | WDCI1M | Data Center Operation: Insight, 1 Month Software Support Contract | Ea |  | 1 Year | 5790 | 4.5% | 5529.45
9673 | APC | WDCI1YR | Data Center Operation: Insight, 1 Year Software Support Contract | Ea |  | 1 Year | 14465 | 4.5% | 13814.075
9674 | APC | WDCI3YR | Data Center Operation: Insight, 3 Year Software Support Contract | Ea |  | 1 Year | 1025 | 4.5% | 978.875
9675 | APC | WEE1M | Data Center Operation: Energy Efficiency, 1 Month Software Support Contract | Ea |  | 1 Year | 12150 | 4.5% | 11603.25
9676 | APC | WEE1YR | Data Center Operation: Energy Efficiency, 1 Year Software Support Contract | Ea |  | 1 Year | 30375 | 4.5% | 29008.125
9677 | APC | WEE1YR-DIGI | Data Center Operation: Energy Efficiency, 1 Year Software Maintenance Contract | Ea |  | 1 Year | 30375 | 4.5% | 29008.125
9678 | APC | WEE3YR | Data Center Operation: Energy Efficiency, 3 Year Software Support Contract | Ea |  | 1 Year | 21720 | 4.5% | 20742.6
9679 | APC | WEE3YR-DIGI | Data Center Operation: Energy Efficiency, 3 Year Software Support Contract | Ea |  | 1 Year | 5790 | 4.5% | 5529.45
9680 | APC | WEXT1YR-AX-82 | (1) Year Warranty, Parts Only for Compressor Only | Ea |  | 1 Year | 182 | 4.5% | 173.81
9681 | APC | WEXT1YR-UF-10 | 1 Year Warranty for DX LE Model 0511 thru 0611 Compressor(s) Only | Ea |  | 1 Year | 292 | 4.5% | 278.86
9682 | APC | WEXT1YR-UF-11 | 1 Year Warranty for DX LE Model 0721 thru 0921 Compressor(s) Only | Ea |  | 1 Year | 328 | 4.5% | 313.24
9683 | APC | WEXT1YR-UF-12 | 1 Year Warranty for DX LE Model 1422 thru 1822 Compressor(s) Only | Ea |  | 1 Year | 456 | 4.5% | 435.48
9684 | APC | WEXT1YR-UF-13 | 1 Year Warranty for DX LE Max Model 2222 thru 3342 Compressor(s) Only | Ea |  | 1 Year | 1010 | 4.5% | 964.55
9685 | APC | WEXT1YR-UF-21 | 1 Year Warranty, Parts Only, for CW LE Model 0600 thru 1400 | Ea |  | 1 Year | 1100 | 4.5% | 1050.5
9686 | APC | WEXT1YR-UF-22 | 1 Year Warranty, Parts Only, for CW LE Model 1700 thru 2900 | Ea |  | 1 Year | 1280 | 4.5% | 1222.4
9687 | APC | WEXT1YR-UF-23 | 1 Year Warranty, Parts Only, for 1 CW LE Model 3400 thru 4600 | Ea |  | 1 Year | 1425 | 4.5% | 1360.875
9688 | APC | WEXT1YR-UF-24 | 1 Year Warranty, Parts Only, for 1 CW LE Model 4800 thru 5300 | Ea |  | 1 Year | 773 | 4.5% | 738.215
9689 | APC | WEXT1YR-UF-31 | 1 Year Warranty, Parts Only, for 1 DX LE Model 0511 thru 0611 | Ea |  | 1 Year | 861 | 4.5% | 822.255
9690 | APC | WEXT1YR-UF-32 | 1 Year Warranty, Parts Only, for 1 DX LE Model 0721 thru 0921 | Ea |  | 1 Year | 1035 | 4.5% | 988.425
9691 | APC | WEXT1YR-UF-33 | 1 Year Warranty, Parts Only, for 1 DX LE Model 1422 thru 1822 | Ea |  | 1 Year | 1190 | 4.5% | 1136.45
9692 | APC | WEXT1YR-UF-34 | 1 Year Warranty, Parts Only, for 1 DX LE Max Model 2222 thru 3342 | Ea |  | 1 Year | 818 | 4.5% | 781.19
9693 | APC | WEXT2YR-AX-82 | (2) Year Warranty, Parts Only for Compressor Only | Ea |  | 1 Year | 274 | 4.5% | 261.67
9694 | APC | WEXT2YR-UF-10 | 1 Year (2 Years) Warranty for DX LE Model 0511 thru 0611 Compressor(s) Only | Ea |  | 1 Year | 456 | 4.5% | 435.48
9695 | APC | WEXT2YR-UF-11 | 1 Year (2 Years) Warranty for DX LE Model 0721 thru 0921 Compressor(s) Only | Ea |  | 1 Year | 474 | 4.5% | 452.67
9696 | APC | WEXT2YR-UF-12 | 1 Year (2 Years) Warranty for DX LE Model 1422 thru 1822 Compressor(s) Only | Ea |  | 1 Year | 821 | 4.5% | 784.055
9697 | APC | WEXT2YR-UF-13 | 1 Year (2 Years) Warranty for DX LE Max Model 2222 thru 3342 Compressor(s) Only | Ea |  | 1 Year | 2560 | 4.5% | 2444.8
9698 | APC | WEXT2YR-UF-21 | 1 Year (2 Years) Warranty, Parts Only, for CW LE Model 0600 thru 1400 | Ea |  | 1 Year | 2745 | 4.5% | 2621.475
9699 | APC | WEXT2YR-UF-22 | 1 Year (2 Years) Warranty, Parts Only, for CW LE Model 1700 thru 2900 | Ea |  | 1 Year | 3110 | 4.5% | 2970.05
9700 | APC | WEXT2YR-UF-23 | 1 Year (2 Years) Warranty, Parts Only, for 1 CW LE Model 3400 thru 4600 | Ea |  | 1 Year | 3415 | 4.5% | 3261.325
9701 | APC | WEXT2YR-UF-24 | 1 Year (2 Years) Warranty, Parts Only, for 1 CW LE Model 4800 thru 5300 | Ea |  | 1 Year | 1900 | 4.5% | 1814.5
9702 | APC | WEXT2YR-UF-31 | 1 Year (2 Years) Warranty, Parts Only, for 1 DX LE Model 0511 thru 0611 | Ea |  | 1 Year | 2115 | 4.5% | 2019.825
9703 | APC | WEXT2YR-UF-32 | 1 Year (2 Years) Warranty, Parts Only, for 1 DX LE Model 0721 thru 0921 | Ea |  | 1 Year | 2540 | 4.5% | 2425.7
9704 | APC | WEXT2YR-UF-33 | 1 Year (2 Years) Warranty, Parts Only, for 1 DX LE Model 1422 thru 1822 | Ea |  | 1 Year | 2930 | 4.5% | 2798.15
9705 | APC | WEXT2YR-UF-34 | 1 Year (2 Years) Warranty, Parts Only, for 1 DX LE Max Model 2222 thru 3342 | Ea |  | 1 Year | 384 | 4.5% | 366.72
9706 | APC | WEXT3YR-UF-10 | 3 Year Warranty for DX LE Model 0511 thru 0611 Compressor(s) Only | Ea |  | 1 Year | 584 | 4.5% | 557.72
9707 | APC | WEXT3YR-UF-11 | 3 Year Warranty for DX LE Model 0721 thru 0921 Compressor(s) Only | Ea |  | 1 Year | 639 | 4.5% | 610.245
9708 | APC | WEXT3YR-UF-12 | 3 Year Warranty for DX LE Model 1422 thru 1822 Compressor(s) Only | Ea |  | 1 Year | 1155 | 4.5% | 1103.025
9709 | APC | WEXT3YR-UF-13 | 3 Year Warranty for DX LE Max Model 2222 thru 3342 Compressor(s) Only | Ea |  | 1 Year | 548 | 4.5% | 523.34
9710 | APC | WEXT4YR-UF-10 | 4 Year Warranty for DX LE Model 0511 thru 0611 Compressor(s) Only | Ea |  | 1 Year | 767 | 4.5% | 732.485
9711 | APC | WEXT4YR-UF-11 | 4 Year Warranty for DX LE Model 0721 thru 0921 Compressor(s) Only | Ea |  | 1 Year | 859 | 4.5% | 820.345
9712 | APC | WEXT4YR-UF-12 | 4 Year Warranty for DX LE Model 1422 thru 1822 Compressor(s) Only | Ea |  | 1 Year | 1520 | 4.5% | 1451.6
9713 | APC | WEXT4YR-UF-13 | 4 Year Warranty for DX LE Max Model 2222 thru 3342 Compressor(s) Only | Ea |  | 1 Year | 6695 | 4.5% | 6393.725
9714 | APC | WEXT7YR-LB-EE | (7) year parts only warranty for (1) type "E" Li Ion battery cabinet | Ea |  | 1 Year | 7005 | 4.5% | 6689.775
9715 | APC | WEXT7YR-LB-GG | (7) year parts only warranty for (1) type "G" Li Ion battery cabinet | Ea |  | 1 Year | 5070 | 4.5% | 4841.85
9716 | APC | WEXT7YR-LB-OO | (7) year parts only warranty for (1) type "O" Li Ion battery cabinet | Ea |  | 1 Year | 5895 | 4.5% | 5629.725
9717 | APC | WEXT7YR-LB-SS | (7) year parts only warranty for (1) type "S" Li Ion battery cabinet | Ea |  | 1 Year | 139 | 4.5% | 132.745
9718 | APC | WEXTWAR1YR-AX-01 | 1 Year Warranty for 3-10 kW Compressors | Ea |  | 1 Year | 164 | 4.5% | 156.62
9719 | APC | WEXTWAR1YR-AX-02 | 1 Year Warranty for 14-30 kW Compressors | Ea |  | 1 Year | 177 | 4.5% | 169.035
9720 | APC | WEXTWAR1YR-AX-03 | 1 Year Warranty for 31-49 kW Compressors | Ea |  | 1 Year | 454 | 4.5% | 433.57
9721 | APC | WEXTWAR1YR-AX-04 | 1 Year Warranty for 50-70 kW Compressors | Ea |  | 1 Year | 576 | 4.5% | 550.08
9722 | APC | WEXTWAR1YR-AX-05 | 1 Year Warranty for 90-98 kW Compressors | Ea |  | 1 Year | 139 | 4.5% | 132.745
9723 | APC | WEXTWAR1YR-AX-10 | 1-Year Warranty for NetworkAIR ADU | Ea |  | 1 Year | 164 | 4.5% | 156.62
9724 | APC | WEXTWAR1YR-AX-11 | 1 Year Warranty for Portable Cooling or Air Removal Unit | Ea |  | 1 Year | 474 | 4.5% | 452.67
9725 | APC | WEXTWAR1YR-AX-12 | 1 Year Warranty for NetworkAIR ACPA4000 | Ea |  | 1 Year | 1860 | 4.5% | 1776.3
9726 | APC | WEXTWAR1YR-AX-60 | 1 Year Warranty for (1) High-Density Cooling Enclosure | Ea |  | 1 Year | 479 | 4.5% | 457.445
9727 | APC | WEXTWAR1YR-NB-02 | 1 Year Parts Only Extended Warranty for 1 NetBotz model 250 | Ea |  | 1 Year | 1135 | 4.5% | 1083.925
9728 | APC | WEXTWAR1YR-NB-07 | 1 Year Parts Only Extended Warranty for 1 NetBotz models 750, 756 & 755 | Ea |  | 1 Year | 42 | 4.5% | 40.11
9729 | APC | WEXTWAR1YR-SC-01 | (1) Year Warranty for (1) Smart-UPS with SmartConnect | Ea |  | 1 Year | 45 | 4.5% | 42.975
9730 | APC | WEXTWAR1YR-SC-02 | (1) Year Warranty for (1) Smart-UPS with SmartConnect | Ea |  | 1 Year | 76 | 4.5% | 72.58
9731 | APC | WEXTWAR1YR-SC-03 | (1) Year Warranty for (1) Smart-UPS with SmartConnect | Ea |  | 1 Year | 144 | 4.5% | 137.52
9732 | APC | WEXTWAR1YR-SC-04 | (1) Year Warranty for (1) Smart-UPS with SmartConnect | Ea |  | 1 Year | 72 | 4.5% | 68.76
9733 | APC | WEXTWAR1YR-SD-01 | (1) Year Warranty for (1) Easy UPS SMV up to 1 kVA | Ea |  | 1 Year | 81 | 4.5% | 77.355
9734 | APC | WEXTWAR1YR-SD-02 | (1) Year Warranty for (1) Easy UPS SMV 1.5 kVA | Ea |  | 1 Year | 135 | 4.5% | 128.925
9735 | APC | WEXTWAR1YR-SD-03 | (1) Year Warranty for (1) Easy UPS SMV 2 kVA | Ea |  | 1 Year | 258 | 4.5% | 246.39
9736 | APC | WEXTWAR1YR-SD-04 | (1) Year Warranty for (1) Easy UPS SMV 3 kVA | Ea |  | 1 Year | 58 | 4.5% | 55.39
9737 | APC | WEXTWAR1YR-SP-01 | 1 Year Warranty (Renewal or High Volume) | Ea |  | 1 Year | 63 | 4.5% | 60.165
9738 | APC | WEXTWAR1YR-SP-02 | 1 Year Warranty (Renewal or High Volume) | Ea |  | 1 Year | 107 | 4.5% | 102.185
9739 | APC | WEXTWAR1YR-SP-03 | 1 Year Warranty (Renewal or High Volume) | Ea |  | 1 Year | 202 | 4.5% | 192.91
9740 | APC | WEXTWAR1YR-SP-04 | 1 Year Warranty (Renewal or High Volume) | Ea |  | 1 Year | 393 | 4.5% | 375.315
9741 | APC | WEXTWAR1YR-SP-05 | 1 Year Warranty (Renewal or High Volume) | Ea |  | 1 Year | 783 | 4.5% | 747.765
9742 | APC | WEXTWAR1YR-SP-06 | 1 Year Warranty (Renewal or High Volume) | Ea |  | 1 Year | 1305 | 4.5% | 1246.275
9743 | APC | WEXTWAR1YR-SP-07 | 1 Year Warranty (Renewal or High Volume) | Ea |  | 1 Year | 1830 | 4.5% | 1747.65
9744 | APC | WEXTWAR1YR-SP-08 | 1 Year Warranty (Renewal or High Volume) | Ea |  | 1 Year | 1165 | 4.5% | 1112.575
9745 | APC | WEXTWAR3YR-NB-02 | 1 Year (3 Years) Parts Only Extended Warranty for 1 NetBotz model 250 | Ea |  | 1 Year | 2755 | 4.5% | 2631.025
9746 | APC | WEXTWAR3YR-NB-07 | 1 Year (3 Years) Parts Only Extended Warranty for 1 NetBotz models 750, 756 & 755 | Ea |  | 1 Year | 101 | 4.5% | 96.455
9747 | APC | WEXTWAR3YR-SC-01 | (3) Year Warranty for (1) Smart-UPS with SmartConnect | Ea |  | 1 Year | 148 | 4.5% | 141.34
9748 | APC | WEXTWAR3YR-SC-02 | (3) Year Warranty for (1) Smart-UPS with SmartConnect | Ea |  | 1 Year | 225 | 4.5% | 214.875
9749 | APC | WEXTWAR3YR-SC-03 | (3) Year Warranty for (1) Smart-UPS with SmartConnect | Ea |  | 1 Year | 431 | 4.5% | 411.605
9750 | APC | WEXTWAR3YR-SC-04 | (3) Year Warranty for (1) Smart-UPS with SmartConnect | Ea |  | 1 Year | 152 | 4.5% | 145.16
9751 | APC | WEXTWAR3YR-SD-01 | (3) Year Warranty for (1) Smart-UPS with SmartConnect | Ea |  | 1 Year | 218 | 4.5% | 208.19
9752 | APC | WEXTWAR3YR-SD-02 | (3) Year Warranty for (1) Smart-UPS with SmartConnect | Ea |  | 1 Year | 337 | 4.5% | 321.835
9753 | APC | WEXTWAR3YR-SD-03 | (3) Year Warranty for (1) Smart-UPS with SmartConnect | Ea |  | 1 Year | 641 | 4.5% | 612.155
9754 | APC | WEXTWAR3YR-SD-04 | (3) Year Warranty for (1) Smart-UPS with SmartConnect | Ea |  | 1 Year | 119 | 4.5% | 113.645
9755 | APC | WEXTWAR3YR-SP-01 | 3 Year Warranty (Renewal or High Volume) | Ea |  | 1 Year | 171 | 4.5% | 163.305
9756 | APC | WEXTWAR3YR-SP-02 | 3 Year Warranty (Renewal or High Volume) | Ea |  | 1 Year | 263 | 4.5% | 251.165
9757 | APC | WEXTWAR3YR-SP-03 | 3 Year Warranty (Renewal or High Volume) | Ea |  | 1 Year | 503 | 4.5% | 480.365
9758 | APC | WEXTWAR3YR-SP-04 | 3 Year Warranty (Renewal or High Volume) | Ea |  | 1 Year (2 Years) | 983 | 4.5% | 938.765
9759 | APC | WEXTWAR3YR-SP-05 | 3 Year Warranty (Renewal or High Volume) | Ea |  | 1 Year (2 Years) | 1970 | 4.5% | 1881.35
9760 | APC | WEXTWAR3YR-SP-06 | 3 Year Warranty (Renewal or High Volume) | Ea |  | 1 Year (2 Years) | 3275 | 4.5% | 3127.625
9761 | APC | WEXTWAR3YR-SP-07 | 3 Year Warranty (Renewal or High Volume) | Ea |  | 1 Year (2 Years) | 4585 | 4.5% | 4378.675
9762 | APC | WEXTWAR3YR-SP-08 | 3 Year Warranty (Renewal or High Volume) | Ea |  | 1 Year (2 Years) | 53 | 4.5% | 50.615
9763 | APC | WEXWAR1Y-AC-01 | 1 Year Extension for (1) Accessory (Renewal or High Volume) | Ea |  | 1 Year | 74 | 4.5% | 70.67
9764 | APC | WEXWAR1Y-AC-02 | 1 Year Extension for (1) Accessory (Renewal or High Volume) | Ea |  | 1 Year | 121 | 4.5% | 115.555
9765 | APC | WEXWAR1Y-AC-03 | 1 Year Extension for (1) Accessory (Renewal or High Volume) | Ea |  | 1 Year | 233 | 4.5% | 222.515
9766 | APC | WEXWAR1Y-AC-04 | 1 Year Extension for (1) Accessory (Renewal or High Volume) | Ea |  | 1 Year | 454 | 4.5% | 433.57
9767 | APC | WEXWAR1Y-AC-05 | 1 Year Extension for (1) Accessory (Renewal or High Volume) | Ea |  | 1 Year | 906 | 4.5% | 865.23
9768 | APC | WEXWAR1Y-AC-06 | 1 Year Extension for (1) Accessory (Renewal or High Volume) | Ea |  | 1 Year | 1510 | 4.5% | 1442.05
9769 | APC | WEXWAR1Y-AC-07 | 1 Year Extension for (1) Accessory (Renewal or High Volume) | Ea |  | 1 Year | 33 | 4.5% | 31.515
9770 | APC | WINS1M-DIGI | Data Center Operation: Insight, 1 Month Software Support Contract | Ea |  | 1 Year | 4305 | 4.5% | 4111.275
9771 | APC | WINS1YR-DIGI | Data Center Operation: Insight, 1 Year Software Support Contract | Ea |  | 1 Year | 14465 | 4.5% | 13814.075
9772 | APC | WINS3YR-DIGI | Data Center Operation: Insight, 3 Year Software Support Contract | Ea |  | 1 Year | 675 | 4.5% | 644.625
9773 | APC | WISERAIR10BLKUS | Wiser Air Black Smart WI-FI Thermostat | Ea |  | 1 Year (3 Years) | 344 | 4.5% | 328.52
9774 | APC | WISERAIR10WHTUS | Wiser Air White Smart WI-FI Thermostat | Ea |  | 1 Year (3 Years) | 1195 | 4.5% | 1141.225
9775 | APC | WITEO1YRESP-DIGI | Ecostruxure IT Expert Optimize 1 Year Enterprise Service Pack | Ea |  | 1 Year (3 Years) | 1460 | 4.5% | 1394.3
9776 | APC | WITEO1YRSP-DIGI | Ecostruxure IT Expert Optimize 1 Year Service Pack | Ea |  | 1 Year (3 Years) | 2235 | 4.5% | 2134.425
9777 | APC | WITO1M10 | Data Center Operation: IT Optimize, 1 Month Software Support Contract, 10 Racks | Ea |  | 1 Year (2 Years) | 747 | 4.5% | 713.385
9778 | APC | WITO1M100 | Data Center Operation: IT Optimize, 1 Month Software Support Contract, 100 Racks | Ea |  | 1 Year (2 Years) | 4305 | 4.5% | 4111.275
9779 | APC | WITO1M1000 | Data Center Operation: IT Optimize, 1 Month Software Support Contract, 1000 Racks | Ea |  | 1 Year (2 Years) | 1100 | 4.5% | 1050.5
9780 | APC | WITO1M1000R-DIGI | Data Center Operation: IT Optimize, 1 Month Software Support Contract, 1000 Racks | Ea |  | 1 Year (2 Years) | 747 | 4.5% | 713.385
9781 | APC | WITO1M100R-DIGI | Data Center Operation: IT Optimize, 1 Month Software Support Contract, 100 Racks | Ea |  | 1 Year (2 Years) | 96 | 4.5% | 91.68
9782 | APC | WITO1M10R-DIGI | Data Center Operation: IT Optimize, 1 Month Software Support Contract, 10 Racks | Ea |  | 1 Year (2 Years) | 8290 | 4.5% | 7916.95
9783 | APC | WITO1M200 | Data Center Operation: IT Optimize, 1 Month Software Support Contract, 200 Racks | Ea |  | 1 Year (2 Years) | 8290 | 4.5% | 7916.95
9784 | APC | WITO1M2000 | Data Center Operation: IT Optimize, 1 Month Software Support Contract, 2000 Racks | Ea |  | 1 Year (2 Years) | 2270 | 4.5% | 2167.85
9785 | APC | WITO1M2000R-DIGI | Data Center Operation: IT Optimize, 1 Month Software Support Contract, 2000 Racks | Ea |  | 1 Year (2 Years) | 1100 | 4.5% | 1050.5
9786 | APC | WITO1M200R-DIGI | Data Center Operation: IT Optimize, 1 Month Software Support Contract, 200 Racks | Ea |  | 1 Year (2 Years) | 19545 | 4.5% | 18665.475
9787 | APC | WITO1M500 | Data Center Operation: IT Optimize, 1 Month Software Support Contract, 500 Racks | Ea |  | 1 Year | 19545 | 4.5% | 18665.475
9788 | APC | WITO1M5000 | Data Center Operation: IT Optimize, 1 Month Software Support Contract, 5000 Racks | Ea |  | 1 Year | 681 | 4.5% | 650.355
9789 | APC | WITO1M5000R-DIGI | Data Center Operation: IT Optimize, 1 Month Software Support Contract, 5000 Racks | Ea |  | 1 Year | 2270 | 4.5% | 2167.85
9790 | APC | WITO1M500R-DIGI | Data Center Operation: IT Optimize, 1 Month Software Support Contract, 500 Racks | Ea |  | 1 Year | 30735 | 4.5% | 29351.925
9791 | APC | WITO1YR10 | Data Center Operation: IT Optimize, 1 Year Software Support Contract, 10 Racks | Ea |  | 1 Year | 5375 | 4.5% | 5133.125
9792 | APC | WITO1YR100 | Data Center Operation: IT Optimize, 1 Year Software Support Contract, 100 Racks | Ea |  | 1 Year | 30735 | 4.5% | 29351.925
9793 | APC | WITO1YR1000 | Data Center Operation: IT Optimize, 1 Year Software Support Contract, 1000 Racks | Ea |  | 1 Year | 85 | 4.5% | 81.175
9794 | APC | WITO1YR1000R-DIGI | Data Center Operation: IT Optimize, 1 Year Software Support Contract, 1000 Racks | Ea |  | 1 Year | 5375 | 4.5% | 5133.125
9795 | APC | WITO1YR100R-DIGI | Data Center Operation: IT Optimize, 1 Year Software Support Contract, 100 Racks | Ea |  | 1 Year | 681 | 4.5% | 650.355
9796 | APC | WITO1YR10R-DIGI | Data Center Operation: IT Optimize, 1 Year Software Support Contract, 10 Racks | Ea |  | 1 Year | 7895 | 4.5% | 7539.725
9797 | APC | WITO1YR1R-DIGI | Data Center Operation: IT Optimize, 1 Year Software Support Contract, 1 Rack | Ea |  | 1 Year | 7895 | 4.5% | 7539.725
9798 | APC | WITO1YR200 | Data Center Operation: IT Optimize, 1 Year Software Support Contract, 200 Racks | Ea |  | 1 Year | 59235 | 4.5% | 56569.425
9799 | APC | WITO1YR2000 | Data Center Operation: IT Optimize, 1 Year Software Support Contract, 2000 Racks | Ea |  | 1 Year | 16330 | 4.5% | 15595.15
9800 | APC | WITO1YR200R-DIGI | Data Center Operation: IT Optimize, 1 Year Software Support Contract, 200 Racks | Ea |  | 1 Year | 139700 | 4.5% | 133413.5
9801 | APC | WITO1YR500 | Data Center Operation: IT Optimize, 1 Year Software Support Contract, 500 Racks | Ea |  | 1 Year | 139700 | 4.5% | 133413.5
9802 | APC | WITO1YR5000 | Data Center Operation: IT Optimize, 1 Year Software Support Contract, 5000 Racks | Ea |  | 1 Year | 1705 | 4.5% | 1628.275
9803 | APC | WITO1YR5000R-DIGI | Data Center Operation: IT Optimize, 1 Year Software Support Contract, 5000 Racks | Ea |  | 1 Year | 16330 | 4.5% | 15595.15
9804 | APC | WITO1YR500R-DIGI | Data Center Operation: IT Optimize, 1 Year Software Support Contract, 500 Racks | Ea |  | 1 Year | 76835 | 4.5% | 73377.425
9805 | APC | WITO3YR10 | Data Center Operation: IT Optimize, 3 Year Software Support Contract, 10 Racks | Ea |  | 1 Year | 13440 | 4.5% | 12835.2
9806 | APC | WITO3YR100 | Data Center Operation: IT Optimize, 3 Year Software Support Contract, 100 Racks | Ea |  | 1 Year | 76835 | 4.5% | 73377.425
9807 | APC | WITO3YR1000 | Data Center Operation: IT Optimize, 3 Year Software Support Contract, 1000 Racks | Ea |  | 1 Year | 19735 | 4.5% | 18846.925
9808 | APC | WITO3YR1000R-DIGI | Data Center Operation: IT Optimize, 3 Year Software Support Contract, 1000 Racks | Ea |  | 1 Year | 13440 | 4.5% | 12835.2
9809 | APC | WITO3YR100R-DIGI | Data Center Operation: IT Optimize, 3 Year Software Support Contract, 100 Racks | Ea |  | 1 Year | 1705 | 4.5% | 1628.275
9810 | APC | WITO3YR10R-DIGI | Data Center Operation: IT Optimize, 3 Year Software Support Contract, 10 Racks | Ea |  | 1 Year | 148080 | 4.5% | 141416.4
9811 | APC | WITO3YR200 | Data Center Operation: IT Optimize, 3 Year Software Support Contract, 200 Racks | Ea |  | 1 Year | 148080 | 4.5% | 141416.4
9812 | APC | WITO3YR2000 | Data Center Operation: IT Optimize, 3 Year Software Support Contract, 2000 Racks | Ea |  | 1 Year | 40825 | 4.5% | 38987.875
9813 | APC | WITO3YR2000R-DIGI | Data Center Operation: IT Optimize, 3 Year Software Support Contract, 2000 Racks | Ea |  | 1 Year | 19735 | 4.5% | 18846.925
9814 | APC | WITO3YR200R-DIGI | Data Center Operation: IT Optimize, 3 Year Software Support Contract, 200 Racks | Ea |  | 1 Year | 349245 | 4.5% | 333528.975
9815 | APC | WITO3YR500 | Data Center Operation: IT Optimize, 3 Year Software Support Contract, 500 Racks | Ea |  | 1 Year | 349245 | 4.5% | 333528.975
9816 | APC | WITO3YR5000 | Data Center Operation: IT Optimize, 3 Year Software Support Contract, 5000 Racks | Ea |  | 1 Year | 33 | 4.5% | 31.515
9817 | APC | WITO3YR5000R-DIGI | Data Center Operation: IT Optimize, 3 Year Software Support Contract, 5000 Racks | Ea |  | 1 Year | 40825 | 4.5% | 38987.875
9818 | APC | WITO3YR500R-DIGI | Data Center Operation: IT Optimize, 3 Year Software Support Contract, 500 Racks | Ea |  | 1 Year | 125 | 4.5% | 119.375
9819 | APC | WITPC1M10 | Data Center Operation: IT Power Control, 1 Month Software Support Contract, 10 Racks | Ea |  | 1 Year | 251 | 4.5% | 239.705
9820 | APC | WITPC1M100 | Data Center Operation: IT Power Control, 1 Month Software Support Contract, 100 Racks | Ea |  | 1 Year | 1445 | 4.5% | 1379.975
9821 | APC | WITPC1M1000 | Data Center Operation: IT Power Control, 1 Month Software Support Contract, 1000 Racks | Ea |  | 1 Year | 366 | 4.5% | 349.53
9822 | APC | WITPC1M200 | Data Center Operation: IT Power Control, 1 Month Software Support Contract, 200 Racks | Ea |  | 1 Year | 2780 | 4.5% | 2654.9
9823 | APC | WITPC1M2000 | Data Center Operation: IT Power Control, 1 Month Software Support Contract, 2000 Racks | Ea |  | 1 Year | 756 | 4.5% | 721.98
9824 | APC | WITPC1M500 | Data Center Operation: IT Power Control, 1 Month Software Support Contract, 500 Racks | Ea |  | 1 Year | 6555 | 4.5% | 6260.025
9825 | APC | WITPC1M5000 | Data Center Operation: IT Power Control, 1 Month Software Support Contract, 5000 Racks | Ea |  | 1 Year | 227 | 4.5% | 216.785
9826 | APC | WITPC1YR10 | Data Center Operation: IT Power Control, 1 Year Software Support Contract, 10 Racks | Ea |  | 1 Year | 1795 | 4.5% | 1714.225
9827 | APC | WITPC1YR100 | Data Center Operation: IT Power Control, 1 Year Software Support Contract, 100 Racks | Ea |  | 1 Year | 10225 | 4.5% | 9764.875
9828 | APC | WITPC1YR1000 | Data Center Operation: IT Power Control, 1 Year Software Support Contract, 1000 Racks | Ea |  | 1 Year | 2635 | 4.5% | 2516.425
9829 | APC | WITPC1YR200 | Data Center Operation: IT Power Control, 1 Year Software Support Contract, 1000 Racks | Ea |  | 1 Year (2 Years) | 19705 | 4.5% | 18818.275
9830 | APC | WITPC1YR2000 | Data Center Operation: IT Power Control, 1 Year Software Support Contract, 2000 Racks | Ea |  | 1 Year | 5445 | 4.5% | 5199.975
9831 | APC | WITPC1YR500 | Data Center Operation: IT Power Control, 1 Year Software Support Contract, 500 Racks | Ea |  | 1 Year | 46470 | 4.5% | 44378.85
9832 | APC | WITPC1YR5000 | Data Center Operation: IT Power Control, 1 Year Software Support Contract, 5000 Racks | Ea |  | 1 Year | 567 | 4.5% | 541.485
9833 | APC | WITPC3YR10 | Data Center Operation: IT Power Control, 3 Year Software Support Contract, 10 Racks | Ea |  | 1 Year | 4485 | 4.5% | 4283.175
9834 | APC | WITPC3YR100 | Data Center Operation: IT Power Control, 3 Year Software Support Contract, 100 Racks | Ea |  | 1 Year | 25560 | 4.5% | 24409.8
9835 | APC | WITPC3YR1000 | Data Center Operation: IT Power Control, 3 Year Software Support Contract, 1000 Racks | Ea |  | 1 Year | 6580 | 4.5% | 6283.9
9836 | APC | WITPC3YR200 | Data Center Operation: IT Power Control, 3 Year Software Support Contract, 200 Racks | Ea |  | 1 Year | 49255 | 4.5% | 47038.525
9837 | APC | WITPC3YR2000 | Data Center Operation: IT Power Control, 3 Year Software Support Contract, 2000 Racks | Ea |  | 1 Year | 13610 | 4.5% | 12997.55
9838 | APC | WITPC3YR500 | Data Center Operation: IT Power Control, 3 Year Software Support Contract, 500 Racks | Ea |  | 1 Year | 116165 | 4.5% | 110937.575
9839 | APC | WITPC3YR5000 | Data Center Operation: IT Power Control, 3 Year Software Support Contract, 5000 Racks | Ea |  | 1 Year | 12215 | 4.5% | 11665.325
9840 | APC | WMS1M1000N | 1 Month 1000 Node StruxureWare Data Center Expert Software Support Contract | Ea |  | 1 Year | 99 | 4.5% | 94.545
9841 | APC | WMS1M100N | 1 Month 100 Node StruxureWare Data Center Expert Software Support Contract | Ea |  | 1 Year | 33 | 4.5% | 31.515
9842 | APC | WMS1M25N | 1 Month 25 Node StruxureWare Data Center Expert Software Support Contract | Ea |  | 1 Year | 387 | 4.5% | 369.585
9843 | APC | WMS1M500N | 1 Month 500 Node StruxureWare Data Center Expert Software Support Contract | Ea |  | 1 Year | 33 | 4.5% | 31.515
9844 | APC | WMS1MBASIC | 1 Month StruxureWare Data Center Expert Basic Software Support Contract | Ea |  | 1 Year | 33 | 4.5% | 31.515
9845 | APC | WMS1MBASIC-DIGI | Data Center Expert: 1 Month Basic Software Support | Ea |  | 1 Year | 33 | 4.5% | 31.515
9846 | APC | WMS1MENT | 1 Month StruxureWare Data Center Expert Enterprise Software Support Contract | Ea |  | 1 Year | 33 | 4.5% | 31.515
9847 | APC | WMS1MENT-DIGI | Data Center Expert: 1 Month Enterprise Software Support | Ea |  | 1 Year | 33 | 4.5% | 31.515
9848 | APC | WMS1MHW-BASIC | 1 Month Extended Hardware Warranty for StruxureWare Data Center Expert Basic | Ea |  | 1 Year | 98 | 4.5% | 93.59
9849 | APC | WMS1MHWBASIC-DIGI | Data Center Expert: 1 Month Basic Hardware Support | Ea |  | 1 Year | 98 | 4.5% | 93.59
9850 | APC | WMS1MHW-ENT | 1 Month Extended Hardware Warranty for StruxureWare Data Center Expert Enterprise | Ea |  | 1 Year | 54 | 4.5% | 51.57
9851 | APC | WMS1MHWENT-DIGI | Data Center Expert: 1 Month Enterprise Hardware Support | Ea |  | 1 Year | 54 | 4.5% | 51.57
9852 | APC | WMS1MHW-STD | 1 Month Extended Hardware Warranty for StruxureWare Data Center Expert Standard | Ea |  | 1 Year | 386 | 4.5% | 368.63
9853 | APC | WMS1MHWSTD-DIGI | Data Center Expert: 1 Month Standard Hardware Support | Ea |  | 1 Year | 39 | 4.5% | 37.245
9854 | APC | WMS1MOVM | 1 Month StruxureWare Data Center Expert Virtual Machine Software Support Contract | Ea |  | 1 Year | 39 | 4.5% | 37.245
9855 | APC | WMS1MOVM-DIGI | Data Center Expert: 1 Month Virtual Software Support | Ea |  | 1 Year | 33 | 4.5% | 31.515
9856 | APC | WMS1MSTD | 1 Month StruxureWare Data Center Expert Standard Software Support Contract | Ea |  | 1 Year | 33 | 4.5% | 31.515
9857 | APC | WMS1MSTD-DIGI | Data Center Expert: 1 Month Standard Software Support | Ea |  | 1 Year | 8100 | 4.5% | 7735.5
9858 | APC | WMS1YR1000N | 1 Year 1000 Node StruxureWare Data Center Expert Software Support Contract | Ea |  | 1 Year | 1170 | 4.5% | 1117.35
9859 | APC | WMS1YR100N | 1 Year 100 Node StruxureWare Data Center Expert Software Support Contract | Ea |  | 1 Year | 234 | 4.5% | 223.47
9860 | APC | WMS1YR10N | 1 Year 10 Node StruxureWare Data Center Expert Software Support Contract | Ea |  | 1 Year | 384 | 4.5% | 366.72
9861 | APC | WMS1YR25N | 1 Year 25 Node StruxureWare Data Center Expert Software Support Contract | Ea |  | 1 Year | 4630 | 4.5% | 4421.65
9862 | APC | WMS1YR500N | 1 Year 500 Node StruxureWare Data Center Expert Software Support Contract | Ea |  | 1 Year | 117 | 4.5% | 111.735
9863 | APC | WMS1YR5N | 1 Year 5 Node StruxureWare Data Center Expert Software Support Contract | Ea |  | 1 Year | 384 | 4.5% | 366.72
9864 | APC | WMS1YRBASIC | 1 Year StruxureWare Data Center Expert Basic Software Support Contract | Ea |  | 1 Year | 384 | 4.5% | 366.72
9865 | APC | WMS1YRBASIC-DIGI | Data Center Expert: 1 Year Basic Software Support | Ea |  | 1 Year | 384 | 4.5% | 366.72
9866 | APC | WMS1YRENT | 1 Year StruxureWare Data Center Expert Enterprise Software Support Contract | Ea |  | 1 Year | 384 | 4.5% | 366.72
9867 | APC | WMS1YRENT-DIGI | Data Center Expert: 1 Year Enterprise Software Support | Ea |  | 1 Year | 386 | 4.5% | 368.63
9868 | APC | WMS1YRHW-BASIC | 1 Year Hardware Warranty for StruxureWare Data Center Expert Basic | Ea |  | 1 Year | 1160 | 4.5% | 1107.8
9869 | APC | WMS1YRHWBASIC-DIGI | Data Center Expert: 1 Year Basic Hardware Support | Ea |  | 1 Year | 1160 | 4.5% | 1107.8
9870 | APC | WMS1YRHW-ENT | 1 Year Hardware Warranty for StruxureWare Data Center Expert Enterprise | Ea |  | 1 Year | 641 | 4.5% | 612.155
9871 | APC | WMS1YRHWENT-DIGI | Data Center Expert: 1 Year Enterprise Hardware Support | Ea |  | 1 Year | 641 | 4.5% | 612.155
9872 | APC | WMS1YRHW-STD | 1 Year Hardware Warranty for StruxureWare Data Center Expert Standard | Ea |  | 1 Year | 371 | 4.5% | 354.305
9873 | APC | WMS1YRHWSTD-DIGI | Data Center Expert: 1 Year Standard Hardware Support | Ea |  | 1 Year | 385 | 4.5% | 367.675
9874 | APC | WMS1YROVM-DIGI | Data Center Expert: 1 Year Virtual Software Support | Ea |  | 1 Year | 384 | 4.5% | 366.72
9875 | APC | WMS1YRSTD | 1 Year StruxureWare Data Center Expert Standard Software Support Contract | Ea |  | 1 Year | 384 | 4.5% | 366.72
9876 | APC | WMS1YRSTD-DIGI | Data Center Expert: 1 Year Standard Software Support | Ea |  | 1 Year | 385 | 4.5% | 367.675
9877 | APC | WMS1YRVM | 1 Year StruxureWare Data Center Expert Virtual Machine Software Support Contract | Ea |  | 1 Year | 19285 | 4.5% | 18417.175
9878 | APC | WMS3YR1000N | 3 Year 1000 Node StruxureWare Data Center Expert Software Support Contract | Ea |  | 1 Year | 2570 | 4.5% | 2454.35
9879 | APC | WMS3YR100N | 3 Year 100 Node StruxureWare Data Center Expert Software Support Contract | Ea |  | 1 Year | 558 | 4.5% | 532.89
9880 | APC | WMS3YR10N | 3 Year 10 Node StruxureWare Data Center Expert Software Support Contract | Ea |  | 1 Year | 899 | 4.5% | 858.545
9881 | APC | WMS3YR25N | 3 Year 25 Node StruxureWare Data Center Expert Software Support Contract | Ea |  | 1 Year | 10800 | 4.5% | 10314
9882 | APC | WMS3YR500N | 3 Year 500 Node StruxureWare Data Center Expert Software Support Contract | Ea |  | 1 Year | 279 | 4.5% | 266.445
9883 | APC | WMS3YR5N | 3 Year 5 Node StruxureWare Data Center Expert Software Support Contract | Ea |  | 1 Year | 899 | 4.5% | 858.545
9884 | APC | WMS3YRBASIC | 3 Year StruxureWare Data Center Expert Basic Software Support Contract | Ea |  | 1 Year | 899 | 4.5% | 858.545
9885 | APC | WMS3YRBASIC-DIGI | Data Center Expert: 3 Year Basic Software Support | Ea |  | 1 Year | 899 | 4.5% | 858.545
9886 | APC | WMS3YRENT | 3 Year StruxureWare Data Center Expert Enterprise Software Support Contract | Ea |  | 1 Year | 899 | 4.5% | 858.545
9887 | APC | WMS3YROVM-DIGI | Data Center Expert: 3 Year Virtual Software Support | Ea |  | 1 Year | 899 | 4.5% | 858.545
9888 | APC | WMS3YRSTD | 3 Year StruxureWare Data Center Expert Standard Software Support Contract | Ea |  | 1 Year | 899 | 4.5% | 858.545
9889 | APC | WMS3YRSTD-DIGI | Data Center Expert: 3 Year Enterprise Software Support | Ea |  | 1 Year | 899 | 4.5% | 858.545
9890 | APC | WMS3YRVM | 3 Year StruxureWare Data Center Expert Virtual Machine Software Support Contract | Ea |  | 1 Year | 26040 | 4.5% | 24868.2
9891 | APC | WNBSP0131 | APC NetBotz 21-Month Bridge Sftwr & Support Warranty - 3xx/4xx models - Single-Appliance Pack | Ea |  | 1 Year | 23.5 | 4.5% | 22.4425
9892 | APC | WNBSP0131M | Monthly 420/320 First Year Bridge Software Warranty | Ea |  | 1 Year | 1675 | 4.5% | 1599.625
9893 | APC | WNBSP0132 | APC NetBotz 21-Month Bridge Sftwr & Support Warranty - 3xx/4xx models - Five-Appliance Pack | Ea |  | 1 Year | 6000 | 4.5% | 5730
9894 | APC | WNBSP0133 | APC NetBotz 21-Month Bridge Sftwr & Support Warranty - 3xx/4xx models - 20-Appliance Pack | Ea |  | 1 Year | 321 | 4.5% | 306.555
9895 | APC | WNBSP0141 | APC NetBotz Full-Year Warranty Renewal- 3xx/4xx models - Single-Appliance Pack | Ea |  | 1 Year | 36 | 4.5% | 34.38
9896 | APC | WNBSP0141M | Monthly 420/320 Full Year Software Warranty | Ea |  | 1 Year | 1455 | 4.5% | 1389.525
9897 | APC | WNBSP0142 | APC NetBotz Full-Year Warranty Renewal - 3xx/4xx models - Five-Appliance Pack | Ea |  | 1 Year | 5145 | 4.5% | 4913.475
9898 | APC | WNBSP0143 | APC NetBotz Full-Year Warranty Renewal- 3xx/4xx models - 20-Appliance Pack | Ea |  | 1 Year | 501 | 4.5% | 478.455
9899 | APC | WNBSP0231 | APC NetBotz 21-Month Bridge Sftwr & Support Warranty - 500 models - Single-Appliance Pack | Ea |  | 1 Year | 38 | 4.5% | 36.29
9900 | APC | WNBSP0231M | Monthly 500 First Year Bridge Software Warranty | Ea |  | 1 Year | 2315 | 4.5% | 2210.825
9901 | APC | WNBSP0232 | APC NetBotz 21-Month Bridge Sftwr & Support Warranty - 500 models - Five-Appliance Pack | Ea |  | 1 Year | 8730 | 4.5% | 8337.15
9902 | APC | WNBSP0233 | APC NetBotz 21-Month Bridge Sftwr & Support Warranty - 500 models - 20-Appliance Pack | Ea |  | 1 Year | 436 | 4.5% | 416.38
9903 | APC | WNBSP0241 | APC NetBotz Full-Year Warranty Renewal- 500 Models - Single-Appliance Pack | Ea |  | 1 Year | 53 | 4.5% | 50.615
9904 | APC | WNBSP0241M | Monthly 500 Full Year Software Warranty | Ea |  | 1 Year | 2010 | 4.5% | 1919.55
9905 | APC | WNBSP0242 | APC NetBotz Full-Year Warranty Renewal- 500 Models - Five-Appliance Pack | Ea |  | 1 Year | 7460 | 4.5% | 7124.3
9906 | APC | WNBSP0243 | APC NetBotz Full-Year Warranty Renewal- 500 Models - 20-Appliance Pack | Ea |  | 1 Year | 616 | 4.5% | 588.28
9907 | APC | WNBSP3141 | APC NetBotz Three-Year Warranty - 3xx/4xx Models - Single-Appliance Pack | Ea |  | 1 Year | 2790 | 4.5% | 2664.45
9908 | APC | WNBSP3142 | APC NetBotz Three-Year Warranty - 3xx/4xx Models - Five-Appliance Pack | Ea |  | 1 Year | 10030 | 4.5% | 9578.65
9909 | APC | WNBSP3143 | APC NetBotz Three-Year Warranty - 3xx/4xx Models - 20-Appliance Pack | Ea |  | 1 Year | 848 | 4.5% | 809.84
9910 | APC | WNBSP3241 | APC NetBotz Three-Year Warranty - 500 Models - Single-Appliance Pack | Ea |  | 1 Year | 3860 | 4.5% | 3686.3
9911 | APC | WNBSP3242 | APC NetBotz Three-Year Warranty - 500 Models - Five-Appliance Pack | Ea |  | 1 Year | 14530 | 4.5% | 13876.15
9912 | APC | WNBSP3243 | APC NetBotz Three-Year Warranty - 500 Models - 20-Appliance Pack | Ea |  | 1 Year | 258 | 4.5% | 246.39
9913 | APC | WNBWN001 | Base - 1 Year (2 Years) Software Support Contract (NBWL0355/NBWL0455) | Ea |  | 1 Year | 387 | 4.5% | 369.585
9914 | APC | WNBWN002 | Base - 2 Yr Software Support Contract (NBRK0450/NBRK0550/NBRK0570) | Ea |  | 1 Year | 245 | 4.5% | 233.975
9915 | APC | WNBWN003 | Extension - 1 Year Software Support Contract & 1 Year Hardware Warranty (NBWL0355/NBWL0455) | Ea |  | 1 Year | 375 | 4.5% | 358.125
9916 | APC | WNBWN004 | Extension - 1 Yr Software Support Contract & 1 Year Hardware Warranty (NBRK0450/NBRK0550\NBRK0570) | Ea |  | 1 Year | 866 | 4.5% | 827.03
9917 | APC | WNSC0112 | IT 5 Rack Management Solution | Ea |  | 1 Year | 13485 | 4.5% | 12878.175
9918 | APC | WNSC0113 | IT 5 Rack Virtual Management Solution | Ea |  | 1 Year | 8315 | 4.5% | 7940.825
9919 | APC | WNSCENEFF | Data Center Energy Efficiency Configuration | Ea |  | 1 Year | 3780 | 4.5% | 3609.9
9920 | APC | WNSCESSUCORE | EcoStruxure IT On Boarding | Ea |  | 1 Year | 1120 | 4.5% | 1069.6
9921 | APC | WOE1YR-AE-25 | (1) Year On-Site Warranty Extension Service for (1) IAEC25 250Kw Cooling Unit | Ea |  | 1 Year | 27345 | 4.5% | 26114.475
9922 | APC | WOE1YR-AE-50 | (1) Year On-Site Warranty Extension Service for (1) IAEC50 500Kw Cooling Unit | Ea |  | 1 Year | 1785 | 4.5% | 1704.675
9923 | APC | WOE1YR-AX-14 | 1 Year On-Site Warranty Extension for (1) InfraStruXure InRow SC | Ea |  | 1 Year | 3705 | 4.5% | 3538.275
9924 | APC | WOE1YR-AX-15 | 1 Year On-Site Warranty Extension for (1) In Row ACRD Half Rack 10KW | Ea |  | 1 Year | 4440 | 4.5% | 4240.2
9925 | APC | WOE1YR-AX-22 | 1 Year On-Site Warranty Extension for (1) InfraStruXure InRow RP Chilled Water | Ea |  | 1 Year | 4445 | 4.5% | 4244.975
9926 | APC | WOE1YR-AX-25 | 1 Year On-Site Warranty Extension for (1) InfraStruXure InRoom Chilled Water 28-87kw | Ea |  | 1 Year | 2625 | 4.5% | 2506.875
9927 | APC | WOE1YR-AX-26 | 1 Year On-Site Warranty Extension for (1) InfraStruXure InRow RC Chilled Water | Ea |  | 1 Year | 4910 | 4.5% | 4689.05
9928 | APC | WOE1YR-AX-27 | 1 Year On-Site Warranty Extension for (1) InRoom Chilled Water 87kw | Ea |  | 1 Year | 5165 | 4.5% | 4932.575
9929 | APC | WOE1YR-AX-33 | 1 Year On-Site Warranty Extension for (1) InRoom DX 0-27kw | Ea |  | 1 Year | 5770 | 4.5% | 5510.35
9930 | APC | WOE1YR-AX-34 | 1 Year On-Site Warranty Extension for (1) In Row ACRD 300 and 301 Series | Ea |  | 1 Year | 5360 | 4.5% | 5118.8
9931 | APC | WOE1YR-AX-35 | 1 Year On-Site Warranty Extension for (1) InRoom DX 28-35kw | Ea |  | 1 Year | 6375 | 4.5% | 6088.125
9932 | APC | WOE1YR-AX-37 | 1 Year On-Site Warranty Extension for (1) InRoom DX 36-61kw | Ea |  | 1 Year | 6625 | 4.5% | 6326.875
9933 | APC | WOE1YR-AX-39 | 1 Year On-Site Warranty Extension for (1) InRoom DX 62-86kw | Ea |  | 1 Year | 5165 | 4.5% | 4932.575
9934 | APC | WOE1YR-AX-41 | 1 Year On-Site Warranty Extension for (1) InfraStruXure InRow 600mm DX Air Cooled | Ea |  | 1 Year | 9835 | 4.5% | 9392.425
9935 | APC | WOE1YR-E7-50 | (1) Year On-Site Warranty Extension for (1) EPS 7000 300 to 500 kVA UPS | Ea |  | 1 Year | 11350 | 4.5% | 10839.25
9936 | APC | WOE1YR-E8-10 | (1) Year On-Site Warranty Extension for (1) EPS 8000 1000 kVA UPS | Ea |  | 1 Year | 11955 | 4.5% | 11417.025
9937 | APC | WOE1YR-E8-11 | (1) Year On-Site Warranty Extension for (1) EPS 8000 1100 to 1125 kVA UPS | Ea |  | 1 Year | 10215 | 4.5% | 9755.325
9938 | APC | WOE1YR-E8-62 | (1) Year On-Site Warranty Extension for (1) EPS 8000 555 kVA UPS | Ea |  | 1 Year | 10895 | 4.5% | 10404.725
9939 | APC | WOE1YR-E8-80 | (1) Year On-Site Warranty Extension for (1) EPS 8000 625 to 800 kVA UPS | Ea |  | 1 Year | 2350 | 4.5% | 2244.25
9940 | APC | WOE1YR-G3-21 | 1 Year On-Site Warranty Extension for (1) Galaxy 3500 or SUVT 10-15 kVA UPS | Ea |  | 1 Year | 3070 | 4.5% | 2931.85
9941 | APC | WOE1YR-G3-22 | 1 Year On-Site Warranty Extension for (1) Galaxy 3500 or SUVT 20 kVA UPS | Ea |  | 1 Year | 3490 | 4.5% | 3332.95
9942 | APC | WOE1YR-G3-23 | 1 Year On-Site Warranty Extension for (1) Galaxy 3500 or SUVT 30 kVA UPS | Ea |  | 1 Year | 3555 | 4.5% | 3395.025
9943 | APC | WOE1YR-G3-24 | 1 Year On-Site Warranty Extension for (1) Galaxy 3500 or SUVT 40 kVA UPS | Ea |  | 1 Year | 4125 | 4.5% | 3939.375
9944 | APC | WOE1YR-G3-28 | 1 Year On-Site Warranty Extension for (1) Galaxy 3500 or SUVT 80 kVA UPS | Ea |  | 1 Year | 3280 | 4.5% | 3132.4
9945 | APC | WOE1YR-G3-31 | (1) Year On-Site Warranty Extension for Galaxy 3000 20 to 30kVA UPS | Ea |  | 1 Year | 3635 | 4.5% | 3471.425
9946 | APC | WOE1YR-G4-50 | (1) Year On-Site Warranty Extension for Galaxy 4000 40 to 50kVA UPS | Ea |  | 1 Year | 3935 | 4.5% | 3757.925
9947 | APC | WOE1YR-G4-75 | (1) Year On-Site Warranty Extension for Galaxy 4000 65 to 75kVA UPS | Ea |  | 1 Year | 4905 | 4.5% | 4684.275
9948 | APC | WOE1YR-G5-13 | (1) Year On-Site Warranty Extension for Galaxy 5000/5500 100-130kVA | Ea |  | 1 Year | 4520 | 4.5% | 4316.6
9949 | APC | WOE1YR-G5-81 | (1) Year On-Site Warranty Extension for Galaxy 5000/5500 41 - 80kVA | Ea |  | 1 Year | 4825 | 4.5% | 4607.875
9950 | APC | WOE1YR-GP-12 | (1) Year On-Site Warranty Extension for (1) Galaxy PW or PWI 80 to 130 kVA UPS | Ea |  | 1 Year | 5770 | 4.5% | 5510.35
9951 | APC | WOE1YR-GP-15 | (1) Year On-Site Warranty Extension for (1) Galaxy PW 150 or 180 or PWI 160 kVA UPS | Ea |  | 1 Year | 6585 | 4.5% | 6288.675
9952 | APC | WOE1YR-GP-20 | (1) Year On-Site Warranty Extension for (1) Galaxy PW 160 or 200 or PWI 200 kVA UPS | Ea |  | 1 Year | 6725 | 4.5% | 6422.375
9953 | APC | WOE1YR-GP-22 | (1) Year On-Site Warranty Extension for (1) Galaxy PW 225 kVA UPS | Ea |  | 1 Year | 6350 | 4.5% | 6064.25
9954 | APC | WOE1YR-GT-100 | (1) Year On-Site Warranty Extension for (1) PXC 100 kVA UPS | Ea |  | 1 Year | 5095 | 4.5% | 4865.725
9955 | APC | WOE1YR-GT-20 | (1) Year On-Site Warranty Extension for (1) PXC 10 - 25 kVA UPS | Ea |  | 1 Year | 5420 | 4.5% | 5176.1
9956 | APC | WOE1YR-GT-40 | (1) Year On-Site Warranty Extension for (1) PXC 30 - 40 kVA UPS | Ea |  | 1 Year | 5725 | 4.5% | 5467.375
9957 | APC | WOE1YR-GT-60 | (1) Year On-Site Warranty Extension for (1) PXC 50 - 60 kVA UPS | Ea |  | 1 Year | 6050 | 4.5% | 5777.75
9958 | APC | WOE1YR-GT-80 | (1) Year On-Site Warranty Extension for (1) PXC 75 - 80 kVA UPS | Ea |  | 1 Year | 3355 | 4.5% | 3204.025
9959 | APC | WOE1YR-LB-E1 | (1) Yr On-Site Warranty Ext for 1 rack Type E Li-Ion Battery solution | Ea |  | 1 Year | 6505 | 4.5% | 6212.275
9960 | APC | WOE1YR-LB-E2 | (1) Yr On-Site Warranty Ext for 2 rack Type E Li-Ion Battery solution | Ea |  | 1 Year | 8940 | 4.5% | 8537.7
9961 | APC | WOE1YR-LB-E3 | (1) Yr On-Site Warranty Ext for 3 rack Type E Li-Ion Battery solution | Ea |  | 1 Year | 11365 | 4.5% | 10853.575
9962 | APC | WOE1YR-LB-E4 | (1) Yr On-Site Warranty Ext for 4 rack Type E Li-Ion Battery solution | Ea |  | 1 Year | 13800 | 4.5% | 13179
9963 | APC | WOE1YR-LB-E5 | (1) Yr On-Site Warranty Ext for 5 rack Type E Li-Ion Battery solution | Ea |  | 1 Year | 16230 | 4.5% | 15499.65
9964 | APC | WOE1YR-LB-E6 | (1) Yr On-Site Warranty Ext for 6 rack Type E Li-Ion Battery solution | Ea |  | 1 Year | 18665 | 4.5% | 17825.075
9965 | APC | WOE1YR-LB-E7 | (1) Yr On-Site Warranty Ext for 7 rack Type E Li-Ion Battery solution | Ea |  | 1 Year | 21095 | 4.5% | 20145.725
9966 | APC | WOE1YR-LB-E8 | (1) Yr On-Site Warranty Ext for 8 rack Type E Li-Ion Battery solution | Ea |  | 1 Year | 3440 | 4.5% | 3285.2
9967 | APC | WOE1YR-LB-G1 | (1) Yr On-Site Warranty Ext for 1 rack Type G Li-Ion Battery solution | Ea |  | 1 Year | 6680 | 4.5% | 6379.4
9968 | APC | WOE1YR-LB-G2 | (1) Yr On-Site Warranty Ext for 2 rack Type G Li-Ion Battery solution | Ea |  | 1 Year | 9205 | 4.5% | 8790.775
9969 | APC | WOE1YR-LB-G3 | (1) Yr On-Site Warranty Ext for 3 rack Type G Li-Ion Battery solution | Ea |  | 1 Year | 11720 | 4.5% | 11192.6
9970 | APC | WOE1YR-LB-G4 | (1) Yr On-Site Warranty Ext for 4 rack Type G Li-Ion Battery solution | Ea |  | 1 Year | 14240 | 4.5% | 13599.2
9971 | APC | WOE1YR-LB-G5 | (1) Yr On-Site Warranty Ext for 5 rack Type G Li-Ion Battery solution | Ea |  | 1 Year | 16760 | 4.5% | 16005.8
9972 | APC | WOE1YR-LB-G6 | (1) Yr On-Site Warranty Ext for 6 rack Type G Li-Ion Battery solution | Ea |  | 1 Year | 19280 | 4.5% | 18412.4
9973 | APC | WOE1YR-LB-G7 | (1) Yr On-Site Warranty Ext for 7 rack Type G Li-Ion Battery solution | Ea |  | 1 Year | 21805 | 4.5% | 20823.775
9974 | APC | WOE1YR-LB-G8 | (1) Yr On-Site Warranty Ext for 8 rack Type G Li-Ion Battery solution | Ea |  | 1 Year | 20980 | 4.5% | 20035.9
9975 | APC | WOE1YR-LB-O10 | (1) Yr On-Site Warranty Ext for 10 rack Type O Li-Ion Battery solution | Ea |  | 1 Year | 26175 | 4.5% | 24997.125
9976 | APC | WOE1YR-LB-O12 | (1) Yr On-Site Warranty Ext for 12 rack Type O Li-Ion Battery solution | Ea |  | 1 Year | 30045 | 4.5% | 28692.975
9977 | APC | WOE1YR-LB-O14 | (1) Yr On-Site Warranty Ext for 14 rack Type O Li-Ion Battery solution | Ea |  | 1 Year | 33910 | 4.5% | 32384.05
9978 | APC | WOE1YR-LB-O16 | (1) Yr On-Site Warranty Ext for 16 rack Type O Li-Ion Battery solution | Ea |  | 1 Year | 5510 | 4.5% | 5262.05
9979 | APC | WOE1YR-LB-O2 | (1) Yr On-Site Warranty Ext for 2 rack Type O Li-Ion Battery solution | Ea |  | 1 Year | 9375 | 4.5% | 8953.125
9980 | APC | WOE1YR-LB-O4 | (1) Yr On-Site Warranty Ext for 4 rack Type O Li-Ion Battery solution | Ea |  | 1 Year | 13245 | 4.5% | 12648.975
9981 | APC | WOE1YR-LB-O6 | (1) Yr On-Site Warranty Ext for 6 rack Type O Li-Ion Battery solution | Ea |  | 1 Year | 17110 | 4.5% | 16340.05
9982 | APC | WOE1YR-LB-O8 | (1) Yr On-Site Warranty Ext for 8 rack Type O Li-Ion Battery solution | Ea |  | 1 Year | 23360 | 4.5% | 22308.8
9983 | APC | WOE1YR-LB-S10 | (1) Yr On-Site Warranty Ext for 10 rack Type S Li-Ion Battery solution | Ea |  | 1 Year | 29035 | 4.5% | 27728.425
9984 | APC | WOE1YR-LB-S12 | (1) Yr On-Site Warranty Ext for 12 rack Type S Li-Ion Battery solution | Ea |  | 1 Year | 33375 | 4.5% | 31873.125
9985 | APC | WOE1YR-LB-S14 | (1) Yr On-Site Warranty Ext for 14 rack Type S Li-Ion Battery solution | Ea |  | 1 Year | 37720 | 4.5% | 36022.6
9986 | APC | WOE1YR-LB-S16 | (1) Yr On-Site Warranty Ext for 16 rack Type S Li-Ion Battery solution | Ea |  | 1 Year | 10330 | 4.5% | 9865.15
9987 | APC | WOE1YR-LB-S4 | (1) Yr On-Site Warranty Ext for 4 rack Type S Li-Ion Battery solution | Ea |  | 1 Year | 14670 | 4.5% | 14009.85
9988 | APC | WOE1YR-LB-S6 | (1) Yr On-Site Warranty Ext for 6 rack Type S Li-Ion Battery solution | Ea |  | 1 Year | 19020 | 4.5% | 18164.1
9989 | APC | WOE1YR-LB-S8 | (1) Yr On-Site Warranty Ext for 8 rack Type S Li-Ion Battery solution | Ea |  | 1 Year | 8895 | 4.5% | 8494.725
9990 | APC | WOE1YR-MW-09 | (1) Year On-Site Warranty Extension for (1) Symmetra MW 400kVA | Ea |  | 1 Year | 10875 | 4.5% | 10385.625
9991 | APC | WOE1YR-MW-10 | (1) Year On-Site Warranty Extension for (1) Symmetra MW 600kVA | Ea |  | 1 Year | 12255 | 4.5% | 11703.525
9992 | APC | WOE1YR-MW-11 | (1) Year On-Site Warranty Extension for (1) Symmetra MW 800kVA | Ea |  | 1 Year | 14450 | 4.5% | 13799.75
9993 | APC | WOE1YR-MW-12 | (1) Year On-Site Warranty Extension for (1) Symmetra MW 1000kVA | Ea |  | 1 Year | 16065 | 4.5% | 15342.075
9994 | APC | WOE1YR-MW-13 | (1) Year On-Site Warranty Extension for (1) Symmetra MW 1200kVA | Ea |  | 1 Year | 18150 | 4.5% | 17333.25
9995 | APC | WOE1YR-MW-14 | (1) Year On-Site Warranty Extension for (1) Symmetra MW 1400kVA | Ea |  | 1 Year | 19695 | 4.5% | 18808.725
9996 | APC | WOE1YR-MW-15 | (1) Year On-Site Warranty Extension for (1) Symmetra MW 1600kVA | Ea |  | 1 Year | 11245 | 4.5% | 10738.975
9997 | APC | WOE1YR-NX-81 | 1 Yr NBD Response On-Site Warranty Extension for (1) SY 100 to 250 kVA UPS, (2) XR Frames and PDU | Ea |  | 1 Year | 13080 | 4.5% | 12491.4
9998 | APC | WOE1YR-NX-82 | 1 Yr NBD Response On-Site Warranty Extension for (1) SY 200 kVA UPS, (2) XR Frames and PDU | Ea |  | 1 Year | 1610 | 4.5% | 1537.55
9999 | APC | WOE1YR-NX-83 | 1 Year On-Site Warranty Extension for (1) External Battery Frame for Symmetra 250/500kW | Ea |  | 1 Year | 15505 | 4.5% | 14807.275
10000 | APC | WOE1YR-NX-84 | 1 Yr NBD Response On-Site Warranty Extension for (1) SY 250 kVA UPS, (2) XR Frames and PDU | Ea |  | 1 Year | 18575 | 4.5% | 17739.125
10001 | APC | WOE1YR-NX-85 | 1 Yr NBD Response On-Site Warranty Extension for (1) SY 300 kVA UPS, (4) XR Frames and PDU | Ea |  | 1 Year | 19585 | 4.5% | 18703.675
10002 | APC | WOE1YR-NX-86 | 1 Yr NBD Response On-Site Warranty Extension for (1) SY 400 kVA UPS, (4) XR Frames and PDU | Ea |  | 1 Year | 21585 | 4.5% | 20613.675
10003 | APC | WOE1YR-NX-87 | 1 Yr NBD Response On-Site Warranty Extension for (1) SY 500kVA UPS, (4) XR Frames and PDU | Ea |  | 1 Year | 956 | 4.5% | 912.98
10004 | APC | WOE1YR-PD-20 | 1 Year Onsite Warranty Extension for (1) 5U Rack Distribution Panel | Ea |  | 1 Year (2 Years) | 1835 | 4.5% | 1752.425
10005 | APC | WOE1YR-PD-30 | 1 Year Onsite Warranty Extension for (1) 1/2 Rack Remote Power Panel | Ea |  | 1 Year (2 Years) | 2100 | 4.5% | 2005.5
10006 | APC | WOE1YR-PD-50 | (1) Year On-Site Warranty Extension for (1) InfraStruxure 60 kVA or 150 kVA PDU | Ea |  | 1 Year (2 Years) | 1420 | 4.5% | 1356.1
10007 | APC | WOE1YR-PM-30 | (1) Year On-Site Warranty Extension for (1) PMM 30 to 300 Amp | Ea |  | 1 Year (2 Years) | 1920 | 4.5% | 1833.6
10008 | APC | WOE1YR-PM-40 | (1) Year On-Site Warranty Extension for (1) PMM 400 or 500 | Ea |  | 1 Year (2 Years) | 3670 | 4.5% | 3504.85
10009 | APC | WOE1YR-PX-21 | (1) Year On-Site Warranty Extension for (1) Symmetra PX UPS 10kVA 40 and/or PDU | Ea |  | 1 Year (2 Years) | 3900 | 4.5% | 3724.5
10010 | APC | WOE1YR-PX-22 | (1) Year On-Site Warranty Extension for (1) Symmetra PX UPS 20kVA 40 and/or PDU | Ea |  | 1 Year (2 Years) | 4115 | 4.5% | 3929.825
10011 | APC | WOE1YR-PX-23 | (1) Year On-Site Warranty Extension for (1) Symmetra PX UPS 30kVA 40 and/or PDU | Ea |  | 1 Year (2 Years) | 4385 | 4.5% | 4187.675
10012 | APC | WOE1YR-PX-24 | (1) Year On-Site Warranty Extension for (1) Symmetra PX UPS 40kVA 40 and/or PDU | Ea |  | 1 Year (2 Years) | 4715 | 4.5% | 4502.825
10013 | APC | WOE1YR-PX-31 | (1) Year On-Site Warranty Extension (1) Symmetra PX UPS 10kVA 80 or 100 frame and/or PDU | Ea |  | 1 Year (2 Years) | 4915 | 4.5% | 4693.825
10014 | APC | WOE1YR-PX-32 | (1) Year On-Site Warranty Extension for (1) Symmetra PX UPS 20kVA 80 or 100 frame and/or PDU | Ea |  | 1 Year (2 Years) | 5000 | 4.5% | 4775
10015 | APC | WOE1YR-PX-33 | (1) Year On-Site Warranty Extension for (1) Symmetra PX UPS 30kVA 80 or 100 frame and/or PDU | Ea |  | 1 Year (2 Years) | 5270 | 4.5% | 5032.85
10016 | APC | WOE1YR-PX-34 | (1) Year On-Site Warranty Extension for (1) Symmetra PX UPS 40kVA 80 or 100 frame and/or PDU | Ea |  | 1 Year (2 Years) | 5530 | 4.5% | 5281.15
10017 | APC | WOE1YR-PX-35 | (1) Year On-Site Warranty Extension for (1) Symmetra PX UPS 50kVA 80 or 100 frame and/or PDU | Ea |  | 1 Year (2 Years) | 5715 | 4.5% | 5457.825
10018 | APC | WOE1YR-PX-36 | (1) Year On-Site Warranty Extension for (1) Symmetra PX UPS 60kVA 80 or 100 frame and/or PDU | Ea |  | 1 Year (2 Years) | 5870 | 4.5% | 5605.85
10019 | APC | WOE1YR-PX-37 | (1) Year On-Site Warranty Extension for (1) Symmetra PX UPS 70kVA 80 or 100 frame and/or PDU | Ea |  | 1 Year (2 Years) | 6005 | 4.5% | 5734.775
10020 | APC | WOE1YR-PX-38 | (1) Year On-Site Warranty Extension for (1) Symmetra PX UPS 80kVA 80 or 100 frame and/or PDU | Ea |  | 1 Year (2 Years) | 6490 | 4.5% | 6197.95
10021 | APC | WOE1YR-PX-39 | (1) Year On-Site Warranty Extension for (1) Symmetra PX UPS 90kVA 100 and/or PDU | Ea |  | 1 Year (2 Years) | 1535 | 4.5% | 1465.925
10022 | APC | WOE1YR-PX-40 | (1) Year On-Site Warranty Extension for (1) PX RDP | Ea |  | 1 Year | 6905 | 4.5% | 6594.275
10023 | APC | WOE1YR-PX-41 | (1) Year On-Site Warranty Extension for (1) Symmetra PX UPS 100kVA 100 and/or PDU | Ea |  | 1 Year | 12460 | 4.5% | 11899.3
10024 | APC | WOE1YR-PX-72 | 1 Year Onsite Warranty Extension for Symmetra PX 64kW with PDU/XR | Ea |  | 1 Year (2 Years) | 4590 | 4.5% | 4383.45
10025 | APC | WOE1YR-UF-21 | 1 Year On Site Warranty Ext. forCW LE Model 0600 thru 1400 | Ea |  | 1 Year (2 Years) | 4715 | 4.5% | 4502.825
10026 | APC | WOE1YR-UF-22 | 1 Year On Site Warranty Ext. for CW LE Model 1700 thru 2900 | Ea |  | 1 Year (2 Years) | 4835 | 4.5% | 4617.425
10027 | APC | WOE1YR-UF-23 | 1 Year On Site Warranty Ext. for1 CW LE Model 3400 thru 4600 | Ea |  | 1 Year (2 Years) | 5165 | 4.5% | 4932.575
10028 | APC | WOE1YR-UF-24 | 1 Year On Site Warranty Ext. for 1 CW LE Model 4800 thru 5300 | Ea |  | 1 Year (2 Years) | 3790 | 4.5% | 3619.45
10029 | APC | WOE1YR-UF-31 | 1 Year On Site Warranty Ext. for1 DX LE Model 0511 thru 0611 | Ea |  | 1 Year (2 Years) | 4255 | 4.5% | 4063.525
10030 | APC | WOE1YR-UF-32 | 1 Year On Site Warranty Ext. for1 DX LE Model 0721 thru 0921 | Ea |  | 1 Year (2 Years) | 4420 | 4.5% | 4221.1
10031 | APC | WOE1YR-UF-33 | 1 Year On Site Warranty Ext. for1 DX LE Model 1422 thru 1822 | Ea |  | 1 Year (2 Years) | 4895 | 4.5% | 4674.725
10032 | APC | WOE1YR-UF-34 | 1 Year On Site Warranty Ext. for1 DX LE Max Model 2222 thru 3342 | Ea |  | 1 Year (2 Years) | 5880 | 4.5% | 5615.4
10033 | APC | WOE1YR-VM-18 | 1 Yr On-Site Warranty Ext for (1) Galaxy VM 160 to 181kVA UPS, Single or Parallel Configuration | Ea |  | 1 Year (2 Years) | 1125 | 4.5% | 1074.375
10034 | APC | WOE1YR-VM-24 | 1 Yr On-Site Warranty Ext for (1) Galaxy VM Narrow Modular Batt Frame with up to 24 Batteries | Ea |  | 1 Year (2 Years) | 6060 | 4.5% | 5787.3
10035 | APC | WOE1YR-VM-25 | 1 Yr On-Site Warranty Ext for (1) Galaxy VM 200 to 226kVA UPS, Single or Parallel Configuration | Ea |  | 1 Year (2 Years) | 1610 | 4.5% | 1537.55
10036 | APC | WOE1YR-VM-48 | 1 Yr On-Site Warranty Ext for (1) Galaxy VM Wide Modular Batt Frame with up to 48 batteries | Ea |  | 1 Year (2 Years) | 3225 | 4.5% | 3079.875
10037 | APC | WOE1YR-VS1-A15 | 1 Year On-Site Warranty Ext for (1) Galaxy VS 10 to 15kVA 208V UPS | Ea |  | 1 Year (2 Years) | 3280 | 4.5% | 3132.4
10038 | APC | WOE1YR-VS1-A25 | 1 Year On-Site Warranty Ext for (1) Galaxy VS 20 to 25kVA UPS | Ea |  | 1 Year (2 Years) | 3335 | 4.5% | 3184.925
10039 | APC | WOE1YR-VS1-A30 | 1 Year On-Site Warranty Ext for (1) Galaxy VS 30kVA UPS | Ea |  | 1 Year (2 Years) | 3390 | 4.5% | 3237.45
10040 | APC | WOE1YR-VS1-A40 | 1 Year On-Site Warranty Ext for (1) Galaxy VS 40kVA UPS | Ea |  | 1 Year (2 Years) | 3430 | 4.5% | 3275.65
10041 | APC | WOE1YR-VS1-A50 | 1 Year On-Site Warranty Ext for (1) Galaxy VS 50kVA 400 or 480V UPS | Ea |  | 1 Year | 3740 | 4.5% | 3571.7
10042 | APC | WOE1YR-VS2-A100 | 1 Year On-Site Warranty Ext for (1) Galaxy VS 80 to 100kVA UPS | Ea |  | 1 Year | 3600 | 4.5% | 3438
10043 | APC | WOE1YR-VS2-A50 | 1 Year On-Site Warranty Ext for (1) Galaxy VS 30 to 50kVA 208V UPS | Ea |  | 1 Year | 3685 | 4.5% | 3519.175
10044 | APC | WOE1YR-VS2-A60 | 1 Year On-Site Warranty Ext for (1) Galaxy VS 60kVA UPS | Ea |  | 1 Year | 14020 | 4.5% | 13389.1
10045 | APC | WOE1YR-VX-100 | 1 Yr On-Site Warranty Ext for (1) Galaxy VX 1000kVA UPS | Ea |  | 1 Year | 15935 | 4.5% | 15217.925
10046 | APC | WOE1YR-VX-101 | 1 Year On-Site Warranty Ext for (1) Galaxy VX 1000kVA N+1 Redundant UPS | Ea |  | 1 Year | 15480 | 4.5% | 14783.4
10047 | APC | WOE1YR-VX-102 | 1 Year On-Site Warranty Ext for (1) Galaxy VX 1000 Scalable to 1250kVA UPS | Ea |  | 1 Year | 16315 | 4.5% | 15580.825
10048 | APC | WOE1YR-VX-103 | 1 Year On-Site Warranty Ext for (1) Galaxy VX 1000 Scalable to 1500kVA UPS | Ea |  | 1 Year | 16370 | 4.5% | 15633.35
10049 | APC | WOE1YR-VX-120 | 1 Yr On-Site Warranty Ext for (1) Galaxy VX 1250kVA UPS | Ea |  | 1 Year | 15015 | 4.5% | 14339.325
10050 | APC | WOE1YR-VX-121 | 1 Year On-Site Warranty Ext for (1) Galaxy VX 1250kVA N+1 Redundant UPS | Ea |  | 1 Year | 17360 | 4.5% | 16578.8
10051 | APC | WOE1YR-VX-122 | 1 Year On-Site Warranty Ext for (1) Galaxy VX 1250 Scalable to 1500kVA UPS | Ea |  | 1 Year | 18605 | 4.5% | 17767.775
10052 | APC | WOE1YR-VX-150 | 1 Yr On-Site Warranty Ext for (1) Galaxy VX 1500kVA UPS | Ea |  | 1 Year | 20050 | 4.5% | 19147.75
10053 | APC | WOE1YR-VX-151 | 1 Year On-Site Warranty Ext for (1) Galaxy VX 1500kVA N+1 Redundant UPS | Ea |  | 1 Year | 8660 | 4.5% | 8270.3
10054 | APC | WOE1YR-VX-50 | 1 Year On-Site Warranty Ext for (1) Galaxy VX 500 Scalable to 750kVA UPS | Ea |  | 1 Year | 8540 | 4.5% | 8155.7
10055 | APC | WOE1YR-VX-51 | 1 Year On-Site Warranty Ext for (1) Galaxy VX 500kVA UPS | Ea |  | 1 Year | 12135 | 4.5% | 11588.925
10056 | APC | WOE1YR-VX-52 | 1 Year On-Site Warranty Ext for (1) Galaxy VX 500kVA N+1 Redundant UPS | Ea |  | 1 Year | 8750 | 4.5% | 8356.25
10057 | APC | WOE1YR-VX-53 | 1 Year On-Site Warranty Ext for (1) Galaxy VX 500 Scalable to 1000kVA UPS | Ea |  | 1 Year | 8750 | 4.5% | 8356.25
10058 | APC | WOE1YR-VX-54 | 1 Year On-Site Warranty Ext for (1) Galaxy VX 500 Scalable to 1250kVA UPS | Ea |  | 1 Year | 8750 | 4.5% | 8356.25
10059 | APC | WOE1YR-VX-55 | 1 Year On-Site Warranty Ext for (1) Galaxy VX 500 Scalable to 1500kVA UPS | Ea |  | 1 Year | 9640 | 4.5% | 9206.2
10060 | APC | WOE1YR-VX-62 | 1 Year On-Site Warranty Ext for (1) Galaxy VX 625kVA UPS | Ea |  | 1 Year | 12075 | 4.5% | 11531.625
10061 | APC | WOE1YR-VX-63 | 1 Year On-Site Warranty Ext for (1) Galaxy VX 625kVA N+1 Redundant UPS | Ea |  | 1 Year | 10010 | 4.5% | 9559.55
10062 | APC | WOE1YR-VX-64 | 1 Year On-Site Warranty Ext for (1) Galaxy VX 625 Scalable to 1000kVA UPS | Ea |  | 1 Year | 12100 | 4.5% | 11555.5
10063 | APC | WOE1YR-VX-75 | 1 Year On-Site Warranty Ext for (1) Galaxy VX 750kVA UPS | Ea |  | 1 Year | 13140 | 4.5% | 12548.7
10064 | APC | WOE1YR-VX-76 | 1 Year On-Site Warranty Ext for (1) Galaxy VX 750kVA N+1 Redundant UPS | Ea |  | 1 Year | 12270 | 4.5% | 11717.85
10065 | APC | WOE1YR-VX-77 | 1 Year On-Site Warranty Ext for (1) Galaxy VX 750 Scalable to 1000kVA UPS | Ea |  | 1 Year | 12270 | 4.5% | 11717.85
10066 | APC | WOE1YR-VX-78 | 1 Year On-Site Warranty Ext for (1) Galaxy VX 750 Scalable to 1250kVA UPS | Ea |  | 1 Year | 12270 | 4.5% | 11717.85
10067 | APC | WOE1YR-VX-79 | 1 Year On-Site Warranty Ext for (1) Galaxy VX 750 Scalable to 1500kVA UPS | Ea |  | 1 Year | 28155 | 4.5% | 26888.025
10068 | APC | WOE2YR-AE-25 | (2) Year On-Site Warranty Extension Service for (1) IAEC25 250Kw Cooling Unit | Ea |  | 1 Year | 51955 | 4.5% | 49617.025
10069 | APC | WOE2YR-AE-50 | (2) Year On-Site Warranty Extension Service for (1) IAEC50 500Kw Cooling Unit | Ea |  | 1 Year | 3565 | 4.5% | 3404.575
10070 | APC | WOE2YR-AX-14 | 1 Year (2 Years) On-Site Warranty Extension for (1) InfraStruXure InRow SC | Ea |  | 1 Year | 7405 | 4.5% | 7071.775
10071 | APC | WOE2YR-AX-15 | 1 Year (2 Years) On-Site Warranty Extension for (1) In Row ACRD Half Rack 10KW | Ea |  | 1 Year | 8870 | 4.5% | 8470.85
10072 | APC | WOE2YR-AX-22 | 1 Year (2 Years) On-Site Warranty Extension for (1) InfraStruXure InRow RP Chilled Water | Ea |  | 1 Year | 8885 | 4.5% | 8485.175
10073 | APC | WOE2YR-AX-25 | 1 Year (2 Years) On-Site Warranty Extension for (1) InfraStruXure InRoom Chilled Water 28-87kw | Ea |  | 1 Year | 5245 | 4.5% | 5008.975
10074 | APC | WOE2YR-AX-26 | 1 Year (2 Years) On-Site Warranty Extension for (1) InfraStruXure InRow RC Chilled Water | Ea |  | 1 Year | 9820 | 4.5% | 9378.1
10075 | APC | WOE2YR-AX-27 | 1 Year (2 Years) On-Site Warranty Extension for (1) InRoom Chilled Water 87kw | Ea |  | 1 Year | 10325 | 4.5% | 9860.375
10076 | APC | WOE2YR-AX-33 | 1 Year (2 Years) On-Site Warranty Extension for (1) InRoom DX 0-27kw | Ea |  | 1 Year | 10955 | 4.5% | 10462.025
10077 | APC | WOE2YR-AX-34 | 1 Year (2 Years) On-Site Warranty Extension for (1) In Row ACRD 300 and 301 Series | Ea |  | 1 Year | 10715 | 4.5% | 10232.825
10078 | APC | WOE2YR-AX-35 | 1 Year (2 Years) On-Site Warranty Extension for (1) InRoom DX 28-35kw | Ea |  | 1 Year | 12745 | 4.5% | 12171.475
10079 | APC | WOE2YR-AX-37 | 1 Year (2 Years) On-Site Warranty Extension for (1) InRoom DX 36-61kw | Ea |  | 1 Year | 13250 | 4.5% | 12653.75
10080 | APC | WOE2YR-AX-39 | 1 Year (2 Years) On-Site Warranty Extension for (1) InRoom DX 62-86kw | Ea |  | 1 Year | 8265 | 4.5% | 7893.075
10081 | APC | WOE2YR-AX-41 | 1 Year (2 Years) On-Site Warranty Extension for (1) InfraStruXure InRow 600mm DX Air Cooled | Ea |  | 1 Year | 6005 | 4.5% | 5734.775
10082 | APC | WOE2YR-AX-70 | (2) Year On-Site Warranty Extension for (1) R134A Pumped Refrigerant Distribution Unit (RDU) | Ea |  | 1 Year | 4520 | 4.5% | 4316.6
10083 | APC | WOE2YR-AX-73 | (2) Year On-Site Warranty Extension for (1) R134A Pumped Refrigerant InRow Unit (ACOA or ACRA) | Ea |  | 1 Year | 19670 | 4.5% | 18784.85
10084 | APC | WOE2YR-E7-50 | (2) Year On-Site Warranty Extension for (1) EPS 7000 300 to 500 kVA UPS | Ea |  | 1 Year | 22695 | 4.5% | 21673.725
10085 | APC | WOE2YR-E8-10 | (2) Year On-Site Warranty Extension for (1) EPS 8000 1000 kVA UPS | Ea |  | 1 Year | 23905 | 4.5% | 22829.275
10086 | APC | WOE2YR-E8-11 | (2) Year On-Site Warranty Extension for (1) EPS 8000 1100 to 1125 kVA UPS | Ea |  | 1 Year | 20425 | 4.5% | 19505.875
10087 | APC | WOE2YR-E8-62 | (2) Year On-Site Warranty Extension for (1) EPS 8000 555 kVA UPS | Ea |  | 1 Year | 21790 | 4.5% | 20809.45
10088 | APC | WOE2YR-E8-80 | (2) Year On-Site Warranty Extension for (1) EPS 8000 625 to 800 kVA UPS | Ea |  | 1 Year | 4695 | 4.5% | 4483.725
10089 | APC | WOE2YR-G3-21 | 1 Year (2 Years) On-Site Warranty Extension for (1) Galaxy 3500 or SUVT 10-15 kVA UPS | Ea |  | 1 Year | 6135 | 4.5% | 5858.925
10090 | APC | WOE2YR-G3-22 | 1 Year (2 Years) On-Site Warranty Extension for (1) Galaxy 3500 or SUVT 20 kVA UPS | Ea |  | 1 Year | 6980 | 4.5% | 6665.9
10091 | APC | WOE2YR-G3-23 | 1 Year (2 Years) On-Site Warranty Extension for (1) Galaxy 3500 or SUVT 30 kVA UPS | Ea |  | 1 Year | 7110 | 4.5% | 6790.05
10092 | APC | WOE2YR-G3-24 | 1 Year (2 Years) On-Site Warranty Extension for (1) Galaxy 3500 or SUVT 40 kVA UPS | Ea |  | 1 Year | 8245 | 4.5% | 7873.975
10093 | APC | WOE2YR-G3-28 | 1 Year (2 Years) On-Site Warranty Extension for (1) Galaxy 3500 or SUVT 80 kVA UPS | Ea |  | 1 Year | 7265 | 4.5% | 6938.075
10094 | APC | WOE2YR-G4-50 | (2) Year On-Site Warranty Extension for Galaxy 4000 40 to 50kVA UPS | Ea |  | 1 Year | 7870 | 4.5% | 7515.85
10095 | APC | WOE2YR-G4-75 | (2) Year On-Site Warranty Extension for Galaxy 4000 65 to 75kVA UPS | Ea |  | 1 Year | 9320 | 4.5% | 8900.6
10096 | APC | WOE2YR-G5-13 | (2) Year On-Site Warranty Extension for Galaxy 5000/5500 81-130kVA | Ea |  | 1 Year | 8585 | 4.5% | 8198.675
10097 | APC | WOE2YR-G5-81 | (2) Year On-Site Warranty Extension for Galaxy 5000/5500 41 - 80kVA | Ea |  | 1 Year | 9075 | 4.5% | 8666.625
10098 | APC | WOE2YR-GP-12 | (2) Year On-Site Warranty Extension for (1) Galaxy PW or PWI 80 to 130 kVA UPS | Ea |  | 1 Year | 10735 | 4.5% | 10251.925
10099 | APC | WOE2YR-GP-15 | (2) Year On-Site Warranty Extension for (1) Galaxy PW 150 or 180 or PWI 160 kVA UPS | Ea |  | 1 Year | 12255 | 4.5% | 11703.525
10100 | APC | WOE2YR-GP-20 | (2) Year On-Site Warranty Extension for (1) Galaxy PW 160 or 200 or PWI 200 kVA UPS | Ea |  | 1 Year | 12060 | 4.5% | 11517.3
10101 | APC | WOE2YR-GT-100 | (2) Year On-Site Warranty Extension for (1) PXC 100 kVA UPS | Ea |  | 1 Year | 9685 | 4.5% | 9249.175
10102 | APC | WOE2YR-GT-20 | (2) Year On-Site Warranty Extension for (1) PXC 10 - 25 kVA UPS | Ea |  | 1 Year | 10300 | 4.5% | 9836.5
10103 | APC | WOE2YR-GT-40 | (2) Year On-Site Warranty Extension for (1) PXC 30 - 40 kVA UPS | Ea |  | 1 Year | 10875 | 4.5% | 10385.625
10104 | APC | WOE2YR-GT-60 | (2) Year On-Site Warranty Extension for (1) PXC 50 - 60 kVA UPS | Ea |  | 1 Year | 11490 | 4.5% | 10972.95
10105 | APC | WOE2YR-GT-80 | (2) Year On-Site Warranty Extension for (1) PXC 75 - 80 kVA UPS | Ea |  | 1 Year | 18215 | 4.5% | 17395.325
10106 | APC | WOE2YR-MW-09 | (2) Year On-Site Warranty Extension for (1) Symmetra MW 400kVA | Ea |  | 1 Year | 22275 | 4.5% | 21272.625
10107 | APC | WOE2YR-MW-10 | (2) Year On-Site Warranty Extension for (1) Symmetra MW 600kVA | Ea |  | 1 Year | 25095 | 4.5% | 23965.725
10108 | APC | WOE2YR-MW-11 | (2) Year On-Site Warranty Extension for (1) Symmetra MW 800kVA | Ea |  | 1 Year | 29595 | 4.5% | 28263.225
10109 | APC | WOE2YR-MW-12 | (2) Year On-Site Warranty Extension for (1) Symmetra MW 1000kVA | Ea |  | 1 Year | 32900 | 4.5% | 31419.5
10110 | APC | WOE2YR-MW-13 | (2) Year On-Site Warranty Extension for (1) Symmetra MW 1200kVA | Ea |  | 1 Year | 37170 | 4.5% | 35497.35
10111 | APC | WOE2YR-MW-14 | (2) Year On-Site Warranty Extension for (1) Symmetra MW 1400kVA | Ea |  | 1 Year | 40335 | 4.5% | 38519.925
10112 | APC | WOE2YR-MW-15 | (2) Year On-Site Warranty Extension for (1) Symmetra MW 1600kVA | Ea |  | 1 Year | 23725 | 4.5% | 22657.375
10113 | APC | WOE2YR-NX-81 | 2 Yr NBD Response On-Site Warranty Extension for (1) SY 100 to 250 kVA UPS, (2) XR Frames and PDU | Ea |  | 1 Year | 27590 | 4.5% | 26348.45
10114 | APC | WOE2YR-NX-82 | 2 Yr NBD Response On-Site Warranty Extension for (1) SY 200 kVA UPS, (2) XR Frames and PDU | Ea |  | 1 Year | 3390 | 4.5% | 3237.45
10115 | APC | WOE2YR-NX-83 | 1 Year (2 Years) On-Site Warranty Extension for (1) External Battery Frame for Symmetra 250/500kW | Ea |  | 1 Year | 32715 | 4.5% | 31242.825
10116 | APC | WOE2YR-NX-84 | 2 Yr NBD Response On-Site Warranty Extension for (1) SY 250 kVA UPS, (2) XR Frames and PDU | Ea |  | 1 Year | 39190 | 4.5% | 37426.45
10117 | APC | WOE2YR-NX-85 | 2 Yr NBD Response On-Site Warranty Extension for (1) SY 300 kVA UPS, (4) XR Frames and PDU | Ea |  | 1 Year | 49180 | 4.5% | 46966.9
10118 | APC | WOE2YR-NX-86 | 2 Yr NBD Response On-Site Warranty Extension for (1) SY 400 kVA UPS, (4) XR Frames and PDU | Ea |  | 1 Year (2 Years) | 43165 | 4.5% | 41222.575
10119 | APC | WOE2YR-NX-87 | 2 Yr NBD Response On-Site Warranty Extension for (1) SY 500kVA UPS, (4) XR Frames and PDU | Ea |  | 1 Year (2 Years) | 1910 | 4.5% | 1824.05
10120 | APC | WOE2YR-PD-20 | 1 Year (2 Years) Onsite Warranty Extension for (1) 5U Rack Distribution Panel | Ea |  | 1 Year (2 Years) | 3710 | 4.5% | 3543.05
10121 | APC | WOE2YR-PD-30 | (2) Year On-Site Warranty Extension for (1) PMM 30 to 300 Amp | Ea |  | 1 Year (2 Years) | 4190 | 4.5% | 4001.45
10122 | APC | WOE2YR-PD-50 | (2) Year On-Site Warranty Extension for (1) InfraStruxure 60 kVA or 150 kVA PDU | Ea |  | 1 Year (2 Years) | 2995 | 4.5% | 2860.225
10123 | APC | WOE2YR-PM-30 | (2) Year On-Site Warranty Extension for (1) PMM 30 to 300 Amp | Ea |  | 1 Year (2 Years) | 4040 | 4.5% | 3858.2
10124 | APC | WOE2YR-PM-40 | (2) Year On-Site Warranty Extension for (1) PMM 400 or 500 | Ea |  | 1 Year (2 Years) | 7370 | 4.5% | 7038.35
10125 | APC | WOE2YR-PX-21 | (2) Year On-Site Warranty Extension for (1) Symmetra PX UPS 10kVA 40 and/or PDU | Ea |  | 1 Year (2 Years) | 7830 | 4.5% | 7477.65
10126 | APC | WOE2YR-PX-22 | (2) Year On-Site Warranty Extension for (1) Symmetra PX UPS 20kVA 40 and/or PDU | Ea |  | 1 Year (2 Years) | 8265 | 4.5% | 7893.075
10127 | APC | WOE2YR-PX-23 | (2) Year On-Site Warranty Extension for (1) Symmetra PX UPS 30kVA 40 and/or PDU | Ea |  | 1 Year (2 Years) | 8805 | 4.5% | 8408.775
10128 | APC | WOE2YR-PX-24 | (2) Year On-Site Warranty Extension for (1) Symmetra PX UPS 40kVA 40 and/or PDU | Ea |  | 1 Year (2 Years) | 9465 | 4.5% | 9039.075
10129 | APC | WOE2YR-PX-31 | (2) Year On-Site Warranty Extension (1) Symmetra PX UPS 10kVA 80 or 100 frame and/or PDU | Ea |  | 1 Year (2 Years) | 9875 | 4.5% | 9430.625
10130 | APC | WOE2YR-PX-32 | (2) Year On-Site Warranty Extension for (1) Symmetra PX UPS 20kVA 80 or 100 frame and/or PDU | Ea |  | 1 Year (2 Years) | 10050 | 4.5% | 9597.75
10131 | APC | WOE2YR-PX-33 | (2) Year On-Site Warranty Extension for (1) Symmetra PX UPS 30kVA 80 or 100 frame and/or PDU | Ea |  | 1 Year (2 Years) | 10585 | 4.5% | 10108.675
10132 | APC | WOE2YR-PX-34 | (2) Year On-Site Warranty Extension for (1) Symmetra PX UPS 40kVA 80 or 100 frame and/or PDU | Ea |  | 1 Year (2 Years) | 11105 | 4.5% | 10605.275
10133 | APC | WOE2YR-PX-35 | (2) Year On-Site Warranty Extension for (1) Symmetra PX UPS 50kVA 80 or 100 frame and/or PDU | Ea |  | 1 Year (2 Years) | 11480 | 4.5% | 10963.4
10134 | APC | WOE2YR-PX-36 | (2) Year On-Site Warranty Extension for (1) Symmetra PX UPS 60kVA 80 or 100 frame and/or PDU | Ea |  | 1 Year (2 Years) | 11790 | 4.5% | 11259.45
10135 | APC | WOE2YR-PX-37 | (2) Year On-Site Warranty Extension for (1) Symmetra PX UPS 70kVA 80 or 100 frame and/or PDU | Ea |  | 3 year | 12060 | 4.5% | 11517.3
10136 | APC | WOE2YR-PX-38 | (2) Year On-Site Warranty Extension for (1) Symmetra PX UPS 80kVA 80 or 100 frame and/or PDU | Ea |  | 3 year | 13035 | 4.5% | 12448.425
10137 | APC | WOE2YR-PX-39 | (2) Year On-Site Warranty Extension for (1) Symmetra PX UPS 90kVA 100 and/or PDU | Ea |  | 3 year | 3075 | 4.5% | 2936.625
10138 | APC | WOE2YR-PX-40 | (2) Year On-Site Warranty Extension for (1) PX RDP | Ea |  | 3 year | 13865 | 4.5% | 13241.075
10139 | APC | WOE2YR-PX-41 | (2) Year On-Site Warranty Extension for (1) Symmetra PX UPS 100kVA 100 and/or PDU | Ea |  | 3 year | 18860 | 4.5% | 18011.3
10140 | APC | WOE2YR-PX-62 | 1 Year (2 Years) Onsite Warranty Extension for Symmetra PX 48/64kW | Ea |  | 3 year | 8725 | 4.5% | 8332.375
10141 | APC | WOE2YR-UF-21 | 1 Year (2 Years) On Site Warranty Ext. for CW LE Model 0600 thru 1400 | Ea |  | 3 year | 8955 | 4.5% | 8552.025
10142 | APC | WOE2YR-UF-22 | 1 Year (2 Years) On Site Warranty Ext. for CW LE Model 1700 thru 2900 | Ea |  | 3 year | 9185 | 4.5% | 8771.675
10143 | APC | WOE2YR-UF-23 | 1 Year (2 Years) On Site Warranty Ext. for 1 CW LE Model 3400 thru 4600 | Ea |  | 3 year | 9775 | 4.5% | 9335.125
10144 | APC | WOE2YR-UF-24 | 1 Year (2 Years) On Site Warranty Ext. for 1 CW LE Model 4800 thru 5300 | Ea |  | 3 year | 7345 | 4.5% | 7014.475
10145 | APC | WOE2YR-UF-31 | 1 Year (2 Years) On Site Warranty Ext. for 1 DX LE Model 0511 thru 0611 | Ea |  | 3 year | 8250 | 4.5% | 7878.75
10146 | APC | WOE2YR-UF-32 | 1 Year (2 Years) On Site Warranty Ext. for 1 DX LE Model 0721 thru 0921 | Ea |  | 3 year | 8570 | 4.5% | 8184.35
10147 | APC | WOE2YR-UF-33 | 1 Year (2 Years) On Site Warranty Ext. for 1 DX LE Model 1422 thru 1822 | Ea |  | 3 year | 9495 | 4.5% | 9067.725
10148 | APC | WOE2YR-UF-34 | 1 Year (2 Years) On Site Warranty Ext. for 1 DX LE Max Model 2222 thru 3342 | Ea |  | 3 year | 11755 | 4.5% | 11226.025
10149 | APC | WOE2YR-VM-18 | 2 Yr On-Site Warranty Ext for (1) Galaxy VM 160 to 181kVA UPS, Single or Parallel Configuration | Ea |  | 3 year | 12120 | 4.5% | 11574.6
10150 | APC | WOE2YR-VM-25 | 2 Yr On-Site Warranty Ext for (1) Galaxy VM 200 to 226kVA UPS, Single or Parallel Configuration | Ea |  | 3 year | 6125 | 4.5% | 5849.375
10151 | APC | WOE2YR-VS1-A15 | 1 Year (2 Years) On-Site Warranty Ext for (1) Galaxy VS 10 to 15kVA 208V UPS | Ea |  | 3 year | 6225 | 4.5% | 5944.875
10152 | APC | WOE2YR-VS1-A25 | 1 Year (2 Years) On-Site Warranty Ext for (1) Galaxy VS 20 to 25kVA UPS | Ea |  | 3 year | 6335 | 4.5% | 6049.925
10153 | APC | WOE2YR-VS1-A30 | 1 Year (2 Years) On-Site Warranty Ext for (1) Galaxy VS 30kVA UPS | Ea |  | 3 year | 6445 | 4.5% | 6154.975
10154 | APC | WOE2YR-VS1-A40 | 1 Year (2 Years) On-Site Warranty Ext for (1) Galaxy VS 40kVA UPS | Ea |  | 3 year | 6510 | 4.5% | 6217.05
10155 | APC | WOE2YR-VS1-A50 | 1 Year (2 Years) On-Site Warranty Ext for (1) Galaxy VS 50kVA 400 or 480V UPS | Ea |  | 3 year | 7100 | 4.5% | 6780.5
10156 | APC | WOE2YR-VS2-A100 | 1 Year (2 Years) On-Site Warranty Ext for (1) Galaxy VS 80 to 100kVA UPS | Ea |  | 3 year | 6840 | 4.5% | 6532.2
10157 | APC | WOE2YR-VS2-A50 | 1 Year (2 Years) On-Site Warranty Ext for (1) Galaxy VS 30 to 50kVA 208V UPS | Ea |  | 3 year | 6995 | 4.5% | 6680.225
10158 | APC | WOE2YR-VS2-A60 | 1 Year (2 Years) On-Site Warranty Ext for (1) Galaxy VS 60 to 100kVA UPS | Ea |  | 3 year | 26635 | 4.5% | 25436.425
10159 | APC | WOE2YR-VX-100 | 2 Yr On-Site Warranty Ext for (1) Galaxy VX 1000kVA UPS | Ea |  | 3 year | 30270 | 4.5% | 28907.85
10160 | APC | WOE2YR-VX-101 | 1 Year (2 Years) On-Site Warranty Ext for (1) Galaxy VX 1000kVA N+1 Redundant UPS | Ea |  | 3 year | 29460 | 4.5% | 28134.3
10161 | APC | WOE2YR-VX-102 | 1 Year (2 Years) On-Site Warranty Ext for (1) Galaxy VX 1000 Scalable to 1250kVA UPS | Ea |  | 3 year | 30995 | 4.5% | 29600.225
10162 | APC | WOE2YR-VX-103 | 1 Year (2 Years) On-Site Warranty Ext for (1) Galaxy VX 1000 Scalable to 1500kVA UPS | Ea |  | 3 year | 31100 | 4.5% | 29700.5
10163 | APC | WOE2YR-VX-120 | 2 Yr On-Site Warranty Ext for (1) Galaxy VX 1250kVA UPS | Ea |  | 3 year | 28525 | 4.5% | 27241.375
10164 | APC | WOE2YR-VX-121 | 1 Year (2 Years) On-Site Warranty Ext for (1) Galaxy VX 1250kVA N+1 Redundant UPS | Ea |  | 3 year | 32985 | 4.5% | 31500.675
10165 | APC | WOE2YR-VX-122 | 1 Year (2 Years) On-Site Warranty Ext for (1) Galaxy VX 1250 Scalable to 1500kVA UPS | Ea |  | 3 year | 35350 | 4.5% | 33759.25
10166 | APC | WOE2YR-VX-150 | 2 Yr On-Site Warranty Ext for (1) Galaxy VX 1500kVA UPS | Ea |  | 3 year | 38090 | 4.5% | 36375.95
10167 | APC | WOE2YR-VX-151 | 1 Year (2 Years) On-Site Warranty Ext for (1) Galaxy VX 1500kVA N+1 Redundant UPS | Ea |  | 3 year | 16455 | 4.5% | 15714.525
10168 | APC | WOE2YR-VX-50 | 1 Year (2 Years) On-Site Warranty Ext for (1) Galaxy VX 500 Scalable to 750kVA UPS | Ea |  | 3 year | 16225 | 4.5% | 15494.875
10169 | APC | WOE2YR-VX-51 | 1 Year (2 Years) On-Site Warranty Ext for (1) Galaxy VX 500kVA UPS | Ea |  | 3 year | 23055 | 4.5% | 22017.525
10170 | APC | WOE2YR-VX-52 | 1 Year (2 Years) On-Site Warranty Ext for (1) Galaxy VX 500kVA N+1 Redundant UPS | Ea |  | 3 year | 16620 | 4.5% | 15872.1
10171 | APC | WOE2YR-VX-53 | 1 Year (2 Years) On-Site Warranty Ext for (1) Galaxy VX 500 Scalable to 1000kVA UPS | Ea |  | 3 year | 16620 | 4.5% | 15872.1
10172 | APC | WOE2YR-VX-54 | 1 Year (2 Years) On-Site Warranty Ext for (1) Galaxy VX 500 Scalable to 1250kVA UPS | Ea |  | 3 year | 16620 | 4.5% | 15872.1
10173 | APC | WOE2YR-VX-55 | 1 Year (2 Years) On-Site Warranty Ext for (1) Galaxy VX 500 Scalable to 1500kVA UPS | Ea |  | 3 year | 18310 | 4.5% | 17486.05
10174 | APC | WOE2YR-VX-62 | 1 Year (2 Years) On-Site Warranty Ext for (1) Galaxy VX 625kVA UPS | Ea |  | 3 year | 22940 | 4.5% | 21907.7
10175 | APC | WOE2YR-VX-63 | 1 Year (2 Years) On-Site Warranty Ext for (1) Galaxy VX 625kVA N+1 Redundant UPS | Ea |  | 3 year | 19015 | 4.5% | 18159.325
10176 | APC | WOE2YR-VX-64 | 1 Year (2 Years) On-Site Warranty Ext for (1) Galaxy VX 625 Scalable to 1000kVA UPS | Ea |  | 3 year | 22985 | 4.5% | 21950.675
10177 | APC | WOE2YR-VX-75 | 2 Yr On-Site Warranty Ext for (1) Galaxy VX 750kVA UPS | Ea |  | 3 year | 24965 | 4.5% | 23841.575
10178 | APC | WOE2YR-VX-76 | 1 Year (2 Years) On-Site Warranty Ext for (1) Galaxy VX 750kVA N+1 Redundant UPS | Ea |  | 3 year | 23305 | 4.5% | 22256.275
10179 | APC | WOE2YR-VX-77 | 1 Year (2 Years) On-Site Warranty Ext for (1) Galaxy VX 750 Scalable to 1000kVA UPS | Ea |  | 3 year | 23305 | 4.5% | 22256.275
10180 | APC | WOE2YR-VX-78 | 1 Year (2 Years) On-Site Warranty Ext for (1) Galaxy VX 750 Scalable to 1250kVA UPS | Ea |  | 3 year | 23305 | 4.5% | 22256.275
10181 | APC | WOE2YR-VX-79 | 1 Year (2 Years) On-Site Warranty Ext for (1) Galaxy VX 750 Scalable to 1500kVA UPS | Ea |  | 3 year | 2575 | 4.5% | 2459.125
10182 | APC | WOEBAT1YR-G3-20 | (1) Year On-Site Warranty Extension Srvc for up to (4) Internal Batteries for (1) G3500 or SUVT UPS | Ea |  | 3 year | 3040 | 4.5% | 2903.2
10183 | APC | WOEBAT1YR-G3-25 | (1) Year On-Site Warranty Extension Service Plan for (1) Galaxy 3500 or SUVT External Battery Frame | Ea |  | 3 year | 6085 | 4.5% | 5811.175
10184 | APC | WOEBAT1YR-NX-A3 | (1) Year On-Site Warranty Extension Service for (1) External Battery Frame for Symmetra 250/500 kW | Ea |  | 3 year | 3275 | 4.5% | 3127.625
10185 | APC | WOEBAT1YR-PX-A1 | (1) Year On-Site Warranty Extension Service for Internal Batteries for (1) Symmetra PX 20-40k UPS | Ea |  | 1 Year (5 Years) | 5035 | 4.5% | 4808.425
10186 | APC | WOEBAT1YR-PX-A2 | (1) Year On-Site Warranty Extension Service for (1) Symmetra PX 40 External Battery Frame | Ea |  | 1 Year (5 Years) | 5490 | 4.5% | 5242.95
10187 | APC | WOEBAT1YR-PX-A3 | (1) Year On-Site Warranty Extension Service Plan for (1) Symmetra PX 160 Battery Frame | Ea |  | 1 Year (3 Years) | 5035 | 4.5% | 4808.425
10188 | APC | WOEBAT1YR-PX-B2 | (1) Year On-Site Warranty Extension Service Plan for (1) Symmetra PX 80-100 kVA Battery Frame | Ea |  | 1 Year (3 Years) | 5490 | 4.5% | 5242.95
10189 | APC | WOEBAT1YR-VM-24 | (1) Yr On-Site Warranty Ext Plan for (1) Galaxy VM Narrow Modular Batt Frame with up to 24 Batteries | Ea |  | 1 Year (3 Years) | 6085 | 4.5% | 5811.175
10190 | APC | WOEBAT1YR-VM-48 | (1) Yr On-Site Warranty Ext Plan for (1) Galaxy VM Wide Modular Batt Frame with up to 48 batteries | Ea |  | 1 Year (3 Years) | 5120 | 4.5% | 4889.6
10191 | APC | WOEBAT2YR-G3-20 | (2) Year On-Site Warranty Extension Srvc for up to (4) Internal Batteries for (1) G3500 or SUVT UPS | Ea |  | 1 Year (3 Years) | 6075 | 4.5% | 5801.625
10192 | APC | WOEBAT2YR-G3-25 | (2) Year On-Site Warranty Extension Service Plan for (1) Galaxy 3500 or SUVT External Battery Frame | Ea |  | 1 Year (3 Years) | 12110 | 4.5% | 11565.05
10193 | APC | WOEBAT2YR-NX-A3 | (2) Year On-Site Warranty Extension Service for (1) External Battery Frame for Symmetra 250/500 kW | Ea |  | 1 Year (3 Years) | 6510 | 4.5% | 6217.05
10194 | APC | WOEBAT2YR-PX-A1 | (2) Year On-Site Warranty Extension Service for Internal Batteries for (1) Symmetra PX 20-40k UPS | Ea |  | 1 Year (3 Years) | 10020 | 4.5% | 9569.1
10195 | APC | WOEBAT2YR-PX-A2 | (2) Year On-Site Warranty Extension Service for (1) Symmetra PX 40 External Battery Frame | Ea |  | 1 Year (3 Years) | 10980 | 4.5% | 10485.9
10196 | APC | WOEBAT2YR-PX-A3 | (2) Year On-Site Warranty Extension Service Plan for (1) Symmetra PX 160 Battery Frame | Ea |  | 1 Year (3 Years) | 10020 | 4.5% | 9569.1
10197 | APC | WOEBAT2YR-PX-B2 | (2) Year On-Site Warranty Extension Service Plan for (1) Symmetra PX 80-100 kVA Battery Frame | Ea |  | 1 Year (3 Years) | 10980 | 4.5% | 10485.9
10198 | APC | WOEBAT2YR-VM-24 | (2) Yr On-Site Warranty Ext Plan for (1) Galaxy VM Narrow Modular Batt Frame with up to 24 Batteries | Ea |  | 1 Year (3 Years) | 12110 | 4.5% | 11565.05
10199 | APC | WOEBAT2YR-VM-48 | (2) Yr On-Site Warranty Ext Plan for (1) Galaxy VM Wide Modular Batt Frame with up to 48 batteries | Ea |  | 1 Year (3 Years) | 45 | 4.5% | 42.975
10200 | APC | WOPC1M10 | StruxureWare Data Center Operation for Colo, 1 Month Software Support Contract, 10 Racks | Ea |  | 1 Year (3 Years) | 695 | 4.5% | 663.725
10201 | APC | WOPC1M100 | StruxureWare Data Center Operation for Colo, 1 Month Software Support Contract, 100 Racks | Ea |  | 1 Year (3 Years) | 4420 | 4.5% | 4221.1
10202 | APC | WOPC1M1000 | StruxureWare Data Center Operation for Colo, 1 Month Software Support Contract, 1000 Racks | Ea |  | 1 Year (3 Years) | 1010 | 4.5% | 964.55
10203 | APC | WOPC1M200 | StruxureWare Data Center Operation for Colo, 1 Month Software Support Contract, 200 Racks | Ea |  | 1 Year (3 Years) | 8515 | 4.5% | 8131.825
10204 | APC | WOPC1M2000 | StruxureWare Data Center Operation for Colo, 1 Month Software Support Contract, 2000 Racks | Ea |  | 1 Year (3 Years) | 2090 | 4.5% | 1995.95
10205 | APC | WOPC1M500 | StruxureWare Data Center Operation for Colo, 1 Month Software Support Contract, 500 Racks | Ea |  | 1 Year (3 Years) | 20085 | 4.5% | 19181.175
10206 | APC | WOPC1M5000 | StruxureWare Data Center Operation for Colo, 1 Month Software Support Contract, 5000 Racks | Ea |  | 1 Year (3 Years) | 699 | 4.5% | 667.545
10207 | APC | WOPC1YR10 | StruxureWare Data Center Operation for Colo, 1 Year Software Support Contract, 10 Racks | Ea |  | 1 Year (3 Years) | 5565 | 4.5% | 5314.575
10208 | APC | WOPC1YR100 | StruxureWare Data Center Operation for Colo, 1 Year Software Support Contract, 100 Racks | Ea |  | 1 Year (3 Years) | 31825 | 4.5% | 30392.875
10209 | APC | WOPC1YR1000 | StruxureWare Data Center Operation for Colo, 1 Year Software Support Contract, 1000 Racks | Ea |  | 1 Year (3 Years) | 8085 | 4.5% | 7721.175
10210 | APC | WOPC1YR200 | StruxureWare Data Center Operation for Colo, 1 Year Software Support Contract, 200 Racks | Ea |  | 1 Year (3 Years) | 61330 | 4.5% | 58570.15
10211 | APC | WOPC1YR2000 | StruxureWare Data Center Operation for Colo, 1 Year Software Support Contract, 2000 Racks | Ea |  | 1 Year (3 Years) | 16710 | 4.5% | 15958.05
10212 | APC | WOPC1YR500 | StruxureWare Data Center Operation for Colo, 1 Year Software Support Contract, 500 Racks | Ea |  | 1 Year (3 Years) | 144645 | 4.5% | 138135.975
10213 | APC | WOPC1YR5000 | StruxureWare Data Center Operation for Colo, 1 Year Software Support Contract, 5000 Racks | Ea |  | 1 Year (3 Years) | 1750 | 4.5% | 1671.25
10214 | APC | WOPC3YR10 | StruxureWare Data Center Operation for Colo, 3 Year Software Support Contract, 10 Racks | Ea |  | 1 Year (3 Years) | 13900 | 4.5% | 13274.5
10215 | APC | WOPC3YR100 | StruxureWare Data Center Operation for Colo, 3 Year Software Support Contract, 100 Racks | Ea |  | 1 Year (3 Years) | 79555 | 4.5% | 75975.025
10216 | APC | WOPC3YR1000 | StruxureWare Data Center Operation for Colo, 3 Year Software Support Contract, 1000 Racks | Ea |  | 1 Year (3 Years) | 20205 | 4.5% | 19295.775
10217 | APC | WOPC3YR200 | StruxureWare Data Center Operation for Colo, 3 Year Software Support Contract, 200 Racks | Ea |  | 1 Year (3 Years) | 153325 | 4.5% | 146425.375
10218 | APC | WOPC3YR2000 | StruxureWare Data Center Operation for Colo, 3 Year Software Support Contract, 2000 Racks | Ea |  | 1 Year (3 Years) | 41770 | 4.5% | 39890.35
10219 | APC | WOPC3YR500 | StruxureWare Data Center Operation for Colo, 3 Year Software Support Contract, 500 Racks | Ea |  | 1 Year (3 Years) | 361610 | 4.5% | 345337.55
10220 | APC | WOPC3YR5000 | StruxureWare Data Center Operation for Colo, 3 Year Software Support Contract, 5000 Racks | Ea |  | 1 Year (3 Years) | 99 | 4.5% | 94.545
10221 | APC | WOPS1M10 | StruxureWare Data Center Operation, 1 Month Software Support Contract, 10 Racks | Ea |  | 1 Year (3 Years) | 557 | 4.5% | 531.935
10222 | APC | WOPS1M100 | StruxureWare Data Center Operation, 1 Month Software Support Contract, 100 Racks | Ea |  | 1 Year (3 Years) | 3535 | 4.5% | 3375.925
10223 | APC | WOPS1M1000 | StruxureWare Data Center Operation, 1 Month Software Support Contract, 1000 Racks | Ea |  | 1 Year (3 Years) | 3535 | 4.5% | 3375.925
10224 | APC | WOPS1M1000R-DIGI | Data Center Operation: 1 Month Software Support Contract, 1000 Racks | Ea |  | 1 Year (3 Years) | 557 | 4.5% | 531.935
10225 | APC | WOPS1M100R-DIGI | Data Center Operation: 1 Month Software Support Contract, 100 Racks | Ea |  | 1 Year (3 Years) | 99 | 4.5% | 94.545
10226 | APC | WOPS1M10R-DIGI | Data Center Operation: 1 Month Software Support Contract, 10 Racks | Ea |  | 1 Year (3 Years) | 809 | 4.5% | 772.595
10227 | APC | WOPS1M200 | StruxureWare Data Center Operation, 1 Month Software Support Contract, 200 Racks | Ea |  | 1 Year (2 Years) | 6815 | 4.5% | 6508.325
10228 | APC | WOPS1M2000 | StruxureWare Data Center Operation, 1 Month Software Support Contract, 2000 Racks | Ea |  | 1 Year (2 Years) | 6815 | 4.5% | 6508.325
10229 | APC | WOPS1M2000R-DIGI | Data Center Operation: 1 Month Software Support Contract, 2000 Racks | Ea |  | 1 Year (2 Years) | 809 | 4.5% | 772.595
10230 | APC | WOPS1M200R-DIGI | Data Center Operation: 1 Month Software Support Contract, 200 Racks | Ea |  | 1 Year (2 Years) | 1675 | 4.5% | 1599.625
10231 | APC | WOPS1M500 | StruxureWare Data Center Operation, 1 Month Software Support Contract, 500 Racks | Ea |  | 1 Year (2 Years) | 16065 | 4.5% | 15342.075
10232 | APC | WOPS1M5000 | StruxureWare Data Center Operation, 1 Month Software Support Contract, 5000 Racks | Ea |  | 1 Year (2 Years) | 16065 | 4.5% | 15342.075
10233 | APC | WOPS1M5000R-DIGI | Data Center Operation: 1 Month Software Support Contract, 5000 Racks | Ea |  | 1 Year (2 Years) | 1675 | 4.5% | 1599.625
10234 | APC | WOPS1M500R-DIGI | Data Center Operation: 1 Month Software Support Contract, 500 Racks | Ea |  | 1 Year (2 Years) | 558 | 4.5% | 532.89
10235 | APC | WOPS1YR10 | StruxureWare Data Center Operation, 1 Year Software Support Contract, 10 Racks | Ea |  | 1 Year (2 Years) | 4450 | 4.5% | 4249.75
10236 | APC | WOPS1YR100 | StruxureWare Data Center Operation, 1 Year Software Support Contract, 100 Racks | Ea |  | 1 Year (2 Years) | 25460 | 4.5% | 24314.3
10237 | APC | WOPS1YR1000 | StruxureWare Data Center Operation, 1 Year Software Support Contract, 1000 Racks | Ea |  | 1 Year (2 Years) | 25460 | 4.5% | 24314.3
10238 | APC | WOPS1YR1000R-DIGI | Data Center Operation: 1 Year Software Support Contract, 1000 Racks | Ea |  | 1 Year (2 Years) | 4450 | 4.5% | 4249.75
10239 | APC | WOPS1YR100R-DIGI | Data Center Operation: 1 Year Software Support Contract, 100 Racks | Ea |  | 1 Year (2 Years) | 558 | 4.5% | 532.89
10240 | APC | WOPS1YR10R-DIGI | Data Center Operation: 1 Year Software Support Contract, 10 Racks | Ea |  | 1 Year (2 Years) | 71 | 4.5% | 67.805
10241 | APC | WOPS1YR1R-DIGI | Data Center Operation: 1 Year Software Support Contract, 1 Rack | Ea |  | 1 Year (2 Years) | 6465 | 4.5% | 6174.075
10242 | APC | WOPS1YR200 | StruxureWare Data Center Operation, 1 Year Software Support Contract, 200 Racks | Ea |  | 1 Year | 49065 | 4.5% | 46857.075
10243 | APC | WOPS1YR2000 | StruxureWare Data Center Operation, 1 Year Software Support Contract, 2000 Racks | Ea |  | 1 Year | 6465 | 4.5% | 6174.075
10244 | APC | WOPS1YR200R-DIGI | Data Center Operation: 1 Year Software Support Contract, 200 Racks | Ea |  | 1 Year | 13365 | 4.5% | 12763.575
10245 | APC | WOPS1YR500 | StruxureWare Data Center Operation, 1 Year Software Support Contract, 500 Racks | Ea |  | 1 Year | 115715 | 4.5% | 110507.825
10246 | APC | WOPS1YR5000 | StruxureWare Data Center Operation, 1 Year Software Support Contract, 5000 Racks | Ea |  | 1 Year (3 Years) | 115715 | 4.5% | 110507.825
10247 | APC | WOPS1YR5000R-DIGI | Data Center Operation: 1 Year Software Support Contract, 5000 Racks | Ea |  | 1 Year (3 Years) | 13365 | 4.5% | 12763.575
10248 | APC | WOPS1YR500R-DIGI | Data Center Operation: 1 Year Software Support Contract, 500 Racks | Ea |  | 1 Year (3 Years) | 1400 | 4.5% | 1337
10249 | APC | WOPS3YR10 | StruxureWare Data Center Operation, 3 Year Software Support Contract, 10 Racks | Ea |  | 1 Year (3 Years) | 11120 | 4.5% | 10619.6
10250 | APC | WOPS3YR100 | StruxureWare Data Center Operation, 3 Year Software Support Contract, 100 Racks | Ea |  | 1 Year (3 Years) | 63645 | 4.5% | 60780.975
10251 | APC | WOPS3YR1000 | StruxureWare Data Center Operation, 3 Year Software Support Contract, 1000 Racks | Ea |  | 1 Year (3 Years) | 63645 | 4.5% | 60780.975
10252 | APC | WOPS3YR1000R-DIGI | Data Center Operation: 3 Year Software Support Contract, 1000 Racks | Ea |  | 1 Year (3 Years) | 11120 | 4.5% | 10619.6
10253 | APC | WOPS3YR100R-DIGI | Data Center Operation: 3 Year Software Support Contract, 100 Racks | Ea |  | 1 Year (3 Years) | 1400 | 4.5% | 1337
10254 | APC | WOPS3YR10R-DIGI | Data Center Operation: 3 Year Software Support Contract, 10 Racks | Ea |  | 1 Year (3 Years) | 16165 | 4.5% | 15437.575
10255 | APC | WOPS3YR200 | StruxureWare Data Center Operation, 3 Year Software Support Contract, 200 Racks | Ea |  | 1 Year (3 Years) | 122660 | 4.5% | 117140.3
10256 | APC | WOPS3YR2000 | StruxureWare Data Center Operation, 3 Year Software Support Contract, 2000 Racks | Ea |  | 1 Year (3 Years) | 122660 | 4.5% | 117140.3
10257 | APC | WOPS3YR2000R-DIGI | Data Center Operation: 3 Year Software Support Contract, 2000 Racks | Ea |  | 1 Year (2 Years) | 16165 | 4.5% | 15437.575
10258 | APC | WOPS3YR200R-DIGI | Data Center Operation: 3 Year Software Support Contract, 200 Racks | Ea |  | 1 Year (2 Years) | 33415 | 4.5% | 31911.325
10259 | APC | WOPS3YR500 | StruxureWare Data Center Operation, 3 Year Software Support Contract, 500 Racks | Ea |  | 1 Year (2 Years) | 289290 | 4.5% | 276271.95
10260 | APC | WOPS3YR5000 | StruxureWare Data Center Operation, 3 Year Software Support Contract, 5000 Racks | Ea |  | 1 Year (2 Years) | 289290 | 4.5% | 276271.95
10261 | APC | WOPS3YR5000R-DIGI | Data Center Operation: 3 Year Software Support Contract, 5000 Racks | Ea |  | 1 Year (2 Years) | 33415 | 4.5% | 31911.325
10262 | APC | WOPS3YR500R-DIGI | Data Center Operation: 3 Year Software Support Contract, 500 Racks | Ea |  | 1 Year (2 Years) | 1445 | 4.5% | 1379.975
10263 | APC | WPC1M1000R-DIGI | Data Center Operation: IT Power Control, 1 Month Software Support Contract 1000 Racks | Ea |  | 1 Year (2 Years) | 251 | 4.5% | 239.705
10264 | APC | WPC1M100R-DIGI | Data Center Operation: IT Power Control, 1 Month Software Support Contract, 100 Racks | Ea |  | 1 Year | 33 | 4.5% | 31.515
10265 | APC | WPC1M10R-DIGI | Data Center Operation: IT Power Control, 1 Month Software Support Contract, 10 Racks | Ea |  | 1 Year | 2780 | 4.5% | 2654.9
10266 | APC | WPC1M2000R-DIGI | Data Center Operation: IT Power Control, 1 Month Software Support Contract, 2000 Racks | Ea |  | 1 Year | 366 | 4.5% | 349.53
10267 | APC | WPC1M200R-DIGI | Data Center Operation: IT Power Control, 1 Month Software Maintenance Contract, 200 Racks | Ea |  | 1 Year | 6555 | 4.5% | 6260.025
10268 | APC | WPC1M5000R-DIGI | Data Center Operation: IT Power Control, 1 Month Software Support Contract, 5000 Racks | Ea |  | 1 Year | 756 | 4.5% | 721.98
10269 | APC | WPC1M500R-DIGI | Data Center Operation: IT Power Control, 1 Month Software Support Contract, 500 Racks | Ea |  | 1 Year | 10225 | 4.5% | 9764.875
10270 | APC | WPC1YR1000R-DIGI | Data Center Operation: IT Power Control, 1 Year Software Support Contract, 1000 Racks | Ea |  | 1 Year | 1795 | 4.5% | 1714.225
10271 | APC | WPC1YR100R-DIGI | Data Center Operation: IT Power Control, 1 Year Software Support Contract, 100 Racks | Ea |  | 1 Year | 227 | 4.5% | 216.785
10272 | APC | WPC1YR10R-DIGI | Data Center Operation: IT Power Control, 1 Year Software Support Contract, 10 Racks | Ea |  | 1 Year | 19705 | 4.5% | 18818.275
10273 | APC | WPC1YR2000R-DIGI | Data Center Operation: IT Power Control, 1 Year Software Support Contract, 2000 Racks | Ea |  | 1 Year (2 Years) | 2635 | 4.5% | 2516.425
10274 | APC | WPC1YR200R-DIGI | Data Center Operation: IT Power Control, 1 Year Software Support Contract, 200 Racks | Ea |  | 1 Year (2 Years) | 46470 | 4.5% | 44378.85
10275 | APC | WPC1YR5000R-DIGI | Data Center Operation: IT Power Control, 1 Year Software Support Contract, 5000 Racks | Ea |  | 1 Year (2 Years) | 5445 | 4.5% | 5199.975
10276 | APC | WPC1YR500R-DIGI | Data Center Operation: IT Power Control, 1 Year Software Support Contract, 500 Racks | Ea |  | 1 Year (2 Years) | 25560 | 4.5% | 24409.8
10277 | APC | WPC3YR1000R-DIGI | Data Center Operation: IT Power Control, 3 Year Software Support Contract, 1000 Racks | Ea |  | 1 Year (2 Years) | 4485 | 4.5% | 4283.175
10278 | APC | WPC3YR100R-DIGI | Data Center Operation: IT Power Control, 3 Year Software Support Contract, 100 Racks | Ea |  | 1 Year (2 Years) | 567 | 4.5% | 541.485
10279 | APC | WPC3YR10R-DIGI | Data Center Operation: IT Power Control, 3 Year Software Support Contract, 10 Racks | Ea |  | 1 Year (2 Years) | 49255 | 4.5% | 47038.525
10280 | APC | WPC3YR2000R-DIGI | Data Center Operation: IT Power Control, 3 Year Software Support Contract, 2000 Racks | Ea |  | 1 Year (2 Years) | 6580 | 4.5% | 6283.9
10281 | APC | WPC3YR200R-DIGI | Data Center Operation: IT Power Control, 3 Year Software Support Contract, 200 Racks | Ea |  | 1 Year (2 Years) | 116165 | 4.5% | 110937.575
10282 | APC | WPC3YR5000R-DIGI | Data Center Operation: IT Power Control, 3 Year Software Maintenance Contract, 5000 Racks | Ea |  | 1 Year (2 Years) | 13610 | 4.5% | 12997.55
10283 | APC | WPC3YR500R-DIGI | Data Center Operation: IT Power Control, 3 Year Software Support Contract, 500 Racks | Ea |  | 1 Year (2 Years) | 29580 | 4.5% | 28248.9
10284 | APC | WSA1M10000N | Data Center Operation: Server Access, 1 Month Software Support Contract, 10000 Nodes | Ea |  | 1 Year (3 Years) | 2830 | 4.5% | 2702.65
10285 | APC | WSA1M10000N-DIGI | Data Center Operation: Server Access, 1 Month Software Support Contract, 10000 Nodes | Ea |  | 1 Year (3 Years) | 2830 | 4.5% | 2702.65
10286 | APC | WSA1M1000N | Data Center Operation: Server Access, 1 Month Software Support Contract, 1000 Nodes | Ea |  | 1 Year (3 Years) | 306 | 4.5% | 292.23
10287 | APC | WSA1M1000N-DIGI | Data Center Operation: Server Access, 1 Month Software Maintenance Contract, 1000 Nodes | Ea |  | 1 Year (3 Years) | 306 | 4.5% | 292.23
10288 | APC | WSA1M100N | Data Center Operation: Server Access, 1 Month Software Support Contract, 100 Nodes | Ea |  | 1 Year (3 Years) | 50790 | 4.5% | 48504.45
10289 | APC | WSA1M100N-DIGI | Data Center Operation: Server Access, 1 Month Software Maintenance Contract, 100 Nodes | Ea |  | 1 Year (2 Years) | 13340 | 4.5% | 12739.7
10290 | APC | WSA1M20000N | Data Center Operation: Server Access, 1 Month Software Support Contract, 20000 Nodes | Ea |  | 1 Year (2 Years) | 81 | 4.5% | 77.355
10291 | APC | WSA1M25N | Data Center Operation: Server Access, 1 Month Software Support Contract, 25 Nodes | Ea |  | 1 Year (2 Years) | 13340 | 4.5% | 12739.7
10292 | APC | WSA1M5000N | Data Center Operation: Server Access, 1 Month Software Support Contract, 5000 Nodes | Ea |  | 1 Year (2 Years) | 1450 | 4.5% | 1384.75
10293 | APC | WSA1M5000N-DIGI | Data Center Operation: Server Access, 1 Month Software Maintenance Contract, 5000 Nodes | Ea |  | 1 Year (2 Years) | 1450 | 4.5% | 1384.75
10294 | APC | WSA1M500N | Data Center Operation: Server Access, 1 Month Software Support Contract, 500 Nodes | Ea |  | 1 Year (2 Years) | 187460 | 4.5% | 179024.3
10295 | APC | WSA1M500N-DIGI | Data Center Operation: Server Access, 1 Month Software Maintenance Contract, 500 Nodes | Ea |  | 1 Year (2 Years) | 20370 | 4.5% | 19453.35
10296 | APC | WSA1YR10000N | Data Center Operation: Server Access, 1 Year Software Support Contract, 10000 Nodes | Ea |  | 1 Year (2 Years) | 20370 | 4.5% | 19453.35
10297 | APC | WSA1YR1000N | Data Center Operation: Server Access, 1 Year Software Support Contract, 1000 Nodes | Ea |  | 1 Year (2 Years) | 2200 | 4.5% | 2101
10298 | APC | WSA1YR1000N-DIGI | Data Center Operation: Server Access, 1 Year Software Support Contract, 1000 Nodes | Ea |  | 1 Year (2 Years) | 2200 | 4.5% | 2101
10299 | APC | WSA1YR100N | Data Center Operation: Server Access, 1 Year Software Support Contract, 100 Nodes | Ea |  | 1 Year (2 Years) | 365660 | 4.5% | 349205.3
10300 | APC | WSA1YR100N-DIGI | Data Center Operation: Server Access, 1 Year Software Maintenance Contract, 100 Nodes | Ea |  | 1 Year (2 Years) | 575 | 4.5% | 549.125
10301 | APC | WSA1YR20000N | Data Center Operation: Server Access, 1 Year Software Support Contract, 20000 Nodes | Ea |  | 1 Year (2 Years) | 575 | 4.5% | 549.125
10302 | APC | WSA1YR25N | Data Center Operation: Server Access, 1 Year Software Support Contract, 25 Nodes | Ea |  | 1 Year (2 Years) | 96045 | 4.5% | 91722.975
10303 | APC | WSA1YR25N-DIGI | Data Center Operation: Server Access, 1 Year Software Support Contract, 25 Nodes | Ea |  | 1 Year (2 Years) | 96045 | 4.5% | 91722.975
10304 | APC | WSA1YR5000N | Data Center Operation: Server Access, 1 Year Software Support Contract, 5000 Nodes | Ea |  | 1 Year (2 Years) | 10415 | 4.5% | 9946.325
10305 | APC | WSA1YR5000N-DIGI | Data Center Operation: Server Access, 1 Year Software Support Contract, 5000 Nodes | Ea |  | 1 Year (2 Years) | 10415 | 4.5% | 9946.325
10306 | APC | WSA1YR500N | Data Center Operation: Server Access, 1 Year Software Support Contract, 500 Nodes | Ea |  | 1 Year (2 Years) | 468645 | 4.5% | 447555.975
10307 | APC | WSA1YR500N-DIGI | Data Center Operation: Server Access, 1 Year Software Support Contract, 500 Nodes | Ea |  | 1 Year (2 Years) | 50915 | 4.5% | 48623.825
10308 | APC | WSA3YR10000N | Data Center Operation: Server Access, 3 Year Software Support Contract, 10000 Nodes | Ea |  | 1 Year (2 Years) | 50915 | 4.5% | 48623.825
10309 | APC | WSA3YR1000N | Data Center Operation: Server Access, 3 Year Software Support Contract, 1000 Nodes | Ea |  | 1 Year (2 Years) | 5500 | 4.5% | 5252.5
10310 | APC | WSA3YR1000N-DIGI | Data Center Operation: Server Access, 3 Year Software Support Contract, 1000 Nodes | Ea |  | 1 Year (2 Years) | 5500 | 4.5% | 5252.5
10311 | APC | WSA3YR100N | Data Center Operation: Server Access, 3 Year Software Support Contract, 100 Nodes | Ea |  | 1 Year (2 Years) | 914145 | 4.5% | 873008.475
10312 | APC | WSA3YR100N-DIGI | Data Center Operation: Server Access, 3 Year Software Support Contract, 100 Nodes | Ea |  | 1 Year (2 Years) | 1435 | 4.5% | 1370.425
10313 | APC | WSA3YR20000N | Data Center Operation: Server Access, 3 Year Software Support Contract, 20000 Nodes | Ea |  | 1 Year (2 Years) | 1435 | 4.5% | 1370.425
10314 | APC | WSA3YR25N | Data Center Operation: Server Access, 3 Year Software Support Contract, 25 Nodes | Ea |  | 1 Year (2 Years) | 240110 | 4.5% | 229305.05
10315 | APC | WSA3YR25N-DIGI | Data Center Operation: Server Access, 3 Year Software Support Contract, 25 Nodes | Ea |  | 1 Year | 240110 | 4.5% | 229305.05
10316 | APC | WSA3YR5000N | Data Center Operation: Server Access, 3 Year Software Support Contract, 5000 Nodes | Ea |  | 1 Year | 26040 | 4.5% | 24868.2
10317 | APC | WSA3YR5000N-DIGI | Data Center Operation: Server Access, 3 Year Software Support Contract, 5000 Nodes | Ea |  | 1 Year | 26040 | 4.5% | 24868.2
10318 | APC | WSA3YR500N | Data Center Operation: Server Access, 3 Year Software Support Contract, 500 Nodes | Ea |  | 1 Year | 60945 | 4.5% | 58202.475
10319 | APC | WSA3YR500N-DIGI | Data Center Operation: Server Access, 3 Year Software Support Contract, 500 Nodes | Ea |  | 1 Year | 519 | 4.5% | 495.645
10320 | APC | WSDI1YR1R-DIGI | StruxureWare for Data Centers: Software Defined Infrastructure, 1 Year 1 Rack Support | Ea |  | 1 Year | 3105 | 4.5% | 2965.275
10321 | APC | XB050XX1XS | SecureUPS Battery 50Ah 12VDC Extended Temperature Shelf Mount | Ea |  | 1 Year | 521 | 4.5% | 497.555
10322 | APC | XB102XX1XS | SecureUPS Battery 100Ah 12VDC Extended Temperature Shelf Mount | Ea |  | 1 Year | 375 | 4.5% | 358.125
10323 | APC | XH050DXXXA | SecureUPS Battery Harness Kit For Small Ah Battery Set 48VDC Cabinet Accessory | Ea |  | 1 Year | 407 | 4.5% | 388.685
10324 | APC | XH102DXXXA | SecureUPS Battery Harness Kit for Large Ah Battery Set 48VDC Cabinet Accessory | Ea |  | 1 Year | 422 | 4.5% | 403.01
10325 | APC | XHXXS7A4F | SecureUPS Battery Harness SBS75 Cabinet Accessory 4 ft | Ea |  | 1 Year | 627 | 4.5% | 598.785
10326 | APC | XHXXS7A8F | SecureUPS Battery Harness SBS75 Cabinet Accessory 12 ft | Ea |  | 1 Year (2 Years) | 7905 | 4.5% | 7549.275
10327 | APC | XM050DXXXA | SecureUPS Battery Heater Mat 256 Sq In 115/120VAC Single Phase In Cabinet Accessory | Ea |  | 1 Year (2 Years) | 1315 | 4.5% | 1255.825
10328 | APC | XM102DXXXA | SecureUPS Battery Heater Mat 365 Sq In 115/120VAC Single Phase In Cabinet Accessory | Ea |  | 1 Year (2 Years) | 935 | 4.5% | 892.925
10329 | APC | XP1K9NN42RCC | APC SecureUPS Power Management Unit 1900W 115/120Vac In/Out with 48/24Vdc Out RM Conformal Coated | Ea |  | 1 Year (2 Years) | 5170 | 4.5% | 4937.35
10330 | APC | XU1K3LLXXRCC | APC SecureUPS 1300VA / 1300W, 120VAC In/Out RM Conformal Coated | Ea |  | 1 Year (2 Years) | 48 | 4.5% | 45.84
10331 | Axis | 19273 | ACC RACK HOLDER 2400/2401 EUR-19 Rack mount holder for up to 8 2401/2400 Video Servers. | Ea |  | 1 Year (3 Years) | 449 | 5% | 426.55
10332 | Axis | 21764 | AXIS PS-24 Pole bracket-Outdoor pole mount bracket for PS-24 and AXIS T97A10. Requires the Wall Mount AXIS PS-24 5000-011 and a mounting tool for straps 21776 or similar. | Ea |  | 1 Year (3 Years) | 45 | 5% | 42.75
10333 | Axis | 21774 | ACC MOUNT KIT 23XD DOME IN SMOKE-Smoked dome indoor for AXIS 231/232D. | Ea |  | 1 Year (3 Years) | 28 | 5% | 26.6
10334 | Axis | 21776 | ACC TOOL STEEL STRAP-Tool for steel strap tensioning. For use with 21764 and AXIS T91A67 | Ea |  | 1 Year (3 Years) | 145 | 5% | 137.75
10335 | Axis | 21777 | ACC DOME 23XD INDOOR PLASTIC CLEAR-Clear dome indoor for AXIS 231/232D included with AXIS 231D/232D available as spare part. | Ea |  | 1 Year (3 Years) | 28 | 5% | 26.6
10336 | Axis | 22512 | ACC PS-RACK-Power supply for the Axis Video Server Rack | Ea |  | 1 Year (3 Years) | 499 | 5% | 474.05
10337 | Axis | 23452 | ACC STAND PLASTIC AXIS 210/211-Plastic stand for AXIS 210 and 211 A Network Cameras | Ea |  | 1 Year (3 Years) | 14 | 5% | 13.3
10338 | Axis | 25740 | SMOKED BUBBLE FUSIONDOMES-Smoked Bubble for AXIS Pendant Fusion Domes Spare Part | Ea |  | 1 Year (3 Years) | 69 | 5% | 65.55
10339 | Axis | 25741 | CLEAR BUBBLE FUSIONDOMES-Clear Bubble for AXIS Pendant Fusion Dome Spare Part | Ea |  | 1 Year (3 Years) | 69 | 5% | 65.55
10340 | Axis | 01001-001 | AXIS FA4115 SENSOR UNIT-AXIS FA4115 is a compact varifocal dome sensor unit with 53 to 99 horizontal field of view for use with an AXIS FA Main Unit. AXIS FA4115 provides a 1080p resolution a Forensic WDR wide dynamic range that is optimized for low light and motion. The unit co | Ea |  | 1 Year (3 Years) | 179 | 5% | 170.05
10341 | Axis | 01001-600 | EXT. WARRANTY AXIS FA4115 SENSOR UNIT-1 Year (2 Years) extension of the warranty period Note 1 Maximum warranty on selected Axis products is 1 Year (5 Years) including extended warranty. No possibility to extend total warranty beyond 1 Year (5 Years). Note 2 Extended warranty activation is done in four steps 1 – create | Ea |  | 1 Year (3 Years) | 51 | 5% | 48.45
10342 | Axis | 01003-001 | AXIS F1004 PINHOLE SENSOR UNIT-AXIS F1004 Pinhole Sensor Unit. Pinhole lens for extremely discreet surveillance. Provides HDTV 720p and 57 horizontal FOV. Pigtail for a detachable 8-m 26-ft. cable for connecting to an AXIS F Main Unit. Comes with a mounting bracket fot the sensor unit. | Ea |  | 1 Year (3 Years) | 119 | 5% | 113.05
10343 | Axis | 01003-600 | EXT. WARRANTY AXIS F1004 PINHOLE-1 Year (2 Years) extension of the warranty period Note 1 Maximum warranty on selected Axis products is 1 Year (5 Years) including extended warranty. No possibility to extend total warranty beyond 1 Year (5 Years). Note 2 Extended warranty activation is done in four steps 1 – create | Ea |  | 1 Year (3 Years) | 7 | 5% | 6.65
10344 | Axis | 01004-001 | AXIS M3048-P-Ultra-compact indoor fixed mini dome with 12 MP sensor fixed lens and and tamper-resistant casing for easy mounting on wall or ceiling. Provides 360/180 overview in up to 30 fps and dewarped panorama quad corner corridor or digital PTZ views in up to 15 f | Ea |  | 1 Year (3 Years) | 669 | 5% | 635.55
10345 | Axis | 01004-600 | EXT. WARRANTY AXIS M3048-P-1 Year (2 Years) extension of the warranty period Note 1 Maximum warranty on selected Axis products is 1 Year (5 Years) including extended warranty. No possibility to extend total warranty beyond 1 Year (5 Years). Note 2 Extended warranty activation is done in four steps 1 – create | Ea |  | 1 Year (3 Years) | 40 | 5% | 38
10346 | Axis | 01006-001 | AXIS Q6000-E 60HZ MK II-Outdoor-ready 360 situational awareness camera comprising 4x2MP sensors 30fps in H.264 Zipstream and Motion JPEG. Tiltable sensors with exchangeable lenses. Designed to be integrated with any AXIS Q60-E series camera for large area coverage and simultane | Ea |  | 1 Year (3 Years) | 1599 | 5% | 1519.05
10347 | Axis | 01006-600 | EXT. WARRANTY AXIS Q6000-E 60HZ Mk ll-1 Year (2 Years) extension of the warranty period Note 1 Maximum warranty on selected Axis products is 1 Year (5 Years) including extended warranty. No possibility to extend total warranty beyond 1 Year (5 Years). Note 2 Extended warranty activation is done in four steps 1 – create | Ea |  | 1 Year (3 Years) | 128 | 5% | 121.6
10348 | Axis | 01007-001 | AXIS P8804 STEREO SENSOR KIT-AXIS P8804 Stereo Sensor Kit provides synched stereo imaging from two AXIS F1004 Sensor Units and an AXIS F34 Main Unit. Using analytics software from an Axis partner AXIS P8804 enables the creation of a 3D depth map that facilitates precision counting fo | Ea |  | 1 Year (3 Years) | 499 | 5% | 474.05
10349 | Axis | 01007-600 | EXT. WARRANTY AXIS P8804 STEREO SENSOR KIT-1 Year (2 Years) extension of the warranty period Note 1 Maximum warranty on selected Axis products is 1 Year (5 Years) including extended warranty. No possibility to extend total warranty beyond 1 Year (5 Years). Note 2 Extended warranty activation is done in four steps 1 – create | Ea |  | 1 Year (3 Years) | 36 | 5% | 34.2
10350 | Axis | 01013-001 | AXIS Q8741-LE 35MM 30 FPS 24V-High accuracy outdoor PTZ positioning bispectral camera with IR illuminators. Thermal sensor features a 384x288 resolution 30 fps and 35 mm lens with 10.5 angle of view. Visual sensor have HDTV 1080p video resolution 30x optical zoom built-in IR pass filt | Ea |  | 1 Year (3 Years) | 11599 | 5% | 11019.05
10351 | Axis | 01013-600 | EXT. WARRANTY AXIS Q8741-LE 35MM 30 FPS 24V-1 Year (2 Years) extension of the warranty period Note 1 Maximum warranty on selected Axis products is 1 Year (5 Years) including extended warranty. No possibility to extend total warranty beyond 1 Year (5 Years). Note 2 Extended warranty activation is done in four steps 1 – create | Ea |  | 1 Year (3 Years) | 929 | 5% | 882.55
10352 | Axis | 01017-001 | AXIS Q8742-LE 35MM 30 FPS 24V-High accuracy outdoor PTZ positioning bispectral camera with IR illuminators. Thermal sensor features a 640x480 resolution 30 fps and 35 mm lens with 17 angle of view. Visual sensor have HDTV 1080p video resolution 30x optical zoom built-in IR pass filter | Ea |  | 1 Year (3 Years) | 14599 | 5% | 13869.05
10353 | Axis | 01017-600 | EXT. WARRANTY AXIS Q8742-LE 35MM 30 FPS 24V-1 Year (2 Years) extension of the warranty period Note 1 Maximum warranty on selected Axis products is 1 Year (5 Years) including extended warranty. No possibility to extend total warranty beyond 1 Year (5 Years). Note 2 Extended warranty activation is done in four steps 1 – create | Ea |  | 1 Year (3 Years) | 1170 | 5% | 1111.5
10354 | Axis | 01019-001 | AXIS Q8742-LE ZOOM 30 FPS 24V-High accuracy outdoor PTZ positioning bispectral camera with IR illuminators. Thermal sensor features a 640x480 resolution 30 fps and and 35-105 mm thermal zoom lens. Visual sensor have HDTV 1080p video resolution 30x optical zoom built-in IR pass filter | Ea |  | 1 Year (3 Years) | 23599 | 5% | 22419.05
10355 | Axis | 01019-600 | EXT. WARRANTY AXIS Q8742-LE ZOOM 30 FPS 24V-1 Year (2 Years) extension of the warranty period Note 1 Maximum warranty on selected Axis products is 1 Year (5 Years) including extended warranty. No possibility to extend total warranty beyond 1 Year (5 Years). Note 2 Extended warranty activation is done in four steps 1 – create | Ea |  | 1 Year (3 Years) | 1899 | 5% | 1804.05
10356 | Axis | 01021-001 | AXIS Q3517-LV-Day/night fixed dome with support for Forensic WDR Lightfinder and OptimizedIR with built-in IR illumination. Discreet dust and IK10 vandal-resistant indoor casing. Varifocal 4.3 – 8.6 mm P-Iris lens with remote zoom and focus for installation or monitori | Ea |  | 1 Year (3 Years) | 1099 | 5% | 1044.05
10357 | Axis | 01021-600 | EXT. WARRANTY AXIS Q3517-LV-1 Year (2 Years) extension of the warranty period Note 1 Maximum warranty on selected Axis products is 1 Year (5 Years) including extended warranty. No possibility to extend total warranty beyond 1 Year (5 Years). Note 2 Extended warranty activation is done in four steps 1 – create | Ea |  | 1 Year (3 Years) | 69 | 5% | 65.55
10358 | Axis | 01022-001 | AXIS Q3517-LVE-Day/night fixed dome with support for Forensic WDR Lightfinder and OptimizedIR with built-in IR illumination. IK10 vandal-resistant outdoor casing. Varifocal 4.3 – 8.6 mm P-Iris lens with remote zoom and focus for installation or monitoring. Multiple indi | Ea |  | 1 Year (3 Years) | 1249 | 5% | 1186.55
10359 | Axis | 01022-600 | EXT. WARRANTY AXIS Q3517-LVE-1 Year (2 Years) extension of the warranty period Note 1 Maximum warranty on selected Axis products is 1 Year (5 Years) including extended warranty. No possibility to extend total warranty beyond 1 Year (5 Years). Note 2 Extended warranty activation is done in four steps 1 – create | Ea |  | 1 Year (3 Years) | 79 | 5% | 75.05
10360 | Axis | 01023-001 | AXIS A4010-E READER WITHOUT KEYPAD-AXIS A4010-E Reader is a generic touch-free reader without keypad and 2 LED feedback. It is a perfect match to the Network Door Controler A1001. The reader has a small form factor intended for both indoor and outdoor use. It uses RS485 OSDP communication | Ea |  | 1 Year (3 Years) | 199 | 5% | 189.05
10361 | Axis | 01023-001 | AXIS A4010-E READER WITHOUT KEYPAD-AXIS A4010-E Reader is a generic touch-free reader without keypad and 2 LED feedback. It is a perfect match to the Network Door Controler A1001. The reader has a small form factor intended for both indoor and outdoor use. It uses RS485 OSDP communication | Ea |  | 1 Year (3 Years) | 199 | 5% | 189.05
10362 | Axis | 01023-600 | EXT. WARRANTY AXIS A4010-E READER NO KEYPAD UL-1 Year (2 Years) extension of the warranty period Note 1 Maximum warranty on selected Axis products is 1 Year (5 Years) including extended warranty. No possibility to extend total warranty beyond 1 Year (5 Years). Note 2 Extended warranty activation is done in four steps 1 – create | Ea |  | 1 Year (3 Years) | 19 | 5% | 18.05
10363 | Axis | 01024-001 | AXIS COMPANION 360-Indoor ultra-compact 360 panoramic mini dome with 6 MP sensor fixed lens and tamper-resistant casing for easy mounting on wall or ceiling. Client dewarping and digital pan tilt and zoom. Axis Zipstream technology for reduced bandwidth and storage needs. H | Ea |  | 1 Year (3 Years) | 299 | 5% | 284.05
10364 | Axis | 01025-001 | AXIS C8033 NETWORK AUDIO BRIDGE-AXIS C8033 Network Audio Bridge is a smart solution for connecting and combining analog and digital audio systems. With this scalable and cost-efficient product you can connect analog audio sources to Axis network speaker system connect digital audio sour | Ea |  | 1 Year (3 Years) | 199 | 5% | 189.05
10365 | Axis | 01025-600 | EXT. WARRANTY AXIS C8033 NETWORK AUDIO BRIDGE-1 Year (2 Years) extension of the warranty period Note 1 Maximum warranty on selected Axis products is 1 Year (5 Years) including extended warranty. No possibility to extend total warranty beyond 1 Year (5 Years). Note 2 Extended warranty activation is done in four steps 1 – create | Ea |  | 1 Year (3 Years) | 15 | 5% | 14.25
10366 | Axis | 01026-001 | AXIS FA3105-L EYEBALL SENSOR UNIT-AXIS FA3105-L is a compact eyeball sensor unit with built in IR illumination 15 m / 49 ft range of reach for use with AXIS FA Main Unit. It has 103 horizontal field of view and 1080p HDTV resolution with Forensic WDR wide dynamic range that is optimized f | Ea |  | 1 Year (3 Years) | 149 | 5% | 141.55
10367 | Axis | 01026-600 | EXT WAR AXIS FA3105-L EB SENSOR-1 Year (2 Years) extension of the warranty period Note 1 Maximum warranty on selected Axis products is 1 Year (5 Years) including extended warranty. No possibility to extend total warranty beyond 1 Year (5 Years). Note 2 Extended warranty activation is done in four steps 1 – create | Ea |  | 1 Year (3 Years) | 9 | 5% | 8.55
10368 | Axis | 01033-001 | AXIS D2050-VE-Phased array FMCW Frequency Modulated Continuous Wave 24 GHz outdoor radar motion detector. 120 degrees horizontal and 5-50 meter detection range 16-164 feet. Serves as a complement to video surveillance and enables filtering on distance customizable det | Ea |  | 1 Year (3 Years) | 1299 | 5% | 1234.05
10369 | Axis | 01033-001 | AXIS D2050-VE-Phased array FMCW Frequency Modulated Continuous Wave 24 GHz outdoor radar motion detector. 120 degrees horizontal and 5-50 meter detection range 16-164 feet. Serves as a complement to video surveillance and enables filtering on distance customizable det | Ea |  | 1 Year (3 Years) | 1299 | 5% | 1234.05
10370 | Axis | 01033-600 | EXT WAR AXIS D2050-VE-1 Year (2 Years) extension of the warranty period Note 1 Maximum warranty on selected Axis products is 1 Year (5 Years) including extended warranty. No possibility to extend total warranty beyond 1 Year (5 Years). Note 2 Extended warranty activation is done in four steps 1 – create | Ea |  | 1 Year (3 Years) | 78 | 5% | 74.1
10371 | Axis | 01035-004 | AXIS COMPANION REC 4CH 1TB-AXIS Companion Recorder. Surveillance graded hard disk 1 TB. Switch with 4 PoE ports 1 LAN port. Compact fanless design. Wireless access point for mobile devices. USB port for exporting video. 1 Year (3 Years). Comes with power supply. For use only with AX | Ea |  | 1 Year (3 Years) | 399 | 5% | 379.05
10372 | Axis | 01036-001 | AXIS M3106-L MK II-Day/night compact mini dome with flat-faced design for indoor use. Built-in IR illumination and fixed lens. Multiple individually configurable H.264 H.265 and Motion JPEG streams max 4MP resolution at 30 fps with WDR. Axis Zipstream technology for reduced | Ea |  | 1 Year (3 Years) | 419 | 5% | 398.05
10373 | Axis | 01036-600 | EXT. WARRANTY AXIS M3106-L Mk II-1 Year (2 Years) extension of the warranty period Note 1 Maximum warranty on selected Axis products is 1 Year (5 Years) including extended warranty. No possibility to extend total warranty beyond 1 Year (5 Years). Note 2 Extended warranty activation is done in four steps 1 – create | Ea |  | 1 Year (3 Years) | 29 | 5% | 27.55
10374 | Axis | 01037-001 | AXIS M3106-LVE MK II-Day/night compact mini dome in a vandal-resistant outdoor-ready flat-faced design. Built-in IR illumination and fixed lens. Multiple individually configurable H.264 H.265 and Motion JPEG streams max 4 MP resolution at 30 fps with WDR. Axis Zipstream techn | Ea |  | 1 Year (3 Years) | 469 | 5% | 445.55
10375 | Axis | 01037-600 | EXT. WARRANTY AXIS M3106-LVE Mk II-1 Year (2 Years) extension of the warranty period Note 1 Maximum warranty on selected Axis products is 1 Year (5 Years) including extended warranty. No possibility to extend total warranty beyond 1 Year (5 Years). Note 2 Extended warranty activation is done in four steps 1 – create | Ea |  | 1 Year (3 Years) | 29 | 5% | 27.55
10376 | Axis | 01039-001 | AXIS Q3515-LV 9MM-Day/night fixed dome with support for Forensic WDR Lightfinder and OptimizedIR illumination. Discreet dust and IK10 vandal-resistant indoor casing. Varifocal 3-9 mm P-Iris lens with remote zoom and focus for installation or monitoring. Multiple individual | Ea |  | 1 Year (3 Years) | 849 | 5% | 806.55
10377 | Axis | 01039-600 | EXT. WARRANTY AXIS Q3515-LV 9MM-1 Year (2 Years) extension of the warranty period Note 1 Maximum warranty on selected Axis products is 1 Year (5 Years) including extended warranty. No possibility to extend total warranty beyond 1 Year (5 Years). Note 2 Extended warranty activation is done in four steps 1 – create | Ea |  | 1 Year (3 Years) | 51 | 5% | 48.45
10378 | Axis | 01041-001 | AXIS Q3515-LVE 9MM-Day/night fixed dome with support for Forensic WDR Lightfinder and OptimizedIR illumination. IK10 vandal-resistant outdoor casing. Varifocal 3-9 mm P-Iris lens with remote zoom and focus for installation or monitoring. Multiple individually configurable H | Ea |  | 1 Year (3 Years) | 999 | 5% | 949.05
10379 | Axis | 01041-600 | EXT. WARRANTY AXIS Q3515-LVE 9MM-1 Year (2 Years) extension of the warranty period Note 1 Maximum warranty on selected Axis products is 1 Year (5 Years) including extended warranty. No possibility to extend total warranty beyond 1 Year (5 Years). Note 2 Extended warranty activation is done in four steps 1 – create | Ea |  | 1 Year (3 Years) | 59 | 5% | 56.05
10380 | Axis | 01044-001 | AXIS Q3515-LV 22MM-Day/night fixed dome with support for Forensic WDR Lightfinder and OptimizedIR illumination. Discreet dust and IK10 vandal-resistant indoor casing. Varifocal 9-22 mm P-Iris lens with remote zoom and focus for installation or monitoring. Multiple individua | Ea |  | 1 Year (3 Years) | 899 | 5% | 854.05
10381 | Axis | 01044-600 | EXT. WARRANTY AXIS Q3515-LV 22MM-1 Year (2 Years) extension of the warranty period Note 1 Maximum warranty on selected Axis products is 1 Year (5 Years) including extended warranty. No possibility to extend total warranty beyond 1 Year (5 Years). Note 2 Extended warranty activation is done in four steps 1 – create | Ea |  | 1 Year (3 Years) | 54 | 5% | 51.3
10382 | Axis | 01046-001 | AXIS Q3515-LVE 22MM-Day/night fixed dome with support for Forensic WDR Lightfinder and OptimizedIR illumination. IK10 vandal-resistant outdoor casing. Varifocal 9-22 mm P-Iris lens with remote zoom and focus for installation or monitoring. Multiple individually configurable | Ea |  | 1 Year (3 Years) | 1049 | 5% | 996.55
10383 | Axis | 01046-600 | EXT. WARRANTY AXIS Q3515-LVE 22MM-1 Year (2 Years) extension of the warranty period Note 1 Maximum warranty on selected Axis products is 1 Year (5 Years) including extended warranty. No possibility to extend total warranty beyond 1 Year (5 Years). Note 2 Extended warranty activation is done in four steps 1 – create | Ea |  | 1 Year (3 Years) | 64 | 5% | 60.8
10384 | Axis | 01048-001 | AXIS P3807-PVE-AXIS P3807-PVE Network Camera is a fixed dome camera with multiple sensors providing an easy reliable and cost-efficient one-camera installation – reducing installation time cabling and VMS license costs. Thanks to its excellent image sensors along with F | Ea |  | 1 Year (3 Years) | 1349 | 5% | 1281.55
10385 | Axis | 01048-600 | EXT WAR AXIS P3807-PVE-1 Year (2 Years) extension of the warranty period Note 1 Maximum warranty on selected Axis products is 1 Year (5 Years) including extended warranty. No possibility to extend total warranty beyond 1 Year (5 Years). Note 2 Extended warranty activation is done in four steps 1 – create | Ea |  | 1 Year (3 Years) | 81 | 5% | 76.95
10386 | Axis | 01049-001 | AXIS M2026-LE MK II-Day/night compact and outdoor-ready bullet style HDTV camera IP66- and IK08-rated. Built-in IR illumination and WDR. Fixed lens with 130 HFOV. Automatic IR cut filter. Multiple individually configurable H.264/H.265 and Motion JPEG streams max 4 MP / QuadH | Ea |  | 1 Year (3 Years) | 399 | 5% | 379.05
10387 | Axis | 01049-021 | AXIS M2026-LE Mk II BULK 10PCS-AXIS M2026-LE Mk II in 10-pack/bulk. Cannot be sold separately as single packs. | Ea |  | 1 Year (3 Years) | 3949 | 5% | 3751.55
10388 | Axis | 01049-600 | EXT. WARRANTY AXIS M2026-LE MK II-1 Year (2 Years) extension of the warranty period Note 1 Maximum warranty on selected Axis products is 1 Year (5 Years) including extended warranty. No possibility to extend total warranty beyond 1 Year (5 Years). Note 2 Extended warranty activation is done in four steps 1 – create | Ea |  | 1 Year (3 Years) | 29 | 5% | 27.55
10389 | Axis | 01050-001 | AXIS M2026-LE MK II BLACK-Day/night compact and outdoor-ready bullet style HDTV camera in black color IP66- and IK08-rated. Built-in IR illumination and WDR. Fixed lens with 130 HFOV. Automatic IR cut filter. Multiple individually configurable H.264/H.265 and Motion JPEG streams m | Ea |  | 1 Year (3 Years) | 399 | 5% | 379.05
10390 | Axis | 01050-021 | AXIS M2026-LE Mk II BLACK BULK 10PCS-AXIS M2026-LE Mk II Black in 10-pack/bulk. Cannot be sold separately as single packs. | Ea |  | 1 Year (3 Years) | 3949 | 5% | 3751.55
10391 | Axis | 01050-600 | EXT. WARRANTY AXIS M2026-LE MK II BLAC-1 Year (2 Years) extension of the warranty period Note 1 Maximum warranty on selected Axis products is 1 Year (5 Years) including extended warranty. No possibility to extend total warranty beyond 1 Year (5 Years). Note 2 Extended warranty activation is done in four steps 1 – create | Ea |  | 1 Year (3 Years) | 29 | 5% | 27.55
10392 | Axis | 01051-001 | AXIS Q1647-1/2” sensor 5 MP Day/night fixed camera providing Forensic WDR and Lightfinder for demanding light conditions. Varifocal 3.9-10 mm i-CS lens with remote zoom and focus for installation. Support for P-Iris and DC-iris lenses multiple individually configura | Ea |  | 1 Year (3 Years) | 1399 | 5% | 1329.05
10393 | Axis | 01051-041 | AXIS Q1647 BARE BONE-AXIS Q1647 Barebone in single pack. No lens. No power supply. | Ea |  | 1 Year (3 Years) | 1199 | 5% | 1139.05
10394 | Axis | 01051-600 | EXT WAR AXIS Q1647-1 Year (2 Years) extension of the warranty period Note 1 Maximum warranty on selected Axis products is 1 Year (5 Years) including extended warranty. No possibility to extend total warranty beyond 1 Year (5 Years). Note 2 Extended warranty activation is done in four steps 1 – create | Ea |  | 1 Year (3 Years) | 84 | 5% | 79.8
10395 | Axis | 01052-001 | AXIS Q1647-LE-1/2” sensor outdoor NEMA 4X IP66 and IK10-rated 5 MP Day/night fixed camera providing OptimizedIR Forensic WDR and Lightfinder. Varifocal 3.9-10 mm i-CS lens with remote zoom and focus. Support for CS-mount P-Iris and DC-iris lenses multiple individually | Ea |  | 1 Year (3 Years) | 1699 | 5% | 1614.05
10396 | Axis | 01052-600 | EXT WAR AXIS Q1647-LE-1 Year (2 Years) extension of the warranty period Note 1 Maximum warranty on selected Axis products is 1 Year (5 Years) including extended warranty. No possibility to extend total warranty beyond 1 Year (5 Years). Note 2 Extended warranty activation is done in four steps 1 – create | Ea |  | 1 Year (3 Years) | 102 | 5% | 96.9
10397 | Axis | 01054-001 | AXIS P1447-LE-Compact outdoor 5MP resolution day/night fixed bullet camera providing Forensic WDR and Lightfinder for demanding light conditions. IR corrected varifocal 2.8-8.5 mm F1.2 P-iris lens with remote 3x optical zoom and focus. Multiple individually configurabl | Ea |  | 1 Year (3 Years) | 749 | 5% | 711.55
10398 | Axis | 01054-600 | EXT. WARRANTY AXIS P1447-LE-1 Year (2 Years) extension of the warranty period Note 1 Maximum warranty on selected Axis products is 1 Year (5 Years) including extended warranty. No possibility to extend total warranty beyond 1 Year (5 Years). Note 2 Extended warranty activation is done in four steps 1 – create | Ea |  | 1 Year (3 Years) | 45 | 5% | 42.75
10399 | Axis | 01055-001 | AXIS P1448-LE-Compact outdoor 4K Ultra HD 8MP resolution day/night fixed bullet camera providing Forensic WDR and Lightfinder for demanding light conditions. IR corrected varifocal 2.8-9.8 mm F1.6 P-iris lens with remote 3.5x optical zoom and focus. Multiple individual | Ea |  | 1 Year (3 Years) | 949 | 5% | 901.55
10400 | Axis | 01055-600 | EXT. WARRANTY AXIS P1448-LE-1 Year (2 Years) extension of the warranty period Note 1 Maximum warranty on selected Axis products is 1 Year (5 Years) including extended warranty. No possibility to extend total warranty beyond 1 Year (5 Years). Note 2 Extended warranty activation is done in four steps 1 – create | Ea |  | 1 Year (3 Years) | 59 | 5% | 56.05
10401 | Axis | 01056-001 | AXIS P3374-V-Day/night fixed dome with support for WDR-Forensic Capture and Lightfinder. Discreet IK10 vandal-resistant indoor casing. Varifocal 3 – 10 mm P-Iris lens with remote zoom and focus. Multiple individually configurable H.264 and Motion JPEG streams. HDTV 72 | Ea |  | 1 Year (3 Years) | 599 | 5% | 569.05
10402 | Axis | 01056-001 | AXIS P3374-V-Day/night fixed dome with support for WDR-Forensic Capture and Lightfinder. Discreet IK10 vandal-resistant indoor casing. Varifocal 3 – 10 mm P-Iris lens with remote zoom and focus. Multiple individually configurable H.264 and Motion JPEG streams. HDTV 72 | Ea |  | 1 Year (3 Years) | 599 | 5% | 569.05
10403 | Axis | 01056-600 | EXT. WARRANTY AXIS P3374-V-1 Year (2 Years) extension of the warranty period Note 1 Maximum warranty on selected Axis products is 1 Year (5 Years) including extended warranty. No possibility to extend total warranty beyond 1 Year (5 Years). Note 2 Extended warranty activation is done in four steps 1 – create | Ea |  | 1 Year (3 Years) | 39 | 5% | 37.05
10404 | Axis | 01058-001 | AXIS P3374-LV-Day/night fixed dome with support for WDR-Forensic Capture Lightfinder and OptimizedIR with built-in IR illumination. Discreet IK10 vandal-resistant indoor casing. Varifocal 3 – 10 mm P-Iris lens with remote zoom and focus. Multiple individually configura | Ea |  | 1 Year (3 Years) | 699 | 5% | 664.05
10405 | Axis | 01058-600 | EXT. WARRANTY AXIS P3374-LV-1 Year (2 Years) extension of the warranty period Note 1 Maximum warranty on selected Axis products is 1 Year (5 Years) including extended warranty. No possibility to extend total warranty beyond 1 Year (5 Years). Note 2 Extended warranty activation is done in four steps 1 – create | Ea |  | 1 Year (3 Years) | 44 | 5% | 41.8
10406 | Axis | 01060-001 | AXIS P3375-V-Day/night fixed dome with support for WDR-Forensic Capture and Lightfinder. Discreet IK10 vandal-resistant indoor casing. Varifocal 3 – 10 mm P-Iris lens with remote zoom and focus. Multiple individually configurable H.264 and Motion JPEG streams. HDTV 10 | Ea |  | 1 Year (3 Years) | 699 | 5% | 664.05
10407 | Axis | 01060-600 | EXT. WARRANTY AXIS P3375-V-1 Year (2 Years) extension of the warranty period Note 1 Maximum warranty on selected Axis products is 1 Year (5 Years) including extended warranty. No possibility to extend total warranty beyond 1 Year (5 Years). Note 2 Extended warranty activation is done in four steps 1 – create | Ea |  | 1 Year (3 Years) | 44 | 5% | 41.8
10408 | Axis | 01061-001 | AXIS P3375-VE-Day/night fixed dome with support for WDR-Forensic Capture and Lightfinder. IK10 vandal-resistant outdoor casing. Varifocal 3 – 10 mm P-Iris lens with remote zoom and focus. Multiple individually configurable H.264 and Motion JPEG streams. HDTV 1080p at 3 | Ea |  | 1 Year (3 Years) | 899 | 5% | 854.05
10409 | Axis | 01061-600 | EXT. WARRANTY AXIS P3375-VE-1 Year (2 Years) extension of the warranty period Note 1 Maximum warranty on selected Axis products is 1 Year (5 Years) including extended warranty. No possibility to extend total warranty beyond 1 Year (5 Years). Note 2 Extended warranty activation is done in four steps 1 – create | Ea |  | 1 Year (3 Years) | 54 | 5% | 51.3
10410 | Axis | 01062-001 | AXIS P3375-LV-Day/night fixed dome with support for WDR-Forensic Capture Lightfinder and OptimizedIR with built-in IR illumination. Discreet IK10 vandal-resistant indoor casing. Varifocal 3 – 10 mm P-Iris lens with remote zoom and focus. Multiple individually configura | Ea |  | 1 Year (3 Years) | 799 | 5% | 759.05
10411 | Axis | 01062-600 | EXT. WARRANTY AXIS P3375-LV-1 Year (2 Years) extension of the warranty period Note 1 Maximum warranty on selected Axis products is 1 Year (5 Years) including extended warranty. No possibility to extend total warranty beyond 1 Year (5 Years). Note 2 Extended warranty activation is done in four steps 1 – create | Ea |  | 1 Year (3 Years) | 49 | 5% | 46.55
10412 | Axis | 01063-001 | AXIS P3375-LVE-Day/night fixed dome with support for WDR-Forensic Capture Lightfinder and OptimizedIR with built-in IR illumination. IK10 vandal-resistant outdoor casing. Varifocal 3 – 10 mm P-Iris lens with remote zoom and focus. Multiple individually configurable H.26 | Ea |  | 1 Year (3 Years) | 999 | 5% | 949.05
10413 | Axis | 01063-600 | EXT. WARRANTY AXIS P3375-LVE-1 Year (2 Years) extension of the warranty period Note 1 Maximum warranty on selected Axis products is 1 Year (5 Years) including extended warranty. No possibility to extend total warranty beyond 1 Year (5 Years). Note 2 Extended warranty activation is done in four steps 1 – create | Ea |  | 1 Year (3 Years) | 59 | 5% | 56.05
10414 | Axis | 01064-001 | AXIS COMPANION EYE MINI L-Day/night full HD mini dome with flat-faced design for indoor use. Built-in IR illumination and WDR technology. Fixed lens with 103 HFOV. HDTV 1080p resolution at 30 fps. Video motion detection and corridor format. Power over Ethernet. For use only with A | Ea |  | 1 Year (3 Years) | 119 | 5% | 113.05
10415 | Axis | 01066-600 | EXT. WARRANTY AXIS Q6054 Mk II 60HZ-1 Year (2 Years) extension of the warranty period Note 1 Maximum warranty on selected Axis products is 1 Year (5 Years) including extended warranty. No possibility to extend total warranty beyond 1 Year (5 Years). Note 2 Extended warranty activation is done in four steps 1 – create | Ea |  | 1 Year (3 Years) | 189 | 5% | 179.55
10416 | Axis | 01068-600 | EXT. WARRANTY AXIS Q6054-E Mk II 60HZ-1 Year (2 Years) extension of the warranty period Note 1 Maximum warranty on selected Axis products is 1 Year (5 Years) including extended warranty. No possibility to extend total warranty beyond 1 Year (5 Years). Note 2 Extended warranty activation is done in four steps 1 – create | Ea |  | 1 Year (3 Years) | 229 | 5% | 217.55
10417 | Axis | 01070-004 | AXIS Q6124-E 60HZ-Lightfinder HDTV PTZ for outdoor as well as indoor use. HDTV 720p resolution in 60fps with 30x zoom and top performance. Perfect image quality in all directions without distortion. 130db WDR EIS automatic defog Advanced gate keeper. With its compact size | Ea |  | 1 Year (3 Years) | 2699 | 5% | 2564.05
10418 | Axis | 01071-001 | AXIS P3904-R Mk II M12-720p fixed dome onboard camera with female M12 D-coded connector. Equipped with 3.6mm F2.0 lens in ruggedized IP66/67 casing. Includes lens tool top cover tool allen key and drill template. | Ea |  | 1 Year (3 Years) | 449 | 5% | 426.55
10419 | Axis | 01071-021 | AXIS P3904-R MK II M12 BULK 10PCS-AXIS P3904-R MkII M12 in bulk 10-pack. 720p fixed dome onboard camera with female M12 D-coded connector. | Ea |  | 1 Year (3 Years) | 4265 | 5% | 4051.75
10420 | Axis | 01071-031 | AXIS P3904-R MK II M12 BULK 50PCS-AXIS P3904-R MkII M12 in bulk 50-pack. 720p fixed dome onboard camera with female M12 D-coded connector. | Ea |  | 1 Year (3 Years) | 21299 | 5% | 20234.05
10421 | Axis | 01071-600 | EXT. WARRANTY AXIS P3904-R Mk II M12-1 Year (2 Years) extension of the warranty period Note 1 Maximum warranty on selected Axis products is 1 Year (5 Years) including extended warranty. No possibility to extend total warranty beyond 1 Year (5 Years). Note 2 Extended warranty activation is done in four steps 1 – create | Ea |  | 1 Year (3 Years) | 29 | 5% | 27.55
10422 | Axis | 01072-001 | AXIS P3905-R Mk II-1080p fixed dome onboard camera with male RJ-45 network connector. Equipped with 3.6mm F2.0 lens in ruggedized IP66/67 casing. Includes lens tool top cover tool allen key and drill template. | Ea |  | 1 Year (3 Years) | 549 | 5% | 521.55
10423 | Axis | 01072-021 | AXIS P3905-R MK II BULK 10PCS-AXIS P3905-R MkII RJ45 in bulk 10-pack. 1080p fixed dome onboard camera with male RJ-45 network connector. | Ea |  | 1 Year (3 Years) | 5215 | 5% | 4954.25
10424 | Axis | 01072-031 | AXIS P3905-R MK II BULK 50 PCS-AXIS P3905-R MkII RJ45 in bulk 50-pack. 1080p fixed dome onboard camera with male RJ-45 network connector. | Ea |  | 1 Year (3 Years) | 25999 | 5% | 24699.05
10425 | Axis | 01072-041 | AXIS P3905-R MK II BAREBONE 10P-AXIS P3905-R Mk II RJ45 with no lens in bulk 10-pack. 1080p fixed dome onboard camera with male RJ-45 network connector. Lenses sold separately. Note Avoid installing lenses in dusty environments. To reduce the risk of dust falling into the sensor hold t | Ea |  | 1 Year (3 Years) | 5025 | 5% | 4773.75
10426 | Axis | 01072-600 | EXT. WARRANTY AXIS P3905-R Mk II-1 Year (2 Years) extension of the warranty period Note 1 Maximum warranty on selected Axis products is 1 Year (5 Years) including extended warranty. No possibility to extend total warranty beyond 1 Year (5 Years). Note 2 Extended warranty activation is done in four steps 1 – create | Ea |  | 1 Year (3 Years) | 34 | 5% | 32.3
10427 | Axis | 01073-001 | AXIS P3905-R Mk II M12-1080p fixed dome onboard camera with female M12 D-coded connector. Equipped with 3.6mm F2.0 lens in ruggedized IP66/67 casing. Includes lens tool top cover tool allen key and drill template. | Ea |  | 1 Year (3 Years) | 549 | 5% | 521.55
10428 | Axis | 01073-021 | AXIS P3905-R MK II M12 BULK 10 PCS-AXIS P3905-R MkII M12 in bulk 10-pack. 1080p fixed dome onboard camera with female M12 D-coded connector. | Ea |  | 1 Year (3 Years) | 5215 | 5% | 4954.25
10429 | Axis | 01073-031 | AXIS P3905-R MK II M12 BULK 50 PCS-AXIS P3905-R MkII M12 in bulk 50-pack. 1080p fixed dome onboard camera with female M12 D-coded connector. | Ea |  | 1 Year (3 Years) | 25999 | 5% | 24699.05
10430 | Axis | 01073-041 | AXIS P3905-R MK II M12 BAREBONE 10P-AXIS P3905-R Mk II M12 with no lens in bulk 10-pack. 1080p fixed dome onboard camera with female M12 D-coded connector. Lenses sold separately. Note Avoid installing lenses in dusty environments. To reduce the risk of dust falling into the sensor hold th | Ea |  | 1 Year (3 Years) | 5025 | 5% | 4773.75
10431 | Axis | 01073-600 | EXT. WARRANTY AXIS P3905-R Mk II M12-1 Year (2 Years) extension of the warranty period Note 1 Maximum warranty on selected Axis products is 1 Year (5 Years) including extended warranty. No possibility to extend total warranty beyond 1 Year (5 Years). Note 2 Extended warranty activation is done in four steps 1 – create | Ea |  | 1 Year (3 Years) | 33 | 5% | 31.35
10432 | Axis | 01074-001 | AXIS P3915-R Mk II-1080p fixed dome onboard camera with male RJ-45 network connector and support for audio and I/O. Equipped with 3.6mm F2.0 lens in ruggedized IP66/67 casing. Includes lens tool top cover tool allen key and drill template. | Ea |  | 1 Year (3 Years) | 599 | 5% | 569.05
10433 | Axis | 01074-021 | AXIS P3915-R MK II BULK 10 PCS-AXIS P3915-R MkII RJ45 in bulk 10-pack. 1080p fixed dome onboard camera with male RJ-45 network connector and support for audio and I/O. | Ea |  | 1 Year (3 Years) | 5690 | 5% | 5405.5
10434 | Axis | 01074-031 | AXIS P3915-R MK II BULK 50 PCS-AXIS P3915-R MkII RJ45 in bulk 50-pack. 1080p fixed dome onboard camera with male RJ-45 network connector and support for audio and I/O. | Ea |  | 1 Year (3 Years) | 28399 | 5% | 26979.05
10435 | Axis | 01074-600 | EXT. WARRANTY AXIS P3915-R Mk II-1 Year (2 Years) extension of the warranty period Note 1 Maximum warranty on selected Axis products is 1 Year (5 Years) including extended warranty. No possibility to extend total warranty beyond 1 Year (5 Years). Note 2 Extended warranty activation is done in four steps 1 – create | Ea |  | 1 Year (3 Years) | 36 | 5% | 34.2
10436 | Axis | 01075-001 | AXIS P3915-R Mk II M12-1080p fixed dome onboard camera with female M12 D-coded connector and support for audio and I/O. Equipped with 3.6mm F2.0 lens in ruggedized IP66/67 casing. Includes lens tool top cover tool allen key and drill template. | Ea |  | 1 Year (3 Years) | 599 | 5% | 569.05
10437 | Axis | 01075-021 | AXIS P3915-R MK II M12 BULK 10 PCS-AXIS P3915-R MkII M12 in bulk 10-pack. 1080p fixed dome onboard camera with female M12 D-coded connector and support for audio and I/O. | Ea |  | 1 Year (3 Years) | 5690 | 5% | 5405.5
10438 | Axis | 01075-031 | AXIS P3915-R MK II M12 BULK 50 PCS-AXIS P3915-R MkII M12 in bulk 50-pack. 1080p fixed dome onboard camera with female M12 D-coded connector and support for audio and I/O. | Ea |  | 1 Year (3 Years) | 28399 | 5% | 26979.05
10439 | Axis | 01075-600 | EXT WAR AXIS P3915-R Mk II M12-1 Year (2 Years) extension of the warranty period Note 1 Maximum warranty on selected Axis products is 1 Year (5 Years) including extended warranty. No possibility to extend total warranty beyond 1 Year (5 Years). Note 2 Extended warranty activation is done in four steps 1 – create | Ea |  | 1 Year (3 Years) | 36 | 5% | 34.2
10440 | Axis | 01078-001 | AXIS P3904-R Mk II-720p fixed dome onboard camera with male RJ-45 network connector. Equipped with 3.6mm F2.0 lens in ruggedized IP66/67 casing. Includes lens tool top cover tool allen key and drill template. | Ea |  | 1 Year (3 Years) | 449 | 5% | 426.55
10441 | Axis | 01078-021 | AXIS P3904-R MK II BULK 10PCS-AXIS P3904-R MkII RJ45 in bulk 10-pack. 720p fixed dome onboard camera with male RJ-45 network connector. | Ea |  | 1 Year (3 Years) | 4265 | 5% | 4051.75
10442 | Axis | 01078-031 | AXIS P3904-R MK II BULK 50 PCS-AXIS P3904-R MkII RJ45 in bulk 50-pack. 720p fixed dome onboard camera with male RJ-45 network connector. | Ea |  | 1 Year (3 Years) | 21299 | 5% | 20234.05
10443 | Axis | 01078-600 | EXT. WARRANTY AXIS P3904-R Mk II-1 Year (2 Years) extension of the warranty period Note 1 Maximum warranty on selected Axis products is 1 Year (5 Years) including extended warranty. No possibility to extend total warranty beyond 1 Year (5 Years). Note 2 Extended warranty activation is done in four steps 1 – create | Ea |  | 1 Year (3 Years) | 29 | 5% | 27.55
10444 | Axis | 01079-001 | AXIS M5054-Ceiling-mount mini PTZ dome camera with 5x Optical zoom and autofocusing HDTV 720p 1280x720 25/30fps in H.264 with Zipstream and Motion JPEG. IP51 protection against dust and water. Basic analytics are included. Only PoE midspan not included. Surface ceil | Ea |  | 1 Year (3 Years) | 499 | 5% | 474.05
10445 | Axis | 01085-001 | AXIS T92G20 OUTDOOR HOUSING-Outdoor PoE camera housing with IR illumination window camera heaters and fan. Compatible with AXIS Q1645 and AXIS Q1647. Polycarbonate sunshield aluminum wall mount and torx screwdriver included. | Ea |  | 1 Year (3 Years) | 479 | 5% | 455.05
10446 | Axis | 01092-001 | XF40-Q2901 CSA 8.3FPS 19MM -40C-Explosion-protected 316L stainless steel Temperature Alarm Camera certified for hazardous areas according to CSA. Certification part code 1410-TI-50. The product contains U.S.-origin controlled technology/component the US Export Administration Regulation | Ea |  | 1 Year (3 Years) | 18999 | 5% | 18049.05
10447 | Axis | 01101-001 | XP40-Q1942 CSA 8.3FPS 19MM -40C-Explosion-protected 316L stainless steel PT Thermal Network Camera certified for hazardous areas according to CSA. Certification part code 1410-10-TI-50/2420-01. Oxalis explosion-protected housing with one M20 cable entry and Axis Thermal Network Camera | Ea |  | 1 Year (3 Years) | 24999 | 5% | 23749.05
10448 | Axis | 01107-004 | AXIS M5065 US-Ceiling-mount mini PTZ dome camera with 5x Optical zoom and autofocusing HDTV 1080p 1920x1080 30fps in H.264 with Zipstream and Motion JPEG. IP51 protection against dust and water. Basic analytics are included. Only PoE midspan not included. Surface ceili | Ea |  | 1 Year (3 Years) | 599 | 5% | 569.05
10449 | Axis | 01107-600 | EXT. WARRANTY AXIS M5065-1 Year (2 Years) extension of the warranty period Note 1 Maximum warranty on selected Axis products is 1 Year (5 Years) including extended warranty. No possibility to extend total warranty beyond 1 Year (5 Years). Note 2 Extended warranty activation is done in four steps 1 – create | Ea |  | 1 Year (3 Years) | 49 | 5% | 46.55
10450 | Axis | 01109-001 | AXIS P1368-E-Outdoor 4K Ultra HD 8MP camera day/night fixed box camera providing Forensic WDR and Lightfinder for demanding light conditions. Includes an IR corrected varifocal 2.8-8.5 mm F1.2 i-CS lens with P-Iris remote zoom and focus for installation camera also su | Ea |  | 1 Year (3 Years) | 1099 | 5% | 1044.05
10451 | Axis | 01109-031 | AXIS P1368-E BAREBONE-AXIS P1368-E Barebone. No lens. Midspan not included | Ea |  | 1 Year (3 Years) | 999 | 5% | 949.05
10452 | Axis | 01109-600 | EXT. WARRANTY AXIS P1368-E-1 Year (2 Years) extension of the warranty period Note 1 Maximum warranty on selected Axis products is 1 Year (5 Years) including extended warranty. No possibility to extend total warranty beyond 1 Year (5 Years). Note 2 Extended warranty activation is done in four steps 1 – create | Ea |  | 1 Year (3 Years) | 69 | 5% | 65.55
10453 | Axis | 01111-001 | XF40-Q1765 -50C UL-Explosion-protected 316L stainless steel fixed network camera certified for hazardous areas according to UL. Certification part code Oxalis-UL1410-15. Oxalis explosion-protected housing with three 3/4 NPT cable entries Axis 1080p HDTV camera inside with 1 | Ea |  | 1 Year (3 Years) | 7899 | 5% | 7504.05
10454 | Axis | 01113-001 | XP40-Q1765 -50C UL-Explosion-protected 316L stainless steel PTZ network camera certified for hazardous areas according to UL. Certification part code Oxalis-UL1410-25/UL2420-01. Oxalis explosion-protected housing with 3/4 NPT cable entries Axis 1080p HDTV camera inside with | Ea |  | 1 Year (3 Years) | 20699 | 5% | 19664.05
10455 | Axis | 01115-001 | AXIS COMPANION BULLET MINI LE-Day/night outdoor-ready full HD bullet-style camera. Built-in IR illumination and WDR technology. Fixed lens with 103 HFOV. HDTV 1080p resolution at 30 fps. Video motion detection and corridor format. Power over Ethernet. Operating conditions -20 C to 50 | Ea |  | 1 Year (3 Years) | 149 | 5% | 141.55
10456 | Axis | 01116-001 | AXIS M3046-V 1.8MM-Ultra-compact indoor fixed mini dome with dust- and vandal-resistant casing for easy mounting on wall or ceiling. Fixed 1.8mm lens. Multiple individually configurable H.264 and Motion JPEG streams max 3 MP at 30 fps with WDR. HDMI output micro. Axis Zipst | Ea |  | 1 Year (3 Years) | 369 | 5% | 350.55
10457 | Axis | 01116-600 | EXT. WARRANTY AXIS M3046-V 1.8MM-1 Year (2 Years) extension of the warranty period Note 1 Maximum warranty on selected Axis products is 1 Year (5 Years) including extended warranty. No possibility to extend total warranty beyond 1 Year (5 Years). Note 2 Extended warranty activation is done in four steps 1 – create | Ea |  | 1 Year (3 Years) | 23 | 5% | 21.85
10458 | Axis | 01118-001 | AXIS Q1659 55-250MM F/4-5.6-Professional photography meets video surveillance AXIS Q1659 Network Camera offers ultra-high image resolution for surveillance in superb detail at 8 frames per second achieving unprecedented levels of detail for observing open spaces and across long dis | Ea |  | 1 Year (3 Years) | 5199 | 5% | 4939.05
10459 | Axis | 01118-600 | EXT. WARRANTY AXIS Q1659 55-250MM F/4-5.6-1 Year (2 Years) extension of the warranty period Note 1 Maximum warranty on selected Axis products is 1 Year (5 Years) including extended warranty. No possibility to extend total warranty beyond 1 Year (5 Years). Note 2 Extended warranty activation is done in four steps 1 – create | Ea |  | 1 Year (3 Years) | 519 | 5% | 493.05
10460 | Axis | 01119-001 | AXIS Q8641-E 35MM 30 FPS 24V-High accuracy outdoor PT positioning thermal camera. 384x288 resolution 30 fps and 35 mm lens with 10.5 angle of view. It supports Electronic Image Stabilization Zipstream ONVIF H.264 and local storage. It includes Video motion detection shock detection a | Ea |  | 1 Year (3 Years) | 5799 | 5% | 5509.05
10461 | Axis | 01119-600 | EXT. WARR AXIS Q8641-E 35MM 30 FPS 24V-1 Year (2 Years) extension of the warranty period Note 1 Maximum warranty on selected Axis products is 1 Year (5 Years) including extended warranty. No possibility to extend total warranty beyond 1 Year (5 Years). Note 2 Extended warranty activation is done in four steps 1 – create | Ea |  | 1 Year (3 Years) | 469 | 5% | 445.55
10462 | Axis | 01121-001 | AXIS Q8642-E 60MM 30 FPS 24V-High accuracy outdoor PT positioning thermal camera. 640x480 resolution 30 fps and 60 mm lens with 10angle of view. It supports Electronic Image Stabilization Zipstream ONVIF H.264 and local storage. It includes Video motion detection shock detection and | Ea |  | 1 Year (3 Years) | 9499 | 5% | 9024.05
10463 | Axis | 01121-600 | EXT. WARR AXIS Q8642-E 60MM 30 FPS 24V-1 Year (2 Years) extension of the warranty period Note 1 Maximum warranty on selected Axis products is 1 Year (5 Years) including extended warranty. No possibility to extend total warranty beyond 1 Year (5 Years). Note 2 Extended warranty activation is done in four steps 1 – create | Ea |  | 1 Year (3 Years) | 759 | 5% | 721.05
10464 | Axis | 01124-001 | XF60-Q1765 -50C 110V UL-Explosion-protected 316L stainless steel fixed network camera certified for hazardous areas according to UL. Certification part code Oxalis-UL2410-02. Oxalis explosion-protected housing with three 3/4 NPT cable entries Axis 1080p HDTV camera inside with | Ea |  | 1 Year (3 Years) | 8399 | 5% | 7979.05
10465 | Axis | 01126-001 | XP40-Q1765 -50C 110V UL-Explosion-protected 316L stainless steel PTZ network camera certified for hazardous areas according to UL. Certification part code Oxalis-UL1410-25/UL2420-01. Oxalis explosion-protected housing with 3/4 NPT cable entries Axis 1080p HDTV camera inside with | Ea |  | 1 Year (3 Years) | 20999 | 5% | 19949.05
10466 | Axis | 01128-001 | XF40-Q2901 CSA 8.3FPS 19MM -60C-Explosion-protected 316L stainless steel Temperature Alarm Camera certified for hazardous areas according to CSA. Certification part code 1410-TI-50. The product contains U.S.-origin controlled technology/component the US Export Administration Regulation | Ea |  | 1 Year (3 Years) | 19599 | 5% | 18619.05
10467 | Axis | 01133-001 | XF40-Q2901 UL 8.3FPS 19MM -50C-Explosion-protected 316L stainless steel Temperature Alarm Camera certified for hazardous areas according to UL. Certification part code OXALIS-UL1410-TI-50. The product contains U.S.-origin controlled technology/component the US Export Administration Reg | Ea |  | 1 Year (3 Years) | 20999 | 5% | 19949.05
10468 | Axis | 01135-001 | XF60-Q2901 UL 8.3FPS 19MM -50C 110V-Explosion-protected 316L stainless steel Temperature Alarm Camera certified for hazardous areas according to UL. Certification part code OXALIS-UL2410-TI-50. The product contains U.S.-origin controlled technology/component the US Export Administration Reg | Ea |  | 1 Year (3 Years) | 21799 | 5% | 20709.05
10469 | Axis | 01137-001 | XP40-Q1942 CSA 8.3FPS 19MM -60C-Explosion-protected 316L stainless steel PT Thermal Network Camera certified for hazardous areas according to CSA. Certification part code 1410-10-TI-50/2420-01. Oxalis explosion-protected housing with one M20 cable entry and Axis Thermal Network Camera i | Ea |  | 1 Year (3 Years) | 25999 | 5% | 24699.05
10470 | Axis | 01142-001 | XP40-Q1942 UL 8.3FPS 19MM -50C-Explosion-protected 316L stainless steel PT Thermal Network camera certified for hazardous areas according to UL. Certification part code UL1410-10-TI-50/UL2420-01. Oxalis explosion-protected housing with two 3/4 NPT cable entries and Axis Thermal Network | Ea |  | 1 Year (3 Years) | 29499 | 5% | 28024.05
10471 | Axis | 01144-001 | XP40-Q1942 UL 8.3FPS 19MM -50C 110V-Explosion-protected 316L stainless steel PT Thermal Network Camera certified for hazardous areas according to UL. Certification part code OXALIS-UL2410-TI-50. Oxalis explosion-protected housing with two 3/4 NPT cable entries and Axis Thermal Network Camer | Ea |  | 1 Year (3 Years) | 29999 | 5% | 28499.05
10472 | Axis | 01146-001 | AXIS M5525-E 60HZ-Discreet PTZ with HDTV 1080p 1920x1080 10x optical zoom automatic day/night and autofocus. Continues 360 pan. WDR- Forensic Capture IP66 PoE and 24V. 30fps in H.264 and Motion JPEG Zipstream Scene profiles two-way audio 4 I/O. Surface mount or Axis PTZ st | Ea |  | 1 Year (3 Years) | 999 | 5% | 949.05
10473 | Axis | 01146-600 | EXT. WARRANTY AXIS M5525-E 60HZ-1 Year (2 Years) extension of the warranty period Note 1 Maximum warranty on selected Axis products is 1 Year (5 Years) including extended warranty. No possibility to extend total warranty beyond 1 Year (5 Years). Note 2 Extended warranty activation is done in four steps 1 – create | Ea |  | 1 Year (3 Years) | 80 | 5% | 76
10474 | Axis | 01147-011 | AXIS PEOPLE COUNTER E-LICENSE-AXIS People Counter is a cost-efficient and scalable video analytics application for people counting. This business-improving application installed on a network camera enables accurate monitoring and analysis of customer flows. It is ideal for e.g. quick | Ea |  | 1 Year (3 Years) | 379 | 5% | 360.05
10475 | Axis | 01147-021 | AXIS 3D PEOPLE COUNTER E-LICENSE-AXIS 3D People Counter is a cost-efficient and scalable video analytics application for people counting in challenging conditions. This business-improving application installed on a compatible network camera enables precise monitoring and analysis of cust | Ea |  | 1 Year (3 Years) | 379 | 5% | 360.05
10476 | Axis | 01147-031 | AXIS QUEUE MONITOR E-LICENSE-AXIS Queue Monitor is a cost-efficient and scalable video analytics application for queue measurement and analysis. This application installed on a network camera provides statistics about queue duration and queue fluctuations over the course of the day f | Ea |  | 1 Year (3 Years) | 459 | 5% | 436.05
10477 | Axis | 01147-051 | AXIS OCCUPANCY ESTIMATOR E-LICENSE-AXIS Occupancy Estimator is a cost-efficient and scalable video analytics application for gathering and analyzing occupancy data. This application installed on a network camera is a valuable tool for improving service planning in places like shopping mall | Ea |  | 1 Year (3 Years) | 429 | 5% | 407.55
10478 | Axis | 01147-071 | AXIS TAILGATING DETECTOR E-LICENSE-AXIS Tailgating Detector is a cost-efficient video analytics application for ensuring that only one person at a time is entering in an automated access control system. Preventing unauthorized entering the camera-integrated application is ideal for subways | Ea |  | 1 Year (3 Years) | 429 | 5% | 407.55
10479 | Axis | 01147-081 | AXIS DIRECTION DETECTOR E-LICENSE-AXIS Direction Detector is a cost-efficient and scalable video analytics application for detecting people moving in the wrong direction. This camera-integrated application reduces the need for physical barriers or extra staff in for example retail stores | Ea |  | 1 Year (3 Years) | 429 | 5% | 407.55
10480 | Axis | 01147-091 | AXIS RANDOM SELECTOR E-LICENSE-AXIS Random Selector is a camera-integrated video analytics application for randomly singling out individuals for inspection. The application eliminates any bias in the selection and inspection of for instance employees leaving a store and may thereby red | Ea |  | 1 Year (3 Years) | 429 | 5% | 407.55
10481 | Axis | 01147-101 | AXIS STORE DATA MANAGER 10CH BASE E-LICENSE-AXIS Store Data Manager is a server side tool that is used to collect and arrange analytics data from retail analytics-enabled cameras. | Ea |  | 1 Year (3 Years) | 499 | 5% | 474.05
10482 | Axis | 01147-111 | AXIS STORE DATA MANAGER 1CH ADD-ON E-LICENSE-AXIS Store Data Manager is a server side tool that is used to collect and arrange analytics data. This article is for additional channels to be added to AXIS Store Data Mgr 10P Core | Ea |  | 1 Year (3 Years) | 29 | 5% | 27.55
10483 | Axis | 01148-001 | AXIS T8129-E OUTDOOR POE EXTENDER-AXIS T8129-E Outdoor PoE Extender repeats the data signal and PoE to the camera. AXIS T8129-E is PoE compliant with all Axis cameras and does not require an additional power supply. The maximum total distance between switch and camera depends on the power | Ea |  | 1 Year (3 Years) | 299 | 5% | 284.05
10484 | Axis | 01149-001 | AXIS T91M47 POLE MOUNT-Pole mount for our outdoor midspans and switch. | Ea |  | 1 Year (3 Years) | 59 | 5% | 56.05
10485 | Axis | 01150-001 | AXIS T94B05L RECESSED MOUNT-Indoor recessed mount for drop ceiling installation. The aluminum casing makes it suitable for use in air handling spaces. Compatible with AXIS M3044-V/M3045-V/M3046-V/M3047-V/M3048-V. | Ea |  | 1 Year (3 Years) | 69 | 5% | 65.55
10486 | Axis | 01151-001 | AXIS M3015-Ultra-discreet indoor fixed mini dome for recessed mounting in ceiling or wall. Fixed lens. Multiple individually configurable H.264 H.265 and Motion JPEG streams max HDTV 1080p at 30 fps with WDR. Axis Zipstream technology for reduced bandwidth and stora | Ea |  | 1 Year (3 Years) | 269 | 5% | 255.55
10487 | Axis | 01151-600 | EXT WAR AXIS M3015-1 Year (2 Years) extension of the warranty period Note 1 Maximum warranty on selected Axis products is 1 Year (5 Years) including extended warranty. No possibility to extend total warranty beyond 1 Year (5 Years). Note 2 Extended warranty activation is done in four steps 1 – create | Ea |  | 1 Year (3 Years) | 17 | 5% | 16.15
10488 | Axis | 01152-001 | AXIS M3016-Ultra-discreet indoor fixed mini dome for recessed mounting in ceiling or wall. Fixed lens. Multiple individually configurable H.264 H.265 and Motion JPEG streams max 3 MP at 30 fps with WDR. Axis Zipstream technology for reduced bandwidth and storage nee | Ea |  | 1 Year (3 Years) | 369 | 5% | 350.55
10489 | Axis | 01152-600 | EXT WAR AXIS M3016-1 Year (2 Years) extension of the warranty period Note 1 Maximum warranty on selected Axis products is 1 Year (5 Years) including extended warranty. No possibility to extend total warranty beyond 1 Year (5 Years). Note 2 Extended warranty activation is done in four steps 1 – create | Ea |  | 1 Year (3 Years) | 23 | 5% | 21.85
10490 | Axis | 01153-001 | AXIS M30 CASING B WHITE 5P-Original white casing for AXIS M3047/48-P. 5 pcs. | Ea |  | 1 Year (3 Years) | 79 | 5% | 75.05
10491 | Axis | 01154-001 | AXIS T8144 60W INDUSTRIAL MIDSPAN-Industrial midspan with extended temperature range PoE 60W and dual DC 12/24 V DC power input for redundancy. Operating temperature -40 to 75 degC or -40 to 167 F. DIN and wall mount included. | Ea |  | 1 Year (3 Years) | 249 | 5% | 236.55
10492 | Axis | 01155-001 | AXIS T94K02L RECESSED MOUNT-Indoor recessed mount compatible with mid-size indoor dome cameras such as AXIS P32-V/-LV AXIS P33/-V and AXIS Q35-V/-LV series. Suitable for indoor installations in plenum spaces. | Ea |  | 1 Year (3 Years) | 79 | 5% | 75.05
10493 | Axis | 01156-001 | AXIS T94M02L RECESSED MOUNT-Outdoor recessed mount for mid-size outdoor dome cameras such as AXIS P32-VE/-LVE P33-VE/-LVE and Q35-VE/-LVE series. Suitable for outdoor installations in roof overhangs and soffits. Also suitable for indoor installations in plenum spaces. | Ea |  | 1 Year (3 Years) | 109 | 5% | 103.55
10494 | Axis | 01157-001 | AXIS Q35-LV SKIN COVER A BLACK 5P-Skin covers in black compatible with AXIS Q35-LV indoor cameras. Simple to repaint in other colours and prevents unwanted access to the cameras screws. Black in color. 5 pieces per pack. | Ea |  | 1 Year (3 Years) | 79 | 5% | 75.05
10495 | Axis | 01158-001 | AXIS Q35-VE SKIN COVER A BLACK 5P-Skin covers in black compatible with AXIS Q35-VE/-LVE outdoor cameras. Simple to repaint in other colours and prevents unwanted access to the cameras screws. Black in color. 5 pieces per pack. | Ea |  | 1 Year (3 Years) | 79 | 5% | 75.05
10496 | Axis | 01159-001 | AXIS T94B02D PENDANT KIT 10PCS-Pendant kit for wall mount or ceiling mount. Compatible with Axis mounting accessories with 1.5 NPS thread. 3/4 threaded pipes can also be used with a nut for securing. Compatible with the small form factor of AXIS M20 M31-LV/-LVE M30-V/-WV and Companion | Ea |  | 1 Year (3 Years) | 199 | 5% | 189.05
10497 | Axis | 01160-001 | AXIS T6101 AUDIO AND I/O INTERFACE-AXIS T6101 Audio and I/O Interface enabling two-way audio and configurable supervised inputs / digital outputs for Axis cameras that do not have such functionality built-in. Powered by standard Power over Ethernet no midspan included. Allows the connected | Ea |  | 1 Year (3 Years) | 99 | 5% | 94.05
10498 | Axis | 01160-600 | EXT WAR AXIS T6101 AUDIO AND I/O IF-1 Year (2 Years) extension of the warranty period Note 1 Maximum warranty on selected Axis products is 1 Year (5 Years) including extended warranty. No possibility to extend total warranty beyond 1 Year (5 Years). Note 2 Extended warranty activation is done in four steps 1 – create | Ea |  | 1 Year (3 Years) | 6 | 5% | 5.7
10499 | Axis | 01161-001 | AXIS Q1785-LE-Robust outdoor 2 MP/HDTV day/night fixed bullet camera with 32x optical zoom. Multiple individually configurable H.264 and Motion JPEG streams max HDTV 1080p /2MP resolution at 50/60 fps. Forensic WDR and Lightfinder for demanding light conditions and Axi | Ea |  | 1 Year (3 Years) | 1199 | 5% | 1139.05
10500 | Axis | 01161-600 | EXT WAR AXIS Q1785-LE-1 Year (2 Years) extension of the warranty period Note 1 Maximum warranty on selected Axis products is 1 Year (5 Years) including extended warranty. No possibility to extend total warranty beyond 1 Year (5 Years). Note 2 Extended warranty activation is done in four steps 1 – create | Ea |  | 1 Year (3 Years) | 72 | 5% | 68.4
10501 | Axis | 01162-001 | AXIS Q1786-LE-Robust outdoor 4 MP/Quad HD1440p day/night fixed bullet camera with 32x optical zoom. Multiple individually configurable H.264 and Motion JPEG streams max HDTV 1440p /4MP resolution at 50/60 fps. Forensic WDR and Lightfinder for demanding light conditions | Ea |  | 1 Year (3 Years) | 1399 | 5% | 1329.05
10502 | Axis | 01162-600 | EXT WAR AXIS Q1786-LE-1 Year (2 Years) extension of the warranty period Note 1 Maximum warranty on selected Axis products is 1 Year (5 Years) including extended warranty. No possibility to extend total warranty beyond 1 Year (5 Years). Note 2 Extended warranty activation is done in four steps 1 – create | Ea |  | 1 Year (3 Years) | 84 | 5% | 79.8
10503 | Axis | 01164-001 | AXIS T91B47 100-410MM-AXIS T91B47 Pole Mount for indoor and outdoor installations for poles with diameter between 100-410 mm 4-16”. Includes 1 pair of AXIS Stainless Steel Straps 1450mm 57 with TX30 screw interface for ease-of-installation. AXIS T91B47 is directly compatible w | Ea |  | 1 Year (3 Years) | 85 | 5% | 80.75
10504 | Axis | 01165-001 | AXIS T91B47 50-150MM-AXIS T91B47 Pole Mount for indoor and outdoor installations for poles with diameter between 50-150mm 2-6. Includes 1 pair of AXIS Stainless Steel Straps 570mm 22.5 with TX30 screw interface for ease-of-installation. AXIS T91B47 is directly compatible with | Ea |  | 1 Year (3 Years) | 75 | 5% | 71.25
10505 | Axis | 01168-001 | AXIS P1290-E 4 MM 8.3 FPS-AXIS P1290-E Thermal Network Camera is a modular thermal camera based on a small-sized main unit AXIS P12 Thermal and an outdoor ready thermal sensor unit with a 12 m/ 39.4ft cable and dome casing. The product contains U.S.-origin controlled technology/c | Ea |  | 1 Year (3 Years) | 849 | 5% | 806.55
10506 | Axis | 01168-600 | EXT WAR AXIS P1290-E 4 MM 8.3 FPS-1 Year (2 Years) extension of the warranty period Note 1 Maximum warranty on selected Axis products is 1 Year (5 Years) including extended warranty. No possibility to extend total warranty beyond 1 Year (5 Years). Note 2 Extended warranty activation is done in four steps 1 – create | Ea |  | 1 Year (3 Years) | 54 | 5% | 51.3
10507 | Axis | 01169-001 | POWER SUPPLY DIN CP-D 24/4.2 100 W-DIN power supply. 24V DC 4.2 A. For use in AXIS Surveillance Cabinets to power cameras media converters etc. | Ea |  | 1 Year (3 Years) | 149 | 5% | 141.55
10508 | Axis | 01170-001 | POWER SUPPLY PS24 240 W-24V DC power supply with 240 W output power. | Ea |  | 1 Year (3 Years) | 229 | 5% | 217.55
10509 | Axis | 01171-001 | EX WALL MOUNT XF60-Electro-polished 316L stainless steel wall mount for XF60 designed for onshore offshore marine and heavy industrial applications. Can also be used in conjunction with Ex pole mount XF40 for pole mounting. It features a swivel movement of pan 90 and tilt 6 | Ea |  | 1 Year (3 Years) | 999 | 5% | 949.05
10510 | Axis | 01172-001 | AXIS T94P01L RECESSED MOUNT-Indoor and outdoor recessed mount for AXIS M55 Series. Suitable for air-handling spaces in indoor installations as the enclosure is made of metal and has a 3/4 M25 conduit hole for protected cable-routing. UL-approved. | Ea |  | 1 Year (3 Years) | 99 | 5% | 94.05
10511 | Axis | 01173-004 | AXIS S9101-Compact Desktop Terminal with micro form factor to be used with AXIS S1032 or AXIS S1048 recording servers. The terminal is preloaded with AXIS Camera Station software and all other necessary software e.g. Windows 10IoT. Includes three year hardware warra | Ea |  | 1 Year (3 Years) | 1399 | 5% | 1329.05
10512 | Axis | 01173-600 | EXT WAR AXIS S9101-1 Year (2 Years) extension of the warranty period Note 1 Maximum warranty on selected Axis products is 1 Year (5 Years) including extended warranty. No possibility to extend total warranty beyond 1 Year (5 Years). Note 2 Extended warranty activation is done in four steps 1 – create | Ea |  | 1 Year (3 Years) | 210 | 5% | 199.5
10513 | Axis | 01174-004 | AXIS S9201-All-in-one Desktop Terminal with a 22 inch monitor for system overview to be used with AXIS S1032 or AXIS S1048 recording servers. The terminal is preloaded with AXIS Camera Station software and all other necessary software e.g. Windows 10IoT. Includes th | Ea |  | 1 Year (3 Years) | 1549 | 5% | 1471.55
10514 | Axis | 01175-001 | AXIS ACI CONDUIT COVER A 10PCS-Spare part plastic side covers for compatible AXIS T91- and AXIS T94- series of mounting accessories. 10 pcs per pack. | Ea |  | 1 Year (3 Years) | 19 | 5% | 18.05
10515 | Axis | 01177-001 | AXIS M3057-PLVE-360/180 fixed dome with 6 MP sensor and support for Forensic WDR Lightfinder and OptimizedIR illumination. Vandal-resistant casing in flat design for outdoor or indoor installation. Provides complete 360 overview in up to 30 fps with WDR and 60 fps with W | Ea |  | 1 Year (3 Years) | 649 | 5% | 616.55
10516 | Axis | 01177-600 | EXT WAR AXIS M3057-PLVE-1 Year (2 Years) extension of the warranty period Note 1 Maximum warranty on selected Axis products is 1 Year (5 Years) including extended warranty. No possibility to extend total warranty beyond 1 Year (5 Years). Note 2 Extended warranty activation is done in four steps 1 – create | Ea |  | 1 Year (3 Years) | 39 | 5% | 37.05
10517 | Axis | 01178-001 | AXIS M3058-PLVE-360/180 fixed dome with 12 MP sensor and support for Forensic WDR Lightfinder and OptimizedIR illumination. Vandal-resistant casing in flat design for outdoor or indoor installation. Provides complete 360 overview in up to 20 fps with WDR and 30 fps with | Ea |  | 1 Year (3 Years) | 849 | 5% | 806.55
10518 | Axis | 01178-600 | EXT WAR AXIS M3058-PLVE-1 Year (2 Years) extension of the warranty period Note 1 Maximum warranty on selected Axis products is 1 Year (5 Years) including extended warranty. No possibility to extend total warranty beyond 1 Year (5 Years). Note 2 Extended warranty activation is done in four steps 1 – create | Ea |  | 1 Year (3 Years) | 51 | 5% | 48.45
10519 | Axis | 01179-001 | AXIS Q35 WEATHERSHIELD KIT A-Original weathershield for AXIS Q35-LVE network camera series. Screws and gasket included. | Ea |  | 1 Year (3 Years) | 24 | 5% | 22.8
10520 | Axis | 01180-001 | AXIS Q35 CLEAR DOME A 5PCS-Standard clear dome with anti-scratch hard coating. Compatible with AXIS Q3517-LV/-LVE. 5x domes per pack. | Ea |  | 1 Year (3 Years) | 199 | 5% | 189.05
10521 | Axis | 01181-001 | AXIS T99 ILLUMINATOR BRACKET KIT A-Bracket kit for installing a pair of compatible illuminators to Axis positioning cameras and positioning units. Designed for use with AXIS Q8685-E and AXIS T99A10. Compatible with selected T90 white-LED and IR-LED illuminators. Includes fitting brackets i | Ea |  | 1 Year (3 Years) | 199 | 5% | 189.05
10522 | Axis | 01182-001 | RJ12 PLUG SHIELDED 10 PCS-Shielded RJ12 connectors for use with AXIS modular cameras. 10-pack. | Ea |  | 1 Year (3 Years) | 29 | 5% | 27.55
10523 | Axis | 01183-001 | AXIS Q35 SMOKED DOME A 5PCS-Smoked dome with anti-scratch hard coating. Compatible with AXIS Q3517-LV/-LVE. 5x domes per pack. | Ea |  | 1 Year (3 Years) | 199 | 5% | 189.05
10524 | Axis | 01185-001 | AXIS T94B02D PENDANT KIT BLACK-Pendant kit for wall mount or ceiling mount in black. Compatible with Axis mounting accessories with 1.5 NPS thread. 3/4 threaded pipes can also be used with a nut for securing. Compatible with the small form factor of AXIS M20 M31-LV/-LVE M30-V/-WV and C | Ea |  | 1 Year (3 Years) | 29 | 5% | 27.55
10525 | Axis | 01186-004 | AXIS T8705 VIDEO DECODER-Network Video Decoder for easy display of video from IP cameras on big screens. With the 1080p HDMI output Ethernet input and compact size it is very easy to setup and use. It can display the video both as sequence or multimode and with the integrated VAP | Ea |  | 1 Year (3 Years) | 299 | 5% | 284.05
10526 | Axis | 01186-600 | EXT. WARRANTY AXIS T8705 VIDEO DECODER-1 Year (2 Years) extension of the warranty period Note 1 Maximum warranty on selected Axis products is 1 Year (5 Years) including extended warranty. No possibility to extend total warranty beyond 1 Year (5 Years). Note 2 Extended warranty activation is done in four steps 1 – create | Ea |  | 1 Year (3 Years) | 19 | 5% | 18.05
10527 | Axis | 01189-001 | AXIS T91B53 TELESCOPIC CEIL MNT 2P-Twin-pack bulk. Includes 2x indoor telescopic ceiling mounts extendable between 1m to 1.8m 3.2 to 6ft at 10cm 4 intervals. Compatible with Axis pendant kits and camera holder with 3/4 conduit interface. Suitable for vertical and horizontal mounting. | Ea |  | 1 Year (3 Years) | 169 | 5% | 160.55
10528 | Axis | 01190-001 | AXIS T94S01P CONDUIT BACK BOX-Outdoor-ready impact resistant IK10 back box with sealed compartment IP66/67 for secure storage of connectivity devices. 3/4 / M25 conduit interface from both side and back. Can be mounted directly behind a wide range of Axis network cameras. Includes a n | Ea |  | 1 Year (3 Years) | 119 | 5% | 113.05
10529 | Axis | 01191-004 | AXIS T8508 POE+ NETWORK SWITCH-PoE managed fanless gigabit network switch optimized for Axis network products. 2 SFP/RJ45 uplink ports and 8 PoE ports with 130W power supply. Built in DCHP server for plug-and-play camera setup. Easy system configuration for effective installation of Ax | Ea |  | 1 Year (3 Years) | 399 | 5% | 379.05
10530 | Axis | 01191-004 | AXIS T8508 POE+ NETWORK SWITCH-PoE managed fanless gigabit network switch optimized for Axis network products. 2 SFP/RJ45 uplink ports and 8 PoE ports with 130W power supply. Built in DCHP server for plug-and-play camera setup. Easy system configuration for effective installation of Ax | Ea |  | 1 Year (3 Years) | 399 | 5% | 379.05
10531 | Axis | 01191-600 | EXT WAR AXIS T8508 POE+ NET SWITCH-1 Year (2 Years) extension of the warranty period Note 1 Maximum warranty on selected Axis products is 1 Year (5 Years) including extended warranty. No possibility to extend total warranty beyond 1 Year (5 Years). Note 2 Extended warranty activation is done in four steps 1 – create | Ea |  | 1 Year (3 Years) | 24 | 5% | 22.8
10532 | Axis | 01192-004 | AXIS T8524 POE+ NETWORK SWITCH-PoE managed gigabit network switch optimized for Axis network products. 2 SFP/RJ45 uplink ports and 24 PoE ports with 370W power supply. Built in DCHP server for plug-and-play camera setup. Easy system configuration for effective installation of Axis netw | Ea |  | 1 Year (3 Years) | 899 | 5% | 854.05
10533 | Axis | 01192-600 | EXT WAR AXIS T8524 POE+ NET SWITCH-1 Year (2 Years) extension of the warranty period Note 1 Maximum warranty on selected Axis products is 1 Year (5 Years) including extended warranty. No possibility to extend total warranty beyond 1 Year (5 Years). Note 2 Extended warranty activation is done in four steps 1 – create | Ea |  | 1 Year (3 Years) | 54 | 5% | 51.3
10534 | Axis | 01198-001 | AXIS F82A06 ANGLED PINHOLE MT 5PCS-Mounting bracket that allows AXIS FA1125 Sensor Unit to be mounted behind a thin metal/plastic/glass panel. 5 pcs. | Ea |  | 1 Year (3 Years) | 29 | 5% | 27.55
10535 | Axis | 01199-001 | AXIS P3235-LVE-Day/night fixed dome with support for WDR – Forensic Capture Lightfinder and OptimizedIR with built-in IR illumination. IK10 vandal-resistant outdoor casing. Varifocal 3-10 mm P-Iris lens remote focus and zoom. Multiple individually configurable H.264 and | Ea |  | 1 Year (3 Years) | 749 | 5% | 711.55
10536 | Axis | 01199-600 | EXT WAR AXIS P3235-LVE-1 Year (2 Years) extension of the warranty period Note 1 Maximum warranty on selected Axis products is 1 Year (5 Years) including extended warranty. No possibility to extend total warranty beyond 1 Year (5 Years). Note 2 Extended warranty activation is done in four steps 1 – create | Ea |  | 1 Year (3 Years) | 45 | 5% | 42.75
10537 | Axis | 01200-001 | AXIS Q3505-SVE SCREW KIT-Screw Kit for AXIS Q3505-SVE. Includes 2x anti-loss mounting screws in marine-grade stainless steel SS316 and 1x TR20 resitorx insert bits. | Ea |  | 1 Year (3 Years) | 11 | 5% | 10.45
10538 | Axis | 01202-004 | AXIS T8341 PIR MOTION SENSOR-PIR Motion Sensor for Axis Wireless I/O using Z-wave technology. | Ea |  | 1 Year (3 Years) | 49 | 5% | 46.55
10539 | Axis | 01203-004 | AXIS T8342 DOOR/WINDOW SENSOR-Door/window sensor for Axis Wireless I/O using Z-wave technology. | Ea |  | 1 Year (3 Years) | 49 | 5% | 46.55
10540 | Axis | 01204-004 | AXIS T8343 ALERT BUTTON-Panic button for Axis Wireless I/O using Z-wave technology. | Ea |  | 1 Year (3 Years) | 49 | 5% | 46.55
10541 | Axis | 01205-004 | AXIS T8344 POWER ON/OFF PLUG-Power on/off plug for Axis Wireless I/O using Z-wave technology. | Ea |  | 1 Year (3 Years) | 49 | 5% | 46.55
10542 | Axis | 01206-600 | EXT. WARRANTY AXIS P8804-2 3D P COUNT KIT-1 Year (2 Years) extension of the warranty period Note 1 Maximum warranty on selected Axis products is 1 Year (5 Years) including extended warranty. No possibility to extend total warranty beyond 1 Year (5 Years). Note 2 Extended warranty activation is done in four steps 1 – create | Ea |  | 1 Year (3 Years) | 49 | 5% | 46.55
10543 | Axis | 01208-001 | 2N SIP MIC-2N SIP Mic allows paging to several zones with a simple push of a button. It is ideal for live or pre-recorded announcements. It has a built-in audio-management server for configuration which means less equipment as well as flexible easy and cost-efficien | Ea |  | 1 Year (3 Years) | 1099 | 5% | 1044.05
10544 | Axis | 01208-600 | EXT. WARRANTY 2N SIP MIC-1 Year (2 Years) extension of the warranty period Note 1 Maximum warranty on selected Axis products is 1 Year (5 Years) including extended warranty. No possibility to extend total warranty beyond 1 Year (5 Years). Note 2 Extended warranty activation is done in four steps 1 – create | Ea |  | 1 Year (3 Years) | 67 | 5% | 63.65
10545 | Axis | 01210-001 | AXIS T90D20 IR-LED-IR LED illuminator for Axis network cameras. Included interchangeable diverging lenses providing 10 35 60 80 beam angles. Beam distance ranges 36m to 144m 118 ft to 472 ft. Made of IK09 impact-resistant aluminium and polycarbonate. IP66 and NEMA 4X ratin | Ea |  | 1 Year (3 Years) | 449 | 5% | 426.55
10546 | Axis | 01211-001 | AXIS T90D20 POE IR-LED-PoE powered IR LED illuminator for Axis network cameras. Included interchangeable diverging lenses providing 10 35 60 80 beam angles. Beam distance ranges 36m to 144m 118 ft to 472 ft. Made of IK09 impact-resistant aluminium and polycarbonate. IP66 and N | Ea |  | 1 Year (3 Years) | 449 | 5% | 426.55
10547 | Axis | 01212-001 | AXIS T90D30 IR-LED-IR LED illuminator for Axis network cameras. Included interchangeable diverging lenses providing 10 35 60 80 beam angles. Beam distance ranges 70m to 350m 230ft to 1150 ft. Made of IK09 impact-resistant aluminium and polycarbonate. IP66 and NEMA 4X ratin | Ea |  | 1 Year (3 Years) | 799 | 5% | 759.05
10548 | Axis | 01213-001 | AXIS T90D30 POE IR-LED-PoE powered IR LED illuminator for Axis network cameras. Included interchangeable diverging lenses providing 10 35 60 80 beam angles. Beam distance ranges 70m to 350m 230ft to 1150 ft. Made of IK09 impact-resistant aluminium and polycarbonate. IP66 and N | Ea |  | 1 Year (3 Years) | 799 | 5% | 759.05
10549 | Axis | 01214-001 | AXIS T90D40 IR-LED-IR LED illuminator for Axis network cameras. Included interchangeable diverging lenses providing 10-140 beam angles. Beam distance ranges 105m to 500m 345ft to 1640ft. Made of IK09 impact-resistant aluminium and polycarbonate. IP66 and NEMA 4X ratings. Op | Ea |  | 1 Year (3 Years) | 1199 | 5% | 1139.05
10550 | Axis | 01215-001 | AXIS T90D25 W-LED-White LED illuminator for Axis network cameras. Included interchangeable diverging lenses providing 10 35 60 80 beam angles. Beam distance ranges 25 m to 110 m 80 ft to 360 ft. Made of IK09 impact resistant aluminium and polycarbonate. IP66 and NEMA 4X r | Ea |  | 1 Year (3 Years) | 449 | 5% | 426.55
10551 | Axis | 01216-001 | AXIS T90D25 POE W-LED-PoE powered white LED illuminator for Axis network cameras. Included interchangeable diverging lenses providing 10 35 60 80 beam angles. Beam distance ranges 25 m to 110 m 80 ft to 360 ft. Made of IK09 impact resistant aluminium and polycarbonate. IP66 a | Ea |  | 1 Year (3 Years) | 449 | 5% | 426.55
10552 | Axis | 01217-001 | AXIS T90D35 W-LED-White LED illuminator for Axis network cameras. Included interchangeable diverging lenses providing 10 35 60 80 beam angles. Beam distance ranges 35m to 180m 115ft to 590ft. Made of IK09 impact-resistant aluminium and polycarbonate. IP66 and NEMA 4X rati | Ea |  | 1 Year (3 Years) | 799 | 5% | 759.05
10553 | Axis | 01218-001 | AXIS T90D35 POE W-LED-PoE powered white LED illuminator for Axis network cameras. Included interchangeable diverging lenses providing 10 35 60 80 beam angles. Beam distance ranges 35m to 180m 115ft to 590ft. Made of IK09 impact-resistant aluminium and polycarbonate. IP66 and | Ea |  | 1 Year (3 Years) | 799 | 5% | 759.05
10554 | Axis | 01219-001 | AXIS T90 WALL-AND-POLE MOUNT-Mounting bracket for AXIS T90 illuminators. | Ea |  | 1 Year (3 Years) | 39 | 5% | 37.05
10555 | Axis | 01220-001 | AXIS T90 SINGLE BRACKET-Mounting bracket for AXIS T90 illuminators. | Ea |  | 1 Year (3 Years) | 49 | 5% | 46.55
10556 | Axis | 01221-001 | AXIS T90 MULTI BRACKET-Mounting bracket for AXIS T90 illuminators. | Ea |  | 1 Year (3 Years) | 69 | 5% | 65.55
10557 | Axis | 01222-001 | AXIS Q1645-1/2” image sensor HDTV Day/night fixed camera providing Forensic WDR and Lightfinder for demanding light conditions. Varifocal 3.9-10 mm i-CS lens with remote zoom and focus for installation. Support for P-Iris and DC-iris lenses multiple individually con | Ea |  | 1 Year (3 Years) | 1199 | 5% | 1139.05
10558 | Axis | 01222-041 | AXIS Q1645 BARE BONE-AXIS Q1645 Barebone in single pack. No lens. No power supply. | Ea |  | 1 Year (3 Years) | 999 | 5% | 949.05
10559 | Axis | 01222-600 | EXT WAR AXIS Q1645-1 Year (2 Years) extension of the warranty period Note 1 Maximum warranty on selected Axis products is 1 Year (5 Years) including extended warranty. No possibility to extend total warranty beyond 1 Year (5 Years). Note 2 Extended warranty activation is done in four steps 1 – create | Ea |  | 1 Year (3 Years) | 72 | 5% | 68.4
10560 | Axis | 01223-001 | AXIS Q1645-LE-1/2” image sensor outdoor NEMA 4X IP66 and IK10-rated HDTV day/night fixed camera providing OptimizedIR Forensic WDR and Lightfinder. Varifocal 3.9-10 mm i-CS lens with remote zoom and focus. Support for CS-mount P-Iris and DC-iris lenses multiple individ | Ea |  | 1 Year (3 Years) | 1499 | 5% | 1424.05
10561 | Axis | 01223-600 | EXT WAR AXIS Q1645-LE-1 Year (2 Years) extension of the warranty period Note 1 Maximum warranty on selected Axis products is 1 Year (5 Years) including extended warranty. No possibility to extend total warranty beyond 1 Year (5 Years). Note 2 Extended warranty activation is done in four steps 1 – create | Ea |  | 1 Year (3 Years) | 90 | 5% | 85.5
10562 | Axis | 01226-001 | AXIS T99A10 24V AC/DC-High accuracy outdoor positioning unit with AXIS T93F10 camera housing. Responsive absolute positioning with high-speed and ultra-smooth pan and tilt capabilities. Integrated SFP slot for long-distance fiber connection. IK10 IP66 NEMA 4X rated and UL list | Ea |  | 1 Year (3 Years) | 1799 | 5% | 1709.05
10563 | Axis | 01226-600 | EXT. WARRANTY AXIS T99A10 24V AC/DC-1 Year (2 Years) extension of the warranty period Note 1 Maximum warranty on selected Axis products is 1 Year (5 Years) including extended warranty. No possibility to extend total warranty beyond 1 Year (5 Years). Note 2 Extended warranty activation is done in four steps 1 – create | Ea |  | 1 Year (3 Years) | 199 | 5% | 189.05
10564 | Axis | 01227-001 | AXIS T99A11 24V AC/DC-High accuracy outdoor positioning unit to be used with PT Mount models in AXIS Q19 and Q29 series. Responsive absolute positioning with high-speed and ultra-smooth pan and tilt capabilities. Integrated SFP slot for long-distance fiber connection. IK10 IP6 | Ea |  | 1 Year (3 Years) | 1799 | 5% | 1709.05
10565 | Axis | 01227-600 | EXT. WARRANTY AXIS T99A11 24V AC/DC-1 Year (2 Years) extension of the warranty period Note 1 Maximum warranty on selected Axis products is 1 Year (5 Years) including extended warranty. No possibility to extend total warranty beyond 1 Year (5 Years). Note 2 Extended warranty activation is done in four steps 1 – create | Ea |  | 1 Year (3 Years) | 179 | 5% | 170.05
10566 | Axis | 01230-001 | AXIS T6112 AUDIO AND I/O INTERFACE-AXIS T6112 Audio and I/O Interface combines AXIS T6101 Audio and I/O Interface with an omnidirectional microphone in a discreet casing suitable for indoor installation on wall or ceiling. Powered by standard Power over Ethernet no midspan included. Two-wa | Ea |  | 1 Year (3 Years) | 149 | 5% | 141.55
10567 | Axis | 01230-600 | EXT WAR AXIS T6112 AUDIO AND I/O IF-1 Year (2 Years) extension of the warranty period Note 1 Maximum warranty on selected Axis products is 1 Year (5 Years) including extended warranty. No possibility to extend total warranty beyond 1 Year (5 Years). Note 2 Extended warranty activation is done in four steps 1 – create | Ea |  | 1 Year (3 Years) | 9 | 5% | 8.55
10568 | Axis | 01232-001 | AXIS T85 RACK MOUNT KIT A-Rack mount kit for AXIS T8508 PoE Network Switch | Ea |  | 1 Year (3 Years) | 29 | 5% | 27.55
10569 | Axis | 01234-004 | AXIS Q6125-LE 60HZ-Top of the line PTZ with IR HDTV 1080 and 30x optical zoom H264/265 with Zipstream and Motion JPEG. IP66 for both indoor and outdoor use WDR . Perfect image quality in all directions without distortion. WDR EIS Speed dry. Includes Advanced gate keeper ana | Ea |  | 1 Year (3 Years) | 2999 | 5% | 2849.05
10570 | Axis | 01234-600 | EXT WAR AXIS Q6125-LE 60Hz-1 Year (2 Years) extension of the warranty period Note 1 Maximum warranty on selected Axis products is 1 Year (5 Years) including extended warranty. No possibility to extend total warranty beyond 1 Year (5 Years). Note 2 Extended warranty activation is done in four steps 1 – create | Ea |  | 1 Year (3 Years) | 240 | 5% | 228
10571 | Axis | 01235-001 | AXIS IR LENS D 120 DEG-Accessory lens providing 120 beam angle | Ea |  | 1 Year (3 Years) | 39 | 5% | 37.05
10572 | Axis | 01237-001 | AXIS Q3517-SLVE-Day/night fixed dome in a stainless steel marine-grade SS 316L outdoor casing offering high corrosion resistance and IK10 50 joules vandal resistance. Support for Forensic WDR Lightfinder and OptimizedIR IR illumination. Varifocal 4.3 – 8.6 mm P-Iris lens | Ea |  | 1 Year (3 Years) | 1349 | 5% | 1281.55
10573 | Axis | 01237-600 | EXT WAR AXIS Q3517-SLVE-1 Year (2 Years) extension of the warranty period Note 1 Maximum warranty on selected Axis products is 1 Year (5 Years) including extended warranty. No possibility to extend total warranty beyond 1 Year (5 Years). Note 2 Extended warranty activation is done in four steps 1 – create | Ea |  | 1 Year (3 Years) | 81 | 5% | 76.95
10574 | Axis | 01238-001 | AXIS WEATHERSHIELD KIT R-Weathershield for protecting wall mounted fixed dome cameras against rain snow and sun. UV-resistant plastics and matte black anti-reflective coating on the underside to prevent reflection from IR illumination. Equipped with anti-loss screws for ease of i | Ea |  | 1 Year (3 Years) | 39 | 5% | 37.05
10575 | Axis | 01239-001 | AXIS M50 CLEAR DOME COVER A-Spare part AXIS M50 dome casing cover in white. Included in AXIS M5054/55/65 cameras. | Ea |  | 1 Year (3 Years) | 49 | 5% | 46.55
10576 | Axis | 01252-001 | 2N IP VERSO - INFOPANEL-2N IP Verso - Infopanel | Ea |  | 1 Year (3 Years) | 93 | 5% | 88.35
10577 | Axis | 01253-001 | 2N IP VERSO - KEYPAD-2N IP Verso - Keypad | Ea |  | 1 Year (3 Years) | 239 | 5% | 227.05
10578 | Axis | 01254-001 | 2N IP VERSO - KEYPAD BLACK-2N IP Verso - Keypad black | Ea |  | 1 Year (3 Years) | 239 | 5% | 227.05
10579 | Axis | 01255-001 | 2N IP VERSO - RFID 125kHz-2N IP Verso - RFID 125kHz card reader | Ea |  | 1 Year (3 Years) | 132 | 5% | 125.4
10580 | Axis | 01257-001 | 2N IP VERSO - I/O-2N IP Verso - 2 inputs and 2 output relays. This module is installed beneath other modules. | Ea |  | 1 Year (3 Years) | 48 | 5% | 45.6
10581 | Axis | 01258-001 | 2N IP VERSO - 5 BUTTONS-2N IP Verso - 5 buttons | Ea |  | 1 Year (3 Years) | 102 | 5% | 96.9
10582 | Axis | 01259-001 | 2N IP VERSO - WIEGAND-2N IP Verso - Wiegand. This module is installed beneath other modules. | Ea |  | 1 Year (3 Years) | 90 | 5% | 85.5
10583 | Axis | 01260-001 | 2N IP VERSO - TAMPER SWITCH-2N IP Verso - Tamper switch. This module is installed beneath other modules. | Ea |  | 1 Year (3 Years) | 39 | 5% | 37.05
10584 | Axis | 01261-001 | 2N IP VERSO - BLIND PANEL-2N IP Verso - Blind panel | Ea |  | 1 Year (3 Years) | 24 | 5% | 22.8
10585 | Axis | 01262-001 | 2N IP VERSO - RFID 13MHz NFC-2N IP Verso - RFID 13MHz card reader NFC ready | Ea |  | 1 Year (3 Years) | 207 | 5% | 196.65
10586 | Axis | 01263-001 | 2N IP VERSO - INDUCTION LOOP-2N IP Verso - Induction loop | Ea |  | 1 Year (3 Years) | 225 | 5% | 213.75
10587 | Axis | 01264-001 | 2N IP VERSO - RFID 13MHz NFC SEC-2N IP Verso - RFID 13MHz secured card reader NFC ready | Ea |  | 1 Year (3 Years) | 300 | 5% | 285
10588 | Axis | 01265-001 | 2N IP VERSO - IND.LOOP ANTENNA-2N IP Verso - Induction loop external antenna for wider coverage area | Ea |  | 1 Year (3 Years) | 88 | 5% | 83.6
10589 | Axis | 01266-001 | 2N IP VERSO - BLUETOOTH-2N IP Verso - Bluetooth | Ea |  | 1 Year (3 Years) | 310 | 5% | 294.5
10590 | Axis | 01266-600 | EXT WAR. 2N IP VERSO - BLUETOOTH-1 Year (2 Years) extension of the warranty period Note 1 Maximum warranty on selected Axis products is 1 Year (5 Years) including extended warranty. No possibility to extend total warranty beyond 1 Year (5 Years). Note 2 Extended warranty activation is done in four steps 1 – create | Ea |  | 1 Year (3 Years) | 19 | 5% | 18.05
10591 | Axis | 01267-001 | 2N IP VERSO - EXTENSION CABLE 1M-2N IP Verso - Extension cable 1m | Ea |  | 1 Year (3 Years) | 19 | 5% | 18.05
10592 | Axis | 01268-001 | 2N IP VERSO - EXTENSION CABLE 3M-2N IP Verso - Extension cable 3m | Ea |  | 1 Year (3 Years) | 20 | 5% | 19
10593 | Axis | 01269-001 | 2N IP VERSO - EXTENSION CABLE 5M-2N IP Verso - Extension cable 5m | Ea |  | 1 Year (3 Years) | 26 | 5% | 24.7
10594 | Axis | 01270-001 | 2N IP VERSO - BLIND BUTTON-2N IP Verso - Blind button. Covers one button on the main unit or 5 button module. | Ea |  | 1 Year (3 Years) | 22 | 5% | 20.9
10595 | Axis | 01271-001 | 2N IP VERSO - MAIN WO CAMERA-2N IP Verso - Main unit without camera | Ea |  | 1 Year (3 Years) | 528 | 5% | 501.6
10596 | Axis | 01271-600 | EXT WAR 2N IP VERSO - MAIN WO CAM-1 Year (2 Years) extension of the warranty period Note 1 Maximum warranty on selected Axis products is 1 Year (5 Years) including extended warranty. No possibility to extend total warranty beyond 1 Year (5 Years). Note 2 Extended warranty activation is done in four steps 1 – create | Ea |  | 1 Year (3 Years) | 32 | 5% | 30.4
10597 | Axis | 01272-001 | 2N IP VERSO - MAIN WO CAMERA BLACK-2N IP Verso - Main unit without camera black | Ea |  | 1 Year (3 Years) | 528 | 5% | 501.6
10598 | Axis | 01272-600 | EXT WAR 2N IP VERSO-MAIN WO CAM BLK-1 Year (2 Years) extension of the warranty period Note 1 Maximum warranty on selected Axis products is 1 Year (5 Years) including extended warranty. No possibility to extend total warranty beyond 1 Year (5 Years). Note 2 Extended warranty activation is done in four steps 1 – create | Ea |  | 1 Year (3 Years) | 32 | 5% | 30.4
10599 | Axis | 01273-001 | 2N IP VERSO - MAIN W CAMERA-2N IP Verso - Main unit with camera | Ea |  | 1 Year (3 Years) | 995 | 5% | 945.25
10600 | Axis | 01273-600 | EXT WAR 2N IP VERSO - MAIN W CAMERA-1 Year (2 Years) extension of the warranty period Note 1 Maximum warranty on selected Axis products is 1 Year (5 Years) including extended warranty. No possibility to extend total warranty beyond 1 Year (5 Years). Note 2 Extended warranty activation is done in four steps 1 – create | Ea |  | 1 Year (3 Years) | 60 | 5% | 57
10601 | Axis | 01274-001 | 2N IP VERSO - MAIN W CAMERA BLACK-2N IP Verso - Main unit with camera black | Ea |  | 1 Year (3 Years) | 995 | 5% | 945.25
10602 | Axis | 01274-600 | EXT WAR 2N IP VERSO-MAIN W CAM BLK-1 Year (2 Years) extension of the warranty period Note 1 Maximum warranty on selected Axis products is 1 Year (5 Years) including extended warranty. No possibility to extend total warranty beyond 1 Year (5 Years). Note 2 Extended warranty activation is done in four steps 1 – create | Ea |  | 1 Year (3 Years) | 60 | 5% | 57
10603 | Axis | 01275-001 | 2N IP VERSO - TOUCH DISPLAY-2N IP Verso - Touch display | Ea |  | 1 Year (3 Years) | 770 | 5% | 731.5
10604 | Axis | 01275-600 | EXT WAR 2N IP VERSO - TOUCH DISPLAY-1 Year (2 Years) extension of the warranty period Note 1 Maximum warranty on selected Axis products is 1 Year (5 Years) including extended warranty. No possibility to extend total warranty beyond 1 Year (5 Years). Note 2 Extended warranty activation is done in four steps 1 – create | Ea |  | 1 Year (3 Years) | 32 | 5% | 30.4
10605 | Axis | 01276-001 | 2N IP VERSO - FINGERPRINT-2N IP Verso - Fingerprint | Ea |  | 1 Year (3 Years) | 532 | 5% | 505.4
10606 | Axis | 01276-600 | EXT WAR 2N IP VERSO - FINGERPRINT-1 Year (2 Years) extension of the warranty period Note 1 Maximum warranty on selected Axis products is 1 Year (5 Years) including extended warranty. No possibility to extend total warranty beyond 1 Year (5 Years). Note 2 Extended warranty activation is done in four steps 1 – create | Ea |  | 1 Year (3 Years) | 32 | 5% | 30.4
10607 | Axis | 01277-001 | 2N IP VERSO - TOUCH KEYPAD-2N IP Verso - Touch keypad | Ea |  | 1 Year (3 Years) | 168 | 5% | 159.6
10608 | Axis | 01277-600 | EXT WAR 2N IP VERSO - TOUCH KEYPAD-1 Year (2 Years) extension of the warranty period Note 1 Maximum warranty on selected Axis products is 1 Year (5 Years) including extended warranty. No possibility to extend total warranty beyond 1 Year (5 Years). Note 2 Extended warranty activation is done in four steps 1 – create | Ea |  | 1 Year (3 Years) | 10 | 5% | 9.5
10609 | Axis | 01278-001 | 2N IP VERSO - 1M FLUSH FRAME-2N IP Verso - 1 module flush frame | Ea |  | 1 Year (3 Years) | 75 | 5% | 71.25
10610 | Axis | 01279-001 | 2N IP VERSO - 1M FLUSH FRAME BLACK-2N IP Verso - 1 module flush frame black | Ea |  | 1 Year (3 Years) | 75 | 5% | 71.25
10611 | Axis | 01280-001 | 2N IP VERSO - 2M FLUSH FRAME-2N IP Verso - 2 modules flush frame | Ea |  | 1 Year (3 Years) | 85 | 5% | 80.75
10612 | Axis | 01281-001 | 2N IP VERSO - 2M FLUSH FRAME BLACK-2N IP Verso - 2 modules flush frame black | Ea |  | 1 Year (3 Years) | 85 | 5% | 80.75
10613 | Axis | 01282-001 | 2N IP VERSO - 3M FLUSH FRAME-2N IP Verso - 3 modules flush frame | Ea |  | 1 Year (3 Years) | 85 | 5% | 80.75
10614 | Axis | 01283-001 | 2N IP VERSO - 3M FLUSH FRAME BLACK-2N IP Verso - 3 modules flush frame black | Ea |  | 1 Year (3 Years) | 85 | 5% | 80.75
10615 | Axis | 01284-001 | 2N IP VERSO - 1M FLUSH BOX-2N IP Verso - 1 module flush box | Ea |  | 1 Year (3 Years) | 25 | 5% | 23.75
10616 | Axis | 01285-001 | 2N IP VERSO - 2M FLUSH BOX-2N IP Verso - 2 modules flush box | Ea |  | 1 Year (3 Years) | 30 | 5% | 28.5
10617 | Axis | 01286-001 | 2N IP VERSO - 3M FLUSH BOX-2N IP Verso - 3 modules flush box | Ea |  | 1 Year (3 Years) | 32 | 5% | 30.4
10618 | Axis | 01287-001 | 2N IP VERSO - 1M SURFACE FRAME-2N IP Verso - 1 module surface frame | Ea |  | 1 Year (3 Years) | 50 | 5% | 47.5
10619 | Axis | 01288-001 | 2N IP VERSO - 1M SURFACE FRAME BL.-2N IP Verso - 1 module surface frame black | Ea |  | 1 Year (3 Years) | 50 | 5% | 47.5
10620 | Axis | 01289-001 | 2N IP VERSO - 2M SURFACE FRAME-2N IP Verso - 2 modules surface frame | Ea |  | 1 Year (3 Years) | 60 | 5% | 57
10621 | Axis | 01290-001 | 2N IP VERSO - 2M SURFACE FRAME BL.-2N IP Verso - 2 modules surface frame black | Ea |  | 1 Year (3 Years) | 60 | 5% | 57
10622 | Axis | 01291-001 | 2N IP VERSO - 3M SURFACE FRAME-2N IP Verso - 3 modules surface frame | Ea |  | 1 Year (3 Years) | 80 | 5% | 76
10623 | Axis | 01292-001 | 2N IP VERSO - 3M SURFACE FRAME BL.-2N IP Verso - 3 modules surface frame black | Ea |  | 1 Year (3 Years) | 80 | 5% | 76
10624 | Axis | 01293-001 | 2N IP VERSO - 1M BACKPLATE-2N IP Verso - 1 module backplate for surface installation | Ea |  | 1 Year (3 Years) | 48 | 5% | 45.6
10625 | Axis | 01294-001 | 2N IP VERSO - 2M BACKPLATE-2N IP Verso - 2 modules backplate for surface installation | Ea |  | 1 Year (3 Years) | 56 | 5% | 53.2
10626 | Axis | 01295-001 | 2N IP VERSO - 3M BACKPLATE-2N IP Verso - 3 modules backplate for surface installation | Ea |  | 1 Year (3 Years) | 65 | 5% | 61.75
10627 | Axis | 01296-001 | 2N IP VERSO - 2x2M BACKPLATE-2N IP Verso - 2x2 modules backplate for surface installation | Ea |  | 1 Year (3 Years) | 81 | 5% | 76.95
10628 | Axis | 01297-001 | 2N IP VERSO - 3x2M BACKPLATE-2N IP Verso - 3x2 modules backplate for surface installation | Ea |  | 1 Year (3 Years) | 104 | 5% | 98.8
10629 | Axis | 01298-001 | 2N IP VERSO - 2x3M BACKPLATE-2N IP Verso - 2x3 modules backplate for surface installation | Ea |  | 1 Year (3 Years) | 98 | 5% | 93.1
10630 | Axis | 01299-001 | 2N IP VERSO - 3x3M BACKPLATE-2N IP Verso - 3x3 modules backplate for surface installation | Ea |  | 1 Year (3 Years) | 125 | 5% | 118.75
10631 | Axis | 01300-001 | 2N IP SOLO - FLUSH MOUNT-2N IP Solo - flush mount | Ea |  | 1 Year (3 Years) | 1031 | 5% | 979.45
10632 | Axis | 01300-600 | EXT WAR 2N IP SOLO - FLUSH MOUNT-1 Year (2 Years) extension of the warranty period Note 1 Maximum warranty on selected Axis products is 1 Year (5 Years) including extended warranty. No possibility to extend total warranty beyond 1 Year (5 Years). Note 2 Extended warranty activation is done in four steps 1 – create | Ea |  | 1 Year (3 Years) | 62 | 5% | 58.9
10633 | Axis | 01301-001 | 2N IP SOLO - SURFACE MOUNT-2N IP Solo - surface mount | Ea |  | 1 Year (3 Years) | 1010 | 5% | 959.5
10634 | Axis | 01301-600 | EXT WAR 2N IP SOLO - SURFACE MOUNT-1 Year (2 Years) extension of the warranty period Note 1 Maximum warranty on selected Axis products is 1 Year (5 Years) including extended warranty. No possibility to extend total warranty beyond 1 Year (5 Years). Note 2 Extended warranty activation is done in four steps 1 – create | Ea |  | 1 Year (3 Years) | 61 | 5% | 57.95
10635 | Axis | 01302-001 | 2N IP SOLO - SURFACE MOUNT BLACK-2N IP Solo - surface mount black | Ea |  | 1 Year (3 Years) | 1010 | 5% | 959.5
10636 | Axis | 01302-600 | EXT WAR 2N IP SOLO-SURFACE MNT BLK-1 Year (2 Years) extension of the warranty period Note 1 Maximum warranty on selected Axis products is 1 Year (5 Years) including extended warranty. No possibility to extend total warranty beyond 1 Year (5 Years). Note 2 Extended warranty activation is done in four steps 1 – create | Ea |  | 1 Year (3 Years) | 61 | 5% | 57.95
10637 | Axis | 01303-001 | 2N IP SOLO - FLUSH MOUNT BLACK-2N IP Solo - flush mount black | Ea |  | 1 Year (3 Years) | 1031 | 5% | 979.45
10638 | Axis | 01303-600 | EST WAR 2N IP SOLO - FLUSH MOUNT BL-1 Year (2 Years) extension of the warranty period Note 1 Maximum warranty on selected Axis products is 1 Year (5 Years) including extended warranty. No possibility to extend total warranty beyond 1 Year (5 Years). Note 2 Extended warranty activation is done in four steps 1 – create | Ea |  | 1 Year (3 Years) | 62 | 5% | 58.9
10639 | Axis | 01304-001 | 2N IP SOLO - FLUSH BACKBOX-2N IP Solo - backbox for flush installation | Ea |  | 1 Year (3 Years) | 25 | 5% | 23.75
10640 | Axis | 01305-001 | 2N IP SOLO - BACKPLATE-2N IP Solo - backplate for easier surface installation | Ea |  | 1 Year (3 Years) | 51 | 5% | 48.45
10641 | Axis | 01306-001 | 2N IP VARIO - 1 BTN-2N IP Vario - 1 button | Ea |  | 1 Year (3 Years) | 555 | 5% | 527.25
10642 | Axis | 01306-600 | EXT WAR 2N IP VARIO - 1 BTN-1 Year (2 Years) extension of the warranty period Note 1 Maximum warranty on selected Axis products is 1 Year (5 Years) including extended warranty. No possibility to extend total warranty beyond 1 Year (5 Years). Note 2 Extended warranty activation is done in four steps 1 – create | Ea |  | 1 Year (3 Years) | 33 | 5% | 31.35
10643 | Axis | 01307-001 | 2N IP VARIO - 3 BTN-2N IP Vario - 3 buttons | Ea |  | 1 Year (3 Years) | 570 | 5% | 541.5
10644 | Axis | 01307-600 | EXT WAR 2N IP VARIO - 3 BTN-1 Year (2 Years) extension of the warranty period Note 1 Maximum warranty on selected Axis products is 1 Year (5 Years) including extended warranty. No possibility to extend total warranty beyond 1 Year (5 Years). Note 2 Extended warranty activation is done in four steps 1 – create | Ea |  | 1 Year (3 Years) | 34 | 5% | 32.3
10645 | Axis | 01308-001 | 2N IP VARIO - 3X2 BTN-2N IP Vario - 3x2 buttons | Ea |  | 1 Year (3 Years) | 585 | 5% | 555.75
10646 | Axis | 01308-600 | EXT WAR 2N IP VARIO - 3X2 BTN-1 Year (2 Years) extension of the warranty period Note 1 Maximum warranty on selected Axis products is 1 Year (5 Years) including extended warranty. No possibility to extend total warranty beyond 1 Year (5 Years). Note 2 Extended warranty activation is done in four steps 1 – create | Ea |  | 1 Year (3 Years) | 35 | 5% | 33.25
10647 | Axis | 01309-001 | 2N IP VARIO - 1 BTN + KEYPAD-2N IP Vario - 1 button keypad | Ea |  | 1 Year (3 Years) | 600 | 5% | 570
10648 | Axis | 01309-600 | EXT WAR 2N IP VARIO - 1 BTN+KEYPAD-1 Year (2 Years) extension of the warranty period Note 1 Maximum warranty on selected Axis products is 1 Year (5 Years) including extended warranty. No possibility to extend total warranty beyond 1 Year (5 Years). Note 2 Extended warranty activation is done in four steps 1 – create | Ea |  | 1 Year (3 Years) | 36 | 5% | 34.2
10649 | Axis | 01310-001 | 2N IP VARIO - 3 BTN + KEYPAD-2N IP Vario - 3 buttons keypad | Ea |  | 1 Year (3 Years) | 615 | 5% | 584.25
10650 | Axis | 01310-600 | EXT WAR 2N IP VARIO - 3 BTN+KEYPAD-1 Year (2 Years) extension of the warranty period Note 1 Maximum warranty on selected Axis products is 1 Year (5 Years) including extended warranty. No possibility to extend total warranty beyond 1 Year (5 Years). Note 2 Extended warranty activation is done in four steps 1 – create | Ea |  | 1 Year (3 Years) | 37 | 5% | 35.15
10651 | Axis | 01311-001 | 2N IP VARIO - 3X2 BTN + KEYPAD-2N IP Vario - 3x2 buttons keypad | Ea |  | 1 Year (3 Years) | 630 | 5% | 598.5
10652 | Axis | 01311-600 | EXT WAR 2N IP VARIO - 3X2 BTN+KPD-1 Year (2 Years) extension of the warranty period Note 1 Maximum warranty on selected Axis products is 1 Year (5 Years) including extended warranty. No possibility to extend total warranty beyond 1 Year (5 Years). Note 2 Extended warranty activation is done in four steps 1 – create | Ea |  | 1 Year (3 Years) | 38 | 5% | 36.1
10653 | Axis | 01312-001 | 2N IP VARIO - 3X2 BTN + KPD + DISP-2N IP Vario - 3x2 buttons keypad display | Ea |  | 1 Year (3 Years) | 1165 | 5% | 1106.75
10654 | Axis | 01312-600 | EXT WAR 2N IP VARIO-3X2 BTN+KPD+DIS-1 Year (2 Years) extension of the warranty period Note 1 Maximum warranty on selected Axis products is 1 Year (5 Years) including extended warranty. No possibility to extend total warranty beyond 1 Year (5 Years). Note 2 Extended warranty activation is done in four steps 1 – create | Ea |  | 1 Year (3 Years) | 70 | 5% | 66.5
10655 | Axis | 01313-001 | 2N IP VARIO - 1 BTN + CAMERA-2N IP Vario - 1 button camera | Ea |  | 1 Year (3 Years) | 880 | 5% | 836
10656 | Axis | 01313-600 | EXT WAR 2N IP VARIO - 1 BTN+CAMERA-1 Year (2 Years) extension of the warranty period Note 1 Maximum warranty on selected Axis products is 1 Year (5 Years) including extended warranty. No possibility to extend total warranty beyond 1 Year (5 Years). Note 2 Extended warranty activation is done in four steps 1 – create | Ea |  | 1 Year (3 Years) | 53 | 5% | 50.35
10657 | Axis | 01314-001 | 2N IP VARIO - 3 BTN + CAMERA-2N IP Vario - 3 buttons camera | Ea |  | 1 Year (3 Years) | 890 | 5% | 845.5
10658 | Axis | 01314-600 | EXT WAR 2N IP VARIO - 3 BTN+CAMERA-1 Year (2 Years) extension of the warranty period Note 1 Maximum warranty on selected Axis products is 1 Year (5 Years) including extended warranty. No possibility to extend total warranty beyond 1 Year (5 Years). Note 2 Extended warranty activation is done in four steps 1 – create | Ea |  | 1 Year (3 Years) | 53 | 5% | 50.35
10659 | Axis | 01315-001 | 2N IP VARIO - 3x2 BTN + CAMERA-2N IP Vario - 3x2 buttons camera | Ea |  | 1 Year (3 Years) | 910 | 5% | 864.5
10660 | Axis | 01315-600 | EXT WAR 2N IP VARIO - 3x2 BTN+CAM-1 Year (2 Years) extension of the warranty period Note 1 Maximum warranty on selected Axis products is 1 Year (5 Years) including extended warranty. No possibility to extend total warranty beyond 1 Year (5 Years). Note 2 Extended warranty activation is done in four steps 1 – create | Ea |  | 1 Year (3 Years) | 55 | 5% | 52.25
10661 | Axis | 01316-001 | 2N IP VARIO - 1 BTN + KPD + CAMERA-2N IP Vario - 1 button keypad camera | Ea |  | 1 Year (3 Years) | 950 | 5% | 902.5
10662 | Axis | 01316-600 | EXT WAR 2N IP VARIO - 1 BTN+KPD+CAM-1 Year (2 Years) extension of the warranty period Note 1 Maximum warranty on selected Axis products is 1 Year (5 Years) including extended warranty. No possibility to extend total warranty beyond 1 Year (5 Years). Note 2 Extended warranty activation is done in four steps 1 – create | Ea |  | 1 Year (3 Years) | 57 | 5% | 54.15
10663 | Axis | 01317-001 | 2N IP VARIO - 3 BTN + KPD + CAMERA-2N IP Vario - 3 buttons keypad camera | Ea |  | 1 Year (3 Years) | 960 | 5% | 912
10664 | Axis | 01317-600 | EXT WAR 2N IP VARIO -3BTN+KPD+CAM-1 Year (2 Years) extension of the warranty period Note 1 Maximum warranty on selected Axis products is 1 Year (5 Years) including extended warranty. No possibility to extend total warranty beyond 1 Year (5 Years). Note 2 Extended warranty activation is done in four steps 1 – create | Ea |  | 1 Year (3 Years) | 58 | 5% | 55.1
10665 | Axis | 01318-001 | 2N IP VARIO - 3x2 BTN + KPD + CAM-2N IP Vario - 3x2 buttons keypad camera | Ea |  | 1 Year (3 Years) | 980 | 5% | 931
10666 | Axis | 01318-600 | EXT WAR 2N IP VARIO -3x2BTN+KPD+CAM-1 Year (2 Years) extension of the warranty period Note 1 Maximum warranty on selected Axis products is 1 Year (5 Years) including extended warranty. No possibility to extend total warranty beyond 1 Year (5 Years). Note 2 Extended warranty activation is done in four steps 1 – create | Ea |  | 1 Year (3 Years) | 59 | 5% | 56.05
10667 | Axis | 01319-001 | 2N IP VARIO - 3x2BTN+ KPD+DISP+CAM-2N IP Vario - 3x2 buttons keypad display camera | Ea |  | 1 Year (3 Years) | 1450 | 5% | 1377.5
10668 | Axis | 01319-600 | EXT WAR 2N IP VARIO-3x2+KPD+DIS+CAM-1 Year (2 Years) extension of the warranty period Note 1 Maximum warranty on selected Axis products is 1 Year (5 Years) including extended warranty. No possibility to extend total warranty beyond 1 Year (5 Years). Note 2 Extended warranty activation is done in four steps 1 – create | Ea |  | 1 Year (3 Years) | 87 | 5% | 82.65
10669 | Axis | 01320-001 | 2N IP VARIO - EXTENDER 8 BTN-2N IP Vario - extender 8 single buttons | Ea |  | 1 Year (3 Years) | 160 | 5% | 152
10670 | Axis | 01321-001 | 2N IP VARIO - EXTENDER 8 DBTN-2N IP Vario - extender 8 double buttons | Ea |  | 1 Year (3 Years) | 190 | 5% | 180.5
10671 | Axis | 01322-001 | 2N IP VARIO - INFOPANEL-2N IP Vario - infopanel | Ea |  | 1 Year (3 Years) | 130 | 5% | 123.5
10672 | Axis | 01323-001 | 2N IP VARIO - 1M ROOF-2N IP Vario - 1 module roof | Ea |  | 1 Year (3 Years) | 65 | 5% | 61.75
10673 | Axis | 01324-001 | 2N IP VARIO - 2M ROOF-2N IP Vario - 2 modules roof | Ea |  | 1 Year (3 Years) | 75 | 5% | 71.25
10674 | Axis | 01325-001 | 2N IP VARIO - 1M FLUSH BOX-2N IP Vario - 1 module flush box | Ea |  | 1 Year (3 Years) | 70 | 5% | 66.5
10675 | Axis | 01326-001 | 2N IP VARIO - 2M FLUSH BOX-2N IP Vario - 2 modules flush box | Ea |  | 1 Year (3 Years) | 75 | 5% | 71.25
10676 | Axis | 01327-001 | 2N IP VARIO - 1M FLUSH BOX + ROOF-2N IP Vario - 1 modules flush box and roof | Ea |  | 1 Year (3 Years) | 120 | 5% | 114
10677 | Axis | 01328-001 | 2N IP VARIO - 2M FLUSH BOX + ROOF-2N IP Vario - 2 modules flush box and roof | Ea |  | 1 Year (3 Years) | 140 | 5% | 133
10678 | Axis | 01329-001 | 2N IP VARIO - SPARE SINGLE BUTTON-2N IP Vario - spare single button | Ea |  | 1 Year (3 Years) | 2 | 5% | 1.9
10679 | Axis | 01330-001 | 2N IP VARIO - SPARE DOUBLE BUTTON-2N IP Vario - spare double button | Ea |  | 1 Year (3 Years) | 2 | 5% | 1.9
10680 | Axis | 01331-001 | 2N IP VARIO - SPARE INFO COVER-2N IP Vario - spare info cover | Ea |  | 1 Year (3 Years) | 3 | 5% | 2.85
10681 | Axis | 01332-001 | 2N IP VARIO - ADDITIONAL SWITCH-2N IP Vario - Additional switch including one NO/NC output relay | Ea |  | 1 Year (3 Years) | 30 | 5% | 28.5
10682 | Axis | 01333-001 | 2N IP VARIO - 125kHz RFID-2N IP Vario - 125kHz RFID card reader. Includes Wiegand interface 2 logical inputs 2 output relays. | Ea |  | 1 Year (3 Years) | 100 | 5% | 95
10683 | Axis | 01334-001 | 2N IP FORCE - 1 BTN, HD CAM, PICT.-2N IP Force - 1 button HD camera pictograms 10W speaker card reader ready | Ea |  | 1 Year (3 Years) | 1335 | 5% | 1268.25
10684 | Axis | 01334-600 | EXT WAR 2N IP FORCE-1BTN HD CAM PIC-1 Year (2 Years) extension of the warranty period Note 1 Maximum warranty on selected Axis products is 1 Year (5 Years) including extended warranty. No possibility to extend total warranty beyond 1 Year (5 Years). Note 2 Extended warranty activation is done in four steps 1 – create | Ea |  | 1 Year (3 Years) | 80 | 5% | 76
10685 | Axis | 01335-001 | 2N IP FORCE - 1 BTN, PICT.-2N IP Force - 1 button pictograms 10W speaker card reader ready | Ea |  | 1 Year (3 Years) | 990 | 5% | 940.5
10686 | Axis | 01335-600 | EXT WAR 2N IP FORCE - 1 BTN, PICT.-1 Year (2 Years) extension of the warranty period Note 1 Maximum warranty on selected Axis products is 1 Year (5 Years) including extended warranty. No possibility to extend total warranty beyond 1 Year (5 Years). Note 2 Extended warranty activation is done in four steps 1 – create | Ea |  | 1 Year (3 Years) | 59 | 5% | 56.05
10687 | Axis | 01336-001 | 2N IP FORCE - 1 BTN-2N IP Force - 1 button 10W speaker | Ea |  | 1 Year (3 Years) | 940 | 5% | 893
10688 | Axis | 01336-600 | EXT WAR 2N IP FORCE - 1 BTN-1 Year (2 Years) extension of the warranty period Note 1 Maximum warranty on selected Axis products is 1 Year (5 Years) including extended warranty. No possibility to extend total warranty beyond 1 Year (5 Years). Note 2 Extended warranty activation is done in four steps 1 – create | Ea |  | 1 Year (3 Years) | 56 | 5% | 53.2
10689 | Axis | 01337-001 | 2N IP FORCE - 1 BTN + HD CAM-2N IP Force - 1 button HD camera 10W speaker | Ea |  | 1 Year (3 Years) | 1300 | 5% | 1235
10690 | Axis | 01337-600 | EXT WAR 2N IP FORCE - 1 BTN+HD CAM-1 Year (2 Years) extension of the warranty period Note 1 Maximum warranty on selected Axis products is 1 Year (5 Years) including extended warranty. No possibility to extend total warranty beyond 1 Year (5 Years). Note 2 Extended warranty activation is done in four steps 1 – create | Ea |  | 1 Year (3 Years) | 78 | 5% | 74.1
10691 | Axis | 01338-001 | 2N IP FORCE - 1 BTN + KEYPAD-2N IP Force - 1 button keypad 10W speaker | Ea |  | 1 Year (3 Years) | 1050 | 5% | 997.5
10692 | Axis | 01338-600 | EXT WAR 2N IP FORCE - 1 BTN+KEYPAD-1 Year (2 Years) extension of the warranty period Note 1 Maximum warranty on selected Axis products is 1 Year (5 Years) including extended warranty. No possibility to extend total warranty beyond 1 Year (5 Years). Note 2 Extended warranty activation is done in four steps 1 – create | Ea |  | 1 Year (3 Years) | 63 | 5% | 59.85
10693 | Axis | 01339-001 | 2N IP FORCE - 1 BTN + HD CAM + KPD-2N IP Force - 1 button HD camera keypad 10W speaker | Ea |  | 1 Year (3 Years) | 1310 | 5% | 1244.5
10694 | Axis | 01339-600 | EXT WAR 2N IP FORCE-1 BTN+HDCAM+KPD-1 Year (2 Years) extension of the warranty period Note 1 Maximum warranty on selected Axis products is 1 Year (5 Years) including extended warranty. No possibility to extend total warranty beyond 1 Year (5 Years). Note 2 Extended warranty activation is done in four steps 1 – create | Ea |  | 1 Year (3 Years) | 79 | 5% | 75.05
10695 | Axis | 01340-001 | 2N IP FORCE - 2 BTN + HD CAM-2N IP Force - 2 buttons HD camera 10W speaker card reader ready | Ea |  | 1 Year (3 Years) | 1315 | 5% | 1249.25
10696 | Axis | 01340-600 | EXT WAR 2N IP FORCE - 2 BTN+HD CAM-1 Year (2 Years) extension of the warranty period Note 1 Maximum warranty on selected Axis products is 1 Year (5 Years) including extended warranty. No possibility to extend total warranty beyond 1 Year (5 Years). Note 2 Extended warranty activation is done in four steps 1 – create | Ea |  | 1 Year (3 Years) | 79 | 5% | 75.05
10697 | Axis | 01341-001 | 2N IP FORCE - 2 BTN-2N IP Force - 2 buttons 10W speaker card reader ready | Ea |  | 1 Year (3 Years) | 960 | 5% | 912
10698 | Axis | 01341-600 | EXT WAR 2N IP FORCE - 2 BTN-1 Year (2 Years) extension of the warranty period Note 1 Maximum warranty on selected Axis products is 1 Year (5 Years) including extended warranty. No possibility to extend total warranty beyond 1 Year (5 Years). Note 2 Extended warranty activation is done in four steps 1 – create | Ea |  | 1 Year (3 Years) | 58 | 5% | 55.1
10699 | Axis | 01342-001 | 2N IP FORCE - 4 BTN-2N IP Force - 4 buttons 10W speaker | Ea |  | 1 Year (3 Years) | 1040 | 5% | 988
10700 | Axis | 01342-600 | EXT WAR 2N IP FORCE - 4 BTN-1 Year (2 Years) extension of the warranty period Note 1 Maximum warranty on selected Axis products is 1 Year (5 Years) including extended warranty. No possibility to extend total warranty beyond 1 Year (5 Years). Note 2 Extended warranty activation is done in four steps 1 – create | Ea |  | 1 Year (3 Years) | 62 | 5% | 58.9
10701 | Axis | 01343-001 | 2N IP FORCE - 4 BTN + HD CAM-2N IP Force - 4 button HD camera 10W speaker | Ea |  | 1 Year (3 Years) | 1325 | 5% | 1258.75
10702 | Axis | 01343-600 | EXT WAR 2N IP FORCE - 4 BTN+HD CAM-1 Year (2 Years) extension of the warranty period Note 1 Maximum warranty on selected Axis products is 1 Year (5 Years) including extended warranty. No possibility to extend total warranty beyond 1 Year (5 Years). Note 2 Extended warranty activation is done in four steps 1 – create | Ea |  | 1 Year (3 Years) | 80 | 5% | 76
10703 | Axis | 01344-001 | 2N IP FORCE - 125kHz RFID-2N IP Force - 125kHz card reader. Includes Wiegand interface 2 logical inputs 2 output relays and tamper switch. | Ea |  | 1 Year (3 Years) | 127 | 5% | 120.65
10704 | Axis | 01345-001 | 2N IP FORCE - SAFETY SCREWS-2N IP Force - safety screws torx with pin | Ea |  | 1 Year (3 Years) | 12 | 5% | 11.4
10705 | Axis | 01348-001 | 2N IP FORCE/SAFETY - FLUSH BOX-2N IP Force and Safety - Brick flush mounting box | Ea |  | 1 Year (3 Years) | 95 | 5% | 90.25
10706 | Axis | 01349-001 | 2N IP FORCE/SAFETY - PLASTER BOX-2N IP Force and Safety - Plasterboard flush mounting box | Ea |  | 1 Year (3 Years) | 85 | 5% | 80.75
10707 | Axis | 01350-001 | 2N IP FORCE/SAFETY - ADD.SWITCH-2N IP Force and Safety - Additional switch Tamper switch. | Ea |  | 1 Year (3 Years) | 50 | 5% | 47.5
10708 | Axis | 01351-001 | 2N IP FORCE/SAFETY - GOOSENECK-2N IP Force and Safety - Gooseneck stand height 120cm/47in | Ea |  | 1 Year (3 Years) | 253 | 5% | 240.35
10709 | Axis | 01352-001 | 2N IP FORCE/SAFETY - INST. ADAPTER-2N IP Force and Safety - Installation adapter for Code Blue and Talkaphone | Ea |  | 1 Year (3 Years) | 108 | 5% | 102.6
10710 | Axis | 01353-001 | 2N IP SAFETY - 1 BTN-2N IP Safety - 1 button 10W speaker | Ea |  | 1 Year (3 Years) | 975 | 5% | 926.25
10711 | Axis | 01353-600 | EXT WAR 2N IP SAFETY - 1 BTN-1 Year (2 Years) extension of the warranty period Note 1 Maximum warranty on selected Axis products is 1 Year (5 Years) including extended warranty. No possibility to extend total warranty beyond 1 Year (5 Years). Note 2 Extended warranty activation is done in four steps 1 – create | Ea |  | 1 Year (3 Years) | 59 | 5% | 56.05
10712 | Axis | 01354-001 | 2N IP SAFETY - 2 BTN-2N IP Safety - 2 buttons 10W speaker | Ea |  | 1 Year (3 Years) | 1000 | 5% | 950
10713 | Axis | 01354-600 | EXT WAR 2N IP SAFETY - 2 BTN-1 Year (2 Years) extension of the warranty period Note 1 Maximum warranty on selected Axis products is 1 Year (5 Years) including extended warranty. No possibility to extend total warranty beyond 1 Year (5 Years). Note 2 Extended warranty activation is done in four steps 1 – create | Ea |  | 1 Year (3 Years) | 60 | 5% | 57
10714 | Axis | 01355-001 | 2N IP SAFETY - RED BTN-2N IP Safety - red emergency button 10W speaker | Ea |  | 1 Year (3 Years) | 975 | 5% | 926.25
10715 | Axis | 01355-600 | EXT WAR 2N IP SAFETY - RED BTN-1 Year (2 Years) extension of the warranty period Note 1 Maximum warranty on selected Axis products is 1 Year (5 Years) including extended warranty. No possibility to extend total warranty beyond 1 Year (5 Years). Note 2 Extended warranty activation is done in four steps 1 – create | Ea |  | 1 Year (3 Years) | 59 | 5% | 56.05
10716 | Axis | 01356-001 | 2N IP SAFETY - FRAME-2N IP Safety - metal frame orange color | Ea |  | 1 Year (3 Years) | 35 | 5% | 33.25
10717 | Axis | 01357-001 | 2N IP BASE - CAM BLACK-2N IP Base - camera black frame | Ea |  | 1 Year (3 Years) | 665 | 5% | 631.75
10718 | Axis | 01357-600 | EXT WAR 2N IP BASE - CAM BLACK-1 Year (2 Years) extension of the warranty period Note 1 Maximum warranty on selected Axis products is 1 Year (5 Years) including extended warranty. No possibility to extend total warranty beyond 1 Year (5 Years). Note 2 Extended warranty activation is done in four steps 1 – create | Ea |  | 1 Year (3 Years) | 40 | 5% | 38
10719 | Axis | 01358-001 | 2N IP BASE - 125kHz RFID-2N IP Base - 125kHz RFID card reader | Ea |  | 1 Year (3 Years) | 90 | 5% | 85.5
10720 | Axis | 01359-001 | 2N IP BASE - 13.56MHz RFID-2N IP Base - 13.56MHz RFID card reader reads UID | Ea |  | 1 Year (3 Years) | 135 | 5% | 128.25
10721 | Axis | 01360-001 | 2N IP BASE - BACKPLATE-2N IP Base - backplate for easier surface installation | Ea |  | 1 Year (3 Years) | 60 | 5% | 57
10722 | Axis | 01361-001 | 2N IP UNI - 1 BTN-2N IP Uni - 1 button | Ea |  | 1 Year (3 Years) | 405 | 5% | 384.75
10723 | Axis | 01361-600 | EXT WAR 2N IP UNI - 1 BTN-1 Year (2 Years) extension of the warranty period Note 1 Maximum warranty on selected Axis products is 1 Year (5 Years) including extended warranty. No possibility to extend total warranty beyond 1 Year (5 Years). Note 2 Extended warranty activation is done in four steps 1 – create | Ea |  | 1 Year (3 Years) | 24 | 5% | 22.8
10724 | Axis | 01362-001 | 2N IP UNI - 2 BTN-2N IP Uni - 2 buttons | Ea |  | 1 Year (3 Years) | 420 | 5% | 399
10725 | Axis | 01362-600 | EXT WAR 2N IP UNI - 2 BTN-1 Year (2 Years) extension of the warranty period Note 1 Maximum warranty on selected Axis products is 1 Year (5 Years) including extended warranty. No possibility to extend total warranty beyond 1 Year (5 Years). Note 2 Extended warranty activation is done in four steps 1 – create | Ea |  | 1 Year (3 Years) | 25 | 5% | 23.75
10726 | Axis | 01363-001 | 2N IP UNI - 1 BTN, PICTOGRAMS-2N IP Uni - 1 button pictograms | Ea |  | 1 Year (3 Years) | 425 | 5% | 403.75
10727 | Axis | 01363-600 | EXT WAR 2N IP UNI - 1 BTN, PICTOGR-1 Year (2 Years) extension of the warranty period Note 1 Maximum warranty on selected Axis products is 1 Year (5 Years) including extended warranty. No possibility to extend total warranty beyond 1 Year (5 Years). Note 2 Extended warranty activation is done in four steps 1 – create | Ea |  | 1 Year (3 Years) | 26 | 5% | 24.7
10728 | Axis | 01364-001 | 2N IP UNI - SURFACE MOUNT BOX-2N IP Uni - surface mount box | Ea |  | 1 Year (3 Years) | 80 | 5% | 76
10729 | Axis | 01365-001 | 2N AU - RFID 125kHz-2N Access Unit - RFID 125kHz. Comes without frame and/or flush box - those are from IP Verso. | Ea |  | 1 Year (3 Years) | 400 | 5% | 380
10730 | Axis | 01365-600 | EXT WAR 2N AU - RFID 125kHz-1 Year (2 Years) extension of the warranty period Note 1 Maximum warranty on selected Axis products is 1 Year (5 Years) including extended warranty. No possibility to extend total warranty beyond 1 Year (5 Years). Note 2 Extended warranty activation is done in four steps 1 – create | Ea |  | 1 Year (3 Years) | 24 | 5% | 22.8
10731 | Axis | 01366-001 | 2N AU - RFID 13.56MHz NFC READY-2N Access Unit - RFID 13.56MHz NFC ready. Comes without frame and/or flush box - those are from IP Verso. | Ea |  | 1 Year (3 Years) | 400 | 5% | 380
10732 | Axis | 01366-600 | EXT WAR 2N AU - RFID 13.56MHz NFC-1 Year (2 Years) extension of the warranty period Note 1 Maximum warranty on selected Axis products is 1 Year (5 Years) including extended warranty. No possibility to extend total warranty beyond 1 Year (5 Years). Note 2 Extended warranty activation is done in four steps 1 – create | Ea |  | 1 Year (3 Years) | 24 | 5% | 22.8
10733 | Axis | 01367-001 | 2N AU - FINGERPRINT-2N Access Unit - Fingerprint 9137423E USB reader needed for user enrollmentComes without frame and/or flush box - those are from IP Verso. | Ea |  | 1 Year (3 Years) | 640 | 5% | 608
10734 | Axis | 01367-600 | EXT WAR 2N AU - FINGERPRINT-1 Year (2 Years) extension of the warranty period Note 1 Maximum warranty on selected Axis products is 1 Year (5 Years) including extended warranty. No possibility to extend total warranty beyond 1 Year (5 Years). Note 2 Extended warranty activation is done in four steps 1 – create | Ea |  | 1 Year (3 Years) | 38 | 5% | 36.1
10735 | Axis | 01368-001 | 2N AU - BLUETOOTH-2N Access Unit - Bluetooth. Comes without frame and/or flush box - those are from IP Verso. | Ea |  | 1 Year (3 Years) | 440 | 5% | 418
10736 | Axis | 01368-600 | EXT WAR 2N AU - BLUETOOTH-1 Year (2 Years) extension of the warranty period Note 1 Maximum warranty on selected Axis products is 1 Year (5 Years) including extended warranty. No possibility to extend total warranty beyond 1 Year (5 Years). Note 2 Extended warranty activation is done in four steps 1 – create | Ea |  | 1 Year (3 Years) | 26 | 5% | 24.7
10737 | Axis | 01369-001 | 2N AU - NFC LICENSE-2N Access Unit - NFC license for 916010 NFC ready type | Ea |  | 1 Year (3 Years) | 25 | 5% | 23.75
10738 | Axis | 01370-001 | 2N AU - TOUCH KEYPAD-2N Access Unit - Touch keypad Comes without frame and/or flush box - those are from IP Verso. | Ea |  | 1 Year (3 Years) | 320 | 5% | 304
10739 | Axis | 01370-600 | EXT WAR 2N AU - TOUCH KEYPAD-1 Year (2 Years) extension of the warranty period Note 1 Maximum warranty on selected Axis products is 1 Year (5 Years) including extended warranty. No possibility to extend total warranty beyond 1 Year (5 Years). Note 2 Extended warranty activation is done in four steps 1 – create | Ea |  | 1 Year (3 Years) | 19 | 5% | 18.05
10740 | Axis | 01371-001 | 2N AU - RJ45 CONNECTOR CABLE-2N Access Unit - RJ45 connector cable | Ea |  | 1 Year (3 Years) | 10 | 5% | 9.5
10741 | Axis | 01372-001 | 2N AC - LIC +5 DEVICES-2N Access Commander - license for adding 5 devices block of 5 licenses | Ea |  | 1 Year (3 Years) | 70 | 5% | 66.5
10742 | Axis | 01373-001 | 2N AC - LIC +25 USERS-2N Access Commander - license for adding 25 users block of 25 licenses | Ea |  | 1 Year (3 Years) | 245 | 5% | 232.75
10743 | Axis | 01374-001 | 2N AC - INTEGRATION LICENSE-2N Access Commander - LDAP license | Ea |  | 1 Year (3 Years) | 231 | 5% | 219.45
10744 | Axis | 01375-001 | 2N IP INTERCOM AND SIP AUDIO - G729 LIC-2N IP Intercom and SIP Audio - license for G.729 audio codec | Ea |  | 1 Year (3 Years) | 37 | 5% | 35.15
10745 | Axis | 01376-001 | 2N IP INTERCOM ENHANCED AUDIO LIC-2N IP Intercom License - Enhanced Audio | Ea |  | 1 Year (3 Years) | 63 | 5% | 59.85
10746 | Axis | 01377-001 | 2N IP INTERCOM ENHANCED VIDEO LIC-2N IP Intercom Enhanced Video lic | Ea |  | 1 Year (3 Years) | 98 | 5% | 93.1
10747 | Axis | 01378-001 | 2N IP INTERCOM ENHANCED INTEGRATION LIC-2N IP Intercom Enhanced Integration lic | Ea |  | 1 Year (3 Years) | 63 | 5% | 59.85
10748 | Axis | 01379-001 | 2N IP INTERCOM ENHANCED SECURITY LIC-2N IP Intercom License - Enhanced Security | Ea |  | 1 Year (3 Years) | 98 | 5% | 93.1
10749 | Axis | 01380-001 | 2N IP INTERCOM GOLD LICENSE-2N IP Intercom License - Gold License | Ea |  | 1 Year (3 Years) | 225 | 5% | 213.75
10750 | Axis | 01381-001 | 2N IP INTERCOM AND SIP AUDIO- INFORMACAST-2N IP Intercom and SIP AudioLicense - Informacast License | Ea |  | 1 Year (3 Years) | 85 | 5% | 80.75
10751 | Axis | 01382-001 | 2N IP INTERCOM - NFC LICENSE-2N IP Intercom - NFC License | Ea |  | 1 Year (3 Years) | 24 | 5% | 22.8
10752 | Axis | 01384-001 | MIFARE RFID SMART CARD 13.56MHz-Mifare RFID smart card 13.56MHz | Ea |  | 1 Year (3 Years) | 5 | 5% | 4.75
10753 | Axis | 01385-001 | MIFARE RFID SMART KEY FOB 13.56MHz-Mifare RFID smart key fob 13.56MHz | Ea |  | 1 Year (3 Years) | 5 | 5% | 4.75
10754 | Axis | 01386-001 | 2N SECURITY RELAY-2N Security Relay | Ea |  | 1 Year (3 Years) | 110 | 5% | 104.5
10755 | Axis | 01387-001 | 2N WIEGAND ISOLATOR-2N Wiegand Isolator | Ea |  | 1 Year (3 Years) | 150 | 5% | 142.5
10756 | Axis | 01388-001 | 2N MAGNETIC DOOR CONTACT-2N Magnetic door contact | Ea |  | 1 Year (3 Years) | 20 | 5% | 19
10757 | Axis | 01389-001 | WIEGAND 125 kHz RFID CARD READER-External 125 kHz EMarine RFID card reader Wiegand | Ea |  | 1 Year (3 Years) | 95 | 5% | 90.25
10758 | Axis | 01390-001 | WIEGAND 13.56 MHz RFID CARD READER-External 13.56MHz Mifare RFID card reader Wiegand | Ea |  | 1 Year (3 Years) | 95 | 5% | 90.25
10759 | Axis | 01391-001 | 2N INDUCTION LOOP-2N External induction loop for IP Intercom | Ea |  | 1 Year (3 Years) | 140 | 5% | 133
10760 | Axis | 01392-001 | 2N IND. LOOP EXT. ANTENNA-2N External antenna for the induction loop | Ea |  | 1 Year (3 Years) | 90 | 5% | 85.5
10761 | Axis | 01393-001 | 2N INDUCTION LOOP - POWER SUPPLY-2N Power supply for the induction loop | Ea |  | 1 Year (3 Years) | 40 | 5% | 38
10762 | Axis | 01394-001 | PoE INJECTOR WITHOUT CABLE-PoE injector PSA16U-480POE external PoE 1port 15.4W ACDC - without cable | Ea |  | 1 Year (3 Years) | 55 | 5% | 52.25
10763 | Axis | 01395-001 | EMARINE RFID PROX CARD 125kHz-Proximity Card Emarine 125kHz | Ea |  | 1 Year (3 Years) | 5 | 5% | 4.75
10764 | Axis | 01396-001 | EMARINE RFID PROX KEY FOb 125kHz-Proximity Key Fob Emarine 125kHz | Ea |  | 1 Year (3 Years) | 5 | 5% | 4.75
10765 | Axis | 01397-001 | WEB RELAY - 1 OUTPUT, 1 INPUT-Web IP Relay - 1 output 1 input | Ea |  | 1 Year (3 Years) | 240 | 5% | 228
10766 | Axis | 01398-001 | WEB RELAY - 4 OUTPUTS, 0 INPUT, PoE- | Ea |  | 1 Year (3 Years) | 310 | 5% | 294.5
10767 | Axis | 01399-001 | USB RFID READER 125kHz-External RFID Reader 125kHz EMarine USB interface | Ea |  | 1 Year (3 Years) | 65 | 5% | 61.75
10768 | Axis | 01400-001 | USB RFID READER 13MHz & 125kHz-External RFID Reader 13.56MHz 125kHz USB interface | Ea |  | 1 Year (3 Years) | 335 | 5% | 318.25
10769 | Axis | 01401-001 | USB FINGERPRINT READER-External fingerprint reader USB interface | Ea |  | 1 Year (3 Years) | 250 | 5% | 237.5
10770 | Axis | 01402-001 | USB BLUETOOTH READER-External Bluetooth reader USB interface | Ea |  | 1 Year (3 Years) | 28 | 5% | 26.6
10771 | Axis | 01403-001 | PoE INJECTOR WITH CABLE-PoE injector PSA16U-480POE external PoE 1port 15.4W ACDC - with US cable | Ea |  | 1 Year (3 Years) | 65 | 5% | 61.75
10772 | Axis | 01404-001 | 2N 2WIRE - SET WITH US PLUG-2N 2Wire - set of 2 adaptors and power source for the US plug | Ea |  | 1 Year (3 Years) | 340 | 5% | 323
10773 | Axis | 01416-001 | 2N IDT - PoE, BLACK-2N Indoor Touch PoE - Black | Ea |  | 1 Year (3 Years) | 755 | 5% | 717.25
10774 | Axis | 01416-600 | EXT WAR 2N IDT - PoE, BLACK-1 Year (2 Years) extension of the warranty period Note 1 Maximum warranty on selected Axis products is 1 Year (5 Years) including extended warranty. No possibility to extend total warranty beyond 1 Year (5 Years). Note 2 Extended warranty activation is done in four steps 1 – create | Ea |  | 1 Year (3 Years) | 45 | 5% | 42.75
10775 | Axis | 01417-001 | 2N IDT - PoE, WHITE-2N Indoor Touch PoE - White | Ea |  | 1 Year (3 Years) | 755 | 5% | 717.25
10776 | Axis | 01417-600 | EXT WAR 2N IDT - PoE, WHITE-1 Year (2 Years) extension of the warranty period Note 1 Maximum warranty on selected Axis products is 1 Year (5 Years) including extended warranty. No possibility to extend total warranty beyond 1 Year (5 Years). Note 2 Extended warranty activation is done in four steps 1 – create | Ea |  | 1 Year (3 Years) | 45 | 5% | 42.75
10777 | Axis | 01418-001 | 2N IDT - UNLOCKING LICENSE-2N Indoor Touch - unlocking license for uploading apps | Ea |  | 1 Year (3 Years) | 65 | 5% | 61.75
10778 | Axis | 01419-001 | 2N IDT - PoE, WIFI, BLACK-2N Indoor Touch - PoE WiFi black | Ea |  | 1 Year (3 Years) | 820 | 5% | 779
10779 | Axis | 01419-600 | EXT WAR 2N IDT - PoE, WIFI, BLACK-1 Year (2 Years) extension of the warranty period Note 1 Maximum warranty on selected Axis products is 1 Year (5 Years) including extended warranty. No possibility to extend total warranty beyond 1 Year (5 Years). Note 2 Extended warranty activation is done in four steps 1 – create | Ea |  | 1 Year (3 Years) | 49 | 5% | 46.55
10780 | Axis | 01420-001 | 2N IDT - PoE, WIFI, WHITE-2N Indoor Touch - PoE WiFi white | Ea |  | 1 Year (3 Years) | 820 | 5% | 779
10781 | Axis | 01420-600 | EXT WAR 2N IDT - PoE, WIFI, WHITE-1 Year (2 Years) extension of the warranty period Note 1 Maximum warranty on selected Axis products is 1 Year (5 Years) including extended warranty. No possibility to extend total warranty beyond 1 Year (5 Years). Note 2 Extended warranty activation is done in four steps 1 – create | Ea |  | 1 Year (3 Years) | 49 | 5% | 46.55
10782 | Axis | 01421-600 | EXT WAR GXV3275 IP PHONE-1 Year (2 Years) extension of the warranty period Note 1 Maximum warranty on selected Axis products is 1 Year (5 Years) including extended warranty. No possibility to extend total warranty beyond 1 Year (5 Years). Note 2 Extended warranty activation is done in four steps 1 – create | Ea |  | 1 Year (3 Years) | 28 | 5% | 26.6
10783 | Axis | 01422-001 | GXV3240 IP PHONE-Grandstream GXV 3240 Multimedia IP phone with 4.3” digital color LCD Android Wifi PoE | Ea |  | 1 Year (3 Years) | 370 | 5% | 351.5
10784 | Axis | 01422-600 | EXT WAR GXV3240 IP PHONE-1 Year (2 Years) extension of the warranty period Note 1 Maximum warranty on selected Axis products is 1 Year (5 Years) including extended warranty. No possibility to extend total warranty beyond 1 Year (5 Years). Note 2 Extended warranty activation is done in four steps 1 – create | Ea |  | 1 Year (3 Years) | 20 | 5% | 19
10785 | Axis | 01423-001 | 2N IDT - POWER SUPPLY FLUSH-2N Indoor Touch External power supply 12V 2A DC flush mounted | Ea |  | 1 Year (3 Years) | 100 | 5% | 95
10786 | Axis | 01424-001 | 2N IDT - HTTP API LICENSE-2N Indoor Touch HTTP API license | Ea |  | 1 Year (3 Years) | 75 | 5% | 71.25
10787 | Axis | 01425-001 | 2N IDT - DESK STAND BLACK-2N Indoor Touch - Desk stand black | Ea |  | 1 Year (3 Years) | 80 | 5% | 76
10788 | Axis | 01426-001 | 2N IDT - DESK STAND WHITE-2N Indoor Touch - Desk stand white | Ea |  | 1 Year (3 Years) | 80 | 5% | 76
10789 | Axis | 01429-001 | 2N SIP AUDIO CONVERTER-2N SIP Audio Converter SIP Audio to analogue audio converter | Ea |  | 1 Year (3 Years) | 410 | 5% | 389.5
10790 | Axis | 01429-600 | EXT WAR 2N SIP AUDIO CONVERTER-1 Year (2 Years) extension of the warranty period Note 1 Maximum warranty on selected Axis products is 1 Year (5 Years) including extended warranty. No possibility to extend total warranty beyond 1 Year (5 Years). Note 2 Extended warranty activation is done in four steps 1 – create | Ea |  | 1 Year (3 Years) | 25 | 5% | 23.75
10791 | Axis | 01430-001 | 2N SIP AUDIO CONVERTER SET-2N SIP Audio Converter set with Speaker and Mic | Ea |  | 1 Year (3 Years) | 425 | 5% | 403.75
10792 | Axis | 01430-600 | EXT WAR 2N SIP AUDIO CONVERTER SET-1 Year (2 Years) extension of the warranty period Note 1 Maximum warranty on selected Axis products is 1 Year (5 Years) including extended warranty. No possibility to extend total warranty beyond 1 Year (5 Years). Note 2 Extended warranty activation is done in four steps 1 – create | Ea |  | 1 Year (3 Years) | 26 | 5% | 24.7
10793 | Axis | 01431-001 | 2N SIP SPEAKER - WALL MOUNTED, B-2N SIP Speaker - Loudspeaker Set wall mounted SIP based active speaker | Ea |  | 1 Year (3 Years) | 460 | 5% | 437
10794 | Axis | 01431-600 | EXT WAR 2N SIP SPEAKER - WALL MNT B-1 Year (2 Years) extension of the warranty period Note 1 Maximum warranty on selected Axis products is 1 Year (5 Years) including extended warranty. No possibility to extend total warranty beyond 1 Year (5 Years). Note 2 Extended warranty activation is done in four steps 1 – create | Ea |  | 1 Year (3 Years) | 28 | 5% | 26.6
10795 | Axis | 01432-001 | 2N SIP SPEAKER - WALL MOUNTED, W-2N SIP Speaker - Loudspeaker Setwall mounted SIP based active speaker | Ea |  | 1 Year (3 Years) | 460 | 5% | 437
10796 | Axis | 01432-600 | EXT WAR 2N SIP SPEAKER - WALL MNT W-1 Year (2 Years) extension of the warranty period Note 1 Maximum warranty on selected Axis products is 1 Year (5 Years) including extended warranty. No possibility to extend total warranty beyond 1 Year (5 Years). Note 2 Extended warranty activation is done in four steps 1 – create | Ea |  | 1 Year (3 Years) | 28 | 5% | 26.6
10797 | Axis | 01433-001 | 2N SIP SPEAKER - HORN-2N SIP Speaker - Horn outdoor SIP based active hornspeaker | Ea |  | 1 Year (3 Years) | 518 | 5% | 492.1
10798 | Axis | 01433-600 | EXT WAR 2N SIP SPEAKER - HORN-1 Year (2 Years) extension of the warranty period Note 1 Maximum warranty on selected Axis products is 1 Year (5 Years) including extended warranty. No possibility to extend total warranty beyond 1 Year (5 Years). Note 2 Extended warranty activation is done in four steps 1 – create | Ea |  | 1 Year (3 Years) | 31 | 5% | 29.45
10799 | Axis | 01435-001 | 2N IP AUDIO POWER SUPPLY - US PLUG-2N IP Audio Power Supply - US plug | Ea |  | 1 Year (3 Years) | 75 | 5% | 71.25
10800 | Axis | 01438-001 | AXIS D20 FRONT COVER KIT A-Replacement front cover for AXIS D2050-VE. Includes anti-loss screws and sealing gaskets. | Ea |  | 1 Year (3 Years) | 79 | 5% | 75.05
10801 | Axis | 01439-001 | AXIS D20 MOUNT BRACKET KIT A-Original stainless steel mounting bracket for AXIS D2050-VE. Includes two pipe adapters anti-loss screws two gray cable gaskets three black cable gaskets and an M20 cable gland. | Ea |  | 1 Year (3 Years) | 59 | 5% | 56.05
10802 | Axis | 01440-001 | AXIS Q86 FRONT KIT A-Replacement front window assembly for AXIS Q8685-E/-LE. Window in clear tempered glass. Includes built-in heater wiper mechanism and heat sink. | Ea |  | 1 Year (3 Years) | 349 | 5% | 331.55
10803 | Axis | 01441-001 | AXIS Q86 WIPER KIT A 5P-Replacement wiper blades for selected AXIS Q86 and Q87 cameras. Made from long-life UV-resistant silicone rubber. 5pcs per pack. | Ea |  | 1 Year (3 Years) | 49 | 5% | 46.55
10804 | Axis | 01442-004 | AXIS Q6215-LE 60HZ-PTZ for the toughest conditions. MIL specified build in IR illumination 300M 984ft can be mounted face up or face down. IP66/67/68 IK10 MIL 8105 521. Camera part ” sensor with HDTV 1080p 30x optical zoom 60fps H264 with Zipstream and Motion JPEG WDR. Per | Ea |  | 1 Year (3 Years) | 3499 | 5% | 3324.05
10805 | Axis | 01443-001 | AXIS P3235-LV-Day/night fixed dome with support for WDR – Forensic Capture Lightfinder and OptimizedIR with built-in IR illumination. Discreet dust and IK08 vandal-resistant indoor casing. Varifocal 3-10 mm P-Iris lens remote focus and zoom. Multiple individually confi | Ea |  | 1 Year (3 Years) | 629 | 5% | 597.55
10806 | Axis | 01443-600 | EXT WAR AXIS P3235-LV-1 Year (2 Years) extension of the warranty period Note 1 Maximum warranty on selected Axis products is 1 Year (5 Years) including extended warranty. No possibility to extend total warranty beyond 1 Year (5 Years). Note 2 Extended warranty activation is done in four steps 1 – create | Ea |  | 1 Year (3 Years) | 38 | 5% | 36.1
10807 | Axis | 01445-001 | AXIS T94J01A WALL MOUNT GREY-Robust and impact-resistant aluminum wall mount for selected Axis PTZ and positioning cameras. Multiple cable entry points for 3/4” M25 conduit pipes. Suitable for indoor and outdoor use. Color Urban Grey. | Ea |  | 1 Year (3 Years) | 229 | 5% | 217.55
10808 | Axis | 01449-001 | AXIS T8504-E OUTDOOR POE SWITCH-Outdoor 4-port managed PoE switch for surveillance applications. 4 PoE ports with up to 60W PoE per port and one SFP port for uplink. Robust metal enclosure with wide temperature range IP67 and surge protection for demanding installations. Managed switch | Ea |  | 1 Year (3 Years) | 1199 | 5% | 1139.05
10809 | Axis | 01449-600 | EXT WAR AXIS T8504-E OUTDOOR POE SWITCH-1 Year (2 Years) extension of the warranty period Note 1 Maximum warranty on selected Axis products is 1 Year (5 Years) including extended warranty. No possibility to extend total warranty beyond 1 Year (5 Years). Note 2 Extended warranty activation is done in four steps 1 – create | Ea |  | 1 Year (3 Years) | 72 | 5% | 68.4
10810 | Axis | 01457-001 | AXIS T94V01C DUAL CAMERA MOUNT-AXIS T94V01C Dual Camera Mount allows back-to-back installation of two Axis cameras for panoramic coverage. Compatible with a wide range of Axis dome cameras box cameras and bullet cameras. Compatible with Axis mounting accessories with 1.5” NPS threaded | Ea |  | 1 Year (3 Years) | 99 | 5% | 94.05
10811 | Axis | 01461-001 | AXIS T94T02D PENDANT KIT-Outdoor pendant kit for AXIS M30-PLVE Series. Weathershield made from impact- UV- and heat-resistant polymer. Compatible with wide range of Axis mounts with 1.5 NPS threaded interface. | Ea |  | 1 Year (3 Years) | 49 | 5% | 46.55
10812 | Axis | 01462-001 | AXIS T94S02L RECESSED MOUNT-Indoor recessed mount for ceiling/wall installations. Compatible with AXIS M3057/58-PLVE cameras. Single-screw ceiling attachment for quick and easy installation. Not suitable for air-handling plenum spaces. | Ea |  | 1 Year (3 Years) | 49 | 5% | 46.55
10813 | Axis | 01463-001 | AXIS M30 SKIN COVER A BLACK 4P-4-pack. Outdoor-ready skin covers compatible with AXIS M3057/58-PLVE cameras for changing the appearance of the camera simplify re-painting and covering screws. Black color. | Ea |  | 1 Year (3 Years) | 79 | 5% | 75.05
10814 | Axis | 01464-001 | AXIS T91A13 THREADED CEIL MOUNT 10P-10-pack threaded ceiling mount for quick installation under ceiling tiles. Compatible with cameras with standard 1/4-20 UNC tripod thread. Total length 80mm 3 with thread length 65mm 2.5. Threaded rod in nylon counter nut with friction pad. 10-piece bulk | Ea |  | 1 Year (3 Years) | 39 | 5% | 37.05
10815 | Axis | 01467-001 | AXIS T91A33 LIGHT TRACK MNT 4P-4-pack of lighting track mounts. Color white. Compatible with universal 3-circuit lighting track systems and selected linear trunking systems. Compatible with a wide range of Axis cameras and camera stands. | Ea |  | 1 Year (3 Years) | 79 | 5% | 75.05
10816 | Axis | 01468-001 | AXIS T8643 POE+ OVER COAX COMPACT-AXIS T8643 PoE over Coax Compact enables legacy coax cabling to be kept when converting an analog system to digital. The design allows for improved installation and cable management as it can easily be integrated in housings and backboxes. It delivers sta | Ea |  | 1 Year (3 Years) | 207 | 5% | 196.65
10817 | Axis | 01468-600 | EXT WAR T8643 POE+ OVER COAX COMP-1 Year (2 Years) extension of the warranty period Note 1 Maximum warranty on selected Axis products is 1 Year (5 Years) including extended warranty. No possibility to extend total warranty beyond 1 Year (5 Years). Note 2 Extended warranty activation is done in four steps 1 – create | Ea |  | 1 Year (3 Years) | 12 | 5% | 11.4
10818 | Axis | 01469-001 | TAMRON 5MP LENS P-IRIS 8-50 MM F1.6-Varifocal 8-50 MM 5 MP telephoto IR-corrected lens with P-Iris. Recommended for AXIS P1367 and AXIS P1367-E. | Ea |  | 1 Year (3 Years) | 249 | 5% | 236.55
10819 | Axis | 01470-001 | AXIS T91B57 POLE MOUNT 100-410MM-Aluminum Pole Mount for indoor and outdoor installations for poles with diameter between 100-410 mm 4-16”. Includes 1 pair of AXIS Stainless Steel Straps 1450mm 57 with TX30 screw interface for ease-of-installation. AXIS T91B57 is compatible with mounts s | Ea |  | 1 Year (3 Years) | 115 | 5% | 109.25
10820 | Axis | 01471-001 | AXIS STEEL STRAPS TX30 1450MM 1PAIR-1 pair marine-grade SS316L stainless steel straps with TX30 screw interface for ease-of-installation. Length 1450mm 57. Width 14.3mm 0.57. Thickness 0.68mm 0.03. Compatible with a wide range of Axis pole mounts. Pole diameter range 100-410mm 4-16 when use | Ea |  | 1 Year (3 Years) | 39 | 5% | 37.05
10821 | Axis | 01472-001 | AXIS STEEL STRAPS TX30 570MM 1PAIR-1 pair marine-grade SS316L stainless steel straps with TX30 screw interface for ease-of-installation. Length 570mm 22.5. Width 14.3mm 0.57. Thickness 0.68mm 0.03. Compatible with a wide range of Axis pole mounts. Pole diameter range 50-150mm 2-6 when used | Ea |  | 1 Year (3 Years) | 29 | 5% | 27.55
10822 | Axis | 01473-001 | AXIS T91B67 POLE MOUNT 65-165MM-Outdoor-ready powder-coated aluminum pole mount with 1.5 NPS thread for fixed dome pendant kits. Includes insect-proof cable gasket and 1 pair of stainless steel straps with TX30 screw for pole diameter between 65-165mm 2.5-6.5. White in color. | Ea |  | 1 Year (3 Years) | 95 | 5% | 90.25
10823 | Axis | 01474-001 | AXIS T91A33 LIGHT TRACK MNT BLK 4P-4-pack of lighting track mounts. Color black. Compatible with universal 3-circuit lighting track systems and selected linear trunking systems. Compatible with a wide range of Axis cameras and camera stands. | Ea |  | 1 Year (3 Years) | 79 | 5% | 75.05
10824 | Axis | 01478-001 | 2N IP AUDIO KIT - MIC & SPK SET-2N IP Audio Kit - microphone speaker set | Ea |  | 1 Year (3 Years) | 30 | 5% | 28.5
10825 | Axis | 01479-001 | 2N IP AUDIO KIT - BUTTON-2N IP Audio Kit - stainless steel backlit button | Ea |  | 1 Year (3 Years) | 30 | 5% | 28.5
10826 | Axis | 01480-001 | D201-S XPT Q6055-Explosion-protected top performance PoE powered HDTV 1080p PTZ dome network camera with 32x zoom FM listed for hazardous locations Class I Division 1 Groups B C D T6 Class 1 Zone 1 IIB H2 T6 -20C Ta 55C FM17US0156. Stainless Steel 316L housing. Auto da | Ea |  | 1 Year (3 Years) | 14999 | 5% | 14249.05
10827 | Axis | 01480-001 | D201-S XPT Q6055-Explosion-protected top performance PoE powered HDTV 1080p PTZ dome network camera with 32x zoom FM listed for hazardous locations Class I Division 1 Groups B C D T6 Class 1 Zone 1 IIB H2 T6 -20C Ta 55C FM17US0156. Stainless Steel 316L housing. Auto da | Ea |  | 1 Year (3 Years) | 14999 | 5% | 14249.05
10828 | Axis | 01482-004 | AXIS Q6054 Mk III 60HZ-HDTV 720p compliant high-speed PTZ dome camera with 30x optical zoom for indoor use. HDTV 720p 30 fps 1280x720 in H.264 and Motion JPEG Day Night IP52. Continuous 360 rotation and 220 tilt with E-flip. Lightfinder Focus recall Zipstream WDR EIS Automati | Ea |  | 1 Year (3 Years) | 2099 | 5% | 1994.05
10829 | Axis | 01482-600 | EXT WAR AXIS Q6054 Mk III 60HZ-1 Year (2 Years) extension of the warranty period Note 1 Maximum warranty on selected Axis products is 1 Year (5 Years) including extended warranty. No possibility to extend total warranty beyond 1 Year (5 Years). Note 2 Extended warranty activation is done in four steps 1 – create | Ea |  | 1 Year (3 Years) | 168 | 5% | 159.6
10830 | Axis | 01484-004 | AXIS Q6054-E Mk III 60HZ-HDTV 720p compliant outdoor-ready high-speed PTZ dome camera with 30x optical zoom. HDTV 720p 30fps 1280x720 in H.264 and Motion JPEG Day Night IP66 IK10 and NEMA 4X classification. Continuous 360 rotation and 220 tilt with E-flip. Lightfinder Focus rec | Ea |  | 1 Year (3 Years) | 2599 | 5% | 2469.05
10831 | Axis | 01484-600 | EXT WAR AXIS Q6054-E Mk III 60HZ-1 Year (2 Years) extension of the warranty period Note 1 Maximum warranty on selected Axis products is 1 Year (5 Years) including extended warranty. No possibility to extend total warranty beyond 1 Year (5 Years). Note 2 Extended warranty activation is done in four steps 1 – create | Ea |  | 1 Year (3 Years) | 208 | 5% | 197.6
10832 | Axis | 01489-001 | AXIS T8645 PoE+ COAX COMPACT KIT-AXIS T8645 PoE over Coax Compact Kit enables legacy coax cabling to be kept when converting an analog system to digital and comprises AXIS T8641 PoE Over Coax Base and AXIS T8643 PoE over Coax Compact. It delivers standard Power over Ethernet PoE and ce | Ea |  | 1 Year (3 Years) | 414 | 5% | 393.3
10833 | Axis | 01489-600 | EXT WAR T8645 PoE+ COAX COMPACT KIT-1 Year (2 Years) extension of the warranty period Note 1 Maximum warranty on selected Axis products is 1 Year (5 Years) including extended warranty. No possibility to extend total warranty beyond 1 Year (5 Years). Note 2 Extended warranty activation is done in four steps 1 – create | Ea |  | 1 Year (3 Years) | 25 | 5% | 23.75
10834 | Axis | 01490-001 | AXIS T8648 PoE+ COAX BLADE COMP KIT-AXIS T8648 PoE Coax Blade Compact Kit contains one 1 AXIS T8646 PoE over Coax Blade and six 6 AXIS T8643 POE over Coax Compact for a complete 6 channel solution with improved installation and cable management as it can easily be integrated in housings and | Ea |  | 1 Year (3 Years) | 1699 | 5% | 1614.05
10835 | Axis | 01490-600 | EXT WAR T8648 PoE+ COAX BL COMP KIT-1 Year (2 Years) extension of the warranty period Note 1 Maximum warranty on selected Axis products is 1 Year (5 Years) including extended warranty. No possibility to extend total warranty beyond 1 Year (5 Years). Note 2 Extended warranty activation is done in four steps 1 – create | Ea |  | 1 Year (3 Years) | 102 | 5% | 96.9
10836 | Axis | 01491-001 | AXIS SURVEILLANCE CARD 128 GB-AXIS Surveillance Card 128 GB is a high endurance microSDXC card optimized for video surveillance. It has support for health status monitoring with Axis cameras. The card enables flexible edge recording solutions with de-centralized video recording elimin | Ea |  | 1 Year (3 Years) | 109 | 5% | 103.55
10837 | Axis | 01492-001 | AXIS M30 COVER RING A BLACK 4P-4-pack of black accessory cover ring for AXIS M3015-V/16-V. Magnetic attachment. Replaces the original white cover ring. Dome not included. | Ea |  | 1 Year (3 Years) | 59 | 5% | 56.05
10838 | Axis | 01493-001 | AXIS Q3518-LVE-Day/night fixed dome with support for Forensic WDR Lightfinder and OptimizedIR with built-in IR illumination. IK10 vandal-resistant outdoor casing. Varifocal 4.3 – 8.6 mm P-Iris lens with remote zoom and focus for installation or monitoring. Multiple indi | Ea |  | 1 Year (3 Years) | 1349 | 5% | 1281.55
10839 | Axis | 01493-600 | EXT WAR AXIS Q3518-LVE-1 Year (2 Years) extension of the warranty period Note 1 Maximum warranty on selected Axis products is 1 Year (5 Years) including extended warranty. No possibility to extend total warranty beyond 1 Year (5 Years). Note 2 Extended warranty activation is done in four steps 1 – create | Ea |  | 1 Year (3 Years) | 81 | 5% | 76.95
10840 | Axis | 01494-001 | AXIS T94E01D PENDANT KIT 4PCS-Bracket for pendent mounting of AXIS Companion Eye mini L. Compatible with M25 or 3/4 pipes with NPS thread. | Ea |  | 1 Year (3 Years) | 39 | 5% | 37.05
10841 | Axis | 01495-001 | AXIS T94E01M J-BOX/GANG BOX PL 4PCS-Bracket for mounting AXIS Companion Eye mini L on a 4” square 4” octagon single or double-gang junction box. | Ea |  | 1 Year (3 Years) | 59 | 5% | 56.05
10842 | Axis | 01496-001 | AXIS WEATHERSHIELD S-Weathershield from UV-resistant plastics for protecting camera against rain snow and sun. | Ea |  | 1 Year (3 Years) | 59 | 5% | 56.05
10843 | Axis | 01497-001 | AXIS BISPECTRAL TOP COVER A-Top cover for Axis bi-spectral cameras. Includes top housing 38mm Germanium front window for thermal and glass window for visual camera wiper etc. | Ea |  | 1 Year (3 Years) | 1199 | 5% | 1139.05
10844 | Axis | 01498-001 | AXIS BISPECTRAL TOP COVER B-Top cover for Axis bi-spectral cameras. Includes top housing 60mm Germanium front window for thermal and glass window for visual camera wiper etc. | Ea |  | 1 Year (3 Years) | 1999 | 5% | 1899.05
10845 | Axis | 01499-001 | AXIS P38 WEATHERSHIELD KIT A-Original weathershield with anti-loss screws for protecting AXIS P3807-PVE from rain snow and sun when wall mounted. | Ea |  | 1 Year (3 Years) | 25 | 5% | 23.75
10846 | Axis | 01504-001 | AXIS P3717-PLE-AXIS P3717-PLE Network Camera is a compact 8-megapixel camera with four varifocal lenses enabling overview and detailed surveillance. With one IP address and one network cable the four-camera-in-one unit provides a flexible cost-effective solution for mul | Ea |  | 1 Year (3 Years) | 1349 | 5% | 1281.55
10847 | Axis | 01504-600 | EXT WAR AXIS P3717-PLE-1 Year (2 Years) extension of the warranty period Note 1 Maximum warranty on selected Axis products is 1 Year (5 Years) including extended warranty. No possibility to extend total warranty beyond 1 Year (5 Years). Note 2 Extended warranty activation is done in four steps 1 – create | Ea |  | 1 Year (3 Years) | 81 | 5% | 76.95
10848 | Axis | 01505-001 | AXIS T94V02D PENDANT KIT-Outdoor pendant kit for AXIS P38-PVE and Q36-VE series. Weathershield made from impact- UV- and heat-resistant polymer. Compatible with wide range of Axis mounts with 1.5 NPS threaded interface. | Ea |  | 1 Year (3 Years) | 89 | 5% | 84.55
10849 | Axis | 01506-001 | AXIS P1445-LE-Compact outdoor HDTV day/night fixed bullet camera providing Forensic WDR and Lightfinder for demanding light conditions. IR corrected varifocal 2.8-8.5 mm F1.2 P-iris lens with remote 3x optical zoom and focus. Multiple individually configurable H.264 an | Ea |  | 1 Year (3 Years) | 699 | 5% | 664.05
10850 | Axis | 01506-600 | EXT WAR AXIS P1445-LE-1 Year (2 Years) extension of the warranty period Note 1 Maximum warranty on selected Axis products is 1 Year (5 Years) including extended warranty. No possibility to extend total warranty beyond 1 Year (5 Years). Note 2 Extended warranty activation is done in four steps 1 – create | Ea |  | 1 Year (3 Years) | 42 | 5% | 39.9
10851 | Axis | 01507-001 | AXIS A1601-With door controllers from Axis you install one smart independent device by each door to create a scalable access control system. The open platform allows you to mix and match best-of-breed software and hardware and enables easy integration with other sys | Ea |  | 1 Year (3 Years) | 699 | 5% | 664.05
10852 | Axis | 01507-600 | EXT. WARRANTY AXIS A1601-1 Year (2 Years) extension of the warranty period Note 1 Maximum warranty on selected Axis products is 1 Year (5 Years) including extended warranty. No possibility to extend total warranty beyond 1 Year (5 Years). Note 2 Extended warranty activation is done in four steps 1 – create | Ea |  | 1 Year (3 Years) | 42 | 5% | 39.9
10853 | Axis | 01508-001 | AXIS MAINS ADAPTER 48V DC 90W-Standard power supply for AXIS Companion Recorder. IEC-C13 mains cable is not included. | Ea |  | 1 Year (3 Years) | 99 | 5% | 94.05
10854 | Axis | 01509-001 | AXIS MAINS ADAPTER 12V DC 40W-Standard power supply for AXIS FA54. IEC-C13 mains cable is not included. | Ea |  | 1 Year (3 Years) | 59 | 5% | 56.05
10855 | Axis | 01512-001 | AXIS 3/4" CONDUIT LOCKNUT A 4P-4-pack of 3/4 conduit locknut. Suitable for AXIS T91B53 Telescopic Ceiling Mount. | Ea |  | 1 Year (3 Years) | 15 | 5% | 14.25
10856 | Axis | 01513-001 | AXIS T94N01D PENDANT KIT-AXIS T94N01D Pendant Kit comprises a weathershield and a mounting adapter for AXIS P3717-PLE Network Camera. The mounting adapter is compatible with 1.5-inch NPS thread. The kit enables AXIS P3717-PLE to be mounted on walls poles parapets and outer corner | Ea |  | 1 Year (3 Years) | 89 | 5% | 84.55
10857 | Axis | 01515-001 | AXIS P37 CLEAR DOME KIT A-Dome kit for AXIS P3717-PLE. The dome is pre-mounted in the standard white top cover casing. | Ea |  | 1 Year (3 Years) | 99 | 5% | 94.05
10858 | Axis | 01516-001 | AXIS T91R61 WALL MOUNT-Tiltable wall-mount for AXIS D2050-VE Network Radar Detector. Includes arm AXIS T94R01P CONDUIT BACK BOX and conduit 260 mm 10 inch cable kit. | Ea |  | 1 Year (3 Years) | 129 | 5% | 122.55
10859 | Axis | 01519-004 | AXIS AUDIO MANAGER C7050 SERVER-AXIS Audio Manager provides easy remote management of large IP audio installations. Take control of your complete audio system from one single user interface which handles for example system setup of audio devices zone management audio content management | Ea |  | 1 Year (3 Years) | 2995 | 5% | 2845.25
10860 | Axis | 01519-021 | AXIS AUDIO MANAGER DEVICE PACK 10-Extra device licenses for AXIS Audio Manager 10 extra licenses | Ea |  | 1 Year (3 Years) | 200 | 5% | 190
10861 | Axis | 01519-041 | AXIS AUDIO MANAGER DEVICE PACK 100-Extra device licenses for AXIS Audio Manager 100 extra licenses | Ea |  | 1 Year (3 Years) | 1000 | 5% | 950
10862 | Axis | 01521-001 | WALL MOUNT D201-S XPT-316L Stainless steel wall mount for use with D201-S AXIS Q6055 explosion-protected camera. | Ea |  | 1 Year (3 Years) | 449 | 5% | 426.55
10863 | Axis | 01522-001 | POLE MOUNT D201-S XPT-316L Stainless steel pole mount adapter for the D201-S AXIS Q6055 explosion-protected camera. To be used together with Wall Mount D201-S. | Ea |  | 1 Year (3 Years) | 749 | 5% | 711.55
10864 | Axis | 01523-001 | 2N IP VERSO BLIND BUTTON BLACK-2N IP Verso - Blind button. Covers one button on the main unit or 5 button module. Black | Ea |  | 1 Year (3 Years) | 22 | 5% | 20.9
10865 | Axis | 01524-001 | 2N IP VERSO - 1M GANG PLATE-2N IP Verso - 1 module backplate for surface installation on a 2-gang backbox | Ea |  | 1 Year (3 Years) | 48 | 5% | 45.6
10866 | Axis | 01525-001 | 2N IP VERSO - 2M GANG PLATE-2N IP Verso - 2 modules backplate for surface installation on a 2-gang backbox | Ea |  | 1 Year (3 Years) | 56 | 5% | 53.2
10867 | Axis | 01526-001 | 2N IP AUDIO KIT-2N IP Audio Kit – SIP module for embedded installation | Ea |  | 1 Year (3 Years) | 322 | 5% | 305.9
10868 | Axis | 01527-001 | USB SEC RFID READER 13MHz & 125kHz-External RFID secured reader 13.56MHz 125kHz USB interface | Ea |  | 1 Year (3 Years) | 430 | 5% | 408.5
10869 | Axis | 01529-001 | AXIS Q35-LVE SKIN COVER A BLACK 2P-2-pack of skin covers in black compatible with AXIS Q35-VE/-LVE outdoor cameras. Simple to repaint in other colors and prevents unwanted access to the cameras screws. Black in color. 2 pieces per pack. | Ea |  | 1 Year (3 Years) | 79 | 5% | 75.05
10870 | Axis | 01546-001 | AXIS P33 CASING A BLACK-Black accessory casing for AXIS P33-V/-LV indoor cameras. Replaces the white original casing. Includes anti-loss screws conduit side covers. Domes sold separately. | Ea |  | 1 Year (3 Years) | 49 | 5% | 46.55
10871 | Axis | 01547-001 | AXIS P33 SMOKED DOME A 4PCS-Smoked dome with anti-scratch hard coating for indoor and outdoor AXIS P337X cameras. 4x domes per pack. | Ea |  | 1 Year (3 Years) | 119 | 5% | 113.05
10872 | Axis | 01548-001 | AXIS P33 SEMI-SMOKED DOME A 4PCS-Semi-smoked dome with anti-scratch hard coating for indoor and outdoor AXIS P337X-LV/-LVE cameras. 4x domes per pack. | Ea |  | 1 Year (3 Years) | 119 | 5% | 113.05
10873 | Axis | 01549-001 | AXIS P33 CLEAR DOME A 4PCS-Clear dome with anti-scratch hard coating for indoor and outdoor AXIS P337X-V/-VE cameras. 4x domes per pack. | Ea |  | 1 Year (3 Years) | 119 | 5% | 113.05
10874 | Axis | 01550-001 | 2N IP FORCE /SAFETY - DBL GOOSENECK-2N IP Force and Safety - Gooseneck stand double 45“ / 80“ | Ea |  | 1 Year (3 Years) | 495 | 5% | 470.25
10875 | Axis | 01551-001 | RADAR DETECTION STICKER EN 10PCS-Axis branded sticker showing a radar detection illustration. Text Radar detection in operation | Ea |  | 1 Year (3 Years) | 8 | 5% | 7.6
10876 | Axis | 01552-001 | AXIS F7301 CABLE BLACK 1M 4PCS-Black cable with RJ12 and micro USB connectors for indoor Sensor Units. Length 1 m 39 in. 4 pcs. | Ea |  | 1 Year (3 Years) | 29 | 5% | 27.55
10877 | Axis | 01553-001 | AXIS P9106-V BRUSHED STEEL-3MP compact and vandal-resistant IK10 corner-mounted camera with 1.8mm lens for wide field of view without blind spots. Elegant brushed steel design with no visible screws. Dust- and waterproof IP66 casing. WDR Zipstream SD card slot and support for port | Ea |  | 1 Year (3 Years) | 649 | 5% | 616.55
10878 | Axis | 01553-600 | EXT WAR AXIS P9106-V BRUSHED STEEL-1 Year (2 Years) extension of the warranty period Note 1 Maximum warranty on selected Axis products is 1 Year (5 Years) including extended warranty. No possibility to extend total warranty beyond 1 Year (5 Years). Note 2 Extended warranty activation is done in four steps 1 – create | Ea |  | 1 Year (3 Years) | 39 | 5% | 37.05
10879 | Axis | 01560-001 | AXIS T8351 MK II MICROPHONE 3.5MM-AXIS T8351 Mk II Microphone 3.5mm is an omnidirectional microphone with a 3.5mm connector compatible with all Axis network video products supporting a 3.5mm jack for microphone input. Flexible to install AXIS T8351 adapts to different installation scenari | Ea |  | 1 Year (3 Years) | 99 | 5% | 94.05
10880 | Axis | 01561-001 | AXIS T8355 DIGITAL MICROPHONE-AXIS T8355 Digital Microphone is an omnidirectional microphone compatible with Axis network product with digital in and ring power supporting both a 3.5mm jack and audio terminal block for microphone input. Axis T8355 could be placed up to 100m 328 ft awa | Ea |  | 1 Year (3 Years) | 129 | 5% | 122.55
10881 | Axis | 01565-001 | AXIS Q3527-LVE-Fixed dome with enhanced security features signed firmware and secure boot ensure firmware authenticity and a Trusted Platform Module TPM secures certificates and cryptographic keys. Forensic WDR Lightfinder and OptimizedIR illumination. IK10 vandal-resis | Ea |  | 1 Year (3 Years) | 1349 | 5% | 1281.55
10882 | Axis | 01565-600 | EXT WAR AXIS Q3527-LVE-1 Year (2 Years) extension of the warranty period Note 1 Maximum warranty on selected Axis products is 1 Year (5 Years) including extended warranty. No possibility to extend total warranty beyond 1 Year (5 Years). Note 2 Extended warranty activation is done in four steps 1 – create | Ea |  | 1 Year (3 Years) | 81 | 5% | 76.95
10883 | Axis | 01566-001 | AXIS T94T02S MOUNTING BRACKET-Spare part mounting brackets for AXIS M3057/58-PLVE single pack. Includes spring clips for ease-of-installation. | Ea |  | 1 Year (3 Years) | 25 | 5% | 23.75
10884 | Axis | 01567-001 | AXIS M30-PLVE CLEAR DOME A 4P-Standard clear dome with anti-scratch hard coating. Rubber gaskets included. Compatible with AXISM3057/58-PLVE. 4-piece bulk pack. | Ea |  | 1 Year (3 Years) | 59 | 5% | 56.05
10885 | Axis | 01568-031 | AXIS Q1659 BAREBONE-Note Before the order is processed this product requires an End User Information statement to be submitted to orderaxis.com Professional photography meets video surveillance AXIS Q1659 Network Camera offers ultra-high image resolution for surveillance i | Ea |  | 1 Year (3 Years) | 4899 | 5% | 4654.05
10886 | Axis | 01569-001 | WALL MOUNT EXCAM XF-Stainless steel 1.4404 / 316L wall bracket for fixed explosion-protected cameras in the ExCam range includes hinge and mounting material. | Ea |  | 1 Year (3 Years) | 1099 | 5% | 1044.05
10887 | Axis | 01570-001 | POLE MOUNT EXCAM XF-Stainless steel 1.4404 / 316L pole mount to be used with Wall Mount Excam XF. Mounting material included. | Ea |  | 1 Year (3 Years) | 1099 | 5% | 1044.05
10888 | Axis | 01571-001 | CORNER MOUNT D201-S XPT-316L Stainless steel corner mount adapter for the D201-S AXIS Q6055 explosion-protected camera. To be used together with Wall Mount D201-S. | Ea |  | 1 Year (3 Years) | 999 | 5% | 949.05
10889 | Axis | 01575-001 | AXIS DEVICE MICROPHONE A-AXIS Device Microphone A is a omnidirectional microphone for sound pickup. Compatible with indoor Q35 models to be mounted on the inside of the dome and plugged into the 3.5 mm microphone jack. | Ea |  | 1 Year (3 Years) | 29 | 5% | 27.55
10890 | Axis | 01576-001 | LENS I-CS 3.9-10 MM F1.5 5MP-Spare varifocal i-CS lens for AXIS Q1645/-LE and AXIS Q1647/-LE. | Ea |  | 1 Year (3 Years) | 299 | 5% | 284.05
10891 | Axis | 01577-001 | RICOM 2MP LENS DC-IRIS 8-26MM F0.9-Lens RICOM 2 MP DC-iris CS-Mount Varifocal 8-26MM F0.9. Recommended for AXIS Q1645/-LE. | Ea |  | 1 Year (3 Years) | 549 | 5% | 521.55
10892 | Axis | 01578-001 | AXIS T92G FRONT WINDOW KIT A-Replacement front window assembly for AXIS T92G Outdoor Housing and AXIS Q16-LE Fixed Box Cameras. Includes front window adjacent IR windows mounting screws and sealing gasket. | Ea |  | 1 Year (3 Years) | 99 | 5% | 94.05
10893 | Axis | 01579-001 | AXIS T92G WEATHERSHIELD KIT A-Original outdoor weathershield for AXIS T92G Outdoor Housing and AXIS Q16-LE cameras. The underside of the cover is specially coated with matte black anti-reflective coating to prevent reflections from IR LEDs and other light source. Mounting screws inclu | Ea |  | 1 Year (3 Years) | 59 | 5% | 56.05
10894 | Axis | 01584-001 | AXIS Q3517-SLVE CLEAR DOME 2P-Original clear dome in polycarbonate with anti-scratch hard coating. IK10 vandal-resistant and high chemical resistance. Compatible with AXIS Q3517-SLVE. 2x domes per pack. | Ea |  | 1 Year (3 Years) | 89 | 5% | 84.55
10895 | Axis | 01585-001 | AXIS Q3517-SLVE NYLON DOME 2P-Accessory clear dome in a special nylon blend with anti-scratch hard coating. IK10 vandal-resistant with superior chemical resistance. Compatible with AXIS Q3517-SLVE but not recommended to use with IR illumination. 2x domes per pack. | Ea |  | 1 Year (3 Years) | 159 | 5% | 151.05
10896 | Axis | 01586-001 | YEALINK SIP T58A-The Yealink SIP-T58A is a simple-to-use smart media phone that provides an enriched HD audio and video calling experience for business professionals. This all-new smart media phone enables productivity-enhancing visual communication with the ease of a sta | Ea |  | 1 Year (3 Years) | 550 | 5% | 522.5
10897 | Axis | 01586-600 | EXT WAR 2N YEALINK SIP T58A-1 Year (2 Years) extension of the warranty period Note 1 Maximum warranty on selected Axis products is 1 Year (5 Years) including extended warranty. No possibility to extend total warranty beyond 1 Year (5 Years). Note 2 Extended warranty activation is done in four steps 1 – create | Ea |  | 1 Year (3 Years) | 30 | 5% | 28.5
10898 | Axis | 01589-001 | AXIS AUDIO EXTENSION CABLE B 5M-Audio extension cable for Axis 3.5mm mono microphones. Length 5m 197 in. | Ea |  | 1 Year (3 Years) | 19 | 5% | 18.05
10899 | Axis | 01590-001 | AXIS DIGITAL AUDIO EXTENSION KIT-AXIS Digital Audio Extension Kit enables AXIS T8355 Digital Microphone to extend to distances up to 100m 328 ft. | Ea |  | 1 Year (3 Years) | 19 | 5% | 18.05
10900 | Axis | 0160-050 | AXIS H. 264 50-user decoder license pack-A license document that grants installation of AXIS AVC/H.264 decoder onto 50 separate computers. Applicable for all AXIS products that supports H.264 but does not have support for audio. | Ea |  | 1 Year (3 Years) | 45 | 5% | 42.75
10901 | Axis | 0160-060 | AXIS H.264 +AAC decoder 50-user decoder license pack-A license document that grants installation of AXIS AVC/H.264 and ACC decoder onto 50 separate computers. Applicable for all AXIS products that supports H.264 that also have support for audio. | Ea |  | 1 Year (3 Years) | 55 | 5% | 52.25
10902 | Axis | 01606-001 | AXIS M55 CLEAR DOME A-Spare part clear dome in polycarbonate. IK09 vandal resistant. Compatible with AXIS M5525-E. Single pack. | Ea |  | 1 Year (3 Years) | 39 | 5% | 37.05
10903 | Axis | 01607-001 | AXIS M55 SMOKED DOME A-Smoked dome in polycarbonate. IK09 vandal resistant. Compatible with AXISM5525-E. Single pack. | Ea |  | 1 Year (3 Years) | 39 | 5% | 37.05
10904 | Axis | 01609-001 | AXIS SURV MICRO SDXC CARD 256GB-AXIS Surveillance microSDXC Card 256 GB is a high endurance microSDXC card optimized for video surveillance. The card enables flexible edge recording solutions with de-centralized video recording eliminating the need of an onsite server DVR or NVR. Optimi | Ea |  | 1 Year (3 Years) | 249 | 5% | 236.55
10905 | Axis | 01612-001 | AXIS T91A23 TILE GRID CEIL MNT 4P-4-pack of ceiling mount accessory for mounting Axis cameras and stands on a variety of drop-ceiling tile grid system. Compatible with Axis Safety Wire. Color Axis white. Bulk pack. Suitable tile grid T-bar dimensions 15mm0.6in/24mm0.9in/35mm1.4in. Suitabl | Ea |  | 1 Year (3 Years) | 79 | 5% | 75.05
10906 | Axis | 01613-001 | AXIS S1132-AXIS Camera Station S1132 Recorder is an out-of-the-box ready rack server tested and validated with Axis products for reliable surveillance up to 4K video streams. Preconfigured and preloaded with AXIS Camera Station video management software including li | Ea |  | 1 Year (3 Years) | 7499 | 5% | 7124.05
10907 | Axis | 01613-600 | EXT WAR AXIS S1132-1 Year (2 Years) extension of the warranty period Note 1 Maximum warranty on selected Axis products is 1 Year (5 Years) including extended warranty. No possibility to extend total warranty beyond 1 Year (5 Years). Note 2 Extended warranty activation is done in four steps 1 – create | Ea |  | 1 Year (3 Years) | 1124 | 5% | 1067.8
10908 | Axis | 01614-001 | AXIS S1148 24TB-AXIS Camera Station S1148 Recorder is an out-of-the-box ready rack server tested and validated with Axis products for reliable surveillance up to 4K video streams. Preconfigured and preloaded with AXIS Camera Station video management software including li | Ea |  | 1 Year (3 Years) | 9599 | 5% | 9119.05
10909 | Axis | 01614-600 | EXT WAR AXIS S1148 24TB-1 Year (2 Years) extension of the warranty period Note 1 Maximum warranty on selected Axis products is 1 Year (5 Years) including extended warranty. No possibility to extend total warranty beyond 1 Year (5 Years). Note 2 Extended warranty activation is done in four steps 1 – create | Ea |  | 1 Year (3 Years) | 1440 | 5% | 1368
10910 | Axis | 01615-001 | AXIS S1148 64TB-AXIS Camera Station S1148 Recorder is an out-of-the-box ready rack server tested and validated with Axis products for reliable surveillance up to 4K video streams. Preconfigured and preloaded with AXIS Camera Station video management software including li | Ea |  | 1 Year (3 Years) | 13999 | 5% | 13299.05
10911 | Axis | 01615-600 | EXT WAR AXIS S1148 64TB-1 Year (2 Years) extension of the warranty period Note 1 Maximum warranty on selected Axis products is 1 Year (5 Years) including extended warranty. No possibility to extend total warranty beyond 1 Year (5 Years). Note 2 Extended warranty activation is done in four steps 1 – create | Ea |  | 1 Year (3 Years) | 2099 | 5% | 1994.05
10912 | Axis | 01616-001 | AXIS S1148 140TB-AXIS Camera Station S1148 Recorder is an out-of-the-box ready rack server tested and validated with Axis products for reliable surveillance up to 4K video streams. Preconfigured and preloaded with AXIS Camera Station video management software including li | Ea |  | 1 Year (3 Years) | 20999 | 5% | 19949.05
10913 | Axis | 01616-600 | EXT WAR AXIS S1148 140TB-1 Year (2 Years) extension of the warranty period Note 1 Maximum warranty on selected Axis products is 1 Year (5 Years) including extended warranty. No possibility to extend total warranty beyond 1 Year (5 Years). Note 2 Extended warranty activation is done in four steps 1 – create | Ea |  | 1 Year (3 Years) | 3149 | 5% | 2991.55
10914 | Axis | 01617-001 | AXIS S1116 MT-AXIS Camera Station S1116 Recorder is an out-of-the-box ready workstation tested and validated with Axis products for reliable surveillance up to 4K video streams. Preconfigured and preloaded with AXIS Camera Station video management software including li | Ea |  | 1 Year (3 Years) | 3299 | 5% | 3134.05
10915 | Axis | 01617-600 | EXT WAR AXIS S1116 MT-1 Year (2 Years) extension of the warranty period Note 1 Maximum warranty on selected Axis products is 1 Year (5 Years) including extended warranty. No possibility to extend total warranty beyond 1 Year (5 Years). Note 2 Extended warranty activation is done in four steps 1 – create | Ea |  | 1 Year (3 Years) | 495 | 5% | 470.25
10916 | Axis | 01618-001 | AXIS S1116 RACKED-AXIS Camera Station S1116 Recorder is an out-of-the-box ready rack-server tested and validated with Axis products for reliable surveillance up to 4K video streams. Preconfigured and preloaded with AXIS Camera Station video management software including li | Ea |  | 1 Year (3 Years) | 3799 | 5% | 3609.05
10917 | Axis | 01618-600 | EXT WAR AXIS S1116 RACKED-1 Year (2 Years) extension of the warranty period Note 1 Maximum warranty on selected Axis products is 1 Year (5 Years) including extended warranty. No possibility to extend total warranty beyond 1 Year (5 Years). Note 2 Extended warranty activation is done in four steps 1 – create | Ea |  | 1 Year (3 Years) | 570 | 5% | 541.5
10918 | Axis | 01619-001 | AXIS S9002 MK II-AXIS Camera Station S9002 Mk ll Desktop Terminal is a high-performance desktop terminal to be used with Axis recorders. Optimized for surveillance purposes with four monitors and supports up to three 4K video streams. The terminal is preloaded with AXIS C | Ea |  | 1 Year (3 Years) | 2499 | 5% | 2374.05
10919 | Axis | 01619-600 | EXT WAR AXIS S9002 MK II-1 Year (2 Years) extension of the warranty period Note 1 Maximum warranty on selected Axis products is 1 Year (5 Years) including extended warranty. No possibility to extend total warranty beyond 1 Year (5 Years). Note 2 Extended warranty activation is done in four steps 1 – create | Ea |  | 1 Year (3 Years) | 375 | 5% | 356.25
10920 | Axis | 01620-001 | AXIS P9106-V WHITE-3MP compact and vandal-resistant IK10 corner-mounted camera with 1.8mm lens for wide field of view without blind spots. Ligature-resistant design with dust- and waterproof IP66 casing. WDR Zipstream SD card slot and support for portcast technology. Video | Ea |  | 1 Year (3 Years) | 599 | 5% | 569.05
10921 | Axis | 01620-600 | EXT WAR AXIS P9106-V WHITE-1 Year (2 Years) extension of the warranty period Note 1 Maximum warranty on selected Axis products is 1 Year (5 Years) including extended warranty. No possibility to extend total warranty beyond 1 Year (5 Years). Note 2 Extended warranty activation is done in four steps 1 – create | Ea |  | 1 Year (3 Years) | 36 | 5% | 34.2
10922 | Axis | 01621-001 | AXIS P91 CLEAR DOME A 2P-Standard clear dome with anti-scratch hard coating. Rubber gaskets included. Compatible with AXIS P9106-V. 2-piece bulk pack. | Ea |  | 1 Year (3 Years) | 39 | 5% | 37.05
10923 | Axis | 01622-001 | AXIS P91 SKIN COVER A BRUSHED STEEL-Spare part skin cover for AXIS P9106-V. Brushed stainless steel finish. Easy to repaint. Magnetically attached. Suitable for both AXIS P9106-V White and Brushed Steel models. | Ea |  | 1 Year (3 Years) | 59 | 5% | 56.05
10924 | Axis | 01630-001 | AXIS F92A01 BLACK HEIGHT S. HOUSING-Height strip housing for discrete mounting of a pin hole sensor unit for capturing eye-level images e.g. of people leaving a store. It is compatible with AXIS F1025 FA1125 F1004 Pin hole AXIS P1264 and P1265. Comes with both a metric and an imperial heigh | Ea |  | 1 Year (3 Years) | 99 | 5% | 94.05
10925 | Axis | 01631-001 | AXIS F92A01 SILVER HEIGHT S. HOUSI~-Height strip housing for discrete mounting of a pin hole sensor unit for capturing eye-level images e.g. of people leaving a store. It is compatible with AXIS F1025 FA1125 F1004 Pin hole AXIS P1264 and P1265. Comes with both a metric and an imperial heigh | Ea |  | 1 Year (3 Years) | 99 | 5% | 94.05
10926 | Axis | 01633-001 | AXIS T8504-R INDUSTRIAL POE SWITCH-AXIS T8504-R Industrial PoE Switch is a 4-port managed industrial PoE Gigabit switch. In addition the switch is equipped with 2 x RJ45 and 2x SFP data ports that allows for extra devices to be connected. The switch uses the same intuitive administrator in | Ea |  | 1 Year (3 Years) | 699 | 5% | 664.05
10927 | Axis | 01633-600 | EXT WAR AXIS T8504-R IL POE SWITCH-1 Year (2 Years) extension of the warranty period Note 1 Maximum warranty on selected Axis products is 1 Year (5 Years) including extended warranty. No possibility to extend total warranty beyond 1 Year (5 Years). Note 2 Extended warranty activation is done in four steps 1 – create | Ea |  | 1 Year (3 Years) | 42 | 5% | 39.9
10928 | Axis | 01638-001 | 2N IP VERSO COMBI KEYPAD RFID SEC.-2N IP Verso – Touch keypad RFID reader 125kHz secured 13.56MHz UIDPACS ID NFC | Ea |  | 1 Year (3 Years) | 548 | 5% | 520.6
10929 | Axis | 01639-001 | 2N IP VERSO COMBI BLUETOOTH RFID SEC.-2N IP Verso – Bluetooth RFID reader 125kHz secured 13.56MHz UIDPACS ID NFC | Ea |  | 1 Year (3 Years) | 644 | 5% | 611.8
10930 | Axis | 01640-001 | VERSO/SOLO SPEAKER COVER,5x-2N IP Verso and Solo speaker cover - plastic cover of speaker on the main unit - 5pcs | Ea |  | 1 Year (3 Years) | 50 | 5% | 47.5
10931 | Axis | 01641-001 | VERSO/SOLO CAMERA WINDOW,5x-2N IP Verso and Solo camera window- camera version -plastic cover on the main unit - 5pcs | Ea |  | 1 Year (3 Years) | 40 | 5% | 38
10932 | Axis | 01642-001 | VERSO WINDOW NON-CAMERA,5x-2N IP Verso camera window- non-camera version -plastic cover on the main unit - 5pcs | Ea |  | 1 Year (3 Years) | 40 | 5% | 38
10933 | Axis | 01643-001 | VERSO/SOLO REFLECTOR,2N LOGO,5x-2N IP Verso and Solo Reflector with 2N logo - plastic part under the camera - 5pcs | Ea |  | 1 Year (3 Years) | 55 | 5% | 52.25
10934 | Axis | 01644-001 | VERSO/SOLO BUTTON NAMETAG,10x-2N IP Verso and Solo button nametag - plastic button with nametag - 10pcs | Ea |  | 1 Year (3 Years) | 85 | 5% | 80.75
10935 | Axis | 01645-001 | VERSO FLUSH/SURFACE LOWER FIX,5x-2N IP Verso Flush and surface bottom fixture - metal fixture to hold the frame - 5pcs | Ea |  | 1 Year (3 Years) | 38 | 5% | 36.1
10936 | Axis | 01646-001 | SOLO FLUSH/SURFACE LOWER FIX,5x-2N IP Solo Flush and surface bottom fixture - metal fixture to hold the frame - 5pcs | Ea |  | 1 Year (3 Years) | 25 | 5% | 23.75
10937 | Axis | 01647-001 | VERSO/SOLO FLUSH TOP FIX,5x-2N IP Verso and Solo Flush mount upper fixtrue - metal part to hold the frame - 5pcs | Ea |  | 1 Year (3 Years) | 33 | 5% | 31.35
10938 | Axis | 01648-001 | VERSO/SOLO SURFACE TOP FIX,5x-2N IP Verso and Solo Surface mount upper fixture - metal part to hold the frame - 5pcs | Ea |  | 1 Year (3 Years) | 15 | 5% | 14.25
10939 | Axis | 01649-001 | VERSO BUS SHORT,80MM,10x-2N IP Verso bus short 80mm - vbus cabel to connect the modules - 10pcs | Ea |  | 1 Year (3 Years) | 45 | 5% | 42.75
10940 | Axis | 01650-001 | VERSO BUS SHORT,220MM,10x-2N IP Verso bus short 220mm - vbus cabel to connect the modules - 10pcs | Ea |  | 1 Year (3 Years) | 50 | 5% | 47.5
10941 | Axis | 01651-001 | VERSO MICROPHONE SET,10x-2N IP Verso microphone set - microphone with cable to 3 module extension - 10pcs | Ea |  | 1 Year (3 Years) | 60 | 5% | 57
10942 | Axis | 01652-001 | FORCE/SAFETY SPEAKER 1W-2N IP Force and Safety Speaker 1W 16 Ohm 77mm - 1pc | Ea |  | 1 Year (3 Years) | 70 | 5% | 66.5
10943 | Axis | 01653-001 | FORCE/SAFETY SPEAKER10W 4pcs-2N IP Force and Safety Speaker 10W 4 Ohm 76mm - 4pcs | Ea |  | 1 Year (3 Years) | 65 | 5% | 61.75
10944 | Axis | 01654-001 | FORCE/SAFETY GASKET FOR MIC,5x-2N IP Force and Safety Gasket for microphone - 5pcs | Ea |  | 1 Year (3 Years) | 10 | 5% | 9.5
10945 | Axis | 01655-001 | FORCE/SAFETY MIC WITH CABLE,5x-2N IP Force and Safety microphone with cable - 10pcs | Ea |  | 1 Year (3 Years) | 45 | 5% | 42.75
10946 | Axis | 01656-001 | FORCE BUTTON NAMETAG,5x-2N IP Force and analog Force Button namateg to plastic part - 5pcs | Ea |  | 1 Year (3 Years) | 15 | 5% | 14.25
10947 | Axis | 01657-001 | FORCE PLASTIC BUTTON ON PCB,5x-2N IP Force and analog Force Plastic clear button on the PCB board - 10pcs | Ea |  | 1 Year (3 Years) | 15 | 5% | 14.25
10948 | Axis | 01658-001 | FORCE 1 BUTTON BOARD,1x-2N IP Force and analog Force 1 button board - 1pc | Ea |  | 1 Year (3 Years) | 25 | 5% | 23.75
10949 | Axis | 01659-001 | FORCE 1 BUTTON BOARD, PICTOGRAM,5x-2N IP Force and analog Force 1 button board pictograms - 1pc | Ea |  | 1 Year (3 Years) | 25 | 5% | 23.75
10950 | Axis | 01660-001 | FORCE 2 BUTTONS BOARD,1x-2N IP Force and analog Force 2 buttons board - 1pc | Ea |  | 1 Year (3 Years) | 35 | 5% | 33.25
10951 | Axis | 01661-001 | FORCE 4 BUTTON BOARD,1x-2N IP Force and analog Force 4 buttons board - 1pc | Ea |  | 1 Year (3 Years) | 40 | 5% | 38
10952 | Axis | 01665-001 | AXIS COMPANION DOME MINI LE-Day/night full HD mini dome camera for indoor and outdoor use. Built-in IR illumination and WDR technology. Fixed lens with 103 HFOV. HDTV 1080p resolution at 30 fps. Video motion detection and corridor format. Power over Ethernet. Operating conditions -2 | Ea |  | 1 Year (3 Years) | 159 | 5% | 151.05
10953 | Axis | 01672-001 | 2N AC - BOX PC-The 2N Access Commander Box is an ultra compact computer with pre-installed 2N Access Commander – software designed for access control configuration and 2N devices management. It is ready to use plug and play solution which requires only a power supply an | Ea |  | 1 Year (3 Years) | 515 | 5% | 489.25
10954 | Axis | 01673-600 | EXT WAR AXIS S1016 MkII-1 Year (2 Years) extension of the warranty period Note 1 Maximum warranty on selected Axis products is 1 Year (5 Years) including extended warranty. No possibility to extend total warranty beyond 1 Year (5 Years). Note 2 Extended warranty activation is done in four steps 1 – create | Ea |  | 1 Year (3 Years) | 525 | 5% | 498.75
10955 | Axis | 01674-600 | EXT WAR AXIS S1032 MkII-1 Year (2 Years) extension of the warranty period Note 1 Maximum warranty on selected Axis products is 1 Year (5 Years) including extended warranty. No possibility to extend total warranty beyond 1 Year (5 Years). Note 2 Extended warranty activation is done in four steps 1 – create | Ea |  | 1 Year (3 Years) | 1035 | 5% | 983.25
10956 | Axis | 01675-600 | EXT WAR AXIS S1048 MkII-1 Year (2 Years) extension of the warranty period Note 1 Maximum warranty on selected Axis products is 1 Year (5 Years) including extended warranty. No possibility to extend total warranty beyond 1 Year (5 Years). Note 2 Extended warranty activation is done in four steps 1 – create | Ea |  | 1 Year (3 Years) | 1440 | 5% | 1368
10957 | Axis | 01677-001 | POWER SUPPLY DIN PS24 480W-Power supply for AXIS Q86 Q87 T99A product lines. 480W 24V 20A for DIN rail mounting. | Ea |  | 1 Year (3 Years) | 299 | 5% | 284.05
10958 | Axis | 01678-001 | AXIS SURVEILLANCE CARD 128 GB 10P-The 10 pack variant of the AXIS Surveillance Card 128 GB a high endurance microSDXC card optimized for video surveillance. It has support for health status monitoring with Axis cameras. | Ea |  | 1 Year (3 Years) | 1030 | 5% | 978.5
10959 | Axis | 01686-001 | AXIS Q17 FRONT WINDOW KIT A-Original front glass window assembly for AXIS Q1785/86-LE IK08 rated. Provides the clarity required for maximum utilization of the cameras zoom capacity. | Ea |  | 1 Year (3 Years) | 79 | 5% | 75.05
10960 | Axis | 01687-001 | AXIS Q17 FRONT WINDOW KIT B-Accessory front window assembly in polycarbonate for AXIS Q1785/86-LE IK10 rated. Not recommended for installation that requires more than 22x optical zoom. | Ea |  | 1 Year (3 Years) | 49 | 5% | 46.55
10961 | Axis | 01688-001 | AXIS WIPER KIT B-Wiper arm with blade for easy replacement. Spare part. | Ea |  | 1 Year (3 Years) | 59 | 5% | 56.05
10962 | Axis | 01690-001 | LENS CS 12-50 MM F1.4 P-IRIS 8MP-Varifocal IR-corrected 12-50 mm P-Iris lens for cameras up to 8 megapixel resolution and 1/1.8 sensor . Compatible with e.g. AXIS Q1645/-LE AXIS Q1647/-LE AXIS P1367/-E and P1368-E. | Ea |  | 1 Year (3 Years) | 449 | 5% | 426.55
10963 | Axis | 01691-001 | AXIS S9201 MKII-AXIS Camera Station S9201 Mk ll Desktop Terminal is an all-in-one desktop terminal with a 22-inch monitor for system overview to be used with Axis recorders. The terminal is preloaded with AXIS Camera Station software and all other necessary software. Inc | Ea |  | 1 Year (3 Years) | 1899 | 5% | 1804.05
10964 | Axis | 01691-600 | EXT WAR AXIS S9201 MK II-1 Year (2 Years) extension of the warranty period Note 1 Maximum warranty on selected Axis products is 1 Year (5 Years) including extended warranty. No possibility to extend total warranty beyond 1 Year (5 Years). Note 2 Extended warranty activation is done in four steps 1 – create | Ea |  | 1 Year (3 Years) | 285 | 5% | 270.75
10965 | Axis | 01695-001 | GXV3370 IP PHONE-Grandstream GXV 3370 Multimedia IP phone with 7” touch screen Android Wifi PoE | Ea |  | 1 Year (3 Years) | 590 | 5% | 560.5
10966 | Axis | 01695-600 | EXT WAR GXV3370 IP PHONE-1 Year (2 Years) extension of the warranty period Note 1 Maximum warranty on selected Axis products is 1 Year (5 Years) including extended warranty. No possibility to extend total warranty beyond 1 Year (5 Years). Note 2 Extended warranty activation is done in four steps 1 – create | Ea |  | 1 Year (3 Years) | 35 | 5% | 33.25
10967 | Axis | 01698-001 | 2N INDOOR TALK BLACK-2N Indoor Talk PoE – Black Elegant answering unit with HD sound. The design of the 2N Indoor Talk answering unit will suit every flat or home. The aesthetic appearance of this product was achieved by using a glass surface and striking backlighting of its | Ea |  | 1 Year (3 Years) | 293 | 5% | 278.35
10968 | Axis | 01699-001 | 2N INDOOR TALK WHITE-2N Indoor Talk PoE – White Elegant answering unit with HD sound. The design of the 2N Indoor Talk answering unit will suit every flat or home. The aesthetic appearance of this product was achieved by using a glass surface and striking backlighting of its | Ea |  | 1 Year (3 Years) | 293 | 5% | 278.35
10969 | Axis | 01700-001 | 2N INDOOR FLUSH BOX-2N Indoor answering unit flush installation box required for the 2N Indoor Talk 01698-001 or 01699-001. | Ea |  | 1 Year (3 Years) | 29 | 5% | 27.55
10970 | Axis | 01701-001 | AXIS P33 WEATHERSHIELD KIT A-Original weathershield with anti-loss screws for protecting AXIS P33 outdoor cameras from rain snow and sun when wall mounted. The underside of the cover is specially coated with matte black anti-reflective coating to prevent reflections from IR LEDs and | Ea |  | 1 Year (3 Years) | 25 | 5% | 23.75
10971 | Axis | 01703-001 | F101-A XF P1367-Explosion-protected PoE powered 5 MP fixed network camera FM listed for hazardous locations Class I/II/III Division 1 Groups B C D E F G T6 Class I Zone 1 IIB H2 AEx d IIBH2 T6 Class II Zone 21 AEx d IIIC T6 Db -20C Ta 60C. Powder coated aluminum housi | Ea |  | 1 Year (3 Years) | 3999 | 5% | 3799.05
10972 | Axis | 01703-600 | EXT WAR F101-A XF P1367-1 Year (2 Years) extension of the warranty period Note 1 Maximum warranty on selected Axis products is 1 Year (5 Years) including extended warranty. No possibility to extend total warranty beyond 1 Year (5 Years). Note 2 Extended warranty activation is done in four steps 1 – create | Ea |  | 1 Year (3 Years) | 399 | 5% | 379.05
10973 | Axis | 01704-001 | AXIS STORE REPORTER SUBSCRIPT 2019-AXIS Store Reporter is a web-based tool that is used for graphical representation and reporting of statistical data gathered from Axis retail analytics applications. It is sold on a per channel basis as e-license. A license is valid until 31 Dec 2019. Aft | Ea |  | 1 Year (3 Years) | 99 | 5% | 94.05
10974 | Axis | 01706-001 | AXIS 1.5" NPS/NPT MALE COUPLER-1.5 NPT Male-to-Male coupler used to connect any AXIS Pendant Kit e.g. AXIS T94A01D to a legacy mount with Female NPT or NPS thread e.g. 3rd party wall mount. Useful in retrofitting legacy cameras in existing installations. Lock nut included. MaterialAlum | Ea |  | 1 Year (3 Years) | 35 | 5% | 33.25
10975 | Axis | 01712-001 | 2N IP VERSO - RFID 13MHz NFC SEC-2N IP Verso - RFID 13.56MHz secured card reader reading PACS ID UID NFC ready ISO15693 compatible | Ea |  | 1 Year (3 Years) | 300 | 5% | 285
10976 | Axis | 01714-001 | TERMINAL BLOCK TO 3.5MM AUDIO EXT-3.5mm audio jack extension for Axis Network Video products with terminal block audio connection. | Ea |  | 1 Year (3 Years) | 10 | 5% | 9.5
10977 | Axis | 01721-001 | WALL MOUNT F101 XF-Stainless steel 316L wall mount for F101-A XF explosion-protected cameras. Compatible with Pole Mount D201-S XPT and Corder Mount D201-S XPT. | Ea |  | 1 Year (3 Years) | 749 | 5% | 711.55
10978 | Axis | 01726-001 | AXIS POWER SUPPLY DIN PS56 240W-Power supply for AXIS T8504-R Industrial PoE Switch. 240W 56V 5A for DIN rail mounting. | Ea |  | 1 Year (3 Years) | 249 | 5% | 236.55
10979 | Axis | 01727-001 | LENS I-CS 9-50 MM F1.5 8MP-Varifocal IR-corrected 12-50 mm i-CS lens for cameras up to 8 megapixel resolution and 1/1.8 sensor. Motorized zoom focus and P-iris. Compatible with e.g. AXIS Q1645/-LE AXIS Q1647/-LE AXIS P1367/-E and P1368-E. | Ea |  | 1 Year (3 Years) | 449 | 5% | 426.55
10980 | Axis | 01730-001 | 2N IP FORCE - 13.56MHZ SEC RFID-2N IP Force - 13.56MHz secured card reader ISO15693 NFC ready Reads UID PACS ID. Includes Wiegand interface 2 logical inputs 2 output relays and tamper switch | Ea |  | 1 Year (3 Years) | 295 | 5% | 280.25
10981 | Axis | 01733-001 | 2N IP FORCE SAFETY SET OF BUSHINGS-2N IP Force and Safety set of bushing for ethernet cable -5 pcs | Ea |  | 1 Year (3 Years) | 62 | 5% | 58.9
10982 | Axis | 01734-001 | 2N IP FORCE FRAME-2N IP Force Frame for the main unit - 1 pc | Ea |  | 1 Year (3 Years) | 30 | 5% | 28.5
10983 | Axis | 01735-001 | 2N IP FORCE TORX SCREW BLACK-2N IP Force Torx 4 screws black for the front panel - 5 packages of screws | Ea |  | 1 Year (3 Years) | 21 | 5% | 19.95
10984 | Axis | 01736-001 | 2N IP FORCE PANEL4 BUTTONS-2N IP Force front panel with 4 buttons - 1pc | Ea |  | 1 Year (3 Years) | 100 | 5% | 95
10985 | Axis | 01737-001 | 2N IP FORCE PANEL 1 BUTTON-2N IP Force front panel with 1 button - 1pc | Ea |  | 1 Year (3 Years) | 55 | 5% | 52.25
10986 | Axis | 01738-001 | 2N IP FORCE PANEL 1 BTN PICTOGRAMS-2N IP Force front panel with 1 button and pictograms - | Ea |  | 1 Year (3 Years) | 70 | 5% | 66.5
10987 | Axis | 01739-001 | 2N IP FORCE PANEL 1 BTN KEYPD READY-2N IP Force front panel with 1 button ready for keypad - 1pc | Ea |  | 1 Year (3 Years) | 55 | 5% | 52.25
10988 | Axis | 01740-001 | 2N IP FORCE PANEL 2 BTN CARD READER-2N IP Force front panel with 2 buttons ready for card reader - 1pc | Ea |  | 1 Year (3 Years) | 72 | 5% | 68.4
10989 | Axis | 01741-001 | YEALINK SIP-T58A BUTTON EXTENDER-Button extedern for Yealink T-58A SIP phone | Ea |  | 1 Year (3 Years) | 200 | 5% | 190
10990 | Axis | 01760-001 | AXIS TQ1801 WEATHERSHIELD-Original outdoor weathershield for AXIS Q1785/86-LE cameras. The underside of the cover is specially coated with matte black anti-reflective coating to prevent reflections from external light sources. Includes weathershield slider and anti-loss screw. | Ea |  | 1 Year (3 Years) | 49 | 5% | 46.55
10991 | Axis | 01785-001 | AXIS GASKET M16 5-8 MM 10PCS-IP66 cable gasket for M16 holes max 17mm. By using the included CONNECTOR GUARD A over the RJ45 connector you do not need to re-terminate the network cable which gives a much faster and more secure installation. Suitable for cable diameters between 5-8mm. | Ea |  | 1 Year (3 Years) | 19 | 5% | 18.05
10992 | Axis | 01814-001 | AXIS TQ6803 HARD-COATED CLEAR DOME-Standard clear dome with anti-scratch hard coating. Compatible with selected AXIS Q61-LE cameras. Weather-resistant and chemical-resistant. Rubber gasket included. Single pack. | Ea |  | 1 Year (3 Years) | 89 | 5% | 84.55
10993 | Axis | 01850-001 | 2N AU 2.0 COMBI RFID 125kHz 13MHz NFC SEC-2N Access Unit 2.0 - RFID 125kHz 13.56MHz secured card reader reading PACS ID UID NFC ready ISO15693 compatible. The unit is equipped with the RJ45 connector no need to use 01371-001 2N AU - RJ45 CONNECTOR CABLE accessories anymore. | Ea |  | 1 Year (3 Years) | 582 | 5% | 552.9
10994 | Axis | 01851-001 | 2N AU 2.0 COMBI BLUETOOTH RFID NFC SEC-2N Access Unit 2.0 – Bluetooth RFID 125kHz 13.56MHz secured card reader reading PACS ID UID NFC ready ISO15693 compatible. The unit is equipped with the RJ45 connector no need to use 01371-001 2N AU - RJ45 CONNECTOR CABLE accessories anymore. | Ea |  | 1 Year (3 Years) | 811 | 5% | 770.45
10995 | Axis | 01852-001 | 2N AU 2.0 COMBI KEYPAD RFID NFC SEC-2N Access Unit 2.0 – Touch keypad RFID 125kHz 13.56MHz secured card reader reading PACS ID UID NFC ready ISO15693 compatible. The unit is equipped with the RJ45 connector no need to use 01371-001 2N AU - RJ45 CONNECTOR CABLE accessories anymore. | Ea |  | 1 Year (3 Years) | 696 | 5% | 661.2
10996 | Axis | 0202-600 | AXIS Camera Station 4 license base pack eLicense-AXIS Camera Station version 1234 licenses. Not applicable for version 5. Base pack with a license for 4 Axis network video channels. Note eLicenses are non-cancellable non-changeable and non-returnable. | Ea |  | 1 Year (3 Years) | 399 | 5% | 379.05
10997 | Axis | 0202-601 | AXIS Camera Station 10 license base pack eLicense-AXIS Camera Station version 1234 licenses. Not applicable for version 5. Base pack with a license for 10 Axis network video channels. Note eLicenses are non-cancellable non-changeable and non-returnable. | Ea |  | 1 Year (3 Years) | 999 | 5% | 949.05
10998 | Axis | 0202-602 | AXIS Camera Station 1 license add-on eLicense-AXIS Camera Station version 1234 licenses. Not applicable for version 5. License for 1 additional Axis network video channel to AXIS Camera Station 4 or 10 license base pack. Requires the base pack to be pre-installed. Note eLicenses are non-cancellable | Ea |  | 1 Year (3 Years) | 99 | 5% | 94.05
10999 | Axis | 0202-603 | AXIS Camera Station 5 license add-on eLicense-AXIS Camera Station version 1234 licenses. Not applicable for version 5. License for 5 additional Axis network video channel to AXIS Camera Station 4 or 10 license base pack. Requires the base pack to be pre-installed. Note eLicenses are non-cancellable | Ea |  | 1 Year (3 Years) | 499 | 5% | 474.05
11000 | Axis | 0202-607 | AXIS Camera Station 20 license add-on eLicense-AXIS Camera Station version 1234 licenses. Not applicable for version 5. License for 20 additional Axis network video channel to AXIS Camera Station 4 or 10 license base pack. Requires the base pack to be pre-installed. eLicense. Note eLicenses are non-ca | Ea |  | 1 Year (3 Years) | 1979 | 5% | 1880.05
11001 | Axis | 0202-820 | AXIS S1016 MkII-Axis Camera Station S1016 Recorder workstation tested and validated with AXIS products. Preloaded with AXIS Camera Station software with preconfigured AXIS Camera Station settings and all other necessary software e.g. Windows 10IoT. Includes licenses for | Ea |  | 1 Year (3 Years) | 3499 | 5% | 3324.05
11002 | Axis | 0267-001 | AXIS 291 1U VIDEO SERVER RACK < GENERIC >-1U 19” rack unit with three expansions slots compatible with all Axis Blade video servers. Universal built-in power supply. One 10/100/1000Base-T output. No power cable. | Ea |  | 1 Year (3 Years) | 399 | 5% | 379.05
11003 | Axis | 0267-004 | AXIS 291 1U VIDEO SERV RACK-1U 19” rack unit with three expansions slots compatible with all Axis Blade video servers. Universal built-in power supply. One 10/100/1000Base-T output. | Ea |  | 1 Year (3 Years) | 399 | 5% | 379.05
11004 | Axis | 0267-600 | EXT. WARRANTY AXIS 291 1U VIDEO SERV RACK-1 Year (2 Years) extension of the warranty period Note 1 Maximum warranty on selected Axis products is 1 Year (5 Years) including extended warranty. No possibility to extend total warranty beyond 1 Year (5 Years). Note 2 Extended warranty activation is done in four steps 1 – create | Ea |  | 1 Year (3 Years) | 24 | 5% | 22.8
11005 | Axis | 0288-004 | AXIS Q7401 VIDEO ENCODER-1 channel video encoder. Multiple individually configurable H.264 and Motion JPEG streams max. D1 resolution at 30/25 fps. Video motion detection. Active tampering alarm. Two-way audio and audio detection. Power over Ethernet IEEE 802.3af with power out | Ea |  | 1 Year (3 Years) | 399 | 5% | 379.05
11006 | Axis | 0288-021 | AXIS Q7401 VIDEO ENCODER BULK 10PCS-AXIS Q7401 in 10-pack. Power supply not included. Cannot be sold separately as single packs | Ea |  | 1 Year (3 Years) | 3990 | 5% | 3790.5
11007 | Axis | 0288-041 | AXIS Q7401 VIDEO ENCODER BARE BONE-Bare bone 1 channel video encoder PCB without mechanics. Multiple individually configurable H.264 and Motion JPEG streams max. D1 resolution at 30/25 fps. Video motion detection. Active tampering alarm. Two-way audio and audio detection. Power over Ethern | Ea |  | 1 Year (3 Years) | 399 | 5% | 379.05
11008 | Axis | 0288-051 | AXIS Q7401 VIDEO ENCODER BARE BONE BULK 20PCS-AXIS Q7401 BARE BONE in 20-pack. Cannot be sold separately as single packs. No power supplies. | Ea |  | 1 Year (3 Years) | 7980 | 5% | 7581
11009 | Axis | 0288-600 | EXT. WARRANTY AXIS Q7401 VIDEO ENCODER-1 Year (2 Years) extension of the warranty period Note 1 Maximum warranty on selected Axis products is 1 Year (5 Years) including extended warranty. No possibility to extend total warranty beyond 1 Year (5 Years). Note 2 Extended warranty activation is done in four steps 1 – create | Ea |  | 1 Year (3 Years) | 24 | 5% | 22.8
11010 | Axis | 0291-004 | AXIS Q7404 VIDEO ENCODER-Four-channel video encoder. Multiple induvidually configurable H.264 and Motion JPEG streams per channelmax. D1 resolution at 30/25 NTSC/PAL fps. Video motion detection. Active tampering alarm. Two-way audio and audio detection on one channel. PTZ support | Ea |  | 1 Year (3 Years) | 899 | 5% | 854.05
11011 | Axis | 0291-004 | AXIS Q7404 VIDEO ENCODER-Four-channel video encoder. Multiple induvidually configurable H.264 and Motion JPEG streams per channelmax. D1 resolution at 30/25 NTSC/PAL fps. Video motion detection. Active tampering alarm. Two-way audio and audio detection on one channel. PTZ support | Ea |  | 1 Year (3 Years) | 899 | 5% | 854.05
11012 | Axis | 0291-024 | AXIS Q7404 BULK 10PCS-AXIS Q7404 in 10-pack. Cannot be sold separately as single packs. Power supplies included. | Ea |  | 1 Year (3 Years) | 8540 | 5% | 8113
11013 | Axis | 0291-600 | EXT. WARRANTY AXIS Q7404 VIDEO ENCODER-1 Year (2 Years) extension of the warranty period Note 1 Maximum warranty on selected Axis products is 1 Year (5 Years) including extended warranty. No possibility to extend total warranty beyond 1 Year (5 Years). Note 2 Extended warranty activation is done in four steps 1 – create | Ea |  | 1 Year (3 Years) | 54 | 5% | 51.3
11014 | Axis | 0305C001 | CANON NETWORK CAMERA VB-R11VE-Outdoor vandal resistant network PTZ Dome camera with 360⁰ endless rotation auto-flip and auto-tracking capabilities. 30x optical zoom auto focus and day/night switching. Multiple H.264 and Motion JPEG streams max 1.3MP 720p resolution at 30fps. Smart Sha | Ea |  | 1 Year (3 Years) | 2855.75 | 5% | 2712.9625
11015 | Axis | 0306C001 | CANON NETWORK CAMERA VB-R11-Indoor PTZ Dome network camera with 360⁰ endless rotation auto-flip and auto-tracking capabilities. 30x optical zoom auto focus and day/night switching. Multiple H.264 and Motion JPEG streams max 1.3MP 720p resolution at 30fps. Smart Shade Control - dynam | Ea |  | 1 Year (3 Years) | 2689.44 | 5% | 2554.968
11016 | Axis | 0307C001 | CANON NETWORK CAMERA VB-R10VE-Outdoor vandal resistant network PTZ Dome camera with 360⁰ endless rotation auto-flip and auto-tracking capabilities. 30x optical zoom auto focus and day/night switching. Multiple H.264 and Motion JPEG streams max 1.3MP 720p resolution at 30fps. Smart Sha | Ea |  | 1 Year (3 Years) | 3029.1 | 5% | 2877.645
11017 | Axis | 0308C001 | CANON NETWORK CAMERA VB-M641VE-Outdoor vandal resistant fixed dome network camera with remote PTRZ configuration. 2.4x optical zoom and day/night switching. Multiple H.264 and Motion JPEG streams max 1.3MP 720p resolution at 30fps. Smart Shade Control - dynamic contrast. ADSR - Area-sp | Ea |  | 1 Year (3 Years) | 1069.11 | 5% | 1015.6545
11018 | Axis | 0309C001 | CANON NETWORK CAMERA VB-M641V-Indoor vandal resistant fixed dome network camera with remote PTRZ configuration. 2.4x optical zoom day/night switching. Multiple H.264 and Motion JPEG streams max 1.3MP 720p resolution at 30fps. Smart Shade Control - dynamic contrast. ADSR - Area-specifi | Ea |  | 1 Year (3 Years) | 759.49 | 5% | 721.5155
11019 | Axis | 0310C001 | CANON NETWORK CAMERA VB-M640VE-Outdoor vandal resistant fixed dome network camera with PTRZ configuration. 2.4x optical zoom day/night switching. Multiple H.264 and Motion JPEG streams max 1.3MP 720p resolution at 30fps. Smart Shade Control - dynamic contrast. ADSR - Area-specific Data | Ea |  | 1 Year (3 Years) | 769.05 | 5% | 730.5975
11020 | Axis | 0311C001 | CANON NETWORK CAMERA VB-M640V-Indoor vandal resistant fixed dome network camera with remote PTRZ configuration. 2.4x optical zoom day/night switching. Multiple H.264 and Motion JPEG streams max 1.3MP 720p resolution at 30fps. Smart Shade Control - dynamic contrast. ADSR - Area-specifi | Ea |  | 1 Year (3 Years) | 619.46 | 5% | 588.487
11021 | Axis | 0312C001 | CANON NETWORK CAMERA VB-M741LE-Outdoor fixed box network camera with IR LED illumination up to 30m. 2.4x optical zoom day/night switching. Multiple H.264 and Motion JPEG streams max 1.3MP 720p resolution at 30fps. Smart Shade Control - dynamic contrast. ADSR - Area-specific Data Size R | Ea |  | 1 Year (3 Years) | 1199.26 | 5% | 1139.297
11022 | Axis | 0313C001 | CANON NETWORK CAMERA VB-M740E-Outdoor fixed box network camera. 2.4x optical zoom day/night switching. Multiple H.264 and Motion JPEG streams max 1.3MP 720p resolution at 30fps. Smart Shade Control - dynamic contrast. ADSR - Area-specific Data Size Reduction technology. 6 in-built vid | Ea |  | 1 Year (3 Years) | 835 | 5% | 793.25
11023 | Axis | 0319-004 | AXIS P7701-1 channel network video decoder. Decodes H.264 and MPEG-4 Part 2 in max. D1 resolution at 30/25 NTSC/PAL fps and 720p in Motion JPEG. Decodes AAC G726 and G.711 audio streams in mono. Supports video source sequencing. Power over Ethernet enabled. Includes | Ea |  | 1 Year (3 Years) | 499 | 5% | 474.05
11024 | Axis | 0319-041 | AXIS P7701 VIDEO DECODER BARE BONE-Bare bone 1 channel video decoder PCB without any mechanics. Decodes H.264 and MPEG-4 Part 2 in max. D1 resolution at 30/25 NTSC/PAL fps and 720p in Motion JPEG. Decodes AAC G726 and G.711 audio streams in mono. Supports video source sequencing. Power ove | Ea |  | 1 Year (3 Years) | 499 | 5% | 474.05
11025 | Axis | 0319-051 | AXIS P7701 VIDEO DEC BB BULK 20PCS-AXIS P7701 BARE BOARD in 20-pack. Cannot be sold separately as single packs. No power supplies. | Ea |  | 1 Year (3 Years) | 9980 | 5% | 9481
11026 | Axis | 0319-600 | EXT. WARRANTY AXIS P7701-1 Year (2 Years) extension of the warranty period Note 1 Maximum warranty on selected Axis products is 1 Year (5 Years) including extended warranty. No possibility to extend total warranty beyond 1 Year (5 Years). Note 2 Extended warranty activation is done in four steps 1 – create | Ea |  | 1 Year (3 Years) | 30 | 5% | 28.5
11027 | Axis | 0321-004 | AXIS P8221-Network I/O and audio module. Eight digital ports configurable as inputs or outputs. Two-way audio configurable to simplex half or full duplex. Built-in pre-amp phantom power and gain control for a balanced microphone. Line and speaker output. Serial port | Ea |  | 1 Year (3 Years) | 349 | 5% | 331.55
11028 | Axis | 0321-021 | AXIS P8221 BULK 10PCS-AXIS P8221 in 10-pack/bulk. Cannot be sold separately as single pack. NO midspans. Power supplies not included. | Ea |  | 1 Year (3 Years) | 3449 | 5% | 3276.55
11029 | Axis | 0321-600 | EXT. WARRANTY AXIS P8221-1 Year (2 Years) extension of the warranty period Note 1 Maximum warranty on selected Axis products is 1 Year (5 Years) including extended warranty. No possibility to extend total warranty beyond 1 Year (5 Years). Note 2 Extended warranty activation is done in four steps 1 – create | Ea |  | 1 Year (3 Years) | 21 | 5% | 19.95
11030 | Axis | 0333-011 | Axis Cross Line Detection-Single unit license for AXIS Cross Line Detection a basic cross line video analytic. Visit www.axis.com for supported products and application download. | Ea |  | 1 Year (3 Years) | 29 | 5% | 27.55
11031 | Axis | 0333-031 | Axis Cross Line Detection 10-pack-Ten 10 unit license for AXIS Cross Line Detection a basic cross line video analytic. Visit www.axis.com for supported products and application download. | Ea |  | 1 Year (3 Years) | 279 | 5% | 265.05
11032 | Axis | 0333-051 | Axis Cross Line Detection 50-pack-Fifty 50 unit license for AXIS Cross Line Detection a basic cross line video analytic. Visit www.axis.com for supported products and application download. | Ea |  | 1 Year (3 Years) | 1359 | 5% | 1291.05
11033 | Axis | 0333-600 | ACAP AXIS MOTION GUARD 1 E-LICENSE-Single unit e-license for AXIS Motion Guard a robust installer-friendly motion detection video analytic. Visit www.axis.com for supported products and application download. | Ea |  | 1 Year (3 Years) | 59 | 5% | 56.05
11034 | Axis | 0333-601 | ACAP AXIS MOTION GUARD 10 E-LICENSE-Ten 10 unit e-license for AXIS Motion Guard a robust installer-friendly motion detection video analytic. Visit www.axis.com for supported products and application download. | Ea |  | 1 Year (3 Years) | 589 | 5% | 559.55
11035 | Axis | 0333-602 | ACAP AXIS LOITERING GUARD 1 E-LICENSE-Single unit e-license for AXIS Loitering Guard a robust installer-friendly loitering detection video analytic. Visit www.axis.com for supported products and application download. | Ea |  | 1 Year (3 Years) | 59 | 5% | 56.05
11036 | Axis | 0333-603 | ACAP AXIS LOITERING GUARD 10 E-LICENSE-Ten 10 unit e-license for AXIS Loitering Guard a robust installer-friendly loitering detection video analytic. Visit www.axis.com for supported products and application download. | Ea |  | 1 Year (3 Years) | 589 | 5% | 559.55
11037 | Axis | 0333-604 | ACAP AXIS FENCE GUARD 1 E-LICENSE-Single unit e-license for AXIS Fence Guard a robust installer-friendly perimeter protection video analytic. Visit www.axis.com for supported products and application download. | Ea |  | 1 Year (3 Years) | 59 | 5% | 56.05
11038 | Axis | 0333-605 | ACAP AXIS FENCE GUARD 10 E-LICENSE-Ten 10 unit e-license for AXIS Fence Guard a robust installer-friendly perimeter protection video analytic. Visit www.axis.com for supported products and application download. | Ea |  | 1 Year (3 Years) | 589 | 5% | 559.55
11039 | Axis | 0333-606 | ACAP AXIS PERIMETER DEFENDER 1 LICENSE-Single unit license for AXIS Perimeter Defender a scalable and flexible video analytics application for perimeter surveillance and protection. Visit www.axis.com for supported products and application download. | Ea |  | 1 Year (3 Years) | 299 | 5% | 284.05
11040 | Axis | 0333-607 | ACAP AXIS PERIMETER DEFENDER 10 LICENSE-Ten 10 unit license for AXIS Perimeter Defender a scalable and flexible video analytics application for perimeter surveillance and protection. Visit www.axis.com for supported products and application download. | Ea |  | 1 Year (3 Years) | 2989 | 5% | 2839.55
11041 | Axis | 0333-608 | ACAP AXIS PERIMETER DEFENDER 1 E-LICENSE-Single unit e-license for AXIS Perimeter Defender a scalable and flexible video analytics application for perimeter surveillance and protection. Visit www.axis.com for supported products and application download. | Ea |  | 1 Year (3 Years) | 299 | 5% | 284.05
11042 | Axis | 0333-609 | ACAP AXIS PERIMETER DEFENDER 10 E-LICENSE-Ten 10 unit e-license for AXIS Perimeter Defender a scalable and flexible video analytics application for perimeter surveillance and protection. Visit www.axis.com for supported products and application download. | Ea |  | 1 Year (3 Years) | 2989 | 5% | 2839.55
11043 | Axis | 0344-001 | AXIS T92E05 PROTECTIVE HOUSING-Protective camera housing for P13XX M11XX Q16XX and Q1755. Die cast aluminum casing and wallbracket polycarbonate sunshield. The housing is IP66- Nema 4X rated and IK10 impact-resistant. Sunshield wallbracket and screwdriver included. | Ea |  | 1 Year (3 Years) | 199 | 5% | 189.05
11044 | Axis | 0354-001 | AXIS Q7414 VIDEO ENCODER BLADE-Four channel video encoder blade. Multiple individually configurable H.264 and Motion JPEG streams max. D1 resolution at 30/25 fps per channel. Four bi-directional audio channels with AAC encoding. Video motion detection. Active tampering alarm. COMPATIBL | Ea |  | 1 Year (3 Years) | 999 | 5% | 949.05
11045 | Axis | 0354-021 | AXIS Q7414 VIDEO ENCODER BULK 10PCS-AXIS Q7414 in 10-pack. Cannot be sold separately as single packs. | Ea |  | 1 Year (3 Years) | 9491 | 5% | 9016.45
11046 | Axis | 0354-600 | EXT. WARRANTY AXIS Q7414 VIDEO ENC BLADE-1 Year (2 Years) extension of the warranty period Note 1 Maximum warranty on selected Axis products is 1 Year (5 Years) including extended warranty. No possibility to extend total warranty beyond 1 Year (5 Years). Note 2 Extended warranty activation is done in four steps 1 – create | Ea |  | 1 Year (3 Years) | 60 | 5% | 57
11047 | Axis | 0398-001 | AXIS M5013-Ceiling-mount mini PTZ dome camera with SVGA resolution and 3x digital zoom. 800x600 30fps in H.264 and Motion JPEG. IP51 protection against dust and water. Only PoE midspan not included. Hard and soft ceiling mounting brackets included. | Ea |  | 1 Year (3 Years) | 449 | 5% | 426.55
11048 | Axis | 0399-001 | AXIS M5014-Ceiling-mount mini PTZ dome camera with HDTV 720p resolution 169 format and 3x digital zoom.1280x720 30fps in H.264 and Motion JPEG. IP51 protection against dust and water. Only PoE midspan not included. Hard and soft ceiling mounting brackets included. | Ea |  | 1 Year (3 Years) | 499 | 5% | 474.05
11049 | Axis | 0406-001 | AXIS P3367-V-5MP day/night fixed dome with discreet vandal-resistant indoor casing. Varifocal 3-9 mm P-iris lens remote focus and zoom. Multiple individually configurable H.264 and Motion JPEG streams max 5MP resolution at 12 fps or HDTV 1080p at 30 fps. WDR. Video mo | Ea |  | 1 Year (3 Years) | 999 | 5% | 949.05
11050 | Axis | 0406-600 | EXT. WARRANTY AXIS P3367-V-1 Year (2 Years) extension of the warranty period Note 1 Maximum warranty on selected Axis products is 1 Year (5 Years) including extended warranty. No possibility to extend total warranty beyond 1 Year (5 Years). Note 2 Extended warranty activation is done in four steps 1 – create | Ea |  | 1 Year (3 Years) | 70 | 5% | 66.5
11051 | Axis | 0407-001 | AXIS P3367-VE-5MP day/night fixed dome with vandal-resistant IP66-rated outdoor casing. Varifocal 3-9 mm P-iris lens remote focus and zoom. Multiple individually configurable H.264 and Motion JPEG streams max 5MP resolution at 12 fps or HDTV 1080p at 30 fps. WDR. Vide | Ea |  | 1 Year (3 Years) | 1199 | 5% | 1139.05
11052 | Axis | 0407-600 | EXT. WARRANTY AXIS P3367-VE-1 Year (2 Years) extension of the warranty period Note 1 Maximum warranty on selected Axis products is 1 Year (5 Years) including extended warranty. No possibility to extend total warranty beyond 1 Year (5 Years). Note 2 Extended warranty activation is done in four steps 1 – create | Ea |  | 1 Year (3 Years) | 72 | 5% | 68.4
11053 | Axis | 0415-004 | AXIS M7014 Video Encoder-Four-channel video encoder. Dual streaming H.264 and Motion JPEG on all channels. Max D1 resolution at 15 NTSC/PAL fps on all streams. Video motion detection. Active tampering alarm. Power over Ethernet IEEE 802.3af. Local storage using microSDHC card. P | Ea |  | 1 Year (3 Years) | 299 | 5% | 284.05
11054 | Axis | 0415-021 | AXIS M7014 VIDEO ENCODER BULK 10PCS-AXIS M7014 in 10-pack. Power supply not included. Cannot be sold separately as single packs. | Ea |  | 1 Year (3 Years) | 2899 | 5% | 2754.05
11055 | Axis | 0415-600 | EXT. WARRANTY AXIS M7014 VIDEO ENCODER-1 Year (2 Years) extension of the warranty period Note 1 Maximum warranty on selected Axis products is 1 Year (5 Years) including extended warranty. No possibility to extend total warranty beyond 1 Year (5 Years). Note 2 Extended warranty activation is done in four steps 1 – create | Ea |  | 1 Year (3 Years) | 18 | 5% | 17.1
11056 | Axis | 0417-004 | AXIS P7214 Video Encoder-Four-channel video encoder. Dual streaming H.264 and Motion JPEG on all channels. Max D1 resolution at 30/25 NTSC/PAL fps on all streams. Video motion detection. Active tampering alarm. Two-way audio with audio detection. Power over Ethernet IEEE 802.3af | Ea |  | 1 Year (3 Years) | 399 | 5% | 379.05
11057 | Axis | 0417-021 | AXIS P7214 VIDEO ENCODER BULK 10PCS-AXIS P7214 in 10-pack. Power supply not included. Cannot be sold separately as single packs. | Ea |  | 1 Year (3 Years) | 3869 | 5% | 3675.55
11058 | Axis | 0417-031 | AXIS P7214 VIDEO ENC BARE BONE-Four-channel bare bone video encoder PCB without mechanics. Dual streaming H.264 and Motion JPEG on all channels. Max D1 resolution at 30/25 NTSC/PAL fps on all streams. Video motion detection. Active tampering alarm. Two-way audio with audio detection. P | Ea |  | 1 Year (3 Years) | 399 | 5% | 379.05
11059 | Axis | 0417-600 | EXT. WARRANTY AXIS P7214 VIDEO ENCODER-1 Year (2 Years) extension of the warranty period Note 1 Maximum warranty on selected Axis products is 1 Year (5 Years) including extended warranty. No possibility to extend total warranty beyond 1 Year (5 Years). Note 2 Extended warranty activation is done in four steps 1 – create | Ea |  | 1 Year (3 Years) | 24 | 5% | 22.8
11060 | Axis | 0418-001 | AXIS P7224 Video Encoder Blade-AXIS P7224 Four-channel video encoder blade. Dual streaming H.264 and Motion JPEG on all channels. Max D1 resolution at 30/25 NTSC/PAL fps on all streams. Video motion detection. Active tampering alarm. Two-way audio with audio detection. PTZ support. COM | Ea |  | 1 Year (3 Years) | 399 | 5% | 379.05
11061 | Axis | 0418-021 | AXIS P7224 VID ENC BLADE BULK 10PCS-AXIS P7224 in 10-pack. Cannot be sold separately as single packs. | Ea |  | 1 Year (3 Years) | 3869 | 5% | 3675.55
11062 | Axis | 0418-600 | EXT. WARRANTY AXIS P7224 VIDEO ENC BLADE-1 Year (2 Years) extension of the warranty period Note 1 Maximum warranty on selected Axis products is 1 Year (5 Years) including extended warranty. No possibility to extend total warranty beyond 1 Year (5 Years). Note 2 Extended warranty activation is done in four steps 1 – create | Ea |  | 1 Year (3 Years) | 24 | 5% | 22.8
11063 | Axis | 0433-001 | AXIS T92E20 OUTDOOR HOUSING-Outdoor PoE camera housing with window-/camera heaters and fan for P13XX M11XX Q16XX and Q1755. Die cast aluminum casing and wallbracket polycarbonate sunshield. The housing is IP66- Nema 4X- Vibration 4M3 rated and IK10 impact-resistant. Sunshield wal | Ea |  | 1 Year (3 Years) | 329 | 5% | 312.55
11064 | Axis | 0509-001 | AXIS Q1765-LE-Outdoor IP66 and NEMA 4X-rated 1080p HDTV camera with 18x optical zoom auto focus and day/night mode. Integrated IR LED illumination. Multiple individually configurable H.264 and Motion JPEG streams max HDTV 1080p resolution at 25/30 fps. WDR- dynamic con | Ea |  | 1 Year (3 Years) | 1399 | 5% | 1329.05
11065 | Axis | 0509-001 | AXIS Q1765-LE-Outdoor IP66 and NEMA 4X-rated 1080p HDTV camera with 18x optical zoom auto focus and day/night mode. Integrated IR LED illumination. Multiple individually configurable H.264 and Motion JPEG streams max HDTV 1080p resolution at 25/30 fps. WDR- dynamic con | Ea |  | 1 Year (3 Years) | 1399 | 5% | 1329.05
11066 | Axis | 0509-600 | EXT. WARRANTY AXIS Q1765-LE-1 Year (2 Years) extension of the warranty period Note 1 Maximum warranty on selected Axis products is 1 Year (5 Years) including extended warranty. No possibility to extend total warranty beyond 1 Year (5 Years). Note 2 Extended warranty activation is done in four steps 1 – create | Ea |  | 1 Year (3 Years) | 84 | 5% | 79.8
11067 | Axis | 0511-600 | EXT. WARRANTY AXIS P3384-V-1 Year (2 Years) extension of the warranty period Note 1 Maximum warranty on selected Axis products is 1 Year (5 Years) including extended warranty. No possibility to extend total warranty beyond 1 Year (5 Years). Note 2 Extended warranty activation is done in four steps 1 – create | Ea |  | 1 Year (3 Years) | 60 | 5% | 57
11068 | Axis | 0512-600 | EXT. WARRANTY AXIS P3384-VE-1 Year (2 Years) extension of the warranty period Note 1 Maximum warranty on selected Axis products is 1 Year (5 Years) including extended warranty. No possibility to extend total warranty beyond 1 Year (5 Years). Note 2 Extended warranty activation is done in four steps 1 – create | Ea |  | 1 Year (3 Years) | 70 | 5% | 66.5
11069 | Axis | 0518-004 | AXIS Q7411 VIDEO ENCODER-Video Encoder with H.264 Main and Base profile and Motion JPEG support. Supports 60/50 frames per second. Coax PTZ Control video motion detection two-way audio configurable I/O connectors and ACAP support. 8-28 VD and Power over Ethernet IEEE 802.3af. Edg | Ea |  | 1 Year (3 Years) | 399 | 5% | 379.05
11070 | Axis | 0518-021 | AXIS Q7411 VIDEO ENCODER BULK 10PCS-AXIS Q7411 in 10-pack. Power supply not included. Cannot be sold separately as single packs. | Ea |  | 1 Year (3 Years) | 3869 | 5% | 3675.55
11071 | Axis | 0518-600 | EXT. WARRANTY AXIS Q7411 VIDEO ENCODER-1 Year (2 Years) extension of the warranty period Note 1 Maximum warranty on selected Axis products is 1 Year (5 Years) including extended warranty. No possibility to extend total warranty beyond 1 Year (5 Years). Note 2 Extended warranty activation is done in four steps 1 – create | Ea |  | 1 Year (3 Years) | 24 | 5% | 22.8
11072 | Axis | 0532-001 | AXIS P1214-Miniature HDTV pinhole camera for discreet surveillance. Cable from sensor unit going in the direction of the lens. Edge storage using microSD card or NAS. ACAP support I/O port multiple video streams in H.264 and Motion JPEG. 25/30 fps in all resolutions | Ea |  | 1 Year (3 Years) | 499 | 5% | 474.05
11073 | Axis | 0532-021 | AXIS P1214 BULK 10 PCS-AXIS P1214 in pack of 10 units | Ea |  | 1 Year (3 Years) | 4949 | 5% | 4701.55
11074 | Axis | 0532-600 | EXT. WARRANTY AXIS P1214-1 Year (2 Years) extension of the warranty period Note 1 Maximum warranty on selected Axis products is 1 Year (5 Years) including extended warranty. No possibility to extend total warranty beyond 1 Year (5 Years). Note 2 Extended warranty activation is done in four steps 1 – create | Ea |  | 1 Year (3 Years) | 30 | 5% | 28.5
11075 | Axis | 0533-001 | AXIS P1214-E-Miniature HDTV camera for discreet outdoor surveillance. Cable from sensor unit going in the direction of the lens. Edge storage using microSD card or NAS. ACAP support I/O port multiple video streams in H.264 and Motion JPEG. 25/30 fps in all resolutions | Ea |  | 1 Year (3 Years) | 499 | 5% | 474.05
11076 | Axis | 0533-021 | AXIS P1214-E BULK 10 PCS-AXIS P1214-E in pack of 10 units | Ea |  | 1 Year (3 Years) | 4949 | 5% | 4701.55
11077 | Axis | 0533-600 | EXT. WARRANTY AXIS P1214-E-1 Year (2 Years) extension of the warranty period Note 1 Maximum warranty on selected Axis products is 1 Year (5 Years) including extended warranty. No possibility to extend total warranty beyond 1 Year (5 Years). Note 2 Extended warranty activation is done in four steps 1 – create | Ea |  | 1 Year (3 Years) | 30 | 5% | 28.5
11078 | Axis | 0535-001 | AXIS M3024-LVE-Compact day/night fixed mini dome in a vandal-resistant casing for outdoor or indoor installation. Fixed lens and built-in IR illumination. Multiple individually configurable H.264 and Motion JPEG streams max HDTV 720p or 1 MP resolution at 30 fps. Memory | Ea |  | 1 Year (3 Years) | 549 | 5% | 521.55
11079 | Axis | 0535-001 | AXIS M3024-LVE-Compact day/night fixed mini dome in a vandal-resistant casing for outdoor or indoor installation. Fixed lens and built-in IR illumination. Multiple individually configurable H.264 and Motion JPEG streams max HDTV 720p or 1 MP resolution at 30 fps. Memory | Ea |  | 1 Year (3 Years) | 549 | 5% | 521.55
11080 | Axis | 0535-600 | EXT. WARRANTY AXIS M3024-LVE-1 Year (2 Years) extension of the warranty period Note 1 Maximum warranty on selected Axis products is 1 Year (5 Years) including extended warranty. No possibility to extend total warranty beyond 1 Year (5 Years). Note 2 Extended warranty activation is done in four steps 1 – create | Ea |  | 1 Year (3 Years) | 33 | 5% | 31.35
11081 | Axis | 0536-001 | AXIS M3025-VE-Compact day/night fixed mini dome in a vandal-resistant casing for outdoor or indoor installation. Fixed lens. Multiple individually configurable H.264 and Motion JPEG streams max HDTV 1080p resolution at 30 fps. Memory card slot for optional local video | Ea |  | 1 Year (3 Years) | 549 | 5% | 521.55
11082 | Axis | 0536-600 | EXT. WARRANTY AXIS M3025-VE-1 Year (2 Years) extension of the warranty period Note 1 Maximum warranty on selected Axis products is 1 Year (5 Years) including extended warranty. No possibility to extend total warranty beyond 1 Year (5 Years). Note 2 Extended warranty activation is done in four steps 1 – create | Ea |  | 1 Year (3 Years) | 33 | 5% | 31.35
11083 | Axis | 0540-001 | AXIS A1001 Network Door Controller-AXIS A1001 Network Door Controller is an open non-proprietary platform for access management. The controller is installed by each door and data is automatically synchronized between the controllers in the system. The controller supports most Wiegand and R | Ea |  | 1 Year (3 Years) | 599 | 5% | 569.05
11084 | Axis | 0540-001 | AXIS A1001 Network Door Controller-AXIS A1001 Network Door Controller is an open non-proprietary platform for access management. The controller is installed by each door and data is automatically synchronized between the controllers in the system. The controller supports most Wiegand and R | Ea |  | 1 Year (3 Years) | 599 | 5% | 569.05
11085 | Axis | 0540-021 | AXIS A1001 BULK 10PCS Network Door Controller-AXIS A1001 Network Door Controller is an open non-proprietary platform for access management. The controller is installed by each door and data is automatically synchronized between the controllers in the system. The controller supports most Wiegand and R | Ea |  | 1 Year (3 Years) | 5990 | 5% | 5690.5
11086 | Axis | 0540-600 | EXT. WARRANTY AXIS A1001-1 Year (2 Years) extension of the warranty period Note 1 Maximum warranty on selected Axis products is 1 Year (5 Years) including extended warranty. No possibility to extend total warranty beyond 1 Year (5 Years). Note 2 Extended warranty activation is done in four steps 1 – create | Ea |  | 1 Year (3 Years) | 36 | 5% | 34.2
11087 | Axis | 0541-004 | AXIS M7016 VIDEO ENCODER-Sixteen-channel video encoder. Dual streaming H.264 and Motion JPEG on all channels. Max D1 resolution at 30/25 NTSC/PAL fps on all streams. Video motion detection. Active tampering alarm. Unit includes 4 x micro SD card slots for edge storage. PTZ suppor | Ea |  | 1 Year (3 Years) | 999 | 5% | 949.05
11088 | Axis | 0541-600 | EXT. WARRANTY AXIS M7016 VIDEO ENCODER-1 Year (2 Years) extension of the warranty period Note 1 Maximum warranty on selected Axis products is 1 Year (5 Years) including extended warranty. No possibility to extend total warranty beyond 1 Year (5 Years). Note 2 Extended warranty activation is done in four steps 1 – create | Ea |  | 1 Year (3 Years) | 60 | 5% | 57
11089 | Axis | 0542-004 | AXIS P7216 VIDEO ENCODER-Sixteen-channel video encoder. Dual streaming H.264 and Motion JPEG on all channels. Max D1 resolution at 30/25 NTSC/PAL fps on all streams. Video motion detection. Active tampering alarm. Two-way audio with audio detection. SFP slot for optional fiber co | Ea |  | 1 Year (3 Years) | 1299 | 5% | 1234.05
11090 | Axis | 0542-600 | EXT. WARRANTY AXIS P7216 VIDEO ENCODER-1 Year (2 Years) extension of the warranty period Note 1 Maximum warranty on selected Axis products is 1 Year (5 Years) including extended warranty. No possibility to extend total warranty beyond 1 Year (5 Years). Note 2 Extended warranty activation is done in four steps 1 – create | Ea |  | 1 Year (3 Years) | 78 | 5% | 74.1
11091 | Axis | 0547-001 | AXIS M3026-VE-Compact day/night fixed mini dome in a vandal-resistant casing for outdoor or indoor installation. Fixed 106 lens. Multiple individually configurable H.264 and Motion JPEG streams max HDTV 1080p resolution at 30 fps or 3 MP resolution at 20 fps. Memory ca | Ea |  | 1 Year (3 Years) | 649 | 5% | 616.55
11092 | Axis | 0547-600 | EXT. WARRANTY AXIS M3026-VE-1 Year (2 Years) extension of the warranty period Note 1 Maximum warranty on selected Axis products is 1 Year (5 Years) including extended warranty. No possibility to extend total warranty beyond 1 Year (5 Years). Note 2 Extended warranty activation is done in four steps 1 – create | Ea |  | 1 Year (3 Years) | 39 | 5% | 37.05
11093 | Axis | 0548-001 | AXIS M3037-PVE-Compact day/night fixed mini dome in a vandal-resistant casing for outdoor or indoor installation offering 360/270/180 panoramic views as well as quad and digital PTZ views. Multiple individually configurable H.264 and Motion JPEG streams in up to 5MP res | Ea |  | 1 Year (3 Years) | 799 | 5% | 759.05
11094 | Axis | 0548-600 | EXT. WARRANTY AXIS M3037-PVE-1 Year (2 Years) extension of the warranty period Note 1 Maximum warranty on selected Axis products is 1 Year (5 Years) including extended warranty. No possibility to extend total warranty beyond 1 Year (5 Years). Note 2 Extended warranty activation is done in four steps 1 – create | Ea |  | 1 Year (3 Years) | 48 | 5% | 45.6
11095 | Axis | 0549-600 | EXT. WARRANTY AXIS M2014-E-1 Year (2 Years) extension of the warranty period Note 1 Maximum warranty on selected Axis products is 1 Year (5 Years) including extended warranty. No possibility to extend total warranty beyond 1 Year (5 Years). Note 2 Extended warranty activation is done in four steps 1 – create | Ea |  | 1 Year (3 Years) | 24 | 5% | 22.8
11096 | Axis | 0552-001 | AXIS M5013-V-Vandal resistant IP66- and IK10-rated. Hard ceiling-mount PTZ dome camera with SVGA resolution and 3x digital zoom. 800x600 30fps in H.264 and Motion JPEG. Only PoE midspan not included. | Ea |  | 1 Year (3 Years) | 549 | 5% | 521.55
11097 | Axis | 0553-001 | AXIS M5014-V-Vandal resistant IP66- and IK10-rated. Hard ceiling-mount PTZ dome camera with HDTV 720p resolution and 3x digital zoom. 1280x720 30fps in H.264 and Motion JPEG. Only PoE midspan not included. | Ea |  | 1 Year (3 Years) | 599 | 5% | 569.05
11098 | Axis | 0555-600 | EXT. WARRANTY AXIS M1025-1 Year (2 Years) extension of the warranty period Note 1 Maximum warranty on selected Axis products is 1 Year (5 Years) including extended warranty. No possibility to extend total warranty beyond 1 Year (5 Years). Note 2 Extended warranty activation is done in four steps 1 – create | Ea |  | 1 Year (3 Years) | 18 | 5% | 17.1
11099 | Axis | 0556-001 | AXIS M3027-PVE-Compact day/night fixed mini dome in a vandal-resistant casing for outdoor or indoor installation offering 360/180 panoramic views as well as quad and digital PTZ views. Multiple individually configurable H.264 and Motion JPEG streams in up to 5MP resolut | Ea |  | 1 Year (3 Years) | 749 | 5% | 711.55
11100 | Axis | 0556-600 | EXT. WARRANTY AXIS M3027-PVE-1 Year (2 Years) extension of the warranty period Note 1 Maximum warranty on selected Axis products is 1 Year (5 Years) including extended warranty. No possibility to extend total warranty beyond 1 Year (5 Years). Note 2 Extended warranty activation is done in four steps 1 – create | Ea |  | 1 Year (3 Years) | 45 | 5% | 42.75
11101 | Axis | 0575-004 | AXIS Q7920 VIDEO ENCODER CHASSIS-5 U rack-mount video encoder chassis providing an expandable solution for migrating large-scale analog installations to network video. Holds up to 14 hot-swappable video encoder blades supporting up to 84 analog cameras. | Ea |  | 1 Year (3 Years) | 2599 | 5% | 2469.05
11102 | Axis | 0575-600 | EXT. WARRANTY AXIS Q7920-1 Year (2 Years) extension of the warranty period Note 1 Maximum warranty on selected Axis products is 1 Year (5 Years) including extended warranty. No possibility to extend total warranty beyond 1 Year (5 Years). Note 2 Extended warranty activation is done in four steps 1 – create | Ea |  | 1 Year (3 Years) | 156 | 5% | 148.2
11103 | Axis | 0584-001 | AXIS Q7436 VIDEO ENCODER BLADE-6 channel video encoder blade. Multiple individually configurable H.264 Base Main and High profile and Motion JPEG streams max. D1 resolution at 60/50 fps per channel. Video motion detection. Active tampering alarm. Coax PTZ Control Coaxitron. Compatible | Ea |  | 1 Year (3 Years) | 1199 | 5% | 1139.05
11104 | Axis | 0584-021 | AXIS Q7436 VIDEO ENCODER BLADE BULK 10 PCS-AXIS Q7436 in 10-pack. Cannot be sold separately as single packs. | Ea |  | 1 Year (3 Years) | 11399 | 5% | 10829.05
11105 | Axis | 0584-600 | EXT. WARRANTY AXIS Q7436 VIDEO ENC BLADE-1 Year (2 Years) extension of the warranty period Note 1 Maximum warranty on selected Axis products is 1 Year (5 Years) including extended warranty. No possibility to extend total warranty beyond 1 Year (5 Years). Note 2 Extended warranty activation is done in four steps 1 – create | Ea |  | 1 Year (3 Years) | 72 | 5% | 68.4
11106 | Axis | 0588-001 | AXIS P5414-E 60HZ-Intelligent Direct Drive PTZ camera with HDTV 720p day/night and 18x zoom designed for mounting on a wall or building. No extra bracket are needed build in junction box. Audio In/Out full size SD card 24 V DC 4 configurable I/Os and Ethernet connector wit | Ea |  | 1 Year (3 Years) | 1599 | 5% | 1519.05
11107 | Axis | 0588-600 | EXT. WARRANTY AXIS P5414-E 60HZ-1 Year (2 Years) extension of the warranty period Note 1 Maximum warranty on selected Axis products is 1 Year (5 Years) including extended warranty. No possibility to extend total warranty beyond 1 Year (5 Years). Note 2 Extended warranty activation is done in four steps 1 – create | Ea |  | 1 Year (3 Years) | 128 | 5% | 121.6
11108 | Axis | 0589-001 | AXIS P5415-E 60HZ-Intelligent Direct Drive PTZ camera with HDTV 1080p day/night and 18x zoom designed for mounting on a wall or building. No extra bracket are needed build in junction box. Audio In/Out full size SD card 24 V DC 4 configurable I/Os and Ethernet connector wi | Ea |  | 1 Year (3 Years) | 1999 | 5% | 1899.05
11109 | Axis | 0589-600 | EXT. WARRANTY AXIS P5415-E 60HZ-1 Year (2 Years) extension of the warranty period Note 1 Maximum warranty on selected Axis products is 1 Year (5 Years) including extended warranty. No possibility to extend total warranty beyond 1 Year (5 Years). Note 2 Extended warranty activation is done in four steps 1 – create | Ea |  | 1 Year (3 Years) | 160 | 5% | 152
11110 | Axis | 0590-001 | AXIS M1145-HDTV camera for day and night surveillance with varifocal 3-10.5mm P-iris lens. Remote 3.5 x optical zoom and focus with automatic IR cut filter. Multiple individually configurable H.264 and Motion JPEG streams max HDTV 1080p or 2MP resolution at 30 fps. | Ea |  | 1 Year (3 Years) | 499 | 5% | 474.05
11111 | Axis | 0590-021 | AXIS M1145 BULK 10PCS-AXIS M1145 in 10-pack/bulk. Cannot be sold separately as single packs. | Ea |  | 1 Year (3 Years) | 4949 | 5% | 4701.55
11112 | Axis | 0590-600 | EXT. WARRANTY AXIS M1145-1 Year (2 Years) extension of the warranty period Note 1 Maximum warranty on selected Axis products is 1 Year (5 Years) including extended warranty. No possibility to extend total warranty beyond 1 Year (5 Years). Note 2 Extended warranty activation is done in four steps 1 – create | Ea |  | 1 Year (3 Years) | 30 | 5% | 28.5
11113 | Axis | 0591-001 | AXIS M1145-L-HDTV camera for day and night surveillance with varifocal 3-10.5mm P-iris lens. Remote 3.5 x optical zoom and focus with automatic IR cut filter. Multiple individually configurable H.264 and Motion JPEG streams max HDTV 1080p or 2MP resolution at 30 fps. | Ea |  | 1 Year (3 Years) | 499 | 5% | 474.05
11114 | Axis | 0591-021 | AXIS M1145-L BULK 10PCS-AXIS M1145-L in 10-pack/bulk. Cannot be sold separately as single packs. | Ea |  | 1 Year (3 Years) | 5449 | 5% | 5176.55
11115 | Axis | 0591-600 | EXT. WARRANTY AXIS M1145-L-1 Year (2 Years) extension of the warranty period Note 1 Maximum warranty on selected Axis products is 1 Year (5 Years) including extended warranty. No possibility to extend total warranty beyond 1 Year (5 Years). Note 2 Extended warranty activation is done in four steps 1 – create | Ea |  | 1 Year (3 Years) | 33 | 5% | 31.35
11116 | Axis | 0612-600 | EXT. WARRANTY AXIS P3214-V-1 Year (2 Years) extension of the warranty period Note 1 Maximum warranty on selected Axis products is 1 Year (5 Years) including extended warranty. No possibility to extend total warranty beyond 1 Year (5 Years). Note 2 Extended warranty activation is done in four steps 1 – create | Ea |  | 1 Year (3 Years) | 30 | 5% | 28.5
11117 | Axis | 0613-600 | EXT. WARRANTY AXIS P3214-VE-1 Year (2 Years) extension of the warranty period Note 1 Maximum warranty on selected Axis products is 1 Year (5 Years) including extended warranty. No possibility to extend total warranty beyond 1 Year (5 Years). Note 2 Extended warranty activation is done in four steps 1 – create | Ea |  | 1 Year (3 Years) | 39 | 5% | 37.05
11118 | Axis | 0614-600 | EXT. WARRANTY AXIS P3215-V-1 Year (2 Years) extension of the warranty period Note 1 Maximum warranty on selected Axis products is 1 Year (5 Years) including extended warranty. No possibility to extend total warranty beyond 1 Year (5 Years). Note 2 Extended warranty activation is done in four steps 1 – create | Ea |  | 1 Year (3 Years) | 45 | 5% | 42.75
11119 | Axis | 0615-600 | EXT. WARRANTY AXIS P3215-VE-1 Year (2 Years) extension of the warranty period Note 1 Maximum warranty on selected Axis products is 1 Year (5 Years) including extended warranty. No possibility to extend total warranty beyond 1 Year (5 Years). Note 2 Extended warranty activation is done in four steps 1 – create | Ea |  | 1 Year (3 Years) | 45 | 5% | 42.75
11120 | Axis | 0625-600 | EXT. WARRANTY AXIS P1427-LE-1 Year (2 Years) extension of the warranty period Note 1 Maximum warranty on selected Axis products is 1 Year (5 Years) including extended warranty. No possibility to extend total warranty beyond 1 Year (5 Years). Note 2 Extended warranty activation is done in four steps 1 – create | Ea |  | 1 Year (3 Years) | 49 | 5% | 46.55
11121 | Axis | 0632-004 | AXIS V5914 60HZ-Generic PTZ camera with 30x zoom autofocus and HDTV 720p resolution at 60/fps for live streaming of video and audio. “Video conference” design smooth pan and tilt WDR EIS. HDMI 3G-SDI XLR-3 for studio connectivity. CD-audio quality in stereo. Compliance | Ea |  | 1 Year (3 Years) | 1999 | 5% | 1899.05
11122 | Axis | 0632-600 | EXT. WARRANTY AXIS V5914 60HZ < US >-1 Year (2 Years) extension of the warranty period Note 1 Maximum warranty on selected Axis products is 1 Year (5 Years) including extended warranty. No possibility to extend total warranty beyond 1 Year (5 Years). Note 2 Extended warranty activation is done in four steps 1 – create | Ea |  | 1 Year (3 Years) | 160 | 5% | 152
11123 | Axis | 0634-004 | AXIS V5915 60HZ-Generic PTZ camera with 30x zoom autofocus and HDTV 1080p resolution at 60/fps for live streaming of video and audio. “Video conference” design smooth pan and tilt WDR EIS. HDMI 3G-SDI XLR-3 for studio connectivity. CD-audio quality in stereo. Compliance | Ea |  | 1 Year (3 Years) | 2599 | 5% | 2469.05
11124 | Axis | 0634-600 | EXT. WARRANTY AXIS V5915 60HZ < US >-1 Year (2 Years) extension of the warranty period Note 1 Maximum warranty on selected Axis products is 1 Year (5 Years) including extended warranty. No possibility to extend total warranty beyond 1 Year (5 Years). Note 2 Extended warranty activation is done in four steps 1 – create | Ea |  | 1 Year (3 Years) | 208 | 5% | 197.6
11125 | Axis | 0637-600 | EXT. WARRANTY AXIS P1428-E-1 Year (2 Years) extension of the warranty period Note 1 Maximum warranty on selected Axis products is 1 Year (5 Years) including extended warranty. No possibility to extend total warranty beyond 1 Year (5 Years). Note 2 Extended warranty activation is done in four steps 1 – create | Ea |  | 1 Year (3 Years) | 59 | 5% | 56.05
11126 | Axis | 0638-001 | AXIS P3904-R M12-Fixed dome mobile surveillance camera with rugged design. Fixed lens. Flat discreet and tamper-resistant casing. Multiple individually configurable H.264 and Motion JPEG streams max 720p resolution at 30/25 fps. Video motion detection and active tampering | Ea |  | 1 Year (3 Years) | 449 | 5% | 426.55
11127 | Axis | 0638-021 | AXIS P3904-R M12 BULK 10 PCS-AXIS P3904-R M12 in 10-pack/bulk. No midspans or mounting adapters included. | Ea |  | 1 Year (3 Years) | 4265 | 5% | 4051.75
11128 | Axis | 0638-031 | AXIS P3904-R M12 BULK 50 PCS-AXIS P3904-R M12 in 50-pack/bulk. No midspans or mounting adapters included. | Ea |  | 1 Year (3 Years) | 21299 | 5% | 20234.05
11129 | Axis | 0638-600 | EXT. WARRANTY AXIS P3904-R M12-1 Year (2 Years) extension of the warranty period Note 1 Maximum warranty on selected Axis products is 1 Year (5 Years) including extended warranty. No possibility to extend total warranty beyond 1 Year (5 Years). Note 2 Extended warranty activation is done in four steps 1 – create | Ea |  | 1 Year (3 Years) | 27 | 5% | 25.65
11130 | Axis | 0639-600 | EXT. WARRANTY AXIS P3905-R M12-1 Year (2 Years) extension of the warranty period Note 1 Maximum warranty on selected Axis products is 1 Year (5 Years) including extended warranty. No possibility to extend total warranty beyond 1 Year (5 Years). Note 2 Extended warranty activation is done in four steps 1 – create | Ea |  | 1 Year (3 Years) | 33 | 5% | 31.35
11131 | Axis | 0640-001 | AXIS P3904-R-Fixed dome mobile surveillance camera with rugged design. Fixed lens. Flat discreet and tamper-resistant casing. Multiple individually configurable H.264 and Motion JPEG streams max 720p resolution at 30/25 fps. Video motion detection and active tampering | Ea |  | 1 Year (3 Years) | 449 | 5% | 426.55
11132 | Axis | 0640-021 | AXIS P3904-R BULK 10 PCS-AXIS P3904-R RJ45 in 10-pack/bulk. No midspans or mounting adapters included. | Ea |  | 1 Year (3 Years) | 4265 | 5% | 4051.75
11133 | Axis | 0640-031 | AXIS P3904-R BULK 50 PCS-AXIS P3904-R RJ45 in 50-pack/bulk. No midspans or mounting adapters included. | Ea |  | 1 Year (3 Years) | 21299 | 5% | 20234.05
11134 | Axis | 0640-600 | EXT. WARRANTY AXIS P3904-R-1 Year (2 Years) extension of the warranty period Note 1 Maximum warranty on selected Axis products is 1 Year (5 Years) including extended warranty. No possibility to extend total warranty beyond 1 Year (5 Years). Note 2 Extended warranty activation is done in four steps 1 – create | Ea |  | 1 Year (3 Years) | 27 | 5% | 25.65
11135 | Axis | 0641-001 | AXIS P3905-R-Fixed dome mobile surveillance camera with rugged design. Fixed lens. Flat discreet and tamper-resistant casing. Multiple individually configurable H.264 and Motion JPEG streams max 1080p resolution at 30/25 fps. Video motion detection and active tamperin | Ea |  | 1 Year (3 Years) | 549 | 5% | 521.55
11136 | Axis | 0641-001 | AXIS P3905-R-Fixed dome mobile surveillance camera with rugged design. Fixed lens. Flat discreet and tamper-resistant casing. Multiple individually configurable H.264 and Motion JPEG streams max 1080p resolution at 30/25 fps. Video motion detection and active tamperin | Ea |  | 1 Year (3 Years) | 549 | 5% | 521.55
11137 | Axis | 0641-021 | AXIS P3905-R BULK 10 PCS-AXIS P3905-R RJ-45 in 10-pack/bulk. No midspans or mounting adapters included. | Ea |  | 1 Year (3 Years) | 5215 | 5% | 4954.25
11138 | Axis | 0641-031 | AXIS P3905-R BULK 50 PCS-AXIS P3905-R RJ-45 in 50-pack/bulk. No midspans or mounting adapters included. | Ea |  | 1 Year (3 Years) | 25999 | 5% | 24699.05
11139 | Axis | 0641-600 | EXT. WARRANTY AXIS P3905-R-1 Year (2 Years) extension of the warranty period Note 1 Maximum warranty on selected Axis products is 1 Year (5 Years) including extended warranty. No possibility to extend total warranty beyond 1 Year (5 Years). Note 2 Extended warranty activation is done in four steps 1 – create | Ea |  | 1 Year (3 Years) | 33 | 5% | 31.35
11140 | Axis | 0642-001 | AXIS P3915-R M12-Fixed dome mobile surveillance camera with rugged design. Fixed lens. Flat discreet and tamper-resistant casing. Multiple individually configurable H.264 and Motion JPEG streams max 1080p resolution at 30/25 fps. Video motion detection and active tamperin | Ea |  | 1 Year (3 Years) | 599 | 5% | 569.05
11141 | Axis | 0642-021 | AXIS P3915-R M12 BULK 10 PCS-AXIS P3915-R M12 in 10-pack/bulk. No midspans or mounting adapters included. | Ea |  | 1 Year (3 Years) | 5690 | 5% | 5405.5
11142 | Axis | 0642-031 | AXIS P3915-R M12 BULK 50 PCS-AXIS P3915-R M12 in 50-pack/bulk. No midspans or mounting adapters included. | Ea |  | 1 Year (3 Years) | 28399 | 5% | 26979.05
11143 | Axis | 0642-600 | EXT. WARRANTY AXIS P3915-R M12-1 Year (2 Years) extension of the warranty period Note 1 Maximum warranty on selected Axis products is 1 Year (5 Years) including extended warranty. No possibility to extend total warranty beyond 1 Year (5 Years). Note 2 Extended warranty activation is done in four steps 1 – create | Ea |  | 1 Year (3 Years) | 36 | 5% | 34.2
11144 | Axis | 0643-001 | AXIS P3915-R-Fixed dome mobile surveillance camera with rugged design. Fixed lens. Flat discreet and tamper-resistant casing. Multiple individually configurable H.264 and Motion JPEG streams max 1080p resolution at 30/25 fps. Video motion detection and active tamperin | Ea |  | 1 Year (3 Years) | 599 | 5% | 569.05
11145 | Axis | 0643-021 | AXIS P3915-R BULK 10 PCS-AXIS P3915-R RJ-45 in 10-pack/bulk. No midspans or mounting adapters included. | Ea |  | 1 Year (3 Years) | 5690 | 5% | 5405.5
11146 | Axis | 0643-031 | AXIS P3915-R BULK 50 PCS-AXIS P3915-R RJ-45 in 50-pack/bulk. No midspans or mounting adapters included. | Ea |  | 1 Year (3 Years) | 28399 | 5% | 26979.05
11147 | Axis | 0643-600 | EXT. WARRANTY AXIS P3915-R-1 Year (2 Years) extension of the warranty period Note 1 Maximum warranty on selected Axis products is 1 Year (5 Years) including extended warranty. No possibility to extend total warranty beyond 1 Year (5 Years). Note 2 Extended warranty activation is done in four steps 1 – create | Ea |  | 1 Year (3 Years) | 36 | 5% | 34.2
11148 | Axis | 0644-001 | AXIS Q1765-LE PTMOUNT-Outdoor IP66 and NEMA 4X-rated 1080p HDTV camera with 18x optical zoom auto focus and day/night mode. Integrated IR LED illumination. Multiple individually configurable H.264 and Motion JPEG streams max HDTV 1080p resolution at 25/30 fps. WDR- dynamic con | Ea |  | 1 Year (3 Years) | 1399 | 5% | 1329.05
11149 | Axis | 0644-600 | EXT. WARRANTY AXIS Q1765-LE PTMOUNT-1 Year (2 Years) extension of the warranty period Note 1 Maximum warranty on selected Axis products is 1 Year (5 Years) including extended warranty. No possibility to extend total warranty beyond 1 Year (5 Years). Note 2 Extended warranty activation is done in four steps 1 – create | Ea |  | 1 Year (3 Years) | 84 | 5% | 79.8
11150 | Axis | 0645-001 | AXIS Q2901-E 9MM 8.3 FPS-AXIS Q2901-E Temperature alarm camera for wall and ceiling mount IP66-rated 336x256 resolution 8.3 fps and 35 angle of view. Six temperature alarm zones isothermal palettes and spot temperature. It supports ONVIF H.264 audio local storage I/O PoE shock de | Ea |  | 1 Year (3 Years) | 5199 | 5% | 4939.05
11151 | Axis | 0645-600 | EXT. WARRANTY AXIS Q2901-E 9MM 8.3 FPS-1 Year (2 Years) extension of the warranty period Note 1 Maximum warranty on selected Axis products is 1 Year (5 Years) including extended warranty. No possibility to extend total warranty beyond 1 Year (5 Years). Note 2 Extended warranty activation is done in four steps 1 – create | Ea |  | 1 Year (3 Years) | 312 | 5% | 296.4
11152 | Axis | 0646-001 | AXIS Q2901-E PTMOUNT 9MM 8.3 FPS-AXIS Q2901-E PT Mount Temperature alarm camera ready for pan/tilt motor head IP66-rated 336x256 resolution 8.3 fps and 35 angle of view. The product contains U.S.-origin controlled technology/component the US Export Administration Regulations EAR are alwa | Ea |  | 1 Year (3 Years) | 5199 | 5% | 4939.05
11153 | Axis | 0646-600 | EXT. WARRANTY AXIS Q2901-E PT MOUNT 9MM 8.3 FPS-1 Year (2 Years) extension of the warranty period Note 1 Maximum warranty on selected Axis products is 1 Year (5 Years) including extended warranty. No possibility to extend total warranty beyond 1 Year (5 Years). Note 2 Extended warranty activation is done in four steps 1 – create | Ea |  | 1 Year (3 Years) | 312 | 5% | 296.4
11154 | Axis | 0647-001 | AXIS Q2901-E 19MM 8.3 FPS-AXIS Q2901-E Temperature alarm camera for wall and ceiling mount IP66-rated 336x256 resolution 8.3 fps and 17 angle of view. The product contains U.S.-origin controlled technology/component the US Export Administration Regulations EAR are always applicabl | Ea |  | 1 Year (3 Years) | 5199 | 5% | 4939.05
11155 | Axis | 0647-600 | EXT. WARRANTY AXIS Q2901-E 19MM 8.3 FPS-1 Year (2 Years) extension of the warranty period Note 1 Maximum warranty on selected Axis products is 1 Year (5 Years) including extended warranty. No possibility to extend total warranty beyond 1 Year (5 Years). Note 2 Extended warranty activation is done in four steps 1 – create | Ea |  | 1 Year (3 Years) | 312 | 5% | 296.4
11156 | Axis | 0648-001 | AXIS Q2901-E PTMOUNT 19MM 8.3 FPS-AXIS Q2901-E PT Mount Temperature alarm camera ready for pan/tilt motor head IP66-rated 336x256 resolution 8.3 fps and 17 angle of view. The product contains U.S.-origin controlled technology/component the US Export Administration Regulations EAR are alwa | Ea |  | 1 Year (3 Years) | 5199 | 5% | 4939.05
11157 | Axis | 0648-600 | EXT. WARRANTY AXIS Q2901-E PT MOUNT 19MM 8.3 FPS-1 Year (2 Years) extension of the warranty period Note 1 Maximum warranty on selected Axis products is 1 Year (5 Years) including extended warranty. No possibility to extend total warranty beyond 1 Year (5 Years). Note 2 Extended warranty activation is done in four steps 1 – create | Ea |  | 1 Year (3 Years) | 312 | 5% | 296.4
11158 | Axis | 0650-004 | AXIS Q6114-E 60HZ-Lightfinder HDTV PTZ for outdoor as well as indoor use. HDTV 720p resolution in 60fps with 30x zoom and top performance. Perfect image quality in all directions without distortion. 130db WDR EIS automatic defog Advanced gate keeper. With its compact size | Ea |  | 1 Year (3 Years) | 2699 | 5% | 2564.05
11159 | Axis | 0652-004 | AXIS Q6115-E 60HZ-Top of the line PTZ with HDTV PTZ for outdoor as well as indoor use. HDTV 1080p resolution in 60fps with 30x zoom and top performance. Perfect image quality in all directions without distortion. 115dbWDR EIS automatic defog Advanced gate keeper. With its | Ea |  | 1 Year (3 Years) | 2999 | 5% | 2849.05
11160 | Axis | 0652-004 | AXIS Q6115-E 60HZ-Top of the line PTZ with HDTV PTZ for outdoor as well as indoor use. HDTV 1080p resolution in 60fps with 30x zoom and top performance. Perfect image quality in all directions without distortion. 115dbWDR EIS automatic defog Advanced gate keeper. With its | Ea |  | 1 Year (3 Years) | 2999 | 5% | 2849.05
11161 | Axis | 0652-600 | EXT. WARRANTY AXIS Q6115-E 60HZ-1 Year (2 Years) extension of the warranty period Note 1 Maximum warranty on selected Axis products is 1 Year (5 Years) including extended warranty. No possibility to extend total warranty beyond 1 Year (5 Years). Note 2 Extended warranty activation is done in four steps 1 – create | Ea |  | 1 Year (3 Years) | 240 | 5% | 228
11162 | Axis | 0653-600 | EXT. WARRANTY AXIS P8524 SILVER IMPERIAL-1 Year (2 Years) extension of the warranty period Note 1 Maximum warranty on selected Axis products is 1 Year (5 Years) including extended warranty. No possibility to extend total warranty beyond 1 Year (5 Years). Note 2 Extended warranty activation is done in four steps 1 – create | Ea |  | 1 Year (3 Years) | 36 | 5% | 34.2
11163 | Axis | 0654-001 | AXIS P1224-E-Miniature HDTV camera for discreet indoor/outdoor surveillance with 145 horizontal field of view. Edge storage using microSD card or NAS. ACAP support I/O port multiple video streams in H.264 and Motion JPEG. 25/30 fps in all resolutions up to 720p. PoE | Ea |  | 1 Year (3 Years) | 499 | 5% | 474.05
11164 | Axis | 0654-600 | EXT. WARRANTY AXIS P1224-E-1 Year (2 Years) extension of the warranty period Note 1 Maximum warranty on selected Axis products is 1 Year (5 Years) including extended warranty. No possibility to extend total warranty beyond 1 Year (5 Years). Note 2 Extended warranty activation is done in four steps 1 – create | Ea |  | 1 Year (3 Years) | 30 | 5% | 28.5
11165 | Axis | 0656-004 | AXIS Q7436/Q7920 KIT-14 x AXIS Q7436 Video Encoder Blade mounted in an AXIS Q7920 Video Encoder Chassis. Country specific power cable. | Ea |  | 1 Year (3 Years) | 18599 | 5% | 17669.05
11166 | Axis | 0656-600 | EXT. WARRANTY AXIS Q7436/Q7920 KIT-1 Year (2 Years) extension of the warranty period Note 1 Maximum warranty on selected Axis products is 1 Year (5 Years) including extended warranty. No possibility to extend total warranty beyond 1 Year (5 Years). Note 2 Extended warranty activation is done in four steps 1 – create | Ea |  | 1 Year (3 Years) | 1116 | 5% | 1060.2
11167 | Axis | 0658-001 | AXIS F41 MAIN UNIT-AXIS F41 Main Unit. To be used with any of AXIS F Series Sensor Units. Supports full HDTV 1080p and WDR - Forensic Capture. Two way audio 4 configurable I/Os with 12 V output and RS232. Supports Edge Storage through NAS or SD card optional. PoE and 8-28 V | Ea |  | 1 Year (3 Years) | 449 | 5% | 426.55
11168 | Axis | 0658-001 | AXIS F41 MAIN UNIT-AXIS F41 Main Unit. To be used with any of AXIS F Series Sensor Units. Supports full HDTV 1080p and WDR - Forensic Capture. Two way audio 4 configurable I/Os with 12 V output and RS232. Supports Edge Storage through NAS or SD card optional. PoE and 8-28 V | Ea |  | 1 Year (3 Years) | 449 | 5% | 426.55
11169 | Axis | 0658-600 | EXT. WARRANTY AXIS F41-1 Year (2 Years) extension of the warranty period Note 1 Maximum warranty on selected Axis products is 1 Year (5 Years) including extended warranty. No possibility to extend total warranty beyond 1 Year (5 Years). Note 2 Extended warranty activation is done in four steps 1 – create | Ea |  | 1 Year (3 Years) | 27 | 5% | 25.65
11170 | Axis | 0662-001 | AXIS P3905-RE-Fixed dome mobile surveillance camera for outdoors use on buses trams trucks and emergency vehicles. IP69K and IK09 rated. Fixed 6 mm lens providing 55 horizontal FOV. Flat discreet and tamper-resistant casing. Supports H.264 and Motion JPEG streams max 1 | Ea |  | 1 Year (3 Years) | 549 | 5% | 521.55
11171 | Axis | 0662-021 | AXIS P3905-RE BULK 10PCS-Fixed dome mobile surveillance camera for outdoors use on buses trams trucks and emergency vehicles. IP69K and IK09 rated. Fixed 6 mm lens providing 55 horizontal FOV. Flat discreet and tamper-resistant casing. Supports H.264 and Motion JPEG streams max 1 | Ea |  | 1 Year (3 Years) | 5299 | 5% | 5034.05
11172 | Axis | 0662-600 | EXT. WARRANTY AXIS P3905-RE-1 Year (2 Years) extension of the warranty period Note 1 Maximum warranty on selected Axis products is 1 Year (5 Years) including extended warranty. No possibility to extend total warranty beyond 1 Year (5 Years). Note 2 Extended warranty activation is done in four steps 1 – create | Ea |  | 1 Year (3 Years) | 39 | 5% | 37.05
11173 | Axis | 0663-001 | AXIS P3905-RE M12-Fixed dome mobile surveillance camera for outdoors use on buses trams trucks and emergency vehicles. IP69K and IK09 rated. Fixed 6 mm lens providing 55 horizontal FOV. Flat discreet and tamper-resistant casing. Supports H.264 and Motion JPEG streams max 1 | Ea |  | 1 Year (3 Years) | 549 | 5% | 521.55
11174 | Axis | 0663-021 | AXIS P3905-RE M12 BULK 10PCS-Fixed dome mobile surveillance camera for outdoors use on buses trams trucks and emergency vehicles. IP69K and IK09 rated. Fixed 6 mm lens providing 55 horizontal FOV. Flat discreet and tamper-resistant casing. Supports H.264 and Motion JPEG streams max 1 | Ea |  | 1 Year (3 Years) | 5299 | 5% | 5034.05
11175 | Axis | 0663-600 | EXT. WARRANTY AXIS P3905-RE M12-1 Year (2 Years) extension of the warranty period Note 1 Maximum warranty on selected Axis products is 1 Year (5 Years) including extended warranty. No possibility to extend total warranty beyond 1 Year (5 Years). Note 2 Extended warranty activation is done in four steps 1 – create | Ea |  | 1 Year (3 Years) | 39 | 5% | 37.05
11176 | Axis | 0664-001 | AXIS Q3709-PVE-Multi-sensor day/night fixed dome in an IK10 vandal-resistant outdoor casing. Fixed focal multi-megapixel lenses focused from factory. Multiple individually configurable H.264 and Motion JPEG streams high-quality 4K video in 30 fps from each of 3 sensors | Ea |  | 1 Year (3 Years) | 2399 | 5% | 2279.05
11177 | Axis | 0664-600 | EXT. WARRANTY AXIS Q3709-PVE-1 Year (2 Years) extension of the warranty period Note 1 Maximum warranty on selected Axis products is 1 Year (5 Years) including extended warranty. No possibility to extend total warranty beyond 1 Year (5 Years). Note 2 Extended warranty activation is done in four steps 1 – create | Ea |  | 1 Year (3 Years) | 144 | 5% | 136.8
11178 | Axis | 0671-600 | EXT. WARRANTY AXIS P5624-E 60HZ-1 Year (2 Years) extension of the warranty period Note 1 Maximum warranty on selected Axis products is 1 Year (5 Years) including extended warranty. No possibility to extend total warranty beyond 1 Year (5 Years). Note 2 Extended warranty activation is done in four steps 1 – create | Ea |  | 1 Year (3 Years) | 128 | 5% | 121.6
11179 | Axis | 0673-001 | AXIS A8004-VE-AXIS A8004-VE Network Video Door Station is an open IP-based door station for two-way communication video and remote entry control. By combining exceptional audio capabilities including a high performing solution for echo cancellation and noise suppressio | Ea |  | 1 Year (3 Years) | 1249 | 5% | 1186.55
11180 | Axis | 0673-600 | EXT. WARRANTY AXIS A8004-VE-1 Year (2 Years) extension of the warranty period Note 1 Maximum warranty on selected Axis products is 1 Year (5 Years) including extended warranty. No possibility to extend total warranty beyond 1 Year (5 Years). Note 2 Extended warranty activation is done in four steps 1 – create | Ea |  | 1 Year (3 Years) | 75 | 5% | 71.25
11181 | Axis | 0675-001 | AXIS F1005-E SENSOR UNIT 3M-AXIS F1005-E Sensor Unit with a 3 meter cable to the main unit. IP66 rated. To be used with AXIS F Series Main Units. Fixed lens that provides 113 horizontal FOV. Full HDTV 1080p resolution and support for WDR - Forensic Capture together with AXIS F41 Mai | Ea |  | 1 Year (3 Years) | 249 | 5% | 236.55
11182 | Axis | 0675-600 | EXT. WARRANTY AXIS F1005-E SENSOR UNIT 3M-1 Year (2 Years) extension of the warranty period Note 1 Maximum warranty on selected Axis products is 1 Year (5 Years) including extended warranty. No possibility to extend total warranty beyond 1 Year (5 Years). Note 2 Extended warranty activation is done in four steps 1 – create | Ea |  | 1 Year (3 Years) | 15 | 5% | 14.25
11183 | Axis | 0676-001 | AXIS F1005-E SENSOR UNIT 12M-AXIS F1005-E Sensor Unit with a 12 meter cable to the main unit. IP66 rated. To be used with AXIS F Series Main Units. Fixed lens that provides 113 horizontal FOV. Full HDTV 1080p resolution and support for WDR - Forensic Capture together with AXIS F41 Ma | Ea |  | 1 Year (3 Years) | 269 | 5% | 255.55
11184 | Axis | 0676-001 | AXIS F1005-E SENSOR UNIT 12M-AXIS F1005-E Sensor Unit with a 12 meter cable to the main unit. IP66 rated. To be used with AXIS F Series Main Units. Fixed lens that provides 113 horizontal FOV. Full HDTV 1080p resolution and support for WDR - Forensic Capture together with AXIS F41 Ma | Ea |  | 1 Year (3 Years) | 269 | 5% | 255.55
11185 | Axis | 0676-600 | EXT. WARRANTY AXIS F1005-E SENSOR UNIT 12M-1 Year (2 Years) extension of the warranty period Note 1 Maximum warranty on selected Axis products is 1 Year (5 Years) including extended warranty. No possibility to extend total warranty beyond 1 Year (5 Years). Note 2 Extended warranty activation is done in four steps 1 – create | Ea |  | 1 Year (3 Years) | 16 | 5% | 15.2
11186 | Axis | 0677-001 | AXIS F1015 SENSOR UNIT 3M-AXIS F1015 Sensor Unit with a 3 meter cable to the main unit. To be used with AXIS F Series Main Units. Vari-focal lens that provides 53 - 108 horizontal FOV. Full HDTV 1080p resolution and support for WDR - Forensic Capture together with AXIS F41 Main Un | Ea |  | 1 Year (3 Years) | 279 | 5% | 265.05
11187 | Axis | 0677-600 | EXT. WARRANTY AXIS F1015 SENSOR UNIT 3M-1 Year (2 Years) extension of the warranty period Note 1 Maximum warranty on selected Axis products is 1 Year (5 Years) including extended warranty. No possibility to extend total warranty beyond 1 Year (5 Years). Note 2 Extended warranty activation is done in four steps 1 – create | Ea |  | 1 Year (3 Years) | 15 | 5% | 14.25
11188 | Axis | 0678-001 | AXIS F1015 SENSOR UNIT 12M-AXIS F1015 Sensor Unit with a 12 meter cable to the main unit. To be used with AXIS F Series Main Units. Vari-focal lens that provides 53 - 108 horizontal FOV. Full HDTV 1080p resolution and support for WDR - Forensic Capture together with AXIS F41 Main U | Ea |  | 1 Year (3 Years) | 299 | 5% | 284.05
11189 | Axis | 0678-600 | EXT. WARRANTY AXIS F1015 SENSOR UNIT 12M-1 Year (2 Years) extension of the warranty period Note 1 Maximum warranty on selected Axis products is 1 Year (5 Years) including extended warranty. No possibility to extend total warranty beyond 1 Year (5 Years). Note 2 Extended warranty activation is done in four steps 1 – create | Ea |  | 1 Year (3 Years) | 16 | 5% | 15.2
11190 | Axis | 0689-001 | AXIS P1364-HDTV 720p resolution day/night fixed camera with CS-mount varifocal 2.8-8.5 mm P-iris lens and remote back focus camera also supports DC-iris lenses. Multiple individually configurable H.264 and Motion JPEG streams max HDTV 720p at 60 fps. WDR – Forensic | Ea |  | 1 Year (3 Years) | 649 | 5% | 616.55
11191 | Axis | 0689-021 | AXIS P1364 BULK 10PCS-AXIS P1364 in 10-pack. Cannot be sold separately as single packs. No power supplies. | Ea |  | 1 Year (3 Years) | 6399 | 5% | 6079.05
11192 | Axis | 0689-041 | AXIS P1364 BAREBONE-AXIS P1364 Barebone. No lens. No power supply. | Ea |  | 1 Year (3 Years) | 549 | 5% | 521.55
11193 | Axis | 0689-051 | AXIS P1364 BAREB BULK 10PCS-AXIS P1364 Barebone in 10-pack. Cannot be sold separately as single packs. No lenses. No power supplies. | Ea |  | 1 Year (3 Years) | 5489 | 5% | 5214.55
11194 | Axis | 0689-600 | EXT. WARRANTY AXIS P1364-1 Year (2 Years) extension of the warranty period Note 1 Maximum warranty on selected Axis products is 1 Year (5 Years) including extended warranty. No possibility to extend total warranty beyond 1 Year (5 Years). Note 2 Extended warranty activation is done in four steps 1 – create | Ea |  | 1 Year (3 Years) | 39 | 5% | 37.05
11195 | Axis | 0709-001 | AXIS Q8414-LVS METAL-AXIS Q8414-LVS Network Camera Metal is a brushed stainless steel indoor corner camera with an anti-grip/anti-ligature design to prevent self-harm. Ideal for correctional facilities and psychiatric wards. It supports IK10 50 joules impact rating. It is IP6 | Ea |  | 1 Year (3 Years) | 1299 | 5% | 1234.05
11196 | Axis | 0709-600 | EXT. WARRANTY AXIS Q8414-LVS METAL-1 Year (2 Years) extension of the warranty period Note 1 Maximum warranty on selected Axis products is 1 Year (5 Years) including extended warranty. No possibility to extend total warranty beyond 1 Year (5 Years). Note 2 Extended warranty activation is done in four steps 1 – create | Ea |  | 1 Year (3 Years) | 78 | 5% | 74.1
11197 | Axis | 0710-001 | AXIS Q8414-LVS WHITE-AXIS Q8414-LVS Network Camera White is a powder coated stainless steel indoor corner camera with an anti-grip/anti-ligature design to prevent self-harm. Ideal for correctional facilities and psychiatric wards. It supports IK10 50 joules impact rating. It | Ea |  | 1 Year (3 Years) | 1299 | 5% | 1234.05
11198 | Axis | 0710-600 | EXT. WARRANTY AXIS Q8414-LVS WHITE-1 Year (2 Years) extension of the warranty period Note 1 Maximum warranty on selected Axis products is 1 Year (5 Years) including extended warranty. No possibility to extend total warranty beyond 1 Year (5 Years). Note 2 Extended warranty activation is done in four steps 1 – create | Ea |  | 1 Year (3 Years) | 78 | 5% | 74.1
11199 | Axis | 0711-600 | EXT. WARRANTY AXIS P8535 SILVER IMPERIAL-1 Year (2 Years) extension of the warranty period Note 1 Maximum warranty on selected Axis products is 1 Year (5 Years) including extended warranty. No possibility to extend total warranty beyond 1 Year (5 Years). Note 2 Extended warranty activation is done in four steps 1 – create | Ea |  | 1 Year (3 Years) | 48 | 5% | 45.6
11200 | Axis | 0711C001 | CANON CEILING MOUNTING KIT CM10-VB-Ceiling mount Back Box for VB-R1xVE outdoor PTZ Domes. Consisting of heavy duty metal hinged cable box and PA10-15-VE bayonet camera fitting - 342mm drop. | Ea |  | 1 Year (3 Years) | 367 | 5% | 348.65
11201 | Axis | 0712-600 | EXT. WARRANTY AXIS P8535 BLACK IMPERIAL-1 Year (2 Years) extension of the warranty period Note 1 Maximum warranty on selected Axis products is 1 Year (5 Years) including extended warranty. No possibility to extend total warranty beyond 1 Year (5 Years). Note 2 Extended warranty activation is done in four steps 1 – create | Ea |  | 1 Year (3 Years) | 48 | 5% | 45.6
11202 | Axis | 0712C001 | CANON CONDUIT BOX CB740-VB-Conduit box for VB-H76x/H751LE/M74x outdoor bullets. | Ea |  | 1 Year (3 Years) | 118 | 5% | 112.1
11203 | Axis | 0713-600 | EXT. WARRANTY AXIS P8535 SILVER METRIC-1 Year (2 Years) extension of the warranty period Note 1 Maximum warranty on selected Axis products is 1 Year (5 Years) including extended warranty. No possibility to extend total warranty beyond 1 Year (5 Years). Note 2 Extended warranty activation is done in four steps 1 – create | Ea |  | 1 Year (3 Years) | 48 | 5% | 45.6
11204 | Axis | 0713C001 | CANON CONDUIT ADAPTER CA640-VB-Conduit adaptor for VB-M64xVE outdoor Domes. | Ea |  | 1 Year (3 Years) | 103 | 5% | 97.85
11205 | Axis | 0714-600 | EXT. WARRANTY AXIS P8535 BLACK METRIC-1 Year (2 Years) extension of the warranty period Note 1 Maximum warranty on selected Axis products is 1 Year (5 Years) including extended warranty. No possibility to extend total warranty beyond 1 Year (5 Years). Note 2 Extended warranty activation is done in four steps 1 – create | Ea |  | 1 Year (3 Years) | 48 | 5% | 45.6
11206 | Axis | 0714C001 | CANON REC MOUNT KIT SR11-S-VB-Indoor recessed ceiling mount kit for VB-R13/R11 indoor PTZ Domes. Comprising of mounting template in-ceiling cage and cover - Titanium White | Ea |  | 1 Year (3 Years) | 328 | 5% | 311.6
11207 | Axis | 0715-600 | EXT. WARRANTY AXIS Q8665-E 24V AC-1 Year (2 Years) extension of the warranty period Note 1 Maximum warranty on selected Axis products is 1 Year (5 Years) including extended warranty. No possibility to extend total warranty beyond 1 Year (5 Years). Note 2 Extended warranty activation is done in four steps 1 – create | Ea |  | 1 Year (3 Years) | 400 | 5% | 380
11208 | Axis | 0715C001 | CANON REC MOUNT KIT SR640-S-VB-Indoor recessed ceiling mount kit for VB-H651V/M64xV domes. Comprising of in-ceiling cage and cover - Titanium White | Ea |  | 1 Year (3 Years) | 276 | 5% | 262.2
11209 | Axis | 0716-600 | EXT. WARRANTY AXIS Q8665-E 230V AC-1 Year (2 Years) extension of the warranty period Note 1 Maximum warranty on selected Axis products is 1 Year (5 Years) including extended warranty. No possibility to extend total warranty beyond 1 Year (5 Years). Note 2 Extended warranty activation is done in four steps 1 – create | Ea |  | 1 Year (3 Years) | 400 | 5% | 380
11210 | Axis | 0716C001 | CANON PLEN REC MOUNT KIT SR11-P-VB-Indoor plenum recessed ceiling mount kit for VB-R13/R11 indoor PTZ Domes. Comprising of fire resistant in-ceiling cage and cover - Titanium White | Ea |  | 1 Year (3 Years) | 538 | 5% | 511.1
11211 | Axis | 0717-001 | AXIS Q8665-E 120V AC-High speed and precision PT-head design PTZ camera with integrated wiper. HDTV 1080p resolution and 18x optical zoom. Pan speed 0.02/s to 100/s tilt speed 0.02/s to 40/s. Continuous pan rotation 360 endless and 90 to -40 tilt. IP66-rated and NEMA 4X-rated | Ea |  | 1 Year (3 Years) | 4999 | 5% | 4749.05
11212 | Axis | 0717-600 | EXT. WARRANTY AXIS Q8665-E 120V AC-1 Year (2 Years) extension of the warranty period Note 1 Maximum warranty on selected Axis products is 1 Year (5 Years) including extended warranty. No possibility to extend total warranty beyond 1 Year (5 Years). Note 2 Extended warranty activation is done in four steps 1 – create | Ea |  | 1 Year (3 Years) | 400 | 5% | 380
11213 | Axis | 0717C001 | CANON PLEN REC MOUNTKIT SR640-P-VB-Indoor recessed ceiling mount kit for VB-H651V/M64xV domes. Comprising of in-ceiling cage and cover - Titanium White | Ea |  | 1 Year (3 Years) | 350 | 5% | 332.5
11214 | Axis | 0718-001 | AXIS Q8665-LE 24V AC-High precision PT-head design PTZ camera with integrated wiper and IR illuminators enabling a viewing range in darkness up to 150m. HDTV 1080p resolution and 18x optical zoom. Pan speed 0.02/s to 40/s tilt speed 0.02/s to 30/s. Continuous pan rotation 360 | Ea |  | 1 Year (3 Years) | 5199 | 5% | 4939.05
11215 | Axis | 0718-600 | EXT. WARRANTY AXIS Q8665-LE 24V AC-1 Year (2 Years) extension of the warranty period Note 1 Maximum warranty on selected Axis products is 1 Year (5 Years) including extended warranty. No possibility to extend total warranty beyond 1 Year (5 Years). Note 2 Extended warranty activation is done in four steps 1 – create | Ea |  | 1 Year (3 Years) | 480 | 5% | 456
11216 | Axis | 0718C001 | CANON 1.5 IN PIPE ADPT PA10-15-VB-1.5inch Pipe Adaptor for VB-R1xVE outdoor PTZ Domes with standard NPSM screw thread and bayonet camera fitting - 100mm long. | Ea |  | 1 Year (3 Years) | 86 | 5% | 81.7
11217 | Axis | 0719-600 | EXT. WARRANTY AXIS Q8665-LE 230V AC-1 Year (2 Years) extension of the warranty period Note 1 Maximum warranty on selected Axis products is 1 Year (5 Years) including extended warranty. No possibility to extend total warranty beyond 1 Year (5 Years). Note 2 Extended warranty activation is done in four steps 1 – create | Ea |  | 1 Year (3 Years) | 520 | 5% | 494
11218 | Axis | 0719C001 | CANON PENDANT MOUNTING KIT PC640-VB-Indoor pendant mounting cap for VB-R13/11 indoor PTZ Domes VB-H65x/M64x domes and VB-H76x/H751LE/M74x bullets. Comprising of 1.5inch NPSM threaded pipe adaptor / cover - Titanium White. | Ea |  | 1 Year (3 Years) | 89 | 5% | 84.55
11219 | Axis | 0720-001 | AXIS Q8665-LE 120V AC-High precision PT-head design PTZ camera with integrated wiper and IR illuminators enabling a viewing range in darkness up to 150m. HDTV 1080p resolution and 18x optical zoom. Pan speed 0.02/s to 40/s tilt speed 0.02/s to 30/s. Continuous pan rotation 360 | Ea |  | 1 Year (3 Years) | 6499 | 5% | 6174.05
11220 | Axis | 0720-600 | EXT. WARRANTY AXIS Q8665-LE 120V AC-1 Year (2 Years) extension of the warranty period Note 1 Maximum warranty on selected Axis products is 1 Year (5 Years) including extended warranty. No possibility to extend total warranty beyond 1 Year (5 Years). Note 2 Extended warranty activation is done in four steps 1 – create | Ea |  | 1 Year (3 Years) | 520 | 5% | 494
11221 | Axis | 0720C001 | CANON WALL MOUNTING KIT WM10-VB-Wall mount bracket for VB-R1xVE outdoor PTZ Domes. Consisting of heavy duty metal hinged cable box right angle extender and PA10-15-VE bayonet camera fitting - 215mm stand-off. | Ea |  | 1 Year (3 Years) | 456 | 5% | 433.2
11222 | Axis | 0721-600 | EXT. WARRANTY AXIS Q8665-LE 100V AC-1 Year (2 Years) extension of the warranty period Note 1 Maximum warranty on selected Axis products is 1 Year (5 Years) including extended warranty. No possibility to extend total warranty beyond 1 Year (5 Years). Note 2 Extended warranty activation is done in four steps 1 – create | Ea |  | 1 Year (3 Years) | 520 | 5% | 494
11223 | Axis | 0721C001 | CANON SMOKED DOME UNIT DU10-S-VB-Smoked dome cover for VB-R1xVE VB-R1x PTZ Domes | Ea |  | 1 Year (3 Years) | 81 | 5% | 76.95
11224 | Axis | 0722C001 | CANON SMOKED DOME UNIT DU640-S-VB-Smoked dome cover for VB-H651VE/V VB-M64xVE/V domes | Ea |  | 1 Year (3 Years) | 44 | 5% | 41.8
11225 | Axis | 0723C001 | CANON SUNSHADE COVER SC640-VB-Sunshade cover for VB-H651LVE/VE outdoor Domes. Includes securing bolts for easy installation. | Ea |  | 1 Year (3 Years) | 84 | 5% | 79.8
11226 | Axis | 0724C001 | CANON HEATER UNIT HU641-VB-Optional heater element for VB-H651VE/M641VE outdoor Domes. Requires 24V AC power. | Ea |  | 1 Year (3 Years) | 128 | 5% | 121.6
11227 | Axis | 0729-600 | EXT. WARRANTY AXIS Q8632-E 230V AC 35MM 8.3 FP-1 Year (2 Years) extension of the warranty period Note 1 Maximum warranty on selected Axis products is 1 Year (5 Years) including extended warranty. No possibility to extend total warranty beyond 1 Year (5 Years). Note 2 Extended warranty activation is done in four steps 1 – create | Ea |  | 1 Year (3 Years) | 880 | 5% | 836
11228 | Axis | 0732-600 | EXT. WARRANTY AXIS Q8632-E 230V AC 35MM 30 FPS-1 Year (2 Years) extension of the warranty period Note 1 Maximum warranty on selected Axis products is 1 Year (5 Years) including extended warranty. No possibility to extend total warranty beyond 1 Year (5 Years). Note 2 Extended warranty activation is done in four steps 1 – create | Ea |  | 1 Year (3 Years) | 880 | 5% | 836
11229 | Axis | 0733-600 | EXT. WARRANTY AXIS Q8632-E 120V AC 35MM 30 FPS-1 Year (2 Years) extension of the warranty period Note 1 Maximum warranty on selected Axis products is 1 Year (5 Years) including extended warranty. No possibility to extend total warranty beyond 1 Year (5 Years). Note 2 Extended warranty activation is done in four steps 1 – create | Ea |  | 1 Year (3 Years) | 880 | 5% | 836
11230 | Axis | 0734-001 | AXIS F1025 SENSOR UNIT 12M-AXIS F1025 Sensor Unit with a 12 meter cable to the main unit. To be used with AXIS F Series Main Units. Pinhole lens that provides 92 horizontal FOV. Full HDTV 1080p resolution and support for WDR - Forensic Capture together with AXIS F41 Main Unit. Incl | Ea |  | 1 Year (3 Years) | 269 | 5% | 255.55
11231 | Axis | 0734-600 | EXT. WARRANTY AXIS F1025 SENSOR UNIT 12M-1 Year (2 Years) extension of the warranty period Note 1 Maximum warranty on selected Axis products is 1 Year (5 Years) including extended warranty. No possibility to extend total warranty beyond 1 Year (5 Years). Note 2 Extended warranty activation is done in four steps 1 – create | Ea |  | 1 Year (3 Years) | 16 | 5% | 15.2
11232 | Axis | 0735-001 | AXIS F1025 SENSOR UNIT 3M-AXIS F1025 Sensor Unit with a 3 meter cable to the main unit. To be used with AXIS F Series Main Units. Pinhole lens that provides 92 horizontal FOV. Full HDTV 1080p resolution and support for WDR - Forensic Capture together with AXIS F41 Main Unit. Inclu | Ea |  | 1 Year (3 Years) | 249 | 5% | 236.55
11233 | Axis | 0735-600 | EXT. WARRANTY AXIS F1025 SENSOR UNIT 3M-1 Year (2 Years) extension of the warranty period Note 1 Maximum warranty on selected Axis products is 1 Year (5 Years) including extended warranty. No possibility to extend total warranty beyond 1 Year (5 Years). Note 2 Extended warranty activation is done in four steps 1 – create | Ea |  | 1 Year (3 Years) | 15 | 5% | 14.25
11234 | Axis | 0736-001 | AXIS F1035-E SENSOR UNIT 12M-AXIS F1035-E Sensor Unit with a 12 meter cable to the main unit. IP66 rated. To be used with AXIS F Series Main Units. Fisheye lens that provides 194 horizontal FOV. Full HDTV 1080p resolution and support for WDR - Forensic Capture together with AXIS F41 | Ea |  | 1 Year (3 Years) | 269 | 5% | 255.55
11235 | Axis | 0736-600 | EXT. WARRANTY AXIS F1035-E SENSOR UNIT 12M-1 Year (2 Years) extension of the warranty period Note 1 Maximum warranty on selected Axis products is 1 Year (5 Years) including extended warranty. No possibility to extend total warranty beyond 1 Year (5 Years). Note 2 Extended warranty activation is done in four steps 1 – create | Ea |  | 1 Year (3 Years) | 16 | 5% | 15.2
11236 | Axis | 0737-001 | AXIS F1035-E SENSOR UNIT 3M-AXIS F1035-E Sensor Unit with a 3 meter cable to the main unit. IP66 rated. To be used with AXIS F Series Main Units. Fisheye lens that provides 194 horizontal FOV. Full HDTV 1080p resolution and support for WDR - Forensic Capture together with AXIS F41 M | Ea |  | 1 Year (3 Years) | 249 | 5% | 236.55
11237 | Axis | 0737-600 | EXT. WARRANTY AXIS F1035-E SENSOR UNIT 3M-1 Year (2 Years) extension of the warranty period Note 1 Maximum warranty on selected Axis products is 1 Year (5 Years) including extended warranty. No possibility to extend total warranty beyond 1 Year (5 Years). Note 2 Extended warranty activation is done in four steps 1 – create | Ea |  | 1 Year (3 Years) | 15 | 5% | 14.25
11238 | Axis | 0739-001 | AXIS P1364-E-Outdoor NEMA 4X IP66/67 and IK10-rated lightweight HDTV 720p day/night fixed network camera with CS-mount varifocal 2.8-8.5 mm P-iris lens and remote back focus camera also supports DC-iris lenses. Multiple individually configurable H.264 and Motion JPEG | Ea |  | 1 Year (3 Years) | 899 | 5% | 854.05
11239 | Axis | 0739-600 | EXT. WARRANTY AXIS P1364-E-1 Year (2 Years) extension of the warranty period Note 1 Maximum warranty on selected Axis products is 1 Year (5 Years) including extended warranty. No possibility to extend total warranty beyond 1 Year (5 Years). Note 2 Extended warranty activation is done in four steps 1 – create | Ea |  | 1 Year (3 Years) | 54 | 5% | 51.3
11240 | Axis | 0742-001 | AXIS Q7424-R MKII VIDEO ENCODER-Rugged Video Encoder with H.264 and Motion JPEG support. 1-4 video channels. Video motion detection. Two-way audio with audio detection. ACAP support on one channel. Ethernet port and SFP slot for fiber connection. Support for Power over Ethernet IEEE 802 | Ea |  | 1 Year (3 Years) | 899 | 5% | 854.05
11241 | Axis | 0742-021 | AXIS Q7424-R MKII VID ENC BULK 10P-Rugged Video Encoder with H.264 and Motion JPEG support. 1-4 video channels. Video motion detection. Two-way audio with audio detection. ACAP support on one channel. Ethernet port and SFP slot for fiber connection. Support for Power over Ethernet IEEE 802 | Ea |  | 1 Year (3 Years) | 8541 | 5% | 8113.95
11242 | Axis | 0742-600 | EXT. WARRANTY AXIS Q7424-R MKII VIDEO ENC-1 Year (2 Years) extension of the warranty period Note 1 Maximum warranty on selected Axis products is 1 Year (5 Years) including extended warranty. No possibility to extend total warranty beyond 1 Year (5 Years). Note 2 Extended warranty activation is done in four steps 1 – create | Ea |  | 1 Year (3 Years) | 54 | 5% | 51.3
11243 | Axis | 0743-001 | AXIS Q3615-VE-Day/night fixed dome with 1/2 sensor providing WDR – Forensic Capture and Lightfinder for demanding light conditions. IK10 vandal-resistant outdoor casing. Pan/tilt/roll/zoom for remote installation and readjustment. Motorized varifocal 4.1-9 mm P-Iris le | Ea |  | 1 Year (3 Years) | 1349 | 5% | 1281.55
11244 | Axis | 0743-600 | EXT. WARRANTY AXIS Q3615-VE-1 Year (2 Years) extension of the warranty period Note 1 Maximum warranty on selected Axis products is 1 Year (5 Years) including extended warranty. No possibility to extend total warranty beyond 1 Year (5 Years). Note 2 Extended warranty activation is done in four steps 1 – create | Ea |  | 1 Year (3 Years) | 81 | 5% | 76.95
11245 | Axis | 0744-001 | AXIS Q3617-VE-Day/night fixed dome with 1/2 sensor providing WDR – Forensic Capture and Lightfinder for demanding light conditions. IK10 vandal-resistant outdoor casing. Pan/tilt/roll/zoom for remote installation and readjustment. Motorized varifocal 4.1-9 mm P-Iris le | Ea |  | 1 Year (3 Years) | 1549 | 5% | 1471.55
11246 | Axis | 0744-600 | EXT. WARRANTY AXIS Q3617-VE-1 Year (2 Years) extension of the warranty period Note 1 Maximum warranty on selected Axis products is 1 Year (5 Years) including extended warranty. No possibility to extend total warranty beyond 1 Year (5 Years). Note 2 Extended warranty activation is done in four steps 1 – create | Ea |  | 1 Year (3 Years) | 93 | 5% | 88.35
11247 | Axis | 0745-001 | AXIS A4011-E READER-AXIS A4011-E Reader is a generic touch-free reader with keypad and illuminated symbols. It is a perfect match to the Network Door Controler A1001. The reader is intended for both indoor and outdoor use and it supports most smart card formats with 13.56 MH | Ea |  | 1 Year (3 Years) | 369 | 5% | 350.55
11248 | Axis | 0745-600 | EXT. WARRANTY AXIS A4011-E READER-1 Year (2 Years) extension of the warranty period Note 1 Maximum warranty on selected Axis products is 1 Year (5 Years) including extended warranty. No possibility to extend total warranty beyond 1 Year (5 Years). Note 2 Extended warranty activation is done in four steps 1 – create | Ea |  | 1 Year (3 Years) | 22 | 5% | 20.9
11249 | Axis | 0747-001 | AXIS M1124-HDTV 720p resolution day/night fixed camera with CS-mount varifocal 3-10.5 mm DC-iris lens. Multiple individually configurable H.264 and Motion JPEG streams max HDTV 720p at 30 fps. WDR – Forensic Capture and Axis Zipstream technology for reduced bandwidt | Ea |  | 1 Year (3 Years) | 349 | 5% | 331.55
11250 | Axis | 0747-021 | AXIS M1124 BULK 10PCS-AXIS M1124 in 10-pack. Cannot be sold separately as single packs. | Ea |  | 1 Year (3 Years) | 3449 | 5% | 3276.55
11251 | Axis | 0747-031 | AXIS M1124 BAREBONE-AXIS M1124 Barebone. No lens. | Ea |  | 1 Year (3 Years) | 329 | 5% | 312.55
11252 | Axis | 0747-600 | EXT. WARRANTY AXIS M1124-1 Year (2 Years) extension of the warranty period Note 1 Maximum warranty on selected Axis products is 1 Year (5 Years) including extended warranty. No possibility to extend total warranty beyond 1 Year (5 Years). Note 2 Extended warranty activation is done in four steps 1 – create | Ea |  | 1 Year (3 Years) | 21 | 5% | 19.95
11253 | Axis | 0748-001 | AXIS M1124-E-Outdoor NEMA 4X IP66 and IK10-rated lightweightHDTV 720p resolution day/night fixed camera with CS-mount varifocal 3-10.5 mm DC-iris lens. Multiple individually configurable H.264 and Motion JPEG streams max HDTV 720p at 30 fps. WDR – Forensic Capture and | Ea |  | 1 Year (3 Years) | 449 | 5% | 426.55
11254 | Axis | 0748-600 | EXT. WARRANTY AXIS M1124-E-1 Year (2 Years) extension of the warranty period Note 1 Maximum warranty on selected Axis products is 1 Year (5 Years) including extended warranty. No possibility to extend total warranty beyond 1 Year (5 Years). Note 2 Extended warranty activation is done in four steps 1 – create | Ea |  | 1 Year (3 Years) | 27 | 5% | 25.65
11255 | Axis | 0749-001 | AXIS M1125-HDTV 1080p resolution day/night fixed camera with CS-mount varifocal 3-10.5 mm DC-iris lens. Multiple individually configurable H.264 and Motion JPEG streams max HDTV 1080p at 30 fps. WDR – Forensic Capture and Axis Zipstream technology for reduced bandwi | Ea |  | 1 Year (3 Years) | 419 | 5% | 398.05
11256 | Axis | 0749-001 | AXIS M1125-HDTV 1080p resolution day/night fixed camera with CS-mount varifocal 3-10.5 mm DC-iris lens. Multiple individually configurable H.264 and Motion JPEG streams max HDTV 1080p at 30 fps. WDR – Forensic Capture and Axis Zipstream technology for reduced bandwi | Ea |  | 1 Year (3 Years) | 419 | 5% | 398.05
11257 | Axis | 0749-021 | AXIS M1125 BULK 10PCS-AXIS M1125 in 10-pack. Cannot be sold separately as single packs. | Ea |  | 1 Year (3 Years) | 4149 | 5% | 3941.55
11258 | Axis | 0749-031 | AXIS M1125 BAREBONE-AXIS M1125 Barebone. No lens. | Ea |  | 1 Year (3 Years) | 399 | 5% | 379.05
11259 | Axis | 0749-600 | EXT. WARRANTY AXIS M1125-1 Year (2 Years) extension of the warranty period Note 1 Maximum warranty on selected Axis products is 1 Year (5 Years) including extended warranty. No possibility to extend total warranty beyond 1 Year (5 Years). Note 2 Extended warranty activation is done in four steps 1 – create | Ea |  | 1 Year (3 Years) | 25 | 5% | 23.75
11260 | Axis | 0750-001 | AXIS M1125-E-Outdoor NEMA 4X IP66 and IK10-rated lightweightHDTV 1080p resolution day/night fixed camera with CS-mount varifocal 3-10.5 mm DC-iris lens. Multiple individually configurable H.264 and Motion JPEG streams max HDTV 1080p at 30 fps. WDR – Forensic Capture a | Ea |  | 1 Year (3 Years) | 519 | 5% | 493.05
11261 | Axis | 0750-001 | AXIS M1125-E-Outdoor NEMA 4X IP66 and IK10-rated lightweightHDTV 1080p resolution day/night fixed camera with CS-mount varifocal 3-10.5 mm DC-iris lens. Multiple individually configurable H.264 and Motion JPEG streams max HDTV 1080p at 30 fps. WDR – Forensic Capture a | Ea |  | 1 Year (3 Years) | 519 | 5% | 493.05
11262 | Axis | 0750-600 | EXT. WARRANTY AXIS M1125-E-1 Year (2 Years) extension of the warranty period Note 1 Maximum warranty on selected Axis products is 1 Year (5 Years) including extended warranty. No possibility to extend total warranty beyond 1 Year (5 Years). Note 2 Extended warranty activation is done in four steps 1 – create | Ea |  | 1 Year (3 Years) | 31 | 5% | 29.45
11263 | Axis | 0751-001 | AXIS Q1775-1080p HDTV camera with 10x zoom auto focus and day/night mode. Multiple individually configurable H.264 and Motion JPEG streams max. HDTV 1080p resolution at 50/60 fps. WDR-Dynamic Capture 130dB 30 fps and 90dB 60 fps. Video motion detection Gatekeeper fu | Ea |  | 1 Year (3 Years) | 1299 | 5% | 1234.05
11264 | Axis | 0751-600 | EXT. WARRANTY AXIS Q1775-1 Year (2 Years) extension of the warranty period Note 1 Maximum warranty on selected Axis products is 1 Year (5 Years) including extended warranty. No possibility to extend total warranty beyond 1 Year (5 Years). Note 2 Extended warranty activation is done in four steps 1 – create | Ea |  | 1 Year (3 Years) | 78 | 5% | 74.1
11265 | Axis | 0752-001 | AXIS Q1775-E-Outdoor IP66- and NEMA 4X-rated 1080p HDTV camera with 10x zoom auto focus and day/night mode. Multiple individually configurable H.264 and Motion JPEG streams max. HDTV 1080p resolution at 50/60 fps. WDR-Dynamic Capture 130dB 30 fps and 90dB 60 fps. Vide | Ea |  | 1 Year (3 Years) | 1599 | 5% | 1519.05
11266 | Axis | 0752-600 | EXT. WARRANTY AXIS Q1775-E-1 Year (2 Years) extension of the warranty period Note 1 Maximum warranty on selected Axis products is 1 Year (5 Years) including extended warranty. No possibility to extend total warranty beyond 1 Year (5 Years). Note 2 Extended warranty activation is done in four steps 1 – create | Ea |  | 1 Year (3 Years) | 96 | 5% | 91.2
11267 | Axis | 0762-001 | AXIS P1367-5MP resolution day/night fixed box camera providing Forensic WDR and Lightfinder technology for demanding light conditions. Includes an IR corrected varifocal 2.8-8.5 mm F1.2 P-iris lens and remote back focus camera also supports i-CS and DC-iris lenses w | Ea |  | 1 Year (3 Years) | 799 | 5% | 759.05
11268 | Axis | 0762-031 | AXIS P1367 BAREBONE-AXIS P1367 Barebone. No lens. No power supply. | Ea |  | 1 Year (3 Years) | 699 | 5% | 664.05
11269 | Axis | 0762-600 | EXT. WARRANTY AXIS P1367-1 Year (2 Years) extension of the warranty period Note 1 Maximum warranty on selected Axis products is 1 Year (5 Years) including extended warranty. No possibility to extend total warranty beyond 1 Year (5 Years). Note 2 Extended warranty activation is done in four steps 1 – create | Ea |  | 1 Year (3 Years) | 49 | 5% | 46.55
11270 | Axis | 0763-001 | AXIS P1367-E-Outdoor 5MP resolution day/night fixed box camera providing Forensic WDR and Lightfinder for demanding light conditions Includes an IR corrected varifocal 2.8-8.5 mm F1.2 P-iris lens and remote back focus camera also supports i-CS and DC-iris lenses with | Ea |  | 1 Year (3 Years) | 999 | 5% | 949.05
11271 | Axis | 0763-031 | AXIS P1367-E BAREBONE-AXIS P1367-E Barebone. No lens. Midspan not included | Ea |  | 1 Year (3 Years) | 899 | 5% | 854.05
11272 | Axis | 0763-600 | EXT. WARRANTY AXIS P1367-E-1 Year (2 Years) extension of the warranty period Note 1 Maximum warranty on selected Axis products is 1 Year (5 Years) including extended warranty. No possibility to extend total warranty beyond 1 Year (5 Years). Note 2 Extended warranty activation is done in four steps 1 – create | Ea |  | 1 Year (3 Years) | 59 | 5% | 56.05
11273 | Axis | 0764-001 | AXIS M7011 Video Encoder-Single channel video encoder with H.264 High Main and Base profile and Motion JPEG support. Power over Ethernet IEEE 802.3af. Edge storage using microSDHC card or NAS. AVHS and ACAP support. No midspan included. | Ea |  | 1 Year (3 Years) | 199 | 5% | 189.05
11274 | Axis | 0764-600 | EXT. WARRANTY AXIS M7011-1 Year (2 Years) extension of the warranty period Note 1 Maximum warranty on selected Axis products is 1 Year (5 Years) including extended warranty. No possibility to extend total warranty beyond 1 Year (5 Years). Note 2 Extended warranty activation is done in four steps 1 – create | Ea |  | 1 Year (3 Years) | 16 | 5% | 15.2
11275 | Axis | 0765-001 | AXIS F1004 SENSOR UNIT-AXIS F1004 Sensor Unit with a fixed lens. Provides HDTV 720p and 102 horizontal FOV. Pigtail for a detachable 8-m 26-ft. cable for connecting to an AXIS F Main Unit. A flush ceiling/wall mount kit is included. | Ea |  | 1 Year (3 Years) | 99 | 5% | 94.05
11276 | Axis | 0765-600 | EXT. WARRANTY AXIS F1004 SENSOR UNIT 8M-1 Year (2 Years) extension of the warranty period Note 1 Maximum warranty on selected Axis products is 1 Year (5 Years) including extended warranty. No possibility to extend total warranty beyond 1 Year (5 Years). Note 2 Extended warranty activation is done in four steps 1 – create | Ea |  | 1 Year (3 Years) | 6 | 5% | 5.7
11277 | Axis | 0767-001 | AXIS C3003-E NETWORK HORN SPEAKER-AXIS C3003-E delivers high sound pressure and clear voice in demanding outdoor environments. The self-contained network speaker installs and powers with a single network cable. It integrates in your video management or VoIP system SIP and ensures reliabil | Ea |  | 1 Year (3 Years) | 499 | 5% | 474.05
11278 | Axis | 0767-600 | EXT. WARRANTY AXIS C3003-E-1 Year (2 Years) extension of the warranty period Note 1 Maximum warranty on selected Axis products is 1 Year (5 Years) including extended warranty. No possibility to extend total warranty beyond 1 Year (5 Years). Note 2 Extended warranty activation is done in four steps 1 – create | Ea |  | 1 Year (3 Years) | 30 | 5% | 28.5
11279 | Axis | 0769-001 | AXIS P5514 60HZ-Compact PTZ camera 360 pan with auto-flip HDTV camera including 12x optical zoom auto-iris automatic day/night and autofocus zoom lens. Up to 720P 1280x720 resolution at 60 fps frame rate. Simultaneous H.264 and Motion JPEG standard IEEE 802.3af PoE midsp | Ea |  | 1 Year (3 Years) | 999 | 5% | 949.05
11280 | Axis | 0770-001 | AXIS P5515 60HZ-Compact PTZ camera 360 pan with auto-flip HDTV camera including 12x optical zoom auto-iris automatic day/night and autofocus zoom lens. Up to 1080P 1920x1080 resolution at 30 fps frame rate. Simultaneous H.264 and Motion JPEG standard IEEE 802.3af PoE mid | Ea |  | 1 Year (3 Years) | 1199 | 5% | 1139.05
11281 | Axis | 0771-001 | AXIS P5514-E 60HZ-Compact outdoor PTZ camera 360 pan with auto-flip HDTV camera including 12x optical zoom auto-iris automatic day/night and autofocus zoom lens. Up to 720P 1280x720 resolution at 60 fps frame rate. Simultaneous H.264 and Motion JPEG standard IEEE 802.3af P | Ea |  | 1 Year (3 Years) | 1199 | 5% | 1139.05
11282 | Axis | 0772-001 | AXIS P5515-E 60HZ-Compact outdoor PTZ camera 360 pan with-auto flip HDTV camera including 12x optical zoom auto-iris automatic day/night and autofocus zoom lens. Up to 1080P 1920x1080 resolution at 30 fps frame rate. Simultaneous H.264 and Motion JPEG standard IEEE 802.3af | Ea |  | 1 Year (3 Years) | 1399 | 5% | 1329.05
11283 | Axis | 0773-001 | AXIS Q3505-SVE 9MM MKII-Day/night fixed dome in a stainless steel marine-grade SS 316L outdoor casing with nylon dome cover offering high corrosion resistance and IK10 50 joules vandal resistance. Support for WDR – Forensic Capture and Lightfinder. Varifocal 3-9 mm P-Iris lens w | Ea |  | 1 Year (3 Years) | 1349 | 5% | 1281.55
11284 | Axis | 0773-600 | EXT. WARRANTY AXIS Q3505-SVE 9MM MKII-1 Year (2 Years) extension of the warranty period Note 1 Maximum warranty on selected Axis products is 1 Year (5 Years) including extended warranty. No possibility to extend total warranty beyond 1 Year (5 Years). Note 2 Extended warranty activation is done in four steps 1 – create | Ea |  | 1 Year (3 Years) | 81 | 5% | 76.95
11285 | Axis | 0774-001 | AXIS Q3505-SVE 22MM MKII-Day/night fixed dome in a stainless steel marine-grade SS 316L outdoor casing with nylon dome cover offering high corrosion resistance and IK10 50 joules vandal resistance. Support for WDR – Forensic Capture and Lightfinder. Varifocal 9-22 mm P-Iris lens | Ea |  | 1 Year (3 Years) | 1449 | 5% | 1376.55
11286 | Axis | 0774-600 | EXT. WARRANTY AXIS Q3505-SVE 22MM MKII-1 Year (2 Years) extension of the warranty period Note 1 Maximum warranty on selected Axis products is 1 Year (5 Years) including extended warranty. No possibility to extend total warranty beyond 1 Year (5 Years). Note 2 Extended warranty activation is done in four steps 1 – create | Ea |  | 1 Year (3 Years) | 87 | 5% | 82.65
11287 | Axis | 0775-001 | AXIS F4005-E DOME SENSOR UNIT-AXIS F4005-E Dome Sensor Unit with a 12-meter 39-feet cable to an AXIS F Series Main Unit. Comes with a clear dome cover and damask at the back that makes it IK09 and IP66 rated. Fixed lens that provides 110 horizontal FOV. Full HDTV 1080p resolution and | Ea |  | 1 Year (3 Years) | 289 | 5% | 274.55
11288 | Axis | 0775-600 | EXT. WARRANTY AXIS F4005-E SENSOR UNIT-1 Year (2 Years) extension of the warranty period Note 1 Maximum warranty on selected Axis products is 1 Year (5 Years) including extended warranty. No possibility to extend total warranty beyond 1 Year (5 Years). Note 2 Extended warranty activation is done in four steps 1 – create | Ea |  | 1 Year (3 Years) | 18 | 5% | 17.1
11289 | Axis | 0776-600 | EXT. WARRANTY AXIS P1435-E-1 Year (2 Years) extension of the warranty period Note 1 Maximum warranty on selected Axis products is 1 Year (5 Years) including extended warranty. No possibility to extend total warranty beyond 1 Year (5 Years). Note 2 Extended warranty activation is done in four steps 1 – create | Ea |  | 1 Year (3 Years) | 45 | 5% | 42.75
11290 | Axis | 0777-001 | AXIS P1435-LE-Compact and outdoor-ready HDTV camera for day and night surveillance IP66-rated varifocal 3-10.5 mm P-iris lens . Remote 3.5 x optical zoom and focus. Automatic IR cut filter. Multiple individually configurable H.264 and Motion JPEG streams max HDTV 1080p | Ea |  | 1 Year (3 Years) | 599 | 5% | 569.05
11291 | Axis | 0777-001 | AXIS P1435-LE-Compact and outdoor-ready HDTV camera for day and night surveillance IP66-rated varifocal 3-10.5 mm P-iris lens . Remote 3.5 x optical zoom and focus. Automatic IR cut filter. Multiple individually configurable H.264 and Motion JPEG streams max HDTV 1080p | Ea |  | 1 Year (3 Years) | 599 | 5% | 569.05
11292 | Axis | 0777-600 | EXT. WARRANTY AXIS P1435-LE-1 Year (2 Years) extension of the warranty period Note 1 Maximum warranty on selected Axis products is 1 Year (5 Years) including extended warranty. No possibility to extend total warranty beyond 1 Year (5 Years). Note 2 Extended warranty activation is done in four steps 1 – create | Ea |  | 1 Year (3 Years) | 36 | 5% | 34.2
11293 | Axis | 0778-001 | AXIS F34 MAIN UNIT-AXIS F34 Main Unit. 4-channel main unit to be used with any of AXIS F Sensor Units. Supports 1080p in 15/12.5 fps or 720p in full frame rate. Axis Zipstream technology for reduced bandwidth and storage needs. Video motion detection and active tampering al | Ea |  | 1 Year (3 Years) | 399 | 5% | 379.05
11294 | Axis | 0778-600 | EXT. WARRANTY AXIS F34 MAIN-1 Year (2 Years) extension of the warranty period Note 1 Maximum warranty on selected Axis products is 1 Year (5 Years) including extended warranty. No possibility to extend total warranty beyond 1 Year (5 Years). Note 2 Extended warranty activation is done in four steps 1 – create | Ea |  | 1 Year (3 Years) | 24 | 5% | 22.8
11295 | Axis | 0779-004 | AXIS F34 SURVEILLANCE SYSTEM-AXIS F34 Surveillance System. Includes one AXIS F34 Main Unit 4 x AXIS F1004 Sensor Units 4 x AXIS F8214 Dome Accessory 4 x AXIS F8224 Recessed Mount 4 x AXIS F7315 Cable White 15 m 49 ft for connecting sensor units to the main unit and 2 x AXIS Surveilla | Ea |  | 1 Year (3 Years) | 799 | 5% | 759.05
11296 | Axis | 0779-600 | EXT. WARRANTY AXIS F34 SURVEILLANCE SYSTEM-1 Year (2 Years) extension of the warranty period Note 1 Maximum warranty on selected Axis products is 1 Year (5 Years) including extended warranty. No possibility to extend total warranty beyond 1 Year (5 Years). Note 2 Extended warranty activation is done in four steps 1 – create | Ea |  | 1 Year (3 Years) | 48 | 5% | 45.6
11297 | Axis | 0786-001 | AXIS Q1941-E 7MM 30 FPS-Outdoor thermal network camera for wall and ceiling mount 384x288 resolution 30 fps and 7 mm lens with 55 angle of view. It supports Electronic Image Stabilization Zipstream ONVIF H.264 audio I/O ports and local storage. It includes Video motion detection | Ea |  | 1 Year (3 Years) | 2799 | 5% | 2659.05
11298 | Axis | 0786-600 | EXT. WARRANTY AXIS Q1941-E 7MM 30 FPS-1 Year (2 Years) extension of the warranty period Note 1 Maximum warranty on selected Axis products is 1 Year (5 Years) including extended warranty. No possibility to extend total warranty beyond 1 Year (5 Years). Note 2 Extended warranty activation is done in four steps 1 – create | Ea |  | 1 Year (3 Years) | 168 | 5% | 159.6
11299 | Axis | 0787-001 | AXIS Q1941-E 13MM 30 FPS-Outdoor thermal network camera for wall and ceiling mount 384x288 resolution 30 fps and 13 mm lens with 28 angle of view. It supports Electronic Image Stabilization Zipstream ONVIF H.264 audio I/O ports and local storage. It includes Video motion detectio | Ea |  | 1 Year (3 Years) | 2799 | 5% | 2659.05
11300 | Axis | 0787-600 | EXT. WARRANTY AXIS Q1941-E 13MM 30 FPS-1 Year (2 Years) extension of the warranty period Note 1 Maximum warranty on selected Axis products is 1 Year (5 Years) including extended warranty. No possibility to extend total warranty beyond 1 Year (5 Years). Note 2 Extended warranty activation is done in four steps 1 – create | Ea |  | 1 Year (3 Years) | 168 | 5% | 159.6
11301 | Axis | 0788-001 | AXIS Q1941-E 35MM 30 FPS-Outdoor thermal network camera for wall and ceiling mount 384x288 resolution 30 fps and 35 mm lens with 10.7 angle of view. It supports Electronic Image Stabilization Zipstream ONVIF H.264 audio I/O ports and local storage. It includes Video motion detect | Ea |  | 1 Year (3 Years) | 3799 | 5% | 3609.05
11302 | Axis | 0788-600 | EXT. WARRANTY AXIS Q1941-E 35MM 30 FPS-1 Year (2 Years) extension of the warranty period Note 1 Maximum warranty on selected Axis products is 1 Year (5 Years) including extended warranty. No possibility to extend total warranty beyond 1 Year (5 Years). Note 2 Extended warranty activation is done in four steps 1 – create | Ea |  | 1 Year (3 Years) | 228 | 5% | 216.6
11303 | Axis | 0789-001 | AXIS Q1941-E 60MM 30 FPS-Outdoor thermal network camera for wall and ceiling mount 384x288 resolution 30 fps and 60 mm lens with 6.2 angle of view. It supports Electronic Image Stabilization Zipstream ONVIF H.264 audio I/O ports and local storage. It includes Video motion detecti | Ea |  | 1 Year (3 Years) | 5299 | 5% | 5034.05
11304 | Axis | 0789-600 | EXT. WARRANTY AXIS Q1941-E 60MM 30 FPS-1 Year (2 Years) extension of the warranty period Note 1 Maximum warranty on selected Axis products is 1 Year (5 Years) including extended warranty. No possibility to extend total warranty beyond 1 Year (5 Years). Note 2 Extended warranty activation is done in four steps 1 – create | Ea |  | 1 Year (3 Years) | 318 | 5% | 302.1
11305 | Axis | 0798-001 | AXIS F4005 DOME SENSOR UNIT-AXIS F4005 Dome Sensor Unit with a 12-meter 39-feet cable to an AXIS F Series Main Unit. Recessed dome without a clear dome cover. Fixed lens that provides 113 horizontal FOV. Full HDTV 1080p resolution and support for WDR - Forensic Capture together with | Ea |  | 1 Year (3 Years) | 279 | 5% | 265.05
11306 | Axis | 0798-600 | EXT. WARRANTY AXIS F4005 SENSOR UNIT-1 Year (2 Years) extension of the warranty period Note 1 Maximum warranty on selected Axis products is 1 Year (5 Years) including extended warranty. No possibility to extend total warranty beyond 1 Year (5 Years). Note 2 Extended warranty activation is done in four steps 1 – create | Ea |  | 1 Year (3 Years) | 17 | 5% | 16.15
11307 | Axis | 0799-004 | AXIS Q6128-E 60HZ-Compact top performance 4K Comparable with SMPTE 2036 3840x2160 resolution in 30fps 8MP. With 12x optical zoom for outdoor as well as indoor use. Day/night Automatic defog DNR 2D/3D and EIS. IP66 Active gatekeeper tour recording and autotracking. Perfect | Ea |  | 1 Year (3 Years) | 3199 | 5% | 3039.05
11308 | Axis | 0799-600 | EXT. WARRANTY AXIS Q6128-E 60HZ-1 Year (2 Years) extension of the warranty period Note 1 Maximum warranty on selected Axis products is 1 Year (5 Years) including extended warranty. No possibility to extend total warranty beyond 1 Year (5 Years). Note 2 Extended warranty activation is done in four steps 1 – create | Ea |  | 1 Year (3 Years) | 240 | 5% | 228
11309 | Axis | 0801-001 | AXIS Q3708-PVE-180 multi-sensor day/night fixed dome in an IK10 vandal-resistant outdoor casing. Fixed focal multi-megapixel lenses focused from factory. 3 x QHD resolution up to 15MP total in 43 format. WDR Forensic Capture Zipstream and one single IP address. Operatio | Ea |  | 1 Year (3 Years) | 1999 | 5% | 1899.05
11310 | Axis | 0801-600 | EXT. WARRANTY AXIS Q3708-PVE-1 Year (2 Years) extension of the warranty period Note 1 Maximum warranty on selected Axis products is 1 Year (5 Years) including extended warranty. No possibility to extend total warranty beyond 1 Year (5 Years). Note 2 Extended warranty activation is done in four steps 1 – create | Ea |  | 1 Year (3 Years) | 120 | 5% | 114
11311 | Axis | 0802-001 | AXIS M3044-V-Ultra-compact indoor fixed mini dome with dust- and vandal-resistant casing for easy mounting on wall or ceiling. Fixed lens. Multiple individually configurable H.264 and Motion JPEG streams max HDTV 720p resolution at 30 fps with WDR. Axis Zipstream tech | Ea |  | 1 Year (3 Years) | 199 | 5% | 189.05
11312 | Axis | 0802-600 | EXT. WARRANTY AXIS M3044-V-1 Year (2 Years) extension of the warranty period Note 1 Maximum warranty on selected Axis products is 1 Year (5 Years) including extended warranty. No possibility to extend total warranty beyond 1 Year (5 Years). Note 2 Extended warranty activation is done in four steps 1 – create | Ea |  | 1 Year (3 Years) | 12 | 5% | 11.4
11313 | Axis | 0803-004 | AXIS M3044-WV-Ultra-compact indoor fixed mini dome with dust- and vandal-resistant casing for easy mounting on wall or ceiling. Fixed lens. Multiple individually configurable H.264 and Motion JPEG streams max HDTV 720p at 30 fps with WDR. Axis Zipstream technology for | Ea |  | 1 Year (3 Years) | 229 | 5% | 217.55
11314 | Axis | 0803-600 | EXT. WARRANTY AXIS M3044-WV-1 Year (2 Years) extension of the warranty period Note 1 Maximum warranty on selected Axis products is 1 Year (5 Years) including extended warranty. No possibility to extend total warranty beyond 1 Year (5 Years). Note 2 Extended warranty activation is done in four steps 1 – create | Ea |  | 1 Year (3 Years) | 14 | 5% | 13.3
11315 | Axis | 0804-001 | AXIS M3045-V-Ultra-compact indoor fixed mini dome with dust- and vandal-resistant casing for easy mounting on wall or ceiling. Fixed lens. Multiple individually configurable H.264 and Motion JPEG streams max HDTV 1080p at 30 fps with WDR. HDMI output micro. Axis Zipst | Ea |  | 1 Year (3 Years) | 269 | 5% | 255.55
11316 | Axis | 0804-600 | EXT. WARRANTY AXIS M3045-V-1 Year (2 Years) extension of the warranty period Note 1 Maximum warranty on selected Axis products is 1 Year (5 Years) including extended warranty. No possibility to extend total warranty beyond 1 Year (5 Years). Note 2 Extended warranty activation is done in four steps 1 – create | Ea |  | 1 Year (3 Years) | 16 | 5% | 15.2
11317 | Axis | 0805-004 | AXIS M3045-WV-Ultra-compact indoor fixed mini dome with dust- and vandal-resistant casing for easy mounting on wall or ceiling. Fixed lens. Multiple individually configurable H.264 and Motion JPEG streams max HDTV 1080p at 30 fps with WDR. HDMI output micro. Axis Zipst | Ea |  | 1 Year (3 Years) | 299 | 5% | 284.05
11318 | Axis | 0805-004 | AXIS M3045-WV-Ultra-compact indoor fixed mini dome with dust- and vandal-resistant casing for easy mounting on wall or ceiling. Fixed lens. Multiple individually configurable H.264 and Motion JPEG streams max HDTV 1080p at 30 fps with WDR. HDMI output micro. Axis Zipst | Ea |  | 1 Year (3 Years) | 299 | 5% | 284.05
11319 | Axis | 0805-600 | EXT. WARRANTY AXIS M3045-WV-1 Year (2 Years) extension of the warranty period Note 1 Maximum warranty on selected Axis products is 1 Year (5 Years) including extended warranty. No possibility to extend total warranty beyond 1 Year (5 Years). Note 2 Extended warranty activation is done in four steps 1 – create | Ea |  | 1 Year (3 Years) | 18 | 5% | 17.1
11320 | Axis | 0806-001 | AXIS M3046-V 2.4mm-Ultra-compact indoor fixed mini dome with dust- and vandal-resistant casing for easy mounting on wall or ceiling. Fixed lens. Multiple individually configurable H.264 and Motion JPEG streams max 4 MP at 30 fps with WDR. HDMI output micro. Axis Zipstream t | Ea |  | 1 Year (3 Years) | 369 | 5% | 350.55
11321 | Axis | 0806-600 | EXT. WARRANTY AXIS M3046-V-1 Year (2 Years) extension of the warranty period Note 1 Maximum warranty on selected Axis products is 1 Year (5 Years) including extended warranty. No possibility to extend total warranty beyond 1 Year (5 Years). Note 2 Extended warranty activation is done in four steps 1 – create | Ea |  | 1 Year (3 Years) | 22 | 5% | 20.9
11322 | Axis | 0808-001 | AXIS M3047-P-Ultra-compact indoor fixed mini dome with 6 MP sensor fixed lens and and tamper-resistant casing for easy mounting on wall or ceiling. Provides 360/180 overview and dewarped panorama quad corner corridor or digital PTZ views in up to 30 fps. Multiple indi | Ea |  | 1 Year (3 Years) | 469 | 5% | 445.55
11323 | Axis | 0808-001 | AXIS M3047-P-Ultra-compact indoor fixed mini dome with 6 MP sensor fixed lens and and tamper-resistant casing for easy mounting on wall or ceiling. Provides 360/180 overview and dewarped panorama quad corner corridor or digital PTZ views in up to 30 fps. Multiple indi | Ea |  | 1 Year (3 Years) | 469 | 5% | 445.55
11324 | Axis | 0808-600 | EXT. WARRANTY AXIS M3047-P-1 Year (2 Years) extension of the warranty period Note 1 Maximum warranty on selected Axis products is 1 Year (5 Years) including extended warranty. No possibility to extend total warranty beyond 1 Year (5 Years). Note 2 Extended warranty activation is done in four steps 1 – create | Ea |  | 1 Year (3 Years) | 30 | 5% | 28.5
11325 | Axis | 0810-004 | AXIS M1065-LW-Small full-featured wireless indoor cube camera for day night surveillance. 2.8mm fixed lens with 110 HFOV. Automatic IR cut filter. IR illumination up to 10 meters 33 feet . Multiple individually configurable H.264 and Motion JPEG streams max HDTV 1080p | Ea |  | 1 Year (3 Years) | 299 | 5% | 284.05
11326 | Axis | 0810-600 | EXT. WARRANTY AXIS M1065-LW-1 Year (2 Years) extension of the warranty period Note 1 Maximum warranty on selected Axis products is 1 Year (5 Years) including extended warranty. No possibility to extend total warranty beyond 1 Year (5 Years). Note 2 Extended warranty activation is done in four steps 1 – create | Ea |  | 1 Year (3 Years) | 18 | 5% | 17.1
11327 | Axis | 0811-001 | AXIS M1065-L-Small full-featured indoor cube camera for day night surveillance. 2.8mm fixed lens with 110 HFOV. Automatic IR cut filter. IR illumination up to 10 meters 33 feet . Multiple individually configurable H.264 and Motion JPEG streams max HDTV 1080p at 30 f | Ea |  | 1 Year (3 Years) | 279 | 5% | 265.05
11328 | Axis | 0811-600 | EXT. WARRANTY AXIS M1065-L-1 Year (2 Years) extension of the warranty period Note 1 Maximum warranty on selected Axis products is 1 Year (5 Years) including extended warranty. No possibility to extend total warranty beyond 1 Year (5 Years). Note 2 Extended warranty activation is done in four steps 1 – create | Ea |  | 1 Year (3 Years) | 17 | 5% | 16.15
11329 | Axis | 0812-004 | AXIS M1045-LW-Small wireless indoor cube camera for day night surveillance. 2.8mm fixed lens with 110 HFOV. Automatic IR cut filter. IR illumination up to 10 meters 33 feet . Multiple individually configurable H.264 and Motion JPEG streams max HDTV 1080p at 30 fps wi | Ea |  | 1 Year (3 Years) | 229 | 5% | 217.55
11330 | Axis | 0812-600 | EXT. WARRANTY AXIS M1045-LW-1 Year (2 Years) extension of the warranty period Note 1 Maximum warranty on selected Axis products is 1 Year (5 Years) including extended warranty. No possibility to extend total warranty beyond 1 Year (5 Years). Note 2 Extended warranty activation is done in four steps 1 – create | Ea |  | 1 Year (3 Years) | 14 | 5% | 13.3
11331 | Axis | 0815-001 | AXIS P3707-PE-Flexible multisensor fixed camera with four 1080p sensors. The lenses can be adjusted to provide a 108 to 54 horizontal field of view for either a wide panoramic view or detailed zoomed-in views. The lenses can be rotated to support vertically oriented sc | Ea |  | 1 Year (3 Years) | 1199 | 5% | 1139.05
11332 | Axis | 0815-600 | EXT. WARRANTY AXIS P3707-PE-1 Year (2 Years) extension of the warranty period Note 1 Maximum warranty on selected Axis products is 1 Year (5 Years) including extended warranty. No possibility to extend total warranty beyond 1 Year (5 Years). Note 2 Extended warranty activation is done in four steps 1 – create | Ea |  | 1 Year (3 Years) | 72 | 5% | 68.4
11333 | Axis | 0820-001 | AXIS A9188 NETWORK I/O RELAY MODULE-AXIS A9188 Network I/O Relay Module is an intelligent module with 8 configurable I/Os and 8 form C relays and supports supervised inputs. Open API including VAPIX for software integration. High level of integration with AXIS A1001 Network Door Controller | Ea |  | 1 Year (3 Years) | 499 | 5% | 474.05
11334 | Axis | 0820-600 | EXT WAR AXIS RELAY MODULE A9188-1 Year (2 Years) extension of the warranty period Note 1 Maximum warranty on selected Axis products is 1 Year (5 Years) including extended warranty. No possibility to extend total warranty beyond 1 Year (5 Years). Note 2 Extended warranty activation is done in four steps 1 – create | Ea |  | 1 Year (3 Years) | 29 | 5% | 27.55
11335 | Axis | 0821-001 | AXIS A9161 NETWORK I/O RELAY MODULE-AXIS A9161 Network I/O Relay Module has 6 configurable I/Os with supervised inputs and a relay. The module reacts on inputs such as signals from PIR motion detectors or switches to trigger actions. Supplying power to I/O devices it can extend the function | Ea |  | 1 Year (3 Years) | 249 | 5% | 236.55
11336 | Axis | 0821-001 | AXIS A9161 NETWORK I/O RELAY MODULE-AXIS A9161 Network I/O Relay Module has 6 configurable I/Os with supervised inputs and a relay. The module reacts on inputs such as signals from PIR motion detectors or switches to trigger actions. Supplying power to I/O devices it can extend the function | Ea |  | 1 Year (3 Years) | 249 | 5% | 236.55
11337 | Axis | 0821-600 | EXT WAR A9161 NETW I/O RELAY MODULE-1 Year (2 Years) extension of the warranty period Note 1 Maximum warranty on selected Axis products is 1 Year (5 Years) including extended warranty. No possibility to extend total warranty beyond 1 Year (5 Years). Note 2 Extended warranty activation is done in four steps 1 – create | Ea |  | 1 Year (3 Years) | 15 | 5% | 14.25
11338 | Axis | 0824-001 | AXIS Q8741-E 35MM 30 FPS 24V-High accuracy outdoor PTZ positioning bispectral camera. Thermal sensor features a 384x288 resolution 30 fps and 35 mm lens with 10.5 angle of view. Visual sensor have HDTV 1080p video resolution 30x optical zoom focus recall and are extremly light sensit | Ea |  | 1 Year (3 Years) | 9999 | 5% | 9499.05
11339 | Axis | 0824-600 | EXT. WARRANTY AXIS Q8741-E 35MM 30 FPS 24V-1 Year (2 Years) extension of the warranty period Note 1 Maximum warranty on selected Axis products is 1 Year (5 Years) including extended warranty. No possibility to extend total warranty beyond 1 Year (5 Years). Note 2 Extended warranty activation is done in four steps 1 – create | Ea |  | 1 Year (3 Years) | 800 | 5% | 760
11340 | Axis | 0828-001 | AXIS Q8742-E 35MM 30 FPS 24V-High accuracy outdoor PTZ positioning Bispectral camera. Thermal sensor features a 640x480 resolution 30 fps and 35 mm lens with 17 angle of view. Visual sensor have HDTV 1080p video resolution 30x optical zoom focus recall and are extremly light sensitiv | Ea |  | 1 Year (3 Years) | 12999 | 5% | 12349.05
11341 | Axis | 0828-600 | EXT. WARRANTY AXIS Q8742-E 35MM 30 FPS 24V-1 Year (2 Years) extension of the warranty period Note 1 Maximum warranty on selected Axis products is 1 Year (5 Years) including extended warranty. No possibility to extend total warranty beyond 1 Year (5 Years). Note 2 Extended warranty activation is done in four steps 1 – create | Ea |  | 1 Year (3 Years) | 1040 | 5% | 988
11342 | Axis | 0830-001 | AXIS Q8742-E ZOOM 30 FPS 24V-High accuracy outdoor PTZ positioning Bispectral camera. Thermal sensor features a 640x480 resolution 30 fps and 35-105 mm thermal zoom lens. Visual sensor have HDTV 1080p video resolution 30x optical zoom focus recall and are extremly light sensitive. In | Ea |  | 1 Year (3 Years) | 21999 | 5% | 20899.05
11343 | Axis | 0830-600 | EXT. WARRANTY AXIS Q8742-E ZOOM 30 FPS 24V-1 Year (2 Years) extension of the warranty period Note 1 Maximum warranty on selected Axis products is 1 Year (5 Years) including extended warranty. No possibility to extend total warranty beyond 1 Year (5 Years). Note 2 Extended warranty activation is done in four steps 1 – create | Ea |  | 1 Year (3 Years) | 1760 | 5% | 1672
11344 | Axis | 0831-001 | AXIS A9188-VE NETWORK I/O RELAY MODULE-AXIS A9188-VE Network I/O Relay Module comes with AXIS T98A15-VE Surveillance Cabinet making it outdoor-ready vandal-resistant and UL294-approved. With its 8 configurable I/Os and relays its open platform enables a high level of integration with AXIS A100 | Ea |  | 1 Year (3 Years) | 799 | 5% | 759.05
11345 | Axis | 0831-600 | EXT WAR AXIS A9188-VE-1 Year (2 Years) extension of the warranty period Note 1 Maximum warranty on selected Axis products is 1 Year (5 Years) including extended warranty. No possibility to extend total warranty beyond 1 Year (5 Years). Note 2 Extended warranty activation is done in four steps 1 – create | Ea |  | 1 Year (3 Years) | 48 | 5% | 45.6
11346 | Axis | 0832-004 | AXIS COMPANION REC 8CH 2TB-AXIS Companion Recorder. Surveillance graded hard disk 2 TB. Switch with 8 PoE ports 1 LAN port. Compact fanless design. Wireless access point for mobile devices. USB port for exporting video. 1 Year (3 Years). Comes with power supply. For use only with AX | Ea |  | 1 Year (3 Years) | 499 | 5% | 474.05
11347 | Axis | 0833-001 | AXIS C1004-E NETW CAB SPEAKER WHITE-AXIS C1004-E Network Cabinet Speaker white is an all-in-one speaker system connected with a single network cable. It delivers out-of-the-box-ready high-quality sound without any need for fine-tuning. Background music can be played via the preinstalled AXI | Ea |  | 1 Year (3 Years) | 549 | 5% | 521.55
11348 | Axis | 0833-600 | EXT. WARRANTY AXIS C1004-E NETW CAB SPEAK WH-1 Year (2 Years) extension of the warranty period Note 1 Maximum warranty on selected Axis products is 1 Year (5 Years) including extended warranty. No possibility to extend total warranty beyond 1 Year (5 Years). Note 2 Extended warranty activation is done in four steps 1 – create | Ea |  | 1 Year (3 Years) | 39 | 5% | 37.05
11349 | Axis | 0834-001 | AXIS C2005 NETW CEILING SPEAK WHITE-AXIS C2005 Network Ceiling Speaker white is an all-in-one speaker system connected with a single network cable. It delivers out-of-the-box-ready high-quality sound without any need for fine-tuning. Background music can be played via the preinstalled AXIS | Ea |  | 1 Year (3 Years) | 399 | 5% | 379.05
11350 | Axis | 0834-600 | EXT. WARRANTY AXIS C2005 NETW CEILING SPEAK WH-1 Year (2 Years) extension of the warranty period Note 1 Maximum warranty on selected Axis products is 1 Year (5 Years) including extended warranty. No possibility to extend total warranty beyond 1 Year (5 Years). Note 2 Extended warranty activation is done in four steps 1 – create | Ea |  | 1 Year (3 Years) | 29 | 5% | 27.55
11351 | Axis | 0835-031 | XF40-Q1765 -60C INMETRO-Explosion-protected 316L stainless steel fixed network camera certified for hazardous areas according to INMETRO. Certification part code 1410-15-00. Oxalis housing Axis 1080p HDTV camera with 18x optical zoom auto focus and day/night mode. Multiple indiv | Ea |  | 1 Year (3 Years) | 7599 | 5% | 7219.05
11352 | Axis | 0835-041 | XF40-Q1765 CSA-Explosion-protected 316L stainless steel fixed network camera certified for hazardous areas according to CSA. Certification part code 1410-15-00. Oxalis housing Axis 1080p HDTV camera with 18x optical zoom auto focus and day/night mode. Multiple individua | Ea |  | 1 Year (3 Years) | 6999 | 5% | 6649.05
11353 | Axis | 0835-051 | XF40-Q1765 -60C CSA-Explosion-protected 316L stainless steel fixed network camera certified for hazardous areas according to CSA. Certification part code 1410-15-00. Oxalis housing Axis 1080p HDTV camera with 18x optical zoom auto focus and day/night mode. Multiple individua | Ea |  | 1 Year (3 Years) | 7599 | 5% | 7219.05
11354 | Axis | 0836-041 | XP40-Q1765 CSA-Explosion-protected 316L stainless steel PTZ network camera certified for hazardous areas according to CSA. Certification part code 1410-25/2420-01. Oxalis housing Axis 1080p HDTV camera with 18x optical zoom auto focus and day/night mode. Continuous 360 | Ea |  | 1 Year (3 Years) | 17499 | 5% | 16624.05
11355 | Axis | 0836-051 | XP40-Q1765 -60C CSA-Explosion-protected 316L stainless steel PTZ network camera certified for hazardous areas according to CSA. Certification part code 1410-25/2420-01. Oxalis housing Axis 1080p HDTV camera with 18x optical zoom auto focus and day/night mode.Continuous 360 p | Ea |  | 1 Year (3 Years) | 18499 | 5% | 17574.05
11356 | Axis | 0862-001 | AXIS Q8685-E 24V AC/DC-High accuracy outdoor PTZ positioning camera. HDTV 1080p video 30x optical zoom focus recall extreme light sensitivity and Axis Zipstream. Responsive absolute positioning with high-speed and ultra-smooth pan and tilt capabilities. Integrated long-life sil | Ea |  | 1 Year (3 Years) | 3599 | 5% | 3419.05
11357 | Axis | 0862-600 | EXT. WARRANTY AXIS Q8685-E 24V AC/DC-1 Year (2 Years) extension of the warranty period Note 1 Maximum warranty on selected Axis products is 1 Year (5 Years) including extended warranty. No possibility to extend total warranty beyond 1 Year (5 Years). Note 2 Extended warranty activation is done in four steps 1 – create | Ea |  | 1 Year (3 Years) | 288 | 5% | 273.6
11358 | Axis | 0864-001 | AXIS Q8685-LE 24V AC/DC-High accuracy outdoor PTZ positioning camera with IR illuminators. HDTV 1080p video 30x optical zoom built-in IR pass filter for sharper images in mixed lighting conditions. IR range up to 500m. Integrated long-life silicone wiper for remote maintenance a | Ea |  | 1 Year (3 Years) | 5199 | 5% | 4939.05
11359 | Axis | 0864-001 | AXIS Q8685-LE 24V AC/DC-High accuracy outdoor PTZ positioning camera with IR illuminators. HDTV 1080p video 30x optical zoom built-in IR pass filter for sharper images in mixed lighting conditions. IR range up to 500m. Integrated long-life silicone wiper for remote maintenance a | Ea |  | 1 Year (3 Years) | 5199 | 5% | 4939.05
11360 | Axis | 0864-600 | EXT. WARRANTY AXIS Q8685-LE 24V AC/DC-1 Year (2 Years) extension of the warranty period Note 1 Maximum warranty on selected Axis products is 1 Year (5 Years) including extended warranty. No possibility to extend total warranty beyond 1 Year (5 Years). Note 2 Extended warranty activation is done in four steps 1 – create | Ea |  | 1 Year (3 Years) | 416 | 5% | 395.2
11361 | Axis | 0865-001 | AXIS M3104-L-Day/night compact mini dome with flat-faced design for indoor use. Built-in IR illumination and WDR – Forensic Capture. Fixed lens. Multiple individually configurable H.264 and Motion JPEG streams max HDTV 720p resolution at 30 fps. Axis Zipstream technol | Ea |  | 1 Year (3 Years) | 249 | 5% | 236.55
11362 | Axis | 0865-600 | EXT. WARRANTY AXIS M3104-L-1 Year (2 Years) extension of the warranty period Note 1 Maximum warranty on selected Axis products is 1 Year (5 Years) including extended warranty. No possibility to extend total warranty beyond 1 Year (5 Years). Note 2 Extended warranty activation is done in four steps 1 – create | Ea |  | 1 Year (3 Years) | 15 | 5% | 14.25
11363 | Axis | 0866-001 | AXIS M3104-LVE-Day/night compact mini dome in a vandal-resistant outdoor-ready flat-faced design. Built-in IR illumination and WDR – Forensic Capture. Fixed lens. Multiple individually configurable H.264 and Motion JPEG streams max HDTV 720p resolution at 30 fps. Axis Z | Ea |  | 1 Year (3 Years) | 299 | 5% | 284.05
11364 | Axis | 0866-600 | EXT. WARRANTY AXIS M3104-LVE-1 Year (2 Years) extension of the warranty period Note 1 Maximum warranty on selected Axis products is 1 Year (5 Years) including extended warranty. No possibility to extend total warranty beyond 1 Year (5 Years). Note 2 Extended warranty activation is done in four steps 1 – create | Ea |  | 1 Year (3 Years) | 18 | 5% | 17.1
11365 | Axis | 0867-001 | AXIS M3105-L-Day/night compact mini dome with flat-faced design for indoor use. Built-in IR illumination and WDR – Forensic Capture. Fixed lens. Multiple individually configurable H.264 and Motion JPEG streams max HDTV 1080p resolution at 30 fps. Axis Zipstream techno | Ea |  | 1 Year (3 Years) | 319 | 5% | 303.05
11366 | Axis | 0867-600 | EXT. WARRANTY AXIS M3105-L-1 Year (2 Years) extension of the warranty period Note 1 Maximum warranty on selected Axis products is 1 Year (5 Years) including extended warranty. No possibility to extend total warranty beyond 1 Year (5 Years). Note 2 Extended warranty activation is done in four steps 1 – create | Ea |  | 1 Year (3 Years) | 19 | 5% | 18.05
11367 | Axis | 0868-001 | AXIS M3105-LVE-Day/night compact mini dome in a vandal-resistant outdoor-ready flat-faced design. Built-in IR illumination and WDR – Forensic Capture. Fixed lens. Multiple individually configurable H.264 and Motion JPEG streams max HDTV 1080p resolution at 30 fps. Axis | Ea |  | 1 Year (3 Years) | 369 | 5% | 350.55
11368 | Axis | 0868-001 | AXIS M3105-LVE-Day/night compact mini dome in a vandal-resistant outdoor-ready flat-faced design. Built-in IR illumination and WDR – Forensic Capture. Fixed lens. Multiple individually configurable H.264 and Motion JPEG streams max HDTV 1080p resolution at 30 fps. Axis | Ea |  | 1 Year (3 Years) | 369 | 5% | 350.55
11369 | Axis | 0868-600 | EXT. WARRANTY AXIS M3105-LVE-1 Year (2 Years) extension of the warranty period Note 1 Maximum warranty on selected Axis products is 1 Year (5 Years) including extended warranty. No possibility to extend total warranty beyond 1 Year (5 Years). Note 2 Extended warranty activation is done in four steps 1 – create | Ea |  | 1 Year (3 Years) | 22 | 5% | 20.9
11370 | Axis | 0871-001 | AXIS A8105-E-AXIS A8105-E is a small and powerful network video door station. It operates as a communication device and full-fledged security camera at the same time providing HDTV video audiovisual identification two-way communication and remote entry control as an i | Ea |  | 1 Year (3 Years) | 799 | 5% | 759.05
11371 | Axis | 0871-600 | EXT. WARRANTY AXIS A8105-E-1 Year (2 Years) extension of the warranty period Note 1 Maximum warranty on selected Axis products is 1 Year (5 Years) including extended warranty. No possibility to extend total warranty beyond 1 Year (5 Years). Note 2 Extended warranty activation is done in four steps 1 – create | Ea |  | 1 Year (3 Years) | 49 | 5% | 46.55
11372 | Axis | 0872-001 | AXIS Q3505-V 9MM MkII-Day/night fixed dome with support for WDR – Forensic Capture and Lightfinder in a discreet dust and IK10 vandal-resistant indoor casing. Varifocal 3-9 mm P-Iris lens with remote zoom and focus for installation or monitoring. Multiple individually configur | Ea |  | 1 Year (3 Years) | 899 | 5% | 854.05
11373 | Axis | 0873-001 | AXIS Q3505-V 22MM MkII-Day/night fixed dome with support for WDR – Forensic Capture and Lightfinder in a discreet dust and IK10 vandal-resistant indoor casing. Varifocal 9-22 mm P-Iris lens with remote zoom and focus for installation or monitoring. Multiple individually configu | Ea |  | 1 Year (3 Years) | 999 | 5% | 949.05
11374 | Axis | 0874-001 | AXIS Q3505-VE 9MM MkII-Day/night fixed dome with support for WDR – Forensic Capture and Lightfinder in an IK10 vandal-resistant outdoor casing. Varifocal 3-9 mm P-Iris lens with remote zoom and focus for installation or monitoring. Multiple individually configurable H.264 and M | Ea |  | 1 Year (3 Years) | 1049 | 5% | 996.55
11375 | Axis | 0875-001 | AXIS Q3505-VE 22MM MkII-Day/night fixed dome with support for WDR – Forensic Capture and Lightfinder in an IK10 vandal-resistant outdoor casing. Varifocal 9-22 mm P-Iris lens with remote zoom and focus for installation or monitoring. Multiple individually configurable H.264 and | Ea |  | 1 Year (3 Years) | 1149 | 5% | 1091.55
11376 | Axis | 0877-001 | AXIS Q1941-E 19MM 30 FPS-Outdoor thermal network camera for wall and ceiling mount 384x288 resolution 30 fps and 19 mm lens with 19.4 angle of view. It supports Electronic Image Stabilization Zipstream ONVIF H.264 audio I/O ports and local storage. It includes Video motion detect | Ea |  | 1 Year (3 Years) | 2799 | 5% | 2659.05
11377 | Axis | 0877-600 | EXT. WARRANTY AXIS Q1941-E 19MM 30 FPS-1 Year (2 Years) extension of the warranty period Note 1 Maximum warranty on selected Axis products is 1 Year (5 Years) including extended warranty. No possibility to extend total warranty beyond 1 Year (5 Years). Note 2 Extended warranty activation is done in four steps 1 – create | Ea |  | 1 Year (3 Years) | 168 | 5% | 159.6
11378 | Axis | 0878-004 | AXIS FA54 MAIN UNIT-AXIS FA54 is a modular camera Main Unit and can stream full frame rate HDTV 1080p videos from four sensor units simultaneously using one IP address. It has an HDMI port for connection to a surveillance or public view monitor Forensic WDR wide dynamic rang | Ea |  | 1 Year (3 Years) | 449 | 5% | 426.55
11379 | Axis | 0878-004 | AXIS FA54 MAIN UNIT-AXIS FA54 is a modular camera Main Unit and can stream full frame rate HDTV 1080p videos from four sensor units simultaneously using one IP address. It has an HDMI port for connection to a surveillance or public view monitor Forensic WDR wide dynamic rang | Ea |  | 1 Year (3 Years) | 449 | 5% | 426.55
11380 | Axis | 0878-600 | EXT. WARRANTY AXIS FA54 MAIN UNIT-1 Year (2 Years) extension of the warranty period Note 1 Maximum warranty on selected Axis products is 1 Year (5 Years) including extended warranty. No possibility to extend total warranty beyond 1 Year (5 Years). Note 2 Extended warranty activation is done in four steps 1 – create | Ea |  | 1 Year (3 Years) | 27 | 5% | 25.65
11381 | Axis | 0879-010 | ACS CORE DEVICE E-LICENSE-One 1 AXIS Camera Station version 5.0 and up Core Device license. Applicable for AXIS devices. AXIS Camera Station is a monitoring and recording system mid-size installations optimized to take full advantage of Axis leading network cameras and video enco | Ea |  | 1 Year (3 Years) | 79 | 5% | 75.05
11382 | Axis | 0879-020 | ACS UNIVERSAL DEVICE E-LICENSE-One 1 Universal Device license applicable for AXIS Camera Station version 5.0 and up. AXIS Camera Station is a monitoring and recording system mid-size installations optimized to take full advantage of Axis leading network cameras and video encoders. It | Ea |  | 1 Year (3 Years) | 149 | 5% | 141.55
11383 | Axis | 0879-030 | ACS CORE TO UNIVERSAL UPG E-LICENSE-This license is primarily used for replacing AXIS devices with ONVIF devices. One 1 Upgrade license and one AXIS Camera Station version 5 Core Device license upgrades to one 1 Universal Device license. Delivered as eLicense key. Note eLicenses are non-c | Ea |  | 1 Year (3 Years) | 79 | 5% | 75.05
11384 | Axis | 0879-040 | ACS 4 TO UNIVERSAL UPG E-LICENSE-One 1 upgrade license applicable for existing licenses of AXIS Camera Station version 123 4. Each existing license in combination with this upgrade license enables upgrade to a AXIS Camera Station version 5 Universal Device license. Delivered as eLicens | Ea |  | 1 Year (3 Years) | 19 | 5% | 18.05
11385 | Axis | 0879-050 | ACS 1 CORE DEVICE LICENSE-One 1 AXIS Camera Station version 5.0 and up Core Device license. Applicable for AXIS devices. AXIS Camera Station is a monitoring and recording system mid-size installations optimized to take full advantage of Axis leading network cameras and video enc | Ea |  | 1 Year (3 Years) | 79 | 5% | 75.05
11386 | Axis | 0879-060 | ACS 4 CORE DEVICE LICENSE-Four 4 AXIS Camera Station version 5.0 and up Core Device licenses. Applicable for AXIS devices. AXIS Camera Station is a monitoring and recording system mid-size installations optimized to take full advantage of Axis leading network cameras and video e | Ea |  | 1 Year (3 Years) | 316 | 5% | 300.2
11387 | Axis | 0879-070 | ACS 16 CORE DEVICE LICENSE-Sixteen 16 AXIS Camera Station version 5.0 and up Core Device licenses. Applicable for AXIS devices. AXIS Camera Station is a monitoring and recording system mid-size installations optimized to take full advantage of Axis leading network cameras and vi | Ea |  | 1 Year (3 Years) | 1264 | 5% | 1200.8
11388 | Axis | 0879-080 | ACS 32 CORE DEVICE LICENSE-Thirtytwo 32 AXIS Camera Station version 5.0 and up Core Device licenses. Applicable for AXIS devices. AXIS Camera Station is a monitoring and recording system mid-size installations optimized to take full advantage of Axis leading network cameras and v | Ea |  | 1 Year (3 Years) | 2528 | 5% | 2401.6
11389 | Axis | 0879-090 | ACS 1 UNIVERSAL DEVICE LICENSE-One 1 Universal Device license applicable for AXIS Camera Station version 5.0 and up. AXIS Camera Station is a monitoring and recording system mid-size installations optimized to take full advantage of Axis leading network cameras and video encoders. It | Ea |  | 1 Year (3 Years) | 149 | 5% | 141.55
11390 | Axis | 0879-100 | ACS 4 UNIVERSAL DEVICE LICENSE-Four 4 Universal Device licenses applicable for AXIS Camera Station version 5.0 and up. AXIS Camera Station is a monitoring and recording system mid-size installations optimized to take full advantage of Axis leading network cameras and video encoders. | Ea |  | 1 Year (3 Years) | 596 | 5% | 566.2
11391 | Axis | 0879-110 | ACS 10 UNIVERSAL DEVICE LICENSE-Ten 10 Universal Device licenses applicable for AXIS Camera Station version 5.0 and up. AXIS Camera Station is a monitoring and recording system mid-size installations optimized to take full advantage of Axis leading network cameras and video encoders. | Ea |  | 1 Year (3 Years) | 1490 | 5% | 1415.5
11392 | Axis | 0879-120 | ACS 20 UNIVERSAL DEVICE LICENSE-Twenty 20 Universal Device licenses applicable for AXIS Camera Station version 5.0 and up. AXIS Camera Station is a monitoring and recording system mid-size installations optimized to take full advantage of Axis leading network cameras and video encoder | Ea |  | 1 Year (3 Years) | 2980 | 5% | 2831
11393 | Axis | 0879-130 | ACS CORE TO UNIVERSAL 1 UPG.LIC-This license is primarily used for replacing AXIS devices with ONVIF devices. One 1 Upgrade license applicable for AXIS Camera Station version 5 Core Device license upgrade to Universal Device license. Delivered as printed license code in envelope. | Ea |  | 1 Year (3 Years) | 79 | 5% | 75.05
11394 | Axis | 0879-140 | ACS CORE TO UNIVERSAL 5 UPG.LIC-This license is primarily used for replacing AXIS devices with ONVIF devices. Five 5 Upgrade license applicable for AXIS Camera Station version 5 Core Device license upgrade to Universal Device license. Delivered as printed license code in envelope. | Ea |  | 1 Year (3 Years) | 395 | 5% | 375.25
11395 | Axis | 0879-150 | ACS CORE TO UNIVERSAL 10 UPG.LIC-This license is primarily used for replacing AXIS devices with ONVIF devices. Ten 10 Upgrade license applicable for AXIS Camera Station version 5 Core Device license upgrade to Universal Device license. Delivered as printed license code in envelope. | Ea |  | 1 Year (3 Years) | 790 | 5% | 750.5
11396 | Axis | 0879-160 | ACS CORE TO UNIVERSAL 20 UPG.LIC-This license is primarily used for replacing AXIS devices with ONVIF devices. Twenty 20 Upgrade license applicable for AXIS Camera Station version 5 Core Device license upgrade to Universal Device license. Delivered as printed license code in envelope. | Ea |  | 1 Year (3 Years) | 1580 | 5% | 1501
11397 | Axis | 0879-170 | ACS 4 TO UNIVERSAL 1 UPG.LIC-One 1 upgrade license applicable for existing licenses of AXIS Camera Station version 123 4. Each existing license in combination with this upgrade license enables upgrade to a AXIS Camera Station version 5 Universal Device license. Delivered as printed | Ea |  | 1 Year (3 Years) | 19 | 5% | 18.05
11398 | Axis | 0879-180 | ACS 4 TO UNIVERSAL 5 UPG.LIC-Five 5 upgrade licenses applicable for existing licenses of AXIS Camera Station version 123 4. Each existing license in combination with this upgrade license enables upgrade to a AXIS Camera Station version 5 Universal Device license. Delivered as print | Ea |  | 1 Year (3 Years) | 95 | 5% | 90.25
11399 | Axis | 0879-190 | ACS 4 TO UNIVERSAL 10 UPG.LIC-Ten 10 upgrade licenses applicable for existing licenses of AXIS Camera Station version 123 4. Each existing license in combination with this upgrade license enables upgrade to a AXIS Camera Station version 5 Universal Device license. Delivered as print | Ea |  | 1 Year (3 Years) | 190 | 5% | 180.5
11400 | Axis | 0879-200 | ACS 4 TO UNIVERSAL 20 UPG.LIC-Twenty 20 upgrade licenses applicable for existing licenses of AXIS Camera Station version 123 4. Each existing license in combination with this upgrade license enables upgrade to a AXIS Camera Station version 5 Universal Device license. Delivered as pr | Ea |  | 1 Year (3 Years) | 380 | 5% | 361
11401 | Axis | 0880-001 | AXIS COMPANION EYE LVE-Day/night full HD mini dome in a vandal-resistant outdoor-ready flat-faced design. Built-in IR illumination and WDR – Forensic Capture. Fixed lens. HDTV 1080p resolution at 30 fps. Axis Zipstream technology for reduced bandwidth and storage needs. Memory | Ea |  | 1 Year (3 Years) | 249 | 5% | 236.55
11402 | Axis | 0881-001 | AXIS COMPANION EYE L-Day/night full HD mini dome with flat-faced design for indoor use. Built-in IR illumination and WDR – Forensic Capture. Fixed lens. HDTV 1080p resolution at 30 fps. Axis Zipstream technology for reduced bandwidth and storage needs. Memory card slot for op | Ea |  | 1 Year (3 Years) | 229 | 5% | 217.55
11403 | Axis | 0883-001 | AXIS Q1615 Mk II-HDTV Day/night fixed camera providing WDR – Forensic Capture and Lightfinder for demanding light conditions. Varifocal 2.8-8.5 mm i-CS lens with remote zoom and focus for installation. Support for P-Iris and DC-iris lenses multiple individually configurab | Ea |  | 1 Year (3 Years) | 999 | 5% | 949.05
11404 | Axis | 0883-041 | AXIS Q1615 Mk II BAREBONE-AXIS Q1615 Mk II Barebone in single pack. No lens. No power supply. | Ea |  | 1 Year (3 Years) | 899 | 5% | 854.05
11405 | Axis | 0883-600 | EXT. WARRANTY AXIS Q1615 Mk II-1 Year (2 Years) extension of the warranty period Note 1 Maximum warranty on selected Axis products is 1 Year (5 Years) including extended warranty. No possibility to extend total warranty beyond 1 Year (5 Years). Note 2 Extended warranty activation is done in four steps 1 – create | Ea |  | 1 Year (3 Years) | 60 | 5% | 57
11406 | Axis | 0884-001 | AXIS Q1615-E Mk II-Outdoor NEMA 4X IP66 and IK10-rated HDTV Day/night fixed camera providing WDR – Forensic Capture and Lightfinder for demanding light conditions. Varifocal 2.8-8.5 mm i-CS lens with remote zoom and focus for installation. Support for P-Iris and DC-iris len | Ea |  | 1 Year (3 Years) | 1299 | 5% | 1234.05
11407 | Axis | 0884-600 | EXT. WARRANTY AXIS Q1615-E Mk II-1 Year (2 Years) extension of the warranty period Note 1 Maximum warranty on selected Axis products is 1 Year (5 Years) including extended warranty. No possibility to extend total warranty beyond 1 Year (5 Years). Note 2 Extended warranty activation is done in four steps 1 – create | Ea |  | 1 Year (3 Years) | 78 | 5% | 74.1
11408 | Axis | 0885-001 | AXIS P3227-LV-Day/night fixed dome with support for Forensic WDR Lightfinder and OptimizedIR with built-in IR illumination. Discreet dust- and IK08 vandal-resistant indoor casing. Varifocal 3.5-10 mm P-Iris lens with remote zoom and focus simplifying the installation. | Ea |  | 1 Year (3 Years) | 779 | 5% | 740.05
11409 | Axis | 0885-600 | EXT. WARRANTY AXIS P3227-LV-1 Year (2 Years) extension of the warranty period Note 1 Maximum warranty on selected Axis products is 1 Year (5 Years) including extended warranty. No possibility to extend total warranty beyond 1 Year (5 Years). Note 2 Extended warranty activation is done in four steps 1 – create | Ea |  | 1 Year (3 Years) | 49 | 5% | 46.55
11410 | Axis | 0886-001 | AXIS P3227-LVE-Day/night fixed dome with support for Forensic WDR Lightfinder and OptimizedIR with built-in IR illumination. IK10 vandal-resistant outdoor casing. Varifocal 3.5-10 mm P-Iris lens with remote zoom and focus simplifying the installation. Multiple individua | Ea |  | 1 Year (3 Years) | 899 | 5% | 854.05
11411 | Axis | 0886-600 | EXT. WARRANTY AXIS P3227-LVE-1 Year (2 Years) extension of the warranty period Note 1 Maximum warranty on selected Axis products is 1 Year (5 Years) including extended warranty. No possibility to extend total warranty beyond 1 Year (5 Years). Note 2 Extended warranty activation is done in four steps 1 – create | Ea |  | 1 Year (3 Years) | 59 | 5% | 56.05
11412 | Axis | 0887-001 | AXIS P3228-LV-Day/night fixed dome with support for Forensic WDR Lightfinder and OptimizedIR with built-in IR illumination. Discreet dust- and IK08 vandal-resistant indoor casing. Varifocal 3.5-10 mm P-Iris lens with remote zoom and focus simplifying the installation. | Ea |  | 1 Year (3 Years) | 979 | 5% | 930.05
11413 | Axis | 0887-600 | EXT. WARRANTY AXIS P3228-LV-1 Year (2 Years) extension of the warranty period Note 1 Maximum warranty on selected Axis products is 1 Year (5 Years) including extended warranty. No possibility to extend total warranty beyond 1 Year (5 Years). Note 2 Extended warranty activation is done in four steps 1 – create | Ea |  | 1 Year (3 Years) | 59 | 5% | 56.05
11414 | Axis | 0888-001 | AXIS P3228-LVE-Day/night fixed dome with support for Forensic WDR Lightfinder and OptimizedIR with built-in IR illumination. IK10 vandal-resistant outdoor casing. Varifocal 3.5-10 mm P-Iris lens with remote zoom and focus simplifying the installation. Multiple individua | Ea |  | 1 Year (3 Years) | 1099 | 5% | 1044.05
11415 | Axis | 0888-600 | EXT. WARRANTY AXIS P3228-LVE-1 Year (2 Years) extension of the warranty period Note 1 Maximum warranty on selected Axis products is 1 Year (5 Years) including extended warranty. No possibility to extend total warranty beyond 1 Year (5 Years). Note 2 Extended warranty activation is done in four steps 1 – create | Ea |  | 1 Year (3 Years) | 69 | 5% | 65.55
11416 | Axis | 0890-001 | AXIS P1435-LE 22MM-Compact and outdoor-ready HDTV camera for day and night surveillance IP66-rated varifocal 10-22 mm P-iris lens . Remote 2 x optical zoom and focus. Automatic IR cut filter. Multiple individually configurable H.264 and Motion JPEG streams max HDTV 1080p /2 | Ea |  | 1 Year (3 Years) | 649 | 5% | 616.55
11417 | Axis | 0890-600 | EXT. WARRANTY AXIS P1435-LE 22MM-1 Year (2 Years) extension of the warranty period Note 1 Maximum warranty on selected Axis products is 1 Year (5 Years) including extended warranty. No possibility to extend total warranty beyond 1 Year (5 Years). Note 2 Extended warranty activation is done in four steps 1 – create | Ea |  | 1 Year (3 Years) | 39 | 5% | 37.05
11418 | Axis | 0891-001 | AXIS COMPANION CUBE L-Day/night full HD cube camera for indoor use. Built-in IR illumination PIR sensor microphone speaker and WDR. Fixed lens. HDTV 1080p resolution at 30 fps. Axis Zipstream technology for reduced bandwidth and storage needs. Memory card slot for optional loc | Ea |  | 1 Year (3 Years) | 199 | 5% | 189.05
11419 | Axis | 0892-004 | AXIS COMPANION CUBE LW-AXIS Companion Cube LW is a wireless day/night full HD cube camera for indoor use. Features high quality video in HDTV 1080p / 2 MP resolution and WDR. Built-in microphone for audio recording and PIR motion sensor for detecting movement in darkness. IR i | Ea |  | 1 Year (3 Years) | 279 | 5% | 265.05
11420 | Axis | 0893-004 | AXIS COMPANION REC 8CH 4TB-AXIS Companion Recorder. Surveillance graded hard disk 4 TB. Switch with 8 PoE ports 1 LAN port. Compact fanless design. Wireless access point for mobile devices. USB port for exporting video. 1 Year (3 Years). Comes with power supply. For use only with AX | Ea |  | 1 Year (3 Years) | 599 | 5% | 569.05
11421 | Axis | 0894-001 | AXIS COMPANION DOME V-Indoor full HD mini dome with dust- and vandal-resistant casing for easy mounting on wall or ceiling. Fixed lens. max HDTV 1080p at 30 fps with WDR. HDMI output micro. Axis Zipstream technology for reduced bandwidth and storage needs. Memory card slot for | Ea |  | 1 Year (3 Years) | 169 | 5% | 160.55
11422 | Axis | 0895-004 | AXIS COMPANION DOME WV-AXIS Companion Dome WV is a wireless full HD mini dome for indoor use. It features high quality video in HDTV 1080p / 2 MP resolution and WDR. Dust- and vandal-resistant casing for easy mounting on wall or ceiling. HDMI output micro. Connects over wirele | Ea |  | 1 Year (3 Years) | 249 | 5% | 236.55
11423 | Axis | 0896-001 | AXIS P1244-AXIS P1244 Network Camera is a modular camera based on a small-sized main unit AXIS P12 Mk II and AXIS F1004 Sensor Unit. The camera provides HDTV 720p resolution and 102 horizontal FoV. Supports multiple streams in H.264 and Motion JPEG Axis Zipstream te | Ea |  | 1 Year (3 Years) | 299 | 5% | 284.05
11424 | Axis | 0896-600 | EXT. WARRANTY AXIS P1244-1 Year (2 Years) extension of the warranty period Note 1 Maximum warranty on selected Axis products is 1 Year (5 Years) including extended warranty. No possibility to extend total warranty beyond 1 Year (5 Years). Note 2 Extended warranty activation is done in four steps 1 – create | Ea |  | 1 Year (3 Years) | 18 | 5% | 17.1
11425 | Axis | 0897-001 | AXIS P1365 Mk II-HDTV 1080p resolution day/night fixed camera with CS-mount varifocal 2.8-8 mm P-Iris lens and remote back focus camera also supports DC-iris lenses. Multiple individually configurable H.264 and Motion JPEG streams max HDTV 1080p at 60 fps. WDR – Forensic | Ea |  | 1 Year (3 Years) | 749 | 5% | 711.55
11426 | Axis | 0897-021 | AXIS P1365 Mk II BULK 10PCS-AXIS P1365 Mk II in 10-pack. Cannot be sold separately as single packs. No power supplies. | Ea |  | 1 Year (3 Years) | 7399 | 5% | 7029.05
11427 | Axis | 0897-041 | AXIS P1365 Mk II BAREB-AXIS P1365 Mk II Barebone. No lens. No power supply. | Ea |  | 1 Year (3 Years) | 649 | 5% | 616.55
11428 | Axis | 0897-051 | AXIS P1365 Mk II BAREB BULK 10PCS-AXIS P1365 Mk II Barebone in 10-pack. Cannot be sold separately as single packs. No lenses. No power supplies. | Ea |  | 1 Year (3 Years) | 6489 | 5% | 6164.55
11429 | Axis | 0897-600 | EXT. WARRANTY AXIS P1365 Mk II-1 Year (2 Years) extension of the warranty period Note 1 Maximum warranty on selected Axis products is 1 Year (5 Years) including extended warranty. No possibility to extend total warranty beyond 1 Year (5 Years). Note 2 Extended warranty activation is done in four steps 1 – create | Ea |  | 1 Year (3 Years) | 45 | 5% | 42.75
11430 | Axis | 0898-001 | AXIS P1365-E Mk II-Outdoor NEMA 4X IP66/67 and IK10-rated lightweight HDTV 1080p day/night fixed network camera with CS-mount varifocal 2.8-8 mm P-Iris lens and remote back focus camera also supports DC-iris lenses. Multiple individually configurable H.264 and Motion JPEG s | Ea |  | 1 Year (3 Years) | 999 | 5% | 949.05
11431 | Axis | 0898-600 | EXT. WARRANTY AXIS P1365-E Mk II-1 Year (2 Years) extension of the warranty period Note 1 Maximum warranty on selected Axis products is 1 Year (5 Years) including extended warranty. No possibility to extend total warranty beyond 1 Year (5 Years). Note 2 Extended warranty activation is done in four steps 1 – create | Ea |  | 1 Year (3 Years) | 60 | 5% | 57
11432 | Axis | 0900-004 | AXIS Q6052 60HZ-IP52 PTZ dome camera with 36x optical zoom. Lightfinder Focus recall Zipstream WDR EIS. Auto day/night functionality min. illumination down to 0.15 lux in color and 0.008 in black/white. Continuous 360 rotation and 180 tilt with E-flip. Progressive scan D | Ea |  | 1 Year (3 Years) | 2099 | 5% | 1994.05
11433 | Axis | 0900-600 | EXT. WARRANTY AXIS Q6052 60HZ-1 Year (2 Years) extension of the warranty period Note 1 Maximum warranty on selected Axis products is 1 Year (5 Years) including extended warranty. No possibility to extend total warranty beyond 1 Year (5 Years). Note 2 Extended warranty activation is done in four steps 1 – create | Ea |  | 1 Year (3 Years) | 168 | 5% | 159.6
11434 | Axis | 0902-004 | AXIS Q6052-E 60HZ-Outdoor-ready IP66 IK10 and NEMA 4X classification PTZ dome camera with 36x optical zoom. Arctic Temperature Control enables operation and start up from -50 C to 50 C -58 F to 122 F. Lightfinder Focus recall Zipstream WDR EIS. Auto day/night functionality | Ea |  | 1 Year (3 Years) | 2599 | 5% | 2469.05
11435 | Axis | 0902-600 | EXT. WARRANTY AXIS Q6052-E 60HZ-1 Year (2 Years) extension of the warranty period Note 1 Maximum warranty on selected Axis products is 1 Year (5 Years) including extended warranty. No possibility to extend total warranty beyond 1 Year (5 Years). Note 2 Extended warranty activation is done in four steps 1 – create | Ea |  | 1 Year (3 Years) | 208 | 5% | 197.6
11436 | Axis | 0908-004 | AXIS Q6055 60HZ-HDTV 1080p compliant high-speed PTZ dome camera with 32x optical zoom for indoor use. HDTV 1080p 1920x108030 fps 720P60fps. Continuous 360 rotation and 220 tilt with E-flip. Day Night IP52 Zipstream Shock detection autotracking tour recording and Active | Ea |  | 1 Year (3 Years) | 2549 | 5% | 2421.55
11437 | Axis | 0908-600 | EXT. WARRANTY AXIS Q6055 60HZ-1 Year (2 Years) extension of the warranty period Note 1 Maximum warranty on selected Axis products is 1 Year (5 Years) including extended warranty. No possibility to extend total warranty beyond 1 Year (5 Years). Note 2 Extended warranty activation is done in four steps 1 – create | Ea |  | 1 Year (3 Years) | 204 | 5% | 193.8
11438 | Axis | 0910-004 | AXIS Q6055-E 60HZ-Top performance HDTV 1080p compliant outdoor-ready IP66 IK10 and NEMA 4X-rated PTZ dome camera with 32x optical zoom and Zipstream. Arctic Temperature Control enables operation and start up from -50 C to 50 C -58 F to 122 F. Auto day/night functionality. | Ea |  | 1 Year (3 Years) | 3099 | 5% | 2944.05
11439 | Axis | 0910-600 | EXT. WARRANTY AXIS Q6055-E 60HZ-1 Year (2 Years) extension of the warranty period Note 1 Maximum warranty on selected Axis products is 1 Year (5 Years) including extended warranty. No possibility to extend total warranty beyond 1 Year (5 Years). Note 2 Extended warranty activation is done in four steps 1 – create | Ea |  | 1 Year (3 Years) | 248 | 5% | 235.6
11440 | Axis | 0911-001 | AXIS M2025-LE-Day/night compact and outdoor-ready bullet style HDTV camera IP66- and IK08-rated. Built-in IR illumination and WDR – Forensic Capture. Fixed lens with 115 HFOV. Automatic IR cut filter. Multiple individually configurable H.264 and Motion JPEG streams max | Ea |  | 1 Year (3 Years) | 329 | 5% | 312.55
11441 | Axis | 0911-001 | AXIS M2025-LE-Day/night compact and outdoor-ready bullet style HDTV camera IP66- and IK08-rated. Built-in IR illumination and WDR – Forensic Capture. Fixed lens with 115 HFOV. Automatic IR cut filter. Multiple individually configurable H.264 and Motion JPEG streams max | Ea |  | 1 Year (3 Years) | 329 | 5% | 312.55
11442 | Axis | 0911-001 | AXIS M2025-LE-Day/night compact and outdoor-ready bullet style HDTV camera IP66- and IK08-rated. Built-in IR illumination and WDR – Forensic Capture. Fixed lens with 115 HFOV. Automatic IR cut filter. Multiple individually configurable H.264 and Motion JPEG streams max | Ea |  | 1 Year (3 Years) | 329 | 5% | 312.55
11443 | Axis | 0911-021 | AXIS M2025-LE BULK 10PCS-AXIS M2025-LE in 10-pack/bulk. Cannot be sold separately as single packs. | Ea |  | 1 Year (3 Years) | 3249 | 5% | 3086.55
11444 | Axis | 0911-600 | EXT. WARRANTY AXIS M2025-LE-1 Year (2 Years) extension of the warranty period Note 1 Maximum warranty on selected Axis products is 1 Year (5 Years) including extended warranty. No possibility to extend total warranty beyond 1 Year (5 Years). Note 2 Extended warranty activation is done in four steps 1 – create | Ea |  | 1 Year (3 Years) | 20 | 5% | 19
11445 | Axis | 0912-600 | EXT. WARRANTY AXIS M2026-LE-1 Year (2 Years) extension of the warranty period Note 1 Maximum warranty on selected Axis products is 1 Year (5 Years) including extended warranty. No possibility to extend total warranty beyond 1 Year (5 Years). Note 2 Extended warranty activation is done in four steps 1 – create | Ea |  | 1 Year (3 Years) | 24 | 5% | 22.8
11446 | Axis | 0913-001 | AXIS FA1105 SENSOR UNIT-AXIS FA1105 is a discreet indoor sensor unit with 111 horizontal field of view for use with an AXIS FA Main Unit. It can be installed in tight places and flush-mounted in a wall ceiling or metal panel with only a small hole visible for the lens. AXIS FA11 | Ea |  | 1 Year (3 Years) | 139 | 5% | 132.05
11447 | Axis | 0913-001 | AXIS FA1105 SENSOR UNIT-AXIS FA1105 is a discreet indoor sensor unit with 111 horizontal field of view for use with an AXIS FA Main Unit. It can be installed in tight places and flush-mounted in a wall ceiling or metal panel with only a small hole visible for the lens. AXIS FA11 | Ea |  | 1 Year (3 Years) | 139 | 5% | 132.05
11448 | Axis | 0913-600 | EXT. WARRANTY AXIS FA1105 SENSOR UNIT-1 Year (2 Years) extension of the warranty period Note 1 Maximum warranty on selected Axis products is 1 Year (5 Years) including extended warranty. No possibility to extend total warranty beyond 1 Year (5 Years). Note 2 Extended warranty activation is done in four steps 1 – create | Ea |  | 1 Year (3 Years) | 9 | 5% | 8.55
11449 | Axis | 0914-001 | AXIS FA1125 SENSOR UNIT-AXIS FA1125 is an extremely discreet indoor pin hole lens Sensor Unit with a 91 horizontal field of view for use with an AXIS FA Main Unit. It can be installed in tight places and flush-mounted in a wall ceiling or metal panel with only a pinhole visible | Ea |  | 1 Year (3 Years) | 149 | 5% | 141.55
11450 | Axis | 0914-001 | AXIS FA1125 SENSOR UNIT-AXIS FA1125 is an extremely discreet indoor pin hole lens Sensor Unit with a 91 horizontal field of view for use with an AXIS FA Main Unit. It can be installed in tight places and flush-mounted in a wall ceiling or metal panel with only a pinhole visible | Ea |  | 1 Year (3 Years) | 149 | 5% | 141.55
11451 | Axis | 0914-600 | EXT. WARRANTY AXIS FA1125 SENSOR UNIT-1 Year (2 Years) extension of the warranty period Note 1 Maximum warranty on selected Axis products is 1 Year (5 Years) including extended warranty. No possibility to extend total warranty beyond 1 Year (5 Years). Note 2 Extended warranty activation is done in four steps 1 – create | Ea |  | 1 Year (3 Years) | 9 | 5% | 8.55
11452 | Axis | 0916-001 | AXIS Q1942-E 10MM 30 FPS-Outdoor thermal network camera for wall and ceiling mount 640x480 resolution 30 fps and 10mm lens with 63 angle of view. It supports Electronic Image Stabilization Zipstream ONVIF H.264 audio I/O ports and local storage. It includes Video motion detection | Ea |  | 1 Year (3 Years) | 4999 | 5% | 4749.05
11453 | Axis | 0916-600 | EXT. WARRANTY AXIS Q1942-E 10MM 30 FPS-1 Year (2 Years) extension of the warranty period Note 1 Maximum warranty on selected Axis products is 1 Year (5 Years) including extended warranty. No possibility to extend total warranty beyond 1 Year (5 Years). Note 2 Extended warranty activation is done in four steps 1 – create | Ea |  | 1 Year (3 Years) | 300 | 5% | 285
11454 | Axis | 0918-001 | AXIS Q1942-E 19MM 30 FPS-Outdoor thermal network camera for wall and ceiling mount 640x480 resolution 30 fps and 19 mm lens with 32 angle of view. It supports Electronic Image Stabilization Zipstream ONVIF H.264 audio I/O ports and local storage. It includes Video motion detectio | Ea |  | 1 Year (3 Years) | 4999 | 5% | 4749.05
11455 | Axis | 0918-600 | EXT. WARRANTY AXIS Q1942-E 19MM 30 FPS-1 Year (2 Years) extension of the warranty period Note 1 Maximum warranty on selected Axis products is 1 Year (5 Years) including extended warranty. No possibility to extend total warranty beyond 1 Year (5 Years). Note 2 Extended warranty activation is done in four steps 1 – create | Ea |  | 1 Year (3 Years) | 300 | 5% | 285
11456 | Axis | 0920-001 | AXIS Q1942-E 35MM 30 FPS-Outdoor thermal network camera for wall and ceiling mount 640x480 resolution 30 fps and 35 mm lens with 17 angle of view. It supports Electronic Image Stabilization Zipstream ONVIF H.264 audio I/O ports and local storage. It includes Video motion detectio | Ea |  | 1 Year (3 Years) | 5999 | 5% | 5699.05
11457 | Axis | 0920-600 | EXT. WARRANTY AXIS Q1942-E 35MM 30 FPS-1 Year (2 Years) extension of the warranty period Note 1 Maximum warranty on selected Axis products is 1 Year (5 Years) including extended warranty. No possibility to extend total warranty beyond 1 Year (5 Years). Note 2 Extended warranty activation is done in four steps 1 – create | Ea |  | 1 Year (3 Years) | 360 | 5% | 342
11458 | Axis | 0922-001 | AXIS Q1942-E 60MM 30 FPS-Outdoor thermal network camera for wall and ceiling mount 640x480 resolution 30 fps and 60 mm lens with 10 angle of view. It supports Electronic Image Stabilization Zipstream ONVIF H.264 audio I/O ports and local storage. It includes Video motion detectio | Ea |  | 1 Year (3 Years) | 7499 | 5% | 7124.05
11459 | Axis | 0922-600 | EXT. WARRANTY AXIS Q1942-E 60MM 30 FPS-1 Year (2 Years) extension of the warranty period Note 1 Maximum warranty on selected Axis products is 1 Year (5 Years) including extended warranty. No possibility to extend total warranty beyond 1 Year (5 Years). Note 2 Extended warranty activation is done in four steps 1 – create | Ea |  | 1 Year (3 Years) | 450 | 5% | 427.5
11460 | Axis | 0923-001 | AXIS C1004-E NETW CAB SPEAKER BLACK-AXIS C1004-E Network Cabinet Speaker black is an all-in-one speaker system connected with a single network cable. It delivers out-of-the-box-ready high-quality sound without any need for fine-tuning. Background music can be played via the preinstalled AXI | Ea |  | 1 Year (3 Years) | 549 | 5% | 521.55
11461 | Axis | 0923-001 | AXIS C1004-E NETW CAB SPEAKER BLACK-AXIS C1004-E Network Cabinet Speaker black is an all-in-one speaker system connected with a single network cable. It delivers out-of-the-box-ready high-quality sound without any need for fine-tuning. Background music can be played via the preinstalled AXI | Ea |  | 1 Year (3 Years) | 549 | 5% | 521.55
11462 | Axis | 0923-600 | EXT. WARRANTY AXIS C1004-E NETW CAB SPEAK BL-1 Year (2 Years) extension of the warranty period Note 1 Maximum warranty on selected Axis products is 1 Year (5 Years) including extended warranty. No possibility to extend total warranty beyond 1 Year (5 Years). Note 2 Extended warranty activation is done in four steps 1 – create | Ea |  | 1 Year (3 Years) | 39 | 5% | 37.05
11463 | Axis | 0924-001 | AXIS P1254-AXIS P1254 Network Camera is a modular camera based on a small-sized main unit AXIS P12 Mk II and AXIS F1004 Bullet Sensor Unit that enables easy mounting on walls or ceilings and with the ability to tilt and rotate The camera provides HDTV 720p resolutio | Ea |  | 1 Year (3 Years) | 299 | 5% | 284.05
11464 | Axis | 0924-600 | EXT. WARRANTY AXIS P1254-1 Year (2 Years) extension of the warranty period Note 1 Maximum warranty on selected Axis products is 1 Year (5 Years) including extended warranty. No possibility to extend total warranty beyond 1 Year (5 Years). Note 2 Extended warranty activation is done in four steps 1 – create | Ea |  | 1 Year (3 Years) | 18 | 5% | 17.1
11465 | Axis | 0925-001 | AXIS P1264-AXIS P1264 Network Camera is a modular camera based on a small-sized main unit AXIS P12 Mk II and AXIS F1004 Pinhole Sensor Unit that is designed for extremely discreet indoor installations. The camera provides HDTV 720p resolution and 57 horizontal FoV. | Ea |  | 1 Year (3 Years) | 299 | 5% | 284.05
11466 | Axis | 0925-600 | EXT. WARRANTY AXIS P1264-1 Year (2 Years) extension of the warranty period Note 1 Maximum warranty on selected Axis products is 1 Year (5 Years) including extended warranty. No possibility to extend total warranty beyond 1 Year (5 Years). Note 2 Extended warranty activation is done in four steps 1 – create | Ea |  | 1 Year (3 Years) | 18 | 5% | 17.1
11467 | Axis | 0926-001 | AXIS P1245-AXIS P1245 Network Camera is a modular camera based on a small-sized main unit AXIS P12 Mk II and AXIS FA1105 Sensor Unit. The camera provides HDTV 1080p resolution 111 horizontal FoV and WDR - Forensic Capture. Supports multiple streams in H.264 and Moti | Ea |  | 1 Year (3 Years) | 339 | 5% | 322.05
11468 | Axis | 0926-600 | EXT. WARRANTY AXIS P1245-1 Year (2 Years) extension of the warranty period Note 1 Maximum warranty on selected Axis products is 1 Year (5 Years) including extended warranty. No possibility to extend total warranty beyond 1 Year (5 Years). Note 2 Extended warranty activation is done in four steps 1 – create | Ea |  | 1 Year (3 Years) | 29 | 5% | 27.55
11469 | Axis | 0927-001 | AXIS P1265-AXIS P1265 Network Camera is a modular camera based on a small-sized main unit AXIS P12 Mk II and an AXIS FA1125 Pinhole Sensor Unit that is designed for extremely discreet indoor installations. The camera provides HDTV 1080p resolution 91 horizontal FoV | Ea |  | 1 Year (3 Years) | 349 | 5% | 331.55
11470 | Axis | 0927-600 | EXT. WARRANTY AXIS P1265-1 Year (2 Years) extension of the warranty period Note 1 Maximum warranty on selected Axis products is 1 Year (5 Years) including extended warranty. No possibility to extend total warranty beyond 1 Year (5 Years). Note 2 Extended warranty activation is done in four steps 1 – create | Ea |  | 1 Year (3 Years) | 29 | 5% | 27.55
11471 | Axis | 0928-001 | AXIS P1275-AXIS P1275 Network Camera is a modular camera based on a small-sized main unit AXIS P12 Mk II and an AXIS FA4115 Dome Sensor Unit with a varifocal lens that enables easy mounting on walls or ceilings. It can be manually directed with pan tilt and rotate m | Ea |  | 1 Year (3 Years) | 379 | 5% | 360.05
11472 | Axis | 0928-600 | EXT. WARRANTY AXIS P1275-1 Year (2 Years) extension of the warranty period Note 1 Maximum warranty on selected Axis products is 1 Year (5 Years) including extended warranty. No possibility to extend total warranty beyond 1 Year (5 Years). Note 2 Extended warranty activation is done in four steps 1 – create | Ea |  | 1 Year (3 Years) | 29 | 5% | 27.55
11473 | Axis | 0929-001 | AXIS P5635-E MK II 60HZ-PTZ camera with continues 360 pan for both indoor and outdoor with 30x optical zoom Autofocus and Focus Recall. HDTV 1080p 30fps 1920x1080 in H.264 Motion JPEG and Axis Zipstream. Two-way audio 4xI/O 24V and PoE Day Night IP66 and NEMA 4X classification | Ea |  | 1 Year (3 Years) | 1999 | 5% | 1899.05
11474 | Axis | 0929-600 | EXT. WARRANTY AXIS P5635-E MK II 60HZ-1 Year (2 Years) extension of the warranty period Note 1 Maximum warranty on selected Axis products is 1 Year (5 Years) including extended warranty. No possibility to extend total warranty beyond 1 Year (5 Years). Note 2 Extended warranty activation is done in four steps 1 – create | Ea |  | 1 Year (3 Years) | 160 | 5% | 152
11475 | Axis | 0932-001 | AXIS P5624-E MK II 60HZ-PTZ camera with continues 360 pan for both indoor and outdoor with 23x optical zoom. HDTV 720p 30fps 1280x720 in H.264 Motion JPEG and Axis Zipstream and Focus Recall Day Night IP66 and NEMA 4X classification. Advanced Gatekeeper full-size SD-card slot | Ea |  | 1 Year (3 Years) | 1599 | 5% | 1519.05
11476 | Axis | 0932-600 | EXT. WARRANTY AXIS P5624-E MK II 60HZ-1 Year (2 Years) extension of the warranty period Note 1 Maximum warranty on selected Axis products is 1 Year (5 Years) including extended warranty. No possibility to extend total warranty beyond 1 Year (5 Years). Note 2 Extended warranty activation is done in four steps 1 – create | Ea |  | 1 Year (3 Years) | 128 | 5% | 121.6
11477 | Axis | 0934-004 | AXIS Q6155-E 60HZ-Compact top performance HDTV PTZ for outdoor and indoor use with unique Laser Focus giving perfect focus. HDTV 1080p resolution in 30fps perfect image quality in all directions without distortion due to Axis Sharpdome technology with hard coating. Repain | Ea |  | 1 Year (3 Years) | 2999 | 5% | 2849.05
11478 | Axis | 0934-004 | AXIS Q6155-E 60HZ-Compact top performance HDTV PTZ for outdoor and indoor use with unique Laser Focus giving perfect focus. HDTV 1080p resolution in 30fps perfect image quality in all directions without distortion due to Axis Sharpdome technology with hard coating. Repain | Ea |  | 1 Year (3 Years) | 2999 | 5% | 2849.05
11479 | Axis | 0934-600 | EXT. WARRANTY AXIS Q6155-E 60HZ US-1 Year (2 Years) extension of the warranty period Note 1 Maximum warranty on selected Axis products is 1 Year (5 Years) including extended warranty. No possibility to extend total warranty beyond 1 Year (5 Years). Note 2 Extended warranty activation is done in four steps 1 – create | Ea |  | 1 Year (3 Years) | 240 | 5% | 228
11480 | Axis | 0935-001 | AXIS F1004 BULLET SENSOR UNIT-AXIS F1004 Bullet Sensor Unit with a fixed lens. Bullet-style mechanics enabling easy mounting on walls or ceilings and with the ability to tilt and rotate. Provides HDTV 720p and 102 horizontal FOV. Pigtail for a detachable 8-m 26-ft. cable for connectin | Ea |  | 1 Year (3 Years) | 119 | 5% | 113.05
11481 | Axis | 0935-600 | EXT. WARRANTY AXIS F1004 BULLET-1 Year (2 Years) extension of the warranty period Note 1 Maximum warranty on selected Axis products is 1 Year (5 Years) including extended warranty. No possibility to extend total warranty beyond 1 Year (5 Years). Note 2 Extended warranty activation is done in four steps 1 – create | Ea |  | 1 Year (3 Years) | 7 | 5% | 6.65
11482 | Axis | 0936-001 | AXIS F44 DUAL AUDIO INPUT-AXIS F44 Dual Audio Input Main Unit. 4-channel main unit to be used with any of AXIS F Series Sensor Units. Supports 1080p in 15/12.5 fps or 720p in full frame rate. Two way audio 4 configurable I/Os with 12 V output and RS232. Supports Edge Storage throu | Ea |  | 1 Year (3 Years) | 549 | 5% | 521.55
11483 | Axis | 0936-600 | EXT. WARRANTY AXIS F44 DUAL AUDIO INPUT-1 Year (2 Years) extension of the warranty period Note 1 Maximum warranty on selected Axis products is 1 Year (5 Years) including extended warranty. No possibility to extend total warranty beyond 1 Year (5 Years). Note 2 Extended warranty activation is done in four steps 1 – create | Ea |  | 1 Year (3 Years) | 33 | 5% | 31.35
11484 | Axis | 0937-004 | AXIS S2008-AXIS Camera Station S2008 Appliance is an eight channel compact desktop Client/ Server including an integrated managed PoE switch validated and tested with Axis products. Preloaded with AXIS Camera Station software with preconfigured AXIS Camera Station | Ea |  | 1 Year (3 Years) | 2599 | 5% | 2469.05
11485 | Axis | 0938-004 | AXIS S2016-AXIS Camera Station S2016 Appliance is an sixteen channel Client/ Server for rack-mount including an integrated managed PoE switch validated and tested with Axis products. Preloaded with AXIS Camera Station software with preconfigured AXIS Camera Statio | Ea |  | 1 Year (3 Years) | 4199 | 5% | 3989.05
11486 | Axis | 0939-004 | AXIS S2024-AXIS Camera Station S2024 Appliance is a twenty-four channel Client/ Server for rack-mount including an integrated managed PoE switch validated and tested with Axis products. Preloaded with AXIS Camera Station software with preconfigured AXIS Camera Sta | Ea |  | 1 Year (3 Years) | 4999 | 5% | 4749.05
11487 | Axis | 0940-001 | AXIS P1280-E 4MM 8.3 FPS-AXIS P1280-E Thermal Network Camera is a modular thermal camera based on a small-sized main unit AXIS P12 Thermal and an outdoor ready thermal sensor unit with a 12 m/ 39.4ft cable. The product contains U.S.-origin controlled technology/component the US E | Ea |  | 1 Year (3 Years) | 799 | 5% | 759.05
11488 | Axis | 0940-600 | EXT. WARRANTY AXIS P1280-E 4MM 8.3 FPS-1 Year (2 Years) extension of the warranty period Note 1 Maximum warranty on selected Axis products is 1 Year (5 Years) including extended warranty. No possibility to extend total warranty beyond 1 Year (5 Years). Note 2 Extended warranty activation is done in four steps 1 – create | Ea |  | 1 Year (3 Years) | 49 | 5% | 46.55
11489 | Axis | 0943-001 | AXIS Q6055-C 60HZ-Actively cooled outdoor-ready high-speed PTZ dome camera with 32x optical zoom. IP66- MIL- IK10 and NEMA 4X-rated. Temperature range -20 C to 75 C. Auto day/night functionality. Continuous 360 rotation and 220 tilt with E-flip. HDTV 1080p 1920x1080 30 fp | Ea |  | 1 Year (3 Years) | 4099 | 5% | 3894.05
11490 | Axis | 0943-600 | EXT. WARRANTY AXIS Q6055-C 60HZ-1 Year (2 Years) extension of the warranty period Note 1 Maximum warranty on selected Axis products is 1 Year (5 Years) including extended warranty. No possibility to extend total warranty beyond 1 Year (5 Years). Note 2 Extended warranty activation is done in four steps 1 – create | Ea |  | 1 Year (3 Years) | 328 | 5% | 311.6
11491 | Axis | 0945-001 | AXIS Q6055-S 60HZ-Stainless steel SS-316L pressurized 5psi Top performance HDTV 1080p compliant outdoor-ready IP66 IK10 and NEMA 4X-rated PTZ dome camera with 32x optical zoom. Auto day/night functionality. Continuous 360 rotation and 220 tilt with E-flip. HDTV 1080p 1920x | Ea |  | 1 Year (3 Years) | 4499 | 5% | 4274.05
11492 | Axis | 0945-600 | EXT. WARRANTY AXIS Q6055-S 60HZ-1 Year (2 Years) extension of the warranty period Note 1 Maximum warranty on selected Axis products is 1 Year (5 Years) including extended warranty. No possibility to extend total warranty beyond 1 Year (5 Years). Note 2 Extended warranty activation is done in four steps 1 – create | Ea |  | 1 Year (3 Years) | 360 | 5% | 342
11493 | Axis | 0948-001 | AXIS F8804 STEREO SENSOR UNIT-AXIS F8804 Stereo Sensor Unit is made up of two AXIS F1004 Sensor Units and provides synchronized stereo imaging when used with an AXIS F34 or AXIS F44 Main Unit. When combined with analytics software from an Axis partner the units enable the creation of | Ea |  | 1 Year (3 Years) | 229 | 5% | 217.55
11494 | Axis | 0948-600 | EXT. WARRANTY AXIS F8804 STEREO SENSOR UNIT-1 Year (2 Years) extension of the warranty period Note 1 Maximum warranty on selected Axis products is 1 Year (5 Years) including extended warranty. No possibility to extend total warranty beyond 1 Year (5 Years). Note 2 Extended warranty activation is done in four steps 1 – create | Ea |  | 1 Year (3 Years) | 14 | 5% | 13.3
11495 | Axis | 0950-001 | AXIS P3224-V MKII-Day/night fixed dome with support for WDR – Forensic Capture and Lightfinder. Discreet dust and IK08 vandal-resistant indoor casing. Varifocal 2.8-10 mm P-Iris lens remote focus and zoom. Multiple individually configurable H.264 and Motion JPEG streams. H | Ea |  | 1 Year (3 Years) | 419 | 5% | 398.05
11496 | Axis | 0950-600 | EXT. WARRANTY AXIS P3224-V MKII-1 Year (2 Years) extension of the warranty period Note 1 Maximum warranty on selected Axis products is 1 Year (5 Years) including extended warranty. No possibility to extend total warranty beyond 1 Year (5 Years). Note 2 Extended warranty activation is done in four steps 1 – create | Ea |  | 1 Year (3 Years) | 30 | 5% | 28.5
11497 | Axis | 0952-001 | AXIS P3225-V MKII-Day/night fixed dome with support for WDR – Forensic Capture and Lightfinder. Discreet dust and IK08 vandal-resistant indoor casing. Varifocal 3-10.5 mm P-Iris lens remote focus and zoom. Multiple individually configurable H.264 and Motion JPEG streams. H | Ea |  | 1 Year (3 Years) | 499 | 5% | 474.05
11498 | Axis | 0952-600 | EXT. WARRANTY AXIS P3225-V MKII-1 Year (2 Years) extension of the warranty period Note 1 Maximum warranty on selected Axis products is 1 Year (5 Years) including extended warranty. No possibility to extend total warranty beyond 1 Year (5 Years). Note 2 Extended warranty activation is done in four steps 1 – create | Ea |  | 1 Year (3 Years) | 36 | 5% | 34.2
11499 | Axis | 0953-001 | AXIS P3225-VE MKII-Day/night fixed dome with support for WDR – Forensic Capture and Lightfinder. IK10 vandal-resistant outdoor casing. Varifocal 3-10.5 mm P-Iris lens remote focus and zoom. Multiple individually configurable H.264 and Motion JPEG streams. HDTV 1080p at 30 f | Ea |  | 1 Year (3 Years) | 619 | 5% | 588.05
11500 | Axis | 0953-600 | EXT. WARRANTY AXIS P3225-VE MKII-1 Year (2 Years) extension of the warranty period Note 1 Maximum warranty on selected Axis products is 1 Year (5 Years) including extended warranty. No possibility to extend total warranty beyond 1 Year (5 Years). Note 2 Extended warranty activation is done in four steps 1 – create | Ea |  | 1 Year (3 Years) | 45 | 5% | 42.75
11501 | Axis | 0954-001 | AXIS P3225-LV MKII-Day/night fixed dome with support for WDR – Forensic Capture Lightfinder and OptimizedIR with built-in IR illumination. Discreet dust and IK08 vandal-resistant indoor casing. Varifocal 3-10.5 mm P-Iris lens remote focus and zoom. Multiple individually con | Ea |  | 1 Year (3 Years) | 579 | 5% | 550.05
11502 | Axis | 0954-600 | EXT. WARRANTY AXIS P3225-LV MKII-1 Year (2 Years) extension of the warranty period Note 1 Maximum warranty on selected Axis products is 1 Year (5 Years) including extended warranty. No possibility to extend total warranty beyond 1 Year (5 Years). Note 2 Extended warranty activation is done in four steps 1 – create | Ea |  | 1 Year (3 Years) | 42 | 5% | 39.9
11503 | Axis | 0955-001 | AXIS P3225-LVE MKII-Day/night fixed dome with support for WDR – Forensic Capture Lightfinder and OptimizedIR with built-in IR illumination. IK10 vandal-resistant outdoor casing. Varifocal 3-10.5 mm P-Iris lens remote focus and zoom. Multiple individually configurable H.264 a | Ea |  | 1 Year (3 Years) | 699 | 5% | 664.05
11504 | Axis | 0955-600 | EXT. WARRANTY AXIS P3225-LVE MKII-1 Year (2 Years) extension of the warranty period Note 1 Maximum warranty on selected Axis products is 1 Year (5 Years) including extended warranty. No possibility to extend total warranty beyond 1 Year (5 Years). Note 2 Extended warranty activation is done in four steps 1 – create | Ea |  | 1 Year (3 Years) | 51 | 5% | 48.45
11505 | Axis | 0959-001 | AXIS COMPANION BULLET LE-Day/night outdoor-ready full HD bullet-style camera. Built-in IR illumination and WDR – Forensic Capture. Fixed lens with 115 HFOV. Automatic IR cut filter. HDTV 1080p resolution at 30 fps. Axis Zipstream technology for reduced bandwidth and storage needs | Ea |  | 1 Year (3 Years) | 229 | 5% | 217.55
11506 | Axis | 0960-001 | AXIS P1425-LE Mk II-Compact and outdoor-ready HDTV camera for day and night surveillance IP66-rated varifocal 3-10.5 mm P-iris lens . Remote 3.5 x optical zoom and focus. Automatic IR cut filter. Multiple individually configurable H.264 and Motion JPEG streams max HDTV 1080p | Ea |  | 1 Year (3 Years) | 649 | 5% | 616.55
11507 | Axis | 0960-600 | EXT. WARRANTY AXIS P1425-LE Mk II-1 Year (2 Years) extension of the warranty period Note 1 Maximum warranty on selected Axis products is 1 Year (5 Years) including extended warranty. No possibility to extend total warranty beyond 1 Year (5 Years). Note 2 Extended warranty activation is done in four steps 1 – create | Ea |  | 1 Year (3 Years) | 39 | 5% | 37.05
11508 | Axis | 0961-001 | AXIS P1405-LE Mk II-Compact and outdoor-ready HDTV camera for day and night surveillance IP66-rated varifocal 2.8-10 mm P-iris lens . Remote 3.5 x optical zoom and focus. Automatic IR cut filter. Multiple individually configurable H.264 and Motion JPEG streams max HDTV 1080p | Ea |  | 1 Year (3 Years) | 599 | 5% | 569.05
11509 | Axis | 0961-600 | EXT. WARRANTY AXIS P1405-LE Mk II-1 Year (2 Years) extension of the warranty period Note 1 Maximum warranty on selected Axis products is 1 Year (5 Years) including extended warranty. No possibility to extend total warranty beyond 1 Year (5 Years). Note 2 Extended warranty activation is done in four steps 1 – create | Ea |  | 1 Year (3 Years) | 36 | 5% | 34.2
11510 | Axis | 0962-001 | AXIS Q1659 24MM F/2.8-Professional photography meets video surveillance AXIS Q1659 Network Camera offers ultra-high image resolution for surveillance in superb detail at 8 frames per second achieving unprecedented levels of detail for observing open spaces and across long dis | Ea |  | 1 Year (3 Years) | 4999 | 5% | 4749.05
11511 | Axis | 0962-600 | EXT. WARRANTY AXIS Q1659 24MM F/2.8-1 Year (2 Years) extension of the warranty period Note 1 Maximum warranty on selected Axis products is 1 Year (5 Years) including extended warranty. No possibility to extend total warranty beyond 1 Year (5 Years). Note 2 Extended warranty activation is done in four steps 1 – create | Ea |  | 1 Year (3 Years) | 300 | 5% | 285
11512 | Axis | 0963-001 | AXIS Q1659 35MM F/2-Professional photography meets video surveillance AXIS Q1659 Network Camera offers ultra-high image resolution for surveillance in superb detail at 8 frames per second achieving unprecedented levels of detail for observing open spaces and across long dis | Ea |  | 1 Year (3 Years) | 5899 | 5% | 5604.05
11513 | Axis | 0963-600 | EXT. WARRANTY AXIS Q1659 35MM F/2-1 Year (2 Years) extension of the warranty period Note 1 Maximum warranty on selected Axis products is 1 Year (5 Years) including extended warranty. No possibility to extend total warranty beyond 1 Year (5 Years). Note 2 Extended warranty activation is done in four steps 1 – create | Ea |  | 1 Year (3 Years) | 354 | 5% | 336.3
11514 | Axis | 0964-001 | AXIS Q1659 50MM F/1.4-Professional photography meets video surveillance AXIS Q1659 Network Camera offers ultra-high image resolution for surveillance in superb detail at 8 frames per second achieving unprecedented levels of detail for observing open spaces and across long dis | Ea |  | 1 Year (3 Years) | 5399 | 5% | 5129.05
11515 | Axis | 0964-600 | EXT. WARRANTY AXIS Q1659 50MM F/1.4-1 Year (2 Years) extension of the warranty period Note 1 Maximum warranty on selected Axis products is 1 Year (5 Years) including extended warranty. No possibility to extend total warranty beyond 1 Year (5 Years). Note 2 Extended warranty activation is done in four steps 1 – create | Ea |  | 1 Year (3 Years) | 324 | 5% | 307.8
11516 | Axis | 0965-001 | AXIS Q1659 85MM F/1.2-Professional photography meets video surveillance AXIS Q1659 Network Camera offers ultra-high image resolution for surveillance in superb detail at 8 frames per second achieving unprecedented levels of detail for observing open spaces and across long dis | Ea |  | 1 Year (3 Years) | 8149 | 5% | 7741.55
11517 | Axis | 0965-600 | EXT. WARRANTY AXIS Q1659 85MM F/1.2-1 Year (2 Years) extension of the warranty period Note 1 Maximum warranty on selected Axis products is 1 Year (5 Years) including extended warranty. No possibility to extend total warranty beyond 1 Year (5 Years). Note 2 Extended warranty activation is done in four steps 1 – create | Ea |  | 1 Year (3 Years) | 489 | 5% | 464.55
11518 | Axis | 0966-001 | AXIS Q1659 100MM F/2.8-Professional photography meets video surveillance AXIS Q1659 Network Camera offers ultra-high image resolution for surveillance in superb detail at 8 frames per second achieving unprecedented levels of detail for observing open spaces and across long dis | Ea |  | 1 Year (3 Years) | 6499 | 5% | 6174.05
11519 | Axis | 0966-600 | EXT. WARRANTY AXIS Q1659 100MM F/2.8-1 Year (2 Years) extension of the warranty period Note 1 Maximum warranty on selected Axis products is 1 Year (5 Years) including extended warranty. No possibility to extend total warranty beyond 1 Year (5 Years). Note 2 Extended warranty activation is done in four steps 1 – create | Ea |  | 1 Year (3 Years) | 390 | 5% | 370.5
11520 | Axis | 0967-001 | AXIS Q1659 10-22MM F/3.5-4.5-Professional photography meets video surveillance AXIS Q1659 Network Camera offers ultra-high image resolution for surveillance in superb detail at 8 frames per second achieving unprecedented levels of detail for observing open spaces and across long dis | Ea |  | 1 Year (3 Years) | 5899 | 5% | 5604.05
11521 | Axis | 0967-600 | EXT. WARRANTY AXIS Q1659 10-22MM F-1 Year (2 Years) extension of the warranty period Note 1 Maximum warranty on selected Axis products is 1 Year (5 Years) including extended warranty. No possibility to extend total warranty beyond 1 Year (5 Years). Note 2 Extended warranty activation is done in four steps 1 – create | Ea |  | 1 Year (3 Years) | 354 | 5% | 336.3
11522 | Axis | 0968-001 | AXIS Q1659 70-200MM F/2.8-Professional photography meets video surveillance AXIS Q1659 Network Camera offers ultra-high image resolution for surveillance in superb detail at 8 frames per second achieving unprecedented levels of detail for observing open spaces and across long dis | Ea |  | 1 Year (3 Years) | 8399 | 5% | 7979.05
11523 | Axis | 0968-600 | EXT. WARRANTY AXIS Q1659 70-200MM F/2.8-1 Year (2 Years) extension of the warranty period Note 1 Maximum warranty on selected Axis products is 1 Year (5 Years) including extended warranty. No possibility to extend total warranty beyond 1 Year (5 Years). Note 2 Extended warranty activation is done in four steps 1 – create | Ea |  | 1 Year (3 Years) | 504 | 5% | 478.8
11524 | Axis | 0973-001 | AXIS Q1941-E PT MOUNT 7MM 30 FPS-Outdoor Thermal Network Camera for positioning unit 384x288 resolution 30 fps and 7 mm lens with 55 angle of view. It supports Electronic Image Stabilization Zipstream ONVIF H.264 PoE and local storage. It includes Video motion detection shock detection a | Ea |  | 1 Year (3 Years) | 2799 | 5% | 2659.05
11525 | Axis | 0973-600 | EXT. WARRANTY AXIS Q1941-E PT MOUNT 7MM 30 FPS-1 Year (2 Years) extension of the warranty period Note 1 Maximum warranty on selected Axis products is 1 Year (5 Years) including extended warranty. No possibility to extend total warranty beyond 1 Year (5 Years). Note 2 Extended warranty activation is done in four steps 1 – create | Ea |  | 1 Year (3 Years) | 168 | 5% | 159.6
11526 | Axis | 0974-001 | AXIS Q1941-E PT MOUNT 13MM 30 FPS-Outdoor Thermal Network Camera for positioning unit 384x288 resolution 30 fps and 13 mm lens with 28 angle of view. It supports Electronic Image Stabilization Zipstream ONVIF H.264 PoE and local storage. It includes Video motion detection shock detection | Ea |  | 1 Year (3 Years) | 2799 | 5% | 2659.05
11527 | Axis | 0974-600 | EXT. WARRANTY AXIS Q1941-E PT MOUNT 13MM 30 FPS-1 Year (2 Years) extension of the warranty period Note 1 Maximum warranty on selected Axis products is 1 Year (5 Years) including extended warranty. No possibility to extend total warranty beyond 1 Year (5 Years). Note 2 Extended warranty activation is done in four steps 1 – create | Ea |  | 1 Year (3 Years) | 168 | 5% | 159.6
11528 | Axis | 0975-001 | AXIS Q1941-E PT MOUNT 35MM 30 FPS-Outdoor Thermal Network Camera for positioning unit 384x288 resolution 30 fps and 35 mm lens with 10.7 angle of view. It supports Electronic Image Stabilization Zipstream ONVIF H.264 PoE and local storage. It includes Video motion detection shock detecti | Ea |  | 1 Year (3 Years) | 3799 | 5% | 3609.05
11529 | Axis | 0975-600 | EXT. WARRANTY AXIS Q1941-E PT MOUNT 35MM 30 FPS-1 Year (2 Years) extension of the warranty period Note 1 Maximum warranty on selected Axis products is 1 Year (5 Years) including extended warranty. No possibility to extend total warranty beyond 1 Year (5 Years). Note 2 Extended warranty activation is done in four steps 1 – create | Ea |  | 1 Year (3 Years) | 228 | 5% | 216.6
11530 | Axis | 0977-001 | AXIS Q1941-E PT MOUNT 60MM 30 FPS-Outdoor Thermal Network Camera for positioning unit 384x288 resolution 30 fps and 60 mm lens with 6.2 angle of view. It supports Electronic Image Stabilization Zipstream ONVIF H.264 PoE and local storage. It includes Video motion detection shock detection | Ea |  | 1 Year (3 Years) | 5299 | 5% | 5034.05
11531 | Axis | 0977-600 | EXT. WARRANTY AXIS Q1941-E PT MOUNT 60MM 30 FPS-1 Year (2 Years) extension of the warranty period Note 1 Maximum warranty on selected Axis products is 1 Year (5 Years) including extended warranty. No possibility to extend total warranty beyond 1 Year (5 Years). Note 2 Extended warranty activation is done in four steps 1 – create | Ea |  | 1 Year (3 Years) | 318 | 5% | 302.1
11532 | Axis | 0979-001 | AXIS Q1941-E PT MOUNT 19MM 30 FPS-Outdoor Thermal Network Camera for positioning unit 384x288 resolution 30 fps and 19 mm lens with 19.4 angle of view. It supports Electronic Image Stabilization Zipstream ONVIF H.264 PoE and local storage. It includes Video motion detection shock detectio | Ea |  | 1 Year (3 Years) | 2799 | 5% | 2659.05
11533 | Axis | 0979-600 | EXT. WARRANTY AXIS Q1941-E PT MOUNT 19MM 30 FPS-1 Year (2 Years) extension of the warranty period Note 1 Maximum warranty on selected Axis products is 1 Year (5 Years) including extended warranty. No possibility to extend total warranty beyond 1 Year (5 Years). Note 2 Extended warranty activation is done in four steps 1 – create | Ea |  | 1 Year (3 Years) | 168 | 5% | 159.6
11534 | Axis | 0981-001 | AXIS Q1942-E PT MOUNT 10MM 30 FPS-Outdoor Thermal Network Camera for positioning unit. 640x480 resolution 30 fps and 10mm lens with 63 angle of view. It supports Electronic Image Stabilization Zipstream ONVIF H.264 PoE and local storage. It includes Video motion detection shock detection | Ea |  | 1 Year (3 Years) | 4999 | 5% | 4749.05
11535 | Axis | 0981-600 | EXT. WARRANTY AXIS Q1942-E PT MOUNT 10MM 30 FPS-1 Year (2 Years) extension of the warranty period Note 1 Maximum warranty on selected Axis products is 1 Year (5 Years) including extended warranty. No possibility to extend total warranty beyond 1 Year (5 Years). Note 2 Extended warranty activation is done in four steps 1 – create | Ea |  | 1 Year (3 Years) | 300 | 5% | 285
11536 | Axis | 0983-001 | AXIS Q1942-E PT MOUNT 19MM 30 FPS-Q1942-E PT mount 19mm Outdoor Thermal Network Camera for positioning unit. 640x480 resolution 30 fps and 19mm lens with 32 angle of view. It supports Electronic Image Stabilization Zipstream ONVIF H.264 PoE and local storage. It includes Video motion det | Ea |  | 1 Year (3 Years) | 4999 | 5% | 4749.05
11537 | Axis | 0983-600 | EXT. WARRANTY AXIS Q1942-E PT MOUNT 19MM 30 FPS-1 Year (2 Years) extension of the warranty period Note 1 Maximum warranty on selected Axis products is 1 Year (5 Years) including extended warranty. No possibility to extend total warranty beyond 1 Year (5 Years). Note 2 Extended warranty activation is done in four steps 1 – create | Ea |  | 1 Year (3 Years) | 300 | 5% | 285
11538 | Axis | 0985-001 | AXIS Q1942-E PT MOUNT 35MM 30 FPS-Outdoor Thermal Network Camera for positioning unit. 640x480 resolution 30 fps and 35mm lens with 17 angle of view. It supports Electronic Image Stabilization Zipstream ONVIF H.264 PoE and local storage. It includes Video motion detection shock detection | Ea |  | 1 Year (3 Years) | 5999 | 5% | 5699.05
11539 | Axis | 0985-600 | EXT. WARRANTY AXIS Q1942-E PT MOUNT 35MM 30 FPS-1 Year (2 Years) extension of the warranty period Note 1 Maximum warranty on selected Axis products is 1 Year (5 Years) including extended warranty. No possibility to extend total warranty beyond 1 Year (5 Years). Note 2 Extended warranty activation is done in four steps 1 – create | Ea |  | 1 Year (3 Years) | 360 | 5% | 342
11540 | Axis | 0987-001 | AXIS Q1942-E PT MOUNT 60MM 30 FPS-Outdoor Thermal Network Camera for positioning unit. 640x480 resolution 30 fps and 60mm lens with 10 angle of view. It supports Electronic Image Stabilization Zipstream ONVIF H.264 PoE and local storage. It includes Video motion detection shock detection | Ea |  | 1 Year (3 Years) | 7499 | 5% | 7124.05
11541 | Axis | 0987-600 | EXT. WARRANTY AXIS Q1942-E PT MOUNT 60MM 30 FPS-1 Year (2 Years) extension of the warranty period Note 1 Maximum warranty on selected Axis products is 1 Year (5 Years) including extended warranty. No possibility to extend total warranty beyond 1 Year (5 Years). Note 2 Extended warranty activation is done in four steps 1 – create | Ea |  | 1 Year (3 Years) | 450 | 5% | 427.5
11542 | Axis | 0988-001 | AXIS M2025-LE BLACK-Day/night compact and outdoor-ready bullet style HDTV camera in black color IP66- and IK08-rated Built-in IR illumination and WDR – Forensic Capture. Fixed lens with 115 HFOV. Automatic IR cut filter. Multiple individually configurable H.264 and Motion JP | Ea |  | 1 Year (3 Years) | 329 | 5% | 312.55
11543 | Axis | 0988-600 | EXT. WARRANTY AXIS M2025-LE BLACK-1 Year (2 Years) extension of the warranty period Note 1 Maximum warranty on selected Axis products is 1 Year (5 Years) including extended warranty. No possibility to extend total warranty beyond 1 Year (5 Years). Note 2 Extended warranty activation is done in four steps 1 – create | Ea |  | 1 Year (3 Years) | 20 | 5% | 19
11544 | Axis | 0990-001 | AXIS P3224-LV MKII-Day/night fixed dome with support for WDR – Forensic Capture Lightfinder and OptimizedIR with built-in IR illumination. Discreet dust and IK08 vandal-resistant indoor casing. Varifocal 2.8-10 mm P-Iris lens remote focus and zoom. Multiple individually con | Ea |  | 1 Year (3 Years) | 499 | 5% | 474.05
11545 | Axis | 0990-600 | EXT. WARRANTY AXIS P3224-LV MKII-1 Year (2 Years) extension of the warranty period Note 1 Maximum warranty on selected Axis products is 1 Year (5 Years) including extended warranty. No possibility to extend total warranty beyond 1 Year (5 Years). Note 2 Extended warranty activation is done in four steps 1 – create | Ea |  | 1 Year (3 Years) | 36 | 5% | 34.2
11546 | Axis | 1061C001 | CANON NETWORK CAMERA VB-H652LVE-Outdoor vandal resistant fixed dome network camera with IR LED illumination up to 20m and NTSC video out for manual PT configuration. 2.4x optical zoom day/night switching. Multiple H.264 and Motion JPEG streams max Full HD 1080p resolution at 30fps. Smar | Ea |  | 1 Year (3 Years) | 1439.36 | 5% | 1367.392
11547 | Axis | 1062C001 | CANON NETWORK CAMERA VB-H761LVE-Outdoor vandal resistant fixed box network camera with IR LED illumination up to 60m. 20x optical zoom auto focus day/night switching Enhanced Digital Zoom capabilities and Clear IR Mode. Multiple H.264 and Motion JPEG streams max Full HD 1080p resolution | Ea |  | 1 Year (3 Years) | 1451 | 5% | 1378.45
11548 | Axis | 1063C001 | CANON NETWORK CAMERA VB-H760VE-Outdoor vandal resistant fixed box network camera. 20x optical zoom auto focus day/night switching and Enhanced Digital Zoom capabilities. Multiple H.264 and Motion JPEG streams max Full HD 1080p resolution at 30fps. Smart Shade Control - dynamic contrast | Ea |  | 1 Year (3 Years) | 1308 | 5% | 1242.6
11549 | Axis | 1064C001 | CANON NETWORK CAMERA VB-M50B-Indoor PTZ network camera with 348⁰ rotation and large aperture lens ideal for low light applications. 5x optical zoom auto focus day/night switching and Clear IR Mode. Multiple H.264 and Motion JPEG streams max 1.3MP 720p resolution at 30fps. Smart Shade | Ea |  | 1 Year (3 Years) | 3399.35 | 5% | 3229.3825
11550 | Axis | 1065C001 | CANON PLE. REC MOUNT KIT SR30-P-VB-Indoor plenum recessed ceiling mount kit for VB-S30D/S31D/S80xD mini-domes. Comprising of fire resistant in-ceiling cage and cover - Titanium White | Ea |  | 1 Year (3 Years) | 121 | 5% | 114.95
11551 | Axis | 1381C001 | CANON NETWORK CAMERA VB-R13VE-Outdoor vandal resistant PTZ Dome network camera with 360⁰ endless rotation auto-flip and auto-tracking capabilities. 30x optical zoom auto focus day/night switching and Enhanced Digital Zoom capabilities. Multiple H.264 and Motion JPEG streams max Full H | Ea |  | 1 Year (3 Years) | 3678.61 | 5% | 3494.6795
11552 | Axis | 1381V097 | CANON A-ODW7C(OW)-Wall mount 7 clear vandal dome 24VAC with heater blower 0.126 thickness polycarbonate capsule IP66 or IPX4 selectable for VB-H43 VB-H41 VB-M42 VB-M40 VB-C60 VB-C300 VB-C500D VB-C50iR w/VB-EX50 and VC-C50iR | Ea |  | 1 Year (3 Years) | 468 | 5% | 444.6
11553 | Axis | 1381V099 | CANON A-ODW7CS(OW)-A-ODW7COW with sunshield | Ea |  | 1 Year (3 Years) | 618 | 5% | 587.1
11554 | Axis | 1381V100 | CANON A-CM100-Narrow ceiling mount bracket. Steel construction with powder coat finish | Ea |  | 1 Year (3 Years) | 115 | 5% | 109.25
11555 | Axis | 1381V101 | CANON A-CM100NPT-Ceiling mount bracket for 1 1/2 NPT. Steel construction with powder coat finish | Ea |  | 1 Year (3 Years) | 101 | 5% | 95.95
11556 | Axis | 1381V102 | CANON A-CP100NPT-Coupling for dome housing for 1 1/2 NPT. Steel construction with powder coat finish | Ea |  | 1 Year (3 Years) | 64 | 5% | 60.8
11557 | Axis | 1381V103 | CANON A-RCP5T-Replacement capsule 5 Tinted for A-ODW5 / A-ID5 / A-SWD5 | Ea |  | 1 Year (3 Years) | 95 | 5% | 90.25
11558 | Axis | 1381V104 | CANON A-RCP7T-Replacement capsule 7 Tinted for A-ODW7 / A-ID7 | Ea |  | 1 Year (3 Years) | 102 | 5% | 96.9
11559 | Axis | 1381V105 | CANON A-PS2412-24VAC-12VDC Converter for A-ODW / A-ID / A-OH15 | Ea |  | 1 Year (3 Years) | 106 | 5% | 100.7
11560 | Axis | 1381V106 | CANON A-BK3S(OW)-Pole Mount Adapter and 59 length Non-Tool Stainless Clamp Minimum Pole Diameter 4 | Ea |  | 1 Year (3 Years) | 122 | 5% | 115.9
11561 | Axis | 1381V107 | CANON A-CM3-Corner Mount Adapter | Ea |  | 1 Year (3 Years) | 104 | 5% | 98.8
11562 | Axis | 1381V108 | CANON A-VC50BRK-Adapter bracket for VC-C50iR | Ea |  | 1 Year (3 Years) | 31 | 5% | 29.45
11563 | Axis | 1381V111 | CANON A-ID7CF-Indoor clear recessed 7 dome for VB-H43 VB-H41 VB-M42 VB-M40 VB-C60 VB-C300 VB-C500D VB-C50FSi VB-C50iR w/VB-EX50 and VC-C50iR | Ea |  | 1 Year (3 Years) | 181 | 5% | 171.95
11564 | Axis | 1381V112 | CANON A-ID7TF-Indoor tinted recessed 7 dome for VB-H43 VB-H41 VB-M42 VB-M40 VB-C60 VB-C300 VB-C500D VB-C50FSi VB-C50iR w/VB-EX50 and VC-C50iR | Ea |  | 1 Year (3 Years) | 181 | 5% | 171.95
11565 | Axis | 1381V118 | CANON A-SWD5VC-Tough Dome. Vandal surface mount dome 5 clear for VB-H43 VB-H41 VB-M42 VB-M40 VB-C60 VB-C300 VB-C500D VB-C50iR and VC-C50iR. Capsule made of 0.118 thickness Polycarbonate with Cast Aluminum Body | Ea |  | 1 Year (3 Years) | 256 | 5% | 243.2
11566 | Axis | 1381V119 | CANON A-SWD5VT-Tough Dome. Vandal surface mount dome 5 tinted for VB-H43 VB-H41 VB-M42 VB-M40 VB-C60 VB-C300 VB-C500D VB-C50iR and VC-C50iR. Capsule made of 0.118 thickness Polycarbonate with Cast Aluminum Body | Ea |  | 1 Year (3 Years) | 256 | 5% | 243.2
11567 | Axis | 1381V120 | CANON A-SWD5VCHB-A-SWD5VC with Heater Blower | Ea |  | 1 Year (3 Years) | 349 | 5% | 331.55
11568 | Axis | 1381V121 | CANON A-SWD5VTHB-A-SWD5VT with Heater Blower | Ea |  | 1 Year (3 Years) | 349 | 5% | 331.55
11569 | Axis | 1381V122 | CANON A-PS2412SWD5-24VAC-12VDC Converter for A-SWD5 | Ea |  | 1 Year (3 Years) | 106 | 5% | 100.7
11570 | Axis | 1381V124 | CANON A-SWD5CA-Ceiling adapter for A-SWD5 Pipe is not provided | Ea |  | 1 Year (3 Years) | 102 | 5% | 96.9
11571 | Axis | 1381V125 | CANON A-VSM4TL-Vandal Resistant M4 Screws Tool Set consists of 7 vandal resistant M4 screws and 1 tool | Ea |  | 1 Year (3 Years) | 22 | 5% | 20.9
11572 | Axis | 1381V126 | CANON A-OH15FBHSET(OW)-Outdoor camera housing with heater blower and Wall bracket in Steel for VB-H730F VB-H710F VB-M720F VB-M700F and VB-C50FSi | Ea |  | 1 Year (3 Years) | 238 | 5% | 226.1
11573 | Axis | 1381V127 | CANON A-CA15G-Ceiling mount adapter | Ea |  | 1 Year (3 Years) | 36 | 5% | 34.2
11574 | Axis | 1381V128 | CANON A-SY15-Sunshield | Ea |  | 1 Year (3 Years) | 43 | 5% | 40.85
11575 | Axis | 1382C001 | CANON NETWORK CAMERA VB-R12VE-Outdoor vandal resistant PTZ Dome network camera with 360⁰ endless rotation auto-flip and auto-tracking capabilities. 30x optical zoom auto focus day/night switching and Enhanced Digital Zoom capabilities. Multiple H.264 and Motion JPEG streams max Full H | Ea |  | 1 Year (3 Years) | 3399.4 | 5% | 3229.43
11576 | Axis | 1383C001 | CANON NETWORK CAMERA VB-R13-Indoor PTZ Dome network camera with 360⁰ endless rotation auto-flip and auto-tracking capabilities. 30x optical zoom auto focus day/night switching and Enhanced Digital Zoom capabilities. Multiple H.264 and Motion JPEG streams max Full HD 1080p resolution | Ea |  | 1 Year (3 Years) | 2918.76 | 5% | 2772.822
11577 | Axis | 1384C001 | CANON NETWORK CAMERA VB-H651VE-Outdoor vandal resistant fixed dome network camera with remote PTRZ configuration. 2.4x optical zoom day/night switching. Multiple H.264 and Motion JPEG streams max Full HD 1080p resolution at 30fps. Smart Shade Control - dynamic contrast. ADSR - Area-spe | Ea |  | 1 Year (3 Years) | 1231 | 5% | 1169.45
11578 | Axis | 1385C001 | CANON NETWORK CAMERA VB-H651V-Indoor vandal resistant fixed dome network camera with remote PTRZ configuration. 2.4x optical zoom day/night switching. Multiple H.264 and Motion JPEG streams max Full HD 1080p resolution at 30fps. Smart Shade Control - dynamic contrast. ADSR - Area-spec | Ea |  | 1 Year (3 Years) | 888.85 | 5% | 844.4075
11579 | Axis | 1386C001 | CANON NETWORK CAMERA VB-H751LE-Outdoor fixed box network camera with IR LED illumination up to 30m. 2.4x optical zoom day/night switching. Multiple H.264 and Motion JPEG streams max Full HD 1080p resolution at 30fps. Smart Shade Control - dynamic contrast. ADSR - Area-specific Data Siz | Ea |  | 1 Year (3 Years) | 1319 | 5% | 1253.05
11580 | Axis | 1387C001 | CANON NETWORK CAMERA VB-S30VE-Outdoor compact network camera with lite-PTZ operation. 3.5x optical zoom auto focus digital night mode and built-in Omni-directional microphone. Multiple H.264 and Motion JPEG streams max Full HD 1080p resolution at 30fps. Smart Shade Control - dynamic c | Ea |  | 1 Year (3 Years) | 736 | 5% | 699.2
11581 | Axis | 1388C001 | CANON NETWORK CAMERA VB-S800VE-Outdoor compact fixed dome network camera. Fixed 2.7mm wide-angle lens 93.8⁰ AOV 169 digital night mode and built-in Omni-directional microphone. Multiple H.264 and Motion JPEG streams max Full HD 1080p resolution at 30fps. Smart Shade Control - dynamic c | Ea |  | 1 Year (3 Years) | 505 | 5% | 479.75
11582 | Axis | 1389C001 | CANON NETWORK CAMERA VB-S910F-Indoor compact fixed box network camera. 3.5x optical zoom auto focus digital night mode and built-in Omni-directional microphone. Multiple H.264 and Motion JPEG streams max Full HD 1080p resolution at 30fps. Smart Shade Control - dynamic contrast ADSR - | Ea |  | 1 Year (3 Years) | 439 | 5% | 417.05
11583 | Axis | 1497C001 | CANON SMOKED DOME UNIT DU652-S-VB-Smoked Dome Unit for VB-H652LVE outdoor dome | Ea |  | 1 Year (3 Years) | 65 | 5% | 61.75
11584 | Axis | 1498C001 | CANON HEATER UNIT HU652-VB-Optional heater element for VB-H652LVE outdoor Dome. Requires AC24V power | Ea |  | 1 Year (3 Years) | 150 | 5% | 142.5
11585 | Axis | 1586V919 | CANON A-ODW7T(OW)-Wall mount 7 tinted vandal dome 24VAC with heater blower 0.126 thickness polycarbonate capsule IP66 or IPX4 selectable for VB-H43 VB-H41 VB-M42 VB-M40 VB-C60 VB-C300 VB-C500D VB-C50iR w/VB-EX50 and VC-C50iR | Ea |  | 1 Year (3 Years) | 468 | 5% | 444.6
11586 | Axis | 1586V921 | CANON A-ODW7TS(OW)-A-ODW7TOW with sunshield | Ea |  | 1 Year (3 Years) | 618 | 5% | 587.1
11587 | Axis | 1588V039 | CANON A-OH15F-Outdoor camera housing with Wall bracket for VB-H730F VB-H710F VB-M720F VB-M700F and VB-C50FSi | Ea |  | 1 Year (3 Years) | 165 | 5% | 156.75
11588 | Axis | 1735C001 | CANON CONDUIT BOX CB30VE-VB-Conduit Box for VB-S30VE/S800VE mini-domes | Ea |  | 1 Year (3 Years) | 88 | 5% | 83.6
11589 | Axis | 1736C001 | CANON PENDANT CAP PC30VE-VB-Indoor Pendant mounting Cap for VB-S30VE/S800VE mini-domes | Ea |  | 1 Year (3 Years) | 59 | 5% | 56.05
11590 | Axis | 1923V396 | CANON A-ODW7C12(OW)-Wall mount 7 clear vandal dome 12VDC with heater blower 0.126 thickness polycarbonate capsule IP66 or IPX4 selectable for VB-H43 VB-H41 VB-M42 VB-M40 VB-C60 VB-C300 VB-C500D VB-C50iR w/VB-EX50 and VC-C50iR | Ea |  | 1 Year (3 Years) | 468 | 5% | 444.6
11591 | Axis | 1923V397 | CANON A-ODW7T12(OW)-Wall mount 7 tinted vandal dome 12VDC with heater blower 0.126 thickness polycarbonate capsule IP66 or IPX4 selectable for VB-H43 VB-H41 VB-M42 VB-M40 VB-C60 VB-C300 VB-C500D VB-C50iR w/VB-EX50 and VC-C50iR | Ea |  | 1 Year (3 Years) | 468 | 5% | 444.6
11592 | Axis | 1923V398 | CANON A-ODW7C12S(OW)-A-ODW7C12OW with sunshield | Ea |  | 1 Year (3 Years) | 618 | 5% | 587.1
11593 | Axis | 1923V399 | CANON A-ODW7T12S(OW)-A-ODW7T12OW with sunshield | Ea |  | 1 Year (3 Years) | 618 | 5% | 587.1
11594 | Axis | 1968V994 | CANON A-SWD5ZWB-Wall bracket for A-SWD5V A-SWD5Z | Ea |  | 1 Year (3 Years) | 205 | 5% | 194.75
11595 | Axis | 2030V463 | CANON A-RCP5C-Replacement capsule 5 Clear for A-ODW5 / A-ID5 / A-SWD5 | Ea |  | 1 Year (3 Years) | 97 | 5% | 92.15
11596 | Axis | 2030V464 | CANON A-RCP7C-Replacement capsule 7 Clear for A-ODW7 / A-ID7 | Ea |  | 1 Year (3 Years) | 102 | 5% | 96.9
11597 | Axis | 2038V640 | CANON A-H24-Additional Heater for A-ODW | Ea |  | 1 Year (3 Years) | 32 | 5% | 30.4
11598 | Axis | 2038V641 | CANON A-OH15FBHSET-S(OW)-Outdoor camera housing with heater blower and Wall bracket in Stainless for VB-H730F VB-H710F VB-M720F VB-M700F and VB-C50FSi | Ea |  | 1 Year (3 Years) | 287 | 5% | 272.65
11599 | Axis | 2038V642 | CANON A-SWD5ZWB-2-Attachment Plate for A-SWD5ZWB Required if installing VB-M641 VB-M640 VB-H630 VB-H610 VB-M620 and VB-M600 | Ea |  | 1 Year (3 Years) | 56 | 5% | 53.2
11600 | Axis | 2064V111 | CANON A-SWD5ZC-Tough Dome Lite. Vandal surface mount dome 5 clear for VB-H43 VB-H41 VB-M42 VB-M40 VB-C60 VB-C300 VB-C500D VB-C50iR and VC-C50iR. Capsule made of 0.118 thickness Polycarbonate | Ea |  | 1 Year (3 Years) | 205 | 5% | 194.75
11601 | Axis | 2064V112 | CANON A-SWD5ZT-Tough Dome Lite. Vandal surface mount dome 5 tinted for VB-H43 VB-H41 VB-M42 VB-M40 VB-C60 VB-C300 VB-C500D VB-C50iR and VC-C50iR. Capsule made of 0.118 thickness Polycarbonate | Ea |  | 1 Year (3 Years) | 205 | 5% | 194.75
11602 | Axis | 2120V066 | CANON A-BK3(OW)-Pole Mount Adapter and 59 length Non-Tool Aluminum Clamp Minimum Pole Diameter 4 | Ea |  | 1 Year (3 Years) | 75 | 5% | 71.25
11603 | Axis | 2120V067 | CANON A-SWD5BH2-Blower Heater for A-SWD5 A-SWD5Z A-SWD5V | Ea |  | 1 Year (3 Years) | 90 | 5% | 85.5
11604 | Axis | 2178V433 | CANON A-SWD5ZWB600-Wall bracket kit for VB-M641 VB-M640 VB-H630 VB-H610 VB-M620 and VB-M600 | Ea |  | 1 Year (3 Years) | 248 | 5% | 235.6
11605 | Axis | 2206C001 | CANON WEATHER SHIELD WS700-VB-Weather Shield for VB-M741LE/M740E VB-H751LE/H761LVE/H760VE | Ea |  | 1 Year (3 Years) | 28 | 5% | 26.6
11606 | Axis | 2384V844 | CANON A-RCP5VC-Replacement capsule 5 Clear for A-SWD5V / A-SWD5Z | Ea |  | 1 Year (3 Years) | 97 | 5% | 92.15
11607 | Axis | 2384V845 | CANON A-RCP5VT-Replacement capsule 5 Tinted for A-SWD5V / A-SWD5Z | Ea |  | 1 Year (3 Years) | 97 | 5% | 92.15
11608 | Axis | 2541C001 | CANON NETWORK CAMERA VB-H45S-SILVER VERSION Indoor PTZ network camera with 340⁰ rotation. 20x optical zoom auto focus and day/night switching. Multiple H.264 and Motion JPEG streams max Full HD 1080p resolution at 30fps. Smart Shade Control - dynamic contrast. 6 in-built video audio | Ea |  | 1 Year (3 Years) | 2349.35 | 5% | 2231.8825
11609 | Axis | 2541C002 | CANON NETWORK CAMERA VB-H45B-BLACK VERSION Indoor PTZ network camera with 340⁰ rotation. 20x optical zoom auto focus and day/night switching. Multiple H.264 and Motion JPEG streams max Full HD 1080p resolution at 30fps. Smart Shade Control - dynamic contrast. 6 in-built video audio | Ea |  | 1 Year (3 Years) | 2349.35 | 5% | 2231.8825
11610 | Axis | 2542C001 | CANON NETWORK CAMERA VB-M44S-SILVER VERSION Indoor PTZ network camera with 340⁰ rotation. 20x optical zoom auto focus and day/night switching. Multiple H.264 and Motion JPEG streams max 1.3MP 720p resolution at 30fps. Smart Shade Control - dynamic contrast. 6 in-built video audio in | Ea |  | 1 Year (3 Years) | 1509 | 5% | 1433.55
11611 | Axis | 2542C002 | CANON NETWORK CAMERA VB-M44B-BLACK VERSION Indoor PTZ network camera with 340⁰ rotation. 20x optical zoom auto focus and day/night switching. Multiple H.264 and Motion JPEG streams max 1.3MP 720p resolution at 30fps. Smart Shade Control - dynamic contrast. 6 in-built video audio int | Ea |  | 1 Year (3 Years) | 1509 | 5% | 1433.55
11612 | Axis | 2545C001 | CANON NETWORK CAMERA VB-S30D MkII-Indoor compact network camera with lite-PTZ operation. 3.5x optical zoom auto focus and digital night mode. Multiple H.264 and Motion JPEG streams max Full HD 1080p resolution at 30fps. Smart Shade Control - dynamic contrast. 6 in-built video audio intel | Ea |  | 1 Year (3 Years) | 598.78 | 5% | 568.841
11613 | Axis | 2546C001 | CANON NETWORK CAMERA VB-S31D MkII-Indoor compact network camera with lite-PT operation. Fixed 2.7mm wide angle lens 95.0 AOV 169 and digital night mode. Multiple H.264 and Motion JPEG streams max Full HD 1080p resolution at 30fps. Smart Shade Control - dynamic contrast. 6 in-built video | Ea |  | 1 Year (3 Years) | 569.13 | 5% | 540.6735
11614 | Axis | 2551C001 | CANON NETWORK CAMERA VB-H730F MkII-Indoor fixed box network camera with remote Zoom configuration. 2.4x optical zoom and day/night switching. Multiple H.264 and Motion JPEG streams max Full HD 1080p resolution at 30fps. Smart Shade Control - dynamic contrast. 6 in-built video audio intell | Ea |  | 1 Year (3 Years) | 649.15 | 5% | 616.6925
11615 | Axis | 2552C001 | CANON NETWORK CAMERA VB-S800D MkII-Indoor compact fixed dome network camera. Fixed 2.7mm wide-angle lens 95.0⁰ AOV 169 and digital night mode. Multiple H.264 and Motion JPEG streams max Full HD 1080p resolution at 30fps. Smart Shade Control - dynamic contrast. 6 in-built video audio intel | Ea |  | 1 Year (3 Years) | 398.75 | 5% | 378.8125
11616 | Axis | 2553C001 | CANON NETWORK CAMERA VB-S900F MkII-Indoor compact fixed box network camera. Fixed 2.7mm wide angle lens 96.0⁰ AOV 169 and digital night mode. Multiple H.264 and Motion JPEG streams max Full HD 1080p resolution at 30fps. Smart Shade Control - dynamic contrast. 6 in-built video audio intell | Ea |  | 1 Year (3 Years) | 429.31 | 5% | 407.8445
11617 | Axis | 2554C001 | CANON NETWORK CAMERA VB-S805D MkII-Indoor compact fixed dome network camera. Fixed 2.7mm wide-angle lens 95⁰ AOV 169 and digital night mode. Multiple H.264 and Motion JPEG streams max 1.3MP 720p resolution at 30fps. Smart Shade Control - dynamic contrast. 6 in-built video audio intelligen | Ea |  | 1 Year (3 Years) | 349.06 | 5% | 331.607
11618 | Axis | 2556C001 | CANON NETWORK CAMERA VB-S905F MkII-Indoor compact fixed box network camera. Fixed 2.7mm wide angle lens 96.0⁰ AOV 169 digital night mode. Multiple H.264 and Motion JPEG streams max 1.3MP 720p resolution at 30fps. Smart Shade Control - dynamic contrast. 6 in-built video audio intelligent a | Ea |  | 1 Year (3 Years) | 349.48 | 5% | 332.006
11619 | Axis | 2776V312 | CANON 12VDC TO POE MIDSPAN-Single port midspan PoE compliant power injector 12VDC IEEE 802.3af 15W compliant for VB cameras with a power consumption under 12 watts. Power supply not included | Ea |  | 1 Year (3 Years) | 60 | 5% | 57
11620 | Axis | 2787V308 | CANON A-SWD5WB3-Wall bracket for VB-H43 VB-H41 VB-M42 VB-M40 VB-S30D VB-S31D VB-S800D VB-S805D | Ea |  | 1 Year (3 Years) | 104 | 5% | 98.8
11621 | Axis | 2943V528 | CANON ITS-S-RK RECESSED KIT-Recessed Mounting Kit for VB-S30D VB-S31D VB-S800D VB-S805D | Ea |  | 1 Year (3 Years) | 109 | 5% | 103.55
11622 | Axis | 3063V605 | CANON A-BK4-Pole Mount Adapter and Stainless U-Bolt for 1 1/2 NPT 2x Pole Diameter 1.5 - 2.0 | Ea |  | 1 Year (3 Years) | 102 | 5% | 96.9
11623 | Axis | 3067V199 | CANON A-ODW5C(OW)-Wall mount 6 clear dome 24VAC with heater blower IP66 or IPX4 selectable for VB-M50 VB-H43 VB-H41 VB-M42 VB-M40 VB-C60 VB-C300 VB-C500D VB-C50iR and VC-C50iR | Ea |  | 1 Year (3 Years) | 406 | 5% | 385.7
11624 | Axis | 3067V200 | CANON A-ODW5CS(OW)-A-ODW5COW with sunshield | Ea |  | 1 Year (3 Years) | 511 | 5% | 485.45
11625 | Axis | 3067V201 | CANON A-ODW5T(OW)-Wall mount 6 tinted dome 24VAC with heater blower IP66 or IPX4 selectable for VB-M50 VB-H43 VB-H41 VB-M42 VB-M40 VB-C60 VB-C300 VB-C500D VB-C50iR and VC-C50iR | Ea |  | 1 Year (3 Years) | 406 | 5% | 385.7
11626 | Axis | 3067V202 | CANON A-ODW5C12(OW)-Wall mount 6 clear dome 12VDC with heater blower IP66 or IPX4 selectable for VB-M50 VB-H43 VB-H41 VB-M42 VB-M40 VB-C60 VB-C300 VB-C500D VB-C50iR and VC-C50iR | Ea |  | 1 Year (3 Years) | 406 | 5% | 385.7
11627 | Axis | 3067V203 | CANON A-ODW5C12S(OW)-A-ODW5C12OW with sunshield | Ea |  | 1 Year (3 Years) | 511 | 5% | 485.45
11628 | Axis | 3067V204 | CANON A-ODW5T12(OW)-Wall mount 6 tinted dome 12VDC with heater blower IP66 or IPX4 selectable for VB-M50 VB-H43 VB-H41 VB-M42 VB-M40 VB-C60 VB-C300 VB-C500D VB-C50iR and VC-C50iR | Ea |  | 1 Year (3 Years) | 401 | 5% | 380.95
11629 | Axis | 3067V205 | CANON A-ODW5T12S(OW)-A-ODW5T12OW with sunshield | Ea |  | 1 Year (3 Years) | 511 | 5% | 485.45
11630 | Axis | 3067V206 | CANON A-SWD5C-Surface mount dome 6 clear for VB-M50 VB-H43 VB-H41 VB-M42 VB-M40 VB-C300 VB-C500D VB-C50iR and VC-C50iR | Ea |  | 1 Year (3 Years) | 129 | 5% | 122.55
11631 | Axis | 3067V207 | CANON A-SWD5T-Surface mount dome 6 tinted for VB-M50 VB-H43 VB-H41 VB-M42 VB-M40 VB-C300 VB-C500D VB-C50iR and VC-C50iR | Ea |  | 1 Year (3 Years) | 129 | 5% | 122.55
11632 | Axis | 3067V208 | CANON A-SWD5CHB-A-SWD5C w/ heater and blower for VB-M50 VB-H43 VB-H41 VB-M42 VB-M40 VB-C300 VB-C500D VB-C50iR and VC-C50iR | Ea |  | 1 Year (3 Years) | 225 | 5% | 213.75
11633 | Axis | 3067V209 | CANON A-SWD5THB-A-SWD5T w/ heater and blower for VB-M50 VB-H43 VB-H41 VB-M42 VB-M40 VB-C300 VB-C500D VB-C50iR and VC-C50iR | Ea |  | 1 Year (3 Years) | 225 | 5% | 213.75
11634 | Axis | 3067V210 | CANON A-ID5T5-Indoor tinted recessed 6 dome for VB-M50 VB-H43 VB-H41 VB-M42 VB-M40 VB-C60 VB-C300 VB-C500D VB-C50iR and VC-C50iR | Ea |  | 1 Year (3 Years) | 137 | 5% | 130.15
11635 | Axis | 3067V211 | CANON A-ID5C5-Indoor clear recessed 6 dome for VB-M50 VB-H43 VB-H41 VB-M42 VB-M40 VB-C60 VB-C300 VB-C500D VB-C50iR and VC-C50iR | Ea |  | 1 Year (3 Years) | 137 | 5% | 130.15
11636 | Axis | 3067V212 | CANON A-ODW5TS(OW)-A-ODW5TOW with sunshield | Ea |  | 1 Year (3 Years) | 511 | 5% | 485.45
11637 | Axis | 3072V366 | CANON A-SWD5WB2-Indoor universal wall mount bracket suitable for VB-R13/R11 indoor PTZ Domes and VB-H/M domes. 172mm standoff to centre | Ea |  | 1 Year (3 Years) | 112 | 5% | 106.4
11638 | Axis | 3497V728 | CANON A-SWD5CA2-Ceiling adapter for A-SWD5 Pipe is not provided | Ea |  | 1 Year (3 Years) | 172 | 5% | 163.4
11639 | Axis | 4962B001 | CANON CEILIN MOUNT COV S SS40-S-VB-Indoor surface mount ceiling cover Silver for VB-H43/M42 PTZs Comprising of a metal mounting plate and skirt cover - Silver | Ea |  | 1 Year (3 Years) | 62 | 5% | 58.9
11640 | Axis | 4962B002 | CANON CEILIN MOUNT COV B SS40-B-VB-Indoor surface mount ceiling cover Black for VB-H43B/M42B PTZs. Comprising of a metal mounting plate and skirt cover - Black | Ea |  | 1 Year (3 Years) | 62 | 5% | 58.9
11641 | Axis | 5000-001 | ACC MAINS ADAPTOR AXIS PS24-24VAC power adapter for outdoor use. Output max 63VA. | Ea |  | 1 Year (3 Years) | 149 | 5% | 141.55
11642 | Axis | 5000-001 | ACC MAINS ADAPTOR AXIS PS24-24VAC power adapter for outdoor use. Output max 63VA. | Ea |  | 1 Year (3 Years) | 149 | 5% | 141.55
11643 | Axis | 5000-011 | WALL MOUNT AXIS PS24-Metal box to mount AXIS PS24 to a wall. | Ea |  | 1 Year (3 Years) | 79 | 5% | 75.05
11644 | Axis | 5004B001 | CANON JUNCT BOX MOUNT KIT PS600-VB-Indoor junction box mounting plate for VB-H630VE/D VB-M620VE/D domes. | Ea |  | 1 Year (3 Years) | 34 | 5% | 32.3
11645 | Axis | 5005-001 | ACC DOME AXIS 216FD GLASS SMOKED-Casing with smoked transparent cover for AXIS 216FD/216MFD/P3301 | Ea |  | 1 Year (3 Years) | 29 | 5% | 27.55
11646 | Axis | 5005-011 | ACC DOME AXIS 216FD GLASS CLEAR-Casing with clear transparent cover for AXIS 216FD/216MFD/P3301 | Ea |  | 1 Year (3 Years) | 29 | 5% | 27.55
11647 | Axis | 5005-051 | ACC DOME AXIS 216FD-V GLASS CLEAR-Vandal-resistant casing with clear transparent cover. Can also upgrade an AXIS 216FD/216MFD/P330X/M320X to an AXIS 216FD-V/216MFD-V/P330X-V/M320X-V. | Ea |  | 1 Year (3 Years) | 69 | 5% | 65.55
11648 | Axis | 5005-061 | ACC DOME AXIS 216FD-V GLASS SMOKED-Vandal-resistant casing with smoked transparent cover. Can also upgrade an AXIS 216FD/216MFD/P330X/M320X to an AXIS 216FD-V/216MFD-V/P330X-V/M320X-V | Ea |  | 1 Year (3 Years) | 69 | 5% | 65.55
11649 | Axis | 5008-001 | AXIS POE ACTIVE SPLITTER 5V AF-Power over Ethernet 802.3af compatible. Use with Power over Ethernet-midspans or PoE-enabled switches to enable Power over Ethernet for AXIS M1011/-W AXIS M1031-W AXIS M1043-W and AXIS 1044-W. | Ea |  | 1 Year (3 Years) | 59 | 5% | 56.05
11650 | Axis | 5010-641 | AXIS T95A64 BRACKET CORNER-Corner bracket for AXIS T98A-VE Surveillance Cabinet and AXIS Positioning Cameras. When used with AXIS Positioning Cameras AXIS T94J01A Wall Mount is required. | Ea |  | 1 Year (3 Years) | 89 | 5% | 84.55
11651 | Axis | 5010-671 | AXIS T95A67 BRACKET POLE-Pole bracket for AXIS T98A-VE Surveillance Cabinet. No straps required. | Ea |  | 1 Year (3 Years) | 129 | 5% | 122.55
11652 | Axis | 5010-671 | AXIS T95A67 BRACKET POLE-Pole bracket for AXIS T98A-VE Surveillance Cabinet. No straps required. | Ea |  | 1 Year (3 Years) | 129 | 5% | 122.55
11653 | Axis | 5012-004 | AXIS POE MIDSPAN 8-PORT-802.3af compliant power injector for standard Cat 5 network cables. Maximum cable length is 328ft/100m. Supporting up to eight Axis Network cameras/video servers. Metal casing. | Ea |  | 1 Year (3 Years) | 599 | 5% | 569.05
11654 | Axis | 5012-014 | AXIS POE MIDSPAN 16-PORT-802.3af compliant power injector for standard Cat 5 network cables. Maximum cable length is 328ft/100m. Supporting up to sixteen Axis Network cameras/video servers. Metal casing. | Ea |  | 1 Year (3 Years) | 799 | 5% | 759.05
11655 | Axis | 5013-611 | AXIS T90A61 BRACKET SINGLE-Mounting bracket for one AXIS T90A illuminator. | Ea |  | 1 Year (3 Years) | 49 | 5% | 46.55
11656 | Axis | 5013-621 | AXIS T90A62 BRACKET TWIN-Mounting bracket for two AXIS T90A illuminators. | Ea |  | 1 Year (3 Years) | 65 | 5% | 61.75
11657 | Axis | 5013-631 | AXIS T90A63 BRACKET WALL L MOUNT-L shaped wall bracket which provides up/down and left/right adjustment when used with the standard brackets on AXIS T90A/T90B series illuminators. | Ea |  | 1 Year (3 Years) | 39 | 5% | 37.05
11658 | Axis | 5013-661 | AXIS T90A66 BRACKET POLE CLAMP-Pole bracket for AXIS T90A illuminators. | Ea |  | 1 Year (3 Years) | 89 | 5% | 84.55
11659 | Axis | 5017-027 | AXIS T91A02 DIN RAIL CLIP 77MM-DIN rail clip for AXIS Q7401 AXIS P8221 and AXIS 7701. | Ea |  | 1 Year (3 Years) | 12 | 5% | 11.4
11660 | Axis | 5017-028 | AXIS T91A02 DIN RAIL CLIP 86MM-DIN rail clip for AXIS M7014 and AXIS P7214 | Ea |  | 1 Year (3 Years) | 12 | 5% | 11.4
11661 | Axis | 5017-041 | AXIS T91A04 CAMERA HOLDER ¾" NPS-Holding device for pendant mounted cameras. For use with 3/4 pipes with NPS or NPT threading. Compatible with all cameras with standard tripod threading. | Ea |  | 1 Year (3 Years) | 29 | 5% | 27.55
11662 | Axis | 5017-051 | AXIS T91A05 CAMERA HOLDER 1.5" NPS-Holding device for pendant mounted cameras. For use with 15 pipes with NPS or NPT threading. Compatible with all cameras with standard tripod threading. | Ea |  | 1 Year (3 Years) | 29 | 5% | 27.55
11663 | Axis | 5017-111 | AXIS T91A11 STAND WHITE-Plastic camera stand. Original stand for the AXIS M11-series. | Ea |  | 1 Year (3 Years) | 15 | 5% | 14.25
11664 | Axis | 5017-641 | AXIS T91A64 BRACKET CORNER-Corner Bracket. Requires AXIS T91A61 Wall Bracket. AXIS P55-series AXIS Q60-series PTZ Dome Network Cameras AXIS P33 Series Pendant kit AXIS P33-VE Series Pendant kit AXIS 225 Pendant kit and AXIS 216/P3301 Pendant kit. White. | Ea |  | 1 Year (3 Years) | 79 | 5% | 75.05
11665 | Axis | 5020-001 | AXIS T8310 CONTROL BOARD-Modular control board for professional camera and video management. AXIS T8310 Control Board is a complete control board solution which includes AXIS T8311 Joystick AXIS T8312 Keypad and AXIS T8313 Jog Dial. Includes required USB cables inter-connectin | Ea |  | 1 Year (3 Years) | 1149 | 5% | 1091.55
11666 | Axis | 5020-101 | AXIS T8311 JOYSTICK-Professional joystick for accurate control of Axis pan/tilt/zoom and dome network cameras. Connects to the workstation over USB. Features a three-axis joystick with X/Y-axis for positioning and turning knob for zoom and 6 push-buttons. Includes a 2 meter | Ea |  | 1 Year (3 Years) | 399 | 5% | 379.05
11667 | Axis | 5020-201 | AXIS T8312 KEYPAD-Professional 22 button keypad for quick navigation between workspaces camera views and PTZ. Connects to the workstation over USB. Includes a 2 meter USB cable for connection to the workstation. AXIS T8312 Keypad is supported in ACS ver. 3.3 or later. | Ea |  | 1 Year (3 Years) | 449 | 5% | 426.55
11668 | Axis | 5020-201 | AXIS T8312 KEYPAD-Professional 22 button keypad for quick navigation between workspaces camera views and PTZ. Connects to the workstation over USB. Includes a 2 meter USB cable for connection to the workstation. AXIS T8312 Keypad is supported in ACS ver. 3.3 or later. | Ea |  | 1 Year (3 Years) | 449 | 5% | 426.55
11669 | Axis | 5020-301 | AXIS T8313 JOG DIAL-Professional video surveillance jog dial for high precision playback facilitating functions such as play pause index image steps and fast search. 6 built-in push buttons additionally simplifies video forensics. AXIS T8313 Jog Dial is supported in ACS ver. | Ea |  | 1 Year (3 Years) | 399 | 5% | 379.05
11670 | Axis | 5023-121 | AXIS T81B22 DC 30W MIDSPAN-PoE midspan for PTZ dome- and fixed outdoor cameras. IEEE802.3af compliant max. 15W at 12/24V DC input. IEEE802.3at compliant max. 30W at 12V DC input. Temp spec -20 C to 65 C -4 F to 149 F. | Ea |  | 1 Year (3 Years) | 99 | 5% | 94.05
11671 | Axis | 5024-101 | AXIS T90C10 FIXED DOME IR-LED-IR-illuminator for AXIS P334X-VE cameras. 18-56 VDC input. Operating temperature -40 C to 55 C -40 F to 131 F. IP66- Nema 4X rated vandal resistant. Premounted 5m power cable cable with gaskets. | Ea |  | 1 Year (3 Years) | 349 | 5% | 331.55
11672 | Axis | 5024-201 | AXIS T90C20 FIXED DOME IR-LED-IR-illuminator for AXIS P334X-VE cameras. PoE IEEE802.3af compliant. Operating temperature -40 C to 55 C -40 F to 131 F. IP66- Nema 4X rated vandal resistant. Premounted 5m network cable cable with gaskets. | Ea |  | 1 Year (3 Years) | 349 | 5% | 331.55
11673 | Axis | 5025-281 | AXIS T8129 PoE EXTENDER-Power over Ethernet extender repeates the data signal and forward the PoE to the camera PoE compliant it is compatible with all Axis cameras. No additional power supply is required. The maximum total distance between switch and camera depends on the power | Ea |  | 1 Year (3 Years) | 199 | 5% | 189.05
11674 | Axis | 5026-204 | AXIS T8120 15W MIDSPAN 1-PORT-Provides power over Ethernet to Axis network video products with built-in PoE support. AXIS T8120 is IEEE 802.3af compliant ensuring compatibility with all Axis PoE Class 1-3 products. The midspan can be installed on a wall or shelf. | Ea |  | 1 Year (3 Years) | 59 | 5% | 56.05
11675 | Axis | 5026-224 | AXIS T8120 15W MIDSPAN 10PCS-Provides power over Ethernet to Axis network video products with built-in PoE support. AXIS T8120 is IEEE 802.3af compliant ensuring compatibility with all Axis PoE Class 1-3 products. The midspan can be installed on a wall or shelf. 10 pcs. | Ea |  | 1 Year (3 Years) | 529 | 5% | 502.55
11676 | Axis | 5026-401 | AXIS T8640 POE+ OVER COAX ADAP-Pair of Ethernet over COAX adapters that enable use of COAX cables for PoE applications supports IEEE802.3af/at. Powered by either PoE or power supply dependent on power requirement at the device end. Diagnosics LEDs for power and link status in both base | Ea |  | 1 Year (3 Years) | 414 | 5% | 393.3
11677 | Axis | 5026-411 | AXIS T8640 WALL MOUNT BRACKET-Wall mount bracket for AXIS T8640 Ethernet over Coax adapter base or device unit. | Ea |  | 1 Year (3 Years) | 25 | 5% | 23.75
11678 | Axis | 5026-421 | AXIS T8640 RACK MOUNT BRACKET-Rack mount bracket for AXIS T8640 Ethernet over Coax adapter 8 units in 1U. | Ea |  | 1 Year (3 Years) | 62 | 5% | 58.9
11679 | Axis | 5026-431 | AXIS T8640 DIN RAIL CLIP-DIN rail clip for AXIS 8640 Ethernet over Coax adapter. | Ea |  | 1 Year (3 Years) | 22 | 5% | 20.9
11680 | Axis | 5026-461 | AXIS T8646 POE+ OVER COAX BLADE-Ethernet over COAX blade 6ch that enable use of COAX cables for PoE applications supports IEEE802.3af/at. For use with Axis video encoder chassis together with our AXIS T8082 or AXIS T8085 power supplies. Requires one AXIS T8642 POE OVER COAX DEVICE for | Ea |  | 1 Year (3 Years) | 699 | 5% | 664.05
11681 | Axis | 5026-471 | AXIS T8646 POE+ OVER COAX BLADE KIT-A Kit that contains one 1 AXIS T8646 POE OVER COAX BLADE and six 6 AXIS T8642 POE OVER COAX DEVICE for a complete 6 channel solution. | Ea |  | 1 Year (3 Years) | 1699 | 5% | 1614.05
11682 | Axis | 5027-041 | AXIS T8604 MEDIA CONVERTER SWITCH-Four port media converter switch with 2 RJ45 ports and 2 SFP slots for optical fiber connection SFP modules not inluded. Shelf or DIN-rail mount. Temp spec -40C to 75C -40F to 167F. | Ea |  | 1 Year (3 Years) | 399 | 5% | 379.05
11683 | Axis | 5027-421 | AXIS T8642 POE+ OVER COAX DEVI-Single Device unit of Ethernet over COAX adapter. The package contains one device unit. | Ea |  | 1 Year (3 Years) | 207 | 5% | 196.65
11684 | Axis | 5028-411 | AXIS T8641 POE+ OVER COAX BASE-Single Base unit of Ethernet over COAX adapter. The package contains one base unit. | Ea |  | 1 Year (3 Years) | 207 | 5% | 196.65
11685 | Axis | 5029-034 | AXIS T8003 PS57-Power supply for the AXIS T8640 Coax Over Ethernet Adapter. If connected to the base end COAX adapter part it powers up the connection the device end unit and the PoE camera and thereby removes the need for a separate midspan. Can also be connected to the | Ea |  | 1 Year (3 Years) | 54 | 5% | 51.3
11686 | Axis | 5030-064 | AXIS T8006 PS12-Power supply with extended temperature specification -40C to 75C -40F to 167F providing 12 V DC to units such as AXIS T8604 and AXIS Q7424-R. | Ea |  | 1 Year (3 Years) | 89 | 5% | 84.55
11687 | Axis | 5030-234 | AXIS T8123-E OUTDOOR MIDSPAN 30w-Outdoor ready IP66-rated midspan compliant with IEEE802.3af and 802.3at. Built in surge protection and IP66-rated male RJ45 connector is included. Delivers up to 30W. Temperature specification -40C to 55C -40 to 131F for 30W and -40C to 65C -40F to 149F f | Ea |  | 1 Year (3 Years) | 249 | 5% | 236.55
11688 | Axis | 5031-244 | AXIS T8124-E OUTDOOR MIDSPAN 60W-Outdoor ready IP66-rated midspan for AXIS Q60-E. Built in surge protection and IP66-rated male RJ45 connector is included. Delivers up to 60W. Temperature specification -40C to 50C -40 to 122F. | Ea |  | 1 Year (3 Years) | 319 | 5% | 303.05
11689 | Axis | 5031-511 | AXIS T8351 MICROPHONE 3.5MM-AXIS T8351 Microphone 3.5mm is an omnidirectional microphone with a 3.5mm connector compatible with all Axis network video products supporting a 3.5mm jack for microphone input. Flexible to install AXIS T8351 adapts to different installation scenarios th | Ea |  | 1 Year (3 Years) | 139 | 5% | 132.05
11690 | Axis | 5032-051 | AXIS T96A05-V DOME HOUSING WHITE-White vandal resistant housing for AXIS M50 series. IK10 and IP66 rated. | Ea |  | 1 Year (3 Years) | 129 | 5% | 122.55
11691 | Axis | 5032-061 | AXIS T96A05-V DOME HOUSING BLACK-Black vandal resistant housing for AXIS M50 series. IK10 and IP66 rated. | Ea |  | 1 Year (3 Years) | 129 | 5% | 122.55
11692 | Axis | 5032-531 | AXIS T8353A MICROPHONE 3.5MM-AXIS T8353A Microphone 3.5mm is an omnidirectional microphone with a 3.5mm adaptor compatible with all Axis network video products supporting a 3.5mm jack for microphone input. AXIS T8353A Microphone offers great details and resolution the capsule has a n | Ea |  | 1 Year (3 Years) | 449 | 5% | 426.55
11693 | Axis | 5033-541 | AXIS T8353B MICROPHONE PHANTOM POWER-AXIS T8353B Microphone Phantom Power is an omnidirectional microphone with an XLR contact and a pigtail adaptor. Power ranges between 12-48V DC. It is compatible with phantom power devices such as AXIS P8221 Network I/O Audio Module. AXIS T8353B Microphon | Ea |  | 1 Year (3 Years) | 449 | 5% | 426.55
11694 | Axis | 5034-111 | AXIS T94H01P CONDUIT BACKBOX-Vandal resistant aluminum back box accessory for AXIS P33-/V series indoor cameras except P3301/04 which enables safe cabling through 3/4 conduits. | Ea |  | 1 Year (3 Years) | 39 | 5% | 37.05
11695 | Axis | 5091B001 | CANON RECESSED MOUNT KIT SR600-VB-Indoor recessed ceiling mount kit for VB-H630VE/D VB-M620VE/D domes. | Ea |  | 1 Year (3 Years) | 81 | 5% | 76.95
11696 | Axis | 5092B001 | CANON HEATER UNIT HU600-VB-Optional heater element for VB-H630VE/M620VE outdoor Domes. Requires 24V AC power. | Ea |  | 1 Year (3 Years) | 143 | 5% | 135.85
11697 | Axis | 5500-001 | AXIS T8127 60 W SPLITTER 12/24 V DC-PoE splitter. Can deliver both 12 and 24 V DC user selectable from High PoE 60W midspan. Useful to power and connect non-PoE devices like IP cameras magnetic locks for access control systems WiFi AP thin clients etc. | Ea |  | 1 Year (3 Years) | 89 | 5% | 84.55
11698 | Axis | 5500-051 | ACC LENS CS VARIF 3-8MM DC-IR-CS mount Varifocal 3-8 mm DC-Iris for 211 | Ea |  | 1 Year (3 Years) | 99 | 5% | 94.05
11699 | Axis | 5500-061 | ACC LENS CS VARIF 3-8MM DC-IR D/N-CS mount Varifocal 3-8 mm DC-Iris for 221 | Ea |  | 1 Year (3 Years) | 125 | 5% | 118.75
11700 | Axis | 5500-201 | ACC DOME AXIS 23XD+ SMOKED COVER-Smoked plastic dome for AXIS 231/232D dome cameras | Ea |  | 1 Year (3 Years) | 28 | 5% | 26.6
11701 | Axis | 5500-301 | ACC TOP COVER AXIS 209FD-R 10PCS-Replaceable cover for AXIS 209FD-R 10 pcs. Includes dry bags | Ea |  | 1 Year (3 Years) | 249 | 5% | 236.55
11702 | Axis | 5500-491 | ACC ALLEN-KEY M3 TAMP PROOF 10PACK-Allen-key for AXIS 209FD-R 10-pack | Ea |  | 1 Year (3 Years) | 39 | 5% | 37.05
11703 | Axis | 5500-601 | ACC DOME UPGR KIT AXIS 233D CL/SM-Clear and Smoked plastic dome for AXIS 233D dome cameras | Ea |  | 1 Year (3 Years) | 69 | 5% | 65.55
11704 | Axis | 5500-704 | ACC MAINS ADAPTOR PS-P-Power supply PS-P for AXIS 215 PTZ | Ea |  | 1 Year (3 Years) | 39 | 5% | 37.05
11705 | Axis | 5500-821 | ACC TOP CLEAR ASS 216FD BLACK-Interchangeable black casing for AXIS 216FD AXIS M32 Series AXIS P3301 and P3304 Network Cameras with transparent cover. | Ea |  | 1 Year (3 Years) | 29 | 5% | 27.55
11706 | Axis | 5500-831 | SPR CONN KIT AXIS Q7401-Connectors for AXIS Q7410 as spare parts. Includes two 2pin STR 2.50MM one 6pin STR 2.50MM and one 2pin STR 3.81MM. In total 4 connectors. | Ea |  | 1 Year (3 Years) | 19 | 5% | 18.05
11707 | Axis | 5500-851 | CONN KIT AXIS P1311-Kit for the AXIS P13XX-series. Content one terminal connector 4P str 250mm BP LF and one 2P STR 3.81MM BP LF. | Ea |  | 1 Year (3 Years) | 9 | 5% | 8.55
11708 | Axis | 5500-871 | Varifocal MegaPixel Lens 2.4-6mm-CS mount Varifocal Megapixel Lens 2.4-6mm DC Iris for AXIS P1344 and AXIS 211M/223M. Includes CS mount ring for AXIS 223M. | Ea |  | 1 Year (3 Years) | 199 | 5% | 189.05
11709 | Axis | 5502-051 | ACC MALE RJ45 AXIS 209FD-R 10PCS-Vibration resistant male RJ-45 connector suitable for AXIS 209FD-R/MFD-R Network Camera. 10 pack | Ea |  | 1 Year (3 Years) | 149 | 5% | 141.55
11710 | Axis | 5502-061 | ACC MALE RJ45 AXIS 209FD-R-Vibration resistant male RJ-45 connector suitable for RJ-45 version of AXIS M31XX-R and AXIS 209FD-R/MFD-R Network Cameras. | Ea |  | 1 Year (3 Years) | 15 | 5% | 14.25
11711 | Axis | 5502-091 | ACC DOME AXIS 212PTZ-V GLASS CLEAR-Vandal-resistant casing with clear transparent cover as a spare part for AXIS 212PTZ-V. | Ea |  | 1 Year (3 Years) | 69 | 5% | 65.55
11712 | Axis | 5502-101 | ACC LENS M12 MEGAPIXEL 2.8MM 10PCS-Megapixel lens 2.8mm with M12 thread for AXIS M3113-R AXIS M3114-R AXIS 209FD AXIS 209MFD AXIS M3011 AXIS 3014. With IR filter. 10pcs | Ea |  | 1 Year (3 Years) | 199 | 5% | 189.05
11713 | Axis | 5502-111 | ACC LENS M12 MEGAPIXEL 6MM 10PCS-Megapixel lens 6mm lens with M12 thread for AXIS M3113-R AXIS M3114-R AXIS 209FD AXIS 209MFD AXIS M3011 AXIS 3014. With IR filter 10pcs | Ea |  | 1 Year (3 Years) | 149 | 5% | 141.55
11714 | Axis | 5502-131 | CONNECTOR M12 MALE 4P 10PCS-Rugged male D-coded M12 connector compatible with AXIS M31XX-R M12 and Connector M12 Female 4P . Field installable with screw-in contacts. 10 pcs | Ea |  | 1 Year (3 Years) | 149 | 5% | 141.55
11715 | Axis | 5502-141 | CONNECTOR M12 FEMALE 4P 10PCS-Rugged female D-coded M12 connector compatible with Connector M12 male 4P 209FD-R M12 /209MFD-R M12. Field installable with screw-in contacts. 10 pcs | Ea |  | 1 Year (3 Years) | 149 | 5% | 141.55
11716 | Axis | 5502-151 | ACC LENS M12 MEGAPIXEL 3.6MM 10PCS-Megapixel lens 3.6mm with M12 thread for AXIS M3113-R AXIS M3114-R AXIS 209FD AXIS 209MFD AXIS M3011 AXIS 3014. With IR filter 10pcs | Ea |  | 1 Year (3 Years) | 149 | 5% | 141.55
11717 | Axis | 5502-161 | ACC LENS M12 MEGAPIXEL 16MM 10PCS-Megapixel lens 16mm with M12 thread for AXIS M3113-R AXIS M3114-R AXIS 209FD AXIS 209MFD AXIS M3011 AXIS 3014. With IR filter. 10pcs | Ea |  | 1 Year (3 Years) | 149 | 5% | 141.55
11718 | Axis | 5502-181 | ACC CVER DME AXIS M301X BLCK 10PCS-Black cover with clear bubble for AXIS M3011 and AXIS M3014. 10 pack | Ea |  | 1 Year (3 Years) | 149 | 5% | 141.55
11719 | Axis | 5502-191 | ACC CVER DME AXIS M301X SIL 10PCS-Silver cover with clear bubble for AXIS M3011 and AXIS M3014 Network Cameras. 10 pack. | Ea |  | 1 Year (3 Years) | 149 | 5% | 141.55
11720 | Axis | 5502-201 | ACC CVER DME AXIS M301X GOLD 10PCS-Gold cover with clear bubble for AXIS M3011 and AXIS M3014 Network Cameras. 10 pack. | Ea |  | 1 Year (3 Years) | 149 | 5% | 141.55
11721 | Axis | 5502-221 | Varifocal MegaPixel Lens 5-50mm-CS mount Varifocal Megapixel Lens 5-50mm DC Iris for AXIS P1344 and AXSIS 211M. | Ea |  | 1 Year (3 Years) | 149 | 5% | 141.55
11722 | Axis | 5502-261 | ACC MAINS ADAP PS-P T-C-Power supply PS-P T-C for AXIS Q1755 and AXIS Q7404 | Ea |  | 1 Year (3 Years) | 39 | 5% | 37.05
11723 | Axis | 5502-321 | PENDANT KIT AXIS P334X-VE-With AXIS P33-VE Series PENDANT KIT it is possible to mount the AXIS P3343-VE AXIS P3344-VE AXIS P3346-VE AXIS P3363-VE and AXIS P3364-VE AXIS P3367-VE AXIS P3384-VE Fixed Dome Network Cameras on AXIS T91A Brackets or on standard 1.5 NPT threaded brackets | Ea |  | 1 Year (3 Years) | 49 | 5% | 46.55
11724 | Axis | 5502-331 | ACC CABLE I/O AUDIO 5M P3343-VE-Audio and I/O extension cable for AXIS P33 Series. Includes 4 pin terminal connector 2.5mm Female to Male 2 x stereo plug 3.5mm Male to Female. 5 meter. | Ea |  | 1 Year (3 Years) | 39 | 5% | 37.05
11725 | Axis | 5502-341 | ACC CVER DME AXIS M301X MIX 10PCS-Mixed covers with clear bubble for AXIS M3011 and AXIS M3014 Network Cameras. Includes 3 black 3 silver 3 gold and 1 white cover. | Ea |  | 1 Year (3 Years) | 149 | 5% | 141.55
11726 | Axis | 5502-361 | DROP CEILING KIT CL AXIS P3343/4-Drop ceiling mount for AXIS P3343 AXIS P3344 AXIS P3353 and AXIS P3354 including clear transparent bubble. For indoor use | Ea |  | 1 Year (3 Years) | 49 | 5% | 46.55
11727 | Axis | 5502-381 | MOUNT CLAMP AXIS M10-Clamp to mount AXIS M10 series. 1 pcs. | Ea |  | 1 Year (3 Years) | 4 | 5% | 3.8
11728 | Axis | 5502-391 | MOUNT CLAMP AXIS M10 10PCS-Clamp to mount AXIS M10 series. 10 pack. | Ea |  | 1 Year (3 Years) | 29 | 5% | 27.55
11729 | Axis | 5502-401 | AXIS P33 MOUNTING BRACKET-Mounting bracket for AXIS P33-V/-LV indoor cameras. For mounting cameras on junction boxes 4 square 4 octagon single-gang or double-gang and other Axis mounting accessories. Also compatible with selected AXIS M30 and P32 cameras. | Ea |  | 1 Year (3 Years) | 29 | 5% | 27.55
11730 | Axis | 5502-411 | ACC LENS M12 MEGAPIXEL 8MM 10PCS-Megapixel lens 8mm with M12 thread for AXIS M3113-R AXIS M3114-R AXIS 209FD AXIS 209MFD AXIS M3011 AXIS 3014.With IR filter. 10pcs | Ea |  | 1 Year (3 Years) | 149 | 5% | 141.55
11731 | Axis | 5502-421 | LENS M12 MEGAPIXEL 10PCS-Mixed pack of M12 Megapixel lenses. Focal lenght 2.8mm 3.6mm 6mm 8mm and 16mm for AXIS M3113-R AXIS M3114-R AXIS 209FD AXIS 209MFD AXIS M3011 AXIS 3014. With IR filter. 10pcs2 pcs of each lens. | Ea |  | 1 Year (3 Years) | 149 | 5% | 141.55
11732 | Axis | 5502-431 | AXIS T94A01D PENDANT KIT-Pendant kit for the AXIS Q60-series and AXIS P55-series PTZ Network Cameras enables mount on standard 15 NPT threaded brackets. White. | Ea |  | 1 Year (3 Years) | 49 | 5% | 46.55
11733 | Axis | 5502-461 | YP3040 PAN-TILT MOTOR-REPLACED BY 5901-201 YP3040 PAN TILT MOTOR is a compact PT motor for use with AXIS Q1755 Network Cameras and AXIS Q19 Series Network Thermal Cameras. Indoor and outdoor use. IP66-rated. 24VAC input. Compatible with AXIS T92A Housing and AXIS T92E Housing. | Ea |  | 1 Year (3 Years) | 499 | 5% | 474.05
11734 | Axis | 5502-471 | YP3040 WALL BRACKET-Aluminum wall bracket for YP3040 Pan Tilt Motor. White | Ea |  | 1 Year (3 Years) | 79 | 5% | 75.05
11735 | Axis | 5502-491 | AXIS P55/Q60 MULTI CONN CABLE 5M-Multi-connector cable for power audio and I/O. Used for Indoor AXIS P55-series and Indoor Q60-series PTZ Dome Network Camera. | Ea |  | 1 Year (3 Years) | 109 | 5% | 103.55
11736 | Axis | 5502-551 | ACC PL ADAPTER CURVED AXIS M311X 10PCS-Optional adapter for mounting AXIS M311X on curved surfaces. 10 pack | Ea |  | 1 Year (3 Years) | 29 | 5% | 27.55
11737 | Axis | 5502-661 | AXIS LENS CLOTH 10PCS-Axis accessory lens cloth. 10 pack | Ea |  | 1 Year (3 Years) | 39 | 5% | 37.05
11738 | Axis | 5502-701 | M10 STAND EXTENSION 10CM 10PCS-AXIS M10-series 10 cm stand extension. 10 pcs. Cable clip included. | Ea |  | 1 Year (3 Years) | 29 | 5% | 27.55
11739 | Axis | 5502-711 | CABLE SEALING IP65 FOR Q8108-R-Accessory cable sealing to meet IP65 rating for Q8108-R. | Ea |  | 1 Year (3 Years) | 249 | 5% | 236.55
11740 | Axis | 5502-721 | AXIS LENS CLOTH 50PCS-Axis accessory lens cloth. 50 pack | Ea |  | 1 Year (3 Years) | 169 | 5% | 160.55
11741 | Axis | 5502-731 | AXIS OUTDOOR RJ45 CABLE 5M-Outdoor CAT6 Ethernet cable for outdoor AXIS PTZ and panoramic cameras. IP66-rated male push pull connector on one end IP20 rated male RJ45 connector on the other end. Length 5m 16ft. Color black. | Ea |  | 1 Year (3 Years) | 79 | 5% | 75.05
11742 | Axis | 5502-751 | LENS CS VF 2.2-6MM F1.3 DC-I MP-Varifocal 2.2-6mm DC-Iris Megapixel Lens F1.3 CS mount for AXIS M1113/4 | Ea |  | 1 Year (3 Years) | 149 | 5% | 141.55
11743 | Axis | 5502-761 | LENS CS VF 15-50MM F1.5 DC-I MP-Varifocal Mega Pixel DC-Iris Lens 15-50mm F1.5 CS mount for AXIS M1113/14 | Ea |  | 1 Year (3 Years) | 199 | 5% | 189.05
11744 | Axis | 5502-771 | LENS TOOL AXIS M311X 4PCS-Tool kit for simplifying adjustment of viewing direction and focus setting. Compatible with AXIS M311X except 2mm lens version. Content Lens tool and Opening tool 4 pcs of each. | Ea |  | 1 Year (3 Years) | 24 | 5% | 22.8
11745 | Axis | 5502-811 | SURVEILLANCE STICKER ENG 10PCS-Axis branded sticker showing a Camera. Text Video surveillance in operation | Ea |  | 1 Year (3 Years) | 8 | 5% | 7.6
11746 | Axis | 5502-821 | SURVEILLANCE STICKER ENG 50PCS-Axis branded sticker showing a Camera. Text Video surveillance in operation | Ea |  | 1 Year (3 Years) | 50 | 5% | 47.5
11747 | Axis | 5503-001 | AXIS Q603X-E CLEAR DOME-Stand alone clear dome for the AXIS Q603X-E with slightly decreased optical quality compared to the HD dome version but with the line higher up to enable greater tilt without distortion. | Ea |  | 1 Year (3 Years) | 39 | 5% | 37.05
11748 | Axis | 5503-061 | ADAPTER CURV L GREY M311X 10PCS-Optional light grey adapter for mounting AXIS M311X on curved surfaces. 10 pack | Ea |  | 1 Year (3 Years) | 29 | 5% | 27.55
11749 | Axis | 5503-071 | PL ADAPTER FLAT L GREY M311X 10 PCS-Optional light grey plastic adapter for mounting AXIS M311X on flat surfaces. Used when the cable must enter from the side. 10 pack | Ea |  | 1 Year (3 Years) | 29 | 5% | 27.55
11750 | Axis | 5503-091 | AXIS T91A06 PIPE ADAPTER 3/4-1.5"-Pipe adapter step up from 3/4 NPT thread to 1.5 NPS thread. Compatible with all pendant kits that are made for the AXIS T91A range of brackets. | Ea |  | 1 Year (3 Years) | 12 | 5% | 11.4
11751 | Axis | 5503-104 | AXIS T8007 PS24-Indoor mains power supply. Output 24V DC 1.5A. | Ea |  | 1 Year (3 Years) | 69 | 5% | 65.55
11752 | Axis | 5503-131 | AXIS P33XX-VE ¾" NPS ADAPT-Stainless steel adapter used for mounting 3/4 NPS or NPT pipes to AXIS P33XX-VE cameras for cable protection. | Ea |  | 1 Year (3 Years) | 29 | 5% | 27.55
11753 | Axis | 5503-151 | AXIS P3346 DOME KIT CL BLACK-Black cover with clear dome for AXIS P3346. | Ea |  | 1 Year (3 Years) | 29 | 5% | 27.55
11754 | Axis | 5503-161 | THEIA LENS CS VARIF 1.8-3MM DC-IRIS-Barrel distortion corrected and IR corrected wideangle lens for cameras up to 5 mega pixel resolution. Compatible with e.g. AXIS M1114/-E AXIS P1353/-E P1354/-E P1355/-E P1357/-E AXIS Q1602/-E Q1604/-E Q1614/-E Q1615/-E. | Ea |  | 1 Year (3 Years) | 289 | 5% | 274.55
11755 | Axis | 5503-171 | LENS CS VARIF 9-40MM DC-IRIS D/N-Varifocal IR-corrected lens for cameras up to 5 mega pixel resolution. Compatible with e.g. AXIS M1114/-E P1354/-E P1355/-E P1357/-E Q1602/-E Q1604/-E. | Ea |  | 1 Year (3 Years) | 259 | 5% | 246.05
11756 | Axis | 5503-181 | LENS CS 2.4-6MM MANUAL IRIS-Manual iris lens varifocal 2.4-6MM compatible with AXIS M1103 and M1104. | Ea |  | 1 Year (3 Years) | 79 | 5% | 75.05
11757 | Axis | 5503-191 | AXIS M320X DOME KIT SM BLK-Interchangeable black casing with smoked dome for AXIS 216FD AXIS M32 Series AXIS P3301 and P3304. | Ea |  | 1 Year (3 Years) | 29 | 5% | 27.55
11758 | Axis | 5503-192 | ADAPTER AXIS 209 TO M31/P39 50 PCS-Adapter plate for mounting an AXIS M31 using the same foot print as the AXIS 209. 50 PCS | Ea |  | 1 Year (3 Years) | 249 | 5% | 236.55
11759 | Axis | 5503-194 | AXIS T91A03 DIN RAIL MOUNT-DIN rail clip for AXIS Q7424-R. | Ea |  | 1 Year (3 Years) | 19 | 5% | 18.05
11760 | Axis | 5503-272 | NETWORK CABLE COUPLER INDOOR SLIM-Female/female RJ45 coupler. Slim and compact size. For indoor use. Perfect when you need to extend a pre-terminated cable. | Ea |  | 1 Year (3 Years) | 19 | 5% | 18.05
11761 | Axis | 5503-421 | LENS CS 15-50MM F1.5 DC-I MP D/N-Varifocal Megapixel DC-Iris Lens 15-50mm F1.5 CS mount Day/Night for AXIS Q1602. | Ea |  | 1 Year (3 Years) | 199 | 5% | 189.05
11762 | Axis | 5503-431 | NETWORK CABLE COUPLER IP66-Compact IP66-rated female/female RJ45 cable coupler. Perfect when you need to extend a pre-terminated outdoor cable. | Ea |  | 1 Year (3 Years) | 29 | 5% | 27.55
11763 | Axis | 5503-441 | PT IR ILLUMINATOR KIT A-Infra red illuminator kit compatible with AXIS Q87-E. Kit contents One 50 degree and one 10 degree illuminator that together cover the field of view of the camera when zoomed in or out. Range aprox. 100 meters. IR mount brackets for the positioning unit. | Ea |  | 1 Year (3 Years) | 1679 | 5% | 1595.05
11764 | Axis | 5503-451 | POWER SUPPLY AXIS Q872X-E 230V-IP66 rated power supply for AXIS Q872X-E with 230 V AC input. | Ea |  | 1 Year (3 Years) | 379 | 5% | 360.05
11765 | Axis | 5503-461 | POWER SUPPLY AXIS Q872X-E 120V-IP66 rated power supply for AXIS Q872X-E with 120 V AC input. | Ea |  | 1 Year (3 Years) | 379 | 5% | 360.05
11766 | Axis | 5503-491 | AXIS WALL BRACKET K-Bracket for mounting an AXIS Q87-E on a wall. | Ea |  | 1 Year (3 Years) | 119 | 5% | 113.05
11767 | Axis | 5503-521 | ELECTRICAL SAFETY KIT A 120VAC-Electrical safety kit for AXIS T98A in countries where the mains power is 120 V DC. Included products Surge protector class 2 Fuse/main switch terminal blocks and an intrusion door switch. | Ea |  | 1 Year (3 Years) | 199 | 5% | 189.05
11768 | Axis | 5503-551 | AXIS T98A SUNSHIELD-Metal sunshield for AXIS T98A-VE Surveillance Cabinet series. Reduces the temperature inside the cabinet caused by sun radiation with up to 15C 27F. | Ea |  | 1 Year (3 Years) | 74 | 5% | 70.3
11769 | Axis | 5503-561 | LENS TOOL KIT AXIS M311X 2MM 4PCS-Tool kit for simplifying adjustment of viewing direction and focus setting. Compatible with AXIS M311X cameras with 2mm lens. Content Lens tool and Opening tool 4 pcs of each. | Ea |  | 1 Year (3 Years) | 24 | 5% | 22.8
11770 | Axis | 5503-581 | M3004-V/05-V FOCUS TOOL 2PCS-Focus tool for AXIS M3004-V/M3005-V 2pcs | Ea |  | 1 Year (3 Years) | 11 | 5% | 10.45
11771 | Axis | 5503-591 | AXIS M3004-V/05-V BLACK COVER 10PCS-Clip on black cover for AXIS M3004-V and AXIS M3005-V. | Ea |  | 1 Year (3 Years) | 99 | 5% | 94.05
11772 | Axis | 5503-601 | AXIS M3004-V/05-V WHITE COVER 10PCS-Clip on white cover for AXIS M3004-V and AXIS M3005-V. | Ea |  | 1 Year (3 Years) | 99 | 5% | 94.05
11773 | Axis | 5503-621 | AXIS M3006-V/07-PV COVER WHITE 10PCS-Clip on white cover for AXIS M3006-V and AXIS M3007-PV. 10 pcs. | Ea |  | 1 Year (3 Years) | 99 | 5% | 94.05
11774 | Axis | 5503-651 | AXIS M3004-V/05-V LENS M12 6MM-Optional lens 6mm for M3004-V/M3005-V | Ea |  | 1 Year (3 Years) | 49 | 5% | 46.55
11775 | Axis | 5503-661 | AXIS T8008 PS12-Power supply for AXIS Q60XX-C series -40 to 75C -40 to 167F. In 90-264V AC 47-63Hz. Out 125V DC 85W. | Ea |  | 1 Year (3 Years) | 399 | 5% | 379.05
11776 | Axis | 5503-681 | ACC MAINS ADAP PS-K TERM-CONN-Power supply for AXIS P1311/43/44 and AXIS Q7401 as a spare part. | Ea |  | 1 Year (3 Years) | 39 | 5% | 37.05
11777 | Axis | 5503-711 | AXIS P33XX-VE ¾ NPS CONDUIT ADAPTER-Aluminum cable cover with stainless steel adapter used for mounting 3/4 NPS or NPT pipes to AXIS P33XX-VE cameras for cable protection. | Ea |  | 1 Year (3 Years) | 39 | 5% | 37.05
11778 | Axis | 5503-721 | AXIS P33XX-VE ¾ NPS COND ADPT 4P-Aluminum cable cover with stainless steel adapter used for mounting 3/4 NPS or NPT pipes to AXIS P33XX-VE cameras for cable protection. Four complete units. | Ea |  | 1 Year (3 Years) | 144 | 5% | 136.8
11779 | Axis | 5503-731 | AXIS P33XX-VE CABLE COVER 4 PCS-Aluminum cable cover for AXIS P33XX-VE cameras. 4 pcs. | Ea |  | 1 Year (3 Years) | 59 | 5% | 56.05
11780 | Axis | 5503-741 | GASKET A CABLE 3,5-7MM 10PCS-M20 Gasket for cable diameter 35mm to 7mm. 10 pcs. | Ea |  | 1 Year (3 Years) | 19 | 5% | 18.05
11781 | Axis | 5503-751 | GASKET B M20 CABLE 6-13MM 10PCS-M20 Gasket for cable diameter 6-13mm 10 pcs. | Ea |  | 1 Year (3 Years) | 19 | 5% | 18.05
11782 | Axis | 5503-751 | GASKET B M20 CABLE 6-13MM 10PCS-M20 Gasket for cable diameter 6-13mm 10 pcs. | Ea |  | 1 Year (3 Years) | 19 | 5% | 18.05
11783 | Axis | 5503-761 | CABLE GLAND A M20 5PCS-M20 cable gland 5 pcs. | Ea |  | 1 Year (3 Years) | 9 | 5% | 8.55
11784 | Axis | 5503-771 | NETWORK CABLE COUPLER INDOOR-Female/female RJ45 coupler. For indoor use. Perfect when you need to extend a pre-terminated cable. | Ea |  | 1 Year (3 Years) | 11 | 5% | 10.45
11785 | Axis | 5503-781 | AXIS T91A6 PIPE SEAL 1PCS-Pipe seal for AXIS T91A6 to protect from dust water and bugs. | Ea |  | 1 Year (3 Years) | 11 | 5% | 10.45
11786 | Axis | 5503-791 | GASKET C M25 CABLE 8-17MM 10PCS-M20 Gasket for cable 8-17mm 10 pcs. | Ea |  | 1 Year (3 Years) | 19 | 5% | 18.05
11787 | Axis | 5503-801 | AXIS P1204 SENSOR UNIT-Original sensor unit for AXIS P1204 with premounted cable. Cover skin and mounting kit is included. | Ea |  | 1 Year (3 Years) | 199 | 5% | 189.05
11788 | Axis | 5503-811 | AXIS P1214 SENSOR UNIT-Original sensor unit for AXIS P1214 with premounted cable. Flush mount bracket included. | Ea |  | 1 Year (3 Years) | 199 | 5% | 189.05
11789 | Axis | 5503-821 | AXIS P1214-E SENSOR UNIT-Original sensor unit for AXIS P1214-E with premounted cable. Flush mount bracket and sensor unit housing included. | Ea |  | 1 Year (3 Years) | 199 | 5% | 189.05
11790 | Axis | 5503-831 | CABLE GLAND A M25 5PCS-M25 Cable gland 5 pcs. | Ea |  | 1 Year (3 Years) | 19 | 5% | 18.05
11791 | Axis | 5503-841 | AXIS DOOR SWITCH A-Intrusion door switch for AXIS T98A connection to I/O port. | Ea |  | 1 Year (3 Years) | 29 | 5% | 27.55
11792 | Axis | 5503-881 | AXIS T94F01D PENDANT KIT-Indoor pendant kit for AXIS M3006/7 AXIS M3024-LVE/3025-VE/3026-VE. to enable use of AXIS T91A Brackets or 1.5NPT or NPS threaded pipes. The camera network cable fits into the product and a RJ45 network cable coupler is included. | Ea |  | 1 Year (3 Years) | 39 | 5% | 37.05
11793 | Axis | 5503-901 | AXIS T94F01L RECESSED MOUNT-Indoor recessed mount for drop ceiling installations. RJ45 network cable coupler included. Compatible with AXIS M3006-V/M3007-PVAXIS M3024-LVE/M3025-VE/M3026-VE. | Ea |  | 1 Year (3 Years) | 89 | 5% | 84.55
11794 | Axis | 5503-911 | AXIS T94B01S MNT BRACKET WHITE 10PCS-White mount bracket for mounting on standard tripod threading 1/4-20 UNC or single-gang junction box. Compatible with AXIS M3004-V/5-V. | Ea |  | 1 Year (3 Years) | 49 | 5% | 46.55
11795 | Axis | 5503-921 | AXIS T94F01M J-BOX/GANG BOX PLATE-Bracket for mounting on 4” square 4” octagon single or double-gang junction box. RJ45 network cable coupler included. Compatible with. Compatible with AXIS M3006/7 AXIS M3024-LVE/3025-VE/3026-VE P14 Series. | Ea |  | 1 Year (3 Years) | 29 | 5% | 27.55
11796 | Axis | 5503-931 | AXIS MIDSPAN DIN CLIP A-Din clip for AXIS midspan T8123 T8124 and T8125 | Ea |  | 1 Year (3 Years) | 19 | 5% | 18.05
11797 | Axis | 5503-941 | AXIS M3006-V LENS M12 2.0MM-Optional lens for AXIS M3006-V 2.0mm HFOV 105. Including lens tool. | Ea |  | 1 Year (3 Years) | 99 | 5% | 94.05
11798 | Axis | 5503-951 | CABLE GLAND M20x1.5 RJ45 5PCS-M20 cable gland for RJ45. Ease of installation no need of cutting the cable. | Ea |  | 1 Year (3 Years) | 19 | 5% | 18.05
11799 | Axis | 5503-961 | AXIS Q60-E/C SMOKED DOME D-Stand alone smoked dome for AXIS Q60XX-E/-C series | Ea |  | 1 Year (3 Years) | 79 | 5% | 75.05
11800 | Axis | 5503-971 | AXIS T91A27 POLE MOUNT 10PCS-Pole mount bracket compatible with all cameras with standard tripod threading 1/4-20 UNC | Ea |  | 1 Year (3 Years) | 29 | 5% | 27.55
11801 | Axis | 5503-981 | AXIS M3006-V LENS M12 2.8MM-Optional lens for AXIS M3006-V 2.8mm. Including lens tool. | Ea |  | 1 Year (3 Years) | 79 | 5% | 75.05
11802 | Axis | 5503-991 | P1214/P1214-E/P1224-E MOUNT BRACKET 5PCS-Mount bracket for AXIS P1214 P1214-E and P1224-E. Allows to mount the sensor unit in different horizontal and vertical angles. | Ea |  | 1 Year (3 Years) | 59 | 5% | 56.05
11803 | Axis | 5504-011 | AXIS M3006 SMOKED DOME 5PCS-Original white top cover with smoked dome for AXIS M3006 5pcs. | Ea |  | 1 Year (3 Years) | 249 | 5% | 236.55
11804 | Axis | 5504-031 | AXIS SMOKED DOME M3004/05 5PCS-Smoked domes for AXIS M3004-V and and M3005-V. 5pcs. | Ea |  | 1 Year (3 Years) | 229 | 5% | 217.55
11805 | Axis | 5504-041 | AXIS T94F01P CONDUIT BACK BOX-Backbox for AXIS M3006-V AXIS M3007-P/-PV AXIS M3024-LVE/3025-VE/3026-VE/3027-PVE P14 Series which enables safe cabling through 1/2 M20 conduits. | Ea |  | 1 Year (3 Years) | 29 | 5% | 27.55
11806 | Axis | 5504-051 | AXIS T94H05L RECESS MOUNT-L-Recessed mount for AXIS P3364-L. For indoor use in drop ceilings installations. | Ea |  | 1 Year (3 Years) | 69 | 5% | 65.55
11807 | Axis | 5504-061 | AXIS M3024/25/26/27 COVER BLK 10PCS-Black cover skins compatible with AXIS M3024/M3025/M3026/M3027 for covering screws or simplify the painting process. | Ea |  | 1 Year (3 Years) | 129 | 5% | 122.55
11808 | Axis | 5504-071 | AXIS M3024/25/26/27 COVER WHT 10PCS-White cover skins compatible with AXIS M3024/M3025/M3026/M3027 for covering screws or simplify the painting process. | Ea |  | 1 Year (3 Years) | 129 | 5% | 122.55
11809 | Axis | 5504-401 | AXIS P3364-LV DOME KIT BLACK-Dome kit for AXIS P3364-LV. The dome is pre-mounted in a black top cover casing. | Ea |  | 1 Year (3 Years) | 49 | 5% | 46.55
11810 | Axis | 5504-531 | AXIS T94B01S MNT BRACKET BLACK 10PCS-Black mount bracket for mounting on standard tripod threading 1/4-20 UNC or single-gang junction box. Compatible with AXIS M3004-V/5-V. | Ea |  | 1 Year (3 Years) | 49 | 5% | 46.55
11811 | Axis | 5504-551 | AXIS M3025-VE LENS M12 6MM-Optional lens for AXIS M3025-VE 6mm. Including focus ring. | Ea |  | 1 Year (3 Years) | 49 | 5% | 46.55
11812 | Axis | 5504-631 | AXIS T91B62 PARAPET MOUNT-Chromated and powder coated aluminum parapet mount compatible with fixed dome pendant kits and AXIS P55-series and AXIS Q60-series PTZ dome cameras. Cable routing from behind or through 3/4 conduit hole on the side. Includes mounting plate pipe seal condu | Ea |  | 1 Year (3 Years) | 189 | 5% | 179.55
11813 | Axis | 5504-641 | AXIS T91B63 CEILING MOUNT-Chromated and powder coated aluminum ceiling mount 75 cm / 29.5 inch compatible with fixed dome pendant kits and AXIS P55-series and AXIS Q60-series PTZ dome cameras. Cable routing from behind or through 3/4 conduit hole on the side. Includes mounting pl | Ea |  | 1 Year (3 Years) | 119 | 5% | 113.05
11814 | Axis | 5504-651 | AXIS Q60XX-C MULTI CONNECT CABLE 12M-Cable between AXIS Q60XX-C and connection box AXIS T8605. Lenght 12m 39ft. | Ea |  | 1 Year (3 Years) | 249 | 5% | 236.55
11815 | Axis | 5504-671 | AXIS Q604X-S SUNSHIELD-Stainless steel sunshield for AXIS Q604X-S | Ea |  | 1 Year (3 Years) | 293 | 5% | 278.35
11816 | Axis | 5504-701 | AXIS T91A47 POLE MOUNT 60-110MM-AXIS T91A47 Pole Mount for Indoor and outdoor installations for poles between 60-110 mm 2.4-4.3” in diameter. AXIS T91A47 is compatible with all outdoor fixed and thermal cameras and most fixed outdoor dome cameras such as the AXIS P33-VE. | Ea |  | 1 Year (3 Years) | 69 | 5% | 65.55
11817 | Axis | 5504-711 | AXIS T94P01B CORNER BRACKET-Corner mount for AXIS P5414-E/15-E AXIS Q1765-LE AXIS Q1931-E and AXIS P33-VE series. | Ea |  | 1 Year (3 Years) | 79 | 5% | 75.05
11818 | Axis | 5504-731 | AXIS OUTDOOR RJ45 CABLE 15M-Outdoor CAT6 Ethernet cable for outdoor AXIS PTZ and panoramic cameras. IP66-rated male push pull connector on one end IP20 rated male RJ45 connector on the other end. Length 15m 50ft. Color black. | Ea |  | 1 Year (3 Years) | 149 | 5% | 141.55
11819 | Axis | 5504-781 | AXIS RACK SLIDE RAILS A-Rack slides for AXIS Q7920 Video Encoder Chassis | Ea |  | 1 Year (3 Years) | 69 | 5% | 65.55
11820 | Axis | 5504-791 | AXIS Q60-S SMOKED DOME A-Smoked dome in a special nylon blend with superior stress and chemical resistance. Compatible with AXIS Q604x-S and Q6055-S cameras. Single-pack. | Ea |  | 1 Year (3 Years) | 79 | 5% | 75.05
11821 | Axis | 5504-804 | AXIS T8081 PS57 MODULE 1000W-Power Supply module 1KW for use with AXIS T8082 PS57 CHASSIS 2KW 1U | Ea |  | 1 Year (3 Years) | 999 | 5% | 949.05
11822 | Axis | 5504-821 | AXIS T91D61 WALL MOUNT-Chromated and powder coated aluminum wall mount with 1.5 NPS thread for fixed dome pendant kits. Cable routing from behind or through 3/4 conduit hole on the side. Includes mounting plate pipe seal and conduit hole cover. Color White | Ea |  | 1 Year (3 Years) | 84 | 5% | 79.8
11823 | Axis | 5504-844 | AXIS T8082 PS57 CHASSIS 2KW 1U-19 rack power supply solution consisting of a power supply chassis T8080 2x1 KW power supply modules AXIS T8081 and one power distribution board T8088 for use with AXIS T8646 POE OVER COAX BLADE. | Ea |  | 1 Year (3 Years) | 2999 | 5% | 2849.05
11824 | Axis | 5504-864 | AXIS T8085 PS57 500W 1U-Power supply 500W for use with AXIS T8646 POE OVER COAX BLADE in a 1U rack. | Ea |  | 1 Year (3 Years) | 1299 | 5% | 1234.05
11825 | Axis | 5504-871 | AXIS T94F02L RECESSED MOUNT-Indoor recessed mount for drop ceiling installations. RJ45 network cable coupler included. Compatible with AXIS M3007-P | Ea |  | 1 Year (3 Years) | 89 | 5% | 84.55
11826 | Axis | 5504-881 | AXIS WEATHERSHIELD KIT C-Heavy duty outdoor weathershield for wall mounted AXIS fixed dome cameras. Designed to protect the dome from rain snow and sun. The underside of the cover is coated with matte black anti-reflective coating for suitable use with cameras built-in IR LEDs. | Ea |  | 1 Year (3 Years) | 59 | 5% | 56.05
11827 | Axis | 5504-901 | LENS CS VARIF 9-40MM P-IRIS D/N-Varifocal IR-corrected P-iris tele lens compatible with AXIS AXIS P1355/-E P1357/-E AXIS Q1602/-E Q1604/-E Q1614/-E Q1615/-E. | Ea |  | 1 Year (3 Years) | 259 | 5% | 246.05
11828 | Axis | 5504-911 | AXIS T94D01S MT BRACKET FL WT 10PCS-White plastic adapter for mounting AXIS P3904-R and AXIS P3905-R on flat surfaces. Does not fit with AXIS P3915-R. Used when the cable must enter from the side. 10 pack. | Ea |  | 1 Year (3 Years) | 29 | 5% | 27.55
11829 | Axis | 5504-921 | AXIS T94D02S MT BRACKET CU WT 10PCS-White plastic adapter for mounting AXIS P3904-R AXIS P3905-R and AXIS P3915-R on curved surfaces. 10 pack. | Ea |  | 1 Year (3 Years) | 29 | 5% | 27.55
11830 | Axis | 5504-931 | CORRIDOR FORMAT BRACKET A-The corridor format bracket makes it possible to mount a camera rotated 90 degrees inside the AXIS T93F05 and AXIS T93F20 housings to enable a vertically oriented portrait-shaped video stream from the camera. Includes built-in camera heater only applicabl | Ea |  | 1 Year (3 Years) | 39 | 5% | 37.05
11831 | Axis | 5504-941 | AXIS SUNSHIELD A-Accessory sunshield and weather protection for AXIS T93F Housing Series | Ea |  | 1 Year (3 Years) | 34 | 5% | 32.3
11832 | Axis | 5504-951 | ACC LENS M12 2.8MM F2.0 10 PCS-Megapixel lens 2.8 mm F2.0 with M12 thread for AXIS P39-R Series that provides 115 horizontal FOV with these cameras. With IR filter. 10 pieces. | Ea |  | 1 Year (3 Years) | 199 | 5% | 189.05
11833 | Axis | 5504-961 | ACC LENS M12 6MM F1.6 10 PCS-Megapixel lens 6 mm F1.6 with M12 thread for AXIS P39-R Series that provides 52 horizontal FOV with these cameras. With IR filter. 10 pieces. | Ea |  | 1 Year (3 Years) | 199 | 5% | 189.05
11834 | Axis | 5504-971 | ACC LENS M12 8MM F1.6 10 PCS-Megapixel lens 8 mm F1.6 with M12 thread for AXIS P39-R Series that provides 40 horizontal FOV with these cameras. With IR filter. 10 pieces. | Ea |  | 1 Year (3 Years) | 199 | 5% | 189.05
11835 | Axis | 5504-981 | AXIS P32-LV SEMI SMOKED DOME A 5P-Semi smoked domes for AXIS P32-LV Series 5 pcs | Ea |  | 1 Year (3 Years) | 169 | 5% | 160.55
11836 | Axis | 5504-991 | AXIS P32-LVE SEMI SMOKED DOME A 5P-Semi smoked domes for AXIS P32-LVE Series 5 pcs | Ea |  | 1 Year (3 Years) | 169 | 5% | 160.55
11837 | Axis | 5505-001 | AXIS T91C67 POLE BRACKET STAINLESS STEEL-Stainless steel pole mount for AXIS Q60-S | Ea |  | 1 Year (3 Years) | 149 | 5% | 141.55
11838 | Axis | 5505-021 | AXIS MULTICABLE A I/O AUDIO PWR 5M-Multi-connector cable for power 12VDC audio and I/O port. 5m 197 in | Ea |  | 1 Year (3 Years) | 99 | 5% | 94.05
11839 | Axis | 5505-031 | AXIS MULTICABLE A I/O AUDIO PWR 1M-Multi-connector cable for power 12VDC audio and I/O port. 1m 40 in | Ea |  | 1 Year (3 Years) | 79 | 5% | 75.05
11840 | Axis | 5505-041 | AXIS T8353 MOUNT-Mounting accessory for AXIS T8353 Microphones | Ea |  | 1 Year (3 Years) | 19 | 5% | 18.05
11841 | Axis | 5505-051 | AXIS T8051 Power Converter AC/DC to DC-AC/DC to DC power converter for AXIS Q35-VE 24 V AC or 12/24 V DC input. Backbox designed to match perfectly with camera. | Ea |  | 1 Year (3 Years) | 199 | 5% | 189.05
11842 | Axis | 5505-071 | AXIS DOME INTRUSION SWITCH B-Intrusion switch for AXIS Q35-V and -VE as well as P33-VE cameras. Connects to camera I/O connector. | Ea |  | 1 Year (3 Years) | 19 | 5% | 18.05
11843 | Axis | 5505-081 | AXIS T94K01D PENDANT KIT-Indoor pendant kit for AXIS P32-V Series- AXIS P33/-V and AXIS Q3505-V compatible with Axis ceiling-/wall mounts AXIS T91A67 Pole mount and 1.5 NPS threaded pipes. | Ea |  | 1 Year (3 Years) | 39 | 5% | 37.05
11844 | Axis | 5505-091 | AXIS T94M01D PENDANT KIT-Outdoor pendant kit for AXIS Q3505-VE compatible with Axis ceiling-/wall mounts AXIS T91A67 Pole mount and 1.5 NPS threaded pipes. | Ea |  | 1 Year (3 Years) | 59 | 5% | 56.05
11845 | Axis | 5505-121 | AXIS Q35-V SKIN COVER A BLACK 5P-Skin covers compatible with AXIS Q3505-V for changing the appearance of the camera simplify re-painting or covering screws. Black color. 5 pcs | Ea |  | 1 Year (3 Years) | 79 | 5% | 75.05
11846 | Axis | 5505-131 | AXIS AUDIO EXTENSION CABLE A 5M-Audio extension cable for Axis 3.5mm mono microphones. Length 5m 197 in | Ea |  | 1 Year (3 Years) | 19 | 5% | 18.05
11847 | Axis | 5505-141 | AXIS T94R01P CONDUIT BACK BOX-Back box to enable external cable entry or use of cable protection equipment. Hole for 3/4 inch conduits or M25 cable protection pipes. Compatible with AXIS T94Q01A Wall mount all AXIS M11-E/P13-E/Q16-E/Q1755-E/Q1910-E/21-E/22-E outdoor fixed box camera w | Ea |  | 1 Year (3 Years) | 34 | 5% | 32.3
11848 | Axis | 5505-151 | AXIS P54-SERIES WEATHER COVER-Sparepart weather cover for Axis P54-Series. | Ea |  | 1 Year (3 Years) | 39 | 5% | 37.05
11849 | Axis | 5505-161 | AXIS Q604X RECESSED MOUNT-Spare part indoor recessed mount for mounting AXIS Q60 indoor cameras in drop ceilings. | Ea |  | 1 Year (3 Years) | 89 | 5% | 84.55
11850 | Axis | 5505-171 | AXIS T94F01S MOUNTING BRACKET-Standard mount bracket for AXIS M3006-V AXIS M3007-P/-PV AXIS M3024-LVE/3025-VE/3026-VE | Ea |  | 1 Year (3 Years) | 19 | 5% | 18.05
11851 | Axis | 5505-181 | AXIS T94G01P CONDUIT BACK BOX-Back box for 3/4 M25 conduits/cable protection pipes. Compatible with AXIS Q1765-LE and AXIS Q1931-E. | Ea |  | 1 Year (3 Years) | 29 | 5% | 27.55
11852 | Axis | 5505-191 | AXIS ACI COND ADAP 3/4" U-SHAPE 30MM 5PCS-Mechanical adapter that provides a U-shaped 30mm wide cable entry for use when a U-shape cable protection is required. The adapter is compatible with AXIS P54-series AXIS P32-VE Series requires AXIS ACI Mounting Bracket A AXIS Q3505-VE AXIS T91B6X mounts | Ea |  | 1 Year (3 Years) | 24 | 5% | 22.8
11853 | Axis | 5505-241 | AXIS T94Q01A WALL MOUNT-Wall mount compatible with all Axis outdoor fixed box cameras and housings. Corrosion tested according to NEMA 4X UL listed and IK10 rated. | Ea |  | 1 Year (3 Years) | 44 | 5% | 41.8
11854 | Axis | 5505-251 | AXIS CONNECTOR A 4P3.81 STR 10PCS-Axis male connector for low voltage power. Pitch 3.81 mm. 4pos terminal block. 10pack | Ea |  | 1 Year (3 Years) | 29 | 5% | 27.55
11855 | Axis | 5505-261 | AXIS CONNECTOR A 2P2.5 STR 10PCS-Axis male connector for legacy IO port . Pitch 2.50 mm. 2pos terminal block. 10pack. | Ea |  | 1 Year (3 Years) | 19 | 5% | 18.05
11856 | Axis | 5505-271 | AXIS CONNECTOR A 6P2.5 STR 10PCS-Axis male connector for extended IO port . Pitch 2.50 mm. 6pos terminal block. 10pack | Ea |  | 1 Year (3 Years) | 59 | 5% | 56.05
11857 | Axis | 5505-281 | AXIS CONNECTOR A 3P3.81 STR 10PCS-Axis male connector for low voltage power. Pitch 3.81 mm. 3pos terminal block. 10pack | Ea |  | 1 Year (3 Years) | 29 | 5% | 27.55
11858 | Axis | 5505-291 | AXIS CONN A 4P3.81 STR IN/OUT 10P-Axis male connector for audio. Pitch 3.81 mm. 22pos terminal block. 10pack | Ea |  | 1 Year (3 Years) | 39 | 5% | 37.05
11859 | Axis | 5505-301 | AXIS CONNECTOR A 2P5.08 STR 10PCS-Axis male connector for low voltage power. Pitch 5.08 mm. 2pos terminal block. 10pack | Ea |  | 1 Year (3 Years) | 29 | 5% | 27.55
11860 | Axis | 5505-331 | AXIS T92E CAMERA HOLDER PLATE C-Camera holder plate for mounting an AXIS Q1614 in a AXIS T92E05 and AXIS T92E20 housing. Or change the camera unit inside an AXIS P135X-E outdoor camera. | Ea |  | 1 Year (3 Years) | 19 | 5% | 18.05
11861 | Axis | 5505-341 | AXIS T92E CAMERA CHANGE KIT A-Kit for mounting an AXIS Q1614 in a AXIS T92E05/AXIS T92E20 housing produced before 2014. Or change the camera unit inside an AXIS P134X-E outdoor camera. | Ea |  | 1 Year (3 Years) | 39 | 5% | 37.05
11862 | Axis | 5505-351 | AXIS T98A15-VE MEDIA CONVERTER CABINET A (120 V AC)-Pre-assembled T98A Surveilance cabinet with following system compoents 1 Breaker and surge protection 2 12 VDC DIN PSU 3AXIS T8604 Media Converter 4 Internal cables and mounts. Tested and verified with Axis cameras. | Ea |  | 1 Year (3 Years) | 899 | 5% | 854.05
11863 | Axis | 5505-361 | AXIS T98A16-VE MEDIA CONVERTER CABINET A (120 V AC)-Pre-assembled T98A Surveilance cabinet with following system compoents 1 Breaker and surge protection 2 12 VDC DIN PSU 3AXIS T8604 Media Converter 4 Internal cables and mounts. Tested and verified with Axis cameras. | Ea |  | 1 Year (3 Years) | 899 | 5% | 854.05
11864 | Axis | 5505-371 | AXIS T98A17-VE MEDIA CONVERTER CABINET A (120 V AC)-Pre-assembled T98A Surveilance cabinet with following system compoents 1 Breaker and surge protection 2 12 VDC DIN PSU 3AXIS T8604 Media Converter 4 Internal cables and mounts. Tested and verified with Axis cameras. | Ea |  | 1 Year (3 Years) | 899 | 5% | 854.05
11865 | Axis | 5505-381 | AXIS T98A18-VE MEDIA CONVERTER CABINET A (120 V AC)-Pre-assembled T98A18-VE Surveilance cabinet with following system compoents 1 Breaker and surge protection 2 12 VDC DIN PSU 3 AXIS T8604 Media Converter 4 Power cable and DIN clip for midspan AXIS T8124 5 Internal cables and mounts. Tested and verified wi | Ea |  | 1 Year (3 Years) | 899 | 5% | 854.05
11866 | Axis | 5505-391 | AXIS T98A19-VE MEDIA CONVERTER CABINET A (120 V AC)-Pre-assembled T98A Surveilance cabinet with following system compoents 1 Breaker and surge protection 2 12 VDC DIN PSU 3AXIS T8604 Media Converter 4 Internal cables and mounts. Tested and verified with Axis cameras. | Ea |  | 1 Year (3 Years) | 899 | 5% | 854.05
11867 | Axis | 5505-511 | AXIS MULTICABLE B I/O AUDIO PWR 2.5M-Multi-connector cable for AC/DC power audio in/out and I/O connectivity. 2.5m 8.2 ft | Ea |  | 1 Year (3 Years) | 79 | 5% | 75.05
11868 | Axis | 5505-521 | AXIS ACI COND ADAP 1/2 " U-SHAPE 20MM 5P-Mechanical adapter that provides a U-shaped 20mm wide cable entry for use when a U-shape cable protection is required. The adapter is compatible with AXIS products with a 1/2 conduit interface such as AXIS P32-V series requires AXIS ACI conduit bracket B | Ea |  | 1 Year (3 Years) | 19 | 5% | 18.05
11869 | Axis | 5505-541 | AXIS ACI CONDUIT ADAPTER 1/2"-3/4" A 2P-Step up ACI adapter for attaching 3/4 conduits or M25 pipes to AXIS products with a 1/2 conduit interface such as AXIS P32-V series requires AXIS ACI conduit bracket B and AXIS Q3505-V. 2 pcs | Ea |  | 1 Year (3 Years) | 39 | 5% | 37.05
11870 | Axis | 5505-551 | AXIS T94K01S MOUNTING BRACKET 4P-Sparepart mounting bracket for AXIS Q3505-V. 4 pcs | Ea |  | 1 Year (3 Years) | 119 | 5% | 113.05
11871 | Axis | 5505-561 | AXIS T94M01S MOUNTING BRACKET 4P-Sparepart mounting bracket for AXIS Q3505-VE. 4 pcs | Ea |  | 1 Year (3 Years) | 139 | 5% | 132.05
11872 | Axis | 5505-591 | AXIS ACI COND ADAP 1/2"-3/4" NPS 2P-Threaded stainless steel step up ACI adapter for attaching 3/4 NPS conduits to AXIS products with a 1/2 conduit interface such as AXIS Q35-V series. 2 pcs | Ea |  | 1 Year (3 Years) | 69 | 5% | 65.55
11873 | Axis | 5505-601 | AXIS Q3505-V SMOKED DOME 5P-Smoked dome for AXIS Q3505-V. 5 pcs | Ea |  | 1 Year (3 Years) | 179 | 5% | 170.05
11874 | Axis | 5505-611 | AXIS Q3505-V CLEAR DOME 5P-Standard clear domes for AXIS Q35-V Series 5 pcs | Ea |  | 1 Year (3 Years) | 179 | 5% | 170.05
11875 | Axis | 5505-621 | AXIS Q3505-VE SMOKED DOME 5P-Smoked dome for AXIS Q3505-VE. 5pcs | Ea |  | 1 Year (3 Years) | 199 | 5% | 189.05
11876 | Axis | 5505-631 | AXIS Q3505-VE CLEAR DOME 5P-Standard clear dome for AXIS Q3505-VE. 5pcs | Ea |  | 1 Year (3 Years) | 199 | 5% | 189.05
11877 | Axis | 5505-641 | AXIS ACI CONDUIT ADAPTER 3/4" NPS 2P-Threaded stainless steel ACI adapter for attaching 3/4 NPS conduits to AXIS products with a 3/4 conduit interface such as AXIS Q35-VE series. 2 pcs | Ea |  | 1 Year (3 Years) | 99 | 5% | 94.05
11878 | Axis | 5505-651 | AXIS CABINET LOCK A-Door lock for AXIS T98A surveillance cabinet. Uses a generic key but it is possible to change locking cylinder to a unique key solution not supplied from Axis | Ea |  | 1 Year (3 Years) | 59 | 5% | 56.05
11879 | Axis | 5505-661 | USB POWER CABLE 1M-USB power cable to power our M10 cameras. Perfekt to use with AXIS M1025 as PVM. Connect camera to a TV through HDMI and use this cable to the USB port on the TV to power the camera no need for external power supply. DC plug 1.35x3.5mm. Length 1M 3.3 ft. | Ea |  | 1 Year (3 Years) | 14 | 5% | 13.3
11880 | Axis | 5505-671 | AXIS WL LENS A 120 DEG-Accessory lens providing 120 beam angle beam distance 10 m 33 ft. Compatible with AXIS T90B15 W-LED. | Ea |  | 1 Year (3 Years) | 25 | 5% | 23.75
11881 | Axis | 5505-681 | AXIS WL LENS B 120 DEG-Accessory lens providing 120 beam angle beam distance is 15 m 49 ft. Compatible with AXIS T90B25 W-LED. | Ea |  | 1 Year (3 Years) | 29 | 5% | 27.55
11882 | Axis | 5505-691 | AXIS WL LENS C 120 DEG-Accessory lens providing 120 beam angle beam distance 20 m 66 ft. Compatible with AXIS T90B35 W-LED. | Ea |  | 1 Year (3 Years) | 34 | 5% | 32.3
11883 | Axis | 5505-701 | AXIS IR LENS B 120 DEG-Accessory lens providing 120 beam angle beam distance 20 m 66 ft. Compatible with AXIS T90B20 IR-LED. | Ea |  | 1 Year (3 Years) | 29 | 5% | 27.55
11884 | Axis | 5505-711 | AXIS IR LENS C 120 DEG-Accessory lens compatible with AXIS T90B30 IR-LED providing 120 beam angle beam distance 30 m 98 ft. Also compatible with AXIS T90B40 IR-LED two lenses are required as the illuminator has two panels. The beam angle can be adjusted between 120 and 180 wit | Ea |  | 1 Year (3 Years) | 34 | 5% | 32.3
11885 | Axis | 5505-721 | AXIS T94A01L RECESSED MOUNT-Outdoor recessed mount for AXIS Q60-E cameras. Can be mounted in panels wood or pre-made holes solid concrete. The mount is very sturdy and made of aluminum and stainless steel. It supports the IK10 impact rating of the camera and has two 3/4 conduit hole | Ea |  | 1 Year (3 Years) | 249 | 5% | 236.55
11886 | Axis | 5505-731 | POWER SUPPLY DIN CP-D 12/2.1 25W-DIN power supply. 12V DC 2.1 A. For use in T98A to power cameras media converters etc. | Ea |  | 1 Year (3 Years) | 99 | 5% | 94.05
11887 | Axis | 5505-771 | AXIS Q86-E LIGHT SENSOR BOX 120 V-Light sensor box with integrated power supply for controlling IR illuminators and power AXIS Q8665-LE. Input power 120V AC. | Ea |  | 1 Year (3 Years) | 640 | 5% | 608
11888 | Axis | 5505-791 | AXIS F8001 SURFACE MOUNT-Bracket to mount and secure an F Series main unit onto a surface. Withstands vibrations and secures all cables to/from the main unit. | Ea |  | 1 Year (3 Years) | 39 | 5% | 37.05
11889 | Axis | 5505-801 | AXIS F8002 DIN RAIL CLIP-DIN clip angled mounting bracket. Allows an AXIS F Series main unit to be mounted on a DIN rail with the short side against the rail to minimize used space. Main unit can be mounted with cables going in any of three directions up down or out from the rai | Ea |  | 1 Year (3 Years) | 39 | 5% | 37.05
11890 | Axis | 5505-811 | AXIS F8201 VARI-ANGLE MT BRACK 5PCS-Mounting bracket for AXIS F1005-E AXIS F1015 and AXIS 1035-E. Allows the sensor unit to be fixed and angled into various directions to get the desired view. Comes in pack of 5 pcs. | Ea |  | 1 Year (3 Years) | 29 | 5% | 27.55
11891 | Axis | 5505-821 | AXIS F8202 STRAIGHT MT BRACKET 5PCS-Mounting bracket that allows the pinhole sensor unit of AXIS F1025 to be mounted onto a flat surface with the cone being flush with opposite surface. Comes in pack of 5 pcs. | Ea |  | 1 Year (3 Years) | 29 | 5% | 27.55
11892 | Axis | 5505-831 | AXIS F8203 FIXED MT BRACKET 5PCS-Metal bracket for stable mounting of AXIS F1005-E F1015 and F1035-E. Variety of holes for screws for flexible mounting. Comes in pack of 5 units. | Ea |  | 1 Year (3 Years) | 149 | 5% | 141.55
11893 | Axis | 5505-831 | AXIS F8203 FIXED MT BRACKET 5PCS-Metal bracket for stable mounting of AXIS F1005-E F1015 and F1035-E. Variety of holes for screws for flexible mounting. Comes in pack of 5 units. | Ea |  | 1 Year (3 Years) | 149 | 5% | 141.55
11894 | Axis | 5505-841 | AXIS F8401 CLEAR LENS PROTECTOR 5PCS-Lens protection for AXIS F1005-E. The lens protector is screwed onto the threaded front part of the sensor unit to protect the lens. Comes in pack of 5 units. | Ea |  | 1 Year (3 Years) | 79 | 5% | 75.05
11895 | Axis | 5505-861 | AXIS M3025/26 SMOKED DOME 5PCS-Smoked domes for AXIS M3025-VE M3026-VE. 5 pcs. | Ea |  | 1 Year (3 Years) | 249 | 5% | 236.55
11896 | Axis | 5505-871 | AXIS T94T01D PENDANT KIT-Outdoor pendant kit for AXIS P32-VE Series compatible with Axis ceiling-/wall mounts AXIS T91A67 Pole mount and 1.5 NPS threaded pipes. | Ea |  | 1 Year (3 Years) | 49 | 5% | 46.55
11897 | Axis | 5505-891 | AXIS T93F TOP COVER-Spare part top part of the housing including window. | Ea |  | 1 Year (3 Years) | 59 | 5% | 56.05
11898 | Axis | 5505-911 | AXIS T96B05 OUTDOOR HOUSING-Outdoor housing for AXIS P39-R cameras. Enables P39-R cameras to be mounted outside vehicles such as buses trams trucks and emergency vehicles. Includes lens tool and top cover tool. | Ea |  | 1 Year (3 Years) | 99 | 5% | 94.05
11899 | Axis | 5505-921 | AXIS WASHER KIT A-Washer kit for spraying cleaning fluid on the windows of AXIS Q8631-E/Q8632-E and AXIS Q8665-E/Q8665-LE. The kit contains a 23 liter tank pump for delivery up to 11m 36ft tube nozzle and mounting bracket for attaching the nozzle to the PT-head. | Ea |  | 1 Year (3 Years) | 999 | 5% | 949.05
11900 | Axis | 5505-941 | GASKET C M20 10PCS-This gasket is specially made for flexible and easy installation. By using the included CONNECTOR GUARD A over the RJ45 connector you do not need to re-terminate the network cable wich gives a much faster and more secure installation. Made for M20 holes a | Ea |  | 1 Year (3 Years) | 19 | 5% | 18.05
11901 | Axis | 5505-971 | AXIS ACI CONDUIT BRACKET A 5P-Cable protection attachment bracket for AXIS P32-VE Series. Compatible with 3/4 Conduits M25 pipes and AXIS ACI adapters. 5pcs. | Ea |  | 1 Year (3 Years) | 39 | 5% | 37.05
11902 | Axis | 5505-991 | AXIS P39-R SKIN COVER WHITE 10P-Skin covers compatible with AXIS P39-R cameras for changing the appearance of the camera simplify re-painting or covering screws. White color. 10 pcs. | Ea |  | 1 Year (3 Years) | 149 | 5% | 141.55
11903 | Axis | 5506-001 | AXIS P39-R SKIN COVER BLACK 10P-Skin covers compatible with AXIS P39-R cameras for changing the appearance of the camera simplify re-painting or covering screws. Black color. 10 pcs. | Ea |  | 1 Year (3 Years) | 149 | 5% | 141.55
11904 | Axis | 5506-011 | ACC LENS M12 3.6MM F2.0 10PCS-Megapixel lens 3.6 mm F2.0 with M12 thread for AXIS P39-R Series that provides 87 horizontal FOV with these cameras. With IR filter. 10 pieces. Can be used as a spare part for AXIS P39-R or as a wider FOV option for P3905-RE. | Ea |  | 1 Year (3 Years) | 199 | 5% | 189.05
11905 | Axis | 5506-021 | AXIS P32-V SMOKED DOME A 5P-Smoked domes for AXIS P32-V Series 5 pcs | Ea |  | 1 Year (3 Years) | 169 | 5% | 160.55
11906 | Axis | 5506-031 | AXIS P32 SKIN COVER C BLACK 5P-5-pack. Skin covers compatible with AXIS P32-V cameras for changing the appearance of the camera simplify re-painting or covering screws. Black color. | Ea |  | 1 Year (3 Years) | 79 | 5% | 75.05
11907 | Axis | 5506-041 | AXIS ACI CONDUIT BRACKET B 5P-Cable protection attachment bracket for AXIS P32-V Series. Compatible with 1/2 Conduits M20 pipes and AXIS ACI adapters. 5pcs. | Ea |  | 1 Year (3 Years) | 19 | 5% | 18.05
11908 | Axis | 5506-061 | AXIS T94S01S MOUNTING BRACKET 4P-Sparepart mounting bracket for AXIS P32-V Series. 4 pcs | Ea |  | 1 Year (3 Years) | 69 | 5% | 65.55
11909 | Axis | 5506-071 | AXIS T94T01S MOUNTING BRACKET 4P-Sparepart mounting bracket for AXIS P32-VE Series. 4 pcs | Ea |  | 1 Year (3 Years) | 89 | 5% | 84.55
11910 | Axis | 5506-081 | AXIS T94G01S MOUNTING PLATE-Sparepart mounting bracket for AXIS Q1765-LE Q1931-E Q1932-E | Ea |  | 1 Year (3 Years) | 29 | 5% | 27.55
11911 | Axis | 5506-091 | AXIS Q1765 FOOT CHASSIS-Sparepart foot chassis for AXIS Q1765-LE and AXIS Q193X-E. Note. This sales part does not include the mounting bracket 5506-081 AXIS T94G01S Mounting plate | Ea |  | 1 Year (3 Years) | 39 | 5% | 37.05
11912 | Axis | 5506-101 | AXIS T92E EXTENSION KIT-Extension front for AXIS T92E20 outdoor housing allowing longer lenses than the standard housing. The kit includes aluminum front and extension part window gasket and screws. | Ea |  | 1 Year (3 Years) | 39 | 5% | 37.05
11913 | Axis | 5506-121 | AXIS P32-VE CLEAR DOME A 5P-Standard clear dome for AXIS P32-VE Series 5 pcs | Ea |  | 1 Year (3 Years) | 169 | 5% | 160.55
11914 | Axis | 5506-131 | AXIS P32-V CLEAR DOME A 5P-Standard clear dome for AXIS P32-V Series 5 pcs | Ea |  | 1 Year (3 Years) | 169 | 5% | 160.55
11915 | Axis | 5506-141 | AXIS P5624-E/35-E CLEAR DOME-Clear dome for AXIS P56 Series cameras. | Ea |  | 1 Year (3 Years) | 49 | 5% | 46.55
11916 | Axis | 5506-151 | AXIS P5624-E/35-E SMOKED DOME-Smoked dome for AXIS P56 Series cameras. | Ea |  | 1 Year (3 Years) | 49 | 5% | 46.55
11917 | Axis | 5506-161 | AXIS P56 SKIN COVER D-Spare part skin covers for the AXIS P56 Series. Both the camera cover and the ring around the dome are included. 5 pcs. | Ea |  | 1 Year (3 Years) | 129 | 5% | 122.55
11918 | Axis | 5506-171 | AXIS T94A02L RECESSED MOUNT-Outdoor recessed mount for AXIS P56 cameras. Also suitable indoor for recessed camera installations in plenum as the back box is made of metal and has a 3/4 hole for cable protection conduits. | Ea |  | 1 Year (3 Years) | 139 | 5% | 132.05
11919 | Axis | 5506-181 | AXIS T94A01F CEILING BRACKET-Bracket for mounting an AXIS P56 Series camera in a hard ceiling. For indoor and outdoor installations. 3/4 conduit hole compatible with ACI adapters. | Ea |  | 1 Year (3 Years) | 29 | 5% | 27.55
11920 | Axis | 5506-191 | AXIS MULTICABLE C I/O AUDIO PWR 5M-Multi-connector cable for power audio and I/O connectivity. 5m 16.4 ft | Ea |  | 1 Year (3 Years) | 139 | 5% | 132.05
11921 | Axis | 5506-201 | AXIS MULTICABLE C I/O AUDIO PWR 1M-Multi-connector cable for power audio and I/O connectivity. 1m 3.3 ft | Ea |  | 1 Year (3 Years) | 109 | 5% | 103.55
11922 | Axis | 5506-201 | AXIS MULTICABLE C I/O AUDIO PWR 1M-Multi-connector cable for power audio and I/O connectivity. 1m 3.3 ft | Ea |  | 1 Year (3 Years) | 109 | 5% | 103.55
11923 | Axis | 5506-211 | AXIS F8205 BULLET ACCESSORY-Bullet-style camera accessory for AXIS F1005-E. AXIS F1005-E provides 113 horizontal FOV. Comes with c-clamp and a stand. | Ea |  | 1 Year (3 Years) | 24 | 5% | 22.8
11924 | Axis | 5506-221 | AXIS F8215 VARIFOCAL BULLET ACC-Varifocal bullet-style camera accessory for AXIS F1015. AXIS F1015 provides 58-108 horizontal FOV. Comes with c-clamp and a stand. | Ea |  | 1 Year (3 Years) | 24 | 5% | 22.8
11925 | Axis | 5506-231 | AXIS T8415 WIRELESS INSTALLATION TOOL-Camera installation made easy. Battery driven Wi-Fi access point with PoE to camera for use with AXIS Installation application on your iOS or Android device. | Ea |  | 1 Year (3 Years) | 599 | 5% | 569.05
11926 | Axis | 5506-244 | MAINS CABLE ANGL C13-OPN 0.5M-Angled C13 mains cable for use when limited space. Open ends for installation in terminal blocks etc. Use when installing midspan into AXIS T98A Surveillance cabinet. | Ea |  | 1 Year (3 Years) | 14 | 5% | 13.3
11927 | Axis | 5506-251 | AXIS 10-PIN PUSH-PULL SYSTEM CONN-10-pin system connector for power audio and I/O. | Ea |  | 1 Year (3 Years) | 39 | 5% | 37.05
11928 | Axis | 5506-291 | AXIS T8642 MOUNTING KIT A-Kit for mounting an AXIS T8642 e.g. inside an AXIS Q8414-LVS. Kit contents cable tie 432mm 17 in long BNC male to female angled adapter and network cable 135 mm 5.3 in long. | Ea |  | 1 Year (3 Years) | 14 | 5% | 13.3
11929 | Axis | 5506-301 | AXIS Q8414-LVS SMOKED DOME 5P-Smoked dome for hiding the direction of the camera. Compatible with AXIS Q8414-LVS. 5 pcs. | Ea |  | 1 Year (3 Years) | 99 | 5% | 94.05
11930 | Axis | 5506-311 | AXIS Q8414-LVS BACK CHASSIS WHITE-Spare part powder coated white stainless steel back chassis with gaskets for AXIS Q8414-LVS. | Ea |  | 1 Year (3 Years) | 199 | 5% | 189.05
11931 | Axis | 5506-321 | AXIS Q8414-LVS BACK CHASSIS METAL-Spare part brushed stainless steel metal back chassis with gaskets for AXIS Q8414-LVS. | Ea |  | 1 Year (3 Years) | 199 | 5% | 189.05
11932 | Axis | 5506-331 | AXIS Q8414-LVS CLEAR DOME 5P-Standard clear dome for AXIS Q8414-LVS. 5 pcs. | Ea |  | 1 Year (3 Years) | 99 | 5% | 94.05
11933 | Axis | 5506-341 | AXIS Q8414-LVS IR WINDOW A 5P-Standard IR window with microphone hole and water-stop membrane for AXIS Q8414-LVS. 5 pcs. | Ea |  | 1 Year (3 Years) | 149 | 5% | 141.55
11934 | Axis | 5506-371 | AXIS Q8414-LVS IR WINDOW B 5P-Accessory IR window without microphone hole. 5 pcs. | Ea |  | 1 Year (3 Years) | 119 | 5% | 113.05
11935 | Axis | 5506-381 | CORRIDOR FORMAT BRACKET B-The corridor format bracket makes it possible to mount a camera rotated 90 degrees inside the AXIS T93F10 housing to enable a vertically oriented portrait-shaped video stream from the camera. Included with built-in camera heater. | Ea |  | 1 Year (3 Years) | 39 | 5% | 37.05
11936 | Axis | 5506-391 | AXIS T94K01L CAMERA CHANGE KIT A 5P-Spare part kit for changing between compatible cameras in AXIS T94K01L Recessed Mount. Included in AXIS T94K01L Recessed Mount. 5 change kits. | Ea |  | 1 Year (3 Years) | 59 | 5% | 56.05
11937 | Axis | 5506-401 | AXIS T94M01L CAMERA CHANGE KIT A 5P-Spare part kit for changing between compatible cameras in AXIS T94M01L Recessed Mount. Included in AXIS T94M01L Recessed Mount. 5 change kits. | Ea |  | 1 Year (3 Years) | 59 | 5% | 56.05
11938 | Axis | 5506-421 | CABLE GASKET M20 3MM 10PCS-M20 gasket for small cables like I/O and audio cables. 10 pcs | Ea |  | 1 Year (3 Years) | 19 | 5% | 18.05
11939 | Axis | 5506-431 | ACC LENS M12 MEGAPIXEL 6PCS-2 pieces each of 2.8 mm F2.0 6 mm F1.6 and 8 mm F1.6 Megapixel lenses with M12 thread. For use with AXIS P39-R cameras. Includes lens tools. | Ea |  | 1 Year (3 Years) | 149 | 5% | 141.55
11940 | Axis | 5506-441 | LENS TOOLKIT P39XX-R 4 PCS-Tool kit for simplifying adjustment of viewing direction and focus setting. Compatible with AXIS P39xx-R cameras with the standard lens and the 2.8 mm accessory lens. Content Lens tool Allen key and Opening tool. 4 pcs of each. | Ea |  | 1 Year (3 Years) | 19 | 5% | 18.05
11941 | Axis | 5506-451 | AXIS PATCH CABLE A 200MM 6PCS-Set of patch cables for AXIS T8085 PS57 RACK MOUNT 500W 1U to connect AXIS T8646 POE OVER COAX BLADE | Ea |  | 1 Year (3 Years) | 79 | 5% | 75.05
11942 | Axis | 5506-461 | AXIS P32-VE SMOKED DOME A 5P-Smoked dome for AXIS P32-VE Series 5 pcs | Ea |  | 1 Year (3 Years) | 169 | 5% | 160.55
11943 | Axis | 5506-471 | AXIS P3364-VE CASING KIT-The kit contains mounting bracket bottom casing heater and cable cover required for converting an indoor version of AXIS P3364-V to an outdoor VE version. Note Dome kit is not included has to be ordered separately. | Ea |  | 1 Year (3 Years) | 139 | 5% | 132.05
11944 | Axis | 5506-481 | AXIS T91E61 WALL MOUNT-Wall mount with internal cable canal for dome cameras with 1.5 NPS thread compatible with Axis pendant kits. IK10 and NEMA 4X rated. Powder coated aluminum for indoor and outdoor installations. | Ea |  | 1 Year (3 Years) | 39 | 5% | 37.05
11945 | Axis | 5506-491 | AXIS T93G05 PROTECTIVE HOUSING-Tailor-made light weight IP66- and IK10-rated housing for AXIS M1124/M1125. Operating temperature –20 C to 50 C –4 F to 122 F. Material IK10 impact-resistant polymer. Wallmount included. | Ea |  | 1 Year (3 Years) | 119 | 5% | 113.05
11946 | Axis | 5506-501 | AXIS F8214 DOME ACC 4PCS-AXIS F8214 Dome Accessory 4 pieces. Dome accessory for use with AXIS F1004 Sensor Unit. Can be mounted on walls and ceilings. Can be used with or without bubble. | Ea |  | 1 Year (3 Years) | 59 | 5% | 56.05
11947 | Axis | 5506-511 | AXIS F8224 RECESSED MOUNT 4PCS-AXIS F8224 Recessed Mount 4 pieces. Recessed mount accessory for use with AXIS F1004 Sensor Unit. Can be mounted in a ceiling. | Ea |  | 1 Year (3 Years) | 59 | 5% | 56.05
11948 | Axis | 5506-521 | AXIS Q6114-E/15-E CLEAR DOME 5P-Standard clear dome for AXIS Q61 Series 5 pcs | Ea |  | 1 Year (3 Years) | 269 | 5% | 255.55
11949 | Axis | 5506-531 | AXIS F8225 PINHOLE ACCESSORY-Discreet accessory for ceiling mount of AXIS F1025 pinhole. AXIS F1025 provides 92 horizontal FOV. Used to get overview of rooms or of a door. Can easily be repainted to fit ceiling color. | Ea |  | 1 Year (3 Years) | 39 | 5% | 37.05
11950 | Axis | 5506-541 | AXIS F8235 FISHEYE ACCESSORY-Discreet accessory to mount a AXIS F1035-E in a ceiling. Perfect for overview in small rooms or in parts of a larger room. Can easily be repainted to fit ceiling color. | Ea |  | 1 Year (3 Years) | 39 | 5% | 37.05
11951 | Axis | 5506-551 | AXIS INSTALLATION TOOL BATTERY 12V3.4Ah-Additional battery for AXIS T8415 Wireless Installation Tool. | Ea |  | 1 Year (3 Years) | 99 | 5% | 94.05
11952 | Axis | 5506-561 | AXIS INSTALLATION CHARGER ADAPTOR 12V1A-Charging adaptor for AXIS T8415 Wireless Installation Tool. | Ea |  | 1 Year (3 Years) | 49 | 5% | 46.55
11953 | Axis | 5506-571 | AXIS F8204 MOUNTING BAND 10 PCS-Stainless steel band for flexible mounting of AXIS F Series Sensor units and AXIS P12 sensor units. Sold in 10-pack. 10 x M20 x 1.5 nuts to lock the band to the sensor unit are included. Works with all AXIS P12 Sensor Units and all AXIS F Series Sensor un | Ea |  | 1 Year (3 Years) | 39 | 5% | 37.05
11954 | Axis | 5506-571 | AXIS F8204 MOUNTING BAND 10 PCS-Stainless steel band for flexible mounting of AXIS F Series Sensor units and AXIS P12 sensor units. Sold in 10-pack. 10 x M20 x 1.5 nuts to lock the band to the sensor unit are included. Works with all AXIS P12 Sensor Units and all AXIS F Series Sensor un | Ea |  | 1 Year (3 Years) | 39 | 5% | 37.05
11955 | Axis | 5506-611 | AXIS T91B21 STAND WHITE-White aluminum stand for wall or hard ceiling mount. A cable hole in the base of the stand makes it possible to hide the hole in the wall out of which the cable is routed. A snap on cover gives a clean look without visible screws. Compatible with all stan | Ea |  | 1 Year (3 Years) | 29 | 5% | 27.55
11956 | Axis | 5506-621 | AXIS T91B21 STAND BLACK-Black aluminum stand for wall or hard ceiling mount. A cable hole in the base of the stand makes it possible to hide the hole in the wall out of which the cable is routed. A snap on cover gives a clean look without visible screws. Compatible with all stan | Ea |  | 1 Year (3 Years) | 29 | 5% | 27.55
11957 | Axis | 5506-641 | AXIS Q6000-E CLEAR DOME-Clear dome for AXIS Q6000-E | Ea |  | 1 Year (3 Years) | 79 | 5% | 75.05
11958 | Axis | 5506-651 | AXIS T94U01D PENDANT KIT-Pendant kit for AXIS Q3505-SVE without weather shield mainly for indoor use made of stainless steel. | Ea |  | 1 Year (3 Years) | 379 | 5% | 360.05
11959 | Axis | 5506-661 | AXIS T94U02D PENDANT KIT-Outdoor pendant kit with weather shield for AXIS Q3505-SVE made of stainless steel. | Ea |  | 1 Year (3 Years) | 419 | 5% | 398.05
11960 | Axis | 5506-671 | AXIS T94U02S MOUNTING BRACKET-Standard mounting bracket for AXIS Q3505-SVE made of stainless steel. Including gasket. | Ea |  | 1 Year (3 Years) | 169 | 5% | 160.55
11961 | Axis | 5506-681 | AXIS T91F61 WALL MOUNT STAINLESS STEEL-Wall mount for AXIS Q3505-SVE made of stainless steel. | Ea |  | 1 Year (3 Years) | 399 | 5% | 379.05
11962 | Axis | 5506-691 | AXIS T91F67 POLE MOUNT STAINLESS STEEL-Pole mount bracket for AXIS Q35-SLVE stainless steel cameras. Compatible with AXIS T91F61 Wall mount. Made of marine-grade stainless steel. Includes 1 pair marine-grade SS316L stainless steel straps with TX30 screw interface for ease-of-installation. Stra | Ea |  | 1 Year (3 Years) | 139 | 5% | 132.05
11963 | Axis | 5506-701 | AXIS Q3505-SVE CLEAR DOME 2P-Standard clear dome for AXIS Q3505-SVE. 2pcs | Ea |  | 1 Year (3 Years) | 89 | 5% | 84.55
11964 | Axis | 5506-721 | AXIS LENS FUJINON CS 2.8-8MM P-IRIS-Standard CS mounted varifocal P-Iris lens 2.8-8mm for AXIS Q1615. | Ea |  | 1 Year (3 Years) | 149 | 5% | 141.55
11965 | Axis | 5506-731 | AXIS LENS TAMRON C 4-13MM DC-IRIS-Standard C mounted varifocal DC-Iris lens 4-13mm for AXIS Q1635. | Ea |  | 1 Year (3 Years) | 399 | 5% | 379.05
11966 | Axis | 5506-751 | AXIS WEATHERSHIELD KIT E-Weathershield with screws for protecting the dome of an AXIS P32-VE camera from rain snow and sun. | Ea |  | 1 Year (3 Years) | 18 | 5% | 17.1
11967 | Axis | 5506-761 | AXIS WEATHERSHIELD KIT D-Weathershield with screws for protecting the dome of an AXIS Q35-VE camera from rain snow and sun. | Ea |  | 1 Year (3 Years) | 20 | 5% | 19
11968 | Axis | 5506-821 | AXIS F7315 CABLE WHITE 15M 4PCS-AXIS F7315 comes in packs of four. 15-m 49 ft. white cable with an RJ12 contact for connection to an AXIS F1004 Sensor Unit. | Ea |  | 1 Year (3 Years) | 99 | 5% | 94.05
11969 | Axis | 5506-831 | AXIS ACCESS CARD 1K, WHITE 200 pcs-AXIS Access Card is a contactless Mifare 1K smart card that uses advanced radio frequency identification RFID technology to deliver secure and reliable physical access to premises. It is robust and IP68-rated comes in a pack of 200 pcs. | Ea |  | 1 Year (3 Years) | 359 | 5% | 341.05
11970 | Axis | 5506-841 | AXIS T94A03L RECESSED MOUNT-Recessed mount for AXIS P5514/-E and P5515/-E cameras. Also suitable indoor for recessed camera installations in plenum as the back box is made of metal and has a 3/4 hole for cable protection conduits. | Ea |  | 1 Year (3 Years) | 139 | 5% | 132.05
11971 | Axis | 5506-851 | AXIS T96B05 FRONT KIT 5 PCS-Spare part window and window holder for AXIS T96B05 Outdoor Housing and AXIS P3905-RE. 5 Pcs. Includes screws. | Ea |  | 1 Year (3 Years) | 169 | 5% | 160.55
11972 | Axis | 5506-871 | AXIS T8415 INSTALLATION BAG-Durable soft bag to carry the AXIS T8415 Wireless Installation Tool with space for extra battery charger network cables etc. | Ea |  | 1 Year (3 Years) | 49 | 5% | 46.55
11973 | Axis | 5506-881 | AXIS T8415 WIRELESS INST TOOL KIT-Kit including AXIS T8415 Wireless Installation Tool one extra AXIS Installation Tool Battery 12V3.4Ah and one AXIS Installation Bag. | Ea |  | 1 Year (3 Years) | 699 | 5% | 664.05
11974 | Axis | 5506-891 | AXIS ADAPTER RJ45 MALE TO MALE-Adapter for connecting Q6000-E to PTZ camera | Ea |  | 1 Year (3 Years) | 15 | 5% | 14.25
11975 | Axis | 5506-921 | AXIS F7308 CABLE BLACK 8M 4PCS-AXIS F7308 comes in packs of four. 8-m 26 ft. black cable with an RJ12 contact for connection to an AXIS F1004 Sensor Unit. Used as a spare part for the original cable that comes with AXIS F1004 Sensor Unit. | Ea |  | 1 Year (3 Years) | 39 | 5% | 37.05
11976 | Axis | 5506-931 | AXIS T8331 PIR MOTION DETECTOR-Indoor PIR detector especially made for Axis cameras to enhance motion detection. Easy plug and play connectivity to Axis I/O camera port. | Ea |  | 1 Year (3 Years) | 39 | 5% | 37.05
11977 | Axis | 5506-941 | AXIS T8331-E PIR MOTION DETECTOR-Outdoor PIR detector especially made for Axis cameras to enhance motion detection. Easy plug and play connectivity to Axis I/O camera port. | Ea |  | 1 Year (3 Years) | 129 | 5% | 122.55
11978 | Axis | 5506-951 | AXIS T91G61 WALL MOUNT-The aluminum IP66 NEMA 4X and IK10 rated AXIS T91G61 Wall Mount is designed to accommodate and safely protect accessories e.g. a midspan inside the mount. Quickly and easily connect power and data via the pre-mounted IP66 rated RJ45 connector. Compatible | Ea |  | 1 Year (3 Years) | 175 | 5% | 166.25
11979 | Axis | 5506-961 | LENS CS 3-10.5MM DC-IRIS-Standard lens for AXIS M1124/-E M1125/-E. | Ea |  | 1 Year (3 Years) | 99 | 5% | 94.05
11980 | Axis | 5506-971 | AXIS T93G TOP COVER-Spare part top part of the AXIS T93G housing including window. | Ea |  | 1 Year (3 Years) | 49 | 5% | 46.55
11981 | Axis | 5506-981 | AXIS Q6000 LENS M12 1.37MM-Standard lens kit M12 1.37mm for AXIS Q6000-E. Gasket included. | Ea |  | 1 Year (3 Years) | 59 | 5% | 56.05
11982 | Axis | 5506-991 | LENS FUJINON C CS 8-80MM DC-Varifocal IR-corrected lens with DC-Iris. For use with both C-mount and CS-mount cameras thanks to the included adapter. Compatible with e.g. AXIS Q1635. | Ea |  | 1 Year (3 Years) | 349 | 5% | 331.55
11983 | Axis | 5507-101 | AXIS F8211 PINHOLE TRIM RING 10PCS-Trim ring for discreet mounting of AXIS F1025 Sensor Unit behind a thin surface. 10 PCS. | Ea |  | 1 Year (3 Years) | 59 | 5% | 56.05
11984 | Axis | 5507-111 | AXIS F8212 TRIM RING 10PCS-Trim ring for discreet mounting of AXIS F1005-E F1035-E P1214-E and P1224-E behind a surface. 10 PCS. | Ea |  | 1 Year (3 Years) | 99 | 5% | 94.05
11985 | Axis | 5507-121 | AXIS WEATHERSHIELD K-Weathershield for AXIS P14 Series designed for use in rainy and windy environments. | Ea |  | 1 Year (3 Years) | 29 | 5% | 27.55
11986 | Axis | 5507-131 | AXIS T94F02S MOUNTING BRACKET-Standard plastic mounting bracket for AXIS P1405 P1425 P1427 P1428. | Ea |  | 1 Year (3 Years) | 19 | 5% | 18.05
11987 | Axis | 5507-191 | EX POLE BRACKET XF40-The Electro-polished 316L stainless steel pole bracket is specifically designed for top mounting installations of XF40 and suitable for onshore offshore marine and heavy industrial applications. It features a swivel movement of pan 90 and tilt 45 and its | Ea |  | 1 Year (3 Years) | 449 | 5% | 426.55
11988 | Axis | 5507-201 | EX WALL MOUNT XF40-Electro-polished 316L stainless steel wall mount for XF40 designed for onshore offshore marine and heavy industrial applications. Can also be used in conjunction with Bracket Pole Clamp Adaptor XF40 EX for pole mounting. It features a swivel movement of p | Ea |  | 1 Year (3 Years) | 899 | 5% | 854.05
11989 | Axis | 5507-211 | EX WALL MOUNT XP40-Electro-polished 316L stainless steel wall mount for XP40 designed for onshore offshore marine and heavy industrial applications. Weight 14 kg. | Ea |  | 1 Year (3 Years) | 799 | 5% | 759.05
11990 | Axis | 5507-221 | EX POLE MOUNT XF40-Pole mounting explosion protected fixed network cameras is made simple using this electo-polished 316L stainless steeel Ex Pole mount XF40 accompanied by the requisite Ex Wall Mount XF40. The Ex Pole Mount XF40 is specifically designed to mount Ex Wall Mo | Ea |  | 1 Year (3 Years) | 599 | 5% | 569.05
11991 | Axis | 5507-271 | AXIS T91D62 TELESCOPIC PARAPET MNT-Made for parapet and wall installations. Telescopic arm with adjustable length between 783 mm 30.1 in to 1033 mm 40.7 in for compensating different parapet thicknesses or obstructive elements on the facade of the building. It can Swivel round its own axis | Ea |  | 1 Year (3 Years) | 349 | 5% | 331.55
11992 | Axis | 5507-281 | AXIS Q6114-E/15-E CLEAR DOME-Standard clear dome for AXIS Q6114-E/Q6115-E. | Ea |  | 1 Year (3 Years) | 59 | 5% | 56.05
11993 | Axis | 5507-311 | AXIS Q37 CLEAR DOME A-Standard clear dome with anti-scratch hard coating. Compatible with AXIS Q3708-PVE and Q3709-PVE. Single pack. | Ea |  | 1 Year (3 Years) | 49 | 5% | 46.55
11994 | Axis | 5507-321 | AXIS WEATHERSHIELD KIT M-Standard weathershield for AXIS Q3709 | Ea |  | 1 Year (3 Years) | 34 | 5% | 32.3
11995 | Axis | 5507-331 | AXIS T91A10 MOUNTING KIT-Plastic mounting kit with stand and clamp for flexible moutning of Axis products with tripod thread. | Ea |  | 1 Year (3 Years) | 19 | 5% | 18.05
11996 | Axis | 5507-361 | AXIS T94B02D PENDANT KIT-Pendant kit for wall mount or ceiling mount. Compatible with Axis mounting accessories with 1.5 NPS thread. 3/4 threaded pipes can also be used with a nut for securing. Compatible with the small form factor of AXIS M20 M31-LV/-LVE M30-V/-WV and Companion | Ea |  | 1 Year (3 Years) | 29 | 5% | 27.55
11997 | Axis | 5507-401 | AXIS T94B01P CONDUIT BACK BOX-Conduit back box for 1/2 or M20 pipes. Features the 1/2 ACI interface to enable use of ACI adapters. There is an integrated female tripod thread for use of standard camera stands or holders. Compatible with AXIS M3044-V/M3045-V/M3046-V. | Ea |  | 1 Year (3 Years) | 19 | 5% | 18.05
11998 | Axis | 5507-421 | AXIS M3044-V/45-V/46-V SM DOME 5P-Smoked dome for AXIS M3044-V/45-V/46-V SM DOME. 5 pcs. | Ea |  | 1 Year (3 Years) | 99 | 5% | 94.05
11999 | Axis | 5507-431 | AXIS M30 CASING A BLACK 5P-Black accessory casing for AXIS M3044-V/45-V/46-V. Replaces the white original casing. 5 pcs. | Ea |  | 1 Year (3 Years) | 79 | 5% | 75.05
12000 | Axis | 5507-441 | AXIS M3044-V/45-V/46-V VIEW PROT 5P-Viewing protector that makes it harder to see where the camera is aiming. For use when the camera is used without dome. 5 pcs. | Ea |  | 1 Year (3 Years) | 39 | 5% | 37.05
12001 | Axis | 5507-451 | AXIS T91B50 TELESCOPIC CEIL MNT-Indoor/outdoor telescopic ceiling mount. Expands between 1 m 39 and 2 m 79. Features a swivel action to prevent breaking if hit by forklifs or high vehicles. Can be mounted on a sloped ceiling. Accessory extension pipes Not included for a maximum lengh of | Ea |  | 1 Year (3 Years) | 199 | 5% | 189.05
12002 | Axis | 5507-461 | AXIS T91B51 CEILING MOUNT-The indoor/outdoor ceiling mount is ideal for low ceiling installations such as parking houses with swivel action to prevent breaking if hit. Can be mounted in a sloped ceilings/soffits to compensate angles up to 45 degrees. Available accessory extension | Ea |  | 1 Year (3 Years) | 119 | 5% | 113.05
12003 | Axis | 5507-471 | MOUNT KIT CODEBLUE/A8004-Stainless steel adapter plate for mounting AXIS A8004-VE Network Video Door Station in Code Blue emergency stanchions and call boxes combining intelligent video surveillance with emergency communication in a single device. The adapter plate is compatible | Ea |  | 1 Year (3 Years) | 119 | 5% | 113.05
12004 | Axis | 5507-481 | AXIS T91B52 EXTENSION PIPE 100 CM-Extension pipe for AXIS T91B50 and AXIS T91B51. Length 100 cm 39. | Ea |  | 1 Year (3 Years) | 49 | 5% | 46.55
12005 | Axis | 5507-491 | AXIS T91B52 EXTENSION PIPE 30 CM-Extension pipe for AXIS T91B50 and AXIS T91B51. Length 30 cm 12. | Ea |  | 1 Year (3 Years) | 34 | 5% | 32.3
12006 | Axis | 5507-501 | AXIS T91D62 ADAPTER MOUNTING BRACKET-Retrofit adapter mount bracket for re-using holes drilled from Pelcos PTZ dome parapet mount or for increasing the attachment area towards the parapet. | Ea |  | 1 Year (3 Years) | 59 | 5% | 56.05
12007 | Axis | 5507-511 | AXIS T94M02D PENDANT KIT-AXIS T94M02D comprises a weather shield and a mounting adapter for AXIS P3707-PE Network Camera. The mounting adapter is compatible with 1.5-inch NPS thread. The kit enables AXIS P3707-PE to mounted on poles parapets and outer corners using many AXIS T91 | Ea |  | 1 Year (3 Years) | 99 | 5% | 94.05
12008 | Axis | 5507-591 | AXIS T94Q01F CEILING AND COLUMN MNT-The powder-coated aluminum AXIS T94Q01F for AXIS fixed box outdoor ready cameras and housings can be used for both ceiling/soffit and column/parapet installations. This allows Axis fixed camera housings to be mounted under hard surfaces such as ceilings b | Ea |  | 1 Year (3 Years) | 109 | 5% | 103.55
12009 | Axis | 5507-601 | AXIS T94R01B CORNER BRACKET-The powder-coated aluminum AXIS T94R01B Corner Bracket is used for attaching the wall mount of Axis camera housing to the outer corners of a building. AXIS T94R01B Corner Bracket is compatible with AXIS T91E61 Wall Mount for fixed dome cameras. Small-size | Ea |  | 1 Year (3 Years) | 59 | 5% | 56.05
12010 | Axis | 5507-621 | AXIS F8206 PINHOLE MT BRACKET 5PCS-Mounting bracket that allows AXIS F1004 Pinhole Sensor Unit and the sensor unit for AXIS P1264 to be mounted behind a thin metal/plastic/glass panel. Comes in pack of 5 pcs. | Ea |  | 1 Year (3 Years) | 29 | 5% | 27.55
12011 | Axis | 5507-641 | AXIS T91H61 WALL MOUNT-AXIS T91H61 Wall Mount is designed with a built-in RJ45 cable and connectionto and spacious compartment for connectivity accessories such as midspans and media converters. The wall mount is impact-resistant IK10 and weather-resistant IP66 NEMA 4X for indo | Ea |  | 1 Year (3 Years) | 175 | 5% | 166.25
12012 | Axis | 5507-671 | AXIS T94S01L RECESSED MOUNT-Indoor recessed mount for drop ceiling installations. Single-screw ceiling attachment for quick and easy installation. Not suitable for air-handling plenum spaces. Compatible with AXIS P32-V/-LV series. | Ea |  | 1 Year (3 Years) | 42 | 5% | 39.9
12013 | Axis | 5507-681 | AXIS T93C10 OUTDOOR HOUSING-Outdoor camera housing for Axis cameras with EF lenses e.g. AXIS Q1659. Made of IK10 impact resistant thermoplastic with dual-layer UV protection. IP66 NEMA 4X rated and UL listed. Powered by 24 VDC power supply not included. Heavy duty wall mount include | Ea |  | 1 Year (3 Years) | 1299 | 5% | 1234.05
12014 | Axis | 5507-701 | AXIS WASHER KIT B-Washer kit for spraying cleaning fluid on the windows of AXIS positioning cameras and positioning units. The kit contains a 23 litre tank pump for delivery up to 11m 36ft tube nozzle and custom-made mounting bracket for the nozzle. | Ea |  | 1 Year (3 Years) | 999 | 5% | 949.05
12015 | Axis | 5507-711 | AXIS 4IN1 SECURITY SCREWDRIVER-The AXIS 4-in-1 Security Screwdriver Kit is a great tool for installing Axis products. The kit features two double-sided insert bits type that match Axis products using tamper resistant torx and standard philips head. The kit comes with a quick-release no | Ea |  | 1 Year (3 Years) | 24 | 5% | 22.8
12016 | Axis | 5700-071 | SPR POWER SUPPLY 1U 310W FRONT-Replacement power supply for AXIS Q7900 encoder rack | Ea |  | 1 Year (3 Years) | 329 | 5% | 312.55
12017 | Axis | 5700-081 | SPR ELECTRONIC KIT T95A00-Electronic boards for replacement in AXIS T95A00 110-230 VAC. Includes 4 boards. | Ea |  | 1 Year (3 Years) | 215 | 5% | 204.25
12018 | Axis | 5700-091 | SPR ELECTRONIC KIT T95A10-Electronic boards for replacement in AXIS T95A10 24 VAC. Includes 3 boards. | Ea |  | 1 Year (3 Years) | 131 | 5% | 124.45
12019 | Axis | 5700-101 | SPR HEATER/FAN KIT T95A00-Replacement kit with 3 heaters and fans for AXIS T95A00 | Ea |  | 1 Year (3 Years) | 96 | 5% | 91.2
12020 | Axis | 5700-111 | SPR HEATER/FAN KIT T95A10-Replacement kit with 3 heaters and fans for AXIS T95A10 | Ea |  | 1 Year (3 Years) | 99 | 5% | 94.05
12021 | Axis | 5700-151 | SPR SCREW AND GLAND KIT T95A-Replacement cable gland plate cable glands and screws for AXIS T95A | Ea |  | 1 Year (3 Years) | 24 | 5% | 22.8
12022 | Axis | 5700-161 | CONN KIT AXIS Q7404-Terminal connectors for AXIS Q7404. Includes 8 pcs 2P 2.50MM 4 pcs 4P 2.50MM and one 2P 3.81MM. In total 13 connectors. | Ea |  | 1 Year (3 Years) | 35 | 5% | 33.25
12023 | Axis | 5700-221 | SPR MAINS ADAPTOR PS-V EUR-Power supply PS-V for AXIS M10 series. White Sparepart | Ea |  | 1 Year (3 Years) | 39 | 5% | 37.05
12024 | Axis | 5700-291 | SPR DOME CLEAR AXIS 215 PTZ-E-Spare clear dome for AXIS 215-PTZ-E. Includes mounting ring clear bubble rubber gasket and 4 screws. | Ea |  | 1 Year (3 Years) | 99 | 5% | 94.05
12025 | Axis | 5700-301 | SPR AXIS P3343/-V SCREW KIT-Screw kit för AXIS P3343 P3343-V P3344 and P3344-V as spare part. Includes mounting screws plugs and I/O connector. | Ea |  | 1 Year (3 Years) | 4 | 5% | 3.8
12026 | Axis | 5700-311 | SPR AXIS P3343-V DOME KIT-Dome kit for AXIS P3343-V AXIS P3344-V AXIS P3363-V and AXIS P3364-V as spare part. Includes a clear bubble mounted on an aluminium dome cover and a separate smoked bubble. | Ea |  | 1 Year (3 Years) | 69 | 5% | 65.55
12027 | Axis | 5700-321 | SPR AXIS P3343 DOME KIT-Dome Kit for AXIS P3343 AXIS P3344 AXIS P3353 and AXIS P3354 as spare part. Includes a clear bubble mounted on o plastic dome cover and a separate smoked bubble. | Ea |  | 1 Year (3 Years) | 29 | 5% | 27.55
12028 | Axis | 5700-331 | NETWORK CABLE WITH GASKET 5M-Shielded outdoor network cable 5 meter. Pre mounted rubber gasket and male RJ45 connectors. For use with AXIS M11-E series AXIS P13-E series AXIS Q16-E series AXIS Q1755-E AXIS Q19-E series AXIS P33-VE series and AXIS T92/3-E housings. | Ea |  | 1 Year (3 Years) | 10 | 5% | 9.5
12029 | Axis | 5700-341 | SPR DOME KIT AXIS P3343-VE-Dome Kit for AXIS P3343-VE P3344-VE AXIS P3363-VE and AXIS P3364-VE as spare part. Includes a clear bubble mounted on an aluminium dome cover and a separate smoked bubble. | Ea |  | 1 Year (3 Years) | 69 | 5% | 65.55
12030 | Axis | 5700-351 | SPR AXIS P3343-VE SCREW KIT-Screw Kit for AXIS P3343-VE and P3344-VE as spare part. Includes mounting screws plugs and I/O connector. | Ea |  | 1 Year (3 Years) | 5 | 5% | 4.75
12031 | Axis | 5700-371 | SPR CONN PUSH PULL PLUG IDC-8 IP67-Spare RJ45 connector plug for AXIS Q603X-E AXIS P55XX-E. IP67 rated. | Ea |  | 1 Year (3 Years) | 49 | 5% | 46.55
12032 | Axis | 5700-471 | SPR COVERT CAMERA M7001-Cover Camera for AXIS M7001 as spare part. | Ea |  | 1 Year (3 Years) | 149 | 5% | 141.55
12033 | Axis | 5700-481 | STAND M10 SERIES 7CM-Plastic stand for the AXIS M10-series | Ea |  | 1 Year (3 Years) | 13 | 5% | 12.35
12034 | Axis | 5700-511 | MAIN BODY CUP M3011/14 10PCS-Metal cup for AXIS M3011 and AXIS M3014 Network Cameras. 10 pcs. | Ea |  | 1 Year (3 Years) | 210 | 5% | 199.5
12035 | Axis | 5700-601 | LENS 3-8MM 13VG308ASIR-Varifocal 3-8mm DC-Iris Lens CS mount. Original Lens for AXIS P1343 | Ea |  | 1 Year (3 Years) | 75 | 5% | 71.25
12036 | Axis | 5700-611 | LENS 3-8MM TG3Z0312FCS-MPIR-12-Original DC-IRIS IR-corrected Megapixel lens for P1344. | Ea |  | 1 Year (3 Years) | 195 | 5% | 185.25
12037 | Axis | 5700-641 | TOP COVER AXIS M311X-R 10PCS-Original dark grey top cover including dome and screws for AXIS M311X-R. 10 pcs | Ea |  | 1 Year (3 Years) | 249 | 5% | 236.55
12038 | Axis | 5700-661 | TOP COVER AXIS M311X-R BL 10PCS-Black top cover including dome and screws for AXIS M311X-R. 10 pcs. Approved for use in buses and trams. Not for trains. | Ea |  | 1 Year (3 Years) | 249 | 5% | 236.55
12039 | Axis | 5700-691 | MOUNTING BRACKET AXIS P33XX-VE-Original AXIS P33XX-VE mounting bracket for wall or hard ceilling. | Ea |  | 1 Year (3 Years) | 29 | 5% | 27.55
12040 | Axis | 5700-711 | AXIS M311X-R 2MM M12 LENS-Original lens for AXIS M311X-R as spare part | Ea |  | 1 Year (3 Years) | 79 | 5% | 75.05
12041 | Axis | 5700-751 | AXIS Q60-S CLEAR DOME A-Original clear dome in a special nylon blend with superior stress and chemical resistance. Compatible with AXIS Q604x-S and Q6055-S cameras. Single-pack. | Ea |  | 1 Year (3 Years) | 69 | 5% | 65.55
12042 | Axis | 5700-811 | AXIS Q603X HD DOME KIT-HD optimized dome kit for AXIS Q603X as spare part. Includes a clear bubble mounted on dome ring and a separate smoked bubble. | Ea |  | 1 Year (3 Years) | 89 | 5% | 84.55
12043 | Axis | 5700-821 | LENS CS 2.8MM M13F02820-Fixed Iris Megapixel Lens 2.8mm F2.0 CS mount. Original Lens for AXIS M1103/4. | Ea |  | 1 Year (3 Years) | 49 | 5% | 46.55
12044 | Axis | 5700-831 | FRONT GLASS KIT AXIS T92E20/21-Complete Front Kit for AXIS T92E20/21. Content Front Cover Front Glass Gasket Screws. | Ea |  | 1 Year (3 Years) | 20 | 5% | 19
12045 | Axis | 5700-851 | SPR BRACKET KIT AXIS Q60XX/P55XX-Bracket kit for surface mounting a camera on a hard ceiling. Compatible with Q603X and P553X. Content Bracket screws with washers and wave springs. | Ea |  | 1 Year (3 Years) | 24 | 5% | 22.8
12046 | Axis | 5700-861 | LENS CS 6.0MM F1.8 MP-CS mounted 6.0 mm megapixel lens. Original lens for AXIS M1103/4 | Ea |  | 1 Year (3 Years) | 49 | 5% | 46.55
12047 | Axis | 5700-871 | LENS CS 2.9-8.2MM F1.4 DC SVGA-Varifocal 2.9-8.2mm CS mounted SVGA DC-iris lens. Original lens for AXIS M1113 | Ea |  | 1 Year (3 Years) | 69 | 5% | 65.55
12048 | Axis | 5700-881 | LENS CS 2.8-8MM F1.2 DC-I MP-CS mounted Varifocal 2.8-8 mm DC-iris megapixel lens. Original lens for AXIS M1114. | Ea |  | 1 Year (3 Years) | 149 | 5% | 141.55
12049 | Axis | 5700-901 | SPR AXIS P3346 DOME KIT-Dome Kit for AXIS P3346 as spare part. Includes a clear bubble mounted on o plastic dome cover and a separate smoked bubble. | Ea |  | 1 Year (3 Years) | 34 | 5% | 32.3
12050 | Axis | 5700-911 | SPR AXIS P3346-V DOME KIT-Dome kit for AXIS P3346-V P3367-V and AXIS P3384-V as spare part. Includes a clear bubble mounted on a zinc alloy dome cover and a separate smoked bubble. | Ea |  | 1 Year (3 Years) | 74 | 5% | 70.3
12051 | Axis | 5700-921 | SPR AXIS P3346-VE DOME KIT-Dome Kit for AXIS P3346-VE P3367-VE AXIS P3384-VE as spare part. Includes a clear bubble mounted on an aluminium dome cover and a separate smoked bubble. | Ea |  | 1 Year (3 Years) | 74 | 5% | 70.3
12052 | Axis | 5700-941 | SUNSHIELD KIT T92E-Sunshield for AXIS P134X-E AXIS Q1755-E and AXIS Q192X-E. Includes mounting screws and Torx key. | Ea |  | 1 Year (3 Years) | 35 | 5% | 33.25
12053 | Axis | 5700-951 | SUNSHIELD AXIS Q603X-E-Sunshield for AXIS Q603X-E. | Ea |  | 1 Year (3 Years) | 29 | 5% | 27.55
12054 | Axis | 5700-961 | SUNSHIELD KIT AXIS P553X-E-Sunshield for AXIS P553X-E including mounting screws. | Ea |  | 1 Year (3 Years) | 29 | 5% | 27.55
12055 | Axis | 5700-971 | ELECTRONIC KIT AXIS T92E20-Sparepart including the electronics module of the AXIS T92E20 housing including fan and screws. | Ea |  | 1 Year (3 Years) | 179 | 5% | 170.05
12056 | Axis | 5800-011 | WEATHERSHIELD KIT P3343/44-VE-Original weathershield for AXIS P3343 AXIS P3344-VE AXIS P3363-VE and AXIS P3364-VE. Screws included. | Ea |  | 1 Year (3 Years) | 20 | 5% | 19
12057 | Axis | 5800-021 | WEATHERSHIELD KIT P3346/67-VE-Original weathershield for AXIS P3346 AXIS P3367-VE and AXIS P3384-VE. Screws included. | Ea |  | 1 Year (3 Years) | 20 | 5% | 19
12058 | Axis | 5800-041 | FRONT KIT T92E24-Front kit including metal frame window heater gasket and screws for AXIS T92E24 Thermal camera housing. Compatible with the 60mm TA-lens. | Ea |  | 1 Year (3 Years) | 949 | 5% | 901.55
12059 | Axis | 5800-051 | TOP COVER M311X-VE 10 PCS-Original top cover including dome and screws for AXIS M311X-VE. 10 pcs. | Ea |  | 1 Year (3 Years) | 249 | 5% | 236.55
12060 | Axis | 5800-061 | TOP COVER M311X-VE NOCAP 10 PCS-Original top cover including dome and screws for AXIS M311X-VE No Cap. 10 pcs. | Ea |  | 1 Year (3 Years) | 249 | 5% | 236.55
12061 | Axis | 5800-081 | AXIS Q603X-E CLEAR DOME C-Stand alone HD quality clear dome without line for the AXIS Q603X-E. | Ea |  | 1 Year (3 Years) | 79 | 5% | 75.05
12062 | Axis | 5800-101 | AXIS Q603X-E DOME COVER RING-Dome cover ring for AXIS Q603X-E including screws. | Ea |  | 1 Year (3 Years) | 18 | 5% | 17.1
12063 | Axis | 5800-111 | AXIS M501X DOME-Spare part AXIS M501X dome pre-mounted in the white top casing. Opening tool and gasket are included. | Ea |  | 1 Year (3 Years) | 29 | 5% | 27.55
12064 | Axis | 5800-121 | AXIS M501X MOUNTING KIT-Original ceiling mount kit for both hard- and drop ceilings for the AXIS M501X. | Ea |  | 1 Year (3 Years) | 15 | 5% | 14.25
12065 | Axis | 5800-131 | DROP CEILING KIT AXIS P553X/4X-Original kit for mounting a AXIS P553X/4X pan tilt zoom camera in a soft/drop ceiling | Ea |  | 1 Year (3 Years) | 79 | 5% | 75.05
12066 | Axis | 5800-141 | AXIS P5512 DOME KIT-Dome kit for AXIS P5512. Clear-/smoked dome and ome cover included. | Ea |  | 1 Year (3 Years) | 49 | 5% | 46.55
12067 | Axis | 5800-151 | AXIS P5512-E SUNSHIELD-Sunshield for AXIS P5512-E. | Ea |  | 1 Year (3 Years) | 24 | 5% | 22.8
12068 | Axis | 5800-191 | AXIS P553X SMOKED DOME-Original smoked dome for AXIS P5522/-E AXIS P5532/-E AXIS P5534/-E. | Ea |  | 1 Year (3 Years) | 34 | 5% | 32.3
12069 | Axis | 5800-201 | MAINS CABLE IEC-C13-Mains cable for AXIS One-Port Midspan AXIS T8123/24 AXIS 291 AXIS Q7900 AXIS Video Server Rack AXIS PoE Midspan 8-Port/16-Port Power Supply AXIS T8412. | Ea |  | 1 Year (3 Years) | 15 | 5% | 14.25
12070 | Axis | 5800-251 | AXIS P553X CLEAR DOME-Original clear dome for AXIS P5522/-E AXIS P5532/-E AXIS P5534/-E. | Ea |  | 1 Year (3 Years) | 34 | 5% | 32.3
12071 | Axis | 5800-271 | SPR FAN CASSETTE AXIS Q7900 E2-Original spare part fan cassette for AXIS Q7900 E2. | Ea |  | 1 Year (3 Years) | 199 | 5% | 189.05
12072 | Axis | 5800-281 | AXIS P5512-E DOME KIT-Dome kit for AXIS P5512-E. Clear-/smoked dome and dome cover included. | Ea |  | 1 Year (3 Years) | 49 | 5% | 46.55
12073 | Axis | 5800-301 | FRONT KIT 35MM AXIS Q872X-E-Frontkit for AXIS Q872X-E with 30mm lens as spare part | Ea |  | 1 Year (3 Years) | 699 | 5% | 664.05
12074 | Axis | 5800-311 | FRONT KIT 60MM AXIS Q872X-E-Frontkit for AXIS Q872X-E with 60mm lens as spare part. | Ea |  | 1 Year (3 Years) | 1499 | 5% | 1424.05
12075 | Axis | 5800-321 | AXIS Q872x-E SUNSHIELD KIT-Sunshield for AXIS Q872x-E as sparepart. Including screws and washer | Ea |  | 1 Year (3 Years) | 299 | 5% | 284.05
12076 | Axis | 5800-341 | AXIS Q603X-E SMOKED DOME C-Stand alone HD quality smoked dome without line for the AXIS Q603X-E. | Ea |  | 1 Year (3 Years) | 79 | 5% | 75.05
12077 | Axis | 5800-351 | AXIS T98A MOUNTING BRACKET-Original stainless steel mounting bracket for AXIS T98A-VE Surveillance Cabinet series. | Ea |  | 1 Year (3 Years) | 59 | 5% | 56.05
12078 | Axis | 5800-361 | TOP COVER AXIS M311X-VE-ORIGINAL TOP COVER FOR AXIS M311X-VE INCLUDING OPENING TOOL AND ALLEN KEY. | Ea |  | 1 Year (3 Years) | 29 | 5% | 27.55
12079 | Axis | 5800-371 | AXIS T8123/4-E MIDSPAN SPARE KIT-2pcs RJ-45 waterproof plugs and 1pcs grounding wire for outdoor midspan T8123/4-E | Ea |  | 1 Year (3 Years) | 29 | 5% | 27.55
12080 | Axis | 5800-381 | AXIS P135X CONN KIT-Terminal connectors for AXIS P135X-series. Includes 1 pcs TERMINAL CONNECTOR 4P STR 2.50MM 1 pcs TERMINAL CONNECTOR 2P STR 3.81MM 2 pcs TERMINAL CONNECTOR 2P STR 2.50MM | Ea |  | 1 Year (3 Years) | 9 | 5% | 8.55
12081 | Axis | 5800-391 | AXIS DOME CLEAR P5544-Sparepart dome for AXIS P5544. Note that this product does not contain the fisheye lens. | Ea |  | 1 Year (3 Years) | 49 | 5% | 46.55
12082 | Axis | 5800-401 | AXIS P5544 LENS KIT-Spare part lens kit for AXIS P5544 | Ea |  | 1 Year (3 Years) | 399 | 5% | 379.05
12083 | Axis | 5800-431 | P1214/-E MOUNT KIT INC HOUS 5-P-Original mounting kit for AXIS P1214/-E. Kit contents sensor unit housing flush wall mount bracket. 5 pack. | Ea |  | 1 Year (3 Years) | 99 | 5% | 94.05
12084 | Axis | 5800-461 | P1214/-E MOUNT KIT EXC HOUS 5-P-Mounting kit for AXIS P1204/E. Kit contents Flush mount wall bracket. 5 pack. | Ea |  | 1 Year (3 Years) | 29 | 5% | 27.55
12085 | Axis | 5800-461 | P1214/-E MOUNT KIT EXC HOUS 5-P-Mounting kit for AXIS P1204/E. Kit contents Flush mount wall bracket. 5 pack. | Ea |  | 1 Year (3 Years) | 29 | 5% | 27.55
12086 | Axis | 5800-471 | AXIS Q60XX-C SUNSHIELD-Sunshield for AXIS Q60xx-C series | Ea |  | 1 Year (3 Years) | 39 | 5% | 37.05
12087 | Axis | 5800-481 | AXIS Q60-E/C CLEAR DOME D-Clear dome cover for AXIS Q60XX-E/-C series | Ea |  | 1 Year (3 Years) | 79 | 5% | 75.05
12088 | Axis | 5800-491 | AXIS Q60XX-C MULTI CONNECT CABLE 5M-Cable between AXIS Q60XX-C and connection box AXIS T8605 | Ea |  | 1 Year (3 Years) | 139 | 5% | 132.05
12089 | Axis | 5800-501 | AXIS Q60XX-C COOLING MODULE-Peltier element inside and outside fan for AXIS Q60XX-C | Ea |  | 1 Year (3 Years) | 999 | 5% | 949.05
12090 | Axis | 5800-511 | AXIS T91A03 DIN RAIL CLIP 5PCS-The clip made of steel enables mounting on a standard 35mm DIN rail. It includes 2 cable ties. Compatible with AXIS T8120/T8133 midspans and AXIS T8604 / T8605 converters. Weight 17 g 0.6 oz.. 5-pack. | Ea |  | 1 Year (3 Years) | 19 | 5% | 18.05
12091 | Axis | 5800-511 | AXIS T91A03 DIN RAIL CLIP 5PCS-The clip made of steel enables mounting on a standard 35mm DIN rail. It includes 2 cable ties. Compatible with AXIS T8120/T8133 midspans and AXIS T8604 / T8605 converters. Weight 17 g 0.6 oz.. 5-pack. | Ea |  | 1 Year (3 Years) | 19 | 5% | 18.05
12092 | Axis | 5800-521 | AXIS T98A05 CABINET DOOR-Cabinet door for AXIS T98A Surveillance Cabinet. Stand alone. Used in T98A15-VE Cabinets. | Ea |  | 1 Year (3 Years) | 129 | 5% | 122.55
12093 | Axis | 5800-531 | AXIS T98A06 CABINET DOOR-Cabinet door for AXIS T98A Surveillance Cabinet. Compatible cameras AXIS M111X-E AXIS P13XX-E AXIS Q16XX-E AXIS Q17XX-E AXIS Q191X-E AXIS Q192X-E. Used in T98A16-VE Cabinets. | Ea |  | 1 Year (3 Years) | 129 | 5% | 122.55
12094 | Axis | 5800-541 | AXIS T98A07 CABINET DOOR-Cabinet door for AXIS T98A Surveillance Cabinet. Compatible cameras AXIS P33-VE/-LVE and the outdoor bullet-style Q1765 and Q1931 cameras. Used in T98A17-VE Cabinets. | Ea |  | 1 Year (3 Years) | 129 | 5% | 122.55
12095 | Axis | 5800-551 | AXIS T98A08 CABINET DOOR-Cabinet door for T98A. Compatible products AXIS T91A61 Wall bracket for use with AXIS P55 and Q60-series or fixed dome pendant kits. Used in T98A18-VE Cabinets. | Ea |  | 1 Year (3 Years) | 129 | 5% | 122.55
12096 | Axis | 5800-601 | AXIS P3367-VE CASING KIT-The kit contains a complete AXIS P3367-VE enclosure heater and cable cover. The kit could also be used for converting an indoor version of AXIS P3346 P3367 P3384 and P3365 to an outdoor VE version. | Ea |  | 1 Year (3 Years) | 215 | 5% | 204.25
12097 | Axis | 5800-611 | CONN KIT AXIS P7214/Q7411-Terminal connectors for AXIS P7214 and AXIS Q7411. Includes 1 pcs TERMINAL CONN 6P STR 2.50MM 2 pcs TERMINAL CONN 2P STR 2.50MM rubber feet and mounting screws for the encoder. | Ea |  | 1 Year (3 Years) | 9 | 5% | 8.55
12098 | Axis | 5800-621 | CONN KIT AXIS M7014-Terminal connectors for AXIS M7014. Includes 2 pcs TERMINAL CONN 2P STR 2.50MM rubber feet and mounting screws for the encoder. | Ea |  | 1 Year (3 Years) | 9 | 5% | 8.55
12099 | Axis | 5800-631 | AXIS M3004-V/05-V CLEAR DOME-Original top cover with clear dome for AXIS M3004-V/05-V | Ea |  | 1 Year (3 Years) | 19 | 5% | 18.05
12100 | Axis | 5800-641 | AXIS M3004 LENS-Original M12 lens for AXIS M3004 2.8mm. Focus tool included. | Ea |  | 1 Year (3 Years) | 49 | 5% | 46.55
12101 | Axis | 5800-651 | AXIS M3005 LENS-Original M12 lens for AXIS M3005 2.8mm. Focus tool included. | Ea |  | 1 Year (3 Years) | 49 | 5% | 46.55
12102 | Axis | 5800-661 | LENS CS VF 2.8-8MM F1.2 DC-IR-Original CS mounted varifocal DC-Iris lens 2.8-8mm for AXIS Q1602/04 and AXIS P1354/55 | Ea |  | 1 Year (3 Years) | 149 | 5% | 141.55
12103 | Axis | 5800-671 | LENS CS VF 2.8-8MM F1.2 P-IRIS-Original CS mounted varifocal P-Iris lens 2.8-8mm for AXIS Q1604/14 and AXIS P1355/57 | Ea |  | 1 Year (3 Years) | 149 | 5% | 141.55
12104 | Axis | 5800-681 | AXIS P3364-LVE DOME KIT-Dome kit for AXIS P3364-LVE. The dome is pre-mounted in a standard white top cover casing. | Ea |  | 1 Year (3 Years) | 74 | 5% | 70.3
12105 | Axis | 5800-691 | AXIS P3364-LV DOME KIT-Dome kit for AXIS P3364-LV. The dome is pre-mounted in the standard white top cover casing. | Ea |  | 1 Year (3 Years) | 74 | 5% | 70.3
12106 | Axis | 5800-711 | AXIS M3024 CLEAR DOME 5PCS-Standard clear domes for AXIS M3024 5 pcs | Ea |  | 1 Year (3 Years) | 249 | 5% | 236.55
12107 | Axis | 5800-721 | AXIS M3025/26 CLEAR DOME 5PCS-Standard clear domes for AXIS M3025 M3026. 5 pcs | Ea |  | 1 Year (3 Years) | 249 | 5% | 236.55
12108 | Axis | 5800-731 | AXIS M3006 CLEAR DOME 5PCS-Original white top cover with clear dome for AXIS M3006 5pcs. | Ea |  | 1 Year (3 Years) | 249 | 5% | 236.55
12109 | Axis | 5800-741 | AXIS M3007 CLEAR DOME 5PCS-Original white top cover with clear dome for AXIS M3007 5pcs. | Ea |  | 1 Year (3 Years) | 249 | 5% | 236.55
12110 | Axis | 5800-751 | AXIS M3027 CLEAR DOME 5PCS-Standard clear domes for AXIS M3027 5 pcs | Ea |  | 1 Year (3 Years) | 249 | 5% | 236.55
12111 | Axis | 5800-761 | AXIS P54 SMOKED DOME-Smoked dome for AXIS P54-series. | Ea |  | 1 Year (3 Years) | 49 | 5% | 46.55
12112 | Axis | 5800-771 | AXIS P54 CLEAR DOME-Clear dome for AXIS P54-series. | Ea |  | 1 Year (3 Years) | 49 | 5% | 46.55
12113 | Axis | 5800-781 | LENS FUJINON CS 2.2-6MM DC-IRIS B-Varifocal IR-corrected lens with DC-Iris. Compatible with e.g. AXIS P1353/-E P1354/-E P1355/-E P1357/-E AXIS Q1602/-E Q1604/-E. | Ea |  | 1 Year (3 Years) | 149 | 5% | 141.55
12114 | Axis | 5800-791 | LENS COMPUTAR CS 12.5-50MM DC-IRIS-Varifocal IR-corrected lens with DC-Iris. Compatible with e.g. AXIS P1353/-E P1354/-E. Axis Q1602/-E Q1604/-E. | Ea |  | 1 Year (3 Years) | 249 | 5% | 236.55
12115 | Axis | 5800-801 | LENS COMPUTAR CS 12.5-50MM P-IRIS-Varifocal IR-corrected lens with P-Iris. Compatible with e.g. AXIS Q1602/-E Q1604/-E Q1614/-E Q1615/-E AXIS P1355/-E P1357/-E. | Ea |  | 1 Year (3 Years) | 249 | 5% | 236.55
12116 | Axis | 5800-811 | STAINLESS STEEL STRAPS 1450MM 1 PAIR-Original stainless steel straps for AXIS T91A47 110-400 mm. The straps also fit the AXIS T91A67. Mounting tool P/N 21776 is required. | Ea |  | 1 Year (3 Years) | 24 | 5% | 22.8
12117 | Axis | 5800-821 | AXIS Q60XX-C MULTI CONNECT CABLE 7M-Cable between AXIS Q60XX-C and connection box AXIS T8605 | Ea |  | 1 Year (3 Years) | 179 | 5% | 170.05
12118 | Axis | 5800-851 | SPR FAN CASSETTE AXIS Q7920-Original spare part fan cassette for AXIS Q7920. | Ea |  | 1 Year (3 Years) | 99 | 5% | 94.05
12119 | Axis | 5800-861 | SPR POWER SUPPLY 1U 300W BL. FRONT-Replacement power supply for AXIS Q7920 Video Encoder Chassis | Ea |  | 1 Year (3 Years) | 329 | 5% | 312.55
12120 | Axis | 5800-871 | AXIS T98A09 CABINET DOOR-Cabinet door for AXIS T98A. Compatible products AXIS P54-Series. Used in T98A19-VE Cabinets. | Ea |  | 1 Year (3 Years) | 129 | 5% | 122.55
12121 | Axis | 5800-881 | SPR 5 PORT GB ETHERNET SWITCH KIT-Spare part internal switch for the AXIS Q8721-E/22-E Dual camerasincluding brackets. | Ea |  | 1 Year (3 Years) | 599 | 5% | 569.05
12122 | Axis | 5800-891 | AXIS CONNECTOR A 4P2.5 STR 10PCS-Axis male connector for limited and full IO port . Pitch 2.50 mm. 4pos terminal block. 10pack. | Ea |  | 1 Year (3 Years) | 19 | 5% | 18.05
12123 | Axis | 5800-901 | AXIS CONNECTOR A 2P3.81 STR 10PCS-Axis male connector for low voltage power. Pitch 3.81 mm. 2pos terminal block. 10pack | Ea |  | 1 Year (3 Years) | 19 | 5% | 18.05
12124 | Axis | 5800-921 | PT IR ILLUMINATOR KIT B-Spare part illuminator kit for AXIS Q8665-LE. NOTE it is not possible to upgrade a Q8665-E to become LE version | Ea |  | 1 Year (3 Years) | 1299 | 5% | 1234.05
12125 | Axis | 5800-931 | AXIS T90B REMOTE CONTROL-The remote control is compatible with all Axis T90B illuminators and provides the possibility to adjust settings of light intensity photocell sensitivity and more conveniently from the ground level. No lift or ladder required. The remote control feature | Ea |  | 1 Year (3 Years) | 39 | 5% | 37.05
12126 | Axis | 5800-951 | AXIS Q8721-E/22-E BASE-Base assembly for the AXIS Q8721-E/22-E. | Ea |  | 1 Year (3 Years) | 699 | 5% | 664.05
12127 | Axis | 5800-961 | CABLE GLAND A M16 5PCS-M16 cable gland for cable diameter of 4.5 to 10mm. IP68. 5 pcs. | Ea |  | 1 Year (3 Years) | 19 | 5% | 18.05
12128 | Axis | 5800-971 | AXIS SUNSHIELD B-Sunshield compatible with AXIS Q1765-LE Q1931-E/32-E/41-E and Q2901-E | Ea |  | 1 Year (3 Years) | 29 | 5% | 27.55
12129 | Axis | 5800-981 | AXIS SUNSHIELD C-Sunshield compatible with AXIS Q1765-LE PT Mount | Ea |  | 1 Year (3 Years) | 29 | 5% | 27.55
12130 | Axis | 5800-991 | SPR P1224-E SENSOR UNIT-Original sensor unit for AXIS P1224-E with premounted cable. Flush mount bracket included. | Ea |  | 1 Year (3 Years) | 199 | 5% | 189.05
12131 | Axis | 5801-011 | LENS CS 4-10MM P-IRIS-Standard lens for AXIS Q1635-E. | Ea |  | 1 Year (3 Years) | 249 | 5% | 236.55
12132 | Axis | 5801-101 | AXIS Q1765-LE FRONT KIT-Spare part front window for AXIS Q1765-LE | Ea |  | 1 Year (3 Years) | 59 | 5% | 56.05
12133 | Axis | 5801-111 | SPR TOP COVER AXIS P39-R 10 PCS-Original top cover including dome and screws for AXIS P39-R Series. 10 pieces. | Ea |  | 1 Year (3 Years) | 249 | 5% | 236.55
12134 | Axis | 5801-121 | AXIS BIRD CONTROL SPIKE 10P-Bird control spikes made of flexible UV-resistant polymer preventing birds from landing on cameras or mounts. Each module has five spikes and can be mounted on flat or curved surfaces using the pre-mounted adhesive or cable ties not included. The modules | Ea |  | 1 Year (3 Years) | 24 | 5% | 22.8
12135 | Axis | 5801-131 | AXIS A8004 JUNCTION BOX-AXIS A8004 Junction box offers neat and easy recessed installations of the AXIS A8004-VE Network video door station. Multiple mounting and wiring options along with a robust steel construction makes it suitable for most situations and wall types. | Ea |  | 1 Year (3 Years) | 69 | 5% | 65.55
12136 | Axis | 5801-141 | AXIS A9801 SECURITY RELAY-AXIS A9801 Security relay box offer an easy and cost efficient way to improve security for doors controlled by an Axis network video door station. The product bridges the connection between door station and door lock and is placed on the secure side of t | Ea |  | 1 Year (3 Years) | 119 | 5% | 113.05
12137 | Axis | 5801-151 | AXIS P14 FRONT KIT A-Standard front for AXIS P1405-E P1405-LE P1405-LE MKII P1425-E P1425-LE P1425-LE MKII P1427-E P1427-LE P1435-LE. Includes front ring window and gasket. | Ea |  | 1 Year (3 Years) | 29 | 5% | 27.55
12138 | Axis | 5801-171 | AXIS Q8665-E BASE UNIT 24 V AC-Spare part base unit for AXIS Q86-E 24 V AC. | Ea |  | 1 Year (3 Years) | 1199 | 5% | 1139.05
12139 | Axis | 5801-181 | AXIS Q8665-E BASE UNIT 120 V AC-Spare part base unit for AXIS Q86-E 120 V AC. | Ea |  | 1 Year (3 Years) | 1199 | 5% | 1139.05
12140 | Axis | 5801-191 | AXIS Q8665-LE BASE UNIT 24V AC-Spare part base unit for AXIS Q86-LE 24 V AC. | Ea |  | 1 Year (3 Years) | 1199 | 5% | 1139.05
12141 | Axis | 5801-201 | AXIS Q8665 WIPER-Spare part wiper blade for AXIS Q8665-E/-LE including the stainless steel holder | Ea |  | 1 Year (3 Years) | 59 | 5% | 56.05
12142 | Axis | 5801-211 | AXIS Q8631/32/65 SCREW KIT-Spare part screw kit for AXIS Q8631/32/65 consisting of all external screws and washers of the cameras | Ea |  | 1 Year (3 Years) | 69 | 5% | 65.55
12143 | Axis | 5801-231 | AXIS Q8631/32/65 SEAL AND GASKET KIT-Spare part kit for AXIS Q8631/32/65 consisting of mount bracket gasket base unit cable glands IR glands and housing gasket | Ea |  | 1 Year (3 Years) | 79 | 5% | 75.05
12144 | Axis | 5801-261 | AXIS Q8665-LE ILLUMINATOR-Spare part IR illuminator for AXIS Q8665-LE. Note. This is a single pack. | Ea |  | 1 Year (3 Years) | 799 | 5% | 759.05
12145 | Axis | 5801-271 | AXIS Q8665-LE ILLUMINATOR BRACKET-Spare part IR illuminator bracket for AXIS Q8665-LE | Ea |  | 1 Year (3 Years) | 299 | 5% | 284.05
12146 | Axis | 5801-281 | AXIS Q8665 HOUSING TOP-Spare part top housing with glass window for AXIS Q8665-E/-LE. | Ea |  | 1 Year (3 Years) | 399 | 5% | 379.05
12147 | Axis | 5801-291 | AXIS Q8631-E/32-E HOUSING TOP-Spare part top housing with germanium window for AXIS Q8631-E/32-E. | Ea |  | 1 Year (3 Years) | 599 | 5% | 569.05
12148 | Axis | 5801-311 | AXIS Q8631/32/65 SUNSHIELD-Spare parte sunshield for AXIS Q8631-E/32-E/65-E/65-LE | Ea |  | 1 Year (3 Years) | 59 | 5% | 56.05
12149 | Axis | 5801-321 | AXIS Q6000-E SOLO KIT-Kit for making a stand-alone AXIS Q6000-E MkII installation without PTZ camera inside. Includes a metal cover lid an internal adapter plate and IP66-rated RJ45 push-pull connector. Use this kit together with an AXIS Q6000-E MkII network camera not include | Ea |  | 1 Year (3 Years) | 119 | 5% | 113.05
12150 | Axis | 5801-354 | AXIS COMPANION SWITCH 4CH-4 channel 10/100 Mbps PoE switch with plug play installation. | Ea |  | 1 Year (3 Years) | 79 | 5% | 75.05
12151 | Axis | 5801-401 | AXIS M3104/5/6-L BLACK CASING 5P-Black accessory casing for AXIS M3104-L/05-L/06-L. Replaces the white original casing. 5 pcs. | Ea |  | 1 Year (3 Years) | 79 | 5% | 75.05
12152 | Axis | 5801-411 | AXIS M3104/5/6-LVE BLACK CASING 5P-Black accessory casing for AXIS M3104-LV/5-LV/6-LV. Replaces the white original casing. 5 pcs. | Ea |  | 1 Year (3 Years) | 89 | 5% | 84.55
12153 | Axis | 5801-421 | AXIS T94B02M J-BOX/GANG BOX PLATE-Bracket for mounting a camera on a 4” square 4” octagon single or double-gang junction box. Compatible with AXIS M3044-V/M3045-V/M3046-V. | Ea |  | 1 Year (3 Years) | 24 | 5% | 22.8
12154 | Axis | 5801-431 | AXIS T94V01D PENDANT KIT-Pendant kit for indoor and outdoor use for the AXIS Q36-VE Series compatible with Axis ceiling-/wall-/pole mounts with 1.5 NPS thread. | Ea |  | 1 Year (3 Years) | 89 | 5% | 84.55
12155 | Axis | 5801-441 | AXIS T94V01L RECESSED MOUNT-Recessed mount for indoor and outdoor use for the AXIS Q36-VE and AXIS P38 Series. It has a metal back box with M25 conduit hole for protected cable runs and is suitable for installation in plenum air-handling spaces. | Ea |  | 1 Year (3 Years) | 109 | 5% | 103.55
12156 | Axis | 5801-451 | AXIS WEATHERSHIELD KIT Q-Standard weather shield for Axis Q36 Series protecting the dome from rain snow and sun. | Ea |  | 1 Year (3 Years) | 24 | 5% | 22.8
12157 | Axis | 5801-461 | AXIS F4005-E CLEAR DOME 5PCS-Standard clear dome for AXIS F4005-E 5 pcs | Ea |  | 1 Year (3 Years) | 79 | 5% | 75.05
12158 | Axis | 5801-471 | AXIS A8105-E CLEAR DOME 5PCS-AXIS A8105-E Clear Dome is sold as spare parts to the AXIS A8105-E Network Video Door Station and comes in packs of five clear dome covers. It enables easy on-site replacement in case the original dome cover has been damaged or vandalized. | Ea |  | 1 Year (3 Years) | 35 | 5% | 33.25
12159 | Axis | 5801-481 | AXIS A8105-E FLUSH MOUNT-Nice and easy recessed mount of AXIS A8105-E Network video door station suitable for most wall types. | Ea |  | 1 Year (3 Years) | 69 | 5% | 65.55
12160 | Axis | 5801-491 | LENS CS 2.8-8.5MM P-IRIS-Standard CS mounted varifocal P-Iris lens 2.8-8.5mm for AXIS P1364. | Ea |  | 1 Year (3 Years) | 159 | 5% | 151.05
12161 | Axis | 5801-501 | AXIS Q36-VE SMOKED DOME-Smoked dome with anti-scratch hard coating. Compatible with AXIS P38 and AXIS Q36 series. | Ea |  | 1 Year (3 Years) | 49 | 5% | 46.55
12162 | Axis | 5801-511 | AXIS Q36-VE CLEAR DOME-Standard clear dome with anti-scratch hard coating. Compatible with AXIS P38 and Q36 Series. | Ea |  | 1 Year (3 Years) | 49 | 5% | 46.55
12163 | Axis | 5801-521 | AXIS P3707-PE CLEAR DOME KIT-Dome kit for AXIS P3707-PE. The dome is pre-mounted in the standard white top cover casing. | Ea |  | 1 Year (3 Years) | 99 | 5% | 94.05
12164 | Axis | 5801-601 | AXIS T94A02F CEILING BRACKET-Aluminum ceiling bracket for Axis PTZ cameras and AXSI Q37 Series for indoor or outdoor use. 3/4 conduit hole on the side. | Ea |  | 1 Year (3 Years) | 49 | 5% | 46.55
12165 | Axis | 5801-611 | AXIS T94A04L RECESSED MOUNT-Indoor and outdoor recessed mount for AXIS Q61 Series. Suitable indoor for recessed camera installations in air handling spaces as the back box is made of metal and has a 3/4 hole for cable protection conduits. | Ea |  | 1 Year (3 Years) | 139 | 5% | 132.05
12166 | Axis | 5801-631 | AXIS COMPANION REC MT BRACKET-Mount bracket for AXIS Companion Recorder. For mounting the recorder on e.g. walls shelves and under tables. | Ea |  | 1 Year (3 Years) | 19 | 5% | 18.05
12167 | Axis | 5801-641 | AXIS T8061 ETHERNET SURGE PROTECTOR-Protect your Ethernet networks device i.e. cameras switches midspans etc… from lighting. Protects up to 10KV surge IP66 and UL certified. | Ea |  | 1 Year (3 Years) | 99 | 5% | 94.05
12168 | Axis | 5801-651 | LENS M12 2.8-6MM 5PCS-Varifocal lens 2.8-6MM F2.0 M12 thread. Standard lens for AXIS F1015. | Ea |  | 1 Year (3 Years) | 249 | 5% | 236.55
12169 | Axis | 5801-661 | LENS PINHOLE M12 3.7MM 10PCS-Pinhole lens 3.7MM F2.5 M12 thread. Standard lens for AXIS F1025. 10pcs | Ea |  | 1 Year (3 Years) | 249 | 5% | 236.55
12170 | Axis | 5801-671 | AXIS A8004-VE ACCESSIBILITY KIT-AXIS A8004-VE Accessibility kit is an easy way to improve access to your building and comply with regulations on barrier-free accessibility. Its designed as a new front plate that mounts on and connects directly to any AXIS A8004-E Network Video Door Stat | Ea |  | 1 Year (3 Years) | 199 | 5% | 189.05
12171 | Axis | 5801-681 | AXIS STEREO-TO-MONO ADAPTER-AXIS Stereo-to-mono Adapter. Spare part to AXIS F44 Dual Audio Input Main Unit. Allows two microphones or line inputs to be connected to AXIS F44 Dual Audio Input. | Ea |  | 1 Year (3 Years) | 29 | 5% | 27.55
12172 | Axis | 5801-694 | AXIS T8516 PoE+ NETWORK SWITCH-PoE managed gigabit network switch optimized for Axis network products. 2 SFP/RJ45 uplink ports and 16 PoE ports with 250W power supply. Built in DCHP server for plug-and-play camera setup. Easy system configuration for effective installation of Axis netw | Ea |  | 1 Year (3 Years) | 699 | 5% | 664.05
12173 | Axis | 5801-701 | AXIS T8008 PS24-24V DC power supply 250W with extended temperature -40 to 75C -40 to 167F. | Ea |  | 1 Year (3 Years) | 399 | 5% | 379.05
12174 | Axis | 5801-721 | AXIS T91L61 WALL-AND-POLE MOUNT-Wall-and-Pole Mount for Axis PTZ and multi-sensor cameras. Built-in Ethernet cable with an IP66 RJ45 connector for quick installation with protection against dust and water. Connect PoE via either RJ45 or IDC insulation-displacement contact connectors. Su | Ea |  | 1 Year (3 Years) | 99 | 5% | 94.05
12175 | Axis | 5801-741 | AXIS CABLE 24 VDC/24-240 VAC 22M-Heavy duty power cable 22m 72ft in length 3-wire 12AWG jacket diameter 10mm 0.4in. Suitable for outdoor installation. UL20626 up to 90C 194F ambient temperature. Designed for use with AXIS Positioning Cameras and Positioning Units such as AXIS Q8685-E. Ma | Ea |  | 1 Year (3 Years) | 199 | 5% | 189.05
12176 | Axis | 5801-771 | LENS M12 6MM 5PCS-Accessory M12 6mm lens for AXIS Q6000-E MkII 5pcs | Ea |  | 1 Year (3 Years) | 99 | 5% | 94.05
12177 | Axis | 5801-781 | LENS M12 16MM 5PCS-Accessory M12 16mm lens for AXIS Q6000-E MkII 5pcs | Ea |  | 1 Year (3 Years) | 99 | 5% | 94.05
12178 | Axis | 5801-791 | AXIS Q6128 HARD-COATED CLEAR DOME-Hard coated scratch resistant clear dome for AXIS Q6128-E | Ea |  | 1 Year (3 Years) | 89 | 5% | 84.55
12179 | Axis | 5801-801 | AXIS T8611 SFP MODULE LC.LX-Small Form Factor Pluggable SFP transceiver module. Single mode 1310nm 10km. Industrial grade. | Ea |  | 1 Year (3 Years) | 99 | 5% | 94.05
12180 | Axis | 5801-811 | AXIS T8612 SFP MODULE LC.SX-Small Form Factor Pluggable SFP transceiver module. Multi mode 850nm 550m. Industrial grade. | Ea |  | 1 Year (3 Years) | 79 | 5% | 75.05
12181 | Axis | 5801-821 | AXIS T8613 SFP MODULE 1000BASE-T-Small Form Factor Pluggable SFP transceiver module. Ethernet RJ-45 . Industrial grade | Ea |  | 1 Year (3 Years) | 99 | 5% | 94.05
12182 | Axis | 5801-831 | AXIS T94B02L CHANGE KIT 2P-Kit for mounting an AXIS M3044-V/45-V/46-V in AXIS T94B01L Recessed mount. 2pcs | Ea |  | 1 Year (3 Years) | 19 | 5% | 18.05
12183 | Axis | 5801-841 | AXIS M3044-V/45-V/46-V CL DOME 5P-Standard clear dome for AXIS M3044-V/45-V/46-V 5 pcs | Ea |  | 1 Year (3 Years) | 99 | 5% | 94.05
12184 | Axis | 5801-851 | AXIS WEATHERSHIELD KIT N-Standard weather shield for AXIS M2025/26 and AXIS Companion Bullet | Ea |  | 1 Year (3 Years) | 24 | 5% | 22.8
12185 | Axis | 5801-861 | AXIS T94B03L RECESSED MOUNT-Indoor recessed mount for drop ceiling installations. The aluminum casing makes it suitable for use in air handling spaces. Compatible with AXIS M2025/26 and AXIS Companion Bullet. | Ea |  | 1 Year (3 Years) | 69 | 5% | 65.55
12186 | Axis | 5801-871 | AXIS Q6128 CLEAR DOME 1P-Standard clear dome for AXIS Q6128-E. | Ea |  | 1 Year (3 Years) | 64 | 5% | 60.8
12187 | Axis | 5801-891 | AXIS P14 FRONT KIT B-Standard front for AXIS P1428-E and AXIS P1435-E. Includes front ring window and gasket. | Ea |  | 1 Year (3 Years) | 29 | 5% | 27.55
12188 | Axis | 5801-901 | AXIS PT IR ILLUMINATOR KIT C-850nm IR LED illuminator kit compatible with AXIS T99A Positioning Units for visual cameras. Kit includes one pair of IR illuminators one metal mounting bracket and three different diverging lenses. Note this is the same illuminator kit as used in AXIS Q8 | Ea |  | 1 Year (3 Years) | 1799 | 5% | 1709.05
12189 | Axis | 5801-911 | AXIS T94V01S MOUNTING BRACKET-Standard mounting bracket for AXIS Q36 Series Network Cameras. | Ea |  | 1 Year (3 Years) | 39 | 5% | 37.05
12190 | Axis | 5801-921 | LENS M12 2.8MM F2.0 10PCS-Standard lens for AXIS F4005-E AXIS F1005-E and AXIS P1214-E. | Ea |  | 1 Year (3 Years) | 199 | 5% | 189.05
12191 | Axis | 5801-931 | ECP081208 PS 24V UL-The power supply is UL certified and made of epoxy powder coated copper free aluminum with stainless steel cover bolts and hinges. It is pre-mounted with fuses terminals RJ45 coupler and 115/230 V AC transformer which provides 24 V AC for Explosion Protec | Ea |  | 1 Year (3 Years) | 7199 | 5% | 6839.05
12192 | Axis | 5801-941 | AXIS COMPANION CARD 64 GB-AXIS Companion Card 64 GB is a high endurance microSDXC card optimized for video surveillance. It has support for health status monitoring with Axis cameras. The card enables flexible edge recording solutions with de-centralized video recording eliminatin | Ea |  | 1 Year (3 Years) | 59 | 5% | 56.05
12193 | Axis | 5801-951 | AXIS SURVEILLANCE CARD 64 GB-AXIS Surveillance Card 64 GB is a high endurance microSDXC card optimized for video surveillance. It has support for health status monitoring with Axis cameras. The card enables flexible edge recording solutions with de-centralized video recording elimina | Ea |  | 1 Year (3 Years) | 69 | 5% | 65.55
12194 | Axis | 5801-961 | AXIS SURVEILLANCE CARD 64 GB 10P-AXIS Surveillance Card 64 GB is a high endurance microSDXC card optimized for video surveillance. It has support for health status monitoring with Axis cameras. The card enables flexible edge recording solutions with de-centralized video recording elimina | Ea |  | 1 Year (3 Years) | 645 | 5% | 612.75
12195 | Axis | 5801-971 | AXIS SAFETY WIRE 3M 5P-Stainless steel safety wire 3 m 10 ft long with a fixed loop in one end and an adjustable loop with a plated brass wire lock in the other. Suitable for both indoor and outdoor use. | Ea |  | 1 Year (3 Years) | 34 | 5% | 32.3
12196 | Axis | 5900-021 | AXIS T94F02D PENDANT KIT-Outdoor pendant kit for M3024-LVE/M3025-VE P14 Series to enable use of AXIS T91A Brackets or 1.5NPT or NPS threaded pipes. | Ea |  | 1 Year (3 Years) | 39 | 5% | 37.05
12197 | Axis | 5900-151 | AXIS T98A15-VE SURVEILLANCE CABINET-IP66 IK10 and NEMA 4X rated outdoor-ready surveillance cabinet. Protects accessory devices such as power supply media converter midspan and fuse from tough weather and vandalism. Mounting bracket for wall DIN-rail device mounting bracket and Electrical s | Ea |  | 1 Year (3 Years) | 269 | 5% | 255.55
12198 | Axis | 5900-161 | AXIS T98A16-VE SURVEILLANCE CABINET-IP66 IK10 and NEMA 4X rated outdoor-ready surveillance cabinet. Protects accessory devices such as power supply media converter midspan and fuse from tough weather and vandalism. The camera is mounted on the door of the cabinet. Mounting bracket for wall | Ea |  | 1 Year (3 Years) | 269 | 5% | 255.55
12199 | Axis | 5900-171 | AXIS T98A17-VE SURVEILLANCE CABINET-IP66 IK10 and NEMA 4X rated outdoor-ready surveillance cabinet. Protects accessory devices such as power supply media converter midspan and fuse from tough weather and vandalism. The camera is mounted on the door of the cabinet. Mounting bracket for wall | Ea |  | 1 Year (3 Years) | 269 | 5% | 255.55
12200 | Axis | 5900-181 | AXIS T98A18-VE SURVEILLANCE CABINET-IP66 IK10 and NEMA 4X rated outdoor-ready surveillance cabinet. Protects accessory devices such as power supply media converter midspan and fuse from tough weather and vandalism. The camera is mounted on the door of the cabinet. Mounting bracket for wall | Ea |  | 1 Year (3 Years) | 269 | 5% | 255.55
12201 | Axis | 5900-251 | AXIS T8125 AC 24V MIDSPAN 60W-60W PoE midspan for 24V AC input. | Ea |  | 1 Year (3 Years) | 159 | 5% | 151.05
12202 | Axis | 5900-261 | AXIS T93F05 PROTECTIVE HOUSING-Fixed box protective camera housing made of IK10 impact resistant and UV resistant polymer. IP66 NEMA 4X rated and UL listed. Compatible with AXIS P13 Series and AXIS Q16 Series. AXIS T94Q01A Wall mount included. | Ea |  | 1 Year (3 Years) | 159 | 5% | 151.05
12203 | Axis | 5900-271 | AXIS T93F10 OUTDOOR HOUSING 24VAC/12-24VDC-Fixed box outdoor camera housing made of IK10 impact resistant and UV resistant polymer. IP66 NEMA 4X rated and UL listed. Powered by 24 V AC or 12-24 V DC. Temperature range -40C to -45C -40F to 113F. Compatible with AXIS P13 Series and AXIS Q16 Series. | Ea |  | 1 Year (3 Years) | 239 | 5% | 227.05
12204 | Axis | 5900-281 | AXIS T93F20 OUTDOOR HOUSING POE-Fixed box outdoor camera housing made of IK10 impact resistant and UV resistant polymer. IP66 NEMA 4X rated and UL listed. Powered by PoE IEEE802.3af. Temperature range -40C to -45C -40F to 113F. Compatible with AXIS P13 Series and AXIS Q16 Series. AXIS T | Ea |  | 1 Year (3 Years) | 239 | 5% | 227.05
12205 | Axis | 5900-294 | AXIS T8133 30W MIDSPAN-Single port midspan for Power over Ethernet Plus PoE IEEE 802.3at Type 2 Class 4. Replaces AXIS T8123. | Ea |  | 1 Year (3 Years) | 79 | 5% | 75.05
12206 | Axis | 5900-321 | AXIS T98A19-VE SURVEILLANCE CABINET-IP66 IK10 and NEMA 4X rated outdoor-ready surveillance cabinet. Protects accessory devices such as power supply media converter midspan and fuse from tough weather and vandalism. The camera is mounted on the door of the cabinet. Mounting bracket for wall | Ea |  | 1 Year (3 Years) | 269 | 5% | 255.55
12207 | Axis | 5900-334 | AXIS T8134 MIDSPAN 60W-High PoE 1-port midspan 60W. Compliant with 802.3.at and PoE 802.3af. | Ea |  | 1 Year (3 Years) | 149 | 5% | 141.55
12208 | Axis | 5901-004 | AXIS T8154 60W SFP MIDSPAN-AXIS T8154 60 W SFP Midspan is a compact plug-and-play media converter with PoE. With its integrated power supplyit minimizes the amount of cabling and facilitates installation. AXIS T8154 offers data input through SFP or RJ45 and delivers High PoE 60 W. | Ea |  | 1 Year (3 Years) | 199 | 5% | 189.05
12209 | Axis | 5901-101 | LENS COMPUTAR i-CS 2.8-8.5MM-Standard lens for AXIS Q1615 MkII with remote zoom based on the new standard i-CS. | Ea |  | 1 Year (3 Years) | 229 | 5% | 217.55
12210 | Axis | 5901-121 | AXIS M30 CASING B BLACK 5P-Black accessory casing for AXIS M3047/48-P. Replaces the white original casing. 5 pcs. | Ea |  | 1 Year (3 Years) | 79 | 5% | 75.05
12211 | Axis | 5901-131 | AXIS M30 VANDAL CASING A 5P-Vandal-resistant IK 08-rated white casing with clear dome for M3047/48-P. 5 pcs. | Ea |  | 1 Year (3 Years) | 99 | 5% | 94.05
12212 | Axis | 5901-151 | AXIS M30 SM DETECT CASING A 5P-Highly discreet white casing with smoke-detector look for AXIS M3047/48-P. 5 pcs. | Ea |  | 1 Year (3 Years) | 79 | 5% | 75.05
12213 | Axis | 5901-191 | AXIS T8005 POWER SUPPLY 5V 5W USB-Switching power supply 5W with microUSB connector. Including interchangeable regional power plugs for world wide use. | Ea |  | 1 Year (3 Years) | 39 | 5% | 37.05
12214 | Axis | 5901-201 | YP3040 PAN-TILT MOTOR-YP3040 PAN TILT MOTOR is a compact positioning unit for use with AXIS fixed and thermal cameras with pan-tilt support. An additional adapter is included for increased product compatibility. Suitable for indoor and outdoor use. IP66-rated. 24VAC input. Rec | Ea |  | 1 Year (3 Years) | 499 | 5% | 474.05
12215 | Axis | 5901-211 | AXIS M10 BRACKET KIT 5P-Contains 5pcs wall-and-corner mount bracket and 5pcs table-top stand. Compatible with AXIS M10 Series. | Ea |  | 1 Year (3 Years) | 39 | 5% | 37.05
12216 | Axis | 5901-241 | AXIS M30 DOME COVER CASING A 5PCS-Original white casing with clear dome for M3044/45/46-V/-WV and AXIS Companion Dome cameras. 5 pcs. | Ea |  | 1 Year (3 Years) | 149 | 5% | 141.55
12217 | Axis | 5901-251 | AXIS ADAPTER BRACKET B FOR YP3040-Adapter bracket to YP3040 PAN TILT MOTOR for use with AXIS T93 camera housings. Suitable for indoor and outdoor use. Note that this bracket is included with P/N5901-201 but not with P/N5502-461. | Ea |  | 1 Year (3 Years) | 29 | 5% | 27.55
12218 | Axis | 5901-261 | AXIS T8606 MEDIA CONV SWITCH 24VDC-Four port media converter switch with 2 RJ45 ports and 2 SFP slots for optical fiber connection SFP modules not inluded. Shelf or DIN-rail mount. Temp spec -40C to 75C -40F to 167F. 24 V DC power in. | Ea |  | 1 Year (3 Years) | 399 | 5% | 379.05
12219 | Axis | 5901-271 | AXIS T8607 MEDIA CONV SWITCH 24VDC-Media converter switch . 2 RJ45 ports and 2 SFP slots for optical fiber connection SFP modules not included. Two I/O ports and a combined communication and powering port for the camera. Temp spec. -40 C to 75 C -40 F to 167 F. 12 V DC power input. Shelf o | Ea |  | 1 Year (3 Years) | 449 | 5% | 426.55
12220 | Axis | 5901-281 | AXIS T94B02S MOUNTING BRACKET 5P-Spare part mounting brackets for AXIS M20 Series 5-pack. Includes 5x mounting brackets with 5x Gasket C M20. | Ea |  | 1 Year (3 Years) | 59 | 5% | 56.05
12221 | Axis | 5901-291 | AXIS M20 FRONT KIT A-Replacement front window assembly for AXIS M2025-LE M2026-LE. The kit comes with both a black and a white front cover ring. Includes one window and sealing gasket. | Ea |  | 1 Year (3 Years) | 29 | 5% | 27.55
12222 | Axis | 5901-301 | AXIS T94A01C ATTACHMENT KIT-For attaching AXIS Q61 PTZ network camera to AXIS Q6000-E MkII PTZ network camera. | Ea |  | 1 Year (3 Years) | 99 | 5% | 94.05
12223 | Axis | 5901-331 | AXIS T94J01A WALL MOUNT-Aluminum wall mount for Axis positioning cameras and positioning units. Robust and impact-resistant. Compatible with Axis ACI 3/4” conduit adapters and offers multiple cable entries. Cables can be routed through the back or by using a conduit connection f | Ea |  | 1 Year (3 Years) | 199 | 5% | 189.05
12224 | Axis | 5901-341 | AXIS T94N01G POLE MOUNT-Stainless steel pole mount designed for use with heavier Axis products such as positioning cameras and positioning units. IK10. Includes 3pcs stainless steel straps included for pole diameter 60-400mm 2.4-15.7in and sealing gaskets for multiple cable entr | Ea |  | 1 Year (3 Years) | 199 | 5% | 189.05
12225 | Axis | 5901-361 | AXIS T94S01L RECESSED MOUNT 10P-Indoor recessed mount for drop ceiling installations. Single-screw ceiling attachment for quick and easy installation. Not suitable for air-handling plenum spaces. Compatible with AXIS P32-V/-LV series. 10-pack. | Ea |  | 1 Year (3 Years) | 399 | 5% | 379.05
12226 | Axis | 5901-371 | AXIS LENS M12 2.1MM F2.2 10PCS-Megapixel lens 2.1mm F2.2 with M12 thread for AXIS P39-R Series that provides 147 horizontal FOV with these cameras. With IR filter. 10 pieces. Lens tool included. | Ea |  | 1 Year (3 Years) | 199 | 5% | 189.05
12227 | Axis | 5901-391 | AXIS T91G61/T91L61 SCREW KIT-Screw kit for installing AXIS P55-E Series with either AXIS T91L61 or AXIS T91G61 Wall Mounts. Single-pack includes 3x bayonet screws 3x securing screws 3x springs and an installation guide. | Ea |  | 1 Year (3 Years) | 10 | 5% | 9.5
12228 | Axis | 5901-401 | AXIS T91K61 WALL MOUNT-Marine-grade stainless steel wall mount for AXIS Q6055-S PTZ Network Camera. Compatible with stainless steel pole mount sold separately. | Ea |  | 1 Year (3 Years) | 399 | 5% | 379.05
12229 | Axis | 5901-411 | AXIS T94A02D PENDANT KIT-Marine-grade stainless steel pendant kit for AXIS Q60-S with 1.5 NPT male thread. | Ea |  | 1 Year (3 Years) | 129 | 5% | 122.55
12230 | Axis | 5901-421 | AXIS T93C WALL-POLE CONDUIT BACKBOX-Aluminum conduit back box for wall or pole mount. Space for outdoor power supply and electrical connection boxes. Steel straps for pole mount are sold separately. Recommended to use with POWER SUPPLY PS24 240W not included. | Ea |  | 1 Year (3 Years) | 199 | 5% | 189.05
12231 | Axis | 5901-431 | AXIS Q37 SMOKED DOME A-Smoked dome with anti-scratch hard coating. Compatible with AXIS Q3708-PVE and Q3709-PVE. Single pack. | Ea |  | 1 Year (3 Years) | 59 | 5% | 56.05
12232 | Axis | 5901-461 | AXIS P32 CASING A BLACK 5PCS-Black accessory casing for AXIS P32-VE and P32-LVE outdoor cameras. Replaces the white original casing. Includes anti-loss screws conduit side covers. 5 pcs per pack. | Ea |  | 1 Year (3 Years) | 129 | 5% | 122.55
12233 | Axis | 5901-471 | AXIS T93C EXTENSION KIT-Extension kit to allow mounting of longer lenses in AXIS T93C10 Outdoor Housing e.g. compatible with AXIS Q1659 55-250 mm. Includes built-in sunshield and front window. The extension kit provides an extra space of 80mm in length within the housing giving | Ea |  | 1 Year (3 Years) | 99 | 5% | 94.05
12234 | Axis | 6816B001 | CANON INDOOR DOME HOUSING DR41-C-VB-Indoor recessed ceiling mount kit for VB-H43/B VB-M42/B PTZs. Comprising of in-ceiling cage and Clear Dome - Silver | Ea |  | 1 Year (3 Years) | 189 | 5% | 179.55
12235 | Axis | 6816B002 | CANON INDOOR DOME HOUSING DR41-S-VB-Indoor recessed ceiling mount kit for VB-H43/B VB-M42/B PTZs. Comprising of in-ceiling cage and Smoked Dome - Silver | Ea |  | 1 Year (3 Years) | 189 | 5% | 179.55
12236 | Axis | 8362B001 | CANON PA-V18 US-EAC certified encapsulated AC Adapter 12V DC Power supply with US plug | Ea |  | 1 Year (3 Years) | 99 | 5% | 94.05
12237 | Axis | 8818B001 | CANON NETWORK CAMERA VB-S30D-Indoor compact network camera with lite-PTZ operation. 3.5x optical zoom auto focus and digital night mode. Multiple H.264 and Motion JPEG streams max Full HD 1080p resolution at 30fps. Smart Shade Control - dynamic contrast. 6 in-built video audio intel | Ea |  | 1 Year (3 Years) | 598.78 | 5% | 568.841
12238 | Axis | 8819B001 | CANON NETWORK CAMERA VB-S31D-Indoor compact network camera with lite-PT operation. Fixed 2.7mm wide angle lens 95.0 AOV 169 and digital night mode. Multiple H.264 and Motion JPEG streams max Full HD 1080p resolution at 30fps. Smart Shade Control - dynamic contrast. 6 in-built video | Ea |  | 1 Year (3 Years) | 569.13 | 5% | 540.6735
12239 | Axis | 8820B001 | CANON NETWORK CAMERA VB-S800D-Indoor compact fixed dome network camera. Fixed 2.7mm wide-angle lens 95.0⁰ AOV 169 and digital night mode. Multiple H.264 and Motion JPEG streams max Full HD 1080p resolution at 30fps. Smart Shade Control - dynamic contrast. 6 in-built video audio intel | Ea |  | 1 Year (3 Years) | 398.75 | 5% | 378.8125
12240 | Axis | 8821B001 | CANON NETWORK CAMERA VB-S900F-Indoor compact fixed box network camera. Fixed 2.7mm wide angle lens 96.0⁰ AOV 169 and digital night mode. Multiple H.264 and Motion JPEG streams max Full HD 1080p resolution at 30fps. Smart Shade Control - dynamic contrast. 6 in-built video audio intell | Ea |  | 1 Year (3 Years) | 429.31 | 5% | 407.8445
12241 | Axis | 9900B001 | CANON NETWORK CAMERA VB-S805D-Indoor compact fixed dome network camera. Fixed 2.7mm wide-angle lens 95⁰ AOV 169 and digital night mode. Multiple H.264 and Motion JPEG streams max 1.3MP 720p resolution at 30fps. Smart Shade Control - dynamic contrast. 6 in-built video audio intelligen | Ea |  | 1 Year (3 Years) | 349.06 | 5% | 331.607
12242 | Axis | 9901B001 | CANON NETWORK CAMERA VB-S905F-Indoor compact fixed box network camera. Fixed 2.7mm wide angle lens 96.0⁰ AOV 169 digital night mode. Multiple H.264 and Motion JPEG streams max 1.3MP 720p resolution at 30fps. Smart Shade Control - dynamic contrast. 6 in-built video audio intelligent a | Ea |  | 1 Year (3 Years) | 349.48 | 5% | 332.006
12243 | Axis | 9902B001 | CANON NETWORK CAMERA VB-H43S-SILVER VERSION Indoor PTZ network camera with 340⁰ rotation. 20x optical zoom auto focus and day/night switching. Multiple H.264 and Motion JPEG streams max Full HD 1080p resolution at 30fps. Smart Shade Control - dynamic contrast. 6 in-built video audio | Ea |  | 1 Year (3 Years) | 2349.35 | 5% | 2231.8825
12244 | Axis | 9902B002 | CANON NETWORK CAMERA VB-H43B-BLACK VERSION Indoor PTZ network camera with 340⁰ rotation. 20x optical zoom auto focus and day/night switching. Multiple H.264 and Motion JPEG streams max Full HD 1080p resolution at 30fps. Smart Shade Control - dynamic contrast. 6 in-built video audio | Ea |  | 1 Year (3 Years) | 2349.35 | 5% | 2231.8825
12245 | Axis | 9903B001 | CANON NETWORK CAMERA VB-H630VE-Outdoor vandal resistant fixed dome network camera with remote PTRZ configuration. 2.4x optical zoom and day/night switching. Multiple H.264 and Motion JPEG streams max Full HD 1080p resolution at 30fps. Smart Shade Control - dynamic contrast. 6 in-built | Ea |  | 1 Year (3 Years) | 879.22 | 5% | 835.259
12246 | Axis | 9904B001 | CANON NETWORK CAMERA VB-H630D-Indoor fixed dome network camera with remote PTRZ configuration. 2.4x optical zoom and day/night switching. Multiple H.264 and Motion JPEG streams max Full HD 1080p resolution at 30fps. Smart Shade Control - dynamic contrast. 6 in-built video audio intel | Ea |  | 1 Year (3 Years) | 719.02 | 5% | 683.069
12247 | Axis | 9905B001 | CANON NETWORK CAMERA VB-H730F-Indoor fixed box network camera with remote Zoom configuration. 2.4x optical zoom and day/night switching. Multiple H.264 and Motion JPEG streams max Full HD 1080p resolution at 30fps. Smart Shade Control - dynamic contrast. 6 in-built video audio intell | Ea |  | 1 Year (3 Years) | 649.15 | 5% | 616.6925
12248 | Axis | 9906B002 | CANON NETWORK CAMERA VB-M42B-BLACK VERSION Indoor PTZ network camera with 340⁰ rotation. 20x optical zoom auto focus and day/night switching. Multiple H.264 and Motion JPEG streams max 1.3MP 720p resolution at 30fps. Smart Shade Control - dynamic contrast. 6 in-built video audio int | Ea |  | 1 Year (3 Years) | 1509 | 5% | 1433.55
12249 | Axis | 9907B001 | CANON NETWORK CAMERA VB-M620VE-Outdoor vandal resistant fixed dome network camera with remote PTRZ configuration. 2.4x optical zoom day/night switching. Multiple H.264 and Motion JPEG streams max 1.3MP 720p resolution at 30fps. Smart Shade Control - dynamic contrast. 6 in-built video | Ea |  | 1 Year (3 Years) | 718.59 | 5% | 682.6605
12250 | Axis | 9908B001 | CANON NETWORK CAMERA VB-M620D-Indoor fixed dome network camera with remote PTRZ configuration. 2.4x optical zoom day/night switching. Multiple H.264 and Motion JPEG streams max 1.3MP 720p resolution at 30fps. Smart Shade Control - dynamic contrast. 6 in-built video audio intelligent | Ea |  | 1 Year (3 Years) | 579.24 | 5% | 550.278
12251 | Axis | 9909B001 | CANON NETWORK CAMERA VB-M720F-Indoor fixed box network camera with remote zoom configuration. 2.4x optical zoom day/night switching. Multiple H.264 and Motion JPEG streams max 1.3MP 720p resolution at 30fps. Smart Shade Control - dynamic contrast. 6 in-built video audio intelligent a | Ea |  | 1 Year (3 Years) | 599.08 | 5% | 569.126
12252 | Axis | 9918B001 | CANON PENDANT MOUNTING KIT PC600-VB-Indoor pendant mounting cap for VB-H43/B VB-M42/B PTZs VB-H630VE/D VB-M620VE/D domes. Comprising of 1.5inch NPSM threaded pipe adaptor / cover - Silver. | Ea |  | 1 Year (3 Years) | 111 | 5% | 105.45
12253 | Axis | 9919B001 | CANON PENDANT MOUNTING KIT PC30-VB-Indoor pendant mounting cap for VB-S30D/S31D/S80xD mini-domes. Comprising of 1.5inch NPSM threaded pipe adaptor / cover - Silver. | Ea |  | 1 Year (3 Years) | 78 | 5% | 74.1
12254 | Axis | 9920B001 | CANON SURFACE MOUNT SPACER SS30-VB-Indoor surface mount wall/ceiling spacer for VB-S30D/S31D/S80xD mini-domes. | Ea |  | 1 Year (3 Years) | 46 | 5% | 43.7
12255 | Axis | 9921B001 | CANON MOUNT KIT JUNCT BOX PS30-VB-Indoor junction box mounting plate for VB-S30D/S31D/S80xD mini-domes. | Ea |  | 1 Year (3 Years) | 46 | 5% | 43.7
12256 | Axis | 01500-001 | P3719-PLE | Ea |  | 1 Year (5 Years) | 1599 | 5% | 1519.05
12257 | Axis | 01592-001 | P3245-LV | Ea |  | 1 Year (5 Years) | 579 | 5% | 550.05
12258 | Axis | 01593-001 | P3245-LVE | Ea |  | 1 Year (5 Years) | 699 | 5% | 664.05
12259 | Axis | 01752-004 | Q6075-E PTZ | Ea |  | 1 Year (5 Years) | 3099 | 5% | 2944.05
12260 | Axis | 01805-001 | Axis TP3602 1/2" Conduit Adapter | Ea |  | 1 Year (5 Years) | 29 | 5% | 27.55
12261 | BCD | BCD102SD-ELVS-8I3-10T-10 | Professional 1U 2-Bay Rackmount Video Server Core i3 10TB | Ea |  | 1 Year (5 Years) | 3952 | 6% | 3714.88
12262 | BCD | BCD102SD-ELVS-8I3-12T-12 | Professional 1U 2-Bay Rackmount Video Server Core i3 12TB | Ea |  | 1 Year (5 Years) | 4128 | 6% | 3880.32
12263 | BCD | BCD102SD-ELVS-8I3-14T-14 | Professional 1U 2-Bay Rackmount Video Server Core i3 14TB | Ea |  | 1 Year (5 Years) | 4425 | 6% | 4159.5
12264 | BCD | BCD102SD-ELVS-8I3-16T-8 | Professional 1U 2-Bay Rackmount Video Server Core i3 16TB | Ea |  | 1 Year (5 Years) | 4303 | 6% | 4044.82
12265 | BCD | BCD102SD-ELVS-8I3-20T-10 | Professional 1U 2-Bay Rackmount Video Server Core i3 20TB | Ea |  | 1 Year (5 Years) | 4790 | 6% | 4502.6
12266 | BCD | BCD102SD-ELVS-8I3-24T-12 | Professional 1U 2-Bay Rackmount Video Server Core i3 24TB | Ea |  | 1 Year (5 Years) | 5141 | 6% | 4832.54
12267 | BCD | BCD102SD-ELVS-8I3-28T-14 | Professional 1U 2-Bay Rackmount Video Server Core i3 28TB | Ea |  | 1 Year (5 Years) | 5736 | 6% | 5391.84
12268 | BCD | BCD102SD-ELVS-8I3-4T-4 | Professional 1U 2-Bay Rackmount Video Server Core i3 4TB | Ea |  | 1 Year (5 Years) | 3425 | 6% | 3219.5
12269 | BCD | BCD102SD-ELVS-8I3-8T-8 | Professional 1U 2-Bay Rackmount Video Server Core i3 8TB | Ea |  | 1 Year (5 Years) | 3709 | 6% | 3486.46
12270 | BCD | BCD102SD-ELVS-8I5-10T-10 | Professional 1U 2-Bay Rackmount Video Server Core i5 10TB | Ea |  | 1 Year (5 Years) | 4338 | 6% | 4077.72
12271 | BCD | BCD102SD-ELVS-8I5-12T-12 | Professional 1U 2-Bay Rackmount Video Server Core i5 12TB | Ea |  | 1 Year (5 Years) | 4514 | 6% | 4243.16
12272 | BCD | BCD102SD-ELVS-8I5-14T-14 | Professional 1U 2-Bay Rackmount Video Server Core i5 14TB | Ea |  | 1 Year (5 Years) | 4811 | 6% | 4522.34
12273 | BCD | BCD102SD-ELVS-8I5-16T-8 | Professional 1U 2-Bay Rackmount Video Server Core i5 16TB | Ea |  | 1 Year (5 Years) | 4690 | 6% | 4408.6
12274 | BCD | BCD102SD-ELVS-8I5-20T-10 | Professional 1U 2-Bay Rackmount Video Server Core i5 20TB | Ea |  | 1 Year (5 Years) | 5176 | 6% | 4865.44
12275 | BCD | BCD102SD-ELVS-8I5-24T-12 | Professional 1U 2-Bay Rackmount Video Server Core i5 24TB | Ea |  | 1 Year (5 Years) | 5528 | 6% | 5196.32
12276 | BCD | BCD102SD-ELVS-8I5-28T-14 | Professional 1U 2-Bay Rackmount Video Server Core i5 28TB | Ea |  | 1 Year (5 Years) | 6122 | 6% | 5754.68
12277 | BCD | BCD102SD-ELVS-8I5-4T-4 | Professional 1U 2-Bay Rackmount Video Server Core i5 4TB | Ea |  | 1 Year (5 Years) | 3811 | 6% | 3582.34
12278 | BCD | BCD102SD-ELVS-8I5-8T-8 | Professional 1U 2-Bay Rackmount Video Server Core i5 8TB | Ea |  | 1 Year (5 Years) | 4095 | 6% | 3849.3
12279 | BCD | BCD102SD-ELVS-8I7K-10T-10 | Professional 1U 2-Bay Rackmount Video Server Core i7 10TB | Ea |  | 1 Year (5 Years) | 5019 | 6% | 4717.86
12280 | BCD | BCD102SD-ELVS-8I7K-12T-12 | Professional 1U 2-Bay Rackmount Video Server Core i7 12TB | Ea |  | 1 Year (5 Years) | 5195 | 6% | 4883.3
12281 | BCD | BCD102SD-ELVS-8I7K-14T-14 | Professional 1U 2-Bay Rackmount Video Server Core i7 14TB | Ea |  | 1 Year (5 Years) | 5492 | 6% | 5162.48
12282 | BCD | BCD102SD-ELVS-8I7K-16T-8 | Professional 1U 2-Bay Rackmount Video Server Core i7 16TB | Ea |  | 1 Year (5 Years) | 5371 | 6% | 5048.74
12283 | BCD | BCD102SD-ELVS-8I7K-20T-10 | Professional 1U 2-Bay Rackmount Video Server Core i7 20TB | Ea |  | 1 Year (5 Years) | 5857 | 6% | 5505.58
12284 | BCD | BCD102SD-ELVS-8I7K-24T-12 | Professional 1U 2-Bay Rackmount Video Server Core i7 24TB | Ea |  | 1 Year (5 Years) | 6209 | 6% | 5836.46
12285 | BCD | BCD102SD-ELVS-8I7K-28T-14 | Professional 1U 2-Bay Rackmount Video Server Core i7 28TB | Ea |  | 1 Year (5 Years) | 6803 | 6% | 6394.82
12286 | BCD | BCD102SD-ELVS-8I7K-4T-4 | Professional 1U 2-Bay Rackmount Video Server Core i7 4TB | Ea |  | 1 Year (5 Years) | 4492 | 6% | 4222.48
12287 | BCD | BCD102SD-ELVS-8I7K-8T-8 | Professional 1U 2-Bay Rackmount Video Server Core i7 8TB | Ea |  | 1 Year (5 Years) | 4776 | 6% | 4489.44
12288 | BCD | BCD102SD-PWS-8I3-GP50TI | Professional 1U Rackmount Workstation Core i3 NVIDIA GTX 1050 Ti | Ea |  | 1 Year (5 Years) | 3568 | 6% | 3353.92
12289 | BCD | BCD102SD-PWS-8I3-QP10 | Professional 1U Rackmount Workstation Core i3 NVIDIA Quadro P1000 | Ea |  | 1 Year (5 Years) | 3865 | 6% | 3633.1
12290 | BCD | BCD102SD-PWS-8I3-QP20 | Professional 1U Rackmount Workstation Core i3 NVIDIA Quadro P2000 | Ea |  | 1 Year (5 Years) | 4136 | 6% | 3887.84
12291 | BCD | BCD102SD-PWS-8I3-QP6 | Professional 1U Rackmount Workstation Core i3 NVIDIA Quadro P620 | Ea |  | 1 Year (5 Years) | 3527 | 6% | 3315.38
12292 | BCD | BCD102SD-PWS-8I5-GP50TI | Professional 1U Rackmount Workstation Core i5 NVIDIA GTX 1050 Ti | Ea |  | 1 Year (5 Years) | 3945 | 6% | 3708.3
12293 | BCD | BCD102SD-PWS-8I5-QP10 | Professional 1U Rackmount Workstation Core i5 NVIDIA Quadro P1000 | Ea |  | 1 Year (5 Years) | 4244 | 6% | 3989.36
12294 | BCD | BCD102SD-PWS-8I5-QP20 | Professional 1U Rackmount Workstation Core i5 NVIDIA Quadro P2000 | Ea |  | 1 Year (5 Years) | 4514 | 6% | 4243.16
12295 | BCD | BCD102SD-PWS-8I5-QP620 | Professional 1U Rackmount Workstation Core i5 NVIDIA Quadro P620 | Ea |  | 1 Year (5 Years) | 3906 | 6% | 3671.64
12296 | BCD | BCD102SD-PWS-8I7K-2QP10 | Professional 1U Rackmount Workstation Core i7 Dual NVIDIA Quadro P1000 | Ea |  | 1 Year (5 Years) | 5668 | 6% | 5327.92
12297 | BCD | BCD102SD-PWS-8I7K-2QP20 | Professional 1U Rackmount Workstation Core i7 Dual NVIDIA Quadro P2000 | Ea |  | 1 Year (5 Years) | 6209 | 6% | 5836.46
12298 | BCD | BCD102SD-PWS-8I7K-2QP40 | Professional 1U Rackmount Workstation Core i7 Dual NVIDIA Quadro P4000 | Ea |  | 1 Year (5 Years) | 7695 | 6% | 7233.3
12299 | BCD | BCD102SD-PWS-8I7K-GP50TI | Professional 1U Rackmount Workstation Core i7 NVIDIA GTX 1050 Ti | Ea |  | 1 Year (5 Years) | 4628 | 6% | 4350.32
12300 | BCD | BCD102SD-PWS-8I7K-GT60 | Professional 1U Rackmount Workstation Core i7 NVIDIA RTX 2060 | Ea |  | 1 Year (5 Years) | 5155 | 6% | 4845.7
12301 | BCD | BCD102SD-PWS-8I7K-GT70 | Professional 1U Rackmount Workstation Core i7 NVIDIA RTX 2070 | Ea |  | 1 Year (5 Years) | 5560 | 6% | 5226.4
12302 | BCD | BCD102SD-PWS-8I7K-GT80 | Professional 1U Rackmount Workstation Core i7 NVIDIA RTX 2080 | Ea |  | 1 Year (5 Years) | 6303 | 6% | 5924.82
12303 | BCD | BCD102SD-PWS-8I7K-GT80TI | Professional 1U Rackmount Workstation Core i7 NVIDIA RTX 2080 Ti | Ea |  | 1 Year (5 Years) | 7330 | 6% | 6890.2
12304 | BCD | BCD102SD-PWS-8I7K-QP10 | Professional 1U Rackmount Workstation Core i7 NVIDIA Quadro P1000 | Ea |  | 1 Year (5 Years) | 4925 | 6% | 4629.5
12305 | BCD | BCD102SD-PWS-8I7K-QP20 | Professional 1U Rackmount Workstation Core i7 NVIDIA Quadro P2000 | Ea |  | 1 Year (5 Years) | 5195 | 6% | 4883.3
12306 | BCD | BCD102SD-PWS-8I7K-QP40 | Professional 1U Rackmount Workstation Core i7 NVIDIA Quadro P4000 | Ea |  | 1 Year (5 Years) | 5938 | 6% | 5581.72
12307 | BCD | BCD104-EVS-110-24T-8 | Enterprise 1U 4-Bay Video Recording Server Xeon Silver 4110 24TB | Ea |  | 1 Year (5 Years) | 12214 | 6% | 11481.16
12308 | BCD | BCD104-EVS-110-30T-10 | Enterprise 1U 4-Bay Video Recording Server Xeon Silver 4110 30TB | Ea |  | 1 Year (5 Years) | 12619 | 6% | 11861.86
12309 | BCD | BCD104-EVS-110-32T-8 | Enterprise 1U 4-Bay Video Recording Server Xeon Silver 4110 32TB | Ea |  | 1 Year (5 Years) | 13025 | 6% | 12243.5
12310 | BCD | BCD104-EVS-110-36T-12 | Enterprise 1U 4-Bay Video Recording Server Xeon Silver 4110 36TB | Ea |  | 1 Year (5 Years) | 13106 | 6% | 12319.64
12311 | BCD | BCD104-EVS-110-40T-10 | Enterprise 1U 4-Bay Video Recording Server Xeon Silver 4110 40TB | Ea |  | 1 Year (5 Years) | 13565 | 6% | 12751.1
12312 | BCD | BCD104-EVS-110-48T-12 | Enterprise 1U 4-Bay Video Recording Server Xeon Silver 4110 48TB | Ea |  | 1 Year (5 Years) | 14214 | 6% | 13361.16
12313 | BCD | BCD104-EVS-110-D240 | Enterprise 1U 4-Bay Multi Purpose Server Xeon Silver 4110 | Ea |  | 1 Year (5 Years) | 9781 | 6% | 9194.14
12314 | BCD | BCD104-PLVS-110-12T-4 | Pro-Lite 1U 4-Bay Video Recording Server Xeon Silver 4110 12TB | Ea |  | 1 Year (5 Years) | 9322 | 6% | 8762.68
12315 | BCD | BCD104-PLVS-110-24T-8 | Pro-Lite 1U 4-Bay Video Recording Server Xeon Silver 4110 24TB | Ea |  | 1 Year (5 Years) | 10173 | 6% | 9562.62
12316 | BCD | BCD104-PLVS-110-30T-10 | Pro-Lite 1U 4-Bay Video Recording Server Xeon Silver 4110 30TB | Ea |  | 1 Year (5 Years) | 10903 | 6% | 10248.82
12317 | BCD | BCD104-PLVS-110-32T-8 | Pro-Lite 1U 4-Bay Video Recording Server Xeon Silver 4110 32TB | Ea |  | 1 Year (5 Years) | 10768 | 6% | 10121.92
12318 | BCD | BCD104-PLVS-110-36T-12 | Pro-Lite 1U 4-Bay Video Recording Server Xeon Silver 4110 36TB | Ea |  | 1 Year (5 Years) | 11430 | 6% | 10744.2
12319 | BCD | BCD104-PLVS-110-40T-10 | Pro-Lite 1U 4-Bay Video Recording Server Xeon Silver 4110 40TB | Ea |  | 1 Year (5 Years) | 11741 | 6% | 11036.54
12320 | BCD | BCD104-PLVS-110-42T-14 | Pro-Lite 1U 4-Bay Video Recording Server Xeon Silver 4110 42TB | Ea |  | 1 Year (5 Years) | 12322 | 6% | 11582.68
12321 | BCD | BCD104-PLVS-110-48T-12 | Pro-Lite 1U 4-Bay Video Recording Server Xeon Silver 4110 48TB | Ea |  | 1 Year (5 Years) | 12443 | 6% | 11696.42
12322 | BCD | BCD104-PLVS-110-56T-14 | Pro-Lite 1U 4-Bay Video Recording Server Xeon Silver 4110 56TB | Ea |  | 1 Year (5 Years) | 13633 | 6% | 12815.02
12323 | BCD | BCD104-PLVS-110-D240 | Pro-Lite 1U 4-Bay Multi Purpose Server Xeon Silver 4110 | Ea |  | 1 Year (5 Years) | 8389 | 6% | 7885.66
12324 | BCD | BCD104-PVS-110-12T-4 | Professional 1U 4-Bay Video Recording Server Xeon Silver 4110 12TB | Ea |  | 1 Year (5 Years) | 10714 | 6% | 10071.16
12325 | BCD | BCD104-PVS-110-24T-8 | Professional 1U 4-Bay Video Recording Server Xeon Silver 4110 24TB | Ea |  | 1 Year (5 Years) | 11565 | 6% | 10871.1
12326 | BCD | BCD104-PVS-110-30T-10 | Professional 1U 4-Bay Video Recording Server Xeon Silver 4110 30TB | Ea |  | 1 Year (5 Years) | 12295 | 6% | 11557.3
12327 | BCD | BCD104-PVS-110-32T-8 | Professional 1U 4-Bay Video Recording Server Xeon Silver 4110 32TB | Ea |  | 1 Year (5 Years) | 12160 | 6% | 11430.4
12328 | BCD | BCD104-PVS-110-36T-12 | Professional 1U 4-Bay Video Recording Server Xeon Silver 4110 36TB | Ea |  | 1 Year (5 Years) | 12822 | 6% | 12052.68
12329 | BCD | BCD104-PVS-110-40T-10 | Professional 1U 4-Bay Video Recording Server Xeon Silver 4110 40TB | Ea |  | 1 Year (5 Years) | 13133 | 6% | 12345.02
12330 | BCD | BCD104-PVS-110-42T-14 | Professional 1U 4-Bay Video Recording Server Xeon Silver 4110 42TB | Ea |  | 1 Year (5 Years) | 13714 | 6% | 12891.16
12331 | BCD | BCD104-PVS-110-48T-12 | Professional 1U 4-Bay Video Recording Server Xeon Silver 4110 48TB | Ea |  | 1 Year (5 Years) | 13835 | 6% | 13004.9
12332 | BCD | BCD104-PVS-110-56T-14 | Professional 1U 4-Bay Video Recording Server Xeon Silver 4110 56TB | Ea |  | 1 Year (5 Years) | 15025 | 6% | 14123.5
12333 | BCD | BCD104-PVS-110-D240 | Professional 1U 4-Bay Multi Purpose Server Xeon Silver 4110 | Ea |  | 1 Year (5 Years) | 9781 | 6% | 9194.14
12334 | BCD | BCD104SD-ELVS-124-10T-10 | Entry Level 1U 4-Bay Short Depth Video Recording Server Xeon 2124 10TB | Ea |  | 1 Year (5 Years) | 4639 | 6% | 4360.66
12335 | BCD | BCD104SD-ELVS-124-12T-12 | Entry Level 1U 4-Bay Short Depth Video Recording Server Xeon 2124 12TB | Ea |  | 1 Year (5 Years) | 4814 | 6% | 4525.16
12336 | BCD | BCD104SD-ELVS-124-12T-4 | Entry Level 1U 4-Bay Short Depth Video Recording Server Xeon 2124 12TB | Ea |  | 1 Year (5 Years) | 4733 | 6% | 4449.02
12337 | BCD | BCD104SD-ELVS-124-14T-14 | Entry Level 1U 4-Bay Short Depth Video Recording Server Xeon 2124 14TB | Ea |  | 1 Year (5 Years) | 5112 | 6% | 4805.28
12338 | BCD | BCD104SD-ELVS-124-16T-8 | Entry Level 1U 4-Bay Short Depth Video Recording Server Xeon 2124 16TB | Ea |  | 1 Year (5 Years) | 4990 | 6% | 4690.6
12339 | BCD | BCD104SD-ELVS-124-20T-10 | Entry Level 1U 4-Bay Short Depth Video Recording Server Xeon 2124 20TB | Ea |  | 1 Year (5 Years) | 5477 | 6% | 5148.38
12340 | BCD | BCD104SD-ELVS-124-24T-12 | Entry Level 1U 4-Bay Short Depth Video Recording Server Xeon 2124 24TB | Ea |  | 1 Year (5 Years) | 5828 | 6% | 5478.32
12341 | BCD | BCD104SD-ELVS-124-24T-8 | Entry Level 1U 4-Bay Short Depth Video Recording Server Xeon 2124 24TB | Ea |  | 1 Year (5 Years) | 5585 | 6% | 5249.9
12342 | BCD | BCD104SD-ELVS-124-28T-14 | Entry Level 1U 4-Bay Short Depth Video Recording Server Xeon 2124 28TB | Ea |  | 1 Year (5 Years) | 6423 | 6% | 6037.62
12343 | BCD | BCD104SD-ELVS-124-30T-10 | Entry Level 1U 4-Bay Short Depth Video Recording Server Xeon 2124 30TB | Ea |  | 1 Year (5 Years) | 6314 | 6% | 5935.16
12344 | BCD | BCD104SD-ELVS-124-36T-12 | Entry Level 1U 4-Bay Short Depth Video Recording Server Xeon 2124 36TB | Ea |  | 1 Year (5 Years) | 6841 | 6% | 6430.54
12345 | BCD | BCD104SD-ELVS-124-42T-14 | Entry Level 1U 4-Bay Short Depth Video Recording Server Xeon 2124 42TB | Ea |  | 1 Year (5 Years) | 7733 | 6% | 7269.02
12346 | BCD | BCD104SD-ELVS-124-4T-4 | Entry Level 1U 4-Bay Short Depth Video Recording Server Xeon 2124 4TB | Ea |  | 1 Year (5 Years) | 4112 | 6% | 3865.28
12347 | BCD | BCD104SD-ELVS-124-8T-4 | Entry Level 1U 4-Bay Short Depth Video Recording Server Xeon 2124 8TB | Ea |  | 1 Year (5 Years) | 4423 | 6% | 4157.62
12348 | BCD | BCD104SD-ELVS-124-8T-8 | Entry Level 1U 4-Bay Short Depth Video Recording Server Xeon 2124 8TB | Ea |  | 1 Year (5 Years) | 4396 | 6% | 4132.24
12349 | BCD | BCD104X-EVS-110-24T-8 | Enterprise 1U 4-Bay Video Recording Server Dual Xeon Silver 4110 24TB | Ea |  | 1 Year (5 Years) | 14417 | 6% | 13551.98
12350 | BCD | BCD104X-EVS-110-30T-10 | Enterprise 1U 4-Bay Video Recording Server Dual Xeon Silver 4110 30TB | Ea |  | 1 Year (5 Years) | 14823 | 6% | 13933.62
12351 | BCD | BCD104X-EVS-110-32T-8 | Enterprise 1U 4-Bay Video Recording Server Dual Xeon Silver 4110 32TB | Ea |  | 1 Year (5 Years) | 15228 | 6% | 14314.32
12352 | BCD | BCD104X-EVS-110-36T-12 | Enterprise 1U 4-Bay Video Recording Server Dual Xeon Silver 4110 36TB | Ea |  | 1 Year (5 Years) | 15309 | 6% | 14390.46
12353 | BCD | BCD104X-EVS-110-40T-10 | Enterprise 1U 4-Bay Video Recording Server Dual Xeon Silver 4110 40TB | Ea |  | 1 Year (5 Years) | 15769 | 6% | 14822.86
12354 | BCD | BCD104X-EVS-110-48T-12 | Enterprise 1U 4-Bay Video Recording Server Dual Xeon Silver 4110 48TB | Ea |  | 1 Year (5 Years) | 16417 | 6% | 15431.98
12355 | BCD | BCD104X-EVS-110-D240 | Enterprise 1U 4-Bay Multi Purpose Server Dual Xeon Silver 4110 | Ea |  | 1 Year (5 Years) | 11985 | 6% | 11265.9
12356 | BCD | BCD104X-PLVS-110-12T-4 | Pro-Lite 1U 4-Bay Video Recording Server Dual Xeon Silver 4110 12TB | Ea |  | 1 Year (5 Years) | 11526 | 6% | 10834.44
12357 | BCD | BCD104X-PLVS-110-24T-8 | Pro-Lite 1U 4-Bay Video Recording Server Dual Xeon Silver 4110 24TB | Ea |  | 1 Year (5 Years) | 12377 | 6% | 11634.38
12358 | BCD | BCD104X-PLVS-110-30T-10 | Pro-Lite 1U 4-Bay Video Recording Server Dual Xeon Silver 4110 30TB | Ea |  | 1 Year (5 Years) | 13107 | 6% | 12320.58
12359 | BCD | BCD104X-PLVS-110-32T-8 | Pro-Lite 1U 4-Bay Video Recording Server Dual Xeon Silver 4110 32TB | Ea |  | 1 Year (5 Years) | 12972 | 6% | 12193.68
12360 | BCD | BCD104X-PLVS-110-36T-12 | Pro-Lite 1U 4-Bay Video Recording Server Dual Xeon Silver 4110 36TB | Ea |  | 1 Year (5 Years) | 13634 | 6% | 12815.96
12361 | BCD | BCD104X-PLVS-110-40T-10 | Pro-Lite 1U 4-Bay Video Recording Server Dual Xeon Silver 4110 40TB | Ea |  | 1 Year (5 Years) | 13945 | 6% | 13108.3
12362 | BCD | BCD104X-PLVS-110-42T-14 | Pro-Lite 1U 4-Bay Video Recording Server Dual Xeon Silver 4110 42TB | Ea |  | 1 Year (5 Years) | 14526 | 6% | 13654.44
12363 | BCD | BCD104X-PLVS-110-48T-12 | Pro-Lite 1U 4-Bay Video Recording Server Dual Xeon Silver 4110 48TB | Ea |  | 1 Year (5 Years) | 14647 | 6% | 13768.18
12364 | BCD | BCD104X-PLVS-110-56T-14 | Pro-Lite 1U 4-Bay Video Recording Server Dual Xeon Silver 4110 56TB | Ea |  | 1 Year (5 Years) | 15836 | 6% | 14885.84
12365 | BCD | BCD104X-PLVS-110-D240 | Pro-Lite 1U 4-Bay Multi Purpose Server Dual Xeon Silver 4110 | Ea |  | 1 Year (5 Years) | 10593 | 6% | 9957.42
12366 | BCD | BCD104X-PVS-110-12T-4 | Professional 1U 4-Bay Video Recording Server Dual Xeon Silver 4110 12TB | Ea |  | 1 Year (5 Years) | 12917 | 6% | 12141.98
12367 | BCD | BCD104X-PVS-110-24T-8 | Professional 1U 4-Bay Video Recording Server Dual Xeon Silver 4110 24TB | Ea |  | 1 Year (5 Years) | 13769 | 6% | 12942.86
12368 | BCD | BCD104X-PVS-110-30T-10 | Professional 1U 4-Bay Video Recording Server Dual Xeon Silver 4110 30TB | Ea |  | 1 Year (5 Years) | 14499 | 6% | 13629.06
12369 | BCD | BCD104X-PVS-110-32T-8 | Professional 1U 4-Bay Video Recording Server Dual Xeon Silver 4110 32TB | Ea |  | 1 Year (5 Years) | 14363 | 6% | 13501.22
12370 | BCD | BCD104X-PVS-110-36T-12 | Professional 1U 4-Bay Video Recording Server Dual Xeon Silver 4110 36TB | Ea |  | 1 Year (5 Years) | 15026 | 6% | 14124.44
12371 | BCD | BCD104X-PVS-110-40T-10 | Professional 1U 4-Bay Video Recording Server Dual Xeon Silver 4110 40TB | Ea |  | 1 Year (5 Years) | 15336 | 6% | 14415.84
12372 | BCD | BCD104X-PVS-110-42T-14 | Professional 1U 4-Bay Video Recording Server Dual Xeon Silver 4110 42TB | Ea |  | 1 Year (5 Years) | 15917 | 6% | 14961.98
12373 | BCD | BCD104X-PVS-110-48T-12 | Professional 1U 4-Bay Video Recording Server Dual Xeon Silver 4110 48TB | Ea |  | 1 Year (5 Years) | 16039 | 6% | 15076.66
12374 | BCD | BCD104X-PVS-110-56T-14 | Professional 1U 4-Bay Video Recording Server Dual Xeon Silver 4110 56TB | Ea |  | 1 Year (5 Years) | 17228 | 6% | 16194.32
12375 | BCD | BCD104X-PVS-110-D240 | Professional 1U 4-Bay Multi Purpose Server Dual Xeon Silver 4110 | Ea |  | 1 Year (5 Years) | 11985 | 6% | 11265.9
12376 | BCD | BCD108-EVS-116-D240 | Enterprise 1U 8-Bay Video Management Server Xeon Silver 4116 | Ea |  | 1 Year (5 Years) | 10462 | 6% | 9834.28
12377 | BCD | BCD108X-EVS-116-D240 | Enterprise 1U 8-Bay Video Management Server Dual Xeon Silver 4116 | Ea |  | 1 Year (5 Years) | 14920 | 6% | 14024.8
12378 | BCD | BCD208-EVS-110-24T-8 | Enterprise 2U 8-Bay Rackmount Video Recording Server (1) Silver 4110 24TB | Ea |  | 1 Year (5 Years) | 11835 | 6% | 11124.9
12379 | BCD | BCD208-EVS-110-30T-10 | Enterprise 2U 8-Bay Rackmount Video Recording Server (1) Silver 4110 30TB | Ea |  | 1 Year (5 Years) | 12240 | 6% | 11505.6
12380 | BCD | BCD208-EVS-110-32T-8 | Enterprise 2U 8-Bay Rackmount Video Recording Server (1) Silver 4110 32TB | Ea |  | 1 Year (5 Years) | 12646 | 6% | 11887.24
12381 | BCD | BCD208-EVS-110-36T-12 | Enterprise 2U 8-Bay Rackmount Video Recording Server (1) Silver 4110 36TB | Ea |  | 1 Year (5 Years) | 12727 | 6% | 11963.38
12382 | BCD | BCD208-EVS-110-40T-10 | Enterprise 2U 8-Bay Rackmount Video Recording Server (1) Silver 4110 40TB | Ea |  | 1 Year (5 Years) | 13186 | 6% | 12394.84
12383 | BCD | BCD208-EVS-110-40T-8 | Enterprise 2U 8-Bay Rackmount Video Recording Server (1) Silver 4110 40TB | Ea |  | 1 Year (5 Years) | 13457 | 6% | 12649.58
12384 | BCD | BCD208-EVS-110-48T-12 | Enterprise 2U 8-Bay Rackmount Video Recording Server (1) Silver 4110 48TB | Ea |  | 1 Year (5 Years) | 13835 | 6% | 13004.9
12385 | BCD | BCD208-EVS-110-48T-8 | Enterprise 2U 8-Bay Rackmount Video Recording Server (1) Silver 4110 48TB | Ea |  | 1 Year (5 Years) | 14267 | 6% | 13410.98
12386 | BCD | BCD208-EVS-110-50T-10 | Enterprise 2U 8-Bay Rackmount Video Recording Server (1) Silver 4110 50TB | Ea |  | 1 Year (5 Years) | 14132 | 6% | 13284.08
12387 | BCD | BCD208-EVS-110-60T-10 | Enterprise 2U 8-Bay Rackmount Video Recording Server (1) Silver 4110 60TB | Ea |  | 1 Year (5 Years) | 15078 | 6% | 14173.32
12388 | BCD | BCD208-EVS-110-60T-12 | Enterprise 2U 8-Bay Rackmount Video Recording Server (1) Silver 4110 60TB | Ea |  | 1 Year (5 Years) | 14943 | 6% | 14046.42
12389 | BCD | BCD208-EVS-110-72T-12 | Enterprise 2U 8-Bay Rackmount Video Recording Server (1) Silver 4110 72TB | Ea |  | 1 Year (5 Years) | 16051 | 6% | 15087.94
12390 | BCD | BCD208-EVS-110-D240 | Enterprise 2U 8-Bay Rackmount Video Recording Server (1) Silver 4110 Dual 240GB SSD | Ea |  | 1 Year (5 Years) | 9403 | 6% | 8838.82
12391 | BCD | BCD208-EWS-110-2QP10 | Enterprise 2U 8-Bay Rackmount Workstation Xeon Silver 4110 Dual NVIDIA Quadro P1000 | Ea |  | 1 Year (5 Years) | 9727 | 6% | 9143.38
12392 | BCD | BCD208-EWS-110-2QP20 | Enterprise 2U 8-Bay Rackmount Workstation Xeon Silver 4110 Dual NVIDIA Quadro P2000 | Ea |  | 1 Year (5 Years) | 10267 | 6% | 9650.98
12393 | BCD | BCD208-EWS-110-2QP40 | Enterprise 2U 8-Bay Rackmount Workstation Xeon Silver 4110 Dual NVIDIA Quadro P4000 | Ea |  | 1 Year (5 Years) | 11754 | 6% | 11048.76
12394 | BCD | BCD208-EWS-110-GT60 | Enterprise 2U 8-Bay Rackmount Workstation Xeon Silver 4110 NVIDIA GeForce RTX 2060 | Ea |  | 1 Year (5 Years) | 9213 | 6% | 8660.22
12395 | BCD | BCD208-EWS-110-GT70 | Enterprise 2U 8-Bay Rackmount Workstation Xeon Silver 4110 NVIDIA GeForce RTX 2070 | Ea |  | 1 Year (5 Years) | 9619 | 6% | 9041.86
12396 | BCD | BCD208-EWS-110-GT80 | Enterprise 2U 8-Bay Rackmount Workstation Xeon Silver 4110 NVIDIA GeForce RTX 2080 | Ea |  | 1 Year (5 Years) | 10362 | 6% | 9740.28
12397 | BCD | BCD208-EWS-110-GT80TI | Enterprise 2U 8-Bay Rackmount Workstation Xeon Silver 4110 NVIDIA GeForce RTX 2080 Ti | Ea |  | 1 Year (5 Years) | 11389 | 6% | 10705.66
12398 | BCD | BCD208-EWS-110-QP10 | Enterprise 2U 8-Bay Rackmount Workstation Xeon Silver 4110 NVIDIA Quadro P1000 | Ea |  | 1 Year (5 Years) | 8984 | 6% | 8444.96
12399 | BCD | BCD208-EWS-110-QP20 | Enterprise 2U 8-Bay Rackmount Workstation Xeon Silver 4110 NVIDIA Quadro P2000 | Ea |  | 1 Year (5 Years) | 9254 | 6% | 8698.76
12400 | BCD | BCD208-EWS-110-QP40 | Enterprise 2U 8-Bay Rackmount Workstation Xeon Silver 4110 NVIDIA Quadro P4000 | Ea |  | 1 Year (5 Years) | 9997 | 6% | 9397.18
12401 | BCD | BCD208-EWS-110-QP50 | Enterprise 2U 8-Bay Rackmount Workstation Xeon Silver 4110 NVIDIA Quadro P5000 | Ea |  | 1 Year (5 Years) | 11808 | 6% | 11099.52
12402 | BCD | BCD208-PAS-110-2QP10 | Professional 2U 8-Bay Rackmount General Purpose Server Xeon Silver 4110 Dual NVIDIA Quadro P1000 | Ea |  | 1 Year (5 Years) | 9727 | 6% | 9143.38
12403 | BCD | BCD208-PAS-110-2QP20 | Professional 2U 8-Bay Rackmount General Purpose Server Xeon Silver 4110 Dual NVIDIA Quadro P2000 | Ea |  | 1 Year (5 Years) | 10267 | 6% | 9650.98
12404 | BCD | BCD208-PAS-110-2QP40 | Professional 2U 8-Bay Rackmount General Purpose Server Xeon Silver 4110 Dual NVIDIA Quadro P4000 | Ea |  | 1 Year (5 Years) | 11754 | 6% | 11048.76
12405 | BCD | BCD208-PAS-110-GT60 | Professional 2U 8-Bay Rackmount General Purpose Server Xeon Silver 4110 NVIDIA GeForce RTX 2060 | Ea |  | 1 Year (5 Years) | 9213 | 6% | 8660.22
12406 | BCD | BCD208-PAS-110-GT70 | Professional 2U 8-Bay Rackmount General Purpose Server Xeon Silver 4110 NVIDIA GeForce RTX 2070 | Ea |  | 1 Year (5 Years) | 9619 | 6% | 9041.86
12407 | BCD | BCD208-PAS-110-GT80 | Professional 2U 8-Bay Rackmount General Purpose Server Xeon Silver 4110 NVIDIA GeForce RTX 2080 | Ea |  | 1 Year (5 Years) | 10362 | 6% | 9740.28
12408 | BCD | BCD208-PAS-110-GT80TI | Professional 2U 8-Bay Rackmount General Purpose Server Xeon Silver 4110 NVIDIA GeForce RTX 2080 Ti | Ea |  | 1 Year (5 Years) | 11389 | 6% | 10705.66
12409 | BCD | BCD208-PAS-110-QP10 | Professional 2U 8-Bay Rackmount General Purpose Server Xeon Silver 4110 NVIDIA Quadro P1000 | Ea |  | 1 Year (5 Years) | 8984 | 6% | 8444.96
12410 | BCD | BCD208-PAS-110-QP20 | Professional 2U 8-Bay Rackmount General Purpose Server Xeon Silver 4110 NVIDIA Quadro P2000 | Ea |  | 1 Year (5 Years) | 9254 | 6% | 8698.76
12411 | BCD | BCD208-PAS-110-QP40 | Professional 2U 8-Bay Rackmount General Purpose Server Xeon Silver 4110 NVIDIA Quadro P4000 | Ea |  | 1 Year (5 Years) | 9997 | 6% | 9397.18
12412 | BCD | BCD208-PAS-110-QP50 | Professional 2U 8-Bay Rackmount General Purpose Server Xeon Silver 4110 NVIDIA Quadro P5000 | Ea |  | 1 Year (5 Years) | 11808 | 6% | 11099.52
12413 | BCD | BCD208-PAS-114-2QP10 | Professional 2U 8-Bay Rackmount General Purpose Server Xeon Silver 4114 Dual NVIDIA Quadro P1000 | Ea |  | 1 Year (5 Years) | 10930 | 6% | 10274.2
12414 | BCD | BCD208-PAS-114-2QP20 | Professional 2U 8-Bay Rackmount General Purpose Server Xeon Silver 4114 Dual NVIDIA Quadro P2000 | Ea |  | 1 Year (5 Years) | 11470 | 6% | 10781.8
12415 | BCD | BCD208-PAS-114-2QP40 | Professional 2U 8-Bay Rackmount General Purpose Server Xeon Silver 4114 Dual NVIDIA Quadro P4000 | Ea |  | 1 Year (5 Years) | 12957 | 6% | 12179.58
12416 | BCD | BCD208-PAS-114-GT60 | Professional 2U 8-Bay Rackmount General Purpose Server Xeon Silver 4114 NVIDIA GeForce RTX 2060 | Ea |  | 1 Year (5 Years) | 10416 | 6% | 9791.04
12417 | BCD | BCD208-PAS-114-GT70 | Professional 2U 8-Bay Rackmount General Purpose Server Xeon Silver 4114 NVIDIA GeForce RTX 2070 | Ea |  | 1 Year (5 Years) | 10821 | 6% | 10171.74
12418 | BCD | BCD208-PAS-114-GT80 | Professional 2U 8-Bay Rackmount General Purpose Server Xeon Silver 4114 NVIDIA GeForce RTX 2080 | Ea |  | 1 Year (5 Years) | 11565 | 6% | 10871.1
12419 | BCD | BCD208-PAS-114-GT80TI | Professional 2U 8-Bay Rackmount General Purpose Server Xeon Silver 4114 NVIDIA GeForce RTX 2080 Ti | Ea |  | 1 Year (5 Years) | 12592 | 6% | 11836.48
12420 | BCD | BCD208-PAS-114-QP10 | Professional 2U 8-Bay Rackmount General Purpose Server Xeon Silver 4114 NVIDIA Quadro P1000 | Ea |  | 1 Year (5 Years) | 10186 | 6% | 9574.84
12421 | BCD | BCD208-PAS-114-QP20 | Professional 2U 8-Bay Rackmount General Purpose Server Xeon Silver 4114 NVIDIA Quadro P2000 | Ea |  | 1 Year (5 Years) | 10457 | 6% | 9829.58
12422 | BCD | BCD208-PAS-114-QP40 | Professional 2U 8-Bay Rackmount General Purpose Server Xeon Silver 4114 NVIDIA Quadro P4000 | Ea |  | 1 Year (5 Years) | 11200 | 6% | 10528
12423 | BCD | BCD208-PAS-114-QP50 | Professional 2U 8-Bay Rackmount General Purpose Server Xeon Silver 4114 NVIDIA Quadro P5000 | Ea |  | 1 Year (5 Years) | 13011 | 6% | 12230.34
12424 | BCD | BCD208-PAS-134-2QP10 | Professional 2U 8-Bay Rackmount General Purpose Server Xeon Gold 6134 Dual NVIDIA Quadro P1000 | Ea |  | 1 Year (5 Years) | 18767 | 6% | 17640.98
12425 | BCD | BCD208-PAS-134-2QP20 | Professional 2U 8-Bay Rackmount General Purpose Server Xeon Gold 6134 Dual NVIDIA Quadro P2000 | Ea |  | 1 Year (5 Years) | 19308 | 6% | 18149.52
12426 | BCD | BCD208-PAS-134-2QP40 | Professional 2U 8-Bay Rackmount General Purpose Server Xeon Gold 6134 Dual NVIDIA Quadro P4000 | Ea |  | 1 Year (5 Years) | 20794 | 6% | 19546.36
12427 | BCD | BCD208-PAS-134-GT60 | Professional 2U 8-Bay Rackmount General Purpose Server Xeon Gold 6134 NVIDIA GeForce RTX 2060 | Ea |  | 1 Year (5 Years) | 18254 | 6% | 17158.76
12428 | BCD | BCD208-PAS-134-GT70 | Professional 2U 8-Bay Rackmount General Purpose Server Xeon Gold 6134 NVIDIA GeForce RTX 2070 | Ea |  | 1 Year (5 Years) | 18659 | 6% | 17539.46
12429 | BCD | BCD208-PAS-134-GT80 | Professional 2U 8-Bay Rackmount General Purpose Server Xeon Gold 6134 NVIDIA GeForce RTX 2080 | Ea |  | 1 Year (5 Years) | 19403 | 6% | 18238.82
12430 | BCD | BCD208-PAS-134-GT80TI | Professional 2U 8-Bay Rackmount General Purpose Server Xeon Gold 6134 NVIDIA GeForce RTX 2080 Ti | Ea |  | 1 Year (5 Years) | 20430 | 6% | 19204.2
12431 | BCD | BCD208-PAS-134-QP10 | Professional 2U 8-Bay Rackmount General Purpose Server Xeon Gold 6134 NVIDIA Quadro P1000 | Ea |  | 1 Year (5 Years) | 18024 | 6% | 16942.56
12432 | BCD | BCD208-PAS-134-QP20 | Professional 2U 8-Bay Rackmount General Purpose Server Xeon Gold 6134 NVIDIA Quadro P2000 | Ea |  | 1 Year (5 Years) | 18294 | 6% | 17196.36
12433 | BCD | BCD208-PAS-134-QP40 | Professional 2U 8-Bay Rackmount General Purpose Server Xeon Gold 6134 NVIDIA Quadro P4000 | Ea |  | 1 Year (5 Years) | 19038 | 6% | 17895.72
12434 | BCD | BCD208-PAS-134-QP50 | Professional 2U 8-Bay Rackmount General Purpose Server Xeon Gold 6134 NVIDIA Quadro P5000 | Ea |  | 1 Year (5 Years) | 20849 | 6% | 19598.06
12435 | BCD | BCD208-PAS-140-2QP10 | Professional 2U 8-Bay Rackmount General Purpose Server Xeon Gold 6140 Dual NVIDIA Quadro P1000 | Ea |  | 1 Year (5 Years) | 19281 | 6% | 18124.14
12436 | BCD | BCD208-PAS-140-2QP20 | Professional 2U 8-Bay Rackmount General Purpose Server Xeon Gold 6140 Dual NVIDIA Quadro P2000 | Ea |  | 1 Year (5 Years) | 19821 | 6% | 18631.74
12437 | BCD | BCD208-PAS-140-2QP40 | Professional 2U 8-Bay Rackmount General Purpose Server Xeon Gold 6140 Dual NVIDIA Quadro P4000 | Ea |  | 1 Year (5 Years) | 21308 | 6% | 20029.52
12438 | BCD | BCD208-PAS-140-GT60 | Professional 2U 8-Bay Rackmount General Purpose Server Xeon Gold 6140 NVIDIA GeForce RTX 2060 | Ea |  | 1 Year (5 Years) | 18767 | 6% | 17640.98
12439 | BCD | BCD208-PAS-140-GT70 | Professional 2U 8-Bay Rackmount General Purpose Server Xeon Gold 6140 NVIDIA GeForce RTX 2070 | Ea |  | 1 Year (5 Years) | 19173 | 6% | 18022.62
12440 | BCD | BCD208-PAS-140-GT80 | Professional 2U 8-Bay Rackmount General Purpose Server Xeon Gold 6140 NVIDIA GeForce RTX 2080 | Ea |  | 1 Year (5 Years) | 19916 | 6% | 18721.04
12441 | BCD | BCD208-PAS-140-GT80TI | Professional 2U 8-Bay Rackmount General Purpose Server Xeon Gold 6140 NVIDIA GeForce RTX 2080 Ti | Ea |  | 1 Year (5 Years) | 20943 | 6% | 19686.42
12442 | BCD | BCD208-PAS-140-QP10 | Professional 2U 8-Bay Rackmount General Purpose Server Xeon Gold 6140 NVIDIA Quadro P1000 | Ea |  | 1 Year (5 Years) | 18538 | 6% | 17425.72
12443 | BCD | BCD208-PAS-140-QP20 | Professional 2U 8-Bay Rackmount General Purpose Server Xeon Gold 6140 NVIDIA Quadro P2000 | Ea |  | 1 Year (5 Years) | 18808 | 6% | 17679.52
12444 | BCD | BCD208-PAS-140-QP40 | Professional 2U 8-Bay Rackmount General Purpose Server Xeon Gold 6140 NVIDIA Quadro P4000 | Ea |  | 1 Year (5 Years) | 19551 | 6% | 18377.94
12445 | BCD | BCD208-PAS-140-QP50 | Professional 2U 8-Bay Rackmount General Purpose Server Xeon Gold 6140 NVIDIA Quadro P5000 | Ea |  | 1 Year (5 Years) | 21362 | 6% | 20080.28
12446 | BCD | BCD208-PAS-146-2QP10 | Professional 2U 8-Bay Rackmount General Purpose Server Xeon Gold 6146 Dual NVIDIA Quadro P1000 | Ea |  | 1 Year (5 Years) | 21538 | 6% | 20245.72
12447 | BCD | BCD208-PAS-146-2QP20 | Professional 2U 8-Bay Rackmount General Purpose Server Xeon Gold 6146 Dual NVIDIA Quadro P2000 | Ea |  | 1 Year (5 Years) | 22078 | 6% | 20753.32
12448 | BCD | BCD208-PAS-146-2QP40 | Professional 2U 8-Bay Rackmount General Purpose Server Xeon Gold 6146 Dual NVIDIA Quadro P4000 | Ea |  | 1 Year (5 Years) | 23565 | 6% | 22151.1
12449 | BCD | BCD208-PAS-146-GT60 | Professional 2U 8-Bay Rackmount General Purpose Server Xeon Gold 6146 NVIDIA GeForce RTX 2060 | Ea |  | 1 Year (5 Years) | 21024 | 6% | 19762.56
12450 | BCD | BCD208-PAS-146-GT70 | Professional 2U 8-Bay Rackmount General Purpose Server Xeon Gold 6146 NVIDIA GeForce RTX 2070 | Ea |  | 1 Year (5 Years) | 21430 | 6% | 20144.2
12451 | BCD | BCD208-PAS-146-GT80 | Professional 2U 8-Bay Rackmount General Purpose Server Xeon Gold 6146 NVIDIA GeForce RTX 2080 | Ea |  | 1 Year (5 Years) | 22173 | 6% | 20842.62
12452 | BCD | BCD208-PAS-146-GT80TI | Professional 2U 8-Bay Rackmount General Purpose Server Xeon Gold 6146 NVIDIA GeForce RTX 2080 Ti | Ea |  | 1 Year (5 Years) | 23200 | 6% | 21808
12453 | BCD | BCD208-PAS-146-QP10 | Professional 2U 8-Bay Rackmount General Purpose Server Xeon Gold 6146 NVIDIA Quadro P1000 | Ea |  | 1 Year (5 Years) | 20794 | 6% | 19546.36
12454 | BCD | BCD208-PAS-146-QP20 | Professional 2U 8-Bay Rackmount General Purpose Server Xeon Gold 6146 NVIDIA Quadro P2000 | Ea |  | 1 Year (5 Years) | 21065 | 6% | 19801.1
12455 | BCD | BCD208-PAS-146-QP40 | Professional 2U 8-Bay Rackmount General Purpose Server Xeon Gold 6146 NVIDIA Quadro P4000 | Ea |  | 1 Year (5 Years) | 21808 | 6% | 20499.52
12456 | BCD | BCD208-PAS-146-QP50 | Professional 2U 8-Bay Rackmount General Purpose Server Xeon Gold 6146 NVIDIA Quadro P5000 | Ea |  | 1 Year (5 Years) | 23619 | 6% | 22201.86
12457 | BCD | BCD208-PLVS-110-12T-4 | Pro-Lite 2U 8-Bay Rackmount Video Recording Server (1) Silver 4110 12TB | Ea |  | 1 Year (5 Years) | 8943 | 6% | 8406.42
12458 | BCD | BCD208-PLVS-110-16T-4 | Pro-Lite 2U 8-Bay Rackmount Video Recording Server (1) Silver 4110 16TB | Ea |  | 1 Year (5 Years) | 9254 | 6% | 8698.76
12459 | BCD | BCD208-PLVS-110-20T-4 | Pro-Lite 2U 8-Bay Rackmount Video Recording Server (1) Silver 4110 20TB | Ea |  | 1 Year (5 Years) | 9565 | 6% | 8991.1
12460 | BCD | BCD208-PLVS-110-24T-4 | Pro-Lite 2U 8-Bay Rackmount Video Recording Server (1) Silver 4110 24TB | Ea |  | 1 Year (5 Years) | 9876 | 6% | 9283.44
12461 | BCD | BCD208-PLVS-110-24T-8 | Pro-Lite 2U 8-Bay Rackmount Video Recording Server (1) Silver 4110 24TB | Ea |  | 1 Year (5 Years) | 9794 | 6% | 9206.36
12462 | BCD | BCD208-PLVS-110-30T-10 | Pro-Lite 2U 8-Bay Rackmount Video Recording Server (1) Silver 4110 30TB | Ea |  | 1 Year (5 Years) | 10524 | 6% | 9892.56
12463 | BCD | BCD208-PLVS-110-32T-8 | Pro-Lite 2U 8-Bay Rackmount Video Recording Server (1) Silver 4110 32TB | Ea |  | 1 Year (5 Years) | 10389 | 6% | 9765.66
12464 | BCD | BCD208-PLVS-110-36T-12 | Pro-Lite 2U 8-Bay Rackmount Video Recording Server (1) Silver 4110 36TB | Ea |  | 1 Year (5 Years) | 11051 | 6% | 10387.94
12465 | BCD | BCD208-PLVS-110-40T-10 | Pro-Lite 2U 8-Bay Rackmount Video Recording Server (1) Silver 4110 40TB | Ea |  | 1 Year (5 Years) | 11362 | 6% | 10680.28
12466 | BCD | BCD208-PLVS-110-40T-8 | Pro-Lite 2U 8-Bay Rackmount Video Recording Server (1) Silver 4110 40TB | Ea |  | 1 Year (5 Years) | 10984 | 6% | 10324.96
12467 | BCD | BCD208-PLVS-110-42T-14 | Pro-Lite 2U 8-Bay Rackmount Video Recording Server (1) Silver 4110 42TB | Ea |  | 1 Year (5 Years) | 11943 | 6% | 11226.42
12468 | BCD | BCD208-PLVS-110-48T-12 | Pro-Lite 2U 8-Bay Rackmount Video Recording Server (1) Silver 4110 48TB | Ea |  | 1 Year (5 Years) | 12065 | 6% | 11341.1
12469 | BCD | BCD208-PLVS-110-48T-8 | Pro-Lite 2U 8-Bay Rackmount Video Recording Server (1) Silver 4110 48TB | Ea |  | 1 Year (5 Years) | 11578 | 6% | 10883.32
12470 | BCD | BCD208-PLVS-110-50T-10 | Pro-Lite 2U 8-Bay Rackmount Video Recording Server (1) Silver 4110 50TB | Ea |  | 1 Year (5 Years) | 12200 | 6% | 11468
12471 | BCD | BCD208-PLVS-110-56T-14 | Pro-Lite 2U 8-Bay Rackmount Video Recording Server (1) Silver 4110 56TB | Ea |  | 1 Year (5 Years) | 13254 | 6% | 12458.76
12472 | BCD | BCD208-PLVS-110-60T-10 | Pro-Lite 2U 8-Bay Rackmount Video Recording Server (1) Silver 4110 60TB | Ea |  | 1 Year (5 Years) | 13038 | 6% | 12255.72
12473 | BCD | BCD208-PLVS-110-60T-12 | Pro-Lite 2U 8-Bay Rackmount Video Recording Server (1) Silver 4110 60TB | Ea |  | 1 Year (5 Years) | 13078 | 6% | 12293.32
12474 | BCD | BCD208-PLVS-110-70T-14 | Pro-Lite 2U 8-Bay Rackmount Video Recording Server (1) Silver 4110 70TB | Ea |  | 1 Year (5 Years) | 14565 | 6% | 13691.1
12475 | BCD | BCD208-PLVS-110-72T-12 | Pro-Lite 2U 8-Bay Rackmount Video Recording Server (1) Silver 4110 72TB | Ea |  | 1 Year (5 Years) | 14092 | 6% | 13246.48
12476 | BCD | BCD208-PLVS-110-84T-14 | Pro-Lite 2U 8-Bay Rackmount Video Recording Server (1) Silver 4110 84TB | Ea |  | 1 Year (5 Years) | 15876 | 6% | 14923.44
12477 | BCD | BCD208-PLVS-110-D240 | Pro-Lite 2U 8-Bay Rackmount Video Recording Server (1) Silver 4110 Dual 240GB SSD | Ea |  | 1 Year (5 Years) | 8011 | 6% | 7530.34
12478 | BCD | BCD208-PVS-110-12T-4 | Professional 2U 8-Bay Rackmount Video Recording Server (1) Silver 4110 12TB | Ea |  | 1 Year (5 Years) | 10335 | 6% | 9714.9
12479 | BCD | BCD208-PVS-110-16T-4 | Professional 2U 8-Bay Rackmount Video Recording Server (1) Silver 4110 16TB | Ea |  | 1 Year (5 Years) | 10646 | 6% | 10007.24
12480 | BCD | BCD208-PVS-110-20T-4 | Professional 2U 8-Bay Rackmount Video Recording Server (1) Silver 4110 20TB | Ea |  | 1 Year (5 Years) | 10957 | 6% | 10299.58
12481 | BCD | BCD208-PVS-110-24T-4 | Professional 2U 8-Bay Rackmount Video Recording Server (1) Silver 4110 24TB | Ea |  | 1 Year (5 Years) | 11267 | 6% | 10590.98
12482 | BCD | BCD208-PVS-110-24T-8 | Professional 2U 8-Bay Rackmount Video Recording Server (1) Silver 4110 24TB | Ea |  | 1 Year (5 Years) | 11186 | 6% | 10514.84
12483 | BCD | BCD208-PVS-110-30T-10 | Professional 2U 8-Bay Rackmount Video Recording Server (1) Silver 4110 30TB | Ea |  | 1 Year (5 Years) | 11916 | 6% | 11201.04
12484 | BCD | BCD208-PVS-110-32T-8 | Professional 2U 8-Bay Rackmount Video Recording Server (1) Silver 4110 32TB | Ea |  | 1 Year (5 Years) | 11781 | 6% | 11074.14
12485 | BCD | BCD208-PVS-110-36T-12 | Professional 2U 8-Bay Rackmount Video Recording Server (1) Silver 4110 36TB | Ea |  | 1 Year (5 Years) | 12443 | 6% | 11696.42
12486 | BCD | BCD208-PVS-110-40T-10 | Professional 2U 8-Bay Rackmount Video Recording Server (1) Silver 4110 40TB | Ea |  | 1 Year (5 Years) | 12754 | 6% | 11988.76
12487 | BCD | BCD208-PVS-110-40T-8 | Professional 2U 8-Bay Rackmount Video Recording Server (1) Silver 4110 40TB | Ea |  | 1 Year (5 Years) | 12376 | 6% | 11633.44
12488 | BCD | BCD208-PVS-110-42T-14 | Professional 2U 8-Bay Rackmount Video Recording Server (1) Silver 4110 42TB | Ea |  | 1 Year (5 Years) | 13335 | 6% | 12534.9
12489 | BCD | BCD208-PVS-110-48T-12 | Professional 2U 8-Bay Rackmount Video Recording Server (1) Silver 4110 48TB | Ea |  | 1 Year (5 Years) | 13457 | 6% | 12649.58
12490 | BCD | BCD208-PVS-110-48T-8 | Professional 2U 8-Bay Rackmount Video Recording Server (1) Silver 4110 48TB | Ea |  | 1 Year (5 Years) | 12970 | 6% | 12191.8
12491 | BCD | BCD208-PVS-110-50T-10 | Professional 2U 8-Bay Rackmount Video Recording Server (1) Silver 4110 50TB | Ea |  | 1 Year (5 Years) | 13592 | 6% | 12776.48
12492 | BCD | BCD208-PVS-110-56T-14 | Professional 2U 8-Bay Rackmount Video Recording Server (1) Silver 4110 56TB | Ea |  | 1 Year (5 Years) | 14646 | 6% | 13767.24
12493 | BCD | BCD208-PVS-110-60T-10 | Professional 2U 8-Bay Rackmount Video Recording Server (1) Silver 4110 60TB | Ea |  | 1 Year (5 Years) | 14430 | 6% | 13564.2
12494 | BCD | BCD208-PVS-110-60T-12 | Professional 2U 8-Bay Rackmount Video Recording Server (1) Silver 4110 60TB | Ea |  | 1 Year (5 Years) | 14470 | 6% | 13601.8
12495 | BCD | BCD208-PVS-110-70T-14 | Professional 2U 8-Bay Rackmount Video Recording Server (1) Silver 4110 70TB | Ea |  | 1 Year (5 Years) | 15957 | 6% | 14999.58
12496 | BCD | BCD208-PVS-110-72T-12 | Professional 2U 8-Bay Rackmount Video Recording Server (1) Silver 4110 72TB | Ea |  | 1 Year (5 Years) | 15484 | 6% | 14554.96
12497 | BCD | BCD208-PVS-110-84T-14 | Professional 2U 8-Bay Rackmount Video Recording Server (1) Silver 4110 84TB | Ea |  | 1 Year (5 Years) | 17267 | 6% | 16230.98
12498 | BCD | BCD208-PVS-110-D240 | Professional 2U 8-Bay Rackmount Video Recording Server (1) Silver 4110 Dual 240GB SSD | Ea |  | 1 Year (5 Years) | 9403 | 6% | 8838.82
12499 | BCD | BCD208X-EVS-110-24T-8 | Enterprise 2U 8-Bay Rackmount Video Recording Server (2) Silver 4110 24TB | Ea |  | 1 Year (5 Years) | 13293 | 6% | 12495.42
12500 | BCD | BCD208X-EVS-110-30T-10 | Enterprise 2U 8-Bay Rackmount Video Recording Server (2) Silver 4110 30TB | Ea |  | 1 Year (5 Years) | 13699 | 6% | 12877.06
12501 | BCD | BCD208X-EVS-110-32T-8 | Enterprise 2U 8-Bay Rackmount Video Recording Server (2) Silver 4110 32TB | Ea |  | 1 Year (5 Years) | 14104 | 6% | 13257.76
12502 | BCD | BCD208X-EVS-110-36T-12 | Enterprise 2U 8-Bay Rackmount Video Recording Server (2) Silver 4110 36TB | Ea |  | 1 Year (5 Years) | 14185 | 6% | 13333.9
12503 | BCD | BCD208X-EVS-110-40T-10 | Enterprise 2U 8-Bay Rackmount Video Recording Server (2) Silver 4110 40TB | Ea |  | 1 Year (5 Years) | 14644 | 6% | 13765.36
12504 | BCD | BCD208X-EVS-110-40T-8 | Enterprise 2U 8-Bay Rackmount Video Recording Server (2) Silver 4110 40TB | Ea |  | 1 Year (5 Years) | 14915 | 6% | 14020.1
12505 | BCD | BCD208X-EVS-110-48T-12 | Enterprise 2U 8-Bay Rackmount Video Recording Server (2) Silver 4110 48TB | Ea |  | 1 Year (5 Years) | 15293 | 6% | 14375.42
12506 | BCD | BCD208X-EVS-110-48T-8 | Enterprise 2U 8-Bay Rackmount Video Recording Server (2) Silver 4110 48TB | Ea |  | 1 Year (5 Years) | 15726 | 6% | 14782.44
12507 | BCD | BCD208X-EVS-110-50T-10 | Enterprise 2U 8-Bay Rackmount Video Recording Server (2) Silver 4110 50TB | Ea |  | 1 Year (5 Years) | 15590 | 6% | 14654.6
12508 | BCD | BCD208X-EVS-110-60T-10 | Enterprise 2U 8-Bay Rackmount Video Recording Server (2) Silver 4110 60TB | Ea |  | 1 Year (5 Years) | 16536 | 6% | 15543.84
12509 | BCD | BCD208X-EVS-110-60T-12 | Enterprise 2U 8-Bay Rackmount Video Recording Server (2) Silver 4110 60TB | Ea |  | 1 Year (5 Years) | 16401 | 6% | 15416.94
12510 | BCD | BCD208X-EVS-110-72T-12 | Enterprise 2U 8-Bay Rackmount Video Recording Server (2) Silver 4110 72TB | Ea |  | 1 Year (5 Years) | 17509 | 6% | 16458.46
12511 | BCD | BCD208X-EVS-110-D240 | Enterprise 2U 8-Bay Rackmount Video Recording Server (2) Silver 4110 Dual 240GB SSD | Ea |  | 1 Year (5 Years) | 10861 | 6% | 10209.34
12512 | BCD | BCD208X-EWS-110-2GT60 | Enterprise 2U 8-Bay Rackmount Workstation (2) Xeon Silver 4110 Dual NVIDIA GeForce RTX 2060 | Ea |  | 1 Year (5 Years) | 11644 | 6% | 10945.36
12513 | BCD | BCD208X-EWS-110-2GT70 | Enterprise 2U 8-Bay Rackmount Workstation (2) Xeon Silver 4110 Dual NVIDIA GeForce RTX 2070 | Ea |  | 1 Year (5 Years) | 12455 | 6% | 11707.7
12514 | BCD | BCD208X-EWS-110-2GT80 | Enterprise 2U 8-Bay Rackmount Workstation (2) Xeon Silver 4110 Dual NVIDIA GeForce RTX 2080 | Ea |  | 1 Year (5 Years) | 13942 | 6% | 13105.48
12515 | BCD | BCD208X-EWS-110-2GT80TI | Enterprise 2U 8-Bay Rackmount Workstation (2) Xeon Silver 4110 Dual NVIDIA GeForce RTX 2080 Ti | Ea |  | 1 Year (5 Years) | 15996 | 6% | 15036.24
12516 | BCD | BCD208X-EWS-110-2QP10 | Enterprise 2U 8-Bay Rackmount Workstation (2) Xeon Silver 4110 Dual NVIDIA Quadro P1000 | Ea |  | 1 Year (5 Years) | 11185 | 6% | 10513.9
12517 | BCD | BCD208X-EWS-110-2QP20 | Enterprise 2U 8-Bay Rackmount Workstation (2) Xeon Silver 4110 Dual NVIDIA Quadro P2000 | Ea |  | 1 Year (5 Years) | 11726 | 6% | 11022.44
12518 | BCD | BCD208X-EWS-110-2QP40 | Enterprise 2U 8-Bay Rackmount Workstation (2) Xeon Silver 4110 Dual NVIDIA Quadro P4000 | Ea |  | 1 Year (5 Years) | 13212 | 6% | 12419.28
12519 | BCD | BCD208X-EWS-110-2QP50 | Enterprise 2U 8-Bay Rackmount Workstation (2) Xeon Silver 4110 Dual NVIDIA Quadro P5000 | Ea |  | 1 Year (5 Years) | 16834 | 6% | 15823.96
12520 | BCD | BCD208X-EWS-110-GT60 | Enterprise 2U 8-Bay Rackmount Workstation (2) Xeon Silver 4110 NVIDIA GeForce RTX 2060 | Ea |  | 1 Year (5 Years) | 10671 | 6% | 10030.74
12521 | BCD | BCD208X-EWS-110-GT70 | Enterprise 2U 8-Bay Rackmount Workstation (2) Xeon Silver 4110 NVIDIA GeForce RTX 2070 | Ea |  | 1 Year (5 Years) | 11077 | 6% | 10412.38
12522 | BCD | BCD208X-EWS-110-GT80 | Enterprise 2U 8-Bay Rackmount Workstation (2) Xeon Silver 4110 NVIDIA GeForce RTX 2080 | Ea |  | 1 Year (5 Years) | 11820 | 6% | 11110.8
12523 | BCD | BCD208X-EWS-110-GT80TI | Enterprise 2U 8-Bay Rackmount Workstation (2) Xeon Silver 4110 NVIDIA GeForce RTX 2080 Ti | Ea |  | 1 Year (5 Years) | 12847 | 6% | 12076.18
12524 | BCD | BCD208X-EWS-110-QP10 | Enterprise 2U 8-Bay Rackmount Workstation (2) Xeon Silver 4110 NVIDIA Quadro P1000 | Ea |  | 1 Year (5 Years) | 10442 | 6% | 9815.48
12525 | BCD | BCD208X-EWS-110-QP20 | Enterprise 2U 8-Bay Rackmount Workstation (2) Xeon Silver 4110 NVIDIA Quadro P2000 | Ea |  | 1 Year (5 Years) | 10712 | 6% | 10069.28
12526 | BCD | BCD208X-EWS-110-QP40 | Enterprise 2U 8-Bay Rackmount Workstation (2) Xeon Silver 4110 NVIDIA Quadro P4000 | Ea |  | 1 Year (5 Years) | 11455 | 6% | 10767.7
12527 | BCD | BCD208X-EWS-110-QP50 | Enterprise 2U 8-Bay Rackmount Workstation (2) Xeon Silver 4110 NVIDIA Quadro P5000 | Ea |  | 1 Year (5 Years) | 13266 | 6% | 12470.04
12528 | BCD | BCD208X-PAS-110-2GT60 | Professional 2U 8-Bay Rackmount General Purpose Server (2) Xeon Silver 4110 Dual NVIDIA GeForce RTX 2060 | Ea |  | 1 Year (5 Years) | 11644 | 6% | 10945.36
12529 | BCD | BCD208X-PAS-110-2GT70 | Professional 2U 8-Bay Rackmount General Purpose Server (2) Xeon Silver 4110 Dual NVIDIA GeForce RTX 2070 | Ea |  | 1 Year (5 Years) | 12455 | 6% | 11707.7
12530 | BCD | BCD208X-PAS-110-2GT80 | Professional 2U 8-Bay Rackmount General Purpose Server (2) Xeon Silver 4110 Dual NVIDIA GeForce RTX 2080 | Ea |  | 1 Year (5 Years) | 13942 | 6% | 13105.48
12531 | BCD | BCD208X-PAS-110-2GT80TI | Professional 2U 8-Bay Rackmount General Purpose Server (2) Xeon Silver 4110 Dual NVIDIA GeForce RTX 2080 Ti | Ea |  | 1 Year (5 Years) | 15996 | 6% | 15036.24
12532 | BCD | BCD208X-PAS-110-2QP10 | Professional 2U 8-Bay Rackmount General Purpose Server (2) Xeon Silver 4110 Dual NVIDIA Quadro P1000 | Ea |  | 1 Year (5 Years) | 11185 | 6% | 10513.9
12533 | BCD | BCD208X-PAS-110-2QP20 | Professional 2U 8-Bay Rackmount General Purpose Server (2) Xeon Silver 4110 Dual NVIDIA Quadro P2000 | Ea |  | 1 Year (5 Years) | 11726 | 6% | 11022.44
12534 | BCD | BCD208X-PAS-110-2QP40 | Professional 2U 8-Bay Rackmount General Purpose Server (2) Xeon Silver 4110 Dual NVIDIA Quadro P4000 | Ea |  | 1 Year (5 Years) | 13212 | 6% | 12419.28
12535 | BCD | BCD208X-PAS-110-2QP50 | Professional 2U 8-Bay Rackmount General Purpose Server (2) Xeon Silver 4110 Dual NVIDIA Quadro P5000 | Ea |  | 1 Year (5 Years) | 16834 | 6% | 15823.96
12536 | BCD | BCD208X-PAS-110-4QP10 | Professional 2U 8-Bay Rackmount General Purpose Server (2) Xeon Silver 4110 Dual NVIDIA Quadro P1000 | Ea |  | 1 Year (5 Years) | 12671 | 6% | 11910.74
12537 | BCD | BCD208X-PAS-110-4QP20 | Professional 2U 8-Bay Rackmount General Purpose Server (2) Xeon Silver 4110 Dual NVIDIA Quadro P2000 | Ea |  | 1 Year (5 Years) | 13753 | 6% | 12927.82
12538 | BCD | BCD208X-PAS-110-4QP40 | Professional 2U 8-Bay Rackmount General Purpose Server (2) Xeon Silver 4110 Dual NVIDIA Quadro P4000 | Ea |  | 1 Year (5 Years) | 16726 | 6% | 15722.44
12539 | BCD | BCD208X-PAS-110-GT60 | Professional 2U 8-Bay Rackmount General Purpose Server (2) Xeon Silver 4110 NVIDIA GeForce RTX 2060 | Ea |  | 1 Year (5 Years) | 10671 | 6% | 10030.74
12540 | BCD | BCD208X-PAS-110-GT70 | Professional 2U 8-Bay Rackmount General Purpose Server (2) Xeon Silver 4110 NVIDIA GeForce RTX 2070 | Ea |  | 1 Year (5 Years) | 11077 | 6% | 10412.38
12541 | BCD | BCD208X-PAS-110-GT80 | Professional 2U 8-Bay Rackmount General Purpose Server (2) Xeon Silver 4110 NVIDIA GeForce RTX 2080 | Ea |  | 1 Year (5 Years) | 11820 | 6% | 11110.8
12542 | BCD | BCD208X-PAS-110-GT80TI | Professional 2U 8-Bay Rackmount General Purpose Server (2) Xeon Silver 4110 NVIDIA GeForce RTX 2080 Ti | Ea |  | 1 Year (5 Years) | 12847 | 6% | 12076.18
12543 | BCD | BCD208X-PAS-110-QP10 | Professional 2U 8-Bay Rackmount General Purpose Server (2) Xeon Silver 4110 NVIDIA Quadro P1000 | Ea |  | 1 Year (5 Years) | 10442 | 6% | 9815.48
12544 | BCD | BCD208X-PAS-110-QP20 | Professional 2U 8-Bay Rackmount General Purpose Server (2) Xeon Silver 4110 NVIDIA Quadro P2000 | Ea |  | 1 Year (5 Years) | 10712 | 6% | 10069.28
12545 | BCD | BCD208X-PAS-110-QP40 | Professional 2U 8-Bay Rackmount General Purpose Server (2) Xeon Silver 4110 NVIDIA Quadro P4000 | Ea |  | 1 Year (5 Years) | 11455 | 6% | 10767.7
12546 | BCD | BCD208X-PAS-110-QP50 | Professional 2U 8-Bay Rackmount General Purpose Server (2) Xeon Silver 4110 NVIDIA Quadro P5000 | Ea |  | 1 Year (5 Years) | 13266 | 6% | 12470.04
12547 | BCD | BCD208X-PAS-114-2GT60 | Professional 2U 8-Bay Rackmount General Purpose Server (2) Xeon Silver 4114 Dual NVIDIA GeForce RTX 2060 | Ea |  | 1 Year (5 Years) | 12617 | 6% | 11859.98
12548 | BCD | BCD208X-PAS-114-2GT70 | Professional 2U 8-Bay Rackmount General Purpose Server (2) Xeon Silver 4114 Dual NVIDIA GeForce RTX 2070 | Ea |  | 1 Year (5 Years) | 13428 | 6% | 12622.32
12549 | BCD | BCD208X-PAS-114-2GT80 | Professional 2U 8-Bay Rackmount General Purpose Server (2) Xeon Silver 4114 Dual NVIDIA GeForce RTX 2080 | Ea |  | 1 Year (5 Years) | 14915 | 6% | 14020.1
12550 | BCD | BCD208X-PAS-114-2GT80TI | Professional 2U 8-Bay Rackmount General Purpose Server (2) Xeon Silver 4114 Dual NVIDIA GeForce RTX 2080 Ti | Ea |  | 1 Year (5 Years) | 16969 | 6% | 15950.86
12551 | BCD | BCD208X-PAS-114-2QP10 | Professional 2U 8-Bay Rackmount General Purpose Server (2) Xeon Silver 4114 Dual NVIDIA Quadro P1000 | Ea |  | 1 Year (5 Years) | 12158 | 6% | 11428.52
12552 | BCD | BCD208X-PAS-114-2QP20 | Professional 2U 8-Bay Rackmount General Purpose Server (2) Xeon Silver 4114 Dual NVIDIA Quadro P2000 | Ea |  | 1 Year (5 Years) | 12699 | 6% | 11937.06
12553 | BCD | BCD208X-PAS-114-2QP40 | Professional 2U 8-Bay Rackmount General Purpose Server (2) Xeon Silver 4114 Dual NVIDIA Quadro P4000 | Ea |  | 1 Year (5 Years) | 14185 | 6% | 13333.9
12554 | BCD | BCD208X-PAS-114-2QP50 | Professional 2U 8-Bay Rackmount General Purpose Server (2) Xeon Silver 4114 Dual NVIDIA Quadro P5000 | Ea |  | 1 Year (5 Years) | 17807 | 6% | 16738.58
12555 | BCD | BCD208X-PAS-114-4QP10 | Professional 2U 8-Bay Rackmount General Purpose Server (2) Xeon Silver 4114 Dual NVIDIA Quadro P1000 | Ea |  | 1 Year (5 Years) | 13644 | 6% | 12825.36
12556 | BCD | BCD208X-PAS-114-4QP20 | Professional 2U 8-Bay Rackmount General Purpose Server (2) Xeon Silver 4114 Dual NVIDIA Quadro P2000 | Ea |  | 1 Year (5 Years) | 14726 | 6% | 13842.44
12557 | BCD | BCD208X-PAS-114-4QP40 | Professional 2U 8-Bay Rackmount General Purpose Server (2) Xeon Silver 4114 Dual NVIDIA Quadro P4000 | Ea |  | 1 Year (5 Years) | 17699 | 6% | 16637.06
12558 | BCD | BCD208X-PAS-114-GT60 | Professional 2U 8-Bay Rackmount General Purpose Server (2) Xeon Silver 4114 NVIDIA GeForce RTX 2060 | Ea |  | 1 Year (5 Years) | 11644 | 6% | 10945.36
12559 | BCD | BCD208X-PAS-114-GT70 | Professional 2U 8-Bay Rackmount General Purpose Server (2) Xeon Silver 4114 NVIDIA GeForce RTX 2070 | Ea |  | 1 Year (5 Years) | 12050 | 6% | 11327
12560 | BCD | BCD208X-PAS-114-GT80 | Professional 2U 8-Bay Rackmount General Purpose Server (2) Xeon Silver 4114 NVIDIA GeForce RTX 2080 | Ea |  | 1 Year (5 Years) | 12793 | 6% | 12025.42
12561 | BCD | BCD208X-PAS-114-GT80TI | Professional 2U 8-Bay Rackmount General Purpose Server (2) Xeon Silver 4114 NVIDIA GeForce RTX 2080 Ti | Ea |  | 1 Year (5 Years) | 13820 | 6% | 12990.8
12562 | BCD | BCD208X-PAS-114-QP10 | Professional 2U 8-Bay Rackmount General Purpose Server (2) Xeon Silver 4114 NVIDIA Quadro P1000 | Ea |  | 1 Year (5 Years) | 11415 | 6% | 10730.1
12563 | BCD | BCD208X-PAS-114-QP20 | Professional 2U 8-Bay Rackmount General Purpose Server (2) Xeon Silver 4114 NVIDIA Quadro P2000 | Ea |  | 1 Year (5 Years) | 11685 | 6% | 10983.9
12564 | BCD | BCD208X-PAS-114-QP40 | Professional 2U 8-Bay Rackmount General Purpose Server (2) Xeon Silver 4114 NVIDIA Quadro P4000 | Ea |  | 1 Year (5 Years) | 12428 | 6% | 11682.32
12565 | BCD | BCD208X-PAS-114-QP50 | Professional 2U 8-Bay Rackmount General Purpose Server (2) Xeon Silver 4114 NVIDIA Quadro P5000 | Ea |  | 1 Year (5 Years) | 14239 | 6% | 13384.66
12566 | BCD | BCD208X-PAS-134-2GT60 | Professional 2U 8-Bay Rackmount General Purpose Server (2) Xeon Gold 6134 Dual NVIDIA GeForce RTX 2060 | Ea |  | 1 Year (5 Years) | 23766 | 6% | 22340.04
12567 | BCD | BCD208X-PAS-134-2GT70 | Professional 2U 8-Bay Rackmount General Purpose Server (2) Xeon Gold 6134 Dual NVIDIA GeForce RTX 2070 | Ea |  | 1 Year (5 Years) | 24577 | 6% | 23102.38
12568 | BCD | BCD208X-PAS-134-2GT80 | Professional 2U 8-Bay Rackmount General Purpose Server (2) Xeon Gold 6134 Dual NVIDIA GeForce RTX 2080 | Ea |  | 1 Year (5 Years) | 26063 | 6% | 24499.22
12569 | BCD | BCD208X-PAS-134-2GT80TI | Professional 2U 8-Bay Rackmount General Purpose Server (2) Xeon Gold 6134 Dual NVIDIA GeForce RTX 2080 Ti | Ea |  | 1 Year (5 Years) | 28117 | 6% | 26429.98
12570 | BCD | BCD208X-PAS-134-2QP10 | Professional 2U 8-Bay Rackmount General Purpose Server (2) Xeon Gold 6134 Dual NVIDIA Quadro P1000 | Ea |  | 1 Year (5 Years) | 23307 | 6% | 21908.58
12571 | BCD | BCD208X-PAS-134-2QP20 | Professional 2U 8-Bay Rackmount General Purpose Server (2) Xeon Gold 6134 Dual NVIDIA Quadro P2000 | Ea |  | 1 Year (5 Years) | 23847 | 6% | 22416.18
12572 | BCD | BCD208X-PAS-134-2QP40 | Professional 2U 8-Bay Rackmount General Purpose Server (2) Xeon Gold 6134 Dual NVIDIA Quadro P4000 | Ea |  | 1 Year (5 Years) | 25334 | 6% | 23813.96
12573 | BCD | BCD208X-PAS-134-2QP50 | Professional 2U 8-Bay Rackmount General Purpose Server (2) Xeon Gold 6134 Dual NVIDIA Quadro P5000 | Ea |  | 1 Year (5 Years) | 28955 | 6% | 27217.7
12574 | BCD | BCD208X-PAS-134-4QP10 | Professional 2U 8-Bay Rackmount General Purpose Server (2) Xeon Gold 6134 Dual NVIDIA Quadro P1000 | Ea |  | 1 Year (5 Years) | 24793 | 6% | 23305.42
12575 | BCD | BCD208X-PAS-134-4QP20 | Professional 2U 8-Bay Rackmount General Purpose Server (2) Xeon Gold 6134 Dual NVIDIA Quadro P2000 | Ea |  | 1 Year (5 Years) | 25874 | 6% | 24321.56
12576 | BCD | BCD208X-PAS-134-4QP40 | Professional 2U 8-Bay Rackmount General Purpose Server (2) Xeon Gold 6134 Dual NVIDIA Quadro P4000 | Ea |  | 1 Year (5 Years) | 28847 | 6% | 27116.18
12577 | BCD | BCD208X-PAS-134-GT60 | Professional 2U 8-Bay Rackmount General Purpose Server (2) Xeon Gold 6134 NVIDIA GeForce RTX 2060 | Ea |  | 1 Year (5 Years) | 22793 | 6% | 21425.42
12578 | BCD | BCD208X-PAS-134-GT70 | Professional 2U 8-Bay Rackmount General Purpose Server (2) Xeon Gold 6134 NVIDIA GeForce RTX 2070 | Ea |  | 1 Year (5 Years) | 23199 | 6% | 21807.06
12579 | BCD | BCD208X-PAS-134-GT80 | Professional 2U 8-Bay Rackmount General Purpose Server (2) Xeon Gold 6134 NVIDIA GeForce RTX 2080 | Ea |  | 1 Year (5 Years) | 23942 | 6% | 22505.48
12580 | BCD | BCD208X-PAS-134-GT80TI | Professional 2U 8-Bay Rackmount General Purpose Server (2) Xeon Gold 6134 NVIDIA GeForce RTX 2080 Ti | Ea |  | 1 Year (5 Years) | 24969 | 6% | 23470.86
12581 | BCD | BCD208X-PAS-134-QP10 | Professional 2U 8-Bay Rackmount General Purpose Server (2) Xeon Gold 6134 NVIDIA Quadro P1000 | Ea |  | 1 Year (5 Years) | 22563 | 6% | 21209.22
12582 | BCD | BCD208X-PAS-134-QP20 | Professional 2U 8-Bay Rackmount General Purpose Server (2) Xeon Gold 6134 NVIDIA Quadro P2000 | Ea |  | 1 Year (5 Years) | 22834 | 6% | 21463.96
12583 | BCD | BCD208X-PAS-134-QP40 | Professional 2U 8-Bay Rackmount General Purpose Server (2) Xeon Gold 6134 NVIDIA Quadro P4000 | Ea |  | 1 Year (5 Years) | 23577 | 6% | 22162.38
12584 | BCD | BCD208X-PAS-134-QP50 | Professional 2U 8-Bay Rackmount General Purpose Server (2) Xeon Gold 6134 NVIDIA Quadro P5000 | Ea |  | 1 Year (5 Years) | 25388 | 6% | 23864.72
12585 | BCD | BCD208X-PAS-140-2GT60 | Professional 2U 8-Bay Rackmount General Purpose Server (2) Xeon Gold 6140 Dual NVIDIA GeForce RTX 2060 | Ea |  | 1 Year (5 Years) | 25158 | 6% | 23648.52
12586 | BCD | BCD208X-PAS-140-2GT70 | Professional 2U 8-Bay Rackmount General Purpose Server (2) Xeon Gold 6140 Dual NVIDIA GeForce RTX 2070 | Ea |  | 1 Year (5 Years) | 25969 | 6% | 24410.86
12587 | BCD | BCD208X-PAS-140-2GT80 | Professional 2U 8-Bay Rackmount General Purpose Server (2) Xeon Gold 6140 Dual NVIDIA GeForce RTX 2080 | Ea |  | 1 Year (5 Years) | 27455 | 6% | 25807.7
12588 | BCD | BCD208X-PAS-140-2GT80TI | Professional 2U 8-Bay Rackmount General Purpose Server (2) Xeon Gold 6140 Dual NVIDIA GeForce RTX 2080 Ti | Ea |  | 1 Year (5 Years) | 29509 | 6% | 27738.46
12589 | BCD | BCD208X-PAS-140-2QP10 | Professional 2U 8-Bay Rackmount General Purpose Server (2) Xeon Gold 6140 Dual NVIDIA Quadro P1000 | Ea |  | 1 Year (5 Years) | 24699 | 6% | 23217.06
12590 | BCD | BCD208X-PAS-140-2QP20 | Professional 2U 8-Bay Rackmount General Purpose Server (2) Xeon Gold 6140 Dual NVIDIA Quadro P2000 | Ea |  | 1 Year (5 Years) | 25239 | 6% | 23724.66
12591 | BCD | BCD208X-PAS-140-2QP40 | Professional 2U 8-Bay Rackmount General Purpose Server (2) Xeon Gold 6140 Dual NVIDIA Quadro P4000 | Ea |  | 1 Year (5 Years) | 26726 | 6% | 25122.44
12592 | BCD | BCD208X-PAS-140-2QP50 | Professional 2U 8-Bay Rackmount General Purpose Server (2) Xeon Gold 6140 Dual NVIDIA Quadro P5000 | Ea |  | 1 Year (5 Years) | 30347 | 6% | 28526.18
12593 | BCD | BCD208X-PAS-140-4QP10 | Professional 2U 8-Bay Rackmount General Purpose Server (2) Xeon Gold 6140 Dual NVIDIA Quadro P1000 | Ea |  | 1 Year (5 Years) | 26185 | 6% | 24613.9
12594 | BCD | BCD208X-PAS-140-4QP20 | Professional 2U 8-Bay Rackmount General Purpose Server (2) Xeon Gold 6140 Dual NVIDIA Quadro P2000 | Ea |  | 1 Year (5 Years) | 27266 | 6% | 25630.04
12595 | BCD | BCD208X-PAS-140-4QP40 | Professional 2U 8-Bay Rackmount General Purpose Server (2) Xeon Gold 6140 Dual NVIDIA Quadro P4000 | Ea |  | 1 Year (5 Years) | 30239 | 6% | 28424.66
12596 | BCD | BCD208X-PAS-140-GT60 | Professional 2U 8-Bay Rackmount General Purpose Server (2) Xeon Gold 6140 NVIDIA GeForce RTX 2060 | Ea |  | 1 Year (5 Years) | 24185 | 6% | 22733.9
12597 | BCD | BCD208X-PAS-140-GT70 | Professional 2U 8-Bay Rackmount General Purpose Server (2) Xeon Gold 6140 NVIDIA GeForce RTX 2070 | Ea |  | 1 Year (5 Years) | 24590 | 6% | 23114.6
12598 | BCD | BCD208X-PAS-140-GT80 | Professional 2U 8-Bay Rackmount General Purpose Server (2) Xeon Gold 6140 NVIDIA GeForce RTX 2080 | Ea |  | 1 Year (5 Years) | 25334 | 6% | 23813.96
12599 | BCD | BCD208X-PAS-140-GT80TI | Professional 2U 8-Bay Rackmount General Purpose Server (2) Xeon Gold 6140 NVIDIA GeForce RTX 2080 Ti | Ea |  | 1 Year (5 Years) | 26361 | 6% | 24779.34
12600 | BCD | BCD208X-PAS-140-QP10 | Professional 2U 8-Bay Rackmount General Purpose Server (2) Xeon Gold 6140 NVIDIA Quadro P1000 | Ea |  | 1 Year (5 Years) | 23955 | 6% | 22517.7
12601 | BCD | BCD208X-PAS-140-QP20 | Professional 2U 8-Bay Rackmount General Purpose Server (2) Xeon Gold 6140 NVIDIA Quadro P2000 | Ea |  | 1 Year (5 Years) | 24226 | 6% | 22772.44
12602 | BCD | BCD208X-PAS-140-QP40 | Professional 2U 8-Bay Rackmount General Purpose Server (2) Xeon Gold 6140 NVIDIA Quadro P4000 | Ea |  | 1 Year (5 Years) | 24969 | 6% | 23470.86
12603 | BCD | BCD208X-PAS-140-QP50 | Professional 2U 8-Bay Rackmount General Purpose Server (2) Xeon Gold 6140 NVIDIA Quadro P5000 | Ea |  | 1 Year (5 Years) | 26780 | 6% | 25173.2
12604 | BCD | BCD208X-PAS-146-2GT60 | Professional 2U 8-Bay Rackmount General Purpose Server (2) Xeon Gold 6146 Dual NVIDIA GeForce RTX 2060 | Ea |  | 1 Year (5 Years) | 29307 | 6% | 27548.58
12605 | BCD | BCD208X-PAS-146-2GT70 | Professional 2U 8-Bay Rackmount General Purpose Server (2) Xeon Gold 6146 Dual NVIDIA GeForce RTX 2070 | Ea |  | 1 Year (5 Years) | 30117 | 6% | 28309.98
12606 | BCD | BCD208X-PAS-146-2GT80 | Professional 2U 8-Bay Rackmount General Purpose Server (2) Xeon Gold 6146 Dual NVIDIA GeForce RTX 2080 | Ea |  | 1 Year (5 Years) | 31604 | 6% | 29707.76
12607 | BCD | BCD208X-PAS-146-2GT80TI | Professional 2U 8-Bay Rackmount General Purpose Server (2) Xeon Gold 6146 Dual NVIDIA GeForce RTX 2080 Ti | Ea |  | 1 Year (5 Years) | 33658 | 6% | 31638.52
12608 | BCD | BCD208X-PAS-146-2QP10 | Professional 2U 8-Bay Rackmount General Purpose Server (2) Xeon Gold 6146 Dual NVIDIA Quadro P1000 | Ea |  | 1 Year (5 Years) | 28847 | 6% | 27116.18
12609 | BCD | BCD208X-PAS-146-2QP20 | Professional 2U 8-Bay Rackmount General Purpose Server (2) Xeon Gold 6146 Dual NVIDIA Quadro P2000 | Ea |  | 1 Year (5 Years) | 29388 | 6% | 27624.72
12610 | BCD | BCD208X-PAS-146-2QP40 | Professional 2U 8-Bay Rackmount General Purpose Server (2) Xeon Gold 6146 Dual NVIDIA Quadro P4000 | Ea |  | 1 Year (5 Years) | 30874 | 6% | 29021.56
12611 | BCD | BCD208X-PAS-146-2QP50 | Professional 2U 8-Bay Rackmount General Purpose Server (2) Xeon Gold 6146 Dual NVIDIA Quadro P5000 | Ea |  | 1 Year (5 Years) | 34496 | 6% | 32426.24
12612 | BCD | BCD208X-PAS-146-4QP10 | Professional 2U 8-Bay Rackmount General Purpose Server (2) Xeon Gold 6146 Dual NVIDIA Quadro P1000 | Ea |  | 1 Year (5 Years) | 30334 | 6% | 28513.96
12613 | BCD | BCD208X-PAS-146-4QP20 | Professional 2U 8-Bay Rackmount General Purpose Server (2) Xeon Gold 6146 Dual NVIDIA Quadro P2000 | Ea |  | 1 Year (5 Years) | 31415 | 6% | 29530.1
12614 | BCD | BCD208X-PAS-146-4QP40 | Professional 2U 8-Bay Rackmount General Purpose Server (2) Xeon Gold 6146 Dual NVIDIA Quadro P4000 | Ea |  | 1 Year (5 Years) | 34388 | 6% | 32324.72
12615 | BCD | BCD208X-PAS-146-GT60 | Professional 2U 8-Bay Rackmount General Purpose Server (2) Xeon Gold 6146 NVIDIA GeForce RTX 2060 | Ea |  | 1 Year (5 Years) | 28334 | 6% | 26633.96
12616 | BCD | BCD208X-PAS-146-GT70 | Professional 2U 8-Bay Rackmount General Purpose Server (2) Xeon Gold 6146 NVIDIA GeForce RTX 2070 | Ea |  | 1 Year (5 Years) | 28739 | 6% | 27014.66
12617 | BCD | BCD208X-PAS-146-GT80 | Professional 2U 8-Bay Rackmount General Purpose Server (2) Xeon Gold 6146 NVIDIA GeForce RTX 2080 | Ea |  | 1 Year (5 Years) | 29482 | 6% | 27713.08
12618 | BCD | BCD208X-PAS-146-GT80TI | Professional 2U 8-Bay Rackmount General Purpose Server (2) Xeon Gold 6146 NVIDIA GeForce RTX 2080 Ti | Ea |  | 1 Year (5 Years) | 30509 | 6% | 28678.46
12619 | BCD | BCD208X-PAS-146-QP10 | Professional 2U 8-Bay Rackmount General Purpose Server (2) Xeon Gold 6146 NVIDIA Quadro P1000 | Ea |  | 1 Year (5 Years) | 28104 | 6% | 26417.76
12620 | BCD | BCD208X-PAS-146-QP20 | Professional 2U 8-Bay Rackmount General Purpose Server (2) Xeon Gold 6146 NVIDIA Quadro P2000 | Ea |  | 1 Year (5 Years) | 28374 | 6% | 26671.56
12621 | BCD | BCD208X-PAS-146-QP40 | Professional 2U 8-Bay Rackmount General Purpose Server (2) Xeon Gold 6146 NVIDIA Quadro P4000 | Ea |  | 1 Year (5 Years) | 29117 | 6% | 27369.98
12622 | BCD | BCD208X-PAS-146-QP50 | Professional 2U 8-Bay Rackmount General Purpose Server (2) Xeon Gold 6146 NVIDIA Quadro P5000 | Ea |  | 1 Year (5 Years) | 30928 | 6% | 29072.32
12623 | BCD | BCD208X-PLVS-110-12T-4 | Pro-Lite 2U 8-Bay Rackmount Video Recording Server (2) Silver 4110 12TB | Ea |  | 1 Year (5 Years) | 10401 | 6% | 9776.94
12624 | BCD | BCD208X-PLVS-110-16T-4 | Pro-Lite 2U 8-Bay Rackmount Video Recording Server (2) Silver 4110 16TB | Ea |  | 1 Year (5 Years) | 10712 | 6% | 10069.28
12625 | BCD | BCD208X-PLVS-110-20T-4 | Pro-Lite 2U 8-Bay Rackmount Video Recording Server (2) Silver 4110 20TB | Ea |  | 1 Year (5 Years) | 11023 | 6% | 10361.62
12626 | BCD | BCD208X-PLVS-110-24T-4 | Pro-Lite 2U 8-Bay Rackmount Video Recording Server (2) Silver 4110 24TB | Ea |  | 1 Year (5 Years) | 11334 | 6% | 10653.96
12627 | BCD | BCD208X-PLVS-110-24T-8 | Pro-Lite 2U 8-Bay Rackmount Video Recording Server (2) Silver 4110 24TB | Ea |  | 1 Year (5 Years) | 11253 | 6% | 10577.82
12628 | BCD | BCD208X-PLVS-110-30T-10 | Pro-Lite 2U 8-Bay Rackmount Video Recording Server (2) Silver 4110 30TB | Ea |  | 1 Year (5 Years) | 11982 | 6% | 11263.08
12629 | BCD | BCD208X-PLVS-110-32T-8 | Pro-Lite 2U 8-Bay Rackmount Video Recording Server (2) Silver 4110 32TB | Ea |  | 1 Year (5 Years) | 11847 | 6% | 11136.18
12630 | BCD | BCD208X-PLVS-110-36T-12 | Pro-Lite 2U 8-Bay Rackmount Video Recording Server (2) Silver 4110 36TB | Ea |  | 1 Year (5 Years) | 12509 | 6% | 11758.46
12631 | BCD | BCD208X-PLVS-110-40T-10 | Pro-Lite 2U 8-Bay Rackmount Video Recording Server (2) Silver 4110 40TB | Ea |  | 1 Year (5 Years) | 12820 | 6% | 12050.8
12632 | BCD | BCD208X-PLVS-110-40T-8 | Pro-Lite 2U 8-Bay Rackmount Video Recording Server (2) Silver 4110 40TB | Ea |  | 1 Year (5 Years) | 12442 | 6% | 11695.48
12633 | BCD | BCD208X-PLVS-110-42T-14 | Pro-Lite 2U 8-Bay Rackmount Video Recording Server (2) Silver 4110 42TB | Ea |  | 1 Year (5 Years) | 13401 | 6% | 12596.94
12634 | BCD | BCD208X-PLVS-110-48T-12 | Pro-Lite 2U 8-Bay Rackmount Video Recording Server (2) Silver 4110 48TB | Ea |  | 1 Year (5 Years) | 13523 | 6% | 12711.62
12635 | BCD | BCD208X-PLVS-110-48T-8 | Pro-Lite 2U 8-Bay Rackmount Video Recording Server (2) Silver 4110 48TB | Ea |  | 1 Year (5 Years) | 13036 | 6% | 12253.84
12636 | BCD | BCD208X-PLVS-110-50T-10 | Pro-Lite 2U 8-Bay Rackmount Video Recording Server (2) Silver 4110 50TB | Ea |  | 1 Year (5 Years) | 13658 | 6% | 12838.52
12637 | BCD | BCD208X-PLVS-110-56T-14 | Pro-Lite 2U 8-Bay Rackmount Video Recording Server (2) Silver 4110 56TB | Ea |  | 1 Year (5 Years) | 14712 | 6% | 13829.28
12638 | BCD | BCD208X-PLVS-110-60T-10 | Pro-Lite 2U 8-Bay Rackmount Video Recording Server (2) Silver 4110 60TB | Ea |  | 1 Year (5 Years) | 14496 | 6% | 13626.24
12639 | BCD | BCD208X-PLVS-110-60T-12 | Pro-Lite 2U 8-Bay Rackmount Video Recording Server (2) Silver 4110 60TB | Ea |  | 1 Year (5 Years) | 14536 | 6% | 13663.84
12640 | BCD | BCD208X-PLVS-110-70T-14 | Pro-Lite 2U 8-Bay Rackmount Video Recording Server (2) Silver 4110 70TB | Ea |  | 1 Year (5 Years) | 16023 | 6% | 15061.62
12641 | BCD | BCD208X-PLVS-110-72T-12 | Pro-Lite 2U 8-Bay Rackmount Video Recording Server (2) Silver 4110 72TB | Ea |  | 1 Year (5 Years) | 15550 | 6% | 14617
12642 | BCD | BCD208X-PLVS-110-84T-14 | Pro-Lite 2U 8-Bay Rackmount Video Recording Server (2) Silver 4110 84TB | Ea |  | 1 Year (5 Years) | 17334 | 6% | 16293.96
12643 | BCD | BCD208X-PLVS-110-D240 | Pro-Lite 2U 8-Bay Rackmount Video Recording Server (2) Silver 4110 Dual 240GB SSD | Ea |  | 1 Year (5 Years) | 9469 | 6% | 8900.86
12644 | BCD | BCD208X-PVS-110-12T-4 | Professional 2U 8-Bay Rackmount Video Recording Server (2) Silver 4110 12TB | Ea |  | 1 Year (5 Years) | 11793 | 6% | 11085.42
12645 | BCD | BCD208X-PVS-110-16T-4 | Professional 2U 8-Bay Rackmount Video Recording Server (2) Silver 4110 16TB | Ea |  | 1 Year (5 Years) | 12104 | 6% | 11377.76
12646 | BCD | BCD208X-PVS-110-20T-4 | Professional 2U 8-Bay Rackmount Video Recording Server (2) Silver 4110 20TB | Ea |  | 1 Year (5 Years) | 12415 | 6% | 11670.1
12647 | BCD | BCD208X-PVS-110-24T-4 | Professional 2U 8-Bay Rackmount Video Recording Server (2) Silver 4110 24TB | Ea |  | 1 Year (5 Years) | 12726 | 6% | 11962.44
12648 | BCD | BCD208X-PVS-110-24T-8 | Professional 2U 8-Bay Rackmount Video Recording Server (2) Silver 4110 24TB | Ea |  | 1 Year (5 Years) | 12644 | 6% | 11885.36
12649 | BCD | BCD208X-PVS-110-30T-10 | Professional 2U 8-Bay Rackmount Video Recording Server (2) Silver 4110 30TB | Ea |  | 1 Year (5 Years) | 13374 | 6% | 12571.56
12650 | BCD | BCD208X-PVS-110-32T-8 | Professional 2U 8-Bay Rackmount Video Recording Server (2) Silver 4110 32TB | Ea |  | 1 Year (5 Years) | 13239 | 6% | 12444.66
12651 | BCD | BCD208X-PVS-110-36T-12 | Professional 2U 8-Bay Rackmount Video Recording Server (2) Silver 4110 36TB | Ea |  | 1 Year (5 Years) | 13901 | 6% | 13066.94
12652 | BCD | BCD208X-PVS-110-40T-10 | Professional 2U 8-Bay Rackmount Video Recording Server (2) Silver 4110 40TB | Ea |  | 1 Year (5 Years) | 14212 | 6% | 13359.28
12653 | BCD | BCD208X-PVS-110-40T-8 | Professional 2U 8-Bay Rackmount Video Recording Server (2) Silver 4110 40TB | Ea |  | 1 Year (5 Years) | 13834 | 6% | 13003.96
12654 | BCD | BCD208X-PVS-110-42T-14 | Professional 2U 8-Bay Rackmount Video Recording Server (2) Silver 4110 42TB | Ea |  | 1 Year (5 Years) | 14793 | 6% | 13905.42
12655 | BCD | BCD208X-PVS-110-48T-12 | Professional 2U 8-Bay Rackmount Video Recording Server (2) Silver 4110 48TB | Ea |  | 1 Year (5 Years) | 14915 | 6% | 14020.1
12656 | BCD | BCD208X-PVS-110-48T-8 | Professional 2U 8-Bay Rackmount Video Recording Server (2) Silver 4110 48TB | Ea |  | 1 Year (5 Years) | 14428 | 6% | 13562.32
12657 | BCD | BCD208X-PVS-110-50T-10 | Professional 2U 8-Bay Rackmount Video Recording Server (2) Silver 4110 50TB | Ea |  | 1 Year (5 Years) | 15050 | 6% | 14147
12658 | BCD | BCD208X-PVS-110-56T-14 | Professional 2U 8-Bay Rackmount Video Recording Server (2) Silver 4110 56TB | Ea |  | 1 Year (5 Years) | 16104 | 6% | 15137.76
12659 | BCD | BCD208X-PVS-110-60T-10 | Professional 2U 8-Bay Rackmount Video Recording Server (2) Silver 4110 60TB | Ea |  | 1 Year (5 Years) | 15888 | 6% | 14934.72
12660 | BCD | BCD208X-PVS-110-60T-12 | Professional 2U 8-Bay Rackmount Video Recording Server (2) Silver 4110 60TB | Ea |  | 1 Year (5 Years) | 15928 | 6% | 14972.32
12661 | BCD | BCD208X-PVS-110-70T-14 | Professional 2U 8-Bay Rackmount Video Recording Server (2) Silver 4110 70TB | Ea |  | 1 Year (5 Years) | 17415 | 6% | 16370.1
12662 | BCD | BCD208X-PVS-110-72T-12 | Professional 2U 8-Bay Rackmount Video Recording Server (2) Silver 4110 72TB | Ea |  | 1 Year (5 Years) | 16942 | 6% | 15925.48
12663 | BCD | BCD208X-PVS-110-84T-14 | Professional 2U 8-Bay Rackmount Video Recording Server (2) Silver 4110 84TB | Ea |  | 1 Year (5 Years) | 18726 | 6% | 17602.44
12664 | BCD | BCD208X-PVS-110-D240 | Professional 2U 8-Bay Rackmount Video Recording Server (2) Silver 4110 Dual 240GB SSD | Ea |  | 1 Year (5 Years) | 10861 | 6% | 10209.34
12665 | BCD | BCD212-EVS-110-100T-10 | 2U Rackmount 12 Bay Professional Video Recording Server Xeon SIlver 4110 100TB | Ea |  | 1 Year (5 Years) | 19849 | 6% | 18658.06
12666 | BCD | BCD212-EVS-110-108T-12 | 2U Rackmount 12 Bay Professional Video Recording Server Xeon SIlver 4110 108TB | Ea |  | 1 Year (5 Years) | 20363 | 6% | 19141.22
12667 | BCD | BCD212-EVS-110-10T-10 | 2U Rackmount 12 Bay Professional Video Recording Server Xeon SIlver 4110 10TB | Ea |  | 1 Year (5 Years) | 11336 | 6% | 10655.84
12668 | BCD | BCD212-EVS-110-110T-10 | 2U Rackmount 12 Bay Professional Video Recording Server Xeon SIlver 4110 110TB | Ea |  | 1 Year (5 Years) | 20795 | 6% | 19547.3
12669 | BCD | BCD212-EVS-110-120T-10 | 2U Rackmount 12 Bay Professional Video Recording Server Xeon SIlver 4110 120TB | Ea |  | 1 Year (5 Years) | 21741 | 6% | 20436.54
12670 | BCD | BCD212-EVS-110-120T-12 | 2U Rackmount 12 Bay Professional Video Recording Server Xeon SIlver 4110 120TB | Ea |  | 1 Year (5 Years) | 21471 | 6% | 20182.74
12671 | BCD | BCD212-EVS-110-12T-12 | 2U Rackmount 12 Bay Professional Video Recording Server Xeon SIlver 4110 12TB | Ea |  | 1 Year (5 Years) | 11498 | 6% | 10808.12
12672 | BCD | BCD212-EVS-110-132T-12 | 2U Rackmount 12 Bay Professional Video Recording Server Xeon SIlver 4110 132TB | Ea |  | 1 Year (5 Years) | 22579 | 6% | 21224.26
12673 | BCD | BCD212-EVS-110-144T-12 | 2U Rackmount 12 Bay Professional Video Recording Server Xeon SIlver 4110 144TB | Ea |  | 1 Year (5 Years) | 23687 | 6% | 22265.78
12674 | BCD | BCD212-EVS-110-16T-8 | 2U Rackmount 12 Bay Professional Video Recording Server Xeon SIlver 4110 16TB | Ea |  | 1 Year (5 Years) | 12011 | 6% | 11290.34
12675 | BCD | BCD212-EVS-110-20T-10 | 2U Rackmount 12 Bay Professional Video Recording Server Xeon SIlver 4110 20TB | Ea |  | 1 Year (5 Years) | 12282 | 6% | 11545.08
12676 | BCD | BCD212-EVS-110-24T-12 | 2U Rackmount 12 Bay Professional Video Recording Server Xeon SIlver 4110 24TB | Ea |  | 1 Year (5 Years) | 12606 | 6% | 11849.64
12677 | BCD | BCD212-EVS-110-24T-8 | 2U Rackmount 12 Bay Professional Video Recording Server Xeon SIlver 4110 24TB | Ea |  | 1 Year (5 Years) | 12822 | 6% | 12052.68
12678 | BCD | BCD212-EVS-110-30T-10 | 2U Rackmount 12 Bay Professional Video Recording Server Xeon SIlver 4110 30TB | Ea |  | 1 Year (5 Years) | 13228 | 6% | 12434.32
12679 | BCD | BCD212-EVS-110-32T-8 | 2U Rackmount 12 Bay Professional Video Recording Server Xeon SIlver 4110 32TB | Ea |  | 1 Year (5 Years) | 13633 | 6% | 12815.02
12680 | BCD | BCD212-EVS-110-36T-12 | 2U Rackmount 12 Bay Professional Video Recording Server Xeon SIlver 4110 36TB | Ea |  | 1 Year (5 Years) | 13714 | 6% | 12891.16
12681 | BCD | BCD212-EVS-110-40T-10 | 2U Rackmount 12 Bay Professional Video Recording Server Xeon SIlver 4110 40TB | Ea |  | 1 Year (5 Years) | 14173 | 6% | 13322.62
12682 | BCD | BCD212-EVS-110-40T-8 | 2U Rackmount 12 Bay Professional Video Recording Server Xeon SIlver 4110 40TB | Ea |  | 1 Year (5 Years) | 14444 | 6% | 13577.36
12683 | BCD | BCD212-EVS-110-48T-12 | 2U Rackmount 12 Bay Professional Video Recording Server Xeon SIlver 4110 48TB | Ea |  | 1 Year (5 Years) | 14822 | 6% | 13932.68
12684 | BCD | BCD212-EVS-110-48T-8 | 2U Rackmount 12 Bay Professional Video Recording Server Xeon SIlver 4110 48TB | Ea |  | 1 Year (5 Years) | 15255 | 6% | 14339.7
12685 | BCD | BCD212-EVS-110-50T-10 | 2U Rackmount 12 Bay Professional Video Recording Server Xeon SIlver 4110 50TB | Ea |  | 1 Year (5 Years) | 15119 | 6% | 14211.86
12686 | BCD | BCD212-EVS-110-56T-8 | 2U Rackmount 12 Bay Professional Video Recording Server Xeon SIlver 4110 56TB | Ea |  | 1 Year (5 Years) | 16065 | 6% | 15101.1
12687 | BCD | BCD212-EVS-110-60T-10 | 2U Rackmount 12 Bay Professional Video Recording Server Xeon SIlver 4110 60TB | Ea |  | 1 Year (5 Years) | 16065 | 6% | 15101.1
12688 | BCD | BCD212-EVS-110-60T-12 | 2U Rackmount 12 Bay Professional Video Recording Server Xeon SIlver 4110 60TB | Ea |  | 1 Year (5 Years) | 15930 | 6% | 14974.2
12689 | BCD | BCD212-EVS-110-64T-8 | 2U Rackmount 12 Bay Professional Video Recording Server Xeon SIlver 4110 64TB | Ea |  | 1 Year (5 Years) | 16876 | 6% | 15863.44
12690 | BCD | BCD212-EVS-110-70T-10 | 2U Rackmount 12 Bay Professional Video Recording Server Xeon SIlver 4110 70TB | Ea |  | 1 Year (5 Years) | 17011 | 6% | 15990.34
12691 | BCD | BCD212-EVS-110-72T-12 | 2U Rackmount 12 Bay Professional Video Recording Server Xeon SIlver 4110 72TB | Ea |  | 1 Year (5 Years) | 17038 | 6% | 16015.72
12692 | BCD | BCD212-EVS-110-72T-8 | 2U Rackmount 12 Bay Professional Video Recording Server Xeon SIlver 4110 72TB | Ea |  | 1 Year (5 Years) | 17687 | 6% | 16625.78
12693 | BCD | BCD212-EVS-110-80T-10 | 2U Rackmount 12 Bay Professional Video Recording Server Xeon SIlver 4110 80TB | Ea |  | 1 Year (5 Years) | 17957 | 6% | 16879.58
12694 | BCD | BCD212-EVS-110-80T-8 | 2U Rackmount 12 Bay Professional Video Recording Server Xeon SIlver 4110 80TB | Ea |  | 1 Year (5 Years) | 18498 | 6% | 17388.12
12695 | BCD | BCD212-EVS-110-84T-12 | 2U Rackmount 12 Bay Professional Video Recording Server Xeon SIlver 4110 84TB | Ea |  | 1 Year (5 Years) | 18146 | 6% | 17057.24
12696 | BCD | BCD212-EVS-110-88T-8 | 2U Rackmount 12 Bay Professional Video Recording Server Xeon SIlver 4110 88TB | Ea |  | 1 Year (5 Years) | 19309 | 6% | 18150.46
12697 | BCD | BCD212-EVS-110-8T-8 | 2U Rackmount 12 Bay Professional Video Recording Server Xeon SIlver 4110 8TB | Ea |  | 1 Year (5 Years) | 11200 | 6% | 10528
12698 | BCD | BCD212-EVS-110-90T-10 | 2U Rackmount 12 Bay Professional Video Recording Server Xeon SIlver 4110 90TB | Ea |  | 1 Year (5 Years) | 18903 | 6% | 17768.82
12699 | BCD | BCD212-EVS-110-96T-12 | 2U Rackmount 12 Bay Professional Video Recording Server Xeon SIlver 4110 96TB | Ea |  | 1 Year (5 Years) | 19255 | 6% | 18099.7
12700 | BCD | BCD212-EVS-110-96T-8 | 2U Rackmount 12 Bay Professional Video Recording Server Xeon SIlver 4110 96TB | Ea |  | 1 Year (5 Years) | 20119 | 6% | 18911.86
12701 | BCD | BCD212-PLVS-110-100T-10 | 2U Rackmount 12 Bay Pro-Lite Video Recording Server Xeon SIlver 4110 100TB | Ea |  | 1 Year (5 Years) | 17376 | 6% | 16333.44
12702 | BCD | BCD212-PLVS-110-108T-12 | 2U Rackmount 12 Bay Pro-Lite Video Recording Server Xeon SIlver 4110 108TB | Ea |  | 1 Year (5 Years) | 18119 | 6% | 17031.86
12703 | BCD | BCD212-PLVS-110-10T-10 | 2U Rackmount 12 Bay Pro-Lite Video Recording Server Xeon SIlver 4110 10TB | Ea |  | 1 Year (5 Years) | 9836 | 6% | 9245.84
12704 | BCD | BCD212-PLVS-110-110T-10 | 2U Rackmount 12 Bay Pro-Lite Video Recording Server Xeon SIlver 4110 110TB | Ea |  | 1 Year (5 Years) | 18214 | 6% | 17121.16
12705 | BCD | BCD212-PLVS-110-112T-14 | 2U Rackmount 12 Bay Pro-Lite Video Recording Server Xeon SIlver 4110 112TB | Ea |  | 1 Year (5 Years) | 19484 | 6% | 18314.96
12706 | BCD | BCD212-PLVS-110-120T-10 | 2U Rackmount 12 Bay Pro-Lite Video Recording Server Xeon SIlver 4110 120TB | Ea |  | 1 Year (5 Years) | 19052 | 6% | 17908.88
12707 | BCD | BCD212-PLVS-110-120T-12 | 2U Rackmount 12 Bay Pro-Lite Video Recording Server Xeon SIlver 4110 120TB | Ea |  | 1 Year (5 Years) | 19133 | 6% | 17985.02
12708 | BCD | BCD212-PLVS-110-126T-14 | 2U Rackmount 12 Bay Pro-Lite Video Recording Server Xeon SIlver 4110 126TB | Ea |  | 1 Year (5 Years) | 20795 | 6% | 19547.3
12709 | BCD | BCD212-PLVS-110-12T-12 | 2U Rackmount 12 Bay Pro-Lite Video Recording Server Xeon SIlver 4110 12TB | Ea |  | 1 Year (5 Years) | 10011 | 6% | 9410.34
12710 | BCD | BCD212-PLVS-110-12T-4 | 2U Rackmount 12 Bay Pro-Lite Video Recording Server Xeon SIlver 4110 12TB | Ea |  | 1 Year (5 Years) | 9930 | 6% | 9334.2
12711 | BCD | BCD212-PLVS-110-132T-12 | 2U Rackmount 12 Bay Pro-Lite Video Recording Server Xeon SIlver 4110 132TB | Ea |  | 1 Year (5 Years) | 20146 | 6% | 18937.24
12712 | BCD | BCD212-PLVS-110-140T-14 | 2U Rackmount 12 Bay Pro-Lite Video Recording Server Xeon SIlver 4110 140TB | Ea |  | 1 Year (5 Years) | 22106 | 6% | 20779.64
12713 | BCD | BCD212-PLVS-110-144T-12 | 2U Rackmount 12 Bay Pro-Lite Video Recording Server Xeon SIlver 4110 144TB | Ea |  | 1 Year (5 Years) | 21160 | 6% | 19890.4
12714 | BCD | BCD212-PLVS-110-14T-14 | 2U Rackmount 12 Bay Pro-Lite Video Recording Server Xeon SIlver 4110 14TB | Ea |  | 1 Year (5 Years) | 10309 | 6% | 9690.46
12715 | BCD | BCD212-PLVS-110-154T-14 | 2U Rackmount 12 Bay Pro-Lite Video Recording Server Xeon SIlver 4110 154TB | Ea |  | 1 Year (5 Years) | 23417 | 6% | 22011.98
12716 | BCD | BCD212-PLVS-110-168T-14 | 2U Rackmount 12 Bay Pro-Lite Video Recording Server Xeon SIlver 4110 168TB | Ea |  | 1 Year (5 Years) | 24728 | 6% | 23244.32
12717 | BCD | BCD212-PLVS-110-16T-4 | 2U Rackmount 12 Bay Pro-Lite Video Recording Server Xeon SIlver 4110 16TB | Ea |  | 1 Year (5 Years) | 10241 | 6% | 9626.54
12718 | BCD | BCD212-PLVS-110-16T-8 | 2U Rackmount 12 Bay Pro-Lite Video Recording Server Xeon SIlver 4110 16TB | Ea |  | 1 Year (5 Years) | 10187 | 6% | 9575.78
12719 | BCD | BCD212-PLVS-110-20T-10 | 2U Rackmount 12 Bay Pro-Lite Video Recording Server Xeon SIlver 4110 20TB | Ea |  | 1 Year (5 Years) | 10673 | 6% | 10032.62
12720 | BCD | BCD212-PLVS-110-20T-4 | 2U Rackmount 12 Bay Pro-Lite Video Recording Server Xeon SIlver 4110 20TB | Ea |  | 1 Year (5 Years) | 10552 | 6% | 9918.88
12721 | BCD | BCD212-PLVS-110-24T-12 | 2U Rackmount 12 Bay Pro-Lite Video Recording Server Xeon SIlver 4110 24TB | Ea |  | 1 Year (5 Years) | 11025 | 6% | 10363.5
12722 | BCD | BCD212-PLVS-110-24T-4 | 2U Rackmount 12 Bay Pro-Lite Video Recording Server Xeon SIlver 4110 24TB | Ea |  | 1 Year (5 Years) | 10863 | 6% | 10211.22
12723 | BCD | BCD212-PLVS-110-24T-8 | 2U Rackmount 12 Bay Pro-Lite Video Recording Server Xeon SIlver 4110 24TB | Ea |  | 1 Year (5 Years) | 10782 | 6% | 10135.08
12724 | BCD | BCD212-PLVS-110-28T-14 | 2U Rackmount 12 Bay Pro-Lite Video Recording Server Xeon SIlver 4110 28TB | Ea |  | 1 Year (5 Years) | 11619 | 6% | 10921.86
12725 | BCD | BCD212-PLVS-110-28T-4 | 2U Rackmount 12 Bay Pro-Lite Video Recording Server Xeon SIlver 4110 28TB | Ea |  | 1 Year (5 Years) | 11173 | 6% | 10502.62
12726 | BCD | BCD212-PLVS-110-30T-10 | 2U Rackmount 12 Bay Pro-Lite Video Recording Server Xeon SIlver 4110 30TB | Ea |  | 1 Year (5 Years) | 11511 | 6% | 10820.34
12727 | BCD | BCD212-PLVS-110-32T-4 | 2U Rackmount 12 Bay Pro-Lite Video Recording Server Xeon SIlver 4110 32TB | Ea |  | 1 Year (5 Years) | 11484 | 6% | 10794.96
12728 | BCD | BCD212-PLVS-110-32T-8 | 2U Rackmount 12 Bay Pro-Lite Video Recording Server Xeon SIlver 4110 32TB | Ea |  | 1 Year (5 Years) | 11376 | 6% | 10693.44
12729 | BCD | BCD212-PLVS-110-36T-12 | 2U Rackmount 12 Bay Pro-Lite Video Recording Server Xeon SIlver 4110 36TB | Ea |  | 1 Year (5 Years) | 12038 | 6% | 11315.72
12730 | BCD | BCD212-PLVS-110-36T-4 | 2U Rackmount 12 Bay Pro-Lite Video Recording Server Xeon SIlver 4110 36TB | Ea |  | 1 Year (5 Years) | 11795 | 6% | 11087.3
12731 | BCD | BCD212-PLVS-110-40T-10 | 2U Rackmount 12 Bay Pro-Lite Video Recording Server Xeon SIlver 4110 40TB | Ea |  | 1 Year (5 Years) | 12349 | 6% | 11608.06
12732 | BCD | BCD212-PLVS-110-40T-4 | 2U Rackmount 12 Bay Pro-Lite Video Recording Server Xeon SIlver 4110 40TB | Ea |  | 1 Year (5 Years) | 12106 | 6% | 11379.64
12733 | BCD | BCD212-PLVS-110-40T-8 | 2U Rackmount 12 Bay Pro-Lite Video Recording Server Xeon SIlver 4110 40TB | Ea |  | 1 Year (5 Years) | 11971 | 6% | 11252.74
12734 | BCD | BCD212-PLVS-110-42T-14 | 2U Rackmount 12 Bay Pro-Lite Video Recording Server Xeon SIlver 4110 42TB | Ea |  | 1 Year (5 Years) | 12930 | 6% | 12154.2
12735 | BCD | BCD212-PLVS-110-44T-4 | 2U Rackmount 12 Bay Pro-Lite Video Recording Server Xeon SIlver 4110 44TB | Ea |  | 1 Year (5 Years) | 12417 | 6% | 11671.98
12736 | BCD | BCD212-PLVS-110-48T-12 | 2U Rackmount 12 Bay Pro-Lite Video Recording Server Xeon SIlver 4110 48TB | Ea |  | 1 Year (5 Years) | 13052 | 6% | 12268.88
12737 | BCD | BCD212-PLVS-110-48T-4 | 2U Rackmount 12 Bay Pro-Lite Video Recording Server Xeon SIlver 4110 48TB | Ea |  | 1 Year (5 Years) | 12728 | 6% | 11964.32
12738 | BCD | BCD212-PLVS-110-48T-8 | 2U Rackmount 12 Bay Pro-Lite Video Recording Server Xeon SIlver 4110 48TB | Ea |  | 1 Year (5 Years) | 12565 | 6% | 11811.1
12739 | BCD | BCD212-PLVS-110-4T-4 | 2U Rackmount 12 Bay Pro-Lite Video Recording Server Xeon SIlver 4110 4TB | Ea |  | 1 Year (5 Years) | 9309 | 6% | 8750.46
12740 | BCD | BCD212-PLVS-110-50T-10 | 2U Rackmount 12 Bay Pro-Lite Video Recording Server Xeon SIlver 4110 50TB | Ea |  | 1 Year (5 Years) | 13187 | 6% | 12395.78
12741 | BCD | BCD212-PLVS-110-56T-14 | 2U Rackmount 12 Bay Pro-Lite Video Recording Server Xeon SIlver 4110 56TB | Ea |  | 1 Year (5 Years) | 14241 | 6% | 13386.54
12742 | BCD | BCD212-PLVS-110-56T-8 | 2U Rackmount 12 Bay Pro-Lite Video Recording Server Xeon SIlver 4110 56TB | Ea |  | 1 Year (5 Years) | 13160 | 6% | 12370.4
12743 | BCD | BCD212-PLVS-110-60T-10 | 2U Rackmount 12 Bay Pro-Lite Video Recording Server Xeon SIlver 4110 60TB | Ea |  | 1 Year (5 Years) | 14025 | 6% | 13183.5
12744 | BCD | BCD212-PLVS-110-60T-12 | 2U Rackmount 12 Bay Pro-Lite Video Recording Server Xeon SIlver 4110 60TB | Ea |  | 1 Year (5 Years) | 14065 | 6% | 13221.1
12745 | BCD | BCD212-PLVS-110-64T-8 | 2U Rackmount 12 Bay Pro-Lite Video Recording Server Xeon SIlver 4110 64TB | Ea |  | 1 Year (5 Years) | 13755 | 6% | 12929.7
12746 | BCD | BCD212-PLVS-110-70T-10 | 2U Rackmount 12 Bay Pro-Lite Video Recording Server Xeon SIlver 4110 70TB | Ea |  | 1 Year (5 Years) | 14863 | 6% | 13971.22
12747 | BCD | BCD212-PLVS-110-70T-14 | 2U Rackmount 12 Bay Pro-Lite Video Recording Server Xeon SIlver 4110 70TB | Ea |  | 1 Year (5 Years) | 15552 | 6% | 14618.88
12748 | BCD | BCD212-PLVS-110-72T-12 | 2U Rackmount 12 Bay Pro-Lite Video Recording Server Xeon SIlver 4110 72TB | Ea |  | 1 Year (5 Years) | 15079 | 6% | 14174.26
12749 | BCD | BCD212-PLVS-110-72T-8 | 2U Rackmount 12 Bay Pro-Lite Video Recording Server Xeon SIlver 4110 72TB | Ea |  | 1 Year (5 Years) | 14349 | 6% | 13488.06
12750 | BCD | BCD212-PLVS-110-80T-10 | 2U Rackmount 12 Bay Pro-Lite Video Recording Server Xeon SIlver 4110 80TB | Ea |  | 1 Year (5 Years) | 15700 | 6% | 14758
12751 | BCD | BCD212-PLVS-110-80T-8 | 2U Rackmount 12 Bay Pro-Lite Video Recording Server Xeon SIlver 4110 80TB | Ea |  | 1 Year (5 Years) | 14944 | 6% | 14047.36
12752 | BCD | BCD212-PLVS-110-84T-12 | 2U Rackmount 12 Bay Pro-Lite Video Recording Server Xeon SIlver 4110 84TB | Ea |  | 1 Year (5 Years) | 16092 | 6% | 15126.48
12753 | BCD | BCD212-PLVS-110-84T-14 | 2U Rackmount 12 Bay Pro-Lite Video Recording Server Xeon SIlver 4110 84TB | Ea |  | 1 Year (5 Years) | 16863 | 6% | 15851.22
12754 | BCD | BCD212-PLVS-110-88T-8 | 2U Rackmount 12 Bay Pro-Lite Video Recording Server Xeon SIlver 4110 88TB | Ea |  | 1 Year (5 Years) | 15538 | 6% | 14605.72
12755 | BCD | BCD212-PLVS-110-8T-4 | 2U Rackmount 12 Bay Pro-Lite Video Recording Server Xeon SIlver 4110 8TB | Ea |  | 1 Year (5 Years) | 9619 | 6% | 9041.86
12756 | BCD | BCD212-PLVS-110-8T-8 | 2U Rackmount 12 Bay Pro-Lite Video Recording Server Xeon SIlver 4110 8TB | Ea |  | 1 Year (5 Years) | 9592 | 6% | 9016.48
12757 | BCD | BCD212-PLVS-110-90T-10 | 2U Rackmount 12 Bay Pro-Lite Video Recording Server Xeon SIlver 4110 90TB | Ea |  | 1 Year (5 Years) | 16538 | 6% | 15545.72
12758 | BCD | BCD212-PLVS-110-96T-12 | 2U Rackmount 12 Bay Pro-Lite Video Recording Server Xeon SIlver 4110 96TB | Ea |  | 1 Year (5 Years) | 17106 | 6% | 16079.64
12759 | BCD | BCD212-PLVS-110-96T-8 | 2U Rackmount 12 Bay Pro-Lite Video Recording Server Xeon SIlver 4110 96TB | Ea |  | 1 Year (5 Years) | 16133 | 6% | 15165.02
12760 | BCD | BCD212-PLVS-110-98T-14 | 2U Rackmount 12 Bay Pro-Lite Video Recording Server Xeon SIlver 4110 98TB | Ea |  | 1 Year (5 Years) | 18173 | 6% | 17082.62
12761 | BCD | BCD212-PLVS-110-D240 | 2U Rackmount 12 Bay Pro-Lite Video Recording Server Xeon SIlver 4110 Dual 240GB SSD | Ea |  | 1 Year (5 Years) | 8768 | 6% | 8241.92
12762 | BCD | BCD212-PVS-110-100T-10 | 2U Rackmount 12 Bay Professional Video Recording Server Xeon SIlver 4110 100TB | Ea |  | 1 Year (5 Years) | 18768 | 6% | 17641.92
12763 | BCD | BCD212-PVS-110-108T-12 | 2U Rackmount 12 Bay Professional Video Recording Server Xeon SIlver 4110 108TB | Ea |  | 1 Year (5 Years) | 19511 | 6% | 18340.34
12764 | BCD | BCD212-PVS-110-10T-10 | 2U Rackmount 12 Bay Professional Video Recording Server Xeon SIlver 4110 10TB | Ea |  | 1 Year (5 Years) | 11228 | 6% | 10554.32
12765 | BCD | BCD212-PVS-110-110T-10 | 2U Rackmount 12 Bay Professional Video Recording Server Xeon SIlver 4110 110TB | Ea |  | 1 Year (5 Years) | 19606 | 6% | 18429.64
12766 | BCD | BCD212-PVS-110-112T-14 | 2U Rackmount 12 Bay Professional Video Recording Server Xeon SIlver 4110 112TB | Ea |  | 1 Year (5 Years) | 20876 | 6% | 19623.44
12767 | BCD | BCD212-PVS-110-120T-10 | 2U Rackmount 12 Bay Professional Video Recording Server Xeon SIlver 4110 120TB | Ea |  | 1 Year (5 Years) | 20444 | 6% | 19217.36
12768 | BCD | BCD212-PVS-110-120T-12 | 2U Rackmount 12 Bay Professional Video Recording Server Xeon SIlver 4110 120TB | Ea |  | 1 Year (5 Years) | 20525 | 6% | 19293.5
12769 | BCD | BCD212-PVS-110-126T-14 | 2U Rackmount 12 Bay Professional Video Recording Server Xeon SIlver 4110 126TB | Ea |  | 1 Year (5 Years) | 22187 | 6% | 20855.78
12770 | BCD | BCD212-PVS-110-12T-12 | 2U Rackmount 12 Bay Professional Video Recording Server Xeon SIlver 4110 12TB | Ea |  | 1 Year (5 Years) | 11403 | 6% | 10718.82
12771 | BCD | BCD212-PVS-110-12T-4 | 2U Rackmount 12 Bay Professional Video Recording Server Xeon SIlver 4110 12TB | Ea |  | 1 Year (5 Years) | 11322 | 6% | 10642.68
12772 | BCD | BCD212-PVS-110-132T-12 | 2U Rackmount 12 Bay Professional Video Recording Server Xeon SIlver 4110 132TB | Ea |  | 1 Year (5 Years) | 21538 | 6% | 20245.72
12773 | BCD | BCD212-PVS-110-140T-14 | 2U Rackmount 12 Bay Professional Video Recording Server Xeon SIlver 4110 140TB | Ea |  | 1 Year (5 Years) | 23498 | 6% | 22088.12
12774 | BCD | BCD212-PVS-110-144T-12 | 2U Rackmount 12 Bay Professional Video Recording Server Xeon SIlver 4110 144TB | Ea |  | 1 Year (5 Years) | 22552 | 6% | 21198.88
12775 | BCD | BCD212-PVS-110-14T-14 | 2U Rackmount 12 Bay Professional Video Recording Server Xeon SIlver 4110 14TB | Ea |  | 1 Year (5 Years) | 11700 | 6% | 10998
12776 | BCD | BCD212-PVS-110-154T-14 | 2U Rackmount 12 Bay Professional Video Recording Server Xeon SIlver 4110 154TB | Ea |  | 1 Year (5 Years) | 24809 | 6% | 23320.46
12777 | BCD | BCD212-PVS-110-168T-14 | 2U Rackmount 12 Bay Professional Video Recording Server Xeon SIlver 4110 168TB | Ea |  | 1 Year (5 Years) | 26119 | 6% | 24551.86
12778 | BCD | BCD212-PVS-110-16T-4 | 2U Rackmount 12 Bay Professional Video Recording Server Xeon SIlver 4110 16TB | Ea |  | 1 Year (5 Years) | 11633 | 6% | 10935.02
12779 | BCD | BCD212-PVS-110-16T-8 | 2U Rackmount 12 Bay Professional Video Recording Server Xeon SIlver 4110 16TB | Ea |  | 1 Year (5 Years) | 11579 | 6% | 10884.26
12780 | BCD | BCD212-PVS-110-20T-10 | 2U Rackmount 12 Bay Professional Video Recording Server Xeon SIlver 4110 20TB | Ea |  | 1 Year (5 Years) | 12065 | 6% | 11341.1
12781 | BCD | BCD212-PVS-110-20T-4 | 2U Rackmount 12 Bay Professional Video Recording Server Xeon SIlver 4110 20TB | Ea |  | 1 Year (5 Years) | 11944 | 6% | 11227.36
12782 | BCD | BCD212-PVS-110-24T-12 | 2U Rackmount 12 Bay Professional Video Recording Server Xeon SIlver 4110 24TB | Ea |  | 1 Year (5 Years) | 12417 | 6% | 11671.98
12783 | BCD | BCD212-PVS-110-24T-4 | 2U Rackmount 12 Bay Professional Video Recording Server Xeon SIlver 4110 24TB | Ea |  | 1 Year (5 Years) | 12255 | 6% | 11519.7
12784 | BCD | BCD212-PVS-110-24T-8 | 2U Rackmount 12 Bay Professional Video Recording Server Xeon SIlver 4110 24TB | Ea |  | 1 Year (5 Years) | 12173 | 6% | 11442.62
12785 | BCD | BCD212-PVS-110-28T-14 | 2U Rackmount 12 Bay Professional Video Recording Server Xeon SIlver 4110 28TB | Ea |  | 1 Year (5 Years) | 13011 | 6% | 12230.34
12786 | BCD | BCD212-PVS-110-28T-4 | 2U Rackmount 12 Bay Professional Video Recording Server Xeon SIlver 4110 28TB | Ea |  | 1 Year (5 Years) | 12565 | 6% | 11811.1
12787 | BCD | BCD212-PVS-110-30T-10 | 2U Rackmount 12 Bay Professional Video Recording Server Xeon SIlver 4110 30TB | Ea |  | 1 Year (5 Years) | 12903 | 6% | 12128.82
12788 | BCD | BCD212-PVS-110-32T-4 | 2U Rackmount 12 Bay Professional Video Recording Server Xeon SIlver 4110 32TB | Ea |  | 1 Year (5 Years) | 12876 | 6% | 12103.44
12789 | BCD | BCD212-PVS-110-32T-8 | 2U Rackmount 12 Bay Professional Video Recording Server Xeon SIlver 4110 32TB | Ea |  | 1 Year (5 Years) | 12768 | 6% | 12001.92
12790 | BCD | BCD212-PVS-110-36T-12 | 2U Rackmount 12 Bay Professional Video Recording Server Xeon SIlver 4110 36TB | Ea |  | 1 Year (5 Years) | 13430 | 6% | 12624.2
12791 | BCD | BCD212-PVS-110-36T-4 | 2U Rackmount 12 Bay Professional Video Recording Server Xeon SIlver 4110 36TB | Ea |  | 1 Year (5 Years) | 13187 | 6% | 12395.78
12792 | BCD | BCD212-PVS-110-40T-10 | 2U Rackmount 12 Bay Professional Video Recording Server Xeon SIlver 4110 40TB | Ea |  | 1 Year (5 Years) | 13741 | 6% | 12916.54
12793 | BCD | BCD212-PVS-110-40T-4 | 2U Rackmount 12 Bay Professional Video Recording Server Xeon SIlver 4110 40TB | Ea |  | 1 Year (5 Years) | 13498 | 6% | 12688.12
12794 | BCD | BCD212-PVS-110-40T-8 | 2U Rackmount 12 Bay Professional Video Recording Server Xeon SIlver 4110 40TB | Ea |  | 1 Year (5 Years) | 13363 | 6% | 12561.22
12795 | BCD | BCD212-PVS-110-42T-14 | 2U Rackmount 12 Bay Professional Video Recording Server Xeon SIlver 4110 42TB | Ea |  | 1 Year (5 Years) | 14322 | 6% | 13462.68
12796 | BCD | BCD212-PVS-110-44T-4 | 2U Rackmount 12 Bay Professional Video Recording Server Xeon SIlver 4110 44TB | Ea |  | 1 Year (5 Years) | 13809 | 6% | 12980.46
12797 | BCD | BCD212-PVS-110-48T-12 | 2U Rackmount 12 Bay Professional Video Recording Server Xeon SIlver 4110 48TB | Ea |  | 1 Year (5 Years) | 14444 | 6% | 13577.36
12798 | BCD | BCD212-PVS-110-48T-4 | 2U Rackmount 12 Bay Professional Video Recording Server Xeon SIlver 4110 48TB | Ea |  | 1 Year (5 Years) | 14119 | 6% | 13271.86
12799 | BCD | BCD212-PVS-110-48T-8 | 2U Rackmount 12 Bay Professional Video Recording Server Xeon SIlver 4110 48TB | Ea |  | 1 Year (5 Years) | 13957 | 6% | 13119.58
12800 | BCD | BCD212-PVS-110-4T-4 | 2U Rackmount 12 Bay Professional Video Recording Server Xeon SIlver 4110 4TB | Ea |  | 1 Year (5 Years) | 10700 | 6% | 10058
12801 | BCD | BCD212-PVS-110-50T-10 | 2U Rackmount 12 Bay Professional Video Recording Server Xeon SIlver 4110 50TB | Ea |  | 1 Year (5 Years) | 14579 | 6% | 13704.26
12802 | BCD | BCD212-PVS-110-56T-14 | 2U Rackmount 12 Bay Professional Video Recording Server Xeon SIlver 4110 56TB | Ea |  | 1 Year (5 Years) | 15633 | 6% | 14695.02
12803 | BCD | BCD212-PVS-110-56T-8 | 2U Rackmount 12 Bay Professional Video Recording Server Xeon SIlver 4110 56TB | Ea |  | 1 Year (5 Years) | 14552 | 6% | 13678.88
12804 | BCD | BCD212-PVS-110-60T-10 | 2U Rackmount 12 Bay Professional Video Recording Server Xeon SIlver 4110 60TB | Ea |  | 1 Year (5 Years) | 15417 | 6% | 14491.98
12805 | BCD | BCD212-PVS-110-60T-12 | 2U Rackmount 12 Bay Professional Video Recording Server Xeon SIlver 4110 60TB | Ea |  | 1 Year (5 Years) | 15457 | 6% | 14529.58
12806 | BCD | BCD212-PVS-110-64T-8 | 2U Rackmount 12 Bay Professional Video Recording Server Xeon SIlver 4110 64TB | Ea |  | 1 Year (5 Years) | 15146 | 6% | 14237.24
12807 | BCD | BCD212-PVS-110-70T-10 | 2U Rackmount 12 Bay Professional Video Recording Server Xeon SIlver 4110 70TB | Ea |  | 1 Year (5 Years) | 16255 | 6% | 15279.7
12808 | BCD | BCD212-PVS-110-70T-14 | 2U Rackmount 12 Bay Professional Video Recording Server Xeon SIlver 4110 70TB | Ea |  | 1 Year (5 Years) | 16944 | 6% | 15927.36
12809 | BCD | BCD212-PVS-110-72T-12 | 2U Rackmount 12 Bay Professional Video Recording Server Xeon SIlver 4110 72TB | Ea |  | 1 Year (5 Years) | 16471 | 6% | 15482.74
12810 | BCD | BCD212-PVS-110-72T-8 | 2U Rackmount 12 Bay Professional Video Recording Server Xeon SIlver 4110 72TB | Ea |  | 1 Year (5 Years) | 15741 | 6% | 14796.54
12811 | BCD | BCD212-PVS-110-80T-10 | 2U Rackmount 12 Bay Professional Video Recording Server Xeon SIlver 4110 80TB | Ea |  | 1 Year (5 Years) | 17092 | 6% | 16066.48
12812 | BCD | BCD212-PVS-110-80T-8 | 2U Rackmount 12 Bay Professional Video Recording Server Xeon SIlver 4110 80TB | Ea |  | 1 Year (5 Years) | 16336 | 6% | 15355.84
12813 | BCD | BCD212-PVS-110-84T-12 | 2U Rackmount 12 Bay Professional Video Recording Server Xeon SIlver 4110 84TB | Ea |  | 1 Year (5 Years) | 17484 | 6% | 16434.96
12814 | BCD | BCD212-PVS-110-84T-14 | 2U Rackmount 12 Bay Professional Video Recording Server Xeon SIlver 4110 84TB | Ea |  | 1 Year (5 Years) | 18255 | 6% | 17159.7
12815 | BCD | BCD212-PVS-110-88T-8 | 2U Rackmount 12 Bay Professional Video Recording Server Xeon SIlver 4110 88TB | Ea |  | 1 Year (5 Years) | 16930 | 6% | 15914.2
12816 | BCD | BCD212-PVS-110-8T-4 | 2U Rackmount 12 Bay Professional Video Recording Server Xeon SIlver 4110 8TB | Ea |  | 1 Year (5 Years) | 11011 | 6% | 10350.34
12817 | BCD | BCD212-PVS-110-8T-8 | 2U Rackmount 12 Bay Professional Video Recording Server Xeon SIlver 4110 8TB | Ea |  | 1 Year (5 Years) | 10984 | 6% | 10324.96
12818 | BCD | BCD212-PVS-110-90T-10 | 2U Rackmount 12 Bay Professional Video Recording Server Xeon SIlver 4110 90TB | Ea |  | 1 Year (5 Years) | 17930 | 6% | 16854.2
12819 | BCD | BCD212-PVS-110-96T-12 | 2U Rackmount 12 Bay Professional Video Recording Server Xeon SIlver 4110 96TB | Ea |  | 1 Year (5 Years) | 18498 | 6% | 17388.12
12820 | BCD | BCD212-PVS-110-96T-8 | 2U Rackmount 12 Bay Professional Video Recording Server Xeon SIlver 4110 96TB | Ea |  | 1 Year (5 Years) | 17525 | 6% | 16473.5
12821 | BCD | BCD212-PVS-110-98T-14 | 2U Rackmount 12 Bay Professional Video Recording Server Xeon SIlver 4110 98TB | Ea |  | 1 Year (5 Years) | 19565 | 6% | 18391.1
12822 | BCD | BCD212-PVS-110-D240 | 2U Rackmount 12 Bay Professional Video Recording Server Xeon SIlver 4110 Dual 240GB SSD | Ea |  | 1 Year (5 Years) | 10160 | 6% | 9550.4
12823 | BCD | BCD212X-EVS-110-100T-10 | 2U Rackmount 12 Bay Professional Video Recording Server Dual Xeon SIlver 4110 100TB | Ea |  | 1 Year (5 Years) | 22111 | 6% | 20784.34
12824 | BCD | BCD212X-EVS-110-108T-12 | 2U Rackmount 12 Bay Professional Video Recording Server Dual Xeon SIlver 4110 108TB | Ea |  | 1 Year (5 Years) | 22625 | 6% | 21267.5
12825 | BCD | BCD212X-EVS-110-10T-10 | 2U Rackmount 12 Bay Professional Video Recording Server Dual Xeon SIlver 4110 10TB | Ea |  | 1 Year (5 Years) | 13598 | 6% | 12782.12
12826 | BCD | BCD212X-EVS-110-110T-10 | 2U Rackmount 12 Bay Professional Video Recording Server Dual Xeon SIlver 4110 110TB | Ea |  | 1 Year (5 Years) | 23057 | 6% | 21673.58
12827 | BCD | BCD212X-EVS-110-120T-10 | 2U Rackmount 12 Bay Professional Video Recording Server Dual Xeon SIlver 4110 120TB | Ea |  | 1 Year (5 Years) | 24003 | 6% | 22562.82
12828 | BCD | BCD212X-EVS-110-120T-12 | 2U Rackmount 12 Bay Professional Video Recording Server Dual Xeon SIlver 4110 120TB | Ea |  | 1 Year (5 Years) | 23733 | 6% | 22309.02
12829 | BCD | BCD212X-EVS-110-12T-12 | 2U Rackmount 12 Bay Professional Video Recording Server Dual Xeon SIlver 4110 12TB | Ea |  | 1 Year (5 Years) | 13760 | 6% | 12934.4
12830 | BCD | BCD212X-EVS-110-132T-12 | 2U Rackmount 12 Bay Professional Video Recording Server Dual Xeon SIlver 4110 132TB | Ea |  | 1 Year (5 Years) | 24841 | 6% | 23350.54
12831 | BCD | BCD212X-EVS-110-144T-12 | 2U Rackmount 12 Bay Professional Video Recording Server Dual Xeon SIlver 4110 144TB | Ea |  | 1 Year (5 Years) | 25949 | 6% | 24392.06
12832 | BCD | BCD212X-EVS-110-16T-8 | 2U Rackmount 12 Bay Professional Video Recording Server Dual Xeon SIlver 4110 16TB | Ea |  | 1 Year (5 Years) | 14273 | 6% | 13416.62
12833 | BCD | BCD212X-EVS-110-20T-10 | 2U Rackmount 12 Bay Professional Video Recording Server Dual Xeon SIlver 4110 20TB | Ea |  | 1 Year (5 Years) | 14544 | 6% | 13671.36
12834 | BCD | BCD212X-EVS-110-24T-12 | 2U Rackmount 12 Bay Professional Video Recording Server Dual Xeon SIlver 4110 24TB | Ea |  | 1 Year (5 Years) | 14868 | 6% | 13975.92
12835 | BCD | BCD212X-EVS-110-24T-8 | 2U Rackmount 12 Bay Professional Video Recording Server Dual Xeon SIlver 4110 24TB | Ea |  | 1 Year (5 Years) | 15084 | 6% | 14178.96
12836 | BCD | BCD212X-EVS-110-30T-10 | 2U Rackmount 12 Bay Professional Video Recording Server Dual Xeon SIlver 4110 30TB | Ea |  | 1 Year (5 Years) | 15490 | 6% | 14560.6
12837 | BCD | BCD212X-EVS-110-32T-8 | 2U Rackmount 12 Bay Professional Video Recording Server Dual Xeon SIlver 4110 32TB | Ea |  | 1 Year (5 Years) | 15895 | 6% | 14941.3
12838 | BCD | BCD212X-EVS-110-36T-12 | 2U Rackmount 12 Bay Professional Video Recording Server Dual Xeon SIlver 4110 36TB | Ea |  | 1 Year (5 Years) | 15976 | 6% | 15017.44
12839 | BCD | BCD212X-EVS-110-40T-10 | 2U Rackmount 12 Bay Professional Video Recording Server Dual Xeon SIlver 4110 40TB | Ea |  | 1 Year (5 Years) | 16436 | 6% | 15449.84
12840 | BCD | BCD212X-EVS-110-40T-8 | 2U Rackmount 12 Bay Professional Video Recording Server Dual Xeon SIlver 4110 40TB | Ea |  | 1 Year (5 Years) | 16706 | 6% | 15703.64
12841 | BCD | BCD212X-EVS-110-48T-12 | 2U Rackmount 12 Bay Professional Video Recording Server Dual Xeon SIlver 4110 48TB | Ea |  | 1 Year (5 Years) | 17084 | 6% | 16058.96
12842 | BCD | BCD212X-EVS-110-48T-8 | 2U Rackmount 12 Bay Professional Video Recording Server Dual Xeon SIlver 4110 48TB | Ea |  | 1 Year (5 Years) | 17517 | 6% | 16465.98
12843 | BCD | BCD212X-EVS-110-50T-10 | 2U Rackmount 12 Bay Professional Video Recording Server Dual Xeon SIlver 4110 50TB | Ea |  | 1 Year (5 Years) | 17382 | 6% | 16339.08
12844 | BCD | BCD212X-EVS-110-56T-8 | 2U Rackmount 12 Bay Professional Video Recording Server Dual Xeon SIlver 4110 56TB | Ea |  | 1 Year (5 Years) | 18328 | 6% | 17228.32
12845 | BCD | BCD212X-EVS-110-60T-10 | 2U Rackmount 12 Bay Professional Video Recording Server Dual Xeon SIlver 4110 60TB | Ea |  | 1 Year (5 Years) | 18328 | 6% | 17228.32
12846 | BCD | BCD212X-EVS-110-60T-12 | 2U Rackmount 12 Bay Professional Video Recording Server Dual Xeon SIlver 4110 60TB | Ea |  | 1 Year (5 Years) | 18192 | 6% | 17100.48
12847 | BCD | BCD212X-EVS-110-64T-8 | 2U Rackmount 12 Bay Professional Video Recording Server Dual Xeon SIlver 4110 64TB | Ea |  | 1 Year (5 Years) | 19138 | 6% | 17989.72
12848 | BCD | BCD212X-EVS-110-70T-10 | 2U Rackmount 12 Bay Professional Video Recording Server Dual Xeon SIlver 4110 70TB | Ea |  | 1 Year (5 Years) | 19273 | 6% | 18116.62
12849 | BCD | BCD212X-EVS-110-72T-12 | 2U Rackmount 12 Bay Professional Video Recording Server Dual Xeon SIlver 4110 72TB | Ea |  | 1 Year (5 Years) | 19300 | 6% | 18142
12850 | BCD | BCD212X-EVS-110-72T-8 | 2U Rackmount 12 Bay Professional Video Recording Server Dual Xeon SIlver 4110 72TB | Ea |  | 1 Year (5 Years) | 19949 | 6% | 18752.06
12851 | BCD | BCD212X-EVS-110-80T-10 | 2U Rackmount 12 Bay Professional Video Recording Server Dual Xeon SIlver 4110 80TB | Ea |  | 1 Year (5 Years) | 20219 | 6% | 19005.86
12852 | BCD | BCD212X-EVS-110-80T-8 | 2U Rackmount 12 Bay Professional Video Recording Server Dual Xeon SIlver 4110 80TB | Ea |  | 1 Year (5 Years) | 20760 | 6% | 19514.4
12853 | BCD | BCD212X-EVS-110-84T-12 | 2U Rackmount 12 Bay Professional Video Recording Server Dual Xeon SIlver 4110 84TB | Ea |  | 1 Year (5 Years) | 20409 | 6% | 19184.46
12854 | BCD | BCD212X-EVS-110-88T-8 | 2U Rackmount 12 Bay Professional Video Recording Server Dual Xeon SIlver 4110 88TB | Ea |  | 1 Year (5 Years) | 21571 | 6% | 20276.74
12855 | BCD | BCD212X-EVS-110-8T-8 | 2U Rackmount 12 Bay Professional Video Recording Server Dual Xeon SIlver 4110 8TB | Ea |  | 1 Year (5 Years) | 13463 | 6% | 12655.22
12856 | BCD | BCD212X-EVS-110-90T-10 | 2U Rackmount 12 Bay Professional Video Recording Server Dual Xeon SIlver 4110 90TB | Ea |  | 1 Year (5 Years) | 21165 | 6% | 19895.1
12857 | BCD | BCD212X-EVS-110-96T-12 | 2U Rackmount 12 Bay Professional Video Recording Server Dual Xeon SIlver 4110 96TB | Ea |  | 1 Year (5 Years) | 21517 | 6% | 20225.98
12858 | BCD | BCD212X-EVS-110-96T-8 | 2U Rackmount 12 Bay Professional Video Recording Server Dual Xeon SIlver 4110 96TB | Ea |  | 1 Year (5 Years) | 22382 | 6% | 21039.08
12859 | BCD | BCD212X-PLVS-110-100T-10 | 2U Rackmount 12 Bay Pro-Lite Video Recording Server Dual Xeon SIlver 4110 100TB | Ea |  | 1 Year (5 Years) | 19638 | 6% | 18459.72
12860 | BCD | BCD212X-PLVS-110-108T-12 | 2U Rackmount 12 Bay Pro-Lite Video Recording Server Dual Xeon SIlver 4110 108TB | Ea |  | 1 Year (5 Years) | 20382 | 6% | 19159.08
12861 | BCD | BCD212X-PLVS-110-10T-10 | 2U Rackmount 12 Bay Pro-Lite Video Recording Server Dual Xeon SIlver 4110 10TB | Ea |  | 1 Year (5 Years) | 12098 | 6% | 11372.12
12862 | BCD | BCD212X-PLVS-110-110T-10 | 2U Rackmount 12 Bay Pro-Lite Video Recording Server Dual Xeon SIlver 4110 110TB | Ea |  | 1 Year (5 Years) | 20476 | 6% | 19247.44
12863 | BCD | BCD212X-PLVS-110-112T-14 | 2U Rackmount 12 Bay Pro-Lite Video Recording Server Dual Xeon SIlver 4110 112TB | Ea |  | 1 Year (5 Years) | 21746 | 6% | 20441.24
12864 | BCD | BCD212X-PLVS-110-120T-10 | 2U Rackmount 12 Bay Pro-Lite Video Recording Server Dual Xeon SIlver 4110 120TB | Ea |  | 1 Year (5 Years) | 21314 | 6% | 20035.16
12865 | BCD | BCD212X-PLVS-110-120T-12 | 2U Rackmount 12 Bay Pro-Lite Video Recording Server Dual Xeon SIlver 4110 120TB | Ea |  | 1 Year (5 Years) | 21395 | 6% | 20111.3
12866 | BCD | BCD212X-PLVS-110-126T-14 | 2U Rackmount 12 Bay Pro-Lite Video Recording Server Dual Xeon SIlver 4110 126TB | Ea |  | 1 Year (5 Years) | 23057 | 6% | 21673.58
12867 | BCD | BCD212X-PLVS-110-12T-12 | 2U Rackmount 12 Bay Pro-Lite Video Recording Server Dual Xeon SIlver 4110 12TB | Ea |  | 1 Year (5 Years) | 12273 | 6% | 11536.62
12868 | BCD | BCD212X-PLVS-110-12T-4 | 2U Rackmount 12 Bay Pro-Lite Video Recording Server Dual Xeon SIlver 4110 12TB | Ea |  | 1 Year (5 Years) | 12192 | 6% | 11460.48
12869 | BCD | BCD212X-PLVS-110-132T-12 | 2U Rackmount 12 Bay Pro-Lite Video Recording Server Dual Xeon SIlver 4110 132TB | Ea |  | 1 Year (5 Years) | 22409 | 6% | 21064.46
12870 | BCD | BCD212X-PLVS-110-140T-14 | 2U Rackmount 12 Bay Pro-Lite Video Recording Server Dual Xeon SIlver 4110 140TB | Ea |  | 1 Year (5 Years) | 24368 | 6% | 22905.92
12871 | BCD | BCD212X-PLVS-110-144T-12 | 2U Rackmount 12 Bay Pro-Lite Video Recording Server Dual Xeon SIlver 4110 144TB | Ea |  | 1 Year (5 Years) | 23422 | 6% | 22016.68
12872 | BCD | BCD212X-PLVS-110-14T-14 | 2U Rackmount 12 Bay Pro-Lite Video Recording Server Dual Xeon SIlver 4110 14TB | Ea |  | 1 Year (5 Years) | 12571 | 6% | 11816.74
12873 | BCD | BCD212X-PLVS-110-154T-14 | 2U Rackmount 12 Bay Pro-Lite Video Recording Server Dual Xeon SIlver 4110 154TB | Ea |  | 1 Year (5 Years) | 25679 | 6% | 24138.26
12874 | BCD | BCD212X-PLVS-110-168T-14 | 2U Rackmount 12 Bay Pro-Lite Video Recording Server Dual Xeon SIlver 4110 168TB | Ea |  | 1 Year (5 Years) | 26990 | 6% | 25370.6
12875 | BCD | BCD212X-PLVS-110-16T-4 | 2U Rackmount 12 Bay Pro-Lite Video Recording Server Dual Xeon SIlver 4110 16TB | Ea |  | 1 Year (5 Years) | 12503 | 6% | 11752.82
12876 | BCD | BCD212X-PLVS-110-16T-8 | 2U Rackmount 12 Bay Pro-Lite Video Recording Server Dual Xeon SIlver 4110 16TB | Ea |  | 1 Year (5 Years) | 12449 | 6% | 11702.06
12877 | BCD | BCD212X-PLVS-110-20T-10 | 2U Rackmount 12 Bay Pro-Lite Video Recording Server Dual Xeon SIlver 4110 20TB | Ea |  | 1 Year (5 Years) | 12936 | 6% | 12159.84
12878 | BCD | BCD212X-PLVS-110-20T-4 | 2U Rackmount 12 Bay Pro-Lite Video Recording Server Dual Xeon SIlver 4110 20TB | Ea |  | 1 Year (5 Years) | 12814 | 6% | 12045.16
12879 | BCD | BCD212X-PLVS-110-24T-12 | 2U Rackmount 12 Bay Pro-Lite Video Recording Server Dual Xeon SIlver 4110 24TB | Ea |  | 1 Year (5 Years) | 13287 | 6% | 12489.78
12880 | BCD | BCD212X-PLVS-110-24T-4 | 2U Rackmount 12 Bay Pro-Lite Video Recording Server Dual Xeon SIlver 4110 24TB | Ea |  | 1 Year (5 Years) | 13125 | 6% | 12337.5
12881 | BCD | BCD212X-PLVS-110-24T-8 | 2U Rackmount 12 Bay Pro-Lite Video Recording Server Dual Xeon SIlver 4110 24TB | Ea |  | 1 Year (5 Years) | 13044 | 6% | 12261.36
12882 | BCD | BCD212X-PLVS-110-28T-14 | 2U Rackmount 12 Bay Pro-Lite Video Recording Server Dual Xeon SIlver 4110 28TB | Ea |  | 1 Year (5 Years) | 13882 | 6% | 13049.08
12883 | BCD | BCD212X-PLVS-110-28T-4 | 2U Rackmount 12 Bay Pro-Lite Video Recording Server Dual Xeon SIlver 4110 28TB | Ea |  | 1 Year (5 Years) | 13436 | 6% | 12629.84
12884 | BCD | BCD212X-PLVS-110-30T-10 | 2U Rackmount 12 Bay Pro-Lite Video Recording Server Dual Xeon SIlver 4110 30TB | Ea |  | 1 Year (5 Years) | 13773 | 6% | 12946.62
12885 | BCD | BCD212X-PLVS-110-32T-4 | 2U Rackmount 12 Bay Pro-Lite Video Recording Server Dual Xeon SIlver 4110 32TB | Ea |  | 1 Year (5 Years) | 13746 | 6% | 12921.24
12886 | BCD | BCD212X-PLVS-110-32T-8 | 2U Rackmount 12 Bay Pro-Lite Video Recording Server Dual Xeon SIlver 4110 32TB | Ea |  | 1 Year (5 Years) | 13638 | 6% | 12819.72
12887 | BCD | BCD212X-PLVS-110-36T-12 | 2U Rackmount 12 Bay Pro-Lite Video Recording Server Dual Xeon SIlver 4110 36TB | Ea |  | 1 Year (5 Years) | 14300 | 6% | 13442
12888 | BCD | BCD212X-PLVS-110-36T-4 | 2U Rackmount 12 Bay Pro-Lite Video Recording Server Dual Xeon SIlver 4110 36TB | Ea |  | 1 Year (5 Years) | 14057 | 6% | 13213.58
12889 | BCD | BCD212X-PLVS-110-40T-10 | 2U Rackmount 12 Bay Pro-Lite Video Recording Server Dual Xeon SIlver 4110 40TB | Ea |  | 1 Year (5 Years) | 14611 | 6% | 13734.34
12890 | BCD | BCD212X-PLVS-110-40T-4 | 2U Rackmount 12 Bay Pro-Lite Video Recording Server Dual Xeon SIlver 4110 40TB | Ea |  | 1 Year (5 Years) | 14368 | 6% | 13505.92
12891 | BCD | BCD212X-PLVS-110-40T-8 | 2U Rackmount 12 Bay Pro-Lite Video Recording Server Dual Xeon SIlver 4110 40TB | Ea |  | 1 Year (5 Years) | 14233 | 6% | 13379.02
12892 | BCD | BCD212X-PLVS-110-42T-14 | 2U Rackmount 12 Bay Pro-Lite Video Recording Server Dual Xeon SIlver 4110 42TB | Ea |  | 1 Year (5 Years) | 15192 | 6% | 14280.48
12893 | BCD | BCD212X-PLVS-110-44T-4 | 2U Rackmount 12 Bay Pro-Lite Video Recording Server Dual Xeon SIlver 4110 44TB | Ea |  | 1 Year (5 Years) | 14679 | 6% | 13798.26
12894 | BCD | BCD212X-PLVS-110-48T-12 | 2U Rackmount 12 Bay Pro-Lite Video Recording Server Dual Xeon SIlver 4110 48TB | Ea |  | 1 Year (5 Years) | 15314 | 6% | 14395.16
12895 | BCD | BCD212X-PLVS-110-48T-4 | 2U Rackmount 12 Bay Pro-Lite Video Recording Server Dual Xeon SIlver 4110 48TB | Ea |  | 1 Year (5 Years) | 14990 | 6% | 14090.6
12896 | BCD | BCD212X-PLVS-110-48T-8 | 2U Rackmount 12 Bay Pro-Lite Video Recording Server Dual Xeon SIlver 4110 48TB | Ea |  | 1 Year (5 Years) | 14828 | 6% | 13938.32
12897 | BCD | BCD212X-PLVS-110-4T-4 | 2U Rackmount 12 Bay Pro-Lite Video Recording Server Dual Xeon SIlver 4110 4TB | Ea |  | 1 Year (5 Years) | 11571 | 6% | 10876.74
12898 | BCD | BCD212X-PLVS-110-50T-10 | 2U Rackmount 12 Bay Pro-Lite Video Recording Server Dual Xeon SIlver 4110 50TB | Ea |  | 1 Year (5 Years) | 15449 | 6% | 14522.06
12899 | BCD | BCD212X-PLVS-110-56T-14 | 2U Rackmount 12 Bay Pro-Lite Video Recording Server Dual Xeon SIlver 4110 56TB | Ea |  | 1 Year (5 Years) | 16503 | 6% | 15512.82
12900 | BCD | BCD212X-PLVS-110-56T-8 | 2U Rackmount 12 Bay Pro-Lite Video Recording Server Dual Xeon SIlver 4110 56TB | Ea |  | 1 Year (5 Years) | 15422 | 6% | 14496.68
12901 | BCD | BCD212X-PLVS-110-60T-10 | 2U Rackmount 12 Bay Pro-Lite Video Recording Server Dual Xeon SIlver 4110 60TB | Ea |  | 1 Year (5 Years) | 16287 | 6% | 15309.78
12902 | BCD | BCD212X-PLVS-110-60T-12 | 2U Rackmount 12 Bay Pro-Lite Video Recording Server Dual Xeon SIlver 4110 60TB | Ea |  | 1 Year (5 Years) | 16328 | 6% | 15348.32
12903 | BCD | BCD212X-PLVS-110-64T-8 | 2U Rackmount 12 Bay Pro-Lite Video Recording Server Dual Xeon SIlver 4110 64TB | Ea |  | 1 Year (5 Years) | 16017 | 6% | 15055.98
12904 | BCD | BCD212X-PLVS-110-70T-10 | 2U Rackmount 12 Bay Pro-Lite Video Recording Server Dual Xeon SIlver 4110 70TB | Ea |  | 1 Year (5 Years) | 17125 | 6% | 16097.5
12905 | BCD | BCD212X-PLVS-110-70T-14 | 2U Rackmount 12 Bay Pro-Lite Video Recording Server Dual Xeon SIlver 4110 70TB | Ea |  | 1 Year (5 Years) | 17814 | 6% | 16745.16
12906 | BCD | BCD212X-PLVS-110-72T-12 | 2U Rackmount 12 Bay Pro-Lite Video Recording Server Dual Xeon SIlver 4110 72TB | Ea |  | 1 Year (5 Years) | 17341 | 6% | 16300.54
12907 | BCD | BCD212X-PLVS-110-72T-8 | 2U Rackmount 12 Bay Pro-Lite Video Recording Server Dual Xeon SIlver 4110 72TB | Ea |  | 1 Year (5 Years) | 16611 | 6% | 15614.34
12908 | BCD | BCD212X-PLVS-110-80T-10 | 2U Rackmount 12 Bay Pro-Lite Video Recording Server Dual Xeon SIlver 4110 80TB | Ea |  | 1 Year (5 Years) | 17963 | 6% | 16885.22
12909 | BCD | BCD212X-PLVS-110-80T-8 | 2U Rackmount 12 Bay Pro-Lite Video Recording Server Dual Xeon SIlver 4110 80TB | Ea |  | 1 Year (5 Years) | 17206 | 6% | 16173.64
12910 | BCD | BCD212X-PLVS-110-84T-12 | 2U Rackmount 12 Bay Pro-Lite Video Recording Server Dual Xeon SIlver 4110 84TB | Ea |  | 1 Year (5 Years) | 18355 | 6% | 17253.7
12911 | BCD | BCD212X-PLVS-110-84T-14 | 2U Rackmount 12 Bay Pro-Lite Video Recording Server Dual Xeon SIlver 4110 84TB | Ea |  | 1 Year (5 Years) | 19125 | 6% | 17977.5
12912 | BCD | BCD212X-PLVS-110-88T-8 | 2U Rackmount 12 Bay Pro-Lite Video Recording Server Dual Xeon SIlver 4110 88TB | Ea |  | 1 Year (5 Years) | 17800 | 6% | 16732
12913 | BCD | BCD212X-PLVS-110-8T-4 | 2U Rackmount 12 Bay Pro-Lite Video Recording Server Dual Xeon SIlver 4110 8TB | Ea |  | 1 Year (5 Years) | 11882 | 6% | 11169.08
12914 | BCD | BCD212X-PLVS-110-8T-8 | 2U Rackmount 12 Bay Pro-Lite Video Recording Server Dual Xeon SIlver 4110 8TB | Ea |  | 1 Year (5 Years) | 11855 | 6% | 11143.7
12915 | BCD | BCD212X-PLVS-110-90T-10 | 2U Rackmount 12 Bay Pro-Lite Video Recording Server Dual Xeon SIlver 4110 90TB | Ea |  | 1 Year (5 Years) | 18800 | 6% | 17672
12916 | BCD | BCD212X-PLVS-110-96T-12 | 2U Rackmount 12 Bay Pro-Lite Video Recording Server Dual Xeon SIlver 4110 96TB | Ea |  | 1 Year (5 Years) | 19368 | 6% | 18205.92
12917 | BCD | BCD212X-PLVS-110-96T-8 | 2U Rackmount 12 Bay Pro-Lite Video Recording Server Dual Xeon SIlver 4110 96TB | Ea |  | 1 Year (5 Years) | 18395 | 6% | 17291.3
12918 | BCD | BCD212X-PLVS-110-98T-14 | 2U Rackmount 12 Bay Pro-Lite Video Recording Server Dual Xeon SIlver 4110 98TB | Ea |  | 1 Year (5 Years) | 20436 | 6% | 19209.84
12919 | BCD | BCD212X-PLVS-110-D240 | 2U Rackmount 12 Bay Pro-Lite Video Recording Server Dual Xeon SIlver 4110 Dual 240GB SSD | Ea |  | 1 Year (5 Years) | 11260 | 6% | 10584.4
12920 | BCD | BCD212X-PVS-110-100T-10 | 2U Rackmount 12 Bay Professional Video Recording Server Dual Xeon SIlver 4110 100TB | Ea |  | 1 Year (5 Years) | 21030 | 6% | 19768.2
12921 | BCD | BCD212X-PVS-110-108T-12 | 2U Rackmount 12 Bay Professional Video Recording Server Dual Xeon SIlver 4110 108TB | Ea |  | 1 Year (5 Years) | 21773 | 6% | 20466.62
12922 | BCD | BCD212X-PVS-110-10T-10 | 2U Rackmount 12 Bay Professional Video Recording Server Dual Xeon SIlver 4110 10TB | Ea |  | 1 Year (5 Years) | 13490 | 6% | 12680.6
12923 | BCD | BCD212X-PVS-110-110T-10 | 2U Rackmount 12 Bay Professional Video Recording Server Dual Xeon SIlver 4110 110TB | Ea |  | 1 Year (5 Years) | 21868 | 6% | 20555.92
12924 | BCD | BCD212X-PVS-110-112T-14 | 2U Rackmount 12 Bay Professional Video Recording Server Dual Xeon SIlver 4110 112TB | Ea |  | 1 Year (5 Years) | 23138 | 6% | 21749.72
12925 | BCD | BCD212X-PVS-110-120T-10 | 2U Rackmount 12 Bay Professional Video Recording Server Dual Xeon SIlver 4110 120TB | Ea |  | 1 Year (5 Years) | 22706 | 6% | 21343.64
12926 | BCD | BCD212X-PVS-110-120T-12 | 2U Rackmount 12 Bay Professional Video Recording Server Dual Xeon SIlver 4110 120TB | Ea |  | 1 Year (5 Years) | 22787 | 6% | 21419.78
12927 | BCD | BCD212X-PVS-110-126T-14 | 2U Rackmount 12 Bay Professional Video Recording Server Dual Xeon SIlver 4110 126TB | Ea |  | 1 Year (5 Years) | 24449 | 6% | 22982.06
12928 | BCD | BCD212X-PVS-110-12T-12 | 2U Rackmount 12 Bay Professional Video Recording Server Dual Xeon SIlver 4110 12TB | Ea |  | 1 Year (5 Years) | 13665 | 6% | 12845.1
12929 | BCD | BCD212X-PVS-110-12T-4 | 2U Rackmount 12 Bay Professional Video Recording Server Dual Xeon SIlver 4110 12TB | Ea |  | 1 Year (5 Years) | 13584 | 6% | 12768.96
12930 | BCD | BCD212X-PVS-110-132T-12 | 2U Rackmount 12 Bay Professional Video Recording Server Dual Xeon SIlver 4110 132TB | Ea |  | 1 Year (5 Years) | 23800 | 6% | 22372
12931 | BCD | BCD212X-PVS-110-140T-14 | 2U Rackmount 12 Bay Professional Video Recording Server Dual Xeon SIlver 4110 140TB | Ea |  | 1 Year (5 Years) | 25760 | 6% | 24214.4
12932 | BCD | BCD212X-PVS-110-144T-12 | 2U Rackmount 12 Bay Professional Video Recording Server Dual Xeon SIlver 4110 144TB | Ea |  | 1 Year (5 Years) | 24814 | 6% | 23325.16
12933 | BCD | BCD212X-PVS-110-14T-14 | 2U Rackmount 12 Bay Professional Video Recording Server Dual Xeon SIlver 4110 14TB | Ea |  | 1 Year (5 Years) | 13963 | 6% | 13125.22
12934 | BCD | BCD212X-PVS-110-154T-14 | 2U Rackmount 12 Bay Professional Video Recording Server Dual Xeon SIlver 4110 154TB | Ea |  | 1 Year (5 Years) | 27071 | 6% | 25446.74
12935 | BCD | BCD212X-PVS-110-168T-14 | 2U Rackmount 12 Bay Professional Video Recording Server Dual Xeon SIlver 4110 168TB | Ea |  | 1 Year (5 Years) | 28382 | 6% | 26679.08
12936 | BCD | BCD212X-PVS-110-16T-4 | 2U Rackmount 12 Bay Professional Video Recording Server Dual Xeon SIlver 4110 16TB | Ea |  | 1 Year (5 Years) | 13895 | 6% | 13061.3
12937 | BCD | BCD212X-PVS-110-16T-8 | 2U Rackmount 12 Bay Professional Video Recording Server Dual Xeon SIlver 4110 16TB | Ea |  | 1 Year (5 Years) | 13841 | 6% | 13010.54
12938 | BCD | BCD212X-PVS-110-20T-10 | 2U Rackmount 12 Bay Professional Video Recording Server Dual Xeon SIlver 4110 20TB | Ea |  | 1 Year (5 Years) | 14328 | 6% | 13468.32
12939 | BCD | BCD212X-PVS-110-20T-4 | 2U Rackmount 12 Bay Professional Video Recording Server Dual Xeon SIlver 4110 20TB | Ea |  | 1 Year (5 Years) | 14206 | 6% | 13353.64
12940 | BCD | BCD212X-PVS-110-24T-12 | 2U Rackmount 12 Bay Professional Video Recording Server Dual Xeon SIlver 4110 24TB | Ea |  | 1 Year (5 Years) | 14679 | 6% | 13798.26
12941 | BCD | BCD212X-PVS-110-24T-4 | 2U Rackmount 12 Bay Professional Video Recording Server Dual Xeon SIlver 4110 24TB | Ea |  | 1 Year (5 Years) | 14517 | 6% | 13645.98
12942 | BCD | BCD212X-PVS-110-24T-8 | 2U Rackmount 12 Bay Professional Video Recording Server Dual Xeon SIlver 4110 24TB | Ea |  | 1 Year (5 Years) | 14436 | 6% | 13569.84
12943 | BCD | BCD212X-PVS-110-28T-14 | 2U Rackmount 12 Bay Professional Video Recording Server Dual Xeon SIlver 4110 28TB | Ea |  | 1 Year (5 Years) | 15273 | 6% | 14356.62
12944 | BCD | BCD212X-PVS-110-28T-4 | 2U Rackmount 12 Bay Professional Video Recording Server Dual Xeon SIlver 4110 28TB | Ea |  | 1 Year (5 Years) | 14828 | 6% | 13938.32
12945 | BCD | BCD212X-PVS-110-30T-10 | 2U Rackmount 12 Bay Professional Video Recording Server Dual Xeon SIlver 4110 30TB | Ea |  | 1 Year (5 Years) | 15165 | 6% | 14255.1
12946 | BCD | BCD212X-PVS-110-32T-4 | 2U Rackmount 12 Bay Professional Video Recording Server Dual Xeon SIlver 4110 32TB | Ea |  | 1 Year (5 Years) | 15138 | 6% | 14229.72
12947 | BCD | BCD212X-PVS-110-32T-8 | 2U Rackmount 12 Bay Professional Video Recording Server Dual Xeon SIlver 4110 32TB | Ea |  | 1 Year (5 Years) | 15030 | 6% | 14128.2
12948 | BCD | BCD212X-PVS-110-36T-12 | 2U Rackmount 12 Bay Professional Video Recording Server Dual Xeon SIlver 4110 36TB | Ea |  | 1 Year (5 Years) | 15692 | 6% | 14750.48
12949 | BCD | BCD212X-PVS-110-36T-4 | 2U Rackmount 12 Bay Professional Video Recording Server Dual Xeon SIlver 4110 36TB | Ea |  | 1 Year (5 Years) | 15449 | 6% | 14522.06
12950 | BCD | BCD212X-PVS-110-40T-10 | 2U Rackmount 12 Bay Professional Video Recording Server Dual Xeon SIlver 4110 40TB | Ea |  | 1 Year (5 Years) | 16003 | 6% | 15042.82
12951 | BCD | BCD212X-PVS-110-40T-4 | 2U Rackmount 12 Bay Professional Video Recording Server Dual Xeon SIlver 4110 40TB | Ea |  | 1 Year (5 Years) | 15760 | 6% | 14814.4
12952 | BCD | BCD212X-PVS-110-40T-8 | 2U Rackmount 12 Bay Professional Video Recording Server Dual Xeon SIlver 4110 40TB | Ea |  | 1 Year (5 Years) | 15625 | 6% | 14687.5
12953 | BCD | BCD212X-PVS-110-42T-14 | 2U Rackmount 12 Bay Professional Video Recording Server Dual Xeon SIlver 4110 42TB | Ea |  | 1 Year (5 Years) | 16584 | 6% | 15588.96
12954 | BCD | BCD212X-PVS-110-44T-4 | 2U Rackmount 12 Bay Professional Video Recording Server Dual Xeon SIlver 4110 44TB | Ea |  | 1 Year (5 Years) | 16071 | 6% | 15106.74
12955 | BCD | BCD212X-PVS-110-48T-12 | 2U Rackmount 12 Bay Professional Video Recording Server Dual Xeon SIlver 4110 48TB | Ea |  | 1 Year (5 Years) | 16706 | 6% | 15703.64
12956 | BCD | BCD212X-PVS-110-48T-4 | 2U Rackmount 12 Bay Professional Video Recording Server Dual Xeon SIlver 4110 48TB | Ea |  | 1 Year (5 Years) | 16382 | 6% | 15399.08
12957 | BCD | BCD212X-PVS-110-48T-8 | 2U Rackmount 12 Bay Professional Video Recording Server Dual Xeon SIlver 4110 48TB | Ea |  | 1 Year (5 Years) | 16219 | 6% | 15245.86
12958 | BCD | BCD212X-PVS-110-4T-4 | 2U Rackmount 12 Bay Professional Video Recording Server Dual Xeon SIlver 4110 4TB | Ea |  | 1 Year (5 Years) | 12963 | 6% | 12185.22
12959 | BCD | BCD212X-PVS-110-50T-10 | 2U Rackmount 12 Bay Professional Video Recording Server Dual Xeon SIlver 4110 50TB | Ea |  | 1 Year (5 Years) | 16841 | 6% | 15830.54
12960 | BCD | BCD212X-PVS-110-56T-14 | 2U Rackmount 12 Bay Professional Video Recording Server Dual Xeon SIlver 4110 56TB | Ea |  | 1 Year (5 Years) | 17895 | 6% | 16821.3
12961 | BCD | BCD212X-PVS-110-56T-8 | 2U Rackmount 12 Bay Professional Video Recording Server Dual Xeon SIlver 4110 56TB | Ea |  | 1 Year (5 Years) | 16814 | 6% | 15805.16
12962 | BCD | BCD212X-PVS-110-60T-10 | 2U Rackmount 12 Bay Professional Video Recording Server Dual Xeon SIlver 4110 60TB | Ea |  | 1 Year (5 Years) | 17679 | 6% | 16618.26
12963 | BCD | BCD212X-PVS-110-60T-12 | 2U Rackmount 12 Bay Professional Video Recording Server Dual Xeon SIlver 4110 60TB | Ea |  | 1 Year (5 Years) | 17719 | 6% | 16655.86
12964 | BCD | BCD212X-PVS-110-64T-8 | 2U Rackmount 12 Bay Professional Video Recording Server Dual Xeon SIlver 4110 64TB | Ea |  | 1 Year (5 Years) | 17409 | 6% | 16364.46
12965 | BCD | BCD212X-PVS-110-70T-10 | 2U Rackmount 12 Bay Professional Video Recording Server Dual Xeon SIlver 4110 70TB | Ea |  | 1 Year (5 Years) | 18517 | 6% | 17405.98
12966 | BCD | BCD212X-PVS-110-70T-14 | 2U Rackmount 12 Bay Professional Video Recording Server Dual Xeon SIlver 4110 70TB | Ea |  | 1 Year (5 Years) | 19206 | 6% | 18053.64
12967 | BCD | BCD212X-PVS-110-72T-12 | 2U Rackmount 12 Bay Professional Video Recording Server Dual Xeon SIlver 4110 72TB | Ea |  | 1 Year (5 Years) | 18733 | 6% | 17609.02
12968 | BCD | BCD212X-PVS-110-72T-8 | 2U Rackmount 12 Bay Professional Video Recording Server Dual Xeon SIlver 4110 72TB | Ea |  | 1 Year (5 Years) | 18003 | 6% | 16922.82
12969 | BCD | BCD212X-PVS-110-80T-10 | 2U Rackmount 12 Bay Professional Video Recording Server Dual Xeon SIlver 4110 80TB | Ea |  | 1 Year (5 Years) | 19355 | 6% | 18193.7
12970 | BCD | BCD212X-PVS-110-80T-8 | 2U Rackmount 12 Bay Professional Video Recording Server Dual Xeon SIlver 4110 80TB | Ea |  | 1 Year (5 Years) | 18598 | 6% | 17482.12
12971 | BCD | BCD212X-PVS-110-84T-12 | 2U Rackmount 12 Bay Professional Video Recording Server Dual Xeon SIlver 4110 84TB | Ea |  | 1 Year (5 Years) | 19746 | 6% | 18561.24
12972 | BCD | BCD212X-PVS-110-84T-14 | 2U Rackmount 12 Bay Professional Video Recording Server Dual Xeon SIlver 4110 84TB | Ea |  | 1 Year (5 Years) | 20517 | 6% | 19285.98
12973 | BCD | BCD212X-PVS-110-88T-8 | 2U Rackmount 12 Bay Professional Video Recording Server Dual Xeon SIlver 4110 88TB | Ea |  | 1 Year (5 Years) | 19192 | 6% | 18040.48
12974 | BCD | BCD212X-PVS-110-8T-4 | 2U Rackmount 12 Bay Professional Video Recording Server Dual Xeon SIlver 4110 8TB | Ea |  | 1 Year (5 Years) | 13273 | 6% | 12476.62
12975 | BCD | BCD212X-PVS-110-8T-8 | 2U Rackmount 12 Bay Professional Video Recording Server Dual Xeon SIlver 4110 8TB | Ea |  | 1 Year (5 Years) | 13246 | 6% | 12451.24
12976 | BCD | BCD212X-PVS-110-90T-10 | 2U Rackmount 12 Bay Professional Video Recording Server Dual Xeon SIlver 4110 90TB | Ea |  | 1 Year (5 Years) | 20192 | 6% | 18980.48
12977 | BCD | BCD212X-PVS-110-96T-12 | 2U Rackmount 12 Bay Professional Video Recording Server Dual Xeon SIlver 4110 96TB | Ea |  | 1 Year (5 Years) | 20760 | 6% | 19514.4
12978 | BCD | BCD212X-PVS-110-96T-8 | 2U Rackmount 12 Bay Professional Video Recording Server Dual Xeon SIlver 4110 96TB | Ea |  | 1 Year (5 Years) | 19787 | 6% | 18599.78
12979 | BCD | BCD212X-PVS-110-98T-14 | 2U Rackmount 12 Bay Professional Video Recording Server Dual Xeon SIlver 4110 98TB | Ea |  | 1 Year (5 Years) | 21828 | 6% | 20518.32
12980 | BCD | BCD212X-PVS-110-D240 | 2U Rackmount 12 Bay Professional Video Recording Server Dual Xeon SIlver 4110 Dual 240GB SSD | Ea |  | 1 Year (5 Years) | 12652 | 6% | 11892.88
12981 | BCD | BCD214-EVS-110-100T-10 | 2U Rackmount 14 Bay Professional Video Recording Server Xeon SIlver 4110 100TB | Ea |  | 1 Year (5 Years) | 20744 | 6% | 19499.36
12982 | BCD | BCD214-EVS-110-104T-8 | 2U Rackmount 14 Bay Professional Video Recording Server Xeon SIlver 4110 104TB | Ea |  | 1 Year (5 Years) | 21825 | 6% | 20515.5
12983 | BCD | BCD214-EVS-110-108T-12 | 2U Rackmount 14 Bay Professional Video Recording Server Xeon SIlver 4110 108TB | Ea |  | 1 Year (5 Years) | 21257 | 6% | 19981.58
12984 | BCD | BCD214-EVS-110-10T-10 | 2U Rackmount 14 Bay Professional Video Recording Server Xeon SIlver 4110 10TB | Ea |  | 1 Year (5 Years) | 12230 | 6% | 11496.2
12985 | BCD | BCD214-EVS-110-110T-10 | 2U Rackmount 14 Bay Professional Video Recording Server Xeon SIlver 4110 110TB | Ea |  | 1 Year (5 Years) | 21690 | 6% | 20388.6
12986 | BCD | BCD214-EVS-110-112T-8 | 2U Rackmount 14 Bay Professional Video Recording Server Xeon SIlver 4110 108TB | Ea |  | 1 Year (5 Years) | 22636 | 6% | 21277.84
12987 | BCD | BCD214-EVS-110-120T-10 | 2U Rackmount 14 Bay Professional Video Recording Server Xeon SIlver 4110 120TB | Ea |  | 1 Year (5 Years) | 22636 | 6% | 21277.84
12988 | BCD | BCD214-EVS-110-120T-12 | 2U Rackmount 14 Bay Professional Video Recording Server Xeon SIlver 4110 120TB | Ea |  | 1 Year (5 Years) | 22365 | 6% | 21023.1
12989 | BCD | BCD214-EVS-110-12T-12 | 2U Rackmount 14 Bay Professional Video Recording Server Xeon SIlver 4110 12TB | Ea |  | 1 Year (5 Years) | 12392 | 6% | 11648.48
12990 | BCD | BCD214-EVS-110-130T-10 | 2U Rackmount 14 Bay Professional Video Recording Server Xeon SIlver 4110 130TB | Ea |  | 1 Year (5 Years) | 23582 | 6% | 22167.08
12991 | BCD | BCD214-EVS-110-132T-12 | 2U Rackmount 14 Bay Professional Video Recording Server Xeon SIlver 4110 132TB | Ea |  | 1 Year (5 Years) | 23473 | 6% | 22064.62
12992 | BCD | BCD214-EVS-110-140T-10 | 2U Rackmount 14 Bay Professional Video Recording Server Xeon SIlver 4110 140TB | Ea |  | 1 Year (5 Years) | 24528 | 6% | 23056.32
12993 | BCD | BCD214-EVS-110-144T-12 | 2U Rackmount 14 Bay Professional Video Recording Server Xeon SIlver 4110 144TB | Ea |  | 1 Year (5 Years) | 24582 | 6% | 23107.08
12994 | BCD | BCD214-EVS-110-156T-12 | 2U Rackmount 14 Bay Professional Video Recording Server Xeon SIlver 4110 156TB | Ea |  | 1 Year (5 Years) | 24582 | 6% | 23107.08
12995 | BCD | BCD214-EVS-110-168T-12 | 2U Rackmount 14 Bay Professional Video Recording Server Xeon SIlver 4110 168TB | Ea |  | 1 Year (5 Years) | 25690 | 6% | 24148.6
12996 | BCD | BCD214-EVS-110-16T-8 | 2U Rackmount 14 Bay Professional Video Recording Server Xeon SIlver 4110 16TB | Ea |  | 1 Year (5 Years) | 12906 | 6% | 12131.64
12997 | BCD | BCD214-EVS-110-20T-10 | 2U Rackmount 14 Bay Professional Video Recording Server Xeon SIlver 4110 20TB | Ea |  | 1 Year (5 Years) | 13176 | 6% | 12385.44
12998 | BCD | BCD214-EVS-110-24T-12 | 2U Rackmount 14 Bay Professional Video Recording Server Xeon SIlver 4110 24TB | Ea |  | 1 Year (5 Years) | 13500 | 6% | 12690
12999 | BCD | BCD214-EVS-110-24T-8 | 2U Rackmount 14 Bay Professional Video Recording Server Xeon SIlver 4110 24TB | Ea |  | 1 Year (5 Years) | 13717 | 6% | 12893.98
13000 | BCD | BCD214-EVS-110-30T-10 | 2U Rackmount 14 Bay Professional Video Recording Server Xeon SIlver 4110 30TB | Ea |  | 1 Year (5 Years) | 14122 | 6% | 13274.68
13001 | BCD | BCD214-EVS-110-32T-8 | 2U Rackmount 14 Bay Professional Video Recording Server Xeon SIlver 4110 32TB | Ea |  | 1 Year (5 Years) | 14528 | 6% | 13656.32
13002 | BCD | BCD214-EVS-110-36T-12 | 2U Rackmount 14 Bay Professional Video Recording Server Xeon SIlver 4110 36TB | Ea |  | 1 Year (5 Years) | 14609 | 6% | 13732.46
13003 | BCD | BCD214-EVS-110-40T-10 | 2U Rackmount 14 Bay Professional Video Recording Server Xeon SIlver 4110 40TB | Ea |  | 1 Year (5 Years) | 15068 | 6% | 14163.92
13004 | BCD | BCD214-EVS-110-40T-8 | 2U Rackmount 14 Bay Professional Video Recording Server Xeon SIlver 4110 40TB | Ea |  | 1 Year (5 Years) | 15338 | 6% | 14417.72
13005 | BCD | BCD214-EVS-110-48T-12 | 2U Rackmount 14 Bay Professional Video Recording Server Xeon SIlver 4110 48TB | Ea |  | 1 Year (5 Years) | 15717 | 6% | 14773.98
13006 | BCD | BCD214-EVS-110-48T-8 | 2U Rackmount 14 Bay Professional Video Recording Server Xeon SIlver 4110 48TB | Ea |  | 1 Year (5 Years) | 16149 | 6% | 15180.06
13007 | BCD | BCD214-EVS-110-50T-10 | 2U Rackmount 14 Bay Professional Video Recording Server Xeon SIlver 4110 50TB | Ea |  | 1 Year (5 Years) | 16014 | 6% | 15053.16
13008 | BCD | BCD214-EVS-110-56T-8 | 2U Rackmount 14 Bay Professional Video Recording Server Xeon SIlver 4110 56TB | Ea |  | 1 Year (5 Years) | 16960 | 6% | 15942.4
13009 | BCD | BCD214-EVS-110-60T-10 | 2U Rackmount 14 Bay Professional Video Recording Server Xeon SIlver 4110 60TB | Ea |  | 1 Year (5 Years) | 16960 | 6% | 15942.4
13010 | BCD | BCD214-EVS-110-60T-12 | 2U Rackmount 14 Bay Professional Video Recording Server Xeon SIlver 4110 60TB | Ea |  | 1 Year (5 Years) | 16825 | 6% | 15815.5
13011 | BCD | BCD214-EVS-110-64T-8 | 2U Rackmount 14 Bay Professional Video Recording Server Xeon SIlver 4110 64TB | Ea |  | 1 Year (5 Years) | 17771 | 6% | 16704.74
13012 | BCD | BCD214-EVS-110-70T-10 | 2U Rackmount 14 Bay Professional Video Recording Server Xeon SIlver 4110 70TB | Ea |  | 1 Year (5 Years) | 17906 | 6% | 16831.64
13013 | BCD | BCD214-EVS-110-72T-12 | 2U Rackmount 14 Bay Professional Video Recording Server Xeon SIlver 4110 72TB | Ea |  | 1 Year (5 Years) | 17933 | 6% | 16857.02
13014 | BCD | BCD214-EVS-110-72T-8 | 2U Rackmount 14 Bay Professional Video Recording Server Xeon SIlver 4110 72TB | Ea |  | 1 Year (5 Years) | 18582 | 6% | 17467.08
13015 | BCD | BCD214-EVS-110-80T-10 | 2U Rackmount 14 Bay Professional Video Recording Server Xeon SIlver 4110 80TB | Ea |  | 1 Year (5 Years) | 18852 | 6% | 17720.88
13016 | BCD | BCD214-EVS-110-80T-8 | 2U Rackmount 14 Bay Professional Video Recording Server Xeon SIlver 4110 80TB | Ea |  | 1 Year (5 Years) | 19392 | 6% | 18228.48
13017 | BCD | BCD214-EVS-110-84T-12 | 2U Rackmount 14 Bay Professional Video Recording Server Xeon SIlver 4110 84TB | Ea |  | 1 Year (5 Years) | 19041 | 6% | 17898.54
13018 | BCD | BCD214-EVS-110-88T-8 | 2U Rackmount 14 Bay Professional Video Recording Server Xeon SIlver 4110 88TB | Ea |  | 1 Year (5 Years) | 20203 | 6% | 18990.82
13019 | BCD | BCD214-EVS-110-8T-8 | 2U Rackmount 14 Bay Professional Video Recording Server Xeon SIlver 4110 8TB | Ea |  | 1 Year (5 Years) | 11200 | 6% | 10528
13020 | BCD | BCD214-EVS-110-90T-10 | 2U Rackmount 14 Bay Professional Video Recording Server Xeon SIlver 4110 90TB | Ea |  | 1 Year (5 Years) | 19798 | 6% | 18610.12
13021 | BCD | BCD214-EVS-110-96T-12 | 2U Rackmount 14 Bay Professional Video Recording Server Xeon SIlver 4110 96TB | Ea |  | 1 Year (5 Years) | 20149 | 6% | 18940.06
13022 | BCD | BCD214-EVS-110-96T-8 | 2U Rackmount 14 Bay Professional Video Recording Server Xeon SIlver 4110 96TB | Ea |  | 1 Year (5 Years) | 21014 | 6% | 19753.16
13023 | BCD | BCD214-PLVS-110-100T-10 | 2U Rackmount 14 Bay Pro-Lite Video Recording Server Xeon SIlver 4110 100TB | Ea |  | 1 Year (5 Years) | 18271 | 6% | 17174.74
13024 | BCD | BCD214-PLVS-110-104T-8 | 2U Rackmount 14 Bay Pro-Lite Video Recording Server Xeon SIlver 4110 104TB | Ea |  | 1 Year (5 Years) | 17622 | 6% | 16564.68
13025 | BCD | BCD214-PLVS-110-108T-12 | 2U Rackmount 14 Bay Pro-Lite Video Recording Server Xeon SIlver 4110 108TB | Ea |  | 1 Year (5 Years) | 19014 | 6% | 17873.16
13026 | BCD | BCD214-PLVS-110-10T-10 | 2U Rackmount 14 Bay Pro-Lite Video Recording Server Xeon SIlver 4110 10TB | Ea |  | 1 Year (5 Years) | 10730 | 6% | 10086.2
13027 | BCD | BCD214-PLVS-110-110T-10 | 2U Rackmount 14 Bay Pro-Lite Video Recording Server Xeon SIlver 4110 110TB | Ea |  | 1 Year (5 Years) | 19109 | 6% | 17962.46
13028 | BCD | BCD214-PLVS-110-112T-14 | 2U Rackmount 14 Bay Pro-Lite Video Recording Server Xeon SIlver 4110 112TB | Ea |  | 1 Year (5 Years) | 20379 | 6% | 19156.26
13029 | BCD | BCD214-PLVS-110-112T-8 | 2U Rackmount 14 Bay Pro-Lite Video Recording Server Xeon SIlver 4110 112TB | Ea |  | 1 Year (5 Years) | 18217 | 6% | 17123.98
13030 | BCD | BCD214-PLVS-110-120T-10 | 2U Rackmount 14 Bay Pro-Lite Video Recording Server Xeon SIlver 4110 120TB | Ea |  | 1 Year (5 Years) | 19946 | 6% | 18749.24
13031 | BCD | BCD214-PLVS-110-120T-12 | 2U Rackmount 14 Bay Pro-Lite Video Recording Server Xeon SIlver 4110 120TB | Ea |  | 1 Year (5 Years) | 20028 | 6% | 18826.32
13032 | BCD | BCD214-PLVS-110-126T-14 | 2U Rackmount 14 Bay Pro-Lite Video Recording Server Xeon SIlver 4110 126TB | Ea |  | 1 Year (5 Years) | 21690 | 6% | 20388.6
13033 | BCD | BCD214-PLVS-110-12T-12 | 2U Rackmount 14 Bay Pro-Lite Video Recording Server Xeon SIlver 4110 12TB | Ea |  | 1 Year (5 Years) | 10906 | 6% | 10251.64
13034 | BCD | BCD214-PLVS-110-12T-4 | 2U Rackmount 14 Bay Pro-Lite Video Recording Server Xeon SIlver 4110 12TB | Ea |  | 1 Year (5 Years) | 10825 | 6% | 10175.5
13035 | BCD | BCD214-PLVS-110-130T-10 | 2U Rackmount 14 Bay Pro-Lite Video Recording Server Xeon SIlver 4110 130TB | Ea |  | 1 Year (5 Years) | 20784 | 6% | 19536.96
13036 | BCD | BCD214-PLVS-110-132T-12 | 2U Rackmount 14 Bay Pro-Lite Video Recording Server Xeon SIlver 4110 132TB | Ea |  | 1 Year (5 Years) | 21041 | 6% | 19778.54
13037 | BCD | BCD214-PLVS-110-140T-10 | 2U Rackmount 14 Bay Pro-Lite Video Recording Server Xeon SIlver 4110 140TB | Ea |  | 1 Year (5 Years) | 21622 | 6% | 20324.68
13038 | BCD | BCD214-PLVS-110-140T-14 | 2U Rackmount 14 Bay Pro-Lite Video Recording Server Xeon SIlver 4110 140TB | Ea |  | 1 Year (5 Years) | 23000 | 6% | 21620
13039 | BCD | BCD214-PLVS-110-144T-12 | 2U Rackmount 14 Bay Pro-Lite Video Recording Server Xeon SIlver 4110 144TB | Ea |  | 1 Year (5 Years) | 22055 | 6% | 20731.7
13040 | BCD | BCD214-PLVS-110-14T-14 | 2U Rackmount 14 Bay Pro-Lite Video Recording Server Xeon SIlver 4110 14TB | Ea |  | 1 Year (5 Years) | 11203 | 6% | 10530.82
13041 | BCD | BCD214-PLVS-110-154T-14 | 2U Rackmount 14 Bay Pro-Lite Video Recording Server Xeon SIlver 4110 154TB | Ea |  | 1 Year (5 Years) | 24311 | 6% | 22852.34
13042 | BCD | BCD214-PLVS-110-156T-12 | 2U Rackmount 14 Bay Pro-Lite Video Recording Server Xeon SIlver 4110 156TB | Ea |  | 1 Year (5 Years) | 23068 | 6% | 21683.92
13043 | BCD | BCD214-PLVS-110-168T-12 | 2U Rackmount 14 Bay Pro-Lite Video Recording Server Xeon SIlver 4110 168TB | Ea |  | 1 Year (5 Years) | 24082 | 6% | 22637.08
13044 | BCD | BCD214-PLVS-110-168T-14 | 2U Rackmount 14 Bay Pro-Lite Video Recording Server Xeon SIlver 4110 168TB | Ea |  | 1 Year (5 Years) | 25622 | 6% | 24084.68
13045 | BCD | BCD214-PLVS-110-16T-4 | 2U Rackmount 14 Bay Pro-Lite Video Recording Server Xeon SIlver 4110 16TB | Ea |  | 1 Year (5 Years) | 11136 | 6% | 10467.84
13046 | BCD | BCD214-PLVS-110-16T-8 | 2U Rackmount 14 Bay Pro-Lite Video Recording Server Xeon SIlver 4110 16TB | Ea |  | 1 Year (5 Years) | 11082 | 6% | 10417.08
13047 | BCD | BCD214-PLVS-110-182T-14 | 2U Rackmount 14 Bay Pro-Lite Video Recording Server Xeon SIlver 4110 182TB | Ea |  | 1 Year (5 Years) | 26933 | 6% | 25317.02
13048 | BCD | BCD214-PLVS-110-196T-14 | 2U Rackmount 14 Bay Pro-Lite Video Recording Server Xeon SIlver 4110 196TB | Ea |  | 1 Year (5 Years) | 28244 | 6% | 26549.36
13049 | BCD | BCD214-PLVS-110-20T-10 | 2U Rackmount 14 Bay Pro-Lite Video Recording Server Xeon SIlver 4110 20TB | Ea |  | 1 Year (5 Years) | 11568 | 6% | 10873.92
13050 | BCD | BCD214-PLVS-110-20T-4 | 2U Rackmount 14 Bay Pro-Lite Video Recording Server Xeon SIlver 4110 20TB | Ea |  | 1 Year (5 Years) | 11446 | 6% | 10759.24
13051 | BCD | BCD214-PLVS-110-24T-12 | 2U Rackmount 14 Bay Pro-Lite Video Recording Server Xeon SIlver 4110 24TB | Ea |  | 1 Year (5 Years) | 11919 | 6% | 11203.86
13052 | BCD | BCD214-PLVS-110-24T-4 | 2U Rackmount 14 Bay Pro-Lite Video Recording Server Xeon SIlver 4110 24TB | Ea |  | 1 Year (5 Years) | 11757 | 6% | 11051.58
13053 | BCD | BCD214-PLVS-110-24T-8 | 2U Rackmount 14 Bay Pro-Lite Video Recording Server Xeon SIlver 4110 24TB | Ea |  | 1 Year (5 Years) | 11676 | 6% | 10975.44
13054 | BCD | BCD214-PLVS-110-28T-14 | 2U Rackmount 14 Bay Pro-Lite Video Recording Server Xeon SIlver 4110 28TB | Ea |  | 1 Year (5 Years) | 12514 | 6% | 11763.16
13055 | BCD | BCD214-PLVS-110-28T-4 | 2U Rackmount 14 Bay Pro-Lite Video Recording Server Xeon SIlver 4110 28TB | Ea |  | 1 Year (5 Years) | 12068 | 6% | 11343.92
13056 | BCD | BCD214-PLVS-110-30T-10 | 2U Rackmount 14 Bay Pro-Lite Video Recording Server Xeon SIlver 4110 30TB | Ea |  | 1 Year (5 Years) | 12406 | 6% | 11661.64
13057 | BCD | BCD214-PLVS-110-32T-4 | 2U Rackmount 14 Bay Pro-Lite Video Recording Server Xeon SIlver 4110 32TB | Ea |  | 1 Year (5 Years) | 12379 | 6% | 11636.26
13058 | BCD | BCD214-PLVS-110-32T-8 | 2U Rackmount 14 Bay Pro-Lite Video Recording Server Xeon SIlver 4110 32TB | Ea |  | 1 Year (5 Years) | 12271 | 6% | 11534.74
13059 | BCD | BCD214-PLVS-110-36T-12 | 2U Rackmount 14 Bay Pro-Lite Video Recording Server Xeon SIlver 4110 36TB | Ea |  | 1 Year (5 Years) | 12933 | 6% | 12157.02
13060 | BCD | BCD214-PLVS-110-36T-4 | 2U Rackmount 14 Bay Pro-Lite Video Recording Server Xeon SIlver 4110 36TB | Ea |  | 1 Year (5 Years) | 12690 | 6% | 11928.6
13061 | BCD | BCD214-PLVS-110-40T-10 | 2U Rackmount 14 Bay Pro-Lite Video Recording Server Xeon SIlver 4110 40TB | Ea |  | 1 Year (5 Years) | 13244 | 6% | 12449.36
13062 | BCD | BCD214-PLVS-110-40T-4 | 2U Rackmount 14 Bay Pro-Lite Video Recording Server Xeon SIlver 4110 40TB | Ea |  | 1 Year (5 Years) | 13000 | 6% | 12220
13063 | BCD | BCD214-PLVS-110-40T-8 | 2U Rackmount 14 Bay Pro-Lite Video Recording Server Xeon SIlver 4110 40TB | Ea |  | 1 Year (5 Years) | 12865 | 6% | 12093.1
13064 | BCD | BCD214-PLVS-110-42T-14 | 2U Rackmount 14 Bay Pro-Lite Video Recording Server Xeon SIlver 4110 42TB | Ea |  | 1 Year (5 Years) | 13825 | 6% | 12995.5
13065 | BCD | BCD214-PLVS-110-44T-4 | 2U Rackmount 14 Bay Pro-Lite Video Recording Server Xeon SIlver 4110 44TB | Ea |  | 1 Year (5 Years) | 13311 | 6% | 12512.34
13066 | BCD | BCD214-PLVS-110-48T-12 | 2U Rackmount 14 Bay Pro-Lite Video Recording Server Xeon SIlver 4110 48TB | Ea |  | 1 Year (5 Years) | 13946 | 6% | 13109.24
13067 | BCD | BCD214-PLVS-110-48T-4 | 2U Rackmount 14 Bay Pro-Lite Video Recording Server Xeon SIlver 4110 48TB | Ea |  | 1 Year (5 Years) | 13622 | 6% | 12804.68
13068 | BCD | BCD214-PLVS-110-48T-8 | 2U Rackmount 14 Bay Pro-Lite Video Recording Server Xeon SIlver 4110 48TB | Ea |  | 1 Year (5 Years) | 13460 | 6% | 12652.4
13069 | BCD | BCD214-PLVS-110-4T-4 | 2U Rackmount 14 Bay Pro-Lite Video Recording Server Xeon SIlver 4110 4TB | Ea |  | 1 Year (5 Years) | 10203 | 6% | 9590.82
13070 | BCD | BCD214-PLVS-110-50T-10 | 2U Rackmount 14 Bay Pro-Lite Video Recording Server Xeon SIlver 4110 50TB | Ea |  | 1 Year (5 Years) | 14082 | 6% | 13237.08
13071 | BCD | BCD214-PLVS-110-52T-4 | 2U Rackmount 14 Bay Pro-Lite Video Recording Server Xeon SIlver 4110 52TB | Ea |  | 1 Year (5 Years) | 13933 | 6% | 13097.02
13072 | BCD | BCD214-PLVS-110-56T-14 | 2U Rackmount 14 Bay Pro-Lite Video Recording Server Xeon SIlver 4110 56TB | Ea |  | 1 Year (5 Years) | 15136 | 6% | 14227.84
13073 | BCD | BCD214-PLVS-110-56T-4 | 2U Rackmount 14 Bay Pro-Lite Video Recording Server Xeon SIlver 4110 56TB | Ea |  | 1 Year (5 Years) | 14244 | 6% | 13389.36
13074 | BCD | BCD214-PLVS-110-56T-8 | 2U Rackmount 14 Bay Pro-Lite Video Recording Server Xeon SIlver 4110 56TB | Ea |  | 1 Year (5 Years) | 14055 | 6% | 13211.7
13075 | BCD | BCD214-PLVS-110-60T-10 | 2U Rackmount 14 Bay Pro-Lite Video Recording Server Xeon SIlver 4110 60TB | Ea |  | 1 Year (5 Years) | 14919 | 6% | 14023.86
13076 | BCD | BCD214-PLVS-110-60T-12 | 2U Rackmount 14 Bay Pro-Lite Video Recording Server Xeon SIlver 4110 60TB | Ea |  | 1 Year (5 Years) | 14960 | 6% | 14062.4
13077 | BCD | BCD214-PLVS-110-64T-8 | 2U Rackmount 14 Bay Pro-Lite Video Recording Server Xeon SIlver 4110 64TB | Ea |  | 1 Year (5 Years) | 14649 | 6% | 13770.06
13078 | BCD | BCD214-PLVS-110-70T-10 | 2U Rackmount 14 Bay Pro-Lite Video Recording Server Xeon SIlver 4110 70TB | Ea |  | 1 Year (5 Years) | 15757 | 6% | 14811.58
13079 | BCD | BCD214-PLVS-110-70T-14 | 2U Rackmount 14 Bay Pro-Lite Video Recording Server Xeon SIlver 4110 70TB | Ea |  | 1 Year (5 Years) | 16446 | 6% | 15459.24
13080 | BCD | BCD214-PLVS-110-72T-12 | 2U Rackmount 14 Bay Pro-Lite Video Recording Server Xeon SIlver 4110 72TB | Ea |  | 1 Year (5 Years) | 15973 | 6% | 15014.62
13081 | BCD | BCD214-PLVS-110-72T-8 | 2U Rackmount 14 Bay Pro-Lite Video Recording Server Xeon SIlver 4110 72TB | Ea |  | 1 Year (5 Years) | 15244 | 6% | 14329.36
13082 | BCD | BCD214-PLVS-110-80T-10 | 2U Rackmount 14 Bay Pro-Lite Video Recording Server Xeon SIlver 4110 80TB | Ea |  | 1 Year (5 Years) | 16595 | 6% | 15599.3
13083 | BCD | BCD214-PLVS-110-80T-8 | 2U Rackmount 14 Bay Pro-Lite Video Recording Server Xeon SIlver 4110 80TB | Ea |  | 1 Year (5 Years) | 15838 | 6% | 14887.72
13084 | BCD | BCD214-PLVS-110-84T-12 | 2U Rackmount 14 Bay Pro-Lite Video Recording Server Xeon SIlver 4110 84TB | Ea |  | 1 Year (5 Years) | 16987 | 6% | 15967.78
13085 | BCD | BCD214-PLVS-110-84T-14 | 2U Rackmount 14 Bay Pro-Lite Video Recording Server Xeon SIlver 4110 84TB | Ea |  | 1 Year (5 Years) | 17757 | 6% | 16691.58
13086 | BCD | BCD214-PLVS-110-88T-8 | 2U Rackmount 14 Bay Pro-Lite Video Recording Server Xeon SIlver 4110 88TB | Ea |  | 1 Year (5 Years) | 16433 | 6% | 15447.02
13087 | BCD | BCD214-PLVS-110-8T-4 | 2U Rackmount 14 Bay Pro-Lite Video Recording Server Xeon SIlver 4110 8TB | Ea |  | 1 Year (5 Years) | 10514 | 6% | 9883.16
13088 | BCD | BCD214-PLVS-110-8T-8 | 2U Rackmount 14 Bay Pro-Lite Video Recording Server Xeon SIlver 4110 8TB | Ea |  | 1 Year (5 Years) | 10487 | 6% | 9857.78
13089 | BCD | BCD214-PLVS-110-90T-10 | 2U Rackmount 14 Bay Pro-Lite Video Recording Server Xeon SIlver 4110 90TB | Ea |  | 1 Year (5 Years) | 17433 | 6% | 16387.02
13090 | BCD | BCD214-PLVS-110-96T-12 | 2U Rackmount 14 Bay Pro-Lite Video Recording Server Xeon SIlver 4110 96TB | Ea |  | 1 Year (5 Years) | 18000 | 6% | 16920
13091 | BCD | BCD214-PLVS-110-96T-8 | 2U Rackmount 14 Bay Pro-Lite Video Recording Server Xeon SIlver 4110 96TB | Ea |  | 1 Year (5 Years) | 17028 | 6% | 16006.32
13092 | BCD | BCD214-PLVS-110-98T-14 | 2U Rackmount 14 Bay Pro-Lite Video Recording Server Xeon SIlver 4110 98TB | Ea |  | 1 Year (5 Years) | 19068 | 6% | 17923.92
13093 | BCD | BCD214-PLVS-110-D240 | 2U Rackmount 14 Bay Pro-Lite Video Recording Server Xeon SIlver 4110 Dual 240GB SSD | Ea |  | 1 Year (5 Years) | 9663 | 6% | 9083.22
13094 | BCD | BCD214-PVS-110-100T-10 | 2U Rackmount 14 Bay Professional Video Recording Server Xeon SIlver 4110 100TB | Ea |  | 1 Year (5 Years) | 19663 | 6% | 18483.22
13095 | BCD | BCD214-PVS-110-104T-8 | 2U Rackmount 14 Bay Professional Video Recording Server Xeon SIlver 4110 104TB | Ea |  | 1 Year (5 Years) | 19014 | 6% | 17873.16
13096 | BCD | BCD214-PVS-110-108T-12 | 2U Rackmount 14 Bay Professional Video Recording Server Xeon SIlver 4110 108TB | Ea |  | 1 Year (5 Years) | 20406 | 6% | 19181.64
13097 | BCD | BCD214-PVS-110-10T-10 | 2U Rackmount 14 Bay Professional Video Recording Server Xeon SIlver 4110 10TB | Ea |  | 1 Year (5 Years) | 12122 | 6% | 11394.68
13098 | BCD | BCD214-PVS-110-110T-10 | 2U Rackmount 14 Bay Professional Video Recording Server Xeon SIlver 4110 110TB | Ea |  | 1 Year (5 Years) | 20500 | 6% | 19270
13099 | BCD | BCD214-PVS-110-112T-14 | 2U Rackmount 14 Bay Professional Video Recording Server Xeon SIlver 4110 112TB | Ea |  | 1 Year (5 Years) | 21771 | 6% | 20464.74
13100 | BCD | BCD214-PVS-110-112T-8 | 2U Rackmount 14 Bay Professional Video Recording Server Xeon SIlver 4110 112TB | Ea |  | 1 Year (5 Years) | 19609 | 6% | 18432.46
13101 | BCD | BCD214-PVS-110-120T-10 | 2U Rackmount 14 Bay Professional Video Recording Server Xeon SIlver 4110 120TB | Ea |  | 1 Year (5 Years) | 21338 | 6% | 20057.72
13102 | BCD | BCD214-PVS-110-120T-12 | 2U Rackmount 14 Bay Professional Video Recording Server Xeon SIlver 4110 120TB | Ea |  | 1 Year (5 Years) | 21419 | 6% | 20133.86
13103 | BCD | BCD214-PVS-110-126T-14 | 2U Rackmount 14 Bay Professional Video Recording Server Xeon SIlver 4110 126TB | Ea |  | 1 Year (5 Years) | 23082 | 6% | 21697.08
13104 | BCD | BCD214-PVS-110-12T-12 | 2U Rackmount 14 Bay Professional Video Recording Server Xeon SIlver 4110 12TB | Ea |  | 1 Year (5 Years) | 12298 | 6% | 11560.12
13105 | BCD | BCD214-PVS-110-12T-4 | 2U Rackmount 14 Bay Professional Video Recording Server Xeon SIlver 4110 12TB | Ea |  | 1 Year (5 Years) | 12217 | 6% | 11483.98
13106 | BCD | BCD214-PVS-110-130T-10 | 2U Rackmount 14 Bay Professional Video Recording Server Xeon SIlver 4110 130TB | Ea |  | 1 Year (5 Years) | 22176 | 6% | 20845.44
13107 | BCD | BCD214-PVS-110-132T-12 | 2U Rackmount 14 Bay Professional Video Recording Server Xeon SIlver 4110 132TB | Ea |  | 1 Year (5 Years) | 22433 | 6% | 21087.02
13108 | BCD | BCD214-PVS-110-140T-10 | 2U Rackmount 14 Bay Professional Video Recording Server Xeon SIlver 4110 140TB | Ea |  | 1 Year (5 Years) | 23014 | 6% | 21633.16
13109 | BCD | BCD214-PVS-110-140T-14 | 2U Rackmount 14 Bay Professional Video Recording Server Xeon SIlver 4110 140TB | Ea |  | 1 Year (5 Years) | 24392 | 6% | 22928.48
13110 | BCD | BCD214-PVS-110-144T-12 | 2U Rackmount 14 Bay Professional Video Recording Server Xeon SIlver 4110 144TB | Ea |  | 1 Year (5 Years) | 23446 | 6% | 22039.24
13111 | BCD | BCD214-PVS-110-14T-14 | 2U Rackmount 14 Bay Professional Video Recording Server Xeon SIlver 4110 14TB | Ea |  | 1 Year (5 Years) | 12595 | 6% | 11839.3
13112 | BCD | BCD214-PVS-110-154T-14 | 2U Rackmount 14 Bay Professional Video Recording Server Xeon SIlver 4110 154TB | Ea |  | 1 Year (5 Years) | 25703 | 6% | 24160.82
13113 | BCD | BCD214-PVS-110-156T-12 | 2U Rackmount 14 Bay Professional Video Recording Server Xeon SIlver 4110 156TB | Ea |  | 1 Year (5 Years) | 24460 | 6% | 22992.4
13114 | BCD | BCD214-PVS-110-168T-12 | 2U Rackmount 14 Bay Professional Video Recording Server Xeon SIlver 4110 168TB | Ea |  | 1 Year (5 Years) | 25473 | 6% | 23944.62
13115 | BCD | BCD214-PVS-110-168T-14 | 2U Rackmount 14 Bay Professional Video Recording Server Xeon SIlver 4110 168TB | Ea |  | 1 Year (5 Years) | 27014 | 6% | 25393.16
13116 | BCD | BCD214-PVS-110-16T-4 | 2U Rackmount 14 Bay Professional Video Recording Server Xeon SIlver 4110 16TB | Ea |  | 1 Year (5 Years) | 12528 | 6% | 11776.32
13117 | BCD | BCD214-PVS-110-16T-8 | 2U Rackmount 14 Bay Professional Video Recording Server Xeon SIlver 4110 16TB | Ea |  | 1 Year (5 Years) | 12473 | 6% | 11724.62
13118 | BCD | BCD214-PVS-110-182T-14 | 2U Rackmount 14 Bay Professional Video Recording Server Xeon SIlver 4110 182TB | Ea |  | 1 Year (5 Years) | 28325 | 6% | 26625.5
13119 | BCD | BCD214-PVS-110-196T-14 | 2U Rackmount 14 Bay Professional Video Recording Server Xeon SIlver 4110 196TB | Ea |  | 1 Year (5 Years) | 29636 | 6% | 27857.84
13120 | BCD | BCD214-PVS-110-20T-10 | 2U Rackmount 14 Bay Professional Video Recording Server Xeon SIlver 4110 20TB | Ea |  | 1 Year (5 Years) | 12960 | 6% | 12182.4
13121 | BCD | BCD214-PVS-110-20T-4 | 2U Rackmount 14 Bay Professional Video Recording Server Xeon SIlver 4110 20TB | Ea |  | 1 Year (5 Years) | 12838 | 6% | 12067.72
13122 | BCD | BCD214-PVS-110-24T-12 | 2U Rackmount 14 Bay Professional Video Recording Server Xeon SIlver 4110 24TB | Ea |  | 1 Year (5 Years) | 13311 | 6% | 12512.34
13123 | BCD | BCD214-PVS-110-24T-4 | 2U Rackmount 14 Bay Professional Video Recording Server Xeon SIlver 4110 24TB | Ea |  | 1 Year (5 Years) | 13149 | 6% | 12360.06
13124 | BCD | BCD214-PVS-110-24T-8 | 2U Rackmount 14 Bay Professional Video Recording Server Xeon SIlver 4110 24TB | Ea |  | 1 Year (5 Years) | 13068 | 6% | 12283.92
13125 | BCD | BCD214-PVS-110-28T-14 | 2U Rackmount 14 Bay Professional Video Recording Server Xeon SIlver 4110 28TB | Ea |  | 1 Year (5 Years) | 13906 | 6% | 13071.64
13126 | BCD | BCD214-PVS-110-28T-4 | 2U Rackmount 14 Bay Professional Video Recording Server Xeon SIlver 4110 28TB | Ea |  | 1 Year (5 Years) | 13460 | 6% | 12652.4
13127 | BCD | BCD214-PVS-110-30T-10 | 2U Rackmount 14 Bay Professional Video Recording Server Xeon SIlver 4110 30TB | Ea |  | 1 Year (5 Years) | 13798 | 6% | 12970.12
13128 | BCD | BCD214-PVS-110-32T-4 | 2U Rackmount 14 Bay Professional Video Recording Server Xeon SIlver 4110 32TB | Ea |  | 1 Year (5 Years) | 13771 | 6% | 12944.74
13129 | BCD | BCD214-PVS-110-32T-8 | 2U Rackmount 14 Bay Professional Video Recording Server Xeon SIlver 4110 32TB | Ea |  | 1 Year (5 Years) | 13663 | 6% | 12843.22
13130 | BCD | BCD214-PVS-110-36T-12 | 2U Rackmount 14 Bay Professional Video Recording Server Xeon SIlver 4110 36TB | Ea |  | 1 Year (5 Years) | 14325 | 6% | 13465.5
13131 | BCD | BCD214-PVS-110-36T-4 | 2U Rackmount 14 Bay Professional Video Recording Server Xeon SIlver 4110 36TB | Ea |  | 1 Year (5 Years) | 14082 | 6% | 13237.08
13132 | BCD | BCD214-PVS-110-40T-10 | 2U Rackmount 14 Bay Professional Video Recording Server Xeon SIlver 4110 40TB | Ea |  | 1 Year (5 Years) | 14636 | 6% | 13757.84
13133 | BCD | BCD214-PVS-110-40T-4 | 2U Rackmount 14 Bay Professional Video Recording Server Xeon SIlver 4110 40TB | Ea |  | 1 Year (5 Years) | 14392 | 6% | 13528.48
13134 | BCD | BCD214-PVS-110-40T-8 | 2U Rackmount 14 Bay Professional Video Recording Server Xeon SIlver 4110 40TB | Ea |  | 1 Year (5 Years) | 14257 | 6% | 13401.58
13135 | BCD | BCD214-PVS-110-42T-14 | 2U Rackmount 14 Bay Professional Video Recording Server Xeon SIlver 4110 42TB | Ea |  | 1 Year (5 Years) | 15217 | 6% | 14303.98
13136 | BCD | BCD214-PVS-110-44T-4 | 2U Rackmount 14 Bay Professional Video Recording Server Xeon SIlver 4110 44TB | Ea |  | 1 Year (5 Years) | 14703 | 6% | 13820.82
13137 | BCD | BCD214-PVS-110-48T-12 | 2U Rackmount 14 Bay Professional Video Recording Server Xeon SIlver 4110 48TB | Ea |  | 1 Year (5 Years) | 15338 | 6% | 14417.72
13138 | BCD | BCD214-PVS-110-48T-4 | 2U Rackmount 14 Bay Professional Video Recording Server Xeon SIlver 4110 48TB | Ea |  | 1 Year (5 Years) | 15014 | 6% | 14113.16
13139 | BCD | BCD214-PVS-110-48T-8 | 2U Rackmount 14 Bay Professional Video Recording Server Xeon SIlver 4110 48TB | Ea |  | 1 Year (5 Years) | 14852 | 6% | 13960.88
13140 | BCD | BCD214-PVS-110-4T-4 | 2U Rackmount 14 Bay Professional Video Recording Server Xeon SIlver 4110 4TB | Ea |  | 1 Year (5 Years) | 11595 | 6% | 10899.3
13141 | BCD | BCD214-PVS-110-50T-10 | 2U Rackmount 14 Bay Professional Video Recording Server Xeon SIlver 4110 50TB | Ea |  | 1 Year (5 Years) | 15473 | 6% | 14544.62
13142 | BCD | BCD214-PVS-110-52T-4 | 2U Rackmount 14 Bay Professional Video Recording Server Xeon SIlver 4110 52TB | Ea |  | 1 Year (5 Years) | 15325 | 6% | 14405.5
13143 | BCD | BCD214-PVS-110-56T-14 | 2U Rackmount 14 Bay Professional Video Recording Server Xeon SIlver 4110 56TB | Ea |  | 1 Year (5 Years) | 16528 | 6% | 15536.32
13144 | BCD | BCD214-PVS-110-56T-4 | 2U Rackmount 14 Bay Professional Video Recording Server Xeon SIlver 4110 56TB | Ea |  | 1 Year (5 Years) | 15636 | 6% | 14697.84
13145 | BCD | BCD214-PVS-110-56T-8 | 2U Rackmount 14 Bay Professional Video Recording Server Xeon SIlver 4110 56TB | Ea |  | 1 Year (5 Years) | 15446 | 6% | 14519.24
13146 | BCD | BCD214-PVS-110-60T-10 | 2U Rackmount 14 Bay Professional Video Recording Server Xeon SIlver 4110 60TB | Ea |  | 1 Year (5 Years) | 16311 | 6% | 15332.34
13147 | BCD | BCD214-PVS-110-60T-12 | 2U Rackmount 14 Bay Professional Video Recording Server Xeon SIlver 4110 60TB | Ea |  | 1 Year (5 Years) | 16352 | 6% | 15370.88
13148 | BCD | BCD214-PVS-110-64T-8 | 2U Rackmount 14 Bay Professional Video Recording Server Xeon SIlver 4110 64TB | Ea |  | 1 Year (5 Years) | 16041 | 6% | 15078.54
13149 | BCD | BCD214-PVS-110-70T-10 | 2U Rackmount 14 Bay Professional Video Recording Server Xeon SIlver 4110 70TB | Ea |  | 1 Year (5 Years) | 17149 | 6% | 16120.06
13150 | BCD | BCD214-PVS-110-70T-14 | 2U Rackmount 14 Bay Professional Video Recording Server Xeon SIlver 4110 70TB | Ea |  | 1 Year (5 Years) | 17838 | 6% | 16767.72
13151 | BCD | BCD214-PVS-110-72T-12 | 2U Rackmount 14 Bay Professional Video Recording Server Xeon SIlver 4110 72TB | Ea |  | 1 Year (5 Years) | 17365 | 6% | 16323.1
13152 | BCD | BCD214-PVS-110-72T-8 | 2U Rackmount 14 Bay Professional Video Recording Server Xeon SIlver 4110 72TB | Ea |  | 1 Year (5 Years) | 16636 | 6% | 15637.84
13153 | BCD | BCD214-PVS-110-80T-10 | 2U Rackmount 14 Bay Professional Video Recording Server Xeon SIlver 4110 80TB | Ea |  | 1 Year (5 Years) | 17987 | 6% | 16907.78
13154 | BCD | BCD214-PVS-110-80T-8 | 2U Rackmount 14 Bay Professional Video Recording Server Xeon SIlver 4110 80TB | Ea |  | 1 Year (5 Years) | 17230 | 6% | 16196.2
13155 | BCD | BCD214-PVS-110-84T-12 | 2U Rackmount 14 Bay Professional Video Recording Server Xeon SIlver 4110 84TB | Ea |  | 1 Year (5 Years) | 18379 | 6% | 17276.26
13156 | BCD | BCD214-PVS-110-84T-14 | 2U Rackmount 14 Bay Professional Video Recording Server Xeon SIlver 4110 84TB | Ea |  | 1 Year (5 Years) | 19149 | 6% | 18000.06
13157 | BCD | BCD214-PVS-110-88T-8 | 2U Rackmount 14 Bay Professional Video Recording Server Xeon SIlver 4110 88TB | Ea |  | 1 Year (5 Years) | 17825 | 6% | 16755.5
13158 | BCD | BCD214-PVS-110-8T-4 | 2U Rackmount 14 Bay Professional Video Recording Server Xeon SIlver 4110 8TB | Ea |  | 1 Year (5 Years) | 11906 | 6% | 11191.64
13159 | BCD | BCD214-PVS-110-8T-8 | 2U Rackmount 14 Bay Professional Video Recording Server Xeon SIlver 4110 8TB | Ea |  | 1 Year (5 Years) | 11879 | 6% | 11166.26
13160 | BCD | BCD214-PVS-110-90T-10 | 2U Rackmount 14 Bay Professional Video Recording Server Xeon SIlver 4110 90TB | Ea |  | 1 Year (5 Years) | 18825 | 6% | 17695.5
13161 | BCD | BCD214-PVS-110-96T-12 | 2U Rackmount 14 Bay Professional Video Recording Server Xeon SIlver 4110 96TB | Ea |  | 1 Year (5 Years) | 19392 | 6% | 18228.48
13162 | BCD | BCD214-PVS-110-96T-8 | 2U Rackmount 14 Bay Professional Video Recording Server Xeon SIlver 4110 96TB | Ea |  | 1 Year (5 Years) | 18419 | 6% | 17313.86
13163 | BCD | BCD214-PVS-110-98T-14 | 2U Rackmount 14 Bay Professional Video Recording Server Xeon SIlver 4110 98TB | Ea |  | 1 Year (5 Years) | 20460 | 6% | 19232.4
13164 | BCD | BCD214-PVS-110-D240 | 2U Rackmount 14 Bay Professional Video Recording Server Xeon SIlver 4110 Dual 240GB SSD | Ea |  | 1 Year (5 Years) | 11055 | 6% | 10391.7
13165 | BCD | BCD214X-EVS-110-100T-10 | 2U Rackmount 14 Bay Professional Video Recording Server Dual Xeon SIlver 4110 100TB | Ea |  | 1 Year (5 Years) | 22909 | 6% | 21534.46
13166 | BCD | BCD214X-EVS-110-104T-8 | 2U Rackmount 14 Bay Professional Video Recording Server Dual Xeon SIlver 4110 104TB | Ea |  | 1 Year (5 Years) | 23990 | 6% | 22550.6
13167 | BCD | BCD214X-EVS-110-108T-12 | 2U Rackmount 14 Bay Professional Video Recording Server Dual Xeon SIlver 4110 108TB | Ea |  | 1 Year (5 Years) | 23422 | 6% | 22016.68
13168 | BCD | BCD214X-EVS-110-10T-10 | 2U Rackmount 14 Bay Professional Video Recording Server Dual Xeon SIlver 4110 10TB | Ea |  | 1 Year (5 Years) | 14395 | 6% | 13531.3
13169 | BCD | BCD214X-EVS-110-110T-10 | 2U Rackmount 14 Bay Professional Video Recording Server Dual Xeon SIlver 4110 110TB | Ea |  | 1 Year (5 Years) | 23855 | 6% | 22423.7
13170 | BCD | BCD214X-EVS-110-112T-8 | 2U Rackmount 14 Bay Professional Video Recording Server Dual Xeon SIlver 4110 112TB | Ea |  | 1 Year (5 Years) | 24800 | 6% | 23312
13171 | BCD | BCD214X-EVS-110-120T-10 | 2U Rackmount 14 Bay Professional Video Recording Server Dual Xeon SIlver 4110 120TB | Ea |  | 1 Year (5 Years) | 24800 | 6% | 23312
13172 | BCD | BCD214X-EVS-110-120T-12 | 2U Rackmount 14 Bay Professional Video Recording Server Dual Xeon SIlver 4110 120TB | Ea |  | 1 Year (5 Years) | 24530 | 6% | 23058.2
13173 | BCD | BCD214X-EVS-110-12T-12 | 2U Rackmount 14 Bay Professional Video Recording Server Dual Xeon SIlver 4110 12TB | Ea |  | 1 Year (5 Years) | 14557 | 6% | 13683.58
13174 | BCD | BCD214X-EVS-110-130T-10 | 2U Rackmount 14 Bay Professional Video Recording Server Dual Xeon SIlver 4110 110TB | Ea |  | 1 Year (5 Years) | 25746 | 6% | 24201.24
13175 | BCD | BCD214X-EVS-110-132T-12 | 2U Rackmount 14 Bay Professional Video Recording Server Dual Xeon SIlver 4110 132TB | Ea |  | 1 Year (5 Years) | 25638 | 6% | 24099.72
13176 | BCD | BCD214X-EVS-110-140T-10 | 2U Rackmount 14 Bay Professional Video Recording Server Dual Xeon SIlver 4110 120TB | Ea |  | 1 Year (5 Years) | 26692 | 6% | 25090.48
13177 | BCD | BCD214X-EVS-110-144T-12 | 2U Rackmount 14 Bay Professional Video Recording Server Dual Xeon SIlver 4110 144TB | Ea |  | 1 Year (5 Years) | 26746 | 6% | 25141.24
13178 | BCD | BCD214X-EVS-110-156T-12 | 2U Rackmount 14 Bay Professional Video Recording Server Dual Xeon SIlver 4110 156TB | Ea |  | 1 Year (5 Years) | 27855 | 6% | 26183.7
13179 | BCD | BCD214X-EVS-110-168T-12 | 2U Rackmount 14 Bay Professional Video Recording Server Dual Xeon SIlver 4110 168TB | Ea |  | 1 Year (5 Years) | 28963 | 6% | 27225.22
13180 | BCD | BCD214X-EVS-110-16T-8 | 2U Rackmount 14 Bay Professional Video Recording Server Dual Xeon SIlver 4110 16TB | Ea |  | 1 Year (5 Years) | 15071 | 6% | 14166.74
13181 | BCD | BCD214X-EVS-110-20T-10 | 2U Rackmount 14 Bay Professional Video Recording Server Dual Xeon SIlver 4110 20TB | Ea |  | 1 Year (5 Years) | 15341 | 6% | 14420.54
13182 | BCD | BCD214X-EVS-110-24T-12 | 2U Rackmount 14 Bay Professional Video Recording Server Dual Xeon SIlver 4110 24TB | Ea |  | 1 Year (5 Years) | 15665 | 6% | 14725.1
13183 | BCD | BCD214X-EVS-110-24T-8 | 2U Rackmount 14 Bay Professional Video Recording Server Dual Xeon SIlver 4110 24TB | Ea |  | 1 Year (5 Years) | 15882 | 6% | 14929.08
13184 | BCD | BCD214X-EVS-110-30T-10 | 2U Rackmount 14 Bay Professional Video Recording Server Dual Xeon SIlver 4110 30TB | Ea |  | 1 Year (5 Years) | 16287 | 6% | 15309.78
13185 | BCD | BCD214X-EVS-110-32T-8 | 2U Rackmount 14 Bay Professional Video Recording Server Dual Xeon SIlver 4110 32TB | Ea |  | 1 Year (5 Years) | 16692 | 6% | 15690.48
13186 | BCD | BCD214X-EVS-110-36T-12 | 2U Rackmount 14 Bay Professional Video Recording Server Dual Xeon SIlver 4110 36TB | Ea |  | 1 Year (5 Years) | 16773 | 6% | 15766.62
13187 | BCD | BCD214X-EVS-110-40T-10 | 2U Rackmount 14 Bay Professional Video Recording Server Dual Xeon SIlver 4110 40TB | Ea |  | 1 Year (5 Years) | 17233 | 6% | 16199.02
13188 | BCD | BCD214X-EVS-110-40T-8 | 2U Rackmount 14 Bay Professional Video Recording Server Dual Xeon SIlver 4110 40TB | Ea |  | 1 Year (5 Years) | 17503 | 6% | 16452.82
13189 | BCD | BCD214X-EVS-110-48T-12 | 2U Rackmount 14 Bay Professional Video Recording Server Dual Xeon SIlver 4110 48TB | Ea |  | 1 Year (5 Years) | 17882 | 6% | 16809.08
13190 | BCD | BCD214X-EVS-110-48T-8 | 2U Rackmount 14 Bay Professional Video Recording Server Dual Xeon SIlver 4110 48TB | Ea |  | 1 Year (5 Years) | 18314 | 6% | 17215.16
13191 | BCD | BCD214X-EVS-110-50T-10 | 2U Rackmount 14 Bay Professional Video Recording Server Dual Xeon SIlver 4110 50TB | Ea |  | 1 Year (5 Years) | 18179 | 6% | 17088.26
13192 | BCD | BCD214X-EVS-110-56T-8 | 2U Rackmount 14 Bay Professional Video Recording Server Dual Xeon SIlver 4110 56TB | Ea |  | 1 Year (5 Years) | 19125 | 6% | 17977.5
13193 | BCD | BCD214X-EVS-110-60T-10 | 2U Rackmount 14 Bay Professional Video Recording Server Dual Xeon SIlver 4110 60TB | Ea |  | 1 Year (5 Years) | 19125 | 6% | 17977.5
13194 | BCD | BCD214X-EVS-110-60T-12 | 2U Rackmount 14 Bay Professional Video Recording Server Dual Xeon SIlver 4110 60TB | Ea |  | 1 Year (5 Years) | 18990 | 6% | 17850.6
13195 | BCD | BCD214X-EVS-110-64T-8 | 2U Rackmount 14 Bay Professional Video Recording Server Dual Xeon SIlver 4110 64TB | Ea |  | 1 Year (5 Years) | 19936 | 6% | 18739.84
13196 | BCD | BCD214X-EVS-110-70T-10 | 2U Rackmount 14 Bay Professional Video Recording Server Dual Xeon SIlver 4110 70TB | Ea |  | 1 Year (5 Years) | 20071 | 6% | 18866.74
13197 | BCD | BCD214X-EVS-110-72T-12 | 2U Rackmount 14 Bay Professional Video Recording Server Dual Xeon SIlver 4110 72TB | Ea |  | 1 Year (5 Years) | 20098 | 6% | 18892.12
13198 | BCD | BCD214X-EVS-110-72T-8 | 2U Rackmount 14 Bay Professional Video Recording Server Dual Xeon SIlver 4110 72TB | Ea |  | 1 Year (5 Years) | 20746 | 6% | 19501.24
13199 | BCD | BCD214X-EVS-110-80T-10 | 2U Rackmount 14 Bay Professional Video Recording Server Dual Xeon SIlver 4110 80TB | Ea |  | 1 Year (5 Years) | 21017 | 6% | 19755.98
13200 | BCD | BCD214X-EVS-110-80T-8 | 2U Rackmount 14 Bay Professional Video Recording Server Dual Xeon SIlver 4110 80TB | Ea |  | 1 Year (5 Years) | 21557 | 6% | 20263.58
13201 | BCD | BCD214X-EVS-110-84T-12 | 2U Rackmount 14 Bay Professional Video Recording Server Dual Xeon SIlver 4110 84TB | Ea |  | 1 Year (5 Years) | 21206 | 6% | 19933.64
13202 | BCD | BCD214X-EVS-110-88T-8 | 2U Rackmount 14 Bay Professional Video Recording Server Dual Xeon SIlver 4110 88TB | Ea |  | 1 Year (5 Years) | 22368 | 6% | 21025.92
13203 | BCD | BCD214X-EVS-110-8T-8 | 2U Rackmount 14 Bay Professional Video Recording Server Dual Xeon SIlver 4110 8TB | Ea |  | 1 Year (5 Years) | 14260 | 6% | 13404.4
13204 | BCD | BCD214X-EVS-110-90T-10 | 2U Rackmount 14 Bay Professional Video Recording Server Dual Xeon SIlver 4110 90TB | Ea |  | 1 Year (5 Years) | 21963 | 6% | 20645.22
13205 | BCD | BCD214X-EVS-110-96T-12 | 2U Rackmount 14 Bay Professional Video Recording Server Dual Xeon SIlver 4110 96TB | Ea |  | 1 Year (5 Years) | 22314 | 6% | 20975.16
13206 | BCD | BCD214X-EVS-110-96T-8 | 2U Rackmount 14 Bay Professional Video Recording Server Dual Xeon SIlver 4110 96TB | Ea |  | 1 Year (5 Years) | 23179 | 6% | 21788.26
13207 | BCD | BCD214X-PLVS-110-100T-10 | 2U Rackmount 14 Bay Pro-Lite Video Recording Server Dual Xeon SIlver 4110 100TB | Ea |  | 1 Year (5 Years) | 20436 | 6% | 19209.84
13208 | BCD | BCD214X-PLVS-110-104T-8 | 2U Rackmount 14 Bay Pro-Lite Video Recording Server Dual Xeon SIlver 4110 104TB | Ea |  | 1 Year (5 Years) | 19787 | 6% | 18599.78
13209 | BCD | BCD214X-PLVS-110-108T-12 | 2U Rackmount 14 Bay Pro-Lite Video Recording Server Dual Xeon SIlver 4110 108TB | Ea |  | 1 Year (5 Years) | 21179 | 6% | 19908.26
13210 | BCD | BCD214X-PLVS-110-10T-10 | 2U Rackmount 14 Bay Pro-Lite Video Recording Server Dual Xeon SIlver 4110 10TB | Ea |  | 1 Year (5 Years) | 12895 | 6% | 12121.3
13211 | BCD | BCD214X-PLVS-110-110T-10 | 2U Rackmount 14 Bay Pro-Lite Video Recording Server Dual Xeon SIlver 4110 110TB | Ea |  | 1 Year (5 Years) | 21273 | 6% | 19996.62
13212 | BCD | BCD214X-PLVS-110-112T-14 | 2U Rackmount 14 Bay Pro-Lite Video Recording Server Dual Xeon SIlver 4110 112TB | Ea |  | 1 Year (5 Years) | 22544 | 6% | 21191.36
13213 | BCD | BCD214X-PLVS-110-112T-8 | 2U Rackmount 14 Bay Pro-Lite Video Recording Server Dual Xeon SIlver 4110 112TB | Ea |  | 1 Year (5 Years) | 20382 | 6% | 19159.08
13214 | BCD | BCD214X-PLVS-110-120T-10 | 2U Rackmount 14 Bay Pro-Lite Video Recording Server Dual Xeon SIlver 4110 120TB | Ea |  | 1 Year (5 Years) | 22111 | 6% | 20784.34
13215 | BCD | BCD214X-PLVS-110-120T-12 | 2U Rackmount 14 Bay Pro-Lite Video Recording Server Dual Xeon SIlver 4110 120TB | Ea |  | 1 Year (5 Years) | 22192 | 6% | 20860.48
13216 | BCD | BCD214X-PLVS-110-126T-14 | 2U Rackmount 14 Bay Pro-Lite Video Recording Server Dual Xeon SIlver 4110 126TB | Ea |  | 1 Year (5 Years) | 23855 | 6% | 22423.7
13217 | BCD | BCD214X-PLVS-110-12T-12 | 2U Rackmount 14 Bay Pro-Lite Video Recording Server Dual Xeon SIlver 4110 12TB | Ea |  | 1 Year (5 Years) | 13071 | 6% | 12286.74
13218 | BCD | BCD214X-PLVS-110-12T-4 | 2U Rackmount 14 Bay Pro-Lite Video Recording Server Dual Xeon SIlver 4110 12TB | Ea |  | 1 Year (5 Years) | 12990 | 6% | 12210.6
13219 | BCD | BCD214X-PLVS-110-130T-10 | 2U Rackmount 14 Bay Pro-Lite Video Recording Server Dual Xeon SIlver 4110 130TB | Ea |  | 1 Year (5 Years) | 22949 | 6% | 21572.06
13220 | BCD | BCD214X-PLVS-110-132T-12 | 2U Rackmount 14 Bay Pro-Lite Video Recording Server Dual Xeon SIlver 4110 132TB | Ea |  | 1 Year (5 Years) | 23206 | 6% | 21813.64
13221 | BCD | BCD214X-PLVS-110-140T-10 | 2U Rackmount 14 Bay Pro-Lite Video Recording Server Dual Xeon SIlver 4110 140TB | Ea |  | 1 Year (5 Years) | 23787 | 6% | 22359.78
13222 | BCD | BCD214X-PLVS-110-140T-14 | 2U Rackmount 14 Bay Pro-Lite Video Recording Server Dual Xeon SIlver 4110 140TB | Ea |  | 1 Year (5 Years) | 25165 | 6% | 23655.1
13223 | BCD | BCD214X-PLVS-110-144T-12 | 2U Rackmount 14 Bay Pro-Lite Video Recording Server Dual Xeon SIlver 4110 144TB | Ea |  | 1 Year (5 Years) | 24219 | 6% | 22765.86
13224 | BCD | BCD214X-PLVS-110-14T-14 | 2U Rackmount 14 Bay Pro-Lite Video Recording Server Dual Xeon SIlver 4110 14TB | Ea |  | 1 Year (5 Years) | 13368 | 6% | 12565.92
13225 | BCD | BCD214X-PLVS-110-154T-14 | 2U Rackmount 14 Bay Pro-Lite Video Recording Server Dual Xeon SIlver 4110 154TB | Ea |  | 1 Year (5 Years) | 26476 | 6% | 24887.44
13226 | BCD | BCD214X-PLVS-110-156T-12 | 2U Rackmount 14 Bay Pro-Lite Video Recording Server Dual Xeon SIlver 4110 156TB | Ea |  | 1 Year (5 Years) | 25233 | 6% | 23719.02
13227 | BCD | BCD214X-PLVS-110-168T-12 | 2U Rackmount 14 Bay Pro-Lite Video Recording Server Dual Xeon SIlver 4110 168TB | Ea |  | 1 Year (5 Years) | 26246 | 6% | 24671.24
13228 | BCD | BCD214X-PLVS-110-168T-14 | 2U Rackmount 14 Bay Pro-Lite Video Recording Server Dual Xeon SIlver 4110 168TB | Ea |  | 1 Year (5 Years) | 27787 | 6% | 26119.78
13229 | BCD | BCD214X-PLVS-110-16T-4 | 2U Rackmount 14 Bay Pro-Lite Video Recording Server Dual Xeon SIlver 4110 16TB | Ea |  | 1 Year (5 Years) | 13300 | 6% | 12502
13230 | BCD | BCD214X-PLVS-110-16T-8 | 2U Rackmount 14 Bay Pro-Lite Video Recording Server Dual Xeon SIlver 4110 16TB | Ea |  | 1 Year (5 Years) | 13246 | 6% | 12451.24
13231 | BCD | BCD214X-PLVS-110-182T-14 | 2U Rackmount 14 Bay Pro-Lite Video Recording Server Dual Xeon SIlver 4110 182TB | Ea |  | 1 Year (5 Years) | 29098 | 6% | 27352.12
13232 | BCD | BCD214X-PLVS-110-196T-14 | 2U Rackmount 14 Bay Pro-Lite Video Recording Server Dual Xeon SIlver 4110 196TB | Ea |  | 1 Year (5 Years) | 30409 | 6% | 28584.46
13233 | BCD | BCD214X-PLVS-110-20T-10 | 2U Rackmount 14 Bay Pro-Lite Video Recording Server Dual Xeon SIlver 4110 20TB | Ea |  | 1 Year (5 Years) | 13733 | 6% | 12909.02
13234 | BCD | BCD214X-PLVS-110-20T-4 | 2U Rackmount 14 Bay Pro-Lite Video Recording Server Dual Xeon SIlver 4110 20TB | Ea |  | 1 Year (5 Years) | 13611 | 6% | 12794.34
13235 | BCD | BCD214X-PLVS-110-24T-12 | 2U Rackmount 14 Bay Pro-Lite Video Recording Server Dual Xeon SIlver 4110 24TB | Ea |  | 1 Year (5 Years) | 14084 | 6% | 13238.96
13236 | BCD | BCD214X-PLVS-110-24T-4 | 2U Rackmount 14 Bay Pro-Lite Video Recording Server Dual Xeon SIlver 4110 24TB | Ea |  | 1 Year (5 Years) | 13922 | 6% | 13086.68
13237 | BCD | BCD214X-PLVS-110-24T-8 | 2U Rackmount 14 Bay Pro-Lite Video Recording Server Dual Xeon SIlver 4110 24TB | Ea |  | 1 Year (5 Years) | 13841 | 6% | 13010.54
13238 | BCD | BCD214X-PLVS-110-28T-14 | 2U Rackmount 14 Bay Pro-Lite Video Recording Server Dual Xeon SIlver 4110 28TB | Ea |  | 1 Year (5 Years) | 14679 | 6% | 13798.26
13239 | BCD | BCD214X-PLVS-110-28T-4 | 2U Rackmount 14 Bay Pro-Lite Video Recording Server Dual Xeon SIlver 4110 28TB | Ea |  | 1 Year (5 Years) | 14233 | 6% | 13379.02
13240 | BCD | BCD214X-PLVS-110-30T-10 | 2U Rackmount 14 Bay Pro-Lite Video Recording Server Dual Xeon SIlver 4110 30TB | Ea |  | 1 Year (5 Years) | 14571 | 6% | 13696.74
13241 | BCD | BCD214X-PLVS-110-32T-4 | 2U Rackmount 14 Bay Pro-Lite Video Recording Server Dual Xeon SIlver 4110 32TB | Ea |  | 1 Year (5 Years) | 14544 | 6% | 13671.36
13242 | BCD | BCD214X-PLVS-110-32T-8 | 2U Rackmount 14 Bay Pro-Lite Video Recording Server Dual Xeon SIlver 4110 32TB | Ea |  | 1 Year (5 Years) | 14436 | 6% | 13569.84
13243 | BCD | BCD214X-PLVS-110-36T-12 | 2U Rackmount 14 Bay Pro-Lite Video Recording Server Dual Xeon SIlver 4110 36TB | Ea |  | 1 Year (5 Years) | 15098 | 6% | 14192.12
13244 | BCD | BCD214X-PLVS-110-36T-4 | 2U Rackmount 14 Bay Pro-Lite Video Recording Server Dual Xeon SIlver 4110 36TB | Ea |  | 1 Year (5 Years) | 14855 | 6% | 13963.7
13245 | BCD | BCD214X-PLVS-110-40T-10 | 2U Rackmount 14 Bay Pro-Lite Video Recording Server Dual Xeon SIlver 4110 40TB | Ea |  | 1 Year (5 Years) | 15409 | 6% | 14484.46
13246 | BCD | BCD214X-PLVS-110-40T-4 | 2U Rackmount 14 Bay Pro-Lite Video Recording Server Dual Xeon SIlver 4110 40TB | Ea |  | 1 Year (5 Years) | 15165 | 6% | 14255.1
13247 | BCD | BCD214X-PLVS-110-40T-8 | 2U Rackmount 14 Bay Pro-Lite Video Recording Server Dual Xeon SIlver 4110 40TB | Ea |  | 1 Year (5 Years) | 15030 | 6% | 14128.2
13248 | BCD | BCD214X-PLVS-110-42T-14 | 2U Rackmount 14 Bay Pro-Lite Video Recording Server Dual Xeon SIlver 4110 42TB | Ea |  | 1 Year (5 Years) | 15990 | 6% | 15030.6
13249 | BCD | BCD214X-PLVS-110-44T-4 | 2U Rackmount 14 Bay Pro-Lite Video Recording Server Dual Xeon SIlver 4110 44TB | Ea |  | 1 Year (5 Years) | 15476 | 6% | 14547.44
13250 | BCD | BCD214X-PLVS-110-48T-12 | 2U Rackmount 14 Bay Pro-Lite Video Recording Server Dual Xeon SIlver 4110 48TB | Ea |  | 1 Year (5 Years) | 16111 | 6% | 15144.34
13251 | BCD | BCD214X-PLVS-110-48T-4 | 2U Rackmount 14 Bay Pro-Lite Video Recording Server Dual Xeon SIlver 4110 48TB | Ea |  | 1 Year (5 Years) | 15787 | 6% | 14839.78
13252 | BCD | BCD214X-PLVS-110-48T-8 | 2U Rackmount 14 Bay Pro-Lite Video Recording Server Dual Xeon SIlver 4110 48TB | Ea |  | 1 Year (5 Years) | 15625 | 6% | 14687.5
13253 | BCD | BCD214X-PLVS-110-4T-4 | 2U Rackmount 14 Bay Pro-Lite Video Recording Server Dual Xeon SIlver 4110 4TB | Ea |  | 1 Year (5 Years) | 12368 | 6% | 11625.92
13254 | BCD | BCD214X-PLVS-110-50T-10 | 2U Rackmount 14 Bay Pro-Lite Video Recording Server Dual Xeon SIlver 4110 50TB | Ea |  | 1 Year (5 Years) | 16246 | 6% | 15271.24
13255 | BCD | BCD214X-PLVS-110-52T-4 | 2U Rackmount 14 Bay Pro-Lite Video Recording Server Dual Xeon SIlver 4110 52TB | Ea |  | 1 Year (5 Years) | 16098 | 6% | 15132.12
13256 | BCD | BCD214X-PLVS-110-56T-14 | 2U Rackmount 14 Bay Pro-Lite Video Recording Server Dual Xeon SIlver 4110 56TB | Ea |  | 1 Year (5 Years) | 17300 | 6% | 16262
13257 | BCD | BCD214X-PLVS-110-56T-4 | 2U Rackmount 14 Bay Pro-Lite Video Recording Server Dual Xeon SIlver 4110 56TB | Ea |  | 1 Year (5 Years) | 16409 | 6% | 15424.46
13258 | BCD | BCD214X-PLVS-110-56T-8 | 2U Rackmount 14 Bay Pro-Lite Video Recording Server Dual Xeon SIlver 4110 56TB | Ea |  | 1 Year (5 Years) | 16219 | 6% | 15245.86
13259 | BCD | BCD214X-PLVS-110-60T-10 | 2U Rackmount 14 Bay Pro-Lite Video Recording Server Dual Xeon SIlver 4110 60TB | Ea |  | 1 Year (5 Years) | 17084 | 6% | 16058.96
13260 | BCD | BCD214X-PLVS-110-60T-12 | 2U Rackmount 14 Bay Pro-Lite Video Recording Server Dual Xeon SIlver 4110 60TB | Ea |  | 1 Year (5 Years) | 17125 | 6% | 16097.5
13261 | BCD | BCD214X-PLVS-110-64T-8 | 2U Rackmount 14 Bay Pro-Lite Video Recording Server Dual Xeon SIlver 4110 64TB | Ea |  | 1 Year (5 Years) | 16814 | 6% | 15805.16
13262 | BCD | BCD214X-PLVS-110-70T-10 | 2U Rackmount 14 Bay Pro-Lite Video Recording Server Dual Xeon SIlver 4110 70TB | Ea |  | 1 Year (5 Years) | 17922 | 6% | 16846.68
13263 | BCD | BCD214X-PLVS-110-70T-14 | 2U Rackmount 14 Bay Pro-Lite Video Recording Server Dual Xeon SIlver 4110 70TB | Ea |  | 1 Year (5 Years) | 18611 | 6% | 17494.34
13264 | BCD | BCD214X-PLVS-110-72T-12 | 2U Rackmount 14 Bay Pro-Lite Video Recording Server Dual Xeon SIlver 4110 72TB | Ea |  | 1 Year (5 Years) | 18138 | 6% | 17049.72
13265 | BCD | BCD214X-PLVS-110-72T-8 | 2U Rackmount 14 Bay Pro-Lite Video Recording Server Dual Xeon SIlver 4110 72TB | Ea |  | 1 Year (5 Years) | 17409 | 6% | 16364.46
13266 | BCD | BCD214X-PLVS-110-80T-10 | 2U Rackmount 14 Bay Pro-Lite Video Recording Server Dual Xeon SIlver 4110 80TB | Ea |  | 1 Year (5 Years) | 18760 | 6% | 17634.4
13267 | BCD | BCD214X-PLVS-110-80T-8 | 2U Rackmount 14 Bay Pro-Lite Video Recording Server Dual Xeon SIlver 4110 80TB | Ea |  | 1 Year (5 Years) | 18003 | 6% | 16922.82
13268 | BCD | BCD214X-PLVS-110-84T-12 | 2U Rackmount 14 Bay Pro-Lite Video Recording Server Dual Xeon SIlver 4110 84TB | Ea |  | 1 Year (5 Years) | 19152 | 6% | 18002.88
13269 | BCD | BCD214X-PLVS-110-84T-14 | 2U Rackmount 14 Bay Pro-Lite Video Recording Server Dual Xeon SIlver 4110 84TB | Ea |  | 1 Year (5 Years) | 19922 | 6% | 18726.68
13270 | BCD | BCD214X-PLVS-110-88T-8 | 2U Rackmount 14 Bay Pro-Lite Video Recording Server Dual Xeon SIlver 4110 88TB | Ea |  | 1 Year (5 Years) | 18598 | 6% | 17482.12
13271 | BCD | BCD214X-PLVS-110-8T-4 | 2U Rackmount 14 Bay Pro-Lite Video Recording Server Dual Xeon SIlver 4110 8TB | Ea |  | 1 Year (5 Years) | 12679 | 6% | 11918.26
13272 | BCD | BCD214X-PLVS-110-8T-8 | 2U Rackmount 14 Bay Pro-Lite Video Recording Server Dual Xeon SIlver 4110 8TB | Ea |  | 1 Year (5 Years) | 12652 | 6% | 11892.88
13273 | BCD | BCD214X-PLVS-110-90T-10 | 2U Rackmount 14 Bay Pro-Lite Video Recording Server Dual Xeon SIlver 4110 90TB | Ea |  | 1 Year (5 Years) | 19598 | 6% | 18422.12
13274 | BCD | BCD214X-PLVS-110-96T-12 | 2U Rackmount 14 Bay Pro-Lite Video Recording Server Dual Xeon SIlver 4110 96TB | Ea |  | 1 Year (5 Years) | 20165 | 6% | 18955.1
13275 | BCD | BCD214X-PLVS-110-96T-8 | 2U Rackmount 14 Bay Pro-Lite Video Recording Server Dual Xeon SIlver 4110 96TB | Ea |  | 1 Year (5 Years) | 19192 | 6% | 18040.48
13276 | BCD | BCD214X-PLVS-110-98T-14 | 2U Rackmount 14 Bay Pro-Lite Video Recording Server Dual Xeon SIlver 4110 98TB | Ea |  | 1 Year (5 Years) | 21233 | 6% | 19959.02
13277 | BCD | BCD214X-PLVS-110-D240 | 2U Rackmount 14 Bay Pro-Lite Video Recording Server Dual Xeon SIlver 4110 Dual 240GB SSD | Ea |  | 1 Year (5 Years) | 12057 | 6% | 11333.58
13278 | BCD | BCD214X-PVS-110-100T-10 | 2U Rackmount 14 Bay Professional Video Recording Server Dual Xeon SIlver 4110 100TB | Ea |  | 1 Year (5 Years) | 21828 | 6% | 20518.32
13279 | BCD | BCD214X-PVS-110-104T-8 | 2U Rackmount 14 Bay Professional Video Recording Server Dual Xeon SIlver 4110 104TB | Ea |  | 1 Year (5 Years) | 21179 | 6% | 19908.26
13280 | BCD | BCD214X-PVS-110-108T-12 | 2U Rackmount 14 Bay Professional Video Recording Server Dual Xeon SIlver 4110 108TB | Ea |  | 1 Year (5 Years) | 22571 | 6% | 21216.74
13281 | BCD | BCD214X-PVS-110-10T-10 | 2U Rackmount 14 Bay Professional Video Recording Server Dual Xeon SIlver 4110 10TB | Ea |  | 1 Year (5 Years) | 14287 | 6% | 13429.78
13282 | BCD | BCD214X-PVS-110-110T-10 | 2U Rackmount 14 Bay Professional Video Recording Server Dual Xeon SIlver 4110 110TB | Ea |  | 1 Year (5 Years) | 22665 | 6% | 21305.1
13283 | BCD | BCD214X-PVS-110-112T-14 | 2U Rackmount 14 Bay Professional Video Recording Server Dual Xeon SIlver 4110 112TB | Ea |  | 1 Year (5 Years) | 23936 | 6% | 22499.84
13284 | BCD | BCD214X-PVS-110-112T-8 | 2U Rackmount 14 Bay Professional Video Recording Server Dual Xeon SIlver 4110 112TB | Ea |  | 1 Year (5 Years) | 21773 | 6% | 20466.62
13285 | BCD | BCD214X-PVS-110-120T-10 | 2U Rackmount 14 Bay Professional Video Recording Server Dual Xeon SIlver 4110 120TB | Ea |  | 1 Year (5 Years) | 23503 | 6% | 22092.82
13286 | BCD | BCD214X-PVS-110-120T-12 | 2U Rackmount 14 Bay Professional Video Recording Server Dual Xeon SIlver 4110 120TB | Ea |  | 1 Year (5 Years) | 23584 | 6% | 22168.96
13287 | BCD | BCD214X-PVS-110-126T-14 | 2U Rackmount 14 Bay Professional Video Recording Server Dual Xeon SIlver 4110 126TB | Ea |  | 1 Year (5 Years) | 25246 | 6% | 23731.24
13288 | BCD | BCD214X-PVS-110-12T-12 | 2U Rackmount 14 Bay Professional Video Recording Server Dual Xeon SIlver 4110 12TB | Ea |  | 1 Year (5 Years) | 14463 | 6% | 13595.22
13289 | BCD | BCD214X-PVS-110-12T-4 | 2U Rackmount 14 Bay Professional Video Recording Server Dual Xeon SIlver 4110 12TB | Ea |  | 1 Year (5 Years) | 14382 | 6% | 13519.08
13290 | BCD | BCD214X-PVS-110-130T-10 | 2U Rackmount 14 Bay Professional Video Recording Server Dual Xeon SIlver 4110 130TB | Ea |  | 1 Year (5 Years) | 24341 | 6% | 22880.54
13291 | BCD | BCD214X-PVS-110-132T-12 | 2U Rackmount 14 Bay Professional Video Recording Server Dual Xeon SIlver 4110 132TB | Ea |  | 1 Year (5 Years) | 24598 | 6% | 23122.12
13292 | BCD | BCD214X-PVS-110-140T-10 | 2U Rackmount 14 Bay Professional Video Recording Server Dual Xeon SIlver 4110 140TB | Ea |  | 1 Year (5 Years) | 25179 | 6% | 23668.26
13293 | BCD | BCD214X-PVS-110-140T-14 | 2U Rackmount 14 Bay Professional Video Recording Server Dual Xeon SIlver 4110 140TB | Ea |  | 1 Year (5 Years) | 26557 | 6% | 24963.58
13294 | BCD | BCD214X-PVS-110-144T-12 | 2U Rackmount 14 Bay Professional Video Recording Server Dual Xeon SIlver 4110 144TB | Ea |  | 1 Year (5 Years) | 25611 | 6% | 24074.34
13295 | BCD | BCD214X-PVS-110-14T-14 | 2U Rackmount 14 Bay Professional Video Recording Server Dual Xeon SIlver 4110 14TB | Ea |  | 1 Year (5 Years) | 14760 | 6% | 13874.4
13296 | BCD | BCD214X-PVS-110-154T-14 | 2U Rackmount 14 Bay Professional Video Recording Server Dual Xeon SIlver 4110 154TB | Ea |  | 1 Year (5 Years) | 27868 | 6% | 26195.92
13297 | BCD | BCD214X-PVS-110-156T-12 | 2U Rackmount 14 Bay Professional Video Recording Server Dual Xeon SIlver 4110 156TB | Ea |  | 1 Year (5 Years) | 26625 | 6% | 25027.5
13298 | BCD | BCD214X-PVS-110-168T-12 | 2U Rackmount 14 Bay Professional Video Recording Server Dual Xeon SIlver 4110 168TB | Ea |  | 1 Year (5 Years) | 27638 | 6% | 25979.72
13299 | BCD | BCD214X-PVS-110-168T-14 | 2U Rackmount 14 Bay Professional Video Recording Server Dual Xeon SIlver 4110 168TB | Ea |  | 1 Year (5 Years) | 29179 | 6% | 27428.26
13300 | BCD | BCD214X-PVS-110-16T-4 | 2U Rackmount 14 Bay Professional Video Recording Server Dual Xeon SIlver 4110 16TB | Ea |  | 1 Year (5 Years) | 14692 | 6% | 13810.48
13301 | BCD | BCD214X-PVS-110-16T-8 | 2U Rackmount 14 Bay Professional Video Recording Server Dual Xeon SIlver 4110 16TB | Ea |  | 1 Year (5 Years) | 14638 | 6% | 13759.72
13302 | BCD | BCD214X-PVS-110-182T-14 | 2U Rackmount 14 Bay Professional Video Recording Server Dual Xeon SIlver 4110 182TB | Ea |  | 1 Year (5 Years) | 30490 | 6% | 28660.6
13303 | BCD | BCD214X-PVS-110-196T-14 | 2U Rackmount 14 Bay Professional Video Recording Server Dual Xeon SIlver 4110 196TB | Ea |  | 1 Year (5 Years) | 31800 | 6% | 29892
13304 | BCD | BCD214X-PVS-110-20T-10 | 2U Rackmount 14 Bay Professional Video Recording Server Dual Xeon SIlver 4110 20TB | Ea |  | 1 Year (5 Years) | 15125 | 6% | 14217.5
13305 | BCD | BCD214X-PVS-110-20T-4 | 2U Rackmount 14 Bay Professional Video Recording Server Dual Xeon SIlver 4110 20TB | Ea |  | 1 Year (5 Years) | 15003 | 6% | 14102.82
13306 | BCD | BCD214X-PVS-110-24T-12 | 2U Rackmount 14 Bay Professional Video Recording Server Dual Xeon SIlver 4110 24TB | Ea |  | 1 Year (5 Years) | 15476 | 6% | 14547.44
13307 | BCD | BCD214X-PVS-110-24T-4 | 2U Rackmount 14 Bay Professional Video Recording Server Dual Xeon SIlver 4110 24TB | Ea |  | 1 Year (5 Years) | 15314 | 6% | 14395.16
13308 | BCD | BCD214X-PVS-110-24T-8 | 2U Rackmount 14 Bay Professional Video Recording Server Dual Xeon SIlver 4110 24TB | Ea |  | 1 Year (5 Years) | 15233 | 6% | 14319.02
13309 | BCD | BCD214X-PVS-110-28T-14 | 2U Rackmount 14 Bay Professional Video Recording Server Dual Xeon SIlver 4110 28TB | Ea |  | 1 Year (5 Years) | 16071 | 6% | 15106.74
13310 | BCD | BCD214X-PVS-110-28T-4 | 2U Rackmount 14 Bay Professional Video Recording Server Dual Xeon SIlver 4110 28TB | Ea |  | 1 Year (5 Years) | 15625 | 6% | 14687.5
13311 | BCD | BCD214X-PVS-110-30T-10 | 2U Rackmount 14 Bay Professional Video Recording Server Dual Xeon SIlver 4110 30TB | Ea |  | 1 Year (5 Years) | 15963 | 6% | 15005.22
13312 | BCD | BCD214X-PVS-110-32T-4 | 2U Rackmount 14 Bay Professional Video Recording Server Dual Xeon SIlver 4110 32TB | Ea |  | 1 Year (5 Years) | 15936 | 6% | 14979.84
13313 | BCD | BCD214X-PVS-110-32T-8 | 2U Rackmount 14 Bay Professional Video Recording Server Dual Xeon SIlver 4110 32TB | Ea |  | 1 Year (5 Years) | 15828 | 6% | 14878.32
13314 | BCD | BCD214X-PVS-110-36T-12 | 2U Rackmount 14 Bay Professional Video Recording Server Dual Xeon SIlver 4110 36TB | Ea |  | 1 Year (5 Years) | 16490 | 6% | 15500.6
13315 | BCD | BCD214X-PVS-110-36T-4 | 2U Rackmount 14 Bay Professional Video Recording Server Dual Xeon SIlver 4110 36TB | Ea |  | 1 Year (5 Years) | 16246 | 6% | 15271.24
13316 | BCD | BCD214X-PVS-110-40T-10 | 2U Rackmount 14 Bay Professional Video Recording Server Dual Xeon SIlver 4110 40TB | Ea |  | 1 Year (5 Years) | 16800 | 6% | 15792
13317 | BCD | BCD214X-PVS-110-40T-4 | 2U Rackmount 14 Bay Professional Video Recording Server Dual Xeon SIlver 4110 40TB | Ea |  | 1 Year (5 Years) | 16557 | 6% | 15563.58
13318 | BCD | BCD214X-PVS-110-40T-8 | 2U Rackmount 14 Bay Professional Video Recording Server Dual Xeon SIlver 4110 40TB | Ea |  | 1 Year (5 Years) | 16422 | 6% | 15436.68
13319 | BCD | BCD214X-PVS-110-42T-14 | 2U Rackmount 14 Bay Professional Video Recording Server Dual Xeon SIlver 4110 42TB | Ea |  | 1 Year (5 Years) | 17382 | 6% | 16339.08
13320 | BCD | BCD214X-PVS-110-44T-4 | 2U Rackmount 14 Bay Professional Video Recording Server Dual Xeon SIlver 4110 44TB | Ea |  | 1 Year (5 Years) | 16868 | 6% | 15855.92
13321 | BCD | BCD214X-PVS-110-48T-12 | 2U Rackmount 14 Bay Professional Video Recording Server Dual Xeon SIlver 4110 48TB | Ea |  | 1 Year (5 Years) | 17503 | 6% | 16452.82
13322 | BCD | BCD214X-PVS-110-48T-4 | 2U Rackmount 14 Bay Professional Video Recording Server Dual Xeon SIlver 4110 48TB | Ea |  | 1 Year (5 Years) | 17179 | 6% | 16148.26
13323 | BCD | BCD214X-PVS-110-48T-8 | 2U Rackmount 14 Bay Professional Video Recording Server Dual Xeon SIlver 4110 48TB | Ea |  | 1 Year (5 Years) | 17017 | 6% | 15995.98
13324 | BCD | BCD214X-PVS-110-4T-4 | 2U Rackmount 14 Bay Professional Video Recording Server Dual Xeon SIlver 4110 4TB | Ea |  | 1 Year (5 Years) | 13760 | 6% | 12934.4
13325 | BCD | BCD214X-PVS-110-50T-10 | 2U Rackmount 14 Bay Professional Video Recording Server Dual Xeon SIlver 4110 50TB | Ea |  | 1 Year (5 Years) | 17638 | 6% | 16579.72
13326 | BCD | BCD214X-PVS-110-52T-4 | 2U Rackmount 14 Bay Professional Video Recording Server Dual Xeon SIlver 4110 52TB | Ea |  | 1 Year (5 Years) | 17490 | 6% | 16440.6
13327 | BCD | BCD214X-PVS-110-56T-14 | 2U Rackmount 14 Bay Professional Video Recording Server Dual Xeon SIlver 4110 56TB | Ea |  | 1 Year (5 Years) | 18692 | 6% | 17570.48
13328 | BCD | BCD214X-PVS-110-56T-4 | 2U Rackmount 14 Bay Professional Video Recording Server Dual Xeon SIlver 4110 56TB | Ea |  | 1 Year (5 Years) | 17800 | 6% | 16732
13329 | BCD | BCD214X-PVS-110-56T-8 | 2U Rackmount 14 Bay Professional Video Recording Server Dual Xeon SIlver 4110 56TB | Ea |  | 1 Year (5 Years) | 17611 | 6% | 16554.34
13330 | BCD | BCD214X-PVS-110-60T-10 | 2U Rackmount 14 Bay Professional Video Recording Server Dual Xeon SIlver 4110 60TB | Ea |  | 1 Year (5 Years) | 18476 | 6% | 17367.44
13331 | BCD | BCD214X-PVS-110-60T-12 | 2U Rackmount 14 Bay Professional Video Recording Server Dual Xeon SIlver 4110 60TB | Ea |  | 1 Year (5 Years) | 18517 | 6% | 17405.98
13332 | BCD | BCD214X-PVS-110-64T-8 | 2U Rackmount 14 Bay Professional Video Recording Server Dual Xeon SIlver 4110 64TB | Ea |  | 1 Year (5 Years) | 18206 | 6% | 17113.64
13333 | BCD | BCD214X-PVS-110-70T-10 | 2U Rackmount 14 Bay Professional Video Recording Server Dual Xeon SIlver 4110 70TB | Ea |  | 1 Year (5 Years) | 19314 | 6% | 18155.16
13334 | BCD | BCD214X-PVS-110-70T-14 | 2U Rackmount 14 Bay Professional Video Recording Server Dual Xeon SIlver 4110 70TB | Ea |  | 1 Year (5 Years) | 20003 | 6% | 18802.82
13335 | BCD | BCD214X-PVS-110-72T-12 | 2U Rackmount 14 Bay Professional Video Recording Server Dual Xeon SIlver 4110 72TB | Ea |  | 1 Year (5 Years) | 19530 | 6% | 18358.2
13336 | BCD | BCD214X-PVS-110-72T-8 | 2U Rackmount 14 Bay Professional Video Recording Server Dual Xeon SIlver 4110 72TB | Ea |  | 1 Year (5 Years) | 18800 | 6% | 17672
13337 | BCD | BCD214X-PVS-110-80T-10 | 2U Rackmount 14 Bay Professional Video Recording Server Dual Xeon SIlver 4110 80TB | Ea |  | 1 Year (5 Years) | 20152 | 6% | 18942.88
13338 | BCD | BCD214X-PVS-110-80T-8 | 2U Rackmount 14 Bay Professional Video Recording Server Dual Xeon SIlver 4110 80TB | Ea |  | 1 Year (5 Years) | 19395 | 6% | 18231.3
13339 | BCD | BCD214X-PVS-110-84T-12 | 2U Rackmount 14 Bay Professional Video Recording Server Dual Xeon SIlver 4110 84TB | Ea |  | 1 Year (5 Years) | 20544 | 6% | 19311.36
13340 | BCD | BCD214X-PVS-110-84T-14 | 2U Rackmount 14 Bay Professional Video Recording Server Dual Xeon SIlver 4110 84TB | Ea |  | 1 Year (5 Years) | 21314 | 6% | 20035.16
13341 | BCD | BCD214X-PVS-110-88T-8 | 2U Rackmount 14 Bay Professional Video Recording Server Dual Xeon SIlver 4110 88TB | Ea |  | 1 Year (5 Years) | 19990 | 6% | 18790.6
13342 | BCD | BCD214X-PVS-110-8T-4 | 2U Rackmount 14 Bay Professional Video Recording Server Dual Xeon SIlver 4110 8TB | Ea |  | 1 Year (5 Years) | 14071 | 6% | 13226.74
13343 | BCD | BCD214X-PVS-110-8T-8 | 2U Rackmount 14 Bay Professional Video Recording Server Dual Xeon SIlver 4110 8TB | Ea |  | 1 Year (5 Years) | 14044 | 6% | 13201.36
13344 | BCD | BCD214X-PVS-110-90T-10 | 2U Rackmount 14 Bay Professional Video Recording Server Dual Xeon SIlver 4110 90TB | Ea |  | 1 Year (5 Years) | 20990 | 6% | 19730.6
13345 | BCD | BCD214X-PVS-110-96T-12 | 2U Rackmount 14 Bay Professional Video Recording Server Dual Xeon SIlver 4110 96TB | Ea |  | 1 Year (5 Years) | 21557 | 6% | 20263.58
13346 | BCD | BCD214X-PVS-110-96T-8 | 2U Rackmount 14 Bay Professional Video Recording Server Dual Xeon SIlver 4110 96TB | Ea |  | 1 Year (5 Years) | 20584 | 6% | 19348.96
13347 | BCD | BCD214X-PVS-110-98T-14 | 2U Rackmount 14 Bay Professional Video Recording Server Dual Xeon SIlver 4110 98TB | Ea |  | 1 Year (5 Years) | 22625 | 6% | 21267.5
13348 | BCD | BCD214X-PVS-110-D240 | 2U Rackmount 14 Bay Professional Video Recording Server Dual Xeon SIlver 4110 Dual 240GB SSD | Ea |  | 1 Year (5 Years) | 13449 | 6% | 12642.06
13349 | BCD | BCD218-EVS-110-100T-10 | 2U Rackmount 18 Bay Enterprise Video Recording Server Xeon SIlver 4110 100TB | Ea |  | 1 Year (5 Years) | 22325 | 6% | 20985.5
13350 | BCD | BCD218-EVS-110-104T-8 | 2U Rackmount 18 Bay Enterprise Video Recording Server Xeon SIlver 4110 104TB | Ea |  | 1 Year (5 Years) | 23407 | 6% | 22002.58
13351 | BCD | BCD218-EVS-110-108T-12 | 2U Rackmount 18 Bay Enterprise Video Recording Server Xeon SIlver 4110 108TB | Ea |  | 1 Year (5 Years) | 22838 | 6% | 21467.72
13352 | BCD | BCD218-EVS-110-10T-10 | 2U Rackmount 18 Bay Enterprise Video Recording Server Xeon SIlver 4110 10TB | Ea |  | 1 Year (5 Years) | 13811 | 6% | 12982.34
13353 | BCD | BCD218-EVS-110-110T-10 | 2U Rackmount 18 Bay Enterprise Video Recording Server Xeon SIlver 4110 110TB | Ea |  | 1 Year (5 Years) | 23271 | 6% | 21874.74
13354 | BCD | BCD218-EVS-110-112T-8 | 2U Rackmount 18 Bay Enterprise Video Recording Server Xeon SIlver 4110 112TB | Ea |  | 1 Year (5 Years) | 24218 | 6% | 22764.92
13355 | BCD | BCD218-EVS-110-120T-10 | 2U Rackmount 18 Bay Enterprise Video Recording Server Xeon SIlver 4110 120TB | Ea |  | 1 Year (5 Years) | 24217 | 6% | 22763.98
13356 | BCD | BCD218-EVS-110-120T-12 | 2U Rackmount 18 Bay Enterprise Video Recording Server Xeon SIlver 4110 120TB | Ea |  | 1 Year (5 Years) | 23946 | 6% | 22509.24
13357 | BCD | BCD218-EVS-110-120T-8 | 2U Rackmount 18 Bay Enterprise Video Recording Server Xeon SIlver 4110 120TB | Ea |  | 1 Year (5 Years) | 25029 | 6% | 23527.26
13358 | BCD | BCD218-EVS-110-128T-8 | 2U Rackmount 18 Bay Enterprise Video Recording Server Xeon SIlver 4110 128TB | Ea |  | 1 Year (5 Years) | 25840 | 6% | 24289.6
13359 | BCD | BCD218-EVS-110-12T-12 | 2U Rackmount 18 Bay Enterprise Video Recording Server Xeon SIlver 4110 12TB | Ea |  | 1 Year (5 Years) | 13973 | 6% | 13134.62
13360 | BCD | BCD218-EVS-110-130T-10 | 2U Rackmount 18 Bay Enterprise Video Recording Server Xeon SIlver 4110 130TB | Ea |  | 1 Year (5 Years) | 25163 | 6% | 23653.22
13361 | BCD | BCD218-EVS-110-132T-12 | 2U Rackmount 18 Bay Enterprise Video Recording Server Xeon SIlver 4110 132TB | Ea |  | 1 Year (5 Years) | 25055 | 6% | 23551.7
13362 | BCD | BCD218-EVS-110-136T-8 | 2U Rackmount 18 Bay Enterprise Video Recording Server Xeon SIlver 4110 136TB | Ea |  | 1 Year (5 Years) | 26651 | 6% | 25051.94
13363 | BCD | BCD218-EVS-110-140T-10 | 2U Rackmount 18 Bay Enterprise Video Recording Server Xeon SIlver 4110 140TB | Ea |  | 1 Year (5 Years) | 26109 | 6% | 24542.46
13364 | BCD | BCD218-EVS-110-144T-12 | 2U Rackmount 18 Bay Enterprise Video Recording Server Xeon SIlver 4110 144TB | Ea |  | 1 Year (5 Years) | 26163 | 6% | 24593.22
13365 | BCD | BCD218-EVS-110-144T-8 | 2U Rackmount 18 Bay Enterprise Video Recording Server Xeon SIlver 4110 144TB | Ea |  | 1 Year (5 Years) | 27461 | 6% | 25813.34
13366 | BCD | BCD218-EVS-110-150T-10 | 2U Rackmount 18 Bay Enterprise Video Recording Server Xeon SIlver 4110 150TB | Ea |  | 1 Year (5 Years) | 27055 | 6% | 25431.7
13367 | BCD | BCD218-EVS-110-156T-12 | 2U Rackmount 18 Bay Enterprise Video Recording Server Xeon SIlver 4110 156TB | Ea |  | 1 Year (5 Years) | 27271 | 6% | 25634.74
13368 | BCD | BCD218-EVS-110-160T-10 | 2U Rackmount 18 Bay Enterprise Video Recording Server Xeon SIlver 4110 160TB | Ea |  | 1 Year (5 Years) | 28000 | 6% | 26320
13369 | BCD | BCD218-EVS-110-168T-12 | 2U Rackmount 18 Bay Enterprise Video Recording Server Xeon SIlver 4110 168TB | Ea |  | 1 Year (5 Years) | 28379 | 6% | 26676.26
13370 | BCD | BCD218-EVS-110-16T-8 | 2U Rackmount 18 Bay Enterprise Video Recording Server Xeon SIlver 4110 16TB | Ea |  | 1 Year (5 Years) | 14488 | 6% | 13618.72
13371 | BCD | BCD218-EVS-110-170T-10 | 2U Rackmount 18 Bay Enterprise Video Recording Server Xeon SIlver 4110 170TB | Ea |  | 1 Year (5 Years) | 28946 | 6% | 27209.24
13372 | BCD | BCD218-EVS-110-180T-10 | 2U Rackmount 18 Bay Enterprise Video Recording Server Xeon SIlver 4110 180TB | Ea |  | 1 Year (5 Years) | 29892 | 6% | 28098.48
13373 | BCD | BCD218-EVS-110-180T-12 | 2U Rackmount 18 Bay Enterprise Video Recording Server Xeon SIlver 4110 180TB | Ea |  | 1 Year (5 Years) | 29487 | 6% | 27717.78
13374 | BCD | BCD218-EVS-110-192T-12 | 2U Rackmount 18 Bay Enterprise Video Recording Server Xeon SIlver 4110 192TB | Ea |  | 1 Year (5 Years) | 30595 | 6% | 28759.3
13375 | BCD | BCD218-EVS-110-204T-12 | 2U Rackmount 18 Bay Enterprise Video Recording Server Xeon SIlver 4110 204TB | Ea |  | 1 Year (5 Years) | 31703 | 6% | 29800.82
13376 | BCD | BCD218-EVS-110-20T-10 | 2U Rackmount 18 Bay Enterprise Video Recording Server Xeon SIlver 4110 20TB | Ea |  | 1 Year (5 Years) | 14757 | 6% | 13871.58
13377 | BCD | BCD218-EVS-110-216T-12 | 2U Rackmount 18 Bay Enterprise Video Recording Server Xeon SIlver 4110 216TB | Ea |  | 1 Year (5 Years) | 32811 | 6% | 30842.34
13378 | BCD | BCD218-EVS-110-24T-12 | 2U Rackmount 18 Bay Enterprise Video Recording Server Xeon SIlver 4110 24TB | Ea |  | 1 Year (5 Years) | 15082 | 6% | 14177.08
13379 | BCD | BCD218-EVS-110-24T-8 | 2U Rackmount 18 Bay Enterprise Video Recording Server Xeon SIlver 4110 24TB | Ea |  | 1 Year (5 Years) | 15299 | 6% | 14381.06
13380 | BCD | BCD218-EVS-110-30T-10 | 2U Rackmount 18 Bay Enterprise Video Recording Server Xeon SIlver 4110 30TB | Ea |  | 1 Year (5 Years) | 15703 | 6% | 14760.82
13381 | BCD | BCD218-EVS-110-32T-8 | 2U Rackmount 18 Bay Enterprise Video Recording Server Xeon SIlver 4110 32TB | Ea |  | 1 Year (5 Years) | 16110 | 6% | 15143.4
13382 | BCD | BCD218-EVS-110-36T-12 | 2U Rackmount 18 Bay Enterprise Video Recording Server Xeon SIlver 4110 36TB | Ea |  | 1 Year (5 Years) | 16190 | 6% | 15218.6
13383 | BCD | BCD218-EVS-110-40T-10 | 2U Rackmount 18 Bay Enterprise Video Recording Server Xeon SIlver 4110 40TB | Ea |  | 1 Year (5 Years) | 16649 | 6% | 15650.06
13384 | BCD | BCD218-EVS-110-40T-8 | 2U Rackmount 18 Bay Enterprise Video Recording Server Xeon SIlver 4110 40TB | Ea |  | 1 Year (5 Years) | 16921 | 6% | 15905.74
13385 | BCD | BCD218-EVS-110-48T-12 | 2U Rackmount 18 Bay Enterprise Video Recording Server Xeon SIlver 4110 48TB | Ea |  | 1 Year (5 Years) | 17298 | 6% | 16260.12
13386 | BCD | BCD218-EVS-110-48T-8 | 2U Rackmount 18 Bay Enterprise Video Recording Server Xeon SIlver 4110 48TB | Ea |  | 1 Year (5 Years) | 17732 | 6% | 16668.08
13387 | BCD | BCD218-EVS-110-50T-10 | 2U Rackmount 18 Bay Enterprise Video Recording Server Xeon SIlver 4110 50TB | Ea |  | 1 Year (5 Years) | 17595 | 6% | 16539.3
13388 | BCD | BCD218-EVS-110-56T-8 | 2U Rackmount 18 Bay Enterprise Video Recording Server Xeon SIlver 4110 56TB | Ea |  | 1 Year (5 Years) | 18542 | 6% | 17429.48
13389 | BCD | BCD218-EVS-110-60T-10 | 2U Rackmount 18 Bay Enterprise Video Recording Server Xeon SIlver 4110 60TB | Ea |  | 1 Year (5 Years) | 18541 | 6% | 17428.54
13390 | BCD | BCD218-EVS-110-60T-12 | 2U Rackmount 18 Bay Enterprise Video Recording Server Xeon SIlver 4110 60TB | Ea |  | 1 Year (5 Years) | 18406 | 6% | 17301.64
13391 | BCD | BCD218-EVS-110-64T-8 | 2U Rackmount 18 Bay Enterprise Video Recording Server Xeon SIlver 4110 64TB | Ea |  | 1 Year (5 Years) | 19353 | 6% | 18191.82
13392 | BCD | BCD218-EVS-110-70T-10 | 2U Rackmount 18 Bay Enterprise Video Recording Server Xeon SIlver 4110 70TB | Ea |  | 1 Year (5 Years) | 19487 | 6% | 18317.78
13393 | BCD | BCD218-EVS-110-72T-12 | 2U Rackmount 18 Bay Enterprise Video Recording Server Xeon SIlver 4110 72TB | Ea |  | 1 Year (5 Years) | 19514 | 6% | 18343.16
13394 | BCD | BCD218-EVS-110-72T-8 | 2U Rackmount 18 Bay Enterprise Video Recording Server Xeon SIlver 4110 72TB | Ea |  | 1 Year (5 Years) | 20164 | 6% | 18954.16
13395 | BCD | BCD218-EVS-110-80T-10 | 2U Rackmount 18 Bay Enterprise Video Recording Server Xeon SIlver 4110 80TB | Ea |  | 1 Year (5 Years) | 20433 | 6% | 19207.02
13396 | BCD | BCD218-EVS-110-80T-8 | 2U Rackmount 18 Bay Enterprise Video Recording Server Xeon SIlver 4110 80TB | Ea |  | 1 Year (5 Years) | 20975 | 6% | 19716.5
13397 | BCD | BCD218-EVS-110-84T-12 | 2U Rackmount 18 Bay Enterprise Video Recording Server Xeon SIlver 4110 84TB | Ea |  | 1 Year (5 Years) | 20622 | 6% | 19384.68
13398 | BCD | BCD218-EVS-110-88T-8 | 2U Rackmount 18 Bay Enterprise Video Recording Server Xeon SIlver 4110 88TB | Ea |  | 1 Year (5 Years) | 21786 | 6% | 20478.84
13399 | BCD | BCD218-EVS-110-8T-8 | 2U Rackmount 18 Bay Enterprise Video Recording Server Xeon SIlver 4110 8TB | Ea |  | 1 Year (5 Years) | 13678 | 6% | 12857.32
13400 | BCD | BCD218-EVS-110-90T-10 | 2U Rackmount 18 Bay Enterprise Video Recording Server Xeon SIlver 4110 90TB | Ea |  | 1 Year (5 Years) | 21379 | 6% | 20096.26
13401 | BCD | BCD218-EVS-110-96T-12 | 2U Rackmount 18 Bay Enterprise Video Recording Server Xeon SIlver 4110 96TB | Ea |  | 1 Year (5 Years) | 21730 | 6% | 20426.2
13402 | BCD | BCD218-EVS-110-96T-8 | 2U Rackmount 18 Bay Enterprise Video Recording Server Xeon SIlver 4110 96TB | Ea |  | 1 Year (5 Years) | 22597 | 6% | 21241.18
13403 | BCD | BCD218-EVS-116-100T-10 | 2U Rackmount 18 Bay Enterprise Video Recording Server Xeon SIlver 4116 100TB | Ea |  | 1 Year (5 Years) | 24690 | 6% | 23208.6
13404 | BCD | BCD218-EVS-116-104T-8 | 2U Rackmount 18 Bay Enterprise Video Recording Server Xeon SIlver 4116 104TB | Ea |  | 1 Year (5 Years) | 25772 | 6% | 24225.68
13405 | BCD | BCD218-EVS-116-108T-12 | 2U Rackmount 18 Bay Enterprise Video Recording Server Xeon SIlver 4116 108TB | Ea |  | 1 Year (5 Years) | 25203 | 6% | 23690.82
13406 | BCD | BCD218-EVS-116-10T-10 | 2U Rackmount 18 Bay Enterprise Video Recording Server Xeon SIlver 4116 10TB | Ea |  | 1 Year (5 Years) | 16176 | 6% | 15205.44
13407 | BCD | BCD218-EVS-116-110T-10 | 2U Rackmount 18 Bay Enterprise Video Recording Server Xeon SIlver 4116 110TB | Ea |  | 1 Year (5 Years) | 25636 | 6% | 24097.84
13408 | BCD | BCD218-EVS-116-112T-8 | 2U Rackmount 18 Bay Enterprise Video Recording Server Xeon SIlver 4116 112TB | Ea |  | 1 Year (5 Years) | 26583 | 6% | 24988.02
13409 | BCD | BCD218-EVS-116-120T-10 | 2U Rackmount 18 Bay Enterprise Video Recording Server Xeon SIlver 4116 120TB | Ea |  | 1 Year (5 Years) | 26582 | 6% | 24987.08
13410 | BCD | BCD218-EVS-116-120T-12 | 2U Rackmount 18 Bay Enterprise Video Recording Server Xeon SIlver 4116 120TB | Ea |  | 1 Year (5 Years) | 26311 | 6% | 24732.34
13411 | BCD | BCD218-EVS-116-120T-8 | 2U Rackmount 18 Bay Enterprise Video Recording Server Xeon SIlver 4116 120TB | Ea |  | 1 Year (5 Years) | 27394 | 6% | 25750.36
13412 | BCD | BCD218-EVS-116-128T-8 | 2U Rackmount 18 Bay Enterprise Video Recording Server Xeon SIlver 4116 128TB | Ea |  | 1 Year (5 Years) | 28205 | 6% | 26512.7
13413 | BCD | BCD218-EVS-116-12T-12 | 2U Rackmount 18 Bay Enterprise Video Recording Server Xeon SIlver 4116 12TB | Ea |  | 1 Year (5 Years) | 16338 | 6% | 15357.72
13414 | BCD | BCD218-EVS-116-130T-10 | 2U Rackmount 18 Bay Enterprise Video Recording Server Xeon SIlver 4116 130TB | Ea |  | 1 Year (5 Years) | 27528 | 6% | 25876.32
13415 | BCD | BCD218-EVS-116-132T-12 | 2U Rackmount 18 Bay Enterprise Video Recording Server Xeon SIlver 4116 132TB | Ea |  | 1 Year (5 Years) | 27419 | 6% | 25773.86
13416 | BCD | BCD218-EVS-116-136T-8 | 2U Rackmount 18 Bay Enterprise Video Recording Server Xeon SIlver 4116 136TB | Ea |  | 1 Year (5 Years) | 29015 | 6% | 27274.1
13417 | BCD | BCD218-EVS-116-140T-10 | 2U Rackmount 18 Bay Enterprise Video Recording Server Xeon SIlver 4116 140TB | Ea |  | 1 Year (5 Years) | 28473 | 6% | 26764.62
13418 | BCD | BCD218-EVS-116-144T-12 | 2U Rackmount 18 Bay Enterprise Video Recording Server Xeon SIlver 4116 144TB | Ea |  | 1 Year (5 Years) | 28528 | 6% | 26816.32
13419 | BCD | BCD218-EVS-116-144T-8 | 2U Rackmount 18 Bay Enterprise Video Recording Server Xeon SIlver 4116 144TB | Ea |  | 1 Year (5 Years) | 29826 | 6% | 28036.44
13420 | BCD | BCD218-EVS-116-150T-10 | 2U Rackmount 18 Bay Enterprise Video Recording Server Xeon SIlver 4116 150TB | Ea |  | 1 Year (5 Years) | 29419 | 6% | 27653.86
13421 | BCD | BCD218-EVS-116-156T-12 | 2U Rackmount 18 Bay Enterprise Video Recording Server Xeon SIlver 4116 156TB | Ea |  | 1 Year (5 Years) | 29636 | 6% | 27857.84
13422 | BCD | BCD218-EVS-116-160T-10 | 2U Rackmount 18 Bay Enterprise Video Recording Server Xeon SIlver 4116 160TB | Ea |  | 1 Year (5 Years) | 30365 | 6% | 28543.1
13423 | BCD | BCD218-EVS-116-168T-12 | 2U Rackmount 18 Bay Enterprise Video Recording Server Xeon SIlver 4116 168TB | Ea |  | 1 Year (5 Years) | 30744 | 6% | 28899.36
13424 | BCD | BCD218-EVS-116-16T-8 | 2U Rackmount 18 Bay Enterprise Video Recording Server Xeon SIlver 4116 16TB | Ea |  | 1 Year (5 Years) | 16853 | 6% | 15841.82
13425 | BCD | BCD218-EVS-116-170T-10 | 2U Rackmount 18 Bay Enterprise Video Recording Server Xeon SIlver 4116 170TB | Ea |  | 1 Year (5 Years) | 31311 | 6% | 29432.34
13426 | BCD | BCD218-EVS-116-180T-10 | 2U Rackmount 18 Bay Enterprise Video Recording Server Xeon SIlver 4116 180TB | Ea |  | 1 Year (5 Years) | 32257 | 6% | 30321.58
13427 | BCD | BCD218-EVS-116-180T-12 | 2U Rackmount 18 Bay Enterprise Video Recording Server Xeon SIlver 4116 180TB | Ea |  | 1 Year (5 Years) | 31852 | 6% | 29940.88
13428 | BCD | BCD218-EVS-116-192T-12 | 2U Rackmount 18 Bay Enterprise Video Recording Server Xeon SIlver 4116 192TB | Ea |  | 1 Year (5 Years) | 32960 | 6% | 30982.4
13429 | BCD | BCD218-EVS-116-204T-12 | 2U Rackmount 18 Bay Enterprise Video Recording Server Xeon SIlver 4116 204TB | Ea |  | 1 Year (5 Years) | 34068 | 6% | 32023.92
13430 | BCD | BCD218-EVS-116-20T-10 | 2U Rackmount 18 Bay Enterprise Video Recording Server Xeon SIlver 4116 20TB | Ea |  | 1 Year (5 Years) | 17122 | 6% | 16094.68
13431 | BCD | BCD218-EVS-116-216T-12 | 2U Rackmount 18 Bay Enterprise Video Recording Server Xeon SIlver 4116 216TB | Ea |  | 1 Year (5 Years) | 35176 | 6% | 33065.44
13432 | BCD | BCD218-EVS-116-24T-12 | 2U Rackmount 18 Bay Enterprise Video Recording Server Xeon SIlver 4116 24TB | Ea |  | 1 Year (5 Years) | 17446 | 6% | 16399.24
13433 | BCD | BCD218-EVS-116-24T-8 | 2U Rackmount 18 Bay Enterprise Video Recording Server Xeon SIlver 4116 24TB | Ea |  | 1 Year (5 Years) | 17664 | 6% | 16604.16
13434 | BCD | BCD218-EVS-116-30T-10 | 2U Rackmount 18 Bay Enterprise Video Recording Server Xeon SIlver 4116 30TB | Ea |  | 1 Year (5 Years) | 18068 | 6% | 16983.92
13435 | BCD | BCD218-EVS-116-32T-8 | 2U Rackmount 18 Bay Enterprise Video Recording Server Xeon SIlver 4116 32TB | Ea |  | 1 Year (5 Years) | 18475 | 6% | 17366.5
13436 | BCD | BCD218-EVS-116-36T-12 | 2U Rackmount 18 Bay Enterprise Video Recording Server Xeon SIlver 4116 36TB | Ea |  | 1 Year (5 Years) | 18555 | 6% | 17441.7
13437 | BCD | BCD218-EVS-116-40T-10 | 2U Rackmount 18 Bay Enterprise Video Recording Server Xeon SIlver 4116 40TB | Ea |  | 1 Year (5 Years) | 19014 | 6% | 17873.16
13438 | BCD | BCD218-EVS-116-40T-8 | 2U Rackmount 18 Bay Enterprise Video Recording Server Xeon SIlver 4116 40TB | Ea |  | 1 Year (5 Years) | 19286 | 6% | 18128.84
13439 | BCD | BCD218-EVS-116-48T-12 | 2U Rackmount 18 Bay Enterprise Video Recording Server Xeon SIlver 4116 48TB | Ea |  | 1 Year (5 Years) | 19663 | 6% | 18483.22
13440 | BCD | BCD218-EVS-116-48T-8 | 2U Rackmount 18 Bay Enterprise Video Recording Server Xeon SIlver 4116 48TB | Ea |  | 1 Year (5 Years) | 20097 | 6% | 18891.18
13441 | BCD | BCD218-EVS-116-50T-10 | 2U Rackmount 18 Bay Enterprise Video Recording Server Xeon SIlver 4116 50TB | Ea |  | 1 Year (5 Years) | 19960 | 6% | 18762.4
13442 | BCD | BCD218-EVS-116-56T-8 | 2U Rackmount 18 Bay Enterprise Video Recording Server Xeon SIlver 4116 56TB | Ea |  | 1 Year (5 Years) | 20907 | 6% | 19652.58
13443 | BCD | BCD218-EVS-116-60T-10 | 2U Rackmount 18 Bay Enterprise Video Recording Server Xeon SIlver 4116 60TB | Ea |  | 1 Year (5 Years) | 20906 | 6% | 19651.64
13444 | BCD | BCD218-EVS-116-60T-12 | 2U Rackmount 18 Bay Enterprise Video Recording Server Xeon SIlver 4116 60TB | Ea |  | 1 Year (5 Years) | 20771 | 6% | 19524.74
13445 | BCD | BCD218-EVS-116-64T-8 | 2U Rackmount 18 Bay Enterprise Video Recording Server Xeon SIlver 4116 64TB | Ea |  | 1 Year (5 Years) | 21718 | 6% | 20414.92
13446 | BCD | BCD218-EVS-116-70T-10 | 2U Rackmount 18 Bay Enterprise Video Recording Server Xeon SIlver 4116 70TB | Ea |  | 1 Year (5 Years) | 21852 | 6% | 20540.88
13447 | BCD | BCD218-EVS-116-72T-12 | 2U Rackmount 18 Bay Enterprise Video Recording Server Xeon SIlver 4116 72TB | Ea |  | 1 Year (5 Years) | 21879 | 6% | 20566.26
13448 | BCD | BCD218-EVS-116-72T-8 | 2U Rackmount 18 Bay Enterprise Video Recording Server Xeon SIlver 4116 72TB | Ea |  | 1 Year (5 Years) | 22529 | 6% | 21177.26
13449 | BCD | BCD218-EVS-116-80T-10 | 2U Rackmount 18 Bay Enterprise Video Recording Server Xeon SIlver 4116 80TB | Ea |  | 1 Year (5 Years) | 22798 | 6% | 21430.12
13450 | BCD | BCD218-EVS-116-80T-8 | 2U Rackmount 18 Bay Enterprise Video Recording Server Xeon SIlver 4116 80TB | Ea |  | 1 Year (5 Years) | 23340 | 6% | 21939.6
13451 | BCD | BCD218-EVS-116-84T-12 | 2U Rackmount 18 Bay Enterprise Video Recording Server Xeon SIlver 4116 84TB | Ea |  | 1 Year (5 Years) | 22987 | 6% | 21607.78
13452 | BCD | BCD218-EVS-116-88T-8 | 2U Rackmount 18 Bay Enterprise Video Recording Server Xeon SIlver 4116 88TB | Ea |  | 1 Year (5 Years) | 24151 | 6% | 22701.94
13453 | BCD | BCD218-EVS-116-8T-8 | 2U Rackmount 18 Bay Enterprise Video Recording Server Xeon SIlver 4116 8TB | Ea |  | 1 Year (5 Years) | 15826 | 6% | 14876.44
13454 | BCD | BCD218-EVS-116-90T-10 | 2U Rackmount 18 Bay Enterprise Video Recording Server Xeon SIlver 4116 90TB | Ea |  | 1 Year (5 Years) | 23744 | 6% | 22319.36
13455 | BCD | BCD218-EVS-116-96T-12 | 2U Rackmount 18 Bay Enterprise Video Recording Server Xeon SIlver 4116 96TB | Ea |  | 1 Year (5 Years) | 24095 | 6% | 22649.3
13456 | BCD | BCD218-EVS-116-96T-8 | 2U Rackmount 18 Bay Enterprise Video Recording Server Xeon SIlver 4116 96TB | Ea |  | 1 Year (5 Years) | 24961 | 6% | 23463.34
13457 | BCD | BCD218-PLVS-110-100T-10 | 2U Rackmount 18 Bay Pro-Lite Video Recording Server Xeon SIlver 4110 100TB | Ea |  | 1 Year (5 Years) | 19852 | 6% | 18660.88
13458 | BCD | BCD218-PLVS-110-104T-8 | 2U Rackmount 18 Bay Pro-Lite Video Recording Server Xeon SIlver 4110 104TB | Ea |  | 1 Year (5 Years) | 19205 | 6% | 18052.7
13459 | BCD | BCD218-PLVS-110-108T-12 | 2U Rackmount 18 Bay Pro-Lite Video Recording Server Xeon SIlver 4110 108TB | Ea |  | 1 Year (5 Years) | 20595 | 6% | 19359.3
13460 | BCD | BCD218-PLVS-110-10T-10 | 2U Rackmount 18 Bay Pro-Lite Video Recording Server Xeon SIlver 4110 10TB | Ea |  | 1 Year (5 Years) | 12311 | 6% | 11572.34
13461 | BCD | BCD218-PLVS-110-110T-10 | 2U Rackmount 18 Bay Pro-Lite Video Recording Server Xeon SIlver 4110 110TB | Ea |  | 1 Year (5 Years) | 20690 | 6% | 19448.6
13462 | BCD | BCD218-PLVS-110-112T-14 | 2U Rackmount 18 Bay Pro-Lite Video Recording Server Xeon SIlver 4110 112TB | Ea |  | 1 Year (5 Years) | 21960 | 6% | 20642.4
13463 | BCD | BCD218-PLVS-110-112T-8 | 2U Rackmount 18 Bay Pro-Lite Video Recording Server Xeon SIlver 4110 112TB | Ea |  | 1 Year (5 Years) | 19799 | 6% | 18611.06
13464 | BCD | BCD218-PLVS-110-120T-10 | 2U Rackmount 18 Bay Pro-Lite Video Recording Server Xeon SIlver 4110 120TB | Ea |  | 1 Year (5 Years) | 21528 | 6% | 20236.32
13465 | BCD | BCD218-PLVS-110-120T-12 | 2U Rackmount 18 Bay Pro-Lite Video Recording Server Xeon SIlver 4110 120TB | Ea |  | 1 Year (5 Years) | 21609 | 6% | 20312.46
13466 | BCD | BCD218-PLVS-110-120T-8 | 2U Rackmount 18 Bay Pro-Lite Video Recording Server Xeon SIlver 4110 120TB | Ea |  | 1 Year (5 Years) | 20394 | 6% | 19170.36
13467 | BCD | BCD218-PLVS-110-126T-14 | 2U Rackmount 18 Bay Pro-Lite Video Recording Server Xeon SIlver 4110 126TB | Ea |  | 1 Year (5 Years) | 23271 | 6% | 21874.74
13468 | BCD | BCD218-PLVS-110-128T-8 | 2U Rackmount 18 Bay Pro-Lite Video Recording Server Xeon SIlver 4110 128TB | Ea |  | 1 Year (5 Years) | 20988 | 6% | 19728.72
13469 | BCD | BCD218-PLVS-110-12T-12 | 2U Rackmount 18 Bay Pro-Lite Video Recording Server Xeon SIlver 4110 12TB | Ea |  | 1 Year (5 Years) | 12487 | 6% | 11737.78
13470 | BCD | BCD218-PLVS-110-12T-4 | 2U Rackmount 18 Bay Pro-Lite Video Recording Server Xeon SIlver 4110 12TB | Ea |  | 1 Year (5 Years) | 12407 | 6% | 11662.58
13471 | BCD | BCD218-PLVS-110-130T-10 | 2U Rackmount 18 Bay Pro-Lite Video Recording Server Xeon SIlver 4110 130TB | Ea |  | 1 Year (5 Years) | 22365 | 6% | 21023.1
13472 | BCD | BCD218-PLVS-110-132T-12 | 2U Rackmount 18 Bay Pro-Lite Video Recording Server Xeon SIlver 4110 132TB | Ea |  | 1 Year (5 Years) | 22622 | 6% | 21264.68
13473 | BCD | BCD218-PLVS-110-136T-8 | 2U Rackmount 18 Bay Pro-Lite Video Recording Server Xeon SIlver 4110 136TB | Ea |  | 1 Year (5 Years) | 21583 | 6% | 20288.02
13474 | BCD | BCD218-PLVS-110-140T-10 | 2U Rackmount 18 Bay Pro-Lite Video Recording Server Xeon SIlver 4110 140TB | Ea |  | 1 Year (5 Years) | 23203 | 6% | 21810.82
13475 | BCD | BCD218-PLVS-110-140T-14 | 2U Rackmount 18 Bay Pro-Lite Video Recording Server Xeon SIlver 4110 140TB | Ea |  | 1 Year (5 Years) | 24582 | 6% | 23107.08
13476 | BCD | BCD218-PLVS-110-144T-12 | 2U Rackmount 18 Bay Pro-Lite Video Recording Server Xeon SIlver 4110 144TB | Ea |  | 1 Year (5 Years) | 23636 | 6% | 22217.84
13477 | BCD | BCD218-PLVS-110-144T-8 | 2U Rackmount 18 Bay Pro-Lite Video Recording Server Xeon SIlver 4110 144TB | Ea |  | 1 Year (5 Years) | 22178 | 6% | 20847.32
13478 | BCD | BCD218-PLVS-110-14T-14 | 2U Rackmount 18 Bay Pro-Lite Video Recording Server Xeon SIlver 4110 14TB | Ea |  | 1 Year (5 Years) | 12784 | 6% | 12016.96
13479 | BCD | BCD218-PLVS-110-150T-10 | 2U Rackmount 18 Bay Pro-Lite Video Recording Server Xeon SIlver 4110 150TB | Ea |  | 1 Year (5 Years) | 24041 | 6% | 22598.54
13480 | BCD | BCD218-PLVS-110-154T-14 | 2U Rackmount 18 Bay Pro-Lite Video Recording Server Xeon SIlver 4110 154TB | Ea |  | 1 Year (5 Years) | 25892 | 6% | 24338.48
13481 | BCD | BCD218-PLVS-110-156T-12 | 2U Rackmount 18 Bay Pro-Lite Video Recording Server Xeon SIlver 4110 156TB | Ea |  | 1 Year (5 Years) | 24649 | 6% | 23170.06
13482 | BCD | BCD218-PLVS-110-160T-10 | 2U Rackmount 18 Bay Pro-Lite Video Recording Server Xeon SIlver 4110 160TB | Ea |  | 1 Year (5 Years) | 24879 | 6% | 23386.26
13483 | BCD | BCD218-PLVS-110-168T-12 | 2U Rackmount 18 Bay Pro-Lite Video Recording Server Xeon SIlver 4110 168TB | Ea |  | 1 Year (5 Years) | 25663 | 6% | 24123.22
13484 | BCD | BCD218-PLVS-110-168T-14 | 2U Rackmount 18 Bay Pro-Lite Video Recording Server Xeon SIlver 4110 168TB | Ea |  | 1 Year (5 Years) | 27203 | 6% | 25570.82
13485 | BCD | BCD218-PLVS-110-16T-4 | 2U Rackmount 18 Bay Pro-Lite Video Recording Server Xeon SIlver 4110 16TB | Ea |  | 1 Year (5 Years) | 12718 | 6% | 11954.92
13486 | BCD | BCD218-PLVS-110-16T-8 | 2U Rackmount 18 Bay Pro-Lite Video Recording Server Xeon SIlver 4110 16TB | Ea |  | 1 Year (5 Years) | 12664 | 6% | 11904.16
13487 | BCD | BCD218-PLVS-110-170T-10 | 2U Rackmount 18 Bay Pro-Lite Video Recording Server Xeon SIlver 4110 170TB | Ea |  | 1 Year (5 Years) | 25717 | 6% | 24173.98
13488 | BCD | BCD218-PLVS-110-180T-10 | 2U Rackmount 18 Bay Pro-Lite Video Recording Server Xeon SIlver 4110 180TB | Ea |  | 1 Year (5 Years) | 26555 | 6% | 24961.7
13489 | BCD | BCD218-PLVS-110-180T-12 | 2U Rackmount 18 Bay Pro-Lite Video Recording Server Xeon SIlver 4110 180TB | Ea |  | 1 Year (5 Years) | 26676 | 6% | 25075.44
13490 | BCD | BCD218-PLVS-110-182T-14 | 2U Rackmount 18 Bay Pro-Lite Video Recording Server Xeon SIlver 4110 182TB | Ea |  | 1 Year (5 Years) | 28514 | 6% | 26803.16
13491 | BCD | BCD218-PLVS-110-192T-12 | 2U Rackmount 18 Bay Pro-Lite Video Recording Server Xeon SIlver 4110 192TB | Ea |  | 1 Year (5 Years) | 27690 | 6% | 26028.6
13492 | BCD | BCD218-PLVS-110-196T-14 | 2U Rackmount 18 Bay Pro-Lite Video Recording Server Xeon SIlver 4110 196TB | Ea |  | 1 Year (5 Years) | 29825 | 6% | 28035.5
13493 | BCD | BCD218-PLVS-110-204T-12 | 2U Rackmount 18 Bay Pro-Lite Video Recording Server Xeon SIlver 4110 204TB | Ea |  | 1 Year (5 Years) | 28703 | 6% | 26980.82
13494 | BCD | BCD218-PLVS-110-20T-10 | 2U Rackmount 18 Bay Pro-Lite Video Recording Server Xeon SIlver 4110 20TB | Ea |  | 1 Year (5 Years) | 13149 | 6% | 12360.06
13495 | BCD | BCD218-PLVS-110-20T-4 | 2U Rackmount 18 Bay Pro-Lite Video Recording Server Xeon SIlver 4110 20TB | Ea |  | 1 Year (5 Years) | 13029 | 6% | 12247.26
13496 | BCD | BCD218-PLVS-110-210T-14 | 2U Rackmount 18 Bay Pro-Lite Video Recording Server Xeon SIlver 4110 210TB | Ea |  | 1 Year (5 Years) | 31136 | 6% | 29267.84
13497 | BCD | BCD218-PLVS-110-216T-12 | 2U Rackmount 18 Bay Pro-Lite Video Recording Server Xeon SIlver 4110 216TB | Ea |  | 1 Year (5 Years) | 29717 | 6% | 27933.98
13498 | BCD | BCD218-PLVS-110-224T-14 | 2U Rackmount 18 Bay Pro-Lite Video Recording Server Xeon SIlver 4110 224TB | Ea |  | 1 Year (5 Years) | 32446 | 6% | 30499.24
13499 | BCD | BCD218-PLVS-110-238T-14 | 2U Rackmount 18 Bay Pro-Lite Video Recording Server Xeon SIlver 4110 238TB | Ea |  | 1 Year (5 Years) | 33757 | 6% | 31731.58
13500 | BCD | BCD218-PLVS-110-24T-12 | 2U Rackmount 18 Bay Pro-Lite Video Recording Server Xeon SIlver 4110 24TB | Ea |  | 1 Year (5 Years) | 13500 | 6% | 12690
13501 | BCD | BCD218-PLVS-110-24T-4 | 2U Rackmount 18 Bay Pro-Lite Video Recording Server Xeon SIlver 4110 24TB | Ea |  | 1 Year (5 Years) | 13340 | 6% | 12539.6
13502 | BCD | BCD218-PLVS-110-24T-8 | 2U Rackmount 18 Bay Pro-Lite Video Recording Server Xeon SIlver 4110 24TB | Ea |  | 1 Year (5 Years) | 13259 | 6% | 12463.46
13503 | BCD | BCD218-PLVS-110-252T-14 | 2U Rackmount 18 Bay Pro-Lite Video Recording Server Xeon SIlver 4110 252TB | Ea |  | 1 Year (5 Years) | 35068 | 6% | 32963.92
13504 | BCD | BCD218-PLVS-110-28T-14 | 2U Rackmount 18 Bay Pro-Lite Video Recording Server Xeon SIlver 4110 28TB | Ea |  | 1 Year (5 Years) | 14095 | 6% | 13249.3
13505 | BCD | BCD218-PLVS-110-28T-4 | 2U Rackmount 18 Bay Pro-Lite Video Recording Server Xeon SIlver 4110 28TB | Ea |  | 1 Year (5 Years) | 13651 | 6% | 12831.94
13506 | BCD | BCD218-PLVS-110-30T-10 | 2U Rackmount 18 Bay Pro-Lite Video Recording Server Xeon SIlver 4110 30TB | Ea |  | 1 Year (5 Years) | 13987 | 6% | 13147.78
13507 | BCD | BCD218-PLVS-110-32T-4 | 2U Rackmount 18 Bay Pro-Lite Video Recording Server Xeon SIlver 4110 32TB | Ea |  | 1 Year (5 Years) | 13961 | 6% | 13123.34
13508 | BCD | BCD218-PLVS-110-32T-8 | 2U Rackmount 18 Bay Pro-Lite Video Recording Server Xeon SIlver 4110 32TB | Ea |  | 1 Year (5 Years) | 13853 | 6% | 13021.82
13509 | BCD | BCD218-PLVS-110-36T-12 | 2U Rackmount 18 Bay Pro-Lite Video Recording Server Xeon SIlver 4110 36TB | Ea |  | 1 Year (5 Years) | 14514 | 6% | 13643.16
13510 | BCD | BCD218-PLVS-110-36T-4 | 2U Rackmount 18 Bay Pro-Lite Video Recording Server Xeon SIlver 4110 36TB | Ea |  | 1 Year (5 Years) | 14272 | 6% | 13415.68
13511 | BCD | BCD218-PLVS-110-40T-10 | 2U Rackmount 18 Bay Pro-Lite Video Recording Server Xeon SIlver 4110 40TB | Ea |  | 1 Year (5 Years) | 14825 | 6% | 13935.5
13512 | BCD | BCD218-PLVS-110-40T-4 | 2U Rackmount 18 Bay Pro-Lite Video Recording Server Xeon SIlver 4110 40TB | Ea |  | 1 Year (5 Years) | 14583 | 6% | 13708.02
13513 | BCD | BCD218-PLVS-110-40T-8 | 2U Rackmount 18 Bay Pro-Lite Video Recording Server Xeon SIlver 4110 40TB | Ea |  | 1 Year (5 Years) | 14448 | 6% | 13581.12
13514 | BCD | BCD218-PLVS-110-42T-14 | 2U Rackmount 18 Bay Pro-Lite Video Recording Server Xeon SIlver 4110 42TB | Ea |  | 1 Year (5 Years) | 15406 | 6% | 14481.64
13515 | BCD | BCD218-PLVS-110-44T-4 | 2U Rackmount 18 Bay Pro-Lite Video Recording Server Xeon SIlver 4110 44TB | Ea |  | 1 Year (5 Years) | 14894 | 6% | 14000.36
13516 | BCD | BCD218-PLVS-110-48T-12 | 2U Rackmount 18 Bay Pro-Lite Video Recording Server Xeon SIlver 4110 48TB | Ea |  | 1 Year (5 Years) | 15528 | 6% | 14596.32
13517 | BCD | BCD218-PLVS-110-48T-4 | 2U Rackmount 18 Bay Pro-Lite Video Recording Server Xeon SIlver 4110 48TB | Ea |  | 1 Year (5 Years) | 15205 | 6% | 14292.7
13518 | BCD | BCD218-PLVS-110-48T-8 | 2U Rackmount 18 Bay Pro-Lite Video Recording Server Xeon SIlver 4110 48TB | Ea |  | 1 Year (5 Years) | 15042 | 6% | 14139.48
13519 | BCD | BCD218-PLVS-110-4T-4 | 2U Rackmount 18 Bay Pro-Lite Video Recording Server Xeon SIlver 4110 4TB | Ea |  | 1 Year (5 Years) | 11786 | 6% | 11078.84
13520 | BCD | BCD218-PLVS-110-50T-10 | 2U Rackmount 18 Bay Pro-Lite Video Recording Server Xeon SIlver 4110 50TB | Ea |  | 1 Year (5 Years) | 15663 | 6% | 14723.22
13521 | BCD | BCD218-PLVS-110-52T-4 | 2U Rackmount 18 Bay Pro-Lite Video Recording Server Xeon SIlver 4110 52TB | Ea |  | 1 Year (5 Years) | 15515 | 6% | 14584.1
13522 | BCD | BCD218-PLVS-110-56T-14 | 2U Rackmount 18 Bay Pro-Lite Video Recording Server Xeon SIlver 4110 56TB | Ea |  | 1 Year (5 Years) | 16717 | 6% | 15713.98
13523 | BCD | BCD218-PLVS-110-56T-4 | 2U Rackmount 18 Bay Pro-Lite Video Recording Server Xeon SIlver 4110 56TB | Ea |  | 1 Year (5 Years) | 15826 | 6% | 14876.44
13524 | BCD | BCD218-PLVS-110-56T-8 | 2U Rackmount 18 Bay Pro-Lite Video Recording Server Xeon SIlver 4110 56TB | Ea |  | 1 Year (5 Years) | 15637 | 6% | 14698.78
13525 | BCD | BCD218-PLVS-110-60T-10 | 2U Rackmount 18 Bay Pro-Lite Video Recording Server Xeon SIlver 4110 60TB | Ea |  | 1 Year (5 Years) | 16500 | 6% | 15510
13526 | BCD | BCD218-PLVS-110-60T-12 | 2U Rackmount 18 Bay Pro-Lite Video Recording Server Xeon SIlver 4110 60TB | Ea |  | 1 Year (5 Years) | 16541 | 6% | 15548.54
13527 | BCD | BCD218-PLVS-110-60T-4 | 2U Rackmount 18 Bay Pro-Lite Video Recording Server Xeon SIlver 4110 60TB | Ea |  | 1 Year (5 Years) | 16137 | 6% | 15168.78
13528 | BCD | BCD218-PLVS-110-64T-4 | 2U Rackmount 18 Bay Pro-Lite Video Recording Server Xeon SIlver 4110 64TB | Ea |  | 1 Year (5 Years) | 16448 | 6% | 15461.12
13529 | BCD | BCD218-PLVS-110-64T-8 | 2U Rackmount 18 Bay Pro-Lite Video Recording Server Xeon SIlver 4110 64TB | Ea |  | 1 Year (5 Years) | 16232 | 6% | 15258.08
13530 | BCD | BCD218-PLVS-110-68T-4 | 2U Rackmount 18 Bay Pro-Lite Video Recording Server Xeon SIlver 4110 68TB | Ea |  | 1 Year (5 Years) | 16759 | 6% | 15753.46
13531 | BCD | BCD218-PLVS-110-70T-10 | 2U Rackmount 18 Bay Pro-Lite Video Recording Server Xeon SIlver 4110 70TB | Ea |  | 1 Year (5 Years) | 17338 | 6% | 16297.72
13532 | BCD | BCD218-PLVS-110-70T-14 | 2U Rackmount 18 Bay Pro-Lite Video Recording Server Xeon SIlver 4110 70TB | Ea |  | 1 Year (5 Years) | 18028 | 6% | 16946.32
13533 | BCD | BCD218-PLVS-110-72T-12 | 2U Rackmount 18 Bay Pro-Lite Video Recording Server Xeon SIlver 4110 72TB | Ea |  | 1 Year (5 Years) | 17555 | 6% | 16501.7
13534 | BCD | BCD218-PLVS-110-72T-4 | 2U Rackmount 18 Bay Pro-Lite Video Recording Server Xeon SIlver 4110 72TB | Ea |  | 1 Year (5 Years) | 17069 | 6% | 16044.86
13535 | BCD | BCD218-PLVS-110-72T-8 | 2U Rackmount 18 Bay Pro-Lite Video Recording Server Xeon SIlver 4110 72TB | Ea |  | 1 Year (5 Years) | 16826 | 6% | 15816.44
13536 | BCD | BCD218-PLVS-110-80T-10 | 2U Rackmount 18 Bay Pro-Lite Video Recording Server Xeon SIlver 4110 80TB | Ea |  | 1 Year (5 Years) | 18176 | 6% | 17085.44
13537 | BCD | BCD218-PLVS-110-80T-8 | 2U Rackmount 18 Bay Pro-Lite Video Recording Server Xeon SIlver 4110 80TB | Ea |  | 1 Year (5 Years) | 17421 | 6% | 16375.74
13538 | BCD | BCD218-PLVS-110-84T-12 | 2U Rackmount 18 Bay Pro-Lite Video Recording Server Xeon SIlver 4110 84TB | Ea |  | 1 Year (5 Years) | 18568 | 6% | 17453.92
13539 | BCD | BCD218-PLVS-110-84T-14 | 2U Rackmount 18 Bay Pro-Lite Video Recording Server Xeon SIlver 4110 84TB | Ea |  | 1 Year (5 Years) | 19338 | 6% | 18177.72
13540 | BCD | BCD218-PLVS-110-88T-8 | 2U Rackmount 18 Bay Pro-Lite Video Recording Server Xeon SIlver 4110 88TB | Ea |  | 1 Year (5 Years) | 18015 | 6% | 16934.1
13541 | BCD | BCD218-PLVS-110-8T-4 | 2U Rackmount 18 Bay Pro-Lite Video Recording Server Xeon SIlver 4110 8TB | Ea |  | 1 Year (5 Years) | 12097 | 6% | 11371.18
13542 | BCD | BCD218-PLVS-110-8T-8 | 2U Rackmount 18 Bay Pro-Lite Video Recording Server Xeon SIlver 4110 8TB | Ea |  | 1 Year (5 Years) | 12069 | 6% | 11344.86
13543 | BCD | BCD218-PLVS-110-90T-10 | 2U Rackmount 18 Bay Pro-Lite Video Recording Server Xeon SIlver 4110 90TB | Ea |  | 1 Year (5 Years) | 19014 | 6% | 17873.16
13544 | BCD | BCD218-PLVS-110-96T-12 | 2U Rackmount 18 Bay Pro-Lite Video Recording Server Xeon SIlver 4110 96TB | Ea |  | 1 Year (5 Years) | 19582 | 6% | 18407.08
13545 | BCD | BCD218-PLVS-110-96T-8 | 2U Rackmount 18 Bay Pro-Lite Video Recording Server Xeon SIlver 4110 96TB | Ea |  | 1 Year (5 Years) | 18610 | 6% | 17493.4
13546 | BCD | BCD218-PLVS-110-98T-14 | 2U Rackmount 18 Bay Pro-Lite Video Recording Server Xeon SIlver 4110 98TB | Ea |  | 1 Year (5 Years) | 20649 | 6% | 19410.06
13547 | BCD | BCD218-PLVS-110-D240 | 2U Rackmount 18 Bay Pro-Lite Video Recording Server Xeon SIlver 4110 Dual 240GB SSD | Ea |  | 1 Year (5 Years) | 11475 | 6% | 10786.5
13548 | BCD | BCD218-PLVS-116-100T-10 | 2U Rackmount 18 Bay Pro-Lite Video Recording Server Xeon SIlver 4116 100TB | Ea |  | 1 Year (5 Years) | 22217 | 6% | 20883.98
13549 | BCD | BCD218-PLVS-116-104T-8 | 2U Rackmount 18 Bay Pro-Lite Video Recording Server Xeon SIlver 4116 104TB | Ea |  | 1 Year (5 Years) | 21568 | 6% | 20273.92
13550 | BCD | BCD218-PLVS-116-108T-12 | 2U Rackmount 18 Bay Pro-Lite Video Recording Server Xeon SIlver 4116 108TB | Ea |  | 1 Year (5 Years) | 22960 | 6% | 21582.4
13551 | BCD | BCD218-PLVS-116-10T-10 | 2U Rackmount 18 Bay Pro-Lite Video Recording Server Xeon SIlver 4116 10TB | Ea |  | 1 Year (5 Years) | 14676 | 6% | 13795.44
13552 | BCD | BCD218-PLVS-116-110T-10 | 2U Rackmount 18 Bay Pro-Lite Video Recording Server Xeon SIlver 4116 110TB | Ea |  | 1 Year (5 Years) | 23055 | 6% | 21671.7
13553 | BCD | BCD218-PLVS-116-112T-14 | 2U Rackmount 18 Bay Pro-Lite Video Recording Server Xeon SIlver 4116 112TB | Ea |  | 1 Year (5 Years) | 24325 | 6% | 22865.5
13554 | BCD | BCD218-PLVS-116-112T-8 | 2U Rackmount 18 Bay Pro-Lite Video Recording Server Xeon SIlver 4116 112TB | Ea |  | 1 Year (5 Years) | 22163 | 6% | 20833.22
13555 | BCD | BCD218-PLVS-116-120T-10 | 2U Rackmount 18 Bay Pro-Lite Video Recording Server Xeon SIlver 4116 120TB | Ea |  | 1 Year (5 Years) | 23892 | 6% | 22458.48
13556 | BCD | BCD218-PLVS-116-120T-12 | 2U Rackmount 18 Bay Pro-Lite Video Recording Server Xeon SIlver 4116 120TB | Ea |  | 1 Year (5 Years) | 23973 | 6% | 22534.62
13557 | BCD | BCD218-PLVS-116-120T-8 | 2U Rackmount 18 Bay Pro-Lite Video Recording Server Xeon SIlver 4116 120TB | Ea |  | 1 Year (5 Years) | 22757 | 6% | 21391.58
13558 | BCD | BCD218-PLVS-116-126T-14 | 2U Rackmount 18 Bay Pro-Lite Video Recording Server Xeon SIlver 4116 126TB | Ea |  | 1 Year (5 Years) | 25636 | 6% | 24097.84
13559 | BCD | BCD218-PLVS-116-128T-8 | 2U Rackmount 18 Bay Pro-Lite Video Recording Server Xeon SIlver 4116 128TB | Ea |  | 1 Year (5 Years) | 23352 | 6% | 21950.88
13560 | BCD | BCD218-PLVS-116-12T-12 | 2U Rackmount 18 Bay Pro-Lite Video Recording Server Xeon SIlver 4116 12TB | Ea |  | 1 Year (5 Years) | 14852 | 6% | 13960.88
13561 | BCD | BCD218-PLVS-116-12T-4 | 2U Rackmount 18 Bay Pro-Lite Video Recording Server Xeon SIlver 4116 12TB | Ea |  | 1 Year (5 Years) | 14771 | 6% | 13884.74
13562 | BCD | BCD218-PLVS-116-130T-10 | 2U Rackmount 18 Bay Pro-Lite Video Recording Server Xeon SIlver 4116 130TB | Ea |  | 1 Year (5 Years) | 24730 | 6% | 23246.2
13563 | BCD | BCD218-PLVS-116-132T-12 | 2U Rackmount 18 Bay Pro-Lite Video Recording Server Xeon SIlver 4116 132TB | Ea |  | 1 Year (5 Years) | 24987 | 6% | 23487.78
13564 | BCD | BCD218-PLVS-116-136T-8 | 2U Rackmount 18 Bay Pro-Lite Video Recording Server Xeon SIlver 4116 136TB | Ea |  | 1 Year (5 Years) | 23946 | 6% | 22509.24
13565 | BCD | BCD218-PLVS-116-140T-10 | 2U Rackmount 18 Bay Pro-Lite Video Recording Server Xeon SIlver 4116 140TB | Ea |  | 1 Year (5 Years) | 25568 | 6% | 24033.92
13566 | BCD | BCD218-PLVS-116-140T-14 | 2U Rackmount 18 Bay Pro-Lite Video Recording Server Xeon SIlver 4116 140TB | Ea |  | 1 Year (5 Years) | 26946 | 6% | 25329.24
13567 | BCD | BCD218-PLVS-116-144T-12 | 2U Rackmount 18 Bay Pro-Lite Video Recording Server Xeon SIlver 4116 144TB | Ea |  | 1 Year (5 Years) | 26000 | 6% | 24440
13568 | BCD | BCD218-PLVS-116-144T-8 | 2U Rackmount 18 Bay Pro-Lite Video Recording Server Xeon SIlver 4116 144TB | Ea |  | 1 Year (5 Years) | 24541 | 6% | 23068.54
13569 | BCD | BCD218-PLVS-116-14T-14 | 2U Rackmount 18 Bay Pro-Lite Video Recording Server Xeon SIlver 4116 14TB | Ea |  | 1 Year (5 Years) | 15149 | 6% | 14240.06
13570 | BCD | BCD218-PLVS-116-150T-10 | 2U Rackmount 18 Bay Pro-Lite Video Recording Server Xeon SIlver 4116 150TB | Ea |  | 1 Year (5 Years) | 26406 | 6% | 24821.64
13571 | BCD | BCD218-PLVS-116-154T-14 | 2U Rackmount 18 Bay Pro-Lite Video Recording Server Xeon SIlver 4116 154TB | Ea |  | 1 Year (5 Years) | 28257 | 6% | 26561.58
13572 | BCD | BCD218-PLVS-116-156T-12 | 2U Rackmount 18 Bay Pro-Lite Video Recording Server Xeon SIlver 4116 156TB | Ea |  | 1 Year (5 Years) | 27014 | 6% | 25393.16
13573 | BCD | BCD218-PLVS-116-160T-10 | 2U Rackmount 18 Bay Pro-Lite Video Recording Server Xeon SIlver 4116 160TB | Ea |  | 1 Year (5 Years) | 27244 | 6% | 25609.36
13574 | BCD | BCD218-PLVS-116-168T-12 | 2U Rackmount 18 Bay Pro-Lite Video Recording Server Xeon SIlver 4116 168TB | Ea |  | 1 Year (5 Years) | 28028 | 6% | 26346.32
13575 | BCD | BCD218-PLVS-116-168T-14 | 2U Rackmount 18 Bay Pro-Lite Video Recording Server Xeon SIlver 4116 168TB | Ea |  | 1 Year (5 Years) | 29568 | 6% | 27793.92
13576 | BCD | BCD218-PLVS-116-16T-4 | 2U Rackmount 18 Bay Pro-Lite Video Recording Server Xeon SIlver 4116 16TB | Ea |  | 1 Year (5 Years) | 15082 | 6% | 14177.08
13577 | BCD | BCD218-PLVS-116-16T-8 | 2U Rackmount 18 Bay Pro-Lite Video Recording Server Xeon SIlver 4116 16TB | Ea |  | 1 Year (5 Years) | 15028 | 6% | 14126.32
13578 | BCD | BCD218-PLVS-116-170T-10 | 2U Rackmount 18 Bay Pro-Lite Video Recording Server Xeon SIlver 4116 170TB | Ea |  | 1 Year (5 Years) | 28082 | 6% | 26397.08
13579 | BCD | BCD218-PLVS-116-180T-10 | 2U Rackmount 18 Bay Pro-Lite Video Recording Server Xeon SIlver 4116 180TB | Ea |  | 1 Year (5 Years) | 28919 | 6% | 27183.86
13580 | BCD | BCD218-PLVS-116-180T-12 | 2U Rackmount 18 Bay Pro-Lite Video Recording Server Xeon SIlver 4116 180TB | Ea |  | 1 Year (5 Years) | 29041 | 6% | 27298.54
13581 | BCD | BCD218-PLVS-116-182T-14 | 2U Rackmount 18 Bay Pro-Lite Video Recording Server Xeon SIlver 4116 182TB | Ea |  | 1 Year (5 Years) | 30879 | 6% | 29026.26
13582 | BCD | BCD218-PLVS-116-192T-12 | 2U Rackmount 18 Bay Pro-Lite Video Recording Server Xeon SIlver 4116 192TB | Ea |  | 1 Year (5 Years) | 30055 | 6% | 28251.7
13583 | BCD | BCD218-PLVS-116-196T-14 | 2U Rackmount 18 Bay Pro-Lite Video Recording Server Xeon SIlver 4116 196TB | Ea |  | 1 Year (5 Years) | 32190 | 6% | 30258.6
13584 | BCD | BCD218-PLVS-116-204T-12 | 2U Rackmount 18 Bay Pro-Lite Video Recording Server Xeon SIlver 4116 204TB | Ea |  | 1 Year (5 Years) | 31068 | 6% | 29203.92
13585 | BCD | BCD218-PLVS-116-20T-10 | 2U Rackmount 18 Bay Pro-Lite Video Recording Server Xeon SIlver 4116 20TB | Ea |  | 1 Year (5 Years) | 15514 | 6% | 14583.16
13586 | BCD | BCD218-PLVS-116-20T-4 | 2U Rackmount 18 Bay Pro-Lite Video Recording Server Xeon SIlver 4116 20TB | Ea |  | 1 Year (5 Years) | 15392 | 6% | 14468.48
13587 | BCD | BCD218-PLVS-116-210T-14 | 2U Rackmount 18 Bay Pro-Lite Video Recording Server Xeon SIlver 4116 210TB | Ea |  | 1 Year (5 Years) | 33500 | 6% | 31490
13588 | BCD | BCD218-PLVS-116-216T-12 | 2U Rackmount 18 Bay Pro-Lite Video Recording Server Xeon SIlver 4116 216TB | Ea |  | 1 Year (5 Years) | 32082 | 6% | 30157.08
13589 | BCD | BCD218-PLVS-116-224T-14 | 2U Rackmount 18 Bay Pro-Lite Video Recording Server Xeon SIlver 4116 224TB | Ea |  | 1 Year (5 Years) | 34811 | 6% | 32722.34
13590 | BCD | BCD218-PLVS-116-238T-14 | 2U Rackmount 18 Bay Pro-Lite Video Recording Server Xeon SIlver 4116 238TB | Ea |  | 1 Year (5 Years) | 36122 | 6% | 33954.68
13591 | BCD | BCD218-PLVS-116-24T-12 | 2U Rackmount 18 Bay Pro-Lite Video Recording Server Xeon SIlver 4116 24TB | Ea |  | 1 Year (5 Years) | 15865 | 6% | 14913.1
13592 | BCD | BCD218-PLVS-116-24T-4 | 2U Rackmount 18 Bay Pro-Lite Video Recording Server Xeon SIlver 4116 24TB | Ea |  | 1 Year (5 Years) | 15703 | 6% | 14760.82
13593 | BCD | BCD218-PLVS-116-24T-8 | 2U Rackmount 18 Bay Pro-Lite Video Recording Server Xeon SIlver 4116 24TB | Ea |  | 1 Year (5 Years) | 15622 | 6% | 14684.68
13594 | BCD | BCD218-PLVS-116-252T-14 | 2U Rackmount 18 Bay Pro-Lite Video Recording Server Xeon SIlver 4116 252TB | Ea |  | 1 Year (5 Years) | 37433 | 6% | 35187.02
13595 | BCD | BCD218-PLVS-116-28T-14 | 2U Rackmount 18 Bay Pro-Lite Video Recording Server Xeon SIlver 4116 28TB | Ea |  | 1 Year (5 Years) | 16460 | 6% | 15472.4
13596 | BCD | BCD218-PLVS-116-28T-4 | 2U Rackmount 18 Bay Pro-Lite Video Recording Server Xeon SIlver 4116 28TB | Ea |  | 1 Year (5 Years) | 16014 | 6% | 15053.16
13597 | BCD | BCD218-PLVS-116-30T-10 | 2U Rackmount 18 Bay Pro-Lite Video Recording Server Xeon SIlver 4116 30TB | Ea |  | 1 Year (5 Years) | 16352 | 6% | 15370.88
13598 | BCD | BCD218-PLVS-116-32T-4 | 2U Rackmount 18 Bay Pro-Lite Video Recording Server Xeon SIlver 4116 32TB | Ea |  | 1 Year (5 Years) | 16325 | 6% | 15345.5
13599 | BCD | BCD218-PLVS-116-32T-8 | 2U Rackmount 18 Bay Pro-Lite Video Recording Server Xeon SIlver 4116 32TB | Ea |  | 1 Year (5 Years) | 16217 | 6% | 15243.98
13600 | BCD | BCD218-PLVS-116-36T-12 | 2U Rackmount 18 Bay Pro-Lite Video Recording Server Xeon SIlver 4116 36TB | Ea |  | 1 Year (5 Years) | 16879 | 6% | 15866.26
13601 | BCD | BCD218-PLVS-116-36T-4 | 2U Rackmount 18 Bay Pro-Lite Video Recording Server Xeon SIlver 4116 36TB | Ea |  | 1 Year (5 Years) | 16636 | 6% | 15637.84
13602 | BCD | BCD218-PLVS-116-40T-10 | 2U Rackmount 18 Bay Pro-Lite Video Recording Server Xeon SIlver 4116 40TB | Ea |  | 1 Year (5 Years) | 17190 | 6% | 16158.6
13603 | BCD | BCD218-PLVS-116-40T-4 | 2U Rackmount 18 Bay Pro-Lite Video Recording Server Xeon SIlver 4116 40TB | Ea |  | 1 Year (5 Years) | 16946 | 6% | 15929.24
13604 | BCD | BCD218-PLVS-116-40T-8 | 2U Rackmount 18 Bay Pro-Lite Video Recording Server Xeon SIlver 4116 40TB | Ea |  | 1 Year (5 Years) | 16811 | 6% | 15802.34
13605 | BCD | BCD218-PLVS-116-42T-14 | 2U Rackmount 18 Bay Pro-Lite Video Recording Server Xeon SIlver 4116 42TB | Ea |  | 1 Year (5 Years) | 17771 | 6% | 16704.74
13606 | BCD | BCD218-PLVS-116-44T-4 | 2U Rackmount 18 Bay Pro-Lite Video Recording Server Xeon SIlver 4116 44TB | Ea |  | 1 Year (5 Years) | 17257 | 6% | 16221.58
13607 | BCD | BCD218-PLVS-116-48T-12 | 2U Rackmount 18 Bay Pro-Lite Video Recording Server Xeon SIlver 4116 48TB | Ea |  | 1 Year (5 Years) | 17892 | 6% | 16818.48
13608 | BCD | BCD218-PLVS-116-48T-4 | 2U Rackmount 18 Bay Pro-Lite Video Recording Server Xeon SIlver 4116 48TB | Ea |  | 1 Year (5 Years) | 17568 | 6% | 16513.92
13609 | BCD | BCD218-PLVS-116-48T-8 | 2U Rackmount 18 Bay Pro-Lite Video Recording Server Xeon SIlver 4116 48TB | Ea |  | 1 Year (5 Years) | 17406 | 6% | 16361.64
13610 | BCD | BCD218-PLVS-116-4T-4 | 2U Rackmount 18 Bay Pro-Lite Video Recording Server Xeon SIlver 4116 4TB | Ea |  | 1 Year (5 Years) | 14149 | 6% | 13300.06
13611 | BCD | BCD218-PLVS-116-50T-10 | 2U Rackmount 18 Bay Pro-Lite Video Recording Server Xeon SIlver 4116 50TB | Ea |  | 1 Year (5 Years) | 18028 | 6% | 16946.32
13612 | BCD | BCD218-PLVS-116-52T-4 | 2U Rackmount 18 Bay Pro-Lite Video Recording Server Xeon SIlver 4116 52TB | Ea |  | 1 Year (5 Years) | 17879 | 6% | 16806.26
13613 | BCD | BCD218-PLVS-116-56T-14 | 2U Rackmount 18 Bay Pro-Lite Video Recording Server Xeon SIlver 4116 56TB | Ea |  | 1 Year (5 Years) | 19082 | 6% | 17937.08
13614 | BCD | BCD218-PLVS-116-56T-4 | 2U Rackmount 18 Bay Pro-Lite Video Recording Server Xeon SIlver 4116 56TB | Ea |  | 1 Year (5 Years) | 18190 | 6% | 17098.6
13615 | BCD | BCD218-PLVS-116-56T-8 | 2U Rackmount 18 Bay Pro-Lite Video Recording Server Xeon SIlver 4116 56TB | Ea |  | 1 Year (5 Years) | 18000 | 6% | 16920
13616 | BCD | BCD218-PLVS-116-60T-10 | 2U Rackmount 18 Bay Pro-Lite Video Recording Server Xeon SIlver 4116 60TB | Ea |  | 1 Year (5 Years) | 18865 | 6% | 17733.1
13617 | BCD | BCD218-PLVS-116-60T-12 | 2U Rackmount 18 Bay Pro-Lite Video Recording Server Xeon SIlver 4116 60TB | Ea |  | 1 Year (5 Years) | 18906 | 6% | 17771.64
13618 | BCD | BCD218-PLVS-116-60T-4 | 2U Rackmount 18 Bay Pro-Lite Video Recording Server Xeon SIlver 4116 60TB | Ea |  | 1 Year (5 Years) | 18500 | 6% | 17390
13619 | BCD | BCD218-PLVS-116-64T-4 | 2U Rackmount 18 Bay Pro-Lite Video Recording Server Xeon SIlver 4116 64TB | Ea |  | 1 Year (5 Years) | 18811 | 6% | 17682.34
13620 | BCD | BCD218-PLVS-116-64T-8 | 2U Rackmount 18 Bay Pro-Lite Video Recording Server Xeon SIlver 4116 64TB | Ea |  | 1 Year (5 Years) | 18595 | 6% | 17479.3
13621 | BCD | BCD218-PLVS-116-68T-4 | 2U Rackmount 18 Bay Pro-Lite Video Recording Server Xeon SIlver 4116 68TB | Ea |  | 1 Year (5 Years) | 19122 | 6% | 17974.68
13622 | BCD | BCD218-PLVS-116-70T-10 | 2U Rackmount 18 Bay Pro-Lite Video Recording Server Xeon SIlver 4116 70TB | Ea |  | 1 Year (5 Years) | 19703 | 6% | 18520.82
13623 | BCD | BCD218-PLVS-116-70T-14 | 2U Rackmount 18 Bay Pro-Lite Video Recording Server Xeon SIlver 4116 70TB | Ea |  | 1 Year (5 Years) | 20392 | 6% | 19168.48
13624 | BCD | BCD218-PLVS-116-72T-12 | 2U Rackmount 18 Bay Pro-Lite Video Recording Server Xeon SIlver 4116 72TB | Ea |  | 1 Year (5 Years) | 19919 | 6% | 18723.86
13625 | BCD | BCD218-PLVS-116-72T-4 | 2U Rackmount 18 Bay Pro-Lite Video Recording Server Xeon SIlver 4116 72TB | Ea |  | 1 Year (5 Years) | 19433 | 6% | 18267.02
13626 | BCD | BCD218-PLVS-116-72T-8 | 2U Rackmount 18 Bay Pro-Lite Video Recording Server Xeon SIlver 4116 72TB | Ea |  | 1 Year (5 Years) | 19190 | 6% | 18038.6
13627 | BCD | BCD218-PLVS-116-80T-10 | 2U Rackmount 18 Bay Pro-Lite Video Recording Server Xeon SIlver 4116 80TB | Ea |  | 1 Year (5 Years) | 20541 | 6% | 19308.54
13628 | BCD | BCD218-PLVS-116-80T-8 | 2U Rackmount 18 Bay Pro-Lite Video Recording Server Xeon SIlver 4116 80TB | Ea |  | 1 Year (5 Years) | 19784 | 6% | 18596.96
13629 | BCD | BCD218-PLVS-116-84T-12 | 2U Rackmount 18 Bay Pro-Lite Video Recording Server Xeon SIlver 4116 84TB | Ea |  | 1 Year (5 Years) | 20933 | 6% | 19677.02
13630 | BCD | BCD218-PLVS-116-84T-14 | 2U Rackmount 18 Bay Pro-Lite Video Recording Server Xeon SIlver 4116 84TB | Ea |  | 1 Year (5 Years) | 21703 | 6% | 20400.82
13631 | BCD | BCD218-PLVS-116-88T-8 | 2U Rackmount 18 Bay Pro-Lite Video Recording Server Xeon SIlver 4116 88TB | Ea |  | 1 Year (5 Years) | 20379 | 6% | 19156.26
13632 | BCD | BCD218-PLVS-116-8T-4 | 2U Rackmount 18 Bay Pro-Lite Video Recording Server Xeon SIlver 4116 8TB | Ea |  | 1 Year (5 Years) | 14460 | 6% | 13592.4
13633 | BCD | BCD218-PLVS-116-8T-8 | 2U Rackmount 18 Bay Pro-Lite Video Recording Server Xeon SIlver 4116 8TB | Ea |  | 1 Year (5 Years) | 14433 | 6% | 13567.02
13634 | BCD | BCD218-PLVS-116-90T-10 | 2U Rackmount 18 Bay Pro-Lite Video Recording Server Xeon SIlver 4116 90TB | Ea |  | 1 Year (5 Years) | 21379 | 6% | 20096.26
13635 | BCD | BCD218-PLVS-116-96T-12 | 2U Rackmount 18 Bay Pro-Lite Video Recording Server Xeon SIlver 4116 96TB | Ea |  | 1 Year (5 Years) | 21946 | 6% | 20629.24
13636 | BCD | BCD218-PLVS-116-96T-8 | 2U Rackmount 18 Bay Pro-Lite Video Recording Server Xeon SIlver 4116 96TB | Ea |  | 1 Year (5 Years) | 20973 | 6% | 19714.62
13637 | BCD | BCD218-PLVS-116-98T-14 | 2U Rackmount 18 Bay Pro-Lite Video Recording Server Xeon SIlver 4116 98TB | Ea |  | 1 Year (5 Years) | 23014 | 6% | 21633.16
13638 | BCD | BCD218-PLVS-116-D240 | 2U Rackmount 18 Bay Pro-Lite Video Recording Server Xeon SIlver 4116 Dual 240GB SSD | Ea |  | 1 Year (5 Years) | 13838 | 6% | 13007.72
13639 | BCD | BCD218-PVS-110-100T-10 | 2U Rackmount 18 Bay Professional Video Recording Server Xeon SIlver 4110 100TB | Ea |  | 1 Year (5 Years) | 21244 | 6% | 19969.36
13640 | BCD | BCD218-PVS-110-104T-8 | 2U Rackmount 18 Bay Professional Video Recording Server Xeon SIlver 4110 104TB | Ea |  | 1 Year (5 Years) | 20597 | 6% | 19361.18
13641 | BCD | BCD218-PVS-110-108T-12 | 2U Rackmount 18 Bay Professional Video Recording Server Xeon SIlver 4110 108TB | Ea |  | 1 Year (5 Years) | 21987 | 6% | 20667.78
13642 | BCD | BCD218-PVS-110-10T-10 | 2U Rackmount 18 Bay Professional Video Recording Server Xeon SIlver 4110 10TB | Ea |  | 1 Year (5 Years) | 13703 | 6% | 12880.82
13643 | BCD | BCD218-PVS-110-110T-10 | 2U Rackmount 18 Bay Professional Video Recording Server Xeon SIlver 4110 110TB | Ea |  | 1 Year (5 Years) | 22082 | 6% | 20757.08
13644 | BCD | BCD218-PVS-110-112T-14 | 2U Rackmount 18 Bay Professional Video Recording Server Xeon SIlver 4110 112TB | Ea |  | 1 Year (5 Years) | 23352 | 6% | 21950.88
13645 | BCD | BCD218-PVS-110-112T-8 | 2U Rackmount 18 Bay Professional Video Recording Server Xeon SIlver 4110 112TB | Ea |  | 1 Year (5 Years) | 21191 | 6% | 19919.54
13646 | BCD | BCD218-PVS-110-120T-10 | 2U Rackmount 18 Bay Professional Video Recording Server Xeon SIlver 4110 120TB | Ea |  | 1 Year (5 Years) | 22919 | 6% | 21543.86
13647 | BCD | BCD218-PVS-110-120T-12 | 2U Rackmount 18 Bay Professional Video Recording Server Xeon SIlver 4110 120TB | Ea |  | 1 Year (5 Years) | 23000 | 6% | 21620
13648 | BCD | BCD218-PVS-110-120T-8 | 2U Rackmount 18 Bay Professional Video Recording Server Xeon SIlver 4110 120TB | Ea |  | 1 Year (5 Years) | 21786 | 6% | 20478.84
13649 | BCD | BCD218-PVS-110-126T-14 | 2U Rackmount 18 Bay Professional Video Recording Server Xeon SIlver 4110 126TB | Ea |  | 1 Year (5 Years) | 24663 | 6% | 23183.22
13650 | BCD | BCD218-PVS-110-128T-8 | 2U Rackmount 18 Bay Professional Video Recording Server Xeon SIlver 4110 128TB | Ea |  | 1 Year (5 Years) | 22380 | 6% | 21037.2
13651 | BCD | BCD218-PVS-110-12T-12 | 2U Rackmount 18 Bay Professional Video Recording Server Xeon SIlver 4110 12TB | Ea |  | 1 Year (5 Years) | 13879 | 6% | 13046.26
13652 | BCD | BCD218-PVS-110-12T-4 | 2U Rackmount 18 Bay Professional Video Recording Server Xeon SIlver 4110 12TB | Ea |  | 1 Year (5 Years) | 13799 | 6% | 12971.06
13653 | BCD | BCD218-PVS-110-130T-10 | 2U Rackmount 18 Bay Professional Video Recording Server Xeon SIlver 4110 130TB | Ea |  | 1 Year (5 Years) | 23757 | 6% | 22331.58
13654 | BCD | BCD218-PVS-110-132T-12 | 2U Rackmount 18 Bay Professional Video Recording Server Xeon SIlver 4110 132TB | Ea |  | 1 Year (5 Years) | 24014 | 6% | 22573.16
13655 | BCD | BCD218-PVS-110-136T-8 | 2U Rackmount 18 Bay Professional Video Recording Server Xeon SIlver 4110 136TB | Ea |  | 1 Year (5 Years) | 22975 | 6% | 21596.5
13656 | BCD | BCD218-PVS-110-140T-10 | 2U Rackmount 18 Bay Professional Video Recording Server Xeon SIlver 4110 140TB | Ea |  | 1 Year (5 Years) | 24595 | 6% | 23119.3
13657 | BCD | BCD218-PVS-110-140T-14 | 2U Rackmount 18 Bay Professional Video Recording Server Xeon SIlver 4110 140TB | Ea |  | 1 Year (5 Years) | 25973 | 6% | 24414.62
13658 | BCD | BCD218-PVS-110-144T-12 | 2U Rackmount 18 Bay Professional Video Recording Server Xeon SIlver 4110 144TB | Ea |  | 1 Year (5 Years) | 25028 | 6% | 23526.32
13659 | BCD | BCD218-PVS-110-144T-8 | 2U Rackmount 18 Bay Professional Video Recording Server Xeon SIlver 4110 144TB | Ea |  | 1 Year (5 Years) | 23569 | 6% | 22154.86
13660 | BCD | BCD218-PVS-110-14T-14 | 2U Rackmount 18 Bay Professional Video Recording Server Xeon SIlver 4110 14TB | Ea |  | 1 Year (5 Years) | 14176 | 6% | 13325.44
13661 | BCD | BCD218-PVS-110-150T-10 | 2U Rackmount 18 Bay Professional Video Recording Server Xeon SIlver 4110 150TB | Ea |  | 1 Year (5 Years) | 25433 | 6% | 23907.02
13662 | BCD | BCD218-PVS-110-154T-14 | 2U Rackmount 18 Bay Professional Video Recording Server Xeon SIlver 4110 154TB | Ea |  | 1 Year (5 Years) | 27284 | 6% | 25646.96
13663 | BCD | BCD218-PVS-110-156T-12 | 2U Rackmount 18 Bay Professional Video Recording Server Xeon SIlver 4110 156TB | Ea |  | 1 Year (5 Years) | 26041 | 6% | 24478.54
13664 | BCD | BCD218-PVS-110-160T-10 | 2U Rackmount 18 Bay Professional Video Recording Server Xeon SIlver 4110 160TB | Ea |  | 1 Year (5 Years) | 26271 | 6% | 24694.74
13665 | BCD | BCD218-PVS-110-168T-12 | 2U Rackmount 18 Bay Professional Video Recording Server Xeon SIlver 4110 168TB | Ea |  | 1 Year (5 Years) | 27055 | 6% | 25431.7
13666 | BCD | BCD218-PVS-110-168T-14 | 2U Rackmount 18 Bay Professional Video Recording Server Xeon SIlver 4110 168TB | Ea |  | 1 Year (5 Years) | 28595 | 6% | 26879.3
13667 | BCD | BCD218-PVS-110-16T-4 | 2U Rackmount 18 Bay Professional Video Recording Server Xeon SIlver 4110 16TB | Ea |  | 1 Year (5 Years) | 14110 | 6% | 13263.4
13668 | BCD | BCD218-PVS-110-16T-8 | 2U Rackmount 18 Bay Professional Video Recording Server Xeon SIlver 4110 16TB | Ea |  | 1 Year (5 Years) | 14056 | 6% | 13212.64
13669 | BCD | BCD218-PVS-110-170T-10 | 2U Rackmount 18 Bay Professional Video Recording Server Xeon SIlver 4110 170TB | Ea |  | 1 Year (5 Years) | 27109 | 6% | 25482.46
13670 | BCD | BCD218-PVS-110-180T-10 | 2U Rackmount 18 Bay Professional Video Recording Server Xeon SIlver 4110 180TB | Ea |  | 1 Year (5 Years) | 27946 | 6% | 26269.24
13671 | BCD | BCD218-PVS-110-180T-12 | 2U Rackmount 18 Bay Professional Video Recording Server Xeon SIlver 4110 180TB | Ea |  | 1 Year (5 Years) | 28068 | 6% | 26383.92
13672 | BCD | BCD218-PVS-110-182T-14 | 2U Rackmount 18 Bay Professional Video Recording Server Xeon SIlver 4110 182TB | Ea |  | 1 Year (5 Years) | 29906 | 6% | 28111.64
13673 | BCD | BCD218-PVS-110-192T-12 | 2U Rackmount 18 Bay Professional Video Recording Server Xeon SIlver 4110 192TB | Ea |  | 1 Year (5 Years) | 29082 | 6% | 27337.08
13674 | BCD | BCD218-PVS-110-196T-14 | 2U Rackmount 18 Bay Professional Video Recording Server Xeon SIlver 4110 196TB | Ea |  | 1 Year (5 Years) | 31217 | 6% | 29343.98
13675 | BCD | BCD218-PVS-110-204T-12 | 2U Rackmount 18 Bay Professional Video Recording Server Xeon SIlver 4110 204TB | Ea |  | 1 Year (5 Years) | 30095 | 6% | 28289.3
13676 | BCD | BCD218-PVS-110-20T-10 | 2U Rackmount 18 Bay Professional Video Recording Server Xeon SIlver 4110 20TB | Ea |  | 1 Year (5 Years) | 14541 | 6% | 13668.54
13677 | BCD | BCD218-PVS-110-20T-4 | 2U Rackmount 18 Bay Professional Video Recording Server Xeon SIlver 4110 20TB | Ea |  | 1 Year (5 Years) | 14421 | 6% | 13555.74
13678 | BCD | BCD218-PVS-110-210T-14 | 2U Rackmount 18 Bay Professional Video Recording Server Xeon SIlver 4110 210TB | Ea |  | 1 Year (5 Years) | 32528 | 6% | 30576.32
13679 | BCD | BCD218-PVS-110-216T-12 | 2U Rackmount 18 Bay Professional Video Recording Server Xeon SIlver 4110 216TB | Ea |  | 1 Year (5 Years) | 31109 | 6% | 29242.46
13680 | BCD | BCD218-PVS-110-224T-14 | 2U Rackmount 18 Bay Professional Video Recording Server Xeon SIlver 4110 224TB | Ea |  | 1 Year (5 Years) | 33838 | 6% | 31807.72
13681 | BCD | BCD218-PVS-110-238T-14 | 2U Rackmount 18 Bay Professional Video Recording Server Xeon SIlver 4110 238TB | Ea |  | 1 Year (5 Years) | 35149 | 6% | 33040.06
13682 | BCD | BCD218-PVS-110-24T-12 | 2U Rackmount 18 Bay Professional Video Recording Server Xeon SIlver 4110 24TB | Ea |  | 1 Year (5 Years) | 14892 | 6% | 13998.48
13683 | BCD | BCD218-PVS-110-24T-4 | 2U Rackmount 18 Bay Professional Video Recording Server Xeon SIlver 4110 24TB | Ea |  | 1 Year (5 Years) | 14732 | 6% | 13848.08
13684 | BCD | BCD218-PVS-110-24T-8 | 2U Rackmount 18 Bay Professional Video Recording Server Xeon SIlver 4110 24TB | Ea |  | 1 Year (5 Years) | 14651 | 6% | 13771.94
13685 | BCD | BCD218-PVS-110-252T-14 | 2U Rackmount 18 Bay Professional Video Recording Server Xeon SIlver 4110 252TB | Ea |  | 1 Year (5 Years) | 36460 | 6% | 34272.4
13686 | BCD | BCD218-PVS-110-28T-14 | 2U Rackmount 18 Bay Professional Video Recording Server Xeon SIlver 4110 28TB | Ea |  | 1 Year (5 Years) | 15487 | 6% | 14557.78
13687 | BCD | BCD218-PVS-110-28T-4 | 2U Rackmount 18 Bay Professional Video Recording Server Xeon SIlver 4110 28TB | Ea |  | 1 Year (5 Years) | 15042 | 6% | 14139.48
13688 | BCD | BCD218-PVS-110-30T-10 | 2U Rackmount 18 Bay Professional Video Recording Server Xeon SIlver 4110 30TB | Ea |  | 1 Year (5 Years) | 15379 | 6% | 14456.26
13689 | BCD | BCD218-PVS-110-32T-4 | 2U Rackmount 18 Bay Professional Video Recording Server Xeon SIlver 4110 32TB | Ea |  | 1 Year (5 Years) | 15353 | 6% | 14431.82
13690 | BCD | BCD218-PVS-110-32T-8 | 2U Rackmount 18 Bay Professional Video Recording Server Xeon SIlver 4110 32TB | Ea |  | 1 Year (5 Years) | 15245 | 6% | 14330.3
13691 | BCD | BCD218-PVS-110-36T-12 | 2U Rackmount 18 Bay Professional Video Recording Server Xeon SIlver 4110 36TB | Ea |  | 1 Year (5 Years) | 15906 | 6% | 14951.64
13692 | BCD | BCD218-PVS-110-36T-4 | 2U Rackmount 18 Bay Professional Video Recording Server Xeon SIlver 4110 36TB | Ea |  | 1 Year (5 Years) | 15664 | 6% | 14724.16
13693 | BCD | BCD218-PVS-110-40T-10 | 2U Rackmount 18 Bay Professional Video Recording Server Xeon SIlver 4110 40TB | Ea |  | 1 Year (5 Years) | 16217 | 6% | 15243.98
13694 | BCD | BCD218-PVS-110-40T-4 | 2U Rackmount 18 Bay Professional Video Recording Server Xeon SIlver 4110 40TB | Ea |  | 1 Year (5 Years) | 15975 | 6% | 15016.5
13695 | BCD | BCD218-PVS-110-40T-8 | 2U Rackmount 18 Bay Professional Video Recording Server Xeon SIlver 4110 40TB | Ea |  | 1 Year (5 Years) | 15840 | 6% | 14889.6
13696 | BCD | BCD218-PVS-110-42T-14 | 2U Rackmount 18 Bay Professional Video Recording Server Xeon SIlver 4110 42TB | Ea |  | 1 Year (5 Years) | 16798 | 6% | 15790.12
13697 | BCD | BCD218-PVS-110-44T-4 | 2U Rackmount 18 Bay Professional Video Recording Server Xeon SIlver 4110 44TB | Ea |  | 1 Year (5 Years) | 16286 | 6% | 15308.84
13698 | BCD | BCD218-PVS-110-48T-12 | 2U Rackmount 18 Bay Professional Video Recording Server Xeon SIlver 4110 48TB | Ea |  | 1 Year (5 Years) | 16919 | 6% | 15903.86
13699 | BCD | BCD218-PVS-110-48T-4 | 2U Rackmount 18 Bay Professional Video Recording Server Xeon SIlver 4110 48TB | Ea |  | 1 Year (5 Years) | 16597 | 6% | 15601.18
13700 | BCD | BCD218-PVS-110-48T-8 | 2U Rackmount 18 Bay Professional Video Recording Server Xeon SIlver 4110 48TB | Ea |  | 1 Year (5 Years) | 16434 | 6% | 15447.96
13701 | BCD | BCD218-PVS-110-4T-4 | 2U Rackmount 18 Bay Professional Video Recording Server Xeon SIlver 4110 4TB | Ea |  | 1 Year (5 Years) | 13178 | 6% | 12387.32
13702 | BCD | BCD218-PVS-110-50T-10 | 2U Rackmount 18 Bay Professional Video Recording Server Xeon SIlver 4110 50TB | Ea |  | 1 Year (5 Years) | 17055 | 6% | 16031.7
13703 | BCD | BCD218-PVS-110-52T-4 | 2U Rackmount 18 Bay Professional Video Recording Server Xeon SIlver 4110 52TB | Ea |  | 1 Year (5 Years) | 16907 | 6% | 15892.58
13704 | BCD | BCD218-PVS-110-56T-14 | 2U Rackmount 18 Bay Professional Video Recording Server Xeon SIlver 4110 56TB | Ea |  | 1 Year (5 Years) | 18109 | 6% | 17022.46
13705 | BCD | BCD218-PVS-110-56T-4 | 2U Rackmount 18 Bay Professional Video Recording Server Xeon SIlver 4110 56TB | Ea |  | 1 Year (5 Years) | 17218 | 6% | 16184.92
13706 | BCD | BCD218-PVS-110-56T-8 | 2U Rackmount 18 Bay Professional Video Recording Server Xeon SIlver 4110 56TB | Ea |  | 1 Year (5 Years) | 17029 | 6% | 16007.26
13707 | BCD | BCD218-PVS-110-60T-10 | 2U Rackmount 18 Bay Professional Video Recording Server Xeon SIlver 4110 60TB | Ea |  | 1 Year (5 Years) | 17892 | 6% | 16818.48
13708 | BCD | BCD218-PVS-110-60T-12 | 2U Rackmount 18 Bay Professional Video Recording Server Xeon SIlver 4110 60TB | Ea |  | 1 Year (5 Years) | 17933 | 6% | 16857.02
13709 | BCD | BCD218-PVS-110-60T-4 | 2U Rackmount 18 Bay Professional Video Recording Server Xeon SIlver 4110 60TB | Ea |  | 1 Year (5 Years) | 17529 | 6% | 16477.26
13710 | BCD | BCD218-PVS-110-64T-4 | 2U Rackmount 18 Bay Professional Video Recording Server Xeon SIlver 4110 64TB | Ea |  | 1 Year (5 Years) | 17840 | 6% | 16769.6
13711 | BCD | BCD218-PVS-110-64T-8 | 2U Rackmount 18 Bay Professional Video Recording Server Xeon SIlver 4110 64TB | Ea |  | 1 Year (5 Years) | 17624 | 6% | 16566.56
13712 | BCD | BCD218-PVS-110-68T-4 | 2U Rackmount 18 Bay Professional Video Recording Server Xeon SIlver 4110 68TB | Ea |  | 1 Year (5 Years) | 18151 | 6% | 17061.94
13713 | BCD | BCD218-PVS-110-70T-10 | 2U Rackmount 18 Bay Professional Video Recording Server Xeon SIlver 4110 70TB | Ea |  | 1 Year (5 Years) | 18730 | 6% | 17606.2
13714 | BCD | BCD218-PVS-110-70T-14 | 2U Rackmount 18 Bay Professional Video Recording Server Xeon SIlver 4110 70TB | Ea |  | 1 Year (5 Years) | 19419 | 6% | 18253.86
13715 | BCD | BCD218-PVS-110-72T-12 | 2U Rackmount 18 Bay Professional Video Recording Server Xeon SIlver 4110 72TB | Ea |  | 1 Year (5 Years) | 18946 | 6% | 17809.24
13716 | BCD | BCD218-PVS-110-72T-4 | 2U Rackmount 18 Bay Professional Video Recording Server Xeon SIlver 4110 72TB | Ea |  | 1 Year (5 Years) | 18461 | 6% | 17353.34
13717 | BCD | BCD218-PVS-110-72T-8 | 2U Rackmount 18 Bay Professional Video Recording Server Xeon SIlver 4110 72TB | Ea |  | 1 Year (5 Years) | 18218 | 6% | 17124.92
13718 | BCD | BCD218-PVS-110-80T-10 | 2U Rackmount 18 Bay Professional Video Recording Server Xeon SIlver 4110 80TB | Ea |  | 1 Year (5 Years) | 19568 | 6% | 18393.92
13719 | BCD | BCD218-PVS-110-80T-8 | 2U Rackmount 18 Bay Professional Video Recording Server Xeon SIlver 4110 80TB | Ea |  | 1 Year (5 Years) | 18813 | 6% | 17684.22
13720 | BCD | BCD218-PVS-110-84T-12 | 2U Rackmount 18 Bay Professional Video Recording Server Xeon SIlver 4110 84TB | Ea |  | 1 Year (5 Years) | 19960 | 6% | 18762.4
13721 | BCD | BCD218-PVS-110-84T-14 | 2U Rackmount 18 Bay Professional Video Recording Server Xeon SIlver 4110 84TB | Ea |  | 1 Year (5 Years) | 20730 | 6% | 19486.2
13722 | BCD | BCD218-PVS-110-88T-8 | 2U Rackmount 18 Bay Professional Video Recording Server Xeon SIlver 4110 88TB | Ea |  | 1 Year (5 Years) | 19407 | 6% | 18242.58
13723 | BCD | BCD218-PVS-110-8T-4 | 2U Rackmount 18 Bay Professional Video Recording Server Xeon SIlver 4110 8TB | Ea |  | 1 Year (5 Years) | 13488 | 6% | 12678.72
13724 | BCD | BCD218-PVS-110-8T-8 | 2U Rackmount 18 Bay Professional Video Recording Server Xeon SIlver 4110 8TB | Ea |  | 1 Year (5 Years) | 13461 | 6% | 12653.34
13725 | BCD | BCD218-PVS-110-90T-10 | 2U Rackmount 18 Bay Professional Video Recording Server Xeon SIlver 4110 90TB | Ea |  | 1 Year (5 Years) | 20406 | 6% | 19181.64
13726 | BCD | BCD218-PVS-110-96T-12 | 2U Rackmount 18 Bay Professional Video Recording Server Xeon SIlver 4110 96TB | Ea |  | 1 Year (5 Years) | 20973 | 6% | 19714.62
13727 | BCD | BCD218-PVS-110-96T-8 | 2U Rackmount 18 Bay Professional Video Recording Server Xeon SIlver 4110 96TB | Ea |  | 1 Year (5 Years) | 20002 | 6% | 18801.88
13728 | BCD | BCD218-PVS-110-98T-14 | 2U Rackmount 18 Bay Professional Video Recording Server Xeon SIlver 4110 98TB | Ea |  | 1 Year (5 Years) | 22041 | 6% | 20718.54
13729 | BCD | BCD218-PVS-110-D240 | 2U Rackmount 18 Bay Professional Video Recording Server Xeon SIlver 4110 Dual 240GB SSD | Ea |  | 1 Year (5 Years) | 12637 | 6% | 11878.78
13730 | BCD | BCD218-PVS-116-100T-10 | 2U Rackmount 18 Bay Professional Video Recording Server Xeon SIlver 4116 100TB | Ea |  | 1 Year (5 Years) | 23609 | 6% | 22192.46
13731 | BCD | BCD218-PVS-116-104T-8 | 2U Rackmount 18 Bay Professional Video Recording Server Xeon SIlver 4116 104TB | Ea |  | 1 Year (5 Years) | 22961 | 6% | 21583.34
13732 | BCD | BCD218-PVS-116-108T-12 | 2U Rackmount 18 Bay Professional Video Recording Server Xeon SIlver 4116 108TB | Ea |  | 1 Year (5 Years) | 24352 | 6% | 22890.88
13733 | BCD | BCD218-PVS-116-10T-10 | 2U Rackmount 18 Bay Professional Video Recording Server Xeon SIlver 4116 10TB | Ea |  | 1 Year (5 Years) | 16068 | 6% | 15103.92
13734 | BCD | BCD218-PVS-116-110T-10 | 2U Rackmount 18 Bay Professional Video Recording Server Xeon SIlver 4116 110TB | Ea |  | 1 Year (5 Years) | 24446 | 6% | 22979.24
13735 | BCD | BCD218-PVS-116-112T-14 | 2U Rackmount 18 Bay Professional Video Recording Server Xeon SIlver 4116 112TB | Ea |  | 1 Year (5 Years) | 25717 | 6% | 24173.98
13736 | BCD | BCD218-PVS-116-112T-8 | 2U Rackmount 18 Bay Professional Video Recording Server Xeon SIlver 4116 112TB | Ea |  | 1 Year (5 Years) | 23556 | 6% | 22142.64
13737 | BCD | BCD218-PVS-116-120T-10 | 2U Rackmount 18 Bay Professional Video Recording Server Xeon SIlver 4116 120TB | Ea |  | 1 Year (5 Years) | 25284 | 6% | 23766.96
13738 | BCD | BCD218-PVS-116-120T-12 | 2U Rackmount 18 Bay Professional Video Recording Server Xeon SIlver 4116 120TB | Ea |  | 1 Year (5 Years) | 25365 | 6% | 23843.1
13739 | BCD | BCD218-PVS-116-120T-8 | 2U Rackmount 18 Bay Professional Video Recording Server Xeon SIlver 4116 120TB | Ea |  | 1 Year (5 Years) | 24151 | 6% | 22701.94
13740 | BCD | BCD218-PVS-116-126T-14 | 2U Rackmount 18 Bay Professional Video Recording Server Xeon SIlver 4116 126TB | Ea |  | 1 Year (5 Years) | 27028 | 6% | 25406.32
13741 | BCD | BCD218-PVS-116-128T-8 | 2U Rackmount 18 Bay Professional Video Recording Server Xeon SIlver 4116 128TB | Ea |  | 1 Year (5 Years) | 24745 | 6% | 23260.3
13742 | BCD | BCD218-PVS-116-12T-12 | 2U Rackmount 18 Bay Professional Video Recording Server Xeon SIlver 4116 12TB | Ea |  | 1 Year (5 Years) | 16244 | 6% | 15269.36
13743 | BCD | BCD218-PVS-116-12T-4 | 2U Rackmount 18 Bay Professional Video Recording Server Xeon SIlver 4116 12TB | Ea |  | 1 Year (5 Years) | 16164 | 6% | 15194.16
13744 | BCD | BCD218-PVS-116-130T-10 | 2U Rackmount 18 Bay Professional Video Recording Server Xeon SIlver 4116 130TB | Ea |  | 1 Year (5 Years) | 26122 | 6% | 24554.68
13745 | BCD | BCD218-PVS-116-132T-12 | 2U Rackmount 18 Bay Professional Video Recording Server Xeon SIlver 4116 132TB | Ea |  | 1 Year (5 Years) | 26379 | 6% | 24796.26
13746 | BCD | BCD218-PVS-116-136T-8 | 2U Rackmount 18 Bay Professional Video Recording Server Xeon SIlver 4116 136TB | Ea |  | 1 Year (5 Years) | 25340 | 6% | 23819.6
13747 | BCD | BCD218-PVS-116-140T-10 | 2U Rackmount 18 Bay Professional Video Recording Server Xeon SIlver 4116 140TB | Ea |  | 1 Year (5 Years) | 26960 | 6% | 25342.4
13748 | BCD | BCD218-PVS-116-140T-14 | 2U Rackmount 18 Bay Professional Video Recording Server Xeon SIlver 4116 140TB | Ea |  | 1 Year (5 Years) | 28338 | 6% | 26637.72
13749 | BCD | BCD218-PVS-116-144T-12 | 2U Rackmount 18 Bay Professional Video Recording Server Xeon SIlver 4116 144TB | Ea |  | 1 Year (5 Years) | 27392 | 6% | 25748.48
13750 | BCD | BCD218-PVS-116-144T-8 | 2U Rackmount 18 Bay Professional Video Recording Server Xeon SIlver 4116 144TB | Ea |  | 1 Year (5 Years) | 25934 | 6% | 24377.96
13751 | BCD | BCD218-PVS-116-14T-14 | 2U Rackmount 18 Bay Professional Video Recording Server Xeon SIlver 4116 14TB | Ea |  | 1 Year (5 Years) | 16541 | 6% | 15548.54
13752 | BCD | BCD218-PVS-116-150T-10 | 2U Rackmount 18 Bay Professional Video Recording Server Xeon SIlver 4116 150TB | Ea |  | 1 Year (5 Years) | 27798 | 6% | 26130.12
13753 | BCD | BCD218-PVS-116-154T-14 | 2U Rackmount 18 Bay Professional Video Recording Server Xeon SIlver 4116 154TB | Ea |  | 1 Year (5 Years) | 29649 | 6% | 27870.06
13754 | BCD | BCD218-PVS-116-156T-12 | 2U Rackmount 18 Bay Professional Video Recording Server Xeon SIlver 4116 156TB | Ea |  | 1 Year (5 Years) | 28406 | 6% | 26701.64
13755 | BCD | BCD218-PVS-116-160T-10 | 2U Rackmount 18 Bay Professional Video Recording Server Xeon SIlver 4116 160TB | Ea |  | 1 Year (5 Years) | 28636 | 6% | 26917.84
13756 | BCD | BCD218-PVS-116-168T-12 | 2U Rackmount 18 Bay Professional Video Recording Server Xeon SIlver 4116 168TB | Ea |  | 1 Year (5 Years) | 29419 | 6% | 27653.86
13757 | BCD | BCD218-PVS-116-168T-14 | 2U Rackmount 18 Bay Professional Video Recording Server Xeon SIlver 4116 168TB | Ea |  | 1 Year (5 Years) | 30960 | 6% | 29102.4
13758 | BCD | BCD218-PVS-116-16T-4 | 2U Rackmount 18 Bay Professional Video Recording Server Xeon SIlver 4116 16TB | Ea |  | 1 Year (5 Years) | 16475 | 6% | 15486.5
13759 | BCD | BCD218-PVS-116-16T-8 | 2U Rackmount 18 Bay Professional Video Recording Server Xeon SIlver 4116 16TB | Ea |  | 1 Year (5 Years) | 16421 | 6% | 15435.74
13760 | BCD | BCD218-PVS-116-170T-10 | 2U Rackmount 18 Bay Professional Video Recording Server Xeon SIlver 4116 170TB | Ea |  | 1 Year (5 Years) | 29473 | 6% | 27704.62
13761 | BCD | BCD218-PVS-116-180T-10 | 2U Rackmount 18 Bay Professional Video Recording Server Xeon SIlver 4116 180TB | Ea |  | 1 Year (5 Years) | 30311 | 6% | 28492.34
13762 | BCD | BCD218-PVS-116-180T-12 | 2U Rackmount 18 Bay Professional Video Recording Server Xeon SIlver 4116 180TB | Ea |  | 1 Year (5 Years) | 30433 | 6% | 28607.02
13763 | BCD | BCD218-PVS-116-182T-14 | 2U Rackmount 18 Bay Professional Video Recording Server Xeon SIlver 4116 182TB | Ea |  | 1 Year (5 Years) | 32271 | 6% | 30334.74
13764 | BCD | BCD218-PVS-116-192T-12 | 2U Rackmount 18 Bay Professional Video Recording Server Xeon SIlver 4116 192TB | Ea |  | 1 Year (5 Years) | 31446 | 6% | 29559.24
13765 | BCD | BCD218-PVS-116-196T-14 | 2U Rackmount 18 Bay Professional Video Recording Server Xeon SIlver 4116 196TB | Ea |  | 1 Year (5 Years) | 33582 | 6% | 31567.08
13766 | BCD | BCD218-PVS-116-204T-12 | 2U Rackmount 18 Bay Professional Video Recording Server Xeon SIlver 4116 204TB | Ea |  | 1 Year (5 Years) | 32460 | 6% | 30512.4
13767 | BCD | BCD218-PVS-116-20T-10 | 2U Rackmount 18 Bay Professional Video Recording Server Xeon SIlver 4116 20TB | Ea |  | 1 Year (5 Years) | 16906 | 6% | 15891.64
13768 | BCD | BCD218-PVS-116-20T-4 | 2U Rackmount 18 Bay Professional Video Recording Server Xeon SIlver 4116 20TB | Ea |  | 1 Year (5 Years) | 16786 | 6% | 15778.84
13769 | BCD | BCD218-PVS-116-210T-14 | 2U Rackmount 18 Bay Professional Video Recording Server Xeon SIlver 4116 210TB | Ea |  | 1 Year (5 Years) | 34892 | 6% | 32798.48
13770 | BCD | BCD218-PVS-116-216T-12 | 2U Rackmount 18 Bay Professional Video Recording Server Xeon SIlver 4116 216TB | Ea |  | 1 Year (5 Years) | 33473 | 6% | 31464.62
13771 | BCD | BCD218-PVS-116-224T-14 | 2U Rackmount 18 Bay Professional Video Recording Server Xeon SIlver 4116 224TB | Ea |  | 1 Year (5 Years) | 36203 | 6% | 34030.82
13772 | BCD | BCD218-PVS-116-238T-14 | 2U Rackmount 18 Bay Professional Video Recording Server Xeon SIlver 4116 238TB | Ea |  | 1 Year (5 Years) | 37514 | 6% | 35263.16
13773 | BCD | BCD218-PVS-116-24T-12 | 2U Rackmount 18 Bay Professional Video Recording Server Xeon SIlver 4116 24TB | Ea |  | 1 Year (5 Years) | 17257 | 6% | 16221.58
13774 | BCD | BCD218-PVS-116-24T-4 | 2U Rackmount 18 Bay Professional Video Recording Server Xeon SIlver 4116 24TB | Ea |  | 1 Year (5 Years) | 17097 | 6% | 16071.18
13775 | BCD | BCD218-PVS-116-24T-8 | 2U Rackmount 18 Bay Professional Video Recording Server Xeon SIlver 4116 24TB | Ea |  | 1 Year (5 Years) | 17015 | 6% | 15994.1
13776 | BCD | BCD218-PVS-116-252T-14 | 2U Rackmount 18 Bay Professional Video Recording Server Xeon SIlver 4116 252TB | Ea |  | 1 Year (5 Years) | 38825 | 6% | 36495.5
13777 | BCD | BCD218-PVS-116-28T-14 | 2U Rackmount 18 Bay Professional Video Recording Server Xeon SIlver 4116 28TB | Ea |  | 1 Year (5 Years) | 17852 | 6% | 16780.88
13778 | BCD | BCD218-PVS-116-28T-4 | 2U Rackmount 18 Bay Professional Video Recording Server Xeon SIlver 4116 28TB | Ea |  | 1 Year (5 Years) | 17407 | 6% | 16362.58
13779 | BCD | BCD218-PVS-116-30T-10 | 2U Rackmount 18 Bay Professional Video Recording Server Xeon SIlver 4116 30TB | Ea |  | 1 Year (5 Years) | 17744 | 6% | 16679.36
13780 | BCD | BCD218-PVS-116-32T-4 | 2U Rackmount 18 Bay Professional Video Recording Server Xeon SIlver 4116 32TB | Ea |  | 1 Year (5 Years) | 17718 | 6% | 16654.92
13781 | BCD | BCD218-PVS-116-32T-8 | 2U Rackmount 18 Bay Professional Video Recording Server Xeon SIlver 4116 32TB | Ea |  | 1 Year (5 Years) | 17610 | 6% | 16553.4
13782 | BCD | BCD218-PVS-116-36T-12 | 2U Rackmount 18 Bay Professional Video Recording Server Xeon SIlver 4116 36TB | Ea |  | 1 Year (5 Years) | 18271 | 6% | 17174.74
13783 | BCD | BCD218-PVS-116-36T-4 | 2U Rackmount 18 Bay Professional Video Recording Server Xeon SIlver 4116 36TB | Ea |  | 1 Year (5 Years) | 18029 | 6% | 16947.26
13784 | BCD | BCD218-PVS-116-40T-10 | 2U Rackmount 18 Bay Professional Video Recording Server Xeon SIlver 4116 40TB | Ea |  | 1 Year (5 Years) | 18582 | 6% | 17467.08
13785 | BCD | BCD218-PVS-116-40T-4 | 2U Rackmount 18 Bay Professional Video Recording Server Xeon SIlver 4116 40TB | Ea |  | 1 Year (5 Years) | 18340 | 6% | 17239.6
13786 | BCD | BCD218-PVS-116-40T-8 | 2U Rackmount 18 Bay Professional Video Recording Server Xeon SIlver 4116 40TB | Ea |  | 1 Year (5 Years) | 18205 | 6% | 17112.7
13787 | BCD | BCD218-PVS-116-42T-14 | 2U Rackmount 18 Bay Professional Video Recording Server Xeon SIlver 4116 42TB | Ea |  | 1 Year (5 Years) | 19163 | 6% | 18013.22
13788 | BCD | BCD218-PVS-116-44T-4 | 2U Rackmount 18 Bay Professional Video Recording Server Xeon SIlver 4116 44TB | Ea |  | 1 Year (5 Years) | 18651 | 6% | 17531.94
13789 | BCD | BCD218-PVS-116-48T-12 | 2U Rackmount 18 Bay Professional Video Recording Server Xeon SIlver 4116 48TB | Ea |  | 1 Year (5 Years) | 19284 | 6% | 18126.96
13790 | BCD | BCD218-PVS-116-48T-4 | 2U Rackmount 18 Bay Professional Video Recording Server Xeon SIlver 4116 48TB | Ea |  | 1 Year (5 Years) | 18961 | 6% | 17823.34
13791 | BCD | BCD218-PVS-116-48T-8 | 2U Rackmount 18 Bay Professional Video Recording Server Xeon SIlver 4116 48TB | Ea |  | 1 Year (5 Years) | 18799 | 6% | 17671.06
13792 | BCD | BCD218-PVS-116-4T-4 | 2U Rackmount 18 Bay Professional Video Recording Server Xeon SIlver 4116 4TB | Ea |  | 1 Year (5 Years) | 15542 | 6% | 14609.48
13793 | BCD | BCD218-PVS-116-50T-10 | 2U Rackmount 18 Bay Professional Video Recording Server Xeon SIlver 4116 50TB | Ea |  | 1 Year (5 Years) | 19419 | 6% | 18253.86
13794 | BCD | BCD218-PVS-116-52T-4 | 2U Rackmount 18 Bay Professional Video Recording Server Xeon SIlver 4116 52TB | Ea |  | 1 Year (5 Years) | 19272 | 6% | 18115.68
13795 | BCD | BCD218-PVS-116-56T-14 | 2U Rackmount 18 Bay Professional Video Recording Server Xeon SIlver 4116 56TB | Ea |  | 1 Year (5 Years) | 20473 | 6% | 19244.62
13796 | BCD | BCD218-PVS-116-56T-4 | 2U Rackmount 18 Bay Professional Video Recording Server Xeon SIlver 4116 56TB | Ea |  | 1 Year (5 Years) | 19583 | 6% | 18408.02
13797 | BCD | BCD218-PVS-116-56T-8 | 2U Rackmount 18 Bay Professional Video Recording Server Xeon SIlver 4116 56TB | Ea |  | 1 Year (5 Years) | 19394 | 6% | 18230.36
13798 | BCD | BCD218-PVS-116-60T-10 | 2U Rackmount 18 Bay Professional Video Recording Server Xeon SIlver 4116 60TB | Ea |  | 1 Year (5 Years) | 20257 | 6% | 19041.58
13799 | BCD | BCD218-PVS-116-60T-12 | 2U Rackmount 18 Bay Professional Video Recording Server Xeon SIlver 4116 60TB | Ea |  | 1 Year (5 Years) | 20298 | 6% | 19080.12
13800 | BCD | BCD218-PVS-116-60T-4 | 2U Rackmount 18 Bay Professional Video Recording Server Xeon SIlver 4116 60TB | Ea |  | 1 Year (5 Years) | 19894 | 6% | 18700.36
13801 | BCD | BCD218-PVS-116-64T-4 | 2U Rackmount 18 Bay Professional Video Recording Server Xeon SIlver 4116 64TB | Ea |  | 1 Year (5 Years) | 20205 | 6% | 18992.7
13802 | BCD | BCD218-PVS-116-64T-8 | 2U Rackmount 18 Bay Professional Video Recording Server Xeon SIlver 4116 64TB | Ea |  | 1 Year (5 Years) | 19988 | 6% | 18788.72
13803 | BCD | BCD218-PVS-116-68T-4 | 2U Rackmount 18 Bay Professional Video Recording Server Xeon SIlver 4116 68TB | Ea |  | 1 Year (5 Years) | 20515 | 6% | 19284.1
13804 | BCD | BCD218-PVS-116-70T-10 | 2U Rackmount 18 Bay Professional Video Recording Server Xeon SIlver 4116 70TB | Ea |  | 1 Year (5 Years) | 21095 | 6% | 19829.3
13805 | BCD | BCD218-PVS-116-70T-14 | 2U Rackmount 18 Bay Professional Video Recording Server Xeon SIlver 4116 70TB | Ea |  | 1 Year (5 Years) | 21784 | 6% | 20476.96
13806 | BCD | BCD218-PVS-116-72T-12 | 2U Rackmount 18 Bay Professional Video Recording Server Xeon SIlver 4116 72TB | Ea |  | 1 Year (5 Years) | 21311 | 6% | 20032.34
13807 | BCD | BCD218-PVS-116-72T-4 | 2U Rackmount 18 Bay Professional Video Recording Server Xeon SIlver 4116 72TB | Ea |  | 1 Year (5 Years) | 20826 | 6% | 19576.44
13808 | BCD | BCD218-PVS-116-72T-8 | 2U Rackmount 18 Bay Professional Video Recording Server Xeon SIlver 4116 72TB | Ea |  | 1 Year (5 Years) | 20583 | 6% | 19348.02
13809 | BCD | BCD218-PVS-116-80T-10 | 2U Rackmount 18 Bay Professional Video Recording Server Xeon SIlver 4116 80TB | Ea |  | 1 Year (5 Years) | 21933 | 6% | 20617.02
13810 | BCD | BCD218-PVS-116-80T-8 | 2U Rackmount 18 Bay Professional Video Recording Server Xeon SIlver 4116 80TB | Ea |  | 1 Year (5 Years) | 21178 | 6% | 19907.32
13811 | BCD | BCD218-PVS-116-84T-12 | 2U Rackmount 18 Bay Professional Video Recording Server Xeon SIlver 4116 84TB | Ea |  | 1 Year (5 Years) | 22325 | 6% | 20985.5
13812 | BCD | BCD218-PVS-116-84T-14 | 2U Rackmount 18 Bay Professional Video Recording Server Xeon SIlver 4116 84TB | Ea |  | 1 Year (5 Years) | 23095 | 6% | 21709.3
13813 | BCD | BCD218-PVS-116-88T-8 | 2U Rackmount 18 Bay Professional Video Recording Server Xeon SIlver 4116 88TB | Ea |  | 1 Year (5 Years) | 21772 | 6% | 20465.68
13814 | BCD | BCD218-PVS-116-8T-4 | 2U Rackmount 18 Bay Professional Video Recording Server Xeon SIlver 4116 8TB | Ea |  | 1 Year (5 Years) | 15853 | 6% | 14901.82
13815 | BCD | BCD218-PVS-116-8T-8 | 2U Rackmount 18 Bay Professional Video Recording Server Xeon SIlver 4116 8TB | Ea |  | 1 Year (5 Years) | 15826 | 6% | 14876.44
13816 | BCD | BCD218-PVS-116-90T-10 | 2U Rackmount 18 Bay Professional Video Recording Server Xeon SIlver 4116 90TB | Ea |  | 1 Year (5 Years) | 22771 | 6% | 21404.74
13817 | BCD | BCD218-PVS-116-96T-12 | 2U Rackmount 18 Bay Professional Video Recording Server Xeon SIlver 4116 96TB | Ea |  | 1 Year (5 Years) | 23338 | 6% | 21937.72
13818 | BCD | BCD218-PVS-116-96T-8 | 2U Rackmount 18 Bay Professional Video Recording Server Xeon SIlver 4116 96TB | Ea |  | 1 Year (5 Years) | 22367 | 6% | 21024.98
13819 | BCD | BCD218-PVS-116-98T-14 | 2U Rackmount 18 Bay Professional Video Recording Server Xeon SIlver 4116 98TB | Ea |  | 1 Year (5 Years) | 24406 | 6% | 22941.64
13820 | BCD | BCD218-PVS-116-D240 | 2U Rackmount 18 Bay Professional Video Recording Server Xeon SIlver 4116 Dual 240GB SSD | Ea |  | 1 Year (5 Years) | 15002 | 6% | 14101.88
13821 | BCD | BCD218X-EVS-116-100T-10 | 2U Rackmount 18 Bay Enterprise Video Recording Server Dual Xeon SIlver 4116 100TB | Ea |  | 1 Year (5 Years) | 28136 | 6% | 26447.84
13822 | BCD | BCD218X-EVS-116-104T-8 | 2U Rackmount 18 Bay Enterprise Video Recording Server Dual Xeon SIlver 4116 104TB | Ea |  | 1 Year (5 Years) | 29217 | 6% | 27463.98
13823 | BCD | BCD218X-EVS-116-108T-12 | 2U Rackmount 18 Bay Enterprise Video Recording Server Dual Xeon SIlver 4116 108TB | Ea |  | 1 Year (5 Years) | 28649 | 6% | 26930.06
13824 | BCD | BCD218X-EVS-116-10T-10 | 2U Rackmount 18 Bay Enterprise Video Recording Server Dual Xeon SIlver 4116 10TB | Ea |  | 1 Year (5 Years) | 19622 | 6% | 18444.68
13825 | BCD | BCD218X-EVS-116-110T-10 | 2U Rackmount 18 Bay Enterprise Video Recording Server Dual Xeon SIlver 4116 110TB | Ea |  | 1 Year (5 Years) | 29082 | 6% | 27337.08
13826 | BCD | BCD218X-EVS-116-112T-8 | 2U Rackmount 18 Bay Enterprise Video Recording Server Dual Xeon SIlver 4116 112TB | Ea |  | 1 Year (5 Years) | 30028 | 6% | 28226.32
13827 | BCD | BCD218X-EVS-116-120T-10 | 2U Rackmount 18 Bay Enterprise Video Recording Server Dual Xeon SIlver 4116 120TB | Ea |  | 1 Year (5 Years) | 30028 | 6% | 28226.32
13828 | BCD | BCD218X-EVS-116-120T-12 | 2U Rackmount 18 Bay Enterprise Video Recording Server Dual Xeon SIlver 4116 120TB | Ea |  | 1 Year (5 Years) | 29757 | 6% | 27971.58
13829 | BCD | BCD218X-EVS-116-120T-8 | 2U Rackmount 18 Bay Enterprise Video Recording Server Dual Xeon SIlver 4116 120TB | Ea |  | 1 Year (5 Years) | 30838 | 6% | 28987.72
13830 | BCD | BCD218X-EVS-116-128T-8 | 2U Rackmount 18 Bay Enterprise Video Recording Server Dual Xeon SIlver 4116 128TB | Ea |  | 1 Year (5 Years) | 31649 | 6% | 29750.06
13831 | BCD | BCD218X-EVS-116-12T-12 | 2U Rackmount 18 Bay Enterprise Video Recording Server Dual Xeon SIlver 4116 12TB | Ea |  | 1 Year (5 Years) | 19784 | 6% | 18596.96
13832 | BCD | BCD218X-EVS-116-130T-10 | 2U Rackmount 18 Bay Enterprise Video Recording Server Dual Xeon SIlver 4116 130TB | Ea |  | 1 Year (5 Years) | 30973 | 6% | 29114.62
13833 | BCD | BCD218X-EVS-116-132T-12 | 2U Rackmount 18 Bay Enterprise Video Recording Server Dual Xeon SIlver 4116 132TB | Ea |  | 1 Year (5 Years) | 30865 | 6% | 29013.1
13834 | BCD | BCD218X-EVS-116-136T-8 | 2U Rackmount 18 Bay Enterprise Video Recording Server Dual Xeon SIlver 4116 136TB | Ea |  | 1 Year (5 Years) | 32460 | 6% | 30512.4
13835 | BCD | BCD218X-EVS-116-140T-10 | 2U Rackmount 18 Bay Enterprise Video Recording Server Dual Xeon SIlver 4116 140TB | Ea |  | 1 Year (5 Years) | 31919 | 6% | 30003.86
13836 | BCD | BCD218X-EVS-116-144T-12 | 2U Rackmount 18 Bay Enterprise Video Recording Server Dual Xeon SIlver 4116 144TB | Ea |  | 1 Year (5 Years) | 31973 | 6% | 30054.62
13837 | BCD | BCD218X-EVS-116-144T-8 | 2U Rackmount 18 Bay Enterprise Video Recording Server Dual Xeon SIlver 4116 144TB | Ea |  | 1 Year (5 Years) | 33271 | 6% | 31274.74
13838 | BCD | BCD218X-EVS-116-150T-10 | 2U Rackmount 18 Bay Enterprise Video Recording Server Dual Xeon SIlver 4116 150TB | Ea |  | 1 Year (5 Years) | 32865 | 6% | 30893.1
13839 | BCD | BCD218X-EVS-116-156T-12 | 2U Rackmount 18 Bay Enterprise Video Recording Server Dual Xeon SIlver 4116 156TB | Ea |  | 1 Year (5 Years) | 33082 | 6% | 31097.08
13840 | BCD | BCD218X-EVS-116-160T-10 | 2U Rackmount 18 Bay Enterprise Video Recording Server Dual Xeon SIlver 4116 160TB | Ea |  | 1 Year (5 Years) | 33811 | 6% | 31782.34
13841 | BCD | BCD218X-EVS-116-168T-12 | 2U Rackmount 18 Bay Enterprise Video Recording Server Dual Xeon SIlver 4116 168TB | Ea |  | 1 Year (5 Years) | 34190 | 6% | 32138.6
13842 | BCD | BCD218X-EVS-116-16T-8 | 2U Rackmount 18 Bay Enterprise Video Recording Server Dual Xeon SIlver 4116 16TB | Ea |  | 1 Year (5 Years) | 20298 | 6% | 19080.12
13843 | BCD | BCD218X-EVS-116-170T-10 | 2U Rackmount 18 Bay Enterprise Video Recording Server Dual Xeon SIlver 4116 170TB | Ea |  | 1 Year (5 Years) | 34757 | 6% | 32671.58
13844 | BCD | BCD218X-EVS-116-180T-10 | 2U Rackmount 18 Bay Enterprise Video Recording Server Dual Xeon SIlver 4116 180TB | Ea |  | 1 Year (5 Years) | 35703 | 6% | 33560.82
13845 | BCD | BCD218X-EVS-116-180T-12 | 2U Rackmount 18 Bay Enterprise Video Recording Server Dual Xeon SIlver 4116 180TB | Ea |  | 1 Year (5 Years) | 35298 | 6% | 33180.12
13846 | BCD | BCD218X-EVS-116-192T-12 | 2U Rackmount 18 Bay Enterprise Video Recording Server Dual Xeon SIlver 4116 192TB | Ea |  | 1 Year (5 Years) | 36406 | 6% | 34221.64
13847 | BCD | BCD218X-EVS-116-204T-12 | 2U Rackmount 18 Bay Enterprise Video Recording Server Dual Xeon SIlver 4116 204TB | Ea |  | 1 Year (5 Years) | 37514 | 6% | 35263.16
13848 | BCD | BCD218X-EVS-116-20T-10 | 2U Rackmount 18 Bay Enterprise Video Recording Server Dual Xeon SIlver 4116 20TB | Ea |  | 1 Year (5 Years) | 20568 | 6% | 19333.92
13849 | BCD | BCD218X-EVS-116-216T-12 | 2U Rackmount 18 Bay Enterprise Video Recording Server Dual Xeon SIlver 4116 216TB | Ea |  | 1 Year (5 Years) | 38622 | 6% | 36304.68
13850 | BCD | BCD218X-EVS-116-24T-12 | 2U Rackmount 18 Bay Enterprise Video Recording Server Dual Xeon SIlver 4116 24TB | Ea |  | 1 Year (5 Years) | 20892 | 6% | 19638.48
13851 | BCD | BCD218X-EVS-116-24T-8 | 2U Rackmount 18 Bay Enterprise Video Recording Server Dual Xeon SIlver 4116 24TB | Ea |  | 1 Year (5 Years) | 21109 | 6% | 19842.46
13852 | BCD | BCD218X-EVS-116-30T-10 | 2U Rackmount 18 Bay Enterprise Video Recording Server Dual Xeon SIlver 4116 30TB | Ea |  | 1 Year (5 Years) | 21514 | 6% | 20223.16
13853 | BCD | BCD218X-EVS-116-32T-8 | 2U Rackmount 18 Bay Enterprise Video Recording Server Dual Xeon SIlver 4116 32TB | Ea |  | 1 Year (5 Years) | 21919 | 6% | 20603.86
13854 | BCD | BCD218X-EVS-116-36T-12 | 2U Rackmount 18 Bay Enterprise Video Recording Server Dual Xeon SIlver 4116 36TB | Ea |  | 1 Year (5 Years) | 22000 | 6% | 20680
13855 | BCD | BCD218X-EVS-116-40T-10 | 2U Rackmount 18 Bay Enterprise Video Recording Server Dual Xeon SIlver 4116 40TB | Ea |  | 1 Year (5 Years) | 22460 | 6% | 21112.4
13856 | BCD | BCD218X-EVS-116-40T-8 | 2U Rackmount 18 Bay Enterprise Video Recording Server Dual Xeon SIlver 4116 40TB | Ea |  | 1 Year (5 Years) | 22730 | 6% | 21366.2
13857 | BCD | BCD218X-EVS-116-48T-12 | 2U Rackmount 18 Bay Enterprise Video Recording Server Dual Xeon SIlver 4116 48TB | Ea |  | 1 Year (5 Years) | 23109 | 6% | 21722.46
13858 | BCD | BCD218X-EVS-116-48T-8 | 2U Rackmount 18 Bay Enterprise Video Recording Server Dual Xeon SIlver 4116 48TB | Ea |  | 1 Year (5 Years) | 23541 | 6% | 22128.54
13859 | BCD | BCD218X-EVS-116-50T-10 | 2U Rackmount 18 Bay Enterprise Video Recording Server Dual Xeon SIlver 4116 50TB | Ea |  | 1 Year (5 Years) | 23406 | 6% | 22001.64
13860 | BCD | BCD218X-EVS-116-56T-8 | 2U Rackmount 18 Bay Enterprise Video Recording Server Dual Xeon SIlver 4116 56TB | Ea |  | 1 Year (5 Years) | 24352 | 6% | 22890.88
13861 | BCD | BCD218X-EVS-116-60T-10 | 2U Rackmount 18 Bay Enterprise Video Recording Server Dual Xeon SIlver 4116 60TB | Ea |  | 1 Year (5 Years) | 24352 | 6% | 22890.88
13862 | BCD | BCD218X-EVS-116-60T-12 | 2U Rackmount 18 Bay Enterprise Video Recording Server Dual Xeon SIlver 4116 60TB | Ea |  | 1 Year (5 Years) | 24217 | 6% | 22763.98
13863 | BCD | BCD218X-EVS-116-64T-8 | 2U Rackmount 18 Bay Enterprise Video Recording Server Dual Xeon SIlver 4116 64TB | Ea |  | 1 Year (5 Years) | 25163 | 6% | 23653.22
13864 | BCD | BCD218X-EVS-116-70T-10 | 2U Rackmount 18 Bay Enterprise Video Recording Server Dual Xeon SIlver 4116 70TB | Ea |  | 1 Year (5 Years) | 25298 | 6% | 23780.12
13865 | BCD | BCD218X-EVS-116-72T-12 | 2U Rackmount 18 Bay Enterprise Video Recording Server Dual Xeon SIlver 4116 72TB | Ea |  | 1 Year (5 Years) | 25325 | 6% | 23805.5
13866 | BCD | BCD218X-EVS-116-72T-8 | 2U Rackmount 18 Bay Enterprise Video Recording Server Dual Xeon SIlver 4116 72TB | Ea |  | 1 Year (5 Years) | 25973 | 6% | 24414.62
13867 | BCD | BCD218X-EVS-116-80T-10 | 2U Rackmount 18 Bay Enterprise Video Recording Server Dual Xeon SIlver 4116 80TB | Ea |  | 1 Year (5 Years) | 26244 | 6% | 24669.36
13868 | BCD | BCD218X-EVS-116-80T-8 | 2U Rackmount 18 Bay Enterprise Video Recording Server Dual Xeon SIlver 4116 80TB | Ea |  | 1 Year (5 Years) | 26784 | 6% | 25176.96
13869 | BCD | BCD218X-EVS-116-84T-12 | 2U Rackmount 18 Bay Enterprise Video Recording Server Dual Xeon SIlver 4116 84TB | Ea |  | 1 Year (5 Years) | 26433 | 6% | 24847.02
13870 | BCD | BCD218X-EVS-116-88T-8 | 2U Rackmount 18 Bay Enterprise Video Recording Server Dual Xeon SIlver 4116 88TB | Ea |  | 1 Year (5 Years) | 27595 | 6% | 25939.3
13871 | BCD | BCD218X-EVS-116-8T-8 | 2U Rackmount 18 Bay Enterprise Video Recording Server Dual Xeon SIlver 4116 8TB | Ea |  | 1 Year (5 Years) | 19271 | 6% | 18114.74
13872 | BCD | BCD218X-EVS-116-90T-10 | 2U Rackmount 18 Bay Enterprise Video Recording Server Dual Xeon SIlver 4116 90TB | Ea |  | 1 Year (5 Years) | 27190 | 6% | 25558.6
13873 | BCD | BCD218X-EVS-116-96T-12 | 2U Rackmount 18 Bay Enterprise Video Recording Server Dual Xeon SIlver 4116 96TB | Ea |  | 1 Year (5 Years) | 27541 | 6% | 25888.54
13874 | BCD | BCD218X-EVS-116-96T-8 | 2U Rackmount 18 Bay Enterprise Video Recording Server Dual Xeon SIlver 4116 96TB | Ea |  | 1 Year (5 Years) | 28406 | 6% | 26701.64
13875 | BCD | BCD218X-PLVS-116-100T-10 | 2U Rackmount 18 Bay Pro-Lite Video Recording Server Dual Xeon SIlver 4116 100TB | Ea |  | 1 Year (5 Years) | 25503 | 6% | 23972.82
13876 | BCD | BCD218X-PLVS-116-104T-8 | 2U Rackmount 18 Bay Pro-Lite Video Recording Server Dual Xeon SIlver 4116 104TB | Ea |  | 1 Year (5 Years) | 24855 | 6% | 23363.7
13877 | BCD | BCD218X-PLVS-116-108T-12 | 2U Rackmount 18 Bay Pro-Lite Video Recording Server Dual Xeon SIlver 4116 108TB | Ea |  | 1 Year (5 Years) | 26246 | 6% | 24671.24
13878 | BCD | BCD218X-PLVS-116-10T-10 | 2U Rackmount 18 Bay Pro-Lite Video Recording Server Dual Xeon SIlver 4116 10TB | Ea |  | 1 Year (5 Years) | 17963 | 6% | 16885.22
13879 | BCD | BCD218X-PLVS-116-110T-10 | 2U Rackmount 18 Bay Pro-Lite Video Recording Server Dual Xeon SIlver 4116 110TB | Ea |  | 1 Year (5 Years) | 26341 | 6% | 24760.54
13880 | BCD | BCD218X-PLVS-116-112T-14 | 2U Rackmount 18 Bay Pro-Lite Video Recording Server Dual Xeon SIlver 4116 112TB | Ea |  | 1 Year (5 Years) | 27611 | 6% | 25954.34
13881 | BCD | BCD218X-PLVS-116-112T-8 | 2U Rackmount 18 Bay Pro-Lite Video Recording Server Dual Xeon SIlver 4116 112TB | Ea |  | 1 Year (5 Years) | 25449 | 6% | 23922.06
13882 | BCD | BCD218X-PLVS-116-120T-10 | 2U Rackmount 18 Bay Pro-Lite Video Recording Server Dual Xeon SIlver 4116 120TB | Ea |  | 1 Year (5 Years) | 27179 | 6% | 25548.26
13883 | BCD | BCD218X-PLVS-116-120T-12 | 2U Rackmount 18 Bay Pro-Lite Video Recording Server Dual Xeon SIlver 4116 120TB | Ea |  | 1 Year (5 Years) | 27260 | 6% | 25624.4
13884 | BCD | BCD218X-PLVS-116-120T-8 | 2U Rackmount 18 Bay Pro-Lite Video Recording Server Dual Xeon SIlver 4116 120TB | Ea |  | 1 Year (5 Years) | 26044 | 6% | 24481.36
13885 | BCD | BCD218X-PLVS-116-126T-14 | 2U Rackmount 18 Bay Pro-Lite Video Recording Server Dual Xeon SIlver 4116 126TB | Ea |  | 1 Year (5 Years) | 28922 | 6% | 27186.68
13886 | BCD | BCD218X-PLVS-116-128T-8 | 2U Rackmount 18 Bay Pro-Lite Video Recording Server Dual Xeon SIlver 4116 128TB | Ea |  | 1 Year (5 Years) | 26638 | 6% | 25039.72
13887 | BCD | BCD218X-PLVS-116-12T-12 | 2U Rackmount 18 Bay Pro-Lite Video Recording Server Dual Xeon SIlver 4116 12TB | Ea |  | 1 Year (5 Years) | 18138 | 6% | 17049.72
13888 | BCD | BCD218X-PLVS-116-12T-4 | 2U Rackmount 18 Bay Pro-Lite Video Recording Server Dual Xeon SIlver 4116 12TB | Ea |  | 1 Year (5 Years) | 18057 | 6% | 16973.58
13889 | BCD | BCD218X-PLVS-116-130T-10 | 2U Rackmount 18 Bay Pro-Lite Video Recording Server Dual Xeon SIlver 4116 130TB | Ea |  | 1 Year (5 Years) | 28017 | 6% | 26335.98
13890 | BCD | BCD218X-PLVS-116-132T-12 | 2U Rackmount 18 Bay Pro-Lite Video Recording Server Dual Xeon SIlver 4116 132TB | Ea |  | 1 Year (5 Years) | 28273 | 6% | 26576.62
13891 | BCD | BCD218X-PLVS-116-136T-8 | 2U Rackmount 18 Bay Pro-Lite Video Recording Server Dual Xeon SIlver 4116 136TB | Ea |  | 1 Year (5 Years) | 27233 | 6% | 25599.02
13892 | BCD | BCD218X-PLVS-116-140T-10 | 2U Rackmount 18 Bay Pro-Lite Video Recording Server Dual Xeon SIlver 4116 140TB | Ea |  | 1 Year (5 Years) | 28855 | 6% | 27123.7
13893 | BCD | BCD218X-PLVS-116-140T-14 | 2U Rackmount 18 Bay Pro-Lite Video Recording Server Dual Xeon SIlver 4116 140TB | Ea |  | 1 Year (5 Years) | 30233 | 6% | 28419.02
13894 | BCD | BCD218X-PLVS-116-144T-12 | 2U Rackmount 18 Bay Pro-Lite Video Recording Server Dual Xeon SIlver 4116 144TB | Ea |  | 1 Year (5 Years) | 29287 | 6% | 27529.78
13895 | BCD | BCD218X-PLVS-116-144T-8 | 2U Rackmount 18 Bay Pro-Lite Video Recording Server Dual Xeon SIlver 4116 144TB | Ea |  | 1 Year (5 Years) | 27828 | 6% | 26158.32
13896 | BCD | BCD218X-PLVS-116-14T-14 | 2U Rackmount 18 Bay Pro-Lite Video Recording Server Dual Xeon SIlver 4116 14TB | Ea |  | 1 Year (5 Years) | 18436 | 6% | 17329.84
13897 | BCD | BCD218X-PLVS-116-150T-10 | 2U Rackmount 18 Bay Pro-Lite Video Recording Server Dual Xeon SIlver 4116 150TB | Ea |  | 1 Year (5 Years) | 29692 | 6% | 27910.48
13898 | BCD | BCD218X-PLVS-116-154T-14 | 2U Rackmount 18 Bay Pro-Lite Video Recording Server Dual Xeon SIlver 4116 154TB | Ea |  | 1 Year (5 Years) | 31544 | 6% | 29651.36
13899 | BCD | BCD218X-PLVS-116-156T-12 | 2U Rackmount 18 Bay Pro-Lite Video Recording Server Dual Xeon SIlver 4116 156TB | Ea |  | 1 Year (5 Years) | 30300 | 6% | 28482
13900 | BCD | BCD218X-PLVS-116-160T-10 | 2U Rackmount 18 Bay Pro-Lite Video Recording Server Dual Xeon SIlver 4116 160TB | Ea |  | 1 Year (5 Years) | 30530 | 6% | 28698.2
13901 | BCD | BCD218X-PLVS-116-168T-12 | 2U Rackmount 18 Bay Pro-Lite Video Recording Server Dual Xeon SIlver 4116 168TB | Ea |  | 1 Year (5 Years) | 31314 | 6% | 29435.16
13902 | BCD | BCD218X-PLVS-116-168T-14 | 2U Rackmount 18 Bay Pro-Lite Video Recording Server Dual Xeon SIlver 4116 168TB | Ea |  | 1 Year (5 Years) | 32855 | 6% | 30883.7
13903 | BCD | BCD218X-PLVS-116-16T-4 | 2U Rackmount 18 Bay Pro-Lite Video Recording Server Dual Xeon SIlver 4116 16TB | Ea |  | 1 Year (5 Years) | 18368 | 6% | 17265.92
13904 | BCD | BCD218X-PLVS-116-16T-8 | 2U Rackmount 18 Bay Pro-Lite Video Recording Server Dual Xeon SIlver 4116 16TB | Ea |  | 1 Year (5 Years) | 18314 | 6% | 17215.16
13905 | BCD | BCD218X-PLVS-116-170T-10 | 2U Rackmount 18 Bay Pro-Lite Video Recording Server Dual Xeon SIlver 4116 170TB | Ea |  | 1 Year (5 Years) | 31368 | 6% | 29485.92
13906 | BCD | BCD218X-PLVS-116-180T-10 | 2U Rackmount 18 Bay Pro-Lite Video Recording Server Dual Xeon SIlver 4116 180TB | Ea |  | 1 Year (5 Years) | 32206 | 6% | 30273.64
13907 | BCD | BCD218X-PLVS-116-180T-12 | 2U Rackmount 18 Bay Pro-Lite Video Recording Server Dual Xeon SIlver 4116 180TB | Ea |  | 1 Year (5 Years) | 32328 | 6% | 30388.32
13908 | BCD | BCD218X-PLVS-116-182T-14 | 2U Rackmount 18 Bay Pro-Lite Video Recording Server Dual Xeon SIlver 4116 182TB | Ea |  | 1 Year (5 Years) | 34165 | 6% | 32115.1
13909 | BCD | BCD218X-PLVS-116-192T-12 | 2U Rackmount 18 Bay Pro-Lite Video Recording Server Dual Xeon SIlver 4116 192TB | Ea |  | 1 Year (5 Years) | 33341 | 6% | 31340.54
13910 | BCD | BCD218X-PLVS-116-196T-14 | 2U Rackmount 18 Bay Pro-Lite Video Recording Server Dual Xeon SIlver 4116 196TB | Ea |  | 1 Year (5 Years) | 35476 | 6% | 33347.44
13911 | BCD | BCD218X-PLVS-116-204T-12 | 2U Rackmount 18 Bay Pro-Lite Video Recording Server Dual Xeon SIlver 4116 204TB | Ea |  | 1 Year (5 Years) | 34355 | 6% | 32293.7
13912 | BCD | BCD218X-PLVS-116-20T-10 | 2U Rackmount 18 Bay Pro-Lite Video Recording Server Dual Xeon SIlver 4116 20TB | Ea |  | 1 Year (5 Years) | 18800 | 6% | 17672
13913 | BCD | BCD218X-PLVS-116-20T-4 | 2U Rackmount 18 Bay Pro-Lite Video Recording Server Dual Xeon SIlver 4116 20TB | Ea |  | 1 Year (5 Years) | 18679 | 6% | 17558.26
13914 | BCD | BCD218X-PLVS-116-210T-14 | 2U Rackmount 18 Bay Pro-Lite Video Recording Server Dual Xeon SIlver 4116 210TB | Ea |  | 1 Year (5 Years) | 36787 | 6% | 34579.78
13915 | BCD | BCD218X-PLVS-116-216T-12 | 2U Rackmount 18 Bay Pro-Lite Video Recording Server Dual Xeon SIlver 4116 216TB | Ea |  | 1 Year (5 Years) | 35368 | 6% | 33245.92
13916 | BCD | BCD218X-PLVS-116-224T-14 | 2U Rackmount 18 Bay Pro-Lite Video Recording Server Dual Xeon SIlver 4116 224TB | Ea |  | 1 Year (5 Years) | 38098 | 6% | 35812.12
13917 | BCD | BCD218X-PLVS-116-238T-14 | 2U Rackmount 18 Bay Pro-Lite Video Recording Server Dual Xeon SIlver 4116 238TB | Ea |  | 1 Year (5 Years) | 39409 | 6% | 37044.46
13918 | BCD | BCD218X-PLVS-116-24T-12 | 2U Rackmount 18 Bay Pro-Lite Video Recording Server Dual Xeon SIlver 4116 24TB | Ea |  | 1 Year (5 Years) | 19152 | 6% | 18002.88
13919 | BCD | BCD218X-PLVS-116-24T-4 | 2U Rackmount 18 Bay Pro-Lite Video Recording Server Dual Xeon SIlver 4116 24TB | Ea |  | 1 Year (5 Years) | 18990 | 6% | 17850.6
13920 | BCD | BCD218X-PLVS-116-24T-8 | 2U Rackmount 18 Bay Pro-Lite Video Recording Server Dual Xeon SIlver 4116 24TB | Ea |  | 1 Year (5 Years) | 18909 | 6% | 17774.46
13921 | BCD | BCD218X-PLVS-116-252T-14 | 2U Rackmount 18 Bay Pro-Lite Video Recording Server Dual Xeon SIlver 4116 252TB | Ea |  | 1 Year (5 Years) | 40719 | 6% | 38275.86
13922 | BCD | BCD218X-PLVS-116-28T-14 | 2U Rackmount 18 Bay Pro-Lite Video Recording Server Dual Xeon SIlver 4116 28TB | Ea |  | 1 Year (5 Years) | 19746 | 6% | 18561.24
13923 | BCD | BCD218X-PLVS-116-28T-4 | 2U Rackmount 18 Bay Pro-Lite Video Recording Server Dual Xeon SIlver 4116 28TB | Ea |  | 1 Year (5 Years) | 19300 | 6% | 18142
13924 | BCD | BCD218X-PLVS-116-30T-10 | 2U Rackmount 18 Bay Pro-Lite Video Recording Server Dual Xeon SIlver 4116 30TB | Ea |  | 1 Year (5 Years) | 19638 | 6% | 18459.72
13925 | BCD | BCD218X-PLVS-116-32T-4 | 2U Rackmount 18 Bay Pro-Lite Video Recording Server Dual Xeon SIlver 4116 32TB | Ea |  | 1 Year (5 Years) | 19611 | 6% | 18434.34
13926 | BCD | BCD218X-PLVS-116-32T-8 | 2U Rackmount 18 Bay Pro-Lite Video Recording Server Dual Xeon SIlver 4116 32TB | Ea |  | 1 Year (5 Years) | 19503 | 6% | 18332.82
13927 | BCD | BCD218X-PLVS-116-36T-12 | 2U Rackmount 18 Bay Pro-Lite Video Recording Server Dual Xeon SIlver 4116 36TB | Ea |  | 1 Year (5 Years) | 20165 | 6% | 18955.1
13928 | BCD | BCD218X-PLVS-116-36T-4 | 2U Rackmount 18 Bay Pro-Lite Video Recording Server Dual Xeon SIlver 4116 36TB | Ea |  | 1 Year (5 Years) | 19922 | 6% | 18726.68
13929 | BCD | BCD218X-PLVS-116-40T-10 | 2U Rackmount 18 Bay Pro-Lite Video Recording Server Dual Xeon SIlver 4116 40TB | Ea |  | 1 Year (5 Years) | 20476 | 6% | 19247.44
13930 | BCD | BCD218X-PLVS-116-40T-4 | 2U Rackmount 18 Bay Pro-Lite Video Recording Server Dual Xeon SIlver 4116 40TB | Ea |  | 1 Year (5 Years) | 20233 | 6% | 19019.02
13931 | BCD | BCD218X-PLVS-116-40T-8 | 2U Rackmount 18 Bay Pro-Lite Video Recording Server Dual Xeon SIlver 4116 40TB | Ea |  | 1 Year (5 Years) | 20098 | 6% | 18892.12
13932 | BCD | BCD218X-PLVS-116-42T-14 | 2U Rackmount 18 Bay Pro-Lite Video Recording Server Dual Xeon SIlver 4116 42TB | Ea |  | 1 Year (5 Years) | 21057 | 6% | 19793.58
13933 | BCD | BCD218X-PLVS-116-44T-4 | 2U Rackmount 18 Bay Pro-Lite Video Recording Server Dual Xeon SIlver 4116 44TB | Ea |  | 1 Year (5 Years) | 20544 | 6% | 19311.36
13934 | BCD | BCD218X-PLVS-116-48T-12 | 2U Rackmount 18 Bay Pro-Lite Video Recording Server Dual Xeon SIlver 4116 48TB | Ea |  | 1 Year (5 Years) | 21179 | 6% | 19908.26
13935 | BCD | BCD218X-PLVS-116-48T-4 | 2U Rackmount 18 Bay Pro-Lite Video Recording Server Dual Xeon SIlver 4116 48TB | Ea |  | 1 Year (5 Years) | 20855 | 6% | 19603.7
13936 | BCD | BCD218X-PLVS-116-48T-8 | 2U Rackmount 18 Bay Pro-Lite Video Recording Server Dual Xeon SIlver 4116 48TB | Ea |  | 1 Year (5 Years) | 20692 | 6% | 19450.48
13937 | BCD | BCD218X-PLVS-116-4T-4 | 2U Rackmount 18 Bay Pro-Lite Video Recording Server Dual Xeon SIlver 4116 4TB | Ea |  | 1 Year (5 Years) | 17436 | 6% | 16389.84
13938 | BCD | BCD218X-PLVS-116-50T-10 | 2U Rackmount 18 Bay Pro-Lite Video Recording Server Dual Xeon SIlver 4116 50TB | Ea |  | 1 Year (5 Years) | 21314 | 6% | 20035.16
13939 | BCD | BCD218X-PLVS-116-52T-4 | 2U Rackmount 18 Bay Pro-Lite Video Recording Server Dual Xeon SIlver 4116 52TB | Ea |  | 1 Year (5 Years) | 21165 | 6% | 19895.1
13940 | BCD | BCD218X-PLVS-116-56T-14 | 2U Rackmount 18 Bay Pro-Lite Video Recording Server Dual Xeon SIlver 4116 56TB | Ea |  | 1 Year (5 Years) | 22368 | 6% | 21025.92
13941 | BCD | BCD218X-PLVS-116-56T-4 | 2U Rackmount 18 Bay Pro-Lite Video Recording Server Dual Xeon SIlver 4116 56TB | Ea |  | 1 Year (5 Years) | 21476 | 6% | 20187.44
13942 | BCD | BCD218X-PLVS-116-56T-8 | 2U Rackmount 18 Bay Pro-Lite Video Recording Server Dual Xeon SIlver 4116 56TB | Ea |  | 1 Year (5 Years) | 21287 | 6% | 20009.78
13943 | BCD | BCD218X-PLVS-116-60T-10 | 2U Rackmount 18 Bay Pro-Lite Video Recording Server Dual Xeon SIlver 4116 60TB | Ea |  | 1 Year (5 Years) | 22152 | 6% | 20822.88
13944 | BCD | BCD218X-PLVS-116-60T-12 | 2U Rackmount 18 Bay Pro-Lite Video Recording Server Dual Xeon SIlver 4116 60TB | Ea |  | 1 Year (5 Years) | 22192 | 6% | 20860.48
13945 | BCD | BCD218X-PLVS-116-60T-4 | 2U Rackmount 18 Bay Pro-Lite Video Recording Server Dual Xeon SIlver 4116 60TB | Ea |  | 1 Year (5 Years) | 21787 | 6% | 20479.78
13946 | BCD | BCD218X-PLVS-116-64T-4 | 2U Rackmount 18 Bay Pro-Lite Video Recording Server Dual Xeon SIlver 4116 64TB | Ea |  | 1 Year (5 Years) | 22098 | 6% | 20772.12
13947 | BCD | BCD218X-PLVS-116-64T-8 | 2U Rackmount 18 Bay Pro-Lite Video Recording Server Dual Xeon SIlver 4116 64TB | Ea |  | 1 Year (5 Years) | 21882 | 6% | 20569.08
13948 | BCD | BCD218X-PLVS-116-68T-4 | 2U Rackmount 18 Bay Pro-Lite Video Recording Server Dual Xeon SIlver 4116 68TB | Ea |  | 1 Year (5 Years) | 22409 | 6% | 21064.46
13949 | BCD | BCD218X-PLVS-116-70T-10 | 2U Rackmount 18 Bay Pro-Lite Video Recording Server Dual Xeon SIlver 4116 70TB | Ea |  | 1 Year (5 Years) | 22990 | 6% | 21610.6
13950 | BCD | BCD218X-PLVS-116-70T-14 | 2U Rackmount 18 Bay Pro-Lite Video Recording Server Dual Xeon SIlver 4116 70TB | Ea |  | 1 Year (5 Years) | 23679 | 6% | 22258.26
13951 | BCD | BCD218X-PLVS-116-72T-12 | 2U Rackmount 18 Bay Pro-Lite Video Recording Server Dual Xeon SIlver 4116 72TB | Ea |  | 1 Year (5 Years) | 23206 | 6% | 21813.64
13952 | BCD | BCD218X-PLVS-116-72T-4 | 2U Rackmount 18 Bay Pro-Lite Video Recording Server Dual Xeon SIlver 4116 72TB | Ea |  | 1 Year (5 Years) | 22719 | 6% | 21355.86
13953 | BCD | BCD218X-PLVS-116-72T-8 | 2U Rackmount 18 Bay Pro-Lite Video Recording Server Dual Xeon SIlver 4116 72TB | Ea |  | 1 Year (5 Years) | 22476 | 6% | 21127.44
13954 | BCD | BCD218X-PLVS-116-80T-10 | 2U Rackmount 18 Bay Pro-Lite Video Recording Server Dual Xeon SIlver 4116 80TB | Ea |  | 1 Year (5 Years) | 23828 | 6% | 22398.32
13955 | BCD | BCD218X-PLVS-116-80T-8 | 2U Rackmount 18 Bay Pro-Lite Video Recording Server Dual Xeon SIlver 4116 80TB | Ea |  | 1 Year (5 Years) | 23071 | 6% | 21686.74
13956 | BCD | BCD218X-PLVS-116-84T-12 | 2U Rackmount 18 Bay Pro-Lite Video Recording Server Dual Xeon SIlver 4116 84TB | Ea |  | 1 Year (5 Years) | 24219 | 6% | 22765.86
13957 | BCD | BCD218X-PLVS-116-84T-14 | 2U Rackmount 18 Bay Pro-Lite Video Recording Server Dual Xeon SIlver 4116 84TB | Ea |  | 1 Year (5 Years) | 24990 | 6% | 23490.6
13958 | BCD | BCD218X-PLVS-116-88T-8 | 2U Rackmount 18 Bay Pro-Lite Video Recording Server Dual Xeon SIlver 4116 88TB | Ea |  | 1 Year (5 Years) | 23665 | 6% | 22245.1
13959 | BCD | BCD218X-PLVS-116-8T-4 | 2U Rackmount 18 Bay Pro-Lite Video Recording Server Dual Xeon SIlver 4116 8TB | Ea |  | 1 Year (5 Years) | 17746 | 6% | 16681.24
13960 | BCD | BCD218X-PLVS-116-8T-8 | 2U Rackmount 18 Bay Pro-Lite Video Recording Server Dual Xeon SIlver 4116 8TB | Ea |  | 1 Year (5 Years) | 17719 | 6% | 16655.86
13961 | BCD | BCD218X-PLVS-116-90T-10 | 2U Rackmount 18 Bay Pro-Lite Video Recording Server Dual Xeon SIlver 4116 90TB | Ea |  | 1 Year (5 Years) | 24665 | 6% | 23185.1
13962 | BCD | BCD218X-PLVS-116-96T-12 | 2U Rackmount 18 Bay Pro-Lite Video Recording Server Dual Xeon SIlver 4116 96TB | Ea |  | 1 Year (5 Years) | 25233 | 6% | 23719.02
13963 | BCD | BCD218X-PLVS-116-96T-8 | 2U Rackmount 18 Bay Pro-Lite Video Recording Server Dual Xeon SIlver 4116 96TB | Ea |  | 1 Year (5 Years) | 24260 | 6% | 22804.4
13964 | BCD | BCD218X-PLVS-116-98T-14 | 2U Rackmount 18 Bay Pro-Lite Video Recording Server Dual Xeon SIlver 4116 98TB | Ea |  | 1 Year (5 Years) | 26300 | 6% | 24722
13965 | BCD | BCD218X-PLVS-116-D240 | 2U Rackmount 18 Bay Pro-Lite Video Recording Server Dual Xeon SIlver 4116 Dual 240GB SSD | Ea |  | 1 Year (5 Years) | 17125 | 6% | 16097.5
13966 | BCD | BCD218X-PVS-116-100T-10 | 2U Rackmount 18 Bay Professional Video Recording Server Dual Xeon SIlver 4116 100TB | Ea |  | 1 Year (5 Years) | 27055 | 6% | 25431.7
13967 | BCD | BCD218X-PVS-116-104T-8 | 2U Rackmount 18 Bay Professional Video Recording Server Dual Xeon SIlver 4116 104TB | Ea |  | 1 Year (5 Years) | 26407 | 6% | 24822.58
13968 | BCD | BCD218X-PVS-116-108T-12 | 2U Rackmount 18 Bay Professional Video Recording Server Dual Xeon SIlver 4116 108TB | Ea |  | 1 Year (5 Years) | 27798 | 6% | 26130.12
13969 | BCD | BCD218X-PVS-116-10T-10 | 2U Rackmount 18 Bay Professional Video Recording Server Dual Xeon SIlver 4116 10TB | Ea |  | 1 Year (5 Years) | 19514 | 6% | 18343.16
13970 | BCD | BCD218X-PVS-116-110T-10 | 2U Rackmount 18 Bay Professional Video Recording Server Dual Xeon SIlver 4116 110TB | Ea |  | 1 Year (5 Years) | 27892 | 6% | 26218.48
13971 | BCD | BCD218X-PVS-116-112T-14 | 2U Rackmount 18 Bay Professional Video Recording Server Dual Xeon SIlver 4116 112TB | Ea |  | 1 Year (5 Years) | 29163 | 6% | 27413.22
13972 | BCD | BCD218X-PVS-116-112T-8 | 2U Rackmount 18 Bay Professional Video Recording Server Dual Xeon SIlver 4116 112TB | Ea |  | 1 Year (5 Years) | 27002 | 6% | 25381.88
13973 | BCD | BCD218X-PVS-116-120T-10 | 2U Rackmount 18 Bay Professional Video Recording Server Dual Xeon SIlver 4116 120TB | Ea |  | 1 Year (5 Years) | 28730 | 6% | 27006.2
13974 | BCD | BCD218X-PVS-116-120T-12 | 2U Rackmount 18 Bay Professional Video Recording Server Dual Xeon SIlver 4116 120TB | Ea |  | 1 Year (5 Years) | 28811 | 6% | 27082.34
13975 | BCD | BCD218X-PVS-116-120T-8 | 2U Rackmount 18 Bay Professional Video Recording Server Dual Xeon SIlver 4116 120TB | Ea |  | 1 Year (5 Years) | 27597 | 6% | 25941.18
13976 | BCD | BCD218X-PVS-116-126T-14 | 2U Rackmount 18 Bay Professional Video Recording Server Dual Xeon SIlver 4116 126TB | Ea |  | 1 Year (5 Years) | 30473 | 6% | 28644.62
13977 | BCD | BCD218X-PVS-116-128T-8 | 2U Rackmount 18 Bay Professional Video Recording Server Dual Xeon SIlver 4116 128TB | Ea |  | 1 Year (5 Years) | 28191 | 6% | 26499.54
13978 | BCD | BCD218X-PVS-116-12T-12 | 2U Rackmount 18 Bay Professional Video Recording Server Dual Xeon SIlver 4116 12TB | Ea |  | 1 Year (5 Years) | 19690 | 6% | 18508.6
13979 | BCD | BCD218X-PVS-116-12T-4 | 2U Rackmount 18 Bay Professional Video Recording Server Dual Xeon SIlver 4116 12TB | Ea |  | 1 Year (5 Years) | 19610 | 6% | 18433.4
13980 | BCD | BCD218X-PVS-116-130T-10 | 2U Rackmount 18 Bay Professional Video Recording Server Dual Xeon SIlver 4116 130TB | Ea |  | 1 Year (5 Years) | 29568 | 6% | 27793.92
13981 | BCD | BCD218X-PVS-116-132T-12 | 2U Rackmount 18 Bay Professional Video Recording Server Dual Xeon SIlver 4116 132TB | Ea |  | 1 Year (5 Years) | 29825 | 6% | 28035.5
13982 | BCD | BCD218X-PVS-116-136T-8 | 2U Rackmount 18 Bay Professional Video Recording Server Dual Xeon SIlver 4116 136TB | Ea |  | 1 Year (5 Years) | 28786 | 6% | 27058.84
13983 | BCD | BCD218X-PVS-116-140T-10 | 2U Rackmount 18 Bay Professional Video Recording Server Dual Xeon SIlver 4116 140TB | Ea |  | 1 Year (5 Years) | 30406 | 6% | 28581.64
13984 | BCD | BCD218X-PVS-116-140T-14 | 2U Rackmount 18 Bay Professional Video Recording Server Dual Xeon SIlver 4116 140TB | Ea |  | 1 Year (5 Years) | 31784 | 6% | 29876.96
13985 | BCD | BCD218X-PVS-116-144T-12 | 2U Rackmount 18 Bay Professional Video Recording Server Dual Xeon SIlver 4116 144TB | Ea |  | 1 Year (5 Years) | 30838 | 6% | 28987.72
13986 | BCD | BCD218X-PVS-116-144T-8 | 2U Rackmount 18 Bay Professional Video Recording Server Dual Xeon SIlver 4116 144TB | Ea |  | 1 Year (5 Years) | 29380 | 6% | 27617.2
13987 | BCD | BCD218X-PVS-116-14T-14 | 2U Rackmount 18 Bay Professional Video Recording Server Dual Xeon SIlver 4116 14TB | Ea |  | 1 Year (5 Years) | 19987 | 6% | 18787.78
13988 | BCD | BCD218X-PVS-116-150T-10 | 2U Rackmount 18 Bay Professional Video Recording Server Dual Xeon SIlver 4116 150TB | Ea |  | 1 Year (5 Years) | 31244 | 6% | 29369.36
13989 | BCD | BCD218X-PVS-116-154T-14 | 2U Rackmount 18 Bay Professional Video Recording Server Dual Xeon SIlver 4116 154TB | Ea |  | 1 Year (5 Years) | 33095 | 6% | 31109.3
13990 | BCD | BCD218X-PVS-116-156T-12 | 2U Rackmount 18 Bay Professional Video Recording Server Dual Xeon SIlver 4116 156TB | Ea |  | 1 Year (5 Years) | 31852 | 6% | 29940.88
13991 | BCD | BCD218X-PVS-116-160T-10 | 2U Rackmount 18 Bay Professional Video Recording Server Dual Xeon SIlver 4116 160TB | Ea |  | 1 Year (5 Years) | 32082 | 6% | 30157.08
13992 | BCD | BCD218X-PVS-116-168T-12 | 2U Rackmount 18 Bay Professional Video Recording Server Dual Xeon SIlver 4116 168TB | Ea |  | 1 Year (5 Years) | 32865 | 6% | 30893.1
13993 | BCD | BCD218X-PVS-116-168T-14 | 2U Rackmount 18 Bay Professional Video Recording Server Dual Xeon SIlver 4116 168TB | Ea |  | 1 Year (5 Years) | 34406 | 6% | 32341.64
13994 | BCD | BCD218X-PVS-116-16T-4 | 2U Rackmount 18 Bay Professional Video Recording Server Dual Xeon SIlver 4116 16TB | Ea |  | 1 Year (5 Years) | 19921 | 6% | 18725.74
13995 | BCD | BCD218X-PVS-116-16T-8 | 2U Rackmount 18 Bay Professional Video Recording Server Dual Xeon SIlver 4116 16TB | Ea |  | 1 Year (5 Years) | 19867 | 6% | 18674.98
13996 | BCD | BCD218X-PVS-116-170T-10 | 2U Rackmount 18 Bay Professional Video Recording Server Dual Xeon SIlver 4116 170TB | Ea |  | 1 Year (5 Years) | 32919 | 6% | 30943.86
13997 | BCD | BCD218X-PVS-116-180T-10 | 2U Rackmount 18 Bay Professional Video Recording Server Dual Xeon SIlver 4116 180TB | Ea |  | 1 Year (5 Years) | 33757 | 6% | 31731.58
13998 | BCD | BCD218X-PVS-116-180T-12 | 2U Rackmount 18 Bay Professional Video Recording Server Dual Xeon SIlver 4116 180TB | Ea |  | 1 Year (5 Years) | 33879 | 6% | 31846.26
13999 | BCD | BCD218X-PVS-116-182T-14 | 2U Rackmount 18 Bay Professional Video Recording Server Dual Xeon SIlver 4116 182TB | Ea |  | 1 Year (5 Years) | 35717 | 6% | 33573.98
14000 | BCD | BCD218X-PVS-116-192T-12 | 2U Rackmount 18 Bay Professional Video Recording Server Dual Xeon SIlver 4116 192TB | Ea |  | 1 Year (5 Years) | 34892 | 6% | 32798.48
14001 | BCD | BCD218X-PVS-116-196T-14 | 2U Rackmount 18 Bay Professional Video Recording Server Dual Xeon SIlver 4116 196TB | Ea |  | 1 Year (5 Years) | 37028 | 6% | 34806.32
14002 | BCD | BCD218X-PVS-116-204T-12 | 2U Rackmount 18 Bay Professional Video Recording Server Dual Xeon SIlver 4116 204TB | Ea |  | 1 Year (5 Years) | 35906 | 6% | 33751.64
14003 | BCD | BCD218X-PVS-116-20T-10 | 2U Rackmount 18 Bay Professional Video Recording Server Dual Xeon SIlver 4116 20TB | Ea |  | 1 Year (5 Years) | 20352 | 6% | 19130.88
14004 | BCD | BCD218X-PVS-116-20T-4 | 2U Rackmount 18 Bay Professional Video Recording Server Dual Xeon SIlver 4116 20TB | Ea |  | 1 Year (5 Years) | 20232 | 6% | 19018.08
14005 | BCD | BCD218X-PVS-116-210T-14 | 2U Rackmount 18 Bay Professional Video Recording Server Dual Xeon SIlver 4116 210TB | Ea |  | 1 Year (5 Years) | 38338 | 6% | 36037.72
14006 | BCD | BCD218X-PVS-116-216T-12 | 2U Rackmount 18 Bay Professional Video Recording Server Dual Xeon SIlver 4116 216TB | Ea |  | 1 Year (5 Years) | 36919 | 6% | 34703.86
14007 | BCD | BCD218X-PVS-116-224T-14 | 2U Rackmount 18 Bay Professional Video Recording Server Dual Xeon SIlver 4116 224TB | Ea |  | 1 Year (5 Years) | 39649 | 6% | 37270.06
14008 | BCD | BCD218X-PVS-116-238T-14 | 2U Rackmount 18 Bay Professional Video Recording Server Dual Xeon SIlver 4116 238TB | Ea |  | 1 Year (5 Years) | 40960 | 6% | 38502.4
14009 | BCD | BCD218X-PVS-116-24T-12 | 2U Rackmount 18 Bay Professional Video Recording Server Dual Xeon SIlver 4116 24TB | Ea |  | 1 Year (5 Years) | 20703 | 6% | 19460.82
14010 | BCD | BCD218X-PVS-116-24T-4 | 2U Rackmount 18 Bay Professional Video Recording Server Dual Xeon SIlver 4116 24TB | Ea |  | 1 Year (5 Years) | 20542 | 6% | 19309.48
14011 | BCD | BCD218X-PVS-116-24T-8 | 2U Rackmount 18 Bay Professional Video Recording Server Dual Xeon SIlver 4116 24TB | Ea |  | 1 Year (5 Years) | 20461 | 6% | 19233.34
14012 | BCD | BCD218X-PVS-116-252T-14 | 2U Rackmount 18 Bay Professional Video Recording Server Dual Xeon SIlver 4116 252TB | Ea |  | 1 Year (5 Years) | 42271 | 6% | 39734.74
14013 | BCD | BCD218X-PVS-116-28T-14 | 2U Rackmount 18 Bay Professional Video Recording Server Dual Xeon SIlver 4116 28TB | Ea |  | 1 Year (5 Years) | 21298 | 6% | 20020.12
14014 | BCD | BCD218X-PVS-116-28T-4 | 2U Rackmount 18 Bay Professional Video Recording Server Dual Xeon SIlver 4116 28TB | Ea |  | 1 Year (5 Years) | 20853 | 6% | 19601.82
14015 | BCD | BCD218X-PVS-116-30T-10 | 2U Rackmount 18 Bay Professional Video Recording Server Dual Xeon SIlver 4116 30TB | Ea |  | 1 Year (5 Years) | 21190 | 6% | 19918.6
14016 | BCD | BCD218X-PVS-116-32T-4 | 2U Rackmount 18 Bay Professional Video Recording Server Dual Xeon SIlver 4116 32TB | Ea |  | 1 Year (5 Years) | 21164 | 6% | 19894.16
14017 | BCD | BCD218X-PVS-116-32T-8 | 2U Rackmount 18 Bay Professional Video Recording Server Dual Xeon SIlver 4116 32TB | Ea |  | 1 Year (5 Years) | 21056 | 6% | 19792.64
14018 | BCD | BCD218X-PVS-116-36T-12 | 2U Rackmount 18 Bay Professional Video Recording Server Dual Xeon SIlver 4116 36TB | Ea |  | 1 Year (5 Years) | 21717 | 6% | 20413.98
14019 | BCD | BCD218X-PVS-116-36T-4 | 2U Rackmount 18 Bay Professional Video Recording Server Dual Xeon SIlver 4116 36TB | Ea |  | 1 Year (5 Years) | 21475 | 6% | 20186.5
14020 | BCD | BCD218X-PVS-116-40T-10 | 2U Rackmount 18 Bay Professional Video Recording Server Dual Xeon SIlver 4116 40TB | Ea |  | 1 Year (5 Years) | 22028 | 6% | 20706.32
14021 | BCD | BCD218X-PVS-116-40T-4 | 2U Rackmount 18 Bay Professional Video Recording Server Dual Xeon SIlver 4116 40TB | Ea |  | 1 Year (5 Years) | 21786 | 6% | 20478.84
14022 | BCD | BCD218X-PVS-116-40T-8 | 2U Rackmount 18 Bay Professional Video Recording Server Dual Xeon SIlver 4116 40TB | Ea |  | 1 Year (5 Years) | 21651 | 6% | 20351.94
14023 | BCD | BCD218X-PVS-116-42T-14 | 2U Rackmount 18 Bay Professional Video Recording Server Dual Xeon SIlver 4116 42TB | Ea |  | 1 Year (5 Years) | 22609 | 6% | 21252.46
14024 | BCD | BCD218X-PVS-116-44T-4 | 2U Rackmount 18 Bay Professional Video Recording Server Dual Xeon SIlver 4116 44TB | Ea |  | 1 Year (5 Years) | 22097 | 6% | 20771.18
14025 | BCD | BCD218X-PVS-116-48T-12 | 2U Rackmount 18 Bay Professional Video Recording Server Dual Xeon SIlver 4116 48TB | Ea |  | 1 Year (5 Years) | 22730 | 6% | 21366.2
14026 | BCD | BCD218X-PVS-116-48T-4 | 2U Rackmount 18 Bay Professional Video Recording Server Dual Xeon SIlver 4116 48TB | Ea |  | 1 Year (5 Years) | 22407 | 6% | 21062.58
14027 | BCD | BCD218X-PVS-116-48T-8 | 2U Rackmount 18 Bay Professional Video Recording Server Dual Xeon SIlver 4116 48TB | Ea |  | 1 Year (5 Years) | 22245 | 6% | 20910.3
14028 | BCD | BCD218X-PVS-116-4T-4 | 2U Rackmount 18 Bay Professional Video Recording Server Dual Xeon SIlver 4116 4TB | Ea |  | 1 Year (5 Years) | 18988 | 6% | 17848.72
14029 | BCD | BCD218X-PVS-116-50T-10 | 2U Rackmount 18 Bay Professional Video Recording Server Dual Xeon SIlver 4116 50TB | Ea |  | 1 Year (5 Years) | 22865 | 6% | 21493.1
14030 | BCD | BCD218X-PVS-116-52T-4 | 2U Rackmount 18 Bay Professional Video Recording Server Dual Xeon SIlver 4116 52TB | Ea |  | 1 Year (5 Years) | 22718 | 6% | 21354.92
14031 | BCD | BCD218X-PVS-116-56T-14 | 2U Rackmount 18 Bay Professional Video Recording Server Dual Xeon SIlver 4116 56TB | Ea |  | 1 Year (5 Years) | 23919 | 6% | 22483.86
14032 | BCD | BCD218X-PVS-116-56T-4 | 2U Rackmount 18 Bay Professional Video Recording Server Dual Xeon SIlver 4116 56TB | Ea |  | 1 Year (5 Years) | 23029 | 6% | 21647.26
14033 | BCD | BCD218X-PVS-116-56T-8 | 2U Rackmount 18 Bay Professional Video Recording Server Dual Xeon SIlver 4116 56TB | Ea |  | 1 Year (5 Years) | 22840 | 6% | 21469.6
14034 | BCD | BCD218X-PVS-116-60T-10 | 2U Rackmount 18 Bay Professional Video Recording Server Dual Xeon SIlver 4116 60TB | Ea |  | 1 Year (5 Years) | 23703 | 6% | 22280.82
14035 | BCD | BCD218X-PVS-116-60T-12 | 2U Rackmount 18 Bay Professional Video Recording Server Dual Xeon SIlver 4116 60TB | Ea |  | 1 Year (5 Years) | 23744 | 6% | 22319.36
14036 | BCD | BCD218X-PVS-116-60T-4 | 2U Rackmount 18 Bay Professional Video Recording Server Dual Xeon SIlver 4116 60TB | Ea |  | 1 Year (5 Years) | 23340 | 6% | 21939.6
14037 | BCD | BCD218X-PVS-116-64T-4 | 2U Rackmount 18 Bay Professional Video Recording Server Dual Xeon SIlver 4116 64TB | Ea |  | 1 Year (5 Years) | 23651 | 6% | 22231.94
14038 | BCD | BCD218X-PVS-116-64T-8 | 2U Rackmount 18 Bay Professional Video Recording Server Dual Xeon SIlver 4116 64TB | Ea |  | 1 Year (5 Years) | 23434 | 6% | 22027.96
14039 | BCD | BCD218X-PVS-116-68T-4 | 2U Rackmount 18 Bay Professional Video Recording Server Dual Xeon SIlver 4116 68TB | Ea |  | 1 Year (5 Years) | 23961 | 6% | 22523.34
14040 | BCD | BCD218X-PVS-116-70T-10 | 2U Rackmount 18 Bay Professional Video Recording Server Dual Xeon SIlver 4116 70TB | Ea |  | 1 Year (5 Years) | 24541 | 6% | 23068.54
14041 | BCD | BCD218X-PVS-116-70T-14 | 2U Rackmount 18 Bay Professional Video Recording Server Dual Xeon SIlver 4116 70TB | Ea |  | 1 Year (5 Years) | 25230 | 6% | 23716.2
14042 | BCD | BCD218X-PVS-116-72T-12 | 2U Rackmount 18 Bay Professional Video Recording Server Dual Xeon SIlver 4116 72TB | Ea |  | 1 Year (5 Years) | 24757 | 6% | 23271.58
14043 | BCD | BCD218X-PVS-116-72T-4 | 2U Rackmount 18 Bay Professional Video Recording Server Dual Xeon SIlver 4116 72TB | Ea |  | 1 Year (5 Years) | 24272 | 6% | 22815.68
14044 | BCD | BCD218X-PVS-116-72T-8 | 2U Rackmount 18 Bay Professional Video Recording Server Dual Xeon SIlver 4116 72TB | Ea |  | 1 Year (5 Years) | 24029 | 6% | 22587.26
14045 | BCD | BCD218X-PVS-116-80T-10 | 2U Rackmount 18 Bay Professional Video Recording Server Dual Xeon SIlver 4116 80TB | Ea |  | 1 Year (5 Years) | 25379 | 6% | 23856.26
14046 | BCD | BCD218X-PVS-116-80T-8 | 2U Rackmount 18 Bay Professional Video Recording Server Dual Xeon SIlver 4116 80TB | Ea |  | 1 Year (5 Years) | 24624 | 6% | 23146.56
14047 | BCD | BCD218X-PVS-116-84T-12 | 2U Rackmount 18 Bay Professional Video Recording Server Dual Xeon SIlver 4116 84TB | Ea |  | 1 Year (5 Years) | 25771 | 6% | 24224.74
14048 | BCD | BCD218X-PVS-116-84T-14 | 2U Rackmount 18 Bay Professional Video Recording Server Dual Xeon SIlver 4116 84TB | Ea |  | 1 Year (5 Years) | 26541 | 6% | 24948.54
14049 | BCD | BCD218X-PVS-116-88T-8 | 2U Rackmount 18 Bay Professional Video Recording Server Dual Xeon SIlver 4116 88TB | Ea |  | 1 Year (5 Years) | 25218 | 6% | 23704.92
14050 | BCD | BCD218X-PVS-116-8T-4 | 2U Rackmount 18 Bay Professional Video Recording Server Dual Xeon SIlver 4116 8TB | Ea |  | 1 Year (5 Years) | 19299 | 6% | 18141.06
14051 | BCD | BCD218X-PVS-116-8T-8 | 2U Rackmount 18 Bay Professional Video Recording Server Dual Xeon SIlver 4116 8TB | Ea |  | 1 Year (5 Years) | 19272 | 6% | 18115.68
14052 | BCD | BCD218X-PVS-116-90T-10 | 2U Rackmount 18 Bay Professional Video Recording Server Dual Xeon SIlver 4116 90TB | Ea |  | 1 Year (5 Years) | 26217 | 6% | 24643.98
14053 | BCD | BCD218X-PVS-116-96T-12 | 2U Rackmount 18 Bay Professional Video Recording Server Dual Xeon SIlver 4116 96TB | Ea |  | 1 Year (5 Years) | 26784 | 6% | 25176.96
14054 | BCD | BCD218X-PVS-116-96T-8 | 2U Rackmount 18 Bay Professional Video Recording Server Dual Xeon SIlver 4116 96TB | Ea |  | 1 Year (5 Years) | 25813 | 6% | 24264.22
14055 | BCD | BCD218X-PVS-116-98T-14 | 2U Rackmount 18 Bay Professional Video Recording Server Dual Xeon SIlver 4116 98TB | Ea |  | 1 Year (5 Years) | 27852 | 6% | 26180.88
14056 | BCD | BCD218X-PVS-116-D240 | 2U Rackmount 18 Bay Professional Video Recording Server Dual Xeon SIlver 4116 Dual 240GB SSD | Ea |  | 1 Year (5 Years) | 18448 | 6% | 17341.12
14057 | BCD | BCD-ALE-ISFP-10G-C3M | 3 m. direct attached SFP+ copper cable, industrial grade | Ea |  | 1 Year (Limited Lifetime) | 350 | 6% | 329
14058 | BCD | BCD-ALE-OS2220-24-US | Alcatel Lucent Layer 2 (24) Port Network Switch ALE | Ea |  | 1 Year (Limited Lifetime) | 458 | 6% | 430.52
14059 | BCD | BCD-ALE-OS2220-48-US | Alcatel Lucent Layer 2 (48) Port Network Switch ALE | Ea |  | 1 Year (Limited Lifetime) | 852 | 6% | 800.88
14060 | BCD | BCD-ALE-OS2220-8-US | Alcatel Lucent Layer 2 (8) Port Web Smart Network Switch ALE | Ea |  | 1 Year (Limited Lifetime) | 280 | 6% | 263.2
14061 | BCD | BCD-ALE-OS2220-P24 | Alcatel Lucent Layer 2 (24) Port PoE Network Switch | Ea |  | 1 Year (Limited Lifetime) | 746 | 6% | 701.24
14062 | BCD | BCD-ALE-OS2220-P48-US | Alcatel Lucent Layer 2 (48) Port PoE Network Switch ALE | Ea |  | 1 Year (Limited Lifetime) | 1343 | 6% | 1262.42
14063 | BCD | BCD-ALE-OS2220-P8-US | Alcatel Lucent Layer 2 (8) Port PoE Network Switch ALE | Ea |  | 1 Year (Limited Lifetime) | 426 | 6% | 400.44
14064 | BCD | BCD-ALE-OS6350-10 | Alcatel Lucent Layer 2 (10) Port 1GbE Switch | Ea |  | 1 Year (Limited Lifetime) | 977.5 | 6% | 918.85
14065 | BCD | BCD-ALE-OS6350-24 | Alcatel Lucent Layer 2 (24) Port 1GbE Switch | Ea |  | 1 Year (Limited Lifetime) | 1187.5 | 6% | 1116.25
14066 | BCD | BCD-ALE-OS6350-3AVR | 1 Year (3 Years) Upgrade for BCD-ALE-OS6350 | Ea |  | 1 Year (3 Years) | 514.47 | 6% | 483.6018
14067 | BCD | BCD-ALE-OS6350-48 | Alcatel Lucent Layer 2 (48) Port 1GbE Switch | Ea |  | 1 Year (Limited Lifetime) | 1917.5 | 6% | 1802.45
14068 | BCD | BCD-ALE-OS6350-5AVR | 1 Year (5 Years) Upgrade for BCD-ALE-OS6350 | Ea |  | 1 Year (5 Years) | 968.55 | 6% | 910.437
14069 | BCD | BCD-ALE-OS6350-CBL-1M | 1M meter long 5Gbs SFP+ direct stacking cable for BCD-ALE-OS6350 | Ea |  | 1 Year (Limited Lifetime) | 150 | 6% | 141
14070 | BCD | BCD-ALE-OS6350-CBL-3M | 3M meters long 5Gbs SFP+ direct stacking cable for BCD-ALE-OS6350 | Ea |  | 1 Year (Limited Lifetime) | 200 | 6% | 188
14071 | BCD | BCD-ALE-OS6350-CBL-60CM | 60 centimeters long 5Gbs SFP+ direct stacking cable for BCD-ALE-OS6350 | Ea |  | 1 Year (Limited Lifetime) | 150 | 6% | 141
14072 | BCD | BCD-ALE-OS6350-CBL-7M | 7M meters long 5Gbs SFP+ direct stacking cable for BCD-ALE-OS6350 | Ea |  | 1 Year (Limited Lifetime) | 300 | 6% | 282
14073 | BCD | BCD-ALE-OS6350-P10 | Alcatel Lucent (10) Port PoE (120W) 1GbE Switch | Ea |  | 1 Year (Limited Lifetime) | 1237.5 | 6% | 1163.25
14074 | BCD | BCD-ALE-OS6350-P24 | Alcatel Lucent (24) Port PoE (380W) 1GbE Switch | Ea |  | 1 Year (Limited Lifetime) | 2067.5 | 6% | 1943.45
14075 | BCD | BCD-ALE-OS6350-P48 | Alcatel Lucent (48) Port PoE (780W) 1GbE Switch | Ea |  | 1 Year (Limited Lifetime) | 3367.5 | 6% | 3165.45
14076 | BCD | BCD-ALE-OS6350-RM-19-L | Simple L-bracket for mounting a single BCD-ALE-OS6350-10/-P10 | Ea |  | 1 Year (Limited Lifetime) | 20 | 6% | 18.8
14077 | BCD | BCD-ALE-OS6350-WALL-MNT | Wall mounting kit for BCD-ALE-OS6350-10 products | Ea |  | 1 Year (Limited Lifetime) | 20 | 6% | 18.8
14078 | BCD | BCD-ALE-OS6450-10 | Alcatel Lucent (8) Port 1GbE Switch | Ea |  | 1 Year (Limited Lifetime) | 1030.13 | 6% | 968.3222
14079 | BCD | BCD-ALE-OS6450-10-3AVR | 1 Year (3 Years) Upgrade for BCD-ALE-OS6450-10 | Ea |  | 1 Year (3 Years) | 380.26 | 6% | 357.4444
14080 | BCD | BCD-ALE-OS6450-10-5AVR | 1 Year (5 Years) Upgrade for BCD-ALE-OS6450-10 | Ea |  | 1 Year (5 Years) | 693.42 | 6% | 651.8148
14081 | BCD | BCD-ALE-OS6450-10L | Alcatel Lucent (8) Port 10/100BaseT Switch | Ea |  | 1 Year (Limited Lifetime) | 770.13 | 6% | 723.9222
14082 | BCD | BCD-ALE-OS6450-10L-UPGD | Software license enabing gigabit speeds on the RJ45 ports of BCD-ALE-OS6450-10L and BCD-ALE-OS6450-P10L | Ea |  | 1 Year (Limited Lifetime) | 400 | 6% | 376
14083 | BCD | BCD-ALE-OS6450-10M | Alcatel Lucent (8) Port 1GbE Switch | Ea |  | 1 Year (Limited Lifetime) | 1550.13 | 6% | 1457.1222
14084 | BCD | BCD-ALE-OS6450-24 | Alcatel Lucent (24) Port 1GbE Switch | Ea |  | 1 Year (Limited Lifetime) | 2240.39 | 6% | 2105.9666
14085 | BCD | BCD-ALE-OS6450-24L | Alcatel Lucent (24) Port 10/100BaseT Switch | Ea |  | 1 Year (Limited Lifetime) | 1930.39 | 6% | 1814.5666
14086 | BCD | BCD-ALE-OS6450-24L-UPGD | Software license enabing gigabit speeds on BCD-ALE-OS6450-24L | Ea |  | 1 Year (Limited Lifetime) | 700 | 6% | 658
14087 | BCD | BCD-ALE-OS6450-24X | Alcatel Lucent (24) Port 1GbE Switch | Ea |  | 1 Year (Limited Lifetime) | 4010.39 | 6% | 3769.7666
14088 | BCD | BCD-ALE-OS6450-24XM | Alcatel Lucent (24) Port 1GbE Switch | Ea |  | 1 Year (Limited Lifetime) | 4530.39 | 6% | 4258.5666
14089 | BCD | BCD-ALE-OS6450-3AVR | 1 Year (3 Years) Upgrade for BCD-ALE-OS6450 | Ea |  | 1 Year (3 Years) | 973.03 | 6% | 914.6482
14090 | BCD | BCD-ALE-OS6450-48 | Alcatel Lucent (48) Port 1GbE Switch | Ea |  | 1 Year (Limited Lifetime) | 3590.39 | 6% | 3374.9666
14091 | BCD | BCD-ALE-OS6450-48L | Alcatel Lucent (48) Port 10/100BaseT Switch | Ea |  | 1 Year (Limited Lifetime) | 2860.39 | 6% | 2688.7666
14092 | BCD | BCD-ALE-OS6450-48L-UPGD | Software license enabing gigabit speeds on BCD-ALE-OS6450-48L | Ea |  | 1 Year (Limited Lifetime) | 1400 | 6% | 1316
14093 | BCD | BCD-ALE-OS6450-48X | Alcatel Lucent (48) Port 10/100BaseT Switch | Ea |  | 1 Year (Limited Lifetime) | 5360.39 | 6% | 5038.7666
14094 | BCD | BCD-ALE-OS6450-5AVR | 1 Year (5 Years) Upgrade for BCD-ALE-OS6450 | Ea |  | 1 Year (5 Years) | 1845.39 | 6% | 1734.6666
14095 | BCD | BCD-ALE-OS6450-BP | BCD-ALE-OS6450-BP- 90W power AC backup power supply | Ea |  | 1 Year (Limited Lifetime) | 520 | 6% | 488.8
14096 | BCD | BCD-ALE-OS6450-BP-D | 90W power DC backup power supply. Provides backup power to one non-PoE switch for BCD-ALE-OS6450 | Ea |  | 1 Year (Limited Lifetime) | 520 | 6% | 488.8
14097 | BCD | BCD-ALE-OS6450-BP-PH | BCD-ALE-OS6450-BP-PH-US 550W AC backup power supply | Ea |  | 1 Year (Limited Lifetime) | 1040 | 6% | 977.6
14098 | BCD | BCD-ALE-OS6450-BP-PX | BCD-ALE-OS6450-BP-PX-US 900W AC backup power supply. | Ea |  | 1 Year (Limited Lifetime) | 1350 | 6% | 1269
14099 | BCD | BCD-ALE-OS6450-CBL-3M | 3M meter long SFP+ direct stacking cable for BCD-ALE-OS6450 10, 24 and 48 port models | Ea |  | 1 Year (Limited Lifetime) | 200 | 6% | 188
14100 | BCD | BCD-ALE-OS6450-CBL-7M | 7M meter long SFP+ direct stacking cable for BCD-ALE-OS6450 10, 24 and 48 port models | Ea |  | 1 Year (Limited Lifetime) | 300 | 6% | 282
14101 | BCD | BCD-ALE-OS6450-DUAL-MNT | Two universal mounting and sliding brackets accessory kit. Hardware to mount two 6450-10 units in a 19" rack. | Ea |  | 1 Year (Limited Lifetime) | 25 | 6% | 23.5
14102 | BCD | BCD-ALE-OS6450-GNI-C2 | Optional RJ45 Gigabit uplink module for BCD-ALE-OS6450 | Ea |  | 1 Year (Limited Lifetime) | 520 | 6% | 488.8
14103 | BCD | BCD-ALE-OS6450-GNI-U2 | Optional SFP Gigabit uplink module | Ea |  | 1 Year (Limited Lifetime) | 520 | 6% | 488.8
14104 | BCD | BCD-ALE-OS6450-P10 | Alctael Lucent (8) Port 1GbE PoE Switch | Ea |  | 1 Year (Limited Lifetime) | 1600.13 | 6% | 1504.1222
14105 | BCD | BCD-ALE-OS6450-P10L | Alctael Lucent (8) Port 10/100BaseT PoE Switch | Ea |  | 1 Year (Limited Lifetime) | 1230.13 | 6% | 1156.3222
14106 | BCD | BCD-ALE-OS6450-P24 | Alcatel Lucent (24) Port 1GbE PoE Switch | Ea |  | 1 Year (Limited Lifetime) | 3170.39 | 6% | 2980.1666
14107 | BCD | BCD-ALE-OS6450-P24L | Alcatel Lucent (24) Port 10/100BaseT PoE Switch | Ea |  | 1 Year (Limited Lifetime) | 2760.39 | 6% | 2594.7666
14108 | BCD | BCD-ALE-OS6450-P24X | Alcatel Lucent (24) Port 10/100BaseT PoE Switch | Ea |  | 1 Year (Limited Lifetime) | 4940.39 | 6% | 4643.9666
14109 | BCD | BCD-ALE-OS6450-P48 | Alcatel Lucent (48) Port 1GbE PoE Switch | Ea |  | 1 Year (Limited Lifetime) | 5460.39 | 6% | 5132.7666
14110 | BCD | BCD-ALE-OS6450-P48L | Alcatel Lucent (48) Port 10/100BaseT PoE Switch | Ea |  | 1 Year (Limited Lifetime) | 4420.39 | 6% | 4155.1666
14111 | BCD | BCD-ALE-OS6450-P48X | Alcatel Lucent (48) Port 1GbE PoE Switch | Ea |  | 1 Year (Limited Lifetime) | 7230.39 | 6% | 6796.5666
14112 | BCD | BCD-ALE-OS6450-RM-19-L | Simple L-bracket for mounting a single BCD-ALE-OS6450-10 models switch in a 19" rack. | Ea |  | 1 Year (Limited Lifetime) | 20 | 6% | 18.8
14113 | BCD | BCD-ALE-OS6450S-C1M-S | Single packed 1 meter long SFP+ direct stacking cable for BCD-ALE-OS6450 10, 24 and 48 port models. | Ea |  | 1 Year (Limited Lifetime) | 165 | 6% | 155.1
14114 | BCD | BCD-ALE-OS6450S-C60-S | Single packed 60 centimeter long SFP+ direct stacking cable for BCD-ALE-OS6450 10, 24 and 48 port models | Ea |  | 1 Year (Limited Lifetime) | 165 | 6% | 155.1
14115 | BCD | BCD-ALE-OS6450S-CBL-1M | 1M meters long SFP+ direct stacking cable for BCD-ALE-OS6450 10, 24 and 48 port models | Ea |  | 1 Year (Limited Lifetime) | 150 | 6% | 141
14116 | BCD | BCD-ALE-OS6450S-CBL-60 | 60 centimeter long SFP+ direct stacking cable for BCD-ALE-OS6450 10, 24 and 48 port models | Ea |  | 1 Year (Limited Lifetime) | 150 | 6% | 141
14117 | BCD | BCD-ALE-OS6450-SW-ME | Software license to enable Metro Services feature for BCD-ALE-OS6450 | Ea |  | 1 Year (Limited Lifetime) | 500 | 6% | 470
14118 | BCD | BCD-ALE-OS6450-SW-PERF | Performance software license for BCD-ALE-OS6450 | Ea |  | 1 Year (Limited Lifetime) | 1700 | 6% | 1598
14119 | BCD | BCD-ALE-OS6450-U24 | Alcatel Lucent (24) Port 1GbE Switch | Ea |  | 1 Year (Limited Lifetime) | 2650.39 | 6% | 2491.3666
14120 | BCD | BCD-ALE-OS6450-U24S | Alcatel Lucent (24) Port 1GbE Switch | Ea |  | 1 Year (Limited Lifetime) | 3070.39 | 6% | 2886.1666
14121 | BCD | BCD-ALE-OS6450-U24SXM | Alcatel Lucent (24) Port 1GbE Switch | Ea |  | 1 Year (Limited Lifetime) | 5360.39 | 6% | 5038.7666
14122 | BCD | BCD-ALE-OS6450-U24X | Alcatel Lucent (24) Port 1GbE Switch | Ea |  | 1 Year (Limited Lifetime) | 4420.39 | 6% | 4155.1666
14123 | BCD | BCD-ALE-OS6450-XNI-U2 | Optional 10 Gigabit SFP+ stacking module | Ea |  | 1 Year (Limited Lifetime) | 520 | 6% | 488.8
14124 | BCD | BCD-ALE-OS6450-XNI-U2X | Optional 10 Gigabit SFP+ uplink module | Ea |  | 1 Year (Limited Lifetime) | 1700 | 6% | 1598
14125 | BCD | BCD-ALE-OS6560-24X4 | Alcatel Lucent (24) Port 1GbE/Multigigabit Switch | Ea |  | 1 Year (Limited Lifetime) | 4734.87 | 6% | 4450.7778
14126 | BCD | BCD-ALE-OS6560-24Z24 | Alcatel Lucent (24) Port 1GbE/Multigigabit Switch | Ea |  | 1 Year (Limited Lifetime) | 7334.87 | 6% | 6894.7778
14127 | BCD | BCD-ALE-OS6560-24Z8 | Alcatel Lucent (24) Port 1GbE/Multigigabit Switch | Ea |  | 1 Year (Limited Lifetime) | 5434.87 | 6% | 5108.7778
14128 | BCD | BCD-ALE-OS6560-3AVR | 1 Year (3 Years) Upgrade for BCD-ALE-OS6560 | Ea |  | 1 Year (Limited Lifetime) | 1778.29 | 6% | 1671.5926
14129 | BCD | BCD-ALE-OS6560-5AVR | 1 Year (5 Years) Upgrade for BCD-ALE-OS6560 | Ea |  | 1 Year (Limited Lifetime) | 3321.71 | 6% | 3122.4074
14130 | BCD | BCD-ALE-OS6560-BP | BCD-ALE-OS6560-BP modular 150W AC backup power supply | Ea |  | 1 Year (Limited Lifetime) | 540 | 6% | 507.6
14131 | BCD | BCD-ALE-OS6560-BP-D | BCD-ALE-OS6560-BP-D modular 150W DC backup power supply | Ea |  | 1 Year (Limited Lifetime) | 760 | 6% | 714.4
14132 | BCD | BCD-ALE-OS6560-BP-P | BCD-ALE-OS6560-BP-P modular 300W AC PoE backup power supply | Ea |  | 1 Year (Limited Lifetime) | 495 | 6% | 465.3
14133 | BCD | BCD-ALE-OS6560-BP-PH | BCD-ALE-OS6560-BP-PH modular 600W AC PoE backup power supply | Ea |  | 1 Year (Limited Lifetime) | 1080 | 6% | 1015.2
14134 | BCD | BCD-ALE-OS6560-BP-PX | BCD-ALE-OS6560-BP-PX modular 920W AC PoE backup power supply | Ea |  | 1 Year (Limited Lifetime) | 1620 | 6% | 1522.8
14135 | BCD | BCD-ALE-OS6560-CBL-100 | BCD-ALE-OS6560 20 Gigabit direct attached stacking copper cable 100 cm, QSFP+) | Ea |  | 1 Year (Limited Lifetime) | 450 | 6% | 423
14136 | BCD | BCD-ALE-OS6560-CBL-300 | BCD-ALE-OS6560 20 Gigabit direct attached stacking copper cable 300 cm, QSFP+) | Ea |  | 1 Year (Limited Lifetime) | 550 | 6% | 517
14137 | BCD | BCD-ALE-OS6560-CBL-40 | BCD-ALE-OS6560 20 Gigabit direct attached stacking copper cable 40 cm, QSFP+) | Ea |  | 1 Year (Limited Lifetime) | 350 | 6% | 329
14138 | BCD | BCD-ALE-OS6560-P24X4 | Alcatel Lucent (24) Port PoE 1GbE Switch | Ea |  | 1 Year (Limited Lifetime) | 6475.39 | 6% | 6086.8666
14139 | BCD | BCD-ALE-OS6560-P24Z24 | Alcatel Lucent (24) Port PoE/HPoE 1GbE/Multigigabit Switch | Ea |  | 1 Year (Limited Lifetime) | 9275.39 | 6% | 8718.8666
14140 | BCD | BCD-ALE-OS6560-P24Z8 | Alcatel Lucent (24) Port PoE/HPoE 1GbE/Multigigabit Switch | Ea |  | 1 Year (Limited Lifetime) | 5379.87 | 6% | 5057.0778
14141 | BCD | BCD-ALE-OS6560-P48Z16 | Alcatel Lucent (48) Port PoE/HPoE 1GbE/Multigigabit Switch | Ea |  | 1 Year (Limited Lifetime) | 10415.39 | 6% | 9790.4666
14142 | BCD | BCD-ALE-OS6860-24 | Alcatel Lucent Layer 3 (24) Port 1GbE Switch | Ea |  | 1 Year (Limited Lifetime) | 6460.66 | 6% | 6073.0204
14143 | BCD | BCD-ALE-OS6860-24D | Alcatel Lucent Layer 3 (24) Port 1GbE Switch | Ea |  | 1 Year (Limited Lifetime) | 7220.66 | 6% | 6787.4204
14144 | BCD | BCD-ALE-OS6860-3AVR | 1 Year (3 Years) Upgrade for BCD-ALE-OS6860 | Ea |  | 1 Year (Limited Lifetime) | 2203.29 | 6% | 2071.0926
14145 | BCD | BCD-ALE-OS6860-48 | Alcatel Lucent Layer 3 (48) Port 1GbE Switch | Ea |  | 1 Year (Limited Lifetime) | 9810.66 | 6% | 9222.0204
14146 | BCD | BCD-ALE-OS6860-48D | Alcatel Lucent Layer 3 (48) Port 1GbE Switch | Ea |  | 1 Year (Limited Lifetime) | 10570.66 | 6% | 9936.4204
14147 | BCD | BCD-ALE-OS6860-5AVR | 1 Year (5 Years) Upgrade for BCD-ALE-OS6860 | Ea |  | 1 Year (Limited Lifetime) | 3970.39 | 6% | 3732.1666
14148 | BCD | BCD-ALE-OS6860-BP | BCD-ALE-OS6860-BP modular 150W AC backup power supply | Ea |  | 1 Year (Limited Lifetime) | 540 | 6% | 507.6
14149 | BCD | BCD-ALE-OS6860-BP-D | BCD-ALE-OS6860-BP modular 150W DC backup power supply | Ea |  | 1 Year (Limited Lifetime) | 760 | 6% | 714.4
14150 | BCD | BCD-ALE-OS6860-BP-PH | BCD-ALE-OS6860-BP-PH modular 600W AC PoE backup power supply | Ea |  | 1 Year (Limited Lifetime) | 1080 | 6% | 1015.2
14151 | BCD | BCD-ALE-OS6860-BP-PX | BCD-ALE-OS6860-BP-PX modular 920W AC PoE backup power supply | Ea |  | 1 Year (Limited Lifetime) | 1620 | 6% | 1522.8
14152 | BCD | BCD-ALE-OS6860E-24 | Alcatel Lucent Shortest Path Bridging Layer 3 (24) Port 1GbE Enhanced Switch | Ea |  | 1 Year (Limited Lifetime) | 6890.66 | 6% | 6477.2204
14153 | BCD | BCD-ALE-OS6860E-24D | Alcatel Lucent Shortest Path Bridging Layer 3 (24) Port 1GbE Enhanced Switch | Ea |  | 1 Year (Limited Lifetime) | 7560.66 | 6% | 7107.0204
14154 | BCD | BCD-ALE-OS6860E-48 | Alcatel Lucent Shortest Path Bridging Layer 3 (48) Port 1GbE Enhanced Switch | Ea |  | 1 Year (Limited Lifetime) | 10240.66 | 6% | 9626.2204
14155 | BCD | BCD-ALE-OS6860E-48D | Alcatel Lucent Shortest Path Bridging Layer 3 (48) Port 1GbE Enhanced Switch | Ea |  | 1 Year (Limited Lifetime) | 11000.66 | 6% | 10340.6204
14156 | BCD | BCD-ALE-OS6860E-P24 | Alcatel Lucent Shortest Path Bridging Layer 3 (24) Port PoE+ 1GbE Enhanced Switch | Ea |  | 1 Year (Limited Lifetime) | 9050.66 | 6% | 8507.6204
14157 | BCD | BCD-ALE-OS6860E-P24Z8 | Alcatel Lucent Shortest Path Bridging Layer 3 (48) Port PoE+ 1GbE/Multigigabit Enhanced Switch | Ea |  | 1 Year (Limited Lifetime) | 11605.66 | 6% | 10909.3204
14158 | BCD | BCD-ALE-OS6860E-P48 | Alcatel Lucent Shortest Path Bridging Layer 3 (48) Port PoE+ 1GbE Enhanced Switch | Ea |  | 1 Year (Limited Lifetime) | 12288.55 | 6% | 11551.237
14159 | BCD | BCD-ALE-OS6860E-U28 | Alcatel Lucent Shortest Path Bridging Layer 3 (28) Port 1GbE Enhanced Switch | Ea |  | 1 Year (Limited Lifetime) | 9595 | 6% | 9019.3
14160 | BCD | BCD-ALE-OS6860E-U28 | Alcatel Lucent Shortest Path Bridging Layer 3 (28) Port 1GbE Enhanced Switch | Ea |  | 1 Year (Limited Lifetime) | 9590.66 | 6% | 9015.2204
14161 | BCD | BCD-ALE-OS6860E-U28D | Alcatel Lucent Shortest Path Bridging Layer 3 (28) Port 1GbE Enhanced Switch | Ea |  | 1 Year (Limited Lifetime) | 10350.66 | 6% | 9729.6204
14162 | BCD | BCD-ALE-OS6860-FT | BCD-ALE-OS6860-FT Optional fan tray for BCD-ALE-OS6860/BCD-ALE-OS6860E non-PoE models | Ea |  | 1 Year (Limited Lifetime) | 195 | 6% | 183.3
14163 | BCD | BCD-ALE-OS6860-P24 | Alcatel Lucent Layer 3 (24) Port PoE+ 1GbE Switch | Ea |  | 1 Year (Limited Lifetime) | 8620.66 | 6% | 8103.4204
14164 | BCD | BCD-ALE-OS6860-P48 | Alcatel Lucent (48) Port PoE+ 1GbE Switch | Ea |  | 1 Year (Limited Lifetime) | 11859.61 | 6% | 11148.0334
14165 | BCD | BCD-ALE-OS6860-RS232CBL | BCD-ALE-OS6860-RS232CBL BCD-ALE-OS6860/BCD-ALE-OS6860E cable kit | Ea |  | 1 Year (Limited Lifetime) | 15 | 6% | 14.1
14166 | BCD | BCD-ALE-OS6860-SW-AR | BCD-ALE-OS6860-SW-AR Advanced routing software license for ABCD-ALE-OS release 8.3.1.R02 | Ea |  | 1 Year (Limited Lifetime) | 100 | 6% | 94
14167 | BCD | BCD-ALE-OS6865-3AVR | 1 Year (3 Years) Upgrade for BCD-ALE-OS6865 | Ea |  | 1 Year (5 Years) | 1890.13 | 6% | 1776.7222
14168 | BCD | BCD-ALE-OS6865-5AVR | 1 Year (5 Years) Upgrade for BCD-ALE-OS6865 | Ea |  | 1 Year (5 Years) | 3657.24 | 6% | 3437.8056
14169 | BCD | BCD-ALE-OS6865-BP | BCD-ALE-OS6865-BP modular 180 W AC backup power supply | Ea |  | 1 Year (5 Years) | 1090 | 6% | 1024.6
14170 | BCD | BCD-ALE-OS6865-BP-D | BCD-ALE-OS6865-BP modular 180 W DC backup power supply | Ea |  | 1 Year (5 Years) | 1400 | 6% | 1316
14171 | BCD | BCD-ALE-OS6865-CBL-100 | BCD-ALE-OS6865 QSFP+ direct attached stacking copper cable for U28x model, 1m | Ea |  | 1 Year (5 Years) | 650 | 6% | 611
14172 | BCD | BCD-ALE-OS6865-CBL-300 | BCD-ALE-OS6865 QSFP+ direct attached stacking copper cable for U28x model, 3m | Ea |  | 1 Year (5 Years) | 750 | 6% | 705
14173 | BCD | BCD-ALE-OS6865-CBL-40 | BCD-ALE-OS6865 QSFP+ direct attached stacking copper cable for U28x model, 40 cm | Ea |  | 1 Year (5 Years) | 550 | 6% | 517
14174 | BCD | BCD-ALE-OS6865-DIN-MNT | DIN rail mounting kit for BCD-ALE-OS6865-P16X and BCD-ALE-OS6865-U12X models | Ea |  | 1 Year (5 Years) | 400 | 6% | 376
14175 | BCD | BCD-ALE-OS6865-P16X | Alcatel Lucent Environmentally Hardened Layer 3 (16) Port 1GbE PoE+ Switch | Ea |  | 1 Year (5 Years) | 8903.82 | 6% | 8369.5908
14176 | BCD | BCD-ALE-OS6865-P16XD | Alcatel Lucent Environmentally Hardened Layer 3 (16) Port 1GbE PoE+ Switch | Ea |  | 1 Year (5 Years) | 9523.82 | 6% | 8952.3908
14177 | BCD | BCD-ALE-OS6865-REAR-MNT | Mounting bracket & Side mounting rails kit for BCD-ALE-OS6865-U28X | Ea |  | 1 Year (5 Years) | 320 | 6% | 300.8
14178 | BCD | BCD-ALE-OS6865-TRAY-1U | BCD-ALE-OS6865 Spare Power Supply tray kit for BCD-ALE-OS6865 | Ea |  | 1 Year (5 Years) | 320 | 6% | 300.8
14179 | BCD | BCD-ALE-OS6865-U12X | Alcatel Lucent Environmentally Hardened Layer 3 (12) Port 1GbE Switch | Ea |  | 1 Year (5 Years) | 8503.82 | 6% | 7993.5908
14180 | BCD | BCD-ALE-OS6865-U12XD | Alcatel Lucent Environmentally Hardened Layer 3 (12) Port 1GbE Switch | Ea |  | 1 Year (5 Years) | 9113.82 | 6% | 8566.9908
14181 | BCD | BCD-ALE-OS6865-U28X | Alcatel Lucent Environmentally Hardened Layer 3 (28) Port 1GbE Switch | Ea |  | 1 Year (5 Years) | 12948.82 | 6% | 12171.8908
14182 | BCD | BCD-ALE-OS6865-U28XD | Alcatel Lucent Environmentally Hardened Layer 3 (28) Port 1GbE Switch | Ea |  | 1 Year (5 Years) | 13578.82 | 6% | 12764.0908
14183 | BCD | BCD-ALE-OS6900-3AVR | 1 Year (3 Years) Upgrade for BCD-ALE-OS6900 | Ea |  | 1 Year (Limited Lifetime) | 9321.05 | 6% | 8761.787
14184 | BCD | BCD-ALE-OS6900-5AVR | 1 Year (5 Years) Upgrade for BCD-ALE-OS6900 | Ea |  | 1 Year (Limited Lifetime) | 12734.87 | 6% | 11970.7778
14185 | BCD | BCD-ALE-OS6900-BPD-F | BCD-ALE-OS6900-BPD-F Modular DC backup power supply. | Ea |  | 1 Year (Limited Lifetime) | 1100 | 6% | 1034
14186 | BCD | BCD-ALE-OS6900-BPD-R | BCD-ALE-OS6900-BPD-R Modular DC backup power supply. | Ea |  | 1 Year (Limited Lifetime) | 1100 | 6% | 1034
14187 | BCD | BCD-ALE-OS6900-BP-F | BCD-ALE-OS6900-BP-F-US BCD-ALE-OS6900-BP-F Modular AC backup power supply. | Ea |  | 1 Year (Limited Lifetime) | 1100 | 6% | 1034
14188 | BCD | BCD-ALE-OS6900-BP-R | BCD-ALE-OS6900-BP-R-US BCD-ALE-OS6900-BP-R Modular AC backup power supply. | Ea |  | 1 Year (Limited Lifetime) | 1100 | 6% | 1034
14189 | BCD | BCD-ALE-OS6900-FT-F | BCD-ALE-OS6900-F-FT BCD-ALE-OS6900 replacement fan tray | Ea |  | 1 Year (Limited Lifetime) | 500 | 6% | 470
14190 | BCD | BCD-ALE-OS6900-FT-R | BCD-ALE-OS6900-R-FT BCD-ALE-OS6900 replacement fan tray | Ea |  | 1 Year (Limited Lifetime) | 500 | 6% | 470
14191 | BCD | BCD-ALE-OS6900-Q32D-F | Alcatel Lucent Shortest Path Bridging Layer 3 (32) Port 40GbE Switch | Ea |  | 1 Year (Limited Lifetime) | 42217.11 | 6% | 39684.0834
14192 | BCD | BCD-ALE-OS6900-Q32D-R | Alcatel Lucent Shortest Path Bridging Layer 3 (32) Port 40GbE Switch | Ea |  | 1 Year (Limited Lifetime) | 42217.11 | 6% | 39684.0834
14193 | BCD | BCD-ALE-OS6900-Q32-F | Alcatel Lucent Shortest Path Bridging Layer 3 (32) Port 40GbE Switch | Ea |  | 1 Year (Limited Lifetime) | 42217.11 | 6% | 39684.0834
14194 | BCD | BCD-ALE-OS6900-Q32-R | Alcatel Lucent Shortest Path Bridging Layer 3 (32) Port 40GbE Switch | Ea |  | 1 Year (Limited Lifetime) | 42217.11 | 6% | 39684.0834
14195 | BCD | BCD-ALE-OS6900Q-FT-F | BCD-ALE-OS6900Q-FT-F BCD-ALE-OS6900Q replacement fan tray for BCD-ALE-OS6900-Q32 and BCD-ALE-OS6900-X72 | Ea |  | 1 Year (Limited Lifetime) | 500 | 6% | 470
14196 | BCD | BCD-ALE-OS6900Q-FT-R | BCD-ALE-OS6900Q-FT-F BCD-ALE-OS6900Q replacement fan tray for BCD-ALE-OS6900-Q32 and BCD-ALE-OS6900-X72 | Ea |  | 1 Year (Limited Lifetime) | 500 | 6% | 470
14197 | BCD | BCD-ALE-OS6900-SW-AR | Advanced software license for the BCD-ALE-OS-6900 | Ea |  | 1 Year (Limited Lifetime) | 2000 | 6% | 1880
14198 | BCD | BCD-ALE-OS6900-SW-DC | Data Center Software for support of DCBX, FCoE and EVB on BCD-ALE-OS6900 | Ea |  | 1 Year (Limited Lifetime) | 2000 | 6% | 1880
14199 | BCD | BCD-ALE-OS6900-T20D-F | Alcatel Lucent Shortest Path Bridging Layer 3 (20) Port 10GbE Switch | Ea |  | 1 Year (Limited Lifetime) | 19117.11 | 6% | 17970.0834
14200 | BCD | BCD-ALE-OS6900-T20D-R | Alcatel Lucent Shortest Path Bridging Layer 3 (20) Port 10GbE Switch | Ea |  | 1 Year (Limited Lifetime) | 19117.11 | 6% | 17970.0834
14201 | BCD | BCD-ALE-OS6900-T20-F | Alcatel Lucent Shortest Path Bridging Layer 3 (20) Port 10GbE Switch | Ea |  | 1 Year (Limited Lifetime) | 19117.11 | 6% | 17970.0834
14202 | BCD | BCD-ALE-OS6900-T20-R | Alcatel Lucent Shortest Path Bridging Layer 3 (20) Port 10GbE Switch | Ea |  | 1 Year (Limited Lifetime) | 19117.11 | 6% | 17970.0834
14203 | BCD | BCD-ALE-OS6900-T40D-F | Alcatel Lucent Shortest Path Bridging Layer 3 (40) Port 10GbE Switch | Ea |  | 1 Year (Limited Lifetime) | 27917.11 | 6% | 26242.0834
14204 | BCD | BCD-ALE-OS6900-T40D-R | Alcatel Lucent Shortest Path Bridging Layer 3 (40) Port 10GbE Switch | Ea |  | 1 Year (Limited Lifetime) | 27917.11 | 6% | 26242.0834
14205 | BCD | BCD-ALE-OS6900-T40-F | Alcatel Lucent Shortest Path Bridging Layer 3 (40) Port 10GbE Switch | Ea |  | 1 Year (Limited Lifetime) | 27917.11 | 6% | 26242.0834
14206 | BCD | BCD-ALE-OS6900-T40-R | Alcatel Lucent Shortest Path Bridging Layer 3 (40) Port 10GbE Switch | Ea |  | 1 Year (Limited Lifetime) | 27917.11 | 6% | 26242.0834
14207 | BCD | BCD-ALE-OS6900-USB-RJ45 | Spare USB to RJ-45 interface adaptor for the BCD-ALE-OS6900 | Ea |  | 1 Year (Limited Lifetime) | 50 | 6% | 47
14208 | BCD | BCD-ALE-OS6900-X20D-F | Alcatel Lucent Shortest Path Bridging Layer 3 (20) Port 10GbE Switch | Ea |  | 1 Year (Limited Lifetime) | 20217.11 | 6% | 19004.0834
14209 | BCD | BCD-ALE-OS6900-X20D-R | Alcatel Lucent Shortest Path Bridging Layer 3 (20) Port 10GbE Switch | Ea |  | 1 Year (Limited Lifetime) | 20217.11 | 6% | 19004.0834
14210 | BCD | BCD-ALE-OS6900-X20-F | Alcatel Lucent Shortest Path Bridging Layer 3 (20) Port 10GbE Switch | Ea |  | 1 Year (Limited Lifetime) | 20217.11 | 6% | 19004.0834
14211 | BCD | BCD-ALE-OS6900-X20-R | Alcatel Lucent Shortest Path Bridging Layer 3 (20) Port 10GbE Switch | Ea |  | 1 Year (Limited Lifetime) | 20217.11 | 6% | 19004.0834
14212 | BCD | BCD-ALE-OS6900-X40D-F | Alcatel Lucent Shortest Path Bridging Layer 3 (40) Port 10GbE Switch | Ea |  | 1 Year (Limited Lifetime) | 34517.11 | 6% | 32446.0834
14213 | BCD | BCD-ALE-OS6900-X40D-R | Alcatel Lucent Shortest Path Bridging Layer 3 (40) Port 10GbE Switch | Ea |  | 1 Year (Limited Lifetime) | 34517.11 | 6% | 32446.0834
14214 | BCD | BCD-ALE-OS6900-X40-F | Alcatel Lucent Shortest Path Bridging Layer 3 (40) Port 10GbE Switch | Ea |  | 1 Year (Limited Lifetime) | 34517.11 | 6% | 32446.0834
14215 | BCD | BCD-ALE-OS6900-X40-R | Alcatel Lucent Shortest Path Bridging Layer 3 (40) Port 10GbE Switch | Ea |  | 1 Year (Limited Lifetime) | 34517.11 | 6% | 32446.0834
14216 | BCD | BCD-ALE-OS6900-X72D-F | Alcatel Lucent Shortest Path Bridging Layer 3 (72) Port 10GbE Switch | Ea |  | 1 Year (Limited Lifetime) | 29017.11 | 6% | 27276.0834
14217 | BCD | BCD-ALE-OS6900-X72D-R | Alcatel Lucent Shortest Path Bridging Layer 3 (72) Port 10GbE Switch | Ea |  | 1 Year (Limited Lifetime) | 29017.11 | 6% | 27276.0834
14218 | BCD | BCD-ALE-OS6900-X72-F | Alcatel Lucent Shortest Path Bridging Layer 3 (72) Port 10GbE Switch | Ea |  | 1 Year (Limited Lifetime) | 29017.11 | 6% | 27276.0834
14219 | BCD | BCD-ALE-OS6900-X72-R | Alcatel Lucent Shortest Path Bridging Layer 3 (72) Port 10GbE Switch | Ea |  | 1 Year (Limited Lifetime) | 29017.11 | 6% | 27276.0834
14220 | BCD | BCD-ALE-OS-HNI-U6 | OS-HNI-U6 Hybrid Optional Ethernet Module for the BCD-ALE-OS6900 | Ea |  | 1 Year (Limited Lifetime) | 4950 | 6% | 4653
14221 | BCD | BCD-ALE-OS-QNI-U3 | QS-QNI-U3 40Gigabit Ethernet Optional Module for the BCD-ALE-OS6900 | Ea |  | 1 Year (Limited Lifetime) | 4950 | 6% | 4653
14222 | BCD | BCD-ALE-OS-XNI-T8 | BCD-ALE-OS-XNI-T8 10Gigabit Ethernet Optional Module for the BCD-ALE-OS6900 | Ea |  | 1 Year (Limited Lifetime) | 3300 | 6% | 3102
14223 | BCD | BCD-ALE-OS-XNI-U12 | BCD-ALE-OS-XNI-U12 10Gigabit Ethernet Optional Module for the BCD-ALE-OS6900 | Ea |  | 1 Year (Limited Lifetime) | 6600 | 6% | 6204
14224 | BCD | BCD-ALE-OS-XNI-U12E | BCD-ALE-OS-XNI-U12E 10Gigabit Ethernet or 2/4/8Gigabit Fibre Channel FC) optional module for the BCD-ALE-OS6900 | Ea |  | 1 Year (Limited Lifetime) | 6600 | 6% | 6204
14225 | BCD | BCD-ALE-OS-XNI-U4 | BCD-ALE-OS-XNI-U4 10Gigabit Ethernet Optional Module for the BCD-ALE-OS6900 | Ea |  | 1 Year (Limited Lifetime) | 3300 | 6% | 3102
14226 | BCD | BCD-CAM-MP2000 | Cambium Multipoint Antenna | Ea |  | 1 Year (Limited Lifetime) | 850 | 6% | 799
14227 | BCD | BCD-CAM-MP2000BS | Cambium Multipoint Beamshaping Antenna | Ea |  | 1 Year (Limited Lifetime) | 1380 | 6% | 1297.2
14228 | BCD | BCD-CAM-PT180 | Cambium Wireless 5Ghz Subscriber Radio | Ea |  | 1 Year (Limited Lifetime) | 175 | 6% | 164.5
14229 | BCD | BCD-CAM-PT180DSH-ANT | Cambium Wireless High-Gain Dish Antenna | Ea |  | 1 Year (Limited Lifetime) | 180 | 6% | 169.2
14230 | BCD | BCD-CAM-PTP180 | Cambium Point to Point Wireless Kit | Ea |  | 1 Year (Limited Lifetime) | 550 | 6% | 517
14231 | BCD | BCD-DNS-2P-QSFP+-MOD | Dell QSFP+ 2 Port 40GbE Module | Ea |  | 1 Year (Limited Lifetime) | 2118 | 6% | 1990.92
14232 | BCD | BCD-DNS-4P-SFP+-MOD | Dell SFP+ 4 Port 10GbE Module | Ea |  | 1 Year (Limited Lifetime) | 779 | 6% | 732.26
14233 | BCD | BCD-DNS-FX-100M | Dell 100M FX Transceiver | Ea |  | 1 Year (Limited Lifetime) | 328 | 6% | 308.32
14234 | BCD | BCD-DNS-LR-10G | Dell 10GbE LR SFP Transceiver | Ea |  | 1 Year (Limited Lifetime) | 1289 | 6% | 1211.66
14235 | BCD | BCD-DNS-LX-1G | Dell 1GbE LX SFP Transceiver | Ea |  | 1 Year (Limited Lifetime) | 442 | 6% | 415.48
14236 | BCD | BCD-DNS-MPS1000W | 1000W External Power Supply for Dell Switches | Ea |  | 1 Year (Limited Lifetime) | 1557 | 6% | 1463.58
14237 | BCD | BCD-DNS-MPS1100W | 1100W External Power Supply for Dell Switches | Ea |  | 1 Year (Limited Lifetime) | 1284 | 6% | 1206.96
14238 | BCD | BCD-DNS-N1524P | Dell 24 Port 1GbE PoE+ Network Switch | Ea |  | 1 Year (Limited Lifetime) | 2864 | 6% | 2692.16
14239 | BCD | BCD-DNS-N1548P | Dell 48 Port 1GbE PoE+ Network Switch | Ea |  | 1 Year (Limited Lifetime) | 4623 | 6% | 4345.62
14240 | BCD | BCD-DNS-N2024P | Dell 24 Port 1GbE PoE+ Layer 2 Network Switch | Ea |  | 1 Year (Limited Lifetime) | 3086 | 6% | 2900.84
14241 | BCD | BCD-DNS-N2048P | Dell 48 Port 1GbE PoE+ Layer 2 Network Switch | Ea |  | 1 Year (Limited Lifetime) | 3880 | 6% | 3647.2
14242 | BCD | BCD-DNS-N2128PX | Dell 28 Port Multi Gigabit Layer 3 PoE+/uPoE+ Network Switch | Ea |  | 1 Year (Limited Lifetime) | 4397 | 6% | 4133.18
14243 | BCD | BCD-DNS-N3024F | Dell 24 Port 1GbE SFP Layer 3 Network Switch | Ea |  | 1 Year (Limited Lifetime) | 3667 | 6% | 3446.98
14244 | BCD | BCD-DNS-N3024P | Dell 24 Port 1GbE PoE+ Layer 3 Network Switch | Ea |  | 1 Year (Limited Lifetime) | 3917 | 6% | 3681.98
14245 | BCD | BCD-DNS-N3048P | Dell 48 Port 1GbE PoE+ Layer 3 Network Switch | Ea |  | 1 Year (Limited Lifetime) | 4763 | 6% | 4477.22
14246 | BCD | BCD-DNS-N3132PX-ON | Dell 32 Port Multi Gigabit Layer 3 Network Switch | Ea |  | 1 Year (Limited Lifetime) | 5851 | 6% | 5499.94
14247 | BCD | BCD-DNS-N4032F | Dell 24 Port 10GbE SFP+ Network Switch | Ea |  | 1 Year (Limited Lifetime) | 10376 | 6% | 9753.44
14248 | BCD | BCD-DNS-N4064F | Dell 48 Port 10GbE SFP+ Network Switch | Ea |  | 1 Year (Limited Lifetime) | 14144 | 6% | 13295.36
14249 | BCD | BCD-DNS-RJ45-10G | Dell 10GbE RJ45 Optical Transceiver | Ea |  | 1 Year (Limited Lifetime) | 921 | 6% | 865.74
14250 | BCD | BCD-DNS-RJ45-1G | Dell 1GbE RJ45 Optical Transceiver | Ea |  | 1 Year (Limited Lifetime) | 265 | 6% | 249.1
14251 | BCD | BCD-DNS-SR-10G | Dell 10GbE SR Optical Transciever | Ea |  | 1 Year (Limited Lifetime) | 528 | 6% | 496.32
14252 | BCD | BCD-DNS-SX-1G | Dell 1GbE SX Optical Transceiver | Ea |  | 1 Year (Limited Lifetime) | 220 | 6% | 206.8
14253 | BCD | BCD-ECS2100-10P | EdgeCore Smart Managed 8 Port PoE Network Switch | Ea |  | 1 Year (5 Years) | 273 | 6% | 256.62
14254 | BCD | BCD-ECS2100-10PE | EdgeCore Mini Smart Managed 8 Port w/ 4 PoE Network Switch | Ea |  | 1 Year (5 Years) | 269 | 6% | 252.86
14255 | BCD | BCD-ECS2100-28P | EdgeCore Smart Managed 24 Port PoE Network Switch | Ea |  | 1 Year (5 Years) | 500 | 6% | 470
14256 | BCD | BCD-ECS2100-28PP | EdgeCore Smart Managed 24 Port PoE Network Switch | Ea |  | 1 Year (5 Years) | 682 | 6% | 641.08
14257 | BCD | BCD-ECS4100-52P | EdgeCore L2+ Managed 48 Port GbE PoE+ Network Switch | Ea |  | 1 Year (5 Years) | 1705 | 6% | 1602.7
14258 | BCD | BCD-ECS4120-28F | EdgeCore L2+ Managed Gigabit Fiber Network Switch | Ea |  | 1 Year (5 Years) | 1275 | 6% | 1198.5
14259 | BCD | BCD-ECS4120-28P | EdgeCore L2+ Managed 24 Port GbE PoE+ Network Switch | Ea |  | 1 Year (5 Years) | 1590 | 6% | 1494.6
14260 | BCD | BCD-ECS4210-12P | EdgeCore L2 Managed 8 Port GbE PoE Network Switch | Ea |  | 1 Year (5 Years) | 530 | 6% | 498.2
14261 | BCD | BCD-ECS4620-28F | EdgeCore L3 Managed Stackable 28 Port Fiber Switch | Ea |  | 1 Year (5 Years) | 1864 | 6% | 1752.16
14262 | BCD | BCD-ECS4620-28P | EdgeCore L3 Managed Stackable 28 Port GbE PoE+ Network Switch | Ea |  | 1 Year (5 Years) | 2125 | 6% | 1997.5
14263 | BCD | BCD-ECS4620-52P | EdgeCore L3 Managed 52 Port GbE PoE+ Network Switch | Ea |  | 1 Year (5 Years) | 2160 | 6% | 2030.4
14264 | BCD | BCD-ECS-EPS460W | Edgecore Extended Power Supply 460W for BCD-ECS2100-28PP | Ea |  | 1 Year (5 Years) | 825 | 6% | 775.5
14265 | BCD | BCD-ECS-PS3000 | Edgecore Power Shelf for BCD-ECS2100-28PP | Ea |  | 1 Year (5 Years) | 240 | 6% | 225.6
14266 | BCD | BCD-EM4510-10GSFP+ | EdgeCore Dual 10G SFP+ Uplink Module for ECS4510 / ECS4620 | Ea |  | 1 Year (5 Years) | 569 | 6% | 534.86
14267 | BCD | BCD-FIN-QSFP+-DAC-3M | Finisar 3M QSFP+ Direct Attach Cable | Ea |  | 1 Year (5 Years) | 175 | 6% | 164.5
14268 | BCD | BCD-FIN-QSFP+-ER | Finisar QSFP+ ER Optical Transceiver | Ea |  | 1 Year (5 Years) | 12973 | 6% | 12194.62
14269 | BCD | BCD-FIN-QSFP+-LR | Finisar QSFP+ LR Optical Transceiver | Ea |  | 1 Year (5 Years) | 3468 | 6% | 3259.92
14270 | BCD | BCD-FIN-QSFP+-SR | Finisar QSFP+ SR Optical Transceiver | Ea |  | 1 Year (5 Years) | 1283 | 6% | 1206.02
14271 | BCD | BCD-FIN-SFP+-DAC-10M | Finisar 10M SFP+ Direct Attach Cable | Ea |  | 1 Year (5 Years) | 183 | 6% | 172.02
14272 | BCD | BCD-FIN-SFP+-DAC-1M | Finisar 1M SFP+ Direct Attach Cable | Ea |  | 1 Year (5 Years) | 60 | 6% | 56.4
14273 | BCD | BCD-FIN-SFP+-DAC-3M | Finisar 3M SFP+ Direct Attach Cable | Ea |  | 1 Year (5 Years) | 80 | 6% | 75.2
14274 | BCD | BCD-FIN-SFP+-DAC-5M | Finisar 5M SFP+ Direct Attach Cable | Ea |  | 1 Year (5 Years) | 130 | 6% | 122.2
14275 | BCD | BCD-FIN-SFP+-ER | Finisar SFP+ ER Optical Transceiver | Ea |  | 1 Year (5 Years) | 1283 | 6% | 1206.02
14276 | BCD | BCD-FIN-SFP+-LR | Finisar SFP+ LR Optical Transceiver | Ea |  | 1 Year (5 Years) | 283 | 6% | 266.02
14277 | BCD | BCD-FIN-SFP+-RJ45 | Finisar SFP+ 10GBASE-T RJ45 Optical Transceiver | Ea |  | 1 Year (5 Years) | 315 | 6% | 296.1
14278 | BCD | BCD-FIN-SFP+-SR | Finisar SFP+ SR Optical Transceiver | Ea |  | 1 Year (5 Years) | 128 | 6% | 120.32
14279 | BCD | BCD-FIN-SFP-DAC-6M | Finisar 6M SFP Direct Attach Cable | Ea |  | 1 Year (5 Years) | 152.5 | 6% | 143.35
14280 | BCD | BCD-FIN-SFP-FX | Finisar SFP FX Optical Transceiver | Ea |  | 1 Year (5 Years) | 118 | 6% | 110.92
14281 | BCD | BCD-FIN-SFP-FX-EXT | Finisar SFP FX Extended Temperature Optical Transciever | Ea |  | 1 Year (5 Years) | 118 | 6% | 110.92
14282 | BCD | BCD-FIN-SFP-LX | Finisar SFP LX Optical Transceiver | Ea |  | 1 Year (5 Years) | 118 | 6% | 110.92
14283 | BCD | BCD-FIN-SFP-LX-EXT | Finisar SFP LX Extended Temperature Optical Transciever | Ea |  | 1 Year (5 Years) | 118 | 6% | 110.92
14284 | BCD | BCD-FIN-SFP-RJ45 | Finisar SFP RJ45 Optical Transceiver | Ea |  | 1 Year (5 Years) | 125 | 6% | 117.5
14285 | BCD | BCD-FIN-SFP-SX | Finisar SFP SX Optical Transceiver | Ea |  | 1 Year (5 Years) | 65 | 6% | 61.1
14286 | BCD | BCD-FIN-SFP-SX-EXT | Finisar SFP SX Extended Temperature Optical Transciever | Ea |  | 1 Year (5 Years) | 68 | 6% | 63.92
14287 | BCD | BCD-FR2-12-NN-B | KBC 2RU 19" passive module rack for up to 12 MCLN/MCGN series media converter modules. | Ea |  | 1 Year (5 Years) | 111 | 6% | 104.34
14288 | BCD | BCD-FR2-15-AP-B | KBC 2RU 19" chassis card cage - redundant power | Ea |  | 1 Year (5 Years) | 889 | 6% | 835.66
14289 | BCD | BCD-FR2-16-AN-B | KBC 2RU 19" chassis card cage | Ea |  | 1 Year (5 Years) | 778 | 6% | 731.32
14290 | BCD | BCD-FTL1-M1A-MSA | KBC 10/100Mbps Ethernet LAN Fiber Optic Media Converter "A" Side | Ea |  | 1 Year (5 Years) | 522 | 6% | 490.68
14291 | BCD | BCD-FTL1-M1B-BS | KBC 10/100Mbps Ethernet LAN Fiber Optic Media Converter "B" Side | Ea |  | 1 Year (5 Years) | 522 | 6% | 490.68
14292 | BCD | BCD-FTL1-M1B-MCA | KBC 10/100Mbps Ethernet LAN Fiber Optic Media Converter "B" Side | Ea |  | 1 Year (5 Years) | 522 | 6% | 490.68
14293 | BCD | BCD-FTL1-M1B-MLA | KBC 10/100Mbps Ethernet LAN Fiber Optic Media Converter "B" Side | Ea |  | 1 Year (5 Years) | 522 | 6% | 490.68
14294 | BCD | BCD-FTL1-M1B-MSA | KBC 10/100Mbps Ethernet LAN Fiber Optic Media Converter "B" Side | Ea |  | 1 Year (5 Years) | 522 | 6% | 490.68
14295 | BCD | BCD-FTL1-M2-BS | KBC 100Mbps Ethernet LAN Fiber Optic Media Converter | Ea |  | 1 Year (5 Years) | 333 | 6% | 313.02
14296 | BCD | BCD-FTL1-M2-MCA | KBC 100Mbps Ethernet LAN Fiber Optic Media Converter | Ea |  | 1 Year (5 Years) | 333 | 6% | 313.02
14297 | BCD | BCD-FTL1-M2-MLA | KBC 100Mbps Ethernet LAN Fiber Optic Media Converter | Ea |  | 1 Year (5 Years) | 333 | 6% | 313.02
14298 | BCD | BCD-FTL1-M2-MSA | KBC 100Mbps Ethernet LAN Fiber Optic Media Converter | Ea |  | 1 Year (5 Years) | 333 | 6% | 313.02
14299 | BCD | BCD-FTL1-S1A-MSA | KBC 100Mbps Ethernet LAN Fiber Optic Media Converter "A" Side | Ea |  | 1 Year (5 Years) | 611 | 6% | 574.34
14300 | BCD | BCD-FTL1-S1B-BS | KBC 100Mbps Ethernet LAN Fiber Optic Media Converter "B" Side | Ea |  | 1 Year (5 Years) | 611 | 6% | 574.34
14301 | BCD | BCD-FTL1-S1B-MCA | KBC 100Mbps Ethernet LAN Fiber Optic Media Converter "B" Side | Ea |  | 1 Year (5 Years) | 611 | 6% | 574.34
14302 | BCD | BCD-FTL1-S1B-MLA | KBC 100Mbps Ethernet LAN Fiber Optic Media Converter "B" Side | Ea |  | 1 Year (5 Years) | 611 | 6% | 574.34
14303 | BCD | BCD-FTL1-S1B-MSA | KBC 100Mbps Ethernet LAN Fiber Optic Media Converter "B" Side | Ea |  | 1 Year (5 Years) | 611 | 6% | 574.34
14304 | BCD | BCD-FTL1-S2-BS | KBC 100Mbps Ethernet LAN Fiber Optic Media Converter | Ea |  | 1 Year (5 Years) | 400 | 6% | 376
14305 | BCD | BCD-FTL1-S2-MCA | KBC 100Mbps Ethernet LAN Fiber Optic Media Converter | Ea |  | 1 Year (5 Years) | 400 | 6% | 376
14306 | BCD | BCD-FTL1-S2-MLA | KBC 100Mbps Ethernet LAN Fiber Optic Media Converter | Ea |  | 1 Year (5 Years) | 400 | 6% | 376
14307 | BCD | BCD-FTL1-S2-MSA | KBC 100Mbps Ethernet LAN Fiber Optic Media Converter | Ea |  | 1 Year (5 Years) | 400 | 6% | 376
14308 | BCD | BCD-FTL2-M2A-BS | KBC 10/100Mbps dual module Ethernet LAN Fiber Optic Media Converter "A" Side | Ea |  | 1 Year (5 Years) | 1044 | 6% | 981.36
14309 | BCD | BCD-FTL2-M2B-BS | KBC 10/100Mbps dual module Ethernet LAN Fiber Optic Media Converter "B" Side | Ea |  | 1 Year (5 Years) | 1044 | 6% | 981.36
14310 | BCD | BCD-FTL2-S2A-BS | KBC 100Mbps dual module Ethernet LAN Fiber Optic Media Converter "A" Side | Ea |  | 1 Year (5 Years) | 1222 | 6% | 1148.68
14311 | BCD | BCD-FTL2-S2B-BS | KBC 100Mbps dual module Ethernet LAN Fiber Optic Media Converter "B" Side | Ea |  | 1 Year (5 Years) | 1222 | 6% | 1148.68
14312 | BCD | BCD-FTLS1-M1A-WSA | KBC 10/100Mbps PoE Ethernet LAN Fiber Optic Media Converter "A" Side | Ea |  | 1 Year (5 Years) | 822 | 6% | 772.68
14313 | BCD | BCD-FTLS1-M2-WSA | KBC 100Base-FX PoE Ethernet LAN Fiber Optic Media Converter | Ea |  | 1 Year (5 Years) | 667 | 6% | 626.98
14314 | BCD | BCD-FTLS1-S1A-WSA | KBC 100Mbps PoE Ethernet LAN Fiber Optic Media Converter "A" Side | Ea |  | 1 Year (5 Years) | 844 | 6% | 793.36
14315 | BCD | BCD-FTLS1-S2-WSA | KBC 100Mbps PoE Ethernet LAN Fiber Optic Media Converter | Ea |  | 1 Year (5 Years) | 756 | 6% | 710.64
14316 | BCD | BCDM01-ELVS-8I3-1T-1 | Entry Level Micro Video Server Core i3-8100T 1TB | Ea |  | 1 Year (5 Years) | 1819 | 6% | 1709.86
14317 | BCD | BCDM01-ELVS-8I3-2T-2 | Entry Level Micro Video Server Core i3-8100T 2TB | Ea |  | 1 Year (5 Years) | 1876 | 6% | 1763.44
14318 | BCD | BCDM01-ELVS-8I5-1T-1 | Entry Level Micro Video Server Core i5-8500T 1TB | Ea |  | 1 Year (5 Years) | 2225 | 6% | 2091.5
14319 | BCD | BCDM01-ELVS-8I5-2T-2 | Entry Level Micro Video Server Core i5-8500T 2TB | Ea |  | 1 Year (5 Years) | 2282 | 6% | 2145.08
14320 | BCD | BCDM01-ELVS-8I7-1T-1 | Entry Level Micro Video Server Core i7-8700T 1TB | Ea |  | 1 Year (5 Years) | 2444 | 6% | 2297.36
14321 | BCD | BCDM01-ELVS-8I7-2T-2 | Entry Level Micro Video Server Core i7-8700T 2TB | Ea |  | 1 Year (5 Years) | 2500 | 6% | 2350
14322 | BCD | BCDM01-ELWS-8I3-EMB | Entry Level Micro Video Workstation Core i3-8100T Intel UHD 630 | Ea |  | 1 Year (5 Years) | 1671 | 6% | 1570.74
14323 | BCD | BCDM01-ELWS-8I5-EMB | Entry Level Micro Video Workstation Core i5-8500T Intel UHD 630 | Ea |  | 1 Year (5 Years) | 2076 | 6% | 1951.44
14324 | BCD | BCDM01-ELWS-8I7-EMB | Entry Level Micro Video Workstation Core i7-8700T Intel UHD 630 | Ea |  | 1 Year (5 Years) | 2295 | 6% | 2157.3
14325 | BCD | BCD-MCG1-M1A-MSA | KBC 1000Mbps Ethernet LAN Fiber Optic Media Converter "A" Side | Ea |  | 1 Year (5 Years) | 1022 | 6% | 960.68
14326 | BCD | BCD-MCG1-M1B-BS | KBC 1000Mbps Ethernet LAN Fiber Optic Media Converter "B" Side | Ea |  | 1 Year (5 Years) | 1022 | 6% | 960.68
14327 | BCD | BCD-MCG1-M1B-MCA | KBC 1000Mbps Ethernet LAN Fiber Optic Media Converter "B" Side | Ea |  | 1 Year (5 Years) | 1022 | 6% | 960.68
14328 | BCD | BCD-MCG1-M1B-MLA | KBC 1000Mbps Ethernet LAN Fiber Optic Media Converter "B" Side | Ea |  | 1 Year (5 Years) | 1022 | 6% | 960.68
14329 | BCD | BCD-MCG1-M1B-MSA | KBC 1000Mbps Ethernet LAN Fiber Optic Media Converter "B" Side | Ea |  | 1 Year (5 Years) | 1022 | 6% | 960.68
14330 | BCD | BCD-MCG1-M2-BS | KBC 1000Mbps Ethernet LAN Fiber Optic Media Converter | Ea |  | 1 Year (5 Years) | 667 | 6% | 626.98
14331 | BCD | BCD-MCG1-M2-MCA | KBC 1000Mbps Ethernet LAN Fiber Optic Media Converter | Ea |  | 1 Year (5 Years) | 667 | 6% | 626.98
14332 | BCD | BCD-MCG1-M2-MLA | KBC 1000Mbps Ethernet LAN Fiber Optic Media Converter | Ea |  | 1 Year (5 Years) | 667 | 6% | 626.98
14333 | BCD | BCD-MCG1-M2-MSA | KBC 1000Mbps Ethernet LAN Fiber Optic Media Converter | Ea |  | 1 Year (5 Years) | 667 | 6% | 626.98
14334 | BCD | BCD-MCG1-P2-MSA | KBC 1000Mbps Ethernet LAN Fiber Optic Media Converter | Ea |  | 1 Year (5 Years) | 556 | 6% | 522.64
14335 | BCD | BCD-MCG1-S1A-MSA | KBC 1000Mbps Ethernet LAN Fiber Optic Media Converter "A" Side | Ea |  | 1 Year (5 Years) | 1044 | 6% | 981.36
14336 | BCD | BCD-MCG1-S1B-BS | KBC 1000Mbps Ethernet LAN Fiber Optic Media Converter "B" Side | Ea |  | 1 Year (5 Years) | 1044 | 6% | 981.36
14337 | BCD | BCD-MCG1-S1B-MCA | KBC 1000Mbps Ethernet LAN Fiber Optic Media Converter "B" Side | Ea |  | 1 Year (5 Years) | 1044 | 6% | 981.36
14338 | BCD | BCD-MCG1-S1B-MLA | KBC 1000Mbps Ethernet LAN Fiber Optic Media Converter "B" Side | Ea |  | 1 Year (5 Years) | 1044 | 6% | 981.36
14339 | BCD | BCD-MCG1-S1B-MSA | KBC 1000Mbps Ethernet LAN Fiber Optic Media Converter "B" Side | Ea |  | 1 Year (5 Years) | 1044 | 6% | 981.36
14340 | BCD | BCD-MCG1-S2-BS | KBC 1000Mbps Ethernet LAN Fiber Optic Media Converter | Ea |  | 1 Year (5 Years) | 784 | 6% | 736.96
14341 | BCD | BCD-MCG1-S2-MCA | KBC 1000Mbps Ethernet LAN Fiber Optic Media Converter | Ea |  | 1 Year (5 Years) | 784 | 6% | 736.96
14342 | BCD | BCD-MCG1-S2-MLA | KBC 1000Mbps Ethernet LAN Fiber Optic Media Converter | Ea |  | 1 Year (5 Years) | 784 | 6% | 736.96
14343 | BCD | BCD-MCG1-S2-MSA | KBC 1000Mbps Ethernet LAN Fiber Optic Media Converter | Ea |  | 1 Year (5 Years) | 784 | 6% | 736.96
14344 | BCD | BCD-MCGN1-M1A-WSA-B | KBC 10/100/1000Mbps Ethernet LAN Fiber Optic Media Converter "A" Side | Ea |  | 1 Year (5 Years) | 322 | 6% | 302.68
14345 | BCD | BCD-MCGN1-M1B-WSA-B | KBC 10/100/1000Mbps Ethernet LAN Fiber Optic Media Converter "B" Side | Ea |  | 1 Year (5 Years) | 322 | 6% | 302.68
14346 | BCD | BCD-MCGN1-M2N-WSA-B | KBC 10/100/1000Mbps Ethernet LAN Fiber Optic Media Converter | Ea |  | 1 Year (5 Years) | 300 | 6% | 282
14347 | BCD | BCD-MCGN1-P1N-WNA-B | KBC Ethernet Fiber Optic Media Converter, (1) 10/100/1000Mbps LAN port | Ea |  | 1 Year (5 Years) | 278 | 6% | 261.32
14348 | BCD | BCD-MCGN1-S1A-WSA-B | KBC 10/100/1000Mbps Ethernet LAN Fiber Optic Media Converter "A" Side | Ea |  | 1 Year (5 Years) | 333 | 6% | 313.02
14349 | BCD | BCD-MCGN1-S1B-WSA-B | KBC 10/100/1000Mbps Ethernet LAN Fiber Optic Media Converter "B" Side | Ea |  | 1 Year (5 Years) | 333 | 6% | 313.02
14350 | BCD | BCD-MCGN1-S2N-WSA-B | KBC 10/100/1000Mbps Ethernet LAN Fiber Optic Media Converter | Ea |  | 1 Year (5 Years) | 311 | 6% | 292.34
14351 | BCD | BCD-MCGN2-M1A-WSA-B | KBC 2-port 10/100/1000Mbps Ethernet LAN Fiber Optic Media Converter "A" Side | Ea |  | 1 Year (5 Years) | 344 | 6% | 323.36
14352 | BCD | BCD-MCGN2-M1B-WSA-B | KBC 2-port 10/.100/1000Mbps Ethernet LAN Fiber Optic Media Converter "B" Side | Ea |  | 1 Year (5 Years) | 311 | 6% | 292.34
14353 | BCD | BCD-MCGN2-M2N-WSA-B | KBC 2-port 10/.100/1000Mbps Ethernet LAN Fiber Optic Media Converter | Ea |  | 1 Year (5 Years) | 322 | 6% | 302.68
14354 | BCD | BCD-MCGN2-P1N-WNA-B | KBC Ethernet Fiber Optic Media Converter, (2) 10/100/1000Mbps LAN ports | Ea |  | 1 Year (5 Years) | 300 | 6% | 282
14355 | BCD | BCD-MCGN2-S1A-WSA-B | KBC 2-port 10/100/1000Mbps Ethernet LAN Fiber Optic Media Converter "A" Side | Ea |  | 1 Year (5 Years) | 356 | 6% | 334.64
14356 | BCD | BCD-MCGN2-S1B-WSA-B | KBC 2-port 10/.100/1000Mbps Ethernet LAN Fiber Optic Media Converter "B" Side | Ea |  | 1 Year (5 Years) | 356 | 6% | 334.64
14357 | BCD | BCD-MCGN2-S2N-WSA-B | KBC 2-port 10/.100/1000Mbps Ethernet LAN Fiber Optic Media Converter | Ea |  | 1 Year (5 Years) | 333 | 6% | 313.02
14358 | BCD | BCD-MCGS1-M1A-WSA | KBC 1000Mbps PoE Ethernet LAN Fiber Optic Media Converter "A" Side | Ea |  | 1 Year (5 Years) | 1356 | 6% | 1274.64
14359 | BCD | BCD-MCGS1-M2-WSA | KBC 1000Mbps PoE Ethernet LAN Fiber Optic Media Converter | Ea |  | 1 Year (5 Years) | 1000 | 6% | 940
14360 | BCD | BCD-MCGS1-S1A-WSA | KBC 1000Mbps PoE Ethernet LAN Fiber Optic Media Converter "A" Side | Ea |  | 1 Year (5 Years) | 1489 | 6% | 1399.66
14361 | BCD | BCD-MCGS1-S2-WSA | KBC 1000Mbps PoE Ethernet LAN Fiber Optic Media Converter | Ea |  | 1 Year (5 Years) | 1133 | 6% | 1065.02
14362 | BCD | BCD-MCLN1-M1A-WSA-B | KBC 10/100Mbps Ethernet LAN fiber optic media converter "A" side | Ea |  | 1 Year (5 Years) | 211 | 6% | 198.34
14363 | BCD | BCD-MCLN1-M1B-WSA-B | KBC 10/100Mbps Ethernet LAN Fiber Optic Media Converter "B" Side | Ea |  | 1 Year (5 Years) | 211 | 6% | 198.34
14364 | BCD | BCD-MCLN1-M2N-WSA-B | KBC 10/100Mbps Ethernet LAN Fiber Optic Media Converter | Ea |  | 1 Year (5 Years) | 189 | 6% | 177.66
14365 | BCD | BCD-MCLN1-P1N-WNA-B | KBC Ethernet Fiber Optic Media Converter, (1) 10/100Mbps LAN port | Ea |  | 1 Year (5 Years) | 167 | 6% | 156.98
14366 | BCD | BCD-MCLN1-S1A-WSA-B | KBC 10/100Mbps Ethernet LAN Fiber Optic Media Converter "A" Side | Ea |  | 1 Year (5 Years) | 222 | 6% | 208.68
14367 | BCD | BCD-MCLN1-S1B-WSA-B | KBC 10/100Mbps Ethernet LAN Fiber Optic Media Converter "B" Side | Ea |  | 1 Year (5 Years) | 222 | 6% | 208.68
14368 | BCD | BCD-MCLN1-S2N-WSA-B | KBC 10/100Mbps Ethernet LAN Fiber Optic Media Converter | Ea |  | 1 Year (5 Years) | 200 | 6% | 188
14369 | BCD | BCD-MCLN2-M1A-WSA-B | KBC 2-port 10/100Mbps Ethernet LAN Fiber Optic Media Converter "A" Side | Ea |  | 1 Year (5 Years) | 233 | 6% | 219.02
14370 | BCD | BCD-MCLN2-M1B-WSA-B | KBC 2-port10/100Mbps Ethernet LAN Fiber Optic Media Converter "B" Side | Ea |  | 1 Year (5 Years) | 233 | 6% | 219.02
14371 | BCD | BCD-MCLN2-M2N-WSA-B | KBC 2-port 10/100Mbps Ethernet LAN Fiber Optic Media Converter | Ea |  | 1 Year (5 Years) | 211 | 6% | 198.34
14372 | BCD | BCD-MCLN2-P1N-WNA-B | KBC Ethernet Fiber Optic Media Converter, (2) 10/100Mbps LAN ports | Ea |  | 1 Year (5 Years) | 189 | 6% | 177.66
14373 | BCD | BCD-MCLN2-S1A-WSA-B | KBC 2-port 10/100Mbps Ethernet LAN Fiber Optic Media Converter "A" Side | Ea |  | 1 Year (5 Years) | 244 | 6% | 229.36
14374 | BCD | BCD-MCLN2-S1B-WSA-B | KBC 2-port 10/100Mbps Ethernet LAN Fiber Optic Media Converter "B" Side | Ea |  | 1 Year (5 Years) | 244 | 6% | 229.36
14375 | BCD | BCD-MCLN2-S2N-WSA-B | KBC 2-port 10/100Mbps Ethernet LAN Fiber Optic Media Converter | Ea |  | 1 Year (5 Years) | 222 | 6% | 208.68
14376 | BCD | BCD-MCLS1-M1A-WSN-B | KBC 10/100Mbps Ethernet LAN Fiber Optic PoE Media Converter "A" Side | Ea |  | 1 Year (5 Years) | 289 | 6% | 271.66
14377 | BCD | BCD-MCLS1-M2N-WSN-B | KBC 10/100Mbps Ethernet LAN Fiber Optic PoE Media Converter | Ea |  | 1 Year (5 Years) | 267 | 6% | 250.98
14378 | BCD | BCD-MCLS1-S1A-WSN-B | KBC 10/100Mbps Ethernet LAN Fiber Optic PoE media converter "A" Side | Ea |  | 1 Year (5 Years) | 300 | 6% | 282
14379 | BCD | BCD-MCLS1-S2N-WSN-B | KBC 10/100Mbps Ethernet LAN fiber optic PoE media converter | Ea |  | 1 Year (5 Years) | 278 | 6% | 261.32
14380 | BCD | BCD-RGD-2404P-MT | Environmentally Hardened 24 port 100/1000 Managed POE SWITCH - 4 PORT SFP | Ea |  | 1 Year (5 Years) | 1829 | 6% | 1719.26
14381 | BCD | BCD-RGD-2404PP-MT | Environmentally Hardened 24 port 100/1000 Managed POE+ SWITCH - 4 PORT SFP | Ea |  | 1 Year (5 Years) | 2093 | 6% | 1967.42
14382 | BCD | BCD-RGD-402P-UMT | Environmentally Hardened 4 port 100/1000 Unmanaged POE+ SWITCH - 2 PORT SFP | Ea |  | 1 Year (5 Years) | 362 | 6% | 340.28
14383 | BCD | BCD-RGD-804P-MT | Environmentally Hardened 8 port 100/1000 Managed POE+ SWITCH - 4 PORT SFP | Ea |  | 1 Year (5 Years) | 818 | 6% | 768.92
14384 | BCD | BCD-RGD-DCL001 | Plastic DIN Rail Mounting Clips, 35mm Top Hat or 32mm G-Rail | Ea |  | 1 Year (5 Years) | 9 | 6% | 8.46
14385 | BCD | BCD-RGD-DCL002 | Aluminum DIN Rail Mounting Clip for 35mm Top Hat Rail | Ea |  | 1 Year (5 Years) | 9 | 6% | 8.46
14386 | BCD | BCD-RGD-ESMPGS8-P2-L-B | KBC NETWORKS Environmentally Hardened 8 Port 100/1000 Managed PoE+ Switch | Ea |  | 1 Year (5 Years) | 1447 | 6% | 1360.18
14387 | BCD | BCD-RGD-ESUGS4-G1-L-B | KBC Networks Environmentally Hardened 4 Port 100/1000 Unmanaged PoE+ Switch 24VDC | Ea |  | 1 Year (5 Years) | 592 | 6% | 556.48
14388 | BCD | BCD-RGD-ESUGS6-P1-L-B | KBC Networks Environmentally Hardened 6 Port 100/1000 Unmanaged PoE+ Switch | Ea |  | 1 Year (5 Years) | 921 | 6% | 865.74
14389 | BCD | BCD-RGD-ESUGS8-P2-L-B | KBC NETWORKS Environmentally Hardened 8 Port 100/1000 Unmanaged PoE+ Switch | Ea |  | 1 Year (5 Years) | 1080 | 6% | 1015.2
14390 | BCD | BCD-RGD-NF141206 | Altelix 14x12x6 Inch NEMA 4x Fiberglass Weatherproof Enclosure | Ea |  | 1 Year (5 Years) | 122 | 6% | 114.68
14391 | BCD | BCD-RGD-NF141206A1 | Altelix 14x12x6 Inch Fiberglass 120 VAC Weatherproof NEMA Enclosure with Aluminum Mounting Plate | Ea |  | 1 Year (5 Years) | 227 | 6% | 213.38
14392 | BCD | BCD-RGD-NF141206HA1 | Altelix 14x12x6 Inch Fiberglass 120 VAC Weatherproof NEMA Enclosure with Heater | Ea |  | 1 Year (5 Years) | 280 | 6% | 263.2
14393 | BCD | BCD-RGD-NF141206P | Altelix 14x12x6 Inch Fiberglass Weatherproof NEMA 4x Enclosure with Blank Aluminum Mounting Plate | Ea |  | 1 Year (5 Years) | 140 | 6% | 131.6
14394 | BCD | BCD-RGD-NF141208 | Altelix 14"x12"x8" Fiberglass NEMA 4X Weatherproof Enclosure | Ea |  | 1 Year (5 Years) | 157 | 6% | 147.58
14395 | BCD | BCD-RGD-NF141208A1 | Altelix 120 VAC 14"x12"x8" Fiberglass NEMA 4X Weatherproof Enclosure with Aluminum Plate | Ea |  | 1 Year (5 Years) | 262 | 6% | 246.28
14396 | BCD | BCD-RGD-NF141208HA1 | Altelix 14x12x8 Inch Fiberglass 120 VAC Weatherproof NEMA Enclosure with Heater | Ea |  | 1 Year (5 Years) | 332 | 6% | 312.08
14397 | BCD | BCD-RGD-NF141208P | Altelix 14"x12"x8" Fiberglass NEMA 4X Weatherproof Enclosure with Aluminum Plate | Ea |  | 1 Year (5 Years) | 192 | 6% | 180.48
14398 | BCD | BCD-RGD-NF141208V | Altelix 14x12x8 Inch Vented Fiberglass Weatherproof NEMA Enclosure - Plate not included. | Ea |  | 1 Year (5 Years) | 245 | 6% | 230.3
14399 | BCD | BCD-RGD-NF141208VA1 | Altelix 14x12x8 Inch Fiberglass 120 VAC Vented Weatherproof NEMA Enclosure | Ea |  | 1 Year (5 Years) | 332 | 6% | 312.08
14400 | BCD | BCD-RGD-NF141208VFA1 | Altelix 14x12x8 Inch Fiberglass 120 VAC Weatherproof NEMA Enclosure with Cooling Fan | Ea |  | 1 Year (5 Years) | 402 | 6% | 377.88
14401 | BCD | BCD-RGD-NF141208VFHA1 | Altelix 14x12x8 Inch Fiberglass 120 VAC Weatherproof NEMA Enclosure with Cooling Fan and Heater | Ea |  | 1 Year (5 Years) | 490 | 6% | 460.6
14402 | BCD | BCD-RGD-NF141208VP | Altelix 14x12x8 Inch Vented Fiberglass Weatherproof NEMA Enclosure with Blank Aluminum Mounting Plate | Ea |  | 1 Year (5 Years) | 280 | 6% | 263.2
14403 | BCD | BCD-RGD-NMK-0001 | Pole Mounting Kit for BCD-RGD-NP171406 NEMA Box | Ea |  | 1 Year (5 Years) | 30 | 6% | 28.2
14404 | BCD | BCD-RGD-NMK-0002 | Pole Mounting Kit for BCD-RGD-NP141105 NEMA Box | Ea |  | 1 Year (5 Years) | 26 | 6% | 24.44
14405 | BCD | BCD-RGD-NMK-0003 | Pole/Wall Mount Kit for Altelix NF14 Series NEMA Enclosures | Ea |  | 1 Year (5 Years) | 87 | 6% | 81.78
14406 | BCD | BCD-RGD-NP141105 | Altelix 14x11x5 Inch ABS Weatherproof NEMA Enclosure | Ea |  | 1 Year (5 Years) | 70 | 6% | 65.8
14407 | BCD | BCD-RGD-NP141105-F | Altelix ABS Polycarbonate NEMA Fiber Termination Box 14"x11"x5" | Ea |  | 1 Year (5 Years) | 105 | 6% | 98.7
14408 | BCD | BCD-RGD-NP171406 | Altelix 17x14x6 Inch ABS Weatherproof NEMA Enclosure | Ea |  | 1 Year (5 Years) | 87 | 6% | 81.78
14409 | BCD | BCD-RGD-NP171406-F | Altelix ABS Polycarbonate NEMA Fiber Termination Box 17"x14"x6" | Ea |  | 1 Year (5 Years) | 79 | 6% | 74.26
14410 | BCD | BCD-RGD-NP171406P | Altelix 17x14x6 Inch ABS Weatherproof NEMA Enclosure w/ Mounting Plate | Ea |  | 1 Year (5 Years) | 99.98 | 6% | 93.9812
14411 | BCD | BCD-RGD-SDR-120-24 | Meanwell 120W 24VDC Environmentally Hardened Power Supply | Ea |  | 1 Year (5 Years) | 130 | 6% | 122.2
14412 | BCD | BCD-RGD-SDR-120-48 | Meanwell 120W 48VDC Environmentally Hardened Power Supply | Ea |  | 1 Year (5 Years) | 148 | 6% | 139.12
14413 | BCD | BCD-RGD-SDR-240-24 | Meanwell 240W 24VDC Environmentally Hardened Power Supply | Ea |  | 1 Year (5 Years) | 293 | 6% | 275.42
14414 | BCD | BCD-RGD-SDR-240-48 | Meanwell 240W 48VDC Environmentally Hardened Power Supply | Ea |  | 1 Year (5 Years) | 250 | 6% | 235
14415 | BCD | BCD-RGD-SDR-480P-24 | Meanwell 480W 24VDC Environmentally Hardened Power Supply | Ea |  | 1 Year (5 Years) | 350 | 6% | 329
14416 | BCD | BCD-RGD-SDR-480P-48 | Meanwell 480W 48VDC Environmentally Hardened Power Supply | Ea |  | 1 Year (5 Years) | 475 | 6% | 446.5
14417 | BCD | BCD-RGD-SDR-75-48 | Meanwell 75W 48VDC Environmentally Hardened Power Supply | Ea |  | 1 Year (5 Years) | 105 | 6% | 98.7
14418 | BCD | BCDSF01-ELVS-813-8TB-8 | Entry Level Small Form Factor Video Server Core i3-8100 8TB | Ea |  | 1 Year (5 Years) | 2430 | 6% | 2284.2
14419 | BCD | BCDSF01-ELVS-8I3-10TB-10 | Entry Level Small Form Factor Video Server Core i3-8100 10TB | Ea |  | 1 Year (5 Years) | 2673 | 6% | 2512.62
14420 | BCD | BCDSF01-ELVS-8I3-12TB-12 | Entry Level Small Form Factor Video Server Core i3-8100 12TB | Ea |  | 1 Year (5 Years) | 2849 | 6% | 2678.06
14421 | BCD | BCDSF01-ELVS-8I3-14TB-14 | Entry Level Small Form Factor Video Server Core i3-8100 14TB | Ea |  | 1 Year (5 Years) | 3146 | 6% | 2957.24
14422 | BCD | BCDSF01-ELVS-8I3-1TB-1 | Entry Level Small Form Factor Video Server Core i3-8100 1TB | Ea |  | 1 Year (5 Years) | 1965 | 6% | 1847.1
14423 | BCD | BCDSF01-ELVS-8I3-2TB-2 | Entry Level Small Form Factor Video Server Core i3-8100 2TB | Ea |  | 1 Year (5 Years) | 2009 | 6% | 1888.46
14424 | BCD | BCDSF01-ELVS-8I3-4TB-4 | Entry Level Small Form Factor Video Server Core i3-8100 4TB | Ea |  | 1 Year (5 Years) | 2146 | 6% | 2017.24
14425 | BCD | BCDSF01-ELVS-8I3-6TB-6 | Entry Level Small Form Factor Video Server Core i3-8100 6TB | Ea |  | 1 Year (5 Years) | 2295 | 6% | 2157.3
14426 | BCD | BCDSF01-ELVS-8I5-10TB-10 | Entry Level Small Form Factor Video Server Core i5-8500 10TB | Ea |  | 1 Year (5 Years) | 2995 | 6% | 2815.3
14427 | BCD | BCDSF01-ELVS-8I5-12TB-12 | Entry Level Small Form Factor Video Server Core i5-8500 12TB | Ea |  | 1 Year (5 Years) | 3171 | 6% | 2980.74
14428 | BCD | BCDSF01-ELVS-8I5-14TB-14 | Entry Level Small Form Factor Video Server Core i5-8500 14TB | Ea |  | 1 Year (5 Years) | 3468 | 6% | 3259.92
14429 | BCD | BCDSF01-ELVS-8I5-1TB-1 | Entry Level Small Form Factor Video Server Core i5-8500 1TB | Ea |  | 1 Year (5 Years) | 2287 | 6% | 2149.78
14430 | BCD | BCDSF01-ELVS-8I5-2TB-2 | Entry Level Small Form Factor Video Server Core i5-8500 2TB | Ea |  | 1 Year (5 Years) | 2330 | 6% | 2190.2
14431 | BCD | BCDSF01-ELVS-8I5-4TB-4 | Entry Level Small Form Factor Video Server Core i5-8500 4TB | Ea |  | 1 Year (5 Years) | 2468 | 6% | 2319.92
14432 | BCD | BCDSF01-ELVS-8I5-6TB-6 | Entry Level Small Form Factor Video Server Core i5-8500 6TB | Ea |  | 1 Year (5 Years) | 2617 | 6% | 2459.98
14433 | BCD | BCDSF01-ELVS-8I5-8TB-8 | Entry Level Small Form Factor Video Server Core i5-8500 8TB | Ea |  | 1 Year (5 Years) | 2752 | 6% | 2586.88
14434 | BCD | BCDSF01-ELVS-8I7-10TB-10 | Entry Level Small Form Factor Video Server Core i7-8700 10TB | Ea |  | 1 Year (5 Years) | 3198 | 6% | 3006.12
14435 | BCD | BCDSF01-ELVS-8I7-12TB-12 | Entry Level Small Form Factor Video Server Core i7-8700 12TB | Ea |  | 1 Year (5 Years) | 3373 | 6% | 3170.62
14436 | BCD | BCDSF01-ELVS-8I7-14TB-14 | Entry Level Small Form Factor Video Server Core i7-8700 14TB | Ea |  | 1 Year (5 Years) | 3671 | 6% | 3450.74
14437 | BCD | BCDSF01-ELVS-8I7-1TB-1 | Entry Level Small Form Factor Video Server Core i7-8700 1TB | Ea |  | 1 Year (5 Years) | 2490 | 6% | 2340.6
14438 | BCD | BCDSF01-ELVS-8I7-2TB-2 | Entry Level Small Form Factor Video Server Core i7-8700 2TB | Ea |  | 1 Year (5 Years) | 2533 | 6% | 2381.02
14439 | BCD | BCDSF01-ELVS-8I7-4TB-4 | Entry Level Small Form Factor Video Server Core i7-8700 4TB | Ea |  | 1 Year (5 Years) | 2671 | 6% | 2510.74
14440 | BCD | BCDSF01-ELVS-8I7-6TB-6 | Entry Level Small Form Factor Video Server Core i7-8700 6TB | Ea |  | 1 Year (5 Years) | 2819 | 6% | 2649.86
14441 | BCD | BCDSF01-ELVS-8I7-8TB-8 | Entry Level Small Form Factor Video Server Core i7-8700 8TB | Ea |  | 1 Year (5 Years) | 2955 | 6% | 2777.7
14442 | BCD | BCDSF01-ELWS-8I3-EMB | Entry Level Small Form Factor Video Workstation Core i3-8100 Intel UHD 630 | Ea |  | 1 Year (5 Years) | 1836 | 6% | 1725.84
14443 | BCD | BCDSF01-ELWS-8I3-QP10 | Entry Level Small Form Factor Video Workstation Core i3-8100 NVIDIA Quadro P1000 | Ea |  | 1 Year (5 Years) | 2579 | 6% | 2424.26
14444 | BCD | BCDSF01-ELWS-8I3-QP4 | Entry Level Small Form Factor Video Workstation Core i3-8100 NVIDIA Quadro P400 | Ea |  | 1 Year (5 Years) | 2106 | 6% | 1979.64
14445 | BCD | BCDSF01-ELWS-8I3-QP6 | Entry Level Small Form Factor Video Workstation Core i3-8100 NVIDIA Quadro P620 | Ea |  | 1 Year (5 Years) | 2241 | 6% | 2106.54
14446 | BCD | BCDSF01-ELWS-8I5-EMB | Entry Level Small Form Factor Video Workstation Core i5-8500 Intel UHD 630 | Ea |  | 1 Year (5 Years) | 2157 | 6% | 2027.58
14447 | BCD | BCDSF01-ELWS-8I5-QP10 | Entry Level Small Form Factor Video Workstation Core i5-8500 NVIDIA Quadro P1000 | Ea |  | 1 Year (5 Years) | 2900 | 6% | 2726
14448 | BCD | BCDSF01-ELWS-8I5-QP4 | Entry Level Small Form Factor Video Workstation Core i5-8500 NVIDIA Quadro P400 | Ea |  | 1 Year (5 Years) | 2428 | 6% | 2282.32
14449 | BCD | BCDSF01-ELWS-8I5-QP6 | Entry Level Small Form Factor Video Workstation Core i5-8500 NVIDIA Quadro P620 | Ea |  | 1 Year (5 Years) | 2563 | 6% | 2409.22
14450 | BCD | BCDSF01-ELWS-8I7-EMB | Entry Level Small Form Factor Video Workstation Core i7-8700 Intel UHD 630 | Ea |  | 1 Year (5 Years) | 2360 | 6% | 2218.4
14451 | BCD | BCDSF01-ELWS-8I7-QP10 | Entry Level Small Form Factor Video Workstation Core i7-8700 NVIDIA Quadro P1000 | Ea |  | 1 Year (5 Years) | 3103 | 6% | 2916.82
14452 | BCD | BCDSF01-ELWS-8I7-QP4 | Entry Level Small Form Factor Video Workstation Core i7-8700 NVIDIA Quadro P400 | Ea |  | 1 Year (5 Years) | 2630 | 6% | 2472.2
14453 | BCD | BCDSF01-ELWS-8I7-QP6 | Entry Level Small Form Factor Video Workstation Core i7-8700 NVIDIA Quadro P620 | Ea |  | 1 Year (5 Years) | 2765 | 6% | 2599.1
14454 | BCD | BCDSF01-RGD-I3-10T-35HD | RIGID INDUSTRIAL SERVER CORE I3-6100TE 8GB 250GB MSATA 10TB WIN 10 PRO (3) NICS | Ea |  | 1 Year (2 Years) | 3365 | 6% | 3163.1
14455 | BCD | BCDSF01-RGD-I3-12T-35HD | RIGID INDUSTRIAL SERVER CORE I3-6100TE 8GB 250GB MSATA 12TB WIN 10 PRO (3) NICS | Ea |  | 1 Year (2 Years) | 3505 | 6% | 3294.7
14456 | BCD | BCDSF01-RGD-I3-14T-35HD | RIGID INDUSTRIAL SERVER CORE I3-6100TE 8GB 250GB MSATA 14TB WIN 10 PRO (3) NICS | Ea |  | 1 Year (2 Years) | 3725 | 6% | 3501.5
14457 | BCD | BCDSF01-RGD-I3-1T-25HD | RIGID INDUSTRIAL SERVER CORE I3-6100TE 8GB 250GB MSATA 1TB WIN 10 PRO (3) NICS | Ea |  | 1 Year (2 Years) | 2755 | 6% | 2589.7
14458 | BCD | BCDSF01-RGD-I3-1T-25SSD | RIGID INDUSTRIAL SERVER CORE I3-6100TE 8GB 250GB MSATA 960GB SSD WIN 10 PRO (3) NICS | Ea |  | 1 Year (2 Years) | 3263 | 6% | 3067.22
14459 | BCD | BCDSF01-RGD-I3-2T-25HD | RIGID INDUSTRIAL SERVER CORE I3-6100TE 8GB 250GB MSATA 2TB WIN 10 PRO (3) NICS | Ea |  | 1 Year (2 Years) | 2847 | 6% | 2676.18
14460 | BCD | BCDSF01-RGD-I3-2T-25SSD | RIGID INDUSTRIAL SERVER CORE I3-6100TE 8GB 250GB MSATA 1920GB SSD WIN 10 PRO (3) NICS | Ea |  | 1 Year (2 Years) | 3895 | 6% | 3661.3
14461 | BCD | BCDSF01-RGD-I3-4T-25SSD | RIGID INDUSTRIAL SERVER CORE I3-6100TE 8GB 250GB MSATA 3840GB SSD WIN 10 PRO (3) NICS | Ea |  | 1 Year (2 Years) | 4940 | 6% | 4643.6
14462 | BCD | BCDSF01-RGD-I3-4T-35HD | RIGID INDUSTRIAL SERVER CORE I3-6100TE 8GB 250GB MSATA 4TB WIN 10 PRO (3) NICS | Ea |  | 1 Year (2 Years) | 2905 | 6% | 2730.7
14463 | BCD | BCDSF01-RGD-I3-6T-35HD | RIGID INDUSTRIAL SERVER CORE I3-6100TE 8GB 250GB MSATA 6TB WIN 10 PRO (3) NICS | Ea |  | 1 Year (2 Years) | 3065 | 6% | 2881.1
14464 | BCD | BCDSF01-RGD-I3-8T-25SSD | RIGID INDUSTRIAL SERVER CORE I3-6100TE 8GB 250GB MSATA (2) 3840GB SSD WIN 10 PRO (3) NICS | Ea |  | 1 Year (2 Years) | 7115 | 6% | 6688.1
14465 | BCD | BCDSF01-RGD-I3-8T-35HD | RIGID INDUSTRIAL SERVER CORE I3-6100TE 8GB 250GB MSATA 8TB WIN 10 PRO (3) NICS | Ea |  | 1 Year (2 Years) | 3205 | 6% | 3012.7
14466 | BCD | BCDSF01-RGD-I5-10T-35HD | RIGID INDUSTRIAL SERVER CORE I5-6500TE 8GB 250GB MSATA 10TB WIN 10 PRO (3) NICS | Ea |  | 1 Year (2 Years) | 3592 | 6% | 3376.48
14467 | BCD | BCDSF01-RGD-I5-12T-35HD | RIGID INDUSTRIAL SERVER CORE I5-6500TE 8GB 250GB MSATA 12TB WIN 10 PRO (3) NICS | Ea |  | 1 Year (2 Years) | 3731 | 6% | 3507.14
14468 | BCD | BCDSF01-RGD-I5-14T-35HD | RIGID INDUSTRIAL SERVER CORE I5-6500TE 8GB 250GB MSATA 14TB WIN 10 PRO (3) NICS | Ea |  | 1 Year (2 Years) | 3950 | 6% | 3713
14469 | BCD | BCDSF01-RGD-I5-1T-25HD | RIGID INDUSTRIAL SERVER CORE I5-6500TE 8GB 250GB MSATA 1TB WIN 10 PRO (3) NICS | Ea |  | 1 Year (2 Years) | 2980 | 6% | 2801.2
14470 | BCD | BCDSF01-RGD-I5-1T-25SSD | RIGID INDUSTRIAL SERVER CORE I5-6500TE 8GB 250GB MSATA 960GB SSD WIN 10 PRO (3) NICS | Ea |  | 1 Year (2 Years) | 3485 | 6% | 3275.9
14471 | BCD | BCDSF01-RGD-I5-2T-25HD | RIGID INDUSTRIAL SERVER CORE I5-6500TE 8GB 250GB MSATA 2TB WIN 10 PRO (3) NICS | Ea |  | 1 Year (2 Years) | 3075 | 6% | 2890.5
14472 | BCD | BCDSF01-RGD-I5-2T-25SSD | RIGID INDUSTRIAL SERVER CORE I5-6500TE 8GB 250GB MSATA 1920GB SSD WIN 10 PRO (3) NICS | Ea |  | 1 Year (2 Years) | 4110 | 6% | 3863.4
14473 | BCD | BCDSF01-RGD-I5-4T-25SSD | RIGID INDUSTRIAL SERVER CORE I5-6500TE 8GB 250GB MSATA 3840GB SSD WIN 10 PRO (3) NICS | Ea |  | 1 Year (2 Years) | 5090 | 6% | 4784.6
14474 | BCD | BCDSF01-RGD-I5-4T-35HD | RIGID INDUSTRIAL SERVER CORE I5-6500TE 8GB 250GB MSATA 4TB WIN 10 PRO (3) NICS | Ea |  | 1 Year (2 Years) | 3128 | 6% | 2940.32
14475 | BCD | BCDSF01-RGD-I5-6T-35HD | RIGID INDUSTRIAL SERVER CORE I5-6500TE 8GB 250GB MSATA 6TB WIN 10 PRO (3) NICS | Ea |  | 1 Year (2 Years) | 3290 | 6% | 3092.6
14476 | BCD | BCDSF01-RGD-I5-8T-25SSD | RIGID INDUSTRIAL SERVER CORE I5-6500TE 8GB 250GB MSATA (2) 3840GB SSD WIN 10 PRO (3) NICS | Ea |  | 1 Year (2 Years) | 7335 | 6% | 6894.9
14477 | BCD | BCDSF01-RGD-I5-8T-35HD | RIGID INDUSTRIAL SERVER CORE I5-6500TE 8GB 250GB MSATA 8TB WIN 10 PRO (3) NICS | Ea |  | 1 Year (2 Years) | 3425 | 6% | 3219.5
14478 | BCD | BCDSF01-RGD-I7-10T-35HD | RIGID INDUSTRIAL SERVER CORE I7-6700TE 16GB 250GB MSATA 10TB WIN 10 PRO (3) NICS | Ea |  | 1 Year (2 Years) | 4100 | 6% | 3854
14479 | BCD | BCDSF01-RGD-I7-10T-35HD | RIGID INDUSTRIAL SERVER CORE I7-6700TE 16GB 250GB MSATA 10TB WIN 10 PRO | Ea |  | 1 Year (2 Years) | 4100 | 6% | 3854
14480 | BCD | BCDSF01-RGD-I7-12T-35HD | RIGID INDUSTRIAL SERVER CORE I7-6700TE 16GB 250GB MSATA 12TB WIN 10 PRO (3) NICS | Ea |  | 1 Year (2 Years) | 4230 | 6% | 3976.2
14481 | BCD | BCDSF01-RGD-I7-14T-35HD | RIGID INDUSTRIAL SERVER CORE I7-6700TE 16GB 250GB MSATA 14TB WIN 10 PRO (3) NICS | Ea |  | 1 Year (2 Years) | 4450 | 6% | 4183
14482 | BCD | BCDSF01-RGD-I7-1T-25HD | RIGID INDUSTRIAL SERVER CORE I7-6700TE 16GB 250GB MSATA 1TB WIN 10 PRO (3) NICS | Ea |  | 1 Year (2 Years) | 3480 | 6% | 3271.2
14483 | BCD | BCDSF01-RGD-I7-2T-25HD | RIGID INDUSTRIAL SERVER CORE I7-6700TE 16GB 250GB MSATA 2TB WIN 10 PRO (3) NICS | Ea |  | 1 Year (2 Years) | 3430 | 6% | 3224.2
14484 | BCD | BCDSF01-RGD-I7-2T-25SSD | RIGID INDUSTRIAL SERVER CORE I7-8700T 16GB 2TB SSD WIN 10 PRO | Ea |  | 1 Year (2 Years) | 4275 | 6% | 4018.5
14485 | BCD | BCDSF01-RGD-I7-2T-25SSD | RIGID INDUSTRIAL SERVER CORE I7-6700TE 16GB 250GB MSATA 1920GB SSD WIN 10 PRO (3) NICS | Ea |  | 1 Year (2 Years) | 4620 | 6% | 4342.8
14486 | BCD | BCDSF01-RGD-I7-4T-25SSD | RIGID INDUSTRIAL SERVER CORE I7-6700TE 16GB 250GB MSATA 3840GB SSD WIN 10 PRO (3) NICS | Ea |  | 1 Year (2 Years) | 5600 | 6% | 5264
14487 | BCD | BCDSF01-RGD-I7-4T-35HD | RIGID INDUSTRIAL SERVER CORE I7-6700TE 16GB 250GB MSATA 4TB WIN 10 PRO | Ea |  | 1 Year (2 Years) | 3635 | 6% | 3416.9
14488 | BCD | BCDSF01-RGD-I7-6T-35HD | RIGID INDUSTRIAL SERVER CORE I7-6700TE 16GB 250GB MSATA 6TB WIN 10 PRO | Ea |  | 1 Year (2 Years) | 3795 | 6% | 3567.3
14489 | BCD | BCDSF01-RGD-I7-8T-25SSD | RIGID INDUSTRIAL SERVER CORE I7-6700TE 16GB 250GB MSATA (2) 3840GB SSD WIN 10 PRO (3) NICS | Ea |  | 1 Year (2 Years) | 7845 | 6% | 7374.3
14490 | BCD | BCDSF01-RGD-I7-8T-35HD | RIGID INDUSTRIAL SERVER CORE I7-6700TE 16GB 250GB MSATA 8TB WIN 10 PRO (3) NICS | Ea |  | 1 Year (2 Years) | 3950 | 6% | 3713
14491 | BCD | BCDT01-ELVS-8I3-10TB-10 | Entry Level 1-Bay Tower Video Server Core i3-8100 10TB | Ea |  | 1 Year (5 Years) | 2703 | 6% | 2540.82
14492 | BCD | BCDT01-ELVS-8I3-12TB-12 | Entry Level 1-Bay Tower Video Server Core i3-8100 12TB | Ea |  | 1 Year (5 Years) | 2879 | 6% | 2706.26
14493 | BCD | BCDT01-ELVS-8I3-14TB-14 | Entry Level 1-Bay Tower Video Server Core i3-8100 14TB | Ea |  | 1 Year (5 Years) | 3176 | 6% | 2985.44
14494 | BCD | BCDT01-ELVS-8I3-1TB-1 | Entry Level 1-Bay Tower Video Server Core i3-8100 1TB | Ea |  | 1 Year (5 Years) | 1995 | 6% | 1875.3
14495 | BCD | BCDT01-ELVS-8I3-2TB-2 | Entry Level 1-Bay Tower Video Server Core i3-8100 2TB | Ea |  | 1 Year (5 Years) | 2038 | 6% | 1915.72
14496 | BCD | BCDT01-ELVS-8I3-4TB-4 | Entry Level 1-Bay Tower Video Server Core i3-8100 4TB | Ea |  | 1 Year (5 Years) | 2176 | 6% | 2045.44
14497 | BCD | BCDT01-ELVS-8I3-6TB-6 | Entry Level 1-Bay Tower Video Server Core i3-8100 6TB | Ea |  | 1 Year (5 Years) | 2325 | 6% | 2185.5
14498 | BCD | BCDT01-ELVS-8I3-8TB-8 | Entry Level 1-Bay Tower Video Server Core i3-8100 8TB | Ea |  | 1 Year (5 Years) | 2460 | 6% | 2312.4
14499 | BCD | BCDT01-ELVS-8I5-10TB-10 | Entry Level 1-Bay Tower Video Server Core i5-8500 10TB | Ea |  | 1 Year (5 Years) | 2995 | 6% | 2815.3
14500 | BCD | BCDT01-ELVS-8I5-12TB-12 | Entry Level 1-Bay Tower Video Server Core i5-8500 12TB | Ea |  | 1 Year (5 Years) | 3171 | 6% | 2980.74
14501 | BCD | BCDT01-ELVS-8I5-14TB-14 | Entry Level 1-Bay Tower Video Server Core i5-8500 14TB | Ea |  | 1 Year (5 Years) | 3468 | 6% | 3259.92
14502 | BCD | BCDT01-ELVS-8I5-1TB-1 | Entry Level 1-Bay Tower Video Server Core i5-8500 1TB | Ea |  | 1 Year (5 Years) | 2287 | 6% | 2149.78
14503 | BCD | BCDT01-ELVS-8I5-2TB-2 | Entry Level 1-Bay Tower Video Server Core i5-8500 2TB | Ea |  | 1 Year (5 Years) | 2330 | 6% | 2190.2
14504 | BCD | BCDT01-ELVS-8I5-4TB-4 | Entry Level 1-Bay Tower Video Server Core i5-8500 4TB | Ea |  | 1 Year (5 Years) | 2468 | 6% | 2319.92
14505 | BCD | BCDT01-ELVS-8I5-6TB-6 | Entry Level 1-Bay Tower Video Server Core i5-8500 8TB | Ea |  | 1 Year (5 Years) | 2617 | 6% | 2459.98
14506 | BCD | BCDT01-ELVS-8I5-8TB-8 | Entry Level 1-Bay Tower Video Server Core i5-8500 8TB | Ea |  | 1 Year (5 Years) | 2752 | 6% | 2586.88
14507 | BCD | BCDT01-ELVS-8I7-10TB-10 | Entry Level 1-Bay Tower Video Server Core i7-8700 10TB | Ea |  | 1 Year (5 Years) | 3203 | 6% | 3010.82
14508 | BCD | BCDT01-ELVS-8I7-12TB-12 | Entry Level 1-Bay Tower Video Server Core i7-8700 12TB | Ea |  | 1 Year (5 Years) | 3379 | 6% | 3176.26
14509 | BCD | BCDT01-ELVS-8I7-14TB-14 | Entry Level 1-Bay Tower Video Server Core i7-8700 14TB | Ea |  | 1 Year (5 Years) | 3676 | 6% | 3455.44
14510 | BCD | BCDT01-ELVS-8I7-1TB-1 | Entry Level 1-Bay Tower Video Server Core i7-8700 1TB | Ea |  | 1 Year (5 Years) | 2495 | 6% | 2345.3
14511 | BCD | BCDT01-ELVS-8I7-2TB-2 | Entry Level 1-Bay Tower Video Server Core i7-8700 2TB | Ea |  | 1 Year (5 Years) | 2538 | 6% | 2385.72
14512 | BCD | BCDT01-ELVS-8I7-4TB-4 | Entry Level 1-Bay Tower Video Server Core i7-8700 4TB | Ea |  | 1 Year (5 Years) | 2676 | 6% | 2515.44
14513 | BCD | BCDT01-ELVS-8I7-6TB-6 | Entry Level 1-Bay Tower Video Server Core i7-8700 6TB | Ea |  | 1 Year (5 Years) | 2825 | 6% | 2655.5
14514 | BCD | BCDT01-ELVS-8I7-8TB-8 | Entry Level 1-Bay Tower Video Server Core i7-8700 8TB | Ea |  | 1 Year (5 Years) | 2960 | 6% | 2782.4
14515 | BCD | BCDT01-ELWS-8I3-EMB | Entry Level Tower Video Workstation Core i3-8100 Intel UHD 630 | Ea |  | 1 Year (5 Years) | 1865 | 6% | 1753.1
14516 | BCD | BCDT01-ELWS-8I3-GP50Ti | Entry Level Tower Video Workstation Core i3-8100 NVIDIA GeForce GTX 1050 Ti | Ea |  | 1 Year (5 Years) | 2311 | 6% | 2172.34
14517 | BCD | BCDT01-ELWS-8I3-QP10 | Entry Level Tower Video Workstation Core i3-8100 NVIDIA Quadro P1000 | Ea |  | 1 Year (5 Years) | 2609 | 6% | 2452.46
14518 | BCD | BCDT01-ELWS-8I3-QP4 | Entry Level Tower Video Workstation Core i3-8100 NVIDIA Quadro P400 | Ea |  | 1 Year (5 Years) | 2136 | 6% | 2007.84
14519 | BCD | BCDT01-ELWS-8I3-QP6 | Entry Level Tower Video Workstation Core i3-8100 NVIDIA Quadro P620 | Ea |  | 1 Year (5 Years) | 2271 | 6% | 2134.74
14520 | BCD | BCDT01-ELWS-8I5-EMB | Entry Level Tower Video Workstation Core i5-8500 Intel UHD 630 | Ea |  | 1 Year (5 Years) | 2157 | 6% | 2027.58
14521 | BCD | BCDT01-ELWS-8I5-GP50Ti | Entry Level Tower Video Workstation Core i5-8500 NVIDIA GeForce GTX 1050 Ti | Ea |  | 1 Year (5 Years) | 2603 | 6% | 2446.82
14522 | BCD | BCDT01-ELWS-8I5-QP10 | Entry Level Tower Video Workstation Core i5-8500 NVIDIA Quadro P1000 | Ea |  | 1 Year (5 Years) | 2900 | 6% | 2726
14523 | BCD | BCDT01-ELWS-8I5-QP4 | Entry Level Tower Video Workstation Core i5-8500 NVIDIA Quadro P400 | Ea |  | 1 Year (5 Years) | 2428 | 6% | 2282.32
14524 | BCD | BCDT01-ELWS-8I5-QP6 | Entry Level Tower Video Workstation Core i5-8500 NVIDIA Quadro P620 | Ea |  | 1 Year (5 Years) | 2563 | 6% | 2409.22
14525 | BCD | BCDT01-ELWS-8I7-EMB | Entry Level Tower Video Workstation Core i7-8700 Intel UHD 630 | Ea |  | 1 Year (5 Years) | 2365 | 6% | 2223.1
14526 | BCD | BCDT01-ELWS-8I7-GP50Ti | Entry Level Tower Video Workstation Core i7-8700 NVIDIA GeForce GTX 1050 Ti | Ea |  | 1 Year (5 Years) | 2811 | 6% | 2642.34
14527 | BCD | BCDT01-ELWS-8I7-QP10 | Entry Level Tower Video Workstation Core i7-8700 NVIDIA Quadro P1000 | Ea |  | 1 Year (5 Years) | 3109 | 6% | 2922.46
14528 | BCD | BCDT01-ELWS-8I7-QP4 | Entry Level Tower Video Workstation Core i7-8700 NVIDIA Quadro P400 | Ea |  | 1 Year (5 Years) | 2636 | 6% | 2477.84
14529 | BCD | BCDT01-ELWS-8I7-QP6 | Entry Level Tower Video Workstation Core i7-8700 NVIDIA Quadro P620 | Ea |  | 1 Year (5 Years) | 2771 | 6% | 2604.74
14530 | BCD | BCDT03-ELAS-8I3-2QP10 | Professional 3-Bay Tower Video Workstation Core i3-8100 Dual NVIDIA Quadro P1000 | Ea |  | 1 Year (5 Years) | 3876 | 6% | 3643.44
14531 | BCD | BCDT03-ELAS-8I3-2QP20 | Professional 3-Bay Tower Video Workstation Core i3-8100 Dual NVIDIA Quadro P2000 | Ea |  | 1 Year (5 Years) | 4417 | 6% | 4151.98
14532 | BCD | BCDT03-ELAS-8I3-GP50TI | Professional 3-Bay Tower Video Workstation Core i3-8100 NVIDIA GeForce GTX 1050Ti | Ea |  | 1 Year (5 Years) | 2836 | 6% | 2665.84
14533 | BCD | BCDT03-ELAS-8I3-GT60 | Professional 3-Bay Tower Video Workstation Core i3-8100 NVIDIA GeForce RTX 2060 | Ea |  | 1 Year (5 Years) | 3363 | 6% | 3161.22
14534 | BCD | BCDT03-ELAS-8I3-GT70 | Professional 3-Bay Tower Video Workstation Core i3-8100 NVIDIA GeForce RTX 2070 | Ea |  | 1 Year (5 Years) | 3768 | 6% | 3541.92
14535 | BCD | BCDT03-ELAS-8I3-GT80 | Professional 3-Bay Tower Video Workstation Core i3-8100 NVIDIA GeForce RTX 2080 | Ea |  | 1 Year (5 Years) | 4511 | 6% | 4240.34
14536 | BCD | BCDT03-ELAS-8I3-QP10 | Professional 3-Bay Tower Video Workstation Core i3-8100 NVIDIA Quadro P1000 | Ea |  | 1 Year (5 Years) | 3133 | 6% | 2945.02
14537 | BCD | BCDT03-ELAS-8I3-QP20 | Professional 3-Bay Tower Video Workstation Core i3-8100 NVIDIA Quadro P2000 | Ea |  | 1 Year (5 Years) | 3403 | 6% | 3198.82
14538 | BCD | BCDT03-ELAS-8I3-QP4 | Professional 3-Bay Tower Video Workstation Core i3-8100 NVIDIA Quadro P400 | Ea |  | 1 Year (5 Years) | 2660 | 6% | 2500.4
14539 | BCD | BCDT03-ELAS-8I3-QP40 | Professional 3-Bay Tower Video Workstation Core i3-8100 NVIDIA Quadro P4000 | Ea |  | 1 Year (5 Years) | 4146 | 6% | 3897.24
14540 | BCD | BCDT03-ELAS-8I3-QP6 | Professional 3-Bay Tower Video Workstation Core i3-8100 NVIDIA Quadro P620 | Ea |  | 1 Year (5 Years) | 2795 | 6% | 2627.3
14541 | BCD | BCDT03-ELAS-8I5-2QP10 | Professional 3-Bay Tower Video Workstation Core i5-8500 Dual NVIDIA Quadro P1000 | Ea |  | 1 Year (5 Years) | 4400 | 6% | 4136
14542 | BCD | BCDT03-ELAS-8I5-2QP20 | Professional 3-Bay Tower Video Workstation Core i5-8500 Dual NVIDIA Quadro P2000 | Ea |  | 1 Year (5 Years) | 4941 | 6% | 4644.54
14543 | BCD | BCDT03-ELAS-8I5-EMB | Professional 3-Bay Tower Video Workstation Core i5-8500 Intel UHD 630 | Ea |  | 1 Year (5 Years) | 2914 | 6% | 2739.16
14544 | BCD | BCDT03-ELAS-8I5-GP50TI | Professional 3-Bay Tower Video Workstation Core i5-8500 NVIDIA GeForce GTX 1050Ti | Ea |  | 1 Year (5 Years) | 3360 | 6% | 3158.4
14545 | BCD | BCDT03-ELAS-8I5-GT60 | Professional 3-Bay Tower Video Workstation Core i5-8500 NVIDIA GeForce RTX 2060 | Ea |  | 1 Year (5 Years) | 3887 | 6% | 3653.78
14546 | BCD | BCDT03-ELAS-8I5-GT70 | Professional 3-Bay Tower Video Workstation Core i5-8500 NVIDIA GeForce RTX 2070 | Ea |  | 1 Year (5 Years) | 4292 | 6% | 4034.48
14547 | BCD | BCDT03-ELAS-8I5-GT80 | Professional 3-Bay Tower Video Workstation Core i5-8500 NVIDIA GeForce RTX 2080 | Ea |  | 1 Year (5 Years) | 5036 | 6% | 4733.84
14548 | BCD | BCDT03-ELAS-8I5-QP10 | Professional 3-Bay Tower Video Workstation Core i5-8500 NVIDIA Quadro P1000 | Ea |  | 1 Year (5 Years) | 3657 | 6% | 3437.58
14549 | BCD | BCDT03-ELAS-8I5-QP20 | Professional 3-Bay Tower Video Workstation Core i5-8500 NVIDIA Quadro P2000 | Ea |  | 1 Year (5 Years) | 3928 | 6% | 3692.32
14550 | BCD | BCDT03-ELAS-8I5-QP4 | Professional 3-Bay Tower Video Workstation Core i5-8500 NVIDIA Quadro P400 | Ea |  | 1 Year (5 Years) | 3184 | 6% | 2992.96
14551 | BCD | BCDT03-ELAS-8I5-QP40 | Professional 3-Bay Tower Video Workstation Core i5-8500 NVIDIA Quadro P4000 | Ea |  | 1 Year (5 Years) | 4671 | 6% | 4390.74
14552 | BCD | BCDT03-ELAS-8I5-QP6 | Professional 3-Bay Tower Video Workstation Core i5-8500 NVIDIA Quadro P620 | Ea |  | 1 Year (5 Years) | 3319 | 6% | 3119.86
14553 | BCD | BCDT03-ELAS-8I7K-2QP10 | Professional 3-Bay Tower Video Workstation Core i7-8700k Dual NVIDIA Quadro P1000 | Ea |  | 1 Year (5 Years) | 4879 | 6% | 4586.26
14554 | BCD | BCDT03-ELAS-8I7K-2QP20 | Professional 3-Bay Tower Video Workstation Core i7-8700k Dual NVIDIA Quadro P2000 | Ea |  | 1 Year (5 Years) | 5419 | 6% | 5093.86
14555 | BCD | BCDT03-ELAS-8I7K-EMB | Professional 3-Bay Tower Video Workstation Core i7-8700k Intel UHD 630 | Ea |  | 1 Year (5 Years) | 3392 | 6% | 3188.48
14556 | BCD | BCDT03-ELAS-8I7K-GP50TI | Professional 3-Bay Tower Video Workstation Core i7-8700k NVIDIA GeForce GTX 1050Ti | Ea |  | 1 Year (5 Years) | 3838 | 6% | 3607.72
14557 | BCD | BCDT03-ELAS-8I7K-GT60 | Professional 3-Bay Tower Video Workstation Core i7-8700k NVIDIA GeForce RTX 2060 | Ea |  | 1 Year (5 Years) | 4365 | 6% | 4103.1
14558 | BCD | BCDT03-ELAS-8I7K-GT70 | Professional 3-Bay Tower Video Workstation Core i7-8700k NVIDIA GeForce RTX 2070 | Ea |  | 1 Year (5 Years) | 4771 | 6% | 4484.74
14559 | BCD | BCDT03-ELAS-8I7K-GT80 | Professional 3-Bay Tower Video Workstation Core i7-8700k NVIDIA GeForce RTX 2080 | Ea |  | 1 Year (5 Years) | 5514 | 6% | 5183.16
14560 | BCD | BCDT03-ELAS-8I7K-QP10 | Professional 3-Bay Tower Video Workstation Core i7-8700k NVIDIA Quadro P1000 | Ea |  | 1 Year (5 Years) | 4136 | 6% | 3887.84
14561 | BCD | BCDT03-ELAS-8I7K-QP20 | Professional 3-Bay Tower Video Workstation Core i7-8700k NVIDIA Quadro P2000 | Ea |  | 1 Year (5 Years) | 4406 | 6% | 4141.64
14562 | BCD | BCDT03-ELAS-8I7K-QP4 | Professional 3-Bay Tower Video Workstation Core i7-8700k NVIDIA Quadro P400 | Ea |  | 1 Year (5 Years) | 3663 | 6% | 3443.22
14563 | BCD | BCDT03-ELAS-8I7K-QP40 | Professional 3-Bay Tower Video Workstation Core i7-8700k NVIDIA Quadro P4000 | Ea |  | 1 Year (5 Years) | 5149 | 6% | 4840.06
14564 | BCD | BCDT03-ELAS-8I7K-QP6 | Professional 3-Bay Tower Video Workstation Core i7-8700k NVIDIA Quadro P620 | Ea |  | 1 Year (5 Years) | 3798 | 6% | 3570.12
14565 | BCD | BCDT03-ELVS-8I3-10TB-10 | Entry Level 3-Bay Tower Video Server Core i3-8100 10TB | Ea |  | 1 Year (5 Years) | 3228 | 6% | 3034.32
14566 | BCD | BCDT03-ELVS-8I3-12TB-12 | Entry Level 3-Bay Tower Video Server Core i3-8100 12TB | Ea |  | 1 Year (5 Years) | 3403 | 6% | 3198.82
14567 | BCD | BCDT03-ELVS-8I3-12TB-4 | Entry Level 3-Bay Tower Video Server Core i3-8100 12TB | Ea |  | 1 Year (5 Years) | 3322 | 6% | 3122.68
14568 | BCD | BCDT03-ELVS-8I3-12TB-6 | Entry Level 3-Bay Tower Video Server Core i3-8100 12TB | Ea |  | 1 Year (5 Years) | 3309 | 6% | 3110.46
14569 | BCD | BCDT03-ELVS-8I3-14TB-14 | Entry Level 3-Bay Tower Video Server Core i3-8100 14TB | Ea |  | 1 Year (5 Years) | 3700 | 6% | 3478
14570 | BCD | BCDT03-ELVS-8I3-16TB-8 | Entry Level 3-Bay Tower Video Server Core i3-8100 16TB | Ea |  | 1 Year (5 Years) | 3579 | 6% | 3364.26
14571 | BCD | BCDT03-ELVS-8I3-18TB-6 | Entry Level 3-Bay Tower Video Server Core i3-8100 18TB | admin |  | 1 Year (5 Years) | 3768 | 6% | 3541.92
14572 | BCD | BCDT03-ELVS-8I3-1TB-1 | Entry Level 3-Bay Tower Video Server Core i3-8100 1TB | Ea |  | 1 Year (5 Years) | 2519 | 6% | 2367.86
14573 | BCD | BCDT03-ELVS-8I3-20TB-10 | Entry Level 3-Bay Tower Video Server Core i3-8100 20TB | Ea |  | 1 Year (5 Years) | 4065 | 6% | 3821.1
14574 | BCD | BCDT03-ELVS-8I3-24TB-12 | Entry Level 3-Bay Tower Video Server Core i3-8100 24TB | Ea |  | 1 Year (5 Years) | 4417 | 6% | 4151.98
14575 | BCD | BCDT03-ELVS-8I3-24TB-8 | Entry Level 3-Bay Tower Video Server Core i3-8100 24TB | Ea |  | 1 Year (5 Years) | 4173 | 6% | 3922.62
14576 | BCD | BCDT03-ELVS-8I3-28TB-14 | Entry Level 3-Bay Tower Video Server Core i3-8100 28TB | Ea |  | 1 Year (5 Years) | 5011 | 6% | 4710.34
14577 | BCD | BCDT03-ELVS-8I3-2TB-1 | Entry Level 3-Bay Tower Video Server Core i3-8100 2TB | Ea |  | 1 Year (5 Years) | 2649 | 6% | 2490.06
14578 | BCD | BCDT03-ELVS-8I3-2TB-2 | Entry Level 3-Bay Tower Video Server Core i3-8100 2TB | Ea |  | 1 Year (5 Years) | 2563 | 6% | 2409.22
14579 | BCD | BCDT03-ELVS-8I3-30TB-10 | Entry Level 3-Bay Tower Video Server Core i3-8100 30TB | Ea |  | 1 Year (5 Years) | 4903 | 6% | 4608.82
14580 | BCD | BCDT03-ELVS-8I3-36TB-12 | Entry Level 3-Bay Tower Video Server Core i3-8100 36TB | Ea |  | 1 Year (5 Years) | 5430 | 6% | 5104.2
14581 | BCD | BCDT03-ELVS-8I3-3TB-1 | Entry Level 3-Bay Tower Video Server Core i3-8100 3TB | Ea |  | 1 Year (5 Years) | 2779 | 6% | 2612.26
14582 | BCD | BCDT03-ELVS-8I3-42TB-14 | Entry Level 3-Bay Tower Video Server Core i3-8100 42TB | Ea |  | 1 Year (5 Years) | 6322 | 6% | 5942.68
14583 | BCD | BCDT03-ELVS-8I3-4TB-2 | Entry Level 3-Bay Tower Video Server Core i3-8100 4TB | Ea |  | 1 Year (5 Years) | 2736 | 6% | 2571.84
14584 | BCD | BCDT03-ELVS-8I3-4TB-4 | Entry Level 3-Bay Tower Video Server Core i3-8100 4TB | Ea |  | 1 Year (5 Years) | 2700 | 6% | 2538
14585 | BCD | BCDT03-ELVS-8I3-6TB-2 | Entry Level 3-Bay Tower Video Server Core i3-8100 6TB | Ea |  | 1 Year (5 Years) | 2909 | 6% | 2734.46
14586 | BCD | BCDT03-ELVS-8I3-6TB-6 | Entry Level 3-Bay Tower Video Server Core i3-8100 6TB | Ea |  | 1 Year (5 Years) | 2849 | 6% | 2678.06
14587 | BCD | BCDT03-ELVS-8I3-8TB-4 | Entry Level 3-Bay Tower Video Server Core i3-8100 8TB | Ea |  | 1 Year (5 Years) | 3011 | 6% | 2830.34
14588 | BCD | BCDT03-ELVS-8I3-8TB-8 | Entry Level 3-Bay Tower Video Server Core i3-8100 8TB | Ea |  | 1 Year (5 Years) | 2984 | 6% | 2804.96
14589 | BCD | BCDT03-ELVS-8I5-10TB-10 | Entry Level 3-Bay Tower Video Server Core i5-8500 10TB | Ea |  | 1 Year (5 Years) | 3752 | 6% | 3526.88
14590 | BCD | BCDT03-ELVS-8I5-12TB-12 | Entry Level 3-Bay Tower Video Server Core i5-8500 12TB | Ea |  | 1 Year (5 Years) | 3928 | 6% | 3692.32
14591 | BCD | BCDT03-ELVS-8I5-12TB-4 | Entry Level 3-Bay Tower Video Server Core i5-8500 12TB | Ea |  | 1 Year (5 Years) | 3846 | 6% | 3615.24
14592 | BCD | BCDT03-ELVS-8I5-12TB-6 | Entry Level 3-Bay Tower Video Server Core i5-8500 12TB | Ea |  | 1 Year (5 Years) | 3833 | 6% | 3603.02
14593 | BCD | BCDT03-ELVS-8I5-14TB-14 | Entry Level 3-Bay Tower Video Server Core i5-8500 14TB | Ea |  | 1 Year (5 Years) | 4225 | 6% | 3971.5
14594 | BCD | BCDT03-ELVS-8I5-16TB-8 | Entry Level 3-Bay Tower Video Server Core i5-8500 16TB | Ea |  | 1 Year (5 Years) | 4103 | 6% | 3856.82
14595 | BCD | BCDT03-ELVS-8I5-18TB-6 | Entry Level 3-Bay Tower Video Server Core i5-8500 18TB | Ea |  | 1 Year (5 Years) | 4292 | 6% | 4034.48
14596 | BCD | BCDT03-ELVS-8I5-1TB-1 | Entry Level 3-Bay Tower Video Server Core i5-8500 1TB | Ea |  | 1 Year (5 Years) | 3044 | 6% | 2861.36
14597 | BCD | BCDT03-ELVS-8I5-20TB-10 | Entry Level 3-Bay Tower Video Server Core i5-8500 20TB | Ea |  | 1 Year (5 Years) | 4590 | 6% | 4314.6
14598 | BCD | BCDT03-ELVS-8I5-24TB-12 | Entry Level 3-Bay Tower Video Server Core i5-8500 24TB | Ea |  | 1 Year (5 Years) | 4941 | 6% | 4644.54
14599 | BCD | BCDT03-ELVS-8I5-24TB-8 | Entry Level 3-Bay Tower Video Server Core i5-8500 24TB | Ea |  | 1 Year (5 Years) | 4698 | 6% | 4416.12
14600 | BCD | BCDT03-ELVS-8I5-28TB-14 | Entry Level 3-Bay Tower Video Server Core i5-8500 28TB | Ea |  | 1 Year (5 Years) | 5536 | 6% | 5203.84
14601 | BCD | BCDT03-ELVS-8I5-2TB-1 | Entry Level 3-Bay Tower Video Server Core i5-8500 2TB | Ea |  | 1 Year (5 Years) | 3173 | 6% | 2982.62
14602 | BCD | BCDT03-ELVS-8I5-2TB-2 | Entry Level 3-Bay Tower Video Server Core i5-8500 2TB | Ea |  | 1 Year (5 Years) | 3087 | 6% | 2901.78
14603 | BCD | BCDT03-ELVS-8I5-30TB-10 | Entry Level 3-Bay Tower Video Server Core i5-8500 30TB | Ea |  | 1 Year (5 Years) | 5428 | 6% | 5102.32
14604 | BCD | BCDT03-ELVS-8I5-36TB-12 | Entry Level 3-Bay Tower Video Server Core i5-8500 36TB | Ea |  | 1 Year (5 Years) | 5955 | 6% | 5597.7
14605 | BCD | BCDT03-ELVS-8I5-3TB-1 | Entry Level 3-Bay Tower Video Server Core i5-8500 3TB | Ea |  | 1 Year (5 Years) | 3303 | 6% | 3104.82
14606 | BCD | BCDT03-ELVS-8I5-42TB-14 | Entry Level 3-Bay Tower Video Server Core i5-8500 42TB | Ea |  | 1 Year (5 Years) | 6846 | 6% | 6435.24
14607 | BCD | BCDT03-ELVS-8I5-4TB-2 | Entry Level 3-Bay Tower Video Server Core i5-8500 4TB | Ea |  | 1 Year (5 Years) | 3260 | 6% | 3064.4
14608 | BCD | BCDT03-ELVS-8I5-4TB-4 | Entry Level 3-Bay Tower Video Server Core i5-8500 4TB | Ea |  | 1 Year (5 Years) | 3225 | 6% | 3031.5
14609 | BCD | BCDT03-ELVS-8I5-6TB-2 | Entry Level 3-Bay Tower Video Server Core i5-8500 6TB | Ea |  | 1 Year (5 Years) | 3433 | 6% | 3227.02
14610 | BCD | BCDT03-ELVS-8I5-6TB-6 | Entry Level 3-Bay Tower Video Server Core i5-8500 6TB | Ea |  | 1 Year (5 Years) | 3373 | 6% | 3170.62
14611 | BCD | BCDT03-ELVS-8I5-8TB-4 | Entry Level 3-Bay Tower Video Server Core i5-8500 8TB | Ea |  | 1 Year (5 Years) | 3536 | 6% | 3323.84
14612 | BCD | BCDT03-ELVS-8I5-8TB-8 | Entry Level 3-Bay Tower Video Server Core i5-8500 8TB | Ea |  | 1 Year (5 Years) | 3509 | 6% | 3298.46
14613 | BCD | BCDT03-ELVS-8I7K-10TB-10 | Entry Level 3-Bay Tower Video Server Core i7-8700k 10TB | Ea |  | 1 Year (5 Years) | 4230 | 6% | 3976.2
14614 | BCD | BCDT03-ELVS-8I7K-12TB-12 | Entry Level 3-Bay Tower Video Server Core i7-8700k 12TB | Ea |  | 1 Year (5 Years) | 4406 | 6% | 4141.64
14615 | BCD | BCDT03-ELVS-8I7K-12TB-4 | Entry Level 3-Bay Tower Video Server Core i7-8700k 12TB | Ea |  | 1 Year (5 Years) | 4325 | 6% | 4065.5
14616 | BCD | BCDT03-ELVS-8I7K-12TB-6 | Entry Level 3-Bay Tower Video Server Core i7-8700k 12TB | Ea |  | 1 Year (5 Years) | 4311 | 6% | 4052.34
14617 | BCD | BCDT03-ELVS-8I7K-14TB-14 | Entry Level 3-Bay Tower Video Server Core i7-8700k 14TB | Ea |  | 1 Year (5 Years) | 4703 | 6% | 4420.82
14618 | BCD | BCDT03-ELVS-8I7K-16TB-8 | Entry Level 3-Bay Tower Video Server Core i7-8700k 16TB | Ea |  | 1 Year (5 Years) | 4582 | 6% | 4307.08
14619 | BCD | BCDT03-ELVS-8I7K-18TB-6 | Entry Level 3-Bay Tower Video Server Core i7-8700k 18TB | Ea |  | 1 Year (5 Years) | 4771 | 6% | 4484.74
14620 | BCD | BCDT03-ELVS-8I7K-1TB-1 | Entry Level 3-Bay Tower Video Server Core i7-8700k 1TB | Ea |  | 1 Year (5 Years) | 3522 | 6% | 3310.68
14621 | BCD | BCDT03-ELVS-8I7K-20TB-10 | Entry Level 3-Bay Tower Video Server Core i7-8700k 20TB | Ea |  | 1 Year (5 Years) | 5068 | 6% | 4763.92
14622 | BCD | BCDT03-ELVS-8I7K-24TB-12 | Entry Level 3-Bay Tower Video Server Core i7-8700k 24TB | Ea |  | 1 Year (5 Years) | 5419 | 6% | 5093.86
14623 | BCD | BCDT03-ELVS-8I7K-24TB-8 | Entry Level 3-Bay Tower Video Server Core i7-8700k 24TB | Ea |  | 1 Year (5 Years) | 5176 | 6% | 4865.44
14624 | BCD | BCDT03-ELVS-8I7K-28TB-14 | Entry Level 3-Bay Tower Video Server Core i7-8700k 28TB | Ea |  | 1 Year (5 Years) | 6014 | 6% | 5653.16
14625 | BCD | BCDT03-ELVS-8I7K-2TB-1 | Entry Level 3-Bay Tower Video Server Core i7-8700k 2TB | Ea |  | 1 Year (5 Years) | 3652 | 6% | 3432.88
14626 | BCD | BCDT03-ELVS-8I7K-2TB-2 | Entry Level 3-Bay Tower Video Server Core i7-8700k 2TB | Ea |  | 1 Year (5 Years) | 3565 | 6% | 3351.1
14627 | BCD | BCDT03-ELVS-8I7K-30TB-10 | Entry Level 3-Bay Tower Video Server Core i7-8700k 30TB | Ea |  | 1 Year (5 Years) | 5906 | 6% | 5551.64
14628 | BCD | BCDT03-ELVS-8I7K-36TB-12 | Entry Level 3-Bay Tower Video Server Core i7-8700k 36TB | Ea |  | 1 Year (5 Years) | 6433 | 6% | 6047.02
14629 | BCD | BCDT03-ELVS-8I7K-3TB-1 | Entry Level 3-Bay Tower Video Server Core i7-8700k 3TB | Ea |  | 1 Year (5 Years) | 3782 | 6% | 3555.08
14630 | BCD | BCDT03-ELVS-8I7K-42TB-14 | Entry Level 3-Bay Tower Video Server Core i7-8700k 42TB | Ea |  | 1 Year (5 Years) | 7325 | 6% | 6885.5
14631 | BCD | BCDT03-ELVS-8I7K-4TB-2 | Entry Level 3-Bay Tower Video Server Core i7-8700k 4TB | Ea |  | 1 Year (5 Years) | 3738 | 6% | 3513.72
14632 | BCD | BCDT03-ELVS-8I7K-4TB-4 | Entry Level 3-Bay Tower Video Server Core i7-8700k 4TB | Ea |  | 1 Year (5 Years) | 3703 | 6% | 3480.82
14633 | BCD | BCDT03-ELVS-8I7K-6TB-2 | Entry Level 3-Bay Tower Video Server Core i7-8700k 6TB | Ea |  | 1 Year (5 Years) | 3911 | 6% | 3676.34
14634 | BCD | BCDT03-ELVS-8I7K-6TB-6 | Entry Level 3-Bay Tower Video Server Core i7-8700k 6TB | Ea |  | 1 Year (5 Years) | 3852 | 6% | 3620.88
14635 | BCD | BCDT03-ELVS-8I7K-8TB-4 | Entry Level 3-Bay Tower Video Server Core i7-8700k 8TB | Ea |  | 1 Year (5 Years) | 4014 | 6% | 3773.16
14636 | BCD | BCDT03-ELVS-8I7K-8TB-8 | Entry Level 3-Bay Tower Video Server Core i7-8700k 8TB | Ea |  | 1 Year (5 Years) | 3987 | 6% | 3747.78
14637 | BCD | BCDT03-PWS-8I3-2QP10 | Professional 3-Bay Tower Video Workstation Core i3-8100 Dual NVIDIA Quadro P1000 | Ea |  | 1 Year (5 Years) | 3876 | 6% | 3643.44
14638 | BCD | BCDT03-PWS-8I3-2QP20 | Professional 3-Bay Tower Video Workstation Core i3-8100 Dual NVIDIA Quadro P2000 | Ea |  | 1 Year (5 Years) | 4417 | 6% | 4151.98
14639 | BCD | BCDT03-PWS-8I3-EMB | Professional 3-Bay Tower Video Workstation Core i3-8100 Intel UHD 630 | Ea |  | 1 Year (5 Years) | 2390 | 6% | 2246.6
14640 | BCD | BCDT03-PWS-8I3-GP50TI | Professional 3-Bay Tower Video Workstation Core i3-8100 NVIDIA GeForce GTX 1050Ti | Ea |  | 1 Year (5 Years) | 2836 | 6% | 2665.84
14641 | BCD | BCDT03-PWS-8I3-GT60 | Professional 3-Bay Tower Video Workstation Core i3-8100 NVIDIA GeForce RTX 2060 | Ea |  | 1 Year (5 Years) | 3363 | 6% | 3161.22
14642 | BCD | BCDT03-PWS-8I3-GT70 | Professional 3-Bay Tower Video Workstation Core i3-8100 NVIDIA GeForce RTX 2070 | Ea |  | 1 Year (5 Years) | 3768 | 6% | 3541.92
14643 | BCD | BCDT03-PWS-8I3-GT80 | Professional 3-Bay Tower Video Workstation Core i3-8100 NVIDIA GeForce RTX 2080 | Ea |  | 1 Year (5 Years) | 4511 | 6% | 4240.34
14644 | BCD | BCDT03-PWS-8I3-QP10 | Professional 3-Bay Tower Video Workstation Core i3-8100 NVIDIA Quadro P1000 | Ea |  | 1 Year (5 Years) | 3133 | 6% | 2945.02
14645 | BCD | BCDT03-PWS-8I3-QP20 | Professional 3-Bay Tower Video Workstation Core i3-8100 NVIDIA Quadro P2000 | Ea |  | 1 Year (5 Years) | 3403 | 6% | 3198.82
14646 | BCD | BCDT03-PWS-8I3-QP4 | Professional 3-Bay Tower Video Workstation Core i3-8100 NVIDIA Quadro P400 | Ea |  | 1 Year (5 Years) | 2660 | 6% | 2500.4
14647 | BCD | BCDT03-PWS-8I3-QP40 | Professional 3-Bay Tower Video Workstation Core i3-8100 NVIDIA Quadro P4000 | Ea |  | 1 Year (5 Years) | 4146 | 6% | 3897.24
14648 | BCD | BCDT03-PWS-8I3-QP6 | Professional 3-Bay Tower Video Workstation Core i3-8100 NVIDIA Quadro P620 | Ea |  | 1 Year (5 Years) | 2795 | 6% | 2627.3
14649 | BCD | BCDT03-PWS-8I5-2QP10 | Professional 3-Bay Tower Video Workstation Core i5-8500 Dual NVIDIA Quadro P1000 | Ea |  | 1 Year (5 Years) | 4400 | 6% | 4136
14650 | BCD | BCDT03-PWS-8I5-2QP20 | Professional 3-Bay Tower Video Workstation Core i5-8500 Dual NVIDIA Quadro P2000 | Ea |  | 1 Year (5 Years) | 4941 | 6% | 4644.54
14651 | BCD | BCDT03-PWS-8I5-EMB | Professional 3-Bay Tower Video Workstation Core i5-8500 Intel UHD 630 | Ea |  | 1 Year (5 Years) | 2914 | 6% | 2739.16
14652 | BCD | BCDT03-PWS-8I5-GP50TI | Professional 3-Bay Tower Video Workstation Core i5-8500 NVIDIA GeForce GTX 1050Ti | Ea |  | 1 Year (5 Years) | 3360 | 6% | 3158.4
14653 | BCD | BCDT03-PWS-8I5-GT60 | Professional 3-Bay Tower Video Workstation Core i5-8500 NVIDIA GeForce RTX 2060 | Ea |  | 1 Year (5 Years) | 3887 | 6% | 3653.78
14654 | BCD | BCDT03-PWS-8I5-GT70 | Professional 3-Bay Tower Video Workstation Core i5-8500 NVIDIA GeForce RTX 2070 | Ea |  | 1 Year (5 Years) | 4292 | 6% | 4034.48
14655 | BCD | BCDT03-PWS-8I5-GT80 | Professional 3-Bay Tower Video Workstation Core i5-8500 NVIDIA GeForce RTX 2080 | Ea |  | 1 Year (5 Years) | 5036 | 6% | 4733.84
14656 | BCD | BCDT03-PWS-8I5-QP10 | Professional 3-Bay Tower Video Workstation Core i5-8500 NVIDIA Quadro P1000 | Ea |  | 1 Year (5 Years) | 3657 | 6% | 3437.58
14657 | BCD | BCDT03-PWS-8I5-QP20 | Professional 3-Bay Tower Video Workstation Core i5-8500 NVIDIA Quadro P2000 | Ea |  | 1 Year (5 Years) | 3928 | 6% | 3692.32
14658 | BCD | BCDT03-PWS-8I5-QP4 | Professional 3-Bay Tower Video Workstation Core i5-8500 NVIDIA Quadro P400 | Ea |  | 1 Year (5 Years) | 3184 | 6% | 2992.96
14659 | BCD | BCDT03-PWS-8I5-QP40 | Professional 3-Bay Tower Video Workstation Core i5-8500 NVIDIA Quadro P4000 | Ea |  | 1 Year (5 Years) | 4671 | 6% | 4390.74
14660 | BCD | BCDT03-PWS-8I5-QP6 | Professional 3-Bay Tower Video Workstation Core i5-8500 NVIDIA Quadro P620 | Ea |  | 1 Year (5 Years) | 3319 | 6% | 3119.86
14661 | BCD | BCDT03-PWS-8I7K-2QP10 | Professional 3-Bay Tower Video Workstation Core i7-8700k Dual NVIDIA Quadro P1000 | Ea |  | 1 Year (5 Years) | 4879 | 6% | 4586.26
14662 | BCD | BCDT03-PWS-8I7K-2QP20 | Professional 3-Bay Tower Video Workstation Core i7-8700k Dual NVIDIA Quadro P2000 | Ea |  | 1 Year (5 Years) | 5419 | 6% | 5093.86
14663 | BCD | BCDT03-PWS-8I7K-EMB | Professional 3-Bay Tower Video Workstation Core i7-8700k Intel UHD 630 | Ea |  | 1 Year (5 Years) | 3392 | 6% | 3188.48
14664 | BCD | BCDT03-PWS-8I7K-GP50TI | Professional 3-Bay Tower Video Workstation Core i7-8700k NVIDIA GeForce GTX 1050Ti | Ea |  | 1 Year (5 Years) | 3838 | 6% | 3607.72
14665 | BCD | BCDT03-PWS-8I7K-GT60 | Professional 3-Bay Tower Video Workstation Core i7-8700k NVIDIA GeForce RTX 2060 | Ea |  | 1 Year (5 Years) | 4365 | 6% | 4103.1
14666 | BCD | BCDT03-PWS-8I7K-GT70 | Professional 3-Bay Tower Video Workstation Core i7-8700k NVIDIA GeForce RTX 2070 | Ea |  | 1 Year (5 Years) | 4771 | 6% | 4484.74
14667 | BCD | BCDT03-PWS-8I7K-GT80 | Professional 3-Bay Tower Video Workstation Core i7-8700k NVIDIA GeForce RTX 2080 | Ea |  | 1 Year (5 Years) | 5514 | 6% | 5183.16
14668 | BCD | BCDT03-PWS-8I7K-QP10 | Professional 3-Bay Tower Video Workstation Core i7-8700k NVIDIA Quadro P1000 | Ea |  | 1 Year (5 Years) | 4136 | 6% | 3887.84
14669 | BCD | BCDT03-PWS-8I7K-QP20 | Professional 3-Bay Tower Video Workstation Core i7-8700k NVIDIA Quadro P2000 | Ea |  | 1 Year (5 Years) | 4406 | 6% | 4141.64
14670 | BCD | BCDT03-PWS-8I7K-QP4 | Professional 3-Bay Tower Video Workstation Core i7-8700k NVIDIA Quadro P400 | Ea |  | 1 Year (5 Years) | 3663 | 6% | 3443.22
14671 | BCD | BCDT03-PWS-8I7K-QP40 | Professional 3-Bay Tower Video Workstation Core i7-8700k NVIDIA Quadro P4000 | Ea |  | 1 Year (5 Years) | 5149 | 6% | 4840.06
14672 | BCD | BCDT03-PWS-8I7K-QP6 | Professional 3-Bay Tower Video Workstation Core i7-8700k NVIDIA Quadro P620 | Ea |  | 1 Year (5 Years) | 3798 | 6% | 3570.12
14673 | BCD | BCDT05-EWS-145-2GP50TI | Enterprise 5-Bay Tower Video Workstation Xeon W-2145 Dual NVIDIA GeForce GTX 1050 Ti | Ea |  | 1 Year (5 Years) | 6019 | 6% | 5657.86
14674 | BCD | BCDT05-EWS-145-2GT60 | Enterprise 5-Bay Tower Video Workstation Xeon W-2145 Dual NVIDIA GeForce RTX 2060 | Ea |  | 1 Year (5 Years) | 7073 | 6% | 6648.62
14675 | BCD | BCDT05-EWS-145-2GT70 | Enterprise 5-Bay Tower Video Workstation Xeon W-2145 Dual NVIDIA GeForce RTX 2070 | Ea |  | 1 Year (5 Years) | 7884 | 6% | 7410.96
14676 | BCD | BCDT05-EWS-145-2GT80 | Enterprise 5-Bay Tower Video Workstation Xeon W-2145 Dual NVIDIA GeForce RTX 2080 | Ea |  | 1 Year (5 Years) | 9371 | 6% | 8808.74
14677 | BCD | BCDT05-EWS-145-2GT80TI | Enterprise 5-Bay Tower Video Workstation Xeon W-2145 Dual NVIDIA GeForce RTX 2080 Ti | Ea |  | 1 Year (5 Years) | 11425 | 6% | 10739.5
14678 | BCD | BCDT05-EWS-145-2QP10 | Enterprise 5-Bay Tower Video Workstation Xeon W-2145 Dual NVIDIA Quadro P1000 | Ea |  | 1 Year (5 Years) | 6614 | 6% | 6217.16
14679 | BCD | BCDT05-EWS-145-2QP20 | Enterprise 5-Bay Tower Video Workstation Xeon W-2145 Dual NVIDIA Quadro P2000 | Ea |  | 1 Year (5 Years) | 7155 | 6% | 6725.7
14680 | BCD | BCDT05-EWS-145-2QP4 | Enterprise 5-Bay Tower Video Workstation Xeon W-2145 Dual NVIDIA Quadro P400 | Ea |  | 1 Year (5 Years) | 5668 | 6% | 5327.92
14681 | BCD | BCDT05-EWS-145-2QP40 | Enterprise 5-Bay Tower Video Workstation Xeon W-2145 Dual NVIDIA Quadro P4000 | Ea |  | 1 Year (5 Years) | 8641 | 6% | 8122.54
14682 | BCD | BCDT05-EWS-145-2QP50 | Enterprise 5-Bay Tower Video Workstation Xeon W-2145 Dual NVIDIA Quadro P5000 | Ea |  | 1 Year (5 Years) | 12263 | 6% | 11527.22
14683 | BCD | BCDT05-EWS-145-2QP6 | Enterprise 5-Bay Tower Video Workstation Xeon W-2145 Dual NVIDIA Quadro P620 | Ea |  | 1 Year (5 Years) | 5938 | 6% | 5581.72
14684 | BCD | BCDT05-EWS-145-GP50TI | Enterprise 5-Bay Tower Video Workstation Xeon W-2145 NVIDIA GeForce GTX 1050 Ti | Ea |  | 1 Year (5 Years) | 5573 | 6% | 5238.62
14685 | BCD | BCDT05-EWS-145-GT60 | Enterprise 5-Bay Tower Video Workstation Xeon W-2145 NVIDIA GeForce RTX 2060 | Ea |  | 1 Year (5 Years) | 6100 | 6% | 5734
14686 | BCD | BCDT05-EWS-145-GT70 | Enterprise 5-Bay Tower Video Workstation Xeon W-2145 NVIDIA GeForce RTX 2070 | Ea |  | 1 Year (5 Years) | 6506 | 6% | 6115.64
14687 | BCD | BCDT05-EWS-145-GT80 | Enterprise 5-Bay Tower Video Workstation Xeon W-2145 NVIDIA GeForce RTX 2080 | Ea |  | 1 Year (5 Years) | 7249 | 6% | 6814.06
14688 | BCD | BCDT05-EWS-145-GT80TI | Enterprise 5-Bay Tower Video Workstation Xeon W-2145 NVIDIA GeForce RTX 2080 Ti | Ea |  | 1 Year (5 Years) | 8276 | 6% | 7779.44
14689 | BCD | BCDT05-EWS-145-QP10 | Enterprise 5-Bay Tower Video Workstation Xeon W-2145 NVIDIA Quadro P1000 | Ea |  | 1 Year (5 Years) | 5871 | 6% | 5518.74
14690 | BCD | BCDT05-EWS-145-QP20 | Enterprise 5-Bay Tower Video Workstation Xeon W-2145 NVIDIA Quadro P2000 | Ea |  | 1 Year (5 Years) | 6141 | 6% | 5772.54
14691 | BCD | BCDT05-EWS-145-QP4 | Enterprise 5-Bay Tower Video Workstation Xeon W-2145 NVIDIA Quadro P400 | Ea |  | 1 Year (5 Years) | 5398 | 6% | 5074.12
14692 | BCD | BCDT05-EWS-145-QP40 | Enterprise 5-Bay Tower Video Workstation Xeon W-2145 NVIDIA Quadro P4000 | Ea |  | 1 Year (5 Years) | 6884 | 6% | 6470.96
14693 | BCD | BCDT05-EWS-145-QP50 | Enterprise 5-Bay Tower Video Workstation Xeon W-2145 NVIDIA Quadro P5000 | Ea |  | 1 Year (5 Years) | 8695 | 6% | 8173.3
14694 | BCD | BCDT05-EWS-145-QP6 | Enterprise 5-Bay Tower Video Workstation Xeon W-2145 NVIDIA Quadro P620 | Ea |  | 1 Year (5 Years) | 5533 | 6% | 5201.02
14695 | BCD | BCDT05-EWS-7I7X-2GP50TI | Enterprise 5-Bay Tower Video Workstation Core i7-7820X Dual NVIDIA GeForce GTX 1050 Ti | Ea |  | 1 Year (5 Years) | 5138 | 6% | 4829.72
14696 | BCD | BCDT05-EWS-7I7X-2GT60 | Enterprise 5-Bay Tower Video Workstation Core i7-7820X Dual NVIDIA GeForce RTX 2060 | Ea |  | 1 Year (5 Years) | 6192 | 6% | 5820.48
14697 | BCD | BCDT05-EWS-7I7X-2GT70 | Enterprise 5-Bay Tower Video Workstation Core i7-7820X Dual NVIDIA GeForce RTX 2070 | Ea |  | 1 Year (5 Years) | 7003 | 6% | 6582.82
14698 | BCD | BCDT05-EWS-7I7X-2GT80 | Enterprise 5-Bay Tower Video Workstation Core i7-7820X Dual NVIDIA GeForce RTX 2080 | Ea |  | 1 Year (5 Years) | 8490 | 6% | 7980.6
14699 | BCD | BCDT05-EWS-7I7X-2GT80TI | Enterprise 5-Bay Tower Video Workstation Core i7-7820X Dual NVIDIA GeForce RTX 2080 Ti | Ea |  | 1 Year (5 Years) | 10544 | 6% | 9911.36
14700 | BCD | BCDT05-EWS-7I7X-2QP10 | Enterprise 5-Bay Tower Video Workstation Core i7-7820X Dual NVIDIA Quadro P1000 | Ea |  | 1 Year (5 Years) | 5733 | 6% | 5389.02
14701 | BCD | BCDT05-EWS-7I7X-2QP20 | Enterprise 5-Bay Tower Video Workstation Core i7-7820X Dual NVIDIA Quadro P2000 | Ea |  | 1 Year (5 Years) | 6273 | 6% | 5896.62
14702 | BCD | BCDT05-EWS-7I7X-2QP4 | Enterprise 5-Bay Tower Video Workstation Core i7-7820X Dual NVIDIA Quadro P400 | Ea |  | 1 Year (5 Years) | 4787 | 6% | 4499.78
14703 | BCD | BCDT05-EWS-7I7X-2QP40 | Enterprise 5-Bay Tower Video Workstation Core i7-7820X Dual NVIDIA Quadro P4000 | Ea |  | 1 Year (5 Years) | 7760 | 6% | 7294.4
14704 | BCD | BCDT05-EWS-7I7X-2QP50 | Enterprise 5-Bay Tower Video Workstation Core i7-7820X Dual NVIDIA Quadro P5000 | Ea |  | 1 Year (5 Years) | 11382 | 6% | 10699.08
14705 | BCD | BCDT05-EWS-7I7X-2QP6 | Enterprise 5-Bay Tower Video Workstation Core i7-7820X Dual NVIDIA Quadro P620 | Ea |  | 1 Year (5 Years) | 5057 | 6% | 4753.58
14706 | BCD | BCDT05-EWS-7I7X-GP50TI | Enterprise 5-Bay Tower Video Workstation Core i7-7820X NVIDIA GeForce GTX 1050 Ti | Ea |  | 1 Year (5 Years) | 4692 | 6% | 4410.48
14707 | BCD | BCDT05-EWS-7I7X-GT60 | Enterprise 5-Bay Tower Video Workstation Core i7-7820X NVIDIA GeForce RTX 2060 | Ea |  | 1 Year (5 Years) | 5219 | 6% | 4905.86
14708 | BCD | BCDT05-EWS-7I7X-GT70 | Enterprise 5-Bay Tower Video Workstation Core i7-7820X NVIDIA GeForce RTX 2070 | Ea |  | 1 Year (5 Years) | 5625 | 6% | 5287.5
14709 | BCD | BCDT05-EWS-7I7X-GT80 | Enterprise 5-Bay Tower Video Workstation Core i7-7820X NVIDIA GeForce RTX 2080 | Ea |  | 1 Year (5 Years) | 6368 | 6% | 5985.92
14710 | BCD | BCDT05-EWS-7I7X-GT80TI | Enterprise 5-Bay Tower Video Workstation Core i7-7820X NVIDIA GeForce RTX 2080 Ti | Ea |  | 1 Year (5 Years) | 7395 | 6% | 6951.3
14711 | BCD | BCDT05-EWS-7I7X-QP10 | Enterprise 5-Bay Tower Video Workstation Core i7-7820X NVIDIA Quadro P1000 | Ea |  | 1 Year (5 Years) | 4990 | 6% | 4690.6
14712 | BCD | BCDT05-EWS-7I7X-QP20 | Enterprise 5-Bay Tower Video Workstation Core i7-7820X NVIDIA Quadro P2000 | Ea |  | 1 Year (5 Years) | 5260 | 6% | 4944.4
14713 | BCD | BCDT05-EWS-7I7X-QP4 | Enterprise 5-Bay Tower Video Workstation Core i7-7820X NVIDIA Quadro P400 | Ea |  | 1 Year (5 Years) | 4517 | 6% | 4245.98
14714 | BCD | BCDT05-EWS-7I7X-QP40 | Enterprise 5-Bay Tower Video Workstation Core i7-7820X NVIDIA Quadro P4000 | Ea |  | 1 Year (5 Years) | 6003 | 6% | 5642.82
14715 | BCD | BCDT05-EWS-7I7X-QP50 | Enterprise 5-Bay Tower Video Workstation Core i7-7820X NVIDIA Quadro P5000 | Ea |  | 1 Year (5 Years) | 7814 | 6% | 7345.16
14716 | BCD | BCDT05-EWS-7I7X-QP6 | Enterprise 5-Bay Tower Video Workstation Core i7-7820X NVIDIA Quadro P620 | Ea |  | 1 Year (5 Years) | 4652 | 6% | 4372.88
14717 | BCD | BCDT05-EWS-7I9X-2GP50TI | Enterprise 5-Bay Tower Video Workstation Core i9-7940X Dual NVIDIA GeForce GTX 1050 Ti | Ea |  | 1 Year (5 Years) | 7171 | 6% | 6740.74
14718 | BCD | BCDT05-EWS-7I9X-2GT60 | Enterprise 5-Bay Tower Video Workstation Core i9-7940X Dual NVIDIA GeForce RTX 2060 | Ea |  | 1 Year (5 Years) | 8225 | 6% | 7731.5
14719 | BCD | BCDT05-EWS-7I9X-2GT70 | Enterprise 5-Bay Tower Video Workstation Core i9-7940X Dual NVIDIA GeForce RTX 2070 | Ea |  | 1 Year (5 Years) | 9036 | 6% | 8493.84
14720 | BCD | BCDT05-EWS-7I9X-2GT80 | Enterprise 5-Bay Tower Video Workstation Core i9-7940X Dual NVIDIA GeForce RTX 2080 | Ea |  | 1 Year (5 Years) | 10522 | 6% | 9890.68
14721 | BCD | BCDT05-EWS-7I9X-2GT80TI | Enterprise 5-Bay Tower Video Workstation Core i9-7940X Dual NVIDIA GeForce RTX 2080 Ti | Ea |  | 1 Year (5 Years) | 12576 | 6% | 11821.44
14722 | BCD | BCDT05-EWS-7I9X-2QP10 | Enterprise 5-Bay Tower Video Workstation Core i9-7940X Dual NVIDIA Quadro P1000 | Ea |  | 1 Year (5 Years) | 7765 | 6% | 7299.1
14723 | BCD | BCDT05-EWS-7I9X-2QP20 | Enterprise 5-Bay Tower Video Workstation Core i9-7940X Dual NVIDIA Quadro P2000 | Ea |  | 1 Year (5 Years) | 8306 | 6% | 7807.64
14724 | BCD | BCDT05-EWS-7I9X-2QP4 | Enterprise 5-Bay Tower Video Workstation Core i9-7940X Dual NVIDIA Quadro P400 | Ea |  | 1 Year (5 Years) | 6819 | 6% | 6409.86
14725 | BCD | BCDT05-EWS-7I9X-2QP40 | Enterprise 5-Bay Tower Video Workstation Core i9-7940X Dual NVIDIA Quadro P4000 | Ea |  | 1 Year (5 Years) | 9792 | 6% | 9204.48
14726 | BCD | BCDT05-EWS-7I9X-2QP50 | Enterprise 5-Bay Tower Video Workstation Core i9-7940X Dual NVIDIA Quadro P5000 | Ea |  | 1 Year (5 Years) | 13414 | 6% | 12609.16
14727 | BCD | BCDT05-EWS-7I9X-2QP6 | Enterprise 5-Bay Tower Video Workstation Core i9-7940X Dual NVIDIA Quadro P620 | Ea |  | 1 Year (5 Years) | 7090 | 6% | 6664.6
14728 | BCD | BCDT05-EWS-7I9X-GP50TI | Enterprise 5-Bay Tower Video Workstation Core i9-7940X NVIDIA GeForce GTX 1050 Ti | Ea |  | 1 Year (5 Years) | 6725 | 6% | 6321.5
14729 | BCD | BCDT05-EWS-7I9X-GT60 | Enterprise 5-Bay Tower Video Workstation Core i9-7940X NVIDIA GeForce RTX 2060 | Ea |  | 1 Year (5 Years) | 7252 | 6% | 6816.88
14730 | BCD | BCDT05-EWS-7I9X-GT70 | Enterprise 5-Bay Tower Video Workstation Core i9-7940X NVIDIA GeForce RTX 2070 | Ea |  | 1 Year (5 Years) | 7657 | 6% | 7197.58
14731 | BCD | BCDT05-EWS-7I9X-GT80 | Enterprise 5-Bay Tower Video Workstation Core i9-7940X NVIDIA GeForce RTX 2080 | Ea |  | 1 Year (5 Years) | 8400 | 6% | 7896
14732 | BCD | BCDT05-EWS-7I9X-GT80TI | Enterprise 5-Bay Tower Video Workstation Core i9-7940X NVIDIA GeForce RTX 2080 Ti | Ea |  | 1 Year (5 Years) | 9428 | 6% | 8862.32
14733 | BCD | BCDT05-EWS-7I9X-QP10 | Enterprise 5-Bay Tower Video Workstation Core i9-7940X NVIDIA Quadro P1000 | Ea |  | 1 Year (5 Years) | 7022 | 6% | 6600.68
14734 | BCD | BCDT05-EWS-7I9X-QP20 | Enterprise 5-Bay Tower Video Workstation Core i9-7940X NVIDIA Quadro P2000 | Ea |  | 1 Year (5 Years) | 7292 | 6% | 6854.48
14735 | BCD | BCDT05-EWS-7I9X-QP4 | Enterprise 5-Bay Tower Video Workstation Core i9-7940X NVIDIA Quadro P400 | Ea |  | 1 Year (5 Years) | 6549 | 6% | 6156.06
14736 | BCD | BCDT05-EWS-7I9X-QP40 | Enterprise 5-Bay Tower Video Workstation Core i9-7940X NVIDIA Quadro P4000 | Ea |  | 1 Year (5 Years) | 8036 | 6% | 7553.84
14737 | BCD | BCDT05-EWS-7I9X-QP50 | Enterprise 5-Bay Tower Video Workstation Core i9-7940X NVIDIA Quadro P5000 | Ea |  | 1 Year (5 Years) | 9846 | 6% | 9255.24
14738 | BCD | BCDT05-EWS-7I9X-QP6 | Enterprise 5-Bay Tower Video Workstation Core i9-7940X NVIDIA Quadro P620 | Ea |  | 1 Year (5 Years) | 6684 | 6% | 6282.96
14739 | BCD | BCDT05-PLAS-145-2GP50TI | Enterprise 5-Bay Tower Video Workstation Xeon W-2145 Dual NVIDIA GeForce GTX 1050 Ti | Ea |  | 1 Year (5 Years) | 6019 | 6% | 5657.86
14740 | BCD | BCDT05-PLAS-145-2GT60 | Enterprise 5-Bay Tower Video Workstation Xeon W-2145 Dual NVIDIA GeForce RTX 2060 | Ea |  | 1 Year (5 Years) | 7073 | 6% | 6648.62
14741 | BCD | BCDT05-PLAS-145-2GT70 | Enterprise 5-Bay Tower Video Workstation Xeon W-2145 Dual NVIDIA GeForce RTX 2070 | Ea |  | 1 Year (5 Years) | 7884 | 6% | 7410.96
14742 | BCD | BCDT05-PLAS-145-2GT80 | Enterprise 5-Bay Tower Video Workstation Xeon W-2145 Dual NVIDIA GeForce RTX 2080 | Ea |  | 1 Year (5 Years) | 9371 | 6% | 8808.74
14743 | BCD | BCDT05-PLAS-145-2GT80TI | Enterprise 5-Bay Tower Video Workstation Xeon W-2145 Dual NVIDIA GeForce RTX 2080 Ti | Ea |  | 1 Year (5 Years) | 11425 | 6% | 10739.5
14744 | BCD | BCDT05-PLAS-145-2QP10 | Enterprise 5-Bay Tower Video Workstation Xeon W-2145 Dual NVIDIA Quadro P1000 | Ea |  | 1 Year (5 Years) | 6614 | 6% | 6217.16
14745 | BCD | BCDT05-PLAS-145-2QP20 | Enterprise 5-Bay Tower Video Workstation Xeon W-2145 Dual NVIDIA Quadro P2000 | Ea |  | 1 Year (5 Years) | 7155 | 6% | 6725.7
14746 | BCD | BCDT05-PLAS-145-2QP4 | Enterprise 5-Bay Tower Video Workstation Xeon W-2145 Dual NVIDIA Quadro P400 | Ea |  | 1 Year (5 Years) | 5668 | 6% | 5327.92
14747 | BCD | BCDT05-PLAS-145-2QP40 | Enterprise 5-Bay Tower Video Workstation Xeon W-2145 Dual NVIDIA Quadro P4000 | Ea |  | 1 Year (5 Years) | 8641 | 6% | 8122.54
14748 | BCD | BCDT05-PLAS-145-2QP50 | Enterprise 5-Bay Tower Video Workstation Xeon W-2145 Dual NVIDIA Quadro P5000 | Ea |  | 1 Year (5 Years) | 12263 | 6% | 11527.22
14749 | BCD | BCDT05-PLAS-145-2QP6 | Enterprise 5-Bay Tower Video Workstation Xeon W-2145 Dual NVIDIA Quadro P620 | Ea |  | 1 Year (5 Years) | 5938 | 6% | 5581.72
14750 | BCD | BCDT05-PLAS-145-GP50TI | Enterprise 5-Bay Tower Video Workstation Xeon W-2145 NVIDIA GeForce GTX 1050 Ti | Ea |  | 1 Year (5 Years) | 5573 | 6% | 5238.62
14751 | BCD | BCDT05-PLAS-145-GT60 | Enterprise 5-Bay Tower Video Workstation Xeon W-2145 NVIDIA GeForce RTX 2060 | Ea |  | 1 Year (5 Years) | 6100 | 6% | 5734
14752 | BCD | BCDT05-PLAS-145-GT70 | Enterprise 5-Bay Tower Video Workstation Xeon W-2145 NVIDIA GeForce RTX 2070 | Ea |  | 1 Year (5 Years) | 6506 | 6% | 6115.64
14753 | BCD | BCDT05-PLAS-145-GT80 | Enterprise 5-Bay Tower Video Workstation Xeon W-2145 NVIDIA GeForce RTX 2080 | Ea |  | 1 Year (5 Years) | 7249 | 6% | 6814.06
14754 | BCD | BCDT05-PLAS-145-GT80TI | Enterprise 5-Bay Tower Video Workstation Xeon W-2145 NVIDIA GeForce RTX 2080 Ti | Ea |  | 1 Year (5 Years) | 8276 | 6% | 7779.44
14755 | BCD | BCDT05-PLAS-145-QP10 | Enterprise 5-Bay Tower Video Workstation Xeon W-2145 NVIDIA Quadro P1000 | Ea |  | 1 Year (5 Years) | 5871 | 6% | 5518.74
14756 | BCD | BCDT05-PLAS-145-QP20 | Enterprise 5-Bay Tower Video Workstation Xeon W-2145 NVIDIA Quadro P2000 | Ea |  | 1 Year (5 Years) | 6141 | 6% | 5772.54
14757 | BCD | BCDT05-PLAS-145-QP4 | Enterprise 5-Bay Tower Video Workstation Xeon W-2145 NVIDIA Quadro P400 | Ea |  | 1 Year (5 Years) | 5398 | 6% | 5074.12
14758 | BCD | BCDT05-PLAS-145-QP40 | Enterprise 5-Bay Tower Video Workstation Xeon W-2145 NVIDIA Quadro P4000 | Ea |  | 1 Year (5 Years) | 6884 | 6% | 6470.96
14759 | BCD | BCDT05-PLAS-145-QP50 | Enterprise 5-Bay Tower Video Workstation Xeon W-2145 NVIDIA Quadro P5000 | Ea |  | 1 Year (5 Years) | 8695 | 6% | 8173.3
14760 | BCD | BCDT05-PLAS-145-QP6 | Enterprise 5-Bay Tower Video Workstation Xeon W-2145 NVIDIA Quadro P620 | Ea |  | 1 Year (5 Years) | 5533 | 6% | 5201.02
14761 | BCD | BCDT05-PLAS-7I7X-2GP50TI | Enterprise 5-Bay Tower Video Workstation Core i7-7820X Dual NVIDIA GeForce GTX 1050 Ti | Ea |  | 1 Year (5 Years) | 5138 | 6% | 4829.72
14762 | BCD | BCDT05-PLAS-7I7X-2GT60 | Enterprise 5-Bay Tower Video Workstation Core i7-7820X Dual NVIDIA GeForce RTX 2060 | Ea |  | 1 Year (5 Years) | 6192 | 6% | 5820.48
14763 | BCD | BCDT05-PLAS-7I7X-2GT70 | Enterprise 5-Bay Tower Video Workstation Core i7-7820X Dual NVIDIA GeForce RTX 2070 | Ea |  | 1 Year (5 Years) | 7003 | 6% | 6582.82
14764 | BCD | BCDT05-PLAS-7I7X-2GT80 | Enterprise 5-Bay Tower Video Workstation Core i7-7820X Dual NVIDIA GeForce RTX 2080 | Ea |  | 1 Year (5 Years) | 8490 | 6% | 7980.6
14765 | BCD | BCDT05-PLAS-7I7X-2GT80TI | Enterprise 5-Bay Tower Video Workstation Core i7-7820X Dual NVIDIA GeForce RTX 2080 Ti | Ea |  | 1 Year (5 Years) | 10544 | 6% | 9911.36
14766 | BCD | BCDT05-PLAS-7I7X-2QP10 | Enterprise 5-Bay Tower Video Workstation Core i7-7820X Dual NVIDIA Quadro P1000 | Ea |  | 1 Year (5 Years) | 5733 | 6% | 5389.02
14767 | BCD | BCDT05-PLAS-7I7X-2QP20 | Enterprise 5-Bay Tower Video Workstation Core i7-7820X Dual NVIDIA Quadro P2000 | Ea |  | 1 Year (5 Years) | 6273 | 6% | 5896.62
14768 | BCD | BCDT05-PLAS-7I7X-2QP4 | Enterprise 5-Bay Tower Video Workstation Core i7-7820X Dual NVIDIA Quadro P400 | Ea |  | 1 Year (5 Years) | 4787 | 6% | 4499.78
14769 | BCD | BCDT05-PLAS-7I7X-2QP40 | Enterprise 5-Bay Tower Video Workstation Core i7-7820X Dual NVIDIA Quadro P4000 | Ea |  | 1 Year (5 Years) | 7760 | 6% | 7294.4
14770 | BCD | BCDT05-PLAS-7I7X-2QP50 | Enterprise 5-Bay Tower Video Workstation Core i7-7820X Dual NVIDIA Quadro P5000 | Ea |  | 1 Year (5 Years) | 11382 | 6% | 10699.08
14771 | BCD | BCDT05-PLAS-7I7X-2QP6 | Enterprise 5-Bay Tower Video Workstation Core i7-7820X Dual NVIDIA Quadro P620 | Ea |  | 1 Year (5 Years) | 5057 | 6% | 4753.58
14772 | BCD | BCDT05-PLAS-7I7X-GP50TI | Enterprise 5-Bay Tower Video Workstation Core i7-7820X NVIDIA GeForce GTX 1050 Ti | Ea |  | 1 Year (5 Years) | 4692 | 6% | 4410.48
14773 | BCD | BCDT05-PLAS-7I7X-GT60 | Enterprise 5-Bay Tower Video Workstation Core i7-7820X NVIDIA GeForce RTX 2060 | Ea |  | 1 Year (5 Years) | 5219 | 6% | 4905.86
14774 | BCD | BCDT05-PLAS-7I7X-GT70 | Enterprise 5-Bay Tower Video Workstation Core i7-7820X NVIDIA GeForce RTX 2070 | Ea |  | 1 Year (5 Years) | 5625 | 6% | 5287.5
14775 | BCD | BCDT05-PLAS-7I7X-GT80 | Enterprise 5-Bay Tower Video Workstation Core i7-7820X NVIDIA GeForce RTX 2080 | Ea |  | 1 Year (5 Years) | 6368 | 6% | 5985.92
14776 | BCD | BCDT05-PLAS-7I7X-GT80TI | Enterprise 5-Bay Tower Video Workstation Core i7-7820X NVIDIA GeForce RTX 2080 Ti | Ea |  | 1 Year (5 Years) | 7395 | 6% | 6951.3
14777 | BCD | BCDT05-PLAS-7I7X-QP10 | Enterprise 5-Bay Tower Video Workstation Core i7-7820X NVIDIA Quadro P1000 | Ea |  | 1 Year (5 Years) | 4990 | 6% | 4690.6
14778 | BCD | BCDT05-PLAS-7I7X-QP20 | Enterprise 5-Bay Tower Video Workstation Core i7-7820X NVIDIA Quadro P2000 | Ea |  | 1 Year (5 Years) | 5260 | 6% | 4944.4
14779 | BCD | BCDT05-PLAS-7I7X-QP4 | Enterprise 5-Bay Tower Video Workstation Core i7-7820X NVIDIA Quadro P400 | Ea |  | 1 Year (5 Years) | 4517 | 6% | 4245.98
14780 | BCD | BCDT05-PLAS-7I7X-QP40 | Enterprise 5-Bay Tower Video Workstation Core i7-7820X NVIDIA Quadro P4000 | Ea |  | 1 Year (5 Years) | 6003 | 6% | 5642.82
14781 | BCD | BCDT05-PLAS-7I7X-QP50 | Enterprise 5-Bay Tower Video Workstation Core i7-7820X NVIDIA Quadro P5000 | Ea |  | 1 Year (5 Years) | 7814 | 6% | 7345.16
14782 | BCD | BCDT05-PLAS-7I7X-QP6 | Enterprise 5-Bay Tower Video Workstation Core i7-7820X NVIDIA Quadro P620 | Ea |  | 1 Year (5 Years) | 4652 | 6% | 4372.88
14783 | BCD | BCDT05-PLAS-7I9X-2GP50TI | Enterprise 5-Bay Tower Video Workstation Core i9-7940X Dual NVIDIA GeForce GTX 1050 Ti | Ea |  | 1 Year (5 Years) | 7171 | 6% | 6740.74
14784 | BCD | BCDT05-PLAS-7I9X-2GT60 | Enterprise 5-Bay Tower Video Workstation Core i9-7940X Dual NVIDIA GeForce RTX 2060 | Ea |  | 1 Year (5 Years) | 8225 | 6% | 7731.5
14785 | BCD | BCDT05-PLAS-7I9X-2GT70 | Enterprise 5-Bay Tower Video Workstation Core i9-7940X Dual NVIDIA GeForce RTX 2070 | Ea |  | 1 Year (5 Years) | 9036 | 6% | 8493.84
14786 | BCD | BCDT05-PLAS-7I9X-2GT80 | Enterprise 5-Bay Tower Video Workstation Core i9-7940X Dual NVIDIA GeForce RTX 2080 | Ea |  | 1 Year (5 Years) | 10522 | 6% | 9890.68
14787 | BCD | BCDT05-PLAS-7I9X-2GT80TI | Enterprise 5-Bay Tower Video Workstation Core i9-7940X Dual NVIDIA GeForce RTX 2080 Ti | Ea |  | 1 Year (5 Years) | 12576 | 6% | 11821.44
14788 | BCD | BCDT05-PLAS-7I9X-2QP10 | Enterprise 5-Bay Tower Video Workstation Core i9-7940X Dual NVIDIA Quadro P1000 | Ea |  | 1 Year (5 Years) | 7765 | 6% | 7299.1
14789 | BCD | BCDT05-PLAS-7I9X-2QP20 | Enterprise 5-Bay Tower Video Workstation Core i9-7940X Dual NVIDIA Quadro P2000 | Ea |  | 1 Year (5 Years) | 8306 | 6% | 7807.64
14790 | BCD | BCDT05-PLAS-7I9X-2QP4 | Enterprise 5-Bay Tower Video Workstation Core i9-7940X Dual NVIDIA Quadro P400 | Ea |  | 1 Year (5 Years) | 6819 | 6% | 6409.86
14791 | BCD | BCDT05-PLAS-7I9X-2QP40 | Enterprise 5-Bay Tower Video Workstation Core i9-7940X Dual NVIDIA Quadro P4000 | Ea |  | 1 Year (5 Years) | 9792 | 6% | 9204.48
14792 | BCD | BCDT05-PLAS-7I9X-2QP50 | Enterprise 5-Bay Tower Video Workstation Core i9-7940X Dual NVIDIA Quadro P5000 | Ea |  | 1 Year (5 Years) | 13414 | 6% | 12609.16
14793 | BCD | BCDT05-PLAS-7I9X-2QP6 | Enterprise 5-Bay Tower Video Workstation Core i9-7940X Dual NVIDIA Quadro P620 | Ea |  | 1 Year (5 Years) | 7090 | 6% | 6664.6
14794 | BCD | BCDT05-PLAS-7I9X-GP50TI | Enterprise 5-Bay Tower Video Workstation Core i9-7940X NVIDIA GeForce GTX 1050 Ti | Ea |  | 1 Year (5 Years) | 6725 | 6% | 6321.5
14795 | BCD | BCDT05-PLAS-7I9X-GT60 | Enterprise 5-Bay Tower Video Workstation Core i9-7940X NVIDIA GeForce RTX 2060 | Ea |  | 1 Year (5 Years) | 7252 | 6% | 6816.88
14796 | BCD | BCDT05-PLAS-7I9X-GT70 | Enterprise 5-Bay Tower Video Workstation Core i9-7940X NVIDIA GeForce RTX 2070 | Ea |  | 1 Year (5 Years) | 7657 | 6% | 7197.58
14797 | BCD | BCDT05-PLAS-7I9X-GT80 | Enterprise 5-Bay Tower Video Workstation Core i9-7940X NVIDIA GeForce RTX 2080 | Ea |  | 1 Year (5 Years) | 8400 | 6% | 7896
14798 | BCD | BCDT05-PLAS-7I9X-GT80TI | Enterprise 5-Bay Tower Video Workstation Core i9-7940X NVIDIA GeForce RTX 2080 Ti | Ea |  | 1 Year (5 Years) | 9428 | 6% | 8862.32
14799 | BCD | BCDT05-PLAS-7I9X-QP10 | Enterprise 5-Bay Tower Video Workstation Core i9-7940X NVIDIA Quadro P1000 | Ea |  | 1 Year (5 Years) | 7022 | 6% | 6600.68
14800 | BCD | BCDT05-PLAS-7I9X-QP20 | Enterprise 5-Bay Tower Video Workstation Core i9-7940X NVIDIA Quadro P2000 | Ea |  | 1 Year (5 Years) | 7292 | 6% | 6854.48
14801 | BCD | BCDT05-PLAS-7I9X-QP4 | Enterprise 5-Bay Tower Video Workstation Core i9-7940X NVIDIA Quadro P400 | Ea |  | 1 Year (5 Years) | 6549 | 6% | 6156.06
14802 | BCD | BCDT05-PLAS-7I9X-QP40 | Enterprise 5-Bay Tower Video Workstation Core i9-7940X NVIDIA Quadro P4000 | Ea |  | 1 Year (5 Years) | 8036 | 6% | 7553.84
14803 | BCD | BCDT05-PLAS-7I9X-QP50 | Enterprise 5-Bay Tower Video Workstation Core i9-7940X NVIDIA Quadro P5000 | Ea |  | 1 Year (5 Years) | 9846 | 6% | 9255.24
14804 | BCD | BCDT05-PLAS-7I9X-QP6 | Enterprise 5-Bay Tower Video Workstation Core i9-7940X NVIDIA Quadro P620 | Ea |  | 1 Year (5 Years) | 6684 | 6% | 6282.96
14805 | BCD | BCDT08-EVS-136-24T-8 | Enterprise 8-Bay Tower Video Recording Server E-2136 24TB | Ea |  | 1 Year (5 Years) | 11192 | 6% | 10520.48
14806 | BCD | BCDT08-EVS-136-30T-10 | Enterprise 8-Bay Tower Video Recording Server E-2136 30TB | Ea |  | 1 Year (5 Years) | 11598 | 6% | 10902.12
14807 | BCD | BCDT08-EVS-136-32T-8 | Enterprise 8-Bay Tower Video Recording Server E-2136 32TB | Ea |  | 1 Year (5 Years) | 12003 | 6% | 11282.82
14808 | BCD | BCDT08-EVS-136-36T-12 | Enterprise 8-Bay Tower Video Recording Server E-2136 36TB | Ea |  | 1 Year (5 Years) | 12084 | 6% | 11358.96
14809 | BCD | BCDT08-EVS-136-40T-10 | Enterprise 8-Bay Tower Video Recording Server E-2136 40TB | Ea |  | 1 Year (5 Years) | 12544 | 6% | 11791.36
14810 | BCD | BCDT08-EVS-136-40T-8 | Enterprise 8-Bay Tower Video Recording Server E-2136 40TB | Ea |  | 1 Year (5 Years) | 12814 | 6% | 12045.16
14811 | BCD | BCDT08-EVS-136-48T-12 | Enterprise 8-Bay Tower Video Recording Server E-2136 48TB | Ea |  | 1 Year (5 Years) | 13192 | 6% | 12400.48
14812 | BCD | BCDT08-EVS-136-48T-8 | Enterprise 8-Bay Tower Video Recording Server E-2136 48TB | Ea |  | 1 Year (5 Years) | 13625 | 6% | 12807.5
14813 | BCD | BCDT08-EVS-136-50T-10 | Enterprise 8-Bay Tower Video Recording Server E-2136 50TB | Ea |  | 1 Year (5 Years) | 13490 | 6% | 12680.6
14814 | BCD | BCDT08-EVS-136-56T-8 | Enterprise 8-Bay Tower Video Recording Server E-2136 56TB | Ea |  | 1 Year (5 Years) | 14436 | 6% | 13569.84
14815 | BCD | BCDT08-EVS-136-60T-10 | Enterprise 8-Bay Tower Video Recording Server E-2136 60TB | Ea |  | 1 Year (5 Years) | 14436 | 6% | 13569.84
14816 | BCD | BCDT08-EVS-136-60T-12 | Enterprise 8-Bay Tower Video Recording Server E-2136 60TB | Ea |  | 1 Year (5 Years) | 14300 | 6% | 13442
14817 | BCD | BCDT08-EVS-136-64T-8 | Enterprise 8-Bay Tower Video Recording Server E-2136 64TB | Ea |  | 1 Year (5 Years) | 15246 | 6% | 14331.24
14818 | BCD | BCDT08-EVS-136-70T-10 | Enterprise 8-Bay Tower Video Recording Server E-2136 70TB | Ea |  | 1 Year (5 Years) | 15381 | 6% | 14458.14
14819 | BCD | BCDT08-EVS-136-72T-12 | Enterprise 8-Bay Tower Video Recording Server E-2136 72TB | Ea |  | 1 Year (5 Years) | 15408 | 6% | 14483.52
14820 | BCD | BCDT08-EVS-136-80T-10 | Enterprise 8-Bay Tower Video Recording Server E-2136 80TB | Ea |  | 1 Year (5 Years) | 16327 | 6% | 15347.38
14821 | BCD | BCDT08-EVS-136-84T-12 | Enterprise 8-Bay Tower Video Recording Server E-2136 84TB | Ea |  | 1 Year (5 Years) | 16517 | 6% | 15525.98
14822 | BCD | BCDT08-EVS-136-96T-12 | Enterprise 8-Bay Tower Video Recording Server E-2136 96TB | Ea |  | 1 Year (5 Years) | 17625 | 6% | 16567.5
14823 | BCD | BCDT08-EVS-136-D240 | Enterprise 8 Bay Tower Video Recording Server E-2136 Dual 240GB SSD | Ea |  | 1 Year (5 Years) | 8760 | 6% | 8234.4
14824 | BCD | BCDT08-PLVS-136-112T-14 | Pro-Lite 8-Bay Tower Video Recording Server E-2136 112TB | Ea |  | 1 Year (5 Years) | 17854 | 6% | 16782.76
14825 | BCD | BCDT08-PLVS-136-12T-4 | Pro-Lite 8-Bay Tower Video Recording Server E-2136 12TB | Ea |  | 1 Year (5 Years) | 8300 | 6% | 7802
14826 | BCD | BCDT08-PLVS-136-16T-4 | Pro-Lite 8-Bay Tower Video Recording Server E-2136 16TB | Ea |  | 1 Year (5 Years) | 8611 | 6% | 8094.34
14827 | BCD | BCDT08-PLVS-136-20T-4 | Pro-Lite 8-Bay Tower Video Recording Server E-2136 20TB | Ea |  | 1 Year (5 Years) | 8922 | 6% | 8386.68
14828 | BCD | BCDT08-PLVS-136-24T-4 | Pro-Lite 8-Bay Tower Video Recording Server E-2136 24TB | Ea |  | 1 Year (5 Years) | 9233 | 6% | 8679.02
14829 | BCD | BCDT08-PLVS-136-24T-8 | Pro-Lite 8-Bay Tower Video Recording Server E-2136 24TB | Ea |  | 1 Year (5 Years) | 9152 | 6% | 8602.88
14830 | BCD | BCDT08-PLVS-136-28T-4 | Pro-Lite 8-Bay Tower Video Recording Server E-2136 28TB | Ea |  | 1 Year (5 Years) | 9544 | 6% | 8971.36
14831 | BCD | BCDT08-PLVS-136-30T-10 | Pro-Lite 8-Bay Tower Video Recording Server E-2136 30TB | Ea |  | 1 Year (5 Years) | 9881 | 6% | 9288.14
14832 | BCD | BCDT08-PLVS-136-32T-4 | Pro-Lite 8-Bay Tower Video Recording Server E-2136 32TB | Ea |  | 1 Year (5 Years) | 9854 | 6% | 9262.76
14833 | BCD | BCDT08-PLVS-136-32T-8 | Pro-Lite 8-Bay Tower Video Recording Server E-2136 32TB | Ea |  | 1 Year (5 Years) | 9746 | 6% | 9161.24
14834 | BCD | BCDT08-PLVS-136-36T-12 | Pro-Lite 8-Bay Tower Video Recording Server E-2136 36TB | Ea |  | 1 Year (5 Years) | 10408 | 6% | 9783.52
14835 | BCD | BCDT08-PLVS-136-40T-10 | Pro-Lite 8-Bay Tower Video Recording Server E-2136 40TB | Ea |  | 1 Year (5 Years) | 10719 | 6% | 10075.86
14836 | BCD | BCDT08-PLVS-136-40T-8 | Pro-Lite 8-Bay Tower Video Recording Server E-2136 40TB | Ea |  | 1 Year (5 Years) | 10341 | 6% | 9720.54
14837 | BCD | BCDT08-PLVS-136-42T-14 | Pro-Lite 8-Bay Tower Video Recording Server E-2136 42TB | Ea |  | 1 Year (5 Years) | 11300 | 6% | 10622
14838 | BCD | BCDT08-PLVS-136-48T-12 | Pro-Lite 8-Bay Tower Video Recording Server E-2136 48TB | Ea |  | 1 Year (5 Years) | 11422 | 6% | 10736.68
14839 | BCD | BCDT08-PLVS-136-48T-8 | Pro-Lite 8-Bay Tower Video Recording Server E-2136 48TB | Ea |  | 1 Year (5 Years) | 10936 | 6% | 10279.84
14840 | BCD | BCDT08-PLVS-136-50T-10 | Pro-Lite 8-Bay Tower Video Recording Server E-2136 50TB | Ea |  | 1 Year (5 Years) | 11557 | 6% | 10863.58
14841 | BCD | BCDT08-PLVS-136-56T-14 | Pro-Lite 8-Bay Tower Video Recording Server E-2136 56TB | Ea |  | 1 Year (5 Years) | 12611 | 6% | 11854.34
14842 | BCD | BCDT08-PLVS-136-56T-8 | Pro-Lite 8-Bay Tower Video Recording Server E-2136 56TB | Ea |  | 1 Year (5 Years) | 11530 | 6% | 10838.2
14843 | BCD | BCDT08-PLVS-136-60T-10 | Pro-Lite 8-Bay Tower Video Recording Server E-2136 60TB | Ea |  | 1 Year (5 Years) | 12395 | 6% | 11651.3
14844 | BCD | BCDT08-PLVS-136-60T-12 | Pro-Lite 8-Bay Tower Video Recording Server E-2136 60TB | Ea |  | 1 Year (5 Years) | 12436 | 6% | 11689.84
14845 | BCD | BCDT08-PLVS-136-64T-8 | Pro-Lite 8-Bay Tower Video Recording Server E-2136 64TB | Ea |  | 1 Year (5 Years) | 12125 | 6% | 11397.5
14846 | BCD | BCDT08-PLVS-136-70T-10 | Pro-Lite 8-Bay Tower Video Recording Server E-2136 70TB | Ea |  | 1 Year (5 Years) | 13233 | 6% | 12439.02
14847 | BCD | BCDT08-PLVS-136-70T-14 | Pro-Lite 8-Bay Tower Video Recording Server E-2136 70TB | Ea |  | 1 Year (5 Years) | 13922 | 6% | 13086.68
14848 | BCD | BCDT08-PLVS-136-72T-12 | Pro-Lite 8-Bay Tower Video Recording Server E-2136 72TB | Ea |  | 1 Year (5 Years) | 13449 | 6% | 12642.06
14849 | BCD | BCDT08-PLVS-136-80T-10 | Pro-Lite 8-Bay Tower Video Recording Server E-2136 80TB | Ea |  | 1 Year (5 Years) | 14071 | 6% | 13226.74
14850 | BCD | BCDT08-PLVS-136-84T-12 | Pro-Lite 8-Bay Tower Video Recording Server E-2136 84TB | Ea |  | 1 Year (5 Years) | 14463 | 6% | 13595.22
14851 | BCD | BCDT08-PLVS-136-84T-14 | Pro-Lite 8-Bay Tower Video Recording Server E-2136 84TB | Ea |  | 1 Year (5 Years) | 15233 | 6% | 14319.02
14852 | BCD | BCDT08-PLVS-136-96T-12 | Pro-Lite 8-Bay Tower Video Recording Server E-2136 96TB | Ea |  | 1 Year (5 Years) | 15476 | 6% | 14547.44
14853 | BCD | BCDT08-PLVS-136-98T-14 | Pro-Lite 8-Bay Tower Video Recording Server E-2136 98TB | Ea |  | 1 Year (5 Years) | 16544 | 6% | 15551.36
14854 | BCD | BCDT08-PLVS-136-D240 | Pro-Lite 8 Bay Tower Video Recording Server E-2136 Dual 240GB SSD | Ea |  | 1 Year (5 Years) | 7368 | 6% | 6925.92
14855 | BCD | BCDT08-PVS-136-112T-14 | Professional 8-Bay Tower Video Recording Server E-2136 112TB | Ea |  | 1 Year (5 Years) | 19246 | 6% | 18091.24
14856 | BCD | BCDT08-PVS-136-12T-4 | Professional 8-Bay Tower Video Recording Server E-2136 12TB | Ea |  | 1 Year (5 Years) | 9692 | 6% | 9110.48
14857 | BCD | BCDT08-PVS-136-16T-4 | Professional 8-Bay Tower Video Recording Server E-2136 16TB | Ea |  | 1 Year (5 Years) | 10003 | 6% | 9402.82
14858 | BCD | BCDT08-PVS-136-20T-4 | Professional 8-Bay Tower Video Recording Server E-2136 20TB | Ea |  | 1 Year (5 Years) | 10314 | 6% | 9695.16
14859 | BCD | BCDT08-PVS-136-24T-4 | Professional 8-Bay Tower Video Recording Server E-2136 24TB | Ea |  | 1 Year (5 Years) | 10625 | 6% | 9987.5
14860 | BCD | BCDT08-PVS-136-24T-8 | Professional 8-Bay Tower Video Recording Server E-2136 24TB | Ea |  | 1 Year (5 Years) | 10544 | 6% | 9911.36
14861 | BCD | BCDT08-PVS-136-28T-4 | Professional 8-Bay Tower Video Recording Server E-2136 28TB | Ea |  | 1 Year (5 Years) | 10936 | 6% | 10279.84
14862 | BCD | BCDT08-PVS-136-30T-10 | Professional 8-Bay Tower Video Recording Server E-2136 30TB | Ea |  | 1 Year (5 Years) | 11273 | 6% | 10596.62
14863 | BCD | BCDT08-PVS-136-32T-4 | Professional 8-Bay Tower Video Recording Server E-2136 32TB | Ea |  | 1 Year (5 Years) | 11246 | 6% | 10571.24
14864 | BCD | BCDT08-PVS-136-32T-8 | Professional 8-Bay Tower Video Recording Server E-2136 32TB | Ea |  | 1 Year (5 Years) | 11138 | 6% | 10469.72
14865 | BCD | BCDT08-PVS-136-36T-12 | Professional 8-Bay Tower Video Recording Server E-2136 36TB | Ea |  | 1 Year (5 Years) | 11800 | 6% | 11092
14866 | BCD | BCDT08-PVS-136-40T-10 | Professional 8-Bay Tower Video Recording Server E-2136 40TB | Ea |  | 1 Year (5 Years) | 12111 | 6% | 11384.34
14867 | BCD | BCDT08-PVS-136-40T-8 | Professional 8-Bay Tower Video Recording Server E-2136 40TB | Ea |  | 1 Year (5 Years) | 11733 | 6% | 11029.02
14868 | BCD | BCDT08-PVS-136-42T-14 | Professional 8-Bay Tower Video Recording Server E-2136 42TB | Ea |  | 1 Year (5 Years) | 12692 | 6% | 11930.48
14869 | BCD | BCDT08-PVS-136-48T-12 | Professional 8-Bay Tower Video Recording Server E-2136 48TB | Ea |  | 1 Year (5 Years) | 12814 | 6% | 12045.16
14870 | BCD | BCDT08-PVS-136-48T-8 | Professional 8-Bay Tower Video Recording Server E-2136 48TB | Ea |  | 1 Year (5 Years) | 12327 | 6% | 11587.38
14871 | BCD | BCDT08-PVS-136-50T-10 | Professional 8-Bay Tower Video Recording Server E-2136 50TB | Ea |  | 1 Year (5 Years) | 12949 | 6% | 12172.06
14872 | BCD | BCDT08-PVS-136-56T-14 | Professional 8-Bay Tower Video Recording Server E-2136 56TB | Ea |  | 1 Year (5 Years) | 14003 | 6% | 13162.82
14873 | BCD | BCDT08-PVS-136-56T-8 | Professional 8-Bay Tower Video Recording Server E-2136 56TB | Ea |  | 1 Year (5 Years) | 12922 | 6% | 12146.68
14874 | BCD | BCDT08-PVS-136-60T-10 | Professional 8-Bay Tower Video Recording Server E-2136 60TB | Ea |  | 1 Year (5 Years) | 13787 | 6% | 12959.78
14875 | BCD | BCDT08-PVS-136-60T-12 | Professional 8-Bay Tower Video Recording Server E-2136 60TB | Ea |  | 1 Year (5 Years) | 13827 | 6% | 12997.38
14876 | BCD | BCDT08-PVS-136-64T-8 | Professional 8-Bay Tower Video Recording Server E-2136 64TB | Ea |  | 1 Year (5 Years) | 13517 | 6% | 12705.98
14877 | BCD | BCDT08-PVS-136-70T-10 | Professional 8-Bay Tower Video Recording Server E-2136 70TB | Ea |  | 1 Year (5 Years) | 14625 | 6% | 13747.5
14878 | BCD | BCDT08-PVS-136-70T-14 | Professional 8-Bay Tower Video Recording Server E-2136 70TB | Ea |  | 1 Year (5 Years) | 15314 | 6% | 14395.16
14879 | BCD | BCDT08-PVS-136-72T-12 | Professional 8-Bay Tower Video Recording Server E-2136 72TB | Ea |  | 1 Year (5 Years) | 14841 | 6% | 13950.54
14880 | BCD | BCDT08-PVS-136-80T-10 | Professional 8-Bay Tower Video Recording Server E-2136 80TB | Ea |  | 1 Year (5 Years) | 15463 | 6% | 14535.22
14881 | BCD | BCDT08-PVS-136-84T-12 | Professional 8-Bay Tower Video Recording Server E-2136 84TB | Ea |  | 1 Year (5 Years) | 15854 | 6% | 14902.76
14882 | BCD | BCDT08-PVS-136-84T-14 | Professional 8-Bay Tower Video Recording Server E-2136 84TB | Ea |  | 1 Year (5 Years) | 16625 | 6% | 15627.5
14883 | BCD | BCDT08-PVS-136-96T-12 | Professional 8-Bay Tower Video Recording Server E-2136 96TB | Ea |  | 1 Year (5 Years) | 16868 | 6% | 15855.92
14884 | BCD | BCDT08-PVS-136-98T-14 | Professional 8-Bay Tower Video Recording Server E-2136 98TB | Ea |  | 1 Year (5 Years) | 17936 | 6% | 16859.84
14885 | BCD | BCDT08-PVS-136-D240 | Professional 8 Bay Tower Video Recording Server E-2136 Dual 240GB SSD | Ea |  | 1 Year (5 Years) | 8760 | 6% | 8234.4
14886 | Belden Wire | 297 | SWITCHCRAFT 297 TRS 1/4" PHONE | EA |  | 1 Year | 13.5 | 5% | 12.825
14887 | Belden Wire | 395 | 0905 204 301/30 M | EA |  | 1 Year | 198.41 | 5% | 188.4895
14888 | Belden Wire | 489 | RKTS 5B-298/1 M | EA |  | 1 Year | 13.85 | 5% | 13.1575
14889 | Belden Wire | 2299 | 0906 UMC 201 | EA |  | 1 Year | 45.0311 | 5% | 42.7795
14890 | Belden Wire | 2802 | RST 4-RKMV 4-225/8 M | EA |  | 1 Year | 51.1457 | 5% | 48.5884
14891 | Belden Wire | 2807 | RSMV 3-RKMWV 3-294/1 M | EA |  | 1 Year | 16.7 | 5% | 15.865
14892 | Belden Wire | 3963 | RKTS 8-391/60 P126 BeldenUSA | EA |  | 1 Year | 366.57 | 5% | 348.2415
14893 | Belden Wire | 3964 | RKTS 8-391/100 P126 BeldenUSA | EA |  | 1 Year | 599.12 | 5% | 569.164
14894 | Belden Wire | 4226 | RSMV 3-RKMWV 3-294/1,5 M | EA |  | 1 Year | 17.45 | 5% | 16.5775
14895 | Belden Wire | 5797 | VB 1A-2-1-226/5 M | EA |  | 1 Year | 25.72 | 5% | 24.434
14896 | Belden Wire | 5892 | RSTS 5-RKTS 5-298/7 M | EA |  | 1 Year | 59.72 | 5% | 56.734
14897 | Belden Wire | 6155 | WASHER ALUM.382 X .050 | EA |  | 1 Year | 0.17 | 5% | 0.1615
14898 | Belden Wire | 6998 | RKT 5-56/3 M | EA |  | 1 Year | 19.03 | 5% | 18.0785
14899 | Belden Wire | 7641 | GAN22LU-V21-2120200 | EA |  | 1 Year | 16.16 | 5% | 15.352
14900 | Belden Wire | 7642 | GAN22LU-V21-2120500 | EA |  | 1 Year | 21.28 | 5% | 20.216
14901 | Belden Wire | 8049 | #18 BELDSOL MAG WIRE | EA |  | 1 Year | 54.4813 | 5% | 51.7572
14902 | Belden Wire | 8050 | #20 BELDSOL MAG WIRE | EA |  | 1 Year | 53.5956 | 5% | 50.9158
14903 | Belden Wire | 8051 | #22 BELDSOL MAG WIRE | EA |  | 1 Year | 53.7311 | 5% | 51.0445
14904 | Belden Wire | 8052 | #24 BELDSOL MAG WIRE | EA |  | 1 Year | 54.7135 | 5% | 51.9778
14905 | Belden Wire | 8053 | #26 BELDSOL MAG WIRE | EA |  | 1 Year | 56.0644 | 5% | 53.2612
14906 | Belden Wire | 8054 | #28 BELDSOL MAG WIRE | EA |  | 1 Year | 58.0816 | 5% | 55.1775
14907 | Belden Wire | 8055 | #30 BELDSOL MAG WIRE | EA |  | 1 Year | 63.679 | 5% | 60.495
14908 | Belden Wire | 8056 | #32 BELDSOL MAG WIRE | EA |  | 1 Year | 69.6154 | 5% | 66.1346
14909 | Belden Wire | 8057 | #34 BELDSOL MAG WIRE - 1/2 LB | EA |  | 1 Year | 72.9584 | 5% | 69.3105
14910 | Belden Wire | 8058 | #36 BELDSOL MAG WIRE | EA |  | 1 Year | 82.0821 | 5% | 77.978
14911 | Belden Wire | 8073 | #14 HVY ARM PT MAG WIRE | EA |  | 1 Year | 84.3423 | 5% | 80.1252
14912 | Belden Wire | 8074 | #16 HVY ARM PT MAG WIRE | EA |  | 1 Year | 87.9027 | 5% | 83.5076
14913 | Belden Wire | 8075 | #18 HVY ARM PT MAG WIRE | EA |  | 1 Year | 89.9846 | 5% | 85.4854
14914 | Belden Wire | 8076 | #20 HVY ARM PT MAG WIRE | EA |  | 1 Year | 91.1185 | 5% | 86.5626
14915 | Belden Wire | 8077 | #22 HVY ARM PT MAG WIRE | EA |  | 1 Year | 91.2706 | 5% | 86.7071
14916 | Belden Wire | 8078 | #24 HVY ARM PT MAG WIRE | EA |  | 1 Year | 94.8588 | 5% | 90.1159
14917 | Belden Wire | 8079 | #26 HVY ARM PT MAG WIRE | EA |  | 1 Year | 99.6729 | 5% | 94.6893
14918 | Belden Wire | 8080 | #28 HVY ARM PT MAG WIRE | EA |  | 1 Year | 106.0883 | 5% | 100.7839
14919 | Belden Wire | 8081 | #30 HVY ARM PT MAG WIRE | EA |  | 1 Year | 121.7204 | 5% | 115.6344
14920 | Belden Wire | 8083 | #34 HVY ARM PT MAG WIRE | EA |  | 1 Year | 151.1929 | 5% | 143.6333
14921 | Belden Wire | 8085 | #38 HVY ARM PT MAG WIRE | EA |  | 1 Year | 221.103 | 5% | 210.0479
14922 | Belden Wire | 8093 | RSTS 5-RKTS 5-298/15 M | EA |  | 1 Year | 91.4 | 5% | 86.83
14923 | Belden Wire | 8293 | RKMV 4-594/5 M | EA |  | 1 Year | 15.9616 | 5% | 15.1635
14924 | Belden Wire | 8296 | RKMWV 4-594/5 M | EA |  | 1 Year | 15.9616 | 5% | 15.1635
14925 | Belden Wire | 8322 | GAN22LU-S24-6091000 | EA |  | 1 Year | 30.87 | 5% | 29.3265
14926 | Belden Wire | 8349 | RKWT 4-3-264/6 M | EA |  | 1 Year | 24.38 | 5% | 23.161
14927 | Belden Wire | 8800 | WIRE DISPENSING RACK | EA |  | 1 Year | 29.9641 | 5% | 28.4659
14928 | Belden Wire | 8816 | 18 STR PVC 8 COLOR KIT 1 | EA |  | 1 Year | 201.9724 | 5% | 191.8738
14929 | Belden Wire | 8824 | 20 STR PVC 8 COLOR KIT 1 | EA |  | 1 Year | 191.7913 | 5% | 182.2017
14930 | Belden Wire | 8825 | 20 STR PVC 5 COLOR KIT | EA |  | 1 Year | 276.7844 | 5% | 262.9452
14931 | Belden Wire | 8875 | RSMV 4-RSMWV 4-295/2 M | EA |  | 1 Year | 18.9046 | 5% | 17.9594
14932 | Belden Wire | 9155 | RSWT 5B-228/1 M | EA |  | 1 Year | 8 | 5% | 7.6
14933 | Belden Wire | 9319 | RSFM 4/20/1 M | EA |  | 1 Year | 15.3204 | 5% | 14.5544
14934 | Belden Wire | 9442 | RSH 5/0,5M (#5 wire GY) | EA |  | 1 Year | 17.5 | 5% | 16.625
14935 | Belden Wire | 9531 | 22 STR PVC 5 COLOR KIT 1 | EA |  | 1 Year | 213.0744 | 5% | 202.4207
14936 | Belden Wire | 9555 | MAB 7500 S without nut | EA |  | 1 Year | 2.75 | 5% | 2.6125
14937 | Belden Wire | 10297 | RSTS 8-RKTS 8-184/0.3 M | EA |  | 1 Year | 41.535 | 5% | 39.4582
14938 | Belden Wire | 10298 | RSTS 8-RKTS 8-184/0.6 M | EA |  | 1 Year | 42.57 | 5% | 40.4415
14939 | Belden Wire | 10301 | RSTS 8-RKTS 8-184/5 M | EA |  | 1 Year | 57.75 | 5% | 54.8625
14940 | Belden Wire | 10338 | RSTS 8-RKWTS 8-184/1 M | EA |  | 1 Year | 43.95 | 5% | 41.7525
14941 | Belden Wire | 10515 | RST 5-3-VC 1A-1-3-226/10 M | EA |  | 1 Year | 46.93 | 5% | 44.5835
14942 | Belden Wire | 10599 | RSTS 8-184/15 M | EA |  | 1 Year | 71.95 | 5% | 68.3525
14943 | Belden Wire | 10918 | 0910 ASL 402 | EA |  | 1 Year | 195.85 | 5% | 186.0575
14944 | Belden Wire | 10961 | 0935 253 101/2 M | EA |  | 1 Year | 39.355 | 5% | 37.3872
14945 | Belden Wire | 10963 | 0935 253 102/2 M | EA |  | 1 Year | 39.355 | 5% | 37.3872
14946 | Belden Wire | 10964 | 0935 253 103/0,3 M | EA |  | 1 Year | 26.841 | 5% | 25.499
14947 | Belden Wire | 10966 | 0935 253 103/2 M | EA |  | 1 Year | 31.9905 | 5% | 30.391
14948 | Belden Wire | 10967 | 0935 253 103/3 M | EA |  | 1 Year | 36.6439 | 5% | 34.8117
14949 | Belden Wire | 10968 | 0935 253 103/5 M | EA |  | 1 Year | 41.3636 | 5% | 39.2954
14950 | Belden Wire | 10969 | 0935 253 104/1 M | EA |  | 1 Year | 16.74 | 5% | 15.903
14951 | Belden Wire | 10970 | 0935 253 104/3M | EA |  | 1 Year | 24.68 | 5% | 23.446
14952 | Belden Wire | 10971 | 0935 253 104/5M | EA |  | 1 Year | 32.62 | 5% | 30.989
14953 | Belden Wire | 10973 | 0935 253 105/3 M | EA |  | 1 Year | 24.79 | 5% | 23.5505
14954 | Belden Wire | 10974 | 0935 253 105/5 M | EA |  | 1 Year | 32.73 | 5% | 31.0935
14955 | Belden Wire | 10975 | 0935 253 301/1 M | EA |  | 1 Year | 41.15 | 5% | 39.0925
14956 | Belden Wire | 10977 | 0935 253 302/3 M | EA |  | 1 Year | 30.445 | 5% | 28.9228
14957 | Belden Wire | 10978 | 0935 253 303/1 M | EA |  | 1 Year | 22.615 | 5% | 21.4842
14958 | Belden Wire | 10985 | 0939 CTX 102 | EA |  | 1 Year | 14.616 | 5% | 13.8852
14959 | Belden Wire | 10986 | 0939 CTX 301 | EA |  | 1 Year | 8.86 | 5% | 8.417
14960 | Belden Wire | 11005 | 0970 PSL 201 | EA |  | 1 Year | 499 | 5% | 474.05
14961 | Belden Wire | 11039 | VAD 2C-4-1-228/5 M | EA |  | 1 Year | 36.75 | 5% | 34.9125
14962 | Belden Wire | 11087 | RKMV 4-594/2 M | EA |  | 1 Year | 11.1166 | 5% | 10.5608
14963 | Belden Wire | 11091 | RSMV 4-594/2 M | EA |  | 1 Year | 11.01 | 5% | 10.4595
14964 | Belden Wire | 11121 | ASBS 2 M12-5-90 | EA |  | 1 Year | 26.6 | 5% | 25.27
14965 | Belden Wire | 11141 | 0905 356 313/10 M | EA |  | 1 Year | 54.18 | 5% | 51.471
14966 | Belden Wire | 11162 | RSMV 4-594/10 M | EA |  | 1 Year | 23.93 | 5% | 22.7335
14967 | Belden Wire | 11163 | RSMWV 4-594/2 M | EA |  | 1 Year | 11.01 | 5% | 10.4595
14968 | Belden Wire | 11169 | RSMWV 4-594/10 M | EA |  | 1 Year | 23.93 | 5% | 22.7335
14969 | Belden Wire | 11175 | RSMV 3-RKMV 3-593/0,3 M | EA |  | 1 Year | 15.6545 | 5% | 14.8718
14970 | Belden Wire | 11184 | RSMV 3-RKMV 3-593/1,5 M | EA |  | 1 Year | 17.4725 | 5% | 16.5989
14971 | Belden Wire | 11191 | RSMV 3-RKMWV 3-593/0,3 M | EA |  | 1 Year | 15.6545 | 5% | 14.8718
14972 | Belden Wire | 11192 | RSMV 3-RKMWV 3-593/0,6 M | EA |  | 1 Year | 16.109 | 5% | 15.3036
14973 | Belden Wire | 11193 | RSMV 3-RKMWV 3-593/1 M | EA |  | 1 Year | 16.715 | 5% | 15.8792
14974 | Belden Wire | 11194 | RSMV 3-RKMWV 3-593/1,5 M | EA |  | 1 Year | 17.4725 | 5% | 16.5989
14975 | Belden Wire | 11196 | RSMV 3-RKMWV 3-593/5 M | EA |  | 1 Year | 22.775 | 5% | 21.6362
14976 | Belden Wire | 11199 | RSMV 4-RKMV 4-594/1 M | EA |  | 1 Year | 17.2816 | 5% | 16.4175
14977 | Belden Wire | 11203 | RSMV 4-RKMWV 4-594/0,3 M | EA |  | 1 Year | 16.1511 | 5% | 15.3435
14978 | Belden Wire | 11204 | RSMV 4-RKMWV 4-594/0,6 M | EA |  | 1 Year | 16.6356 | 5% | 15.8038
14979 | Belden Wire | 11226 | RSMV 4-RKMWV 4-594/1,5 M | EA |  | 1 Year | 18.0891 | 5% | 17.1846
14980 | Belden Wire | 11228 | RSMV 4-RKMWV 4-594/5 M | EA |  | 1 Year | 23.7416 | 5% | 22.5545
14981 | Belden Wire | 11272 | RKF 50/13,5-04 | EA |  | 1 Year | 15.76 | 5% | 14.972
14982 | Belden Wire | 11285 | RKM 4-07/5 M | EA |  | 1 Year | 17.93 | 5% | 17.0335
14983 | Belden Wire | 11381 | RKT 5-56/2 M | EA |  | 1 Year | 16.47 | 5% | 15.6465
14984 | Belden Wire | 11392 | RKT/LED A 4-3-06/10 M | EA |  | 1 Year | 27.88 | 5% | 26.486
14985 | Belden Wire | 11394 | RKT/LED A 4-3-06/5 M | EA |  | 1 Year | 19.63 | 5% | 18.6485
14986 | Belden Wire | 11449 | RKWT 4-3-06/2 M | EA |  | 1 Year | 11.15 | 5% | 10.5925
14987 | Belden Wire | 11507 | RKWT/LED F 4-225/10 M | EA |  | 1 Year | 48.78 | 5% | 46.341
14988 | Belden Wire | 11508 | RKWT/LED F 4-225/2 M | EA |  | 1 Year | 24.3 | 5% | 23.085
14989 | Belden Wire | 11509 | RKWT/LED F 4-225/5 M | EA |  | 1 Year | 33.48 | 5% | 31.806
14990 | Belden Wire | 11523 | GAN22LU-S24-6091500 | EA |  | 1 Year | 40.67 | 5% | 38.6365
14991 | Belden Wire | 11600 | RSCW 3/9 Package of 5 | 5S |  | 1 Year | 46.19 | 5% | 43.8805
14992 | Belden Wire | 11720 | RST 3-06/5 M | EA |  | 1 Year | 16 | 5% | 15.2
14993 | Belden Wire | 11786 | RST 3-RKWT/LED A 4-3-260/0,6 M | EA |  | 1 Year | 11.31 | 5% | 10.7445
14994 | Belden Wire | 11812 | RST 4-251/5 M | EA |  | 1 Year | 29.7995 | 5% | 28.3095
14995 | Belden Wire | 11927 | RST 5-3-VAD 1F-4-3-241/1 M | EA |  | 1 Year | 20.44 | 5% | 19.418
14996 | Belden Wire | 12005 | RST 5-3-VCD 1A-1-3-226/0,3 M | EA |  | 1 Year | 19.673 | 5% | 18.6893
14997 | Belden Wire | 12016 | RST 5-56/2 M | EA |  | 1 Year | 16.37 | 5% | 15.5515
14998 | Belden Wire | 12074 | RST 5-VAD 3C-4-2-228/0,6 M | EA |  | 1 Year | 31.5 | 5% | 29.925
14999 | Belden Wire | 12076 | RST 5-VAD 3C-4-2-228/1,5 M | EA |  | 1 Year | 34.875 | 5% | 33.1313
15000 | Belden Wire | 12098 | RSTS 8-184/10 M | EA |  | 1 Year | 54.7 | 5% | 51.965
15001 | Belden Wire | 12182 | RSTS 5-RKTS 5-253/8 M 223420 | EA |  | 1 Year | 75.31 | 5% | 71.5445
15002 | Belden Wire | 12183 | RSTS 5-RKTS 5-253/11 M 223422 | EA |  | 1 Year | 92.22 | 5% | 87.609
15003 | Belden Wire | 12184 | RSTS 5-RKTS 5-253/15,5M 223425 | EA |  | 1 Year | 114.74 | 5% | 109.003
15004 | Belden Wire | 12185 | RSTS 5-RKTS 5-253/76,5M 223431 | EA |  | 1 Year | 454.69 | 5% | 431.9555
15005 | Belden Wire | 12196 | VB 1A-1-2-212/2 M | EA |  | 1 Year | 14.33 | 5% | 13.6135
15006 | Belden Wire | 12216 | VB 1D-3-2-205/5 M | EA |  | 1 Year | 13.78 | 5% | 13.091
15007 | Belden Wire | 12395 | RSTS 5-RKTS 5-298/2,5 M | EA |  | 1 Year | 41.9 | 5% | 39.805
15008 | Belden Wire | 12574 | 0950 ISL 206 | EA |  | 1 Year | 515.75 | 5% | 489.9625
15009 | Belden Wire | 12949 | RKMV 3-06/3 M | EA |  | 1 Year | 12.6 | 5% | 11.97
15010 | Belden Wire | 12954 | RKMV 3-06/15 M | EA |  | 1 Year | 32.4 | 5% | 30.78
15011 | Belden Wire | 13420 | 0910 ANC X01 | EA |  | 1 Year | 3.83 | 5% | 3.6385
15012 | Belden Wire | 13488 | GAN22LU-S24-6091200 | EA |  | 1 Year | 34.79 | 5% | 33.0505
15013 | Belden Wire | 13606 | RKWT 4-07/3 M | EA |  | 1 Year | 14.8 | 5% | 14.06
15014 | Belden Wire | 14126 | RKMWV 3-06/3 M | EA |  | 1 Year | 12.6 | 5% | 11.97
15015 | Belden Wire | 14765 | RST 4-RKMV 4-251/0,3 M | EA |  | 1 Year | 18.8262 | 5% | 17.8849
15016 | Belden Wire | 15455 | GDM21AL-A0U-1KK | EA |  | 1 Year | 2.94 | 5% | 2.793
15017 | Belden Wire | 15456 | GDM21AN-A0U-1KK | EA |  | 1 Year | 2.97 | 5% | 2.8215
15018 | Belden Wire | 15457 | GDM21AQ-A0U-1KK | EA |  | 1 Year | 3.49 | 5% | 3.3155
15019 | Belden Wire | 15458 | GDM31AL-A0U-1KK | EA |  | 1 Year | 2.98 | 5% | 2.831
15020 | Belden Wire | 15459 | GDM31AN-A0U-1KK | EA |  | 1 Year | 3.01 | 5% | 2.8595
15021 | Belden Wire | 15460 | GDM31AQ-A0U-1KK | EA |  | 1 Year | 3.53 | 5% | 3.3535
15022 | Belden Wire | 15499 | RSTS 5-RKTS 5-361/35 P2 | EA |  | 1 Year | 156.52 | 5% | 148.694
15023 | Belden Wire | 15540 | RSMV 3-RSMWV 3-294/0,3 M | EA |  | 1 Year | 15.55 | 5% | 14.7725
15024 | Belden Wire | 15734 | 0935 253 105/10 M | EA |  | 1 Year | 52.58 | 5% | 49.951
15025 | Belden Wire | 15735 | 0935 253 105/2 M | EA |  | 1 Year | 20.82 | 5% | 19.779
15026 | Belden Wire | 16038 | VAD 1A-1-3-226/15 M | EA |  | 1 Year | 53.52 | 5% | 50.844
15027 | Belden Wire | 16942 | ASB 2-RKT 4-3-224/0,3 M | EA |  | 1 Year | 44.1032 | 5% | 41.898
15028 | Belden Wire | 16997 | RST 5-3-VC 1A-1-3-226/0,3 M | EA |  | 1 Year | 19.673 | 5% | 18.6893
15029 | Belden Wire | 17393 | GDM31A9-A0U-1ED | EA |  | 1 Year | 2.43 | 5% | 2.3085
15030 | Belden Wire | 17761 | RST 4-RKWT 4-251/10 M | EA |  | 1 Year | 59.706 | 5% | 56.7207
15031 | Belden Wire | 18010 | 0975 254 103/1,5 M | EA |  | 1 Year | 26.72 | 5% | 25.384
15032 | Belden Wire | 18212 | RKMV 4-225/3 M | EA |  | 1 Year | 17.07 | 5% | 16.2165
15033 | Belden Wire | 18230 | PRST 4-07/10 M | EA |  | 1 Year | 34.545 | 5% | 32.8177
15034 | Belden Wire | 18264 | RKMWV 4-07/3 M | EA |  | 1 Year | 14.0366 | 5% | 13.3348
15035 | Belden Wire | 18318 | 0915 034 101/2 M | EA |  | 1 Year | 35.54 | 5% | 33.763
15036 | Belden Wire | 19465 | RSTS 8-RKTS 8-184/3 M | EA |  | 1 Year | 50.85 | 5% | 48.3075
15037 | Belden Wire | 19466 | RSTS 8-RKTS 8-184/4 M | EA |  | 1 Year | 54.3 | 5% | 51.585
15038 | Belden Wire | 19834 | RKT 5B-48/15 M | EA |  | 1 Year | 60.19 | 5% | 57.1805
15039 | Belden Wire | 19871 | G 4 KW 1 F 3M | EA |  | 1 Year | 15.453 | 5% | 14.6803
15040 | Belden Wire | 20027 | RKT 5B-48/20 M | EA |  | 1 Year | 74.88 | 5% | 71.136
15041 | Belden Wire | 20360 | RSMWV 5-671/0,3 M | EA |  | 1 Year | 8.835 | 5% | 8.3933
15042 | Belden Wire | 20451 | VAD 1A-1-3-226/0.68 M | EA |  | 1 Year | 17.58 | 5% | 16.701
15043 | Belden Wire | 20846 | GDM21FB-D24-1KK | EA |  | 1 Year | 7.88 | 5% | 7.486
15044 | Belden Wire | 20847 | GDSN 307-1KK | EA |  | 1 Year | 2.9 | 5% | 2.755
15045 | Belden Wire | 20848 | GDS 307-1KK | EA |  | 1 Year | 2.6 | 5% | 2.47
15046 | Belden Wire | 21183 | GAN22LU-D24-6090300 | EA |  | 1 Year | 16.75 | 5% | 15.9125
15047 | Belden Wire | 22455 | CAPLUG #BPF-7/8 | EA |  | 1 Year | 0.3 | 5% | 0.285
15048 | Belden Wire | 22518 | GDM21AN-V3U-1KK | EA |  | 1 Year | 6.45 | 5% | 6.1275
15049 | Belden Wire | 23304 | RSTS 8-RKTS 8-184/10 M | EA |  | 1 Year | 75 | 5% | 71.25
15050 | Belden Wire | 25048 | RSKFM 20 | EA |  | 1 Year | 0.82 | 5% | 0.779
15051 | Belden Wire | 26152 | RSFM 8/20/0,5 M | EA |  | 1 Year | 16.1 | 5% | 15.295
15052 | Belden Wire | 26732 | 0935 253 103/1,5 M | EA |  | 1 Year | 31.605 | 5% | 30.0247
15053 | Belden Wire | 27157 | 0935 253 103/4 M | EA |  | 1 Year | 38.2076 | 5% | 36.2972
15054 | Belden Wire | 27309 | 0935 253 104/15 M | EA |  | 1 Year | 70.8736 | 5% | 67.3299
15055 | Belden Wire | 28404 | 0975 254 103/15 M | EA |  | 1 Year | 104.48 | 5% | 99.256
15056 | Belden Wire | 30546 | RSCN 5/9 single package of 1 | EA |  | 1 Year | 11.2875 | 5% | 10.7231
15057 | Belden Wire | 30549 | RSEL 5 | EA |  | 1 Year | 2.8455 | 5% | 2.7032
15058 | Belden Wire | 38424 | PRST 4-PRKWT 4-07/2 M | EA |  | 1 Year | 30.345 | 5% | 28.8277
15059 | Belden Wire | 38425 | PRST 4-PRKWT 4-07/5 M | EA |  | 1 Year | 36.8025 | 5% | 34.9624
15060 | Belden Wire | 39531 | 0935 253 101/3 M | EA |  | 1 Year | 43.325 | 5% | 41.1587
15061 | Belden Wire | 39651 | 0935 253 101/1 M | EA |  | 1 Year | 35.385 | 5% | 33.6157
15062 | Belden Wire | 41457 | 0935 253 101/5 M | EA |  | 1 Year | 51.265 | 5% | 48.7017
15063 | Belden Wire | 41806 | RKT 4-07/3 M | EA |  | 1 Year | 14.8 | 5% | 14.06
15064 | Belden Wire | 43501 | ASB 2-RKMV 3-224/0.3 M | EA |  | 1 Year | 43.6832 | 5% | 41.499
15065 | Belden Wire | 43794 | ASB 2-VBD 1A-1-1-226/2 M | EA |  | 1 Year | 51.73 | 5% | 49.1435
15066 | Belden Wire | 43812 | RST 5-3-VB 1A-1-2-226/0,3 M | EA |  | 1 Year | 19.873 | 5% | 18.8793
15067 | Belden Wire | 43835 | RST 5-3-VC 1A-1-3-226/5 M | EA |  | 1 Year | 32.88 | 5% | 31.236
15068 | Belden Wire | 43934 | VAD 1C-4-1-228/5 M | EA |  | 1 Year | 36.75 | 5% | 34.9125
15069 | Belden Wire | 43941 | 0906 UTP 204 | EA |  | 1 Year | 325 | 5% | 308.75
15070 | Belden Wire | 43973 | RKMV 3-224/3 M | EA |  | 1 Year | 13.2625 | 5% | 12.5994
15071 | Belden Wire | 44138 | ASB 2-RKWT/LED A 4-3-224/5 M | EA |  | 1 Year | 80.96 | 5% | 76.912
15072 | Belden Wire | 44140 | RKWT/LED P 4-225/3 M | EA |  | 1 Year | 23.7913 | 5% | 22.6017
15073 | Belden Wire | 44377 | RKMWV 3-224/3 M | EA |  | 1 Year | 13.2625 | 5% | 12.5994
15074 | Belden Wire | 46316 | RSMHL 3/S 5,5 | EA |  | 1 Year | 10 | 5% | 9.5
15075 | Belden Wire | 46949 | ASB 2-RKWT 4-3-224/1 M | EA |  | 1 Year | 48.153 | 5% | 45.7453
15076 | Belden Wire | 47825 | 0935 253 103/6 M | EA |  | 1 Year | 43.0389 | 5% | 40.887
15077 | Belden Wire | 49160 | RKT/LED A 4-3-224/3 M | EA |  | 1 Year | 26.9273 | 5% | 25.5809
15078 | Belden Wire | 49236 | RKTS 5-298/20 M | EA |  | 1 Year | 95.25 | 5% | 90.4875
15079 | Belden Wire | 49237 | RSTS 5-RKTS 5-298/10 M | EA |  | 1 Year | 71.6 | 5% | 68.02
15080 | Belden Wire | 49306 | RSTS 4-288/10 M | EA |  | 1 Year | 49.95 | 5% | 47.4525
15081 | Belden Wire | 49307 | RSTS 4-288/2 M | EA |  | 1 Year | 22.35 | 5% | 21.2325
15082 | Belden Wire | 50329 | RKT 5B-48/10 M | EA |  | 1 Year | 45.5 | 5% | 43.225
15083 | Belden Wire | 50616 | RKFM 8/20/0,5 M | EA |  | 1 Year | 15.045 | 5% | 14.2927
15084 | Belden Wire | 51052 | RKMV 4-07/3 M | EA |  | 1 Year | 14.0366 | 5% | 13.3348
15085 | Belden Wire | 51248 | RKTS 5-298/15 M | EA |  | 1 Year | 75.45 | 5% | 71.6775
15086 | Belden Wire | 53647 | RSC 190/9 single package of 1 | EA |  | 1 Year | 62.2545 | 5% | 59.1418
15087 | Belden Wire | 54285 | 0970 PSL 123 | EA |  | 1 Year | 716.2 | 5% | 680.39
15088 | Belden Wire | 55222 | RKT 8-282/15 M | EA |  | 1 Year | 72.7 | 5% | 69.065
15089 | Belden Wire | 55986 | ASB 2-RKMWV 3-224/2 M | EA |  | 1 Year | 53.5185 | 5% | 50.8426
15090 | Belden Wire | 56875 | RST 3-RKT/LED A 4-3-224/1,5 M | EA |  | 1 Year | 30.7256 | 5% | 29.1893
15091 | Belden Wire | 57246 | RKU A 6-203/15 M | EA |  | 1 Year | 107.25 | 5% | 101.8875
15092 | Belden Wire | 57270 | RST 4-RKT/LED F 4-225/3 M | EA |  | 1 Year | 35.91 | 5% | 34.1145
15093 | Belden Wire | 57380 | RSTS 5-RKTS 5-298/0,6 M | EA |  | 1 Year | 34.376 | 5% | 32.6572
15094 | Belden Wire | 58732 | RKMV 3-264/5 M | EA |  | 1 Year | 21.425 | 5% | 20.3537
15095 | Belden Wire | 58828 | RSTS 5-RKTS 5-298/1 M | EA |  | 1 Year | 35.96 | 5% | 34.162
15096 | Belden Wire | 58836 | RKCQ 4/7 Package of 5 | 5S |  | 1 Year | 51.45 | 5% | 48.8775
15097 | Belden Wire | 58838 | RSCQ 4/7 single package of 1 | EA |  | 1 Year | 10.29 | 5% | 9.7755
15098 | Belden Wire | 58883 | 0935 253 101/4 M | EA |  | 1 Year | 47.295 | 5% | 44.9303
15099 | Belden Wire | 59203 | RKMWV 4-225/3 M | EA |  | 1 Year | 17.07 | 5% | 16.2165
15100 | Belden Wire | 59922 | RSCS 8/9 single package of 1 | EA |  | 1 Year | 40.7 | 5% | 38.665
15101 | Belden Wire | 59923 | RKCS 8/9 single package of 1 | EA |  | 1 Year | 40.7968 | 5% | 38.757
15102 | Belden Wire | 60120 | 0976 PFC 102 | EA |  | 1 Year | 29.67 | 5% | 28.1865
15103 | Belden Wire | 60121 | 0976 PMC 102 | EA |  | 1 Year | 29.57 | 5% | 28.0915
15104 | Belden Wire | 60710 | RKUE 19-242/5 M | EA |  | 1 Year | 124.85 | 5% | 118.6075
15105 | Belden Wire | 60711 | RKWUE 19-242/10 M | EA |  | 1 Year | 187.6 | 5% | 178.22
15106 | Belden Wire | 60878 | ASB 6 5-4-330/15 M | EA |  | 1 Year | 155.1 | 5% | 147.345
15107 | Belden Wire | 61039 | ASB 8/LED 5-4-331/2 M | EA |  | 1 Year | 120.27 | 5% | 114.2565
15108 | Belden Wire | 61629 | RSTS 5-RKTS 5-298/2 M | EA |  | 1 Year | 39.92 | 5% | 37.924
15109 | Belden Wire | 61630 | RSTS 5-RKTS 5-298/5 M | EA |  | 1 Year | 51.8 | 5% | 49.21
15110 | Belden Wire | 62150 | 0935 253 301/5 M | EA |  | 1 Year | 57.03 | 5% | 54.1785
15111 | Belden Wire | 62978 | RKT 8-6-337/10 M | EA |  | 1 Year | 58.3 | 5% | 55.385
15112 | Belden Wire | 63296 | 0935 253 103/0,6 M | EA |  | 1 Year | 27.3483 | 5% | 25.9809
15113 | Belden Wire | 64219 | RKWT 4-225/3 M | EA |  | 1 Year | 17.83 | 5% | 16.9385
15114 | Belden Wire | 64229 | RKWT 5-228/3 M | EA |  | 1 Year | 22.6 | 5% | 21.47
15115 | Belden Wire | 64550 | RST 8-RKT 8-282/1 M | EA |  | 1 Year | 32.793 | 5% | 31.1533
15116 | Belden Wire | 65351 | ASBM 4/LED 3-343/15 M | EA |  | 1 Year | 140.31 | 5% | 133.2945
15117 | Belden Wire | 66464 | 0985 342 100/20 M | EA |  | 1 Year | 153.4 | 5% | 145.73
15118 | Belden Wire | 67255 | SBS 4/LED 3 ESD | EA |  | 1 Year | 55.1 | 5% | 52.345
15119 | Belden Wire | 68836 | 0986 EFC 151 A | EA |  | 1 Year | 15 | 5% | 14.25
15120 | Belden Wire | 68942 | ASB 8 5-4-331/15 M | EA |  | 1 Year | 169.88 | 5% | 161.386
15121 | Belden Wire | 69225 | RSCQ 4/9 package of 5 | 5S |  | 1 Year | 51.45 | 5% | 48.8775
15122 | Belden Wire | 69507 | RKCQ 4/9 Package of 5 | 5S |  | 1 Year | 51.45 | 5% | 48.8775
15123 | Belden Wire | 71246 | 0935 253 102/1 M | EA |  | 1 Year | 35.385 | 5% | 33.6157
15124 | Belden Wire | 71292 | RKWT 4-3-260/10 M | EA |  | 1 Year | 38.32 | 5% | 36.404
15125 | Belden Wire | 74050 | ZKS 1 | EA |  | 1 Year | 3.52 | 5% | 3.344
15126 | Belden Wire | 74051 | ZKS 2 | EA |  | 1 Year | 1.27 | 5% | 1.2065
15127 | Belden Wire | 74509 | 0905 356 312/1 M | EA |  | 1 Year | 41.43 | 5% | 39.3585
15128 | Belden Wire | 74902 | 0910 ASL 134 | EA |  | 1 Year | 394 | 5% | 374.3
15129 | Belden Wire | 74903 | 0910 ASL 135 | EA |  | 1 Year | 238.1505 | 5% | 226.243
15130 | Belden Wire | 75929 | RST 8-RKT 8-282/3 M | EA |  | 1 Year | 45.94 | 5% | 43.643
15131 | Belden Wire | 78931 | RKFM 4/20/1,5 M | EA |  | 1 Year | 17.34 | 5% | 16.473
15132 | Belden Wire | 81043 | ASBVK 8/LED 5 | EA |  | 1 Year | 157.42 | 5% | 149.549
15133 | Belden Wire | 81914 | 0905 204 301/15 M | EA |  | 1 Year | 135.29 | 5% | 128.5255
15134 | Belden Wire | 84233 | RKT 12-346/15 M | EA |  | 1 Year | 107.75 | 5% | 102.3625
15135 | Belden Wire | 84634 | RSC-F 190/13,5 single pk of 1 | EA |  | 1 Year | 73.25 | 5% | 69.5875
15136 | Belden Wire | 86153 | RKFM 12/0,5 M | EA |  | 1 Year | 34.68 | 5% | 32.946
15137 | Belden Wire | 86915 | 0975 254 104/0,6 M | EA |  | 1 Year | 93.876 | 5% | 89.1822
15138 | Belden Wire | 87040 | 0942 UEM 650 | EA |  | 1 Year | 278.0085 | 5% | 264.1081
15139 | Belden Wire | 87043 | 0942 UEM 651 | EA |  | 1 Year | 314.28 | 5% | 298.566
15140 | Belden Wire | 88666 | 0905 356 312/5 M | EA |  | 1 Year | 69.22 | 5% | 65.759
15141 | Belden Wire | 88735 | RST 5-RKWT/LED R 5-259/1 M | EA |  | 1 Year | 29.88 | 5% | 28.386
15142 | Belden Wire | 91267 | MS BAG(4)91265&91266 DBR | EA |  | 1 Year | 1.73 | 5% | 1.6435
15143 | Belden Wire | 92356 | 0942 UEM 600 | EA |  | 1 Year | 335.556 | 5% | 318.7782
15144 | Belden Wire | 93198 | 0942 UEM 701 | EA |  | 1 Year | 350.532 | 5% | 333.0054
15145 | Belden Wire | 93199 | 0942 UEM 700 | EA |  | 1 Year | 496.4925 | 5% | 471.6679
15146 | Belden Wire | 93201 | 0942 UEM 601 | EA |  | 1 Year | 204.1095 | 5% | 193.904
15147 | Belden Wire | 98834 | RSTS 8-299/15 M | EA |  | 1 Year | 92.95 | 5% | 88.3025
15148 | Belden Wire | 99770 | 0905 356 312/2 M | EA |  | 1 Year | 48.34 | 5% | 45.923
15149 | Belden Wire | 99771 | 0905 356 312/10 M | EA |  | 1 Year | 104.22 | 5% | 99.009
15150 | Belden Wire | 102076 | 0942 UEM 630 | EA |  | 1 Year | 230.7375 | 5% | 219.2006
15151 | Belden Wire | 102080 | 0942 UEM 631 | EA |  | 1 Year | 306 | 5% | 290.7
15152 | Belden Wire | 103590 | RKT 12-346/5 M | EA |  | 1 Year | 85.975 | 5% | 81.6762
15153 | Belden Wire | 104142 | RKT 12-346/10 M | EA |  | 1 Year | 95.625 | 5% | 90.8438
15154 | Belden Wire | 104584 | 0986 EFC 105 | EA |  | 1 Year | 38.36 | 5% | 36.442
15155 | Belden Wire | 104872 | 0942 UEM 670 | EA |  | 1 Year | 324 | 5% | 307.8
15156 | Belden Wire | 105165 | 0942 UEM 780/5 M | EA |  | 1 Year | 341.187 | 5% | 324.1277
15157 | Belden Wire | 105578 | ASBV 4 4-3-256/10 M | EA |  | 1 Year | 115 | 5% | 109.25
15158 | Belden Wire | 105729 | RKT 12-346/2 M | EA |  | 1 Year | 50.35 | 5% | 47.8325
15159 | Belden Wire | 106316 | RST 12-RKT 12-346/5 M | EA |  | 1 Year | 70.98 | 5% | 67.431
15160 | Belden Wire | 107003 | 0985 342 100/35 M | EA |  | 1 Year | 236.95 | 5% | 225.1025
15161 | Belden Wire | 107971 | 0910 ASL 438 | EA |  | 1 Year | 296.121 | 5% | 281.3149
15162 | Belden Wire | 108875 | RKF 8/0,08 P13 | EA |  | 1 Year | 19.56 | 5% | 18.582
15163 | Belden Wire | 109471 | 0986 EMC 105 | EA |  | 1 Year | 25 | 5% | 23.75
15164 | Belden Wire | 109517 | 0976 PMC 514 | EA |  | 1 Year | 82.7009 | 5% | 78.5659
15165 | Belden Wire | 109518 | 0976 PMC 515 | EA |  | 1 Year | 68.7693 | 5% | 65.3308
15166 | Belden Wire | 109519 | 0976 PMC 512 | EA |  | 1 Year | 78.2229 | 5% | 74.3118
15167 | Belden Wire | 109627 | 0980 ESL 710 | EA |  | 1 Year | 672.14 | 5% | 638.533
15168 | Belden Wire | 109628 | 0980 ESL 700 | EA |  | 1 Year | 672.14 | 5% | 638.533
15169 | Belden Wire | 109629 | 0980 ESL 701 | EA |  | 1 Year | 610.32 | 5% | 579.804
15170 | Belden Wire | 109630 | 0980 ESL 711 | EA |  | 1 Year | 610.32 | 5% | 579.804
15171 | Belden Wire | 109969 | 0986 EFC 107 | EA |  | 1 Year | 42.26 | 5% | 40.147
15172 | Belden Wire | 304653 | STEM INSERT | EA |  | 1 Year | 1.81 | 5% | 1.7195
15173 | Belden Wire | 717017 | F-MALE PUSH-ON TEST CONNECTOR | EA |  | 1 Year | 52.35 | 5% | 49.7325
15174 | Belden Wire | 4020004 | XL TELCO MBGC 10/PACK UOM:PK | EA |  | 1 Year | 174.75 | 5% | 166.0125
15175 | Belden Wire | 5306101 | ASSY COVER/GUARD-BODY | EA |  | 1 Year | 16.25 | 5% | 15.4375
15176 | Belden Wire | 6004617 | SPRING .250 X 1 | EA |  | 1 Year | 3.72 | 5% | 3.534
15177 | Belden Wire | 8240070 | SCREW, *5897-051387 | EA |  | 1 Year | 1.15 | 5% | 1.0925
15178 | Belden Wire | 10540106 | STUD | EA |  | 1 Year | 0.05 | 5% | 0.0475
15179 | Belden Wire | 23410013 | HH 8 U 4 PR 24 SOLID DPC | EA |  | 1 Year | 124.9126 | 5% | 118.667
15180 | Belden Wire | 23410032 | HH 12 U 4 PR 24 SOLID DP | EA |  | 1 Year | 150.7821 | 5% | 143.243
15181 | Belden Wire | 23410033 | HH 12 U 4 PR 24 SOLID DP | EA |  | 1 Year | 187.1816 | 5% | 177.8225
15182 | Belden Wire | 23498077 | 4 PR 24 SOLID (7FT) GREY | EA |  | 1 Year | 3.867 | 5% | 3.6736
15183 | Belden Wire | 23498105 | 4 PR 24 SOLID (10FT) GRE | EA |  | 1 Year | 3.4277 | 5% | 3.2563
15184 | Belden Wire | 23498107 | 4 PR 24 SOLID (10FT) GRE | EA |  | 1 Year | 4.1991 | 5% | 3.9891
15185 | Belden Wire | 23498155 | 4 PR 24 SOLID (15FT) GRE | EA |  | 1 Year | 4.0598 | 5% | 3.8568
15186 | Belden Wire | 23498255 | 4 PR 24 SOLID (25FT) GRE | EA |  | 1 Year | 5.2596 | 5% | 4.9966
15187 | Belden Wire | 23498257 | 4 PR 24 SOLID (25FT) GRE | EA |  | 1 Year | 5.7739 | 5% | 5.4852
15188 | Belden Wire | 23498355 | 4 PR 24 SOLID (35FT) GRE | EA |  | 1 Year | 6.513 | 5% | 6.1873
15189 | Belden Wire | 23498505 | 4 PR 24 SOLID (50FT) GRE | EA |  | 1 Year | 8.3554 | 5% | 7.9376
15190 | Belden Wire | 23498507 | 4 PR 24 SOLID (50FT) GRE | EA |  | 1 Year | 8.6553 | 5% | 8.2225
15191 | Belden Wire | 23498995 | 4 PR 24 SOLID (100FT) GR | EA |  | 1 Year | 15.4146 | 5% | 14.6439
15192 | Belden Wire | 23558059 | 4 PR 24 STRD (5FT) GREY | EA |  | 1 Year | 5.0989 | 5% | 4.844
15193 | Belden Wire | 32100099 | PIN *092969 | EA |  | 1 Year | 0.81 | 5% | 0.7695
15194 | Belden Wire | 34150030 | SHAFT | EA |  | 1 Year | 0.15 | 5% | 0.1425
15195 | Belden Wire | 034550186 | SEAT | EA |  | 1 Year | 0.55 | 5% | 0.5225
15196 | Belden Wire | 034760205 | PLUNGER *3-10-69 | EA |  | 1 Year | 1.4259 | 5% | 1.3546
15197 | Belden Wire | 081870217 | PLUNGER | EA |  | 1 Year | 0.7 | 5% | 0.665
15198 | Belden Wire | 089360415 | PLUNGER, *3162-082879 | EA |  | 1 Year | 0.78 | 5% | 0.741
15199 | Belden Wire | 89360415 | PLUNGER, *3162-082879 | EA |  | 1 Year | 0.9856 | 5% | 0.93632
15200 | Belden Wire | 300000108 | ZMS 19 | EA |  | 1 Year | 55.1145 | 5% | 52.3588
15201 | Belden Wire | 315007040 | STOP *5897-051387 | EA |  | 1 Year | 0.47 | 5% | 0.4465
15202 | Belden Wire | 315137005 | PLUNGER | EA |  | 1 Year | 1.3345 | 5% | 1.2678
15203 | Belden Wire | 315137007 | RETAINER | EA |  | 1 Year | 0.9173 | 5% | 0.87143
15204 | Belden Wire | 404117002 | PLUNGER | EA |  | 1 Year | 0.5122 | 5% | 0.48659
15205 | Belden Wire | 404117003 | BUSH | EA |  | 1 Year | 0.1729 | 5% | 0.16425
15206 | Belden Wire | 410007003 | BUSH | EA |  | 1 Year | 0.1729 | 5% | 0.16425
15207 | Belden Wire | 410007006 | PISTON | EA |  | 1 Year | 0.9891 | 5% | 0.93964
15208 | Belden Wire | 410007994 | SPL. BUSHING | EA |  | 1 Year | 0.2867 | 5% | 0.27237
15209 | Belden Wire | 410017002 | PLUNGER | EA |  | 1 Year | 1.2216 | 5% | 1.1605
15210 | Belden Wire | 410017996 | SPECIAL DIRECTAIR SPOOL | EA |  | 1 Year | 1 | 5% | 0.95
15211 | Belden Wire | 410117002 | NUT | EA |  | 1 Year | 0.4496 | 5% | 0.42712
15212 | Belden Wire | 410117003 | PLUNGER, *7887-113093 | EA |  | 1 Year | 0.6727 | 5% | 0.63906
15213 | Belden Wire | 410217003 | PIN | EA |  | 1 Year | 0.3755 | 5% | 0.35672
15214 | Belden Wire | 410217005 | ROLLER | EA |  | 1 Year | 0.3995 | 5% | 0.37953
15215 | Belden Wire | 410217007 | PLUNGER, *7471-050192 | EA |  | 1 Year | 2.3118 | 5% | 2.1962
15216 | Belden Wire | 410417001 | PLUNGER, *7258-081391 | EA |  | 1 Year | 1.1427 | 5% | 1.0856
15217 | Belden Wire | 410817001 | PLUNGER, *9360-031601 | EA |  | 1 Year | 0.5362 | 5% | 0.50939
15218 | Belden Wire | 410817003 | CAP NUT | EA |  | 1 Year | 0.4798 | 5% | 0.45581
15219 | Belden Wire | 410937002 | SPOOL *8914-070298 | EA |  | 1 Year | 1.3813 | 5% | 1.3122
15220 | Belden Wire | 414007002 | SPOOL, *8914 | EA |  | 1 Year | 1.2127 | 5% | 1.1521
15221 | Belden Wire | 414017002 | SPOOL | EA |  | 1 Year | 1.1947 | 5% | 1.135
15222 | Belden Wire | 414937002 | SPOOL *8914-070298 | EA |  | 1 Year | 1.3844 | 5% | 1.3152
15223 | Belden Wire | 420007012 | HOUSING | EA |  | 1 Year | 2.36 | 5% | 2.242
15224 | Belden Wire | 420007015 | PIN | EA |  | 1 Year | 0.9 | 5% | 0.855
15225 | Belden Wire | 500000002 | RK 120M-654/20F | EA |  | 1 Year | 103.0273 | 5% | 97.8759
15226 | Belden Wire | 500000004 | RK 100M-652/12F | EA |  | 1 Year | 83.0995 | 5% | 78.9445
15227 | Belden Wire | 500000005 | RK 100M-652/20F | EA |  | 1 Year | 101.2459 | 5% | 96.1836
15228 | Belden Wire | 500000013 | RK 70M-649/12F | EA |  | 1 Year | 82.06 | 5% | 77.957
15229 | Belden Wire | 500000018 | RK 70M-649/20F | EA |  | 1 Year | 104.7 | 5% | 99.465
15230 | Belden Wire | 500000020 | RK 80M-650/20F | EA |  | 1 Year | 108.7 | 5% | 103.265
15231 | Belden Wire | 500000030 | RSRK 901M-623/12F | EA |  | 1 Year | 174.7915 | 5% | 166.0519
15232 | Belden Wire | 500000031 | RSC 501/16 single pack of 1 | EA |  | 1 Year | 25.86 | 5% | 24.567
15233 | Belden Wire | 500000038 | RK 90M-623/30F | EA |  | 1 Year | 218.4574 | 5% | 207.5345
15234 | Belden Wire | 500000042 | RK 120M-654/30F | EA |  | 1 Year | 125.131 | 5% | 118.8744
15235 | Belden Wire | 500000062 | RSUF 19-242/10 M | EA |  | 1 Year | 187.5 | 5% | 178.125
15236 | Belden Wire | 500000063 | RSC 401/13.5 single pack of 1 | EA |  | 1 Year | 23.34 | 5% | 22.173
15237 | Belden Wire | 500000068 | RK 60B-696/20F | EA |  | 1 Year | 175.1488 | 5% | 166.3914
15238 | Belden Wire | 500000069 | RK 60B-696/30F | EA |  | 1 Year | 239.1732 | 5% | 227.2145
15239 | Belden Wire | 500000072 | RK 30-619/20F | EA |  | 1 Year | 64.1098 | 5% | 60.9043
15240 | Belden Wire | 500000073 | RKW 30-619/20F | EA |  | 1 Year | 64.1098 | 5% | 60.9043
15241 | Belden Wire | 500000078 | RSF 60B-696/1F | EA |  | 1 Year | 58 | 5% | 55.1
15242 | Belden Wire | 500000128 | RSRK 801M-698/6F | EA |  | 1 Year | 149.52 | 5% | 142.044
15243 | Belden Wire | 500000143 | RK 90M-623/15F | EA |  | 1 Year | 136.6087 | 5% | 129.7783
15244 | Belden Wire | 500000151 | RK 70M-649/30F | EA |  | 1 Year | 133 | 5% | 126.35
15245 | Belden Wire | 500000155 | RK 50-04/2 M | EA |  | 1 Year | 28.575 | 5% | 27.1462
15246 | Belden Wire | 500000162 | RKF 30-695/2M | EA |  | 1 Year | 20.752 | 5% | 19.7144
15247 | Belden Wire | 500000166 | RKF 50-694/0.3M | EA |  | 1 Year | 24.948 | 5% | 23.7006
15248 | Belden Wire | 500000175 | RKC 30/13,5 single pk of 1 | EA |  | 1 Year | 21.64 | 5% | 20.558
15249 | Belden Wire | 500000176 | RKV | EA |  | 1 Year | 9.7202 | 5% | 9.2342
15250 | Belden Wire | 500000177 | RKC 120/13,5 single pk of 1 | EA |  | 1 Year | 38.1818 | 5% | 36.2727
15251 | Belden Wire | 500000178 | RKC 190/13,5 single pk of 1 | EA |  | 1 Year | 54.0691 | 5% | 51.3656
15252 | Belden Wire | 500000186 | RKCW 190/13,5 single pk of 1 | EA |  | 1 Year | 122.415 | 5% | 116.2943
15253 | Belden Wire | 500000187 | RKCW 120/13,5 single pk of 1 | EA |  | 1 Year | 97.6054 | 5% | 92.7251
15254 | Belden Wire | 500000193 | RSF 20-603/0.3M | EA |  | 1 Year | 14.39 | 5% | 13.6705
15255 | Belden Wire | 500000202 | RSF 30/11-05 | EA |  | 1 Year | 15.9393 | 5% | 15.1423
15256 | Belden Wire | 500000208 | RSF 50/11-04 | EA |  | 1 Year | 18.0705 | 5% | 17.167
15257 | Belden Wire | 500000210 | RSC 30/11 single package of 1 | EA |  | 1 Year | 21.54 | 5% | 20.463
15258 | Belden Wire | 500000211 | RSC 30/13,5 single pk of 1 | EA |  | 1 Year | 21.5372 | 5% | 20.4603
15259 | Belden Wire | 500000212 | RSKF 11 | EA |  | 1 Year | 0.6212 | 5% | 0.59014
15260 | Belden Wire | 500000214 | RSC 301/13.5 single pk of 1 | EA |  | 1 Year | 21.5372 | 5% | 20.4603
15261 | Belden Wire | 500000219 | RKF 301-638/1F | EA |  | 1 Year | 17.0389 | 5% | 16.187
15262 | Belden Wire | 500000220 | RKF 401-639/1F | EA |  | 1 Year | 14.9 | 5% | 14.155
15263 | Belden Wire | 500000225 | RKF 501-677/1F | EA |  | 1 Year | 16.0121 | 5% | 15.2115
15264 | Belden Wire | 500000228 | RSRK 20-603/2M | EA |  | 1 Year | 37.8 | 5% | 35.91
15265 | Belden Wire | 500000229 | RSC 401/9 single package of 1 | EA |  | 1 Year | 23.34 | 5% | 22.173
15266 | Belden Wire | 500000239 | RSV | EA |  | 1 Year | 7.9267 | 5% | 7.5304
15267 | Belden Wire | 500000245 | RSRK 201-678/12F | EA |  | 1 Year | 47.2488 | 5% | 44.8864
15268 | Belden Wire | 500000246 | RSRK 201-678/20F | EA |  | 1 Year | 57.6146 | 5% | 54.7339
15269 | Belden Wire | 500000269 | RSRK 301-688/12F | EA |  | 1 Year | 43.9 | 5% | 41.705
15270 | Belden Wire | 500000271 | RSRK 301-688/6F | EA |  | 1 Year | 34.9 | 5% | 33.155
15271 | Belden Wire | 500000290 | RSRK 30-601/1M | EA |  | 1 Year | 35.11 | 5% | 33.3545
15272 | Belden Wire | 500000291 | RSRK 30-601/2M | EA |  | 1 Year | 38.32 | 5% | 36.404
15273 | Belden Wire | 500000293 | RKF 20-603/0.3M | EA |  | 1 Year | 25.2539 | 5% | 23.9912
15274 | Belden Wire | 500000296 | RK 20-678/12F | EA |  | 1 Year | 31.4488 | 5% | 29.8764
15275 | Belden Wire | 500000297 | RK 20-678/20F | EA |  | 1 Year | 41.8146 | 5% | 39.7239
15276 | Belden Wire | 500000319 | RKW 20-678/6F | EA |  | 1 Year | 23.6744 | 5% | 22.4907
15277 | Belden Wire | 500000320 | RKW 20-678/12F | EA |  | 1 Year | 31.4488 | 5% | 29.8764
15278 | Belden Wire | 500000321 | RKW 20-678/20F | EA |  | 1 Year | 41.8146 | 5% | 39.7239
15279 | Belden Wire | 500000344 | RSF 30-638/1F | EA |  | 1 Year | 11.25 | 5% | 10.6875
15280 | Belden Wire | 500000345 | RSF 30-641/1F | EA |  | 1 Year | 10.6596 | 5% | 10.1266
15281 | Belden Wire | 500000346 | RSF 40-639/1F | EA |  | 1 Year | 12.8863 | 5% | 12.242
15282 | Belden Wire | 500000347 | RSF 50-677/1F | EA |  | 1 Year | 14.0956 | 5% | 13.3908
15283 | Belden Wire | 500000351 | RSF 50-690/1F | EA |  | 1 Year | 12.1111 | 5% | 11.5055
15284 | Belden Wire | 500000352 | RSF 30-695/0.3M | EA |  | 1 Year | 9.4802 | 5% | 9.0062
15285 | Belden Wire | 500000353 | RSF 40-693/0.3M | EA |  | 1 Year | 10.7957 | 5% | 10.2559
15286 | Belden Wire | 500000354 | RSF 50-694/0.3M | EA |  | 1 Year | 14.0998 | 5% | 13.3948
15287 | Belden Wire | 500000356 | RS-TU | EA |  | 1 Year | 5.5226 | 5% | 5.2465
15288 | Belden Wire | 500000358 | RS-TU C | EA |  | 1 Year | 17.645 | 5% | 16.7628
15289 | Belden Wire | 500000359 | RS-TU B | EA |  | 1 Year | 15.5018 | 5% | 14.7267
15290 | Belden Wire | 500000454 | RK 30-688/12F | EA |  | 1 Year | 28 | 5% | 26.6
15291 | Belden Wire | 500000455 | RK 30-688/15F | EA |  | 1 Year | 31 | 5% | 29.45
15292 | Belden Wire | 500000480 | RK 40-689/12F | EA |  | 1 Year | 31.65 | 5% | 30.0675
15293 | Belden Wire | 500000481 | RK 40-689/15F | EA |  | 1 Year | 35.4 | 5% | 33.63
15294 | Belden Wire | 500000485 | RS 201-678/12F | EA |  | 1 Year | 31.3488 | 5% | 29.7814
15295 | Belden Wire | 500000486 | RS 201-678/6F | EA |  | 1 Year | 23.5744 | 5% | 22.3957
15296 | Belden Wire | 500000513 | RSC 50/11 single package of 1 | EA |  | 1 Year | 25.86 | 5% | 24.567
15297 | Belden Wire | 500000514 | RSC 50/13,5 single pack of 1 | EA |  | 1 Year | 25.86 | 5% | 24.567
15298 | Belden Wire | 500000515 | RSC 50/9 single package of 1 | EA |  | 1 Year | 25.86 | 5% | 24.567
15299 | Belden Wire | 500000516 | RKC 50/9 (sold as single) | EA |  | 1 Year | 25.96 | 5% | 24.662
15300 | Belden Wire | 500000517 | RKC 50/11 single package of 1 | EA |  | 1 Year | 25.96 | 5% | 24.662
15301 | Belden Wire | 500000518 | RSC 50/16 single package of 1 | EA |  | 1 Year | 25.86 | 5% | 24.567
15302 | Belden Wire | 500000519 | RKC 50/16 single package of 1 | EA |  | 1 Year | 25.96 | 5% | 24.662
15303 | Belden Wire | 500000520 | RKC 30/11 single package of 1 | EA |  | 1 Year | 21.64 | 5% | 20.558
15304 | Belden Wire | 500000521 | RKC 50/13,5 single pk of 1 | EA |  | 1 Year | 25.96 | 5% | 24.662
15305 | Belden Wire | 500000522 | RSC 501/13,5 single pack of 1 | EA |  | 1 Year | 25.86 | 5% | 24.567
15306 | Belden Wire | 500000523 | RSC 501/9 single pack of 1 | EA |  | 1 Year | 25.86 | 5% | 24.567
15307 | Belden Wire | 500000524 | RSC 40/9 single package of 1 | EA |  | 1 Year | 23.34 | 5% | 22.173
15308 | Belden Wire | 500000525 | RKC 40/9 single package of 1 | EA |  | 1 Year | 23.44 | 5% | 22.268
15309 | Belden Wire | 500000526 | RSC 40/16 single package of 1 | EA |  | 1 Year | 23.34 | 5% | 22.173
15310 | Belden Wire | 500000527 | RSC 40/13,5 single pack of 1 | EA |  | 1 Year | 23.34 | 5% | 22.173
15311 | Belden Wire | 500000528 | RSC 40/11 single package of 1 | EA |  | 1 Year | 23.34 | 5% | 22.173
15312 | Belden Wire | 500000529 | RKC 40/16 single package of 1 | EA |  | 1 Year | 23.44 | 5% | 22.268
15313 | Belden Wire | 500000530 | RKC 40/13,5 single pk of 1 | EA |  | 1 Year | 23.44 | 5% | 22.268
15314 | Belden Wire | 500000531 | RKC 40/11 single package of 1 | EA |  | 1 Year | 23.44 | 5% | 22.268
15315 | Belden Wire | 500000532 | RSC 30/9 single package of 1 | EA |  | 1 Year | 21.5372 | 5% | 20.4603
15316 | Belden Wire | 500000533 | RKC 30/9 single package of 1 | EA |  | 1 Year | 21.64 | 5% | 20.558
15317 | Belden Wire | 500000534 | RSC 30/16 single package of 1 | EA |  | 1 Year | 21.5372 | 5% | 20.4603
15318 | Belden Wire | 500000535 | RKC 30/16 single pk of 1 | EA |  | 1 Year | 21.64 | 5% | 20.558
15319 | Belden Wire | 500000538 | RK 60A-697/12F | EA |  | 1 Year | 106.1488 | 5% | 100.8414
15320 | Belden Wire | 500000539 | RK 60A-697/20F | EA |  | 1 Year | 153.5146 | 5% | 145.8389
15321 | Belden Wire | 500000540 | RK 60A-697/30F | EA |  | 1 Year | 212.722 | 5% | 202.0859
15322 | Belden Wire | 500000541 | RK 60A-697/6F | EA |  | 1 Year | 70.6244 | 5% | 67.0932
15323 | Belden Wire | 500000545 | RK 60B-696/6F | EA |  | 1 Year | 85.5146 | 5% | 81.2389
15324 | Belden Wire | 500000546 | RKF 801M-698/1F | EA |  | 1 Year | 64.4287 | 5% | 61.2073
15325 | Belden Wire | 500000548 | RK 80M-698/20F | EA |  | 1 Year | 203.5 | 5% | 193.325
15326 | Belden Wire | 500000549 | RK 80M-698/30F | EA |  | 1 Year | 279.2 | 5% | 265.24
15327 | Belden Wire | 500000552 | RK 100M-699/20F | EA |  | 1 Year | 167.3434 | 5% | 158.9762
15328 | Belden Wire | 500000554 | RSF 100M-699/1F | EA |  | 1 Year | 44.3654 | 5% | 42.1471
15329 | Belden Wire | 500000555 | RSRK 1001M-699/12F | EA |  | 1 Year | 178.538 | 5% | 169.6111
15330 | Belden Wire | 500000557 | RSRK 1001M-699/6F | EA |  | 1 Year | 145.099 | 5% | 137.844
15331 | Belden Wire | 500000568 | RKF 1201M-624/2F | EA |  | 1 Year | 63 | 5% | 59.85
15332 | Belden Wire | 500000569 | RSRK 601A-697/12F | EA |  | 1 Year | 154.1488 | 5% | 146.4414
15333 | Belden Wire | 500000570 | RSRK 801M-698/20F | EA |  | 1 Year | 255.5 | 5% | 242.725
15334 | Belden Wire | 500000574 | RK 70M-622/12F | EA |  | 1 Year | 158.74 | 5% | 150.803
15335 | Belden Wire | 500000600 | RK 120M-654/12F | EA |  | 1 Year | 85.3444 | 5% | 81.0772
15336 | Belden Wire | 500000601 | RKF 1201M-624/1F | EA |  | 1 Year | 60.7824 | 5% | 57.7433
15337 | Belden Wire | 500000614 | RSF 120M-624/1F | EA |  | 1 Year | 47.6518 | 5% | 45.2692
15338 | Belden Wire | 500000616 | RK 20-603/2M | EA |  | 1 Year | 22 | 5% | 20.9
15339 | Belden Wire | 500000617 | RK 20-603/5M | EA |  | 1 Year | 31.15 | 5% | 29.5925
15340 | Belden Wire | 500000620 | RK 30-601/5M | EA |  | 1 Year | 32.05 | 5% | 30.4475
15341 | Belden Wire | 500000702 | RSF 120M-624/3F | EA |  | 1 Year | 53.2362 | 5% | 50.5744
15342 | Belden Wire | 500000703 | RK 120M-676/15M | EA |  | 1 Year | 223.22 | 5% | 212.059
15343 | Belden Wire | 500000704 | RK 120M-676/10M | EA |  | 1 Year | 168.42 | 5% | 159.999
15344 | Belden Wire | 500000705 | RK 120M-676/20M | EA |  | 1 Year | 278.02 | 5% | 264.119
15345 | Belden Wire | 500000714 | RS 30-601/2M | EA |  | 1 Year | 22.32 | 5% | 21.204
15346 | Belden Wire | 500000721 | RK 120M-676/5M | EA |  | 1 Year | 113.62 | 5% | 107.939
15347 | Belden Wire | 500000729 | RK 120M-676/20F | EA |  | 1 Year | 131.9317 | 5% | 125.3351
15348 | Belden Wire | 500000737 | RSF 70M-622/3F | EA |  | 1 Year | 42.6361 | 5% | 40.5043
15349 | Belden Wire | 500000745 | RK 190M-669/20M | EA |  | 1 Year | 453.7 | 5% | 431.015
15350 | Belden Wire | 500000746 | RK 190M-669/15M | EA |  | 1 Year | 359.3 | 5% | 341.335
15351 | Belden Wire | 500000747 | RK 190M-669/5M | EA |  | 1 Year | 170.5 | 5% | 161.975
15352 | Belden Wire | 500000748 | RK 190M-669/10M | EA |  | 1 Year | 264.9 | 5% | 251.655
15353 | Belden Wire | 500000751 | RSRK 701M-622/3F | EA |  | 1 Year | 123.76 | 5% | 117.572
15354 | Belden Wire | 500000752 | RSRK 701M-622/6F | EA |  | 1 Year | 151.42 | 5% | 143.849
15355 | Belden Wire | 500000774 | RK 70M-622/15F | EA |  | 1 Year | 186.4 | 5% | 177.08
15356 | Belden Wire | 500000786 | RKF 501-642/3F | EA |  | 1 Year | 13.4411 | 5% | 12.769
15357 | Belden Wire | 500000790 | RKF 701M-622/1F | EA |  | 1 Year | 58.1312 | 5% | 55.2246
15358 | Belden Wire | 500000791 | RSW 201-678/20F | EA |  | 1 Year | 41.7146 | 5% | 39.6289
15359 | Belden Wire | 500000851 | RK 30-645/10M | EA |  | 1 Year | 67.8 | 5% | 64.41
15360 | Belden Wire | 500000852 | RS 20-603/2M | EA |  | 1 Year | 21.9 | 5% | 20.805
15361 | Belden Wire | 500000855 | RSRK 1201M-676/5M | EA |  | 1 Year | 160.2762 | 5% | 152.2624
15362 | Belden Wire | 500000856 | RSRK 1201M-676/10M | EA |  | 1 Year | 215.783 | 5% | 204.9938
15363 | Belden Wire | 500000857 | RSRK 1901M-669/10M | EA |  | 1 Year | 340.9 | 5% | 323.855
15364 | Belden Wire | 500000858 | RSRK 1901M-669/2M | EA |  | 1 Year | 189.86 | 5% | 180.367
15365 | Belden Wire | 500000860 | 75048-007-01 | EA |  | 1 Year | 65.5483 | 5% | 62.2709
15366 | Belden Wire | 500000861 | 888M-M12AE-0F5 | EA |  | 1 Year | 46.64 | 5% | 44.308
15367 | Belden Wire | 500000861 | 888M-M12AE-0F5 | EA |  | 1 Year | 23.32 | 5% | 22.154
15368 | Belden Wire | 500000890 | RKF 120M-676/1F | EA |  | 1 Year | 77.3285 | 5% | 73.4621
15369 | Belden Wire | 500000910 | RSW 30-601/2M | EA |  | 1 Year | 22.32 | 5% | 21.204
15370 | Belden Wire | 500000911 | RSW 30-601/5M | EA |  | 1 Year | 31.95 | 5% | 30.3525
15371 | Belden Wire | 500000912 | RSW 30-601/10M | EA |  | 1 Year | 48 | 5% | 45.6
15372 | Belden Wire | 500000913 | RSRK 30-601/0.3M | EA |  | 1 Year | 32.863 | 5% | 31.2198
15373 | Belden Wire | 500000914 | RSRK 30-601/0.6M | EA |  | 1 Year | 33.826 | 5% | 32.1347
15374 | Belden Wire | 500000921 | RSRKW 30-601/0.3M | EA |  | 1 Year | 32.863 | 5% | 31.2198
15375 | Belden Wire | 500000922 | RSRKW 30-601/0.6M | EA |  | 1 Year | 33.826 | 5% | 32.1347
15376 | Belden Wire | 500000923 | RSRKW 30-601/1M | EA |  | 1 Year | 35.11 | 5% | 33.3545
15377 | Belden Wire | 500000925 | RSRKW 30-601/2M | EA |  | 1 Year | 38.32 | 5% | 36.404
15378 | Belden Wire | 500000932 | RK 30-688/25F | EA |  | 1 Year | 41 | 5% | 38.95
15379 | Belden Wire | 500000933 | RK 30-688/30F | EA |  | 1 Year | 46 | 5% | 43.7
15380 | Belden Wire | 500000978 | RK 40-689/20F | EA |  | 1 Year | 41.65 | 5% | 39.5675
15381 | Belden Wire | 500000980 | RK 40-689/30F | EA |  | 1 Year | 54.15 | 5% | 51.4425
15382 | Belden Wire | 500001031 | RK 40-602/2M | EA |  | 1 Year | 23.15 | 5% | 21.9925
15383 | Belden Wire | 500001032 | RK 40-602/5M | EA |  | 1 Year | 32.9 | 5% | 31.255
15384 | Belden Wire | 500001033 | RK 40-602/10M | EA |  | 1 Year | 49.15 | 5% | 46.6925
15385 | Belden Wire | 500001035 | RKW 40-602/5M | EA |  | 1 Year | 32.9 | 5% | 31.255
15386 | Belden Wire | 500001038 | RK 30-619/15F | EA |  | 1 Year | 52.0823 | 5% | 49.4782
15387 | Belden Wire | 500001040 | RK 30-619/30F | EA |  | 1 Year | 88.1646 | 5% | 83.7564
15388 | Belden Wire | 500001042 | RKW 30-619/15F | EA |  | 1 Year | 52.0823 | 5% | 49.4782
15389 | Belden Wire | 500001044 | RKW 30-619/30F | EA |  | 1 Year | 88.1646 | 5% | 83.7564
15390 | Belden Wire | 500001046 | RK 60A-697/15F | EA |  | 1 Year | 123.911 | 5% | 117.7154
15391 | Belden Wire | 500001049 | RKW 60A-697/6F | EA |  | 1 Year | 70.6244 | 5% | 67.0932
15392 | Belden Wire | 500001050 | RKW 60A-697/12F | EA |  | 1 Year | 106.1488 | 5% | 100.8414
15393 | Belden Wire | 500001051 | RKW 60A-697/15F | EA |  | 1 Year | 123.911 | 5% | 117.7154
15394 | Belden Wire | 500001052 | RKW 60A-697/20F | EA |  | 1 Year | 153.5146 | 5% | 145.8389
15395 | Belden Wire | 500001054 | RKW 60A-697/30F | EA |  | 1 Year | 212.722 | 5% | 202.0859
15396 | Belden Wire | 500001144 | RK 20-678/15F | EA |  | 1 Year | 35.336 | 5% | 33.5692
15397 | Belden Wire | 500001146 | RK 20-678/30F | EA |  | 1 Year | 54.772 | 5% | 52.0334
15398 | Belden Wire | 500001147 | RKW 20-678/15F | EA |  | 1 Year | 35.336 | 5% | 33.5692
15399 | Belden Wire | 500001151 | RS 201-678/15F | EA |  | 1 Year | 35.236 | 5% | 33.4742
15400 | Belden Wire | 500001154 | RS 201-678/30F | EA |  | 1 Year | 54.672 | 5% | 51.9384
15401 | Belden Wire | 500001156 | RSW 201-678/12F | EA |  | 1 Year | 31.3488 | 5% | 29.7814
15402 | Belden Wire | 500001157 | RSW 201-678/15F | EA |  | 1 Year | 35.236 | 5% | 33.4742
15403 | Belden Wire | 500001159 | RSW 201-678/30F | EA |  | 1 Year | 54.672 | 5% | 51.9384
15404 | Belden Wire | 500001161 | RSRK 201-678/6F | EA |  | 1 Year | 39.4744 | 5% | 37.5007
15405 | Belden Wire | 500001162 | RSRK 201-678/15F | EA |  | 1 Year | 51.136 | 5% | 48.5792
15406 | Belden Wire | 500001164 | RSRK 201-678/30F | EA |  | 1 Year | 70.572 | 5% | 67.0434
15407 | Belden Wire | 500001173 | RSRKW 201-678/6F | EA |  | 1 Year | 39.4744 | 5% | 37.5007
15408 | Belden Wire | 500001174 | RSRKW 201-678/12F | EA |  | 1 Year | 47.2488 | 5% | 44.8864
15409 | Belden Wire | 500001175 | RSRKW 201-678/15F | EA |  | 1 Year | 51.136 | 5% | 48.5792
15410 | Belden Wire | 500001176 | RSRKW 201-678/20F | EA |  | 1 Year | 57.6146 | 5% | 54.7339
15411 | Belden Wire | 500001178 | RSRKW 201-678/30F | EA |  | 1 Year | 70.572 | 5% | 67.0434
15412 | Belden Wire | 500001256 | RK 80M-650/6F | EA |  | 1 Year | 69.08 | 5% | 65.626
15413 | Belden Wire | 500001257 | RK 80M-650/15F | EA |  | 1 Year | 94.55 | 5% | 89.8225
15414 | Belden Wire | 500001259 | RK 80M-650/30F | EA |  | 1 Year | 137 | 5% | 130.15
15415 | Belden Wire | 500001260 | RK 60B-696/15F | EA |  | 1 Year | 143.1366 | 5% | 135.9798
15416 | Belden Wire | 500001263 | RK 70M-622/6F | EA |  | 1 Year | 103.42 | 5% | 98.249
15417 | Belden Wire | 500001267 | RSRK 701M-622/20F | EA |  | 1 Year | 280.5 | 5% | 266.475
15418 | Belden Wire | 500001269 | RSRK 701M-622/30F | EA |  | 1 Year | 372.7 | 5% | 354.065
15419 | Belden Wire | 500001275 | RK 100M-652/30F | EA |  | 1 Year | 123.9288 | 5% | 117.7324
15420 | Belden Wire | 500001277 | RK 90M-651/6F | EA |  | 1 Year | 82.2539 | 5% | 78.1412
15421 | Belden Wire | 500001278 | RK 90M-651/15F | EA |  | 1 Year | 123.4948 | 5% | 117.3201
15422 | Belden Wire | 500001281 | RK 120M-654/6F | EA |  | 1 Year | 72.0822 | 5% | 68.4781
15423 | Belden Wire | 500001287 | RK 120M-676/25F | EA |  | 1 Year | 142.3566 | 5% | 135.2388
15424 | Belden Wire | 500001291 | RSRK 120M-676/15F | EA |  | 1 Year | 167.662 | 5% | 159.2789
15425 | Belden Wire | 500001299 | RK 190M-669/20F | EA |  | 1 Year | 191.222 | 5% | 181.6609
15426 | Belden Wire | 500001309 | RSRK 901M-623/6F | EA |  | 1 Year | 142.1953 | 5% | 135.0855
15427 | Belden Wire | 500001310 | RSRK 901M-623/15F | EA |  | 1 Year | 191.2687 | 5% | 181.7053
15428 | Belden Wire | 500001311 | RSRK 901M-623/20F | EA |  | 1 Year | 218.4919 | 5% | 207.5673
15429 | Belden Wire | 500001313 | RSRK 901M-623/30F | EA |  | 1 Year | 300.4291 | 5% | 285.4076
15430 | Belden Wire | 500001315 | RK 100M-699/6F | EA |  | 1 Year | 89.319 | 5% | 84.853
15431 | Belden Wire | 500001317 | RK 100M-699/25F | EA |  | 1 Year | 195.2093 | 5% | 185.4488
15432 | Belden Wire | 500001319 | RSRK 1001M-699/15F | EA |  | 1 Year | 195.2576 | 5% | 185.4947
15433 | Belden Wire | 500001321 | RSRK 1001M-699/30F | EA |  | 1 Year | 278.8551 | 5% | 264.9123
15434 | Belden Wire | 500001329 | RSF 70M-622/1F | EA |  | 1 Year | 40.4033 | 5% | 38.3831
15435 | Belden Wire | 500001334 | RKW 30-645/2M | EA |  | 1 Year | 26.36 | 5% | 25.042
15436 | Belden Wire | 500001335 | RKW 30-645/5M | EA |  | 1 Year | 41.9 | 5% | 39.805
15437 | Belden Wire | 500001336 | RKW 30-645/10M | EA |  | 1 Year | 67.8 | 5% | 64.41
15438 | Belden Wire | 500001338 | RKW 20-603/10M | EA |  | 1 Year | 46.4 | 5% | 44.08
15439 | Belden Wire | 500001339 | RK 20-603/10M | EA |  | 1 Year | 46.4 | 5% | 44.08
15440 | Belden Wire | 500001341 | RSW 20-603/2M | EA |  | 1 Year | 21.9 | 5% | 20.805
15441 | Belden Wire | 500001342 | RSW 20-603/5M | EA |  | 1 Year | 31.05 | 5% | 29.4975
15442 | Belden Wire | 500001343 | RSW 20-603/10M | EA |  | 1 Year | 46.3 | 5% | 43.985
15443 | Belden Wire | 500001344 | RSRK 20-603/0.3M | EA |  | 1 Year | 32.615 | 5% | 30.9842
15444 | Belden Wire | 500001345 | RSRK 20-603/0.6M | EA |  | 1 Year | 33.53 | 5% | 31.8535
15445 | Belden Wire | 500001346 | RSRK 20-603/1M | EA |  | 1 Year | 34.75 | 5% | 33.0125
15446 | Belden Wire | 500001353 | RSRKW 20-603/0.3M | EA |  | 1 Year | 32.615 | 5% | 30.9842
15447 | Belden Wire | 500001354 | RSRKW 20-603/0.6M | EA |  | 1 Year | 33.53 | 5% | 31.8535
15448 | Belden Wire | 500001355 | RSRKW 20-603/1M | EA |  | 1 Year | 34.75 | 5% | 33.0125
15449 | Belden Wire | 500001357 | RSRKW 20-603/2M | EA |  | 1 Year | 37.8 | 5% | 35.91
15450 | Belden Wire | 500001432 | RK 30-601/10M | EA |  | 1 Year | 48.1 | 5% | 45.695
15451 | Belden Wire | 500001434 | RKW 30-601/10M | EA |  | 1 Year | 48.1 | 5% | 45.695
15452 | Belden Wire | 500001435 | RS 30-601/5M | EA |  | 1 Year | 31.95 | 5% | 30.3525
15453 | Belden Wire | 500001479 | RS 40-602/2M | EA |  | 1 Year | 23.05 | 5% | 21.8975
15454 | Belden Wire | 500001481 | RS 40-602/10M | EA |  | 1 Year | 49.05 | 5% | 46.5975
15455 | Belden Wire | 500001482 | RSW 40-602/2M | EA |  | 1 Year | 23.05 | 5% | 21.8975
15456 | Belden Wire | 500001484 | RSW 40-602/10M | EA |  | 1 Year | 49.05 | 5% | 46.5975
15457 | Belden Wire | 500001495 | RSRKW 40-602/0.3M | EA |  | 1 Year | 34.175 | 5% | 32.4662
15458 | Belden Wire | 500001496 | RSRKW 40-602/0.6M | EA |  | 1 Year | 35.15 | 5% | 33.3925
15459 | Belden Wire | 500001570 | RS 301-619/6F | EA |  | 1 Year | 30.3329 | 5% | 28.8163
15460 | Belden Wire | 500001571 | RS 301-619/12F | EA |  | 1 Year | 44.7659 | 5% | 42.5276
15461 | Belden Wire | 500001572 | RS 301-619/15F | EA |  | 1 Year | 51.9823 | 5% | 49.3832
15462 | Belden Wire | 500001573 | RS 301-619/20F | EA |  | 1 Year | 64.0098 | 5% | 60.8093
15463 | Belden Wire | 500001575 | RS 301-619/30F | EA |  | 1 Year | 88.0646 | 5% | 83.6614
15464 | Belden Wire | 500001577 | RSW 301-619/6F | EA |  | 1 Year | 30.3329 | 5% | 28.8163
15465 | Belden Wire | 500001578 | RSW 301-619/12F | EA |  | 1 Year | 44.7659 | 5% | 42.5276
15466 | Belden Wire | 500001579 | RSW 301-619/15F | EA |  | 1 Year | 51.9823 | 5% | 49.3832
15467 | Belden Wire | 500001580 | RSW 301-619/20F | EA |  | 1 Year | 64.0098 | 5% | 60.8093
15468 | Belden Wire | 500001582 | RSW 301-619/30F | EA |  | 1 Year | 88.0646 | 5% | 83.6614
15469 | Belden Wire | 500001584 | RSRK 301-619/6F | EA |  | 1 Year | 46.3329 | 5% | 44.0163
15470 | Belden Wire | 500001586 | RSRK 301-619/15F | EA |  | 1 Year | 67.9823 | 5% | 64.5832
15471 | Belden Wire | 500001589 | RSRK 301-619/30F | EA |  | 1 Year | 104.0646 | 5% | 98.8614
15472 | Belden Wire | 500001598 | RSRKW 301-619/6F | EA |  | 1 Year | 46.3329 | 5% | 44.0163
15473 | Belden Wire | 500001599 | RSRKW 301-619/12F | EA |  | 1 Year | 60.7659 | 5% | 57.7276
15474 | Belden Wire | 500001600 | RSRKW 301-619/15F | EA |  | 1 Year | 67.9823 | 5% | 64.5832
15475 | Belden Wire | 500001601 | RSRKW 301-619/20F | EA |  | 1 Year | 80.0098 | 5% | 76.0093
15476 | Belden Wire | 500001603 | RSRKW 301-619/30F | EA |  | 1 Year | 104.0646 | 5% | 98.8614
15477 | Belden Wire | 500001725 | RS 701M-649/12F | EA |  | 1 Year | 81.96 | 5% | 77.862
15478 | Belden Wire | 500001726 | RS 701M-649/15F | EA |  | 1 Year | 90.45 | 5% | 85.9275
15479 | Belden Wire | 500001727 | RS 701M-649/20F | EA |  | 1 Year | 104.6 | 5% | 99.37
15480 | Belden Wire | 500001729 | RS 701M-649/30F | EA |  | 1 Year | 132.9 | 5% | 126.255
15481 | Belden Wire | 500001731 | RSRK 701M-649/6F | EA |  | 1 Year | 113.08 | 5% | 107.426
15482 | Belden Wire | 500001732 | RSRK 701M-649/12F | EA |  | 1 Year | 130.06 | 5% | 123.557
15483 | Belden Wire | 500001733 | RSRK 701M-649/15F | EA |  | 1 Year | 138.55 | 5% | 131.6225
15484 | Belden Wire | 500001734 | RSRK 701M-649/20F | EA |  | 1 Year | 152.7 | 5% | 145.065
15485 | Belden Wire | 500001736 | RSRK 701M-649/30F | EA |  | 1 Year | 181 | 5% | 171.95
15486 | Belden Wire | 500001738 | RS 801M-650/6F | EA |  | 1 Year | 68.98 | 5% | 65.531
15487 | Belden Wire | 500001739 | RS 801M-650/12F | EA |  | 1 Year | 85.96 | 5% | 81.662
15488 | Belden Wire | 500001740 | RS 801M-650/15F | EA |  | 1 Year | 94.45 | 5% | 89.7275
15489 | Belden Wire | 500001741 | RS 801M-650/20F | EA |  | 1 Year | 108.6 | 5% | 103.17
15490 | Belden Wire | 500001743 | RS 801M-650/30F | EA |  | 1 Year | 136.9 | 5% | 130.055
15491 | Belden Wire | 500001745 | RSRK 801M-650/6F | EA |  | 1 Year | 121.08 | 5% | 115.026
15492 | Belden Wire | 500001746 | RSRK 801M-650/12F | EA |  | 1 Year | 138.06 | 5% | 131.157
15493 | Belden Wire | 500001747 | RSRK 801M-650/15F | EA |  | 1 Year | 146.55 | 5% | 139.2225
15494 | Belden Wire | 500001748 | RSRK 801M-650/20F | EA |  | 1 Year | 160.7 | 5% | 152.665
15495 | Belden Wire | 500001750 | RSRK 801M-650/30F | EA |  | 1 Year | 189 | 5% | 179.55
15496 | Belden Wire | 500001752 | RS 601B-696/6F | EA |  | 1 Year | 85.3146 | 5% | 81.0489
15497 | Belden Wire | 500001753 | RS 601B-696/12F | EA |  | 1 Year | 123.7293 | 5% | 117.5428
15498 | Belden Wire | 500001754 | RS 601B-696/15F | EA |  | 1 Year | 142.9366 | 5% | 135.7898
15499 | Belden Wire | 500001755 | RS 601B-696/20F | EA |  | 1 Year | 174.9488 | 5% | 166.2014
15500 | Belden Wire | 500001757 | RS 601B-696/30F | EA |  | 1 Year | 238.9732 | 5% | 227.0245
15501 | Belden Wire | 500001759 | RSRK 601B-696/6F | EA |  | 1 Year | 132.4146 | 5% | 125.7939
15502 | Belden Wire | 500001760 | RSRK 601B-696/12F | EA |  | 1 Year | 170.8293 | 5% | 162.2878
15503 | Belden Wire | 500001761 | RSRK 601B-696/15F | EA |  | 1 Year | 190.0366 | 5% | 180.5348
15504 | Belden Wire | 500001762 | RSRK 601B-696/20F | EA |  | 1 Year | 222.0488 | 5% | 210.9464
15505 | Belden Wire | 500001766 | RS 701M-622/6F | EA |  | 1 Year | 103.32 | 5% | 98.154
15506 | Belden Wire | 500001767 | RS 701M-622/12F | EA |  | 1 Year | 158.64 | 5% | 150.708
15507 | Belden Wire | 500001768 | RS 701M-622/15F | EA |  | 1 Year | 186.3 | 5% | 176.985
15508 | Belden Wire | 500001769 | RS 701M-622/20F | EA |  | 1 Year | 232.4 | 5% | 220.78
15509 | Belden Wire | 500001771 | RS 701M-622/30F | EA |  | 1 Year | 324.6 | 5% | 308.37
15510 | Belden Wire | 500001772 | RS 30-645/2M | EA |  | 1 Year | 26.26 | 5% | 24.947
15511 | Belden Wire | 500001774 | RS 901M-651/6F | EA |  | 1 Year | 82.1539 | 5% | 78.0462
15512 | Belden Wire | 500001775 | RS 901M-651/12F | EA |  | 1 Year | 109.6478 | 5% | 104.1654
15513 | Belden Wire | 500001776 | RS 901M-651/15F | EA |  | 1 Year | 123.3948 | 5% | 117.2251
15514 | Belden Wire | 500001777 | RS 901M-651/20F | EA |  | 1 Year | 146.3063 | 5% | 138.991
15515 | Belden Wire | 500001779 | RS 901M-651/30F | EA |  | 1 Year | 192.1295 | 5% | 182.523
15516 | Belden Wire | 500001781 | RSRK 901M-651/6F | EA |  | 1 Year | 136.9139 | 5% | 130.0682
15517 | Belden Wire | 500001782 | RSRK 901M-651/12F | EA |  | 1 Year | 164.4078 | 5% | 156.1874
15518 | Belden Wire | 500001783 | RSRK 901M-651/15F | EA |  | 1 Year | 178.1548 | 5% | 169.2471
15519 | Belden Wire | 500001786 | RSRK 901M-651/30F | EA |  | 1 Year | 246.8895 | 5% | 234.545
15520 | Belden Wire | 500001787 | RS 30-645/5M | EA |  | 1 Year | 41.8 | 5% | 39.71
15521 | Belden Wire | 500001788 | RS 30-645/10M | EA |  | 1 Year | 67.7 | 5% | 64.315
15522 | Belden Wire | 500001789 | RSW 30-645/2M | EA |  | 1 Year | 26.26 | 5% | 24.947
15523 | Belden Wire | 500001790 | RSW 30-645/5M | EA |  | 1 Year | 41.8 | 5% | 39.71
15524 | Belden Wire | 500001792 | RS 1001M-652/6F | EA |  | 1 Year | 69.3898 | 5% | 65.9203
15525 | Belden Wire | 500001793 | RSW 30-645/10M | EA |  | 1 Year | 67.7 | 5% | 64.315
15526 | Belden Wire | 500001795 | RS 1001M-652/15F | EA |  | 1 Year | 89.8044 | 5% | 85.3142
15527 | Belden Wire | 500001796 | RS 1001M-652/20F | EA |  | 1 Year | 101.1459 | 5% | 96.0886
15528 | Belden Wire | 500001798 | RS 1001M-652/30F | EA |  | 1 Year | 123.8288 | 5% | 117.6374
15529 | Belden Wire | 500001799 | RSRK 30-645/0.3M | EA |  | 1 Year | 33.454 | 5% | 31.7813
15530 | Belden Wire | 500001800 | RSRK 30-645/0.6M | EA |  | 1 Year | 35.008 | 5% | 33.2576
15531 | Belden Wire | 500001801 | RSRK 30-645/1M | EA |  | 1 Year | 37.08 | 5% | 35.226
15532 | Belden Wire | 500001803 | RSRK 30-645/2M | EA |  | 1 Year | 42.26 | 5% | 40.147
15533 | Belden Wire | 500001805 | RSRK 30-645/5M | EA |  | 1 Year | 57.8 | 5% | 54.91
15534 | Belden Wire | 500001807 | RSRK 1001M-652/12F | EA |  | 1 Year | 138.8795 | 5% | 131.9355
15535 | Belden Wire | 500001808 | RSRK 1001M-652/15F | EA |  | 1 Year | 145.6844 | 5% | 138.4002
15536 | Belden Wire | 500001810 | RSRK 1001M-652/20F | EA |  | 1 Year | 157.0259 | 5% | 149.1746
15537 | Belden Wire | 500001812 | RSRK 1001M-652/30F | EA |  | 1 Year | 179.7088 | 5% | 170.7234
15538 | Belden Wire | 500001818 | RSRKW 30-645/0.3M | EA |  | 1 Year | 33.454 | 5% | 31.7813
15539 | Belden Wire | 500001819 | RSRKW 30-645/0.6M | EA |  | 1 Year | 35.008 | 5% | 33.2576
15540 | Belden Wire | 500001820 | RSRKW 30-645/1M | EA |  | 1 Year | 37.08 | 5% | 35.226
15541 | Belden Wire | 500001822 | RSRKW 30-645/2M | EA |  | 1 Year | 42.26 | 5% | 40.147
15542 | Belden Wire | 500001823 | RSRKW 30-645/5M | EA |  | 1 Year | 57.8 | 5% | 54.91
15543 | Belden Wire | 500001828 | RS 120M-676/20F | EA |  | 1 Year | 125.5493 | 5% | 119.2718
15544 | Belden Wire | 500001840 | RS 1201M-654/6F | EA |  | 1 Year | 71.9822 | 5% | 68.3831
15545 | Belden Wire | 500001847 | RS 1201M-654/15F | EA |  | 1 Year | 91.8755 | 5% | 87.2817
15546 | Belden Wire | 500001848 | RS 1201M-654/20F | EA |  | 1 Year | 102.9273 | 5% | 97.7809
15547 | Belden Wire | 500001855 | RSRK 1201M-654/12F | EA |  | 1 Year | 144.0644 | 5% | 136.8612
15548 | Belden Wire | 500001859 | RSRK 1201M-654/30F | EA |  | 1 Year | 183.851 | 5% | 174.6584
15549 | Belden Wire | 500001862 | RSRK 190M-669/12F | EA |  | 1 Year | 221.1732 | 5% | 210.1145
15550 | Belden Wire | 500001870 | RS 901M-623/6F | EA |  | 1 Year | 87.4353 | 5% | 83.0635
15551 | Belden Wire | 500001871 | RS 901M-623/12F | EA |  | 1 Year | 120.0315 | 5% | 114.0299
15552 | Belden Wire | 500001872 | RS 901M-623/15F | EA |  | 1 Year | 136.5087 | 5% | 129.6833
15553 | Belden Wire | 500001873 | RS 901M-623/20F | EA |  | 1 Year | 163.7319 | 5% | 155.5453
15554 | Belden Wire | 500001875 | RS 901M-623/30F | EA |  | 1 Year | 218.3574 | 5% | 207.4395
15555 | Belden Wire | 500001887 | RS 1001M-699/6F | EA |  | 1 Year | 89.219 | 5% | 84.758
15556 | Belden Wire | 500001888 | RS 1001M-699/12F | EA |  | 1 Year | 122.658 | 5% | 116.5251
15557 | Belden Wire | 500001889 | RS 1001M-699/15F | EA |  | 1 Year | 139.3776 | 5% | 132.4087
15558 | Belden Wire | 500001890 | RS 1001M-699/20F | EA |  | 1 Year | 167.2434 | 5% | 158.8812
15559 | Belden Wire | 500001896 | RS 601A-697/6F | EA |  | 1 Year | 83.5244 | 5% | 79.3482
15560 | Belden Wire | 500001897 | RS 601A-697/12F | EA |  | 1 Year | 119.0488 | 5% | 113.0964
15561 | Belden Wire | 500001898 | RS 601A-697/15F | EA |  | 1 Year | 136.811 | 5% | 129.9704
15562 | Belden Wire | 500001899 | RS 601A-697/20F | EA |  | 1 Year | 166.4146 | 5% | 158.0939
15563 | Belden Wire | 500001901 | RS 601A-697/30F | EA |  | 1 Year | 225.622 | 5% | 214.3409
15564 | Belden Wire | 500001903 | RSW 601A-697/6F | EA |  | 1 Year | 83.5244 | 5% | 79.3482
15565 | Belden Wire | 500001904 | RSW 601A-697/12F | EA |  | 1 Year | 119.0488 | 5% | 113.0964
15566 | Belden Wire | 500001905 | RSW 601A-697/15F | EA |  | 1 Year | 136.811 | 5% | 129.9704
15567 | Belden Wire | 500001906 | RSW 601A-697/20F | EA |  | 1 Year | 166.4146 | 5% | 158.0939
15568 | Belden Wire | 500001908 | RSW 601A-697/30F | EA |  | 1 Year | 225.622 | 5% | 214.3409
15569 | Belden Wire | 500001909 | RSRK 601A-697/15F | EA |  | 1 Year | 171.911 | 5% | 163.3154
15570 | Belden Wire | 500001912 | RSRK 601A-697/30F | EA |  | 1 Year | 260.722 | 5% | 247.6859
15571 | Belden Wire | 500001913 | RSF 80M-698/1F | EA |  | 1 Year | 40.0432 | 5% | 38.041
15572 | Belden Wire | 500001914 | RSF 120M-630/0.3M | EA |  | 1 Year | 48.5919 | 5% | 46.1623
15573 | Belden Wire | 500001923 | RSRKW 601A-697/6F | EA |  | 1 Year | 118.6244 | 5% | 112.6932
15574 | Belden Wire | 500001924 | RSRKW 601A-697/12F | EA |  | 1 Year | 154.1488 | 5% | 146.4414
15575 | Belden Wire | 500001925 | RSRKW 601A-697/15F | EA |  | 1 Year | 171.911 | 5% | 163.3154
15576 | Belden Wire | 500001926 | RSRKW 601A-697/20F | EA |  | 1 Year | 201.5146 | 5% | 191.4389
15577 | Belden Wire | 500001928 | RSRKW 601A-697/30F | EA |  | 1 Year | 260.722 | 5% | 247.6859
15578 | Belden Wire | 500001953 | RS 801M-698/6F | EA |  | 1 Year | 97.42 | 5% | 92.549
15579 | Belden Wire | 500001954 | RS 801M-698/15F | EA |  | 1 Year | 165.55 | 5% | 157.2725
15580 | Belden Wire | 500001955 | RS 801M-698/20F | EA |  | 1 Year | 203.4 | 5% | 193.23
15581 | Belden Wire | 500001957 | RS 801M-698/30F | EA |  | 1 Year | 279.1 | 5% | 265.145
15582 | Belden Wire | 500001964 | RSRK 20-603/5M | EA |  | 1 Year | 46.95 | 5% | 44.6025
15583 | Belden Wire | 500001965 | RSRK 30-601/5M | EA |  | 1 Year | 47.95 | 5% | 45.5525
15584 | Belden Wire | 500001970 | RSRK 801M-698/12F | EA |  | 1 Year | 194.94 | 5% | 185.193
15585 | Belden Wire | 500001971 | RSRK 801M-698/15F | EA |  | 1 Year | 217.65 | 5% | 206.7675
15586 | Belden Wire | 500001973 | RSRK 801M-698/30F | EA |  | 1 Year | 331.2 | 5% | 314.64
15587 | Belden Wire | 500001974 | RSRKW 20-603/5M | EA |  | 1 Year | 46.95 | 5% | 44.6025
15588 | Belden Wire | 500001975 | RSRKW 30-601/5M | EA |  | 1 Year | 47.95 | 5% | 45.5525
15589 | Belden Wire | 500002005 | RSC 401/11 single package of 1 | EA |  | 1 Year | 23.34 | 5% | 22.173
15590 | Belden Wire | 500002006 | RSC 501/11 single pack of 1 | EA |  | 1 Year | 25.86 | 5% | 24.567
15591 | Belden Wire | 500002049 | RSF 60A-697/1F | EA |  | 1 Year | 15.02 | 5% | 14.269
15592 | Belden Wire | 500002060 | RKV-M23 | EA |  | 1 Year | 16.5224 | 5% | 15.6963
15593 | Belden Wire | 500002061 | RSV-M23 | EA |  | 1 Year | 26.7454 | 5% | 25.4081
15594 | Belden Wire | 500002067 | RSF 120M-676/1F | EA |  | 1 Year | 51.0572 | 5% | 48.5043
15595 | Belden Wire | 500002068 | RKF 1201M-676/1F | EA |  | 1 Year | 65.1964 | 5% | 61.9366
15596 | Belden Wire | 500002069 | RSF 190M-669/1F | EA |  | 1 Year | 61.2972 | 5% | 58.2323
15597 | Belden Wire | 500002076 | RSRK 1901M-669/5M | EA |  | 1 Year | 246.5 | 5% | 234.175
15598 | Belden Wire | 500002096 | 0906 UAC 302 | EA |  | 1 Year | 114.2392 | 5% | 108.5272
15599 | Belden Wire | 500002097 | 0906 UAC 303 | EA |  | 1 Year | 114.2392 | 5% | 108.5272
15600 | Belden Wire | 500002157 | 75048-006-01 | EA |  | 1 Year | 22.56 | 5% | 21.432
15601 | Belden Wire | 500002157 | 75048-006-01 | EA |  | 1 Year | 46.04 | 5% | 43.738
15602 | Belden Wire | 500002159 | RKF 401-639/3F | EA |  | 1 Year | 16 | 5% | 15.2
15603 | Belden Wire | 500002160 | RKF 190M-669/3F | EA |  | 1 Year | 106.8248 | 5% | 101.4836
15604 | Belden Wire | 500002207 | RSF 80M-698/3F | EA |  | 1 Year | 58.5348 | 5% | 55.6081
15605 | Belden Wire | 500002208 | RKF 801M-698/3F | EA |  | 1 Year | 89.523 | 5% | 85.0468
15606 | Belden Wire | 500002234 | RKF 1201M-624/3F | EA |  | 1 Year | 69.1558 | 5% | 65.698
15607 | Belden Wire | 500002258 | RK 90M-651/40F | EA |  | 1 Year | 238.0527 | 5% | 226.1501
15608 | Belden Wire | 500002263 | RKF 401 TB | EA |  | 1 Year | 55.4719 | 5% | 52.6983
15609 | Belden Wire | 500002265 | RKF 501 TB | EA |  | 1 Year | 61.1566 | 5% | 58.0988
15610 | Belden Wire | 500002294 | RKWU 19-242/5 M | EA |  | 1 Year | 124.85 | 5% | 118.6075
15611 | Belden Wire | 500002295 | RKWU 19-242/10 M | EA |  | 1 Year | 187.6 | 5% | 178.22
15612 | Belden Wire | 500002298 | RKU 19-242/5 M | EA |  | 1 Year | 124.85 | 5% | 118.6075
15613 | Belden Wire | 500002299 | RKWU 12-256/5 M | EA |  | 1 Year | 98.835 | 5% | 93.8932
15614 | Belden Wire | 500002300 | RKU 12-256/10 M | EA |  | 1 Year | 139.26 | 5% | 132.297
15615 | Belden Wire | 500002308 | RKU 12-256/5 M | EA |  | 1 Year | 98.835 | 5% | 93.8932
15616 | Belden Wire | 500002315 | RKU 19-242/10 M | EA |  | 1 Year | 187.6 | 5% | 178.22
15617 | Belden Wire | 500002321 | RKWU 12-256/10 M | EA |  | 1 Year | 139.26 | 5% | 132.297
15618 | Belden Wire | 500002323 | ZLU 4-30 | EA |  | 1 Year | 178.7601 | 5% | 169.8221
15619 | Belden Wire | 500002352 | RK 120M-654/26F | EA |  | 1 Year | 116.2895 | 5% | 110.475
15620 | Belden Wire | 500002356 | RKU 12-256/20 M | EA |  | 1 Year | 220.11 | 5% | 209.1045
15621 | Belden Wire | 500002365 | RKU 19-242/15 M | EA |  | 1 Year | 250.35 | 5% | 237.8325
15622 | Belden Wire | 500002406 | RSF 190M-669/6F | EA |  | 1 Year | 75.7047 | 5% | 71.9195
15623 | Belden Wire | 500002436 | RKWU 19-242/15 M | EA |  | 1 Year | 250.35 | 5% | 237.8325
15624 | Belden Wire | 500002450 | RSRK 190M-669/45F | EA |  | 1 Year | 411.1244 | 5% | 390.5682
15625 | Belden Wire | 500002467 | 889M M19AH-T | EA |  | 1 Year | 38.9 | 5% | 36.955
15626 | Belden Wire | 500002467 | 889M M19AH-T | EA |  | 1 Year | 19.06 | 5% | 18.107
15627 | Belden Wire | 500002479 | RKU 12-256/15 M | EA |  | 1 Year | 179.685 | 5% | 170.7007
15628 | Belden Wire | 500002482 | 888M-F19AE-12F | EA |  | 1 Year | 48.55 | 5% | 46.1225
15629 | Belden Wire | 500002482 | 888M-F19AE-12F | EA |  | 1 Year | 97.1 | 5% | 92.245
15630 | Belden Wire | 500002515 | RKF 1001M-699/10F | EA |  | 1 Year | 74.2768 | 5% | 70.563
15631 | Belden Wire | 500002532 | RKWU 12-256/20 M | EA |  | 1 Year | 220.11 | 5% | 209.1045
15632 | Belden Wire | 500002534 | RKWU 19-242/20 M | EA |  | 1 Year | 313.1 | 5% | 297.445
15633 | Belden Wire | 500002536 | 75056-050-03 | EA |  | 1 Year | 11.8436 | 5% | 11.2514
15634 | Belden Wire | 500002542 | RKF 50/11-04 | EA |  | 1 Year | 15.76 | 5% | 14.972
15635 | Belden Wire | 500002551 | RSRK 70M-649/2.5M | EA |  | 1 Year | 119.306 | 5% | 113.3407
15636 | Belden Wire | 500002552 | RSRK 1201M-676/1M | EA |  | 1 Year | 128.5 | 5% | 122.075
15637 | Belden Wire | 500002554 | RSRK 40-602/10M | EA |  | 1 Year | 65.7 | 5% | 62.415
15638 | Belden Wire | 500002580 | 888M-F11AE-6F | EA |  | 1 Year | 30.73 | 5% | 29.1935
15639 | Belden Wire | 500002580 | 888M-F11AE-6F | EA |  | 1 Year | 61.46 | 5% | 58.387
15640 | Belden Wire | 500002599 | RK 120M-724/12F | EA |  | 1 Year | 106.7661 | 5% | 101.4278
15641 | Belden Wire | 500002602 | RK 120M-724/6F | EA |  | 1 Year | 72.6515 | 5% | 69.0189
15642 | Belden Wire | 500002603 | RK 120M-728/12F | EA |  | 1 Year | 131.1493 | 5% | 124.5918
15643 | Belden Wire | 500002604 | RK 120M-728/20F | EA |  | 1 Year | 179.3688 | 5% | 170.4004
15644 | Belden Wire | 500002608 | RK 30-731/20F | EA |  | 1 Year | 38.8049 | 5% | 36.8647
15645 | Belden Wire | 500002609 | RK 30-731/30F | EA |  | 1 Year | 50.2073 | 5% | 47.6969
15646 | Belden Wire | 500002610 | RKW 30-731/12F | EA |  | 1 Year | 29.6829 | 5% | 28.1988
15647 | Belden Wire | 500002611 | RKW 30-731/20F | EA |  | 1 Year | 38.8049 | 5% | 36.8647
15648 | Belden Wire | 500002612 | RKW 30-731/30F | EA |  | 1 Year | 50.2073 | 5% | 47.6969
15649 | Belden Wire | 500002613 | RKW 30-731/6F | EA |  | 1 Year | 22.8415 | 5% | 21.6994
15650 | Belden Wire | 500002615 | RK 30-738/12F | EA |  | 1 Year | 33.5244 | 5% | 31.8482
15651 | Belden Wire | 500002616 | RK 30-738/20F | EA |  | 1 Year | 45.2073 | 5% | 42.9469
15652 | Belden Wire | 500002617 | RK 30-738/30F | EA |  | 1 Year | 59.811 | 5% | 56.8204
15653 | Belden Wire | 500002618 | RK 30-738/6F | EA |  | 1 Year | 24.7622 | 5% | 23.5241
15654 | Belden Wire | 500002619 | RKW 30-738/12F | EA |  | 1 Year | 33.5244 | 5% | 31.8482
15655 | Belden Wire | 500002620 | RKW 30-738/20F | EA |  | 1 Year | 45.2073 | 5% | 42.9469
15656 | Belden Wire | 500002621 | RKW 30-738/30F | EA |  | 1 Year | 59.811 | 5% | 56.8204
15657 | Belden Wire | 500002622 | RKW 30-738/6F | EA |  | 1 Year | 24.7622 | 5% | 23.5241
15658 | Belden Wire | 500002623 | RK 30-741/12F | EA |  | 1 Year | 33.04 | 5% | 31.388
15659 | Belden Wire | 500002624 | RK 30-741/20F | EA |  | 1 Year | 44.4 | 5% | 42.18
15660 | Belden Wire | 500002627 | RK 40-739/12F | EA |  | 1 Year | 39.15 | 5% | 37.1925
15661 | Belden Wire | 500002628 | RK 40-739/20F | EA |  | 1 Year | 54.15 | 5% | 51.4425
15662 | Belden Wire | 500002629 | RK 40-739/30F | EA |  | 1 Year | 72.9 | 5% | 69.255
15663 | Belden Wire | 500002630 | RK 40-739/6F | EA |  | 1 Year | 27.9 | 5% | 26.505
15664 | Belden Wire | 500002632 | RKW 40-739/30F | EA |  | 1 Year | 54.15 | 5% | 51.4425
15665 | Belden Wire | 500002634 | RK 50-742/12F | EA |  | 1 Year | 44.1866 | 5% | 41.9773
15666 | Belden Wire | 500002637 | RK 50-742/6F | EA |  | 1 Year | 30.6683 | 5% | 29.1349
15667 | Belden Wire | 500002638 | RKW 50-742/12F | EA |  | 1 Year | 44.1866 | 5% | 41.9773
15668 | Belden Wire | 500002639 | RKW 50-742/20F | EA |  | 1 Year | 62.211 | 5% | 59.1004
15669 | Belden Wire | 500002640 | RKW 50-742/30F | EA |  | 1 Year | 84.7415 | 5% | 80.5044
15670 | Belden Wire | 500002642 | RK 50-755/12F | EA |  | 1 Year | 37.31 | 5% | 35.4445
15671 | Belden Wire | 500002643 | RK 50-755/20F | EA |  | 1 Year | 50.75 | 5% | 48.2125
15672 | Belden Wire | 500002644 | RK 50-755/30F | EA |  | 1 Year | 67.55 | 5% | 64.1725
15673 | Belden Wire | 500002645 | RK 50-755/6F | EA |  | 1 Year | 27.23 | 5% | 25.8685
15674 | Belden Wire | 500002646 | RK 50-777/12F | EA |  | 1 Year | 48.5967 | 5% | 46.1669
15675 | Belden Wire | 500002647 | RK 50-777/20F | EA |  | 1 Year | 69.5611 | 5% | 66.083
15676 | Belden Wire | 500002648 | RK 50-777/30F | EA |  | 1 Year | 95.7667 | 5% | 90.9784
15677 | Belden Wire | 500002649 | RK 50-777/6F | EA |  | 1 Year | 32.8733 | 5% | 31.2296
15678 | Belden Wire | 500002650 | RKW 50-777/12F | EA |  | 1 Year | 48.5967 | 5% | 46.1669
15679 | Belden Wire | 500002651 | RKW 50-777/20F | EA |  | 1 Year | 69.5611 | 5% | 66.083
15680 | Belden Wire | 500002652 | RKW 50-777/30F | EA |  | 1 Year | 95.7667 | 5% | 90.9784
15681 | Belden Wire | 500002653 | RKW 50-777/6F | EA |  | 1 Year | 32.8733 | 5% | 31.2296
15682 | Belden Wire | 500002654 | RS 1201M-724/12F | EA |  | 1 Year | 171.3853 | 5% | 162.816
15683 | Belden Wire | 500002656 | RS 1201M-724/30F | EA |  | 1 Year | 380.0145 | 5% | 361.0138
15684 | Belden Wire | 500002657 | RS 1201M-724/6F | EA |  | 1 Year | 100.6731 | 5% | 95.6394
15685 | Belden Wire | 500002658 | RS 1201M-728/12F | EA |  | 1 Year | 131.0493 | 5% | 124.4968
15686 | Belden Wire | 500002659 | RS 1201M-728/20F | EA |  | 1 Year | 179.2688 | 5% | 170.3054
15687 | Belden Wire | 500002660 | RS 1201M-728/30F | EA |  | 1 Year | 239.5432 | 5% | 227.566
15688 | Belden Wire | 500002661 | RS 1201M-728/6F | EA |  | 1 Year | 94.8846 | 5% | 90.1404
15689 | Belden Wire | 500002663 | RS 301-738/20F | EA |  | 1 Year | 45.1073 | 5% | 42.8519
15690 | Belden Wire | 500002664 | RS 301-738/30F | EA |  | 1 Year | 59.711 | 5% | 56.7254
15691 | Belden Wire | 500002665 | RS 301-738/6F | EA |  | 1 Year | 24.6622 | 5% | 23.4291
15692 | Belden Wire | 500002667 | RSW 301-738/20F | EA |  | 1 Year | 45.1073 | 5% | 42.8519
15693 | Belden Wire | 500002669 | RS 301-741/12F | EA |  | 1 Year | 32.94 | 5% | 31.293
15694 | Belden Wire | 500002670 | RS 301-741/20F | EA |  | 1 Year | 44.3 | 5% | 42.085
15695 | Belden Wire | 500002671 | RS 301-741/30F | EA |  | 1 Year | 58.5 | 5% | 55.575
15696 | Belden Wire | 500002672 | RS 301-741/6F | EA |  | 1 Year | 24.42 | 5% | 23.199
15697 | Belden Wire | 500002673 | RS 30-731/12F | EA |  | 1 Year | 29.5829 | 5% | 28.1038
15698 | Belden Wire | 500002674 | RS 30-731/20F | EA |  | 1 Year | 38.7049 | 5% | 36.7697
15699 | Belden Wire | 500002676 | RS 30-731/6F | EA |  | 1 Year | 22.7415 | 5% | 21.6044
15700 | Belden Wire | 500002678 | RS 401-739/20F | EA |  | 1 Year | 54.05 | 5% | 51.3475
15701 | Belden Wire | 500002679 | RS 401-739/30F | EA |  | 1 Year | 72.8 | 5% | 69.16
15702 | Belden Wire | 500002680 | RS 401-739/6F | EA |  | 1 Year | 27.8 | 5% | 26.41
15703 | Belden Wire | 500002684 | RS 501-742/12F | EA |  | 1 Year | 44.0866 | 5% | 41.8823
15704 | Belden Wire | 500002685 | RS 501-742/20F | EA |  | 1 Year | 62.111 | 5% | 59.0054
15705 | Belden Wire | 500002686 | RS 501-742/30F | EA |  | 1 Year | 84.6415 | 5% | 80.4094
15706 | Belden Wire | 500002688 | RS 501-777/12F | EA |  | 1 Year | 48.4967 | 5% | 46.0719
15707 | Belden Wire | 500002691 | RS 501-777/6F | EA |  | 1 Year | 32.7733 | 5% | 31.1346
15708 | Belden Wire | 500002692 | RSW 501-777/12F | EA |  | 1 Year | 48.4967 | 5% | 46.0719
15709 | Belden Wire | 500002693 | RSW 501-777/20F | EA |  | 1 Year | 69.4611 | 5% | 65.988
15710 | Belden Wire | 500002696 | RK 40-637/12F | EA |  | 1 Year | 31.8329 | 5% | 30.2413
15711 | Belden Wire | 500002697 | RK 40-637/20F | EA |  | 1 Year | 41.9549 | 5% | 39.8572
15712 | Belden Wire | 500002698 | RK 40-637/30F | EA |  | 1 Year | 54.6073 | 5% | 51.8769
15713 | Belden Wire | 500002699 | RK 40-637/6F | EA |  | 1 Year | 24.2415 | 5% | 23.0294
15714 | Belden Wire | 500002701 | RKW 40-637/20F | EA |  | 1 Year | 41.9549 | 5% | 39.8572
15715 | Belden Wire | 500002702 | RKW 40-637/30F | EA |  | 1 Year | 54.6073 | 5% | 51.8769
15716 | Belden Wire | 500002704 | RS 40-637/12F | EA |  | 1 Year | 31.7329 | 5% | 30.1463
15717 | Belden Wire | 500002705 | RS 40-637/20F | EA |  | 1 Year | 41.8549 | 5% | 39.7622
15718 | Belden Wire | 500002706 | RS 40-637/30F | EA |  | 1 Year | 54.5073 | 5% | 51.7819
15719 | Belden Wire | 500002708 | RSRK 1201M-724/12F | EA |  | 1 Year | 233.6393 | 5% | 221.9573
15720 | Belden Wire | 500002709 | RSRK 1201M-724/20F | EA |  | 1 Year | 326.2028 | 5% | 309.8927
15721 | Belden Wire | 500002710 | RSRK 1201M-724/30F | EA |  | 1 Year | 442.2917 | 5% | 420.1771
15722 | Belden Wire | 500002711 | RSRK 1201M-724/6F | EA |  | 1 Year | 162.9271 | 5% | 154.7807
15723 | Belden Wire | 500002712 | RSRK 1201M-728/12F | EA |  | 1 Year | 189.8693 | 5% | 180.3758
15724 | Belden Wire | 500002714 | RSRK 1201M-728/30F | EA |  | 1 Year | 298.3632 | 5% | 283.445
15725 | Belden Wire | 500002715 | RSRK 1201M-728/6F | EA |  | 1 Year | 153.7046 | 5% | 146.0194
15726 | Belden Wire | 500002717 | RSRK 301-738/30F | EA |  | 1 Year | 75.711 | 5% | 71.9254
15727 | Belden Wire | 500002719 | RSRK 301-741/12F | EA |  | 1 Year | 48.94 | 5% | 46.493
15728 | Belden Wire | 500002720 | RSRK 301-741/20F | EA |  | 1 Year | 60.3 | 5% | 57.285
15729 | Belden Wire | 500002721 | RSRK 301-741/30F | EA |  | 1 Year | 74.5 | 5% | 70.775
15730 | Belden Wire | 500002723 | RSRK 401-739/12F | EA |  | 1 Year | 55.7 | 5% | 52.915
15731 | Belden Wire | 500002724 | RSRK 401-739/20F | EA |  | 1 Year | 70.7 | 5% | 67.165
15732 | Belden Wire | 500002725 | RSRK 401-739/30F | EA |  | 1 Year | 89.45 | 5% | 84.9775
15733 | Belden Wire | 500002726 | RSRK 401-739/6F | EA |  | 1 Year | 44.45 | 5% | 42.2275
15734 | Belden Wire | 500002729 | RSRK 40-637/30F | EA |  | 1 Year | 71.1573 | 5% | 67.5994
15735 | Belden Wire | 500002731 | RSRK 501-742/12F | EA |  | 1 Year | 61.2366 | 5% | 58.1748
15736 | Belden Wire | 500002732 | RSRK 501-742/20F | EA |  | 1 Year | 79.261 | 5% | 75.2979
15737 | Belden Wire | 500002733 | RSRK 501-742/30F | EA |  | 1 Year | 101.7915 | 5% | 96.7019
15738 | Belden Wire | 500002735 | RSRK 501-777/12F | EA |  | 1 Year | 65.6467 | 5% | 62.3644
15739 | Belden Wire | 500002736 | RSRK 501-777/20F | EA |  | 1 Year | 86.6111 | 5% | 82.2805
15740 | Belden Wire | 500002737 | RSRK 501-777/30F | EA |  | 1 Year | 112.8167 | 5% | 107.1759
15741 | Belden Wire | 500002738 | RSRK 501-777/6F | EA |  | 1 Year | 49.9233 | 5% | 47.4271
15742 | Belden Wire | 500002757 | RK 50-742/15F | EA |  | 1 Year | 50.9457 | 5% | 48.3984
15743 | Belden Wire | 500002758 | RK 120M-724/40F | EA |  | 1 Year | 224.1799 | 5% | 212.9709
15744 | Belden Wire | 500002763 | RK 30-738/15F | EA |  | 1 Year | 37.9055 | 5% | 36.0102
15745 | Belden Wire | 500002766 | RK 40-637/15F | EA |  | 1 Year | 35.6287 | 5% | 33.8473
15746 | Belden Wire | 500002768 | RSRK 501-777/15F | EA |  | 1 Year | 73.5084 | 5% | 69.833
15747 | Belden Wire | 500002770 | RSRK 30-731/6F | EA |  | 1 Year | 38.7068 | 5% | 36.7715
15748 | Belden Wire | 500002771 | RSRK 30-731/12F | EA |  | 1 Year | 45.5829 | 5% | 43.3038
15749 | Belden Wire | 500002772 | RSRK 30-731/20F | EA |  | 1 Year | 38.7415 | 5% | 36.8044
15750 | Belden Wire | 500002773 | RSRK 30-731/30F | EA |  | 1 Year | 66.0836 | 5% | 62.7794
15751 | Belden Wire | 500002774 | RKF 70M-S4602/3F | EA |  | 1 Year | 86.6816 | 5% | 82.3475
15752 | Belden Wire | 500002777 | RS 40-637/15F | EA |  | 1 Year | 35.5287 | 5% | 33.7523
15753 | Belden Wire | 500002778 | RSW 40-637/15F | EA |  | 1 Year | 35.5287 | 5% | 33.7523
15754 | Belden Wire | 500002780 | RKW 40-637/15F | EA |  | 1 Year | 35.6287 | 5% | 33.8473
15755 | Belden Wire | 500002781 | RSRK 40-637/15F | EA |  | 1 Year | 52.1787 | 5% | 49.5698
15756 | Belden Wire | 500002782 | RSRKW 40-637/6F | EA |  | 1 Year | 40.7915 | 5% | 38.7519
15757 | Belden Wire | 500002783 | RSRKW 40-637/12F | EA |  | 1 Year | 48.3829 | 5% | 45.9638
15758 | Belden Wire | 500002784 | RSRKW 40-637/15F | EA |  | 1 Year | 52.1787 | 5% | 49.5698
15759 | Belden Wire | 500002785 | RSRKW 40-637/20F | EA |  | 1 Year | 58.5049 | 5% | 55.5797
15760 | Belden Wire | 500002786 | RSRKW 40-637/30F | EA |  | 1 Year | 71.1573 | 5% | 67.5994
15761 | Belden Wire | 500002787 | RS 1201M-724/15F | EA |  | 1 Year | 206.0857 | 5% | 195.7814
15762 | Belden Wire | 500002788 | RK 120M-724/15F | EA |  | 1 Year | 111.846 | 5% | 106.2537
15763 | Belden Wire | 500002789 | RSRK 1201M-724/15F | EA |  | 1 Year | 268.3397 | 5% | 254.9227
15764 | Belden Wire | 500002791 | RSRK 1201M-728/15F | EA |  | 1 Year | 207.9516 | 5% | 197.554
15765 | Belden Wire | 500002794 | RSW 30-731/12F | EA |  | 1 Year | 29.5829 | 5% | 28.1038
15766 | Belden Wire | 500002795 | RSW 30-731/15F | EA |  | 1 Year | 33.0037 | 5% | 31.3535
15767 | Belden Wire | 500002796 | RSW 30-731/20F | EA |  | 1 Year | 38.7049 | 5% | 36.7697
15768 | Belden Wire | 500002797 | RSW 30-731/30F | EA |  | 1 Year | 50.1073 | 5% | 47.6019
15769 | Belden Wire | 500002798 | RK 30-731/15F | EA |  | 1 Year | 29.7933 | 5% | 28.3036
15770 | Belden Wire | 500002800 | RSRK 30-731/15F | EA |  | 1 Year | 49.0037 | 5% | 46.5535
15771 | Belden Wire | 500002801 | RSRKW 30-731/6F | EA |  | 1 Year | 38.7415 | 5% | 36.8044
15772 | Belden Wire | 500002802 | RSRKW 30-731/12F | EA |  | 1 Year | 45.5829 | 5% | 43.3038
15773 | Belden Wire | 500002803 | RSRKW 30-731/15F | EA |  | 1 Year | 49.0037 | 5% | 46.5535
15774 | Belden Wire | 500002804 | RSRKW 30-731/20F | EA |  | 1 Year | 54.7049 | 5% | 51.9697
15775 | Belden Wire | 500002805 | RSRKW 30-731/30F | EA |  | 1 Year | 66.1073 | 5% | 62.8019
15776 | Belden Wire | 500002806 | RS 301-738/15F | EA |  | 1 Year | 37.8055 | 5% | 35.9152
15777 | Belden Wire | 500002807 | RSW 301-738/15F | EA |  | 1 Year | 37.8055 | 5% | 35.9152
15778 | Belden Wire | 500002808 | RSW 301-738/30F | EA |  | 1 Year | 59.711 | 5% | 56.7254
15779 | Belden Wire | 500002809 | RKW 30-738/15F | EA |  | 1 Year | 37.9055 | 5% | 36.0102
15780 | Belden Wire | 500002811 | RSRKW 301-738/15F | EA |  | 1 Year | 53.8055 | 5% | 51.1152
15781 | Belden Wire | 500002812 | RSRK 401-739/15F | EA |  | 1 Year | 61.325 | 5% | 58.2587
15782 | Belden Wire | 500002815 | RSRKW 401-739/15F | EA |  | 1 Year | 61.325 | 5% | 58.2587
15783 | Belden Wire | 500002818 | RS 301-741/15F | EA |  | 1 Year | 37.2 | 5% | 35.34
15784 | Belden Wire | 500002819 | RSW 301-741/6F | EA |  | 1 Year | 40.42 | 5% | 38.399
15785 | Belden Wire | 500002820 | RSW 301-741/12F | EA |  | 1 Year | 48.94 | 5% | 46.493
15786 | Belden Wire | 500002821 | RSW 301-741/15F | EA |  | 1 Year | 53.2 | 5% | 50.54
15787 | Belden Wire | 500002822 | RSW 301-741/20F | EA |  | 1 Year | 60.3 | 5% | 57.285
15788 | Belden Wire | 500002823 | RSW 301-741/30F | EA |  | 1 Year | 74.5 | 5% | 70.775
15789 | Belden Wire | 500002824 | RK 30-741/15F | EA |  | 1 Year | 37.3 | 5% | 35.435
15790 | Belden Wire | 500002826 | RKW 30-741/12F | EA |  | 1 Year | 33.04 | 5% | 31.388
15791 | Belden Wire | 500002827 | RKW 30-741/15F | EA |  | 1 Year | 37.3 | 5% | 35.435
15792 | Belden Wire | 500002829 | RKW 30-741/30F | EA |  | 1 Year | 58.6 | 5% | 55.67
15793 | Belden Wire | 500002830 | RSRK 301-741/15F | EA |  | 1 Year | 53.2 | 5% | 50.54
15794 | Belden Wire | 500002832 | RSRKW 301-741/12F | EA |  | 1 Year | 48.94 | 5% | 46.493
15795 | Belden Wire | 500002834 | RSRKW 301-741/20F | EA |  | 1 Year | 60.3 | 5% | 57.285
15796 | Belden Wire | 500002835 | RSRKW 301-741/30F | EA |  | 1 Year | 74.5 | 5% | 70.775
15797 | Belden Wire | 500002836 | RS 501-742/15F | EA |  | 1 Year | 50.8457 | 5% | 48.3034
15798 | Belden Wire | 500002837 | RSW 501-742/6F | EA |  | 1 Year | 30.5683 | 5% | 29.0399
15799 | Belden Wire | 500002838 | RSW 501-742/12F | EA |  | 1 Year | 44.0866 | 5% | 41.8823
15800 | Belden Wire | 500002839 | RSW 501-742/15F | EA |  | 1 Year | 50.8457 | 5% | 48.3034
15801 | Belden Wire | 500002840 | RSW 501-742/20F | EA |  | 1 Year | 62.111 | 5% | 59.0054
15802 | Belden Wire | 500002841 | RSW 501-742/30F | EA |  | 1 Year | 84.6415 | 5% | 80.4094
15803 | Belden Wire | 500002842 | RKW 50-742/15F | EA |  | 1 Year | 50.9457 | 5% | 48.3984
15804 | Belden Wire | 500002843 | RSRK 501-742/15F | EA |  | 1 Year | 67.9957 | 5% | 64.5959
15805 | Belden Wire | 500002847 | RSRKW 501-742/20F | EA |  | 1 Year | 79.261 | 5% | 75.2979
15806 | Belden Wire | 500002848 | RSRKW 501-742/30F | EA |  | 1 Year | 101.7915 | 5% | 96.7019
15807 | Belden Wire | 500002849 | RS 501-755/6F | EA |  | 1 Year | 27.13 | 5% | 25.7735
15808 | Belden Wire | 500002850 | RS 501-755/12F | EA |  | 1 Year | 37.21 | 5% | 35.3495
15809 | Belden Wire | 500002851 | RS 501-755/15F | EA |  | 1 Year | 42.25 | 5% | 40.1375
15810 | Belden Wire | 500002852 | RS 501-755/20F | EA |  | 1 Year | 50.65 | 5% | 48.1175
15811 | Belden Wire | 500002853 | RS 501-755/30F | EA |  | 1 Year | 67.45 | 5% | 64.0775
15812 | Belden Wire | 500002854 | RSW 501-755/6F | EA |  | 1 Year | 27.13 | 5% | 25.7735
15813 | Belden Wire | 500002855 | RSW 501-755/12F | EA |  | 1 Year | 37.21 | 5% | 35.3495
15814 | Belden Wire | 500002856 | RSW 501-755/15F | EA |  | 1 Year | 42.25 | 5% | 40.1375
15815 | Belden Wire | 500002857 | RSW 501-755/20F | EA |  | 1 Year | 50.65 | 5% | 48.1175
15816 | Belden Wire | 500002858 | RSW 501-755/30F | EA |  | 1 Year | 67.45 | 5% | 64.0775
15817 | Belden Wire | 500002860 | RSW 501-777/15F | EA |  | 1 Year | 56.3584 | 5% | 53.5405
15818 | Belden Wire | 500002861 | RK 50-777/15F | EA |  | 1 Year | 56.4584 | 5% | 53.6355
15819 | Belden Wire | 500002862 | RKW 50-777/15F | EA |  | 1 Year | 56.4584 | 5% | 53.6355
15820 | Belden Wire | 500002863 | RSRKW 501-777/6F | EA |  | 1 Year | 49.9233 | 5% | 47.4271
15821 | Belden Wire | 500002864 | RSRKW 501-777/12F | EA |  | 1 Year | 65.6467 | 5% | 62.3644
15822 | Belden Wire | 500002865 | RSRKW 501-777/15F | EA |  | 1 Year | 73.5084 | 5% | 69.833
15823 | Belden Wire | 500002866 | RSRKW 501-777/20F | EA |  | 1 Year | 86.6111 | 5% | 82.2805
15824 | Belden Wire | 500002870 | RK 40-739/15F | EA |  | 1 Year | 44.775 | 5% | 42.5362
15825 | Belden Wire | 500002899 | RKF 301-S4604/3F | EA |  | 1 Year | 17.8308 | 5% | 16.9393
15826 | Belden Wire | 500002933 | RK 50-794/6F | EA |  | 1 Year | 26.7032 | 5% | 25.368
15827 | Belden Wire | 500002935 | RK 50-794/15F | EA |  | 1 Year | 44.9571 | 5% | 42.7092
15828 | Belden Wire | 500002937 | RK 50-794/30F | EA |  | 1 Year | 75.3803 | 5% | 71.6113
15829 | Belden Wire | 500002940 | RKW 50-794/15F | EA |  | 1 Year | 44.9571 | 5% | 42.7092
15830 | Belden Wire | 500002944 | RS 50-794/12F | EA |  | 1 Year | 38.7877 | 5% | 36.8483
15831 | Belden Wire | 500002945 | RS 50-794/15F | EA |  | 1 Year | 44.8724 | 5% | 42.6288
15832 | Belden Wire | 500002946 | RS 50-794/20F | EA |  | 1 Year | 55.0134 | 5% | 52.2627
15833 | Belden Wire | 500002948 | RSRK 50-794/6F | EA |  | 1 Year | 41.1523 | 5% | 39.0947
15834 | Belden Wire | 500002949 | RSRK 50-794/12F | EA |  | 1 Year | 62.9195 | 5% | 59.7735
15835 | Belden Wire | 500002950 | RSRK 50-794/15F | EA |  | 1 Year | 59.4063 | 5% | 56.436
15836 | Belden Wire | 500002951 | RSRK 50-794/20F | EA |  | 1 Year | 82.0659 | 5% | 77.9626
15837 | Belden Wire | 500002952 | RSRK 50-794/30F | EA |  | 1 Year | 89.8295 | 5% | 85.338
15838 | Belden Wire | 500002960 | RSC 190/13,5 single pk of 1 | EA |  | 1 Year | 52.1872 | 5% | 49.5778
15839 | Belden Wire | 500002962 | RK 50-794/3.5F | EA |  | 1 Year | 21.6326 | 5% | 20.551
15840 | Belden Wire | 500002968 | RK 120M-728/33F | EA |  | 1 Year | 257.7255 | 5% | 244.8392
15841 | Belden Wire | 500002986 | RS 120M-724/15F | EA |  | 1 Year | 208.2769 | 5% | 197.8631
15842 | Belden Wire | 500002991 | RSRK 50-794/10F | EA |  | 1 Year | 58.1329 | 5% | 55.2263
15843 | Belden Wire | 500002995 | RK 50-794/26F | EA |  | 1 Year | 67.2675 | 5% | 63.9041
15844 | Belden Wire | 500003001 | RS 401-739/3F | EA |  | 1 Year | 22.175 | 5% | 21.0663
15845 | Belden Wire | 500003029 | RSRK 190M-669/5M | EA |  | 1 Year | 246.5 | 5% | 234.175
15846 | Belden Wire | 500003089 | RSRK 501-742/9F | EA |  | 1 Year | 54.4774 | 5% | 51.7535
15847 | Belden Wire | 500003094 | RSRK 50-794/40F | EA |  | 1 Year | 110.1116 | 5% | 104.606
15848 | Belden Wire | 500003095 | RSRKW 50-794/15F | EA |  | 1 Year | 59.4063 | 5% | 56.436
15849 | Belden Wire | 500003096 | RSRKW 50-794/20F | EA |  | 1 Year | 69.5473 | 5% | 66.0699
15850 | Belden Wire | 500003097 | RSRKW 50-794/30F | EA |  | 1 Year | 89.8295 | 5% | 85.338
15851 | Belden Wire | 500003098 | RSRKW 50-794/40F | EA |  | 1 Year | 110.1116 | 5% | 104.606
15852 | Belden Wire | 500003099 | RSRKW 50-794/50F | EA |  | 1 Year | 130.3938 | 5% | 123.8741
15853 | Belden Wire | 500003100 | RSWRK 50-794/15F | EA |  | 1 Year | 59.4063 | 5% | 56.436
15854 | Belden Wire | 500003101 | RSWRK 50-794/20F | EA |  | 1 Year | 69.5473 | 5% | 66.0699
15855 | Belden Wire | 500003102 | RSWRK 50-794/30F | EA |  | 1 Year | 89.8295 | 5% | 85.338
15856 | Belden Wire | 500003103 | RSWRK 50-794/40F | EA |  | 1 Year | 110.1116 | 5% | 104.606
15857 | Belden Wire | 500003104 | RSWRK 50-794/50F | EA |  | 1 Year | 130.3938 | 5% | 123.8741
15858 | Belden Wire | 500003105 | RSWRKW 50-794/15F | EA |  | 1 Year | 59.4063 | 5% | 56.436
15859 | Belden Wire | 500003106 | RSWRKW 50-794/20F | EA |  | 1 Year | 69.5473 | 5% | 66.0699
15860 | Belden Wire | 500003107 | RSWRKW 50-794/30F | EA |  | 1 Year | 89.8295 | 5% | 85.338
15861 | Belden Wire | 500003108 | RSWRKW 50-794/40F | EA |  | 1 Year | 110.1116 | 5% | 104.606
15862 | Belden Wire | 500003109 | RSWRKW 50-794/50F | EA |  | 1 Year | 130.3938 | 5% | 123.8741
15863 | Belden Wire | 500003110 | RSRK 50-777/3F | EA |  | 1 Year | 42.0617 | 5% | 39.9586
15864 | Belden Wire | 500003111 | RSRK 50-777/15F | EA |  | 1 Year | 73.5084 | 5% | 69.833
15865 | Belden Wire | 500003112 | RSRK 50-777/20F | EA |  | 1 Year | 86.6111 | 5% | 82.2805
15866 | Belden Wire | 500003113 | RSRK 50-777/30F | EA |  | 1 Year | 112.8167 | 5% | 107.1759
15867 | Belden Wire | 500003114 | RSRK 50-777/40F | EA |  | 1 Year | 139.0223 | 5% | 132.0712
15868 | Belden Wire | 500003115 | RSRK 50-777/50F | EA |  | 1 Year | 165.2279 | 5% | 156.9665
15869 | Belden Wire | 500003116 | RSRK 50-777/70F | EA |  | 1 Year | 217.639 | 5% | 206.757
15870 | Belden Wire | 500003117 | RSRK 50-777/90F | EA |  | 1 Year | 270.0502 | 5% | 256.5477
15871 | Belden Wire | 500003118 | RK 50-777/60F | EA |  | 1 Year | 174.3834 | 5% | 165.6642
15872 | Belden Wire | 500003119 | RS 50-777/80F | EA |  | 1 Year | 226.6946 | 5% | 215.3599
15873 | Belden Wire | 500003120 | RS 50-777/90F | EA |  | 1 Year | 252.9002 | 5% | 240.2552
15874 | Belden Wire | 500003121 | RS 50-777/22M | EA |  | 1 Year | 206.1494 | 5% | 195.8419
15875 | Belden Wire | 500003122 | RS 50-777/23M | EA |  | 1 Year | 214.7449 | 5% | 204.0077
15876 | Belden Wire | 500003123 | RS 50-777/25M | EA |  | 1 Year | 231.9357 | 5% | 220.3389
15877 | Belden Wire | 500003124 | RSRK 100M-652/15F | EA |  | 1 Year | 145.6844 | 5% | 138.4002
15878 | Belden Wire | 500003125 | RSRK 100M-652/20F | EA |  | 1 Year | 157.0259 | 5% | 149.1746
15879 | Belden Wire | 500003126 | RSRK 100M-652/25F | EA |  | 1 Year | 168.3673 | 5% | 159.9489
15880 | Belden Wire | 500003127 | RSRK 100M-652/30F | EA |  | 1 Year | 179.7088 | 5% | 170.7234
15881 | Belden Wire | 500003128 | RSRK 100M-652/40F | EA |  | 1 Year | 202.3917 | 5% | 192.2721
15882 | Belden Wire | 500003129 | RSRK 100M-652/50F | EA |  | 1 Year | 225.0746 | 5% | 213.8209
15883 | Belden Wire | 500003130 | RSRK 100M-699/15F | EA |  | 1 Year | 195.2576 | 5% | 185.4947
15884 | Belden Wire | 500003131 | RSRK 100M-699/20F | EA |  | 1 Year | 223.1234 | 5% | 211.9672
15885 | Belden Wire | 500003132 | RSRK 100M-699/25F | EA |  | 1 Year | 250.9893 | 5% | 238.4398
15886 | Belden Wire | 500003133 | RSRK 100M-699/30F | EA |  | 1 Year | 278.8551 | 5% | 264.9123
15887 | Belden Wire | 500003138 | RSRK 190M-669/60F | EA |  | 1 Year | 497.4659 | 5% | 472.5926
15888 | Belden Wire | 500003147 | RKF 1001M-699/6F | EA |  | 1 Year | 63.1061 | 5% | 59.9508
15889 | Belden Wire | 500003156 | RSRK 50-794/7F | EA |  | 1 Year | 43.1805 | 5% | 41.0215
15890 | Belden Wire | 500003157 | RSRK 50-794/9F | EA |  | 1 Year | 47.237 | 5% | 44.8751
15891 | Belden Wire | 500003158 | RK 50-794/70F | EA |  | 1 Year | 156.5089 | 5% | 148.6835
15892 | Belden Wire | 500003159 | RK 50-794/80F | EA |  | 1 Year | 176.791 | 5% | 167.9514
15893 | Belden Wire | 500003160 | RK 50-794/90F | EA |  | 1 Year | 197.0732 | 5% | 187.2195
15894 | Belden Wire | 500003161 | RSRK 50-777/6F | EA |  | 1 Year | 49.9233 | 5% | 47.4271
15895 | Belden Wire | 500003162 | RSRK 50-777/12F | EA |  | 1 Year | 65.6467 | 5% | 62.3644
15896 | Belden Wire | 500003165 | RSRK 50-777/1M | EA |  | 1 Year | 42.7954 | 5% | 40.6556
15897 | Belden Wire | 500003166 | RSRK 50-777/2M | EA |  | 1 Year | 51.3909 | 5% | 48.8214
15898 | Belden Wire | 500003167 | RSRK 50-777/3M | EA |  | 1 Year | 59.9863 | 5% | 56.987
15899 | Belden Wire | 500003168 | RSRK 50-777/5M | EA |  | 1 Year | 77.1771 | 5% | 73.3182
15900 | Belden Wire | 500003169 | RSRK 50-777/8M | EA |  | 1 Year | 102.9634 | 5% | 97.8152
15901 | Belden Wire | 500003170 | RSRK 50-777/10M | EA |  | 1 Year | 120.1543 | 5% | 114.1466
15902 | Belden Wire | 500003172 | RK 50-794/100F | EA |  | 1 Year | 217.3553 | 5% | 206.4875
15903 | Belden Wire | 500003180 | 888M-M12AE-6F | EA |  | 1 Year | 76.689 | 5% | 72.8545
15904 | Belden Wire | 500003180 | 888M-M12AE-6F | EA |  | 1 Year | 17.47 | 5% | 16.5965
15905 | Belden Wire | 500003181 | 888M-M11AE-1F | EA |  | 1 Year | 64.5352 | 5% | 61.3084
15906 | Belden Wire | 500003181 | 888M-M11AE-1F | EA |  | 1 Year | 23.4 | 5% | 22.23
15907 | Belden Wire | 500003182 | RK 190M-669/50M | EA |  | 1 Year | 1020.1 | 5% | 969.095
15908 | Belden Wire | 500003183 | RK 190M-669/60M | EA |  | 1 Year | 1208.9 | 5% | 1148.455
15909 | Belden Wire | 500003185 | RS 50-RK40-S4714/0.6M | EA |  | 1 Year | 52.7 | 5% | 50.065
15910 | Belden Wire | 500003186 | RS 50-RK40-S4714/1M | EA |  | 1 Year | 52.7 | 5% | 50.065
15911 | Belden Wire | 500003187 | RS 50-RK40-S4714/3M | EA |  | 1 Year | 60.8658 | 5% | 57.8225
15912 | Belden Wire | 500003188 | RS 50-RK40-S4714/5M | EA |  | 1 Year | 68.9377 | 5% | 65.4908
15913 | Belden Wire | 500003189 | RS 50-RK40-S4714/8M | EA |  | 1 Year | 81.5565 | 5% | 77.4787
15914 | Belden Wire | 500003190 | RS 50-RK40-S4714/10M | EA |  | 1 Year | 89.7075 | 5% | 85.2221
15915 | Belden Wire | 500003219 | 22311620-156 | EA |  | 1 Year | 122.56 | 5% | 116.432
15916 | Belden Wire | 500003220 | RK 40-739/70F | EA |  | 1 Year | 147.9 | 5% | 140.505
15917 | Belden Wire | 500003221 | 888M-M19AE-6F | EA |  | 1 Year | 32.65 | 5% | 31.0175
15918 | Belden Wire | 500003226 | RS 50-794/3F | EA |  | 1 Year | 20.5338 | 5% | 19.5071
15919 | Belden Wire | 500003266 | RS 401-739/25F | EA |  | 1 Year | 63.425 | 5% | 60.2537
15920 | Belden Wire | 500003297 | 888D-M4AE5-0M5 | EA |  | 1 Year | 7.17 | 5% | 6.8115
15921 | Belden Wire | 500003301 | RKF 401-639/15F | EA |  | 1 Year | 33.075 | 5% | 31.4213
15922 | Belden Wire | 500003306 | RSRK 40-839/1M | EA |  | 1 Year | 38.214 | 5% | 36.3033
15923 | Belden Wire | 500003309 | RSRK 50-794/60F | EA |  | 1 Year | 150.6759 | 5% | 143.1421
15924 | Belden Wire | 500003310 | RSRK 1001M-652/80F | EA |  | 1 Year | 293.1234 | 5% | 278.4672
15925 | Belden Wire | 500003311 | RSRK 501-742/1M | EA |  | 1 Year | 41.59 | 5% | 39.5105
15926 | Belden Wire | 500003312 | RSRK 501-742/2M | EA |  | 1 Year | 48.98 | 5% | 46.531
15927 | Belden Wire | 500003313 | RSRK 501-742/3M | EA |  | 1 Year | 56.37 | 5% | 53.5515
15928 | Belden Wire | 500003314 | RSRK 501-742/4M | EA |  | 1 Year | 63.76 | 5% | 60.572
15929 | Belden Wire | 500003315 | RSRK 501-742/5M | EA |  | 1 Year | 71.15 | 5% | 67.5925
15930 | Belden Wire | 500003316 | RSRK 501-742/6M | EA |  | 1 Year | 78.54 | 5% | 74.613
15931 | Belden Wire | 500003317 | RSRK 501-742/7M | EA |  | 1 Year | 85.93 | 5% | 81.6335
15932 | Belden Wire | 500003318 | RSRK 501-742/8M | EA |  | 1 Year | 93.32 | 5% | 88.654
15933 | Belden Wire | 500003319 | RSRK 501-742/9M | EA |  | 1 Year | 100.71 | 5% | 95.6745
15934 | Belden Wire | 500003337 | RSRK 40-839/30M | EA |  | 1 Year | 183.62 | 5% | 174.439
15935 | Belden Wire | 500003338 | RSRK 40-839/40M | EA |  | 1 Year | 233.76 | 5% | 222.072
15936 | Belden Wire | 500003343 | 888M-M19AE-12F | EA |  | 1 Year | 43.1 | 5% | 40.945
15937 | Belden Wire | 500003345 | RSRK 501-755/40F | EA |  | 1 Year | 101.4 | 5% | 96.33
15938 | Belden Wire | 500003346 | RSRK 501-755/50F | EA |  | 1 Year | 118.2 | 5% | 112.29
15939 | Belden Wire | 500003347 | RSRK 501-755/60F | EA |  | 1 Year | 135 | 5% | 128.25
15940 | Belden Wire | 500003357 | RSRKW 301-738/6F | EA |  | 1 Year | 40.6622 | 5% | 38.6291
15941 | Belden Wire | 500003358 | RSRKW 301-738/12F | EA |  | 1 Year | 49.4244 | 5% | 46.9532
15942 | Belden Wire | 500003359 | RSRKW 301-738/20F | EA |  | 1 Year | 61.1073 | 5% | 58.0519
15943 | Belden Wire | 500003360 | RSF 40-S4747/0.3M | EA |  | 1 Year | 16.68 | 5% | 15.846
15944 | Belden Wire | 500003364 | RSRK 40-839/0.5M | EA |  | 1 Year | 35.707 | 5% | 33.9216
15945 | Belden Wire | 500003366 | RSRK 501-755/75F | EA |  | 1 Year | 160.2 | 5% | 152.19
15946 | Belden Wire | 500003373 | RSRK 40-839/7M | EA |  | 1 Year | 68.298 | 5% | 64.8831
15947 | Belden Wire | 500003442 | RSRK 501-777/7F | EA |  | 1 Year | 52.5439 | 5% | 49.9167
15948 | Belden Wire | 500003450 | RS 1001M-652/40F | EA |  | 1 Year | 146.5117 | 5% | 139.1861
15949 | Belden Wire | 500003452 | RSRK 501-755/35F | EA |  | 1 Year | 93 | 5% | 88.35
15950 | Belden Wire | 500003453 | RSRK 501-755/125F | EA |  | 1 Year | 244.2 | 5% | 231.99
15951 | Belden Wire | 500003454 | RK 120M-654/60F | EA |  | 1 Year | 191.442 | 5% | 181.8699
15952 | Belden Wire | 500004270 | RK 30-838/6M | EA |  | 1 Year | 42.16 | 5% | 40.052
15953 | Belden Wire | 520007002 | SHELL | EA |  | 1 Year | 1.0533 | 5% | 1.0006
15954 | Belden Wire | 520007010 | PLUNGER | EA |  | 1 Year | 0.3507 | 5% | 0.33316
15955 | Belden Wire | 520017003 | BUSH | EA |  | 1 Year | 0.1404 | 5% | 0.13338
15956 | Belden Wire | 520217003 | ROLLER | EA |  | 1 Year | 0.732 | 5% | 0.6954
15957 | Belden Wire | 520217004 | PIN,*8113-110794 | EA |  | 1 Year | 1.5109 | 5% | 1.4354
15958 | Belden Wire | 520417005 | NUT *220866 | EA |  | 1 Year | 0.61 | 5% | 0.5795
15959 | Belden Wire | 520937004 | WASHERS-7615-112592 | EA |  | 1 Year | 0.35 | 5% | 0.3325
15960 | Belden Wire | 521007001 | 3 POSITION SPOOL *8261-051595 | EA |  | 1 Year | 2.1364 | 5% | 2.0296
15961 | Belden Wire | 521007010 | THREE POSIT SPOOL *8261051595 | EA |  | 1 Year | 2.18 | 5% | 2.071
15962 | Belden Wire | 521837004 | PIN | EA |  | 1 Year | 0.4996 | 5% | 0.47462
15963 | Belden Wire | 522007001 | THREE POS SPOOL *8261-051595 | EA |  | 1 Year | 2.7711 | 5% | 2.6325
15964 | Belden Wire | 522007010 | THREE POS SPOOL *2633-2178 | EA |  | 1 Year | 1.81 | 5% | 1.7195
15965 | Belden Wire | 522837010 | 4 WAY 3 POS INL TO CYL SPOOL | EA |  | 1 Year | 2.2062 | 5% | 2.0959
15966 | Belden Wire | 523007001 | SPOOL, 3 WAY VALVE | EA |  | 1 Year | 1.9938 | 5% | 1.8941
15967 | Belden Wire | 524007001 | SPOOL-3 WAY VALVE | EA |  | 1 Year | 1.6251 | 5% | 1.5438
15968 | Belden Wire | 529007001 | THREE POS SPOOL *8261-051595 | EA |  | 1 Year | 2.1837 | 5% | 2.0745
15969 | Belden Wire | 529837010 | TWO POSITION SPOOL | EA |  | 1 Year | 1.7729 | 5% | 1.6843
15970 | Belden Wire | 530007001 | SPOOL | EA |  | 1 Year | 2.18 | 5% | 2.071
15971 | Belden Wire | 532007001 | SPOOL | EA |  | 1 Year | 16.49 | 5% | 15.6655
15972 | Belden Wire | 536007002 | SPOOL (3 WAY) | EA |  | 1 Year | 1.97 | 5% | 1.8715
15973 | Belden Wire | 600000009 | RSF 3-1/2-14/1F | EA |  | 1 Year | 17.4543 | 5% | 16.5816
15974 | Belden Wire | 600000010 | RSF 4U-1/2-14/1F | EA |  | 1 Year | 17.967 | 5% | 17.0686
15975 | Belden Wire | 600000011 | RSF 4-1/2-14/1F | EA |  | 1 Year | 16.286 | 5% | 15.4717
15976 | Belden Wire | 600000017 | 22311600-024 | EA |  | 1 Year | 21.671 | 5% | 20.5874
15977 | Belden Wire | 600000018 | 22311600-036 | EA |  | 1 Year | 22.1403 | 5% | 21.0333
15978 | Belden Wire | 600000019 | 22311600-048 | EA |  | 1 Year | 22.7893 | 5% | 21.6498
15979 | Belden Wire | 600000020 | 22311600-060 | EA |  | 1 Year | 26.7344 | 5% | 25.3977
15980 | Belden Wire | 600000023 | 22311600-012 | EA |  | 1 Year | 15.2334 | 5% | 14.4717
15981 | Belden Wire | 600000029 | AKB 2-RST 3-602/0.3M | EA |  | 1 Year | 52.06 | 5% | 49.457
15982 | Belden Wire | 600000110 | ASBS 2 M12-4 | EA |  | 1 Year | 26.6 | 5% | 25.27
15983 | Belden Wire | 600000111 | ASBS 2 M12-5 | EA |  | 1 Year | 26.6 | 5% | 25.27
15984 | Belden Wire | 600000112 | ASBS 2 M12-S2325 | EA |  | 1 Year | 28.5 | 5% | 27.075
15985 | Belden Wire | 600000113 | ASBS 2 M12-S2326 | EA |  | 1 Year | 28.5 | 5% | 27.075
15986 | Belden Wire | 600000114 | ASBS 2 M8 | EA |  | 1 Year | 26.1 | 5% | 24.795
15987 | Belden Wire | 600000115 | ASBS 4/LED 5-4 | EA |  | 1 Year | 100 | 5% | 95
15988 | Belden Wire | 600000116 | ASBS 6 5-4 | EA |  | 1 Year | 110 | 5% | 104.5
15989 | Belden Wire | 600000117 | ASBS 6/LED 5-4 | EA |  | 1 Year | 140 | 5% | 133
15990 | Belden Wire | 600000118 | ASBS 8 5-4 | EA |  | 1 Year | 120 | 5% | 114
15991 | Belden Wire | 600000119 | ASBS 8/LED 5-4 | EA |  | 1 Year | 150 | 5% | 142.5
15992 | Belden Wire | 600000124 | ASBSV 4/LED 5 | EA |  | 1 Year | 120 | 5% | 114
15993 | Belden Wire | 600000125 | ASBSV 4 5 | EA |  | 1 Year | 95 | 5% | 90.25
15994 | Belden Wire | 600000126 | ASBSV 6/LED 5 | EA |  | 1 Year | 145 | 5% | 137.75
15995 | Belden Wire | 600000127 | ASBSV 6 5 | EA |  | 1 Year | 110 | 5% | 104.5
15996 | Belden Wire | 600000128 | ASBSV 8/LED 5 | EA |  | 1 Year | 162.162 | 5% | 154.0539
15997 | Belden Wire | 600000129 | ASBSV 8 5 | EA |  | 1 Year | 130 | 5% | 123.5
15998 | Belden Wire | 600000145 | ASBV 8 4-3-242-RS190M | EA |  | 1 Year | 138.08 | 5% | 131.176
15999 | Belden Wire | 600000180 | RKE 5/3" | EA |  | 1 Year | 4.701 | 5% | 4.4659
16000 | Belden Wire | 600000182 | RKF 3U/1F | EA |  | 1 Year | 21.2944 | 5% | 20.2297
16001 | Belden Wire | 600000186 | RKF 4 U/1F | EA |  | 1 Year | 20.6078 | 5% | 19.5774
16002 | Belden Wire | 600000187 | RKF 4/0.5M | EA |  | 1 Year | 16.1935 | 5% | 15.3838
16003 | Belden Wire | 600000190 | RKF 4-3/0.5M | EA |  | 1 Year | 15.7193 | 5% | 14.9333
16004 | Belden Wire | 600000194 | RKF 4-1/4-NPT/0.5M | EA |  | 1 Year | 13.8802 | 5% | 13.1862
16005 | Belden Wire | 600000195 | RKF 4-1/4-NPT/2M | EA |  | 1 Year | 17.3965 | 5% | 16.5267
16006 | Belden Wire | 600000197 | RKF 5/0.5M (#5 wire GY) | EA |  | 1 Year | 16.1711 | 5% | 15.3625
16007 | Belden Wire | 600000200 | RKF 5-1/2-14/0.5M | EA |  | 1 Year | 22.0001 | 5% | 20.9001
16008 | Belden Wire | 600000203 | RKF 8/0.5M | EA |  | 1 Year | 28.1767 | 5% | 26.7679
16009 | Belden Wire | 600000209 | RKT 3 U-618/12F | EA |  | 1 Year | 16.5451 | 5% | 15.7178
16010 | Belden Wire | 600000210 | RKT 3 U-618/15F | EA |  | 1 Year | 18.4132 | 5% | 17.4925
16011 | Belden Wire | 600000211 | RKT 3 U-618/20F | EA |  | 1 Year | 21.5268 | 5% | 20.4505
16012 | Belden Wire | 600000215 | RKT 3 U-618/6F | EA |  | 1 Year | 12.8088 | 5% | 12.1684
16013 | Belden Wire | 600000221 | RKT 3 U-664/15F | EA |  | 1 Year | 23.9555 | 5% | 22.7577
16014 | Belden Wire | 600000223 | RKT 3 U-664/30F | EA |  | 1 Year | 38.361 | 5% | 36.4429
16015 | Belden Wire | 600000225 | RKT 3 U-688/12F | EA |  | 1 Year | 26.75 | 5% | 25.4125
16016 | Belden Wire | 600000226 | RKT 3 U-688/15F | EA |  | 1 Year | 29.75 | 5% | 28.2625
16017 | Belden Wire | 600000227 | RKT 3 U-688/20F | EA |  | 1 Year | 34.75 | 5% | 33.0125
16018 | Belden Wire | 600000228 | RKT 3 U-688/6F | EA |  | 1 Year | 20.75 | 5% | 19.7125
16019 | Belden Wire | 600000232 | RKT 4 U-674/12F | EA |  | 1 Year | 23.7856 | 5% | 22.5963
16020 | Belden Wire | 600000233 | RKT 4 U-674/15F | EA |  | 1 Year | 27.5965 | 5% | 26.2167
16021 | Belden Wire | 600000234 | RKT 4 U-674/20F | EA |  | 1 Year | 33.9482 | 5% | 32.2508
16022 | Belden Wire | 600000235 | RKT 4 U-674/6F | EA |  | 1 Year | 16.1636 | 5% | 15.3554
16023 | Belden Wire | 600000236 | RKT 4 U-689/12F | EA |  | 1 Year | 30.5 | 5% | 28.975
16024 | Belden Wire | 600000237 | RKT 4 U-689/20F | EA |  | 1 Year | 40.5 | 5% | 38.475
16025 | Belden Wire | 600000238 | RKT 4 U-689/30F | EA |  | 1 Year | 53 | 5% | 50.35
16026 | Belden Wire | 600000239 | RKT 4 U-689/6F | EA |  | 1 Year | 23 | 5% | 21.85
16027 | Belden Wire | 600000244 | RKT 4-3-06/5 M | EA |  | 1 Year | 16.1 | 5% | 15.295
16028 | Belden Wire | 600000249 | RKT 4-3-610/2M | EA |  | 1 Year | 13.37 | 5% | 12.7015
16029 | Belden Wire | 600000250 | RKT 4-3-610/5M | EA |  | 1 Year | 21.65 | 5% | 20.5675
16030 | Belden Wire | 600000252 | RKT 4-3-632/10M | EA |  | 1 Year | 23.05 | 5% | 21.8975
16031 | Belden Wire | 600000253 | RKT 4-3-632/2M | EA |  | 1 Year | 10.89 | 5% | 10.3455
16032 | Belden Wire | 600000254 | RKT 4-3-632/5M | EA |  | 1 Year | 15.45 | 5% | 14.6775
16033 | Belden Wire | 600000268 | RKT 4-602/10M | EA |  | 1 Year | 45.15 | 5% | 42.8925
16034 | Belden Wire | 600000270 | RKT 4-602/4M | EA |  | 1 Year | 25.65 | 5% | 24.3675
16035 | Belden Wire | 600000276 | RKT 4-633/10M | EA |  | 1 Year | 24.23 | 5% | 23.0185
16036 | Belden Wire | 600000279 | RKT 4-633/2M | EA |  | 1 Year | 11.53 | 5% | 10.9535
16037 | Belden Wire | 600000281 | RKT 4-633/5M | EA |  | 1 Year | 16.16 | 5% | 15.352
16038 | Belden Wire | 600000284 | RKT 4-679/10M | EA |  | 1 Year | 38.15 | 5% | 36.2425
16039 | Belden Wire | 600000288 | RKT 4-679/2M | EA |  | 1 Year | 14.55 | 5% | 13.8225
16040 | Belden Wire | 600000290 | RKT 4-679/5M | EA |  | 1 Year | 23.4 | 5% | 22.23
16041 | Belden Wire | 600000302 | RKT 5B-48/5 M | EA |  | 1 Year | 30.8124 | 5% | 29.2718
16042 | Belden Wire | 600000305 | RKT 5 U-673/20F | EA |  | 1 Year | 43.039 | 5% | 40.8871
16043 | Belden Wire | 600000311 | RKT 5-612/10M | EA |  | 1 Year | 31.548 | 5% | 29.9706
16044 | Belden Wire | 600000313 | RKT 5-612/2M | EA |  | 1 Year | 14.3 | 5% | 13.585
16045 | Belden Wire | 600000314 | RKT 5-612/5M | EA |  | 1 Year | 20.768 | 5% | 19.7296
16046 | Belden Wire | 600000320 | RKT 8-09/2 M | EA |  | 1 Year | 24.44 | 5% | 23.218
16047 | Belden Wire | 600000321 | RKT 8-09/5 M | EA |  | 1 Year | 34.85 | 5% | 33.1075
16048 | Belden Wire | 600000326 | RKT/LED A 4-3-632/2M | EA |  | 1 Year | 14.42 | 5% | 13.699
16049 | Belden Wire | 600000327 | RKT/LED A 4-3-632/5M | EA |  | 1 Year | 18.98 | 5% | 18.031
16050 | Belden Wire | 600000336 | RKT/LED F 4-633/5M | EA |  | 1 Year | 20.28 | 5% | 19.266
16051 | Belden Wire | 600000346 | RKTS 4-182/5 M | EA |  | 1 Year | 30.8 | 5% | 29.26
16052 | Belden Wire | 600000357 | RKWT 3 U-618/12F | EA |  | 1 Year | 16.5451 | 5% | 15.7178
16053 | Belden Wire | 600000358 | RKWT 3 U-618/15F | EA |  | 1 Year | 18.4132 | 5% | 17.4925
16054 | Belden Wire | 600000359 | RKWT 3 U-618/20F | EA |  | 1 Year | 21.5268 | 5% | 20.4505
16055 | Belden Wire | 600000360 | RKWT 3 U-618/30F | EA |  | 1 Year | 27.7539 | 5% | 26.3662
16056 | Belden Wire | 600000361 | RKWT 3 U-618/6F | EA |  | 1 Year | 12.8088 | 5% | 12.1684
16057 | Belden Wire | 600000363 | RKWT 3 U-619/15F | EA |  | 1 Year | 50.8323 | 5% | 48.2907
16058 | Belden Wire | 600000367 | RKWT 3 U-664/15F | EA |  | 1 Year | 23.9555 | 5% | 22.7577
16059 | Belden Wire | 600000372 | RKWT 3 U-688/12F | EA |  | 1 Year | 26.75 | 5% | 25.4125
16060 | Belden Wire | 600000374 | RKWT 3 U-688/20F | EA |  | 1 Year | 34.75 | 5% | 33.0125
16061 | Belden Wire | 600000375 | RKWT 3 U-688/6F | EA |  | 1 Year | 20.75 | 5% | 19.7125
16062 | Belden Wire | 600000378 | RKWT 4 U-674/12F | EA |  | 1 Year | 23.7856 | 5% | 22.5963
16063 | Belden Wire | 600000380 | RKWT 4 U-674/20F | EA |  | 1 Year | 33.9482 | 5% | 32.2508
16064 | Belden Wire | 600000382 | RKWT 4 U-674/6F | EA |  | 1 Year | 16.1636 | 5% | 15.3554
16065 | Belden Wire | 600000383 | RKWT 4 U-689/12F | EA |  | 1 Year | 30.5 | 5% | 28.975
16066 | Belden Wire | 600000385 | RKWT 4 U-689/20F | EA |  | 1 Year | 40.5 | 5% | 38.475
16067 | Belden Wire | 600000395 | RKWT 4-3-610/10M | EA |  | 1 Year | 35.45 | 5% | 33.6775
16068 | Belden Wire | 600000396 | RKWT 4-3-610/2M | EA |  | 1 Year | 13.37 | 5% | 12.7015
16069 | Belden Wire | 600000397 | RKWT 4-3-610/5M | EA |  | 1 Year | 21.65 | 5% | 20.5675
16070 | Belden Wire | 600000398 | RKWT 4-3-610/6M | EA |  | 1 Year | 24.41 | 5% | 23.1895
16071 | Belden Wire | 600000400 | RKWT 4-3-632/10M | EA |  | 1 Year | 23.05 | 5% | 21.8975
16072 | Belden Wire | 600000401 | RKWT 4-3-632/2M | EA |  | 1 Year | 10.89 | 5% | 10.3455
16073 | Belden Wire | 600000402 | RKWT 4-3-632/5M | EA |  | 1 Year | 15.45 | 5% | 14.6775
16074 | Belden Wire | 600000403 | RKFM 4-3/0,5 M | EA |  | 1 Year | 15.6216 | 5% | 14.8405
16075 | Belden Wire | 600000419 | RKWT 4-29/5 M | EA |  | 1 Year | 18.9 | 5% | 17.955
16076 | Belden Wire | 600000422 | RKWT 4-602/4M | EA |  | 1 Year | 25.65 | 5% | 24.3675
16077 | Belden Wire | 600000427 | RKWT 4-633/10M | EA |  | 1 Year | 24.23 | 5% | 23.0185
16078 | Belden Wire | 600000429 | RKWT 4-633/2M | EA |  | 1 Year | 11.53 | 5% | 10.9535
16079 | Belden Wire | 600000432 | RKWT 4-633/5M | EA |  | 1 Year | 16.16 | 5% | 15.352
16080 | Belden Wire | 600000435 | RKWT 4-679/10M | EA |  | 1 Year | 38.15 | 5% | 36.2425
16081 | Belden Wire | 600000437 | RKWT 4-679/2M | EA |  | 1 Year | 14.55 | 5% | 13.8225
16082 | Belden Wire | 600000438 | RKWT 4-679/5M | EA |  | 1 Year | 23.4 | 5% | 22.23
16083 | Belden Wire | 600000449 | RKWT 5-612/10M | EA |  | 1 Year | 31.548 | 5% | 29.9706
16084 | Belden Wire | 600000450 | RKWT 5-612/2M | EA |  | 1 Year | 14.3 | 5% | 13.585
16085 | Belden Wire | 600000455 | RKWT 8-09/5 M | EA |  | 1 Year | 34.85 | 5% | 33.1075
16086 | Belden Wire | 600000464 | RKWT/LED A 4-3-610/10M | EA |  | 1 Year | 38.98 | 5% | 37.031
16087 | Belden Wire | 600000469 | RKWT/LED A 4-3-632/2M | EA |  | 1 Year | 14.42 | 5% | 13.699
16088 | Belden Wire | 600000470 | RKWT/LED A 4-3-632/5M | EA |  | 1 Year | 18.98 | 5% | 18.031
16089 | Belden Wire | 600000477 | RKWT/LED C 4-3-632/2M | EA |  | 1 Year | 14.42 | 5% | 13.699
16090 | Belden Wire | 600000478 | RKWT/LED C 4-3-632/5M | EA |  | 1 Year | 18.98 | 5% | 18.031
16091 | Belden Wire | 600000499 | RKWTH 4-635/10M | EA |  | 1 Year | 44.65 | 5% | 42.4175
16092 | Belden Wire | 600000500 | RKWTH 4-635/2M | EA |  | 1 Year | 21.37 | 5% | 20.3015
16093 | Belden Wire | 600000501 | RKWTH 4-635/5M | EA |  | 1 Year | 30.1 | 5% | 28.595
16094 | Belden Wire | 600000515 | 0956 IMC 201 | EA |  | 1 Year | 46.5 | 5% | 44.175
16095 | Belden Wire | 600000529 | RSE 3 | EA |  | 1 Year | 1.2977 | 5% | 1.2328
16096 | Belden Wire | 600000530 | RSE 3 U | EA |  | 1 Year | 1.6897 | 5% | 1.6052
16097 | Belden Wire | 600000532 | RSE 4 | EA |  | 1 Year | 1.5196 | 5% | 1.4436
16098 | Belden Wire | 600000539 | 75012-075-01 | EA |  | 1 Year | 1.1 | 5% | 1.045
16099 | Belden Wire | 600000540 | RSE 5 | EA |  | 1 Year | 1.9958 | 5% | 1.896
16100 | Belden Wire | 600000543 | RSE 5 U | EA |  | 1 Year | 1.64 | 5% | 1.558
16101 | Belden Wire | 600000547 | RSF 3/0.5M | EA |  | 1 Year | 12.6078 | 5% | 11.9774
16102 | Belden Wire | 600000548 | RSF 4 | EA |  | 1 Year | 7.9348 | 5% | 7.5381
16103 | Belden Wire | 600000551 | RSF 4U/1F | EA |  | 1 Year | 14.8749 | 5% | 14.1312
16104 | Belden Wire | 600000553 | RSF 4/0.5M | EA |  | 1 Year | 13.3481 | 5% | 12.6807
16105 | Belden Wire | 600000558 | RSF 5/0.5M (#5 wire GY) | EA |  | 1 Year | 17.5398 | 5% | 16.6628
16106 | Belden Wire | 600000563 | RSF 8/0.5M | EA |  | 1 Year | 17.3176 | 5% | 16.4517
16107 | Belden Wire | 600000565 | ASBV 6 5-332/10 M | EA |  | 1 Year | 164.3372 | 5% | 156.1203
16108 | Belden Wire | 600000569 | RSKF 9 | EA |  | 1 Year | 0.635 | 5% | 0.60325
16109 | Belden Wire | 600000572 | RST 3 U-618/15F | EA |  | 1 Year | 19.2823 | 5% | 18.3182
16110 | Belden Wire | 600000586 | RST 4 U-674/12F | EA |  | 1 Year | 23.7856 | 5% | 22.5963
16111 | Belden Wire | 600000587 | RST 4 U-674/6F | EA |  | 1 Year | 16.0803 | 5% | 15.2763
16112 | Belden Wire | 600000589 | RST 4-07/2 M | EA |  | 1 Year | 13.2825 | 5% | 12.6184
16113 | Belden Wire | 600000594 | RST 4-602/5M | EA |  | 1 Year | 28.98 | 5% | 27.531
16114 | Belden Wire | 600000597 | RST 4-633/2M | EA |  | 1 Year | 11.43 | 5% | 10.8585
16115 | Belden Wire | 600000598 | RST 4-633/5M | EA |  | 1 Year | 16.06 | 5% | 15.257
16116 | Belden Wire | 600000600 | RST 4-679/2M | EA |  | 1 Year | 14.45 | 5% | 13.7275
16117 | Belden Wire | 600000601 | RST 4-679/5M | EA |  | 1 Year | 23.3 | 5% | 22.135
16118 | Belden Wire | 600000604 | RST 4-S3072 | EA |  | 1 Year | 9.1476 | 5% | 8.6902
16119 | Belden Wire | 600000614 | RST 5-612/2M | EA |  | 1 Year | 16.3115 | 5% | 15.4959
16120 | Belden Wire | 600000615 | RST 5-612/5M | EA |  | 1 Year | 20.68 | 5% | 19.646
16121 | Belden Wire | 600000620 | RST 8-09/2 M | EA |  | 1 Year | 24.34 | 5% | 23.123
16122 | Belden Wire | 600000660 | RST 3-RKT 4-3-610/10M | EA |  | 1 Year | 43.2 | 5% | 41.04
16123 | Belden Wire | 600000664 | RST 3-RKT 4-3-610/1M | EA |  | 1 Year | 18.36 | 5% | 17.442
16124 | Belden Wire | 600000666 | RST 3-RKT 4-3-610/2M | EA |  | 1 Year | 21.12 | 5% | 20.064
16125 | Belden Wire | 600000669 | RST 3-RKT 4-3-610/4M | EA |  | 1 Year | 26.64 | 5% | 25.308
16126 | Belden Wire | 600000672 | RST 3-RKT 4-3-610/6M | EA |  | 1 Year | 32.16 | 5% | 30.552
16127 | Belden Wire | 600000682 | RST 3-RKT 4-3-632/1M | EA |  | 1 Year | 17.12 | 5% | 16.264
16128 | Belden Wire | 600000683 | RST 3-RKT 4-3-632/2M | EA |  | 1 Year | 18.64 | 5% | 17.708
16129 | Belden Wire | 600000684 | RST 3-RKT 4-3-632/5M | EA |  | 1 Year | 23.2 | 5% | 22.04
16130 | Belden Wire | 600000700 | RST 3-RKT/LED A 4-3-610/4M | EA |  | 1 Year | 30.17 | 5% | 28.6615
16131 | Belden Wire | 600000701 | RST 3-RKT/LED A 4-3-610/6M | EA |  | 1 Year | 35.69 | 5% | 33.9055
16132 | Belden Wire | 600000714 | RST 3-RKWT 4-3-610/0.6M | EA |  | 1 Year | 17.256 | 5% | 16.3932
16133 | Belden Wire | 600000715 | RST 3-RKWT 4-3-610/10M | EA |  | 1 Year | 43.2 | 5% | 41.04
16134 | Belden Wire | 600000716 | RST 3-RKWT 4-3-610/1M | EA |  | 1 Year | 18.36 | 5% | 17.442
16135 | Belden Wire | 600000717 | RST 3-RKWT 4-3-610/2M | EA |  | 1 Year | 21.12 | 5% | 20.064
16136 | Belden Wire | 600000726 | RST 3-RKWT 4-3-632/5M | EA |  | 1 Year | 23.2 | 5% | 22.04
16137 | Belden Wire | 600000754 | RST 3 U-RKT 3 U-619/15F | EA |  | 1 Year | 65.4823 | 5% | 62.2082
16138 | Belden Wire | 600000756 | RST 3 U-RKT 3 U-619/3F | EA |  | 1 Year | 36.6165 | 5% | 34.7857
16139 | Belden Wire | 600000757 | RST 3 U-RKT 3 U-619/6F | EA |  | 1 Year | 43.8329 | 5% | 41.6413
16140 | Belden Wire | 600000760 | RST 3 U-RKT 3 U-664/15F | EA |  | 1 Year | 33.4055 | 5% | 31.7352
16141 | Belden Wire | 600000766 | RST 3 U-RKWT 3 U-619/3F | EA |  | 1 Year | 36.6165 | 5% | 34.7857
16142 | Belden Wire | 600000770 | RST 3 U-RKWT 3 U-664/1.5F | EA |  | 1 Year | 20.4405 | 5% | 19.4185
16143 | Belden Wire | 600000772 | RST 3 U-RKWT 3 U-664/1F | EA |  | 1 Year | 19.9604 | 5% | 18.9624
16144 | Belden Wire | 600000773 | RST 3 U-RKWT 3 U-664/3F | EA |  | 1 Year | 21.8811 | 5% | 20.787
16145 | Belden Wire | 600000775 | RST 3 U-RKWT 3 U-664/9F | EA |  | 1 Year | 27.6433 | 5% | 26.2611
16146 | Belden Wire | 600000806 | RST 4-RKT 4-633/0.3M | EA |  | 1 Year | 17.686 | 5% | 16.8017
16147 | Belden Wire | 600000807 | RST 4-RKT 4-633/0.6M | EA |  | 1 Year | 18.172 | 5% | 17.2634
16148 | Belden Wire | 600000809 | RST 4-RKT 4-633/10M | EA |  | 1 Year | 33.4 | 5% | 31.73
16149 | Belden Wire | 600000811 | RST 4-RKT 4-633/1M | EA |  | 1 Year | 18.82 | 5% | 17.879
16150 | Belden Wire | 600000814 | RST 4-RKT 4-633/2M | EA |  | 1 Year | 20.44 | 5% | 19.418
16151 | Belden Wire | 600000815 | RST 4-RKT 4-633/5M | EA |  | 1 Year | 25.3 | 5% | 24.035
16152 | Belden Wire | 600000816 | RST 4-RKT 4-679/0.3M | EA |  | 1 Year | 18.085 | 5% | 17.1807
16153 | Belden Wire | 600000817 | RST 4-RKT 4-679/0.6M | EA |  | 1 Year | 18.97 | 5% | 18.0215
16154 | Belden Wire | 600000818 | RST 4-RKT 4-679/10M | EA |  | 1 Year | 46.7 | 5% | 44.365
16155 | Belden Wire | 600000819 | RST 4-RKT 4-679/1M | EA |  | 1 Year | 20.15 | 5% | 19.1425
16156 | Belden Wire | 600000820 | RST 4-RKT 4-679/2M | EA |  | 1 Year | 23.1 | 5% | 21.945
16157 | Belden Wire | 600000822 | RST 4-RKT 4-679/5M | EA |  | 1 Year | 31.95 | 5% | 30.3525
16158 | Belden Wire | 600000832 | RST 4-RKWT 4-602/2.5M | EA |  | 1 Year | 33.505 | 5% | 31.8298
16159 | Belden Wire | 600000848 | RST 4-RKWT 4-633/2M | EA |  | 1 Year | 20.44 | 5% | 19.418
16160 | Belden Wire | 600000849 | RST 4-RKWT 4-633/5M | EA |  | 1 Year | 25.3 | 5% | 24.035
16161 | Belden Wire | 600000850 | RST 4-RKWT 4-679/0.3M | EA |  | 1 Year | 18.085 | 5% | 17.1807
16162 | Belden Wire | 600000851 | RST 4-RKWT 4-679/0.6M | EA |  | 1 Year | 18.97 | 5% | 18.0215
16163 | Belden Wire | 600000853 | RST 4-RKWT 4-679/1M | EA |  | 1 Year | 20.15 | 5% | 19.1425
16164 | Belden Wire | 600000854 | RST 4-RKWT 4-679/2M | EA |  | 1 Year | 23.1 | 5% | 21.945
16165 | Belden Wire | 600000856 | RST 4-RKWT 4-679/5M | EA |  | 1 Year | 31.95 | 5% | 30.3525
16166 | Belden Wire | 600000876 | RST 5-RKT 5-612/1M | EA |  | 1 Year | 22.044 | 5% | 20.9418
16167 | Belden Wire | 600000877 | RST 5-RKT 5-612/30F | EA |  | 1 Year | 39.6154 | 5% | 37.6346
16168 | Belden Wire | 600000878 | RST 5-RKT 5-612/4F | EA |  | 1 Year | 22.5162 | 5% | 21.3904
16169 | Belden Wire | 600000879 | RST 5-RKT 5-612/50F | EA |  | 1 Year | 52.7454 | 5% | 50.1081
16170 | Belden Wire | 600000880 | RST 5-RKT 5-612/5M | EA |  | 1 Year | 30.668 | 5% | 29.1346
16171 | Belden Wire | 600000882 | RST 5-RKWT 5-612/2M | EA |  | 1 Year | 24.2 | 5% | 22.99
16172 | Belden Wire | 600000898 | RSWF 5-PCB | EA |  | 1 Year | 25.08 | 5% | 23.826
16173 | Belden Wire | 600000910 | RSWT 4-602/2M | EA |  | 1 Year | 18.2685 | 5% | 17.3551
16174 | Belden Wire | 600000911 | RSWT 4-602/4M | EA |  | 1 Year | 25.73 | 5% | 24.4435
16175 | Belden Wire | 600000913 | RSWT 4-633/2M | EA |  | 1 Year | 11.79 | 5% | 11.2005
16176 | Belden Wire | 600000914 | RSWT 4-633/5M | EA |  | 1 Year | 29.33 | 5% | 27.8635
16177 | Belden Wire | 600000924 | RSWT 5-612/2M | EA |  | 1 Year | 16.3115 | 5% | 15.4959
16178 | Belden Wire | 600000927 | RSWT 8-09/2 M | EA |  | 1 Year | 24.34 | 5% | 23.123
16179 | Belden Wire | 600000958 | RSWT 3 U-RKWT 3 U-664/3F | EA |  | 1 Year | 21.8811 | 5% | 20.787
16180 | Belden Wire | 600000959 | RSWT 3 U-RKWT 3 U-664/6F | EA |  | 1 Year | 24.7622 | 5% | 23.5241
16181 | Belden Wire | 600000970 | ZKS | EA |  | 1 Year | 1.8917 | 5% | 1.7971
16182 | Belden Wire | 600000991 | ZVK | EA |  | 1 Year | 0.6 | 5% | 0.57
16183 | Belden Wire | 600001033 | RKWT 3 U-S2250/2F | EA |  | 1 Year | 14.0183 | 5% | 13.3174
16184 | Belden Wire | 600001099 | ASBV 6 5-332/5 M | EA |  | 1 Year | 135.6367 | 5% | 128.8549
16185 | Belden Wire | 600001104 | RST 4-602/4M | EA |  | 1 Year | 25.73 | 5% | 24.4435
16186 | Belden Wire | 600001182 | RST 3-RKWT 4-3-610/0.3M | EA |  | 1 Year | 16.428 | 5% | 15.6066
16187 | Belden Wire | 600001257 | RSE 5 U/S2202 | EA |  | 1 Year | 3.2744 | 5% | 3.1107
16188 | Belden Wire | 600001258 | 10-198 RSE 3 UL | EA |  | 1 Year | 0.94 | 5% | 0.893
16189 | Belden Wire | 600001259 | 9-423 | EA |  | 1 Year | 2.2443 | 5% | 2.1321
16190 | Belden Wire | 600001259 | 9-423 | EA |  | 1 Year | 1.24 | 5% | 1.178
16191 | Belden Wire | 600001264 | 75001-252-01 | EA |  | 1 Year | 1.23 | 5% | 1.1685
16192 | Belden Wire | 600001264 | 75001-252-01 | EA |  | 1 Year | 2.083 | 5% | 1.9788
16193 | Belden Wire | 600001266 | 10-199 RSE 4 L | EA |  | 1 Year | 1.03 | 5% | 0.9785
16194 | Belden Wire | 600001270 | RSE 4/S2475 | EA |  | 1 Year | 6.7 | 5% | 6.365
16195 | Belden Wire | 600001281 | ASBV 8 4-3-242/10 M | EA |  | 1 Year | 185.5 | 5% | 176.225
16196 | Belden Wire | 600001326 | 1485P P1R5-DR5 | EA |  | 1 Year | 14.23 | 5% | 13.5185
16197 | Belden Wire | 600001326 | 1485P P1R5-DR5 | EA |  | 1 Year | 29.04 | 5% | 27.588
16198 | Belden Wire | 600001337 | KIT-S2613 [R] | EA |  | 1 Year | 5.3638 | 5% | 5.0956
16199 | Belden Wire | 600001352 | RST 4 U-RKT 4 U-674/12F | EA |  | 1 Year | 32.2439 | 5% | 30.6317
16200 | Belden Wire | 600001354 | RST 4 U-RKT 4 U-674/6F | EA |  | 1 Year | 24.622 | 5% | 23.3909
16201 | Belden Wire | 600001360 | 22311601-060 | EA |  | 1 Year | 11.9083 | 5% | 11.3129
16202 | Belden Wire | 600001361 | 22311601-024 | EA |  | 1 Year | 9.8096 | 5% | 9.3191
16203 | Belden Wire | 600001363 | 22311601-084 | EA |  | 1 Year | 12.7019 | 5% | 12.0668
16204 | Belden Wire | 600001367 | RSF 4-1/2-14/0.5M | EA |  | 1 Year | 16.5058 | 5% | 15.6805
16205 | Belden Wire | 600001404 | RKT 4-602/15M | EA |  | 1 Year | 61.4 | 5% | 58.33
16206 | Belden Wire | 600001409 | 22311600-072 | EA |  | 1 Year | 14.9635 | 5% | 14.2153
16207 | Belden Wire | 600001410 | 22311600-144 | EA |  | 1 Year | 29.9366 | 5% | 28.4398
16208 | Belden Wire | 600001435 | RSWT 3 U-RKWT 3 U-664/9F | EA |  | 1 Year | 27.6433 | 5% | 26.2611
16209 | Belden Wire | 600001472 | RST 4-633/10M | EA |  | 1 Year | 24.75 | 5% | 23.5125
16210 | Belden Wire | 600001477 | RST 4-633/20M | EA |  | 1 Year | 40.95 | 5% | 38.9025
16211 | Belden Wire | 600001482 | RKF 5 U/1F | EA |  | 1 Year | 25.1113 | 5% | 23.8557
16212 | Belden Wire | 600001502 | E18026 (RKT 5 U-S3240/12F) | EA |  | 1 Year | 32.1068 | 5% | 30.5015
16213 | Belden Wire | 600001503 | E18027 (RKWT 5 U-S3240/12F) | EA |  | 1 Year | 32.1068 | 5% | 30.5015
16214 | Belden Wire | 600001529 | RST 4-RKT 4-679/3M | EA |  | 1 Year | 26.05 | 5% | 24.7475
16215 | Belden Wire | 600001532 | AKB 2-RST 3-602/1M | EA |  | 1 Year | 56.61 | 5% | 53.7795
16216 | Belden Wire | 600001535 | RST 5-RKT 5-612/2M | EA |  | 1 Year | 24.2 | 5% | 22.99
16217 | Belden Wire | 600001549 | ASBS 2 M12-5S | EA |  | 1 Year | 26.6 | 5% | 25.27
16218 | Belden Wire | 600001558 | RST 5 U-673/20F | EA |  | 1 Year | 42.939 | 5% | 40.792
16219 | Belden Wire | 600001561 | RKWT 5 U-673/20F | EA |  | 1 Year | 43.039 | 5% | 40.8871
16220 | Belden Wire | 600001567 | RSWT 3-RKWT 4-3-632/1M | EA |  | 1 Year | 17.12 | 5% | 16.264
16221 | Belden Wire | 600001569 | RSWT 3-RKWT 4-3-632/3M | EA |  | 1 Year | 20.16 | 5% | 19.152
16222 | Belden Wire | 600001572 | RST 3 U-RKWT 3 U-664/12F | EA |  | 1 Year | 30.5244 | 5% | 28.9982
16223 | Belden Wire | 600001577 | RSCN 4/7 single package of 1 | EA |  | 1 Year | 22.5218 | 5% | 21.3957
16224 | Belden Wire | 600001578 | RST 3 U-RKWT 3 U-619/15F | EA |  | 1 Year | 65.4823 | 5% | 62.2082
16225 | Belden Wire | 600001581 | ASB 8/LED 5-4/1.5 M | EA |  | 1 Year | 106.4595 | 5% | 101.1365
16226 | Belden Wire | 600001594 | 22311601-096 | EA |  | 1 Year | 14.9819 | 5% | 14.2328
16227 | Belden Wire | 600001598 | RSC 5/DUO single package of 1 | EA |  | 1 Year | 21.258 | 5% | 20.1951
16228 | Belden Wire | 600001599 | RKC 5/DUO single package of 1 | EA |  | 1 Year | 20.0655 | 5% | 19.0622
16229 | Belden Wire | 600001601 | RKC 4/DUO single package of 1 | EA |  | 1 Year | 19.837 | 5% | 18.8452
16230 | Belden Wire | 600001635 | RST 3-632/10M | EA |  | 1 Year | 22.95 | 5% | 21.8025
16231 | Belden Wire | 600001646 | RST 4-679/10M | EA |  | 1 Year | 38.05 | 5% | 36.1475
16232 | Belden Wire | 600001674 | RST 5-612/10M | EA |  | 1 Year | 31.46 | 5% | 29.887
16233 | Belden Wire | 600001684 | RKF 4-1/2-14/0.5M | EA |  | 1 Year | 21.7919 | 5% | 20.7023
16234 | Belden Wire | 600001716 | ASB 2-RKT 5-635/0.3M | EA |  | 1 Year | 49.096 | 5% | 46.6412
16235 | Belden Wire | 600001717 | RKF 4-693/0.5M | EA |  | 1 Year | 20.2651 | 5% | 19.2518
16236 | Belden Wire | 600001726 | RST 5-RKWT 5-635/1M | EA |  | 1 Year | 25.51 | 5% | 24.2345
16237 | Belden Wire | 600001731 | RKF 5-S3426 | EA |  | 1 Year | 12.7748 | 5% | 12.1361
16238 | Belden Wire | 600001733 | RST 3-RKT 4-3-632/0.3M | EA |  | 1 Year | 16.056 | 5% | 15.2532
16239 | Belden Wire | 600001748 | RST 4-602/10M | EA |  | 1 Year | 45.23 | 5% | 42.9685
16240 | Belden Wire | 600001754 | RST 4-S3322A1/6" | EA |  | 1 Year | 21.6087 | 5% | 20.5283
16241 | Belden Wire | 600001760 | RST 3 U-RKWT 3 U-619/12F | EA |  | 1 Year | 58.2659 | 5% | 55.3526
16242 | Belden Wire | 600001761 | RKCN 4/7 single package of 1 | EA |  | 1 Year | 22.1898 | 5% | 21.0803
16243 | Belden Wire | 600001769 | PRKWT 4-07/5 M | EA |  | 1 Year | 23.0475 | 5% | 21.8951
16244 | Belden Wire | 600001772 | PRKT 4-07/5 M | EA |  | 1 Year | 23.0475 | 5% | 21.8951
16245 | Belden Wire | 600001780 | RKTH 4-635/40M | EA |  | 1 Year | 131.95 | 5% | 125.3525
16246 | Belden Wire | 600001801 | RSWT 4-RKWT 4-679/0.6M | EA |  | 1 Year | 19.9684 | 5% | 18.97
16247 | Belden Wire | 600001803 | RSWT 4-RKWT 4-679/1.5M | EA |  | 1 Year | 21.625 | 5% | 20.5437
16248 | Belden Wire | 600001809 | RST 5-644/5M | EA |  | 1 Year | 31.15 | 5% | 29.5925
16249 | Belden Wire | 600001810 | RST 5-644/10M | EA |  | 1 Year | 48.9 | 5% | 46.455
16250 | Belden Wire | 600001812 | RSWT 5-644/5M | EA |  | 1 Year | 31.15 | 5% | 29.5925
16251 | Belden Wire | 600001814 | RKT 5-644/2M | EA |  | 1 Year | 20.6 | 5% | 19.57
16252 | Belden Wire | 600001816 | RKT 5-644/10M | EA |  | 1 Year | 49 | 5% | 46.55
16253 | Belden Wire | 600001817 | RKWT 5-644/2M | EA |  | 1 Year | 20.6 | 5% | 19.57
16254 | Belden Wire | 600001819 | RKWT 5-644/10M | EA |  | 1 Year | 49 | 5% | 46.55
16255 | Belden Wire | 600001820 | RST 5-RKT 5-644/0.3M | EA |  | 1 Year | 25.656 | 5% | 24.3732
16256 | Belden Wire | 600001826 | RST 5-RKWT 5-644/0.3M | EA |  | 1 Year | 25.656 | 5% | 24.3732
16257 | Belden Wire | 600001830 | RST 5-RKWT 5-644/2M | EA |  | 1 Year | 31.1927 | 5% | 29.6331
16258 | Belden Wire | 600001831 | RST 5-RKWT 5-644/5M | EA |  | 1 Year | 40.9633 | 5% | 38.9151
16259 | Belden Wire | 600001855 | RSWT 3-RKT 4-3-610/5M | EA |  | 1 Year | 29.4 | 5% | 27.93
16260 | Belden Wire | 600001860 | RSWT 3-RKWT 4-3-610/2M | EA |  | 1 Year | 21.12 | 5% | 20.064
16261 | Belden Wire | 600001862 | RKWT/LED A 4-3-610/5M | EA |  | 1 Year | 25.18 | 5% | 23.921
16262 | Belden Wire | 600001869 | RKT/LED C 4-3-610/2M | EA |  | 1 Year | 16.9 | 5% | 16.055
16263 | Belden Wire | 600001872 | RST 3-645/2M | EA |  | 1 Year | 22.71 | 5% | 21.5745
16264 | Belden Wire | 600001874 | RST 3-645/5M | EA |  | 1 Year | 38.25 | 5% | 36.3375
16265 | Belden Wire | 600001875 | RST 3-645/10M | EA |  | 1 Year | 64.15 | 5% | 60.9425
16266 | Belden Wire | 600001880 | ASB 8-S3064/10 M | EA |  | 1 Year | 173.9124 | 5% | 165.2168
16267 | Belden Wire | 600001881 | RKT 4-3-645/2M | EA |  | 1 Year | 22.86 | 5% | 21.717
16268 | Belden Wire | 600001882 | RKT 4-3-645/5M | EA |  | 1 Year | 38.4 | 5% | 36.48
16269 | Belden Wire | 600001884 | RKWT 4-3-645/2M | EA |  | 1 Year | 22.86 | 5% | 21.717
16270 | Belden Wire | 600001885 | RKWT 4-3-645/5M | EA |  | 1 Year | 38.4 | 5% | 36.48
16271 | Belden Wire | 600001886 | RKWT 4-3-645/10M | EA |  | 1 Year | 64.3 | 5% | 61.085
16272 | Belden Wire | 600001890 | RST 4-RKWT 4-643/1M | EA |  | 1 Year | 27.65 | 5% | 26.2675
16273 | Belden Wire | 600001891 | RST 3-RKT 4-3-645/0.3M | EA |  | 1 Year | 26.404 | 5% | 25.0838
16274 | Belden Wire | 600001892 | RST 3-RKT 4-3-645/0.6M | EA |  | 1 Year | 27.958 | 5% | 26.5601
16275 | Belden Wire | 600001893 | RST 3-RKT 4-3-645/1M | EA |  | 1 Year | 30.03 | 5% | 28.5285
16276 | Belden Wire | 600001895 | RST 3-RKT 4-3-645/2M | EA |  | 1 Year | 35.21 | 5% | 33.4495
16277 | Belden Wire | 600001896 | RST 3-RKT 4-3-645/5M | EA |  | 1 Year | 50.75 | 5% | 48.2125
16278 | Belden Wire | 600001898 | RST 3-RKWT 4-3-645/0.3M | EA |  | 1 Year | 26.404 | 5% | 25.0838
16279 | Belden Wire | 600001899 | RST 3-RKWT 4-3-645/0.6M | EA |  | 1 Year | 27.958 | 5% | 26.5601
16280 | Belden Wire | 600001900 | RST 3-RKWT 4-3-645/1M | EA |  | 1 Year | 30.03 | 5% | 28.5285
16281 | Belden Wire | 600001902 | RST 3-RKWT 4-3-645/2M | EA |  | 1 Year | 35.21 | 5% | 33.4495
16282 | Belden Wire | 600001903 | RST 3-RKWT 4-3-645/5M | EA |  | 1 Year | 50.75 | 5% | 48.2125
16283 | Belden Wire | 600001916 | RSWT 4-602/5M | EA |  | 1 Year | 28.98 | 5% | 27.531
16284 | Belden Wire | 600001924 | RSWT 4-RKWT 4-602/0.6M | EA |  | 1 Year | 25.4169 | 5% | 24.1461
16285 | Belden Wire | 600001927 | RSWT 4-RKWT 4-602/2M | EA |  | 1 Year | 29.6484 | 5% | 28.166
16286 | Belden Wire | 600001933 | RST 4-RKWT 4-633/0.3M | EA |  | 1 Year | 17.686 | 5% | 16.8017
16287 | Belden Wire | 600001937 | RSWT 4-RKT 4-633/0.6M | EA |  | 1 Year | 18.172 | 5% | 17.2634
16288 | Belden Wire | 600001946 | RSWT 4-RKWT 4-633/2M | EA |  | 1 Year | 20.44 | 5% | 19.418
16289 | Belden Wire | 600001947 | RSWT 4-RKWT 4-633/5M | EA |  | 1 Year | 25.3 | 5% | 24.035
16290 | Belden Wire | 600001948 | RKWT/LED G 4-633/10M | EA |  | 1 Year | 28.38 | 5% | 26.961
16291 | Belden Wire | 600001952 | RST 5-RKWT 5-612/0.3M | EA |  | 1 Year | 20.5348 | 5% | 19.5081
16292 | Belden Wire | 600001953 | RST 5-RKWT 5-612/0.6M | EA |  | 1 Year | 21.1816 | 5% | 20.1225
16293 | Belden Wire | 600001954 | RST 5-RKWT 5-612/1M | EA |  | 1 Year | 22.044 | 5% | 20.9418
16294 | Belden Wire | 600001957 | RSWT 5-RKT 5-612/0.6M | EA |  | 1 Year | 21.1816 | 5% | 20.1225
16295 | Belden Wire | 600001974 | RSWT 3-RKT 4-3-632/1M | EA |  | 1 Year | 17.12 | 5% | 16.264
16296 | Belden Wire | 600001977 | RSWT 3-RKWT 4-3-632/0.6M | EA |  | 1 Year | 16.512 | 5% | 15.6864
16297 | Belden Wire | 600001980 | RKT/LED A 4-3-632/10M | EA |  | 1 Year | 26.58 | 5% | 25.251
16298 | Belden Wire | 600001983 | RST 8-627/5M | EA |  | 1 Year | 33.4 | 5% | 31.73
16299 | Belden Wire | 600001984 | RST 8-627/10M | EA |  | 1 Year | 49.4 | 5% | 46.93
16300 | Belden Wire | 600001988 | RKT 8-627/2M | EA |  | 1 Year | 23.9 | 5% | 22.705
16301 | Belden Wire | 600001989 | RKT 8-627/5M | EA |  | 1 Year | 33.5 | 5% | 31.825
16302 | Belden Wire | 600001990 | RKT 8-627/10M | EA |  | 1 Year | 49.5 | 5% | 47.025
16303 | Belden Wire | 600001991 | RKWT 8-627/2M | EA |  | 1 Year | 23.9 | 5% | 22.705
16304 | Belden Wire | 600001992 | RKWT 8-627/5M | EA |  | 1 Year | 33.5 | 5% | 31.825
16305 | Belden Wire | 600001993 | RKWT 8-627/10M | EA |  | 1 Year | 49.5 | 5% | 47.025
16306 | Belden Wire | 600001996 | RST 8-RKT 8-627/0.3M | EA |  | 1 Year | 32.9912 | 5% | 31.3416
16307 | Belden Wire | 600001998 | RST 8-RKT 8-627/1M | EA |  | 1 Year | 35.052 | 5% | 33.2994
16308 | Belden Wire | 600002001 | RST 8-RKT 8-627/5M | EA |  | 1 Year | 48.355 | 5% | 45.9372
16309 | Belden Wire | 600002003 | RST 8-RKWT 8-627/0.6M | EA |  | 1 Year | 33.8744 | 5% | 32.1807
16310 | Belden Wire | 600002006 | RST 8-RKWT 8-627/2M | EA |  | 1 Year | 37.996 | 5% | 36.0962
16311 | Belden Wire | 600002007 | RST 8-RKWT 8-627/5M | EA |  | 1 Year | 50.9 | 5% | 48.355
16312 | Belden Wire | 600002052 | RST 3 U-664/12F | EA |  | 1 Year | 20.9744 | 5% | 19.9257
16313 | Belden Wire | 600002054 | RST 3 U-664/20F | EA |  | 1 Year | 28.6573 | 5% | 27.2244
16314 | Belden Wire | 600002061 | RST 3 U-RKT 3 U-664/12F | EA |  | 1 Year | 30.5244 | 5% | 28.9982
16315 | Belden Wire | 600002069 | RSWT 3 U-RKWT 3 U-664/15F | EA |  | 1 Year | 33.4055 | 5% | 31.7352
16316 | Belden Wire | 600002072 | RST 3 U-618/20F | EA |  | 1 Year | 22.5598 | 5% | 21.4318
16317 | Belden Wire | 600002079 | RST 3 U-RKT 3 U-618/15F | EA |  | 1 Year | 28.8323 | 5% | 27.3907
16318 | Belden Wire | 600002080 | RST 3 U-RKWT 3 U-618/3F | EA |  | 1 Year | 20.9665 | 5% | 19.9182
16319 | Belden Wire | 600002082 | RST 3 U-RKWT 3 U-618/12F | EA |  | 1 Year | 26.8659 | 5% | 25.5226
16320 | Belden Wire | 600002083 | RST 3 U-RKWT 3 U-618/15F | EA |  | 1 Year | 28.8323 | 5% | 27.3907
16321 | Belden Wire | 600002084 | RST 3 U-RKWT 3 U-618/20F | EA |  | 1 Year | 32.1098 | 5% | 30.5043
16322 | Belden Wire | 600002088 | ASBV 8 5-242/15 M | EA |  | 1 Year | 233.25 | 5% | 221.5875
16323 | Belden Wire | 600002096 | RST 4 U-674/15F | EA |  | 1 Year | 27.5132 | 5% | 26.1375
16324 | Belden Wire | 600002097 | RST 4 U-674/20F | EA |  | 1 Year | 33.8648 | 5% | 32.1716
16325 | Belden Wire | 600002105 | RST 4 U-RKT 4 U-674/3F | EA |  | 1 Year | 24.622 | 5% | 23.3909
16326 | Belden Wire | 600002106 | RST 4 U-RKT 4 U-674/15F | EA |  | 1 Year | 36.0549 | 5% | 34.2522
16327 | Belden Wire | 600002109 | RST 4 U-RKWT 4 U-674/12F | EA |  | 1 Year | 32.2439 | 5% | 30.6317
16328 | Belden Wire | 600002123 | RST 5 U-673/15F | EA |  | 1 Year | 36.0793 | 5% | 34.2753
16329 | Belden Wire | 600002130 | RKT 5 U-673/12F | EA |  | 1 Year | 32.0634 | 5% | 30.4602
16330 | Belden Wire | 600002184 | RST 3 U-688/6F | EA |  | 1 Year | 20.65 | 5% | 19.6175
16331 | Belden Wire | 600002186 | RST 3 U-688/20F | EA |  | 1 Year | 34.65 | 5% | 32.9175
16332 | Belden Wire | 600002195 | RST 3 U-RKT 3 U-688/6F | EA |  | 1 Year | 35.4 | 5% | 33.63
16333 | Belden Wire | 600002196 | RST 3 U-RKT 3 U-688/12F | EA |  | 1 Year | 41.4 | 5% | 39.33
16334 | Belden Wire | 600002197 | RST 3 U-RKT 3 U-688/15F | EA |  | 1 Year | 44.4 | 5% | 42.18
16335 | Belden Wire | 600002198 | RST 3 U-RKT 3 U-688/20F | EA |  | 1 Year | 49.4 | 5% | 46.93
16336 | Belden Wire | 600002201 | RST 3 U-RKWT 3 U-688/20F | EA |  | 1 Year | 49.4 | 5% | 46.93
16337 | Belden Wire | 600002213 | RST 5 U-RKT 5 U-673/6F | EA |  | 1 Year | 39.3317 | 5% | 37.3651
16338 | Belden Wire | 600002218 | RST 5 U-RKWT 5 U-673/6F | EA |  | 1 Year | 39.3317 | 5% | 37.3651
16339 | Belden Wire | 600002220 | RST 5 U-RKWT 5 U-673/15F | EA |  | 1 Year | 51.6793 | 5% | 49.0953
16340 | Belden Wire | 600002233 | RKT 4 U-689/15F | EA |  | 1 Year | 34.25 | 5% | 32.5375
16341 | Belden Wire | 600002252 | RST 4 U-689/6F | EA |  | 1 Year | 22.9 | 5% | 21.755
16342 | Belden Wire | 600002253 | RST 4 U-689/12F | EA |  | 1 Year | 30.4 | 5% | 28.88
16343 | Belden Wire | 600002254 | RST 4 U-689/15F | EA |  | 1 Year | 34.15 | 5% | 32.4425
16344 | Belden Wire | 600002261 | RST 4 U-RKT 4 U-689/3F | EA |  | 1 Year | 34.65 | 5% | 32.9175
16345 | Belden Wire | 600002262 | RST 4 U-RKT 4 U-689/6F | EA |  | 1 Year | 38.4 | 5% | 36.48
16346 | Belden Wire | 600002264 | RST 4 U-RKT 4 U-689/15F | EA |  | 1 Year | 49.65 | 5% | 47.1675
16347 | Belden Wire | 600002322 | RST 3 U-688/12F | EA |  | 1 Year | 26.65 | 5% | 25.3175
16348 | Belden Wire | 600002323 | RKT 4-637/4M | EA |  | 1 Year | 29.25 | 5% | 27.7875
16349 | Belden Wire | 600002324 | RKT 4-637/5M | EA |  | 1 Year | 33.4 | 5% | 31.73
16350 | Belden Wire | 600002326 | RKT 4-643/5M | EA |  | 1 Year | 35.585 | 5% | 33.8057
16351 | Belden Wire | 600002329 | RST 4-RKT 4-637/5M | EA |  | 1 Year | 46.13 | 5% | 43.8235
16352 | Belden Wire | 600002330 | RST 4-RKT 4-643/2M | EA |  | 1 Year | 31.7 | 5% | 30.115
16353 | Belden Wire | 600002331 | RST 4-RKT 4-643/4M | EA |  | 1 Year | 43.78 | 5% | 41.591
16354 | Belden Wire | 600002332 | RST 4-RKT 4-643/5M | EA |  | 1 Year | 48.235 | 5% | 45.8232
16355 | Belden Wire | 600002366 | RKT 4-637/2M | EA |  | 1 Year | 21.1595 | 5% | 20.1015
16356 | Belden Wire | 600002399 | RST 3 U-619/6F | EA |  | 1 Year | 29.0829 | 5% | 27.6288
16357 | Belden Wire | 600002400 | RST 3 U-619/12F | EA |  | 1 Year | 43.5159 | 5% | 41.3401
16358 | Belden Wire | 600002401 | RST 3 U-619/15F | EA |  | 1 Year | 50.7323 | 5% | 48.1957
16359 | Belden Wire | 600002402 | RST 3 U-619/20F | EA |  | 1 Year | 62.7598 | 5% | 59.6218
16360 | Belden Wire | 600002419 | ASBS 2 M12-4S-90 | EA |  | 1 Year | 26.6 | 5% | 25.27
16361 | Belden Wire | 600002497 | AKB 2-RST 3-602/1.5M | EA |  | 1 Year | 59.86 | 5% | 56.867
16362 | Belden Wire | 600002498 | AKB 2-RST 3-602/2M | EA |  | 1 Year | 63.11 | 5% | 59.9545
16363 | Belden Wire | 600002502 | RKF 5-S3103/0.5M | EA |  | 1 Year | 19.0505 | 5% | 18.098
16364 | Belden Wire | 600002503 | RSF 5-S3103/0.5M | EA |  | 1 Year | 22.87 | 5% | 21.7265
16365 | Belden Wire | 600002535 | AKB 2-RST 3-602/5M | EA |  | 1 Year | 82.61 | 5% | 78.4795
16366 | Belden Wire | 600002577 | RKT 4-637/10M | EA |  | 1 Year | 54.15 | 5% | 51.4425
16367 | Belden Wire | 600002579 | RST 4-RKT 4-637/0.3M | EA |  | 1 Year | 26.625 | 5% | 25.2937
16368 | Belden Wire | 600002580 | RST 4-RKT 4-637/0.6M | EA |  | 1 Year | 27.87 | 5% | 26.4765
16369 | Belden Wire | 600002585 | RST 4-RKWT 4-637/0.3M | EA |  | 1 Year | 26.625 | 5% | 25.2937
16370 | Belden Wire | 600002593 | RST 4-RKWT 4-643/2M | EA |  | 1 Year | 31.7 | 5% | 30.115
16371 | Belden Wire | 600002594 | RST 4-RKWT 4-643/5M | EA |  | 1 Year | 48.235 | 5% | 45.8232
16372 | Belden Wire | 600002603 | RKF 8-S3103/0.5M | EA |  | 1 Year | 22.1619 | 5% | 21.0538
16373 | Belden Wire | 600002609 | RKFM 8/0,5 M | EA |  | 1 Year | 21.7687 | 5% | 20.6803
16374 | Belden Wire | 600002626 | RSF 4-S3103/0.5M | EA |  | 1 Year | 21.2019 | 5% | 20.1418
16375 | Belden Wire | 600002628 | RSF 8-S3103/0.5M | EA |  | 1 Year | 22.51 | 5% | 21.3845
16376 | Belden Wire | 600002640 | RKWT 4-637/5M | EA |  | 1 Year | 33.4 | 5% | 31.73
16377 | Belden Wire | 600002641 | RKWT 4-637/10M | EA |  | 1 Year | 54.15 | 5% | 51.4425
16378 | Belden Wire | 600002643 | RKWT 4-643/5M | EA |  | 1 Year | 35.585 | 5% | 33.8057
16379 | Belden Wire | 600002678 | RST 4-637/2M | EA |  | 1 Year | 21.03 | 5% | 19.9785
16380 | Belden Wire | 600002679 | RST 4-637/5M | EA |  | 1 Year | 33.48 | 5% | 31.806
16381 | Belden Wire | 600002716 | 15446 (RKF 8-S4594/0.06M) | EA |  | 1 Year | 9.89 | 5% | 9.3955
16382 | Belden Wire | 600002760 | RKTS 5-183/2 M | EA |  | 1 Year | 22.55 | 5% | 21.4225
16383 | Belden Wire | 600002761 | RKTS 5-183/5 M | EA |  | 1 Year | 32.3 | 5% | 30.685
16384 | Belden Wire | 600002762 | RKTS 5-183/10 M | EA |  | 1 Year | 48.55 | 5% | 46.1225
16385 | Belden Wire | 600002764 | RKTS 8-184/5 M | EA |  | 1 Year | 37.55 | 5% | 35.6725
16386 | Belden Wire | 600002768 | RKWTH 4-182/10 M | EA |  | 1 Year | 39.9735 | 5% | 37.9748
16387 | Belden Wire | 600002802 | ZBST | EA |  | 1 Year | 13.1502 | 5% | 12.4927
16388 | Belden Wire | 600002809 | RSFM 4/20/0,5 M | EA |  | 1 Year | 13.9265 | 5% | 13.2302
16389 | Belden Wire | 600002816 | RST 3 U-RKWT 3 U-619/20F | EA |  | 1 Year | 77.5098 | 5% | 73.6343
16390 | Belden Wire | 600002818 | RST 5 U-673/12F | EA |  | 1 Year | 31.9634 | 5% | 30.3652
16391 | Belden Wire | 600002819 | RST 5 U-673/6F | EA |  | 1 Year | 23.7317 | 5% | 22.5451
16392 | Belden Wire | 600002820 | RSWT 8-627/5M | EA |  | 1 Year | 33.4 | 5% | 31.73
16393 | Belden Wire | 600002825 | ZBS 7x14/10 S (1 pack of 10) | 10 |  | 1 Year | 4.7124 | 5% | 4.4768
16394 | Belden Wire | 600002830 | RST 5-3-VAD 1A-1-3-226/1 M | EA |  | 1 Year | 26.1274 | 5% | 24.821
16395 | Belden Wire | 600002831 | RST 5-3-VAD 1A-1-3-226/2 M | EA |  | 1 Year | 24.85 | 5% | 23.6075
16396 | Belden Wire | 600002832 | RST 5-VAD 3C-4-1-228/1 M | EA |  | 1 Year | 33 | 5% | 31.35
16397 | Belden Wire | 600002846 | RKF 4-S3103/0.5M | EA |  | 1 Year | 19.2702 | 5% | 18.3067
16398 | Belden Wire | 600002902 | RKF 3 U-1/2-14/1F | EA |  | 1 Year | 29.0884 | 5% | 27.634
16399 | Belden Wire | 600002906 | RSWT 3-RKT 4-3-610/15.3F | EA |  | 1 Year | 38.4426 | 5% | 36.5205
16400 | Belden Wire | 600002908 | 22311602-072 | EA |  | 1 Year | 19.3005 | 5% | 18.3355
16401 | Belden Wire | 600002917 | ASBS 2-RST 4-602/2M | EA |  | 1 Year | 63.11 | 5% | 59.9545
16402 | Belden Wire | 600002997 | RST 3-RKMWV/LED A 3-224/0,3 M | EA |  | 1 Year | 27.0443 | 5% | 25.6921
16403 | Belden Wire | 600003019 | RKT 8-6-268/5 M | EA |  | 1 Year | 37.9 | 5% | 36.005
16404 | Belden Wire | 600003036 | RST 4-RKT 4-251/0,3 M | EA |  | 1 Year | 19.6431 | 5% | 18.6609
16405 | Belden Wire | 600003038 | 0909 UAC 101 | EA |  | 1 Year | 1.0773 | 5% | 1.0234
16406 | Belden Wire | 600003043 | ASB 2-RKMV 3-224/1 M | EA |  | 1 Year | 47.733 | 5% | 45.3463
16407 | Belden Wire | 600003050 | ASB 2-VAD 1A-1-3-226/1,5 M | EA |  | 1 Year | 45.105 | 5% | 42.8497
16408 | Belden Wire | 600003057 | ASB 2-RKMWV/LED A 3-224/1 M | EA |  | 1 Year | 61.446 | 5% | 58.3737
16409 | Belden Wire | 600003060 | ASB 2-RKWT/LED A 4-3-224/1 M | EA |  | 1 Year | 58.92 | 5% | 55.974
16410 | Belden Wire | 600003061 | ASB 2-RKWT/LED A 4-3-224/2 M | EA |  | 1 Year | 64.43 | 5% | 61.2085
16411 | Belden Wire | 600003065 | ASB 2-VAD 1A-1-3-226/0,6 M | EA |  | 1 Year | 42.576 | 5% | 40.4472
16412 | Belden Wire | 600003066 | ASB 2-VAD 1A-1-3-226/1 M | EA |  | 1 Year | 43.7 | 5% | 41.515
16413 | Belden Wire | 600003075 | RKT/LED F 4-225/5 M | EA |  | 1 Year | 33.48 | 5% | 31.806
16414 | Belden Wire | 600003101 | RST 3-RKM 3-224/0,6 M | EA |  | 1 Year | 16.853 | 5% | 16.0103
16415 | Belden Wire | 600003103 | RST 3-RKM 3-224/1 M | EA |  | 1 Year | 17.955 | 5% | 17.0572
16416 | Belden Wire | 600003111 | RST 3-RKMW/LED A 3-224/2 M | EA |  | 1 Year | 30.24 | 5% | 28.728
16417 | Belden Wire | 600003112 | RST 3-RKMWV 3-224/0,3 M | EA |  | 1 Year | 19.7963 | 5% | 18.8065
16418 | Belden Wire | 600003165 | RSWT 3-RKMV 3-224/0,3 M | EA |  | 1 Year | 18.4305 | 5% | 17.509
16419 | Belden Wire | 600003178 | ZV 2 4-3-225/5 M | EA |  | 1 Year | 33.95 | 5% | 32.2525
16420 | Belden Wire | 600003195 | RST 5-3-VAD 1A-1-3-226/0,3 M | EA |  | 1 Year | 24.5528 | 5% | 23.3252
16421 | Belden Wire | 600003196 | RST 5-3-VAD 1A-1-3-226/0,6 M | EA |  | 1 Year | 24.998 | 5% | 23.7481
16422 | Belden Wire | 600003197 | RST 5-3-VAD 1A-1-3-226/1,5 M | EA |  | 1 Year | 23.445 | 5% | 22.2727
16423 | Belden Wire | 600003201 | RST 5-3-VAD 1A-1-3-226/5 M | EA |  | 1 Year | 33.28 | 5% | 31.616
16424 | Belden Wire | 600003205 | RST 5-3-VBD 1A-1-1-226/0,6 M | EA |  | 1 Year | 20.716 | 5% | 19.6802
16425 | Belden Wire | 600003207 | RST 5-3-VCD 1A-1-3-226/1 M | EA |  | 1 Year | 21.64 | 5% | 20.558
16426 | Belden Wire | 600003208 | RST 5-3-VCD 1A-1-3-226/2 M | EA |  | 1 Year | 24.45 | 5% | 23.2275
16427 | Belden Wire | 600003211 | RST 5-3-VB 1A-1-1-226/1,5 M | EA |  | 1 Year | 23.245 | 5% | 22.0828
16428 | Belden Wire | 600003217 | RST 5-3-VB 1A-1-1-226/0,3 M | EA |  | 1 Year | 19.873 | 5% | 18.8793
16429 | Belden Wire | 600003218 | RST 5-3-VB 1A-1-1-226/0,6 M | EA |  | 1 Year | 20.716 | 5% | 19.6802
16430 | Belden Wire | 600003219 | RST 5-3-VB 1A-1-1-226/1 M | EA |  | 1 Year | 21.84 | 5% | 20.748
16431 | Belden Wire | 600003220 | RST 5-3-VB 1A-1-1-226/2 M | EA |  | 1 Year | 24.65 | 5% | 23.4175
16432 | Belden Wire | 600003222 | RST 5-3-VCD 1A-1-3-226/0,6 M | EA |  | 1 Year | 20.516 | 5% | 19.4902
16433 | Belden Wire | 600003224 | RST 5-3-VB 1A-1-2-226/0,6 M | EA |  | 1 Year | 20.716 | 5% | 19.6802
16434 | Belden Wire | 600003232 | ASB 2-VAD 1A-1-3-226/0,3 M | EA |  | 1 Year | 42.576 | 5% | 40.4472
16435 | Belden Wire | 600003249 | ASB 2-VB 1A-1-1-226/1 M | EA |  | 1 Year | 46.11 | 5% | 43.8045
16436 | Belden Wire | 600003260 | RKT/LED F 4-225/10 M | EA |  | 1 Year | 48.78 | 5% | 46.341
16437 | Belden Wire | 600003285 | ASB 2-RKMWV 3-224/1 M | EA |  | 1 Year | 47.733 | 5% | 45.3463
16438 | Belden Wire | 600003291 | ASB 2-VAD 1A-1-3-226/2 M | EA |  | 1 Year | 46.51 | 5% | 44.1845
16439 | Belden Wire | 600003300 | ASB 2-RKT 4-3-224/1 M | EA |  | 1 Year | 48.153 | 5% | 45.7453
16440 | Belden Wire | 600003301 | ASB 2-RKT 4-3-224/1,5 M | EA |  | 1 Year | 51.0458 | 5% | 48.4935
16441 | Belden Wire | 600003302 | ASB 2-RKT 4-3-224/2 M | EA |  | 1 Year | 53.9385 | 5% | 51.2416
16442 | Belden Wire | 600003303 | RST 5-3-VC 1A-1-3-226/0,6 M | EA |  | 1 Year | 20.516 | 5% | 19.4902
16443 | Belden Wire | 600003307 | RST 5-3-VBD 1A-1-1-226/1,5 M | EA |  | 1 Year | 23.245 | 5% | 22.0828
16444 | Belden Wire | 600003310 | RST 5-VAD 3C-4-1-228/2 M | EA |  | 1 Year | 36.75 | 5% | 34.9125
16445 | Belden Wire | 600003330 | RST 5-VAD 3C-4-2-228/1 M | EA |  | 1 Year | 33 | 5% | 31.35
16446 | Belden Wire | 600003381 | RSFM 3/0,5 M | EA |  | 1 Year | 12.4765 | 5% | 11.8527
16447 | Belden Wire | 600003382 | RSFM 4/0,5 M | EA |  | 1 Year | 13.5888 | 5% | 12.9094
16448 | Belden Wire | 600003383 | RSFM 5/0,5 M | EA |  | 1 Year | 16.0663 | 5% | 15.263
16449 | Belden Wire | 600003394 | RST 3-RKMV 3-S3691 | EA |  | 1 Year | 14.64 | 5% | 13.908
16450 | Belden Wire | 600003398 | 22311600-120 | EA |  | 1 Year | 28.5989 | 5% | 27.169
16451 | Belden Wire | 600003404 | RST 4-RKWT 4-251/1 M | EA |  | 1 Year | 22.5342 | 5% | 21.4075
16452 | Belden Wire | 600003406 | RST 4-RKWT 4-251/2 M | EA |  | 1 Year | 26.6644 | 5% | 25.3312
16453 | Belden Wire | 600003407 | RST 4-RKWT 4-251/5 M | EA |  | 1 Year | 39.055 | 5% | 37.1022
16454 | Belden Wire | 600003409 | RST 4-RKT 4-251/1 M | EA |  | 1 Year | 22.5342 | 5% | 21.4075
16455 | Belden Wire | 600003411 | RST 4-RKT 4-251/2 M | EA |  | 1 Year | 26.6644 | 5% | 25.3312
16456 | Belden Wire | 600003412 | RST 4-RKT 4-251/5 M | EA |  | 1 Year | 39.055 | 5% | 37.1022
16457 | Belden Wire | 600003424 | RSFM 8/0,5 M | EA |  | 1 Year | 16.0971 | 5% | 15.2922
16458 | Belden Wire | 600003437 | 22311600-084 | EA |  | 1 Year | 28.4264 | 5% | 27.0051
16459 | Belden Wire | 600003438 | 22311600-096 | EA |  | 1 Year | 27.9363 | 5% | 26.5395
16460 | Belden Wire | 600003522 | RKT 4-S3570/16F | EA |  | 1 Year | 40.27 | 5% | 38.2565
16461 | Belden Wire | 600003523 | RKT 4-S3570/25F | EA |  | 1 Year | 54 | 5% | 51.3
16462 | Belden Wire | 600003535 | RST 4-RKWT 4-251/0,3 M | EA |  | 1 Year | 19.6431 | 5% | 18.6609
16463 | Belden Wire | 600003565 | PRSFM 4/0,5 M | EA |  | 1 Year | 15.8043 | 5% | 15.0141
16464 | Belden Wire | 600003566 | 888R-M6AC8-4N | EA |  | 1 Year | 14.67 | 5% | 13.9365
16465 | Belden Wire | 600003566 | 888R-M6AC8-4N | EA |  | 1 Year | 18.5116 | 5% | 17.586
16466 | Belden Wire | 600003582 | RKWT/LED P 4-251/2 M | EA |  | 1 Year | 27.713 | 5% | 26.3273
16467 | Belden Wire | 600003586 | AKB 2-RST 3-602/0.6M | EA |  | 1 Year | 54.01 | 5% | 51.3095
16468 | Belden Wire | 600003610 | RKWT/LED P 4-633/2M | EA |  | 1 Year | 15.42 | 5% | 14.649
16469 | Belden Wire | 600003611 | RKWT/LED P 4-633/5M | EA |  | 1 Year | 20.28 | 5% | 19.266
16470 | Belden Wire | 600003620 | RSCW 8/9 single package of 1 | EA |  | 1 Year | 35 | 5% | 33.25
16471 | Belden Wire | 600003621 | RKCW 8/9 single package of 1 | EA |  | 1 Year | 35.06 | 5% | 33.307
16472 | Belden Wire | 600003623 | RKT 5-56/1 M | EA |  | 1 Year | 13.91 | 5% | 13.2145
16473 | Belden Wire | 600003626 | FWD 5 | EA |  | 1 Year | 21.75 | 5% | 20.6625
16474 | Belden Wire | 600003627 | FWD 5B | EA |  | 1 Year | 21.75 | 5% | 20.6625
16475 | Belden Wire | 600003630 | RKT 4-S3570/6F | EA |  | 1 Year | 25.14 | 5% | 23.883
16476 | Belden Wire | 600003639 | RKT 4-S3570/40F | EA |  | 1 Year | 77.59 | 5% | 73.7105
16477 | Belden Wire | 600003649 | RKCN 4/9 single package of 1 | EA |  | 1 Year | 16.7345 | 5% | 15.8978
16478 | Belden Wire | 600003650 | RSCN 4/9 single package of 1 | EA |  | 1 Year | 22.52 | 5% | 21.394
16479 | Belden Wire | 600003652 | RKTN 8-6-627/20M | EA |  | 1 Year | 84.2724 | 5% | 80.0588
16480 | Belden Wire | 600003673 | PZVK | EA |  | 1 Year | 0.6001 | 5% | 0.57009
16481 | Belden Wire | 600003676 | PRKT 5-56/5 M | EA |  | 1 Year | 27.9 | 5% | 26.505
16482 | Belden Wire | 600003679 | PRKWT 5-56/5 M | EA |  | 1 Year | 27.9 | 5% | 26.505
16483 | Belden Wire | 600003682 | PRKWT/LED P 4-07/10 M | EA |  | 1 Year | 37.5165 | 5% | 35.6407
16484 | Belden Wire | 600003684 | PRST 4-PRKT 4-07/2 M | EA |  | 1 Year | 30.345 | 5% | 28.8277
16485 | Belden Wire | 600003685 | PRST 4-PRKT 4-07/5 M | EA |  | 1 Year | 36.8025 | 5% | 34.9624
16486 | Belden Wire | 600003691 | RSCN 5/7 single package of 1 | EA |  | 1 Year | 24.9085 | 5% | 23.6631
16487 | Belden Wire | 600003694 | RSCN 8/9 single package of 1 | EA |  | 1 Year | 49.0568 | 5% | 46.604
16488 | Belden Wire | 600003696 | RKCN 5/7 single package of 1 | EA |  | 1 Year | 24.67 | 5% | 23.4365
16489 | Belden Wire | 600003705 | RKCWN 5/9 single package of 1 | EA |  | 1 Year | 24.67 | 5% | 23.4365
16490 | Belden Wire | 600003708 | PRSFM 5/0,5 M | EA |  | 1 Year | 17.787 | 5% | 16.8976
16491 | Belden Wire | 600003709 | PRSFM 8/0,5 M | EA |  | 1 Year | 20.6522 | 5% | 19.6196
16492 | Belden Wire | 600003710 | PRKFM 4/0,5 M | EA |  | 1 Year | 15.9783 | 5% | 15.1794
16493 | Belden Wire | 600003711 | PRKFM 5/0,5 M | EA |  | 1 Year | 16.1087 | 5% | 15.3033
16494 | Belden Wire | 600003712 | PRKFM 8/0,5 M | EA |  | 1 Year | 20.4565 | 5% | 19.4337
16495 | Belden Wire | 600003713 | RSKFM 16 | EA |  | 1 Year | 0.62 | 5% | 0.589
16496 | Belden Wire | 600003749 | RKT 4-S3892/8M | EA |  | 1 Year | 61.8839 | 5% | 58.7897
16497 | Belden Wire | 600003755 | RST 4-S3892/1M | EA |  | 1 Year | 12.7082 | 5% | 12.0728
16498 | Belden Wire | 600003766 | RSWT 4-RKT 4-633/3M | EA |  | 1 Year | 22.06 | 5% | 20.957
16499 | Belden Wire | 600003774 | RKT 8-09/15 M | EA |  | 1 Year | 69.55 | 5% | 66.0725
16500 | Belden Wire | 600003776 | ASBV 8/LED 5-242/10 M | EA |  | 1 Year | 212.8938 | 5% | 202.2491
16501 | Belden Wire | 600003800 | RSWT 4-RKT 4-633/10M | EA |  | 1 Year | 33.4 | 5% | 31.73
16502 | Belden Wire | 600003803 | 888D-M5AC9-4N | EA |  | 1 Year | 6.5 | 5% | 6.175
16503 | Belden Wire | 600003820 | 888D-M4AC5-1 | EA |  | 1 Year | 6.97 | 5% | 6.6215
16504 | Belden Wire | 600003821 | 888D-M5AC5-0M5 | EA |  | 1 Year | 14 | 5% | 13.3
16505 | Belden Wire | 600003821 | 888D-M5AC5-0M5 | EA |  | 1 Year | 7 | 5% | 6.65
16506 | Belden Wire | 600003824 | ASB 6/LED 5-4-330-RS120M-S3972 | EA |  | 1 Year | 81.6121 | 5% | 77.5315
16507 | Belden Wire | 600003825 | ASB 4/LED 5-4-328-RS120M-S3972 | EA |  | 1 Year | 72.9558 | 5% | 69.308
16508 | Belden Wire | 600003826 | ASB 8/LED 5-4-331-RS120M-S3972 | EA |  | 1 Year | 92.8187 | 5% | 88.1778
16509 | Belden Wire | 600003843 | ASBS 2 M12-S3995 | EA |  | 1 Year | 28.5 | 5% | 27.075
16510 | Belden Wire | 600003852 | RSF 5 TB | EA |  | 1 Year | 32.3524 | 5% | 30.7348
16511 | Belden Wire | 600003853 | RKF 5 TB | EA |  | 1 Year | 29.8423 | 5% | 28.3502
16512 | Belden Wire | 600003861 | RST 4-RKT 4-633/12M | EA |  | 1 Year | 36.64 | 5% | 34.808
16513 | Belden Wire | 600003885 | RKTS 4-288/10 M | EA |  | 1 Year | 50.05 | 5% | 47.5475
16514 | Belden Wire | 600003889 | RKTS 4-288/5 M | EA |  | 1 Year | 32.8 | 5% | 31.16
16515 | Belden Wire | 600003894 | ASBV 4/LED 5-256/5 M | EA |  | 1 Year | 117.2246 | 5% | 111.3634
16516 | Belden Wire | 600003897 | ASB 8/LED NPN 5-4-331/5 M | EA |  | 1 Year | 156.6 | 5% | 148.77
16517 | Belden Wire | 600003903 | ASBV 8/LED 5-242/5 M | EA |  | 1 Year | 182.75 | 5% | 173.6125
16518 | Belden Wire | 600003906 | ASBV 4 5-256/10 M | EA |  | 1 Year | 137.8223 | 5% | 130.9312
16519 | Belden Wire | 600003907 | ASBV 4 5-256/5 M | EA |  | 1 Year | 94.9983 | 5% | 90.2484
16520 | Belden Wire | 600003920 | RSTS 8-299/2 M | EA |  | 1 Year | 29.9 | 5% | 28.405
16521 | Belden Wire | 600003921 | RSTS 8-299/10 M | EA |  | 1 Year | 68.7 | 5% | 65.265
16522 | Belden Wire | 600003922 | ASBV 8 5-242/10 M | EA |  | 1 Year | 185.5 | 5% | 176.225
16523 | Belden Wire | 600003925 | ASB 8/LED 5-4-331/5 M | EA |  | 1 Year | 153.6 | 5% | 145.92
16524 | Belden Wire | 600003928 | ASB 8 5-4-331/5 M | EA |  | 1 Year | 113.6 | 5% | 107.92
16525 | Belden Wire | 600003932 | RKTS 5-298/5 M | EA |  | 1 Year | 37.7368 | 5% | 35.85
16526 | Belden Wire | 600003936 | ASB 8/LED 5-4-331-RS120M | EA |  | 1 Year | 149.9925 | 5% | 142.4929
16527 | Belden Wire | 600003946 | RKF 4-693/2M | EA |  | 1 Year | 21.2272 | 5% | 20.1658
16528 | Belden Wire | 600003954 | ASB 8 5-4-331/10 M | EA |  | 1 Year | 147.2 | 5% | 139.84
16529 | Belden Wire | 600003956 | ASB 8 5-4-331/20 M | EA |  | 1 Year | 214.4 | 5% | 203.68
16530 | Belden Wire | 600003957 | ASB 8/LED 5-4-331/10 M | EA |  | 1 Year | 187.2 | 5% | 177.84
16531 | Belden Wire | 600003958 | ASB 8/LED 5-4-331/15 M | EA |  | 1 Year | 220.8 | 5% | 209.76
16532 | Belden Wire | 600003959 | ASB 8/LED 5-4-331/20 M | EA |  | 1 Year | 254.4 | 5% | 241.68
16533 | Belden Wire | 600003966 | ASBV 8/LED 5-242-RS190M | EA |  | 1 Year | 173.865 | 5% | 165.1718
16534 | Belden Wire | 600003968 | ASBV 8 5-242/5 M | EA |  | 1 Year | 137.75 | 5% | 130.8625
16535 | Belden Wire | 600003970 | RKWT 8-6-337/10 M | EA |  | 1 Year | 58.3 | 5% | 55.385
16536 | Belden Wire | 600003972 | RKTS 8-299/5 M | EA |  | 1 Year | 44.55 | 5% | 42.3225
16537 | Belden Wire | 600003984 | RSWT 5-3 VAD 1A-1-3-226/3 M | EA |  | 1 Year | 27.66 | 5% | 26.277
16538 | Belden Wire | 600003985 | ASBV 4/LED 5-256-RS120M | EA |  | 1 Year | 117.8 | 5% | 111.91
16539 | Belden Wire | 600003994 | RSCS 4/9 single package of 1 | EA |  | 1 Year | 32.75 | 5% | 31.1125
16540 | Belden Wire | 600003995 | RKTS 5-298/10 M | EA |  | 1 Year | 52.8675 | 5% | 50.2241
16541 | Belden Wire | 600004003 | RKTS 8-299/10 M | EA |  | 1 Year | 65.36 | 5% | 62.092
16542 | Belden Wire | 600004007 | ASBS 2-RST 4-602/4M | EA |  | 1 Year | 76.11 | 5% | 72.3045
16543 | Belden Wire | 600004009 | RSCS 5/9 single package of 1 | EA |  | 1 Year | 17.39 | 5% | 16.5205
16544 | Belden Wire | 600004010 | RKCS 5/9 single package of 1 | EA |  | 1 Year | 17.49 | 5% | 16.6155
16545 | Belden Wire | 600004022 | RST 4-RKWT 4-643/4M | EA |  | 1 Year | 43.78 | 5% | 41.591
16546 | Belden Wire | 600004024 | RST 4-RKT 4-643/3M | EA |  | 1 Year | 39.325 | 5% | 37.3588
16547 | Belden Wire | 600004035 | ASB 4/LED 5-4-328-RS120M | EA |  | 1 Year | 97.896 | 5% | 93.0012
16548 | Belden Wire | 600004036 | RSTS 5-298/2 M | EA |  | 1 Year | 23.87 | 5% | 22.6765
16549 | Belden Wire | 600004037 | RSTS 5-298/5 M | EA |  | 1 Year | 37.6316 | 5% | 35.75
16550 | Belden Wire | 600004065 | RKTS 8-299/2 M | EA |  | 1 Year | 30 | 5% | 28.5
16551 | Belden Wire | 600004076 | ASBV 6/LED 5-332/5 M | EA |  | 1 Year | 140.6 | 5% | 133.57
16552 | Belden Wire | 600004077 | RKT 5 U-673/30F | EA |  | 1 Year | 56.7585 | 5% | 53.9206
16553 | Belden Wire | 600004080 | ASB 6 5-4-330/5 M | EA |  | 1 Year | 102.6 | 5% | 97.47
16554 | Belden Wire | 600004085 | RKWT 4-602/6M | EA |  | 1 Year | 32.15 | 5% | 30.5425
16555 | Belden Wire | 600004086 | ASB 6 5-4-330/10 M | EA |  | 1 Year | 135.2 | 5% | 128.44
16556 | Belden Wire | 600004087 | ASB 4/LED 5-4-328/10 M | EA |  | 1 Year | 123.2 | 5% | 117.04
16557 | Belden Wire | 600004088 | ASB 4 5-4-328/5 M | EA |  | 1 Year | 81.6 | 5% | 77.52
16558 | Belden Wire | 600004089 | ASB 4 5-4-328/10 M | EA |  | 1 Year | 113.2 | 5% | 107.54
16559 | Belden Wire | 600004090 | ASB 6/LED 5-4-330/5 M | EA |  | 1 Year | 132.6 | 5% | 125.97
16560 | Belden Wire | 600004093 | FASBS 2 M12-5S | EA |  | 1 Year | 41 | 5% | 38.95
16561 | Belden Wire | 600004114 | RKTS 5-298/2 M | EA |  | 1 Year | 23.97 | 5% | 22.7715
16562 | Belden Wire | 600004117 | RKFM 4/0,5 M | EA |  | 1 Year | 15.863 | 5% | 15.0698
16563 | Belden Wire | 600004257 | RSWU 12-ASB 8/LED 5-4-331/5 M | EA |  | 1 Year | 175.6 | 5% | 166.82
16564 | Belden Wire | 600004258 | RST 5-RKT 5-644/3M | EA |  | 1 Year | 34.4495 | 5% | 32.727
16565 | Belden Wire | 600004262 | ASB 6/LED 5-4-330/10 M | EA |  | 1 Year | 165.2 | 5% | 156.94
16566 | Belden Wire | 600004270 | ASBSA 2 M12-3 | EA |  | 1 Year | 28 | 5% | 26.6
16567 | Belden Wire | 600004272 | ASBA 2-RKT 4-3-224/1,5 M | EA |  | 1 Year | 51.0458 | 5% | 48.4935
16568 | Belden Wire | 600004274 | RKWT 8-6-337/5 M | EA |  | 1 Year | 37.9 | 5% | 36.005
16569 | Belden Wire | 600004312 | 0935 710 104/1M | EA |  | 1 Year | 23.7033 | 5% | 22.5181
16570 | Belden Wire | 600004313 | 0935 710 104/3M | EA |  | 1 Year | 45.57 | 5% | 43.2915
16571 | Belden Wire | 600004314 | 0935 710 104/5M | EA |  | 1 Year | 67.4367 | 5% | 64.0649
16572 | Belden Wire | 600004315 | 0935 710 104/10M | EA |  | 1 Year | 122.1033 | 5% | 115.9981
16573 | Belden Wire | 600004325 | RSEL 8 | EA |  | 1 Year | 5.137 | 5% | 4.8801
16574 | Belden Wire | 600004341 | RKWT 4-633/25M | EA |  | 1 Year | 49.15 | 5% | 46.6925
16575 | Belden Wire | 600004344 | 0935 709 104/1M | EA |  | 1 Year | 40.73 | 5% | 38.6935
16576 | Belden Wire | 600004345 | 0935 709 104/3M | EA |  | 1 Year | 96.65 | 5% | 91.8175
16577 | Belden Wire | 600004346 | 0935 709 104/5M | EA |  | 1 Year | 152.57 | 5% | 144.9415
16578 | Belden Wire | 600004347 | 0935 709 104/10M | EA |  | 1 Year | 292.37 | 5% | 277.7515
16579 | Belden Wire | 600004348 | 0935 709 105/1M | EA |  | 1 Year | 40.84 | 5% | 38.798
16580 | Belden Wire | 600004349 | 0935 709 105/3M | EA |  | 1 Year | 96.76 | 5% | 91.922
16581 | Belden Wire | 600004350 | 0935 709 105/5M | EA |  | 1 Year | 152.68 | 5% | 145.046
16582 | Belden Wire | 600004351 | 0935 709 105/10M | EA |  | 1 Year | 292.48 | 5% | 277.856
16583 | Belden Wire | 600004354 | 0935 709 103/5M | EA |  | 1 Year | 165.45 | 5% | 157.1775
16584 | Belden Wire | 600004355 | 0935 709 103/10M | EA |  | 1 Year | 305.25 | 5% | 289.9875
16585 | Belden Wire | 600004373 | RKT 8-6-337/2 M | EA |  | 1 Year | 25.66 | 5% | 24.377
16586 | Belden Wire | 600004374 | RKT 8-6-337/5 M | EA |  | 1 Year | 29.74 | 5% | 28.253
16587 | Belden Wire | 600004389 | 889D-F4SC-20 | EA |  | 1 Year | 22.21 | 5% | 21.0995
16588 | Belden Wire | 600004389 | 889D-F4SC-20 | EA |  | 1 Year | 45.32 | 5% | 43.054
16589 | Belden Wire | 600004394 | 889D-E4SC-20 | EA |  | 1 Year | 22.66 | 5% | 21.527
16590 | Belden Wire | 600004421 | 889D-F4SCDE-5 | EA |  | 1 Year | 36.3 | 5% | 34.485
16591 | Belden Wire | 600004422 | 889D-F4SCDE-10 | EA |  | 1 Year | 47.05 | 5% | 44.6975
16592 | Belden Wire | 600004423 | ASB 4/LED 5-4-328/5 M | EA |  | 1 Year | 91.6 | 5% | 87.02
16593 | Belden Wire | 600004452 | RKWT 8-282/5 M | EA |  | 1 Year | 37.7895 | 5% | 35.9
16594 | Belden Wire | 600004453 | RKT 8-282/5 M | EA |  | 1 Year | 37.7895 | 5% | 35.9
16595 | Belden Wire | 600004454 | RKT 8-282/2 M | EA |  | 1 Year | 26.1684 | 5% | 24.86
16596 | Belden Wire | 600004455 | RKT 8-282/10 M | EA |  | 1 Year | 57.1579 | 5% | 54.3
16597 | Belden Wire | 600004458 | RKFM 5/0,5 M | EA |  | 1 Year | 18.3892 | 5% | 17.4697
16598 | Belden Wire | 600004469 | 46.0148 | EA |  | 1 Year | 11.55 | 5% | 10.9725
16599 | Belden Wire | 600004494 | RKCS 4/9 single package of 1 | EA |  | 1 Year | 16.8345 | 5% | 15.9928
16600 | Belden Wire | 600004529 | RST 8-282/2 M | EA |  | 1 Year | 26.0632 | 5% | 24.76
16601 | Belden Wire | 600004539 | RKF 4-693/3M | EA |  | 1 Year | 24.7066 | 5% | 23.4713
16602 | Belden Wire | 600004541 | RKTS 4-288/2 M | EA |  | 1 Year | 22.45 | 5% | 21.3275
16603 | Belden Wire | 600004543 | RKWTH 8-299/2 M | EA |  | 1 Year | 32.7285 | 5% | 31.0921
16604 | Belden Wire | 600004547 | RKWT 8-282/2 M | EA |  | 1 Year | 24.86 | 5% | 23.617
16605 | Belden Wire | 600004548 | RKWT 8-282/10 M | EA |  | 1 Year | 54.3 | 5% | 51.585
16606 | Belden Wire | 600004558 | ASB 4 5-4-328/20 M | EA |  | 1 Year | 176.4 | 5% | 167.58
16607 | Belden Wire | 600004563 | RST 8-RKT 8-282/5 M | EA |  | 1 Year | 53.3 | 5% | 50.635
16608 | Belden Wire | 600004572 | RKF 3U/0.5M | EA |  | 1 Year | 19.7556 | 5% | 18.7678
16609 | Belden Wire | 600004573 | RSF 3U/0.5M | EA |  | 1 Year | 13.8802 | 5% | 13.1862
16610 | Belden Wire | 600004596 | RKT/LED A 4-3-632/1M | EA |  | 1 Year | 12.9 | 5% | 12.255
16611 | Belden Wire | 600004599 | RKWT/LED A 4-3-632/1M | EA |  | 1 Year | 12.9 | 5% | 12.255
16612 | Belden Wire | 600004601 | RKWT/LED P 4-633/1M | EA |  | 1 Year | 13.8 | 5% | 13.11
16613 | Belden Wire | 600004643 | RST 3-RKWT 4-3-632/10M | EA |  | 1 Year | 30.8 | 5% | 29.26
16614 | Belden Wire | 600004664 | RSWT 4-RKT 4-637/10M | EA |  | 1 Year | 66.88 | 5% | 63.536
16615 | Belden Wire | 600004751 | RKCW/LED 4/7 single pk of 1 | EA |  | 1 Year | 19.3 | 5% | 18.335
16616 | Belden Wire | 600004752 | RKCW/LED 4/9 single pk of 1 | EA |  | 1 Year | 19.2977 | 5% | 18.3328
16617 | Belden Wire | 600004803 | RSWT 4-602/6M | EA |  | 1 Year | 32.23 | 5% | 30.6185
16618 | Belden Wire | 600004837 | RKFM 5/0,5 P39 | EA |  | 1 Year | 9.66 | 5% | 9.177
16619 | Belden Wire | 600005001 | RSE 8-S4481 | EA |  | 1 Year | 4.8628 | 5% | 4.6197
16620 | Belden Wire | 600005028 | RSF 3-1/2-14/0.5M | EA |  | 1 Year | 14.1794 | 5% | 13.4704
16621 | Belden Wire | 600005029 | RSF 5-1/2-14/0.5M | EA |  | 1 Year | 17.9866 | 5% | 17.0873
16622 | Belden Wire | 600005030 | RSF 8-1/2-14/0.5M | EA |  | 1 Year | 22.9254 | 5% | 21.7791
16623 | Belden Wire | 600005122 | RST 3-RKWT/LED A 4-3-610/0.3M | EA |  | 1 Year | 19.958 | 5% | 18.9601
16624 | Belden Wire | 600005123 | RST 3-RKWT/LED A 4-3-610/0.6M | EA |  | 1 Year | 20.786 | 5% | 19.7467
16625 | Belden Wire | 600005127 | RST 3-RKWT/LED A 4-3-610/10M | EA |  | 1 Year | 46.73 | 5% | 44.3935
16626 | Belden Wire | 600005144 | RKT 5-644/20M | EA |  | 1 Year | 84.5 | 5% | 80.275
16627 | Belden Wire | 600005147 | ZVK 2 | EA |  | 1 Year | 12.52 | 5% | 11.894
16628 | Belden Wire | 600005169 | RKT 4-633/0.6M | EA |  | 1 Year | 9.622 | 5% | 9.1409
16629 | Belden Wire | 600005170 | RKC 3U/7 Package of 5 | 5S |  | 1 Year | 46.29 | 5% | 43.9755
16630 | Belden Wire | 600005171 | RKC 3U/9 Package of 5 | 5S |  | 1 Year | 46.29 | 5% | 43.9755
16631 | Belden Wire | 600005172 | RKC 4/3/7 Package of 5 | 5S |  | 1 Year | 46.2874 | 5% | 43.973
16632 | Belden Wire | 600005173 | RKC 4/3/9 Package of 5 | 5S |  | 1 Year | 46.2874 | 5% | 43.973
16633 | Belden Wire | 600005174 | RKC 4/7 Package of 5 | 5S |  | 1 Year | 51.453 | 5% | 48.8803
16634 | Belden Wire | 600005175 | RKC 4/9 Package of 5 | 5S |  | 1 Year | 51.453 | 5% | 48.8803
16635 | Belden Wire | 600005177 | RKC 5/7 Package of 5 | 5S |  | 1 Year | 59.85 | 5% | 56.8575
16636 | Belden Wire | 600005178 | RKC 5/9 Package of 5 | 5S |  | 1 Year | 59.85 | 5% | 56.8575
16637 | Belden Wire | 600005179 | RKCW 3U/7 Package of 5 | 5S |  | 1 Year | 46.29 | 5% | 43.9755
16638 | Belden Wire | 600005180 | RKCW 3U/9 Package of 5 | 5S |  | 1 Year | 46.29 | 5% | 43.9755
16639 | Belden Wire | 600005181 | RKCW 4/3/7 Package of 5 | 5S |  | 1 Year | 46.29 | 5% | 43.9755
16640 | Belden Wire | 600005182 | RKCW 4/3/9 Package of 5 | 5S |  | 1 Year | 46.29 | 5% | 43.9755
16641 | Belden Wire | 600005183 | RKCW 4/7 Package of 5 | 5S |  | 1 Year | 51.45 | 5% | 48.8775
16642 | Belden Wire | 600005184 | RKCW 4/9 Package of 5 | 5S |  | 1 Year | 51.45 | 5% | 48.8775
16643 | Belden Wire | 600005185 | RKCW 5/7 Package of 5 | 5S |  | 1 Year | 51 | 5% | 48.45
16644 | Belden Wire | 600005186 | RKCW 5/9 Package of 5 | 5S |  | 1 Year | 51 | 5% | 48.45
16645 | Belden Wire | 600005187 | RSC 3U/7 Package of 5 | 5S |  | 1 Year | 46.19 | 5% | 43.8805
16646 | Belden Wire | 600005188 | RSC 3U/9 Package of 5 | 5S |  | 1 Year | 46.19 | 5% | 43.8805
16647 | Belden Wire | 600005189 | RSC 3/7 Package of 5 | 5S |  | 1 Year | 46.19 | 5% | 43.8805
16648 | Belden Wire | 600005190 | RSC 3/9 Package of 5 | 5S |  | 1 Year | 46.19 | 5% | 43.8805
16649 | Belden Wire | 600005192 | RSC 4/9 Package of 5 | 5S |  | 1 Year | 47 | 5% | 44.65
16650 | Belden Wire | 600005193 | RSC 4/DUO single package of 1 | EA |  | 1 Year | 19.4592 | 5% | 18.4862
16651 | Belden Wire | 600005194 | RSC 5/7 Package of 5 | 5S |  | 1 Year | 49.5 | 5% | 47.025
16652 | Belden Wire | 600005195 | RSC 5/9 Package of 5 | 5S |  | 1 Year | 49.5 | 5% | 47.025
16653 | Belden Wire | 600005196 | RSC 8/9 Package of 5 | 5S |  | 1 Year | 165.05 | 5% | 156.7975
16654 | Belden Wire | 600005197 | RSCW 3U/7 Package of 5 | 5S |  | 1 Year | 46.19 | 5% | 43.8805
16655 | Belden Wire | 600005198 | RSCW 3U/9 Package of 5 | 5S |  | 1 Year | 46.19 | 5% | 43.8805
16656 | Belden Wire | 600005199 | RSCW 3/7 Package of 5 | 5S |  | 1 Year | 46.19 | 5% | 43.8805
16657 | Belden Wire | 600005201 | RSCW 4/7 Package of 5 | 5S |  | 1 Year | 47 | 5% | 44.65
16658 | Belden Wire | 600005202 | RSCW 4/9 Package of 5 | 5S |  | 1 Year | 47 | 5% | 44.65
16659 | Belden Wire | 600005203 | RSCW 5/7 Package of 5 | 5S |  | 1 Year | 49.5 | 5% | 47.025
16660 | Belden Wire | 600005204 | RSCW 5/9 Package of 5 | 5S |  | 1 Year | 49.5 | 5% | 47.025
16661 | Belden Wire | 600005207 | RKC 8/9 Package of 5 | 5S |  | 1 Year | 165.56 | 5% | 157.282
16662 | Belden Wire | 600005219 | RKT 8-627/8IN | EA |  | 1 Year | 11.2024 | 5% | 10.6423
16663 | Belden Wire | 600005221 | ASBS 2 M12-5 1-1 | EA |  | 1 Year | 26.6 | 5% | 25.27
16664 | Belden Wire | 600005222 | RSTS 4-288/5 M | EA |  | 1 Year | 32.7 | 5% | 31.065
16665 | Belden Wire | 600005229 | RKT 4-3-731/10M | EA |  | 1 Year | 49.9 | 5% | 47.405
16666 | Belden Wire | 600005232 | RST 3-RKT 4-3-731/0.3M | EA |  | 1 Year | 25.972 | 5% | 24.6734
16667 | Belden Wire | 600005234 | RST 3-RKT 4-3-731/1M | EA |  | 1 Year | 28.59 | 5% | 27.1605
16668 | Belden Wire | 600005240 | RST 3-RKWT 4-3-731/2M | EA |  | 1 Year | 32.33 | 5% | 30.7135
16669 | Belden Wire | 600005241 | RST 3-RKWT 4-3-731/5M | EA |  | 1 Year | 43.55 | 5% | 41.3725
16670 | Belden Wire | 600005246 | RKT 5 U-755/6F | EA |  | 1 Year | 41.0854 | 5% | 39.0311
16671 | Belden Wire | 600005249 | RKT 5 U-755/20F | EA |  | 1 Year | 82.7012 | 5% | 78.5661
16672 | Belden Wire | 600005251 | RST 5 U-RKT 5 U-755/3F | EA |  | 1 Year | 55.3177 | 5% | 52.5518
16673 | Belden Wire | 600005252 | RST 5 U-RKT 5 U-755/6F | EA |  | 1 Year | 64.2354 | 5% | 61.0236
16674 | Belden Wire | 600005254 | RST 5 U-RKT 5 U-755/12F | EA |  | 1 Year | 82.0707 | 5% | 77.9672
16675 | Belden Wire | 600005255 | RST 5 U-RKT 5 U-755/15F | EA |  | 1 Year | 90.9884 | 5% | 86.439
16676 | Belden Wire | 600005263 | RKF 5/0.5M (#5 wire GN/YL) | EA |  | 1 Year | 8.9058 | 5% | 8.4605
16677 | Belden Wire | 600005267 | RST 5 U-755/6F | EA |  | 1 Year | 40.9854 | 5% | 38.9361
16678 | Belden Wire | 600005268 | RST 5 U-755/12F | EA |  | 1 Year | 58.8207 | 5% | 55.8797
16679 | Belden Wire | 600005269 | RST 5 U-755/15F | EA |  | 1 Year | 67.7384 | 5% | 64.3515
16680 | Belden Wire | 600005270 | RST 5 U-755/20F | EA |  | 1 Year | 82.6012 | 5% | 78.4711
16681 | Belden Wire | 600005279 | RKWT 5 U-755/6F | EA |  | 1 Year | 41.0854 | 5% | 39.0311
16682 | Belden Wire | 600005280 | RKWT 5 U-755/12F | EA |  | 1 Year | 58.9207 | 5% | 55.9747
16683 | Belden Wire | 600005282 | RKWT 4-3-731/2M | EA |  | 1 Year | 19.98 | 5% | 18.981
16684 | Belden Wire | 600005284 | RST 3-731/2M | EA |  | 1 Year | 19.83 | 5% | 18.8385
16685 | Belden Wire | 600005285 | RST 3-731/5M | EA |  | 1 Year | 31.05 | 5% | 29.4975
16686 | Belden Wire | 600005286 | RST 3-731/10M | EA |  | 1 Year | 49.75 | 5% | 47.2625
16687 | Belden Wire | 600005305 | RKT/LED F 4-225/20 M | EA |  | 1 Year | 79.38 | 5% | 75.411
16688 | Belden Wire | 600005347 | RST 4-RKT 4-643/10M | EA |  | 1 Year | 64.1 | 5% | 60.895
16689 | Belden Wire | 600005348 | RST 4-RKWT 4-643/10M | EA |  | 1 Year | 64.1 | 5% | 60.895
16690 | Belden Wire | 600005351 | RST 4-RKT 4-643/6M | EA |  | 1 Year | 52.69 | 5% | 50.0555
16691 | Belden Wire | 600005353 | RST 4-RKT 4-643/8M | EA |  | 1 Year | 56 | 5% | 53.2
16692 | Belden Wire | 600005355 | PRST 4-PRKT 4-07/0,6 M | EA |  | 1 Year | 27.3315 | 5% | 25.9649
16693 | Belden Wire | 600005357 | PN-35251 | EA |  | 1 Year | 21.35 | 5% | 20.2825
16694 | Belden Wire | 600005382 | 11580-001 | EA |  | 1 Year | 8.2 | 5% | 7.79
16695 | Belden Wire | 600005428 | RST 5-RKT 5-644/10M | EA |  | 1 Year | 62.4 | 5% | 59.28
16696 | Belden Wire | 600005429 | RST 5-644/0.3M | EA |  | 1 Year | 14.465 | 5% | 13.7417
16697 | Belden Wire | 600005431 | RKT 5-644/1M | EA |  | 1 Year | 17.05 | 5% | 16.1975
16698 | Belden Wire | 600005443 | RKF 5-S3103/4F | EA |  | 1 Year | 24.7419 | 5% | 23.5048
16699 | Belden Wire | 600005455 | 11580-004 | EA |  | 1 Year | 22.87 | 5% | 21.7265
16700 | Belden Wire | 600005456 | RKWT 5-612/15M | EA |  | 1 Year | 42.328 | 5% | 40.2116
16701 | Belden Wire | 600005462 | RKT 5-644/3M | EA |  | 1 Year | 24.15 | 5% | 22.9425
16702 | Belden Wire | 600005464 | RST 4-633/7M | EA |  | 1 Year | 19.89 | 5% | 18.8955
16703 | Belden Wire | 600005483 | 888D-F4AE5-0M5 | EA |  | 1 Year | 11.13 | 5% | 10.5735
16704 | Belden Wire | 600005486 | 11580-005 | EA |  | 1 Year | 24.55 | 5% | 23.3225
16705 | Belden Wire | 600005488 | RKWT 4-633/7M | EA |  | 1 Year | 19.99 | 5% | 18.9905
16706 | Belden Wire | 600005490 | RKWTH 4-635/25M | EA |  | 1 Year | 88.3 | 5% | 83.885
16707 | Belden Wire | 600005491 | RKWT 5 U-673/35F | EA |  | 1 Year | 63.6183 | 5% | 60.4374
16708 | Belden Wire | 600005495 | RST 4-RKT 4-637/8M | EA |  | 1 Year | 58.58 | 5% | 55.651
16709 | Belden Wire | 600005496 | RST 4-RKT 4-637/9M | EA |  | 1 Year | 62.73 | 5% | 59.5935
16710 | Belden Wire | 600005498 | RST 8-RKT 8-627/6M | EA |  | 1 Year | 54.1 | 5% | 51.395
16711 | Belden Wire | 600005503 | RST 4-RKWT 4-602/7M | EA |  | 1 Year | 48.13 | 5% | 45.7235
16712 | Belden Wire | 600005510 | 888D-M4AC5-0M5 | EA |  | 1 Year | 6.67 | 5% | 6.3365
16713 | Belden Wire | 600005515 | RKT 8-727/5M | EA |  | 1 Year | 52.3 | 5% | 49.685
16714 | Belden Wire | 600005527 | RST 5-RKT 5-794/0.5M | EA |  | 1 Year | 39.925 | 5% | 37.9287
16715 | Belden Wire | 600005528 | RST 5-RKT 5-794/1M | EA |  | 1 Year | 43.85 | 5% | 41.6575
16716 | Belden Wire | 600005529 | RST 5-RKT 5-794/1.5M | EA |  | 1 Year | 47.775 | 5% | 45.3862
16717 | Belden Wire | 600005533 | RST 5-RKT 5-794/7M | EA |  | 1 Year | 90.95 | 5% | 86.4025
16718 | Belden Wire | 600005537 | RST 5-RKWT 5-794/0.5M | EA |  | 1 Year | 39.925 | 5% | 37.9287
16719 | Belden Wire | 600005538 | RST 5-RKWT 5-794/1M | EA |  | 1 Year | 43.85 | 5% | 41.6575
16720 | Belden Wire | 600005539 | RST 5-RKWT 5-794/1.5M | EA |  | 1 Year | 47.775 | 5% | 45.3862
16721 | Belden Wire | 600005540 | RST 5-RKWT 5-794/2M | EA |  | 1 Year | 51.7 | 5% | 49.115
16722 | Belden Wire | 600005541 | RST 5-RKWT 5-794/3M | EA |  | 1 Year | 59.55 | 5% | 56.5725
16723 | Belden Wire | 600005542 | RST 5-RKWT 5-794/5M | EA |  | 1 Year | 75.25 | 5% | 71.4875
16724 | Belden Wire | 600005543 | RST 5-RKWT 5-794/7M | EA |  | 1 Year | 90.95 | 5% | 86.4025
16725 | Belden Wire | 600005544 | RST 5-RKWT 5-794/10M | EA |  | 1 Year | 114.5 | 5% | 108.775
16726 | Belden Wire | 600005545 | RST 5-RKWT 5-794/15M | EA |  | 1 Year | 153.75 | 5% | 146.0625
16727 | Belden Wire | 600005546 | RST 5-RKWT 5-794/20M | EA |  | 1 Year | 193 | 5% | 183.35
16728 | Belden Wire | 600005551 | RKT 4-3-632/15M | EA |  | 1 Year | 30.65 | 5% | 29.1175
16729 | Belden Wire | 600005553 | RST 4-602/15M | EA |  | 1 Year | 61.48 | 5% | 58.406
16730 | Belden Wire | 600005567 | RKT 5-644/40M | EA |  | 1 Year | 155.5 | 5% | 147.725
16731 | Belden Wire | 600005569 | RKT 4-637/15M | EA |  | 1 Year | 75.649 | 5% | 71.8666
16732 | Belden Wire | 600005570 | RKT 4-637/20M | EA |  | 1 Year | 95.65 | 5% | 90.8675
16733 | Belden Wire | 600005571 | RKWT 4-637/15M | EA |  | 1 Year | 75.649 | 5% | 71.8666
16734 | Belden Wire | 600005615 | RKT 4-633/1M | EA |  | 1 Year | 10.27 | 5% | 9.7565
16735 | Belden Wire | 600005622 | RST 5-644/15M | EA |  | 1 Year | 66.65 | 5% | 63.3175
16736 | Belden Wire | 600005623 | RKT 5-713/10M | EA |  | 1 Year | 61.45 | 5% | 58.3775
16737 | Belden Wire | 600005624 | RKT 5-713/2M | EA |  | 1 Year | 21.37 | 5% | 20.3015
16738 | Belden Wire | 600005625 | RKWT 5-713/10M | EA |  | 1 Year | 61.45 | 5% | 58.3775
16739 | Belden Wire | 600005626 | ASB 2-RKT 4-3-643/1M | EA |  | 1 Year | 56.95 | 5% | 54.1025
16740 | Belden Wire | 600005638 | RST 5-RKT 5-713/5M | EA |  | 1 Year | 47.65 | 5% | 45.2675
16741 | Belden Wire | 600005640 | RST 4-RKWT 4-643/15M | EA |  | 1 Year | 84.35 | 5% | 80.1325
16742 | Belden Wire | 600005643 | RST 5-RKT 5-794/6M | EA |  | 1 Year | 83.1 | 5% | 78.945
16743 | Belden Wire | 600005645 | RST 4-637/40M | EA |  | 1 Year | 178.73 | 5% | 169.7935
16744 | Belden Wire | 600005646 | RST 4-643/3M | EA |  | 1 Year | 23.65 | 5% | 22.4675
16745 | Belden Wire | 600005647 | RKT 4-637/40M | EA |  | 1 Year | 178.65 | 5% | 169.7175
16746 | Belden Wire | 600005648 | RST 3-RKT 4-3-632/3M | EA |  | 1 Year | 20.16 | 5% | 19.152
16747 | Belden Wire | 600005651 | RST 5-794/10M | EA |  | 1 Year | 96.4 | 5% | 91.58
16748 | Belden Wire | 600005652 | RST 5-794/2M | EA |  | 1 Year | 33.6 | 5% | 31.92
16749 | Belden Wire | 600005653 | RST 5-794/5M | EA |  | 1 Year | 57.15 | 5% | 54.2925
16750 | Belden Wire | 600005985 | RST 5-RKWT 5-644/7.5M | EA |  | 1 Year | 53.525 | 5% | 50.8487
16751 | Belden Wire | 600006213 | RSTS 8-RKTS 8-184/2 M | EA |  | 1 Year | 47.4 | 5% | 45.03
16752 | Belden Wire | 600006216 | RST 8-RKWT 8-282/0,4 M | EA |  | 1 Year | 25.4604 | 5% | 24.1874
16753 | Belden Wire | 600006218 | RKTS 5-359/0,3 M | EA |  | 1 Year | 21.06 | 5% | 20.007
16754 | Belden Wire | 600006219 | RSTS 5-359/0,9 M | EA |  | 1 Year | 21.73 | 5% | 20.6435
16755 | Belden Wire | 600006222 | RKF 4-693/1M | EA |  | 1 Year | 17.748 | 5% | 16.8606
16756 | Belden Wire | 600006233 | RKWT 8-6-268/2 M | EA |  | 1 Year | 25.66 | 5% | 24.377
16757 | Belden Wire | 600006238 | RKT 4-646/1M | EA |  | 1 Year | 10.267 | 5% | 9.7536
16758 | Belden Wire | 600006239 | RKT 4-646/2M | EA |  | 1 Year | 11.884 | 5% | 11.2898
16759 | Belden Wire | 600006240 | RKT 4-646/4M | EA |  | 1 Year | 15.118 | 5% | 14.3621
16760 | Belden Wire | 600006241 | RKT 4-646/5M | EA |  | 1 Year | 16.735 | 5% | 15.8982
16761 | Belden Wire | 600006242 | RKT 4-646/6M | EA |  | 1 Year | 18.352 | 5% | 17.4344
16762 | Belden Wire | 600006243 | RKT 4-646/10M | EA |  | 1 Year | 24.82 | 5% | 23.579
16763 | Belden Wire | 600006244 | RKT 4-646/15M | EA |  | 1 Year | 32.905 | 5% | 31.2598
16764 | Belden Wire | 600006245 | RKT 4-646/20M | EA |  | 1 Year | 40.99 | 5% | 38.9405
16765 | Belden Wire | 600006246 | RKWT 4-646/1M | EA |  | 1 Year | 10.267 | 5% | 9.7536
16766 | Belden Wire | 600006247 | RKWT 4-646/2M | EA |  | 1 Year | 11.884 | 5% | 11.2898
16767 | Belden Wire | 600006248 | RKWT 4-646/4M | EA |  | 1 Year | 15.118 | 5% | 14.3621
16768 | Belden Wire | 600006249 | RKWT 4-646/5M | EA |  | 1 Year | 16.735 | 5% | 15.8982
16769 | Belden Wire | 600006250 | RKWT 4-646/6M | EA |  | 1 Year | 18.352 | 5% | 17.4344
16770 | Belden Wire | 600006251 | RKWT 4-646/10M | EA |  | 1 Year | 24.82 | 5% | 23.579
16771 | Belden Wire | 600006252 | RKWT 4-646/15M | EA |  | 1 Year | 32.905 | 5% | 31.2598
16772 | Belden Wire | 600006253 | RKWT 4-646/20M | EA |  | 1 Year | 40.99 | 5% | 38.9405
16773 | Belden Wire | 600006254 | RST 4-646/2M | EA |  | 1 Year | 11.784 | 5% | 11.1948
16774 | Belden Wire | 600006255 | RST 4-646/5M | EA |  | 1 Year | 16.635 | 5% | 15.8033
16775 | Belden Wire | 600006256 | RST 4-646/10M | EA |  | 1 Year | 24.72 | 5% | 23.484
16776 | Belden Wire | 600006257 | RSWT 4-646/2M | EA |  | 1 Year | 11.784 | 5% | 11.1948
16777 | Belden Wire | 600006258 | RSWT 4-646/5M | EA |  | 1 Year | 16.635 | 5% | 15.8033
16778 | Belden Wire | 600006259 | RSWT 4-646/10M | EA |  | 1 Year | 24.72 | 5% | 23.484
16779 | Belden Wire | 600006260 | RST 4-RKT 4-646/0.3M | EA |  | 1 Year | 17.6851 | 5% | 16.8008
16780 | Belden Wire | 600006261 | RST 4-RKT 4-646/0.6M | EA |  | 1 Year | 18.1702 | 5% | 17.2617
16781 | Belden Wire | 600006262 | RST 4-RKT 4-646/1M | EA |  | 1 Year | 18.817 | 5% | 17.8761
16782 | Belden Wire | 600006263 | RST 4-RKT 4-646/1.5M | EA |  | 1 Year | 19.6255 | 5% | 18.6442
16783 | Belden Wire | 600006264 | RST 4-RKT 4-646/2M | EA |  | 1 Year | 20.434 | 5% | 19.4123
16784 | Belden Wire | 600006265 | RST 4-RKT 4-646/3M | EA |  | 1 Year | 22.051 | 5% | 20.9484
16785 | Belden Wire | 600006266 | RST 4-RKT 4-646/5M | EA |  | 1 Year | 25.285 | 5% | 24.0207
16786 | Belden Wire | 600006267 | RST 4-RKT 4-646/6M | EA |  | 1 Year | 26.902 | 5% | 25.5569
16787 | Belden Wire | 600006268 | RST 4-RKT 4-646/10M | EA |  | 1 Year | 33.37 | 5% | 31.7015
16788 | Belden Wire | 600006269 | RST 4-RKT 4-646/12M | EA |  | 1 Year | 36.604 | 5% | 34.7738
16789 | Belden Wire | 600006270 | RST 4-RKWT 4-646/0.3M | EA |  | 1 Year | 17.6851 | 5% | 16.8008
16790 | Belden Wire | 600006271 | RST 4-RKWT 4-646/0.5M | EA |  | 1 Year | 18.0085 | 5% | 17.1081
16791 | Belden Wire | 600006272 | RST 4-RKWT 4-646/0.6M | EA |  | 1 Year | 18.1702 | 5% | 17.2617
16792 | Belden Wire | 600006273 | RST 4-RKWT 4-646/1M | EA |  | 1 Year | 18.817 | 5% | 17.8761
16793 | Belden Wire | 600006274 | RST 4-RKWT 4-646/1.5M | EA |  | 1 Year | 19.6255 | 5% | 18.6442
16794 | Belden Wire | 600006275 | RST 4-RKWT 4-646/2M | EA |  | 1 Year | 20.434 | 5% | 19.4123
16795 | Belden Wire | 600006276 | RST 4-RKWT 4-646/5M | EA |  | 1 Year | 25.285 | 5% | 24.0207
16796 | Belden Wire | 600006277 | RST 4-RKWT 4-646/10M | EA |  | 1 Year | 33.37 | 5% | 31.7015
16797 | Belden Wire | 600006291 | RST 4-RKT/LED F 4-646/1M | EA |  | 1 Year | 22.347 | 5% | 21.2296
16798 | Belden Wire | 600006298 | RKT/LED F 4-646/2M | EA |  | 1 Year | 15.414 | 5% | 14.6433
16799 | Belden Wire | 600006299 | RKT/LED F 4-646/5M | EA |  | 1 Year | 20.265 | 5% | 19.2518
16800 | Belden Wire | 600006300 | RKT/LED F 4-646/10M | EA |  | 1 Year | 28.35 | 5% | 26.9325
16801 | Belden Wire | 600006301 | RKWT/LED F 4-646/2M | EA |  | 1 Year | 15.414 | 5% | 14.6433
16802 | Belden Wire | 600006305 | RKT 4-3-659/1M | EA |  | 1 Year | 9.345 | 5% | 8.8778
16803 | Belden Wire | 600006306 | RKT 4-3-659/2M | EA |  | 1 Year | 10.84 | 5% | 10.298
16804 | Belden Wire | 600006307 | RKT 4-3-659/4M | EA |  | 1 Year | 13.83 | 5% | 13.1385
16805 | Belden Wire | 600006308 | RKT 4-3-659/5M | EA |  | 1 Year | 15.325 | 5% | 14.5587
16806 | Belden Wire | 600006309 | RKT 4-3-659/6M | EA |  | 1 Year | 16.82 | 5% | 15.979
16807 | Belden Wire | 600006310 | RKT 4-3-659/10M | EA |  | 1 Year | 22.8 | 5% | 21.66
16808 | Belden Wire | 600006311 | RKT 4-3-659/15M | EA |  | 1 Year | 30.275 | 5% | 28.7612
16809 | Belden Wire | 600006312 | RKT 4-3-659/20M | EA |  | 1 Year | 37.75 | 5% | 35.8625
16810 | Belden Wire | 600006313 | RKWT 4-3-659/1M | EA |  | 1 Year | 9.345 | 5% | 8.8778
16811 | Belden Wire | 600006314 | RKWT 4-3-659/2M | EA |  | 1 Year | 10.84 | 5% | 10.298
16812 | Belden Wire | 600006315 | RKWT 4-3-659/4M | EA |  | 1 Year | 13.83 | 5% | 13.1385
16813 | Belden Wire | 600006316 | RKWT 4-3-659/5M | EA |  | 1 Year | 15.325 | 5% | 14.5587
16814 | Belden Wire | 600006317 | RKWT 4-3-659/6M | EA |  | 1 Year | 16.82 | 5% | 15.979
16815 | Belden Wire | 600006318 | RKWT 4-3-659/10M | EA |  | 1 Year | 22.8 | 5% | 21.66
16816 | Belden Wire | 600006319 | RKWT 4-3-659/15M | EA |  | 1 Year | 30.275 | 5% | 28.7612
16817 | Belden Wire | 600006320 | RKWT 4-3-659/20M | EA |  | 1 Year | 37.75 | 5% | 35.8625
16818 | Belden Wire | 600006321 | RST 3-659/2M | EA |  | 1 Year | 10.74 | 5% | 10.203
16819 | Belden Wire | 600006322 | RST 3-659/5M | EA |  | 1 Year | 15.225 | 5% | 14.4637
16820 | Belden Wire | 600006323 | RST 3-659/10M | EA |  | 1 Year | 22.7 | 5% | 21.565
16821 | Belden Wire | 600006324 | RSWT 3-659/2M | EA |  | 1 Year | 10.74 | 5% | 10.203
16822 | Belden Wire | 600006325 | RSWT 3-659/5M | EA |  | 1 Year | 15.225 | 5% | 14.4637
16823 | Belden Wire | 600006326 | RSWT 3-659/10M | EA |  | 1 Year | 22.7 | 5% | 21.565
16824 | Belden Wire | 600006327 | RST 3-RKT 4-3-659/0.3M | EA |  | 1 Year | 16.0485 | 5% | 15.2461
16825 | Belden Wire | 600006328 | RST 3-RKT 4-3-659/0.6M | EA |  | 1 Year | 16.497 | 5% | 15.6721
16826 | Belden Wire | 600006329 | RST 3-RKT 4-3-659/1M | EA |  | 1 Year | 17.095 | 5% | 16.2402
16827 | Belden Wire | 600006330 | RST 3-RKT 4-3-659/1.5M | EA |  | 1 Year | 17.8425 | 5% | 16.9504
16828 | Belden Wire | 600006331 | RST 3-RKT 4-3-659/2M | EA |  | 1 Year | 18.59 | 5% | 17.6605
16829 | Belden Wire | 600006332 | RST 3-RKT 4-3-659/5M | EA |  | 1 Year | 23.075 | 5% | 21.9212
16830 | Belden Wire | 600006333 | RST 3-RKT 4-3-659/10M | EA |  | 1 Year | 30.55 | 5% | 29.0225
16831 | Belden Wire | 600006334 | RST 3-RKWT 4-3-659/0.3M | EA |  | 1 Year | 16.0485 | 5% | 15.2461
16832 | Belden Wire | 600006335 | RST 3-RKWT 4-3-659/0.6M | EA |  | 1 Year | 16.497 | 5% | 15.6721
16833 | Belden Wire | 600006336 | RST 3-RKWT 4-3-659/1M | EA |  | 1 Year | 17.095 | 5% | 16.2402
16834 | Belden Wire | 600006337 | RST 3-RKWT 4-3-659/1.5M | EA |  | 1 Year | 17.8425 | 5% | 16.9504
16835 | Belden Wire | 600006338 | RST 3-RKWT 4-3-659/2M | EA |  | 1 Year | 18.59 | 5% | 17.6605
16836 | Belden Wire | 600006339 | RST 3-RKWT 4-3-659/5M | EA |  | 1 Year | 23.075 | 5% | 21.9212
16837 | Belden Wire | 600006340 | RST 3-RKWT 4-3-659/10M | EA |  | 1 Year | 30.55 | 5% | 29.0225
16838 | Belden Wire | 600006370 | RKT 5-647/2M | EA |  | 1 Year | 13.65 | 5% | 12.9675
16839 | Belden Wire | 600006371 | RKT 5-647/4M | EA |  | 1 Year | 18.612 | 5% | 17.6814
16840 | Belden Wire | 600006372 | RKT 5-647/5M | EA |  | 1 Year | 20.768 | 5% | 19.7296
16841 | Belden Wire | 600006373 | RKT 5-647/6M | EA |  | 1 Year | 22.924 | 5% | 21.7778
16842 | Belden Wire | 600006374 | RKT 5-647/10M | EA |  | 1 Year | 31.548 | 5% | 29.9706
16843 | Belden Wire | 600006375 | RKT 5-647/15M | EA |  | 1 Year | 42.328 | 5% | 40.2116
16844 | Belden Wire | 600006376 | RKT 5-647/20M | EA |  | 1 Year | 53.108 | 5% | 50.4526
16845 | Belden Wire | 600006377 | RKWT 5-647/1M | EA |  | 1 Year | 11.592 | 5% | 11.0124
16846 | Belden Wire | 600006378 | RKWT 5-647/2M | EA |  | 1 Year | 13.65 | 5% | 12.9675
16847 | Belden Wire | 600006379 | RKWT 5-647/4M | EA |  | 1 Year | 18.612 | 5% | 17.6814
16848 | Belden Wire | 600006380 | RKWT 5-647/5M | EA |  | 1 Year | 20.768 | 5% | 19.7296
16849 | Belden Wire | 600006381 | RKWT 5-647/6M | EA |  | 1 Year | 22.924 | 5% | 21.7778
16850 | Belden Wire | 600006382 | RKWT 5-647/10M | EA |  | 1 Year | 31.548 | 5% | 29.9706
16851 | Belden Wire | 600006383 | RKWT 5-647/15M | EA |  | 1 Year | 42.328 | 5% | 40.2116
16852 | Belden Wire | 600006384 | RKWT 5-647/20M | EA |  | 1 Year | 53.108 | 5% | 50.4526
16853 | Belden Wire | 600006385 | RST 5-647/2M | EA |  | 1 Year | 13.566 | 5% | 12.8877
16854 | Belden Wire | 600006386 | RST 5-647/5M | EA |  | 1 Year | 20.68 | 5% | 19.646
16855 | Belden Wire | 600006387 | RST 5-647/10M | EA |  | 1 Year | 31.46 | 5% | 29.887
16856 | Belden Wire | 600006388 | RSWT 5-647/2M | EA |  | 1 Year | 13.566 | 5% | 12.8877
16857 | Belden Wire | 600006389 | RSWT 5-647/5M | EA |  | 1 Year | 20.68 | 5% | 19.646
16858 | Belden Wire | 600006390 | RSWT 5-647/10M | EA |  | 1 Year | 31.46 | 5% | 29.887
16859 | Belden Wire | 600006391 | RST 5-RKT 5-647/0.3M | EA |  | 1 Year | 18.9014 | 5% | 17.9563
16860 | Belden Wire | 600006392 | RST 5-RKT 5-647/0.6M | EA |  | 1 Year | 19.4967 | 5% | 18.5219
16861 | Belden Wire | 600006393 | RST 5-RKT 5-647/1M | EA |  | 1 Year | 20.2905 | 5% | 19.276
16862 | Belden Wire | 600006394 | RST 5-RKT 5-647/2M | EA |  | 1 Year | 23.1 | 5% | 21.945
16863 | Belden Wire | 600006395 | RST 5-RKT 5-647/5M | EA |  | 1 Year | 30.668 | 5% | 29.1346
16864 | Belden Wire | 600006396 | RST 5-RKT 5-647/10M | EA |  | 1 Year | 41.448 | 5% | 39.3756
16865 | Belden Wire | 600006397 | RST 5-RKWT 5-647/0.3M | EA |  | 1 Year | 18.9014 | 5% | 17.9563
16866 | Belden Wire | 600006398 | RST 5-RKWT 5-647/0.6M | EA |  | 1 Year | 19.4967 | 5% | 18.5219
16867 | Belden Wire | 600006399 | RST 5-RKWT 5-647/1M | EA |  | 1 Year | 20.2905 | 5% | 19.276
16868 | Belden Wire | 600006400 | RST 5-RKWT 5-647/2M | EA |  | 1 Year | 23.1 | 5% | 21.945
16869 | Belden Wire | 600006401 | RST 5-RKWT 5-647/5M | EA |  | 1 Year | 30.668 | 5% | 29.1346
16870 | Belden Wire | 600006402 | RST 5-RKWT 5-647/10M | EA |  | 1 Year | 41.448 | 5% | 39.3756
16871 | Belden Wire | 600006416 | RKT 8-661/2M | EA |  | 1 Year | 23.9 | 5% | 22.705
16872 | Belden Wire | 600006417 | RKT 8-661/4M | EA |  | 1 Year | 30.3 | 5% | 28.785
16873 | Belden Wire | 600006418 | RKT 8-661/5M | EA |  | 1 Year | 33.5 | 5% | 31.825
16874 | Belden Wire | 600006419 | RKT 8-661/6M | EA |  | 1 Year | 36.7 | 5% | 34.865
16875 | Belden Wire | 600006420 | RKT 8-661/10M | EA |  | 1 Year | 49.5 | 5% | 47.025
16876 | Belden Wire | 600006421 | RKT 8-661/15M | EA |  | 1 Year | 65.5 | 5% | 62.225
16877 | Belden Wire | 600006422 | RKT 8-661/20M | EA |  | 1 Year | 81.5 | 5% | 77.425
16878 | Belden Wire | 600006423 | RKWT 8-661/1M | EA |  | 1 Year | 20.7 | 5% | 19.665
16879 | Belden Wire | 600006424 | RKWT 8-661/2M | EA |  | 1 Year | 23.9 | 5% | 22.705
16880 | Belden Wire | 600006425 | RKWT 8-661/4M | EA |  | 1 Year | 30.3 | 5% | 28.785
16881 | Belden Wire | 600006426 | RKWT 8-661/5M | EA |  | 1 Year | 33.5 | 5% | 31.825
16882 | Belden Wire | 600006427 | RKWT 8-661/6M | EA |  | 1 Year | 36.7 | 5% | 34.865
16883 | Belden Wire | 600006428 | RKWT 8-661/10M | EA |  | 1 Year | 49.5 | 5% | 47.025
16884 | Belden Wire | 600006429 | RKWT 8-661/15M | EA |  | 1 Year | 65.5 | 5% | 62.225
16885 | Belden Wire | 600006430 | RKWT 8-661/20M | EA |  | 1 Year | 81.5 | 5% | 77.425
16886 | Belden Wire | 600006433 | RST 8-661/10M | EA |  | 1 Year | 49.4 | 5% | 46.93
16887 | Belden Wire | 600006434 | RSWT 8-661/2M | EA |  | 1 Year | 23.8 | 5% | 22.61
16888 | Belden Wire | 600006435 | RSWT 8-661/5M | EA |  | 1 Year | 33.4 | 5% | 31.73
16889 | Belden Wire | 600006436 | RSWT 8-661/10M | EA |  | 1 Year | 49.4 | 5% | 46.93
16890 | Belden Wire | 600006438 | RST 8-RKT 8-661/0.6M | EA |  | 1 Year | 35.3472 | 5% | 33.5798
16891 | Belden Wire | 600006439 | RST 8-RKT 8-661/1M | EA |  | 1 Year | 36.576 | 5% | 34.7472
16892 | Belden Wire | 600006440 | RST 8-RKT 8-661/2M | EA |  | 1 Year | 39.648 | 5% | 37.6656
16893 | Belden Wire | 600006441 | RST 8-RKT 8-661/5M | EA |  | 1 Year | 50.9 | 5% | 48.355
16894 | Belden Wire | 600006442 | RST 8-RKT 8-661/10M | EA |  | 1 Year | 66.9 | 5% | 63.555
16895 | Belden Wire | 600006443 | RST 8-RKWT 8-661/0.3M | EA |  | 1 Year | 34.4256 | 5% | 32.7043
16896 | Belden Wire | 600006444 | RST 8-RKWT 8-661/0.6M | EA |  | 1 Year | 35.3472 | 5% | 33.5798
16897 | Belden Wire | 600006445 | RST 8-RKWT 8-661/1M | EA |  | 1 Year | 36.576 | 5% | 34.7472
16898 | Belden Wire | 600006446 | RST 8-RKWT 8-661/2M | EA |  | 1 Year | 39.648 | 5% | 37.6656
16899 | Belden Wire | 600006447 | RST 8-RKWT 8-661/5M | EA |  | 1 Year | 50.9 | 5% | 48.355
16900 | Belden Wire | 600006448 | RST 8-RKWT 8-661/10M | EA |  | 1 Year | 66.9 | 5% | 63.555
16901 | Belden Wire | 600006474 | ASBV 4 4-3-256/15 M | EA |  | 1 Year | 145 | 5% | 137.75
16902 | Belden Wire | 600006488 | ZVK-CR4270 | EA |  | 1 Year | 9.68 | 5% | 9.196
16903 | Belden Wire | 600006489 | ZVS-CR4270 | EA |  | 1 Year | 9.68 | 5% | 9.196
16904 | Belden Wire | 600006547 | RKT/LED F 4-679/30M | EA |  | 1 Year | 100.68 | 5% | 95.646
16905 | Belden Wire | 600006559 | RKWT 5-635/6M | EA |  | 1 Year | 28.81 | 5% | 27.3695
16906 | Belden Wire | 600006568 | RSF 5-13.5/0.5M | EA |  | 1 Year | 11.9167 | 5% | 11.3209
16907 | Belden Wire | 600006571 | RST 3 U-RKT 3 U-664/2F | EA |  | 1 Year | 18.24 | 5% | 17.328
16908 | Belden Wire | 600006579 | RKF 5-1/4-NPT/0.3M | EA |  | 1 Year | 16.7 | 5% | 15.865
16909 | Belden Wire | 600006581 | RST 5-RKT 5-228/7.5M | EA |  | 1 Year | 56.16 | 5% | 53.352
16910 | Belden Wire | 600006582 | RST 5-RKT 5-228/24M | EA |  | 1 Year | 107.15 | 5% | 101.7925
16911 | Belden Wire | 600006645 | 08 2425 010 000 | EA |  | 1 Year | 14.68 | 5% | 13.946
16912 | Belden Wire | 600006646 | 08 2424 010 000 | EA |  | 1 Year | 18.45 | 5% | 17.5275
16913 | Belden Wire | 600006653 | ZVK-CR7518 | EA |  | 1 Year | 3.4 | 5% | 3.23
16914 | Belden Wire | 600054711 | PRKWT 5-56/10 M | EA |  | 1 Year | 40.7 | 5% | 38.665
16915 | Belden Wire | 600061488 | RSH 4/0,5M | EA |  | 1 Year | 15.02 | 5% | 14.269
16916 | Belden Wire | 600108692 | RKH 4/1 M | EA |  | 1 Year | 16.167 | 5% | 15.3587
16917 | Belden Wire | 610000269 | RKT 4-602/2M | EA |  | 1 Year | 19.15 | 5% | 18.1925
16918 | Belden Wire | 610000271 | RKT 4-602/5M | EA |  | 1 Year | 28.9 | 5% | 27.455
16919 | Belden Wire | 610000420 | RKWT 4-602/10M | EA |  | 1 Year | 45.15 | 5% | 42.8925
16920 | Belden Wire | 610000421 | RKWT 4-602/2M | EA |  | 1 Year | 19.15 | 5% | 18.1925
16921 | Belden Wire | 610000423 | RKWT 4-602/5M | EA |  | 1 Year | 28.9 | 5% | 27.455
16922 | Belden Wire | 610000788 | RST 4-RKT 4-602/0.3M | EA |  | 1 Year | 24.5102 | 5% | 23.2847
16923 | Belden Wire | 610000789 | RST 4-RKT 4-602/0.6M | EA |  | 1 Year | 25.4169 | 5% | 24.1461
16924 | Belden Wire | 610000790 | RST 4-RKT 4-602/10M | EA |  | 1 Year | 57.88 | 5% | 54.986
16925 | Belden Wire | 610000791 | RST 4-RKT 4-602/1M | EA |  | 1 Year | 26.6259 | 5% | 25.2946
16926 | Belden Wire | 610000793 | RST 4-RKT 4-602/2M | EA |  | 1 Year | 29.6484 | 5% | 28.166
16927 | Belden Wire | 610000794 | RST 4-RKT 4-602/4M | EA |  | 1 Year | 35.6934 | 5% | 33.9087
16928 | Belden Wire | 610000795 | RST 4-RKT 4-602/6M | EA |  | 1 Year | 44.88 | 5% | 42.636
16929 | Belden Wire | 610000829 | RST 4-RKWT 4-602/0.3M | EA |  | 1 Year | 24.5102 | 5% | 23.2847
16930 | Belden Wire | 610000830 | RST 4-RKWT 4-602/0.6M | EA |  | 1 Year | 25.4169 | 5% | 24.1461
16931 | Belden Wire | 610000831 | RST 4-RKWT 4-602/1M | EA |  | 1 Year | 26.6259 | 5% | 25.2946
16932 | Belden Wire | 610000833 | RST 4-RKWT 4-602/2M | EA |  | 1 Year | 29.6484 | 5% | 28.166
16933 | Belden Wire | 610000834 | RST 4-RKWT 4-602/4M | EA |  | 1 Year | 35.6934 | 5% | 33.9087
16934 | Belden Wire | 610000835 | RST 4-RKWT 4-602/6M | EA |  | 1 Year | 44.88 | 5% | 42.636
16935 | Belden Wire | 610001103 | RST 4-602/2M | EA |  | 1 Year | 18.2685 | 5% | 17.3551
16936 | Belden Wire | 610001493 | RST 4-RKT 4-602/3M | EA |  | 1 Year | 32.6709 | 5% | 31.0374
16937 | Belden Wire | 610001494 | RST 4-RKT 4-602/5M | EA |  | 1 Year | 38.7159 | 5% | 36.7801
16938 | Belden Wire | 610001495 | RST 4-RKWT 4-602/3M | EA |  | 1 Year | 32.6709 | 5% | 31.0374
16939 | Belden Wire | 610001496 | RST 4-RKWT 4-602/5M | EA |  | 1 Year | 38.7159 | 5% | 36.7801
16940 | Belden Wire | 610001591 | RST 4-RKWT 4-602/10M | EA |  | 1 Year | 57.88 | 5% | 54.986
16941 | Belden Wire | 610001751 | RST 4-RKT 4-602/1.5M | EA |  | 1 Year | 30.255 | 5% | 28.7422
16942 | Belden Wire | 630022737 | ASB 2-RKT 4-3-593/0,3M | EA |  | 1 Year | 48.1 | 5% | 45.695
16943 | Belden Wire | 695027036 | GDM 3009 J W/IN4007 DIODE ME | EA |  | 1 Year | 4.576 | 5% | 4.3472
16944 | Belden Wire | 695027052 | GM 209 NJ 1N4007 (TOWARD 2)ME | EA |  | 1 Year | 4.74 | 5% | 4.503
16945 | Belden Wire | 695027056 | GDSL-K2000 LED24+GDS 307-2 | EA |  | 1 Year | 15.3217 | 5% | 14.5556
16946 | Belden Wire | 695027057 | GAN-DFFE7X-AG0200C1-XC607-AD | EA |  | 1 Year | 14.8392 | 5% | 14.0972
16947 | Belden Wire | 695027058 | GAN-DFFE7X-AG0500C1-XC607-AC | EA |  | 1 Year | 18.2628 | 5% | 17.3497
16948 | Belden Wire | 695027059 | GDSL-K2000 LED24+GDS 307-2 | EA |  | 1 Year | 15.3217 | 5% | 14.5556
16949 | Belden Wire | 695027060 | GDSNL-K LED24HH 5M+GDSN 307-4 | EA |  | 1 Year | 19.695 | 5% | 18.7102
16950 | Belden Wire | 695027061 | GDSNL-K LED24HH 2M+GDSN 307-4 | EA |  | 1 Year | 17.675 | 5% | 16.7913
16951 | Belden Wire | 695027063 | GDM 3009 J + GDM 3-7 GASKET | EA |  | 1 Year | 2.78 | 5% | 2.641
16952 | Belden Wire | 695027066 | GDM 2009 12V LED ME | EA |  | 1 Year | 8.0976 | 5% | 7.6927
16953 | Belden Wire | 695027067 | GDM 2009 J + GDM 3-16(KIT) | EA |  | 1 Year | 2.6136 | 5% | 2.4829
16954 | Belden Wire | 695027068 | GDM 2011 J + GDM 3-16 | EA |  | 1 Year | 2.6 | 5% | 2.47
16955 | Belden Wire | 695027069 | GDM 2012 J + GDM 3-16 | EA |  | 1 Year | 2.5 | 5% | 2.375
16956 | Belden Wire | 695027070 | GDM 3009 J + GDM 3-16 (KIT) | EA |  | 1 Year | 2.28 | 5% | 2.166
16957 | Belden Wire | 695027071 | GDM 3011J + GDM 3-16 | EA |  | 1 Year | 3 | 5% | 2.85
16958 | Belden Wire | 695027072 | GDM 2009 CLEAR+GDM 3-16(KIT) | EA |  | 1 Year | 4.22 | 5% | 4.009
16959 | Belden Wire | 695027073 | GDM 2011 CLEAR + GDM 3-16 | EA |  | 1 Year | 3.67 | 5% | 3.4865
16960 | Belden Wire | 695027074 | GM 209 NJ CLEAR+GDM 207-3 | EA |  | 1 Year | 2.9042 | 5% | 2.759
16961 | Belden Wire | 695027075 | GM 209 NJ + GM 207-3 (KIT) | EA |  | 1 Year | 2.22 | 5% | 2.109
16962 | Belden Wire | 695027086 | ELST 3308 RV FM8 05+ELST M M8 | EA |  | 1 Year | 10.2 | 5% | 9.69
16963 | Belden Wire | 695027091 | GDM 2009 J UNASSEMBLED (KIT) | EA |  | 1 Year | 1.887 | 5% | 1.7926
16964 | Belden Wire | 695027106 | GDM 3011 J 6-48V RHP w/ DIODE | EA |  | 1 Year | 14.1 | 5% | 13.395
16965 | Belden Wire | 695027108 | GDM 3009 J RD/GN 6-48V RHP | EA |  | 1 Year | 11.28 | 5% | 10.716
16966 | Belden Wire | 695027110 | GDML 2012-GB1 BLACK W/SCREW | EA |  | 1 Year | 10.3788 | 5% | 9.8599
16967 | Belden Wire | 695027126 | GSP 212 Assembled | EA |  | 1 Year | 4.1688 | 5% | 3.9604
16968 | Belden Wire | 695027141 | GDM 2016 BLK+GDM3-16 Gasket | EA |  | 1 Year | 2.41 | 5% | 2.2895
16969 | Belden Wire | 695027142 | GDM 2016 GREY+GDM3-16 Gasket | EA |  | 1 Year | 2.41 | 5% | 2.2895
16970 | Belden Wire | 695027152 | GDM 2009 J GREY SPECIAL (KIT) | EA |  | 1 Year | 2.805 | 5% | 2.6648
16971 | Belden Wire | 695027154 | GDM 3011J+GDM3-16 GASKET+ | EA |  | 1 Year | 2.8512 | 5% | 2.7086
16972 | Belden Wire | 695027171 | GDM-K 2000 PVC 5 M+3-16 GASKET | EA |  | 1 Year | 15.555 | 5% | 14.7772
16973 | Belden Wire | 695027188 | EF12LW5 Customized for | EA |  | 1 Year | 6.6732 | 5% | 6.3395
16974 | Belden Wire | 695027190 | GDM 3011 J+GDM 3-17 GASKET+ | EA |  | 1 Year | 3.2696 | 5% | 3.1061
16975 | Belden Wire | 695027934 | GDML-K 2000 LED24+GASKET BAG. | EA |  | 1 Year | 16.422 | 5% | 15.6009
16976 | Belden Wire | 700000001 | RSMEH 4 | EA |  | 1 Year | 1.8207 | 5% | 1.7297
16977 | Belden Wire | 700000003 | SBS 4/LED 3 | EA |  | 1 Year | 54.8629 | 5% | 52.1198
16978 | Belden Wire | 700000027 | RKM 3-06/2 M | EA |  | 1 Year | 10.75 | 5% | 10.2125
16979 | Belden Wire | 700000028 | RKM 3-06/5 M | EA |  | 1 Year | 15.7 | 5% | 14.915
16980 | Belden Wire | 700000029 | RKM 3-06/10 M | EA |  | 1 Year | 23.95 | 5% | 22.7525
16981 | Belden Wire | 700000039 | RSMV 3-06/2 M | EA |  | 1 Year | 11.05 | 5% | 10.4975
16982 | Belden Wire | 700000056 | RKMW 3-06/2 M | EA |  | 1 Year | 10.75 | 5% | 10.2125
16983 | Belden Wire | 700000057 | RKMW 3-06/5 M | EA |  | 1 Year | 15.7 | 5% | 14.915
16984 | Belden Wire | 700000059 | RKMW 4-07/2 M | EA |  | 1 Year | 12.369 | 5% | 11.7505
16985 | Belden Wire | 700000076 | RKMWV 3-06/5 M | EA |  | 1 Year | 15.9 | 5% | 15.105
16986 | Belden Wire | 700000091 | RSMV 4-07/2 M | EA |  | 1 Year | 12.474 | 5% | 11.8503
16987 | Belden Wire | 700000151 | RKMF 4/0,5 M | EA |  | 1 Year | 17.7384 | 5% | 16.8515
16988 | Belden Wire | 700000152 | RKMF 3/0,5 M | EA |  | 1 Year | 15.6394 | 5% | 14.8574
16989 | Belden Wire | 700000153 | RSMF 3/0,5 M | EA |  | 1 Year | 11.9524 | 5% | 11.3548
16990 | Belden Wire | 700000154 | RSMF 4/0,5 M | EA |  | 1 Year | 12.8369 | 5% | 12.1951
16991 | Belden Wire | 700000156 | ZVKM | EA |  | 1 Year | 0.6 | 5% | 0.57
16992 | Belden Wire | 700000159 | RSMEK 3 | EA |  | 1 Year | 2.0866 | 5% | 1.9823
16993 | Belden Wire | 700000160 | RSMEJ 3 | EA |  | 1 Year | 1.722 | 5% | 1.6359
16994 | Belden Wire | 700000162 | RSMED 3 | EA |  | 1 Year | 4.3108 | 5% | 4.0953
16995 | Belden Wire | 700000163 | RSMEB 3 | EA |  | 1 Year | 4.326 | 5% | 4.1097
16996 | Belden Wire | 700000164 | RSMEB 4 | EA |  | 1 Year | 1.9618 | 5% | 1.8637
16997 | Belden Wire | 700000167 | RSMEF 4 | EA |  | 1 Year | 2.3814 | 5% | 2.2623
16998 | Belden Wire | 700000169 | RSMED 4 | EA |  | 1 Year | 2.6309 | 5% | 2.4994
16999 | Belden Wire | 700000173 | RSMC 3 | EA |  | 1 Year | 14.3564 | 5% | 13.6386
17000 | Belden Wire | 700000174 | RSMC 4 | EA |  | 1 Year | 15.7966 | 5% | 15.0068
17001 | Belden Wire | 700000175 | RKMC 3 | EA |  | 1 Year | 16.0462 | 5% | 15.2439
17002 | Belden Wire | 700000176 | RKMC 4 | EA |  | 1 Year | 17.1228 | 5% | 16.2667
17003 | Belden Wire | 700000177 | RKMCW 3 | EA |  | 1 Year | 19.2905 | 5% | 18.326
17004 | Belden Wire | 700000178 | RSKF 8 | EA |  | 1 Year | 0.7426 | 5% | 0.70547
17005 | Belden Wire | 700000193 | RKMWV 4-07/10 M | EA |  | 1 Year | 29.8059 | 5% | 28.3156
17006 | Belden Wire | 700000270 | #0924 REV D (RSMV 3-S3478/42") | EA |  | 1 Year | 42.3066 | 5% | 40.1913
17007 | Belden Wire | 700000314 | RSMV 4-RKMV 4-07/5 M | EA |  | 1 Year | 27.2124 | 5% | 25.8518
17008 | Belden Wire | 700000389 | RKMW 4-225/2 M | EA |  | 1 Year | 13.8 | 5% | 13.11
17009 | Belden Wire | 700000411 | RKM 3-224/2 M | EA |  | 1 Year | 13.608 | 5% | 12.9276
17010 | Belden Wire | 700000412 | RKM 3-224/5 M | EA |  | 1 Year | 18.4565 | 5% | 17.5337
17011 | Belden Wire | 700000413 | RKMW 3-224/2 M | EA |  | 1 Year | 13.608 | 5% | 12.9276
17012 | Belden Wire | 700000414 | RKMW 3-224/5 M | EA |  | 1 Year | 18.4565 | 5% | 17.5337
17013 | Belden Wire | 700000418 | RKMW/LED A 3-224/5 M | EA |  | 1 Year | 32.2928 | 5% | 30.6782
17014 | Belden Wire | 700000421 | RSMV 3-RKWT 4-3-224/1 M | EA |  | 1 Year | 19.0628 | 5% | 18.1097
17015 | Belden Wire | 700000422 | RSMV 3-RKT 4-3-224/0,6 M | EA |  | 1 Year | 17.9057 | 5% | 17.0104
17016 | Belden Wire | 700000434 | RSMV 3-RKWT 4-3-224/2 M | EA |  | 1 Year | 21.9555 | 5% | 20.8577
17017 | Belden Wire | 700000458 | RSMV 3-224/10 M | EA |  | 1 Year | 36.855 | 5% | 35.0122
17018 | Belden Wire | 700000482 | RSMV 4-225/10 M | EA |  | 1 Year | 33.3739 | 5% | 31.7052
17019 | Belden Wire | 700000483 | RKM 4-225/2 M | EA |  | 1 Year | 13.8 | 5% | 13.11
17020 | Belden Wire | 700000484 | RKM 4-225/5 M | EA |  | 1 Year | 20.8909 | 5% | 19.8464
17021 | Belden Wire | 700000509 | RKMCK 3 | EA |  | 1 Year | 17.1572 | 5% | 16.2993
17022 | Belden Wire | 700000510 | RSMCK 4 | EA |  | 1 Year | 16.6811 | 5% | 15.847
17023 | Belden Wire | 700000511 | RSMCK 3 | EA |  | 1 Year | 14.9499 | 5% | 14.2024
17024 | Belden Wire | 700000512 | RKMCK 4 | EA |  | 1 Year | 18.5888 | 5% | 17.6594
17025 | Belden Wire | 700000523 | 180520 (RSMV 3-RSMV 3-657/1M) | EA |  | 1 Year | 10.7636 | 5% | 10.2254
17026 | Belden Wire | 700000589 | ASBM 4/LED 3-343/5 M | EA |  | 1 Year | 99 | 5% | 94.05
17027 | Belden Wire | 700000590 | ASBM 4/LED 3-343/10 M | EA |  | 1 Year | 118 | 5% | 112.1
17028 | Belden Wire | 700000591 | ASBM 8/LED 3-345/5 M | EA |  | 1 Year | 128.2 | 5% | 121.79
17029 | Belden Wire | 700000592 | ASBM 8/LED 3-345/10 M | EA |  | 1 Year | 161 | 5% | 152.95
17030 | Belden Wire | 700000603 | ASBM 10/LED 3-346/5 M | EA |  | 1 Year | 151.25 | 5% | 143.6875
17031 | Belden Wire | 700000604 | ASBSM 4/LED 3 | EA |  | 1 Year | 87.885 | 5% | 83.4908
17032 | Belden Wire | 700000605 | ASBSM 6/LED 3 | EA |  | 1 Year | 100 | 5% | 95
17033 | Belden Wire | 700000606 | ASBSM 8/LED 3 | EA |  | 1 Year | 125 | 5% | 118.75
17034 | Belden Wire | 700000607 | ASBSM 10/LED 3 | EA |  | 1 Year | 135 | 5% | 128.25
17035 | Belden Wire | 700000609 | ASBM 6/LED 3-344/5 M | EA |  | 1 Year | 114.75 | 5% | 109.0125
17036 | Belden Wire | 700000610 | ASBM 6/LED 3-344/10 M | EA |  | 1 Year | 134.5 | 5% | 127.775
17037 | Belden Wire | 700000614 | ASBM 10/LED 3-346/10 M | EA |  | 1 Year | 172.5 | 5% | 163.875
17038 | Belden Wire | 700000615 | ASBM 10/LED 3-346/15 M | EA |  | 1 Year | 193.75 | 5% | 184.0625
17039 | Belden Wire | 700000616 | ASBM 12/LED 3-347/5 M | EA |  | 1 Year | 167 | 5% | 158.65
17040 | Belden Wire | 700000619 | SB 8/LED 3-333/5 M | EA |  | 1 Year | 121.2019 | 5% | 115.1418
17041 | Belden Wire | 700000621 | SB 8/LED 3-333/10 M | EA |  | 1 Year | 151.6271 | 5% | 144.0457
17042 | Belden Wire | 700000630 | RSMHL 4/S 5,5 | EA |  | 1 Year | 11 | 5% | 10.45
17043 | Belden Wire | 700000631 | RKMHL 3/S 5,5 | EA |  | 1 Year | 10 | 5% | 9.5
17044 | Belden Wire | 700000632 | RKMHL 4/S 5,5 | EA |  | 1 Year | 11 | 5% | 10.45
17045 | Belden Wire | 700000633 | RSMCW 3 | EA |  | 1 Year | 23.5532 | 5% | 22.3755
17046 | Belden Wire | 700000634 | RSMCW 4 | EA |  | 1 Year | 25.3562 | 5% | 24.0884
17047 | Belden Wire | 700000635 | RKMCW 4 | EA |  | 1 Year | 22.1051 | 5% | 20.9998
17048 | Belden Wire | 700000652 | RKMW 4-225/3 M | EA |  | 1 Year | 16.86 | 5% | 16.017
17049 | Belden Wire | 700000653 | RKMW 4-225/4 M | EA |  | 1 Year | 19.92 | 5% | 18.924
17050 | Belden Wire | 700000706 | RSMV 3-657/2M | EA |  | 1 Year | 14.42 | 5% | 13.699
17051 | Belden Wire | 700000862 | RSEM 8 | EA |  | 1 Year | 6.7024 | 5% | 6.3673
17052 | Belden Wire | 700000863 | RKMV 8-354/2 M | EA |  | 1 Year | 29.4613 | 5% | 27.9882
17053 | Belden Wire | 700000900 | RKMV 3-88761010/11.5M | EA |  | 1 Year | 45 | 5% | 42.75
17054 | Belden Wire | 700000901 | RKMV 3-88761010/5M | EA |  | 1 Year | 24.53 | 5% | 23.3035
17055 | Belden Wire | 700000902 | RKMV 3-88761010/8M | EA |  | 1 Year | 32.4 | 5% | 30.78
17056 | Belden Wire | 700000920 | 1114509 | EA |  | 1 Year | 23.33 | 5% | 22.1635
17057 | Belden Wire | 700000975 | RKMWV 3-2-CR6156/15F | EA |  | 1 Year | 11.99 | 5% | 11.3905
17058 | Belden Wire | 700011195 | RSMV 3-RKMWV 3-593/2 M | EA |  | 1 Year | 18.23 | 5% | 17.3185
17059 | Belden Wire | 700011197 | RSMV 4-RKMV 4-594/0,3 M | EA |  | 1 Year | 16.1511 | 5% | 15.3435
17060 | Belden Wire | 700011200 | RSMV 4-RKMV 4-594/1,5 M | EA |  | 1 Year | 18.0891 | 5% | 17.1846
17061 | Belden Wire | 700011205 | RSMV 4-RKMWV 4-594/1 M | EA |  | 1 Year | 17.2816 | 5% | 16.4175
17062 | Belden Wire | 730084001 | SCHR.M3X28 GDS 307-3 | EA |  | 1 Year | 0.15 | 5% | 0.1425
17063 | Belden Wire | 730176002 | GDSN 307-4 BROWN GASKET | EA |  | 1 Year | 0.16 | 5% | 0.152
17064 | Belden Wire | 730185002 | GDS 307-2 BROWN GASKET | EA |  | 1 Year | 0.18 | 5% | 0.171
17065 | Belden Wire | 730202001 | M3X34 GDM-K CENTER SCREW | EA |  | 1 Year | 0.1326 | 5% | 0.12597
17066 | Belden Wire | 730232002 | GSSNA 300-5 BROWN GASKET | EA |  | 1 Year | 0.2722 | 5% | 0.25859
17067 | Belden Wire | 730233002 | GSSA 300-5 BROWN GASKET | EA |  | 1 Year | 0.4515 | 5% | 0.42893
17068 | Belden Wire | 730268003 | GSA 200-7 EPDM | EA |  | 1 Year | 0.4536 | 5% | 0.43092
17069 | Belden Wire | 730310003 | GDSN 307-5 ECO GREY GASKET | EA |  | 1 Year | 0.34 | 5% | 0.323
17070 | Belden Wire | 730314003 | GDS 307-4 ECO GREY GASKET | EA |  | 1 Year | 0.35 | 5% | 0.3325
17071 | Belden Wire | 730801002 | GDM 3-7 BROWN GASKET | EA |  | 1 Year | 0.33 | 5% | 0.3135
17072 | Belden Wire | 730843002 | GSA 200-4 BROWN GASKET | EA |  | 1 Year | 0.2608 | 5% | 0.24776
17073 | Belden Wire | 731112002 | PG 11 GLAND SCREW BLACK | EA |  | 1 Year | 0.21 | 5% | 0.1995
17074 | Belden Wire | 731174001 | PG 11 ONION GROMMET | EA |  | 1 Year | 0.0857 | 5% | 0.081415
17075 | Belden Wire | 731365102 | PG 9 GLAND SCREW BLACK | EA |  | 1 Year | 0.1167 | 5% | 0.11086
17076 | Belden Wire | 731365108 | PG 9 GLAND SCREW GREY | EA |  | 1 Year | 0.1273 | 5% | 0.12093
17077 | Belden Wire | 731380300 | GSP 3-2 (LOCK. NUT) | EA |  | 1 Year | 1.1995 | 5% | 1.1395
17078 | Belden Wire | 731381001 | GSP 3-3 (O-RING) | EA |  | 1 Year | 0.1474 | 5% | 0.14003
17079 | Belden Wire | 731423002 | GM 207-3 BROWN GASKET | EA |  | 1 Year | 0.22 | 5% | 0.209
17080 | Belden Wire | 731470021 | RMC 480 CONTACT | EA |  | 1 Year | 0.4752 | 5% | 0.45144
17081 | Belden Wire | 731531002 | GDM 3-16 BLACK GASKET | EA |  | 1 Year | 0.19 | 5% | 0.1805
17082 | Belden Wire | 731739004 | GDM 3-21 ECO GREY | EA |  | 1 Year | 0.52 | 5% | 0.494
17083 | Belden Wire | 731740002 | GDM 3-17 GASKET | EA |  | 1 Year | 0.45 | 5% | 0.4275
17084 | Belden Wire | 731755004 | GM 207-7 ECO GREY BROWN | EA |  | 1 Year | 0.48 | 5% | 0.456
17085 | Belden Wire | 731991021 | RMC 280 CONTACT | EA |  | 1 Year | 0.1836 | 5% | 0.17442
17086 | Belden Wire | 732280001 | GDME 3 N-7 KNURLED HEAD SCREW | EA |  | 1 Year | 1.7123 | 5% | 1.6267
17087 | Belden Wire | 732358102 | PINPLATE GDM NO CONTACTS | EA |  | 1 Year | 0.5196 | 5% | 0.49362
17088 | Belden Wire | 732359102 | PG 9 GDM HOUSING BLACK | EA |  | 1 Year | 0.5145 | 5% | 0.48877
17089 | Belden Wire | 732359106 | PG 9 GDM HOUSING GREY | EA |  | 1 Year | 0.5727 | 5% | 0.54406
17090 | Belden Wire | 732359114 | PG 9 GDM HOUSING CLEAR | EA |  | 1 Year | 1.9171 | 5% | 1.8212
17091 | Belden Wire | 732359202 | PG 11 GDM HOUSING BLACK | EA |  | 1 Year | 0.4498 | 5% | 0.42731
17092 | Belden Wire | 732359212 | PG 11 GDM HOUSING CLEAR | EA |  | 1 Year | 1.1424 | 5% | 1.0853
17093 | Belden Wire | 732359214 | PG 11 GDM HOUSING CLEAR | EA |  | 1 Year | 1.1995 | 5% | 1.1395
17094 | Belden Wire | 732359402 | 1/2" NPTF GDM HOUSING BLACK | EA |  | 1 Year | 0.9384 | 5% | 0.89148
17095 | Belden Wire | 732359412 | 1/2" NPTF HOUSING CLEAR | EA |  | 1 Year | 1.8144 | 5% | 1.7237
17096 | Belden Wire | 732383004 | M 3 x 35 GDM CENTER SCREW | EA |  | 1 Year | 0.0648 | 5% | 0.06156
17097 | Belden Wire | 732384001 | RBCB 630 CONTACT (REEL) | EA |  | 1 Year | 0.24 | 5% | 0.228
17098 | Belden Wire | 732472101 | GM 209 N-2 BLACK HOUSING | EA |  | 1 Year | 0.6681 | 5% | 0.6347
17099 | Belden Wire | 733273002 | GMN 209-3 BROWN GASKET | EA |  | 1 Year | 0.3629 | 5% | 0.34475
17100 | Belden Wire | 733297102 | 1/2" NPTF GLAND SCREW BLACK | EA |  | 1 Year | 0.7446 | 5% | 0.70737
17101 | Belden Wire | 733415002 | G 30 E-2 GASKET | EA |  | 1 Year | 0.2023 | 5% | 0.19218
17102 | Belden Wire | 733790002 | SHK 3 PROTECTIVE CAP | EA |  | 1 Year | 0.1701 | 5% | 0.16159
17103 | Belden Wire | 733877001 | ELST-M PG 9 | EA |  | 1 Year | 1.0158 | 5% | 0.96501
17104 | Belden Wire | 733973002 | GSE 2000-2 BROWN GASKET | EA |  | 1 Year | 0.3629 | 5% | 0.34475
17105 | Belden Wire | 733974002 | GDME 3N-11 SCREW M3X40 | EA |  | 1 Year | 0.1247 | 5% | 0.11847
17106 | Belden Wire | 734032001 | ELST-M M8 | EA |  | 1 Year | 0.5606 | 5% | 0.53257
17107 | Belden Wire | 734209100 | M 12 VS BLACK | EA |  | 1 Year | 0.63 | 5% | 0.5985
17108 | Belden Wire | 734304001 | SCREW M3X4 DIN 920 | EA |  | 1 Year | 0.1591 | 5% | 0.15114
17109 | Belden Wire | 734363001 | GDM 3011 RF-1 STEEL SCREW | EA |  | 1 Year | 0.2916 | 5% | 0.27702
17110 | Belden Wire | 734876114 | GM 209 NJ-2 CLEAR HOUSING | EA |  | 1 Year | 1.6386 | 5% | 1.5567
17111 | Belden Wire | 735623003 | GAN-STAINLESS SCREW M3X28 | EA |  | 1 Year | 0.81 | 5% | 0.7695
17112 | Belden Wire | 735633002 | GAN-GASKET FOR IP69K | EA |  | 1 Year | 2.53 | 5% | 2.4035
17113 | Belden Wire | 735656002 | GAN-CLIP FOR HOLDING GASKET | EA |  | 1 Year | 0.26 | 5% | 0.247
17114 | Belden Wire | 735663001 | PG 9 METAL RING | EA |  | 1 Year | 0.053 | 5% | 0.05035
17115 | Belden Wire | 735664001 | CLAW CAGE | EA |  | 1 Year | 0.2757 | 5% | 0.26192
17116 | Belden Wire | 735666001 | PG 11 METAL RING | EA |  | 1 Year | 0.053 | 5% | 0.05035
17117 | Belden Wire | 735673001 | PG 9 RUBBER GROMMET | EA |  | 1 Year | 0.0848 | 5% | 0.08056
17118 | Belden Wire | 744107002 | CONNECTOR | EA |  | 1 Year | 0.7 | 5% | 0.665
17119 | Belden Wire | 763007002 | FLANGE | EA |  | 1 Year | 5.32 | 5% | 5.054
17120 | Belden Wire | 763007005 | CAP | EA |  | 1 Year | 3.33 | 5% | 3.1635
17121 | Belden Wire | 763007006 | NUT | EA |  | 1 Year | 1.29 | 5% | 1.2255
17122 | Belden Wire | 763007008 | HOUSING SHELL | EA |  | 1 Year | 8.1 | 5% | 7.695
17123 | Belden Wire | 795027004 | 90459-6575 | EA |  | 1 Year | 32.18 | 5% | 30.571
17124 | Belden Wire | 795027005 | RSCN 4/7 BAGGED & LABELLED | EA |  | 1 Year | 13.18 | 5% | 12.521
17125 | Belden Wire | 800000012 | VAD 1A-1-3-M12-5 | EA |  | 1 Year | 20.4526 | 5% | 19.43
17126 | Belden Wire | 800000020 | VAD 1A-1-3-M8-3 | EA |  | 1 Year | 20.4526 | 5% | 19.43
17127 | Belden Wire | 800000023 | VAD 1B-1-3-212/2 M | EA |  | 1 Year | 13.33 | 5% | 12.6635
17128 | Belden Wire | 800000031 | VAD 1D-3-3-205/2 M | EA |  | 1 Year | 8.94 | 5% | 8.493
17129 | Belden Wire | 800000053 | VB 1D-3-2-205/2 M | EA |  | 1 Year | 8.74 | 5% | 8.303
17130 | Belden Wire | 800000063 | VB 1A-1-2-M8-3 | EA |  | 1 Year | 17.241 | 5% | 16.3789
17131 | Belden Wire | 800000086 | VAD 1D-3-3-205/5 M | EA |  | 1 Year | 13.98 | 5% | 13.281
17132 | Belden Wire | 800000098 | VAD 1B-1-3-M12-5 | EA |  | 1 Year | 17.67 | 5% | 16.7865
17133 | Belden Wire | 800000137 | VBD 1A-1-1-212/5 M | EA |  | 1 Year | 19.07 | 5% | 18.1165
17134 | Belden Wire | 800000165 | VCD 1D-3-3-212/5 M | EA |  | 1 Year | 13.08 | 5% | 12.426
17135 | Belden Wire | 800000168 | VAD 1F-4-3-226/5 M | EA |  | 1 Year | 25.9006 | 5% | 24.6056
17136 | Belden Wire | 800000181 | VAD 2C-4-1-228/10 M | EA |  | 1 Year | 60.1 | 5% | 57.095
17137 | Belden Wire | 800000183 | VAD 1A-2-3-226/5 M | EA |  | 1 Year | 25.92 | 5% | 24.624
17138 | Belden Wire | 800000184 | VAD 1A-2-3-226/2 M | EA |  | 1 Year | 20.36 | 5% | 19.342
17139 | Belden Wire | 800000186 | VAD 1A-1-3-226/2 M | EA |  | 1 Year | 16.99 | 5% | 16.1405
17140 | Belden Wire | 800000187 | VAD 1A-1-3-226/5 M | EA |  | 1 Year | 25.42 | 5% | 24.149
17141 | Belden Wire | 800000188 | VAD 1A-1-3-226/10 M | EA |  | 1 Year | 39.47 | 5% | 37.4965
17142 | Belden Wire | 800000190 | VAD 1B-1-3-226/10 M | EA |  | 1 Year | 38.27 | 5% | 36.3565
17143 | Belden Wire | 800000197 | VBD 1A-1-1-226/5 M | EA |  | 1 Year | 25.22 | 5% | 23.959
17144 | Belden Wire | 800000201 | VB 1A-1-1-226/2 M | EA |  | 1 Year | 16.79 | 5% | 15.9505
17145 | Belden Wire | 800000204 | VB 1A-1-2-226/2 M | EA |  | 1 Year | 16.79 | 5% | 15.9505
17146 | Belden Wire | 800000205 | VB 1A-1-2-226/5 M | EA |  | 1 Year | 27.62 | 5% | 26.239
17147 | Belden Wire | 800000210 | VAD 1C-4-1-228/3 M | EA |  | 1 Year | 29.25 | 5% | 27.7875
17148 | Belden Wire | 800000211 | VCD 1A-1-3-226/5 M | EA |  | 1 Year | 25.02 | 5% | 23.769
17149 | Belden Wire | 800000212 | VC 1A-1-3-226/5 M | EA |  | 1 Year | 25.02 | 5% | 23.769
17150 | Belden Wire | 800000215 | VC 1A-1-3-226/2 M | EA |  | 1 Year | 16.59 | 5% | 15.7605
17151 | Belden Wire | 800000218 | VB 1A-2-1-226/2 M | EA |  | 1 Year | 17.29 | 5% | 16.4255
17152 | Belden Wire | 800000227 | VAD 3C-4-1-228/5 M | EA |  | 1 Year | 36.75 | 5% | 34.9125
17153 | Belden Wire | 800000229 | VAD 3C-4-1-228/2 M | EA |  | 1 Year | 25.5 | 5% | 24.225
17154 | Belden Wire | 800000231 | VAD 3C-4-2-228/5 M | EA |  | 1 Year | 36.75 | 5% | 34.9125
17155 | Belden Wire | 800000233 | VB 1B-1-1-226/5 M | EA |  | 1 Year | 24.02 | 5% | 22.819
17156 | Belden Wire | 800000236 | VBD 1A-1-1-226/2 M | EA |  | 1 Year | 16.79 | 5% | 15.9505
17157 | Belden Wire | 800000243 | VCD 1A-1-3-226/2 M | EA |  | 1 Year | 16.59 | 5% | 15.7605
17158 | Belden Wire | 800000244 | VB 1A-2-2-226/5 M | EA |  | 1 Year | 25.72 | 5% | 24.434
17159 | Belden Wire | 800000248 | VB 1A-3-2-226/5 M | EA |  | 1 Year | 26.02 | 5% | 24.719
17160 | Belden Wire | 800000250 | VAD 1F-4-3-M12-5 | EA |  | 1 Year | 22.2377 | 5% | 21.1258
17161 | Belden Wire | 800000304 | VAD 3C-4-1-M12-5 | EA |  | 1 Year | 15.84 | 5% | 15.048
17162 | Belden Wire | 800000307 | VB 1A-2-2-212/2 M | EA |  | 1 Year | 17.8952 | 5% | 17.0004
17163 | Belden Wire | 800000308 | VB 1A-2-2-212/5 M | EA |  | 1 Year | 27.233 | 5% | 25.8713
17164 | Belden Wire | 800000309 | RSWT 5-3-VAD 1F-4-3-241/1 M | EA |  | 1 Year | 25.65 | 5% | 24.3675
17165 | Belden Wire | 800000311 | GM 209 NJ-1KK 20849 | EA |  | 1 Year | 2.73 | 5% | 2.5935
17166 | Belden Wire | 810010074 | GDM210D-V3U-1KK | EA |  | 1 Year | 7.72 | 5% | 7.334
17167 | Belden Wire | 810010082 | GAN31LU-A0U-6100200-10H | EA |  | 1 Year | 13.26 | 5% | 12.597
17168 | Belden Wire | 810010083 | GAN22LU-S24-6090200-10H | EA |  | 1 Year | 14.84 | 5% | 14.098
17169 | Belden Wire | 810010084 | GAN22LU-S24-6090500-10H | EA |  | 1 Year | 18.26 | 5% | 17.347
17170 | Belden Wire | 810020073 | GDM21FD-L14-1BD | EA |  | 1 Year | 9.39 | 5% | 8.9205
17171 | Belden Wire | 820018052 | GDM21AJ-A0U-1KD | EA |  | 1 Year | 2.64 | 5% | 2.508
17172 | Belden Wire | 820018054 | GDM21AL-A0U-1KD | EA |  | 1 Year | 2.59 | 5% | 2.4605
17173 | Belden Wire | 820018056 | GDM21AM-A0U-1KD | EA |  | 1 Year | 3 | 5% | 2.85
17174 | Belden Wire | 820018057 | GDM21AN-A0U-1KD | EA |  | 1 Year | 2.62 | 5% | 2.489
17175 | Belden Wire | 820018058 | GDM21AQ-A0U-1KD | EA |  | 1 Year | 3.14 | 5% | 2.983
17176 | Belden Wire | 820018622 | GDM21F6-A0U-1KQ | EA |  | 1 Year | 2.69 | 5% | 2.5555
17177 | Belden Wire | 831693212 | PINPLATE GDM 3-CONTACT | EA |  | 1 Year | 1.4742 | 5% | 1.4005
17178 | Belden Wire | 831694212 | PINPLATE GDM 4-CONTACT | EA |  | 1 Year | 1.6556 | 5% | 1.5728
17179 | Belden Wire | 831798200 | GM 209 NJ-U2 PINPLATE | EA |  | 1 Year | 1.3268 | 5% | 1.2605
17180 | Belden Wire | 831826001 | GDME-LG 120 | EA |  | 1 Year | 6.8227 | 5% | 6.4816
17181 | Belden Wire | 831873001 | GDME-LED 24 HH YE | EA |  | 1 Year | 6.7704 | 5% | 6.4319
17182 | Belden Wire | 832954200 | GSP-U 3000 LO SN | EA |  | 1 Year | 2.1319 | 5% | 2.0253
17183 | Belden Wire | 900000015 | 0936 DFC 303 | EA |  | 1 Year | 24.75 | 5% | 23.5125
17184 | Belden Wire | 900000016 | 0936 DFC 301 | EA |  | 1 Year | 24.75 | 5% | 23.5125
17185 | Belden Wire | 900000020 | 0970 PSL 700 | EA |  | 1 Year | 507.8732 | 5% | 482.4795
17186 | Belden Wire | 900000027 | 0939 CTX 106 | EA |  | 1 Year | 14.8 | 5% | 14.06
17187 | Belden Wire | 900000034 | 0939 CTX 303 | EA |  | 1 Year | 18.4048 | 5% | 17.4846
17188 | Belden Wire | 900000035 | RSC 120/13.5 single pk of 1 | EA |  | 1 Year | 40.8372 | 5% | 38.7953
17189 | Belden Wire | 900000037 | 0936 DMC 303 | EA |  | 1 Year | 28.8149 | 5% | 27.3742
17190 | Belden Wire | 900000038 | 0936 DMC 301 | EA |  | 1 Year | 28.8149 | 5% | 27.3742
17191 | Belden Wire | 900000061 | 0935 614 104/3M | EA |  | 1 Year | 22.7 | 5% | 21.565
17192 | Belden Wire | 900000062 | 0939 CTX 105 | EA |  | 1 Year | 14.75 | 5% | 14.0125
17193 | Belden Wire | 900000072 | 0906 UTP 311 | EA |  | 1 Year | 40.0756 | 5% | 38.0718
17194 | Belden Wire | 900000073 | 0906 UTP 302 | EA |  | 1 Year | 49.4197 | 5% | 46.9487
17195 | Belden Wire | 900000076 | 0906 UTP 301 | EA |  | 1 Year | 49.6456 | 5% | 47.1633
17196 | Belden Wire | 900000077 | 0906 UTP 101 | EA |  | 1 Year | 27.8057 | 5% | 26.4154
17197 | Belden Wire | 900000079 | 0956 IFC 201 | EA |  | 1 Year | 46.6 | 5% | 44.27
17198 | Belden Wire | 900000080 | 0906 UFC 201 | EA |  | 1 Year | 46.0715 | 5% | 43.7679
17199 | Belden Wire | 900000178 | 0903 UTL 101 | EA |  | 1 Year | 228.8451 | 5% | 217.4028
17200 | Belden Wire | 900000188 | 0910 ASL 409 | EA |  | 1 Year | 169.911 | 5% | 161.4154
17201 | Belden Wire | 900000192 | 0910 ASL 403 | EA |  | 1 Year | 197.5768 | 5% | 187.698
17202 | Belden Wire | 900000199 | 0950 ISL 202 | EA |  | 1 Year | 403.704 | 5% | 383.5188
17203 | Belden Wire | 900000200 | 0950 ISL 204 | EA |  | 1 Year | 422.3243 | 5% | 401.2081
17204 | Belden Wire | 900000202 | 0950 ISL 205 | EA |  | 1 Year | 479.6933 | 5% | 455.7086
17205 | Belden Wire | 900000203 | 0950 ISL 201 | EA |  | 1 Year | 473.445 | 5% | 449.7727
17206 | Belden Wire | 900000204 | 0950 ISL 203 | EA |  | 1 Year | 479.9315 | 5% | 455.9349
17207 | Belden Wire | 900000210 | 0976 PMC 201 | EA |  | 1 Year | 53.6269 | 5% | 50.9456
17208 | Belden Wire | 900000214 | 0911 ANC 408 | EA |  | 1 Year | 9.1854 | 5% | 8.7261
17209 | Belden Wire | 900000215 | 0911 ANC 407/2 M | EA |  | 1 Year | 16.59 | 5% | 15.7605
17210 | Belden Wire | 900000228 | 0931 DNC 301 | EA |  | 1 Year | 92.2169 | 5% | 87.6061
17211 | Belden Wire | 900000229 | 0979 PTX 101 | EA |  | 1 Year | 14.9896 | 5% | 14.2401
17212 | Belden Wire | 900000230 | 0975 254 101/2 M | EA |  | 1 Year | 47.78 | 5% | 45.391
17213 | Belden Wire | 900000233 | 0976 PMC 101 | EA |  | 1 Year | 29.57 | 5% | 28.0915
17214 | Belden Wire | 900000234 | 0976 PFC 101 | EA |  | 1 Year | 29.67 | 5% | 28.1865
17215 | Belden Wire | 900000243 | 0911 ANC 401 | EA |  | 1 Year | 30.7541 | 5% | 29.2164
17216 | Belden Wire | 900000244 | 0911 ANC 101 | EA |  | 1 Year | 44.2147 | 5% | 42.004
17217 | Belden Wire | 900000253 | 0936 DMC 151 | EA |  | 1 Year | 16.893 | 5% | 16.0483
17218 | Belden Wire | 900000264 | 0975 254 101/4 M | EA |  | 1 Year | 59.3 | 5% | 56.335
17219 | Belden Wire | 900000266 | 0975 254 101/5 M | EA |  | 1 Year | 65.06 | 5% | 61.807
17220 | Belden Wire | 900000302 | 0906 UTP 312 | EA |  | 1 Year | 45.1219 | 5% | 42.8658
17221 | Belden Wire | 900000316 | 0975 254 103/5 M | EA |  | 1 Year | 46.88 | 5% | 44.536
17222 | Belden Wire | 900000317 | 0975 254 102/5 M | EA |  | 1 Year | 46.88 | 5% | 44.536
17223 | Belden Wire | 900000324 | 0936 DMC 152/2M | EA |  | 1 Year | 22.52 | 5% | 21.394
17224 | Belden Wire | 900000362 | 0975 254 101/1 M | EA |  | 1 Year | 42.02 | 5% | 39.919
17225 | Belden Wire | 900000363 | 0975 254 101/10 M | EA |  | 1 Year | 93.86 | 5% | 89.167
17226 | Belden Wire | 900000367 | 0975 254 101/0,3 M | EA |  | 1 Year | 37.988 | 5% | 36.0886
17227 | Belden Wire | 900000377 | 0970 PSL 115 | EA |  | 1 Year | 495.3425 | 5% | 470.5754
17228 | Belden Wire | 900000378 | 0970 PSL 116 | EA |  | 1 Year | 559.7197 | 5% | 531.7337
17229 | Belden Wire | 900000379 | 0970 PSL 117 | EA |  | 1 Year | 549.7065 | 5% | 522.2212
17230 | Belden Wire | 900000380 | 0970 PSL 118 | EA |  | 1 Year | 491.7137 | 5% | 467.128
17231 | Belden Wire | 900000405 | 0985 656 100/1M | EA |  | 1 Year | 54.6 | 5% | 51.87
17232 | Belden Wire | 900000407 | 0985 656 100/2M | EA |  | 1 Year | 58.38 | 5% | 55.461
17233 | Belden Wire | 900000409 | 0985 656 100/4M | EA |  | 1 Year | 65.94 | 5% | 62.643
17234 | Belden Wire | 900000410 | 0985 656 100/5M | EA |  | 1 Year | 69.72 | 5% | 66.234
17235 | Belden Wire | 900000413 | 0985 656 100/8M | EA |  | 1 Year | 81.06 | 5% | 77.007
17236 | Belden Wire | 900000414 | 0985 656 100/10M | EA |  | 1 Year | 88.62 | 5% | 84.189
17237 | Belden Wire | 900000416 | 0985 656 100/20M | EA |  | 1 Year | 126.42 | 5% | 120.099
17238 | Belden Wire | 900000417 | 0985 656 100/30M | EA |  | 1 Year | 164.22 | 5% | 156.009
17239 | Belden Wire | 900000427 | 0985 656 113/10M | EA |  | 1 Year | 78.12 | 5% | 74.214
17240 | Belden Wire | 900000433 | 0985 656 500/1M | EA |  | 1 Year | 29.988 | 5% | 28.4886
17241 | Belden Wire | 900000434 | 0985 656 500/2M | EA |  | 1 Year | 33.768 | 5% | 32.0796
17242 | Belden Wire | 900000435 | 0985 656 500/3M | EA |  | 1 Year | 37.548 | 5% | 35.6706
17243 | Belden Wire | 900000437 | 0985 656 500/5M | EA |  | 1 Year | 45.108 | 5% | 42.8526
17244 | Belden Wire | 900000438 | 0985 656 500/10M | EA |  | 1 Year | 64.008 | 5% | 60.8076
17245 | Belden Wire | 900000441 | 0985 656 500/25M | EA |  | 1 Year | 120.708 | 5% | 114.6726
17246 | Belden Wire | 900000451 | 0985 656 104/1M | EA |  | 1 Year | 47.964 | 5% | 45.5658
17247 | Belden Wire | 900000452 | 0985 656 104/2M | EA |  | 1 Year | 51.744 | 5% | 49.1568
17248 | Belden Wire | 900000455 | 0985 656 104/5M | EA |  | 1 Year | 63.084 | 5% | 59.9298
17249 | Belden Wire | 900000461 | 0985 656 103/2M | EA |  | 1 Year | 40.824 | 5% | 38.7828
17250 | Belden Wire | 900000463 | 0985 656 104/0.5M | EA |  | 1 Year | 46.074 | 5% | 43.7703
17251 | Belden Wire | 900000464 | 0985 656 101/1M | EA |  | 1 Year | 54.6 | 5% | 51.87
17252 | Belden Wire | 900000465 | 0985 656 101/2M | EA |  | 1 Year | 58.38 | 5% | 55.461
17253 | Belden Wire | 900000466 | 0985 656 101/5M | EA |  | 1 Year | 69.72 | 5% | 66.234
17254 | Belden Wire | 900000478 | 0935 613 301/4M | EA |  | 1 Year | 82.08 | 5% | 77.976
17255 | Belden Wire | 900000479 | 0935 614 103/5M | EA |  | 1 Year | 42.2 | 5% | 40.09
17256 | Belden Wire | 900000480 | 0935 614 104/5M | EA |  | 1 Year | 29.32 | 5% | 27.854
17257 | Belden Wire | 900000491 | RSC-F-120/13,5 single pk of 1 | EA |  | 1 Year | 58.7979 | 5% | 55.858
17258 | Belden Wire | 900000495 | 0981 ENC 102 | EA |  | 1 Year | 55.68 | 5% | 52.896
17259 | Belden Wire | 900000527 | 0970 PSL 111 | EA |  | 1 Year | 494.356 | 5% | 469.6382
17260 | Belden Wire | 900000528 | 0970 PSL 112 | EA |  | 1 Year | 556.2043 | 5% | 528.3941
17261 | Belden Wire | 900000529 | 0970 PSL 113 | EA |  | 1 Year | 558.6197 | 5% | 530.6887
17262 | Belden Wire | 900000532 | 0976 PMC 151 | EA |  | 1 Year | 16.8512 | 5% | 16.0086
17263 | Belden Wire | 900000533 | 0976 PFC 151 | EA |  | 1 Year | 13.7102 | 5% | 13.0247
17264 | Belden Wire | 900000540 | 0930 DSL 311 | EA |  | 1 Year | 565.1402 | 5% | 536.8832
17265 | Belden Wire | 900000541 | 0930 DSL 312 | EA |  | 1 Year | 472.4811 | 5% | 448.857
17266 | Belden Wire | 900000542 | 0930 DSL 313 | EA |  | 1 Year | 520.7215 | 5% | 494.6854
17267 | Belden Wire | 900000557 | 0985 607 500/1M | EA |  | 1 Year | 22.165 | 5% | 21.0567
17268 | Belden Wire | 900000595 | 0985 656 103/10M | EA |  | 1 Year | 71.064 | 5% | 67.5108
17269 | Belden Wire | 900000597 | 0985 656 500/0.5M | EA |  | 1 Year | 28.098 | 5% | 26.6931
17270 | Belden Wire | 900000675 | 0985 606 500/20M | EA |  | 1 Year | 63.3 | 5% | 60.135
17271 | Belden Wire | 900000678 | 0985 606 500/30M | EA |  | 1 Year | 87.8 | 5% | 83.41
17272 | Belden Wire | 900000685 | 0985 606 500/55M | EA |  | 1 Year | 149.05 | 5% | 141.5975
17273 | Belden Wire | 900000686 | 0985 606 500/60M | EA |  | 1 Year | 161.3 | 5% | 153.235
17274 | Belden Wire | 900000723 | 0985 607 500/10M | EA |  | 1 Year | 41.8 | 5% | 39.71
17275 | Belden Wire | 900000725 | 0985 607 500/2M | EA |  | 1 Year | 19.8 | 5% | 18.81
17276 | Belden Wire | 900000727 | 0985 607 500/5M | EA |  | 1 Year | 28.05 | 5% | 26.6475
17277 | Belden Wire | 900000738 | 0985 609 100/15M | EA |  | 1 Year | 97.15 | 5% | 92.2925
17278 | Belden Wire | 900000739 | 0985 609 100/20M | EA |  | 1 Year | 113.4 | 5% | 107.73
17279 | Belden Wire | 900000741 | 0985 609 100/25M | EA |  | 1 Year | 129.65 | 5% | 123.1675
17280 | Belden Wire | 900000742 | 0985 609 100/30M | EA |  | 1 Year | 145.9 | 5% | 138.605
17281 | Belden Wire | 900000743 | 0985 609 100/35M | EA |  | 1 Year | 162.15 | 5% | 154.0425
17282 | Belden Wire | 900000744 | 0985 706 500/30M | EA |  | 1 Year | 124.1 | 5% | 117.895
17283 | Belden Wire | 900000746 | 0985 609 100/40M | EA |  | 1 Year | 178.4 | 5% | 169.48
17284 | Belden Wire | 900000747 | 0985 609 100/45M | EA |  | 1 Year | 194.65 | 5% | 184.9175
17285 | Belden Wire | 900000748 | 0985 609 100/50M | EA |  | 1 Year | 210.9 | 5% | 200.355
17286 | Belden Wire | 900000834 | 0985 656 100/15M | EA |  | 1 Year | 107.52 | 5% | 102.144
17287 | Belden Wire | 900000841 | 0976 PMC 501 | EA |  | 1 Year | 52.2433 | 5% | 49.6311
17288 | Belden Wire | 900000842 | 0985 609 500/1M | EA |  | 1 Year | 28.21 | 5% | 26.7995
17289 | Belden Wire | 900000843 | 0985 609 500/2M | EA |  | 1 Year | 31.46 | 5% | 29.887
17290 | Belden Wire | 900000850 | 0930 DSL 314 | EA |  | 1 Year | 605.1364 | 5% | 574.8796
17291 | Belden Wire | 900000859 | 0930 DSL 108 | EA |  | 1 Year | 487.7901 | 5% | 463.4006
17292 | Belden Wire | 900000865 | 0970 PSL 209 | EA |  | 1 Year | 454.524 | 5% | 431.7978
17293 | Belden Wire | 900000876 | 0970 PSL 211 | EA |  | 1 Year | 653.4171 | 5% | 620.7462
17294 | Belden Wire | 900000879 | 0975 254 101/3 M | EA |  | 1 Year | 53.54 | 5% | 50.863
17295 | Belden Wire | 900000883 | 0975 254 103/10 M | EA |  | 1 Year | 75.68 | 5% | 71.896
17296 | Belden Wire | 900000886 | 0985 609 500/4M | EA |  | 1 Year | 37.96 | 5% | 36.062
17297 | Belden Wire | 900000914 | 0985 609 100/0.5M | EA |  | 1 Year | 50.025 | 5% | 47.5237
17298 | Belden Wire | 900000945 | 0910 ASL 412 | EA |  | 1 Year | 250.7961 | 5% | 238.2563
17299 | Belden Wire | 900000968 | 0910 ASL 408 | EA |  | 1 Year | 248.2213 | 5% | 235.8102
17300 | Belden Wire | 900000981 | 0915 034 101/1 M | EA |  | 1 Year | 32.8013 | 5% | 31.1612
17301 | Belden Wire | 900000982 | 0915 034 101/3 M | EA |  | 1 Year | 38.2841 | 5% | 36.3699
17302 | Belden Wire | 900000985 | 0915 097 000/50 M | EA |  | 1 Year | 269.955 | 5% | 256.4572
17303 | Belden Wire | 900000986 | 0915 098 000/50 M | EA |  | 1 Year | 269.955 | 5% | 256.4572
17304 | Belden Wire | 900000990 | 0930 DSL 109 | EA |  | 1 Year | 474.8921 | 5% | 451.1475
17305 | Belden Wire | 900000991 | 0930 DSL 113 | EA |  | 1 Year | 541.7005 | 5% | 514.6155
17306 | Belden Wire | 900001023 | 0970 PSL 126 | EA |  | 1 Year | 580.4719 | 5% | 551.4483
17307 | Belden Wire | 900001026 | 0975 254 102/1 M | EA |  | 1 Year | 23.84 | 5% | 22.648
17308 | Belden Wire | 900001027 | 0975 254 102/3 M | EA |  | 1 Year | 35.36 | 5% | 33.592
17309 | Belden Wire | 900001029 | 0975 254 103/1 M | EA |  | 1 Year | 23.84 | 5% | 22.648
17310 | Belden Wire | 900001033 | 0975 254 105/1 M | EA |  | 1 Year | 96.08 | 5% | 91.276
17311 | Belden Wire | 900001045 | 0936 DFC 355/3F | EA |  | 1 Year | 35.1453 | 5% | 33.388
17312 | Belden Wire | 900001118 | 0985 656 116/3M | EA |  | 1 Year | 38.7381 | 5% | 36.8012
17313 | Belden Wire | 900001121 | 0985 656 101/10M | EA |  | 1 Year | 88.62 | 5% | 84.189
17314 | Belden Wire | 900001133 | RKU 6-204/10 M | EA |  | 1 Year | 118.4803 | 5% | 112.5563
17315 | Belden Wire | 900001136 | 0981 ENC 100 | EA |  | 1 Year | 48.1723 | 5% | 45.7637
17316 | Belden Wire | 900001160 | 0982 EEC 100 | EA |  | 1 Year | 523.55 | 5% | 497.3725
17317 | Belden Wire | 900001175 | 0985 S3667 105/0.6M | EA |  | 1 Year | 38 | 5% | 36.1
17318 | Belden Wire | 900001228 | 0955 283 201/0,3 M | EA |  | 1 Year | 153.953 | 5% | 146.2553
17319 | Belden Wire | 900001254 | 0955 284 202/10 M | EA |  | 1 Year | 207 | 5% | 196.65
17320 | Belden Wire | 900001279 | 0985 609 109/5M | EA |  | 1 Year | 52.93 | 5% | 50.2835
17321 | Belden Wire | 900001287 | 0935 614 301/4M | EA |  | 1 Year | 50.42 | 5% | 47.899
17322 | Belden Wire | 900001288 | 0935 614 301/5M | EA |  | 1 Year | 53.73 | 5% | 51.0435
17323 | Belden Wire | 900001290 | 0935 613 301/2M | EA |  | 1 Year | 70.04 | 5% | 66.538
17324 | Belden Wire | 900001291 | 0935 613 301/5M | EA |  | 1 Year | 88.1 | 5% | 83.695
17325 | Belden Wire | 900001293 | 0935 614 103/1M | EA |  | 1 Year | 28.96 | 5% | 27.512
17326 | Belden Wire | 900001294 | 0935 614 103/2M | EA |  | 1 Year | 32.27 | 5% | 30.6565
17327 | Belden Wire | 900001295 | 0935 614 103/3M | EA |  | 1 Year | 35.58 | 5% | 33.801
17328 | Belden Wire | 900001296 | 0935 614 103/6M | EA |  | 1 Year | 45.51 | 5% | 43.2345
17329 | Belden Wire | 900001345 | 0935 709 301/1M | EA |  | 1 Year | 65.14 | 5% | 61.883
17330 | Belden Wire | 900001354 | 0930 DSL 701 | EA |  | 1 Year | 351.9596 | 5% | 334.3616
17331 | Belden Wire | 900001355 | 0930 DSL 700 | EA |  | 1 Year | 507.8732 | 5% | 482.4795
17332 | Belden Wire | 900001356 | 0970 PSL 701 | EA |  | 1 Year | 441.3188 | 5% | 419.2529
17333 | Belden Wire | 900001365 | 0930 DSL 650 | EA |  | 1 Year | 517.8298 | 5% | 491.9383
17334 | Belden Wire | 900001366 | 0930 DSL 651 | EA |  | 1 Year | 469.0224 | 5% | 445.5713
17335 | Belden Wire | 900001384 | 0935 710 105/1M | EA |  | 1 Year | 23.8133 | 5% | 22.6226
17336 | Belden Wire | 900001386 | 0935 710 105/5M | EA |  | 1 Year | 67.5467 | 5% | 64.1694
17337 | Belden Wire | 900001387 | 0935 710 105/10M | EA |  | 1 Year | 122.2133 | 5% | 116.1026
17338 | Belden Wire | 900001390 | 0935 710 103/5M | EA |  | 1 Year | 80.3167 | 5% | 76.3009
17339 | Belden Wire | 900001392 | 0935 710 302/1M | EA |  | 1 Year | 29.4683 | 5% | 27.9949
17340 | Belden Wire | 900001393 | 0935 710 302/3M | EA |  | 1 Year | 51.335 | 5% | 48.7683
17341 | Belden Wire | 900001394 | 0935 710 302/5M | EA |  | 1 Year | 73.2017 | 5% | 69.5416
17342 | Belden Wire | 900001395 | 0935 710 302/10M | EA |  | 1 Year | 127.8683 | 5% | 121.4749
17343 | Belden Wire | 900001396 | 0935 710 303/1M | EA |  | 1 Year | 29.5783 | 5% | 28.0994
17344 | Belden Wire | 900001397 | 0935 710 303/3M | EA |  | 1 Year | 51.445 | 5% | 48.8727
17345 | Belden Wire | 900001398 | 0935 710 303/5M | EA |  | 1 Year | 73.3117 | 5% | 69.6461
17346 | Belden Wire | 900001399 | 0935 710 303/10M | EA |  | 1 Year | 127.9783 | 5% | 121.5794
17347 | Belden Wire | 900001401 | 0935 710 301/3M | EA |  | 1 Year | 69.98 | 5% | 66.481
17348 | Belden Wire | 900001406 | 0935 709 302/5M | EA |  | 1 Year | 158.335 | 5% | 150.4183
17349 | Belden Wire | 900001407 | 0935 709 302/10M | EA |  | 1 Year | 298.135 | 5% | 283.2283
17350 | Belden Wire | 900001408 | 0935 709 303/1M | EA |  | 1 Year | 46.605 | 5% | 44.2747
17351 | Belden Wire | 900001409 | 0935 709 303/3M | EA |  | 1 Year | 102.525 | 5% | 97.3988
17352 | Belden Wire | 900001410 | 0935 709 303/5M | EA |  | 1 Year | 158.445 | 5% | 150.5227
17353 | Belden Wire | 900001411 | 0935 709 303/10M | EA |  | 1 Year | 298.245 | 5% | 283.3327
17354 | Belden Wire | 900001412 | 0935 709 301/3M | EA |  | 1 Year | 121.06 | 5% | 115.007
17355 | Belden Wire | 900001413 | 0935 709 301/5M | EA |  | 1 Year | 176.98 | 5% | 168.131
17356 | Belden Wire | 900001414 | 0935 709 301/10M | EA |  | 1 Year | 316.78 | 5% | 300.941
17357 | Belden Wire | 900001428 | 0986 EMC 102 | EA |  | 1 Year | 40 | 5% | 38
17358 | Belden Wire | 900001453 | 0955 283 201/17 M | EA |  | 1 Year | 379.57 | 5% | 360.5915
17359 | Belden Wire | 900001472 | 0985 706 100/2M | EA |  | 1 Year | 38.16 | 5% | 36.252
17360 | Belden Wire | 900001473 | 0985 706 100/5M | EA |  | 1 Year | 49.14 | 5% | 46.683
17361 | Belden Wire | 900001474 | 0985 706 100/10M | EA |  | 1 Year | 67.44 | 5% | 64.068
17362 | Belden Wire | 900001475 | 0985 706 101/0.5M | EA |  | 1 Year | 32.67 | 5% | 31.0365
17363 | Belden Wire | 900001476 | 0985 706 101/1M | EA |  | 1 Year | 34.5 | 5% | 32.775
17364 | Belden Wire | 900001477 | 0985 706 101/2M | EA |  | 1 Year | 38.16 | 5% | 36.252
17365 | Belden Wire | 900001478 | 0985 706 101/5M | EA |  | 1 Year | 49.14 | 5% | 46.683
17366 | Belden Wire | 900001479 | 0985 706 101/10M | EA |  | 1 Year | 67.44 | 5% | 64.068
17367 | Belden Wire | 900001482 | 0985 706 103/2M | EA |  | 1 Year | 29.89 | 5% | 28.3955
17368 | Belden Wire | 900001484 | 0985 706 103/10M | EA |  | 1 Year | 59.17 | 5% | 56.2115
17369 | Belden Wire | 900001485 | 0985 706 104/0.5M | EA |  | 1 Year | 32.48 | 5% | 30.856
17370 | Belden Wire | 900001486 | 0985 706 104/1M | EA |  | 1 Year | 34.31 | 5% | 32.5945
17371 | Belden Wire | 900001487 | 0985 706 104/2M | EA |  | 1 Year | 37.97 | 5% | 36.0715
17372 | Belden Wire | 900001489 | 0985 706 104/10M | EA |  | 1 Year | 67.25 | 5% | 63.8875
17373 | Belden Wire | 900001492 | 0985 706 500/2M | EA |  | 1 Year | 25.28 | 5% | 24.016
17374 | Belden Wire | 900001493 | 0985 706 500/5M | EA |  | 1 Year | 32.6 | 5% | 30.97
17375 | Belden Wire | 900001494 | 0985 706 500/10M | EA |  | 1 Year | 50.9 | 5% | 48.355
17376 | Belden Wire | 900001506 | 0985 707 500/20M | EA |  | 1 Year | 75.96 | 5% | 72.162
17377 | Belden Wire | 900001547 | 0986 EMC 501 (Pkg of 25) | EA |  | 1 Year | 180 | 5% | 171
17378 | Belden Wire | 900001562 | 0935 613 303/9M | EA |  | 1 Year | 83.23 | 5% | 79.0685
17379 | Belden Wire | 900001566 | 0935 614 303/4M | EA |  | 1 Year | 31.885 | 5% | 30.2907
17380 | Belden Wire | 900001567 | 0935 614 303/5M | EA |  | 1 Year | 35.195 | 5% | 33.4352
17381 | Belden Wire | 900001572 | 0936 DFC 353/4M | EA |  | 1 Year | 51.08 | 5% | 48.526
17382 | Belden Wire | 900001574 | 0936 DFC 353/6M | EA |  | 1 Year | 57.1 | 5% | 54.245
17383 | Belden Wire | 900001576 | 0936 DFC 353/2M | EA |  | 1 Year | 39.04 | 5% | 37.088
17384 | Belden Wire | 900001579 | 0936 DFC 355/4M | EA |  | 1 Year | 56.8 | 5% | 53.96
17385 | Belden Wire | 900001582 | 0936 DFC 355/2M | EA |  | 1 Year | 49.35 | 5% | 46.8825
17386 | Belden Wire | 900001584 | 0935 614 105/3M | EA |  | 1 Year | 22.81 | 5% | 21.6695
17387 | Belden Wire | 900001585 | 0935 614 105/4M | EA |  | 1 Year | 26.12 | 5% | 24.814
17388 | Belden Wire | 900001587 | 0935 614 105/2M | EA |  | 1 Year | 19.5 | 5% | 18.525
17389 | Belden Wire | 900001591 | 0935 613 302/3M | EA |  | 1 Year | 47.01 | 5% | 44.6595
17390 | Belden Wire | 900001596 | 0935 614 302/0.3M | EA |  | 1 Year | 19.528 | 5% | 18.5516
17391 | Belden Wire | 900001601 | 0935 614 101/4M | EA |  | 1 Year | 44.655 | 5% | 42.4222
17392 | Belden Wire | 900001606 | 0936 DMC 353/1M | EA |  | 1 Year | 32.92 | 5% | 31.274
17393 | Belden Wire | 900001608 | 0936 DMC 355/3M | EA |  | 1 Year | 36.83 | 5% | 34.9885
17394 | Belden Wire | 900001609 | 0936 DMC 355/4M | EA |  | 1 Year | 40.14 | 5% | 38.133
17395 | Belden Wire | 900001612 | 0936 DMC 355/2M | EA |  | 1 Year | 33.52 | 5% | 31.844
17396 | Belden Wire | 900001614 | 0935 613 301/30M | EA |  | 1 Year | 238.6 | 5% | 226.67
17397 | Belden Wire | 900001619 | 0935 613 301/15M | EA |  | 1 Year | 148.3 | 5% | 140.885
17398 | Belden Wire | 900001621 | 0935 613 301/21M | EA |  | 1 Year | 184.42 | 5% | 175.199
17399 | Belden Wire | 900001645 | 1485G-P1J5-C | EA |  | 1 Year | 21.45 | 5% | 20.3775
17400 | Belden Wire | 900001650 | 1485G-P5J5-C | EA |  | 1 Year | 22.75 | 5% | 21.6125
17401 | Belden Wire | 900001658 | 1485G-P1J5-FR5 | EA |  | 1 Year | 16.54 | 5% | 15.713
17402 | Belden Wire | 900001659 | 1485G-P2J5-FR5 | EA |  | 1 Year | 18.61 | 5% | 17.6795
17403 | Belden Wire | 900001660 | 1485G-P3J5-FR5 | EA |  | 1 Year | 20.68 | 5% | 19.646
17404 | Belden Wire | 900001668 | 1485G-P4J5-FD5 | EA |  | 1 Year | 24.88 | 5% | 23.636
17405 | Belden Wire | 900001669 | 1485G-P5J5-FD5 | EA |  | 1 Year | 26.95 | 5% | 25.6025
17406 | Belden Wire | 900001672 | 1485G-P2J5-FN5 | EA |  | 1 Year | 36.31 | 5% | 34.4945
17407 | Belden Wire | 900001673 | 1485G-P3J5-FN5 | EA |  | 1 Year | 40.67 | 5% | 38.6365
17408 | Belden Wire | 900001675 | 1485G-P5J5-FN5 | EA |  | 1 Year | 37.52 | 5% | 35.644
17409 | Belden Wire | 900001676 | 1485G-P6J5-FN5 | EA |  | 1 Year | 43.5 | 5% | 41.325
17410 | Belden Wire | 900001677 | 1485G-P1J5-FM5 | EA |  | 1 Year | 30.23 | 5% | 28.7185
17411 | Belden Wire | 900001685 | 0906 UFC 202 | EA |  | 1 Year | 74.0729 | 5% | 70.3693
17412 | Belden Wire | 900001689 | RKU A 6-203/10 M | EA |  | 1 Year | 81.1037 | 5% | 77.0485
17413 | Belden Wire | 900001703 | 0935 636 302/1M | EA |  | 1 Year | 36.4 | 5% | 34.58
17414 | Belden Wire | 900001704 | 0935 636 302/3M | EA |  | 1 Year | 51.3 | 5% | 48.735
17415 | Belden Wire | 900001705 | 0935 636 302/5M | EA |  | 1 Year | 66.2 | 5% | 62.89
17416 | Belden Wire | 900001706 | 0935 636 302/10M | EA |  | 1 Year | 103.45 | 5% | 98.2775
17417 | Belden Wire | 900001707 | 0935 636 303/1M | EA |  | 1 Year | 36.5 | 5% | 34.675
17418 | Belden Wire | 900001708 | 0935 636 303/3M | EA |  | 1 Year | 51.4 | 5% | 48.83
17419 | Belden Wire | 900001709 | 0935 636 303/5M | EA |  | 1 Year | 66.3 | 5% | 62.985
17420 | Belden Wire | 900001710 | 0935 636 303/10M | EA |  | 1 Year | 103.55 | 5% | 98.3725
17421 | Belden Wire | 900001711 | 0935 636 301/1M | EA |  | 1 Year | 65.45 | 5% | 62.1775
17422 | Belden Wire | 900001714 | 0935 636 301/10M | EA |  | 1 Year | 132.5 | 5% | 125.875
17423 | Belden Wire | 900001719 | 0935 613 303/3M | EA |  | 1 Year | 47.11 | 5% | 44.7545
17424 | Belden Wire | 900001742 | 0935 614 101/1M | EA |  | 1 Year | 34.725 | 5% | 32.9888
17425 | Belden Wire | 900001746 | 0935 613 302/2M | EA |  | 1 Year | 40.99 | 5% | 38.9405
17426 | Belden Wire | 900001749 | 0935 613 303/4M | EA |  | 1 Year | 53.13 | 5% | 50.4735
17427 | Belden Wire | 900001751 | 0935 709 301/4M | EA |  | 1 Year | 149.02 | 5% | 141.569
17428 | Belden Wire | 900001754 | 0935 614 101/2M | EA |  | 1 Year | 38.035 | 5% | 36.1332
17429 | Belden Wire | 900001759 | 0935 710 103/4M | EA |  | 1 Year | 69.3833 | 5% | 65.9141
17430 | Belden Wire | 900001821 | 0939 CTX 101 | EA |  | 1 Year | 14.6003 | 5% | 13.8703
17431 | Belden Wire | 900001822 | 0935 613 303/20M | EA |  | 1 Year | 149.45 | 5% | 141.9775
17432 | Belden Wire | 900001828 | 0985 706 100/45M | EA |  | 1 Year | 195.54 | 5% | 185.763
17433 | Belden Wire | 900001840 | 0985 706 100/20M | EA |  | 1 Year | 104.04 | 5% | 98.838
17434 | Belden Wire | 900001851 | 0935 613 301/9M | EA |  | 1 Year | 112.18 | 5% | 106.571
17435 | Belden Wire | 900001852 | 0935 613 301/16M | EA |  | 1 Year | 154.32 | 5% | 146.604
17436 | Belden Wire | 900001853 | 0935 613 301/19M | EA |  | 1 Year | 172.38 | 5% | 163.761
17437 | Belden Wire | 900001855 | 0985 706 100/60M | EA |  | 1 Year | 250.44 | 5% | 237.918
17438 | Belden Wire | 900001859 | 0985 707 500/2M | EA |  | 1 Year | 33.6672 | 5% | 31.9838
17439 | Belden Wire | 900001873 | 0935 710 105/15M | EA |  | 1 Year | 176.88 | 5% | 168.036
17440 | Belden Wire | 900001913 | 0985 S3667 500/0.6M | EA |  | 1 Year | 27.5 | 5% | 26.125
17441 | Belden Wire | 900001957 | 0935 613 303/10M | EA |  | 1 Year | 89.25 | 5% | 84.7875
17442 | Belden Wire | 900001958 | 0935 710 105/20M | EA |  | 1 Year | 231.5467 | 5% | 219.9694
17443 | Belden Wire | 900001959 | 0985 S3667 112-S4600/0.3M | EA |  | 1 Year | 45.8684 | 5% | 43.575
17444 | Belden Wire | 900001963 | 0985 656 101/20M | EA |  | 1 Year | 126.42 | 5% | 120.099
17445 | Belden Wire | 900001971 | 0975 254 104/2 M | EA |  | 1 Year | 101.94 | 5% | 96.843
17446 | Belden Wire | 900002015 | 0985 706 103/25M | EA |  | 1 Year | 114.07 | 5% | 108.3665
17447 | Belden Wire | 900002016 | 0985 706 103/35M | EA |  | 1 Year | 150.67 | 5% | 143.1365
17448 | Belden Wire | 900002017 | 0985 706 103/40M | EA |  | 1 Year | 168.97 | 5% | 160.5215
17449 | Belden Wire | 900002018 | 0985 706 103/45M | EA |  | 1 Year | 187.27 | 5% | 177.9065
17450 | Belden Wire | 900002083 | 0985 706 500/20M | EA |  | 1 Year | 87.5 | 5% | 83.125
17451 | Belden Wire | 900002087 | 0935 709 103/20M | EA |  | 1 Year | 584.85 | 5% | 555.6075
17452 | Belden Wire | 900002088 | 0935 709 103/30M | EA |  | 1 Year | 864.45 | 5% | 821.2275
17453 | Belden Wire | 900002140 | 0905 204 301/10 M | EA |  | 1 Year | 114.2495 | 5% | 108.537
17454 | Belden Wire | 900002141 | 0985 706 103/30M | EA |  | 1 Year | 132.37 | 5% | 125.7515
17455 | Belden Wire | 900002142 | 0985 706 103/50M | EA |  | 1 Year | 205.57 | 5% | 195.2915
17456 | Belden Wire | 900002143 | 0985 706 103/60M | EA |  | 1 Year | 242.17 | 5% | 230.0615
17457 | Belden Wire | 900002144 | 0985 706 103/70M | EA |  | 1 Year | 278.77 | 5% | 264.8315
17458 | Belden Wire | 900002145 | 0985 706 103/55M | EA |  | 1 Year | 223.87 | 5% | 212.6765
17459 | Belden Wire | 900002146 | 0985 706 103/65M | EA |  | 1 Year | 260.47 | 5% | 247.4465
17460 | Belden Wire | 900002147 | 0985 706 103/75M | EA |  | 1 Year | 297.07 | 5% | 282.2165
17461 | Belden Wire | 900002149 | 0935 710 301/6M | EA |  | 1 Year | 102.78 | 5% | 97.641
17462 | Belden Wire | 900002508 | 0985 706 500/25M | EA |  | 1 Year | 105.8 | 5% | 100.51
17463 | Belden Wire | 900002509 | 0985 706 500/35M | EA |  | 1 Year | 142.4 | 5% | 135.28
17464 | Belden Wire | 900002510 | 0985 706 500/40M | EA |  | 1 Year | 160.7 | 5% | 152.665
17465 | Belden Wire | 900002511 | 0985 706 500/45M | EA |  | 1 Year | 179 | 5% | 170.05
17466 | Belden Wire | 900002513 | 0985 706 500/50M | EA |  | 1 Year | 197.3 | 5% | 187.435
17467 | Belden Wire | 900002514 | 0985 706 500/60M | EA |  | 1 Year | 233.9 | 5% | 222.205
17468 | Belden Wire | 900002515 | 0985 706 500/70M | EA |  | 1 Year | 270.5 | 5% | 256.975
17469 | Belden Wire | 900002603 | 0985 706 104/25M | EA |  | 1 Year | 122.15 | 5% | 116.0425
17470 | Belden Wire | 900002605 | 0985 706 100/50M | EA |  | 1 Year | 213.84 | 5% | 203.148
17471 | Belden Wire | 900002607 | 0985 706 101/20M | EA |  | 1 Year | 104.04 | 5% | 98.838
17472 | Belden Wire | 900002629 | 0985 342G 104/1M | EA |  | 1 Year | 39.05 | 5% | 37.0975
17473 | Belden Wire | 900002630 | 0985 342G 104/3M | EA |  | 1 Year | 50.19 | 5% | 47.6805
17474 | Belden Wire | 900002631 | 0985 342G 104/5M | EA |  | 1 Year | 61.33 | 5% | 58.2635
17475 | Belden Wire | 900002632 | 0985 342G 104/10M | EA |  | 1 Year | 89.18 | 5% | 84.721
17476 | Belden Wire | 900002633 | 0985 342G 104/15M | EA |  | 1 Year | 117.03 | 5% | 111.1785
17477 | Belden Wire | 900002634 | 0985 342G 104/20M | EA |  | 1 Year | 144.88 | 5% | 137.636
17478 | Belden Wire | 900002635 | 0985 342G 104/25M | EA |  | 1 Year | 172.73 | 5% | 164.0935
17479 | Belden Wire | 900002636 | 0985 342G 104/30M | EA |  | 1 Year | 200.58 | 5% | 190.551
17480 | Belden Wire | 900002637 | 0985 342G 104/40M | EA |  | 1 Year | 256.28 | 5% | 243.466
17481 | Belden Wire | 900002638 | 0985 342G 104/50M | EA |  | 1 Year | 311.98 | 5% | 296.381
17482 | Belden Wire | 900002639 | 0985 342G 104/60M | EA |  | 1 Year | 367.68 | 5% | 349.296
17483 | Belden Wire | 900002640 | 0985 342G 104/70M | EA |  | 1 Year | 423.38 | 5% | 402.211
17484 | Belden Wire | 900002641 | 0985 342G 104/80M | EA |  | 1 Year | 479.08 | 5% | 455.126
17485 | Belden Wire | 900002642 | 0985 342G 104/90M | EA |  | 1 Year | 534.78 | 5% | 508.041
17486 | Belden Wire | 900002643 | 0985 706G 103/1M | EA |  | 1 Year | 26.23 | 5% | 24.9185
17487 | Belden Wire | 900002644 | 0985 706G 103/2M | EA |  | 1 Year | 29.89 | 5% | 28.3955
17488 | Belden Wire | 900002645 | 0985 706G 103/3M | EA |  | 1 Year | 33.55 | 5% | 31.8725
17489 | Belden Wire | 900002646 | 0985 706G 103/5M | EA |  | 1 Year | 40.87 | 5% | 38.8265
17490 | Belden Wire | 900002647 | 0985 706G 103/6M | EA |  | 1 Year | 44.53 | 5% | 42.3035
17491 | Belden Wire | 900002648 | 0985 706G 103/7M | EA |  | 1 Year | 48.19 | 5% | 45.7805
17492 | Belden Wire | 900002649 | 0985 706G 103/8M | EA |  | 1 Year | 51.85 | 5% | 49.2575
17493 | Belden Wire | 900002650 | 0985 706G 103/9M | EA |  | 1 Year | 55.51 | 5% | 52.7345
17494 | Belden Wire | 900002651 | 0985 706G 103/30M | EA |  | 1 Year | 132.37 | 5% | 125.7515
17495 | Belden Wire | 900002662 | 0985 706G 500/6M | EA |  | 1 Year | 36.26 | 5% | 34.447
17496 | Belden Wire | 900002663 | 0985 706G 500/7M | EA |  | 1 Year | 39.92 | 5% | 37.924
17497 | Belden Wire | 900002664 | 0985 706G 500/8M | EA |  | 1 Year | 43.58 | 5% | 41.401
17498 | Belden Wire | 900002665 | 0985 706G 500/9M | EA |  | 1 Year | 47.24 | 5% | 44.878
17499 | Belden Wire | 900002666 | 0985 706G 500/30M | EA |  | 1 Year | 124.1 | 5% | 117.895
17500 | Belden Wire | 900002667 | 0985 706G 500/50M | EA |  | 1 Year | 197.3 | 5% | 187.435
17501 | Belden Wire | 900002890 | 0985 706G 103/15M | EA |  | 1 Year | 77.47 | 5% | 73.5965
17502 | Belden Wire | 900002936 | 0985 706 104/35M | EA |  | 1 Year | 158.75 | 5% | 150.8125
17503 | Belden Wire | 900002951 | 0985 706 104/30M | EA |  | 1 Year | 140.45 | 5% | 133.4275
17504 | Belden Wire | 900002957 | 0985 342G 500/10M | EA |  | 1 Year | 80.66 | 5% | 76.627
17505 | Belden Wire | 900002958 | 0985 342G 500/15M | EA |  | 1 Year | 108.51 | 5% | 103.0845
17506 | Belden Wire | 900002959 | 0985 342G 500/20M | EA |  | 1 Year | 136.36 | 5% | 129.542
17507 | Belden Wire | 900002967 | 0985 706 100/21M | EA |  | 1 Year | 107.7 | 5% | 102.315
17508 | Belden Wire | 900002971 | RSTS 4D-RKTS 8-S57530/3.5IN | EA |  | 1 Year | 52.3281 | 5% | 49.7117
17509 | Belden Wire | 900002994 | 0985 656 101/23M | EA |  | 1 Year | 137.76 | 5% | 130.872
17510 | Belden Wire | 900003014 | 0985 706 103/8M | EA |  | 1 Year | 51.85 | 5% | 49.2575
17511 | Belden Wire | 900003017 | 0985 706G 500/2M | EA |  | 1 Year | 21.62 | 5% | 20.539
17512 | Belden Wire | 900003025 | 0985 706G 500/4M | EA |  | 1 Year | 28.94 | 5% | 27.493
17513 | Belden Wire | 900003041 | 0935 636 303/15M | EA |  | 1 Year | 140.8 | 5% | 133.76
17514 | Belden Wire | 900003058 | 0985 706G 103/35M | EA |  | 1 Year | 150.67 | 5% | 143.1365
17515 | Belden Wire | 900003064 | 0985 706G 500/20M | EA |  | 1 Year | 87.5 | 5% | 83.125
17516 | Belden Wire | 900003066 | 0985 656 103/100M | EA |  | 1 Year | 411.264 | 5% | 390.7008
17517 | Belden Wire | 900003069 | 0985 706 100/27M | EA |  | 1 Year | 129.66 | 5% | 123.177
17518 | Belden Wire | 900003080 | 0985 342 500/8M | EA |  | 1 Year | 69.52 | 5% | 66.044
17519 | Belden Wire | 900003091 | 0985 606 500/5M | EA |  | 1 Year | 26.55 | 5% | 25.2225
17520 | Belden Wire | 900003098 | 0985 706G 500/35M | EA |  | 1 Year | 142.4 | 5% | 135.28
17521 | Belden Wire | 900003099 | 0985 706G 500/45M | EA |  | 1 Year | 179 | 5% | 170.05
17522 | Belden Wire | 900004000 | 0985 S3667 500/20M | EA |  | 1 Year | 265.9 | 5% | 252.605
17523 | Belden Wire | 900004002 | 0985 342G 104/8M | EA |  | 1 Year | 78.04 | 5% | 74.138
17524 | Belden Wire | 900004003 | 0985 342G 104/35M | EA |  | 1 Year | 228.43 | 5% | 217.0085
17525 | Belden Wire | 900004004 | 0985 342G 104/45M | EA |  | 1 Year | 284.13 | 5% | 269.9235
17526 | Belden Wire | 900004005 | 0985 342G 500/8M | EA |  | 1 Year | 69.52 | 5% | 66.044
17527 | Belden Wire | 900004022 | 0985 656 103/25M | EA |  | 1 Year | 127.764 | 5% | 121.3758
17528 | Belden Wire | 900004025 | 0985 706 102/5M | EA |  | 1 Year | 49.24 | 5% | 46.778
17529 | Belden Wire | 900004026 | 0985 706 102/2M | EA |  | 1 Year | 38.26 | 5% | 36.347
17530 | Belden Wire | 900004029 | 0985 706 102/0.5M | EA |  | 1 Year | 32.77 | 5% | 31.1315
17531 | Belden Wire | 900004030 | 0985 706 112/0.5M | EA |  | 1 Year | 32.87 | 5% | 31.2265
17532 | Belden Wire | 900004031 | 0985 706 112/10M | EA |  | 1 Year | 67.64 | 5% | 64.258
17533 | Belden Wire | 900004032 | 0985 706 112/1M | EA |  | 1 Year | 34.7 | 5% | 32.965
17534 | Belden Wire | 900004034 | 0985 706 112/5M | EA |  | 1 Year | 49.34 | 5% | 46.873
17535 | Belden Wire | 900004036 | 0985 706 100/7M | EA |  | 1 Year | 56.46 | 5% | 53.637
17536 | Belden Wire | 900004037 | 0985 706 100/9M | EA |  | 1 Year | 63.78 | 5% | 60.591
17537 | Belden Wire | 900004040 | 0985 706G 103/10M | EA |  | 1 Year | 59.17 | 5% | 56.2115
17538 | Belden Wire | 900004041 | 0985 706G 103/20M | EA |  | 1 Year | 95.77 | 5% | 90.9815
17539 | Belden Wire | 900004042 | 0935 613 303/50M | EA |  | 1 Year | 330.05 | 5% | 313.5475
17540 | Belden Wire | 900004118 | 0985 707 100/5M | EA |  | 1 Year | 54.75 | 5% | 52.0125
17541 | Belden Wire | 900004136 | 0985 706G 500/10M | EA |  | 1 Year | 50.9 | 5% | 48.355
17542 | Belden Wire | 900004174 | 0985 656 119/10M | EA |  | 1 Year | 94.29 | 5% | 89.5755
17543 | Belden Wire | 900004251 | 0906 UTP 315 | EA |  | 1 Year | 44 | 5% | 41.8
17544 | Belden Wire | 900004285 | 0906 UTP 316 | EA |  | 1 Year | 62.5 | 5% | 59.375
17545 | Belden Wire | 900004289 | 0935 613 306/2M | EA |  | 1 Year | 41.09 | 5% | 39.0355
17546 | Belden Wire | 900004290 | 0935 613 306/3M | EA |  | 1 Year | 47.11 | 5% | 44.7545
17547 | Belden Wire | 900004291 | 0935 613 306/5M | EA |  | 1 Year | 59.15 | 5% | 56.1925
17548 | Belden Wire | 900004292 | 0935 613 306/10M | EA |  | 1 Year | 89.25 | 5% | 84.7875
17549 | Belden Wire | 900004293 | 0935 613 307/0.3M | EA |  | 1 Year | 30.756 | 5% | 29.2182
17550 | Belden Wire | 900004294 | 0935 613 307/1M | EA |  | 1 Year | 34.97 | 5% | 33.2215
17551 | Belden Wire | 900004295 | 0935 613 307/2M | EA |  | 1 Year | 40.99 | 5% | 38.9405
17552 | Belden Wire | 900004296 | 0935 613 307/3M | EA |  | 1 Year | 47.01 | 5% | 44.6595
17553 | Belden Wire | 900004297 | 0935 613 307/5M | EA |  | 1 Year | 59.05 | 5% | 56.0975
17554 | Belden Wire | 900004298 | 0935 613 307/10M | EA |  | 1 Year | 89.15 | 5% | 84.6925
17555 | Belden Wire | 900004299 | 0935 613 308/0.3M | EA |  | 1 Year | 59.806 | 5% | 56.8157
17556 | Belden Wire | 900004300 | 0935 613 308/1M | EA |  | 1 Year | 64.02 | 5% | 60.819
17557 | Belden Wire | 900004301 | 0935 613 308/2M | EA |  | 1 Year | 70.04 | 5% | 66.538
17558 | Belden Wire | 900004302 | 0935 613 308/3M | EA |  | 1 Year | 76.06 | 5% | 72.257
17559 | Belden Wire | 900004303 | 0935 613 308/5M | EA |  | 1 Year | 88.1 | 5% | 83.695
17560 | Belden Wire | 900004304 | 0935 613 308/10M | EA |  | 1 Year | 118.2 | 5% | 112.29
17561 | Belden Wire | 900004305 | 0935 613 309/0.3M | EA |  | 1 Year | 59.806 | 5% | 56.8157
17562 | Belden Wire | 900004306 | 0935 613 309/1M | EA |  | 1 Year | 64.02 | 5% | 60.819
17563 | Belden Wire | 900004307 | 0935 613 309/2M | EA |  | 1 Year | 70.04 | 5% | 66.538
17564 | Belden Wire | 900004308 | 0935 613 309/3M | EA |  | 1 Year | 76.06 | 5% | 72.257
17565 | Belden Wire | 900004309 | 0935 613 309/5M | EA |  | 1 Year | 88.1 | 5% | 83.695
17566 | Belden Wire | 900004310 | 0935 613 309/10M | EA |  | 1 Year | 118.2 | 5% | 112.29
17567 | Belden Wire | 900004311 | 0935 613 310/0.3M | EA |  | 1 Year | 59.806 | 5% | 56.8157
17568 | Belden Wire | 900004312 | 0935 613 310/1M | EA |  | 1 Year | 64.02 | 5% | 60.819
17569 | Belden Wire | 900004313 | 0935 613 310/2M | EA |  | 1 Year | 70.04 | 5% | 66.538
17570 | Belden Wire | 900004314 | 0935 613 310/3M | EA |  | 1 Year | 76.06 | 5% | 72.257
17571 | Belden Wire | 900004315 | 0935 613 310/5M | EA |  | 1 Year | 88.1 | 5% | 83.695
17572 | Belden Wire | 900004316 | 0935 613 310/10M | EA |  | 1 Year | 118.2 | 5% | 112.29
17573 | Belden Wire | 900004347 | 0985 706 103/32M | EA |  | 1 Year | 139.69 | 5% | 132.7055
17574 | Belden Wire | 900004353 | 0985 706 103/24M | EA |  | 1 Year | 110.41 | 5% | 104.8895
17575 | Belden Wire | 900004356 | 0985 706 100/70M | EA |  | 1 Year | 287.04 | 5% | 272.688
17576 | Belden Wire | 900004359 | 0985 YM57530 100/6M | EA |  | 1 Year | 64.5 | 5% | 61.275
17577 | Belden Wire | 900004360 | 0985 YM57530 100/7M | EA |  | 1 Year | 68.25 | 5% | 64.8375
17578 | Belden Wire | 900004361 | 0985 YM57530 100/8M | EA |  | 1 Year | 72 | 5% | 68.4
17579 | Belden Wire | 900004362 | 0985 YM57530 100/12M | EA |  | 1 Year | 87 | 5% | 82.65
17580 | Belden Wire | 900004364 | 0985 YM57530 100/50M | EA |  | 1 Year | 229.5 | 5% | 218.025
17581 | Belden Wire | 900004366 | 0985 706 102/6M | EA |  | 1 Year | 52.9 | 5% | 50.255
17582 | Belden Wire | 900004398 | 0985 609 109/3M | EA |  | 1 Year | 46.43 | 5% | 44.1085
17583 | Belden Wire | 900004399 | 0985 YM57530-R 100/40M | EA |  | 1 Year | 192 | 5% | 182.4
17584 | Belden Wire | 900004400 | 0985 YM57530-R 100/11M | EA |  | 1 Year | 83.25 | 5% | 79.0875
17585 | Belden Wire | 900004401 | 0985 YM57530-R 100/16M | EA |  | 1 Year | 102 | 5% | 96.9
17586 | Belden Wire | 900004402 | 0985 YM57530-R 100/46M | EA |  | 1 Year | 214.5 | 5% | 203.775
17587 | Belden Wire | 900004404 | 1222446 | EA |  | 1 Year | 31.35 | 5% | 29.7825
17588 | Belden Wire | 900004438 | 0935 614 303/3M | EA |  | 1 Year | 28.575 | 5% | 27.1462
17589 | Belden Wire | 900004480 | 0985 609 500/7M | EA |  | 1 Year | 47.71 | 5% | 45.3245
17590 | Belden Wire | 900005132 | 0985 808 104/0.3M | EA |  | 1 Year | 31.9156 | 5% | 30.3198
17591 | Belden Wire | 900005231 | 0985 806 125/0.15M | EA |  | 1 Year | 31.3545 | 5% | 29.7868
17592 | Belden Wire | 900010924 | 0911 ANC 001/1,5 M | EA |  | 1 Year | 39.99 | 5% | 37.9905
17593 | Belden Wire | 900016002 | RSTS 8X-RSTS 8X-S478/1M | EA |  | 1 Year | 66.44 | 5% | 63.118
17594 | Belden Wire | 900016123 | 0980 ESL 391-121 w/o EtherCAT | EA |  | 1 Year | 460 | 5% | 437
17595 | Belden Wire | 900016124 | 0980 ESL 393-121 w/o EtherCAT | EA |  | 1 Year | 470 | 5% | 446.5
17596 | Belden Wire | 900016140 | 0980 ESL 392-121 w/o EtherCAT | EA |  | 1 Year | 480 | 5% | 456
17597 | Belden Wire | 910000013 | 0939 CTX 304-Y | EA |  | 1 Year | 21.4553 | 5% | 20.3825
17598 | Belden Wire | 910000024 | 0935 614 105/5M-Y | EA |  | 1 Year | 29.43 | 5% | 27.9585
17599 | Belden Wire | 910000027 | 0939 CTX 106-Y | EA |  | 1 Year | 14.8 | 5% | 14.06
17600 | Belden Wire | 910000034 | 0939 CTX 303-Y | EA |  | 1 Year | 18.4048 | 5% | 17.4846
17601 | Belden Wire | 910000062 | 0939 CTX 105-Y | EA |  | 1 Year | 14.75 | 5% | 14.0125
17602 | Belden Wire | 910000073 | 0906 UTP 302-Y | EA |  | 1 Year | 49.42 | 5% | 46.949
17603 | Belden Wire | 910000478 | 0935 613 301/4M-Y | EA |  | 1 Year | 82.08 | 5% | 77.976
17604 | Belden Wire | 910000483 | 0935 614 105/10M-Y | EA |  | 1 Year | 59.774 | 5% | 56.7853
17605 | Belden Wire | 910000485 | 0935 614 105/1M-Y | EA |  | 1 Year | 16.19 | 5% | 15.3805
17606 | Belden Wire | 910000849 | 0935 614 104/4M-Y | EA |  | 1 Year | 26.01 | 5% | 24.7095
17607 | Belden Wire | 910001282 | 0935 614 103/4M-Y | EA |  | 1 Year | 38.89 | 5% | 36.9455
17608 | Belden Wire | 910001284 | 0935 614 301/1M-Y | EA |  | 1 Year | 40.49 | 5% | 38.4655
17609 | Belden Wire | 910001285 | 0935 614 301/2M-Y | EA |  | 1 Year | 43.8 | 5% | 41.61
17610 | Belden Wire | 910001286 | 0935 614 301/3M-Y | EA |  | 1 Year | 47.11 | 5% | 44.7545
17611 | Belden Wire | 910001287 | 0935 614 301/4M-Y | EA |  | 1 Year | 50.42 | 5% | 47.899
17612 | Belden Wire | 910001288 | 0935 614 301/5M-Y | EA |  | 1 Year | 53.73 | 5% | 51.0435
17613 | Belden Wire | 910001289 | 0935 614 301/6M-Y | EA |  | 1 Year | 57.04 | 5% | 54.188
17614 | Belden Wire | 910001290 | 0935 613 301/2M-Y | EA |  | 1 Year | 70.04 | 5% | 66.538
17615 | Belden Wire | 910001291 | 0935 613 301/5M-Y | EA |  | 1 Year | 88.1 | 5% | 83.695
17616 | Belden Wire | 910001292 | 0935 613 301/10M-Y | EA |  | 1 Year | 118.2 | 5% | 112.29
17617 | Belden Wire | 910001345 | 0935 709 301/1M-Y | EA |  | 1 Year | 65.14 | 5% | 61.883
17618 | Belden Wire | 910001384 | 0935 710 105/1M-Y | EA |  | 1 Year | 23.8133 | 5% | 22.6226
17619 | Belden Wire | 910001385 | 0935 710 105/3M-Y | EA |  | 1 Year | 45.68 | 5% | 43.396
17620 | Belden Wire | 910001386 | 0935 710 105/5M-Y | EA |  | 1 Year | 67.5467 | 5% | 64.1694
17621 | Belden Wire | 910001387 | 0935 710 105/10M-Y | EA |  | 1 Year | 122.2133 | 5% | 116.1026
17622 | Belden Wire | 910001392 | 0935 710 302/1M-Y | EA |  | 1 Year | 29.4683 | 5% | 27.9949
17623 | Belden Wire | 910001393 | 0935 710 302/3M-Y | EA |  | 1 Year | 51.335 | 5% | 48.7683
17624 | Belden Wire | 910001394 | 0935 710 302/5M-Y | EA |  | 1 Year | 73.2017 | 5% | 69.5416
17625 | Belden Wire | 910001395 | 0935 710 302/10M-Y | EA |  | 1 Year | 127.8683 | 5% | 121.4749
17626 | Belden Wire | 910001396 | 0935 710 303/1M-Y | EA |  | 1 Year | 29.5783 | 5% | 28.0994
17627 | Belden Wire | 910001397 | 0935 710 303/3M-Y | EA |  | 1 Year | 51.445 | 5% | 48.8727
17628 | Belden Wire | 910001398 | 0935 710 303/5M-Y | EA |  | 1 Year | 73.3117 | 5% | 69.6461
17629 | Belden Wire | 910001399 | 0935 710 303/10M-Y | EA |  | 1 Year | 127.9783 | 5% | 121.5794
17630 | Belden Wire | 910001400 | 0935 710 301/1M-Y | EA |  | 1 Year | 48.1133 | 5% | 45.7076
17631 | Belden Wire | 910001401 | 0935 710 301/3M-Y | EA |  | 1 Year | 69.98 | 5% | 66.481
17632 | Belden Wire | 910001402 | 0935 710 301/5M-Y | EA |  | 1 Year | 91.8467 | 5% | 87.2544
17633 | Belden Wire | 910001403 | 0935 710 301/10M-Y | EA |  | 1 Year | 146.5133 | 5% | 139.1876
17634 | Belden Wire | 910001404 | 0935 709 302/1M-Y | EA |  | 1 Year | 46.495 | 5% | 44.1702
17635 | Belden Wire | 910001405 | 0935 709 302/3M-Y | EA |  | 1 Year | 102.415 | 5% | 97.2943
17636 | Belden Wire | 910001406 | 0935 709 302/5M-Y | EA |  | 1 Year | 158.335 | 5% | 150.4183
17637 | Belden Wire | 910001407 | 0935 709 302/10M-Y | EA |  | 1 Year | 298.135 | 5% | 283.2283
17638 | Belden Wire | 910001408 | 0935 709 303/1M-Y | EA |  | 1 Year | 46.605 | 5% | 44.2747
17639 | Belden Wire | 910001409 | 0935 709 303/3M-Y | EA |  | 1 Year | 102.525 | 5% | 97.3988
17640 | Belden Wire | 910001410 | 0935 709 303/5M-Y | EA |  | 1 Year | 158.445 | 5% | 150.5227
17641 | Belden Wire | 910001411 | 0935 709 303/10M-Y | EA |  | 1 Year | 298.245 | 5% | 283.3327
17642 | Belden Wire | 910001412 | 0935 709 301/3M-Y | EA |  | 1 Year | 121.06 | 5% | 115.007
17643 | Belden Wire | 910001413 | 0935 709 301/5M-Y | EA |  | 1 Year | 176.98 | 5% | 168.131
17644 | Belden Wire | 910001414 | 0935 709 301/10M-Y | EA |  | 1 Year | 316.78 | 5% | 300.941
17645 | Belden Wire | 910001543 | 0935 709 301/15M-Y | EA |  | 1 Year | 456.58 | 5% | 433.751
17646 | Belden Wire | 910001559 | 0935 613 303/30M-Y | EA |  | 1 Year | 209.65 | 5% | 199.1675
17647 | Belden Wire | 910001560 | 0935 613 303/35M-Y | EA |  | 1 Year | 239.75 | 5% | 227.7625
17648 | Belden Wire | 910001561 | 0935 613 303/0.3M-Y | EA |  | 1 Year | 30.856 | 5% | 29.3132
17649 | Belden Wire | 910001562 | 0935 613 303/9M-Y | EA |  | 1 Year | 83.23 | 5% | 79.0685
17650 | Belden Wire | 910001564 | 0935 613 303/25M-Y | EA |  | 1 Year | 179.55 | 5% | 170.5725
17651 | Belden Wire | 910001566 | 0935 614 303/4M-Y | EA |  | 1 Year | 31.885 | 5% | 30.2907
17652 | Belden Wire | 910001567 | 0935 614 303/5M-Y | EA |  | 1 Year | 35.195 | 5% | 33.4352
17653 | Belden Wire | 910001568 | 0935 614 303/0.3M-Y | EA |  | 1 Year | 19.638 | 5% | 18.6561
17654 | Belden Wire | 910001569 | 0935 614 303/6M-Y | EA |  | 1 Year | 38.505 | 5% | 36.5798
17655 | Belden Wire | 910001584 | 0935 614 105/3M-Y | EA |  | 1 Year | 22.81 | 5% | 21.6695
17656 | Belden Wire | 910001585 | 0935 614 105/4M-Y | EA |  | 1 Year | 26.12 | 5% | 24.814
17657 | Belden Wire | 910001587 | 0935 614 105/2M-Y | EA |  | 1 Year | 19.5 | 5% | 18.525
17658 | Belden Wire | 910001591 | 0935 613 302/3M-Y | EA |  | 1 Year | 47.01 | 5% | 44.6595
17659 | Belden Wire | 910001595 | 0935 614 302/3M-Y | EA |  | 1 Year | 28.465 | 5% | 27.0417
17660 | Belden Wire | 910001596 | 0935 614 302/0.3M-Y | EA |  | 1 Year | 19.528 | 5% | 18.5516
17661 | Belden Wire | 910001597 | 0935 614 302/1M-Y | EA |  | 1 Year | 21.845 | 5% | 20.7527
17662 | Belden Wire | 910001598 | 0935 614 302/2M-Y | EA |  | 1 Year | 25.155 | 5% | 23.8972
17663 | Belden Wire | 910001601 | 0935 614 101/4M-Y | EA |  | 1 Year | 44.655 | 5% | 42.4222
17664 | Belden Wire | 910001614 | 0935 613 301/30M-Y | EA |  | 1 Year | 238.6 | 5% | 226.67
17665 | Belden Wire | 910001616 | 0935 613 301/0.3M-Y | EA |  | 1 Year | 59.806 | 5% | 56.8157
17666 | Belden Wire | 910001618 | 0935 613 301/12M-Y | EA |  | 1 Year | 130.24 | 5% | 123.728
17667 | Belden Wire | 910001619 | 0935 613 301/15M-Y | EA |  | 1 Year | 148.3 | 5% | 140.885
17668 | Belden Wire | 910001620 | 0935 613 301/18M-Y | EA |  | 1 Year | 166.36 | 5% | 158.042
17669 | Belden Wire | 910001621 | 0935 613 301/21M-Y | EA |  | 1 Year | 184.42 | 5% | 175.199
17670 | Belden Wire | 910001622 | 0935 613 301/25M-Y | EA |  | 1 Year | 208.5 | 5% | 198.075
17671 | Belden Wire | 910001688 | 0935 614 301/0.3M-Y | EA |  | 1 Year | 38.173 | 5% | 36.2644
17672 | Belden Wire | 910001703 | 0935 636 302/1M-Y | EA |  | 1 Year | 36.4 | 5% | 34.58
17673 | Belden Wire | 910001704 | 0935 636 302/3M-Y | EA |  | 1 Year | 51.3 | 5% | 48.735
17674 | Belden Wire | 910001705 | 0935 636 302/5M-Y | EA |  | 1 Year | 66.2 | 5% | 62.89
17675 | Belden Wire | 910001706 | 0935 636 302/10M-Y | EA |  | 1 Year | 103.45 | 5% | 98.2775
17676 | Belden Wire | 910001707 | 0935 636 303/1M-Y | EA |  | 1 Year | 36.5 | 5% | 34.675
17677 | Belden Wire | 910001708 | 0935 636 303/3M-Y | EA |  | 1 Year | 51.4 | 5% | 48.83
17678 | Belden Wire | 910001709 | 0935 636 303/5M-Y | EA |  | 1 Year | 66.3 | 5% | 62.985
17679 | Belden Wire | 910001710 | 0935 636 303/10M-Y | EA |  | 1 Year | 103.55 | 5% | 98.3725
17680 | Belden Wire | 910001711 | 0935 636 301/1M-Y | EA |  | 1 Year | 65.45 | 5% | 62.1775
17681 | Belden Wire | 910001712 | 0935 636 301/3M-Y | EA |  | 1 Year | 80.35 | 5% | 76.3325
17682 | Belden Wire | 910001713 | 0935 636 301/5M-Y | EA |  | 1 Year | 95.25 | 5% | 90.4875
17683 | Belden Wire | 910001714 | 0935 636 301/10M-Y | EA |  | 1 Year | 132.5 | 5% | 125.875
17684 | Belden Wire | 910001719 | 0935 613 303/3M-Y | EA |  | 1 Year | 47.11 | 5% | 44.7545
17685 | Belden Wire | 910001720 | 0935 614 302/7M-Y | EA |  | 1 Year | 41.705 | 5% | 39.6197
17686 | Belden Wire | 910001727 | 0935 613 301/1M-Y | EA |  | 1 Year | 64.02 | 5% | 60.819
17687 | Belden Wire | 910001732 | 0935 614 301/10M-Y | EA |  | 1 Year | 70.28 | 5% | 66.766
17688 | Belden Wire | 910001734 | 0935 613 301/6M-Y | EA |  | 1 Year | 94.12 | 5% | 89.414
17689 | Belden Wire | 910001740 | 0935 613 301/3M-Y | EA |  | 1 Year | 76.06 | 5% | 72.257
17690 | Belden Wire | 910001742 | 0935 614 101/1M-Y | EA |  | 1 Year | 34.725 | 5% | 32.9888
17691 | Belden Wire | 910001743 | 0935 614 103/15M-Y | EA |  | 1 Year | 75.3 | 5% | 71.535
17692 | Belden Wire | 910001746 | 0935 613 302/2M-Y | EA |  | 1 Year | 40.99 | 5% | 38.9405
17693 | Belden Wire | 910001747 | 0935 613 301/0.6M-Y | EA |  | 1 Year | 61.612 | 5% | 58.5314
17694 | Belden Wire | 910001748 | 0935 613 303/2M-Y | EA |  | 1 Year | 41.09 | 5% | 39.0355
17695 | Belden Wire | 910001749 | 0935 613 303/4M-Y | EA |  | 1 Year | 53.13 | 5% | 50.4735
17696 | Belden Wire | 910001751 | 0935 709 301/4M-Y | EA |  | 1 Year | 149.02 | 5% | 141.569
17697 | Belden Wire | 910001752 | 0935 709 301/2M-Y | EA |  | 1 Year | 93.1 | 5% | 88.445
17698 | Belden Wire | 910001755 | 0935 614 303/2M-Y | EA |  | 1 Year | 25.265 | 5% | 24.0017
17699 | Belden Wire | 910001756 | 0935 613 302/1M-Y | EA |  | 1 Year | 34.97 | 5% | 33.2215
17700 | Belden Wire | 910001757 | 0935 614 302/4M-Y | EA |  | 1 Year | 31.775 | 5% | 30.1862
17701 | Belden Wire | 910001759 | 0935 710 103/4M-Y | EA |  | 1 Year | 69.3833 | 5% | 65.9141
17702 | Belden Wire | 910001822 | 0935 613 303/20M-Y | EA |  | 1 Year | 149.45 | 5% | 141.9775
17703 | Belden Wire | 910001824 | 0935 614 105/6M-Y | EA |  | 1 Year | 32.74 | 5% | 31.103
17704 | Belden Wire | 910001851 | 0935 613 301/9M-Y | EA |  | 1 Year | 112.18 | 5% | 106.571
17705 | Belden Wire | 910001852 | 0935 613 301/16M-Y | EA |  | 1 Year | 154.32 | 5% | 146.604
17706 | Belden Wire | 910001853 | 0935 613 301/19M-Y | EA |  | 1 Year | 172.38 | 5% | 163.761
17707 | Belden Wire | 910001854 | 0935 613 301/8M-Y | EA |  | 1 Year | 106.16 | 5% | 100.852
17708 | Belden Wire | 910001873 | 0935 710 105/15M-Y | EA |  | 1 Year | 176.88 | 5% | 168.036
17709 | Belden Wire | 910001957 | 0935 613 303/10M-Y | EA |  | 1 Year | 89.25 | 5% | 84.7875
17710 | Belden Wire | 910001958 | 0935 710 105/20M-Y | EA |  | 1 Year | 231.5467 | 5% | 219.9694
17711 | Belden Wire | 910001961 | 0935 613 302/5M-Y | EA |  | 1 Year | 59.05 | 5% | 56.0975
17712 | Belden Wire | 910002087 | 0935 709 103/20M-Y | EA |  | 1 Year | 584.85 | 5% | 555.6075
17713 | Belden Wire | 910002088 | 0935 709 103/30M-Y | EA |  | 1 Year | 864.45 | 5% | 821.2275
17714 | Belden Wire | 910002149 | 0935 710 301/6M-Y | EA |  | 1 Year | 102.78 | 5% | 97.641
17715 | Belden Wire | 910002314 | 0935 613 303/15M-Y | EA |  | 1 Year | 119.35 | 5% | 113.3825
17716 | Belden Wire | 910002315 | 0935 613 303/40M-Y | EA |  | 1 Year | 269.85 | 5% | 256.3575
17717 | Belden Wire | 910002518 | 0935 614 101/15M-Y | EA |  | 1 Year | 81.065 | 5% | 77.0117
17718 | Belden Wire | 910002523 | 0935 614 303/7M-Y | EA |  | 1 Year | 41.815 | 5% | 39.7242
17719 | Belden Wire | 910002524 | 0935 614 301/7M-Y | EA |  | 1 Year | 60.35 | 5% | 57.3325
17720 | Belden Wire | 910002624 | 0935 710 101/6M-Y | EA |  | 1 Year | 97.015 | 5% | 92.1642
17721 | Belden Wire | 910002916 | 0935 709 103/4M-Y | EA |  | 1 Year | 137.49 | 5% | 130.6155
17722 | Belden Wire | 910002917 | 0935 709 103/6M-Y | EA |  | 1 Year | 193.41 | 5% | 183.7395
17723 | Belden Wire | 910002937 | 0935 613 302/6M-Y | EA |  | 1 Year | 65.07 | 5% | 61.8165
17724 | Belden Wire | 910002952 | 0935 614 101/3M-Y | EA |  | 1 Year | 41.345 | 5% | 39.2777
17725 | Belden Wire | 910002953 | 0935 614 101/5M-Y | EA |  | 1 Year | 47.965 | 5% | 45.5667
17726 | Belden Wire | 910002954 | 0935 613 301/20M-Y | EA |  | 1 Year | 178.4 | 5% | 169.48
17727 | Belden Wire | 910002964 | 0935 613 303/5M-Y | EA |  | 1 Year | 59.15 | 5% | 56.1925
17728 | Belden Wire | 910002965 | 0935 613 303/1M-Y | EA |  | 1 Year | 35.07 | 5% | 33.3165
17729 | Belden Wire | 910002972 | 0935 709 101/2M-Y | EA |  | 1 Year | 97.75 | 5% | 92.8625
17730 | Belden Wire | 910002973 | 0935 709 103/0.6M-Y | EA |  | 1 Year | 42.426 | 5% | 40.3047
17731 | Belden Wire | 910002974 | 0935 613 301/13M-Y | EA |  | 1 Year | 136.26 | 5% | 129.447
17732 | Belden Wire | 910003016 | 0935 614 302/6M-Y | EA |  | 1 Year | 38.395 | 5% | 36.4753
17733 | Belden Wire | 910003041 | 0935 636 303/15M-Y | EA |  | 1 Year | 140.8 | 5% | 133.76
17734 | Belden Wire | 910003048 | 0935 614 101/10M-Y | EA |  | 1 Year | 64.515 | 5% | 61.2892
17735 | Belden Wire | 910003070 | 0935 613 302/10M-Y | EA |  | 1 Year | 89.15 | 5% | 84.6925
17736 | Belden Wire | 910004024 | 0935 613 301/50M-Y | EA |  | 1 Year | 359 | 5% | 341.05
17737 | Belden Wire | 910004042 | 0935 613 303/50M-Y | EA |  | 1 Year | 330.05 | 5% | 313.5475
17738 | Belden Wire | 910004126 | 0935 710 301/1.5M-Y | EA |  | 1 Year | 53.58 | 5% | 50.901
17739 | Belden Wire | 927801005 | GDMC 18/3 1@1,2@2 5 METER ME | EA |  | 1 Year | 16.85 | 5% | 16.0075
17740 | Belden Wire | 927801065 | GDM 3012 U | EA |  | 1 Year | 4.4339 | 5% | 4.2122
17741 | Belden Wire | 927801101 | GDM 2009 UL 24 LED BLACK G.S. | EA |  | 1 Year | 8.0174 | 5% | 7.6165
17742 | Belden Wire | 927801118 | GDM 2009 1N4007 ME | EA |  | 1 Year | 5.0395 | 5% | 4.7875
17743 | Belden Wire | 927801119 | GDM 2011 1N4007 ME | EA |  | 1 Year | 5.069 | 5% | 4.8155
17744 | Belden Wire | 927801120 | GDM 2012 1N4007 | EA |  | 1 Year | 5.7267 | 5% | 5.4404
17745 | Belden Wire | 927801139 | GDM 2009 LED 24 V22 MA1 ME | EA |  | 1 Year | 9.072 | 5% | 8.6184
17746 | Belden Wire | 927801226 | GDM 3011 LED 24 V22 MA1 ME | EA |  | 1 Year | 9.3728 | 5% | 8.9042
17747 | Belden Wire | 927801261 | GDM 2011 LED 12V | EA |  | 1 Year | 6.7927 | 5% | 6.4531
17748 | Belden Wire | 927801590 | GDML 2011 GB 1 4' 18/3 | EA |  | 1 Year | 27.72 | 5% | 26.334
17749 | Belden Wire | 927801765 | GDM 2009 LED 24 1N4007 ME | EA |  | 1 Year | 10.16 | 5% | 9.652
17750 | Belden Wire | 927801787 | GDM 2011 LED/1N4934 ME | EA |  | 1 Year | 6.819 | 5% | 6.478
17751 | Belden Wire | 927810009 | GM 209 NJ 2 METER 18/2 GREY | EA |  | 1 Year | 12.3606 | 5% | 11.7426
17752 | Belden Wire | 927811011 | GDM 2011 UL 110 BLACK G.S. ME | EA |  | 1 Year | 7.7906 | 5% | 7.4011
17753 | Belden Wire | 927811211 | GDM 2011 UL 110 + 3-16 ME | EA |  | 1 Year | 7.6032 | 5% | 7.223
17754 | Belden Wire | 927812002 | GDM 2012 UL 24 | EA |  | 1 Year | 6.678 | 5% | 6.3441
17755 | Belden Wire | 930689117 | MAS 7100 S UM GREY | EA |  | 1 Year | 2.4179 | 5% | 2.297
17756 | Belden Wire | 931002117 | MAS 30 UM GREY | EA |  | 1 Year | 0.8354 | 5% | 0.79363
17757 | Belden Wire | 931174117 | MAS 5100 S UM GREY | EA |  | 1 Year | 1.667 | 5% | 1.5837
17758 | Belden Wire | 931236100 | GDM 2009 J BLACK | EA |  | 1 Year | 2.36 | 5% | 2.242
17759 | Belden Wire | 931236106 | GDM 2009 J GREY | EA |  | 1 Year | 2.36 | 5% | 2.242
17760 | Belden Wire | 931236200 | GDM 2009 + GDM 3-16 | EA |  | 1 Year | 5.1752 | 5% | 4.9164
17761 | Belden Wire | 931297003 | GSP 313 | EA |  | 1 Year | 3.4247 | 5% | 3.2535
17762 | Belden Wire | 931297004 | GSP 312 | EA |  | 1 Year | 4.2887 | 5% | 4.0743
17763 | Belden Wire | 931298003 | GSP 213 | EA |  | 1 Year | 3.0345 | 5% | 2.8828
17764 | Belden Wire | 931298004 | GSP 212 | EA |  | 1 Year | 4.6956 | 5% | 4.4608
17765 | Belden Wire | 931352100 | GSA 20 | EA |  | 1 Year | 2.8237 | 5% | 2.6825
17766 | Belden Wire | 931382100 | GSC 300 | EA |  | 1 Year | 2.8237 | 5% | 2.6825
17767 | Belden Wire | 931382200 | GSC 300 SPECIAL( KIT ) | EA |  | 1 Year | 4.3319 | 5% | 4.1153
17768 | Belden Wire | 931572117 | MAWI 50 SB UM GREY (KIT) | EA |  | 1 Year | 2.7443 | 5% | 2.6071
17769 | Belden Wire | 931578117 | MAWI 80 SNB UM GREY | EA |  | 1 Year | 3.0958 | 5% | 2.941
17770 | Belden Wire | 931765100 | MAK 8100 SN UM BLACK | EA |  | 1 Year | 2.7467 | 5% | 2.6094
17771 | Belden Wire | 931805602 | G 4 KW 1 F 2M | EA |  | 1 Year | 14.2366 | 5% | 13.5248
17772 | Belden Wire | 931876100 | MAS 5100 W UM BLACK | EA |  | 1 Year | 1.9921 | 5% | 1.8925
17773 | Belden Wire | 931876117 | MAS 5100 W UM GREY | EA |  | 1 Year | 2.0028 | 5% | 1.9027
17774 | Belden Wire | 931963100 | GDMC 3011 BLACK | EA |  | 1 Year | 2.7329 | 5% | 2.5963
17775 | Belden Wire | 931966100 | GDM 2012 J BLACK (KIT) | EA |  | 1 Year | 2.8 | 5% | 2.66
17776 | Belden Wire | 931966200 | GDM 2012 J BLACK + 3-16 | EA |  | 1 Year | 3.15 | 5% | 2.9925
17777 | Belden Wire | 931970100 | GDM 3012 J BLACK( KIT ) | EA |  | 1 Year | 3.078 | 5% | 2.9241
17778 | Belden Wire | 932036200 | GM 209 NJ BLACK + 207-3 | EA |  | 1 Year | 2.7846 | 5% | 2.6454
17779 | Belden Wire | 932092100 | G 4 A 5 M BLACK | EA |  | 1 Year | 3.124 | 5% | 2.9678
17780 | Belden Wire | 932092106 | G 4 A 5 M GREY | EA |  | 1 Year | 3.0882 | 5% | 2.9338
17781 | Belden Wire | 932106100 | GDM 2011 J BLACK | EA |  | 1 Year | 2.39 | 5% | 2.2705
17782 | Belden Wire | 932106106 | GDM 2011 J GREY | EA |  | 1 Year | 2.39 | 5% | 2.2705
17783 | Belden Wire | 932106200 | GDM2011JBLK/3-16 GASKET (KIT) | EA |  | 1 Year | 2.4341 | 5% | 2.3124
17784 | Belden Wire | 932106206 | GDM 2011 J GREY+GDM 3-16(KIT) | EA |  | 1 Year | 2.9592 | 5% | 2.8112
17785 | Belden Wire | 932106300 | GDM 2011 J + GDM 3-16 BAGGED | EA |  | 1 Year | 2.9592 | 5% | 2.8112
17786 | Belden Wire | 932106400 | GDM 2011 J BLACK+3-7 BAGGED | EA |  | 1 Year | 2.96 | 5% | 2.812
17787 | Belden Wire | 932107100 | GDM 2014 J BLACK | EA |  | 1 Year | 3.1072 | 5% | 2.9518
17788 | Belden Wire | 932109100 | GDM 3011 J BLACK | EA |  | 1 Year | 2.57 | 5% | 2.4415
17789 | Belden Wire | 932109106 | GDM 3011 J GREY | EA |  | 1 Year | 2.5742 | 5% | 2.4455
17790 | Belden Wire | 932109200 | GDM 3011 J BLACK BAG&LABEL | EA |  | 1 Year | 3.3804 | 5% | 3.2114
17791 | Belden Wire | 932109300 | GDM 3011 J + GDM 3-21 BAGGED | EA |  | 1 Year | 3.02 | 5% | 2.869
17792 | Belden Wire | 932109400 | GDM 3011 BLK.+ GDM 3-16 BAG | EA |  | 1 Year | 2.4684 | 5% | 2.345
17793 | Belden Wire | 932109600 | GDM 3011 J BL.+GDM 3-7 GASKET | EA |  | 1 Year | 2.88 | 5% | 2.736
17794 | Belden Wire | 932110100 | GDM 3014 J BLACK | EA |  | 1 Year | 3.4 | 5% | 3.23
17795 | Belden Wire | 932157100 | G 4 W 1 F BLACK | EA |  | 1 Year | 3.2646 | 5% | 3.1014
17796 | Belden Wire | 932157106 | G 4 W 1 F GREY | EA |  | 1 Year | 3.3902 | 5% | 3.2207
17797 | Belden Wire | 932214100 | GDM 3009 J BLACK | EA |  | 1 Year | 2.5 | 5% | 2.375
17798 | Belden Wire | 932214106 | GDM 3009 J GREY | EA |  | 1 Year | 2.5 | 5% | 2.375
17799 | Belden Wire | 932328206 | ELST 412 FA GREY | EA |  | 1 Year | 2.8616 | 5% | 2.7185
17800 | Belden Wire | 932329100 | GDML 2011-GB 1 BLACK | EA |  | 1 Year | 11.885 | 5% | 11.2907
17801 | Belden Wire | 932350100 | GO 6 UM | EA |  | 1 Year | 5.29 | 5% | 5.0255
17802 | Belden Wire | 932447100 | GO 6 WF | EA |  | 1 Year | 5.5897 | 5% | 5.3102
17803 | Belden Wire | 932483100 | GO 070 WF BLACK | EA |  | 1 Year | 18.8698 | 5% | 17.9263
17804 | Belden Wire | 932597100 | GSA 3000 | EA |  | 1 Year | 2.15 | 5% | 2.0425
17805 | Belden Wire | 932598500 | GSA 3000 A | EA |  | 1 Year | 1.94 | 5% | 1.843
17806 | Belden Wire | 932669100 | GO 6 FAV M | EA |  | 1 Year | 6.0086 | 5% | 5.7082
17807 | Belden Wire | 932818002 | MESAP 43650 TEST ADAPTER | EA |  | 1 Year | 116.87 | 5% | 111.0265
17808 | Belden Wire | 932823100 | G 4 A 1 M MT | EA |  | 1 Year | 5.3488 | 5% | 5.0814
17809 | Belden Wire | 932878100 | ELST 512 PG 9 | EA |  | 1 Year | 15.3945 | 5% | 14.6248
17810 | Belden Wire | 932890100 | GSE 3000 N4 | EA |  | 1 Year | 1.667 | 5% | 1.5837
17811 | Belden Wire | 932916206 | ELST 412 PG 9 | EA |  | 1 Year | 10.9677 | 5% | 10.4193
17812 | Belden Wire | 932967100 | GSA 2000 N | EA |  | 1 Year | 1.3608 | 5% | 1.2928
17813 | Belden Wire | 932967200 | GSA 2000 N + 200-4 | EA |  | 1 Year | 1.553 | 5% | 1.4753
17814 | Belden Wire | 932967300 | GSA 2000 N+GSA 200-7 BAGGED | EA |  | 1 Year | 2.1433 | 5% | 2.0361
17815 | Belden Wire | 932968100 | GSA 3000 N | EA |  | 1 Year | 2.18 | 5% | 2.071
17816 | Belden Wire | 932968200 | GSA 3000 N + GSA 200-4 GASKET | EA |  | 1 Year | 2.44 | 5% | 2.318
17817 | Belden Wire | 932968300 | GSA 3000 N+GSA 200-7 BAGGED | EA |  | 1 Year | 2.63 | 5% | 2.4985
17818 | Belden Wire | 932977100 | GM 209 NJ BLACK | EA |  | 1 Year | 2.6309 | 5% | 2.4994
17819 | Belden Wire | 932987100 | GMN 209 NJ BLACK | EA |  | 1 Year | 2.6762 | 5% | 2.5424
17820 | Belden Wire | 933022100 | GDME 3011 BLACK | EA |  | 1 Year | 8.505 | 5% | 8.0798
17821 | Belden Wire | 933023100 | GDSN 307 BLACK | EA |  | 1 Year | 2.55 | 5% | 2.4225
17822 | Belden Wire | 933024100 | GDS 307 BLACK | EA |  | 1 Year | 2.45 | 5% | 2.3275
17823 | Belden Wire | 933024200 | GDS 307 + GDS 307-2 GASKET | EA |  | 1 Year | 2.76 | 5% | 2.622
17824 | Belden Wire | 933024300 | GDS 307 + GDS 307-2 (BAGGED) | EA |  | 1 Year | 2.76 | 5% | 2.622
17825 | Belden Wire | 933029100 | GDME 2011 BLACK | EA |  | 1 Year | 8.1194 | 5% | 7.7134
17826 | Belden Wire | 933029106 | GDME 2011 GREY | EA |  | 1 Year | 8.1194 | 5% | 7.7134
17827 | Belden Wire | 933039100 | ELKE 412 PG 9 | EA |  | 1 Year | 15.9667 | 5% | 15.1684
17828 | Belden Wire | 933098100 | ELST 4012 PG 7 BLACK | EA |  | 1 Year | 9.5267 | 5% | 9.0504
17829 | Belden Wire | 933110100 | GSSNA 200 WITH 2 SCREWS | EA |  | 1 Year | 2.0727 | 5% | 1.9691
17830 | Belden Wire | 933110200 | GSSNA 200 + GSSNA 300-5 | EA |  | 1 Year | 2.1773 | 5% | 2.0684
17831 | Belden Wire | 933111100 | GSSNA 300 WITH 2 SCREWS | EA |  | 1 Year | 2.226 | 5% | 2.1147
17832 | Belden Wire | 933111200 | GSSNA 300 + GSSNA 300-5 | EA |  | 1 Year | 2.302 | 5% | 2.1869
17833 | Belden Wire | 933112100 | GSSNR 300 | EA |  | 1 Year | 2.0176 | 5% | 1.9167
17834 | Belden Wire | 933116100 | GSSA 300 | EA |  | 1 Year | 1.8144 | 5% | 1.7237
17835 | Belden Wire | 933116200 | GSSA 300 + GSSA 300-5 GASKET | EA |  | 1 Year | 2.3039 | 5% | 2.1887
17836 | Belden Wire | 933117100 | GSSA 200 | EA |  | 1 Year | 1.6556 | 5% | 1.5728
17837 | Belden Wire | 933117200 | GSSA 200 + GSSA 300-5 | EA |  | 1 Year | 2.2 | 5% | 2.09
17838 | Belden Wire | 933137100 | GDSN 207 BLACK | EA |  | 1 Year | 2.13 | 5% | 2.0235
17839 | Belden Wire | 933137112 | GDSN 207 CLEAR | EA |  | 1 Year | 2.13 | 5% | 2.0235
17840 | Belden Wire | 933137200 | GDSN 207 BLACK + 307-4 | EA |  | 1 Year | 2.88 | 5% | 2.736
17841 | Belden Wire | 933138100 | GDS 207 BLACK | EA |  | 1 Year | 2.03 | 5% | 1.9285
17842 | Belden Wire | 933139100 | ELKA 4012 PG 7 BLACK | EA |  | 1 Year | 9.6505 | 5% | 9.168
17843 | Belden Wire | 933146001 | ELST 3308 RV FM8 05 | EA |  | 1 Year | 10.35 | 5% | 9.8325
17844 | Belden Wire | 933162100 | ELST 4012 PG 9 BLACK | EA |  | 1 Year | 11.2246 | 5% | 10.6634
17845 | Belden Wire | 933163100 | ELST 5012 PG 7 BLACK | EA |  | 1 Year | 10.2085 | 5% | 9.6981
17846 | Belden Wire | 933164100 | ELST 5012 PG 9 BLACK | EA |  | 1 Year | 13.3622 | 5% | 12.6941
17847 | Belden Wire | 933165100 | ELWIST 4012 PG 7 BLACK | EA |  | 1 Year | 9.4368 | 5% | 8.965
17848 | Belden Wire | 933166100 | ELWIST 4012 PG 9 BLACK | EA |  | 1 Year | 9.3243 | 5% | 8.8581
17849 | Belden Wire | 933167100 | ELWIST 5012 PG 7 BLACK | EA |  | 1 Year | 10.4066 | 5% | 9.8863
17850 | Belden Wire | 933168100 | ELWIST 5012 PG 9 BLACK | EA |  | 1 Year | 10.739 | 5% | 10.202
17851 | Belden Wire | 933169100 | ELKA 4012 PG 9 BLACK | EA |  | 1 Year | 12.6677 | 5% | 12.0343
17852 | Belden Wire | 933170100 | ELKA 5012 PG 7 BLACK | EA |  | 1 Year | 11.3298 | 5% | 10.7633
17853 | Belden Wire | 933171100 | ELKA 5012 PG 9 BLACK | EA |  | 1 Year | 13.9462 | 5% | 13.2489
17854 | Belden Wire | 933172100 | ELWIKA 4012 PG 7 BLACK | EA |  | 1 Year | 9.6167 | 5% | 9.1359
17855 | Belden Wire | 933173199 | ELWIKA 4012 PG 7 TRANSPARENT | EA |  | 1 Year | 9.8227 | 5% | 9.3316
17856 | Belden Wire | 933174100 | ELWIKA 4012 PG 9 BLACK | EA |  | 1 Year | 9.8 | 5% | 9.31
17857 | Belden Wire | 933175100 | ELWIKA 5012 PG 7 BLACK | EA |  | 1 Year | 11.3182 | 5% | 10.7523
17858 | Belden Wire | 933176100 | ELWIKA 5012 PG 9 BLACK | EA |  | 1 Year | 11.4232 | 5% | 10.852
17859 | Belden Wire | 933210199 | ELKA 4012 PG 7 TRANSPARENT | EA |  | 1 Year | 9.5807 | 5% | 9.1017
17860 | Belden Wire | 933366100 | ELKA 3008 V | EA |  | 1 Year | 11.8788 | 5% | 11.2849
17861 | Belden Wire | 933367100 | ELKA 4008 V | EA |  | 1 Year | 13.0702 | 5% | 12.4167
17862 | Belden Wire | 933377100 | GSR-U 2000 LO | EA |  | 1 Year | 1.4288 | 5% | 1.3574
17863 | Belden Wire | 933394001 | ELST 4408 RV KH | EA |  | 1 Year | 3.8428 | 5% | 3.6507
17864 | Belden Wire | 933406100 | ELST 3008 V | EA |  | 1 Year | 11.3182 | 5% | 10.7523
17865 | Belden Wire | 933407100 | ELST 4008 V | EA |  | 1 Year | 14.0396 | 5% | 13.3376
17866 | Belden Wire | 933408100 | ELWIST 3008 V | EA |  | 1 Year | 10.9885 | 5% | 10.4391
17867 | Belden Wire | 933656211 | GDML-K2000LED24GB1ZZ 2M BAGGED | EA |  | 1 Year | 17.069 | 5% | 16.2155
17868 | Belden Wire | 933656212 | GDML-K2000LED4GB1ZZ 5M BAGGED | EA |  | 1 Year | 19.9206 | 5% | 18.9246
17869 | Belden Wire | 933727100 | ELST 4012 K PG 7 | EA |  | 1 Year | 10.95 | 5% | 10.4025
17870 | Belden Wire | 933802112 | GDML 2009 RC 230 1 | EA |  | 1 Year | 13.182 | 5% | 12.5229
17871 | Belden Wire | 933929100 | GML 209 NJ LED 24 VR YE Black | EA |  | 1 Year | 8.5957 | 5% | 8.1659
17872 | Belden Wire | 934264100 | GDML 2009 LED 24 HH | EA |  | 1 Year | 11.865 | 5% | 11.2717
17873 | Belden Wire | 934393100 | GDM 2016 BLACK | EA |  | 1 Year | 2.23 | 5% | 2.1185
17874 | Belden Wire | 934415002 | GDML 2016 LED 24 HH BLACK | EA |  | 1 Year | 9.0493 | 5% | 8.5968
17875 | Belden Wire | 934432106 | GDM 2016 BR gr | EA |  | 1 Year | 2.86 | 5% | 2.717
17876 | Belden Wire | 934441100 | GDM 2012 J Black (Unassembled) | EA |  | 1 Year | 4.43 | 5% | 4.2085
17877 | Belden Wire | 934458002 | GML 216 NJ LED HH BLACK | EA |  | 1 Year | 6.75 | 5% | 6.4125
17878 | Belden Wire | 934483106 | GDM 2016 BR2, Leitungsdose | EA |  | 1 Year | 2.86 | 5% | 2.717
17879 | Belden Wire | 934562000 | GAN-DAEE7A-AH0200C1-XC607-AD | EA |  | 1 Year | 10.773 | 5% | 10.2343
17880 | Belden Wire | 934562001 | GAN-DAEE7A-AH0500C1-XC607-AC | EA |  | 1 Year | 15.309 | 5% | 14.5435
17881 | Belden Wire | 934562005 | GAN-DAFE7A-AG0500C1-XC607-AC | EA |  | 1 Year | 12.9764 | 5% | 12.3276
17882 | Belden Wire | 934562021 | GAN-DFFE7X-AG0200C1-XC607-AD | EA |  | 1 Year | 16.8286 | 5% | 15.9872
17883 | Belden Wire | 934562022 | GAN-DFFE7X-AG0500C1-XC607-AC | EA |  | 1 Year | 20.7068 | 5% | 19.6715
17884 | Belden Wire | 934562026 | GAN-DRFE7X-AG0500C1-XC607-AC | EA |  | 1 Year | 19.5728 | 5% | 18.5942
17885 | Belden Wire | 934627009 | RKWT 12-346/5 M | EA |  | 1 Year | 85.975 | 5% | 81.6762
17886 | Belden Wire | 934636458 | RSELP 4 | EA |  | 1 Year | 3.6 | 5% | 3.42
17887 | Belden Wire | 934636535 | RKWU 19-242/1 M | EA |  | 1 Year | 74.65 | 5% | 70.9175
17888 | Belden Wire | 934636831 | RST 8-RKWT 8-282/0.6M | EA |  | 1 Year | 37.108 | 5% | 35.2526
17889 | Belden Wire | 934636934 | RKWT 5-56/3 M | EA |  | 1 Year | 19.03 | 5% | 18.0785
17890 | Belden Wire | 934636959 | RSFF 4/0,3 M | EA |  | 1 Year | 17.33 | 5% | 16.4635
17891 | Belden Wire | 934637017 | RST 12-RKT 12-346/10 M | EA |  | 1 Year | 108.48 | 5% | 103.056
17892 | Belden Wire | 934637025 | 0985 478 600/2 M | EA |  | 1 Year | 68.63 | 5% | 65.1985
17893 | Belden Wire | 934637028 | 0985 478 601/1 M | EA |  | 1 Year | 107.56 | 5% | 102.182
17894 | Belden Wire | 934637030 | 0985 478 601/5 M | EA |  | 1 Year | 127 | 5% | 120.65
17895 | Belden Wire | 934637032 | 0986 EMC 600 | EA |  | 1 Year | 75 | 5% | 71.25
17896 | Belden Wire | 934637280 | RST 8-RKWT 8-282/0,3M | EA |  | 1 Year | 25.2028 | 5% | 23.9427
17897 | Belden Wire | 934637761 | ASBSV 8 5 P | EA |  | 1 Year | 176.9 | 5% | 168.055
17898 | Belden Wire | 934637762 | ASBSV 4 5 P5 | EA |  | 1 Year | 134.4 | 5% | 127.68
17899 | Belden Wire | 934637898 | ASBM 12/LED 3-347/2 M | EA |  | 1 Year | 153.8 | 5% | 146.11
17900 | Belden Wire | 934688007 | 0985 508 121/2 M | EA |  | 1 Year | 53.56 | 5% | 50.882
17901 | Belden Wire | 934691001 | 0980 ESL 811 | EA |  | 1 Year | 762.9 | 5% | 724.755
17902 | Belden Wire | 934691002 | 0980 ESL 812 | EA |  | 1 Year | 788.73 | 5% | 749.2935
17903 | Belden Wire | 934691003 | 0980 ESL 813 | EA |  | 1 Year | 810.58 | 5% | 770.051
17904 | Belden Wire | 934692001 | 0980 ESL 801 | EA |  | 1 Year | 762.9 | 5% | 724.755
17905 | Belden Wire | 934703001 | RKWTS 4-182/1 M | EA |  | 1 Year | 18.6 | 5% | 17.67
17906 | Belden Wire | 934703011 | RKWTS 4-288/2 M | EA |  | 1 Year | 22.45 | 5% | 21.3275
17907 | Belden Wire | 934703019 | RKWTS 5-298/0,2 M | EA |  | 1 Year | 16.842 | 5% | 15.9999
17908 | Belden Wire | 934703026 | RKWTS 8-184/2 M | EA |  | 1 Year | 27.2 | 5% | 25.84
17909 | Belden Wire | 934703033 | RKWTSN 4-182/10 M | EA |  | 1 Year | 36.5 | 5% | 34.675
17910 | Belden Wire | 934704001 | RSWTS 4-288/0,52 M | EA |  | 1 Year | 17.244 | 5% | 16.3818
17911 | Belden Wire | 934705009 | RSTS 5-RKWTS 5-298/0,3 M | EA |  | 1 Year | 33.188 | 5% | 31.5286
17912 | Belden Wire | 934705010 | RSTS 5-RKWTS 5-298/0,6 M | EA |  | 1 Year | 34.376 | 5% | 32.6572
17913 | Belden Wire | 934705013 | RSTS 8-RKWTS 8-299/1 M | EA |  | 1 Year | 45.35 | 5% | 43.0825
17914 | Belden Wire | 934715016 | 0985 342 S4723/0,5 M | EA |  | 1 Year | 39.305 | 5% | 37.3397
17915 | Belden Wire | 934716017 | 0985 342 S4724/1 M | EA |  | 1 Year | 36.61 | 5% | 34.7795
17916 | Belden Wire | 934717002 | 0985 342 118/1 M | EA |  | 1 Year | 21.09 | 5% | 20.0355
17917 | Belden Wire | 934717004 | 0985 342 118/5 M | EA |  | 1 Year | 43.37 | 5% | 41.2015
17918 | Belden Wire | 934726002 | 0985 342 130/5 M | EA |  | 1 Year | 48.85 | 5% | 46.4075
17919 | Belden Wire | 934727001 | 0975 254 130/0,3 M | EA |  | 1 Year | 19.808 | 5% | 18.8176
17920 | Belden Wire | 934758002 | ASB-R 4 5-4-328/10 M | EA |  | 1 Year | 123.2 | 5% | 117.04
17921 | Belden Wire | 934758003 | ASB-R 4/LED 5-4-328/5 M | EA |  | 1 Year | 106.6 | 5% | 101.27
17922 | Belden Wire | 934758004 | ASB-R 4/LED 5-4-328/10 M | EA |  | 1 Year | 138.2 | 5% | 131.29
17923 | Belden Wire | 934760001 | ASB-R 8 5-4-331/5 M | EA |  | 1 Year | 133.6 | 5% | 126.92
17924 | Belden Wire | 934760002 | ASB-R 8 5-4-331/10 M | EA |  | 1 Year | 167.2 | 5% | 158.84
17925 | Belden Wire | 934760003 | ASB-R 8/LED 5-4-331/5 M | EA |  | 1 Year | 163.6 | 5% | 155.42
17926 | Belden Wire | 934760004 | ASB-R 8/LED 5-4-331/10 M | EA |  | 1 Year | 197.2 | 5% | 187.34
17927 | Belden Wire | 934760005 | ASB-R 8/LED 5-4-331/15 M | EA |  | 1 Year | 230.8 | 5% | 219.26
17928 | Belden Wire | 934761001 | ASBS-R 4 5-4 | EA |  | 1 Year | 100 | 5% | 95
17929 | Belden Wire | 934761002 | ASBS-R 4/LED 5-4 | EA |  | 1 Year | 115 | 5% | 109.25
17930 | Belden Wire | 934763001 | ASBS-R 8 5-4 | EA |  | 1 Year | 140 | 5% | 133
17931 | Belden Wire | 934763002 | ASBS-R 8/LED 5-4 | EA |  | 1 Year | 170 | 5% | 161.5
17932 | Belden Wire | 934764001 | ASBV-R 4 5-256/5 M | EA |  | 1 Year | 95 | 5% | 90.25
17933 | Belden Wire | 934764002 | ASBV-R 4 5-256/10 M | EA |  | 1 Year | 125 | 5% | 118.75
17934 | Belden Wire | 934764003 | ASBV-R 4/LED 5-256/5 M | EA |  | 1 Year | 146.6273 | 5% | 139.2959
17935 | Belden Wire | 934764004 | ASBV-R 4/LED 5-256/10 M | EA |  | 1 Year | 182.9909 | 5% | 173.8414
17936 | Belden Wire | 934764006 | ASBV-R 4/LED 5-256/15 M | EA |  | 1 Year | 241.29 | 5% | 229.2255
17937 | Belden Wire | 934765001 | ASBV-R 8 5-242/5 M | EA |  | 1 Year | 130 | 5% | 123.5
17938 | Belden Wire | 934765002 | ASBV-R 8 5-242/10 M | EA |  | 1 Year | 160 | 5% | 152
17939 | Belden Wire | 934765003 | ASBV-R 8/LED 5-242/5 M | EA |  | 1 Year | 175 | 5% | 166.25
17940 | Belden Wire | 934765004 | ASBV-R 8/LED 5-242/10 M | EA |  | 1 Year | 205 | 5% | 194.75
17941 | Belden Wire | 934765007 | ASBV-R 8/LED 5-242/15 M | EA |  | 1 Year | 260.04 | 5% | 247.038
17942 | Belden Wire | 934765009 | ASBV-R 8/LED 5-242/20 M | EA |  | 1 Year | 305.04 | 5% | 289.788
17943 | Belden Wire | 934767001 | ASBSV-R 4 5 | EA |  | 1 Year | 105 | 5% | 99.75
17944 | Belden Wire | 934767002 | ASBSV-R 4/LED 5 | EA |  | 1 Year | 130 | 5% | 123.5
17945 | Belden Wire | 934769001 | ASBSV-R 8 5 | EA |  | 1 Year | 150 | 5% | 142.5
17946 | Belden Wire | 934769002 | ASBSV-R 8/LED 5 | EA |  | 1 Year | 180.18 | 5% | 171.171
17947 | Belden Wire | 934770001 | 0970 PSL 811 | EA |  | 1 Year | 762.9 | 5% | 724.755
17948 | Belden Wire | 934770002 | 0970 PSL 812 | EA |  | 1 Year | 788.73 | 5% | 749.2935
17949 | Belden Wire | 934770003 | 0970 PSL 813 | EA |  | 1 Year | 810.58 | 5% | 770.051
17950 | Belden Wire | 934828002 | RSCIS 4D/9 | EA |  | 1 Year | 35 | 5% | 33.25
17951 | Belden Wire | 934831001 | BRKCQS 4D/9 | EA |  | 1 Year | 22.1 | 5% | 20.995
17952 | Belden Wire | 934831002 | RKCQS 4D/9 | EA |  | 1 Year | 22.1 | 5% | 20.995
17953 | Belden Wire | 934832001 | BRSCQS 4D/9 | EA |  | 1 Year | 22 | 5% | 20.9
17954 | Belden Wire | 934832002 | RSCQS 4D/9 | EA |  | 1 Year | 22 | 5% | 20.9
17955 | Belden Wire | 934840001 | 0980 ESL 109-332 | EA |  | 1 Year | 525 | 5% | 498.75
17956 | Belden Wire | 934844001 | RSMWV 5-671/2 M | EA |  | 1 Year | 13 | 5% | 12.35
17957 | Belden Wire | 934857001 | 0980 ESL 109-122 | EA |  | 1 Year | 500 | 5% | 475
17958 | Belden Wire | 934861001 | 0980 ESL 109-121 | EA |  | 1 Year | 500 | 5% | 475
17959 | Belden Wire | 934862001 | 0980 ESL 109-331 | EA |  | 1 Year | 525 | 5% | 498.75
17960 | Belden Wire | 934871001 | RKM 5-671/2 M | EA |  | 1 Year | 12.95 | 5% | 12.3025
17961 | Belden Wire | 934871002 | RKM 5-671/5 M | EA |  | 1 Year | 20.3 | 5% | 19.285
17962 | Belden Wire | 934871003 | RKM 5-671/10 M | EA |  | 1 Year | 32.55 | 5% | 30.9225
17963 | Belden Wire | 934871004 | RKM 5-671/15 M | EA |  | 1 Year | 44.8 | 5% | 42.56
17964 | Belden Wire | 934871005 | RKM 5-671/20 M | EA |  | 1 Year | 57.05 | 5% | 54.1975
17965 | Belden Wire | 934871006 | RKM 5-671/25 M | EA |  | 1 Year | 69.3 | 5% | 65.835
17966 | Belden Wire | 934871007 | RKM 5-293/2 M | EA |  | 1 Year | 12.71 | 5% | 12.0745
17967 | Belden Wire | 934871008 | RKM 5-293/5 M | EA |  | 1 Year | 19.7 | 5% | 18.715
17968 | Belden Wire | 934871009 | RKM 5-293/10 M | EA |  | 1 Year | 31.35 | 5% | 29.7825
17969 | Belden Wire | 934871010 | RKM 5-293/15 M | EA |  | 1 Year | 43 | 5% | 40.85
17970 | Belden Wire | 934871011 | RKM 5-293/20 M | EA |  | 1 Year | 54.65 | 5% | 51.9175
17971 | Belden Wire | 934871012 | RKM 5-293/25 M | EA |  | 1 Year | 66.3 | 5% | 62.985
17972 | Belden Wire | 934871013 | RKM 5-507/2 M | EA |  | 1 Year | 11.63 | 5% | 11.0485
17973 | Belden Wire | 934871014 | RKM 5-507/5 M | EA |  | 1 Year | 17 | 5% | 16.15
17974 | Belden Wire | 934871015 | RKM 5-507/10 M | EA |  | 1 Year | 25.95 | 5% | 24.6525
17975 | Belden Wire | 934871016 | RKM 5-507/15 M | EA |  | 1 Year | 34.9 | 5% | 33.155
17976 | Belden Wire | 934871017 | RKM 5-507/20 M | EA |  | 1 Year | 43.85 | 5% | 41.6575
17977 | Belden Wire | 934871018 | RKM 5-507/25 M | EA |  | 1 Year | 52.8 | 5% | 50.16
17978 | Belden Wire | 934871019 | RKM 5-506/2 M | EA |  | 1 Year | 12.25 | 5% | 11.6375
17979 | Belden Wire | 934871020 | RKM 5-506/5 M | EA |  | 1 Year | 18.55 | 5% | 17.6225
17980 | Belden Wire | 934871021 | RKM 5-506/10 M | EA |  | 1 Year | 29.05 | 5% | 27.5975
17981 | Belden Wire | 934871022 | RKM 5-506/15 M | EA |  | 1 Year | 39.55 | 5% | 37.5725
17982 | Belden Wire | 934871023 | RKM 5-506/20 M | EA |  | 1 Year | 50.05 | 5% | 47.5475
17983 | Belden Wire | 934871024 | RKM 5-506/25 M | EA |  | 1 Year | 60.55 | 5% | 57.5225
17984 | Belden Wire | 934876001 | RSM 5-671/2 M | EA |  | 1 Year | 12.85 | 5% | 12.2075
17985 | Belden Wire | 934876002 | RSM 5-671/5 M | EA |  | 1 Year | 20.2 | 5% | 19.19
17986 | Belden Wire | 934876003 | RSM 5-671/10 M | EA |  | 1 Year | 32.45 | 5% | 30.8275
17987 | Belden Wire | 934876004 | RSM 5-671/15 M | EA |  | 1 Year | 44.7 | 5% | 42.465
17988 | Belden Wire | 934876005 | RSM 5-671/20 M | EA |  | 1 Year | 56.95 | 5% | 54.1025
17989 | Belden Wire | 934876006 | RSM 5-671/25 M | EA |  | 1 Year | 69.2 | 5% | 65.74
17990 | Belden Wire | 934876007 | RSM 5-293/2 M | EA |  | 1 Year | 12.61 | 5% | 11.9795
17991 | Belden Wire | 934876008 | RSM 5-293/5 M | EA |  | 1 Year | 19.6 | 5% | 18.62
17992 | Belden Wire | 934876009 | RSM 5-293/10 M | EA |  | 1 Year | 31.25 | 5% | 29.6875
17993 | Belden Wire | 934876010 | RSM 5-293/15 M | EA |  | 1 Year | 42.9 | 5% | 40.755
17994 | Belden Wire | 934876011 | RSM 5-293/20 M | EA |  | 1 Year | 54.55 | 5% | 51.8225
17995 | Belden Wire | 934876012 | RSM 5-293/25 M | EA |  | 1 Year | 66.2 | 5% | 62.89
17996 | Belden Wire | 934876013 | RSM 5-507/2 M | EA |  | 1 Year | 11.53 | 5% | 10.9535
17997 | Belden Wire | 934876014 | RSM 5-507/5 M | EA |  | 1 Year | 16.9 | 5% | 16.055
17998 | Belden Wire | 934876015 | RSM 5-507/10 M | EA |  | 1 Year | 25.85 | 5% | 24.5575
17999 | Belden Wire | 934876016 | RSM 5-507/15 M | EA |  | 1 Year | 34.8 | 5% | 33.06
18000 | Belden Wire | 934876017 | RSM 5-507/20 M | EA |  | 1 Year | 43.75 | 5% | 41.5625
18001 | Belden Wire | 934876018 | RSM 5-507/25 M | EA |  | 1 Year | 52.7 | 5% | 50.065
18002 | Belden Wire | 934876019 | RSM 5-506/2 M | EA |  | 1 Year | 12.15 | 5% | 11.5425
18003 | Belden Wire | 934876020 | RSM 5-506/5 M | EA |  | 1 Year | 18.45 | 5% | 17.5275
18004 | Belden Wire | 934876021 | RSM 5-506/10 M | EA |  | 1 Year | 28.95 | 5% | 27.5025
18005 | Belden Wire | 934876022 | RSM 5-506/15 M | EA |  | 1 Year | 39.45 | 5% | 37.4775
18006 | Belden Wire | 934876023 | RSM 5-506/20 M | EA |  | 1 Year | 49.95 | 5% | 47.4525
18007 | Belden Wire | 934876024 | RSM 5-506/25 M | EA |  | 1 Year | 60.45 | 5% | 57.4275
18008 | Belden Wire | 934879001 | 0980 ESL 391-121 | EA |  | 1 Year | 460 | 5% | 437
18009 | Belden Wire | 934879002 | 0980 ESL 392-121 | EA |  | 1 Year | 480 | 5% | 456
18010 | Belden Wire | 934879003 | 0980 ESL 393-121 | EA |  | 1 Year | 470 | 5% | 446.5
18011 | Belden Wire | 934879004 | 0980 ESL 399-121 | EA |  | 1 Year | 490 | 5% | 465.5
18012 | Belden Wire | 934879005 | 0980 ESL 393-121-DCU1 | EA |  | 1 Year | 510 | 5% | 484.5
18013 | Belden Wire | 934879007 | 0980 ESL 390-121 | EA |  | 1 Year | 490 | 5% | 465.5
18014 | Belden Wire | 934879008 | 0980 ESL 390-121-DCU | EA |  | 1 Year | 525 | 5% | 498.75
18015 | Belden Wire | 934879009 | 0980 ESL 398-121 | EA |  | 1 Year | 490 | 5% | 465.5
18016 | Belden Wire | 934888001 | GDM3C06-A0U | EA |  | 1 Year | 1.66 | 5% | 1.577
18017 | Belden Wire | 934888011 | GDM21F6-D24 | EA |  | 1 Year | 6.3 | 5% | 5.985
18018 | Belden Wire | 934888013 | GDM2106-D3U | EA |  | 1 Year | 6.06 | 5% | 5.757
18019 | Belden Wire | 934888016 | GDM21F6-L12 | EA |  | 1 Year | 5.83 | 5% | 5.5385
18020 | Belden Wire | 934888017 | GDM21F6-L14 | EA |  | 1 Year | 5.93 | 5% | 5.6335
18021 | Belden Wire | 934888019 | GDM21F6-L11 | EA |  | 1 Year | 6.43 | 5% | 6.1085
18022 | Belden Wire | 934888027 | GDM21F6-S24 | EA |  | 1 Year | 6.7 | 5% | 6.365
18023 | Belden Wire | 934888030 | GDM21F6-S9Y | EA |  | 1 Year | 7.5 | 5% | 7.125
18024 | Belden Wire | 934888035 | GDM21F6-V21 | EA |  | 1 Year | 8.4 | 5% | 7.98
18025 | Belden Wire | 934888038 | GDM2106-V3U | EA |  | 1 Year | 6.46 | 5% | 6.137
18026 | Belden Wire | 934888100 | GDM2106-A0U-10F | EA |  | 1 Year | 2.01 | 5% | 1.9095
18027 | Belden Wire | 934888101 | GDM3106-A0U-10F | EA |  | 1 Year | 1.78 | 5% | 1.691
18028 | Belden Wire | 934888106 | GDM210B-A0U-10F | EA |  | 1 Year | 1.74 | 5% | 1.653
18029 | Belden Wire | 934888136 | GDM210B-V3U-10D | EA |  | 1 Year | 6.19 | 5% | 5.8805
18030 | Belden Wire | 934888141 | GDM21FB-L11-10D (Case of 50) | CS |  | 1 Year | 490.39 | 5% | 465.8705
18031 | Belden Wire | 934889001 | GAN22LU-A0U-2050200 | EA |  | 1 Year | 10.04 | 5% | 9.538
18032 | Belden Wire | 934889002 | GAN22LU-A0U-2050500 | EA |  | 1 Year | 15.08 | 5% | 14.326
18033 | Belden Wire | 934889003 | GAN22LU-A0U-2051000 | EA |  | 1 Year | 23.48 | 5% | 22.306
18034 | Belden Wire | 934889006 | GAN31LU-A0U-7430200 | EA |  | 1 Year | 11.36 | 5% | 10.792
18035 | Belden Wire | 934889007 | GAN31LU-A0U-7430500 | EA |  | 1 Year | 18.38 | 5% | 17.461
18036 | Belden Wire | 934889008 | GAN31LU-A0U-7431000 | EA |  | 1 Year | 30.08 | 5% | 28.576
18037 | Belden Wire | 934889009 | GAN31LU-A0U-7440200 | EA |  | 1 Year | 11.88 | 5% | 11.286
18038 | Belden Wire | 934889010 | GAN31LU-A0U-7440500 | EA |  | 1 Year | 19.68 | 5% | 18.696
18039 | Belden Wire | 934889011 | GAN31LU-A0U-7441000 | EA |  | 1 Year | 32.68 | 5% | 31.046
18040 | Belden Wire | 934889012 | GAN22LU-D24-2120200 | EA |  | 1 Year | 14.03 | 5% | 13.3285
18041 | Belden Wire | 934889013 | GAN22LU-D24-2120500 | EA |  | 1 Year | 18.77 | 5% | 17.8315
18042 | Belden Wire | 934889014 | GAN22LU-D24-2121000 | EA |  | 1 Year | 26.67 | 5% | 25.3365
18043 | Belden Wire | 934889015 | GAN22LU-D24-2260200 | EA |  | 1 Year | 16.49 | 5% | 15.6655
18044 | Belden Wire | 934889016 | GAN22LU-D24-2260500 | EA |  | 1 Year | 26.92 | 5% | 25.574
18045 | Belden Wire | 934889017 | GAN22LU-D24-2261000 | EA |  | 1 Year | 38.97 | 5% | 37.0215
18046 | Belden Wire | 934889018 | GAN22LU-L14-2120200 | EA |  | 1 Year | 13.66 | 5% | 12.977
18047 | Belden Wire | 934889019 | GAN22LU-L14-2120500 | EA |  | 1 Year | 18.4 | 5% | 17.48
18048 | Belden Wire | 934889020 | GAN22LU-L14-2121000 | EA |  | 1 Year | 26.3 | 5% | 24.985
18049 | Belden Wire | 934889021 | GAN22LU-L14-2260200 | EA |  | 1 Year | 16.12 | 5% | 15.314
18050 | Belden Wire | 934889022 | GAN22LU-L14-2260500 | EA |  | 1 Year | 24.55 | 5% | 23.3225
18051 | Belden Wire | 934889023 | GAN22LU-L14-2261000 | EA |  | 1 Year | 38.6 | 5% | 36.67
18052 | Belden Wire | 934889024 | GAN22LU-L11-2260200 | EA |  | 1 Year | 16.62 | 5% | 15.789
18053 | Belden Wire | 934889025 | GAN22LU-L11-2260500 | EA |  | 1 Year | 25.05 | 5% | 23.7975
18054 | Belden Wire | 934889026 | GAN22LU-L11-2261000 | EA |  | 1 Year | 39.1 | 5% | 37.145
18055 | Belden Wire | 934889027 | GAN22LU-L1Y-2120200 | EA |  | 1 Year | 14.46 | 5% | 13.737
18056 | Belden Wire | 934889028 | GAN22LU-L1Y-2120500 | EA |  | 1 Year | 19.2 | 5% | 18.24
18057 | Belden Wire | 934889029 | GAN22LU-L1Y-2121000 | EA |  | 1 Year | 27.1 | 5% | 25.745
18058 | Belden Wire | 934889030 | GAN22LU-L1Y-2260200 | EA |  | 1 Year | 16.92 | 5% | 16.074
18059 | Belden Wire | 934889031 | GAN22LU-L1Y-2260500 | EA |  | 1 Year | 25.35 | 5% | 24.0825
18060 | Belden Wire | 934889032 | GAN22LU-L1Y-2261000 | EA |  | 1 Year | 39.4 | 5% | 37.43
18061 | Belden Wire | 934889033 | GAN22LU-S24-2120200 | EA |  | 1 Year | 14.43 | 5% | 13.7085
18062 | Belden Wire | 934889034 | GAN22LU-S24-2120500 | EA |  | 1 Year | 19.17 | 5% | 18.2115
18063 | Belden Wire | 934889035 | GAN22LU-S24-2121000 | EA |  | 1 Year | 27.07 | 5% | 25.7165
18064 | Belden Wire | 934889036 | GAN22LU-S24-2260200 | EA |  | 1 Year | 16.89 | 5% | 16.0455
18065 | Belden Wire | 934889037 | GAN22LU-S24-2260300 | EA |  | 1 Year | 19.7 | 5% | 18.715
18066 | Belden Wire | 934889038 | GAN22LU-S24-2260500 | EA |  | 1 Year | 25.32 | 5% | 24.054
18067 | Belden Wire | 934889039 | GAN22LU-S24-2261000 | EA |  | 1 Year | 39.37 | 5% | 37.4015
18068 | Belden Wire | 934889040 | GAN22LU-V21-2260200 | EA |  | 1 Year | 18.59 | 5% | 17.6605
18069 | Belden Wire | 934889041 | GAN22LU-V21-2260500 | EA |  | 1 Year | 27.02 | 5% | 25.669
18070 | Belden Wire | 934889042 | GAN22LU-V21-2261000 | EA |  | 1 Year | 41.07 | 5% | 39.0165
18071 | Belden Wire | 934889043 | GAN22LU-V24-2120200 | EA |  | 1 Year | 15.63 | 5% | 14.8485
18072 | Belden Wire | 934889044 | GAN22LU-V24-2120300 | EA |  | 1 Year | 17.21 | 5% | 16.3495
18073 | Belden Wire | 934889045 | GAN22LU-V24-2120500 | EA |  | 1 Year | 20.37 | 5% | 19.3515
18074 | Belden Wire | 934889046 | GAN22LU-V24-2121000 | EA |  | 1 Year | 28.27 | 5% | 26.8565
18075 | Belden Wire | 934889047 | GAN22LU-V24-2260060 | EA |  | 1 Year | 14.156 | 5% | 13.4482
18076 | Belden Wire | 934889048 | GAN22LU-V24-2260200 | EA |  | 1 Year | 18.09 | 5% | 17.1855
18077 | Belden Wire | 934889049 | GAN22LU-V24-2260300 | EA |  | 1 Year | 20.9 | 5% | 19.855
18078 | Belden Wire | 934889050 | GAN22LU-V24-2260500 | EA |  | 1 Year | 26.52 | 5% | 25.194
18079 | Belden Wire | 934889051 | GAN22LU-V24-2261000 | EA |  | 1 Year | 40.57 | 5% | 38.5415
18080 | Belden Wire | 934889052 | GAN22LU-V24-2261500 | EA |  | 1 Year | 54.62 | 5% | 51.889
18081 | Belden Wire | 934889053 | GAN22LU-V24-2262000 | EA |  | 1 Year | 68.67 | 5% | 65.2365
18082 | Belden Wire | 934889054 | GAN22LU-V24-2262500 | EA |  | 1 Year | 82.72 | 5% | 78.584
18083 | Belden Wire | 934889055 | GAN22LU-V2Y-2120200 | EA |  | 1 Year | 16.43 | 5% | 15.6085
18084 | Belden Wire | 934889056 | GAN22LU-V2Y-2120500 | EA |  | 1 Year | 21.17 | 5% | 20.1115
18085 | Belden Wire | 934889057 | GAN22LU-V2Y-2121000 | EA |  | 1 Year | 29.07 | 5% | 27.6165
18086 | Belden Wire | 934889058 | GAN22LU-V2Y-2260200 | EA |  | 1 Year | 18.19 | 5% | 17.2805
18087 | Belden Wire | 934889059 | GAN22LU-V2Y-2260500 | EA |  | 1 Year | 26.62 | 5% | 25.289
18088 | Belden Wire | 934889060 | GAN22LU-V2Y-2261000 | EA |  | 1 Year | 40.67 | 5% | 38.6365
18089 | Belden Wire | 934889061 | GAN31LU-P2M-2280200 | EA |  | 1 Year | 24.02 | 5% | 22.819
18090 | Belden Wire | 934889062 | GAN31LU-P2M-2280500 | EA |  | 1 Year | 35.27 | 5% | 33.5065
18091 | Belden Wire | 934889063 | GAN31LU-P2M-2281000 | EA |  | 1 Year | 54.02 | 5% | 51.319
18092 | Belden Wire | 934889064 | GAN3ZLU-P2M-2280200 | EA |  | 1 Year | 24.02 | 5% | 22.819
18093 | Belden Wire | 934889065 | GAN3ZLU-P2M-2280500 | EA |  | 1 Year | 35.27 | 5% | 33.5065
18094 | Belden Wire | 934889066 | GAN3ZLU-P2M-2281000 | EA |  | 1 Year | 54.02 | 5% | 51.319
18095 | Belden Wire | 934889067 | GAN3ZLU-P2M-2281500 | EA |  | 1 Year | 72.77 | 5% | 69.1315
18096 | Belden Wire | 934889068 | GAN3ZLU-P2M-2590500 | EA |  | 1 Year | 35.27 | 5% | 33.5065
18097 | Belden Wire | 934889069 | GAN3ZLU-P2M-2591000 | EA |  | 1 Year | 54.02 | 5% | 51.319
18098 | Belden Wire | 934889070 | GAN21LU-A0U-6090200 | EA |  | 1 Year | 10.5273 | 5% | 10.0009
18099 | Belden Wire | 934889071 | GAN21LU-A0U-6090500 | EA |  | 1 Year | 17.46 | 5% | 16.587
18100 | Belden Wire | 934889072 | GAN21LU-A0U-6091000 | EA |  | 1 Year | 27.26 | 5% | 25.897
18101 | Belden Wire | 934889075 | GAN31LU-A0U-6100200 | EA |  | 1 Year | 12.54 | 5% | 11.913
18102 | Belden Wire | 934889076 | GAN31LU-A0U-6100500 | EA |  | 1 Year | 21.33 | 5% | 20.2635
18103 | Belden Wire | 934889077 | GAN31LU-A0U-6101000 | EA |  | 1 Year | 35.98 | 5% | 34.181
18104 | Belden Wire | 934889080 | GAN3ZLU-A0U-6100500 | EA |  | 1 Year | 21.33 | 5% | 20.2635
18105 | Belden Wire | 934889081 | GAN22LU-A0U-6090200 | EA |  | 1 Year | 12.6 | 5% | 11.97
18106 | Belden Wire | 934889082 | GAN22LU-A0U-6090500 | EA |  | 1 Year | 19.8 | 5% | 18.81
18107 | Belden Wire | 934889085 | GAN20LU-A0U-6120200 | EA |  | 1 Year | 9.86 | 5% | 9.367
18108 | Belden Wire | 934889086 | GAN20LU-A0U-6120500 | EA |  | 1 Year | 14.96 | 5% | 14.212
18109 | Belden Wire | 934889090 | GAN22LU-L14-6090500 | EA |  | 1 Year | 20.3 | 5% | 19.285
18110 | Belden Wire | 934889091 | GAN22LU-L14-6030200 | EA |  | 1 Year | 16.8 | 5% | 15.96
18111 | Belden Wire | 934889092 | GAN22LU-L14-6030275 | EA |  | 1 Year | 19.1625 | 5% | 18.2044
18112 | Belden Wire | 934889094 | GAN22LU-L11-6090200 | EA |  | 1 Year | 14.92 | 5% | 14.174
18113 | Belden Wire | 934889095 | GAN22LU-L11-6090500 | EA |  | 1 Year | 20.8 | 5% | 19.76
18114 | Belden Wire | 934889096 | GAN22LU-L11-6030200 | EA |  | 1 Year | 17.3 | 5% | 16.435
18115 | Belden Wire | 934889097 | GAN22LU-L11-6030500 | EA |  | 1 Year | 26.75 | 5% | 25.4125
18116 | Belden Wire | 934889098 | GAN22LU-L1Y-6090200 | EA |  | 1 Year | 15.22 | 5% | 14.459
18117 | Belden Wire | 934889099 | GAN22LU-L1Y-6090500 | EA |  | 1 Year | 21.1 | 5% | 20.045
18118 | Belden Wire | 934889100 | GAN22LU-L1Y-6030200 | EA |  | 1 Year | 17.6 | 5% | 16.72
18119 | Belden Wire | 934889101 | GAN22LU-L1Y-6030500 | EA |  | 1 Year | 27.05 | 5% | 25.6975
18120 | Belden Wire | 934889102 | GAN22LU-S24-6090200 | EA |  | 1 Year | 17.19 | 5% | 16.3305
18121 | Belden Wire | 934889103 | GAN22LU-S24-6090500 | EA |  | 1 Year | 24.75 | 5% | 23.5125
18122 | Belden Wire | 934889104 | GAN22LU-S24-6090700 | EA |  | 1 Year | 26.99 | 5% | 25.6405
18123 | Belden Wire | 934889105 | GAN22LU-S24-6030200 | EA |  | 1 Year | 17.57 | 5% | 16.6915
18124 | Belden Wire | 934889106 | GAN22LU-S24-6030500 | EA |  | 1 Year | 27.02 | 5% | 25.669
18125 | Belden Wire | 934889107 | GAN31LU-P1J-6110200 | EA |  | 1 Year | 23.31 | 5% | 22.1445
18126 | Belden Wire | 934889108 | GAN31LU-P1J-6110500 | EA |  | 1 Year | 33.57 | 5% | 31.8915
18127 | Belden Wire | 934889109 | GAN31LU-P1M-6110200 | EA |  | 1 Year | 23.36 | 5% | 22.192
18128 | Belden Wire | 934889110 | GAN31LU-P1M-6110500 | EA |  | 1 Year | 33.62 | 5% | 31.939
18129 | Belden Wire | 934889111 | GAN22LU-V2Y-6090200 | EA |  | 1 Year | 17.19 | 5% | 16.3305
18130 | Belden Wire | 934889112 | GAN22LU-V2Y-6090500 | EA |  | 1 Year | 23.07 | 5% | 21.9165
18131 | Belden Wire | 934889113 | GAN22LU-V2Y-6030200 | EA |  | 1 Year | 19.57 | 5% | 18.5915
18132 | Belden Wire | 934889114 | GAN22LU-V2Y-6030500 | EA |  | 1 Year | 29.02 | 5% | 27.569
18133 | Belden Wire | 934889115 | GAN22LU-V21-6090200 | EA |  | 1 Year | 18.4473 | 5% | 17.5249
18134 | Belden Wire | 934889116 | GAN22LU-V21-6090500 | EA |  | 1 Year | 22.77 | 5% | 21.6315
18135 | Belden Wire | 934889117 | GAN22LU-V21-6030200 | EA |  | 1 Year | 19.27 | 5% | 18.3065
18136 | Belden Wire | 934889118 | GAN22LU-V21-6030500 | EA |  | 1 Year | 28.72 | 5% | 27.284
18137 | Belden Wire | 934889129 | GAN22LU-A0U-6091000 | EA |  | 1 Year | 26.28 | 5% | 24.966
18138 | Belden Wire | 934889504 | GAN220U-A0U-2260500 | EA |  | 1 Year | 20.73 | 5% | 19.6935
18139 | Belden Wire | 934889505 | GAN220U-A0U-2261000 | EA |  | 1 Year | 34.78 | 5% | 33.041
18140 | Belden Wire | 934889573 | GAN210U-A0U-6030200 | EA |  | 1 Year | 13.96 | 5% | 13.262
18141 | Belden Wire | 934889574 | GAN210U-A0U-6030500 | EA |  | 1 Year | 23.41 | 5% | 22.2395
18142 | Belden Wire | 934889578 | GAN310U-A0U-6040200 | EA |  | 1 Year | 15.18 | 5% | 14.421
18143 | Belden Wire | 934889579 | GAN310U-A0U-6040500 | EA |  | 1 Year | 29.28 | 5% | 27.816
18144 | Belden Wire | 934889583 | GAN220U-A0U-6030200 | EA |  | 1 Year | 12.98 | 5% | 12.331
18145 | Belden Wire | 934889584 | GAN220U-A0U-6030500 | EA |  | 1 Year | 22.43 | 5% | 21.3085
18146 | Belden Wire | 934889587 | GAN200U-A0U-6060200 | EA |  | 1 Year | 10.56 | 5% | 10.032
18147 | Belden Wire | 934889588 | GAN200U-A0U-6060500 | EA |  | 1 Year | 16.71 | 5% | 15.8745
18148 | Belden Wire | 934894001 | RSM 5-RKM 5-671/0,3 M | EA |  | 1 Year | 16.735 | 5% | 15.8982
18149 | Belden Wire | 934894002 | RSM 5-RKM 5-671/0,6 M | EA |  | 1 Year | 17.47 | 5% | 16.5965
18150 | Belden Wire | 934894003 | RSM 5-RKM 5-671/1 M | EA |  | 1 Year | 18.45 | 5% | 17.5275
18151 | Belden Wire | 934894004 | RSM 5-RKM 5-671/2 M | EA |  | 1 Year | 20.9 | 5% | 19.855
18152 | Belden Wire | 934894005 | RSM 5-RKM 5-671/3 M | EA |  | 1 Year | 23.35 | 5% | 22.1825
18153 | Belden Wire | 934894006 | RSM 5-RKM 5-671/5 M | EA |  | 1 Year | 28.25 | 5% | 26.8375
18154 | Belden Wire | 934894007 | RSM 5-RKM 5-671/10 M | EA |  | 1 Year | 40.5 | 5% | 38.475
18155 | Belden Wire | 934894008 | RSM 5-RKM 5-671/15 M | EA |  | 1 Year | 52.75 | 5% | 50.1125
18156 | Belden Wire | 934894009 | RSM 5-RKM 5-507/0,3 M | EA |  | 1 Year | 16.537 | 5% | 15.7101
18157 | Belden Wire | 934894010 | RSM 5-RKM 5-507/0,6 M | EA |  | 1 Year | 17.074 | 5% | 16.2203
18158 | Belden Wire | 934894011 | RSM 5-RKM 5-507/1 M | EA |  | 1 Year | 17.79 | 5% | 16.9005
18159 | Belden Wire | 934894012 | RSM 5-RKM 5-507/2 M | EA |  | 1 Year | 19.58 | 5% | 18.601
18160 | Belden Wire | 934894013 | RSM 5-RKM 5-507/3 M | EA |  | 1 Year | 21.37 | 5% | 20.3015
18161 | Belden Wire | 934894014 | RSM 5-RKM 5-507/5 M | EA |  | 1 Year | 24.95 | 5% | 23.7025
18162 | Belden Wire | 934894015 | RSM 5-RKM 5-507/10 M | EA |  | 1 Year | 33.9 | 5% | 32.205
18163 | Belden Wire | 934894016 | RSM 5-RKM 5-507/15 M | EA |  | 1 Year | 42.85 | 5% | 40.7075
18164 | Belden Wire | 934894017 | RSM 5-RKM 5-293/0,3 M | EA |  | 1 Year | 8.685 | 5% | 8.2508
18165 | Belden Wire | 934894018 | RSM 5-RKM 5-293/0,6 M | EA |  | 1 Year | 9.42 | 5% | 8.949
18166 | Belden Wire | 934894019 | RSM 5-RKM 5-293/1 M | EA |  | 1 Year | 18.33 | 5% | 17.4135
18167 | Belden Wire | 934894020 | RSM 5-RKM 5-293/2 M | EA |  | 1 Year | 20.66 | 5% | 19.627
18168 | Belden Wire | 934894021 | RSM 5-RKM 5-293/3 M | EA |  | 1 Year | 22.99 | 5% | 21.8405
18169 | Belden Wire | 934894022 | RSM 5-RKM 5-293/5 M | EA |  | 1 Year | 27.65 | 5% | 26.2675
18170 | Belden Wire | 934894023 | RSM 5-RKM 5-293/10 M | EA |  | 1 Year | 39.3 | 5% | 37.335
18171 | Belden Wire | 934894024 | RSM 5-RKM 5-293/15 M | EA |  | 1 Year | 50.95 | 5% | 48.4025
18172 | Belden Wire | 934894025 | RSM 5-RKM 5-506/0,3 M | EA |  | 1 Year | 16.63 | 5% | 15.7985
18173 | Belden Wire | 934894026 | RSM 5-RKM 5-506/0,6 M | EA |  | 1 Year | 17.26 | 5% | 16.397
18174 | Belden Wire | 934894027 | RSM 5-RKM 5-506/1 M | EA |  | 1 Year | 18.1 | 5% | 17.195
18175 | Belden Wire | 934894028 | RSM 5-RKM 5-506/2 M | EA |  | 1 Year | 20.2 | 5% | 19.19
18176 | Belden Wire | 934894029 | RSM 5-RKM 5-506/3 M | EA |  | 1 Year | 22.3 | 5% | 21.185
18177 | Belden Wire | 934894030 | RSM 5-RKM 5-506/5 M | EA |  | 1 Year | 26.5 | 5% | 25.175
18178 | Belden Wire | 934894031 | RSM 5-RKM 5-506/10 M | EA |  | 1 Year | 37 | 5% | 35.15
18179 | Belden Wire | 934894032 | RSM 5-RKM 5-506/15 M | EA |  | 1 Year | 47.5 | 5% | 45.125
18180 | Belden Wire | 934898001 | RST 5-RKM 5-671/0,3 M | EA |  | 1 Year | 20.035 | 5% | 19.0332
18181 | Belden Wire | 934898002 | RST 5-RKM 5-671/0,6 M | EA |  | 1 Year | 20.77 | 5% | 19.7315
18182 | Belden Wire | 934898003 | RST 5-RKM 5-671/1 M | EA |  | 1 Year | 21.75 | 5% | 20.6625
18183 | Belden Wire | 934898004 | RST 5-RKM 5-671/2 M | EA |  | 1 Year | 24.2 | 5% | 22.99
18184 | Belden Wire | 934898005 | RST 5-RKM 5-671/3 M | EA |  | 1 Year | 26.65 | 5% | 25.3175
18185 | Belden Wire | 934898006 | RST 5-RKM 5-671/5 M | EA |  | 1 Year | 31.55 | 5% | 29.9725
18186 | Belden Wire | 934898007 | RST 5-RKM 5-671/10 M | EA |  | 1 Year | 43.8 | 5% | 41.61
18187 | Belden Wire | 934898008 | RST 5-RKM 5-671/15 M | EA |  | 1 Year | 56.05 | 5% | 53.2475
18188 | Belden Wire | 934898009 | RST 5-RKM 5-507/0,3 M | EA |  | 1 Year | 19.837 | 5% | 18.8452
18189 | Belden Wire | 934898010 | RST 5-RKM 5-507/0,6 M | EA |  | 1 Year | 20.374 | 5% | 19.3553
18190 | Belden Wire | 934898011 | RST 5-RKM 5-507/1 M | EA |  | 1 Year | 21.09 | 5% | 20.0355
18191 | Belden Wire | 934898012 | RST 5-RKM 5-507/2 M | EA |  | 1 Year | 22.88 | 5% | 21.736
18192 | Belden Wire | 934898013 | RST 5-RKM 5-507/3 M | EA |  | 1 Year | 24.67 | 5% | 23.4365
18193 | Belden Wire | 934898014 | RST 5-RKM 5-507/5 M | EA |  | 1 Year | 28.25 | 5% | 26.8375
18194 | Belden Wire | 934898015 | RST 5-RKM 5-507/10 M | EA |  | 1 Year | 37.2 | 5% | 35.34
18195 | Belden Wire | 934898016 | RST 5-RKM 5-507/15 M | EA |  | 1 Year | 46.15 | 5% | 43.8425
18196 | Belden Wire | 934898017 | RST 5-RKM 5-293/0,3 M | EA |  | 1 Year | 19.999 | 5% | 18.999
18197 | Belden Wire | 934898018 | RST 5-RKM 5-293/0,6 M | EA |  | 1 Year | 20.698 | 5% | 19.6631
18198 | Belden Wire | 934898019 | RST 5-RKM 5-293/1 M | EA |  | 1 Year | 21.63 | 5% | 20.5485
18199 | Belden Wire | 934898020 | RST 5-RKM 5-293/2 M | EA |  | 1 Year | 23.96 | 5% | 22.762
18200 | Belden Wire | 934898021 | RST 5-RKM 5-293/3 M | EA |  | 1 Year | 26.29 | 5% | 24.9755
18201 | Belden Wire | 934898022 | RST 5-RKM 5-293/5 M | EA |  | 1 Year | 30.95 | 5% | 29.4025
18202 | Belden Wire | 934898023 | RST 5-RKM 5-293/10 M | EA |  | 1 Year | 42.6 | 5% | 40.47
18203 | Belden Wire | 934898024 | RST 5-RKM 5-293/15 M | EA |  | 1 Year | 54.25 | 5% | 51.5375
18204 | Belden Wire | 934898025 | RST 5-RKM 5-506/0,3 M | EA |  | 1 Year | 19.93 | 5% | 18.9335
18205 | Belden Wire | 934898026 | RST 5-RKM 5-506/0,6 M | EA |  | 1 Year | 20.56 | 5% | 19.532
18206 | Belden Wire | 934898027 | RST 5-RKM 5-506/1 M | EA |  | 1 Year | 21.4 | 5% | 20.33
18207 | Belden Wire | 934898028 | RST 5-RKM 5-506/2 M | EA |  | 1 Year | 23.5 | 5% | 22.325
18208 | Belden Wire | 934898029 | RST 5-RKM 5-506/3 M | EA |  | 1 Year | 25.6 | 5% | 24.32
18209 | Belden Wire | 934898030 | RST 5-RKM 5-506/5 M | EA |  | 1 Year | 29.8 | 5% | 28.31
18210 | Belden Wire | 934898031 | RST 5-RKM 5-506/10 M | EA |  | 1 Year | 40.3 | 5% | 38.285
18211 | Belden Wire | 934898032 | RST 5-RKM 5-506/15 M | EA |  | 1 Year | 50.8 | 5% | 48.26
18212 | Belden Wire | 934898033 | RSWT 5-RKM 5-671/0,3 M | EA |  | 1 Year | 20.035 | 5% | 19.0332
18213 | Belden Wire | 934898034 | RSWT 5-RKM 5-671/0,6 M | EA |  | 1 Year | 20.77 | 5% | 19.7315
18214 | Belden Wire | 934898035 | RSWT 5-RKM 5-671/1 M | EA |  | 1 Year | 21.75 | 5% | 20.6625
18215 | Belden Wire | 934898036 | RSWT 5-RKM 5-671/2 M | EA |  | 1 Year | 24.2 | 5% | 22.99
18216 | Belden Wire | 934898037 | RSWT 5-RKM 5-671/3 M | EA |  | 1 Year | 26.65 | 5% | 25.3175
18217 | Belden Wire | 934898038 | RSWT 5-RKM 5-671/5 M | EA |  | 1 Year | 31.55 | 5% | 29.9725
18218 | Belden Wire | 934898039 | RSWT 5-RKM 5-671/10 M | EA |  | 1 Year | 43.8 | 5% | 41.61
18219 | Belden Wire | 934898040 | RSWT 5-RKM 5-671/15 M | EA |  | 1 Year | 56.05 | 5% | 53.2475
18220 | Belden Wire | 934898041 | RSWT 5-RKM 5-507/0,3 M | EA |  | 1 Year | 19.837 | 5% | 18.8452
18221 | Belden Wire | 934898042 | RSWT 5-RKM 5-507/0,6 M | EA |  | 1 Year | 20.374 | 5% | 19.3553
18222 | Belden Wire | 934898043 | RSWT 5-RKM 5-507/1 M | EA |  | 1 Year | 21.09 | 5% | 20.0355
18223 | Belden Wire | 934898044 | RSWT 5-RKM 5-507/2 M | EA |  | 1 Year | 22.88 | 5% | 21.736
18224 | Belden Wire | 934898045 | RSWT 5-RKM 5-507/3 M | EA |  | 1 Year | 24.67 | 5% | 23.4365
18225 | Belden Wire | 934898046 | RSWT 5-RKM 5-507/5 M | EA |  | 1 Year | 28.25 | 5% | 26.8375
18226 | Belden Wire | 934898047 | RSWT 5-RKM 5-507/10 M | EA |  | 1 Year | 37.2 | 5% | 35.34
18227 | Belden Wire | 934898048 | RSWT 5-RKM 5-507/15 M | EA |  | 1 Year | 46.15 | 5% | 43.8425
18228 | Belden Wire | 934898049 | RSWT 5-RKM 5-293/0,3 M | EA |  | 1 Year | 19.999 | 5% | 18.999
18229 | Belden Wire | 934898050 | RSWT 5-RKM 5-293/0,6 M | EA |  | 1 Year | 20.698 | 5% | 19.6631
18230 | Belden Wire | 934898051 | RSWT 5-RKM 5-293/1 M | EA |  | 1 Year | 21.63 | 5% | 20.5485
18231 | Belden Wire | 934898052 | RSWT 5-RKM 5-293/2 M | EA |  | 1 Year | 23.96 | 5% | 22.762
18232 | Belden Wire | 934898053 | RSWT 5-RKM 5-293/3 M | EA |  | 1 Year | 26.29 | 5% | 24.9755
18233 | Belden Wire | 934898054 | RSWT 5-RKM 5-293/5 M | EA |  | 1 Year | 30.95 | 5% | 29.4025
18234 | Belden Wire | 934898055 | RSWT 5-RKM 5-293/10 M | EA |  | 1 Year | 42.6 | 5% | 40.47
18235 | Belden Wire | 934898056 | RSWT 5-RKM 5-293/15 M | EA |  | 1 Year | 54.25 | 5% | 51.5375
18236 | Belden Wire | 934898057 | RSWT 5-RKM 5-506/0,3 M | EA |  | 1 Year | 19.93 | 5% | 18.9335
18237 | Belden Wire | 934898058 | RSWT 5-RKM 5-506/0,6 M | EA |  | 1 Year | 20.56 | 5% | 19.532
18238 | Belden Wire | 934898059 | RSWT 5-RKM 5-506/1 M | EA |  | 1 Year | 21.4 | 5% | 20.33
18239 | Belden Wire | 934898060 | RSWT 5-RKM 5-506/2 M | EA |  | 1 Year | 23.5 | 5% | 22.325
18240 | Belden Wire | 934898061 | RSWT 5-RKM 5-506/3 M | EA |  | 1 Year | 25.6 | 5% | 24.32
18241 | Belden Wire | 934898062 | RSWT 5-RKM 5-506/5 M | EA |  | 1 Year | 29.8 | 5% | 28.31
18242 | Belden Wire | 934898063 | RSWT 5-RKM 5-506/10 M | EA |  | 1 Year | 40.3 | 5% | 38.285
18243 | Belden Wire | 934898064 | RSWT 5-RKM 5-506/15 M | EA |  | 1 Year | 50.8 | 5% | 48.26
18244 | Belden Wire | 934901001 | ASBSM 2 M8 5-3 | EA |  | 1 Year | 32.5 | 5% | 30.875
18245 | Belden Wire | 934928001 | ASBS 2 M12 YLD | EA |  | 1 Year | 69.75 | 5% | 66.2625
18246 | Belden Wire | 934935001 | RKCCS 5K/11 0,75 | EA |  | 1 Year | 32.51 | 5% | 30.8845
18247 | Belden Wire | 934935002 | RKCCS 5K/11 1,5 | EA |  | 1 Year | 32.51 | 5% | 30.8845
18248 | Belden Wire | 934935003 | RKCCS 5K/11 2,5 | EA |  | 1 Year | 32.51 | 5% | 30.8845
18249 | Belden Wire | 934935004 | RKCCS 5L/11 0,75 | EA |  | 1 Year | 32.51 | 5% | 30.8845
18250 | Belden Wire | 934935005 | RKCCS 5L/11 1,5 | EA |  | 1 Year | 32.51 | 5% | 30.8845
18251 | Belden Wire | 934935006 | RKCCS 5L/11 2,5 | EA |  | 1 Year | 32.51 | 5% | 30.8845
18252 | Belden Wire | 934937001 | RSCCS 5K/11 0,75 | EA |  | 1 Year | 32.46 | 5% | 30.837
18253 | Belden Wire | 934937002 | RSCCS 5K/11 1,5 | EA |  | 1 Year | 32.48 | 5% | 30.856
18254 | Belden Wire | 934937003 | RSCCS 5K/11 2,5 | EA |  | 1 Year | 32.51 | 5% | 30.8845
18255 | Belden Wire | 934937004 | RSCCS 5L/11 0,75 | EA |  | 1 Year | 32.46 | 5% | 30.837
18256 | Belden Wire | 934937005 | RSCCS 5L/11 1,5 | EA |  | 1 Year | 32.48 | 5% | 30.856
18257 | Belden Wire | 934937006 | RSCCS 5L/11 2,5 | EA |  | 1 Year | 32.51 | 5% | 30.8845
18258 | Belden Wire | 934961001 | LioN-P Mounting Adapter PK 10 | 10 |  | 1 Year | 49.96 | 5% | 47.462
18259 | Belden Wire | 934964001 | 0980 ESL 199-331 | EA |  | 1 Year | 535 | 5% | 508.25
18260 | Belden Wire | 934964002 | 0980 ESL 199-332 | EA |  | 1 Year | 535 | 5% | 508.25
18261 | Belden Wire | 934964003 | 0980 ESL 199-122 | EA |  | 1 Year | 510 | 5% | 484.5
18262 | Belden Wire | 934964004 | 0980 ESL 199-121 | EA |  | 1 Year | 510 | 5% | 484.5
18263 | Belden Wire | 934970001 | 0980 ESL 119-331 | EA |  | 1 Year | 525 | 5% | 498.75
18264 | Belden Wire | 934970002 | 0980 ESL 119-332 | EA |  | 1 Year | 525 | 5% | 498.75
18265 | Belden Wire | 934970003 | 0980 ESL 119-122 | EA |  | 1 Year | 500 | 5% | 475
18266 | Belden Wire | 934970004 | 0980 ESL 119-121 | EA |  | 1 Year | 500 | 5% | 475
18267 | Belden Wire | 934980002 | RSF6S 5L-033/0,2 M | EA |  | 1 Year | 16.37 | 5% | 15.5515
18268 | Belden Wire | 934980402 | RKF6S 5L-033/0,2 M | EA |  | 1 Year | 17.71 | 5% | 16.8245
18269 | Belden Wire | 030-00155 | COIL, COPPER EATON | EA |  | 1 Year | 12.3818 | 5% | 11.7627
18270 | Belden Wire | 0345-E00-C7201N | DIN 1.0/2.3 75ohm MINI COAX | EA |  | 1 Year | 6.3 | 5% | 5.985
18271 | Belden Wire | 036-08222 | SUPPORT SLEEVE | EA |  | 1 Year | 0.87 | 5% | 0.8265
18272 | Belden Wire | 036-08313 | SUPPORT PIN | EA |  | 1 Year | 3.15 | 5% | 2.9925
18273 | Belden Wire | 037-00181 | CONTACT FIXED | EA |  | 1 Year | 3.4457 | 5% | 3.2734
18274 | Belden Wire | 037-00182 | CONTACT MOVABLE | EA |  | 1 Year | 3.4457 | 5% | 3.2734
18275 | Belden Wire | 040-06081 | CONTACT, FIXED | EA |  | 1 Year | 8.05 | 5% | 7.6475
18276 | Belden Wire | 040-06082 | CONTACT, MOVABLE | EA |  | 1 Year | 8.05 | 5% | 7.6475
18277 | Belden Wire | 040-30064-07 | ELECTRODE FIXED | EA |  | 1 Year | 1.36 | 5% | 1.292
18278 | Belden Wire | 040-30065 | ELECTRODE, MOVABLE | EA |  | 1 Year | 2.47 | 5% | 2.3465
18279 | Belden Wire | 040-30065-12 | ELECTRODE, MOVABLE | EA |  | 1 Year | 1.7 | 5% | 1.615
18280 | Belden Wire | 040-31314-03 | ELECTRODE, MOVABLE | EA |  | 1 Year | 2.4864 | 5% | 2.3621
18281 | Belden Wire | 040-31586 | ELECTRODE, FIXED | EA |  | 1 Year | 9.75 | 5% | 9.2625
18282 | Belden Wire | 040-31819 | ELECTRODE, MOVABLE | EA |  | 1 Year | 5.27 | 5% | 5.0065
18283 | Belden Wire | 041-00341 | BUSHING ANTI-TWIST | EA |  | 1 Year | 6.48 | 5% | 6.156
18284 | Belden Wire | 062-00135 | INSERT MACHINED | EA |  | 1 Year | 2.3 | 5% | 2.185
18285 | Belden Wire | 068-11-13972 | STEEL CONDUIT PLUG | EA |  | 1 Year | 10.0779 | 5% | 9.574
18286 | Belden Wire | 0883A | CAMERON MFG. & DESIGN PIN 6" | EA |  | 1 Year | 5.452 | 5% | 5.1794
18287 | Belden Wire | 10-0025 | PT-4.0-2.6-PBT-BLK-V0 | EA |  | 1 Year | 104.617 | 5% | 99.3862
18288 | Belden Wire | 10-0032 | PT-5.0-3.1-PBT-BLK-V0 REEL | EA |  | 1 Year | 124.083 | 5% | 117.8788
18289 | Belden Wire | 1000A 0101000 | 2 #16 PVC FS PVC | FT |  | 1 Year | 1.207 | 5% | 1.1466
18290 | Belden Wire | 1000A 01010000 | 2 #16 PVC FS PVC | FT |  | 1 Year | 1.1486 | 5% | 1.0912
18291 | Belden Wire | 1000A 0105000 | 2 #16 PVC FS PVC | FT |  | 1 Year | 1.1495 | 5% | 1.092
18292 | Belden Wire | 10-0213FT | TNCA-003-PB-BLK-FT-A1 6x250 | EA |  | 1 Year | 1677.85 | 5% | 1593.9575
18293 | Belden Wire | 10-0215FT | TNCA-023-PB-BLK-FT-A1 2x250 | EA |  | 1 Year | 1321.133 | 5% | 1255.0764
18294 | Belden Wire | 10-0217FT | MX-123-PB-BLK-A1-250 FT 12x250 | EA |  | 1 Year | 2219.517 | 5% | 2108.5411
18295 | Belden Wire | 10-0225FT | TNCA-093-PB-BLK-FT-OS2 | EA |  | 1 Year | 1651.42 | 5% | 1568.849
18296 | Belden Wire | 10-0239FT | TNCA-323-PB-BLK-OS2 | FT |  | 1 Year | 0.228 | 5% | 0.2166
18297 | Belden Wire | 10-0241-100F | QP303-PB-BC5-BLK-SC5-100F | EA |  | 1 Year | 72.967 | 5% | 69.3186
18298 | Belden Wire | 10-0241-125F | QP303-PB-BC5-BLK-SC5-125F | EA |  | 1 Year | 68.283 | 5% | 64.8688
18299 | Belden Wire | 10-0241-150F | QP303-PB-BC5-BLK-SC5-150F | EA |  | 1 Year | 81.717 | 5% | 77.6311
18300 | Belden Wire | 10-0241-15F | QP303-PB-BC5-BLK-SC5-15F | EA |  | 1 Year | 48.667 | 5% | 46.2336
18301 | Belden Wire | 10-0241-175F | QP303-PB-BC5-BLK-SC5-175F | EA |  | 1 Year | 78.333 | 5% | 74.4163
18302 | Belden Wire | 10-0241-25F | QP303-PB-BC5-BLK-SC5-25F | EA |  | 1 Year | 47.717 | 5% | 45.3311
18303 | Belden Wire | 10-0241-50F | QP303-PB-BC5-BLK-SC5-50F | EA |  | 1 Year | 52.1 | 5% | 49.495
18304 | Belden Wire | 10-0241-75F | QP303-PB-BC5-BLK-SC5-75F | EA |  | 1 Year | 68.583 | 5% | 65.1538
18305 | Belden Wire | 10-0282 | 10x10mm connector,100PC Bag | EA |  | 1 Year | 432 | 5% | 410.4
18306 | Belden Wire | 10-0291 | BUFFER TUBE STRIPPER | EA |  | 1 Year | 54 | 5% | 51.3
18307 | Belden Wire | 10-0294 | TSNIP - TUBING CUTTER | EA |  | 1 Year | 15.6 | 5% | 14.82
18308 | Belden Wire | 10-0300 | ZIP-5.0-R-ALY-SLV | EA |  | 1 Year | 108 | 5% | 102.6
18309 | Belden Wire | 10-0301 | ZIP-6.35-R-ALY-SLV | EA |  | 1 Year | 108 | 5% | 102.6
18310 | Belden Wire | 10-0302 | ZIP-4.0-R-ALY-SLV | EA |  | 1 Year | 108 | 5% | 102.6
18311 | Belden Wire | 10-0439-100F | QP303-PB-BC5-BLK-SC5-100F | EA |  | 1 Year | 63.6 | 5% | 60.42
18312 | Belden Wire | 10-0439-125F | QP303-PB-BC5-BLK-LC5-125F | EA |  | 1 Year | 68.283 | 5% | 64.8688
18313 | Belden Wire | 10-0439-150F | QP303-PB-BC5-BLK-LC5-150F | EA |  | 1 Year | 72.95 | 5% | 69.3025
18314 | Belden Wire | 10-0439-200F | QP303-PB-BC5-BLK-LC5-200F | EA |  | 1 Year | 82.283 | 5% | 78.1688
18315 | Belden Wire | 10-0439-75F | QP303-PB-BC5-BLK-LC5-75F | EA |  | 1 Year | 58.933 | 5% | 55.9863
18316 | Belden Wire | 10-0542FT | TNCA-525-PB-BLK-OM3 | EA |  | 1 Year | 13277.433 | 5% | 12613.5613
18317 | Belden Wire | 10-0762FT | TNCA-244-PV-WHT-FT-OS2 6500FT | EA |  | 1 Year | 5557.5 | 5% | 5279.625
18318 | Belden Wire | 10-0843 | TuffDuct 10mm 1KM 3280F, ORG | EA |  | 1 Year | 1162.5 | 5% | 1104.375
18319 | Belden Wire | 10-0929 | MD-P-10.0-6.0-PEMN-WHT 1KM RL | EA |  | 1 Year | 2004.45 | 5% | 1904.2275
18320 | Belden Wire | 10-1180 | ADSS-247-PE-BLK-G657A1 | EA |  | 1 Year | 3438.95 | 5% | 3267.0025
18321 | Belden Wire | 10-1182 | ADSS-487-PE-BLK-G657A1 | EA |  | 1 Year | 8796.8 | 5% | 8356.96
18322 | Belden Wire | 1012A 0045000 | 4 FSPR #20 + 1 #22 PVC FSPVCKX | FT |  | 1 Year | 4.2466 | 5% | 4.0343
18323 | Belden Wire | 10-1321 | BALISTIX SC/APC Spare Parts | EA |  | 1 Year | 41.6667 | 5% | 39.5834
18324 | Belden Wire | 10-1338FT | MX-013-PBIO-WHT-A2-900(6500FT) | EA |  | 1 Year | 1816.57 | 5% | 1725.7415
18325 | Belden Wire | 10-1346 | SC/APC ADAPTOR (25PC PACK) | EA |  | 1 Year | 74.667 | 5% | 70.9337
18326 | Belden Wire | 1018A 0041000 | 2 #16 PVC FS PVC KX | FT |  | 1 Year | 2.3375 | 5% | 2.2206
18327 | Belden Wire | 1018A 00410000 | 2 #16 PVC FS PVC KX | FT |  | 1 Year | 2.2278 | 5% | 2.1164
18328 | Belden Wire | 1018A 0045000 | 2 #16 PVC FS PVC KX | FT |  | 1 Year | 2.3392 | 5% | 2.2222
18329 | Belden Wire | 1023A 0131000 | 2 #16 PVC FS PVC | FT |  | 1 Year | 1.1898 | 5% | 1.1303
18330 | Belden Wire | 1023A 01310000 | 2 #16 PVC FS PVC | FT |  | 1 Year | 1.135 | 5% | 1.0782
18331 | Belden Wire | 1030A 0061000 | 2 #16 PVC FS PVC | FT |  | 1 Year | 0.5389 | 5% | 0.51196
18332 | Belden Wire | 1030A 00610000 | 2 #16 PVC FS PVC | FT |  | 1 Year | 0.4925 | 5% | 0.46787
18333 | Belden Wire | 1030A 0065000 | 2 #16 PVC FS PVC | FT |  | 1 Year | 0.4926 | 5% | 0.46797
18334 | Belden Wire | 1030A 0101000 | 2 #16 PVC FS PVC | FT |  | 1 Year | 0.5393 | 5% | 0.51233
18335 | Belden Wire | 1030A 01010000 | 2 #16 PVC FS PVC | FT |  | 1 Year | 0.4925 | 5% | 0.46787
18336 | Belden Wire | 1030A 01020000 | 2 #16 PVC FS PVC | FT |  | 1 Year | 0.493 | 5% | 0.46835
18337 | Belden Wire | 1030A 0105000 | 2 #16 PVC FS PVC | FT |  | 1 Year | 0.4937 | 5% | 0.46902
18338 | Belden Wire | 1031A 0061000 | 3 #16 PVC FS PVC | FT |  | 1 Year | 0.8004 | 5% | 0.76038
18339 | Belden Wire | 1031A 0101000 | 3 #16 PVC FS PVC | FT |  | 1 Year | 0.7991 | 5% | 0.75914
18340 | Belden Wire | 1031A 01010000 | 3 #16 PVC FS PVC | FT |  | 1 Year | 0.7305 | 5% | 0.69398
18341 | Belden Wire | 1031A 0105000 | 3 #16 PVC FS PVC | FT |  | 1 Year | 0.7316 | 5% | 0.69502
18342 | Belden Wire | 1032A 0061000 | 2 #18 PVC FS PVC | FT |  | 1 Year | 0.5006 | 5% | 0.47557
18343 | Belden Wire | 1032A 00610000 | 2 #18 PVC FS PVC | FT |  | 1 Year | 0.457 | 5% | 0.43415
18344 | Belden Wire | 1032A 0065000 | 2 #18 PVC FS PVC | FT |  | 1 Year | 0.4566 | 5% | 0.43377
18345 | Belden Wire | 1032A 0101000 | 2 #18 PVC FS PVC | FT |  | 1 Year | 0.5003 | 5% | 0.47528
18346 | Belden Wire | 1032A 01010000 | 2 #18 PVC FS PVC | FT |  | 1 Year | 0.4573 | 5% | 0.43443
18347 | Belden Wire | 1033A 0101000 | 2 #20 PVC FS PVC | FT |  | 1 Year | 0.4175 | 5% | 0.39662
18348 | Belden Wire | 1033A 01010000 | 2 #20 PVC FS PVC | FT |  | 1 Year | 0.3816 | 5% | 0.36252
18349 | Belden Wire | 1034A 0101000 | 3 #16 PVC PVC | FT |  | 1 Year | 0.6704 | 5% | 0.63688
18350 | Belden Wire | 1034A 0104000 | 3 #16 PVC PVC | FT |  | 1 Year | 0.6137 | 5% | 0.58301
18351 | Belden Wire | 1034A 0105000 | 3 #16 PVC PVC | FT |  | 1 Year | 0.614 | 5% | 0.5833
18352 | Belden Wire | 1035A 0101000 | 2 #16 PVC PVC | FT |  | 1 Year | 0.5139 | 5% | 0.48821
18353 | Belden Wire | 1035A 01010000 | 2 #16 PVC PVC | FT |  | 1 Year | 0.4685 | 5% | 0.44507
18354 | Belden Wire | 1036A 0061000 | 3 #18 PVC FS PVC | FT |  | 1 Year | 0.5495 | 5% | 0.52202
18355 | Belden Wire | 1036A 00610000 | 3 #18 PVC FS PVC | FT |  | 1 Year | 0.5027 | 5% | 0.47757
18356 | Belden Wire | 1036A 0065000 | 3 #18 PVC FS PVC | FT |  | 1 Year | 0.5026 | 5% | 0.47747
18357 | Belden Wire | 1036A 0101000 | 3 #18 PVC FS PVC | FT |  | 1 Year | 0.5496 | 5% | 0.52212
18358 | Belden Wire | 1036A 01010000 | 3 #18 PVC FS PVC | FT |  | 1 Year | 0.5015 | 5% | 0.47642
18359 | Belden Wire | 1036A 0105000 | 3 #18 PVC FS PVC | FT |  | 1 Year | 0.5016 | 5% | 0.47652
18360 | Belden Wire | 1037A 0107500 | 3 FS PR #16 PVC/NYL FS PVC | FT |  | 1 Year | 2.1503 | 5% | 2.0428
18361 | Belden Wire | 1039A 0107500 | 4 FS PR #16 PVC/NYL FS PVC | FT |  | 1 Year | 2.4643 | 5% | 2.3411
18362 | Belden Wire | 1040A 0105000 | 6 FS PR #16 PVC/NYL FS PVC | FT |  | 1 Year | 3.8851 | 5% | 3.6908
18363 | Belden Wire | 1041A 0105000 | 8 FS PR #16 PVC/NYL FS PVC | FT |  | 1 Year | 4.5726 | 5% | 4.344
18364 | Belden Wire | 1048A 0107500 | 2 FS PR #18 PVC/NYL FS PVC | FT |  | 1 Year | 1.169 | 5% | 1.1105
18365 | Belden Wire | 1049A 0107500 | 4 FS PR #18 PVC/NYL FS PVC | FT |  | 1 Year | 1.8337 | 5% | 1.742
18366 | Belden Wire | 1050A 0107500 | 8 FS PR #18 PVC/NYL FS PVC | FT |  | 1 Year | 3.5107 | 5% | 3.3352
18367 | Belden Wire | 1051A 0105000 | 12 FS PR #18 PVC/NYL FS PVC | FT |  | 1 Year | 5.1219 | 5% | 4.8658
18368 | Belden Wire | 1053A 0102500 | 18/24 PR VNTC IS/OS 600V | FT |  | 1 Year | 10.112 | 5% | 9.6064
18369 | Belden Wire | 1053A 0105000 | 24 FS PR #18 PVC/NYL FS PVC | FT |  | 1 Year | 10.101 | 5% | 9.596
18370 | Belden Wire | 1055A 0107500 | 2 FS PR #16 PVC/NYL FS PVC | FT |  | 1 Year | 1.6293 | 5% | 1.5478
18371 | Belden Wire | 1056A 01010000 | 4 PR #20 + 1 #22 PVC FS PVC | FT |  | 1 Year | 1.2162 | 5% | 1.1554
18372 | Belden Wire | 1057A 01010000 | 8 PR #20 + 1 #22 PVC FS PVC | FT |  | 1 Year | 1.7403 | 5% | 1.6533
18373 | Belden Wire | 1063A 01010000 | 2 PR #18 PVC/NYL FS PVC | FT |  | 1 Year | 0.9821 | 5% | 0.93299
18374 | Belden Wire | 1064A 0107500 | 4 PR #18 PVC/NYL FS PVC | FT |  | 1 Year | 1.4296 | 5% | 1.3581
18375 | Belden Wire | 1065A 0107500 | 8 PR #18 PVC/NYL FS PVC | FT |  | 1 Year | 2.4252 | 5% | 2.3039
18376 | Belden Wire | 1066A 0105000 | 12 PR #18 PVC/NYL FS PVC | FT |  | 1 Year | 3.8082 | 5% | 3.6178
18377 | Belden Wire | 1067A 0105000 | 16 PR #18 PVC/NYL FS PVC | FT |  | 1 Year | 5.2138 | 5% | 4.9531
18378 | Belden Wire | 1069A 0107500 | 2 PR #16 PVC/NYL FS PVC | FT |  | 1 Year | 1.3827 | 5% | 1.3136
18379 | Belden Wire | 1070A 0107500 | 4 PR #16 PVC/NYL FS PVC | FT |  | 1 Year | 2.1082 | 5% | 2.0028
18380 | Belden Wire | 1071A 0107500 | 8 PR #16 PVC/NYL FS PVC | FT |  | 1 Year | 3.7157 | 5% | 3.5299
18381 | Belden Wire | 1072A 0105000 | 12 PR #16 PVC/NYL FS PVC | FT |  | 1 Year | 5.286 | 5% | 5.0217
18382 | Belden Wire | 1073A 0102500 | 16/16 PR VNTC OS 600V | FT |  | 1 Year | 7.401 | 5% | 7.0309
18383 | Belden Wire | 1075A 01010000 | 2 SH PR #20 + 1 #22 PVC FS PVC | FT |  | 1 Year | 0.9536 | 5% | 0.90592
18384 | Belden Wire | 1075A 0104000 | 2 SH PR #20 + 1 #22 PVC FS PVC | FT |  | 1 Year | 0.9531 | 5% | 0.90544
18385 | Belden Wire | 1076A 0107500 | 4 SH PR #20 + 1 #22 PVC FS PVC | FT |  | 1 Year | 1.4918 | 5% | 1.4172
18386 | Belden Wire | 1078A 0107500 | 12 SH PR #20 +1 #22 PVC FS PVC | FT |  | 1 Year | 3.9427 | 5% | 3.7456
18387 | Belden Wire | 1079A 0105000 | 16 SH PR #20 +1 #22 PVC FS PVC | FT |  | 1 Year | 4.9285 | 5% | 4.6821
18388 | Belden Wire | 1080A 0102500 | 24 SH PR #20 +1 #22 PVC FS PVC | FT |  | 1 Year | 7.0511 | 5% | 6.6985
18389 | Belden Wire | 1083A 01010000 | 4 SH TRP #20 +1 #22 PVC FS PVC | FT |  | 1 Year | 2.0663 | 5% | 1.963
18390 | Belden Wire | 1084A 0107500 | 8 SH TRP #20 +1 #22 PVC FS PVC | FT |  | 1 Year | 3.6764 | 5% | 3.4926
18391 | Belden Wire | 1085A 0105000 | 12 SH TRP #20 +1 #22 PVC FSPVC | FT |  | 1 Year | 5.1979 | 5% | 4.938
18392 | Belden Wire | 1092A 0101000 | 16 #20 SH TRIADS FS PVC | FT |  | 1 Year | 7.3258 | 5% | 6.9595
18393 | Belden Wire | 1092A 0102500 | 16 #20 SH TRIADS FS PVC | FT |  | 1 Year | 6.6539 | 5% | 6.3212
18394 | Belden Wire | 1093A 0107500 | 4 FS TRP #18 PVC/NYL FS PVC | FT |  | 1 Year | 2.8244 | 5% | 2.6832
18395 | Belden Wire | 1094A 0105000 | 8 FS TRP #18 PVC/NYL FS PVC | FT |  | 1 Year | 5.1873 | 5% | 4.9279
18396 | Belden Wire | 1095A 0102500 | 18/12 TR VNTC IS/OS 600V | FT |  | 1 Year | 7.0536 | 5% | 6.7009
18397 | Belden Wire | 1095A 0105000 | 12 FS TRP #18 PVC/NYL FS PVC | FT |  | 1 Year | 7.0395 | 5% | 6.6875
18398 | Belden Wire | 1095A 0107500 | 12 FS TRP #18 PVC/NYL FS PVC | FT |  | 1 Year | 7.0372 | 5% | 6.6853
18399 | Belden Wire | 10965 LUMBERG | 0935 253 103/1M | EA |  | 1 Year | 28.8976 | 5% | 27.4527
18400 | Belden Wire | 1097A 0105000 | 4 FS TRP #16 PVC/NYL FS PVC | FT |  | 1 Year | 3.9948 | 5% | 3.7951
18401 | Belden Wire | 1098A 0102000 | 8 FS TRP #16 PVC/NYL FS PVC | FT |  | 1 Year | 6.5944 | 5% | 6.2647
18402 | Belden Wire | 1098A 0102500 | 16/8 TR VNTC IS/OS 600V | FT |  | 1 Year | 6.6004 | 5% | 6.2704
18403 | Belden Wire | 1098A 0105000 | 8 FS TRP #16 PVC/NYL FS PVC | FT |  | 1 Year | 6.6093 | 5% | 6.2788
18404 | Belden Wire | 1099A 0102500 | 16/12 TR VNTC IS/OS 600V | FT |  | 1 Year | 9.4527 | 5% | 8.9801
18405 | Belden Wire | 10GX12 0021000 | CAT6A 4PR U/UTP CMR REEL | FT |  | 1 Year | 0.6628 | 5% | 0.62966
18406 | Belden Wire | 10GX12 0031000 | CAT6A 4PR U/UTP CMR REEL | FT |  | 1 Year | 0.6628 | 5% | 0.62966
18407 | Belden Wire | 10GX12 0041000 | CAT6A 4PR U/UTP CMR REEL | FT |  | 1 Year | 0.6628 | 5% | 0.62966
18408 | Belden Wire | 10GX12 0041500 | CAT6A 4PR U/UTP CMR REEL | FT |  | 1 Year | 0.6628 | 5% | 0.62966
18409 | Belden Wire | 10GX12 0051000 | CAT6A 4PR U/UTP CMR REEL | FT |  | 1 Year | 0.6628 | 5% | 0.62966
18410 | Belden Wire | 10GX12 0061000 | CAT6A 4PR U/UTP CMR REEL | FT |  | 1 Year | 0.6628 | 5% | 0.62966
18411 | Belden Wire | 10GX12 0062500 | CAT6A 4PR U/UTP CMR REEL | FT |  | 1 Year | 0.6628 | 5% | 0.62966
18412 | Belden Wire | 10GX12 0071000 | CAT6A 4PR U/UTP CMR REEL | FT |  | 1 Year | 0.6628 | 5% | 0.62966
18413 | Belden Wire | 10GX12 0081000 | CAT6A 4PR U/UTP CMR REEL | FT |  | 1 Year | 0.6628 | 5% | 0.62966
18414 | Belden Wire | 10GX12 0091000 | CAT6A 4PR U/UTP CMR REEL | FT |  | 1 Year | 0.6628 | 5% | 0.62966
18415 | Belden Wire | 10GX12 0091500 | CAT6A 4PR U/UTP CMR REEL | FT |  | 1 Year | 0.6628 | 5% | 0.62966
18416 | Belden Wire | 10GX12 0101000 | CAT6A 4PR U/UTP CMR REEL | FT |  | 1 Year | 0.6628 | 5% | 0.62966
18417 | Belden Wire | 10GX12 0101500 | CAT6A 4PR U/UTP CMR REEL | FT |  | 1 Year | 0.6628 | 5% | 0.62966
18418 | Belden Wire | 10GX13 0041000 | CAT6A 4PR U/UTP CMP REEL | FT |  | 1 Year | 1.3981 | 5% | 1.3282
18419 | Belden Wire | 10GX13 0042500 | CAT6A 4PR U/UTP CMP REEL | FT |  | 1 Year | 1.3981 | 5% | 1.3282
18420 | Belden Wire | 10GX13 0045000 | CAT6A 4PR U/UTP CMP REEL | FT |  | 1 Year | 1.3981 | 5% | 1.3282
18421 | Belden Wire | 10GX13 0051000 | CAT6A 4PR U/UTP CMP REEL | FT |  | 1 Year | 1.3981 | 5% | 1.3282
18422 | Belden Wire | 10GX13 0071000 | CAT6A 4PR U/UTP CMP REEL | FT |  | 1 Year | 1.3981 | 5% | 1.3282
18423 | Belden Wire | 10GX13 0081000 | CAT6A 4PR U/UTP CMP REEL | FT |  | 1 Year | 1.3981 | 5% | 1.3282
18424 | Belden Wire | 10GX13 0091000 | CAT6A 4PR U/UTP CMP REEL | FT |  | 1 Year | 1.3981 | 5% | 1.3282
18425 | Belden Wire | 10GX13 0101000 | CAT6A 4PR U/UTP CMP REEL | FT |  | 1 Year | 1.3981 | 5% | 1.3282
18426 | Belden Wire | 10GX13 0101500 | CAT6A 4PR U/UTP CMP REEL | FT |  | 1 Year | 1.3981 | 5% | 1.3282
18427 | Belden Wire | 10GX13 D151000 | CAT6A 4PR U/UTP CMP REEL | FT |  | 1 Year | 1.3981 | 5% | 1.3282
18428 | Belden Wire | 10GX13 D152500 | CAT6A 4PR U/UTP CMP REEL | FT |  | 1 Year | 1.3981 | 5% | 1.3282
18429 | Belden Wire | 10GX24 0041000 | CAT6A 4PR U/UTP LSZH REEL | FT |  | 1 Year | 0.7584 | 5% | 0.72048
18430 | Belden Wire | 10GX24 0061000 | CAT6A 4PR U/UTP LSZH REEL | FT |  | 1 Year | 0.7584 | 5% | 0.72048
18431 | Belden Wire | 10GX24 0071000 | CAT6A 4PR U/UTP LSZH REEL | FT |  | 1 Year | 0.7584 | 5% | 0.72048
18432 | Belden Wire | 10GX24 0091000 | CAT6A 4PR U/UTP LSZH REEL | FT |  | 1 Year | 0.7584 | 5% | 0.72048
18433 | Belden Wire | 10GX32 0041000 | CAT6A 4PRB U/UTP CMR REEL | FT |  | 1 Year | 0.7304 | 5% | 0.69388
18434 | Belden Wire | 10GX32 0061000 | CAT6A 4PRB U/UTP CMR REEL | FT |  | 1 Year | 0.7304 | 5% | 0.69388
18435 | Belden Wire | 10GX32 0081000 | CAT6A 4PRB U/UTP CMR REEL | FT |  | 1 Year | 0.7304 | 5% | 0.69388
18436 | Belden Wire | 10GX32 0091000 | CAT6A 4PRB U/UTP CMR REEL | FT |  | 1 Year | 0.7304 | 5% | 0.69388
18437 | Belden Wire | 10GX32 0101000 | CAT6A 4PRB U/UTP CMR REEL | FT |  | 1 Year | 0.7304 | 5% | 0.69388
18438 | Belden Wire | 10GX33 0041000 | CAT6A 4PRB U/UTP CMP REEL | FT |  | 1 Year | 1.5269 | 5% | 1.4506
18439 | Belden Wire | 10GX33 0051000 | CAT6A 4PRB U/UTP CMP REEL | FT |  | 1 Year | 1.5269 | 5% | 1.4506
18440 | Belden Wire | 10GX33 0071000 | CAT6A 4PRB U/UTP CMP REEL | FT |  | 1 Year | 1.5269 | 5% | 1.4506
18441 | Belden Wire | 10GX33 0081000 | CAT6A 4PRB U/UTP CMP REEL | FT |  | 1 Year | 1.5269 | 5% | 1.4506
18442 | Belden Wire | 10GX33 0101000 | CAT6A 4PRB U/UTP CMP REEL | FT |  | 1 Year | 1.5269 | 5% | 1.4506
18443 | Belden Wire | 10GX44 0061000 | CAT6A 4PRB U/UTP LSZH REEL | FT |  | 1 Year | 1.0934 | 5% | 1.0387
18444 | Belden Wire | 10GX44 0091000 | CAT6A 4PRB U/UTP LSZH REEL | FT |  | 1 Year | 1.0934 | 5% | 1.0387
18445 | Belden Wire | 10GX52F 0021000 | CAT6A 4PR F/UTP CMR REEL | FT |  | 1 Year | 0.7693 | 5% | 0.73083
18446 | Belden Wire | 10GX52F 0041000 | CAT6A 4PR F/UTP CMR REEL | FT |  | 1 Year | 0.7693 | 5% | 0.73083
18447 | Belden Wire | 10GX52F 0061000 | CAT6A 4PR F/UTP CMR REEL | FT |  | 1 Year | 0.7693 | 5% | 0.73083
18448 | Belden Wire | 10GX52F 0081000 | CAT6A 4PR F/UTP CMR REEL | FT |  | 1 Year | 0.7693 | 5% | 0.73083
18449 | Belden Wire | 10GX52F 0091000 | CAT6A 4PR F/UTP CMR REEL | FT |  | 1 Year | 0.7693 | 5% | 0.73083
18450 | Belden Wire | 10GX52F 0101000 | CAT6A 4PR F/UTP CMR REEL | FT |  | 1 Year | 0.7693 | 5% | 0.73083
18451 | Belden Wire | 10GX53F 0041000 | CAT6A 4PR F/UTP CMP REEL | FT |  | 1 Year | 1.5387 | 5% | 1.4618
18452 | Belden Wire | 10GX53F 0051000 | CAT6A 4PR F/UTP CMP REEL | FT |  | 1 Year | 1.5387 | 5% | 1.4618
18453 | Belden Wire | 10GX53F 0081000 | CAT6A 4PR F/UTP CMP REEL | FT |  | 1 Year | 1.5387 | 5% | 1.4618
18454 | Belden Wire | 10GX53F 0091000 | CAT6A 4PR F/UTP CMP REEL | FT |  | 1 Year | 1.5387 | 5% | 1.4618
18455 | Belden Wire | 10GX53F 0101000 | CAT6A 4PR F/UTP CMP REEL | FT |  | 1 Year | 1.5387 | 5% | 1.4618
18456 | Belden Wire | 10GX53F D151000 | CAT6A 4PR F/UTP CMP REEL | FT |  | 1 Year | 1.5387 | 5% | 1.4618
18457 | Belden Wire | 10GX62F 0021000 | CAT6A 4PRB F/UTP CMR REEL | FT |  | 1 Year | 0.8308 | 5% | 0.78926
18458 | Belden Wire | 10GX62F 0041000 | CAT6A 4PRB F/UTP CMR REEL | FT |  | 1 Year | 0.8308 | 5% | 0.78926
18459 | Belden Wire | 10GX62F 0061000 | CAT6A 4PRB F/UTP CMR REEL | FT |  | 1 Year | 0.8308 | 5% | 0.78926
18460 | Belden Wire | 10GX62F 0081000 | CAT6A 4PRB F/UTP CMR REEL | FT |  | 1 Year | 0.8308 | 5% | 0.78926
18461 | Belden Wire | 10GX62F 0091000 | CAT6A 4PRB F/UTP CMR REEL | FT |  | 1 Year | 0.8308 | 5% | 0.78926
18462 | Belden Wire | 10GX62F 0101000 | CAT6A 4PRB F/UTP CMR REEL | FT |  | 1 Year | 0.8308 | 5% | 0.78926
18463 | Belden Wire | 10GX63F 0021000 | CAT6A 4PRB F/UTP CMP REEL | FT |  | 1 Year | 1.6616 | 5% | 1.5785
18464 | Belden Wire | 10GX63F 0041000 | CAT6A 4PRB F/UTP CMP REEL | FT |  | 1 Year | 1.6616 | 5% | 1.5785
18465 | Belden Wire | 10GX63F 0081000 | CAT6A 4PRB F/UTP CMP REEL | FT |  | 1 Year | 1.6616 | 5% | 1.5785
18466 | Belden Wire | 10GX63F 0091000 | CAT6A 4PRB F/UTP CMP REEL | FT |  | 1 Year | 1.6616 | 5% | 1.5785
18467 | Belden Wire | 10GX63F 0101000 | CAT6A 4PRB F/UTP CMP REEL | FT |  | 1 Year | 1.6616 | 5% | 1.5785
18468 | Belden Wire | 10GX63F D151000 | CAT6A 4PRB F/UTP CMP REEL | FT |  | 1 Year | 1.6616 | 5% | 1.5785
18469 | Belden Wire | 10GXS12 0021000 | CAT6A 4PR U/UTP CMR REEL | FT |  | 1 Year | 0.6959 | 5% | 0.6611
18470 | Belden Wire | 10GXS12 0031000 | CAT6A 4PR U/UTP CMR REEL | FT |  | 1 Year | 0.6959 | 5% | 0.6611
18471 | Belden Wire | 10GXS12 0041000 | CAT6A 4PR U/UTP CMR REEL | FT |  | 1 Year | 0.6959 | 5% | 0.6611
18472 | Belden Wire | 10GXS12 0051000 | CAT6A 4PR U/UTP CMR REEL | FT |  | 1 Year | 0.6959 | 5% | 0.6611
18473 | Belden Wire | 10GXS12 0061000 | CAT6A 4PR U/UTP CMR REEL | FT |  | 1 Year | 0.6959 | 5% | 0.6611
18474 | Belden Wire | 10GXS12 0071000 | CAT6A 4PR U/UTP CMR REEL | FT |  | 1 Year | 0.6959 | 5% | 0.6611
18475 | Belden Wire | 10GXS12 0081000 | CAT6A 4PR U/UTP CMR REEL | FT |  | 1 Year | 0.6959 | 5% | 0.6611
18476 | Belden Wire | 10GXS12 0091000 | CAT6A 4PR U/UTP CMR REEL | FT |  | 1 Year | 0.6959 | 5% | 0.6611
18477 | Belden Wire | 10GXS12 0101000 | CAT6A 4PR U/UTP CMR REEL | FT |  | 1 Year | 0.6959 | 5% | 0.6611
18478 | Belden Wire | 10GXS12002A1000 | CAT6A 4PR U/UTP CMR RIB | FT |  | 1 Year | 0.6959 | 5% | 0.6611
18479 | Belden Wire | 10GXS12003A1000 | CAT6A 4PR U/UTP CMR RIB | FT |  | 1 Year | 0.6959 | 5% | 0.6611
18480 | Belden Wire | 10GXS12004A1000 | CAT6A 4PR U/UTP CMR RIB | FT |  | 1 Year | 0.6959 | 5% | 0.6611
18481 | Belden Wire | 10GXS12005A1000 | CAT6A 4PR U/UTP CMR RIB | FT |  | 1 Year | 0.6959 | 5% | 0.6611
18482 | Belden Wire | 10GXS12006A1000 | CAT6A 4PR U/UTP CMR RIB | FT |  | 1 Year | 0.6959 | 5% | 0.6611
18483 | Belden Wire | 10GXS12007A1000 | CAT6A 4PR U/UTP CMR RIB | FT |  | 1 Year | 0.6959 | 5% | 0.6611
18484 | Belden Wire | 10GXS12008A1000 | CAT6A 4PR U/UTP CMR RIB | FT |  | 1 Year | 0.6959 | 5% | 0.6611
18485 | Belden Wire | 10GXS12009A1000 | CAT6A 4PR U/UTP CMR RIB | FT |  | 1 Year | 0.6959 | 5% | 0.6611
18486 | Belden Wire | 10GXS12010A1000 | CAT6A 4PR U/UTP CMR RIB | FT |  | 1 Year | 0.6959 | 5% | 0.6611
18487 | Belden Wire | 10GXS13 0021000 | CAT6A 4PR U/UTP CMP REEL | FT |  | 1 Year | 1.468 | 5% | 1.3946
18488 | Belden Wire | 10GXS13 0031000 | CAT6A 4PR U/UTP CMP REEL | FT |  | 1 Year | 1.468 | 5% | 1.3946
18489 | Belden Wire | 10GXS13 0041000 | CAT6A 4PR U/UTP CMP REEL | FT |  | 1 Year | 1.468 | 5% | 1.3946
18490 | Belden Wire | 10GXS13 0051000 | CAT6A 4PR U/UTP CMP REEL | FT |  | 1 Year | 1.468 | 5% | 1.3946
18491 | Belden Wire | 10GXS13 0071000 | CAT6A 4PR U/UTP CMP REEL | FT |  | 1 Year | 1.468 | 5% | 1.3946
18492 | Belden Wire | 10GXS13 0081000 | CAT6A 4PR U/UTP CMP REEL | FT |  | 1 Year | 1.468 | 5% | 1.3946
18493 | Belden Wire | 10GXS13 0091000 | CAT6A 4PR U/UTP CMP REEL | FT |  | 1 Year | 1.468 | 5% | 1.3946
18494 | Belden Wire | 10GXS13 0101000 | CAT6A 4PR U/UTP CMP REEL | FT |  | 1 Year | 1.468 | 5% | 1.3946
18495 | Belden Wire | 10GXS13 D151000 | CAT6A 4PR U/UTP CMP REEL | FT |  | 1 Year | 1.468 | 5% | 1.3946
18496 | Belden Wire | 10GXS13002A1000 | CAT6A 4PR U/UTP CMP RIB | FT |  | 1 Year | 1.468 | 5% | 1.3946
18497 | Belden Wire | 10GXS13003A1000 | CAT6A 4PR U/UTP CMP RIB | FT |  | 1 Year | 1.468 | 5% | 1.3946
18498 | Belden Wire | 10GXS13004A1000 | CAT6A 4PR U/UTP CMP RIB | FT |  | 1 Year | 1.468 | 5% | 1.3946
18499 | Belden Wire | 10GXS13005A1000 | CAT6A 4PR U/UTP CMP RIB | FT |  | 1 Year | 1.468 | 5% | 1.3946
18500 | Belden Wire | 10GXS13007A1000 | CAT6A 4PR U/UTP CMP RIB | FT |  | 1 Year | 1.468 | 5% | 1.3946
18501 | Belden Wire | 10GXS13008A1000 | CAT6A 4PR U/UTP CMP RIB | FT |  | 1 Year | 1.468 | 5% | 1.3946
18502 | Belden Wire | 10GXS13009A1000 | CAT6A 4PR U/UTP CMP RIB | FT |  | 1 Year | 1.468 | 5% | 1.3946
18503 | Belden Wire | 10GXS13009U1000 | CAT6A 4PR U/UTP CMP UNREEL | FT |  | 1 Year | 1.468 | 5% | 1.3946
18504 | Belden Wire | 10GXS13010A1000 | CAT6A 4PR U/UTP CMP RIB | FT |  | 1 Year | 1.468 | 5% | 1.3946
18505 | Belden Wire | 10GXS32 0021000 | CAT6A 4PRB U/UTP CMR REEL | FT |  | 1 Year | 0.7669 | 5% | 0.72855
18506 | Belden Wire | 10GXS32 0031000 | CAT6A 4PRB U/UTP CMR REEL | FT |  | 1 Year | 0.7669 | 5% | 0.72855
18507 | Belden Wire | 10GXS32 0041000 | CAT6A 4PRB U/UTP CMR REEL | FT |  | 1 Year | 0.7669 | 5% | 0.72855
18508 | Belden Wire | 10GXS32 0051000 | CAT6A 4PRB U/UTP CMR REEL | FT |  | 1 Year | 0.7669 | 5% | 0.72855
18509 | Belden Wire | 10GXS32 0061000 | CAT6A 4PRB U/UTP CMR REEL | FT |  | 1 Year | 0.7669 | 5% | 0.72855
18510 | Belden Wire | 10GXS32 0071000 | CAT6A 4PRB U/UTP CMR REEL | FT |  | 1 Year | 0.7669 | 5% | 0.72855
18511 | Belden Wire | 10GXS32 0081000 | CAT6A 4PRB U/UTP CMR REEL | FT |  | 1 Year | 0.7669 | 5% | 0.72855
18512 | Belden Wire | 10GXS32 0091000 | CAT6A 4PRB U/UTP CMR REEL | FT |  | 1 Year | 0.7669 | 5% | 0.72855
18513 | Belden Wire | 10GXS32 0101000 | CAT6A 4PRB U/UTP CMR REEL | FT |  | 1 Year | 0.7669 | 5% | 0.72855
18514 | Belden Wire | 10GXS32002A1000 | CAT6A 4PRB U/UTP CMR RIB | FT |  | 1 Year | 0.7669 | 5% | 0.72855
18515 | Belden Wire | 10GXS32003A1000 | CAT6A 4PRB U/UTP CMR RIB | FT |  | 1 Year | 0.7669 | 5% | 0.72855
18516 | Belden Wire | 10GXS32004A1000 | CAT6A 4PRB U/UTP CMR RIB | FT |  | 1 Year | 0.7669 | 5% | 0.72855
18517 | Belden Wire | 10GXS32005A1000 | CAT6A 4PRB U/UTP CMR RIB | FT |  | 1 Year | 0.7669 | 5% | 0.72855
18518 | Belden Wire | 10GXS32006A1000 | CAT6A 4PRB U/UTP CMR RIB | FT |  | 1 Year | 0.7669 | 5% | 0.72855
18519 | Belden Wire | 10GXS32007A1000 | CAT6A 4PRB U/UTP CMR RIB | FT |  | 1 Year | 0.7669 | 5% | 0.72855
18520 | Belden Wire | 10GXS32008A1000 | CAT6A 4PRB U/UTP CMR RIB | FT |  | 1 Year | 0.7669 | 5% | 0.72855
18521 | Belden Wire | 10GXS32009A1000 | CAT6A 4PRB U/UTP CMR RIB | FT |  | 1 Year | 0.7669 | 5% | 0.72855
18522 | Belden Wire | 10GXS32010A1000 | CAT6A 4PRB U/UTP CMR RIB | FT |  | 1 Year | 0.7669 | 5% | 0.72855
18523 | Belden Wire | 10GXS33 0021000 | CAT6A 4PRB U/UTP CMP REEL | FT |  | 1 Year | 1.6166 | 5% | 1.5358
18524 | Belden Wire | 10GXS33 0031000 | CAT6A 4PRB U/UTP CMP REEL | FT |  | 1 Year | 1.6166 | 5% | 1.5358
18525 | Belden Wire | 10GXS33 0041000 | CAT6A 4PRB U/UTP CMP REEL | FT |  | 1 Year | 1.6166 | 5% | 1.5358
18526 | Belden Wire | 10GXS33 0051000 | CAT6A 4PRB U/UTP CMP REEL | FT |  | 1 Year | 1.6166 | 5% | 1.5358
18527 | Belden Wire | 10GXS33 0071000 | CAT6A 4PRB U/UTP CMP REEL | FT |  | 1 Year | 1.6166 | 5% | 1.5358
18528 | Belden Wire | 10GXS33 0081000 | CAT6A 4PRB U/UTP CMP REEL | FT |  | 1 Year | 1.6166 | 5% | 1.5358
18529 | Belden Wire | 10GXS33 0091000 | CAT6A 4PRB U/UTP CMP REEL | FT |  | 1 Year | 1.6166 | 5% | 1.5358
18530 | Belden Wire | 10GXS33 0101000 | CAT6A 4PRB U/UTP CMP REEL | FT |  | 1 Year | 1.6166 | 5% | 1.5358
18531 | Belden Wire | 10GXS33 D151000 | CAT6A 4PRB U/UTP CMP REEL | FT |  | 1 Year | 1.6166 | 5% | 1.5358
18532 | Belden Wire | 10GXS33002A1000 | CAT6A 4PRB U/UTP CMP RIB | FT |  | 1 Year | 1.6166 | 5% | 1.5358
18533 | Belden Wire | 10GXS33003A1000 | CAT6A 4PRB U/UTP CMP RIB | FT |  | 1 Year | 1.6166 | 5% | 1.5358
18534 | Belden Wire | 10GXS33004A1000 | CAT6A 4PRB U/UTP CMP RIB | FT |  | 1 Year | 1.6166 | 5% | 1.5358
18535 | Belden Wire | 10GXS33005A1000 | CAT6A 4PRB U/UTP CMP RIB | FT |  | 1 Year | 1.6166 | 5% | 1.5358
18536 | Belden Wire | 10GXS33007A1000 | CAT6A 4PRB U/UTP CMP RIB | FT |  | 1 Year | 1.6166 | 5% | 1.5358
18537 | Belden Wire | 10GXS33008A1000 | CAT6A 4PRB U/UTP CMP RIB | FT |  | 1 Year | 1.6166 | 5% | 1.5358
18538 | Belden Wire | 10GXS33009A1000 | CAT6A 4PRB U/UTP CMP RIB | FT |  | 1 Year | 1.6166 | 5% | 1.5358
18539 | Belden Wire | 10GXS33010A1000 | CAT6A 4PRB U/UTP CMP RIB | FT |  | 1 Year | 1.6166 | 5% | 1.5358
18540 | Belden Wire | 10HC59CR | CBL BOOTS/BLK/RG59,62 (100) | EA |  | 1 Year | 0.4 | 5% | 0.38
18541 | Belden Wire | 1101A 0071000 | 2 #16 PVC FS PVC | FT |  | 1 Year | 2.1176 | 5% | 2.0117
18542 | Belden Wire | 1101A 00710000 | 2 #16 PVC FS PVC | FT |  | 1 Year | 1.9244 | 5% | 1.8282
18543 | Belden Wire | 1114A 0075000 | 1 SH PR #16 EX FEP FEP | FT |  | 1 Year | 2.7014 | 5% | 2.5663
18544 | Belden Wire | 1115A 0105000 | 1 SH PR #16 JX FEP FEP | FT |  | 1 Year | 2.088 | 5% | 1.9836
18545 | Belden Wire | 1116A 0045000 | 1 SH PR #16 KX FEP FEP | FT |  | 1 Year | 2.878 | 5% | 2.7341
18546 | Belden Wire | 1117A 0065000 | 1 SH PR #16 TX FEP FEP | FT |  | 1 Year | 2.0962 | 5% | 1.9914
18547 | Belden Wire | 1118A 01010000 | 2 #16 PVC/NYL FS PVC | FT |  | 1 Year | 0.6482 | 5% | 0.61579
18548 | Belden Wire | 1119A 01010000 | 3 #16 PVC/NYL FS PVC | FT |  | 1 Year | 0.9615 | 5% | 0.91342
18549 | Belden Wire | 1119A 010500 | 3 #16 PVC/NYL FS PVC | FT |  | 1 Year | 1.0536 | 5% | 1.0009
18550 | Belden Wire | 1120A 01010000 | 2 #18 PVC/NYL FS PVC | FT |  | 1 Year | 0.48 | 5% | 0.456
18551 | Belden Wire | 1121A 0101000 | 3 #18 PVC/NYL FS PVC | FT |  | 1 Year | 0.7008 | 5% | 0.66576
18552 | Belden Wire | 1121A 01010000 | 3 #18 PVC/NYL FS PVC | FT |  | 1 Year | 0.6411 | 5% | 0.60904
18553 | Belden Wire | 1121A 010500 | 3 #18 PVC/NYL FS PVC | FT |  | 1 Year | 0.7008 | 5% | 0.66576
18554 | Belden Wire | 1151A A8R1000 | #20 RG59/U COAX | FT |  | 1 Year | 2.2421 | 5% | 2.13
18555 | Belden Wire | 1153A A8R1000 | #14 FFEP DBL SH FEP | FT |  | 1 Year | 5.0593 | 5% | 4.8063
18556 | Belden Wire | 1153A A8R500 | #14 FFEP DBL SH FEP | FT |  | 1 Year | 5.0593 | 5% | 4.8063
18557 | Belden Wire | 1164B 0101000 | 3 #26 FPE SH PVC PVC | FT |  | 1 Year | 2.1714 | 5% | 2.0628
18558 | Belden Wire | 1164B 010500 | 3 #26 FPE SH PVC PVC | FT |  | 1 Year | 2.1714 | 5% | 2.0628
18559 | Belden Wire | 1167B 0101000 | 4 #26 FPE SH PVC PVC | FT |  | 1 Year | 2.9678 | 5% | 2.8194
18560 | Belden Wire | 11700A 0021000 | 4 PR #24 PP FRPVC PVC | FT |  | 1 Year | 0.8032 | 5% | 0.76304
18561 | Belden Wire | 11700A 0061000 | 4 PR #24 PP FR PVC PVC | FT |  | 1 Year | 0.802 | 5% | 0.7619
18562 | Belden Wire | 11700A 0081000 | 4 PR #24 PP FR PVC PVC | FT |  | 1 Year | 0.802 | 5% | 0.7619
18563 | Belden Wire | 11700A 0101000 | 4 PR #24 PP FR PVC PVC | FT |  | 1 Year | 0.802 | 5% | 0.7619
18564 | Belden Wire | 11700A 0103000 | 4 PR #24 PP FR PVC PVC | FT |  | 1 Year | 0.802 | 5% | 0.7619
18565 | Belden Wire | 11700A 1NH1000 | 4 PR #24 PP FRPVC PVC | FT |  | 1 Year | 0.8032 | 5% | 0.76304
18566 | Belden Wire | 11700A2 0061000 | 4 PR #24 PP FRPVC FRPVC | FT |  | 1 Year | 0.9465 | 5% | 0.89917
18567 | Belden Wire | 1172A B591000 | 4 #26 PE FBRD PVC | FT |  | 1 Year | 1.1409 | 5% | 1.0839
18568 | Belden Wire | 1172A B59500 | 4 #26 PE FBRD PVC | FT |  | 1 Year | 1.1409 | 5% | 1.0839
18569 | Belden Wire | 1172A B59N1000 | 4 #26 PE FBRD PVC | FT |  | 1 Year | 1.1409 | 5% | 1.0839
18570 | Belden Wire | 1172A G7V1000 | 4 #26 PE FBRD PVC | FT |  | 1 Year | 1.1409 | 5% | 1.0839
18571 | Belden Wire | 1172A G7W1000 | 4 #26 PE FBRD PVC | FT |  | 1 Year | 1.1409 | 5% | 1.0839
18572 | Belden Wire | 1172A G7X1000 | 4 #26 PE FBRD PVC | FT |  | 1 Year | 1.1409 | 5% | 1.0839
18573 | Belden Wire | 1172A G7Y1000 | 4 #26 PE FBRD PVC | FT |  | 1 Year | 1.1409 | 5% | 1.0839
18574 | Belden Wire | 1172A G8C1000 | 4 #26 PE FBRD PVC | FT |  | 1 Year | 1.1409 | 5% | 1.0839
18575 | Belden Wire | 1172A G8M1000 | 4 #26 PE FBRD PVC | FT |  | 1 Year | 1.1409 | 5% | 1.0839
18576 | Belden Wire | 1172A U901000 | 4 #26 PE FBRD PVC | FT |  | 1 Year | 1.1409 | 5% | 1.0839
18577 | Belden Wire | 1175A 0021000 | 2 #22 HDPE FS PVC | FT |  | 1 Year | 0.3812 | 5% | 0.36214
18578 | Belden Wire | 1175A 00210000 | 2 #22 HDPE FS PVC | FT |  | 1 Year | 0.3812 | 5% | 0.36214
18579 | Belden Wire | 1175A 0025000 | 2 #22 HDPE FS PVC | FT |  | 1 Year | 0.3812 | 5% | 0.36214
18580 | Belden Wire | 118 INSERT | 3.0 MM INSERT | EA |  | 1 Year | 0.2226 | 5% | 0.21147
18581 | Belden Wire | 11872A 0081000 | 4 PR #23 PP PVC PVC | FT |  | 1 Year | 1.1074 | 5% | 1.052
18582 | Belden Wire | 11872A 0101000 | 4 PR #23 PP PVC PVC | FT |  | 1 Year | 1.1074 | 5% | 1.052
18583 | Belden Wire | 1189A 009N1000 | #18 GIFHDLDPE DBL SH PVC | FT |  | 1 Year | 0.1981 | 5% | 0.1882
18584 | Belden Wire | 1189A 0105000 | #18 GIFHDLDPE DBL SH PVC | FT |  | 1 Year | 0.1981 | 5% | 0.1882
18585 | Belden Wire | 1189A 010N1000 | #18 GIFHDLDPE DBL SH PVC | FT |  | 1 Year | 0.1981 | 5% | 0.1882
18586 | Belden Wire | 1189AP 8771000 | RG-6 PLENUM QUAD SH | FT |  | 1 Year | 1.3371 | 5% | 1.2702
18587 | Belden Wire | 1191AM 0101000 | #18 GIFHDLDPE DBLSH PVC W/MSGR | FT |  | 1 Year | 0.2254 | 5% | 0.21413
18588 | Belden Wire | 1192A B59100 | 4 #24 PE SH PVC BLK MTT | FT |  | 1 Year | 2.075 | 5% | 1.9713
18589 | Belden Wire | 1192A B591000 | 4 #24 PE SH PVC BLK MTT | FT |  | 1 Year | 1.4383 | 5% | 1.3664
18590 | Belden Wire | 1192A B59500 | 4 #24 PE SH PVC BLK MTT | FT |  | 1 Year | 1.4383 | 5% | 1.3664
18591 | Belden Wire | 1192A B59N1000 | 4 #24 PE SH PVC BLK MTT | FT |  | 1 Year | 1.4383 | 5% | 1.3664
18592 | Belden Wire | 1192A G7V1000 | 4 #24 PE SH PVC RED MTT | FT |  | 1 Year | 1.4383 | 5% | 1.3664
18593 | Belden Wire | 1192A G7W1000 | 4 #24 PE SH PVC GRN MTT | FT |  | 1 Year | 1.4383 | 5% | 1.3664
18594 | Belden Wire | 1192A G7WN1000 | 4 #24 PE SH PVC GRN MTT | FT |  | 1 Year | 1.4383 | 5% | 1.3664
18595 | Belden Wire | 1192A G7X1000 | 4 #24 PE SH PVC BLU MTT | FT |  | 1 Year | 1.4383 | 5% | 1.3664
18596 | Belden Wire | 1192A G7X500 | 4 #24 PE SH PVC BLU MTT | FT |  | 1 Year | 1.4383 | 5% | 1.3664
18597 | Belden Wire | 1192A G8C1000 | 4 #24 PE SH PVC PUR MTT | FT |  | 1 Year | 1.4383 | 5% | 1.3664
18598 | Belden Wire | 1192A G8CN1000 | 4 #24 PE SH PVC PUR MTT | FT |  | 1 Year | 1.4383 | 5% | 1.3664
18599 | Belden Wire | 1192A G8M1000 | 4 #24 PE SH PVC YEL MTT | FT |  | 1 Year | 1.4383 | 5% | 1.3664
18600 | Belden Wire | 1192A U901000 | 4 #24 PE SH PVC GRY MTT | FT |  | 1 Year | 1.4383 | 5% | 1.3664
18601 | Belden Wire | 12-01401 | TVCG-1 HORIZ WHITE SIDING CLIP | EA |  | 1 Year | 0.065 | 5% | 0.06175
18602 | Belden Wire | 12-01402 | TVCG-2 VERT NATURA SIDING CLIP | EA |  | 1 Year | 0.07 | 5% | 0.0665
18603 | Belden Wire | 12-01501 | TVCG-1 HORIZ BLACK SIDING CLIP | EA |  | 1 Year | 0.059 | 5% | 0.05605
18604 | Belden Wire | 12-01502 | TVCG-2 VERT BLACK SIDING CLIP | EA |  | 1 Year | 0.065 | 5% | 0.06175
18605 | Belden Wire | 12-08210 | PLS SC ANC #1 #6-8-10X7/8 | EA |  | 1 Year | 0.031 | 5% | 0.02945
18606 | Belden Wire | 12-08220 | PLAS SCR ANCH #10-12X1" | EA |  | 1 Year | 0.032 | 5% | 0.0304
18607 | Belden Wire | 12-08230 | PLAS SCR ANCH #14-16X1-1/2" | EA |  | 1 Year | 0.14 | 5% | 0.133
18608 | Belden Wire | 1211A 0101000 | 4 #26 PVC FS PVC | FT |  | 1 Year | 1.973 | 5% | 1.8743
18609 | Belden Wire | 1211A 010500 | 4 #26 PVC FS PVC | FT |  | 1 Year | 1.973 | 5% | 1.8743
18610 | Belden Wire | 1212 003U1000 | CAT5E+ 4PR U/UTP CMR BOX | FT |  | 1 Year | 0.2667 | 5% | 0.25337
18611 | Belden Wire | 1212 0041000 | CAT5E+ 4PR U/UTP CMR REEL | FT |  | 1 Year | 0.2667 | 5% | 0.25337
18612 | Belden Wire | 1212 004U1000 | CAT5E+ 4PR U/UTP CMR BOX | FT |  | 1 Year | 0.2667 | 5% | 0.25337
18613 | Belden Wire | 1212 005U1000 | CAT5E+ 4PR U/UTP CMR BOX | FT |  | 1 Year | 0.2667 | 5% | 0.25337
18614 | Belden Wire | 1212 0061000 | CAT5E+ 4PR U/UTP CMR REEL | FT |  | 1 Year | 0.2667 | 5% | 0.25337
18615 | Belden Wire | 1212 0062500 | CAT5E+ 4PR U/UTP CMR REEL | FT |  | 1 Year | 0.2667 | 5% | 0.25337
18616 | Belden Wire | 1212 006U1000 | CAT5E+ 4PR U/UTP CMR BOX | FT |  | 1 Year | 0.2667 | 5% | 0.25337
18617 | Belden Wire | 1212 008U1000 | CAT5E+ 4PR U/UTP CMR BOX | FT |  | 1 Year | 0.2667 | 5% | 0.25337
18618 | Belden Wire | 1212 0091000 | CAT5E+ 4PR U/UTP CMR REEL | FT |  | 1 Year | 0.2667 | 5% | 0.25337
18619 | Belden Wire | 1212 0092500 | CAT5E+ 4PR U/UTP CMR REEL | FT |  | 1 Year | 0.2667 | 5% | 0.25337
18620 | Belden Wire | 1212 009U1000 | CAT5E+ 4PR U/UTP CMR BOX | FT |  | 1 Year | 0.2667 | 5% | 0.25337
18621 | Belden Wire | 1212 010U1000 | CAT5E+ 4PR U/UTP CMR BOX | FT |  | 1 Year | 0.2667 | 5% | 0.25337
18622 | Belden Wire | 1212A 0101000 | 6 #26 PVC FS PVC | FT |  | 1 Year | 2.3595 | 5% | 2.2415
18623 | Belden Wire | 1212A 010500 | 6 #26 PVC FS PVC | FT |  | 1 Year | 2.3595 | 5% | 2.2415
18624 | Belden Wire | 1212F 0021000 | CAT5E+ 4PR F/UTP CMR REEL | FT |  | 1 Year | 0.5739 | 5% | 0.5452
18625 | Belden Wire | 1212F 002A1000 | CAT5E+ 4PR F/UTP CMR RIB | FT |  | 1 Year | 0.5739 | 5% | 0.5452
18626 | Belden Wire | 1212F 0031000 | CAT5E+ 4PR F/UTP CMR REEL | FT |  | 1 Year | 0.5739 | 5% | 0.5452
18627 | Belden Wire | 1212F 003A1000 | CAT5E+ 4PR F/UTP CMR RIB | FT |  | 1 Year | 0.5739 | 5% | 0.5452
18628 | Belden Wire | 1212F 0041000 | CAT5E+ 4PR F/UTP CMR REEL | FT |  | 1 Year | 0.5739 | 5% | 0.5452
18629 | Belden Wire | 1212F 004A1000 | CAT5E+ 4PR F/UTP CMR RIB | FT |  | 1 Year | 0.5739 | 5% | 0.5452
18630 | Belden Wire | 1212F 0051000 | CAT5E+ 4PR F/UTP CMR REEL | FT |  | 1 Year | 0.5739 | 5% | 0.5452
18631 | Belden Wire | 1212F 005A1000 | CAT5E+ 4PR F/UTP CMR RIB | FT |  | 1 Year | 0.5739 | 5% | 0.5452
18632 | Belden Wire | 1212F 0061000 | CAT5E+ 4PR F/UTP CMR REEL | FT |  | 1 Year | 0.5739 | 5% | 0.5452
18633 | Belden Wire | 1212F 006A1000 | CAT5E+ 4PR F/UTP CMR RIB | FT |  | 1 Year | 0.5739 | 5% | 0.5452
18634 | Belden Wire | 1212F 0081000 | CAT5E+ 4PR F/UTP CMR REEL | FT |  | 1 Year | 0.5739 | 5% | 0.5452
18635 | Belden Wire | 1212F 008A1000 | CAT5E+ 4PR F/UTP CMR RIB | FT |  | 1 Year | 0.5739 | 5% | 0.5452
18636 | Belden Wire | 1212F 0091000 | CAT5E+ 4PR F/UTP CMR REEL | FT |  | 1 Year | 0.5739 | 5% | 0.5452
18637 | Belden Wire | 1212F 009A1000 | CAT5E+ 4PR F/UTP CMR RIB | FT |  | 1 Year | 0.5739 | 5% | 0.5452
18638 | Belden Wire | 1212F 0101000 | CAT5E+ 4PR F/UTP CMR REEL | FT |  | 1 Year | 0.5739 | 5% | 0.5452
18639 | Belden Wire | 1212F 010A1000 | CAT5E+ 4PR F/UTP CMR RIB | FT |  | 1 Year | 0.5739 | 5% | 0.5452
18640 | Belden Wire | 1213 003U1000 | CAT5E+ 4PR U/UTP CMP BOX | FT |  | 1 Year | 0.4969 | 5% | 0.47206
18641 | Belden Wire | 1213 004U1000 | CAT5E+ 4PR U/UTP CMP BOX | FT |  | 1 Year | 0.4969 | 5% | 0.47206
18642 | Belden Wire | 1213 005U1000 | CAT5E+ 4PR U/UTP CMP BOX | FT |  | 1 Year | 0.4969 | 5% | 0.47206
18643 | Belden Wire | 1213 007U1000 | CAT5E+ 4PR U/UTP CMP BOX | FT |  | 1 Year | 0.4969 | 5% | 0.47206
18644 | Belden Wire | 1213 008U1000 | CAT5E+ 4PR U/UTP CMP BOX | FT |  | 1 Year | 0.4969 | 5% | 0.47206
18645 | Belden Wire | 1213 0091000 | CAT5E+ 4PR U/UTP CMP REEL | FT |  | 1 Year | 0.4969 | 5% | 0.47206
18646 | Belden Wire | 1213 0092500 | CAT5E+ 4PR U/UTP CMP REEL | FT |  | 1 Year | 0.4969 | 5% | 0.47206
18647 | Belden Wire | 1213 009A1000 | CAT5E+ 4PR U/UTP CMP RIB | FT |  | 1 Year | 0.4969 | 5% | 0.47206
18648 | Belden Wire | 1213 009U1000 | CAT5E+ 4PR U/UTP CMP BOX | FT |  | 1 Year | 0.4969 | 5% | 0.47206
18649 | Belden Wire | 1213 010U1000 | CAT5E+ 4PR U/UTP CMP BOX | FT |  | 1 Year | 0.4969 | 5% | 0.47206
18650 | Belden Wire | 1213 012U1000 | CAT5E+ 4PR U/UTP CMP BOX | FT |  | 1 Year | 0.4969 | 5% | 0.47206
18651 | Belden Wire | 1213 D151000 | CAT5E+ 4PR U/UTP CMP REEL | FT |  | 1 Year | 0.4969 | 5% | 0.47206
18652 | Belden Wire | 1213 D152500 | CAT5E+ 4PR U/UTP CMP REEL | FT |  | 1 Year | 0.4969 | 5% | 0.47206
18653 | Belden Wire | 1213 D15A1000 | CAT5E+ 4PR U/UTP CMP RIB | FT |  | 1 Year | 0.4969 | 5% | 0.47206
18654 | Belden Wire | 1213 D15U1000 | CAT5E+ 4PR U/UTP CMP BOX | FT |  | 1 Year | 0.4969 | 5% | 0.47206
18655 | Belden Wire | 1213A 0101000 | 8 #26 PVC FS PVC | FT |  | 1 Year | 3.954 | 5% | 3.7563
18656 | Belden Wire | 1213A 010500 | 8 #26 PVC FS PVC | FT |  | 1 Year | 3.954 | 5% | 3.7563
18657 | Belden Wire | 1213F 0021000 | CAT5E+ 4PR F/UTP CMP REEL | FT |  | 1 Year | 0.9468 | 5% | 0.89946
18658 | Belden Wire | 1213F 002A1000 | CAT5E+ 4PR F/UTP CMP RIB | FT |  | 1 Year | 0.9468 | 5% | 0.89946
18659 | Belden Wire | 1213F 0031000 | CAT5E+ 4PR F/UTP CMP REEL | FT |  | 1 Year | 0.9468 | 5% | 0.89946
18660 | Belden Wire | 1213F 003A1000 | CAT5E+ 4PR F/UTP CMP RIB | FT |  | 1 Year | 0.9468 | 5% | 0.89946
18661 | Belden Wire | 1213F 0041000 | CAT5E+ 4PR F/UTP CMP REEL | FT |  | 1 Year | 0.9468 | 5% | 0.89946
18662 | Belden Wire | 1213F 004A1000 | CAT5E+ 4PR F/UTP CMP RIB | FT |  | 1 Year | 0.9468 | 5% | 0.89946
18663 | Belden Wire | 1213F 0051000 | CAT5E+ 4PR F/UTP CMP REEL | FT |  | 1 Year | 0.9468 | 5% | 0.89946
18664 | Belden Wire | 1213F 005A1000 | CAT5E+ 4PR F/UTP CMP RIB | FT |  | 1 Year | 0.9468 | 5% | 0.89946
18665 | Belden Wire | 1213F 0081000 | CAT5E+ 4PR F/UTP CMP REEL | FT |  | 1 Year | 0.9468 | 5% | 0.89946
18666 | Belden Wire | 1213F 008A1000 | CAT5E+ 4PR F/UTP CMP RIB | FT |  | 1 Year | 0.9468 | 5% | 0.89946
18667 | Belden Wire | 1213F 0091000 | CAT5E+ 4PR F/UTP CMP REEL | FT |  | 1 Year | 0.9468 | 5% | 0.89946
18668 | Belden Wire | 1213F 009A1000 | CAT5E+ 4PR F/UTP CMP RIB | FT |  | 1 Year | 0.9468 | 5% | 0.89946
18669 | Belden Wire | 1213F 009A500 | CAT5E+ 4PR F/UTP CMP RIB | FT |  | 1 Year | 0.9468 | 5% | 0.89946
18670 | Belden Wire | 1213F 0101000 | CAT5E+ 4PR F/UTP CMP REEL | FT |  | 1 Year | 0.9468 | 5% | 0.89946
18671 | Belden Wire | 1213F 010A1000 | CAT5E+ 4PR F/UTP CMP RIB | FT |  | 1 Year | 0.9468 | 5% | 0.89946
18672 | Belden Wire | 1213F D151000 | CAT5E+ 4PR F/UTP CMP REEL | FT |  | 1 Year | 0.9468 | 5% | 0.89946
18673 | Belden Wire | 1213F D15500 | CAT5E+ 4PR F/UTP CMP REEL | FT |  | 1 Year | 0.9468 | 5% | 0.89946
18674 | Belden Wire | 1213F D15A1000 | CAT5E+ 4PR F/UTP CMP RIB | FT |  | 1 Year | 0.9468 | 5% | 0.89946
18675 | Belden Wire | 1213F D15A500 | CAT5E+ 4PR F/UTP CMP RIB | FT |  | 1 Year | 0.9468 | 5% | 0.89946
18676 | Belden Wire | 1214A 0101000 | 16 #26 PVC FS PVC | FT |  | 1 Year | 5.192 | 5% | 4.9324
18677 | Belden Wire | 1215A 0101000 | IBM TYPE6A STP CM REEL | FT |  | 1 Year | 0.6672 | 5% | 0.63384
18678 | Belden Wire | 121700A 0081000 | 1700A ALUM ARMOR PVC | FT |  | 1 Year | 3.9277 | 5% | 3.7313
18679 | Belden Wire | 121700A 0101000 | 1700A ALUM ARMOR PVC | FT |  | 1 Year | 3.9277 | 5% | 3.7313
18680 | Belden Wire | 121700A 0103000 | 1700A ALUM ARMOR PVC | FT |  | 1 Year | 3.9277 | 5% | 3.7313
18681 | Belden Wire | 121700A 0105000 | 1700A ALUM ARMOR PVC | FT |  | 1 Year | 3.9277 | 5% | 3.7313
18682 | Belden Wire | 1217B B591000 | 4 PR #22 FHDPE FS PVC PVC | FT |  | 1 Year | 2.8331 | 5% | 2.6914
18683 | Belden Wire | 1217B B59500 | 4 PR #22 FHDPE FS PVC PVC | FT |  | 1 Year | 2.8331 | 5% | 2.6914
18684 | Belden Wire | 121872A 0081000 | 4 PR 24 ARM PVC CABLE | FT |  | 1 Year | 4.4085 | 5% | 4.1881
18685 | Belden Wire | 121872A 0101000 | 4 PR 24 ARM PVC CABLE | FT |  | 1 Year | 4.4085 | 5% | 4.1881
18686 | Belden Wire | 121872A 0102000 | 1872A/AIA/PVCOJ/BLKOJ/300V | FT |  | 1 Year | 4.4085 | 5% | 4.1881
18687 | Belden Wire | 121872A J221000 | 1872A ALUM ARMOR PVC | FT |  | 1 Year | 4.4092 | 5% | 4.1887
18688 | Belden Wire | 121872A J225000 | 1872A ALUM ARMOR PVC - SPECIAL | FT |  | 1 Year | 4.4092 | 5% | 4.1887
18689 | Belden Wire | 1218B B591000 | 6 PR #22 FHDPE FS PVC PVC | FT |  | 1 Year | 3.9716 | 5% | 3.773
18690 | Belden Wire | 1218B B59500 | 6 PR #22 FHDPE FS PVC PVC | FT |  | 1 Year | 3.9716 | 5% | 3.773
18691 | Belden Wire | 1219B B591000 | 9 PR #22 FHDPE FS PVC PVC | FT |  | 1 Year | 5.6245 | 5% | 5.3433
18692 | Belden Wire | 1219B B59500 | 9 PR #22 FHDPE FS PVC PVC | FT |  | 1 Year | 5.6245 | 5% | 5.3433
18693 | Belden Wire | 1220B B591000 | 12 PR #22 FHDPE FS PVC PVC | FT |  | 1 Year | 6.9825 | 5% | 6.6334
18694 | Belden Wire | 1220B B59500 | 12 PR #22 FHDPE FS PVC PVC | FT |  | 1 Year | 6.9825 | 5% | 6.6334
18695 | Belden Wire | 1222B B591000 | 16 PR #22 FHDPE FS PVC PVC | FT |  | 1 Year | 9.2734 | 5% | 8.8097
18696 | Belden Wire | 1222B B59500 | 16 PR #22 FHDPE FS PVC PVC | FT |  | 1 Year | 9.2734 | 5% | 8.8097
18697 | Belden Wire | 1224 007U1000 | CAT5E+ 4PR U/UTP LSZH BOX | FT |  | 1 Year | 0.3041 | 5% | 0.28889
18698 | Belden Wire | 1227A1 008U1000 | CAT3 2PR U/UTP CMR BOX | FT |  | 1 Year | 0.1782 | 5% | 0.16929
18699 | Belden Wire | 1227A1 Q5HU1000 | CAT3 2PR U/UTP CMR BOX | FT |  | 1 Year | 0.1782 | 5% | 0.16929
18700 | Belden Wire | 1229A1 008U1000 | CAT3 4PR U/UTP CMR BOX | FT |  | 1 Year | 0.2553 | 5% | 0.24254
18701 | Belden Wire | 1232A1 0081000 | CAT3 25PR U/UTP CMR REEL | FT |  | 1 Year | 1.4211 | 5% | 1.35
18702 | Belden Wire | 1242A 008U1000 | 4 CNDR PE PVC CM BOX | FT |  | 1 Year | 0.2023 | 5% | 0.19218
18703 | Belden Wire | 1242A T35U1000 | 4 CNDR PE PVC CM BOX | FT |  | 1 Year | 0.2023 | 5% | 0.19218
18704 | Belden Wire | 1243A2 009U1000 | 2 PR #24 FLRST FLRST | FT |  | 1 Year | 0.2425 | 5% | 0.23037
18705 | Belden Wire | 1245A2 009U1000 | CAT3 4PR U/UTP CMP BOX | FT |  | 1 Year | 0.3388 | 5% | 0.32186
18706 | Belden Wire | 125 INSERT | 1/8 INSERT | EA |  | 1 Year | 0.2226 | 5% | 0.21147
18707 | Belden Wire | 12-58210 | PLASTIC ANCHOR KIT #1,#8X1 | EA |  | 1 Year | 12.25 | 5% | 11.6375
18708 | Belden Wire | 12-58220 | PLASTIC ANCHOR KIT#2, #10X1 | EA |  | 1 Year | 16 | 5% | 15.2
18709 | Belden Wire | 1258AM 0101000 | #18 GIFHDLDPE SH PVC W/MSGR | FT |  | 1 Year | 0.1667 | 5% | 0.15836
18710 | Belden Wire | 1260AM 0101000 | #18 GIFHDLDPE SH FS PVC W/MSGR | FT |  | 1 Year | 0.2305 | 5% | 0.21898
18711 | Belden Wire | 1263B J5C1000 | 2 #25 COAX 3 PR #22 PP PVC PVC | FT |  | 1 Year | 4.5891 | 5% | 4.3596
18712 | Belden Wire | 1263B J5C500 | 2 #25 COAX 3 PR #22 PP PVC PVC | FT |  | 1 Year | 4.5891 | 5% | 4.3596
18713 | Belden Wire | 1266A 001U1000 | 2 #22 PP FS PVC | FT |  | 1 Year | 0.2779 | 5% | 0.264
18714 | Belden Wire | 1266A 002U1000 | 2 #22 PP FS PVC | FT |  | 1 Year | 0.2779 | 5% | 0.264
18715 | Belden Wire | 1266A 003U1000 | 2 #22 PP FS PVC | FT |  | 1 Year | 0.2779 | 5% | 0.264
18716 | Belden Wire | 1266A 004U1000 | 2 #22 PP FS PVC | FT |  | 1 Year | 0.2779 | 5% | 0.264
18717 | Belden Wire | 1266A 005U1000 | 2 #22 PP FS PVC | FT |  | 1 Year | 0.2779 | 5% | 0.264
18718 | Belden Wire | 1266A 006U1000 | 2 #22 PP FS PVC | FT |  | 1 Year | 0.2779 | 5% | 0.264
18719 | Belden Wire | 1266A 007U1000 | 2 #22 PP FS PVC | FT |  | 1 Year | 0.2779 | 5% | 0.264
18720 | Belden Wire | 1266A 008U1000 | 2 #22 PP FS PVC | FT |  | 1 Year | 0.2779 | 5% | 0.264
18721 | Belden Wire | 1266A 009U1000 | 2 #22 PP FS PVC | FT |  | 1 Year | 0.2779 | 5% | 0.264
18722 | Belden Wire | 1266A 0101000 | 2 #22 PP FS PVC | FT |  | 1 Year | 0.2779 | 5% | 0.264
18723 | Belden Wire | 1266A 010U1000 | 2 #22 PP FS PVC | FT |  | 1 Year | 0.2779 | 5% | 0.264
18724 | Belden Wire | 1268A 0101000 | 2 PR #22 HDPE SHLD PVC | FT |  | 1 Year | 3.1759 | 5% | 3.0171
18725 | Belden Wire | 1269A 0101000 | 2 PR #22 FEP SH FEP | FT |  | 1 Year | 6.5876 | 5% | 6.2582
18726 | Belden Wire | 1275N-102 | INS.BINDING POST,RED,8-32,3/8D | EA |  | 1 Year | 19.7 | 5% | 18.715
18727 | Belden Wire | 1275N-103 | INS.BINDING POST,BLK,8-32,3/8D | EA |  | 1 Year | 21.3 | 5% | 20.235
18728 | Belden Wire | 1275N-104 | INS.BINDING POST,GRN,8-32,3/8D | EA |  | 1 Year | 27 | 5% | 25.65
18729 | Belden Wire | 1277P 0081000 | 3 #25 FPFA SH FLRST FLRST | FT |  | 1 Year | 2.0443 | 5% | 1.9421
18730 | Belden Wire | 1277P 008500 | 3 #25 FPFA SH FLRST FLRST | FT |  | 1 Year | 2.0443 | 5% | 1.9421
18731 | Belden Wire | 1277R B591000 | 3#25LDPE/GIFHDLDPE SH FRPVCPVC | FT |  | 1 Year | 1.5276 | 5% | 1.4512
18732 | Belden Wire | 1277R B59500 | 3#25LDPE/GIFHDLDPE SH FRPVCPVC | FT |  | 1 Year | 1.5276 | 5% | 1.4512
18733 | Belden Wire | 1278R B591000 | 4#25LDPE/GIFHDLDPE SH FRPVCPVC | FT |  | 1 Year | 1.6366 | 5% | 1.5548
18734 | Belden Wire | 1278R B59500 | 4#25LDPE/GIFHDLDPE SH FRPVCPVC | FT |  | 1 Year | 1.6366 | 5% | 1.5548
18735 | Belden Wire | 127929A J221000 | 7929A ALUM ARMOR PVC - SPECIAL | FT |  | 1 Year | 3.8706 | 5% | 3.6771
18736 | Belden Wire | 1279P 0081000 | 5 #25 FFEP SH FLRST FLRST | FT |  | 1 Year | 2.4047 | 5% | 2.2845
18737 | Belden Wire | 1279P 008500 | 5 #25 FFEP SH FLRST FLRST | FT |  | 1 Year | 2.4047 | 5% | 2.2845
18738 | Belden Wire | 1280P 0081000 | 6 #25 FPFA SH FLRST FLRST | FT |  | 1 Year | 3.408 | 5% | 3.2376
18739 | Belden Wire | 1280P 008500 | 6 #25 FPFA SH FLRST FLRST | FT |  | 1 Year | 3.408 | 5% | 3.2376
18740 | Belden Wire | 1280R B591000 | 6#25LDPE/GIFHDLDPE SH FRPVCPVC | FT |  | 1 Year | 2.4881 | 5% | 2.3637
18741 | Belden Wire | 1281S3 0001000 | 3C25 RGB | FT |  | 1 Year | 1.2945 | 5% | 1.2298
18742 | Belden Wire | 1281S3 000500 | 3C25 RGB | FT |  | 1 Year | 1.2945 | 5% | 1.2298
18743 | Belden Wire | 1281S5 0001000 | 5C25 RGBSC | FT |  | 1 Year | 1.9669 | 5% | 1.8686
18744 | Belden Wire | 1281S5 0101000 | 5C25 RGBSC | FT |  | 1 Year | 1.9669 | 5% | 1.8686
18745 | Belden Wire | 1281S5 010500 | 5C25 RGBSC | FT |  | 1 Year | 1.9669 | 5% | 1.8686
18746 | Belden Wire | 1281S6 000500 | 6C25 RGBHVC | FT |  | 1 Year | 2.4207 | 5% | 2.2997
18747 | Belden Wire | 1281S6 0101000 | 6C25 RGBHVC | FT |  | 1 Year | 2.4207 | 5% | 2.2997
18748 | Belden Wire | 1281S6C 0001000 | BONDED FILLER COMPOSITE | FT |  | 1 Year | 2.56 | 5% | 2.432
18749 | Belden Wire | 1281S6C 000500 | BONDED FILLER COMPOSITE | FT |  | 1 Year | 2.56 | 5% | 2.432
18750 | Belden Wire | 128241 0105000 | 8241 ALUM ARMOR PVC | FT |  | 1 Year | 2.0452 | 5% | 1.9429
18751 | Belden Wire | 1282P 0101000 | #25 FPFA SH PVC | FT |  | 1 Year | 0.459 | 5% | 0.43605
18752 | Belden Wire | 1282S3 0001000 | 3C25 RGB | FT |  | 1 Year | 1.4962 | 5% | 1.4214
18753 | Belden Wire | 1282S3 000500 | 3C25 RGB | FT |  | 1 Year | 1.4962 | 5% | 1.4214
18754 | Belden Wire | 1282S5 000250 | 5C25 RGBSC | FT |  | 1 Year | 2.3979 | 5% | 2.278
18755 | Belden Wire | 1282S6 0001000 | 6C25 RGBHVC | FT |  | 1 Year | 2.8375 | 5% | 2.6956
18756 | Belden Wire | 1282S6 000500 | 6C25 RGBHVC | FT |  | 1 Year | 2.8375 | 5% | 2.6956
18757 | Belden Wire | 1283S5 0001000 | 5C20 RGBSC | FT |  | 1 Year | 10.678 | 5% | 10.1441
18758 | Belden Wire | 129463 J2210000 | 9463 ALUM ARMORED PVC-SPECIAL | FT |  | 1 Year | 3.9259 | 5% | 3.7296
18759 | Belden Wire | 1300A 0101000 | 4 PR #24 PP FS PVC | FT |  | 1 Year | 0.5776 | 5% | 0.54872
18760 | Belden Wire | 1300A 010500 | 4 PR #24 PP FS PVC | FT |  | 1 Year | 0.5776 | 5% | 0.54872
18761 | Belden Wire | 1300SB 0101000 | 4 PR #24 PP FS FRNHPO | FT |  | 1 Year | 0.6701 | 5% | 0.6366
18762 | Belden Wire | 1300SB 0105001 | 4 PR #24 PP FS FRNHPO | FT |  | 1 Year | 0.6506 | 5% | 0.61807
18763 | Belden Wire | 1302E 0101640 | CATSNAKE CAT 6A S/FTP PVC | FT |  | 1 Year | 1.4796 | 5% | 1.4056
18764 | Belden Wire | 1302E 010500 | CATSNAKE CAT 6A S/FTP PVC | FT |  | 1 Year | 1.4796 | 5% | 1.4056
18765 | Belden Wire | 1303E 0101000 | CATSNAKE CAT 6A S/FTP PVC | FT |  | 1 Year | 1.7466 | 5% | 1.6593
18766 | Belden Wire | 1303E 0101640 | CATSNAKE CAT 6A S/FTP PVC | FT |  | 1 Year | 1.7466 | 5% | 1.6593
18767 | Belden Wire | 1303E 010500 | CATSNAKE CAT 6A S/FTP PVC | FT |  | 1 Year | 1.7466 | 5% | 1.6593
18768 | Belden Wire | 1303EPU 0101000 | CATSNAKE CAT 6A S/FTP PVC | FT |  | 1 Year | 2.0027 | 5% | 1.9026
18769 | Belden Wire | 1303EPU 0101640 | CATSNAKE CAT 6A S/FTP PVC | FT |  | 1 Year | 2.0027 | 5% | 1.9026
18770 | Belden Wire | 1303EPU 010500 | CATSNAKE CAT 6A S/FTP PVC | FT |  | 1 Year | 2.0027 | 5% | 1.9026
18771 | Belden Wire | 1304A B591000 | 4 PR #24 PP FRPVC | FT |  | 1 Year | 0.9883 | 5% | 0.93888
18772 | Belden Wire | 1304A B59500 | 4 PR #24 PP FRPVC | FT |  | 1 Year | 0.9883 | 5% | 0.93888
18773 | Belden Wire | 1304A4 B591000 | 4 CHANNEL 4PR #24 PO FRPVC PVC | FT |  | 1 Year | 3.7216 | 5% | 3.5355
18774 | Belden Wire | 1304A4 B59500 | 4 CHANNEL 4PR #24 PO FRPVC PVC | FT |  | 1 Year | 3.7216 | 5% | 3.5355
18775 | Belden Wire | 1305A B591000 | 4 PR #24 PP FRPVC PVC | FT |  | 1 Year | 1.1664 | 5% | 1.1081
18776 | Belden Wire | 1305A B59500 | 4 PR #24 PP FRPVC PVC | FT |  | 1 Year | 1.1664 | 5% | 1.1081
18777 | Belden Wire | 1306SB 0101000 | 1 #18 PR, 1 RG-6/U COAX | FT |  | 1 Year | 2.0212 | 5% | 1.9201
18778 | Belden Wire | 1306SB 010500 | 1 #18 PR, 1 RG-6/U COAX | FT |  | 1 Year | 2.0212 | 5% | 1.9201
18779 | Belden Wire | 1307A 006U500 | 2 #16 PE FRPVC | FT |  | 1 Year | 0.4056 | 5% | 0.38532
18780 | Belden Wire | 1307A 0081000 | 2 #16 PE FRPVC | FT |  | 1 Year | 0.4056 | 5% | 0.38532
18781 | Belden Wire | 1307A 008U500 | 2 #16 PE FRPVC | FT |  | 1 Year | 0.4056 | 5% | 0.38532
18782 | Belden Wire | 1307A 0101000 | 2 #16 PE FRPVC | FT |  | 1 Year | 0.4056 | 5% | 0.38532
18783 | Belden Wire | 1307A 010U500 | 2 #16 PE FRPVC | FT |  | 1 Year | 0.4021 | 5% | 0.38199
18784 | Belden Wire | 1307A 1SL1000 | 2 #16 PE FRPVC | FT |  | 1 Year | 0.4056 | 5% | 0.38532
18785 | Belden Wire | 1307A 1SLU500 | 2 #16 PE FRPVC | FT |  | 1 Year | 0.4056 | 5% | 0.38532
18786 | Belden Wire | 1307A N3UU500 | 2 #16 PE FRPVC | FT |  | 1 Year | 0.4056 | 5% | 0.38532
18787 | Belden Wire | 1308A 0081000 | 4 #16 PE FRPVC | FT |  | 1 Year | 0.7581 | 5% | 0.72019
18788 | Belden Wire | 1308A 008U500 | 4 #16 PE FRPVC | FT |  | 1 Year | 0.7581 | 5% | 0.72019
18789 | Belden Wire | 1308A 0101000 | 4 #16 PE FRPVC | FT |  | 1 Year | 0.7581 | 5% | 0.72019
18790 | Belden Wire | 1308A 010U500 | 4 #16 PE FRPVC | FT |  | 1 Year | 0.7581 | 5% | 0.72019
18791 | Belden Wire | 1308A 1SL1000 | 4 #16 PE FRPVC | FT |  | 1 Year | 0.7581 | 5% | 0.72019
18792 | Belden Wire | 1308A 1SLU500 | 4 #16 PE FRPVC | FT |  | 1 Year | 0.7581 | 5% | 0.72019
18793 | Belden Wire | 1309A 006U500 | 2 #14 PE FRPVC | FT |  | 1 Year | 0.7674 | 5% | 0.72903
18794 | Belden Wire | 1309A 0081000 | 2 #14 PE FRPVC | FT |  | 1 Year | 0.7674 | 5% | 0.72903
18795 | Belden Wire | 1309A 008U500 | 2 #14 PE FRPVC | FT |  | 1 Year | 0.7674 | 5% | 0.72903
18796 | Belden Wire | 1309A 0101000 | 2 #14 PE FRPVC | FT |  | 1 Year | 0.7674 | 5% | 0.72903
18797 | Belden Wire | 1309A 010U500 | 2 #14 PE FRPVC | FT |  | 1 Year | 0.7674 | 5% | 0.72903
18798 | Belden Wire | 1309A 1SL1000 | 2 #14 PE FRPVC | FT |  | 1 Year | 0.7674 | 5% | 0.72903
18799 | Belden Wire | 1309A 1SLU500 | 2 #14 PE FRPVC | FT |  | 1 Year | 0.7674 | 5% | 0.72903
18800 | Belden Wire | 1309A N3UU500 | 2 #14 PE FRPVC | FT |  | 1 Year | 0.7674 | 5% | 0.72903
18801 | Belden Wire | 1310A 006U500 | 4 #14 PE FRPVC | FT |  | 1 Year | 1.4681 | 5% | 1.3947
18802 | Belden Wire | 1310A 0081000 | 4 #14 PE FRPVC | FT |  | 1 Year | 1.4681 | 5% | 1.3947
18803 | Belden Wire | 1310A 008U500 | 4 #14 PE FRPVC | FT |  | 1 Year | 1.4681 | 5% | 1.3947
18804 | Belden Wire | 1310A 0101000 | 4 #14 PE FRPVC | FT |  | 1 Year | 1.4681 | 5% | 1.3947
18805 | Belden Wire | 1310A 010U500 | 4 #14 PE FRPVC | FT |  | 1 Year | 1.4681 | 5% | 1.3947
18806 | Belden Wire | 1310A 1SL1000 | 4 #14 PE FRPVC | FT |  | 1 Year | 1.4681 | 5% | 1.3947
18807 | Belden Wire | 1310A 1SLU500 | 4 #14 PE FRPVC | FT |  | 1 Year | 1.4681 | 5% | 1.3947
18808 | Belden Wire | 1311A 0081000 | 2 #12 PE FRPVC | FT |  | 1 Year | 1.0639 | 5% | 1.0107
18809 | Belden Wire | 1311A 008500 | 2 #12 PE FRPVC | FT |  | 1 Year | 1.0639 | 5% | 1.0107
18810 | Belden Wire | 1311A 0101000 | 2 #12 PE FRPVC | FT |  | 1 Year | 1.0639 | 5% | 1.0107
18811 | Belden Wire | 1311A 010500 | 2 #12 PE FRPVC | FT |  | 1 Year | 1.0639 | 5% | 1.0107
18812 | Belden Wire | 1311A 1SL1000 | 2 #12 PE FRPVC | FT |  | 1 Year | 1.0639 | 5% | 1.0107
18813 | Belden Wire | 1311A 1SL500 | 2 #12 PE FRPVC | FT |  | 1 Year | 1.0639 | 5% | 1.0107
18814 | Belden Wire | 1312A 0081000 | 4 #12 PE FRPVC | FT |  | 1 Year | 1.9982 | 5% | 1.8983
18815 | Belden Wire | 1312A 008500 | 4 #12 PE FRPVC | FT |  | 1 Year | 1.9982 | 5% | 1.8983
18816 | Belden Wire | 1312A 0101000 | 4 #12 PE FRPVC | FT |  | 1 Year | 1.9982 | 5% | 1.8983
18817 | Belden Wire | 1312A 010500 | 4 #12 PE FRPVC | FT |  | 1 Year | 1.9982 | 5% | 1.8983
18818 | Belden Wire | 1312A 1SL1000 | 4 #12 PE FRPVC | FT |  | 1 Year | 1.9982 | 5% | 1.8983
18819 | Belden Wire | 1312A 1SL500 | 4 #12 PE FRPVC | FT |  | 1 Year | 1.9982 | 5% | 1.8983
18820 | Belden Wire | 1313A 0081000 | 2 #10 PE FRPVC | FT |  | 1 Year | 1.6163 | 5% | 1.5355
18821 | Belden Wire | 1313A 008500 | 2 #10 PE FRPVC | FT |  | 1 Year | 1.6163 | 5% | 1.5355
18822 | Belden Wire | 1313A 0101000 | 2 #10 PE FRPVC | FT |  | 1 Year | 1.6163 | 5% | 1.5355
18823 | Belden Wire | 1313A 010500 | 2 #10 PE FRPVC | FT |  | 1 Year | 1.6163 | 5% | 1.5355
18824 | Belden Wire | 1313A 1SL1000 | 2 #10 PE FRPVC | FT |  | 1 Year | 1.6163 | 5% | 1.5355
18825 | Belden Wire | 1313A 1SL500 | 2 #10 PE FRPVC | FT |  | 1 Year | 1.6163 | 5% | 1.5355
18826 | Belden Wire | 1314SB 0101000 | 1 PR #14 PP FRNHPO | FT |  | 1 Year | 0.6386 | 5% | 0.60667
18827 | Belden Wire | 1315SB 0101000 | 4 #14 PP FRNHPO | FT |  | 1 Year | 1.2 | 5% | 1.14
18828 | Belden Wire | 1316SB 0101000 | 1 PR #12 PP FRNHPO | FT |  | 1 Year | 0.9392 | 5% | 0.89224
18829 | Belden Wire | 1317SB 0101000 | 4 #12 PP FRNHPO | FT |  | 1 Year | 1.6319 | 5% | 1.5503
18830 | Belden Wire | 1318SB 0101000 | 4 PR #24 PP FRNHPO FRNHPO | FT |  | 1 Year | 0.7288 | 5% | 0.69236
18831 | Belden Wire | 1319SB 0101000 | 4 PR #23 PP FRNHPO FRNHPO | FT |  | 1 Year | 0.7597 | 5% | 0.72171
18832 | Belden Wire | 1319SB 0105000 | 4 PR #23 PP FRNHPO FRNHPO | FT |  | 1 Year | 0.7597 | 5% | 0.72171
18833 | Belden Wire | 1320SB 0021000 | 1 FS PR #18 SIL FRNHPO | FT |  | 1 Year | 2.0105 | 5% | 1.91
18834 | Belden Wire | 1320SB 0101000 | 1 FS PR #18 SIL FRNHPO | FT |  | 1 Year | 2.0105 | 5% | 1.91
18835 | Belden Wire | 1321SB 0021000 | 1 FS PR #16 SIL FRNHPO | FT |  | 1 Year | 2.2944 | 5% | 2.1797
18836 | Belden Wire | 1321SB 0101000 | 1 FS PR #16 SIL FRNHPO | FT |  | 1 Year | 2.2944 | 5% | 2.1797
18837 | Belden Wire | 1322R 0101000 | #18 GIFHDLDPE DBLSH FRPVC | FT |  | 1 Year | 0.2058 | 5% | 0.19551
18838 | Belden Wire | 1322R 010U1000 | #18 GIFHDLDPE DBLSH FRPVC | FT |  | 1 Year | 0.2058 | 5% | 0.19551
18839 | Belden Wire | 1325A 0091000 | 2 FS PR #22 FLRST FLRST | FT |  | 1 Year | 0.4607 | 5% | 0.43766
18840 | Belden Wire | 1325A 009500 | 2 FS PR #22 FLRST FLRST | FT |  | 1 Year | 0.4607 | 5% | 0.43766
18841 | Belden Wire | 1325A 0101000 | 2 FS PR #22 FLRST FLRST | FT |  | 1 Year | 0.4607 | 5% | 0.43766
18842 | Belden Wire | 1325A 010500 | 2 FS PR #22 FLRST FLRST | FT |  | 1 Year | 0.4607 | 5% | 0.43766
18843 | Belden Wire | 1325A D151000 | 2 FS PR #22 FLRST FLRST | FT |  | 1 Year | 0.4607 | 5% | 0.43766
18844 | Belden Wire | 1325R 0091000 | 2 FS PR #22 PO FRPVC | FT |  | 1 Year | 0.4155 | 5% | 0.39472
18845 | Belden Wire | 1325R 0101000 | 2 FS PR #22 PO FRPVC | FT |  | 1 Year | 0.4155 | 5% | 0.39472
18846 | Belden Wire | 1326A 0091000 | 3 FS PR #22 FLRST FLRST | FT |  | 1 Year | 1.1403 | 5% | 1.0833
18847 | Belden Wire | 1326A 009500 | 3 FS PR #22 FLRST FLRST | FT |  | 1 Year | 1.1403 | 5% | 1.0833
18848 | Belden Wire | 1326A D151000 | 3 FS PR #22 FLRST FLRST | FT |  | 1 Year | 1.1403 | 5% | 1.0833
18849 | Belden Wire | 1326A D15500 | 3 FS PR #22 FLRST FLRST | FT |  | 1 Year | 1.1403 | 5% | 1.0833
18850 | Belden Wire | 1326R 0091000 | 3 FS PR #22 PO FRPVC | FT |  | 1 Year | 1.028 | 5% | 0.9766
18851 | Belden Wire | 1327A 0031000 | 2 FS PR #18 PP FS FRPVC | FT |  | 1 Year | 1.6401 | 5% | 1.5581
18852 | Belden Wire | 1327A 0061000 | 2 FS PR #18 PP FS FRPVC | FT |  | 1 Year | 1.6401 | 5% | 1.5581
18853 | Belden Wire | 1328A 0031000 | 5 FS PR #18 PP FS FRPVC | FT |  | 1 Year | 3.4502 | 5% | 3.2777
18854 | Belden Wire | 1328A 0061000 | 5 FS PR #18 PP FS FRPVC | FT |  | 1 Year | 3.4502 | 5% | 3.2777
18855 | Belden Wire | 1330A 0031000 | 12 FS PR #18 PP FS FRPVC | FT |  | 1 Year | 7.5876 | 5% | 7.2082
18856 | Belden Wire | 1333A 0031000 | 24 FS PR #18 PP FS FRPVC | FT |  | 1 Year | 14.3279 | 5% | 13.6115
18857 | Belden Wire | 1334A 0031000 | 1 PR #18 PP SH FRPVC | FT |  | 1 Year | 1.2303 | 5% | 1.1688
18858 | Belden Wire | 1334A 0033280 | 1 PR #18 PP SH FRPVC | FT |  | 1 Year | 1.2063 | 5% | 1.146
18859 | Belden Wire | 1334A 0061000 | 1 PR #18 PP SH FRPVC | FT |  | 1 Year | 1.2303 | 5% | 1.1688
18860 | Belden Wire | 1334A 0063280 | 1 PR #18 PP SH FRPVC | FT |  | 1 Year | 1.2063 | 5% | 1.146
18861 | Belden Wire | 1335A 0031000 | 1 PR #16 PP SH FRPVC | FT |  | 1 Year | 1.6133 | 5% | 1.5326
18862 | Belden Wire | 1335A 0061000 | 1 PR #16 PP SH FRPVC | FT |  | 1 Year | 1.6133 | 5% | 1.5326
18863 | Belden Wire | 1336A 0031000 | 1 PR #14 PP SH FRPVC | FT |  | 1 Year | 2.3212 | 5% | 2.2051
18864 | Belden Wire | 1336A 0061640 | 1 PR #14 PP SH FRPVC | FT |  | 1 Year | 2.3212 | 5% | 2.2051
18865 | Belden Wire | 1336A 0063280 | 1 PR #14 PP SH FRPVC | FT |  | 1 Year | 2.3212 | 5% | 2.2051
18866 | Belden Wire | 1345F T5U1000 | 2 #15, 2 #18 SH TPE | FT |  | 1 Year | 4.8505 | 5% | 4.608
18867 | Belden Wire | 1346F T5U1000 | 2 #22, 2 #24 SH TPE | FT |  | 1 Year | 2.5665 | 5% | 2.4382
18868 | Belden Wire | 1347A B591000 | COMPOSITE ENG CABLE PVC | FT |  | 1 Year | 4.4426 | 5% | 4.2205
18869 | Belden Wire | 1347A B59500 | COMPOSITE ENG CABLE PVC | FT |  | 1 Year | 4.4426 | 5% | 4.2205
18870 | Belden Wire | 1348A 0021000 | 3 #20 FPE SH PVC | FT |  | 1 Year | 1.487 | 5% | 1.4126
18871 | Belden Wire | 1348A 0025000 | 3 #20 FPE SH PVC | FT |  | 1 Year | 1.487 | 5% | 1.4126
18872 | Belden Wire | 1349A 0021000 | COMPOSITE CABLE PVC | FT |  | 1 Year | 3.0444 | 5% | 2.8922
18873 | Belden Wire | 1350SB 0101000 | 1 FS PR #24 FHDPE FRNHPO | FT |  | 1 Year | 0.5668 | 5% | 0.53846
18874 | Belden Wire | 1351A 0041000 | CAT6 4PR F/UTP CMR REEL | FT |  | 1 Year | 0.6627 | 5% | 0.62956
18875 | Belden Wire | 1351A 0061000 | CAT6 4PR F/UTP CMR REEL | FT |  | 1 Year | 0.6627 | 5% | 0.62956
18876 | Belden Wire | 1351A 0081000 | CAT6 4PR F/UTP CMR REEL | FT |  | 1 Year | 0.6627 | 5% | 0.62956
18877 | Belden Wire | 1351A 0091000 | CAT6 4PR F/UTP CMR REEL | FT |  | 1 Year | 0.6627 | 5% | 0.62956
18878 | Belden Wire | 1352A 0041000 | CAT6 4PR F/UTP CMP REEL | FT |  | 1 Year | 1.1706 | 5% | 1.1121
18879 | Belden Wire | 1352A 0081000 | CAT6 4PR F/UTP CMP REEL | FT |  | 1 Year | 1.1706 | 5% | 1.1121
18880 | Belden Wire | 1352A 0091000 | CAT6 4PR F/UTP CMP REEL | FT |  | 1 Year | 1.1706 | 5% | 1.1121
18881 | Belden Wire | 1352A D151000 | CAT6 4PR F/UTP CMP REEL | FT |  | 1 Year | 1.1706 | 5% | 1.1121
18882 | Belden Wire | 13535-01 | PERFECT TOTE SOFT CABLE BAG | EA |  | 1 Year | 75 | 5% | 71.25
18883 | Belden Wire | 1353A 001U1000 | 1 PR #24 PP FRPVC | FT |  | 1 Year | 0.1642 | 5% | 0.15599
18884 | Belden Wire | 1353A 002U1000 | 1 PR #24 PP FRPVC | FT |  | 1 Year | 0.1642 | 5% | 0.15599
18885 | Belden Wire | 1353A 003U1000 | 1 PR #24 PP FRPVC | FT |  | 1 Year | 0.1642 | 5% | 0.15599
18886 | Belden Wire | 1353A 004U1000 | 1 PR #24 PP FRPVC | FT |  | 1 Year | 0.1642 | 5% | 0.15599
18887 | Belden Wire | 1353A 006U1000 | 1 PR #24 PP FRPVC | FT |  | 1 Year | 0.1642 | 5% | 0.15599
18888 | Belden Wire | 1353A 007U1000 | 1 PR #24 PP FRPVC | FT |  | 1 Year | 0.1642 | 5% | 0.15599
18889 | Belden Wire | 1353A 008U1000 | 1 PR #24 PP FRPVC | FT |  | 1 Year | 0.1642 | 5% | 0.15599
18890 | Belden Wire | 1353A 009U1000 | 1 PR #24 PP FRPVC | FT |  | 1 Year | 0.1642 | 5% | 0.15599
18891 | Belden Wire | 1353A 0101000 | 1 PR #24 PP FRPVC | FT |  | 1 Year | 0.1642 | 5% | 0.15599
18892 | Belden Wire | 1353A 010500 | 1 PR #24 PP FRPVC | FT |  | 1 Year | 0.1642 | 5% | 0.15599
18893 | Belden Wire | 1353A 010U1000 | 1 PR #24 PP FRPVC | FT |  | 1 Year | 0.1642 | 5% | 0.15599
18894 | Belden Wire | 1353A N3UU1000 | 1 PR #24 PP FRPVC | FT |  | 1 Year | 0.1642 | 5% | 0.15599
18895 | Belden Wire | 1359A 0031000 | 50 FS PR #18 PP FS FRPVC | FT |  | 1 Year | 33.5621 | 5% | 31.884
18896 | Belden Wire | 1360A 0031000 | TW PR #16 PO FS FRPVC | FT |  | 1 Year | 1.2776 | 5% | 1.2137
18897 | Belden Wire | 1361A 0031000 | 2 FS PR #16 PO FS FRPVC | FT |  | 1 Year | 2.6317 | 5% | 2.5001
18898 | Belden Wire | 1364A 0031000 | 12 FS PR #16 PO FS FRPVC | FT |  | 1 Year | 10.4522 | 5% | 9.9296
18899 | Belden Wire | 1369P 0011000 | #18 FFEP SH FLRST | FT |  | 1 Year | 1.0368 | 5% | 0.98496
18900 | Belden Wire | 1369P 001500 | #18 FFEP SH FLRST | FT |  | 1 Year | 1.0368 | 5% | 0.98496
18901 | Belden Wire | 1369P 0021000 | #18 FFEP SH FLRST | FT |  | 1 Year | 1.0368 | 5% | 0.98496
18902 | Belden Wire | 1369P 002500 | #18 FFEP SH FLRST | FT |  | 1 Year | 1.0368 | 5% | 0.98496
18903 | Belden Wire | 1369P 0031000 | #18 FFEP SH FLRST | FT |  | 1 Year | 1.0368 | 5% | 0.98496
18904 | Belden Wire | 1369P 003500 | #18 FFEP SH FLRST | FT |  | 1 Year | 1.0368 | 5% | 0.98496
18905 | Belden Wire | 1369P 0041000 | #18 FFEP SH FLRST | FT |  | 1 Year | 1.0368 | 5% | 0.98496
18906 | Belden Wire | 1369P 004500 | #18 FFEP SH FLRST | FT |  | 1 Year | 1.0368 | 5% | 0.98496
18907 | Belden Wire | 1369P 0061000 | #18 FFEP SH FLRST | FT |  | 1 Year | 1.0368 | 5% | 0.98496
18908 | Belden Wire | 1369P 006500 | #18 FFEP SH FLRST | FT |  | 1 Year | 1.0368 | 5% | 0.98496
18909 | Belden Wire | 1369P 0071000 | #18 FFEP SH FLRST | FT |  | 1 Year | 1.0368 | 5% | 0.98496
18910 | Belden Wire | 1369P 007500 | #18 FFEP SH FLRST | FT |  | 1 Year | 1.0368 | 5% | 0.98496
18911 | Belden Wire | 1369P 0081000 | #18 FFEP SH FLRST | FT |  | 1 Year | 1.0368 | 5% | 0.98496
18912 | Belden Wire | 1369P 008500 | #18 FFEP SH FLRST | FT |  | 1 Year | 1.0368 | 5% | 0.98496
18913 | Belden Wire | 1369P 0091000 | #18 FFEP SH FLRST | FT |  | 1 Year | 1.0368 | 5% | 0.98496
18914 | Belden Wire | 1369P 009500 | #18 FFEP SH FLRST | FT |  | 1 Year | 1.0368 | 5% | 0.98496
18915 | Belden Wire | 1369P 0101000 | #18 FFEP SH FLRST | FT |  | 1 Year | 1.0368 | 5% | 0.98496
18916 | Belden Wire | 1369P 010500 | #18 FFEP SH FLRST | FT |  | 1 Year | 1.0368 | 5% | 0.98496
18917 | Belden Wire | 1369P N3U1000 | #18 FFEP SH FLRST | FT |  | 1 Year | 1.0368 | 5% | 0.98496
18918 | Belden Wire | 1369P N3U500 | #18 FFEP SH FLRST | FT |  | 1 Year | 1.0368 | 5% | 0.98496
18919 | Belden Wire | 1369R 0011000 | #18 PE/GIFHDLDPE SH PVC | FT |  | 1 Year | 0.5209 | 5% | 0.49485
18920 | Belden Wire | 1369R 001500 | #18 PE/GIFHDLDPE SH PVC | FT |  | 1 Year | 0.5209 | 5% | 0.49485
18921 | Belden Wire | 1369R 0021000 | #18 PE/GIFHDLDPE SH PVC | FT |  | 1 Year | 0.5209 | 5% | 0.49485
18922 | Belden Wire | 1369R 002500 | #18 PE/GIFHDLDPE SH PVC | FT |  | 1 Year | 0.5209 | 5% | 0.49485
18923 | Belden Wire | 1369R 0031000 | #18 PE/GIFHDLDPE SH PVC | FT |  | 1 Year | 0.5209 | 5% | 0.49485
18924 | Belden Wire | 1369R 003500 | #18 PE/GIFHDLDPE SH PVC | FT |  | 1 Year | 0.5209 | 5% | 0.49485
18925 | Belden Wire | 1369R 0041000 | #18 PE/GIFHDLDPE SH PVC | FT |  | 1 Year | 0.5209 | 5% | 0.49485
18926 | Belden Wire | 1369R 004500 | #18 PE/GIFHDLDPE SH PVC | FT |  | 1 Year | 0.5209 | 5% | 0.49485
18927 | Belden Wire | 1369R 0061000 | #18 PE/GIFHDLDPE SH PVC | FT |  | 1 Year | 0.5209 | 5% | 0.49485
18928 | Belden Wire | 1369R 006500 | #18 PE/GIFHDLDPE SH PVC | FT |  | 1 Year | 0.5209 | 5% | 0.49485
18929 | Belden Wire | 1369R 0071000 | #18 PE/GIFHDLDPE SH PVC | FT |  | 1 Year | 0.5209 | 5% | 0.49485
18930 | Belden Wire | 1369R 007500 | #18 PE/GIFHDLDPE SH PVC | FT |  | 1 Year | 0.5209 | 5% | 0.49485
18931 | Belden Wire | 1369R 0081000 | #18 PE/GIFHDLDPE SH PVC | FT |  | 1 Year | 0.5209 | 5% | 0.49485
18932 | Belden Wire | 1369R 008500 | #18 PE/GIFHDLDPE SH PVC | FT |  | 1 Year | 0.5209 | 5% | 0.49485
18933 | Belden Wire | 1369R 0091000 | #18 PE/GIFHDLDPE SH PVC | FT |  | 1 Year | 0.5209 | 5% | 0.49485
18934 | Belden Wire | 1369R 009500 | #18 PE/GIFHDLDPE SH PVC | FT |  | 1 Year | 0.5209 | 5% | 0.49485
18935 | Belden Wire | 1369R 0101000 | #18 PE/GIFHDLDPE SH PVC | FT |  | 1 Year | 0.5209 | 5% | 0.49485
18936 | Belden Wire | 1369R 010500 | #18 PE/GIFHDLDPE SH PVC | FT |  | 1 Year | 0.5209 | 5% | 0.49485
18937 | Belden Wire | 1369R N3U1000 | #18 PE/GIFHDLDPE SH PVC | FT |  | 1 Year | 0.5209 | 5% | 0.49485
18938 | Belden Wire | 1369R N3U500 | #18 PE/GIFHDLDPE SH PVC | FT |  | 1 Year | 0.5209 | 5% | 0.49485
18939 | Belden Wire | 1370P 0011000 | #20 FFEP SH FLRST | FT |  | 1 Year | 0.7254 | 5% | 0.68913
18940 | Belden Wire | 1370P 001500 | #20 FFEP SH FLRST | FT |  | 1 Year | 0.7254 | 5% | 0.68913
18941 | Belden Wire | 1370P 0021000 | #20 FFEP SH FLRST | FT |  | 1 Year | 0.7254 | 5% | 0.68913
18942 | Belden Wire | 1370P 002500 | #20 FFEP SH FLRST | FT |  | 1 Year | 0.7254 | 5% | 0.68913
18943 | Belden Wire | 1370P 0031000 | #20 FFEP SH FLRST | FT |  | 1 Year | 0.7254 | 5% | 0.68913
18944 | Belden Wire | 1370P 003500 | #20 FFEP SH FLRST | FT |  | 1 Year | 0.7254 | 5% | 0.68913
18945 | Belden Wire | 1370P 0041000 | #20 FFEP SH FLRST | FT |  | 1 Year | 0.7254 | 5% | 0.68913
18946 | Belden Wire | 1370P 004500 | #20 FFEP SH FLRST | FT |  | 1 Year | 0.7254 | 5% | 0.68913
18947 | Belden Wire | 1370P 0061000 | #20 FFEP SH FLRST | FT |  | 1 Year | 0.7254 | 5% | 0.68913
18948 | Belden Wire | 1370P 006500 | #20 FFEP SH FLRST | FT |  | 1 Year | 0.7254 | 5% | 0.68913
18949 | Belden Wire | 1370P 0071000 | #20 FFEP SH FLRST | FT |  | 1 Year | 0.7254 | 5% | 0.68913
18950 | Belden Wire | 1370P 007500 | #20 FFEP SH FLRST | FT |  | 1 Year | 0.7254 | 5% | 0.68913
18951 | Belden Wire | 1370P 0081000 | #20 FFEP SH FLRST | FT |  | 1 Year | 0.7254 | 5% | 0.68913
18952 | Belden Wire | 1370P 008500 | #20 FFEP SH FLRST | FT |  | 1 Year | 0.7254 | 5% | 0.68913
18953 | Belden Wire | 1370P 0091000 | #20 FFEP SH FLRST | FT |  | 1 Year | 0.7254 | 5% | 0.68913
18954 | Belden Wire | 1370P 009500 | #20 FFEP SH FLRST | FT |  | 1 Year | 0.7254 | 5% | 0.68913
18955 | Belden Wire | 1370P 0101000 | #20 FFEP SH FLRST | FT |  | 1 Year | 0.7254 | 5% | 0.68913
18956 | Belden Wire | 1370P 010500 | #20 FFEP SH FLRST | FT |  | 1 Year | 0.7254 | 5% | 0.68913
18957 | Belden Wire | 1370P N3U1000 | #20 FFEP SH FLRST | FT |  | 1 Year | 0.7254 | 5% | 0.68913
18958 | Belden Wire | 1370P N3U500 | #20 FFEP SH FLRST | FT |  | 1 Year | 0.7254 | 5% | 0.68913
18959 | Belden Wire | 1370R 0011000 | #20 PE/GIFHDLDPE SH PVC | FT |  | 1 Year | 0.3849 | 5% | 0.36566
18960 | Belden Wire | 1370R 001500 | #20 PE/GIFHDLDPE SH PVC | FT |  | 1 Year | 0.3849 | 5% | 0.36566
18961 | Belden Wire | 1370R 0021000 | #20 PE/GIFHDLDPE SH PVC | FT |  | 1 Year | 0.3849 | 5% | 0.36566
18962 | Belden Wire | 1370R 002500 | #20 PE/GIFHDLDPE SH PVC | FT |  | 1 Year | 0.3849 | 5% | 0.36566
18963 | Belden Wire | 1370R 0031000 | #20 PE/GIFHDLDPE SH PVC | FT |  | 1 Year | 0.3849 | 5% | 0.36566
18964 | Belden Wire | 1370R 003500 | #20 PE/GIFHDLDPE SH PVC | FT |  | 1 Year | 0.3849 | 5% | 0.36566
18965 | Belden Wire | 1370R 0041000 | #20 PE/GIFHDLDPE SH PVC | FT |  | 1 Year | 0.3849 | 5% | 0.36566
18966 | Belden Wire | 1370R 004500 | #20 PE/GIFHDLDPE SH PVC | FT |  | 1 Year | 0.3849 | 5% | 0.36566
18967 | Belden Wire | 1370R 0061000 | #20 PE/GIFHDLDPE SH PVC | FT |  | 1 Year | 0.3849 | 5% | 0.36566
18968 | Belden Wire | 1370R 006500 | #20 PE/GIFHDLDPE SH PVC | FT |  | 1 Year | 0.3849 | 5% | 0.36566
18969 | Belden Wire | 1370R 0071000 | #20 PE/GIFHDLDPE SH PVC | FT |  | 1 Year | 0.3849 | 5% | 0.36566
18970 | Belden Wire | 1370R 007500 | #20 PE/GIFHDLDPE SH PVC | FT |  | 1 Year | 0.3849 | 5% | 0.36566
18971 | Belden Wire | 1370R 0081000 | #20 PE/GIFHDLDPE SH PVC | FT |  | 1 Year | 0.3849 | 5% | 0.36566
18972 | Belden Wire | 1370R 008500 | #20 PE/GIFHDLDPE SH PVC | FT |  | 1 Year | 0.3849 | 5% | 0.36566
18973 | Belden Wire | 1370R 0091000 | #20 PE/GIFHDLDPE SH PVC | FT |  | 1 Year | 0.3849 | 5% | 0.36566
18974 | Belden Wire | 1370R 009500 | #20 PE/GIFHDLDPE SH PVC | FT |  | 1 Year | 0.3849 | 5% | 0.36566
18975 | Belden Wire | 1370R 0101000 | #20 PE/GIFHDLDPE SH PVC | FT |  | 1 Year | 0.3849 | 5% | 0.36566
18976 | Belden Wire | 1370R 010500 | #20 PE/GIFHDLDPE SH PVC | FT |  | 1 Year | 0.3849 | 5% | 0.36566
18977 | Belden Wire | 1370R N3U1000 | #20 PE/GIFHDLDPE SH PVC | FT |  | 1 Year | 0.3849 | 5% | 0.36566
18978 | Belden Wire | 1370R N3U500 | #20 PE/GIFHDLDPE SH PVC | FT |  | 1 Year | 0.3849 | 5% | 0.36566
18979 | Belden Wire | 1371P 0011000 | #23 FFEP SH FLRST | FT |  | 1 Year | 0.62 | 5% | 0.589
18980 | Belden Wire | 1371P 001500 | #23 FFEP SH FLRST | FT |  | 1 Year | 0.62 | 5% | 0.589
18981 | Belden Wire | 1371P 0021000 | #23 FFEP SH FLRST | FT |  | 1 Year | 0.62 | 5% | 0.589
18982 | Belden Wire | 1371P 002500 | #23 FFEP SH FLRST | FT |  | 1 Year | 0.62 | 5% | 0.589
18983 | Belden Wire | 1371P 0031000 | #23 FFEP SH FLRST | FT |  | 1 Year | 0.62 | 5% | 0.589
18984 | Belden Wire | 1371P 003500 | #23 FFEP SH FLRST | FT |  | 1 Year | 0.62 | 5% | 0.589
18985 | Belden Wire | 1371P 0041000 | #23 FFEP SH FLRST | FT |  | 1 Year | 0.62 | 5% | 0.589
18986 | Belden Wire | 1371P 004500 | #23 FFEP SH FLRST | FT |  | 1 Year | 0.62 | 5% | 0.589
18987 | Belden Wire | 1371P 0061000 | #23 FFEP SH FLRST | FT |  | 1 Year | 0.62 | 5% | 0.589
18988 | Belden Wire | 1371P 006500 | #23 FFEP SH FLRST | FT |  | 1 Year | 0.62 | 5% | 0.589
18989 | Belden Wire | 1371P 0071000 | #23 FFEP SH FLRST | FT |  | 1 Year | 0.62 | 5% | 0.589
18990 | Belden Wire | 1371P 007500 | #23 FFEP SH FLRST | FT |  | 1 Year | 0.62 | 5% | 0.589
18991 | Belden Wire | 1371P 0081000 | #23 FFEP SH FLRST | FT |  | 1 Year | 0.62 | 5% | 0.589
18992 | Belden Wire | 1371P 008500 | #23 FFEP SH FLRST | FT |  | 1 Year | 0.62 | 5% | 0.589
18993 | Belden Wire | 1371P 0091000 | #23 FFEP SH FLRST | FT |  | 1 Year | 0.62 | 5% | 0.589
18994 | Belden Wire | 1371P 009500 | #23 FFEP SH FLRST | FT |  | 1 Year | 0.62 | 5% | 0.589
18995 | Belden Wire | 1371P 0101000 | #23 FFEP SH FLRST | FT |  | 1 Year | 0.62 | 5% | 0.589
18996 | Belden Wire | 1371P 010500 | #23 FFEP SH FLRST | FT |  | 1 Year | 0.62 | 5% | 0.589
18997 | Belden Wire | 1371P N3U1000 | #23 FFEP SH FLRST | FT |  | 1 Year | 0.62 | 5% | 0.589
18998 | Belden Wire | 1371P N3U500 | #23 FFEP SH FLRST | FT |  | 1 Year | 0.62 | 5% | 0.589
18999 | Belden Wire | 1371R 0011000 | #23 PE/GIFHDLDPE SH PVC | FT |  | 1 Year | 0.3317 | 5% | 0.31511
19000 | Belden Wire | 1371R 001500 | #23 PE/GIFHDLDPE SH PVC | FT |  | 1 Year | 0.3317 | 5% | 0.31511
19001 | Belden Wire | 1371R 0021000 | #23 PE/GIFHDLDPE SH PVC | FT |  | 1 Year | 0.3317 | 5% | 0.31511
19002 | Belden Wire | 1371R 002500 | #23 PE/GIFHDLDPE SH PVC | FT |  | 1 Year | 0.3317 | 5% | 0.31511
19003 | Belden Wire | 1371R 0031000 | #23 PE/GIFHDLDPE SH PVC | FT |  | 1 Year | 0.3317 | 5% | 0.31511
19004 | Belden Wire | 1371R 003500 | #23 PE/GIFHDLDPE SH PVC | FT |  | 1 Year | 0.3317 | 5% | 0.31511
19005 | Belden Wire | 1371R 0041000 | #23 PE/GIFHDLDPE SH PVC | FT |  | 1 Year | 0.3317 | 5% | 0.31511
19006 | Belden Wire | 1371R 004500 | #23 PE/GIFHDLDPE SH PVC | FT |  | 1 Year | 0.3317 | 5% | 0.31511
19007 | Belden Wire | 1371R 0061000 | #23 PE/GIFHDLDPE SH PVC | FT |  | 1 Year | 0.3317 | 5% | 0.31511
19008 | Belden Wire | 1371R 006500 | #23 PE/GIFHDLDPE SH PVC | FT |  | 1 Year | 0.3317 | 5% | 0.31511
19009 | Belden Wire | 1371R 0071000 | #23 PE/GIFHDLDPE SH PVC | FT |  | 1 Year | 0.3317 | 5% | 0.31511
19010 | Belden Wire | 1371R 007500 | #23 PE/GIFHDLDPE SH PVC | FT |  | 1 Year | 0.3317 | 5% | 0.31511
19011 | Belden Wire | 1371R 0081000 | #23 PE/GIFHDLDPE SH PVC | FT |  | 1 Year | 0.3317 | 5% | 0.31511
19012 | Belden Wire | 1371R 008500 | #23 PE/GIFHDLDPE SH PVC | FT |  | 1 Year | 0.3317 | 5% | 0.31511
19013 | Belden Wire | 1371R 0091000 | #23 PE/GIFHDLDPE SH PVC | FT |  | 1 Year | 0.3317 | 5% | 0.31511
19014 | Belden Wire | 1371R 009500 | #23 PE/GIFHDLDPE SH PVC | FT |  | 1 Year | 0.3317 | 5% | 0.31511
19015 | Belden Wire | 1371R 0101000 | #23 PE/GIFHDLDPE SH PVC | FT |  | 1 Year | 0.3317 | 5% | 0.31511
19016 | Belden Wire | 1371R 010500 | #23 PE/GIFHDLDPE SH PVC | FT |  | 1 Year | 0.3317 | 5% | 0.31511
19017 | Belden Wire | 1371R N3U1000 | #23 PE/GIFHDLDPE SH PVC | FT |  | 1 Year | 0.3317 | 5% | 0.31511
19018 | Belden Wire | 1371R N3U500 | #23 PE/GIFHDLDPE SH PVC | FT |  | 1 Year | 0.3317 | 5% | 0.31511
19019 | Belden Wire | 1382LA 0081000 | 2 #16 PVC PVC | FT |  | 1 Year | 0.3588 | 5% | 0.34086
19020 | Belden Wire | 1382LP 3681000 | 2 #16 FEP FEP | FT |  | 1 Year | 0.601 | 5% | 0.57095
19021 | Belden Wire | 1384LA 0091000 | 5 #22 PVC FS FRPVC | FT |  | 1 Year | 0.3831 | 5% | 0.36394
19022 | Belden Wire | 1384LP 3681000 | 5 #22 FEP FS FEP | FT |  | 1 Year | 0.4958 | 5% | 0.47101
19023 | Belden Wire | 1385LA 204500 | 2 #18 PVC +1 FSPR #22 PE FRPVC | FT |  | 1 Year | 0.5052 | 5% | 0.47994
19024 | Belden Wire | 1385LP 009500 | 1 FS PR #22 + 2 #18 FEP FLRST | FT |  | 1 Year | 0.8286 | 5% | 0.78717
19025 | Belden Wire | 1386LA 2041000 | 2#12, 1#18 + 1 FS PR #22 FRPVC | FT |  | 1 Year | 1.2217 | 5% | 1.1606
19026 | Belden Wire | 1386LA 204250 | 2#12, 1#18 + 1 FS PR #22 FRPVC | FT |  | 1 Year | 1.2217 | 5% | 1.1606
19027 | Belden Wire | 1386LA 204500 | 2#12, 1#18 + 1 FS PR #22 FRPVC | FT |  | 1 Year | 1.2217 | 5% | 1.1606
19028 | Belden Wire | 1386LP 0091000 | 1FSPR #22+2 #12+1#18 FEP FLRST | FT |  | 1 Year | 1.7376 | 5% | 1.6507
19029 | Belden Wire | 1386LP 009250 | 1FSPR #22+2 #12+1#18 FEP FLRST | FT |  | 1 Year | 1.7376 | 5% | 1.6507
19030 | Belden Wire | 1386LP 009500 | 1FSPR #22+2 #12+1#18 FEP FLRST | FT |  | 1 Year | 1.7376 | 5% | 1.6507
19031 | Belden Wire | 1387LA 204500 | 2 #18 PO + 1 FSPR #22 PO FRPVC | FT |  | 1 Year | 0.4945 | 5% | 0.46977
19032 | Belden Wire | 1387LP 009500 | 1 FS PR #22 + 2 #18 FEP SLF | FT |  | 1 Year | 1.129 | 5% | 1.0725
19033 | Belden Wire | 1388LA 009250 | 2#16,1#18,1 FS TRIAD #22 FRPVC | FT |  | 1 Year | 0.7249 | 5% | 0.68865
19034 | Belden Wire | 1389LA 0091000 | 1C18 + 4C18FS + 2C16 CL3 | FT |  | 1 Year | 1.0502 | 5% | 0.99769
19035 | Belden Wire | 1389LA 009250 | 1C18 + 4C18FS + 2C16 CL3 | FT |  | 1 Year | 1.0502 | 5% | 0.99769
19036 | Belden Wire | 1392A 0091000 | 2C22FS + 2C18 CMR | FT |  | 1 Year | 0.4229 | 5% | 0.40175
19037 | Belden Wire | 1392A 009500 | 2C22FS + 2C18 CMR | FT |  | 1 Year | 0.4229 | 5% | 0.40175
19038 | Belden Wire | 1392A 0101000 | 2C22FS + 2C18 CMR | FT |  | 1 Year | 0.4106 | 5% | 0.39007
19039 | Belden Wire | 1392A 010500 | 2C22FS + 2C18 CMR | FT |  | 1 Year | 0.4229 | 5% | 0.40175
19040 | Belden Wire | 1392A G751000 | 2C22FS + 2C18 CMR | FT |  | 1 Year | 0.4229 | 5% | 0.40175
19041 | Belden Wire | 1392A G75500 | 2C22FS + 2C18 CMR | FT |  | 1 Year | 0.4229 | 5% | 0.40175
19042 | Belden Wire | 1392P 0101000 | 2C22FS + 2C18 CMP | FT |  | 1 Year | 0.6386 | 5% | 0.60667
19043 | Belden Wire | 1392P 010500 | 2C22FS + 2C18 CMP | FT |  | 1 Year | 0.6386 | 5% | 0.60667
19044 | Belden Wire | 1392P 8771000 | 2C22FS + 2C18 CMP | FT |  | 1 Year | 0.6386 | 5% | 0.60667
19045 | Belden Wire | 1392P 877500 | 2C22FS + 2C18 CMP | FT |  | 1 Year | 0.6386 | 5% | 0.60667
19046 | Belden Wire | 1393P 0081000 | 3X #25 RGB COAX CMP OA JKT | FT |  | 1 Year | 1.1601 | 5% | 1.1021
19047 | Belden Wire | 1393P 008500 | 3X #25 RGB COAX CMP OA JKT | FT |  | 1 Year | 1.1601 | 5% | 1.1021
19048 | Belden Wire | 1393R B591000 | 3X #25 RGB COAX CMR OA JKT | FT |  | 1 Year | 0.8713 | 5% | 0.82773
19049 | Belden Wire | 1393R B59500 | 3X #25 RGB COAX CMR OA JKT | FT |  | 1 Year | 0.8713 | 5% | 0.82773
19050 | Belden Wire | 1394P 0081000 | 4X #25 RGB COAX CMP OA JKT | FT |  | 1 Year | 1.7103 | 5% | 1.6248
19051 | Belden Wire | 1394P 008500 | 4X #25 RGB COAX CMP OA JKT | FT |  | 1 Year | 1.7103 | 5% | 1.6248
19052 | Belden Wire | 1394R B591000 | 4X #25 RGB COAX CMR OA JKT | FT |  | 1 Year | 0.9398 | 5% | 0.89281
19053 | Belden Wire | 1394R B59500 | 4X #25 RGB COAX CMR OA JKT | FT |  | 1 Year | 0.9398 | 5% | 0.89281
19054 | Belden Wire | 1395P 0081000 | 5X #25 RGB COAX CMP OA JKT | FT |  | 1 Year | 1.5897 | 5% | 1.5102
19055 | Belden Wire | 1395P 008250 | 5X #25 RGB COAX CMP OA JKT | FT |  | 1 Year | 1.642 | 5% | 1.5599
19056 | Belden Wire | 1395P 008500 | 5X #25 RGB COAX CMP OA JKT | FT |  | 1 Year | 1.5897 | 5% | 1.5102
19057 | Belden Wire | 1395P 0101000 | 5X #25 RGB COAX CMP OA JKT | FT |  | 1 Year | 1.5897 | 5% | 1.5102
19058 | Belden Wire | 1395P 010250 | 5X #25 RGB COAX CMP OA JKT | FT |  | 1 Year | 1.6205 | 5% | 1.5395
19059 | Belden Wire | 1395P 010500 | 5X #25 RGB COAX CMP OA JKT | FT |  | 1 Year | 1.5897 | 5% | 1.5102
19060 | Belden Wire | 1395P 010U250 | 5X #25 RGB COAX CMP OA JKT | FT |  | 1 Year | 1.6205 | 5% | 1.5395
19061 | Belden Wire | 1395R B591000 | 5X #25 RGB COAX CMR OA JKT | FT |  | 1 Year | 1.0881 | 5% | 1.0337
19062 | Belden Wire | 1395R B59250 | 5X #25 RGB COAX CMR OA JKT | FT |  | 1 Year | 1.1192 | 5% | 1.0632
19063 | Belden Wire | 1395R B59500 | 5X #25 RGB COAX CMR OA JKT | FT |  | 1 Year | 1.0881 | 5% | 1.0337
19064 | Belden Wire | 1396P 0081000 | 6X #25 RGB COAX CMP OA JKT | FT |  | 1 Year | 2.0357 | 5% | 1.9339
19065 | Belden Wire | 1396P 008500 | 6X #25 RGB COAX CMP OA JKT | FT |  | 1 Year | 2.0357 | 5% | 1.9339
19066 | Belden Wire | 1396R B591000 | 6X #25 RGB COAX CMR OA JKT | FT |  | 1 Year | 1.4639 | 5% | 1.3907
19067 | Belden Wire | 1396R B59500 | 6X #25 RGB COAX CMR OA JKT | FT |  | 1 Year | 1.4639 | 5% | 1.3907
19068 | Belden Wire | 1397S5 0081000 | 5X #25RGB COAX CMR BANANA PEEL | FT |  | 1 Year | 1.0518 | 5% | 0.99921
19069 | Belden Wire | 1397S5 008250 | 5X #25RGB COAX CMR BANANA PEEL | FT |  | 1 Year | 1.0518 | 5% | 0.99921
19070 | Belden Wire | 1397S5 008500 | 5X #25RGB COAX CMR BANANA PEEL | FT |  | 1 Year | 1.0518 | 5% | 0.99921
19071 | Belden Wire | 1398S5 0081000 | 5X #25RGB COAX CMP BANANA PEEL | FT |  | 1 Year | 1.7291 | 5% | 1.6426
19072 | Belden Wire | 1398S5 008250 | 5X #25RGB COAX CMP BANANA PEEL | FT |  | 1 Year | 1.7233 | 5% | 1.6371
19073 | Belden Wire | 1398S5 008500 | 5X #25RGB COAX CMP BANANA PEEL | FT |  | 1 Year | 1.7233 | 5% | 1.6371
19074 | Belden Wire | 1399P 0101000 | #14 FFEP SH PVDF | FT |  | 1 Year | 3.5498 | 5% | 3.3723
19075 | Belden Wire | 1401A F2V1000 | 25 PR #28 FRPP SH PVC | FT |  | 1 Year | 5.8224 | 5% | 5.5313
19076 | Belden Wire | 1401A F2V500 | 25 PR #28 FRPP SH PVC | FT |  | 1 Year | 5.8224 | 5% | 5.5313
19077 | Belden Wire | 1403A F2V1000 | 34 PR #28 FRPP SH PVC | FT |  | 1 Year | 8.3776 | 5% | 7.9587
19078 | Belden Wire | 1403A F2V500 | 34 PR #28 FRPP SH PVC | FT |  | 1 Year | 8.3776 | 5% | 7.9587
19079 | Belden Wire | 1406B J5C1000 | 3 #26 FPE SH PVC PVC | FT |  | 1 Year | 2.2542 | 5% | 2.1415
19080 | Belden Wire | 1407B J5C1000 | 4 #26 FPE SH PVC PVC | FT |  | 1 Year | 3.0601 | 5% | 2.9071
19081 | Belden Wire | 1408R 0101000 | 4 #24 PR BFS PVC FS PVC | FT |  | 1 Year | 2.0287 | 5% | 1.9273
19082 | Belden Wire | 1408R 010500 | 4 #24 PR BFS PVC FS PVC | FT |  | 1 Year | 2.0287 | 5% | 1.9273
19083 | Belden Wire | 1409R 0101000 | 6 #24 PR BFS PVC FS PVC | FT |  | 1 Year | 2.8356 | 5% | 2.6938
19084 | Belden Wire | 1410R 0101000 | 8 #24 PR BFS PVC FS PVC | FT |  | 1 Year | 3.8857 | 5% | 3.6914
19085 | Belden Wire | 1410R 010500 | 8 #24 PR BFS PVC FS PVC | FT |  | 1 Year | 3.8857 | 5% | 3.6914
19086 | Belden Wire | 1411R 0101000 | 12 #24 PR BFS PVC FS PVC | FT |  | 1 Year | 5.1796 | 5% | 4.9206
19087 | Belden Wire | 1411R 010500 | 12 #24 PR BFS PVC FS PVC | FT |  | 1 Year | 5.1796 | 5% | 4.9206
19088 | Belden Wire | 1412R 0101000 | 16 #24 PR PO BFS PVC FS PVC | FT |  | 1 Year | 7.2005 | 5% | 6.8405
19089 | Belden Wire | 1412R 010500 | 16 #24 PR PO BFS PVC FS PVC | FT |  | 1 Year | 7.2005 | 5% | 6.8405
19090 | Belden Wire | 1414R 0101000 | 24 #24 PR PO BFS PVC FS PVC | FT |  | 1 Year | 10.4556 | 5% | 9.9328
19091 | Belden Wire | 1414R 010500 | 24 #24 PR PO BFS PVC FS PVC | FT |  | 1 Year | 10.4556 | 5% | 9.9328
19092 | Belden Wire | 1417B J5C1000 | 5 #26 FPE SH PVC PVC | FT |  | 1 Year | 3.6921 | 5% | 3.5075
19093 | Belden Wire | 1418B 0101000 | 5 #26 FPE SH PVC PVC | FT |  | 1 Year | 3.689 | 5% | 3.5046
19094 | Belden Wire | 1418B 010500 | 5 #26 FPE SH PVC PVC | FT |  | 1 Year | 3.689 | 5% | 3.5046
19095 | Belden Wire | 1419A 0601000 | 2 PR #24 FHDPE FS PVC | FT |  | 1 Year | 0.6252 | 5% | 0.59394
19096 | Belden Wire | 1419A 06010000 | 2 PR #24 FHDPE FS PVC | FT |  | 1 Year | 0.6252 | 5% | 0.59394
19097 | Belden Wire | 1419A 060500 | 2 PR #24 FHDPE FS PVC | FT |  | 1 Year | 0.6252 | 5% | 0.59394
19098 | Belden Wire | 1420A 0601000 | 3 PR #24 FHDPE FS PVC | FT |  | 1 Year | 0.9551 | 5% | 0.90734
19099 | Belden Wire | 1420A 06010000 | 3 PR #24 FHDPE FS PVC | FT |  | 1 Year | 0.9551 | 5% | 0.90734
19100 | Belden Wire | 1420A 060500 | 3 PR #24 FHDPE FS PVC | FT |  | 1 Year | 0.9551 | 5% | 0.90734
19101 | Belden Wire | 1421A 0601000 | 4 PR #24 FHDPE FS PVC | FT |  | 1 Year | 1.0166 | 5% | 0.96577
19102 | Belden Wire | 1421A 060500 | 4 PR #24 FHDPE FS PVC | FT |  | 1 Year | 1.0166 | 5% | 0.96577
19103 | Belden Wire | 1421A 0605000 | 4 PR #24 FHDPE FS PVC | FT |  | 1 Year | 1.0166 | 5% | 0.96577
19104 | Belden Wire | 1422A 0601000 | 5 PR #24 FHDPE FS PVC | FT |  | 1 Year | 1.2685 | 5% | 1.2051
19105 | Belden Wire | 1422A 060500 | 5 PR #24 FHDPE FS PVC | FT |  | 1 Year | 1.2685 | 5% | 1.2051
19106 | Belden Wire | 1423A 0601000 | 6 PR #24 FHDPE FS PVC | FT |  | 1 Year | 1.3591 | 5% | 1.2911
19107 | Belden Wire | 1423A 060500 | 6 PR #24 FHDPE FS PVC | FT |  | 1 Year | 1.3591 | 5% | 1.2911
19108 | Belden Wire | 1424A 0601000 | 12 PR + 1 #24 FHDPE FS PVC | FT |  | 1 Year | 2.5966 | 5% | 2.4668
19109 | Belden Wire | 1424A 060500 | 12 PR + 1 #24 FHDPE FS PVC | FT |  | 1 Year | 2.5966 | 5% | 2.4668
19110 | Belden Wire | 1425A 0601000 | 15 PR #24 FRFPE FS PVC | FT |  | 1 Year | 3.6815 | 5% | 3.4974
19111 | Belden Wire | 1425A 060500 | 15 PR #24 FRFPE FS PVC | FT |  | 1 Year | 3.6815 | 5% | 3.4974
19112 | Belden Wire | 1427B B591000 | 24 PR #22 FHDPE FS PVC PVC | FT |  | 1 Year | 15.6144 | 5% | 14.8337
19113 | Belden Wire | 1466A 0107500 | 4 PR #18 + 1 #22 PVC FS PVC | FT |  | 1 Year | 1.3391 | 5% | 1.2721
19114 | Belden Wire | 1468A 0105000 | 12 PR #18 + 1 #22 PVC FS PVC | FT |  | 1 Year | 3.3297 | 5% | 3.1632
19115 | Belden Wire | 1471A 0102500 | 18/24 PR PLTC OS | FT |  | 1 Year | 5.9082 | 5% | 5.6128
19116 | Belden Wire | 1471A 0107500 | 24 PR #18 + 1 #22 PVC FS PVC | FT |  | 1 Year | 5.9197 | 5% | 5.6237
19117 | Belden Wire | 1474A 0061000 | 2 FS PR #18 +1 #22 PVC FS PVC | FT |  | 1 Year | 1.2882 | 5% | 1.2238
19118 | Belden Wire | 1474A 0107500 | 2 FS PR #18 + 1 #22 PVC FS PVC | FT |  | 1 Year | 1.1719 | 5% | 1.1133
19119 | Belden Wire | 1475A 0061000 | 4 FS PR #18 + 1 #22 PVC FS PVC | FT |  | 1 Year | 2.024 | 5% | 1.9228
19120 | Belden Wire | 1475A 0105000 | . FS PR #18 + 1 #22 PVC FS PVC | FT |  | 1 Year | 1.837 | 5% | 1.7451
19121 | Belden Wire | 1475A 0107500 | 4 FS PR #18 + 1 #22 PVC FS PVC | FT |  | 1 Year | 1.8364 | 5% | 1.7446
19122 | Belden Wire | 1476A 0061000 | 8 FSPR #18 + 1 #22 PVC FS PVC | FT |  | 1 Year | 3.5889 | 5% | 3.4095
19123 | Belden Wire | 1476A 0105000 | 8 FS PR #18 + 1 #22 PVC FS PVC | FT |  | 1 Year | 3.2637 | 5% | 3.1005
19124 | Belden Wire | 1477A 0061000 | 12FS PR #18 + 1 #22 PVC FS PVC | FT |  | 1 Year | 5.0308 | 5% | 4.7793
19125 | Belden Wire | 1477A 0105000 | 12 FS PR #18 +1 #22 PVC FS PVC | FT |  | 1 Year | 4.5711 | 5% | 4.3425
19126 | Belden Wire | 1484A 0107500 | 4 PR #16 + 1 #22 PVC FS PVC | FT |  | 1 Year | 2.1383 | 5% | 2.0314
19127 | Belden Wire | 1485A 0107500 | 8 PR #16 + 1 #22 PVC FS PVC | FT |  | 1 Year | 3.4868 | 5% | 3.3125
19128 | Belden Wire | 1486A 0105000 | 12 PR #16 + 1 #22 PVC FS PVC | FT |  | 1 Year | 5.103 | 5% | 4.8478
19129 | Belden Wire | 1489A 0105000 | 24 PR #16 + 1 #22 PVC FS PVC | FT |  | 1 Year | 8.6523 | 5% | 8.2197
19130 | Belden Wire | 1492A 0107500 | 2 FS PR #16 + 1 #22 PVC FS PVC | FT |  | 1 Year | 1.6592 | 5% | 1.5762
19131 | Belden Wire | 1493A 0107500 | 4 FS PR #16 + 1 #22 PVC FS PVC | FT |  | 1 Year | 2.6843 | 5% | 2.5501
19132 | Belden Wire | 1495A 0102500 | 12 FS PR #16 +1 #22 PVC FS PVC | FT |  | 1 Year | 6.1572 | 5% | 5.8493
19133 | Belden Wire | 1498A 0102500 | 24 FS PR #16+1 #22 PVC FS PVC | FT |  | 1 Year | 12.2034 | 5% | 11.5932
19134 | Belden Wire | 15-00120 | WL-120 WIRE LOOP | EA |  | 1 Year | 0.05 | 5% | 0.0475
19135 | Belden Wire | 15-00121 | DIAMOND WIRE LOOP 5/8 | EA |  | 1 Year | 0.06 | 5% | 0.057
19136 | Belden Wire | 15-00122 | DIAMOND WIRE LOOP 7/8' | EA |  | 1 Year | 0.15 | 5% | 0.1425
19137 | Belden Wire | 15-00123 | DIAMOND WIRE LOOP 1-1/4' | EA |  | 1 Year | 0.5848 | 5% | 0.55556
19138 | Belden Wire | 150-125 | SOCKET CONTACT | EA |  | 1 Year | 6.8724 | 5% | 6.5288
19139 | Belden Wire | 1501-37 | TUBE & STUD ASS'Y | EA |  | 1 Year | 3.5194 | 5% | 3.3434
19140 | Belden Wire | 1502P 0101000 | COMPOSITE CABLE PVC | FT |  | 1 Year | 1.6783 | 5% | 1.5944
19141 | Belden Wire | 1502P 8771000 | COMPOSITE CABLE PVC | FT |  | 1 Year | 1.6783 | 5% | 1.5944
19142 | Belden Wire | 1502P 87710000 | COMPOSITE CABLE PVC | FT |  | 1 Year | 1.6783 | 5% | 1.5944
19143 | Belden Wire | 1502P 8775000 | COMPOSITE CABLE PVC | FT |  | 1 Year | 1.6783 | 5% | 1.5944
19144 | Belden Wire | 1502R 0091000 | 2 #18 PVC +2 FS #22 FHDPEFRPVC | FT |  | 1 Year | 0.6863 | 5% | 0.65199
19145 | Belden Wire | 1502R 009500 | 2 #18 PVC +2 FS #22 FHDPEFRPVC | FT |  | 1 Year | 0.6863 | 5% | 0.65199
19146 | Belden Wire | 1502R 0101000 | 2 #18 PVC +2 FS #22 FHDPEFRPVC | FT |  | 1 Year | 0.6863 | 5% | 0.65199
19147 | Belden Wire | 1502R 01010000 | 2 #18 PVC +2 FS #22 FHDPEFRPVC | FT |  | 1 Year | 0.6863 | 5% | 0.65199
19148 | Belden Wire | 1502R 010500 | 2 #18 PVC +2 FS #22 FHDPEFRPVC | FT |  | 1 Year | 0.6863 | 5% | 0.65199
19149 | Belden Wire | 1502R 0105000 | 2 #18 PVC +2 FS #22 FHDPEFRPVC | FT |  | 1 Year | 0.6863 | 5% | 0.65199
19150 | Belden Wire | 1502R G751000 | 2 #18 PVC +2 FS #22 FHDPEFRPVC | FT |  | 1 Year | 0.6863 | 5% | 0.65199
19151 | Belden Wire | 1502R G75500 | 2 #18 PVC +2 FS #22 FHDPEFRPVC | FT |  | 1 Year | 0.6863 | 5% | 0.65199
19152 | Belden Wire | 1502SB 0101000 | 2#18 PP + 2FS #22 FHDPE FRNHPO | FT |  | 1 Year | 0.8344 | 5% | 0.79268
19153 | Belden Wire | 1503A 001U1000 | 2 #22 PVC FS FRPVC | FT |  | 1 Year | 0.2785 | 5% | 0.26458
19154 | Belden Wire | 1503A 002U1000 | 2 #22 PVC FS FRPVC | FT |  | 1 Year | 0.2785 | 5% | 0.26458
19155 | Belden Wire | 1503A 003U1000 | 2 #22 PVC FS FRPVC | FT |  | 1 Year | 0.2785 | 5% | 0.26458
19156 | Belden Wire | 1503A 004U1000 | 2 #22 PVC FS FRPVC | FT |  | 1 Year | 0.2785 | 5% | 0.26458
19157 | Belden Wire | 1503A 006U1000 | 2 #22 PVC FS FRPVC | FT |  | 1 Year | 0.2785 | 5% | 0.26458
19158 | Belden Wire | 1503A 007U1000 | 2 #22 PVC FS FRPVC | FT |  | 1 Year | 0.2785 | 5% | 0.26458
19159 | Belden Wire | 1503A 008U1000 | 2 #22 PVC FS FRPVC | FT |  | 1 Year | 0.2785 | 5% | 0.26458
19160 | Belden Wire | 1503A 009U1000 | 2 #22 PVC FS FRPVC | FT |  | 1 Year | 0.2785 | 5% | 0.26458
19161 | Belden Wire | 1503A 010U1000 | 2 #22 PVC FS FRPVC | FT |  | 1 Year | 0.2785 | 5% | 0.26458
19162 | Belden Wire | 1503A N3UU1000 | 2 #22 PVC FS FRPVC | FT |  | 1 Year | 0.2785 | 5% | 0.26458
19163 | Belden Wire | 1504A 0531000 | 2 BONDED #22 FS PR PVC FR PVC | FT |  | 1 Year | 0.569 | 5% | 0.54055
19164 | Belden Wire | 1504A 0532000 | 2 BONDED #22 FS PR PVC FR PVC | FT |  | 1 Year | 0.569 | 5% | 0.54055
19165 | Belden Wire | 1504A 053U1000 | 2 BONDED #22 FS PR PVC FR PVC | FT |  | 1 Year | 0.569 | 5% | 0.54055
19166 | Belden Wire | 1504A A5QU1000 | 2 BONDED #22 FS PR PVC FR PVC | FT |  | 1 Year | 0.569 | 5% | 0.54055
19167 | Belden Wire | 1504A G04U1000 | 2 BONDED #22 FS PR PVC FR PVC | FT |  | 1 Year | 0.569 | 5% | 0.54055
19168 | Belden Wire | 1504A J77U1000 | 2 BONDED #22 FS PR PVC FR PVC | FT |  | 1 Year | 0.569 | 5% | 0.54055
19169 | Belden Wire | 1505A 001N1000 | #20 PE/GIFHDPE SH FRPVC | FT |  | 1 Year | 0.6183 | 5% | 0.58738
19170 | Belden Wire | 1505A 002N1000 | #20 PE/GIFHDPE SH FRPVC | FT |  | 1 Year | 0.6183 | 5% | 0.58738
19171 | Belden Wire | 1505A 003N1000 | #20 PE/GIFHDPE SH FRPVC | FT |  | 1 Year | 0.6183 | 5% | 0.58738
19172 | Belden Wire | 1505A 004N1000 | #20 PE/GIFHDPE SH FRPVC | FT |  | 1 Year | 0.6183 | 5% | 0.58738
19173 | Belden Wire | 1505A 006N1000 | #20 PE/GIFHDPE SH FRPVC | FT |  | 1 Year | 0.6183 | 5% | 0.58738
19174 | Belden Wire | 1505A 007N1000 | #20 PE/GIFHDPE SH FRPVC | FT |  | 1 Year | 0.6183 | 5% | 0.58738
19175 | Belden Wire | 1505A 008N1000 | #20 PE/GIFHDPE SH FRPVC | FT |  | 1 Year | 0.6183 | 5% | 0.58738
19176 | Belden Wire | 1505A 009N1000 | #20 PE/GIFHDPE SH FRPVC | FT |  | 1 Year | 0.6183 | 5% | 0.58738
19177 | Belden Wire | 1505A 010N1000 | #20 PE/GIFHDPE SH FRPVC | FT |  | 1 Year | 0.6183 | 5% | 0.58738
19178 | Belden Wire | 1505A N3UN1000 | #20 PE/GIFHDPE SH FRPVC | FT |  | 1 Year | 0.6183 | 5% | 0.58738
19179 | Belden Wire | 1505F B591000 | #21 GIFHDLDPE DBLB PVC | FT |  | 1 Year | 0.956 | 5% | 0.9082
19180 | Belden Wire | 1505S3 0001000 | BONDED FILLER COMPOSITE | FT |  | 1 Year | 2.021 | 5% | 1.9199
19181 | Belden Wire | 1505S3 000500 | BONDED FILLER COMPOSITE | FT |  | 1 Year | 2.021 | 5% | 1.9199
19182 | Belden Wire | 1505S5 000500 | BONDED FILLER COMPOSITE | FT |  | 1 Year | 3.1886 | 5% | 3.0292
19183 | Belden Wire | 1506A 0011000 | #20 FFEP SH FLMRST | FT |  | 1 Year | 2.2204 | 5% | 2.1094
19184 | Belden Wire | 1506A 0031000 | #20 FFEP SH FLMRST | FT |  | 1 Year | 2.2204 | 5% | 2.1094
19185 | Belden Wire | 1506A 0041000 | #20 FFEP SH FLMRST | FT |  | 1 Year | 2.2204 | 5% | 2.1094
19186 | Belden Wire | 1506A 0071000 | #20 FFEP SH FLMRST | FT |  | 1 Year | 2.2204 | 5% | 2.1094
19187 | Belden Wire | 1506A N3U1000 | #20 FFEP SH FLMRST | FT |  | 1 Year | 2.2204 | 5% | 2.1094
19188 | Belden Wire | 1506ABHD1 | CONN, 1PC, RG59 PL2/4 50PK | EA |  | 1 Year | 2.9366 | 5% | 2.7898
19189 | Belden Wire | 150-822 | CU PIN CONTACT | EA |  | 1 Year | 4.1768 | 5% | 3.968
19190 | Belden Wire | 1508A B591000 | 1 PR #24 PO FS PVC | FT |  | 1 Year | 0.4344 | 5% | 0.41268
19191 | Belden Wire | 1508A B59500 | 1 PR #24 PO FS PVC | FT |  | 1 Year | 0.4344 | 5% | 0.41268
19192 | Belden Wire | 1509C B591000 | 2 PR #24 PO FS PVC FS PVC | FT |  | 1 Year | 1.3144 | 5% | 1.2487
19193 | Belden Wire | 1509C B59500 | 2 PR #24 PO FS PVC FS PVC | FT |  | 1 Year | 1.3144 | 5% | 1.2487
19194 | Belden Wire | 15-10041 | L-V DRV-PIN 3/4X1/4 | EA |  | 1 Year | 0.145 | 5% | 0.13775
19195 | Belden Wire | 15-10042 | L-V DRV-PIN MET 1/4 X 1 | EA |  | 1 Year | 0.14 | 5% | 0.133
19196 | Belden Wire | 15-10043 | L-V DRV-PIN 1/4 X 1 1/4 | EA |  | 1 Year | 0.11 | 5% | 0.1045
19197 | Belden Wire | 15-10044 | L-V DRV-PIN W 1-1/2 X 1/4 | EA |  | 1 Year | 0.125 | 5% | 0.11875
19198 | Belden Wire | 15-10101 | L-V W/L STUD 1-1/2X3/4 | EA |  | 1 Year | 0.35 | 5% | 0.3325
19199 | Belden Wire | 15-10102 | L-V W/L STUD W 1-3/4 X 1' | EA |  | 1 Year | 0.65 | 5% | 0.6175
19200 | Belden Wire | 1510C B591000 | 4 PR #24 PO FS PVC FS PVC | FT |  | 1 Year | 2.0896 | 5% | 1.9851
19201 | Belden Wire | 1510C B59500 | 4 PR #24 PO FS PVC FS PVC | FT |  | 1 Year | 2.0896 | 5% | 1.9851
19202 | Belden Wire | 1511C B591000 | 6 PR #24 PO FS PVC FS PVC | FT |  | 1 Year | 2.953 | 5% | 2.8053
19203 | Belden Wire | 1511C B59500 | 6 PR #24 PO FS PVC FS PVC | FT |  | 1 Year | 2.953 | 5% | 2.8053
19204 | Belden Wire | 1512C B591000 | 8 PR #24 PO FS PVC FS PVC | FT |  | 1 Year | 4.003 | 5% | 3.8028
19205 | Belden Wire | 1512C B59500 | 8 PR #24 PO FS PVC FS PVC | FT |  | 1 Year | 4.003 | 5% | 3.8028
19206 | Belden Wire | 1513C B591000 | 12 PR #24 PO FS PVC FS PVC | FT |  | 1 Year | 5.6189 | 5% | 5.338
19207 | Belden Wire | 1513C B59500 | 12 PR #24 PO FS PVC FS PVC | FT |  | 1 Year | 5.6189 | 5% | 5.338
19208 | Belden Wire | 1514C B591000 | 16 PR #24 PO FS PVC FS PVC | FT |  | 1 Year | 7.8165 | 5% | 7.4257
19209 | Belden Wire | 1514C B59500 | 16 PR #24 PO FS PVC FS PVC | FT |  | 1 Year | 7.8165 | 5% | 7.4257
19210 | Belden Wire | 1515C B591000 | 20 PR #24 PO FS PVC FS PVC | FT |  | 1 Year | 10.05 | 5% | 9.5475
19211 | Belden Wire | 1515C B59500 | 20 PR #24 PO FS PVC FS PVC | FT |  | 1 Year | 10.05 | 5% | 9.5475
19212 | Belden Wire | 1516C B591000 | 24 PR #24 PO FS PVC FS PVC | FT |  | 1 Year | 11.3522 | 5% | 10.7846
19213 | Belden Wire | 1516C B59500 | 24 PR #24 PO FS PVC FS PVC | FT |  | 1 Year | 11.3522 | 5% | 10.7846
19214 | Belden Wire | 1518C B591000 | 32 PR #24 PO FS PVC FS PVC | FT |  | 1 Year | 14.6233 | 5% | 13.8921
19215 | Belden Wire | 1518C B59500 | 32 PR #24 PO FS PVC FS PVC | FT |  | 1 Year | 14.6233 | 5% | 13.8921
19216 | Belden Wire | 1519C B591000 | 52 PR #24 PO FS PVC FS PVC | FT |  | 1 Year | 23.1598 | 5% | 22.0018
19217 | Belden Wire | 1519C B59500 | 52 PR #24 PO FS PVC FS PVC | FT |  | 1 Year | 23.1598 | 5% | 22.0018
19218 | Belden Wire | 1520A 0101000 | 3 #30 FHDPE BRD PVC FS PVC | FT |  | 1 Year | 1.6309 | 5% | 1.5494
19219 | Belden Wire | 1520A 010500 | 3 #30 FHDPE BRD PVC FS PVC | FT |  | 1 Year | 1.6309 | 5% | 1.5494
19220 | Belden Wire | 1521A 0101000 | 4 #30 FHDPE BRD PVC FS PVC | FT |  | 1 Year | 2.0582 | 5% | 1.9553
19221 | Belden Wire | 1521A 010500 | 4 #30 FHDPE BRD PVC FS PVC | FT |  | 1 Year | 2.0582 | 5% | 1.9553
19222 | Belden Wire | 1522A 0101000 | 5 #30 FHDPE BRD PVC FS PVC | FT |  | 1 Year | 2.4905 | 5% | 2.366
19223 | Belden Wire | 1522A 010500 | 5 #30 FHDPE BRD PVC FS PVC | FT |  | 1 Year | 2.4905 | 5% | 2.366
19224 | Belden Wire | 1523A 0091000 | #14 GIFHDLDPE SH PVC | FT |  | 1 Year | 0.2706 | 5% | 0.25707
19225 | Belden Wire | 1523A 0101000 | #14 GIFHDLDPE SH PVC | FT |  | 1 Year | 0.2706 | 5% | 0.25707
19226 | Belden Wire | 1523AN 0101000 | #14 GIFHDLDPE SH FR PVC | FT |  | 1 Year | 0.2636 | 5% | 0.25042
19227 | Belden Wire | 1523AP 0101000 | RG-11/U PLENUM COAX | FT |  | 1 Year | 2.5368 | 5% | 2.41
19228 | Belden Wire | 1523AX 0091000 | #14 GIFHDLDPE SH PVC | FT |  | 1 Year | 0.3849 | 5% | 0.36566
19229 | Belden Wire | 1523AX 0101000 | #14 GIFHDLDPE SH PVC | FT |  | 1 Year | 0.3849 | 5% | 0.36566
19230 | Belden Wire | 1523R 0101000 | #14 GIFHDLDPE SH PVC | FT |  | 1 Year | 0.3005 | 5% | 0.28547
19231 | Belden Wire | 1523R 010500 | #14 GIFHDLDPE SH PVC | FT |  | 1 Year | 0.3005 | 5% | 0.28547
19232 | Belden Wire | 1524AM 0101000 | #14 GIFHDLDPE SH PVC W/MSGR | FT |  | 1 Year | 0.3131 | 5% | 0.29744
19233 | Belden Wire | 1524AMX 0101000 | #14 GIFHDLDPE SH PVC W/MSGR | FT |  | 1 Year | 0.4265 | 5% | 0.40517
19234 | Belden Wire | 1525A 0031000 | #14 GIFHDLDPE SH LDPE | FT |  | 1 Year | 0.2879 | 5% | 0.2735
19235 | Belden Wire | 1525A 0101000 | #14 GIFHDLDPE SH LDPE | FT |  | 1 Year | 0.2816 | 5% | 0.26752
19236 | Belden Wire | 1526A 01010000 | 3 #20 PVC FS PVC | FT |  | 1 Year | 0.4239 | 5% | 0.4027
19237 | Belden Wire | 1528A 0107500 | 3 PR #16 + 1 #22 PVC FS PVC | FT |  | 1 Year | 1.624 | 5% | 1.5428
19238 | Belden Wire | 1529A 0107500 | 3 PR #18 + 1 #22 PVC FS PVC | FT |  | 1 Year | 1.1831 | 5% | 1.1239
19239 | Belden Wire | 1530A Q5H1000 | #18 GIFHDLDPE SH FR PVC | FT |  | 1 Year | 0.1621 | 5% | 0.15399
19240 | Belden Wire | 1531AM 0101000 | #18 GIFHDLDPE SH PVC W/MSGR | FT |  | 1 Year | 0.1913 | 5% | 0.18173
19241 | Belden Wire | 1532A 0101000 | #18 GIFHDLDPE SH LDPE | FT |  | 1 Year | 0.1667 | 5% | 0.15836
19242 | Belden Wire | 1533P 0021000 | CAT5E 4PR F/UTP CMP REEL | FT |  | 1 Year | 0.8985 | 5% | 0.85357
19243 | Belden Wire | 1533P 002A1000 | CAT5E 4PR F/UTP CMP RIB | FT |  | 1 Year | 0.8985 | 5% | 0.85357
19244 | Belden Wire | 1533P 0031000 | CAT5E 4PR F/UTP CMP REEL | FT |  | 1 Year | 0.8985 | 5% | 0.85357
19245 | Belden Wire | 1533P 003A1000 | CAT5E 4PR F/UTP CMP RIB | FT |  | 1 Year | 0.8985 | 5% | 0.85357
19246 | Belden Wire | 1533P 0041000 | CAT5E 4PR F/UTP CMP REEL | FT |  | 1 Year | 0.8985 | 5% | 0.85357
19247 | Belden Wire | 1533P 004A1000 | CAT5E 4PR F/UTP CMP RIB | FT |  | 1 Year | 0.8985 | 5% | 0.85357
19248 | Belden Wire | 1533P 0051000 | CAT5E 4PR F/UTP CMP REEL | FT |  | 1 Year | 0.8985 | 5% | 0.85357
19249 | Belden Wire | 1533P 005A1000 | CAT5E 4PR F/UTP CMP RIB | FT |  | 1 Year | 0.8985 | 5% | 0.85357
19250 | Belden Wire | 1533P 0081000 | CAT5E 4PR F/UTP CMP REEL | FT |  | 1 Year | 0.8985 | 5% | 0.85357
19251 | Belden Wire | 1533P 008A1000 | CAT5E 4PR F/UTP CMP RIB | FT |  | 1 Year | 0.8985 | 5% | 0.85357
19252 | Belden Wire | 1533P 0101000 | CAT5E 4PR F/UTP CMP REEL | FT |  | 1 Year | 0.8985 | 5% | 0.85357
19253 | Belden Wire | 1533P 010A1000 | CAT5E 4PR F/UTP CMP RIB | FT |  | 1 Year | 0.8985 | 5% | 0.85357
19254 | Belden Wire | 1533P 8771000 | CAT5E 4PR F/UTP CMP REEL | FT |  | 1 Year | 0.8985 | 5% | 0.85357
19255 | Belden Wire | 1533P 877A1000 | CAT5E 4PR F/UTP CMP RIB | FT |  | 1 Year | 0.8985 | 5% | 0.85357
19256 | Belden Wire | 1533P D151000 | CAT5E 4PR F/UTP CMP REEL | FT |  | 1 Year | 0.8985 | 5% | 0.85357
19257 | Belden Wire | 1533P D15A1000 | CAT5E 4PR F/UTP CMP RIB | FT |  | 1 Year | 0.8985 | 5% | 0.85357
19258 | Belden Wire | 1533R 0021000 | CAT5E 4PR F/UTP CMR REEL | FT |  | 1 Year | 0.5018 | 5% | 0.47671
19259 | Belden Wire | 1533R 002A1000 | CAT5E 4PR F/UTP CMR RIB | FT |  | 1 Year | 0.5018 | 5% | 0.47671
19260 | Belden Wire | 1533R 0031000 | CAT5E 4PR F/UTP CMR REEL | FT |  | 1 Year | 0.5018 | 5% | 0.47671
19261 | Belden Wire | 1533R 003A1000 | CAT5E 4PR F/UTP CMR RIB | FT |  | 1 Year | 0.5018 | 5% | 0.47671
19262 | Belden Wire | 1533R 0041000 | CAT5E 4PR F/UTP CMR REEL | FT |  | 1 Year | 0.5018 | 5% | 0.47671
19263 | Belden Wire | 1533R 004A1000 | CAT5E 4PR F/UTP CMR RIB | FT |  | 1 Year | 0.5018 | 5% | 0.47671
19264 | Belden Wire | 1533R 0051000 | CAT5E 4PR F/UTP CMR REEL | FT |  | 1 Year | 0.5018 | 5% | 0.47671
19265 | Belden Wire | 1533R 005A1000 | CAT5E 4PR F/UTP CMR RIB | FT |  | 1 Year | 0.5018 | 5% | 0.47671
19266 | Belden Wire | 1533R 0061000 | CAT5E 4PR F/UTP CMR REEL | FT |  | 1 Year | 0.5018 | 5% | 0.47671
19267 | Belden Wire | 1533R 006A1000 | CAT5E 4PR F/UTP CMR RIB | FT |  | 1 Year | 0.5018 | 5% | 0.47671
19268 | Belden Wire | 1533R 0101000 | CAT5E 4PR F/UTP CMR REEL | FT |  | 1 Year | 0.5018 | 5% | 0.47671
19269 | Belden Wire | 1533R 010A1000 | CAT5E 4PR F/UTP CMR RIB | FT |  | 1 Year | 0.5018 | 5% | 0.47671
19270 | Belden Wire | 1533R F2V1000 | CAT5E 4PR F/UTP CMR REEL | FT |  | 1 Year | 0.5018 | 5% | 0.47671
19271 | Belden Wire | 1533R F2V1640 | CAT5E 4PR F/UTP CMR REEL | FT |  | 1 Year | 0.5018 | 5% | 0.47671
19272 | Belden Wire | 1533R F2VA1000 | CAT5E 4PR F/UTP CMR RIB | FT |  | 1 Year | 0.5018 | 5% | 0.47671
19273 | Belden Wire | 1538A 0081000 | 3 PR #28 PP/PE SH FR PVC | FT |  | 1 Year | 4.0747 | 5% | 3.871
19274 | Belden Wire | 1538A 008U1000 | 3 PR #28 PP/PE SH FR PVC | FT |  | 1 Year | 4.0747 | 5% | 3.871
19275 | Belden Wire | 1540A 0081000 | 7 #28 FEP/PE SH PVC | FT |  | 1 Year | 4.0144 | 5% | 3.8137
19276 | Belden Wire | 1545A 0101000 | #18 GIFHDLDPE SH FR PVC | FT |  | 1 Year | 0.1426 | 5% | 0.13547
19277 | Belden Wire | 1546A 010U1000 | #18 GIFHDLDPE SH FS FR PVC | FT |  | 1 Year | 0.1476 | 5% | 0.14022
19278 | Belden Wire | 1583A 0021000 | CAT5E 4PR U/UTP CMR REEL | FT |  | 1 Year | 0.2137 | 5% | 0.20302
19279 | Belden Wire | 1583A 002U1000 | CAT5E 4PR U/UTP CMR BOX | FT |  | 1 Year | 0.2137 | 5% | 0.20302
19280 | Belden Wire | 1583A 0031000 | CAT5E 4PR U/UTP CMR REEL | FT |  | 1 Year | 0.2137 | 5% | 0.20302
19281 | Belden Wire | 1583A 003U1000 | CAT5E 4PR U/UTP CMR BOX | FT |  | 1 Year | 0.2137 | 5% | 0.20302
19282 | Belden Wire | 1583A 0041000 | CAT5E 4PR U/UTP CMR REEL | FT |  | 1 Year | 0.2137 | 5% | 0.20302
19283 | Belden Wire | 1583A 004U1000 | CAT5E 4PR U/UTP CMR BOX | FT |  | 1 Year | 0.2137 | 5% | 0.20302
19284 | Belden Wire | 1583A 0051000 | CAT5E 4PR U/UTP CMR REEL | FT |  | 1 Year | 0.2137 | 5% | 0.20302
19285 | Belden Wire | 1583A 005U1000 | CAT5E 4PR U/UTP CMR BOX | FT |  | 1 Year | 0.2137 | 5% | 0.20302
19286 | Belden Wire | 1583A 0061000 | CAT5E 4PR U/UTP CMR REEL | FT |  | 1 Year | 0.2137 | 5% | 0.20302
19287 | Belden Wire | 1583A 0061640 | CAT5E 4PR U/UTP CMR REEL | FT |  | 1 Year | 0.2137 | 5% | 0.20302
19288 | Belden Wire | 1583A 0063000 | CAT5E 4PR U/UTP CMR REEL | FT |  | 1 Year | 0.2137 | 5% | 0.20302
19289 | Belden Wire | 1583A 006U1000 | CAT5E 4PR U/UTP CMR BOX | FT |  | 1 Year | 0.2137 | 5% | 0.20302
19290 | Belden Wire | 1583A 0081000 | CAT5E 4PR U/UTP CMR REEL | FT |  | 1 Year | 0.2137 | 5% | 0.20302
19291 | Belden Wire | 1583A 0081640 | CAT5E 4PR U/UTP CMR REEL | FT |  | 1 Year | 0.2137 | 5% | 0.20302
19292 | Belden Wire | 1583A 0083000 | CAT5E 4PR U/UTP CMR REEL | FT |  | 1 Year | 0.2137 | 5% | 0.20302
19293 | Belden Wire | 1583A 008U1000 | CAT5E 4PR U/UTP CMR BOX | FT |  | 1 Year | 0.2137 | 5% | 0.20302
19294 | Belden Wire | 1583A 0091000 | CAT5E 4PR U/UTP CMR REEL | FT |  | 1 Year | 0.2137 | 5% | 0.20302
19295 | Belden Wire | 1583A 0093000 | CAT5E 4PR U/UTP CMR REEL | FT |  | 1 Year | 0.2137 | 5% | 0.20302
19296 | Belden Wire | 1583A 009U1000 | CAT5E 4PR U/UTP CMR BOX | FT |  | 1 Year | 0.2137 | 5% | 0.20302
19297 | Belden Wire | 1583A 0101000 | CAT5E 4PR U/UTP CMR REEL | FT |  | 1 Year | 0.2137 | 5% | 0.20302
19298 | Belden Wire | 1583A 010U1000 | CAT5E 4PR U/UTP CMR BOX | FT |  | 1 Year | 0.2137 | 5% | 0.20302
19299 | Belden Wire | 1583A 0121000 | CAT5E 4PR U/UTP CMR REEL | FT |  | 1 Year | 0.2137 | 5% | 0.20302
19300 | Belden Wire | 1583A 012U1000 | CAT5E 4PR U/UTP CMR BOX | FT |  | 1 Year | 0.2137 | 5% | 0.20302
19301 | Belden Wire | 1583ANH F6H1000 | CAT5E 4PR U/UTP LSZH REEL | FT |  | 1 Year | 0.2574 | 5% | 0.24453
19302 | Belden Wire | 1583B T301000 | CAT5E 4PR U/UTP CMR REEL | FT |  | 1 Year | 0.2522 | 5% | 0.23959
19303 | Belden Wire | 1583B T30U1000 | CAT5E 4PR U/UTP CMR BOX | FT |  | 1 Year | 0.2522 | 5% | 0.23959
19304 | Belden Wire | 1585A 0021000 | CAT5E 4PR U/UTP CMP REEL | FT |  | 1 Year | 0.391 | 5% | 0.37145
19305 | Belden Wire | 1585A 002U1000 | CAT5E 4PR U/UTP CMP BOX | FT |  | 1 Year | 0.391 | 5% | 0.37145
19306 | Belden Wire | 1585A 0031000 | CAT5E 4PR U/UTP CMP REEL | FT |  | 1 Year | 0.391 | 5% | 0.37145
19307 | Belden Wire | 1585A 003U1000 | CAT5E 4PR U/UTP CMP BOX | FT |  | 1 Year | 0.391 | 5% | 0.37145
19308 | Belden Wire | 1585A 0041000 | CAT5E 4PR U/UTP CMP REEL | FT |  | 1 Year | 0.391 | 5% | 0.37145
19309 | Belden Wire | 1585A 004U1000 | CAT5E 4PR U/UTP CMP BOX | FT |  | 1 Year | 0.391 | 5% | 0.37145
19310 | Belden Wire | 1585A 0051000 | CAT5E 4PR U/UTP CMP REEL | FT |  | 1 Year | 0.391 | 5% | 0.37145
19311 | Belden Wire | 1585A 005U1000 | CAT5E 4PR U/UTP CMP BOX | FT |  | 1 Year | 0.391 | 5% | 0.37145
19312 | Belden Wire | 1585A 0081000 | CAT5E 4PR U/UTP CMP REEL | FT |  | 1 Year | 0.391 | 5% | 0.37145
19313 | Belden Wire | 1585A 008U1000 | CAT5E 4PR U/UTP CMP BOX | FT |  | 1 Year | 0.391 | 5% | 0.37145
19314 | Belden Wire | 1585A 0091000 | CAT5E 4PR U/UTP CMP REEL | FT |  | 1 Year | 0.391 | 5% | 0.37145
19315 | Belden Wire | 1585A 009U1000 | CAT5E 4PR U/UTP CMP BOX | FT |  | 1 Year | 0.391 | 5% | 0.37145
19316 | Belden Wire | 1585A 0101000 | CAT5E 4PR U/UTP CMP REEL | FT |  | 1 Year | 0.391 | 5% | 0.37145
19317 | Belden Wire | 1585A 010500 | CAT5E 4PR U/UTP CMP REEL | FT |  | 1 Year | 0.391 | 5% | 0.37145
19318 | Belden Wire | 1585A 010U1000 | CAT5E 4PR U/UTP CMP BOX | FT |  | 1 Year | 0.391 | 5% | 0.37145
19319 | Belden Wire | 1585A 0121000 | CAT5E 4PR U/UTP CMP REEL | FT |  | 1 Year | 0.391 | 5% | 0.37145
19320 | Belden Wire | 1585A 012U1000 | CAT5E 4PR U/UTP CMP BOX | FT |  | 1 Year | 0.391 | 5% | 0.37145
19321 | Belden Wire | 1585A 8771000 | CAT5E 4PR U/UTP CMP REEL | FT |  | 1 Year | 0.391 | 5% | 0.37145
19322 | Belden Wire | 1585A 877U1000 | CAT5E 4PR U/UTP CMP BOX | FT |  | 1 Year | 0.391 | 5% | 0.37145
19323 | Belden Wire | 1585A D151000 | CAT5E 4PR U/UTP CMP REEL | FT |  | 1 Year | 0.391 | 5% | 0.37145
19324 | Belden Wire | 1585A D153000 | CAT5E 4PR U/UTP CMP REEL | FT |  | 1 Year | 0.391 | 5% | 0.37145
19325 | Belden Wire | 1585A D15U1000 | CAT5E 4PR U/UTP CMP BOX | FT |  | 1 Year | 0.391 | 5% | 0.37145
19326 | Belden Wire | 1585B T301000 | CAT5E 4PR U/UTP CMP REEL | FT |  | 1 Year | 0.5091 | 5% | 0.48364
19327 | Belden Wire | 1585LC 0061000 | CAT5E 4PR U/UTP LC REEL | FT |  | 1 Year | 0.8909 | 5% | 0.84635
19328 | Belden Wire | 1585LC 006U1000 | CAT5E 4PR U/UTP LC BOX | FT |  | 1 Year | 0.8909 | 5% | 0.84635
19329 | Belden Wire | 1585LC 0091000 | CAT5E 4PR U/UTP LC REEL | FT |  | 1 Year | 0.8909 | 5% | 0.84635
19330 | Belden Wire | 1585LC 009U1000 | CAT5E 4PR U/UTP LC BOX | FT |  | 1 Year | 0.8909 | 5% | 0.84635
19331 | Belden Wire | 1588A 0061000 | CAT5E 2PR U/UTP CMR REEL | FT |  | 1 Year | 0.2008 | 5% | 0.19076
19332 | Belden Wire | 1588A 006U1000 | CAT5E 2PR U/UTP CMR BOX | FT |  | 1 Year | 0.2008 | 5% | 0.19076
19333 | Belden Wire | 1588A F6H1000 | CAT5E 2PR U/UTP CMR REEL | FT |  | 1 Year | 0.2008 | 5% | 0.19076
19334 | Belden Wire | 1588A F6HU1000 | CAT5E 2PR U/UTP CMR BOX | FT |  | 1 Year | 0.2008 | 5% | 0.19076
19335 | Belden Wire | 1590A 8771000 | CAT5E 2PR U/UTP CMP REEL | FT |  | 1 Year | 0.3537 | 5% | 0.33602
19336 | Belden Wire | 1590A D151000 | CAT5E 2PR U/UTP CMP REEL | FT |  | 1 Year | 0.3537 | 5% | 0.33602
19337 | Belden Wire | 1592A 0021000 | CAT5E PATCH U/UTP CM REEL | FT |  | 1 Year | 0.3295 | 5% | 0.31302
19338 | Belden Wire | 1592A 002U1000 | CAT5E PATCH U/UTP CM BOX | FT |  | 1 Year | 0.3295 | 5% | 0.31302
19339 | Belden Wire | 1592A 0031000 | CAT5E PATCH U/UTP CM REEL | FT |  | 1 Year | 0.3295 | 5% | 0.31302
19340 | Belden Wire | 1592A 003U1000 | CAT5E PATCH U/UTP CM BOX | FT |  | 1 Year | 0.3295 | 5% | 0.31302
19341 | Belden Wire | 1592A 0041000 | CAT5E PATCH U/UTP CM REEL | FT |  | 1 Year | 0.3295 | 5% | 0.31302
19342 | Belden Wire | 1592A 004U1000 | CAT5E PATCH U/UTP CM BOX | FT |  | 1 Year | 0.3295 | 5% | 0.31302
19343 | Belden Wire | 1592A 0051000 | CAT5E PATCH U/UTP CM REEL | FT |  | 1 Year | 0.3295 | 5% | 0.31302
19344 | Belden Wire | 1592A 005U1000 | CAT5E PATCH U/UTP CM BOX | FT |  | 1 Year | 0.3295 | 5% | 0.31302
19345 | Belden Wire | 1592A 0061000 | CAT5E PATCH U/UTP CM REEL | FT |  | 1 Year | 0.3295 | 5% | 0.31302
19346 | Belden Wire | 1592A 006U1000 | CAT5E PATCH U/UTP CM BOX | FT |  | 1 Year | 0.3295 | 5% | 0.31302
19347 | Belden Wire | 1592A 0071000 | CAT5E PATCH U/UTP CM REEL | FT |  | 1 Year | 0.3295 | 5% | 0.31302
19348 | Belden Wire | 1592A 007U1000 | CAT5E PATCH U/UTP CM BOX | FT |  | 1 Year | 0.3295 | 5% | 0.31302
19349 | Belden Wire | 1592A 0091000 | CAT5E PATCH U/UTP CM REEL | FT |  | 1 Year | 0.3295 | 5% | 0.31302
19350 | Belden Wire | 1592A 009U1000 | CAT5E PATCH U/UTP CM BOX | FT |  | 1 Year | 0.3295 | 5% | 0.31302
19351 | Belden Wire | 1592A 0101000 | CAT5E PATCH U/UTP CM REEL | FT |  | 1 Year | 0.3295 | 5% | 0.31302
19352 | Belden Wire | 1592A 010U1000 | CAT5E PATCH U/UTP CM BOX | FT |  | 1 Year | 0.3295 | 5% | 0.31302
19353 | Belden Wire | 1592A F2V1000 | CAT5E PATCH U/UTP CM REEL | FT |  | 1 Year | 0.3295 | 5% | 0.31302
19354 | Belden Wire | 1592A F2VU1000 | CAT5E PATCH U/UTP CM BOX | FT |  | 1 Year | 0.3295 | 5% | 0.31302
19355 | Belden Wire | 1594A 008U1000 | CAT5E 4PR U/UTP CMR/CMX BOX | FT |  | 1 Year | 0.2748 | 5% | 0.26106
19356 | Belden Wire | 1594A 009U1000 | CAT5E 4PR U/UTP CMR/CMX BOX | FT |  | 1 Year | 0.2748 | 5% | 0.26106
19357 | Belden Wire | 1594A 1GFU1000 | CAT5E 4PR U/UTP CMR/CMX BOX | FT |  | 1 Year | 0.2748 | 5% | 0.26106
19358 | Belden Wire | 1601-389 | CONTACT FEMALE | EA |  | 1 Year | 2.5671 | 5% | 2.4387
19359 | Belden Wire | 1601-419 | BUS BAR | EA |  | 1 Year | 8.4889 | 5% | 8.0645
19360 | Belden Wire | 1601-420 | CONTACT TULIP | EA |  | 1 Year | 2.6783 | 5% | 2.5444
19361 | Belden Wire | 1601-425 | CONTACT #FX TULIP | EA |  | 1 Year | 4.1643 | 5% | 3.9561
19362 | Belden Wire | 160-160-1 | CRIMP CONNECTOR GROUND PROBE | EA |  | 1 Year | 3.1144 | 5% | 2.9587
19363 | Belden Wire | 1602-12 | CONTACT-WELDING | EA |  | 1 Year | 32.0923 | 5% | 30.4877
19364 | Belden Wire | 1613A 009A1000 | #18 GIFHDLDPE SH FS PVC | FT |  | 1 Year | 0.1847 | 5% | 0.17546
19365 | Belden Wire | 1613A 009U1000 | #18 GIFHDLDPE SH FS PVC | FT |  | 1 Year | 0.1847 | 5% | 0.17546
19366 | Belden Wire | 1613A 0101000 | #18 GIFHDLDPE SH FS PVC | FT |  | 1 Year | 0.1847 | 5% | 0.17546
19367 | Belden Wire | 1613A 010A1000 | #18 GIFHDLDPE SH FS PVC | FT |  | 1 Year | 0.1847 | 5% | 0.17546
19368 | Belden Wire | 1613A 010U1000 | #18 GIFHDLDPE SH FS PVC | FT |  | 1 Year | 0.1847 | 5% | 0.17546
19369 | Belden Wire | 1613AP 0091000 | #18 FFEP SH FS FLRST | FT |  | 1 Year | 1.2371 | 5% | 1.1752
19370 | Belden Wire | 1613AP 009U1000 | #18 FFEP SH FS FLRST | FT |  | 1 Year | 1.2335 | 5% | 1.1718
19371 | Belden Wire | 1613AT 010U1000 | #18 GIFHDLDPE SH FS PVC | FT |  | 1 Year | 0.1577 | 5% | 0.14982
19372 | Belden Wire | 1613B 0101000 | #18 GIFHDLDPE SH FS PVC | FT |  | 1 Year | 0.2411 | 5% | 0.22904
19373 | Belden Wire | 1613R 0101000 | #18 GIFHDLDPDE SH FS FRPVC | FT |  | 1 Year | 0.2216 | 5% | 0.21052
19374 | Belden Wire | 1613R 010500 | #18 GIFHDLDPDE SH FS FRPVC | FT |  | 1 Year | 0.2216 | 5% | 0.21052
19375 | Belden Wire | 1614A 0101000 | #18 GIFHDLDPE SH FS LDPE | FT |  | 1 Year | 0.1913 | 5% | 0.18173
19376 | Belden Wire | 1614B 0031000 | #18 GIFHDLDPE SH FS LDPE | FT |  | 1 Year | 0.1971 | 5% | 0.18724
19377 | Belden Wire | 1614B 0101000 | #18 GIFHDLDPE SH FS LDPE | FT |  | 1 Year | 0.1913 | 5% | 0.18173
19378 | Belden Wire | 1615AM 0101000 | #18 GIFHDLDPE SH FS PVC W/MSGR | FT |  | 1 Year | 0.2245 | 5% | 0.21327
19379 | Belden Wire | 1615BM 0101000 | #18 GIFHDLDPE SH FS PVC W/MSGR | FT |  | 1 Year | 0.2245 | 5% | 0.21327
19380 | Belden Wire | 1616AM 0101000 | #18 GIFHDLDPE SH FS PVC W/MSGR | FT |  | 1 Year | 0.2305 | 5% | 0.21898
19381 | Belden Wire | 1617A 0101000 | #14 GIFHDLDPE DBL SH PVC | FT |  | 1 Year | 0.3395 | 5% | 0.32253
19382 | Belden Wire | 1617AP 0101000 | #14 FFEP DBSH PVDF | FT |  | 1 Year | 2.6709 | 5% | 2.5374
19383 | Belden Wire | 1617R 0101000 | #14 GIFHDLDPDE DBSH FRPVC | FT |  | 1 Year | 0.3793 | 5% | 0.36034
19384 | Belden Wire | 1618A 0031000 | #14 GIFHDLDPE DBSH LDPE | FT |  | 1 Year | 0.3516 | 5% | 0.33402
19385 | Belden Wire | 1618A 0101000 | #14 GIFHDLDPE DBSH LDPE | FT |  | 1 Year | 0.3455 | 5% | 0.32822
19386 | Belden Wire | 1619AM 0101000 | #14 GIFHDLDPE DBLSH PVC W/MSGR | FT |  | 1 Year | 0.3726 | 5% | 0.35397
19387 | Belden Wire | 1620AM 0101000 | #14 GIFHDLDPE DBLSH PVC W/MSGR | FT |  | 1 Year | 0.3757 | 5% | 0.35691
19388 | Belden Wire | 1624P 0021000 | CAT5 4PR F/UTP CMP REEL | FT |  | 1 Year | 0.8917 | 5% | 0.84711
19389 | Belden Wire | 1624P 0031000 | CAT5 4PR F/UTP CMP REEL | FT |  | 1 Year | 0.8917 | 5% | 0.84711
19390 | Belden Wire | 1624P 0041000 | CAT5 4PR F/UTP CMP REEL | FT |  | 1 Year | 0.8917 | 5% | 0.84711
19391 | Belden Wire | 1624P 004A1000 | CAT5 4PR F/UTP CMP RIB | FT |  | 1 Year | 0.8917 | 5% | 0.84711
19392 | Belden Wire | 1624P 0051000 | CAT5 4PR F/UTP CMP REEL | FT |  | 1 Year | 0.8917 | 5% | 0.84711
19393 | Belden Wire | 1624P 0071000 | CAT5 4PR F/UTP CMP REEL | FT |  | 1 Year | 0.8917 | 5% | 0.84711
19394 | Belden Wire | 1624P 0081000 | CAT5 4PR F/UTP CMP REEL | FT |  | 1 Year | 0.8917 | 5% | 0.84711
19395 | Belden Wire | 1624P 008A1000 | CAT5 4PR F/UTP CMP RIB | FT |  | 1 Year | 0.8917 | 5% | 0.84711
19396 | Belden Wire | 1624P 8771000 | CAT5 4PR F/UTP CMP REEL | FT |  | 1 Year | 0.8917 | 5% | 0.84711
19397 | Belden Wire | 1624P 877A1000 | CAT5 4PR F/UTP CMP RIB | FT |  | 1 Year | 0.8917 | 5% | 0.84711
19398 | Belden Wire | 1624P D151000 | CAT5 4PR F/UTP CMP REEL | FT |  | 1 Year | 0.8917 | 5% | 0.84711
19399 | Belden Wire | 1624P D15A1000 | CAT5 4PR F/UTP CMP RIB | FT |  | 1 Year | 0.8917 | 5% | 0.84711
19400 | Belden Wire | 1624R 0021000 | CAT5 4PR F/UTP CMR REEL | FT |  | 1 Year | 0.4883 | 5% | 0.46388
19401 | Belden Wire | 1624R 002A1000 | CAT5 4PR F/UTP CMR RIB | FT |  | 1 Year | 0.4883 | 5% | 0.46388
19402 | Belden Wire | 1624R 0031000 | CAT5 4PR F/UTP CMR REEL | FT |  | 1 Year | 0.4883 | 5% | 0.46388
19403 | Belden Wire | 1624R 003A1000 | CAT5 4PR F/UTP CMR RIB | FT |  | 1 Year | 0.4883 | 5% | 0.46388
19404 | Belden Wire | 1624R 0041000 | CAT5 4PR F/UTP CMR REEL | FT |  | 1 Year | 0.4883 | 5% | 0.46388
19405 | Belden Wire | 1624R 004A1000 | CAT5 4PR F/UTP CMR RIB | FT |  | 1 Year | 0.4883 | 5% | 0.46388
19406 | Belden Wire | 1624R 0051000 | CAT5 4PR F/UTP CMR REEL | FT |  | 1 Year | 0.4883 | 5% | 0.46388
19407 | Belden Wire | 1624R 005A1000 | CAT5 4PR F/UTP CMR RIB | FT |  | 1 Year | 0.4883 | 5% | 0.46388
19408 | Belden Wire | 1624R 0061000 | CAT5 4PR F/UTP CMR REEL | FT |  | 1 Year | 0.4883 | 5% | 0.46388
19409 | Belden Wire | 1624R 006A1000 | CAT5 4PR F/UTP CMR RIB | FT |  | 1 Year | 0.4883 | 5% | 0.46388
19410 | Belden Wire | 1624R B021000 | CAT5 4PR F/UTP CMR REEL | FT |  | 1 Year | 0.4883 | 5% | 0.46388
19411 | Belden Wire | 1624R F2V1000 | CAT5 4PR F/UTP CMR REEL | FT |  | 1 Year | 0.4883 | 5% | 0.46388
19412 | Belden Wire | 1624R F2V1640 | CAT5 4PR F/UTP CMR REEL | FT |  | 1 Year | 0.4883 | 5% | 0.46388
19413 | Belden Wire | 1624R F2VA1000 | CAT5 4PR F/UTP CMR RIB | FT |  | 1 Year | 0.4883 | 5% | 0.46388
19414 | Belden Wire | 1634A 0101000 | IBM TYPE1 STP CMG REEL | FT |  | 1 Year | 0.641 | 5% | 0.60895
19415 | Belden Wire | 16533B | SHORT EXTENSION TUBE | EA |  | 1 Year | 4.5 | 5% | 4.275
19416 | Belden Wire | 16533B1 | 5-5/8 EXTENSION TUBE | EA |  | 1 Year | 5.58 | 5% | 5.301
19417 | Belden Wire | 165-37 | Follower Pin | EA |  | 1 Year | 0.3204 | 5% | 0.30438
19418 | Belden Wire | 1661-588 | CONNECTING BLOCK FLOATING PLUG | EA |  | 1 Year | 1.0918 | 5% | 1.0372
19419 | Belden Wire | 166-31-2 | STUD | EA |  | 1 Year | 1.5553 | 5% | 1.4775
19420 | Belden Wire | 1-66506-0 | AMP/TE D SUB CONTACT, GOLD | EA |  | 1 Year | 0.3 | 5% | 0.285
19421 | Belden Wire | 1668A F6H1000 | 2X CAT5 F/UTP CM SIAM | FT |  | 1 Year | 1.018 | 5% | 0.9671
19422 | Belden Wire | 167-151 | MALE CONTACT | EA |  | 1 Year | 1.3479 | 5% | 1.2805
19423 | Belden Wire | 1671A TIN100 | #24 TFE BRD TINNED COAX | FT |  | 1 Year | 6.0918 | 5% | 5.7872
19424 | Belden Wire | 1671A TIN1000 | #24 TFE BRD TINNED COAX | FT |  | 1 Year | 4.8659 | 5% | 4.6226
19425 | Belden Wire | 1671A TIN50 | #24 TFE BRD TINNED COAX | FT |  | 1 Year | 7.166 | 5% | 6.8077
19426 | Belden Wire | 1671A TIN500 | #24 TFE BRD TINNED COAX | FT |  | 1 Year | 4.8659 | 5% | 4.6226
19427 | Belden Wire | 1671B TIN500 | #24 TFE CU FS BRD TINNED COAX | FT |  | 1 Year | 5.0091 | 5% | 4.7586
19428 | Belden Wire | 1671J 010100 | #24 TFE BRD TINNED COAX PVC | FT |  | 1 Year | 6.5984 | 5% | 6.2685
19429 | Belden Wire | 1671J 0101000 | #24 TFE BRD TINNED COAX PVC | FT |  | 1 Year | 5.2466 | 5% | 4.9843
19430 | Belden Wire | 1671J 010500 | #24 TFE BRD TINNED COAX PVC | FT |  | 1 Year | 5.2466 | 5% | 4.9843
19431 | Belden Wire | 1672A TIN1000 | #29 TFE SH TINNED COAX | FT |  | 1 Year | 5.0086 | 5% | 4.7582
19432 | Belden Wire | 1672A TIN500 | #29 TFE SH TINNED COAX | FT |  | 1 Year | 5.0086 | 5% | 4.7582
19433 | Belden Wire | 1672J 0101000 | #29 TFE BRD TINNED COAX PVC | FT |  | 1 Year | 5.2461 | 5% | 4.9838
19434 | Belden Wire | 1672J 010500 | #29 TFE BRD TINNED COAX PVC | FT |  | 1 Year | 5.2461 | 5% | 4.9838
19435 | Belden Wire | 1672J 368500 | #29 TFE BRD TINNED COAX PVC | FT |  | 1 Year | 5.2437 | 5% | 4.9815
19436 | Belden Wire | 1673A TIN100 | #19 TFE BRD TINNED COAX | FT |  | 1 Year | 5.9223 | 5% | 5.6262
19437 | Belden Wire | 1673A TIN250 | #19 TFE BRD TINNED COAX | FT |  | 1 Year | 5.4341 | 5% | 5.1624
19438 | Belden Wire | 1673A TIN50 | #19 TFE BRD TINNED COAX | FT |  | 1 Year | 6.46 | 5% | 6.137
19439 | Belden Wire | 1673A TIN500 | #19 TFE BRD TINNED COAX | FT |  | 1 Year | 5.4341 | 5% | 5.1624
19440 | Belden Wire | 1673B TIN100 | #19 TFE CU FS BRD TINNED COAX | FT |  | 1 Year | 5.8636 | 5% | 5.5704
19441 | Belden Wire | 1673B TIN250 | #19 TFE CU FS BRD TINNED COAX | FT |  | 1 Year | 5.3801 | 5% | 5.1111
19442 | Belden Wire | 1673B TIN500 | #19 TFE CU FS BRD TINNED COAX | FT |  | 1 Year | 5.3801 | 5% | 5.1111
19443 | Belden Wire | 1673J 010100 | #19 TFE BRD TINNED COAX PVC | FT |  | 1 Year | 6.3471 | 5% | 6.0297
19444 | Belden Wire | 1673J 010500 | #19 TFE BRD TINNED COAX PVC | FT |  | 1 Year | 5.8229 | 5% | 5.5318
19445 | Belden Wire | 1674A TIN100 | #29 TFE BRD TINNED COAX | FT |  | 1 Year | 6.8425 | 5% | 6.5004
19446 | Belden Wire | 1674A TIN1000 | #29 TFE BRD TINNED COAX | FT |  | 1 Year | 5.748 | 5% | 5.4606
19447 | Belden Wire | 1674A TIN50 | #29 TFE BRD TINNED COAX | FT |  | 1 Year | 6.8425 | 5% | 6.5004
19448 | Belden Wire | 1674A TIN500 | #29 TFE BRD TINNED COAX | FT |  | 1 Year | 5.7474 | 5% | 5.46
19449 | Belden Wire | 1674B TIN500 | #29 TFE CU FS BRD TINNED COAX | FT |  | 1 Year | 5.4744 | 5% | 5.2007
19450 | Belden Wire | 167-52 | CHAMBER | EA |  | 1 Year | 7.9084 | 5% | 7.513
19451 | Belden Wire | 1675A TIN100 | #14 TFE CU FS BRD TINNED COAX | FT |  | 1 Year | 19.5392 | 5% | 18.5622
19452 | Belden Wire | 1675A TIN500 | #14 TFE CU FS BRD TINNED COAX | FT |  | 1 Year | 19.5267 | 5% | 18.5504
19453 | Belden Wire | 1694A 004N1000 | #18 PE/GIFHDPE SH FR PVC | FT |  | 1 Year | 0.7597 | 5% | 0.72171
19454 | Belden Wire | 1694A 0071000 | #18 PE/GIFHDPE SH FR PVC | FT |  | 1 Year | 0.7597 | 5% | 0.72171
19455 | Belden Wire | 1694A 007N1000 | #18 PE/GIFHDPE SH FR PVC | FT |  | 1 Year | 0.7597 | 5% | 0.72171
19456 | Belden Wire | 1694A 009N1000 | #18 PE/GIFHDPE SH FR PVC | FT |  | 1 Year | 0.7597 | 5% | 0.72171
19457 | Belden Wire | 1694A 010N1000 | #18 PE/GIFHDPE SH FR PVC | FT |  | 1 Year | 0.7597 | 5% | 0.72171
19458 | Belden Wire | 1694A N3UN1000 | #18 PE/GIFHDPE SH FR PVC | FT |  | 1 Year | 0.7597 | 5% | 0.72171
19459 | Belden Wire | 1694ABHD1 | CONN, 1PC, RG6 BNC HD | EA |  | 1 Year | 2.715 | 5% | 2.5792
19460 | Belden Wire | 1694ABHD3 | CONN, 3PC, RG6 BNC HD | EA |  | 1 Year | 2.2532 | 5% | 2.1405
19461 | Belden Wire | 1694ABHDLW | CONN, RG6,BNC,LOCKING, SEALING | EA |  | 1 Year | 4.2109 | 5% | 4.0004
19462 | Belden Wire | 1694D 0101000 | 2 #18 PE SH PVC FRPVC PARA PVC | FT |  | 1 Year | 1.6332 | 5% | 1.5515
19463 | Belden Wire | 1694D 010500 | 2 #18 PE SH PVC FRPVC PARA PVC | FT |  | 1 Year | 1.6332 | 5% | 1.5515
19464 | Belden Wire | 1694F B591000 | #19 GIFHDLDPE DBLB FRPVC | FT |  | 1 Year | 1.1085 | 5% | 1.0531
19465 | Belden Wire | 1694F B59N1000 | #19 GIFHDLDPE DBLB FRPVC | FT |  | 1 Year | 1.1085 | 5% | 1.0531
19466 | Belden Wire | 1694F G7V1000 | #19 GIFHDLDPE DBLB FRPVC | FT |  | 1 Year | 1.1085 | 5% | 1.0531
19467 | Belden Wire | 1694F G7W1000 | #19 GIFHDLDPE DBLB FRPVC | FT |  | 1 Year | 1.1085 | 5% | 1.0531
19468 | Belden Wire | 1694F G7X1000 | #19 GIFHDLDPE DBLB FRPVC | FT |  | 1 Year | 1.1085 | 5% | 1.0531
19469 | Belden Wire | 1694F G7Y1000 | #19 GIFHDLDPE DBLB FRPVC | FT |  | 1 Year | 1.1085 | 5% | 1.0531
19470 | Belden Wire | 1694F G8L1000 | #19 GIFHDLDPE DBLB FRPVC | FT |  | 1 Year | 1.1085 | 5% | 1.0531
19471 | Belden Wire | 1694F G8M1000 | #19 GIFHDLDPE DBLB FRPVC | FT |  | 1 Year | 1.1085 | 5% | 1.0531
19472 | Belden Wire | 1694F Z4B1000 | #19 GIFHDLDPE DBLB FRPVC | FT |  | 1 Year | 1.1085 | 5% | 1.0531
19473 | Belden Wire | 1694RW 0101000 | RG-6/U COAX INDOOR/OUTDOOR | FT |  | 1 Year | 0.9158 | 5% | 0.87001
19474 | Belden Wire | 1694RW 01010000 | RG-6/U COAX INDOOR/OUTDOOR | FT |  | 1 Year | 0.9158 | 5% | 0.87001
19475 | Belden Wire | 1694S3 0001000 | BONDED FILLER COMPOSITE | FT |  | 1 Year | 2.8939 | 5% | 2.7492
19476 | Belden Wire | 1694S3 000500 | BONDED FILLER COMPOSITE | FT |  | 1 Year | 2.8939 | 5% | 2.7492
19477 | Belden Wire | 1694S5 0001000 | BONDED FILLER COMPOSITE | FT |  | 1 Year | 4.5713 | 5% | 4.3427
19478 | Belden Wire | 1694S5 000500 | BONDED FILLER COMPOSITE | FT |  | 1 Year | 4.5713 | 5% | 4.3427
19479 | Belden Wire | 1694S6 0001000 | BONDED FILLER COMPOSITE | FT |  | 1 Year | 5.3509 | 5% | 5.0834
19480 | Belden Wire | 1694S6 000500 | BONDED FILLER COMPOSITE | FT |  | 1 Year | 5.3509 | 5% | 5.0834
19481 | Belden Wire | 1694SB 0101000 | #18 PE/GIFHDPE SH FRNHPO | FT |  | 1 Year | 0.8549 | 5% | 0.81215
19482 | Belden Wire | 1694WB 0061000 | #18 PO/GIFHDPE SH PO | FT |  | 1 Year | 0.8325 | 5% | 0.79087
19483 | Belden Wire | 1694WB 0062500 | #18 PO/GIFHDPE SH PO | FT |  | 1 Year | 0.8325 | 5% | 0.79087
19484 | Belden Wire | 1694WB 0065000 | #18 PO/GIFHDPE SH PO | FT |  | 1 Year | 0.8325 | 5% | 0.79087
19485 | Belden Wire | 1694WB 0101000 | #18 PO/GIFHDPE SH PO | FT |  | 1 Year | 0.8325 | 5% | 0.79087
19486 | Belden Wire | 1694WB 0102500 | #18 PO/GIFHDPE SH PO | FT |  | 1 Year | 0.8325 | 5% | 0.79087
19487 | Belden Wire | 1694WB 0105000 | #18 PO/GIFHDPE SH PO | FT |  | 1 Year | 0.8325 | 5% | 0.79087
19488 | Belden Wire | 1695A 0011000 | #18 FFEP SH FLRST | FT |  | 1 Year | 2.5678 | 5% | 2.4394
19489 | Belden Wire | 1695A 0031000 | #18 FFEP SH FLRST | FT |  | 1 Year | 2.5678 | 5% | 2.4394
19490 | Belden Wire | 1695A 0041000 | #18 FFEP SH FLRST | FT |  | 1 Year | 2.5678 | 5% | 2.4394
19491 | Belden Wire | 1695A 006500 | #18 FFEP SH FLRST | FT |  | 1 Year | 2.5678 | 5% | 2.4394
19492 | Belden Wire | 1695A 0071000 | #18 FFEP SH FLRST | FT |  | 1 Year | 2.5678 | 5% | 2.4394
19493 | Belden Wire | 1695A 0081000 | #18 FFEP SH FLRST | FT |  | 1 Year | 2.5678 | 5% | 2.4394
19494 | Belden Wire | 1695A 0101000 | #18 FFEP SH FLRST | FT |  | 1 Year | 2.5678 | 5% | 2.4394
19495 | Belden Wire | 1695A 010500 | #18 FFEP SH FLRST | FT |  | 1 Year | 2.5678 | 5% | 2.4394
19496 | Belden Wire | 1695A 0105000 | #18 FFEP SH FLRST | FT |  | 1 Year | 2.5678 | 5% | 2.4394
19497 | Belden Wire | 1695A 8771000 | #18 FFEP SH FLRST | FT |  | 1 Year | 2.5678 | 5% | 2.4394
19498 | Belden Wire | 1695A 877500 | #18 FFEP SH FLRST | FT |  | 1 Year | 2.5678 | 5% | 2.4394
19499 | Belden Wire | 1695S3 0001000 | BONDED FILLER COMPOSITE | FT |  | 1 Year | 7.7266 | 5% | 7.3403
19500 | Belden Wire | 1695S3 000500 | BONDED FILLER COMPOSITE | FT |  | 1 Year | 7.7266 | 5% | 7.3403
19501 | Belden Wire | 1695S5 0001000 | BONDED FILLER COMPOSITE | FT |  | 1 Year | 12.8779 | 5% | 12.234
19502 | Belden Wire | 1695S5 000500 | BONDED FILLER COMPOSITE | FT |  | 1 Year | 12.8779 | 5% | 12.234
19503 | Belden Wire | 1695S6 0001000 | BONDED FILLER COMPOSITE | FT |  | 1 Year | 15.4534 | 5% | 14.6807
19504 | Belden Wire | 1695S6 000500 | BONDED FILLER COMPOSITE | FT |  | 1 Year | 15.4534 | 5% | 14.6807
19505 | Belden Wire | 1696A B591000 | 2 #22 FHDPE SHLD PVC | FT |  | 1 Year | 1.1871 | 5% | 1.1277
19506 | Belden Wire | 1696A B59250 | 2 #22 FHDPE SHLD PVC | FT |  | 1 Year | 1.1832 | 5% | 1.124
19507 | Belden Wire | 1696A B59500 | 2 #22 FHDPE SHLD PVC | FT |  | 1 Year | 1.1904 | 5% | 1.1309
19508 | Belden Wire | 1696A B59U1000 | 2 #22 FHDPE SHLD PVC | FT |  | 1 Year | 1.1871 | 5% | 1.1277
19509 | Belden Wire | 17-00003 | SC SLT 3/8 HH 10/12X1-1/2 | EA |  | 1 Year | 0.08 | 5% | 0.076
19510 | Belden Wire | 17-00012 | SCREW PHILLIPS 1/4HH 8X1 | EA |  | 1 Year | 0.0475 | 5% | 0.045125
19511 | Belden Wire | 1700A 0021000 | CAT5E+ 4PRB U/UTP CMR REEL | FT |  | 1 Year | 0.311 | 5% | 0.29545
19512 | Belden Wire | 1700A 0023000 | CAT5E+ 4PRB U/UTP CMR REEL | FT |  | 1 Year | 0.311 | 5% | 0.29545
19513 | Belden Wire | 1700A 002U1000 | CAT5E+ 4PRB U/UTP CMR BOX | FT |  | 1 Year | 0.311 | 5% | 0.29545
19514 | Belden Wire | 1700A 0031000 | CAT5E+ 4PRB U/UTP CMR REEL | FT |  | 1 Year | 0.311 | 5% | 0.29545
19515 | Belden Wire | 1700A 003U1000 | CAT5E+ 4PRB U/UTP CMR BOX | FT |  | 1 Year | 0.311 | 5% | 0.29545
19516 | Belden Wire | 1700A 0041000 | CAT5E+ 4PRB U/UTP CMR REEL | FT |  | 1 Year | 0.311 | 5% | 0.29545
19517 | Belden Wire | 1700A 004U1000 | CAT5E+ 4PRB U/UTP CMR BOX | FT |  | 1 Year | 0.311 | 5% | 0.29545
19518 | Belden Wire | 1700A 0051000 | CAT5E+ 4PRB U/UTP CMR REEL | FT |  | 1 Year | 0.311 | 5% | 0.29545
19519 | Belden Wire | 1700A 005U1000 | CAT5E+ 4PRB U/UTP CMR BOX | FT |  | 1 Year | 0.311 | 5% | 0.29545
19520 | Belden Wire | 1700A 0061000 | CAT5E+ 4PRB U/UTP CMR REEL | FT |  | 1 Year | 0.311 | 5% | 0.29545
19521 | Belden Wire | 1700A 0061640 | CAT5E+ 4PRB U/UTP CMR REEL | FT |  | 1 Year | 0.311 | 5% | 0.29545
19522 | Belden Wire | 1700A 0063000 | CAT5E+ 4PRB U/UTP CMR REEL | FT |  | 1 Year | 0.311 | 5% | 0.29545
19523 | Belden Wire | 1700A 006U1000 | CAT5E+ 4PRB U/UTP CMR BOX | FT |  | 1 Year | 0.311 | 5% | 0.29545
19524 | Belden Wire | 1700A 008U1000 | CAT5E+ 4PRB U/UTP CMR BOX | FT |  | 1 Year | 0.311 | 5% | 0.29545
19525 | Belden Wire | 1700A 0091000 | CAT5E+ 4PRB U/UTP CMR REEL | FT |  | 1 Year | 0.311 | 5% | 0.29545
19526 | Belden Wire | 1700A 0093000 | CAT5E+ 4PRB U/UTP CMR REEL | FT |  | 1 Year | 0.311 | 5% | 0.29545
19527 | Belden Wire | 1700A 009U1000 | CAT5E+ 4PRB U/UTP CMR BOX | FT |  | 1 Year | 0.311 | 5% | 0.29545
19528 | Belden Wire | 1700A 0101000 | CAT5E+ 4PRB U/UTP CMR REEL | FT |  | 1 Year | 0.311 | 5% | 0.29545
19529 | Belden Wire | 1700A 010U1000 | CAT5E+ 4PRB U/UTP CMR BOX | FT |  | 1 Year | 0.311 | 5% | 0.29545
19530 | Belden Wire | 1700A B021000 | CAT5E+ 4PRB U/UTP CMR REEL | FT |  | 1 Year | 0.311 | 5% | 0.29545
19531 | Belden Wire | 1700A B02U1000 | CAT5E+ 4PRB U/UTP CMR BOX | FT |  | 1 Year | 0.311 | 5% | 0.29545
19532 | Belden Wire | 1700A F2V1000 | CAT5E+ 4PRB U/UTP CMR REEL | FT |  | 1 Year | 0.311 | 5% | 0.29545
19533 | Belden Wire | 1700A F2V3000 | CAT5E+ 4PRB U/UTP CMR REEL | FT |  | 1 Year | 0.311 | 5% | 0.29545
19534 | Belden Wire | 1700A F2VU1000 | CAT5E+ 4PRB U/UTP CMR BOX | FT |  | 1 Year | 0.311 | 5% | 0.29545
19535 | Belden Wire | 1700S6 0061000 | 6X CAT5E CMR BANANA PEEL REEL | FT |  | 1 Year | 1.7077 | 5% | 1.6223
19536 | Belden Wire | 1700S6 006500 | 6X CAT5E CMR BANANA PEEL REEL | FT |  | 1 Year | 1.7077 | 5% | 1.6223
19537 | Belden Wire | 1700S6 F2V1000 | 6X CAT5E CMR BANANA PEEL REEL | FT |  | 1 Year | 1.7077 | 5% | 1.6223
19538 | Belden Wire | 1700S6 F2V500 | 6X CAT5E CMR BANANA PEEL REEL | FT |  | 1 Year | 1.7077 | 5% | 1.6223
19539 | Belden Wire | 1701A 0021000 | CAT5E+ 4PRB U/UTP CMP REEL | FT |  | 1 Year | 0.5812 | 5% | 0.55214
19540 | Belden Wire | 1701A 002U1000 | CAT5E+ 4PRB U/UTP CMP BOX | FT |  | 1 Year | 0.5812 | 5% | 0.55214
19541 | Belden Wire | 1701A 0031000 | CAT5E+ 4PRB U/UTP CMP REEL | FT |  | 1 Year | 0.5812 | 5% | 0.55214
19542 | Belden Wire | 1701A 003U1000 | CAT5E+ 4PRB U/UTP CMP BOX | FT |  | 1 Year | 0.5812 | 5% | 0.55214
19543 | Belden Wire | 1701A 0041000 | CAT5E+ 4PRB U/UTP CMP REEL | FT |  | 1 Year | 0.5812 | 5% | 0.55214
19544 | Belden Wire | 1701A 004U1000 | CAT5E+ 4PRB U/UTP CMP BOX | FT |  | 1 Year | 0.5812 | 5% | 0.55214
19545 | Belden Wire | 1701A 0051000 | CAT5E+ 4PRB U/UTP CMP REEL | FT |  | 1 Year | 0.5812 | 5% | 0.55214
19546 | Belden Wire | 1701A 005U1000 | CAT5E+ 4PRB U/UTP CMP BOX | FT |  | 1 Year | 0.5812 | 5% | 0.55214
19547 | Belden Wire | 1701A 0081000 | CAT5E+ 4PRB U/UTP CMP REEL | FT |  | 1 Year | 0.5812 | 5% | 0.55214
19548 | Belden Wire | 1701A 008U1000 | CAT5E+ 4PRB U/UTP CMP BOX | FT |  | 1 Year | 0.5812 | 5% | 0.55214
19549 | Belden Wire | 1701A 0091000 | CAT5E+ 4PRB U/UTP CMP REEL | FT |  | 1 Year | 0.5812 | 5% | 0.55214
19550 | Belden Wire | 1701A 009U1000 | CAT5E+ 4PRB U/UTP CMP BOX | FT |  | 1 Year | 0.5812 | 5% | 0.55214
19551 | Belden Wire | 1701A 0101000 | CAT5E+ 4PRB U/UTP CMP REEL | FT |  | 1 Year | 0.5812 | 5% | 0.55214
19552 | Belden Wire | 1701A 010U1000 | CAT5E+ 4PRB U/UTP CMP BOX | FT |  | 1 Year | 0.5812 | 5% | 0.55214
19553 | Belden Wire | 1701A 8771000 | CAT5E+ 4PRB U/UTP CMP REEL | FT |  | 1 Year | 0.5812 | 5% | 0.55214
19554 | Belden Wire | 1701A 8773000 | CAT5E+ 4PRB U/UTP CMP REEL | FT |  | 1 Year | 0.5812 | 5% | 0.55214
19555 | Belden Wire | 1701A 877U1000 | CAT5E+ 4PRB U/UTP CMP BOX | FT |  | 1 Year | 0.5812 | 5% | 0.55214
19556 | Belden Wire | 1701A B021000 | CAT5E+ 4PRB U/UTP CMP REEL | FT |  | 1 Year | 0.5812 | 5% | 0.55214
19557 | Belden Wire | 1701A B02U1000 | CAT5E+ 4PRB U/UTP CMP BOX | FT |  | 1 Year | 0.5812 | 5% | 0.55214
19558 | Belden Wire | 1701A D151000 | CAT5E+ 4PRB U/UTP CMP REEL | FT |  | 1 Year | 0.5812 | 5% | 0.55214
19559 | Belden Wire | 1701A D153000 | CAT5E+ 4PRB U/UTP CMP REEL | FT |  | 1 Year | 0.5812 | 5% | 0.55214
19560 | Belden Wire | 1701A D15U1000 | CAT5E+ 4PRB U/UTP CMP BOX | FT |  | 1 Year | 0.5812 | 5% | 0.55214
19561 | Belden Wire | 1701LC 0061000 | CAT5E+ 4PRB U/UTP LC REEL | FT |  | 1 Year | 1.1776 | 5% | 1.1187
19562 | Belden Wire | 1701LC 006U1000 | CAT5E+ 4PRB U/UTP LC BOX | FT |  | 1 Year | 1.1776 | 5% | 1.1187
19563 | Belden Wire | 1701LC 0091000 | CAT5E+ 4PRB U/UTP LC REEL | FT |  | 1 Year | 1.1776 | 5% | 1.1187
19564 | Belden Wire | 1701LC 009U1000 | CAT5E+ 4PRB U/UTP LC BOX | FT |  | 1 Year | 1.1776 | 5% | 1.1187
19565 | Belden Wire | 1701S6 D151000 | 6X CAT5E CMP BANANA PEEL REEL | FT |  | 1 Year | 3.978 | 5% | 3.7791
19566 | Belden Wire | 1701S6 D15500 | 6X CAT5E CMP BANANA PEEL REEL | FT |  | 1 Year | 3.978 | 5% | 3.7791
19567 | Belden Wire | 1701S6 D15X | 6X CAT5E CMP BANANA PEEL REEL | FT |  | 1 Year | 2.8946 | 5% | 2.7499
19568 | Belden Wire | 1702A 0061000 | 2X CAT5E U/UTP CMR SIAM REEL | FT |  | 1 Year | 0.6218 | 5% | 0.59071
19569 | Belden Wire | 1702A 0061640 | 2X CAT5E U/UTP CMR SIAM REEL | FT |  | 1 Year | 0.6218 | 5% | 0.59071
19570 | Belden Wire | 1702A F2V1000 | 2X CAT5E U/UTP CMR SIAM REEL | FT |  | 1 Year | 0.6218 | 5% | 0.59071
19571 | Belden Wire | 1702A F2V1640 | 2X CAT5E U/UTP CMR SIAM REEL | FT |  | 1 Year | 0.6218 | 5% | 0.59071
19572 | Belden Wire | 170363-3 | MINI UNIVERSAL M-N-L PIN | EA |  | 1 Year | 0.7 | 5% | 0.665
19573 | Belden Wire | 170365-3 | MINI UNIVERSAL M-N-L SOCKET | EA |  | 1 Year | 0.6 | 5% | 0.57
19574 | Belden Wire | 170366-3 | MINI UNIVERSAL M-N-L SOCKET | EA |  | 1 Year | 0.7 | 5% | 0.665
19575 | Belden Wire | 1703A 8771000 | 2X CAT5E U/UTP CMP SIAM REEL | FT |  | 1 Year | 1.6221 | 5% | 1.541
19576 | Belden Wire | 1703A D151000 | 2X CAT5E U/UTP CMP SIAM REEL | FT |  | 1 Year | 1.6221 | 5% | 1.541
19577 | Belden Wire | 1752A 0021000 | CAT5E+ PATCH U/UTP CM REEL | FT |  | 1 Year | 0.4865 | 5% | 0.46217
19578 | Belden Wire | 1752A 002U1000 | CAT5E+ PATCH U/UTP CM BOX | FT |  | 1 Year | 0.4865 | 5% | 0.46217
19579 | Belden Wire | 1752A 0031000 | CAT5E+ PATCH U/UTP CM REEL | FT |  | 1 Year | 0.4865 | 5% | 0.46217
19580 | Belden Wire | 1752A 003U1000 | CAT5E+ PATCH U/UTP CM BOX | FT |  | 1 Year | 0.4865 | 5% | 0.46217
19581 | Belden Wire | 1752A 0041000 | CAT5E+ PATCH U/UTP CM REEL | FT |  | 1 Year | 0.4865 | 5% | 0.46217
19582 | Belden Wire | 1752A 004U1000 | CAT5E+ PATCH U/UTP CM BOX | FT |  | 1 Year | 0.4865 | 5% | 0.46217
19583 | Belden Wire | 1752A 0051000 | CAT5E+ PATCH U/UTP CM REEL | FT |  | 1 Year | 0.4865 | 5% | 0.46217
19584 | Belden Wire | 1752A 005U1000 | CAT5E+ PATCH U/UTP CM BOX | FT |  | 1 Year | 0.4865 | 5% | 0.46217
19585 | Belden Wire | 1752A 0061000 | CAT5E+ PATCH U/UTP CM REEL | FT |  | 1 Year | 0.4865 | 5% | 0.46217
19586 | Belden Wire | 1752A 006U1000 | CAT5E+ PATCH U/UTP CM BOX | FT |  | 1 Year | 0.4865 | 5% | 0.46217
19587 | Belden Wire | 1752A 0071000 | CAT5E+ PATCH U/UTP CM REEL | FT |  | 1 Year | 0.4865 | 5% | 0.46217
19588 | Belden Wire | 1752A 007U1000 | CAT5E+ PATCH U/UTP CM BOX | FT |  | 1 Year | 0.4865 | 5% | 0.46217
19589 | Belden Wire | 1752A 0101000 | CAT5E+ PATCH U/UTP CM REEL | FT |  | 1 Year | 0.4865 | 5% | 0.46217
19590 | Belden Wire | 1752A 010U1000 | CAT5E+ PATCH U/UTP CM BOX | FT |  | 1 Year | 0.4865 | 5% | 0.46217
19591 | Belden Wire | 1752A F2V1000 | CAT5E+ PATCH U/UTP CM REEL | FT |  | 1 Year | 0.4865 | 5% | 0.46217
19592 | Belden Wire | 1752A F2VU1000 | CAT5E+ PATCH U/UTP CM BOX | FT |  | 1 Year | 0.4865 | 5% | 0.46217
19593 | Belden Wire | 1776 010250 | 2 #20 EPDM RAYON BRD CS EPDM | FT |  | 1 Year | 5.3019 | 5% | 5.0368
19594 | Belden Wire | 1794A 0011000 | #16 LDPE/GIFHDLDPE SH FRPVC | FT |  | 1 Year | 1.3237 | 5% | 1.2575
19595 | Belden Wire | 1794A 0021000 | #16 LDPE/GIFHDLDPE SH FRPVC | FT |  | 1 Year | 1.3237 | 5% | 1.2575
19596 | Belden Wire | 1794A 0031000 | #16 LDPE/GIFHDLDPE SH FRPVC | FT |  | 1 Year | 1.3237 | 5% | 1.2575
19597 | Belden Wire | 1794A 0041000 | #16 LDPE/GIFHDLDPE SH FRPVC | FT |  | 1 Year | 1.3237 | 5% | 1.2575
19598 | Belden Wire | 1794A 0061000 | #16 LDPE/GIFHDLDPE SH FRPVC | FT |  | 1 Year | 1.3237 | 5% | 1.2575
19599 | Belden Wire | 1794A 0071000 | #16 LDPE/GIFHDLDPE SH FRPVC | FT |  | 1 Year | 1.3237 | 5% | 1.2575
19600 | Belden Wire | 1794A 0081000 | #16 LDPE/GIFHDLDPE SH FRPVC | FT |  | 1 Year | 1.3237 | 5% | 1.2575
19601 | Belden Wire | 1794A 0091000 | #16 LDPE/GIFHDLDPE SH FRPVC | FT |  | 1 Year | 1.3237 | 5% | 1.2575
19602 | Belden Wire | 1794A 0101000 | #16 LDPE/GIFHDLDPE SH FRPVC | FT |  | 1 Year | 1.3237 | 5% | 1.2575
19603 | Belden Wire | 1794A 010N1000 | #16 LDPE/GIFHDLDPE SH FRPVC | FT |  | 1 Year | 1.3237 | 5% | 1.2575
19604 | Belden Wire | 1794A N3U1000 | #16 LDPE/GIFHDLDPE SH FRPVC | FT |  | 1 Year | 1.3237 | 5% | 1.2575
19605 | Belden Wire | 1797B 009 | BONDED PAIR SEPARATOR TOOL | EA |  | 1 Year | 11.5422 | 5% | 10.9651
19606 | Belden Wire | 179DT 0011000 | #28H PE/GIFPE SH PVC | FT |  | 1 Year | 0.7184 | 5% | 0.68248
19607 | Belden Wire | 179DT 0021000 | #28H PE/GIFPE SH PVC | FT |  | 1 Year | 0.7184 | 5% | 0.68248
19608 | Belden Wire | 179DT 0031000 | #28H PE/GIFPE SH PVC | FT |  | 1 Year | 0.7184 | 5% | 0.68248
19609 | Belden Wire | 179DT 0041000 | #28H PE/GIFPE SH PVC | FT |  | 1 Year | 0.7184 | 5% | 0.68248
19610 | Belden Wire | 179DT 0061000 | #28H PE/GIFPE SH PVC | FT |  | 1 Year | 0.7184 | 5% | 0.68248
19611 | Belden Wire | 179DT 0071000 | #28H PE/GIFPE SH PVC | FT |  | 1 Year | 0.7184 | 5% | 0.68248
19612 | Belden Wire | 179DT 0081000 | #28H PE/GIFPE SH PVC | FT |  | 1 Year | 0.7184 | 5% | 0.68248
19613 | Belden Wire | 179DT 0091000 | #28H PE/GIFPE SH PVC | FT |  | 1 Year | 0.7184 | 5% | 0.68248
19614 | Belden Wire | 179DT 0101000 | #28H PE/GIFPE SH PVC | FT |  | 1 Year | 0.7184 | 5% | 0.68248
19615 | Belden Wire | 179DT 010500 | #28H PE/GIFPE SH PVC | FT |  | 1 Year | 0.7184 | 5% | 0.68248
19616 | Belden Wire | 179DT N3U1000 | #28H PE/GIFPE SH PVC | FT |  | 1 Year | 0.7184 | 5% | 0.68248
19617 | Belden Wire | 179DTNH 0021000 | #28H PE/GIFPE SH PPO | FT |  | 1 Year | 0.7625 | 5% | 0.72437
19618 | Belden Wire | 179DTNH 0041000 | #28H PE/GIFPE SH PPO | FT |  | 1 Year | 0.7625 | 5% | 0.72437
19619 | Belden Wire | 179DTNH 0051000 | #28H PE/GIFPE SH PPO | FT |  | 1 Year | 0.7625 | 5% | 0.72437
19620 | Belden Wire | 179DTNH 0061000 | #28H PE/GIFPE SH PPO | FT |  | 1 Year | 0.7625 | 5% | 0.72437
19621 | Belden Wire | 179DTNH 0071000 | #28H PE/GIFPE SH PPO | FT |  | 1 Year | 0.7625 | 5% | 0.72437
19622 | Belden Wire | 179DTNH 0101000 | #28H PE/GIFPE SH PPO | FT |  | 1 Year | 0.7625 | 5% | 0.72437
19623 | Belden Wire | 1800B 0071000 | #24 FHDPE FS PR PVC | FT |  | 1 Year | 0.591 | 5% | 0.56145
19624 | Belden Wire | 1800B 007U1000 | #24 FHDPE FS PR PVC | FT |  | 1 Year | 0.591 | 5% | 0.56145
19625 | Belden Wire | 1800B T5X1000 | #24 FHDPE FS PR PVC | FT |  | 1 Year | 0.591 | 5% | 0.56145
19626 | Belden Wire | 1800B T5X500 | #24 FHDPE FS PR PVC | FT |  | 1 Year | 0.591 | 5% | 0.56145
19627 | Belden Wire | 1800B T5XU1000 | #24 FHDPE FS PR PVC | FT |  | 1 Year | 0.591 | 5% | 0.56145
19628 | Belden Wire | 1800F B591000 | #24 PR FHDPE BRD PVC | FT |  | 1 Year | 1.5274 | 5% | 1.451
19629 | Belden Wire | 1800F B59500 | #24 PR FHDPE BRD PVC | FT |  | 1 Year | 1.5274 | 5% | 1.451
19630 | Belden Wire | 1800F B59U1000 | #24 PR FHDPE BRD PVC | FT |  | 1 Year | 1.5274 | 5% | 1.451
19631 | Belden Wire | 1800F G7VU1000 | #24 PR FHDPE BRD PVC | FT |  | 1 Year | 1.5274 | 5% | 1.451
19632 | Belden Wire | 1800F G7WU1000 | #24 PR FHDPE BRD PVC | FT |  | 1 Year | 1.5274 | 5% | 1.451
19633 | Belden Wire | 1800F G7XU1000 | #24 PR FHDPE BRD PVC | FT |  | 1 Year | 1.5274 | 5% | 1.451
19634 | Belden Wire | 1800F G8MU1000 | #24 PR FHDPE BRD PVC | FT |  | 1 Year | 1.5274 | 5% | 1.451
19635 | Belden Wire | 1800F U90U1000 | #24 PR FHDPE BRD PVC | FT |  | 1 Year | 1.5274 | 5% | 1.451
19636 | Belden Wire | 1800F Z4BU1000 | #24 PR FHDPE BRD PVC | FT |  | 1 Year | 1.5274 | 5% | 1.451
19637 | Belden Wire | 180-103 | CONTACT SOCKET DEADBREAK | EA |  | 1 Year | 1.3025 | 5% | 1.2374
19638 | Belden Wire | 1801B 0081000 | 2 #24 NFFEP FS FLMRST | FT |  | 1 Year | 1.4667 | 5% | 1.3934
19639 | Belden Wire | 1801B 8771000 | 2 #24 NFFEP FS FLMRST | FT |  | 1 Year | 1.5107 | 5% | 1.4352
19640 | Belden Wire | 1801B 877500 | 2 #24 NFFEP FS FLMRST | FT |  | 1 Year | 1.5107 | 5% | 1.4352
19641 | Belden Wire | 1801B 877U1000 | 2 #24 NFFEP FS FLMRST | FT |  | 1 Year | 1.5107 | 5% | 1.4352
19642 | Belden Wire | 1801B Z4B1000 | 2 #24 NFFEP FS FLMRST | FT |  | 1 Year | 1.5107 | 5% | 1.4352
19643 | Belden Wire | 1801B Z4B500 | 2 #24 NFFEP FS FLMRST | FT |  | 1 Year | 1.5107 | 5% | 1.4352
19644 | Belden Wire | 1801B Z4BU1000 | 2 #24 NFFEP FS FLMRST | FT |  | 1 Year | 1.5107 | 5% | 1.4352
19645 | Belden Wire | 1801BD 8771000 | 2#24 NFFEP FS FLMRST - SIAMESE | FT |  | 1 Year | 3.3135 | 5% | 3.1478
19646 | Belden Wire | 1801BD Z4B1000 | 2#24 NFFEP FS FLMRST - SIAMESE | FT |  | 1 Year | 3.2798 | 5% | 3.1158
19647 | Belden Wire | 1801BS4 8771000 | BONDED FILLER COMPOSITE | FT |  | 1 Year | 6.6272 | 5% | 6.2958
19648 | Belden Wire | 1801BS4 Z4B1000 | BONDED FILLER COMPOSITE | FT |  | 1 Year | 6.6272 | 5% | 6.2958
19649 | Belden Wire | 1801BS6 8771000 | BONDED FILLER COMPOSITE | FT |  | 1 Year | 9.9499 | 5% | 9.4524
19650 | Belden Wire | 1801BS6 Z4B1000 | BONDED FILLER COMPOSITE | FT |  | 1 Year | 9.9407 | 5% | 9.4437
19651 | Belden Wire | 1802B 010N1000 | 2 #24 FHDPE PR FS PVC PARA | FT |  | 1 Year | 1.211 | 5% | 1.1504
19652 | Belden Wire | 1802B Z4B1000 | 2 #24 FHDPE PR FS PVC PARA | FT |  | 1 Year | 1.2117 | 5% | 1.1511
19653 | Belden Wire | 1802B Z4B500 | 2 #24 FHDPE PR FS PVC PARA | FT |  | 1 Year | 1.2117 | 5% | 1.1511
19654 | Belden Wire | 1802B Z4BN1000 | 2 #24 FHDPE PR FS PVC PARA | FT |  | 1 Year | 1.2117 | 5% | 1.1511
19655 | Belden Wire | 1802B Z4BU1000 | 2 #24 FHDPE PR FS PVC PARA | FT |  | 1 Year | 1.2117 | 5% | 1.1511
19656 | Belden Wire | 1802F Z4B1000 | 2 #24 PR FHDPE FS PVC FS | FT |  | 1 Year | 2.5947 | 5% | 2.465
19657 | Belden Wire | 1802F Z4B500 | 2 #24 PR FHDPE FS PVC FS | FT |  | 1 Year | 2.5947 | 5% | 2.465
19658 | Belden Wire | 1803F B591000 | 4 #24 FHDPE FS PR PVC FS PVC | FT |  | 1 Year | 3.2945 | 5% | 3.1298
19659 | Belden Wire | 1803F Z4B1000 | 4 #24 FHDPE FS PR PVC FS PVC | FT |  | 1 Year | 3.2945 | 5% | 3.1298
19660 | Belden Wire | 1803F Z4B500 | 4 #24 FHDPE FS PR PVC FS PVC | FT |  | 1 Year | 3.2945 | 5% | 3.1298
19661 | Belden Wire | 1804A G8M500 | 4 #28 STR PP SHLD PVC | FT |  | 1 Year | 1.859 | 5% | 1.766
19662 | Belden Wire | 1804A J5C100 | 4 #28 STR PP SHLD PVC | FT |  | 1 Year | 1.9866 | 5% | 1.8873
19663 | Belden Wire | 1804A J5C500 | 4 #28 STR PP SHLD PVC | FT |  | 1 Year | 1.859 | 5% | 1.766
19664 | Belden Wire | 1804A U4F500 | 4 #28 STR PP SHLD PVC | FT |  | 1 Year | 1.859 | 5% | 1.766
19665 | Belden Wire | 1805F Z4B1000 | 8 #24 PRS FHDPE FS PVC FS PVC | FT |  | 1 Year | 5.5541 | 5% | 5.2764
19666 | Belden Wire | 1805F Z4B500 | 8 #24 PRS FHDPE FS PVC FS PVC | FT |  | 1 Year | 5.5541 | 5% | 5.2764
19667 | Belden Wire | 1806F Z4B1000 | 12 #24 FHDPE FS PR PVC FS PVC | FT |  | 1 Year | 9.6685 | 5% | 9.1851
19668 | Belden Wire | 1806F Z4B500 | 12 #24 FHDPE FS PR PVC FS PVC | FT |  | 1 Year | 9.6685 | 5% | 9.1851
19669 | Belden Wire | 1807A B591000 | 2 #30 FHDPE SRV PVC DUAL | FT |  | 1 Year | 0.9208 | 5% | 0.87476
19670 | Belden Wire | 1807A B59500 | 2 #30 FHDPE SRV PVC DUAL | FT |  | 1 Year | 0.9208 | 5% | 0.87476
19671 | Belden Wire | 1807A B59U1000 | 2 #30 FHDPE SRV PVC DUAL | FT |  | 1 Year | 0.9208 | 5% | 0.87476
19672 | Belden Wire | 1807A B59U500 | 2 #30 FHDPE SRV PVC DUAL | FT |  | 1 Year | 0.9208 | 5% | 0.87476
19673 | Belden Wire | 1808A B591000 | 2 #30 FHDPE SRV PVC PVC | FT |  | 1 Year | 1.5077 | 5% | 1.4323
19674 | Belden Wire | 1808A B59500 | 2 #30 FHDPE SRV PVC PVC | FT |  | 1 Year | 1.5077 | 5% | 1.4323
19675 | Belden Wire | 1808A B59U1000 | 2 #30 FHDPE SRV PVC PVC | FT |  | 1 Year | 1.5077 | 5% | 1.4323
19676 | Belden Wire | 1808A B59U500 | 2 #30 FHDPE SRV PVC PVC | FT |  | 1 Year | 1.5077 | 5% | 1.4323
19677 | Belden Wire | 1810A B591000 | 4 #14 PVC PVC | FT |  | 1 Year | 3.1984 | 5% | 3.0385
19678 | Belden Wire | 1810A B59250 | 4 #14 PVC PVC | FT |  | 1 Year | 3.1984 | 5% | 3.0385
19679 | Belden Wire | 1810A B59500 | 4 #14 PVC PVC | FT |  | 1 Year | 3.1984 | 5% | 3.0385
19680 | Belden Wire | 1811A B591000 | 8 #14 PVC PVC | FT |  | 1 Year | 5.0107 | 5% | 4.7602
19681 | Belden Wire | 1812A B591000 | 2 #24 PVC PVC SRV PVC | FT |  | 1 Year | 0.9511 | 5% | 0.90354
19682 | Belden Wire | 1812A B59328 | 2 #24 PVC PVC SRV PVC | FT |  | 1 Year | 0.959 | 5% | 0.91105
19683 | Belden Wire | 1812A B59N1000 | 2 #24 PVC PVC SRV PVC | FT |  | 1 Year | 0.9511 | 5% | 0.90354
19684 | Belden Wire | 1812A G7V328 | 2 #24 PVC PVC SRV PVC | FT |  | 1 Year | 0.959 | 5% | 0.91105
19685 | Belden Wire | 1812A G7VN1000 | 2 #24 PVC PVC SRV PVC | FT |  | 1 Year | 0.9511 | 5% | 0.90354
19686 | Belden Wire | 1812A G7W1000 | 2 #24 PVC PVC SRV PVC | FT |  | 1 Year | 0.9511 | 5% | 0.90354
19687 | Belden Wire | 1812A G7WN1000 | 2 #24 PVC PVC SRV PVC | FT |  | 1 Year | 0.9511 | 5% | 0.90354
19688 | Belden Wire | 1812A G7X1000 | 2 #24 PVC PVC SRV PVC | FT |  | 1 Year | 0.9511 | 5% | 0.90354
19689 | Belden Wire | 1812A G7XN1000 | 2 #24 PVC PVC SRV PVC | FT |  | 1 Year | 0.9511 | 5% | 0.90354
19690 | Belden Wire | 1813A B591000 | 2 #24 PVC SRV PVC | FT |  | 1 Year | 0.87 | 5% | 0.8265
19691 | Belden Wire | 1813A B59328 | 2 #24 PVC SRV PVC | FT |  | 1 Year | 0.8814 | 5% | 0.83733
19692 | Belden Wire | 1814R 0101000 | 2 #22 FS PR PVC FS PVC | FT |  | 1 Year | 1.2572 | 5% | 1.1943
19693 | Belden Wire | 1814R 010500 | 2 #22 FS PR PVC FS PVC | FT |  | 1 Year | 1.2572 | 5% | 1.1943
19694 | Belden Wire | 1814WB 0101000 | 2 FS PR #22 PVC FS PO | FT |  | 1 Year | 1.4109 | 5% | 1.3404
19695 | Belden Wire | 1814WB 010500 | 2 FS PR #22 PVC FS PO | FT |  | 1 Year | 1.4109 | 5% | 1.3404
19696 | Belden Wire | 1815P 0101000 | 4 FS PR #22 FEP SLF SLF | FT |  | 1 Year | 4.4537 | 5% | 4.231
19697 | Belden Wire | 1815P 010500 | 4 FS PR #22 FEP SLF SLF | FT |  | 1 Year | 4.4537 | 5% | 4.231
19698 | Belden Wire | 1815R 0101000 | 4 #22 FS PR PVC FS PVC | FT |  | 1 Year | 2.2811 | 5% | 2.167
19699 | Belden Wire | 1815R 010500 | 4 #22 FS PR PVC FS PVC | FT |  | 1 Year | 2.2811 | 5% | 2.167
19700 | Belden Wire | 1815WB 0101000 | 4 FS PR #22 PVC FS PO | FT |  | 1 Year | 2.3573 | 5% | 2.2394
19701 | Belden Wire | 1815WB 010500 | 4 FS PR #22 PVC FS PO | FT |  | 1 Year | 2.3573 | 5% | 2.2394
19702 | Belden Wire | 1816P 0101000 | 6 FS PR #22 FEP SLF SLF | FT |  | 1 Year | 5.9171 | 5% | 5.6212
19703 | Belden Wire | 1816P 010500 | 6 FS PR #22 FEP SLF SLF | FT |  | 1 Year | 5.9171 | 5% | 5.6212
19704 | Belden Wire | 1816P 0105000 | 6 FS PR #22 FEP SLF SLF | FT |  | 1 Year | 5.9171 | 5% | 5.6212
19705 | Belden Wire | 1816R 0101000 | 6 #22 FS PR PVC FS PVC | FT |  | 1 Year | 3.5016 | 5% | 3.3265
19706 | Belden Wire | 1816R 010500 | 6 #22 FS PR PVC FS PVC | FT |  | 1 Year | 3.5016 | 5% | 3.3265
19707 | Belden Wire | 1816WB 0101000 | 6 FS PR #22 PVC FS PO | FT |  | 1 Year | 3.7091 | 5% | 3.5236
19708 | Belden Wire | 1816WB 010500 | 6 FS PR #22 PVC FS PO | FT |  | 1 Year | 3.7091 | 5% | 3.5236
19709 | Belden Wire | 1817P 0101000 | 8 FS PR #22 FEP SLF SLF | FT |  | 1 Year | 7.8317 | 5% | 7.4401
19710 | Belden Wire | 1817P 010500 | 8 FS PR #22 FEP SLF SLF | FT |  | 1 Year | 7.8317 | 5% | 7.4401
19711 | Belden Wire | 1817R 0101000 | 8 #22 FS PR PVC FS PVC | FT |  | 1 Year | 4.5288 | 5% | 4.3024
19712 | Belden Wire | 1817R 010500 | 8 #22 FS PR PVC FS PVC | FT |  | 1 Year | 4.5288 | 5% | 4.3024
19713 | Belden Wire | 1817WB 0101000 | 8 FS PR #22 PVC FS PO | FT |  | 1 Year | 4.6818 | 5% | 4.4477
19714 | Belden Wire | 1817WB 010500 | 8 FS PR #22 PVC FS PO | FT |  | 1 Year | 4.6818 | 5% | 4.4477
19715 | Belden Wire | 1818P 0101000 | 12 FS PR #22 FEP SLF SLF | FT |  | 1 Year | 11.4873 | 5% | 10.9129
19716 | Belden Wire | 1818P 010500 | 12 FS PR #22 FEP SLF SLF | FT |  | 1 Year | 11.4873 | 5% | 10.9129
19717 | Belden Wire | 1818R 0101000 | 12 #22 FS PR PVC FS PVC | FT |  | 1 Year | 6.0938 | 5% | 5.7891
19718 | Belden Wire | 1818R 010500 | 12 #22 FS PR PVC FS PVC | FT |  | 1 Year | 6.0938 | 5% | 5.7891
19719 | Belden Wire | 1818WB 0101000 | 12 FS PR #22 PVC FS PO | FT |  | 1 Year | 6.6841 | 5% | 6.3499
19720 | Belden Wire | 1818WB 010500 | 12 FS PR #22 PVC FS PO | FT |  | 1 Year | 6.6841 | 5% | 6.3499
19721 | Belden Wire | 1819R 0101000 | 16 #22 FS PR PVC FS PVC | FT |  | 1 Year | 8.2916 | 5% | 7.877
19722 | Belden Wire | 1819R 010500 | 16 #22 FS PR PVC FS PVC | FT |  | 1 Year | 8.2916 | 5% | 7.877
19723 | Belden Wire | 1821R 0101000 | 24 #22 FS PR PVC FS PVC | FT |  | 1 Year | 12.7725 | 5% | 12.1339
19724 | Belden Wire | 1821R 010500 | 24 #22 FS PR PVC FS PVC | FT |  | 1 Year | 12.7725 | 5% | 12.1339
19725 | Belden Wire | 1823R 0101000 | 32 #22 FS PR PVC FS PVC | FT |  | 1 Year | 17.5594 | 5% | 16.6814
19726 | Belden Wire | 1823R 0102000 | 32 #22 FS PR PVC FS PVC | FT |  | 1 Year | 17.5594 | 5% | 16.6814
19727 | Belden Wire | 1828D 010U1000 | #18 LDPE/GIFHDLDPE SH FR PVC | FT |  | 1 Year | 0.1236 | 5% | 0.11742
19728 | Belden Wire | 1829A 0081000 | #18 GIFHDLDPE SH FR PVC | FT |  | 1 Year | 0.1412 | 5% | 0.13414
19729 | Belden Wire | 1829A 008U1000 | #18 GIFHDLDPE SH FR PVC | FT |  | 1 Year | 0.1412 | 5% | 0.13414
19730 | Belden Wire | 1829A 0091000 | #18 GIFHDLDPE SH FR PVC | FT |  | 1 Year | 0.1412 | 5% | 0.13414
19731 | Belden Wire | 1829A Q5H1000 | #18 GIFHDLDPE SH FR PVC | FT |  | 1 Year | 0.1412 | 5% | 0.13414
19732 | Belden Wire | 1829AC 008U1000 | #18 GIFHDLDPE SH FR PVC | FT |  | 1 Year | 0.1688 | 5% | 0.16036
19733 | Belden Wire | 1829AC 0091000 | #18 GIFHDLDPE SH FR PVC | FT |  | 1 Year | 0.1688 | 5% | 0.16036
19734 | Belden Wire | 1829AC 009C100 | #18 GIFHDLDPE SH FR PVC | FT |  | 1 Year | 0.1635 | 5% | 0.15532
19735 | Belden Wire | 1829AC 009U1000 | #18 GIFHDLDPE SH FR PVC | FT |  | 1 Year | 0.1688 | 5% | 0.16036
19736 | Belden Wire | 1829AC 009U250 | #18 GIFHDLDPE SH FR PVC | FT |  | 1 Year | 0.1635 | 5% | 0.15532
19737 | Belden Wire | 1829AC 009U500 | #18 GIFHDLDPE SH FR PVC | FT |  | 1 Year | 0.1718 | 5% | 0.16321
19738 | Belden Wire | 1829AC 0101000 | #18 GIFHDLDPE SH FR PVC | FT |  | 1 Year | 0.1688 | 5% | 0.16036
19739 | Belden Wire | 1829AC 010C100 | #18 GIFHDLDPE SH FR PVC | FT |  | 1 Year | 0.1635 | 5% | 0.15532
19740 | Belden Wire | 1829AC 010U1000 | #18 GIFHDLDPE SH FR PVC | FT |  | 1 Year | 0.1688 | 5% | 0.16036
19741 | Belden Wire | 1829AC 010U250 | #18 GIFHDLDPE SH FR PVC | FT |  | 1 Year | 0.1635 | 5% | 0.15532
19742 | Belden Wire | 1829AC 010U500 | #18 GIFHDLDPE SH FR PVC | FT |  | 1 Year | 0.1738 | 5% | 0.16511
19743 | Belden Wire | 1829B 0101000 | #18 GIFHDLDPE SH PE | FT |  | 1 Year | 0.1455 | 5% | 0.13822
19744 | Belden Wire | 1829BC 0101000 | #18 LDPE/GIFHDLDPE SH PE | FT |  | 1 Year | 0.1763 | 5% | 0.16748
19745 | Belden Wire | 1829P 010100 | #18 FFEP SH FLRST | FT |  | 1 Year | 0.8431 | 5% | 0.80094
19746 | Belden Wire | 1829P 010U1000 | #18 FFEP SH FLRST | FT |  | 1 Year | 0.8431 | 5% | 0.80094
19747 | Belden Wire | 1829P 010U250 | #18 FFEP SH FLRST | FT |  | 1 Year | 0.8431 | 5% | 0.80094
19748 | Belden Wire | 1829P 010U500 | #18 FFEP SH FLRST | FT |  | 1 Year | 0.8431 | 5% | 0.80094
19749 | Belden Wire | 1829P 877100 | #18 FFEP SH FLRST | FT |  | 1 Year | 0.8431 | 5% | 0.80094
19750 | Belden Wire | 1829P 8771000 | #18 FFEP SH FLRST | FT |  | 1 Year | 0.8431 | 5% | 0.80094
19751 | Belden Wire | 1829P 877U1000 | #18 FFEP SH FLRST | FT |  | 1 Year | 0.8431 | 5% | 0.80094
19752 | Belden Wire | 1829P 877U250 | #18 FFEP SH FLRST | FT |  | 1 Year | 0.8431 | 5% | 0.80094
19753 | Belden Wire | 1829P 877U500 | #18 FFEP SH FLRST | FT |  | 1 Year | 0.8431 | 5% | 0.80094
19754 | Belden Wire | 1829R 008U1000 | #18 GIFHDLDPE SH FR PVC | FT |  | 1 Year | 0.165 | 5% | 0.15675
19755 | Belden Wire | 1829R 009U1000 | #18 GIFHDLDPE SH FR PVC | FT |  | 1 Year | 0.165 | 5% | 0.15675
19756 | Belden Wire | 1829R 010U1000 | #18 GIFHDLDPE SH FR PVC | FT |  | 1 Year | 0.165 | 5% | 0.15675
19757 | Belden Wire | 1837A 0031000 | #18 GIFHDLDPE SH FS PE | FT |  | 1 Year | 0.1733 | 5% | 0.16464
19758 | Belden Wire | 1837A 0101000 | #18 GIFHDLDPE SH FS PE | FT |  | 1 Year | 0.1733 | 5% | 0.16464
19759 | Belden Wire | 1839A 0101000 | #18 GIFHDLDPE SH PVC W/MSG | FT |  | 1 Year | 0.185 | 5% | 0.17575
19760 | Belden Wire | 1839AC 0081000 | #18 PE/GIFPE SH PVC W/MSGR | FT |  | 1 Year | 0.2107 | 5% | 0.20016
19761 | Belden Wire | 1839AC 0101000 | #18 PE/GIFPE SH PVC W/MSGR | FT |  | 1 Year | 0.2107 | 5% | 0.20016
19762 | Belden Wire | 1840A 0101000 | 2 #18 GIFPE SH PVC W/MSGR | FT |  | 1 Year | 0.3483 | 5% | 0.33088
19763 | Belden Wire | 1840A 010500 | 2 #18 GIFPE SH PVC W/MSGR | FT |  | 1 Year | 0.3483 | 5% | 0.33088
19764 | Belden Wire | 1840AC 008500 | 2 #18 GIFPE SH PVC W/MSGR | FT |  | 1 Year | 0.3836 | 5% | 0.36442
19765 | Belden Wire | 1840AC 009500 | 2 #18 GIFPE SH PVC W/MSGR | FT |  | 1 Year | 0.3836 | 5% | 0.36442
19766 | Belden Wire | 1840AC 010500 | 2 #18 GIFPE SH PVC W/MSGR | FT |  | 1 Year | 0.3836 | 5% | 0.36442
19767 | Belden Wire | 1841A 0101000 | 2 #18 GIFHDLDPE SH FR PVC | FT |  | 1 Year | 0.2943 | 5% | 0.27958
19768 | Belden Wire | 1841AC 008500 | DUAL#18 LDPE/GIFHDLDPE SHFRPVC | FT |  | 1 Year | 0.5065 | 5% | 0.48117
19769 | Belden Wire | 1841AC 009500 | DUAL#18 LDPE/GIFHDLDPE SHFRPVC | FT |  | 1 Year | 0.5062 | 5% | 0.48089
19770 | Belden Wire | 1841AC 0101000 | DUAL#18 LDPE/GIFHDLDPE SHFRPVC | FT |  | 1 Year | 0.4767 | 5% | 0.45287
19771 | Belden Wire | 1841AC 010500 | DUAL#18 LDPE/GIFHDLDPE SHFRPVC | FT |  | 1 Year | 0.5056 | 5% | 0.48032
19772 | Belden Wire | 1841AX 0101000 | 2 #18 GIFHDLDPE SH FR PVC | FT |  | 1 Year | 0.4537 | 5% | 0.43101
19773 | Belden Wire | 1850F Z4B1000 | 16 FS PR #24 PVC FS PVC | FT |  | 1 Year | 13.0394 | 5% | 12.3874
19774 | Belden Wire | 1850F Z4B500 | 16 FS PR #24 PVC FS PVC | FT |  | 1 Year | 13.0394 | 5% | 12.3874
19775 | Belden Wire | 1852F Z4B1000 | 24 FS PR #24 PVC FS PVC | FT |  | 1 Year | 20.8179 | 5% | 19.777
19776 | Belden Wire | 1852F Z4B500 | 24 FS PR #24 PVC FS PVC | FT |  | 1 Year | 20.8179 | 5% | 19.777
19777 | Belden Wire | 1854F Z4B1000 | 32 PR #24 PO FS PVC FS PVC | FT |  | 1 Year | 32.5852 | 5% | 30.9559
19778 | Belden Wire | 1855A 001N1000 | #23 PE/GIFHDPE SH FR PVC | FT |  | 1 Year | 0.5914 | 5% | 0.56183
19779 | Belden Wire | 1855A 002N1000 | #23 PE/GIFHDPE SH FR PVC | FT |  | 1 Year | 0.5914 | 5% | 0.56183
19780 | Belden Wire | 1855A 003N1000 | #23 PE/GIFHDPE SH FR PVC | FT |  | 1 Year | 0.5914 | 5% | 0.56183
19781 | Belden Wire | 1855A 004N1000 | #23 PE/GIFHDPE SH FR PVC | FT |  | 1 Year | 0.5914 | 5% | 0.56183
19782 | Belden Wire | 1855A 006N1000 | #23 PE/GIFHDPE SH FR PVC | FT |  | 1 Year | 0.5914 | 5% | 0.56183
19783 | Belden Wire | 1855A 007N1000 | #23 PE/GIFHDPE SH FR PVC | FT |  | 1 Year | 0.5914 | 5% | 0.56183
19784 | Belden Wire | 1855A 008N1000 | #23 PE/GIFHDPE SH FR PVC | FT |  | 1 Year | 0.5914 | 5% | 0.56183
19785 | Belden Wire | 1855A 0091000 | #23 PE/GIFHDPE SH FR PVC | FT |  | 1 Year | 0.5914 | 5% | 0.56183
19786 | Belden Wire | 1855A 009N1000 | #23 PE/GIFHDPE SH FR PVC | FT |  | 1 Year | 0.5914 | 5% | 0.56183
19787 | Belden Wire | 1855A 010N1000 | #23 PE/GIFHDPE SH FR PVC | FT |  | 1 Year | 0.5914 | 5% | 0.56183
19788 | Belden Wire | 1855A N3UN1000 | #23 PE/GIFHDPE SH FR PVC | FT |  | 1 Year | 0.5914 | 5% | 0.56183
19789 | Belden Wire | 1855ABHD1 | CONN, 1PC, 22-24 AWG/50PK | EA |  | 1 Year | 2.9366 | 5% | 2.7898
19790 | Belden Wire | 1855D-3 | POPPET, LOWER BACK CHECK | EA |  | 1 Year | 0.8164 | 5% | 0.77558
19791 | Belden Wire | 1855P 0011000 | #23 FFEP SH FLRST | FT |  | 1 Year | 1.3016 | 5% | 1.2365
19792 | Belden Wire | 1855P 0021000 | #23 FFEP SH FLRST | FT |  | 1 Year | 1.3016 | 5% | 1.2365
19793 | Belden Wire | 1855P 0031000 | #23 FFEP SH FLRST | FT |  | 1 Year | 1.3016 | 5% | 1.2365
19794 | Belden Wire | 1855P 0041000 | #23 FFEP SH FLRST | FT |  | 1 Year | 1.3016 | 5% | 1.2365
19795 | Belden Wire | 1855P 0061000 | #23 FFEP SH FLRST | FT |  | 1 Year | 1.3016 | 5% | 1.2365
19796 | Belden Wire | 1855P 0071000 | #23 FFEP SH FLRST | FT |  | 1 Year | 1.3016 | 5% | 1.2365
19797 | Belden Wire | 1855P 0081000 | #23 FFEP SH FLRST | FT |  | 1 Year | 1.3016 | 5% | 1.2365
19798 | Belden Wire | 1855P 0101000 | #23 FFEP SH FLRST | FT |  | 1 Year | 1.3016 | 5% | 1.2365
19799 | Belden Wire | 1855P 8771000 | #23 FFEP SH FLRST | FT |  | 1 Year | 1.3016 | 5% | 1.2365
19800 | Belden Wire | 1855P N3U1000 | #23 FFEP SH FLRST | FT |  | 1 Year | 1.3016 | 5% | 1.2365
19801 | Belden Wire | 1856A 0021000 | #20 PE/GIFHDPELDPE PVC TRIAX | FT |  | 1 Year | 2.19 | 5% | 2.0805
19802 | Belden Wire | 1856A 0041000 | #20 PE/GIFHDPELDPE PVC TRIAX | FT |  | 1 Year | 2.19 | 5% | 2.0805
19803 | Belden Wire | 1856A 0051000 | #20 PE/GIFHDPELDPE PVC TRIAX | FT |  | 1 Year | 2.19 | 5% | 2.0805
19804 | Belden Wire | 1856A 0061000 | #20 PE/GIFHDPELDPE PVC TRIAX | FT |  | 1 Year | 2.19 | 5% | 2.0805
19805 | Belden Wire | 1856A B591000 | #20 PE/GIFHDPELDPE PVC TRIAX | FT |  | 1 Year | 2.19 | 5% | 2.0805
19806 | Belden Wire | 1856A B594000 | #20 PE/GIFHDPELDPE PVC TRIAX | FT |  | 1 Year | 2.19 | 5% | 2.0805
19807 | Belden Wire | 1856B 0021000 | #20 PE/GIFHDLDPE SH PVC TRIAX | FT |  | 1 Year | 2.1742 | 5% | 2.0655
19808 | Belden Wire | 1856B 0041000 | #20 PE/GIFHDLDPE SH PVC TRIAX | FT |  | 1 Year | 2.1742 | 5% | 2.0655
19809 | Belden Wire | 1856B 0051000 | #20 PE/GIFHDLDPE SH PVC TRIAX | FT |  | 1 Year | 2.1742 | 5% | 2.0655
19810 | Belden Wire | 1856B 0061000 | #20 PE/GIFHDLDPE SH PVC TRIAX | FT |  | 1 Year | 2.1742 | 5% | 2.0655
19811 | Belden Wire | 1856B 0071000 | #20 PE/GIFHDLDPE SH PVC TRIAX | FT |  | 1 Year | 2.1742 | 5% | 2.0655
19812 | Belden Wire | 1856B B591000 | #20 PE/GIFHDLDPE SH PVC TRIAX | FT |  | 1 Year | 2.1742 | 5% | 2.0655
19813 | Belden Wire | 1857A 0021000 | #22 FLDPE VLDPE PVC TRIAX | FT |  | 1 Year | 2.201 | 5% | 2.0909
19814 | Belden Wire | 1857A 0041000 | #22 FLDPE VLDPE PVC TRIAX | FT |  | 1 Year | 2.201 | 5% | 2.0909
19815 | Belden Wire | 1857A 004500 | #22 FLDPE VLDPE PVC TRIAX | FT |  | 1 Year | 2.2082 | 5% | 2.0978
19816 | Belden Wire | 1857A 0061000 | #22 FLDPE VLDPE PVC TRIAX | FT |  | 1 Year | 2.201 | 5% | 2.0909
19817 | Belden Wire | 1857A 0071000 | #22 FLDPE VLDPE PVC TRIAX | FT |  | 1 Year | 2.201 | 5% | 2.0909
19818 | Belden Wire | 1857A B591000 | #22 FLDPE VLDPE PVC TRIAX | FT |  | 1 Year | 2.201 | 5% | 2.0909
19819 | Belden Wire | 1857A B594000 | #22 FLDPE VLDPE PVC TRIAX | FT |  | 1 Year | 2.201 | 5% | 2.0909
19820 | Belden Wire | 1857A B59500 | #22 FLDPE VLDPE PVC TRIAX | FT |  | 1 Year | 2.2082 | 5% | 2.0978
19821 | Belden Wire | 1858A 0021000 | #15 GIFHDLDPE PVC TRIAX | FT |  | 1 Year | 3.1313 | 5% | 2.9747
19822 | Belden Wire | 1858A 002500 | #15 GIFHDLDPE PVC TRIAX | FT |  | 1 Year | 3.1313 | 5% | 2.9747
19823 | Belden Wire | 1858A 0041000 | #15 GIFHDLDPE PVC TRIAX | FT |  | 1 Year | 3.1313 | 5% | 2.9747
19824 | Belden Wire | 1858A 004500 | #15 GIFHDLDPE PVC TRIAX | FT |  | 1 Year | 3.1313 | 5% | 2.9747
19825 | Belden Wire | 1858A 0051000 | #15 GIFHDLDPE PVC TRIAX | FT |  | 1 Year | 3.1313 | 5% | 2.9747
19826 | Belden Wire | 1858A 0061000 | #15 GIFHDLDPE PVC TRIAX | FT |  | 1 Year | 3.1313 | 5% | 2.9747
19827 | Belden Wire | 1858A 006500 | #15 GIFHDLDPE PVC TRIAX | FT |  | 1 Year | 3.1313 | 5% | 2.9747
19828 | Belden Wire | 1858A B591000 | #15 GIFHDLDPE PVC TRIAX | FT |  | 1 Year | 3.1313 | 5% | 2.9747
19829 | Belden Wire | 1858A B594000 | #15 GIFHDLDPE PVC TRIAX | FT |  | 1 Year | 3.1313 | 5% | 2.9747
19830 | Belden Wire | 1858A B59500 | #15 GIFHDLDPE PVC TRIAX | FT |  | 1 Year | 3.1313 | 5% | 2.9747
19831 | Belden Wire | 1859A 0101000 | #15 FFEP BRD SLF BRD PVDF | FT |  | 1 Year | 9.1394 | 5% | 8.6824
19832 | Belden Wire | 1859A 0103000 | #15 FFEP BRD SLF BRD PVDF | FT |  | 1 Year | 9.1394 | 5% | 8.6824
19833 | Belden Wire | 1859A 010500 | #15 FFEP BRD SLF BRD PVDF | FT |  | 1 Year | 9.1394 | 5% | 8.6824
19834 | Belden Wire | 1860A D261000 | #12 TW PR FLRST BLK & NAT | FT |  | 1 Year | 0.8598 | 5% | 0.81681
19835 | Belden Wire | 1861A D261000 | #14 TW PR FLRST BLK & NAT | FT |  | 1 Year | 0.6052 | 5% | 0.57494
19836 | Belden Wire | 1862A D261000 | #16 TW PR FLRST BLK & NAT | FT |  | 1 Year | 0.4192 | 5% | 0.39824
19837 | Belden Wire | 1863A D261000 | #18 TW PR FLRST BLK & NAT | FT |  | 1 Year | 0.2886 | 5% | 0.27417
19838 | Belden Wire | 1865A 0011000 | #25 GIFHDPE SH FR PVC | FT |  | 1 Year | 0.6527 | 5% | 0.62006
19839 | Belden Wire | 1865A 0021000 | #25 GIFHDPE SH FR PVC | FT |  | 1 Year | 0.6527 | 5% | 0.62006
19840 | Belden Wire | 1865A 0031000 | #25 GIFHDPE SH FR PVC | FT |  | 1 Year | 0.6527 | 5% | 0.62006
19841 | Belden Wire | 1865A 0041000 | #25 GIFHDPE SH FR PVC | FT |  | 1 Year | 0.6527 | 5% | 0.62006
19842 | Belden Wire | 1865A 0061000 | #25 GIFHDPE SH FR PVC | FT |  | 1 Year | 0.6527 | 5% | 0.62006
19843 | Belden Wire | 1865A 0071000 | #25 GIFHDPE SH FR PVC | FT |  | 1 Year | 0.6527 | 5% | 0.62006
19844 | Belden Wire | 1865A 0081000 | #25 GIFHDPE SH FR PVC | FT |  | 1 Year | 0.6527 | 5% | 0.62006
19845 | Belden Wire | 1865A 0091000 | #25 GIFHDPE SH FR PVC | FT |  | 1 Year | 0.6527 | 5% | 0.62006
19846 | Belden Wire | 1865A 0101000 | #25 GIFHDPE SH FR PVC | FT |  | 1 Year | 0.6527 | 5% | 0.62006
19847 | Belden Wire | 1865A N3U1000 | #25 GIFHDPE SH FR PVC | FT |  | 1 Year | 0.6527 | 5% | 0.62006
19848 | Belden Wire | 1872A 0021000 | CAT6+ 4PRB U/UTP CMR REEL | FT |  | 1 Year | 0.4041 | 5% | 0.38389
19849 | Belden Wire | 1872A 002A1000 | CAT6+ 4PRB U/UTP CMR RIB | FT |  | 1 Year | 0.4041 | 5% | 0.38389
19850 | Belden Wire | 1872A 0031000 | CAT6+ 4PRB U/UTP CMR REEL | FT |  | 1 Year | 0.4041 | 5% | 0.38389
19851 | Belden Wire | 1872A 003A1000 | CAT6+ 4PRB U/UTP CMR RIB | FT |  | 1 Year | 0.4041 | 5% | 0.38389
19852 | Belden Wire | 1872A 0041000 | CAT6+ 4PRB U/UTP CMR REEL | FT |  | 1 Year | 0.4041 | 5% | 0.38389
19853 | Belden Wire | 1872A 004A1000 | CAT6+ 4PRB U/UTP CMR RIB | FT |  | 1 Year | 0.4041 | 5% | 0.38389
19854 | Belden Wire | 1872A 0051000 | CAT6+ 4PRB U/UTP CMR REEL | FT |  | 1 Year | 0.4041 | 5% | 0.38389
19855 | Belden Wire | 1872A 005A1000 | CAT6+ 4PRB U/UTP CMR RIB | FT |  | 1 Year | 0.4041 | 5% | 0.38389
19856 | Belden Wire | 1872A 0061000 | CAT6+ 4PRB U/UTP CMR REEL | FT |  | 1 Year | 0.4041 | 5% | 0.38389
19857 | Belden Wire | 1872A 006A1000 | CAT6+ 4PRB U/UTP CMR RIB | FT |  | 1 Year | 0.4041 | 5% | 0.38389
19858 | Belden Wire | 1872A 0071000 | CAT6+ 4PRB U/UTP CMR REEL | FT |  | 1 Year | 0.4041 | 5% | 0.38389
19859 | Belden Wire | 1872A 007A1000 | CAT6+ 4PRB U/UTP CMR RIB | FT |  | 1 Year | 0.4041 | 5% | 0.38389
19860 | Belden Wire | 1872A 0091000 | CAT6+ 4PRB U/UTP CMR REEL | FT |  | 1 Year | 0.4041 | 5% | 0.38389
19861 | Belden Wire | 1872A 009A1000 | CAT6+ 4PRB U/UTP CMR RIB | FT |  | 1 Year | 0.4041 | 5% | 0.38389
19862 | Belden Wire | 1872A 0101000 | CAT6+ 4PRB U/UTP CMR REEL | FT |  | 1 Year | 0.4041 | 5% | 0.38389
19863 | Belden Wire | 1872A F6H1000 | CAT6+ 4PRB U/UTP CMR REEL | FT |  | 1 Year | 0.4041 | 5% | 0.38389
19864 | Belden Wire | 1872A F6HA1000 | CAT6+ 4PRB U/UTP CMR RIB | FT |  | 1 Year | 0.4041 | 5% | 0.38389
19865 | Belden Wire | 1872A X6G1000 | CAT6+ 4PRB U/UTP CMR REEL | FT |  | 1 Year | 0.4041 | 5% | 0.38389
19866 | Belden Wire | 1872A X6GA1000 | CAT6+ 4PRB U/UTP CMR RIB | FT |  | 1 Year | 0.4041 | 5% | 0.38389
19867 | Belden Wire | 1874A 0021000 | CAT6+ 4PRB U/UTP CMP REEL | FT |  | 1 Year | 0.9207 | 5% | 0.87466
19868 | Belden Wire | 1874A 002A1000 | CAT6+ 4PRB U/UTP CMP RIB | FT |  | 1 Year | 0.9207 | 5% | 0.87466
19869 | Belden Wire | 1874A 0031000 | CAT6+ 4PRB U/UTP CMP REEL | FT |  | 1 Year | 0.9207 | 5% | 0.87466
19870 | Belden Wire | 1874A 003A1000 | CAT6+ 4PRB U/UTP CMP RIB | FT |  | 1 Year | 0.9207 | 5% | 0.87466
19871 | Belden Wire | 1874A 0041000 | CAT6+ 4PRB U/UTP CMP REEL | FT |  | 1 Year | 0.9207 | 5% | 0.87466
19872 | Belden Wire | 1874A 004A1000 | CAT6+ 4PRB U/UTP CMP RIB | FT |  | 1 Year | 0.9207 | 5% | 0.87466
19873 | Belden Wire | 1874A 0051000 | CAT6+ 4PRB U/UTP CMP REEL | FT |  | 1 Year | 0.9207 | 5% | 0.87466
19874 | Belden Wire | 1874A 005A1000 | CAT6+ 4PRB U/UTP CMP RIB | FT |  | 1 Year | 0.9207 | 5% | 0.87466
19875 | Belden Wire | 1874A 0071000 | CAT6+ 4PRB U/UTP CMP REEL | FT |  | 1 Year | 0.9207 | 5% | 0.87466
19876 | Belden Wire | 1874A 007A1000 | CAT6+ 4PRB U/UTP CMP RIB | FT |  | 1 Year | 0.9207 | 5% | 0.87466
19877 | Belden Wire | 1874A 0091000 | CAT6+ 4PRB U/UTP CMP REEL | FT |  | 1 Year | 0.9207 | 5% | 0.87466
19878 | Belden Wire | 1874A 009A1000 | CAT6+ 4PRB U/UTP CMP RIB | FT |  | 1 Year | 0.9207 | 5% | 0.87466
19879 | Belden Wire | 1874A 0101000 | CAT6+ 4PRB U/UTP CMP REEL | FT |  | 1 Year | 0.9207 | 5% | 0.87466
19880 | Belden Wire | 1874A 8771000 | CAT6+ 4PRB U/UTP CMP REEL | FT |  | 1 Year | 0.9207 | 5% | 0.87466
19881 | Belden Wire | 1874A 877A1000 | CAT6+ 4PRB U/UTP CMP RIB | FT |  | 1 Year | 0.9207 | 5% | 0.87466
19882 | Belden Wire | 1874A D151000 | CAT6+ 4PRB U/UTP CMP REEL | FT |  | 1 Year | 0.9207 | 5% | 0.87466
19883 | Belden Wire | 1874A D15A1000 | CAT6+ 4PRB U/UTP CMP RIB | FT |  | 1 Year | 0.9207 | 5% | 0.87466
19884 | Belden Wire | 1874A F6H1000 | CAT6+ 4PRB U/UTP CMP REEL | FT |  | 1 Year | 0.9207 | 5% | 0.87466
19885 | Belden Wire | 1874A F6HA1000 | CAT6+ 4PRB U/UTP CMP RIB | FT |  | 1 Year | 0.9207 | 5% | 0.87466
19886 | Belden Wire | 1875GB 0041000 | CAT6+ PATCH U/UTP CMR REEL | FT |  | 1 Year | 0.504 | 5% | 0.4788
19887 | Belden Wire | 1875GB 0051000 | CAT6+ PATCH U/UTP CMR REEL | FT |  | 1 Year | 0.504 | 5% | 0.4788
19888 | Belden Wire | 1875GB 005A1000 | CAT6+ PATCH U/UTP CMR RIB | FT |  | 1 Year | 0.504 | 5% | 0.4788
19889 | Belden Wire | 1875GB 0061000 | CAT6+ PATCH U/UTP CMR REEL | FT |  | 1 Year | 0.504 | 5% | 0.4788
19890 | Belden Wire | 1875GB 006A1000 | CAT6+ PATCH U/UTP CMR RIB | FT |  | 1 Year | 0.504 | 5% | 0.4788
19891 | Belden Wire | 1875GB 007A1000 | CAT6+ PATCH U/UTP CMR RIB | FT |  | 1 Year | 0.504 | 5% | 0.4788
19892 | Belden Wire | 1875GB 0091000 | CAT6+ PATCH U/UTP CMR REEL | FT |  | 1 Year | 0.504 | 5% | 0.4788
19893 | Belden Wire | 1875GB 0101000 | CAT6+ PATCH U/UTP CMR REEL | FT |  | 1 Year | 0.504 | 5% | 0.4788
19894 | Belden Wire | 1875GB F2V1000 | CAT6+ PATCH U/UTP CMR REEL | FT |  | 1 Year | 0.504 | 5% | 0.4788
19895 | Belden Wire | 1875GB F6H1000 | CAT6+ PATCH U/UTP CMR REEL | FT |  | 1 Year | 0.504 | 5% | 0.4788
19896 | Belden Wire | 1883A 001N2001 | 2 #24 PP FS FRPVC | FT |  | 1 Year | 0.2525 | 5% | 0.23987
19897 | Belden Wire | 1883A 0021000 | 2 #24 PP FS FRPVC | FT |  | 1 Year | 0.2525 | 5% | 0.23987
19898 | Belden Wire | 1883A 002N1000 | 2 #24 PP FS FRPVC | FT |  | 1 Year | 0.2525 | 5% | 0.23987
19899 | Belden Wire | 1883A 002N2000 | 2 #24 PP FS FRPVC | FT |  | 1 Year | 0.2525 | 5% | 0.23987
19900 | Belden Wire | 1883A 002U1000 | 2 #24 PP FS FRPVC | FT |  | 1 Year | 0.2525 | 5% | 0.23987
19901 | Belden Wire | 1883A 004N2000 | 2 #24 PP FS FRPVC | FT |  | 1 Year | 0.2525 | 5% | 0.23987
19902 | Belden Wire | 1883A 0061000 | 2 #24 PP FS FRPVC | FT |  | 1 Year | 0.2525 | 5% | 0.23987
19903 | Belden Wire | 1883A 006U1000 | 2 #24 PP FS FRPVC | FT |  | 1 Year | 0.2525 | 5% | 0.23987
19904 | Belden Wire | 1883A 007U1000 | 2 #24 PP FS FRPVC | FT |  | 1 Year | 0.2525 | 5% | 0.23987
19905 | Belden Wire | 1883A 0081000 | 2 #24 PP FS FRPVC | FT |  | 1 Year | 0.2525 | 5% | 0.23987
19906 | Belden Wire | 1883A 008N1000 | 2 #24 PP FS FRPVC | FT |  | 1 Year | 0.2525 | 5% | 0.23987
19907 | Belden Wire | 1883A 008N2000 | 2 #24 PP FS FRPVC | FT |  | 1 Year | 0.2525 | 5% | 0.23987
19908 | Belden Wire | 1883A 008U1000 | 2 #24 PP FS FRPVC | FT |  | 1 Year | 0.2525 | 5% | 0.23987
19909 | Belden Wire | 1883A 0091000 | 2 #24 PP FS FRPVC | FT |  | 1 Year | 0.2525 | 5% | 0.23987
19910 | Belden Wire | 1883A 009U1000 | 2 #24 PP FS FRPVC | FT |  | 1 Year | 0.2525 | 5% | 0.23987
19911 | Belden Wire | 1883A 0101000 | 2 #24 PP FS FRPVC | FT |  | 1 Year | 0.2525 | 5% | 0.23987
19912 | Belden Wire | 1883A 010N2000 | 2 #24 PP FS FRPVC | FT |  | 1 Year | 0.2525 | 5% | 0.23987
19913 | Belden Wire | 1883A 010U1000 | 2 #24 PP FS FRPVC | FT |  | 1 Year | 0.2525 | 5% | 0.23987
19914 | Belden Wire | 1883A N3U1000 | 2 #24 PP FS FRPVC | FT |  | 1 Year | 0.2525 | 5% | 0.23987
19915 | Belden Wire | 1883A N3UN1000 | 2 #24 PP FS FRPVC | FT |  | 1 Year | 0.2525 | 5% | 0.23987
19916 | Belden Wire | 1883A N3UN2000 | 2 #24 PP FS FRPVC | FT |  | 1 Year | 0.2525 | 5% | 0.23987
19917 | Belden Wire | 1902A B591000 | 2#24 JKTD PR PVC | FT |  | 1 Year | 3.135 | 5% | 2.9782
19918 | Belden Wire | 1902A B59250 | 2#24 JKTD PR PVC | FT |  | 1 Year | 3.135 | 5% | 2.9782
19919 | Belden Wire | 1902A B59500 | 2#24 JKTD PR PVC | FT |  | 1 Year | 3.135 | 5% | 2.9782
19920 | Belden Wire | 1904A B591000 | 4 #24 JKTD PR PVC | FT |  | 1 Year | 3.9656 | 5% | 3.7673
19921 | Belden Wire | 1904A B59250 | 4 #24 JKTD PR PVC | FT |  | 1 Year | 3.9656 | 5% | 3.7673
19922 | Belden Wire | 1904A B59500 | 4 #24 JKTD PR PVC | FT |  | 1 Year | 3.9656 | 5% | 3.7673
19923 | Belden Wire | 1906A B591000 | 6 #24 JKTD PR PVC | FT |  | 1 Year | 5.9503 | 5% | 5.6528
19924 | Belden Wire | 1906A B59250 | 6 #24 JKTD PR PVC | FT |  | 1 Year | 5.9503 | 5% | 5.6528
19925 | Belden Wire | 1906A B59500 | 6 #24 JKTD PR PVC | FT |  | 1 Year | 5.9503 | 5% | 5.6528
19926 | Belden Wire | 1908A B591000 | 8 #24 JKTD PR PVC | FT |  | 1 Year | 7.8549 | 5% | 7.4622
19927 | Belden Wire | 1908A B59250 | 8 #24 JKTD PR PVC | FT |  | 1 Year | 7.8549 | 5% | 7.4622
19928 | Belden Wire | 1908A B59500 | 8 #24 JKTD PR PVC | FT |  | 1 Year | 7.8549 | 5% | 7.4622
19929 | Belden Wire | 19105 010250 | 3 #10 EPDM SBR TYPE S | FT |  | 1 Year | 9.8866 | 5% | 9.3923
19930 | Belden Wire | 19106 010250 | 3 #12 EPDM SBR TYPE S | FT |  | 1 Year | 7.1933 | 5% | 6.8336
19931 | Belden Wire | 19107 010250 | 3 14 30B S 60 N | FT |  | 1 Year | 4.9466 | 5% | 4.6993
19932 | Belden Wire | 19108 010250 | 3 #16 EPDM CS SBR | FT |  | 1 Year | 3.2668 | 5% | 3.1035
19933 | Belden Wire | 19109 010250 | 3 #18 EPDM CS SBR | FT |  | 1 Year | 2.5981 | 5% | 2.4682
19934 | Belden Wire | 19115 010250 | 2 #18 NAT RUBBER | FT |  | 1 Year | 0.951 | 5% | 0.90345
19935 | Belden Wire | 19120 010250 | 2 #18 EPDM CS SBR | FT |  | 1 Year | 1.5375 | 5% | 1.4606
19936 | Belden Wire | 19122 001250 | 2#18 PVC PARALLEL | FT |  | 1 Year | 0.8858 | 5% | 0.84151
19937 | Belden Wire | 19122 009250 | 2#18 PVC PARALLEL | FT |  | 1 Year | 0.8858 | 5% | 0.84151
19938 | Belden Wire | 19122 0101000 | 2#18 PVC PARALLEL | FT |  | 1 Year | 0.8053 | 5% | 0.76504
19939 | Belden Wire | 19122 010250 | 2#18 PVC PARALLEL | FT |  | 1 Year | 0.8858 | 5% | 0.84151
19940 | Belden Wire | 19122 328250 | 2#18 PVC PARALLEL | FT |  | 1 Year | 0.8858 | 5% | 0.84151
19941 | Belden Wire | 19123 010250 | 2 #18 PVC PARALLEL | FT |  | 1 Year | 0.927 | 5% | 0.88065
19942 | Belden Wire | 19124 010250 | 3 #16 34B SJ 60 N | FT |  | 1 Year | 2.6701 | 5% | 2.5366
19943 | Belden Wire | 19125 010250 | 3 #18 34B SJ 60 N | FT |  | 1 Year | 2.0436 | 5% | 1.9414
19944 | Belden Wire | 19126 010250 | 2 #16 PVC PARALLEL | FT |  | 1 Year | 1.2363 | 5% | 1.1745
19945 | Belden Wire | 19129 010250 | 3 #18 30B SJ 60 N | FT |  | 1 Year | 1.8872 | 5% | 1.7928
19946 | Belden Wire | 1912A B591000 | 12#24 JKTD PR PVC | FT |  | 1 Year | 11.735 | 5% | 11.1482
19947 | Belden Wire | 1912A B59250 | 12#24 JKTD PR PVC | FT |  | 1 Year | 11.735 | 5% | 11.1482
19948 | Belden Wire | 1912A B59500 | 12#24 JKTD PR PVC | FT |  | 1 Year | 11.735 | 5% | 11.1482
19949 | Belden Wire | 19130 010250 | 3 #16 30B SJ 60 N | FT |  | 1 Year | 2.3759 | 5% | 2.2571
19950 | Belden Wire | 19140 008250 | 2 #18 SVT PORTABLE | FT |  | 1 Year | 1.1474 | 5% | 1.09
19951 | Belden Wire | 19140 010250 | 2 #18 SVT PORTABLE | FT |  | 1 Year | 1.1474 | 5% | 1.09
19952 | Belden Wire | 1916A B591000 | 16 #24 JKTD PRS PVC | FT |  | 1 Year | 13.9875 | 5% | 13.2881
19953 | Belden Wire | 1916A B59250 | 16 #24 JKTD PRS PVC | FT |  | 1 Year | 13.9875 | 5% | 13.2881
19954 | Belden Wire | 1916A B59500 | 16 #24 JKTD PRS PVC | FT |  | 1 Year | 13.9875 | 5% | 13.2881
19955 | Belden Wire | 19203 010250 | 2 #16 34B SO 90 N | FT |  | 1 Year | 3.2777 | 5% | 3.1138
19956 | Belden Wire | 19204 010250 | 2 #18 EPDM CPE TYPE SO | FT |  | 1 Year | 2.8149 | 5% | 2.6742
19957 | Belden Wire | 19205 010250 | 3 #10 EPDM CPE TYPE SO | FT |  | 1 Year | 11.3375 | 5% | 10.7706
19958 | Belden Wire | 19206 010250 | 3 #12 EPDM CPE TYPE SO | FT |  | 1 Year | 10.598 | 5% | 10.0681
19959 | Belden Wire | 19207 010250 | 3 #14 EPDM NEO | FT |  | 1 Year | 6.3723 | 5% | 6.0537
19960 | Belden Wire | 19208 010250 | 3 #16 34B SO 90 N | FT |  | 1 Year | 3.9614 | 5% | 3.7633
19961 | Belden Wire | 19209 010250 | 3 #18 34B SO 90 N | FT |  | 1 Year | 3.3199 | 5% | 3.1539
19962 | Belden Wire | 19216 010200 | 4 #12 EPDM CPE TYPE SO | FT |  | 1 Year | 11.1245 | 5% | 10.5683
19963 | Belden Wire | 19217 010200 | 4 #14 EPDM CPE TYPE SO | FT |  | 1 Year | 8.0217 | 5% | 7.6206
19964 | Belden Wire | 19217 01050 | 4 #14 EPDM CPE TYPE SO | FT |  | 1 Year | 8.0217 | 5% | 7.6206
19965 | Belden Wire | 19227 010250 | 2 #18 EPDM CPE TYPE SJO | FT |  | 1 Year | 1.7567 | 5% | 1.6689
19966 | Belden Wire | 19228 010250 | 2 #16 EPDM CPE | FT |  | 1 Year | 2.2818 | 5% | 2.1677
19967 | Belden Wire | 19229 010250 | 3 #18 30B SJO 90 N | FT |  | 1 Year | 2.1731 | 5% | 2.0644
19968 | Belden Wire | 19230 010250 | 3 #16 30B SJO 90 N | FT |  | 1 Year | 2.8686 | 5% | 2.7252
19969 | Belden Wire | 1924A B59500 | 24 #24 JKTED PR PVC | FT |  | 1 Year | 20.2502 | 5% | 19.2377
19970 | Belden Wire | 1932A B59250 | 32 #24 JKTD PR PVC | FT |  | 1 Year | 28.0746 | 5% | 26.6709
19971 | Belden Wire | 19348 010250 | 3#18 PVC TYP SJT | FT |  | 1 Year | 1.8145 | 5% | 1.7238
19972 | Belden Wire | 19349 008250 | 3 #16 PVC SJT | FT |  | 1 Year | 2.2322 | 5% | 2.1206
19973 | Belden Wire | 19349 010250 | 3#16 PVC SJT | FT |  | 1 Year | 2.2322 | 5% | 2.1206
19974 | Belden Wire | 19350 008250 | 3 #18 STR PVC PVC SVT | FT |  | 1 Year | 1.5122 | 5% | 1.4366
19975 | Belden Wire | 19352 010250 | 3#18 PVC PVC SJT | FT |  | 1 Year | 1.7669 | 5% | 1.6786
19976 | Belden Wire | 19353 010250 | 3#16 PVC PVC SJT | FT |  | 1 Year | 2.1408 | 5% | 2.0338
19977 | Belden Wire | 19354 010250 | 3#14 PVC PVC SJT | FT |  | 1 Year | 2.6708 | 5% | 2.5373
19978 | Belden Wire | 19362 010250 | 3#18 STR PVC PVC SJT | FT |  | 1 Year | 2.7222 | 5% | 2.5861
19979 | Belden Wire | 19362 010500 | 3 #18 STR PVC PVC SJT | FT |  | 1 Year | 2.4744 | 5% | 2.3507
19980 | Belden Wire | 19363 010250 | 3 #16 STR PVC PVC SJT | FT |  | 1 Year | 2.7297 | 5% | 2.5932
19981 | Belden Wire | 19364 010250 | 3#14 PVC PVC SJT | FT |  | 1 Year | 3.3347 | 5% | 3.168
19982 | Belden Wire | 19401 0101000 | 3 #18 PVC PVC SVT | FT |  | 1 Year | 2.0842 | 5% | 1.98
19983 | Belden Wire | 19401 010250 | 3 #18 PVC PVC SVT | FT |  | 1 Year | 2.0842 | 5% | 1.98
19984 | Belden Wire | 19402 010250 | 3 #18 PVC PVC SVT | FT |  | 1 Year | 1.4752 | 5% | 1.4014
19985 | Belden Wire | 19403 010250 | 3#18 STR PVC PVC SVT | FT |  | 1 Year | 3.4792 | 5% | 3.3052
19986 | Belden Wire | 19405 0101000 | 2 #18 CPE TYPE HPN 90C | FT |  | 1 Year | 1.0514 | 5% | 0.99883
19987 | Belden Wire | 19405 010250 | 2 #18 CPE TYPE HPN 90C | FT |  | 1 Year | 1.1025 | 5% | 1.0474
19988 | Belden Wire | 19500 B59250 | 2 18 34B STOW-A 105 E | FT |  | 1 Year | 2.1054 | 5% | 2.0001
19989 | Belden Wire | 19502 B59250 | 2 #14 PVC TYPE STOW-A | FT |  | 1 Year | 3.5994 | 5% | 3.4194
19990 | Belden Wire | 19503 B59250 | 3 #18 PVC TYPE STOW-A | FT |  | 1 Year | 2.4134 | 5% | 2.2927
19991 | Belden Wire | 19504 B59250 | 3 #16 PVC TYPE STOW 105C | FT |  | 1 Year | 2.956 | 5% | 2.8082
19992 | Belden Wire | 19505 B59250 | 3 #14 PVC TYPE STOW-A | FT |  | 1 Year | 4.2668 | 5% | 4.0535
19993 | Belden Wire | 19506 B59250 | 2 18 34B SJTOW 105 | FT |  | 1 Year | 1.5135 | 5% | 1.4378
19994 | Belden Wire | 19507 B59250 | 2 #16 PVC SJTOW-A 105 | FT |  | 1 Year | 1.9865 | 5% | 1.8872
19995 | Belden Wire | 19508 B59250 | 2 14 30B SJTOW-A 105 E | FT |  | 1 Year | 2.2504 | 5% | 2.1379
19996 | Belden Wire | 19509 B59250 | 3 #18 PVC TYPE SJTOW-A | FT |  | 1 Year | 1.7818 | 5% | 1.6927
19997 | Belden Wire | 19510 B59250 | 3 16 34B SJTOW-A 105 E | FT |  | 1 Year | 2.4294 | 5% | 2.3079
19998 | Belden Wire | 19511 B59250 | 3#14 PVC PVC SJTOW-A 105 | FT |  | 1 Year | 2.6338 | 5% | 2.5021
19999 | Belden Wire | 20406A | FAN 4" 115V (80CFM) | EA |  | 1 Year | 28.79 | 5% | 27.3505
20000 | Belden Wire | 208719-1 | 14-5 METAL CPC P/M RECPT | EA |  | 1 Year | 55.1 | 5% | 52.345
20001 | Belden Wire | 2101A 0031000 | 300V/PR/02/18AWG/7T/XLPE/ORGBL | FT |  | 1 Year | 2.5851 | 5% | 2.4558
20002 | Belden Wire | 21149-70 | SLOTTED POLYETH EDGING 70" | EA |  | 1 Year | 12.73 | 5% | 12.0935
20003 | Belden Wire | 2118T 0105000 | 1 PR #18 XLPO FS TPNH | FT |  | 1 Year | 1.8124 | 5% | 1.7218
20004 | Belden Wire | 2118Z 0105000 | 600V/PR/01/18AWG/7T/XLPE | FT |  | 1 Year | 2.4181 | 5% | 2.2972
20005 | Belden Wire | 2119A 0031000 | 600V/PR/02/18AWG/7T/XLPE/ORGBL | FT |  | 1 Year | 2.6488 | 5% | 2.5164
20006 | Belden Wire | 2119T 0103000 | 2 FS PR #18 XLPO FS TPNH | FT |  | 1 Year | 3.7501 | 5% | 3.5626
20007 | Belden Wire | 2119Z 0105000 | 2 FS PR #18 XLPO FS TSNH | FT |  | 1 Year | 5.2957 | 5% | 5.0309
20008 | Belden Wire | 2120T 0105000 | 5 FS PR #18 XLPO FS TPNH | FT |  | 1 Year | 7.8123 | 5% | 7.4217
20009 | Belden Wire | 2120Z 0105000 | 5 FS PR #18 XLPO FS TSNH | FT |  | 1 Year | 10.4599 | 5% | 9.9369
20010 | Belden Wire | 2121T 0105000 | 8 FS PR #18 XLPO FS TPNH | FT |  | 1 Year | 11.3548 | 5% | 10.7871
20011 | Belden Wire | 2121Z 0105000 | 8 FS PR #18 XLPO FS TSNH | FT |  | 1 Year | 15.1492 | 5% | 14.3917
20012 | Belden Wire | 2122T 0103200 | 12 FS PR #18 XLPO FS TPNH | FT |  | 1 Year | 15.9017 | 5% | 15.1066
20013 | Belden Wire | 2122Z 0103200 | 12 FS PR #18 XLPO FS TSNH | FT |  | 1 Year | 20.4344 | 5% | 19.4127
20014 | Belden Wire | 2127T 0105000 | 1 PR #16 XLPO FS TPNH | FT |  | 1 Year | 2.1774 | 5% | 2.0685
20015 | Belden Wire | 2127Z 0105000 | 1 PR #16 XLPO FS TSNH | FT |  | 1 Year | 3.1916 | 5% | 3.032
20016 | Belden Wire | 2128T 0105000 | 2 PR #16 XLPO FS TPNH | FT |  | 1 Year | 4.8545 | 5% | 4.6118
20017 | Belden Wire | 2128Z 0105000 | 2 FS PR #16 XLPO FS TSNH | FT |  | 1 Year | 5.6024 | 5% | 5.3223
20018 | Belden Wire | 2129T 0105000 | 5 PR #16 XLPO FS TPNH | FT |  | 1 Year | 9.1654 | 5% | 8.7071
20019 | Belden Wire | 2129Z 0105000 | 5 FS PR #16 XLPO FS TSNH | FT |  | 1 Year | 10.5861 | 5% | 10.0568
20020 | Belden Wire | 2130T 0104000 | 8 FS PR #16 XLPO FS TPNH | FT |  | 1 Year | 14.2699 | 5% | 13.5564
20021 | Belden Wire | 2130Z 0104000 | 8 FS PR #16 XLPO FS TSNH | FT |  | 1 Year | 16.4845 | 5% | 15.6603
20022 | Belden Wire | 2131T 0102300 | 12 FS PR #16 XLPO FS TPNH | FT |  | 1 Year | 18.5085 | 5% | 17.5831
20023 | Belden Wire | 2131T 0102700 | 12 FS PR #16 XLPO FS TPNH | FT |  | 1 Year | 18.5088 | 5% | 17.5834
20024 | Belden Wire | 2131Z 0102300 | 12 FS PR #16 XLPO FS TSNH | FT |  | 1 Year | 21.5844 | 5% | 20.5052
20025 | Belden Wire | 2131Z 0102700 | 12 FS PR #16 XLPO FS TSNH | FT |  | 1 Year | 21.5844 | 5% | 20.5052
20026 | Belden Wire | 2137A 0101000 | CAT5E 4PR U/UTP OSP-CM REEL | FT |  | 1 Year | 0.5391 | 5% | 0.51214
20027 | Belden Wire | 2138A 0101000 | CAT5E 4PR F/UTP CMR/CMX REEL | FT |  | 1 Year | 0.5169 | 5% | 0.49106
20028 | Belden Wire | 2139A 0101000 | CAT5E 25PR CAT OSP-CM REEL | FT |  | 1 Year | 4.5185 | 5% | 4.2926
20029 | Belden Wire | 2143A 0101000 | CAT6 4PR U/UTP OSP-CM REEL | FT |  | 1 Year | 0.6834 | 5% | 0.64923
20030 | Belden Wire | 2146A 0101000 | CAT6 4PR U/UTP CMR/CMX REEL | FT |  | 1 Year | 0.3545 | 5% | 0.33677
20031 | Belden Wire | 2147A 0101000 | CAT6A 4PR U/UTP OSP-CM REEL | FT |  | 1 Year | 1.4195 | 5% | 1.3485
20032 | Belden Wire | 2148A 0101000 | CAT6A 4PR U/UTP CMR/CMX REEL | FT |  | 1 Year | 0.839 | 5% | 0.79705
20033 | Belden Wire | 2149A 0101000 | CAT6 4PR F/UTP CMR/CMX REEL | FT |  | 1 Year | 0.6995 | 5% | 0.66453
20034 | Belden Wire | 2152AE 0021000 | 2 PR #20 PVC FS PVC | FT |  | 1 Year | 0.3128 | 5% | 0.29716
20035 | Belden Wire | 2152PE 0021000 | 2 PR #20 FLRST FS FLRST | FT |  | 1 Year | 0.348 | 5% | 0.3306
20036 | Belden Wire | 2153AE 0091000 | 1 PR #22 PVC FS PVC | FT |  | 1 Year | 0.1767 | 5% | 0.16786
20037 | Belden Wire | 2153PE 0091000 | 1 PR #22 FLRST FS FLRST | FT |  | 1 Year | 0.2151 | 5% | 0.20434
20038 | Belden Wire | 2154AE 0081000 | 3 PR #20 PVC FS PVC | FT |  | 1 Year | 0.4413 | 5% | 0.41924
20039 | Belden Wire | 2154PE 0081000 | 3 PR #20 FLRST FS FLRST | FT |  | 1 Year | 0.4766 | 5% | 0.45277
20040 | Belden Wire | 2155AE 0021000 | 2 PR #22 PVC PVC | FT |  | 1 Year | 0.2117 | 5% | 0.20111
20041 | Belden Wire | 2155AE 0061000 | 2 PR #22 PVC PVC | FT |  | 1 Year | 0.2117 | 5% | 0.20111
20042 | Belden Wire | 2155AE 0091000 | 2 PR #22 PVC PVC | FT |  | 1 Year | 0.2117 | 5% | 0.20111
20043 | Belden Wire | 2155PE 0021000 | 2 PR #22 FLRST FLRST | FT |  | 1 Year | 0.2609 | 5% | 0.24786
20044 | Belden Wire | 2155PE 0061000 | 2 PR #22 FLRST FLRST | FT |  | 1 Year | 0.2609 | 5% | 0.24786
20045 | Belden Wire | 2155PE 0091000 | 2 PR #22 FLRST FLRST | FT |  | 1 Year | 0.2609 | 5% | 0.24786
20046 | Belden Wire | 2156AE 0051000 | 4 PR #22 PVC PVC | FT |  | 1 Year | 0.3527 | 5% | 0.33507
20047 | Belden Wire | 2156PE 0051000 | 4 PR #22 FLRST FLRST | FT |  | 1 Year | 0.4045 | 5% | 0.38428
20048 | Belden Wire | 2157AA T32U1000 | 2 #16 PO FRPVC | FT |  | 1 Year | 0.2664 | 5% | 0.25308
20049 | Belden Wire | 2157PA T32U1000 | 2 #16 FLRST FLRST | FT |  | 1 Year | 0.2898 | 5% | 0.27531
20050 | Belden Wire | 2157PE 008U1000 | 2 #16 FLRST FLRST | FT |  | 1 Year | 0.2898 | 5% | 0.27531
20051 | Belden Wire | 2158AE 0061000 | 4 PR #24 PO PVC | FT |  | 1 Year | 0.2444 | 5% | 0.23218
20052 | Belden Wire | 2158PE 0061000 | 4 PR #24 FRPO/FEP FLRST | FT |  | 1 Year | 0.4377 | 5% | 0.41581
20053 | Belden Wire | 2159AE 008U1000 | 2 #16 PVC FRPVC | FT |  | 1 Year | 0.3087 | 5% | 0.29326
20054 | Belden Wire | 2160PA T32U1000 | 2 PR #24 FLRST FLRST | FT |  | 1 Year | 0.2243 | 5% | 0.21308
20055 | Belden Wire | 2162PA T32U1000 | 2 #22 FLRST FLRST | FT |  | 1 Year | 0.1285 | 5% | 0.12208
20056 | Belden Wire | 2177A B59N1000 | 5#16LDPE/GIFHDLDPE SH FRPVCPVC | FT |  | 1 Year | 6.0241 | 5% | 5.7229
20057 | Belden Wire | 2178A B59N1000 | 16 #23 PE/GIFHDPE SH FRPVC PVC | FT |  | 1 Year | 13.8547 | 5% | 13.162
20058 | Belden Wire | 2179LA 0081000 | 2 #16 PO FRPVC | FT |  | 1 Year | 0.26 | 5% | 0.247
20059 | Belden Wire | 2179LA 008250 | 2 #16 PO FRPVC | FT |  | 1 Year | 0.26 | 5% | 0.247
20060 | Belden Wire | 2179LA 008500 | 2 #16 PO FRPVC | FT |  | 1 Year | 0.26 | 5% | 0.247
20061 | Belden Wire | 2179LP 3681000 | 2 #16 FEP FEP | FT |  | 1 Year | 0.5066 | 5% | 0.48127
20062 | Belden Wire | 2179LP 368250 | 2 #16 FEP FEP | FT |  | 1 Year | 0.5066 | 5% | 0.48127
20063 | Belden Wire | 2179LP 368500 | 2 #16 FEP FEP | FT |  | 1 Year | 0.5066 | 5% | 0.48127
20064 | Belden Wire | 2180LP 0091000 | 1 FS PR #22 + 2 #18 FEP FLRST | FT |  | 1 Year | 0.5297 | 5% | 0.50321
20065 | Belden Wire | 2180LP 009250 | 1 FS PR #22 + 2 #18 FEP FLRST | FT |  | 1 Year | 0.5297 | 5% | 0.50321
20066 | Belden Wire | 2180LP 009500 | 1 FS PR #22 + 2 #18 FEP FLRST | FT |  | 1 Year | 0.5297 | 5% | 0.50321
20067 | Belden Wire | 2181LA 2041000 | 2#12+1#18+1FSPR #22 PO FRPVC | FT |  | 1 Year | 1.0668 | 5% | 1.0135
20068 | Belden Wire | 2181LA 204250 | 2#12+1#18+1FSPR #22 PO FRPVC | FT |  | 1 Year | 1.0668 | 5% | 1.0135
20069 | Belden Wire | 2181LA 204500 | 2#12+1#18+1FSPR #22 PO FRPVC | FT |  | 1 Year | 1.0668 | 5% | 1.0135
20070 | Belden Wire | 2181LP 0091000 | 1FSPR #22+2 #12+1#18 FEP FLRST | FT |  | 1 Year | 1.437 | 5% | 1.3652
20071 | Belden Wire | 2181LP 009250 | 1FSPR #22+2 #12+1#18 FEP FLRST | FT |  | 1 Year | 1.437 | 5% | 1.3652
20072 | Belden Wire | 2181LP 009500 | 1FSPR #22+2 #12+1#18 FEP FLRST | FT |  | 1 Year | 1.437 | 5% | 1.3652
20073 | Belden Wire | 2183P 009A1000 | 4 PR #23 FEP FS FLRST | FT |  | 1 Year | 1.7702 | 5% | 1.6817
20074 | Belden Wire | 2183P 0101000 | 4 PR #23 FEP FS FLRST | FT |  | 1 Year | 1.7702 | 5% | 1.6817
20075 | Belden Wire | 2183P 010A1000 | 4 PR #23 FEP FS FLRST | FT |  | 1 Year | 1.7702 | 5% | 1.6817
20076 | Belden Wire | 2183P 010A250 | 4 PR #23 FEP FS FLRST | FT |  | 1 Year | 1.7702 | 5% | 1.6817
20077 | Belden Wire | 2183P D15A1000 | 4 PR #23 FEP FS FLRST | FT |  | 1 Year | 1.7702 | 5% | 1.6817
20078 | Belden Wire | 2183R 006A1000 | 4 PR #23 PO FS PVC | FT |  | 1 Year | 0.9168 | 5% | 0.87096
20079 | Belden Wire | 2183R 009A1000 | 4 PR #23 PO FS PVC | FT |  | 1 Year | 0.9168 | 5% | 0.87096
20080 | Belden Wire | 2183R 0101000 | 4 PR #23 PO FS PVC | FT |  | 1 Year | 0.9168 | 5% | 0.87096
20081 | Belden Wire | 2183R 0105000 | 4 PR #23 PO FS PVC | FT |  | 1 Year | 0.9168 | 5% | 0.87096
20082 | Belden Wire | 2183R 010A1000 | 4 PR #23 PO FS PVC | FT |  | 1 Year | 0.9168 | 5% | 0.87096
20083 | Belden Wire | 2190A B591000 | DATA & POWER CABLE 4PR24 2C16 | FT |  | 1 Year | 2.1383 | 5% | 2.0314
20084 | Belden Wire | 2190A B595000 | DATA & POWER CABLE 4PR24 2C16 | FT |  | 1 Year | 2.1383 | 5% | 2.0314
20085 | Belden Wire | 22-12121 | DUAL CABLE CLAMP | EA |  | 1 Year | 0.0672 | 5% | 0.06384
20086 | Belden Wire | 2214TP1 | TOP PANEL,SOLID,XME 22W 20D | EA |  | 1 Year | 44.38 | 5% | 42.161
20087 | Belden Wire | 2220CB1 | CASTER BASE ASSY | EA |  | 1 Year | 177.7 | 5% | 168.815
20088 | Belden Wire | 2220TP4 | TOP PANEL 4" FAN 22 X 26.5 | EA |  | 1 Year | 249.15 | 5% | 236.6925
20089 | Belden Wire | 2221 B02U1000 | 1 PR #26 FHDPE BRD PVC | FT |  | 1 Year | 1.2513 | 5% | 1.1887
20090 | Belden Wire | 2221 B59U1000 | 1 PR #26 FHDPE BRD PVC | FT |  | 1 Year | 1.2513 | 5% | 1.1887
20091 | Belden Wire | 2221 G7VU1000 | 1 PR #26 FHDPE BRD PVC | FT |  | 1 Year | 1.2513 | 5% | 1.1887
20092 | Belden Wire | 2221 G7WU1000 | 1 PR #26 FHDPE BRD PVC | FT |  | 1 Year | 1.2513 | 5% | 1.1887
20093 | Belden Wire | 2221 G7XU1000 | 1 PR #26 FHDPE BRD PVC | FT |  | 1 Year | 1.2513 | 5% | 1.1887
20094 | Belden Wire | 2222 B59250 | 2 X 2 #28 PO DBSRV PVC | FT |  | 1 Year | 2.9881 | 5% | 2.8387
20095 | Belden Wire | 222-2-OS | EXTERNAL LASER SHUTTER | EA |  | 1 Year | 5.2 | 5% | 4.94
20096 | Belden Wire | 2226CB1 | CASTER BASE ASSY | EA |  | 1 Year | 186.29 | 5% | 176.9755
20097 | Belden Wire | 2232RW 0101000 | RG-59/U TRIAX INDOOR/OUTDOOR | FT |  | 1 Year | 2.536 | 5% | 2.4092
20098 | Belden Wire | 2232RW 0104000 | RG-59/U TRIAX INDOOR/OUTDOOR | FT |  | 1 Year | 2.536 | 5% | 2.4092
20099 | Belden Wire | 2233RW 0101000 | RG-11/U TRIAX INDOOR/OUTDOOR | FT |  | 1 Year | 3.6327 | 5% | 3.4511
20100 | Belden Wire | 2233RW 0104000 | RG-11/U TRIAX INDOOR/OUTDOOR | FT |  | 1 Year | 3.6327 | 5% | 3.4511
20101 | Belden Wire | 22449-92571 | INSERT FOR 22260 HANDLE,#92571 | EA |  | 1 Year | 20.18 | 5% | 19.171
20102 | Belden Wire | 22449-92574 | INSERT FOR 22260 HANDLE,#92574 | EA |  | 1 Year | 20.18 | 5% | 19.171
20103 | Belden Wire | 2285P 0091000 | 2 #18 FLRST FLRST | FT |  | 1 Year | 0.186 | 5% | 0.1767
20104 | Belden Wire | 2285P 009500 | 2 #18 FLRST FLRST | FT |  | 1 Year | 0.186 | 5% | 0.1767
20105 | Belden Wire | 2285R 0081000 | 2 #18 PO FRPVC | FT |  | 1 Year | 0.1612 | 5% | 0.15314
20106 | Belden Wire | 2285R 008500 | 2 #18 PO FRPVC | FT |  | 1 Year | 0.1612 | 5% | 0.15314
20107 | Belden Wire | 23-40005 | COAX DROPWIRE CLAMP | EA |  | 1 Year | 1.15 | 5% | 1.0925
20108 | Belden Wire | 23-44441 | B DROP ALUM COMM | EA |  | 1 Year | 0.95 | 5% | 0.9025
20109 | Belden Wire | 23-44444 | B-DROP WIRE CLAMP ALUM(BELL) | EA |  | 1 Year | 0.95 | 5% | 0.9025
20110 | Belden Wire | 23-44445 | B DROP WIRE CLAMP | EA |  | 1 Year | 0.95 | 5% | 0.9025
20111 | Belden Wire | 23-44454 | B DRP CLAMP (US WEST PKG) | EA |  | 1 Year | 3 | 5% | 2.85
20112 | Belden Wire | 23-80002 | B GROUND WIRE CLAMP 1/8" | EA |  | 1 Year | 0.039 | 5% | 0.03705
20113 | Belden Wire | 23-80262 | 6 PAIR S CLIP | EA |  | 1 Year | 0.19 | 5% | 0.1805
20114 | Belden Wire | 23-80361 | E DROP WIRE CLAMP 1PR. | EA |  | 1 Year | 0.078 | 5% | 0.0741
20115 | Belden Wire | 23-80362 | A DROP WIRE CLAMP 1 PR.(SMALL) | EA |  | 1 Year | 0.0685 | 5% | 0.065075
20116 | Belden Wire | 23-80363 | EDROP CLAMP 50/BX(BELL) UM:PK | EA |  | 1 Year | 3.25 | 5% | 3.0875
20117 | Belden Wire | 23-80370 | LG 2PR E DROP WIRE CLAMP | EA |  | 1 Year | 0.085 | 5% | 0.08075
20118 | Belden Wire | 23-80403 | CLMP 1 H OFFSET 5/32-7/32 | EA |  | 1 Year | 0.05 | 5% | 0.0475
20119 | Belden Wire | 23-80405 | CLMP 1 HOLE OFFSET 1/4-5/16" | EA |  | 1 Year | 0.055 | 5% | 0.05225
20120 | Belden Wire | 23-80406 | CLMP 1 H OFFSET 5/16 -3/8 | EA |  | 1 Year | 0.07 | 5% | 0.0665
20121 | Belden Wire | 23-80407 | CLAMP 1 H OFFSET 3/8-1/2' | EA |  | 1 Year | 0.0999 | 5% | 0.094905
20122 | Belden Wire | 23-82350 | 6PR B DRP CLAMP DIMPLED 2/PK | EA |  | 1 Year | 5.65 | 5% | 5.3675
20123 | Belden Wire | 23-82351 | 6PR B DROP CLMP DMPLD SHM | EA |  | 1 Year | 2.39 | 5% | 2.2705
20124 | Belden Wire | 23-82351-PK25 | 6PR B DROP CLMP DMPLD SHM | PK |  | 1 Year | 59.75 | 5% | 56.7625
20125 | Belden Wire | 23-83361 | 6PR E DROP WIRE CLAMP | EA |  | 1 Year | 0.145 | 5% | 0.13775
20126 | Belden Wire | 23-83361-PK50 | 6PR E DROP WIRE CLAMP 50 PACK | PK |  | 1 Year | 7.25 | 5% | 6.8875
20127 | Belden Wire | 23-88881 | SS B DROP WIRE CLAMP BULK | EA |  | 1 Year | 2.05 | 5% | 1.9475
20128 | Belden Wire | 23-88885 | SS B DROP WIRE CLAMP | EA |  | 1 Year | 1.95 | 5% | 1.8525
20129 | Belden Wire | 2412 002A1000 | CAT6+ 4PR U/UTP CMR RIB | FT |  | 1 Year | 0.3239 | 5% | 0.30771
20130 | Belden Wire | 2412 003A1000 | CAT6+ 4PR U/UTP CMR RIB | FT |  | 1 Year | 0.3239 | 5% | 0.30771
20131 | Belden Wire | 2412 003U1000 | CAT6+ 4PR U/UTP CMR BOX | FT |  | 1 Year | 0.3239 | 5% | 0.30771
20132 | Belden Wire | 2412 0041000 | CAT6+ 4PR U/UTP CMR REEL | FT |  | 1 Year | 0.3239 | 5% | 0.30771
20133 | Belden Wire | 2412 0042500 | CAT6+ 4PR U/UTP CMR REEL | FT |  | 1 Year | 0.3239 | 5% | 0.30771
20134 | Belden Wire | 2412 004A1000 | CAT6+ 4PR U/UTP CMR RIB | FT |  | 1 Year | 0.3239 | 5% | 0.30771
20135 | Belden Wire | 2412 004U1000 | CAT6+ 4PR U/UTP CMR BOX | FT |  | 1 Year | 0.3239 | 5% | 0.30771
20136 | Belden Wire | 2412 0051000 | CAT6+ 4PR U/UTP CMR REEL | FT |  | 1 Year | 0.3239 | 5% | 0.30771
20137 | Belden Wire | 2412 005A1000 | CAT6+ 4PR U/UTP CMR RIB | FT |  | 1 Year | 0.3239 | 5% | 0.30771
20138 | Belden Wire | 2412 005U1000 | CAT6+ 4PR U/UTP CMR BOX | FT |  | 1 Year | 0.3239 | 5% | 0.30771
20139 | Belden Wire | 2412 0061000 | CAT6+ 4PR U/UTP CMR REEL | FT |  | 1 Year | 0.3239 | 5% | 0.30771
20140 | Belden Wire | 2412 0061400 | CAT6+ 4PR U/UTP CMR REEL | FT |  | 1 Year | 0.3239 | 5% | 0.30771
20141 | Belden Wire | 2412 0062500 | CAT6+ 4PR U/UTP CMR REEL | FT |  | 1 Year | 0.3239 | 5% | 0.30771
20142 | Belden Wire | 2412 0065000 | CAT6+ 4PR U/UTP CMR REEL | FT |  | 1 Year | 0.3239 | 5% | 0.30771
20143 | Belden Wire | 2412 006A1000 | CAT6+ 4PR U/UTP CMR RIB | FT |  | 1 Year | 0.3239 | 5% | 0.30771
20144 | Belden Wire | 2412 006U1000 | CAT6+ 4PR U/UTP CMR BOX | FT |  | 1 Year | 0.3239 | 5% | 0.30771
20145 | Belden Wire | 2412 007A1000 | CAT6+ 4PR U/UTP CMR RIB | FT |  | 1 Year | 0.3239 | 5% | 0.30771
20146 | Belden Wire | 2412 007U1000 | CAT6+ 4PR U/UTP CMR BOX | FT |  | 1 Year | 0.3239 | 5% | 0.30771
20147 | Belden Wire | 2412 0081000 | CAT6+ 4PR U/UTP CMR REEL | FT |  | 1 Year | 0.3239 | 5% | 0.30771
20148 | Belden Wire | 2412 008A1000 | CAT6+ 4PR U/UTP CMR RIB | FT |  | 1 Year | 0.3239 | 5% | 0.30771
20149 | Belden Wire | 2412 008U1000 | CAT6+ 4PR U/UTP CMR BOX | FT |  | 1 Year | 0.3239 | 5% | 0.30771
20150 | Belden Wire | 2412 0091000 | CAT6+ 4PR U/UTP CMR REEL | FT |  | 1 Year | 0.3239 | 5% | 0.30771
20151 | Belden Wire | 2412 0092500 | CAT6+ 4PR U/UTP CMR REEL | FT |  | 1 Year | 0.3239 | 5% | 0.30771
20152 | Belden Wire | 2412 0095000 | CAT6+ 4PR U/UTP CMR REEL | FT |  | 1 Year | 0.3239 | 5% | 0.30771
20153 | Belden Wire | 2412 009A1000 | CAT6+ 4PR U/UTP CMR RIB | FT |  | 1 Year | 0.3239 | 5% | 0.30771
20154 | Belden Wire | 2412 009U1000 | CAT6+ 4PR U/UTP CMR BOX | FT |  | 1 Year | 0.3239 | 5% | 0.30771
20155 | Belden Wire | 2412 0101000 | CAT6+ 4PR U/UTP CMR REEL | FT |  | 1 Year | 0.3239 | 5% | 0.30771
20156 | Belden Wire | 2412 010A1000 | CAT6+ 4PR U/UTP CMR RIB | FT |  | 1 Year | 0.3239 | 5% | 0.30771
20157 | Belden Wire | 2412 010U1000 | CAT6+ 4PR U/UTP CMR BOX | FT |  | 1 Year | 0.3239 | 5% | 0.30771
20158 | Belden Wire | 2412F 0021000 | CAT6+ 4PR F/UTP CMR REEL | FT |  | 1 Year | 0.6789 | 5% | 0.64495
20159 | Belden Wire | 2412F 0031000 | CAT6+ 4PR F/UTP CMR REEL | FT |  | 1 Year | 0.6789 | 5% | 0.64495
20160 | Belden Wire | 2412F 0041000 | CAT6+ 4PR F/UTP CMR REEL | FT |  | 1 Year | 0.6789 | 5% | 0.64495
20161 | Belden Wire | 2412F 0051000 | CAT6+ 4PR F/UTP CMR REEL | FT |  | 1 Year | 0.6789 | 5% | 0.64495
20162 | Belden Wire | 2412F 0061000 | CAT6+ 4PR F/UTP CMR REEL | FT |  | 1 Year | 0.6789 | 5% | 0.64495
20163 | Belden Wire | 2412F 006A500 | CAT6+ 4PR F/UTP CMR RIB | FT |  | 1 Year | 0.6789 | 5% | 0.64495
20164 | Belden Wire | 2412F 0081000 | CAT6+ 4PR F/UTP CMR REEL | FT |  | 1 Year | 0.6789 | 5% | 0.64495
20165 | Belden Wire | 2412F 0091000 | CAT6+ 4PR F/UTP CMR REEL | FT |  | 1 Year | 0.6789 | 5% | 0.64495
20166 | Belden Wire | 2412F 009A500 | CAT6+ 4PR F/UTP CMR RIB | FT |  | 1 Year | 0.6789 | 5% | 0.64495
20167 | Belden Wire | 2412F 0101000 | CAT6+ 4PR F/UTP CMR REEL | FT |  | 1 Year | 0.6789 | 5% | 0.64495
20168 | Belden Wire | 2413 002A1000 | CAT6+ 4PR U/UTP CMP RIB | FT |  | 1 Year | 0.6296 | 5% | 0.59812
20169 | Belden Wire | 2413 0031000 | CAT6+ 4PR U/UTP CMP REEL | FT |  | 1 Year | 0.6296 | 5% | 0.59812
20170 | Belden Wire | 2413 0035000 | CAT6+ 4PR U/UTP CMP REEL | FT |  | 1 Year | 0.6296 | 5% | 0.59812
20171 | Belden Wire | 2413 003A1000 | CAT6+ 4PR U/UTP CMP RIB | FT |  | 1 Year | 0.6296 | 5% | 0.59812
20172 | Belden Wire | 2413 003U1000 | CAT6+ 4PR U/UTP CMP BOX | FT |  | 1 Year | 0.6296 | 5% | 0.59812
20173 | Belden Wire | 2413 0041000 | CAT6+ 4PR U/UTP CMP REEL | FT |  | 1 Year | 0.6296 | 5% | 0.59812
20174 | Belden Wire | 2413 0042500 | CAT6+ 4PR U/UTP CMP REEL | FT |  | 1 Year | 0.6296 | 5% | 0.59812
20175 | Belden Wire | 2413 004A1000 | CAT6+ 4PR U/UTP CMP RIB | FT |  | 1 Year | 0.6296 | 5% | 0.59812
20176 | Belden Wire | 2413 004U1000 | CAT6+ 4PR U/UTP CMP BOX | FT |  | 1 Year | 0.6296 | 5% | 0.59812
20177 | Belden Wire | 2413 0051000 | CAT6+ 4PR U/UTP CMP REEL | FT |  | 1 Year | 0.6296 | 5% | 0.59812
20178 | Belden Wire | 2413 0052500 | CAT6+ 4PR U/UTP CMP REEL | FT |  | 1 Year | 0.6296 | 5% | 0.59812
20179 | Belden Wire | 2413 005A1000 | CAT6+ 4PR U/UTP CMP RIB | FT |  | 1 Year | 0.6296 | 5% | 0.59812
20180 | Belden Wire | 2413 005U1000 | CAT6+ 4PR U/UTP CMP BOX | FT |  | 1 Year | 0.6296 | 5% | 0.59812
20181 | Belden Wire | 2413 007A1000 | CAT6+ 4PR U/UTP CMP RIB | FT |  | 1 Year | 0.6296 | 5% | 0.59812
20182 | Belden Wire | 2413 007U1000 | CAT6+ 4PR U/UTP CMP BOX | FT |  | 1 Year | 0.6296 | 5% | 0.59812
20183 | Belden Wire | 2413 0081000 | CAT6+ 4PR U/UTP CMP REEL | FT |  | 1 Year | 0.6296 | 5% | 0.59812
20184 | Belden Wire | 2413 008A1000 | CAT6+ 4PR U/UTP CMP RIB | FT |  | 1 Year | 0.6296 | 5% | 0.59812
20185 | Belden Wire | 2413 008U1000 | CAT6+ 4PR U/UTP CMP BOX | FT |  | 1 Year | 0.6296 | 5% | 0.59812
20186 | Belden Wire | 2413 0091000 | CAT6+ 4PR U/UTP CMP REEL | FT |  | 1 Year | 0.6296 | 5% | 0.59812
20187 | Belden Wire | 2413 0092500 | CAT6+ 4PR U/UTP CMP REEL | FT |  | 1 Year | 0.6296 | 5% | 0.59812
20188 | Belden Wire | 2413 009A1000 | CAT6+ 4PR U/UTP CMP RIB | FT |  | 1 Year | 0.6296 | 5% | 0.59812
20189 | Belden Wire | 2413 009U1000 | CAT6+ 4PR U/UTP CMP BOX | FT |  | 1 Year | 0.6296 | 5% | 0.59812
20190 | Belden Wire | 2413 0101000 | CAT6+ 4PR U/UTP CMP REEL | FT |  | 1 Year | 0.6296 | 5% | 0.59812
20191 | Belden Wire | 2413 0102500 | CAT6+ 4PR U/UTP CMP REEL | FT |  | 1 Year | 0.6296 | 5% | 0.59812
20192 | Belden Wire | 2413 010A1000 | CAT6+ 4PR U/UTP CMP RIB | FT |  | 1 Year | 0.6296 | 5% | 0.59812
20193 | Belden Wire | 2413 010U1000 | CAT6+ 4PR U/UTP CMP BOX | FT |  | 1 Year | 0.6296 | 5% | 0.59812
20194 | Belden Wire | 2413 012A1000 | CAT6+ 4PR U/UTP CMP RIB | FT |  | 1 Year | 0.6296 | 5% | 0.59812
20195 | Belden Wire | 2413 D151000 | CAT6+ 4PR U/UTP CMP REEL | FT |  | 1 Year | 0.6296 | 5% | 0.59812
20196 | Belden Wire | 2413 D152500 | CAT6+ 4PR U/UTP CMP REEL | FT |  | 1 Year | 0.6296 | 5% | 0.59812
20197 | Belden Wire | 2413 D15A1000 | CAT6+ 4PR U/UTP CMP RIB | FT |  | 1 Year | 0.6296 | 5% | 0.59812
20198 | Belden Wire | 2413 D15U1000 | CAT6+ 4PR U/UTP CMP BOX | FT |  | 1 Year | 0.6296 | 5% | 0.59812
20199 | Belden Wire | 2413 D15U500 | CAT6+ 4PR U/UTP CMP BOX | FT |  | 1 Year | 0.6173 | 5% | 0.58643
20200 | Belden Wire | 2413F 0021000 | CAT6+ 4PR F/UTP CMP REEL | FT |  | 1 Year | 1.3014 | 5% | 1.2363
20201 | Belden Wire | 2413F 0031000 | CAT6+ 4PR F/UTP CMP REEL | FT |  | 1 Year | 1.3014 | 5% | 1.2363
20202 | Belden Wire | 2413F 0041000 | CAT6+ 4PR F/UTP CMP REEL | FT |  | 1 Year | 1.3014 | 5% | 1.2363
20203 | Belden Wire | 2413F 0051000 | CAT6+ 4PR F/UTP CMP REEL | FT |  | 1 Year | 1.3014 | 5% | 1.2363
20204 | Belden Wire | 2413F 0081000 | CAT6+ 4PR F/UTP CMP REEL | FT |  | 1 Year | 1.3014 | 5% | 1.2363
20205 | Belden Wire | 2413F 0091000 | CAT6+ 4PR F/UTP CMP REEL | FT |  | 1 Year | 1.3014 | 5% | 1.2363
20206 | Belden Wire | 2413F 009A1000 | CAT6+ 4PR F/UTP CMP RIB | FT |  | 1 Year | 1.3014 | 5% | 1.2363
20207 | Belden Wire | 2413F 009A500 | CAT6+ 4PR F/UTP CMP RIB | FT |  | 1 Year | 1.3014 | 5% | 1.2363
20208 | Belden Wire | 2413F 0101000 | CAT6+ 4PR F/UTP CMP REEL | FT |  | 1 Year | 1.3014 | 5% | 1.2363
20209 | Belden Wire | 2413F 010A1000 | CAT6+ 4PR F/UTP CMP RIB | FT |  | 1 Year | 1.3014 | 5% | 1.2363
20210 | Belden Wire | 2413F D151000 | CAT6+ 4PR F/UTP CMP REEL | FT |  | 1 Year | 1.3014 | 5% | 1.2363
20211 | Belden Wire | 2413F D15A1000 | CAT6+ 4PR F/UTP CMP RIB | FT |  | 1 Year | 1.3014 | 5% | 1.2363
20212 | Belden Wire | 2413F D15A500 | CAT6+ 4PR F/UTP CMP RIB | FT |  | 1 Year | 1.3014 | 5% | 1.2363
20213 | Belden Wire | 2422SD | DOOR ASSY,SOLID,XME XMER 24U | EA |  | 1 Year | 190.67 | 5% | 181.1365
20214 | Belden Wire | 2424 0061000 | CAT6+ 4PR U/UTP LSZH REEL | FT |  | 1 Year | 0.3602 | 5% | 0.34219
20215 | Belden Wire | 2424 0071000 | CAT6+ 4PR U/UTP LSZH REEL | FT |  | 1 Year | 0.3602 | 5% | 0.34219
20216 | Belden Wire | 2424 0091000 | CAT6+ 4PR U/UTP LSZH REEL | FT |  | 1 Year | 0.3602 | 5% | 0.34219
20217 | Belden Wire | 2440FS | SIDE PANEL FLUSH 24U X 40D | EA |  | 1 Year | 237.38 | 5% | 225.511
20218 | Belden Wire | 24500C 0605000 | 1PR16 AIA ACIC 600V | FT |  | 1 Year | 1.7368 | 5% | 1.65
20219 | Belden Wire | 2451RW 0101000 | 2 #22 SHIELDED INDOOR/OUTDOOR | FT |  | 1 Year | 0.5807 | 5% | 0.55166
20220 | Belden Wire | 2451RW 0105000 | 2 #22 SHIELDED INDOOR/OUTDOOR | FT |  | 1 Year | 0.5807 | 5% | 0.55166
20221 | Belden Wire | 24-80003 | 1 HOLE CLAMP 3/16" | EA |  | 1 Year | 0.076 | 5% | 0.0722
20222 | Belden Wire | 24-80004 | CLAMP 1 HOLE STEEL 1/4" | EA |  | 1 Year | 0.053 | 5% | 0.05035
20223 | Belden Wire | 24-80005 | CLAMP 1 HOLE STEEL 5/16" | EA |  | 1 Year | 0.064 | 5% | 0.0608
20224 | Belden Wire | 24-80006 | 1 HOLE CLAMP 3/8' | EA |  | 1 Year | 0.0726 | 5% | 0.06897
20225 | Belden Wire | 24-80007 | CLAMP 1 HOLE STEEL 7/16' | EA |  | 1 Year | 0.08 | 5% | 0.076
20226 | Belden Wire | 24-80008 | 1 HOLE CLAMP 1/2' | EA |  | 1 Year | 0.074 | 5% | 0.0703
20227 | Belden Wire | 24-80009 | CLAMP 1 HOLE STEEL 9/16' | EA |  | 1 Year | 0.075 | 5% | 0.07125
20228 | Belden Wire | 24-80010 | 1 HOLE CLAMP 5/8' | EA |  | 1 Year | 0.1092 | 5% | 0.10374
20229 | Belden Wire | 24-80011 | CLAMP 1 HOLE STEEL 11/16' | EA |  | 1 Year | 0.175 | 5% | 0.16625
20230 | Belden Wire | 24-80012 | 1 HOLE CLAMP 3/4' | EA |  | 1 Year | 0.235 | 5% | 0.22325
20231 | Belden Wire | 24-80014 | CLAMP 1 HOLE STEEL 7/8" | EA |  | 1 Year | 0.13 | 5% | 0.1235
20232 | Belden Wire | 24-80016 | CLAMP 1 HOLE STEEL 1' | EA |  | 1 Year | 0.243 | 5% | 0.23085
20233 | Belden Wire | 24-80018 | CLAMP 1 HOLE STEEL 1-1/8' | EA |  | 1 Year | 0.25 | 5% | 0.2375
20234 | Belden Wire | 24-80020 | CLAMP 1 HOLE STEEL 1-1/4' | EA |  | 1 Year | 0.45 | 5% | 0.4275
20235 | Belden Wire | 248-101-1N | SC SIMPLEX FEEDTHROUGH BLUE | EA |  | 1 Year | 5.7 | 5% | 5.415
20236 | Belden Wire | 24-88014 | SCREW&SNAP SERIES 59 | EA |  | 1 Year | 2.73 | 5% | 2.5935
20237 | Belden Wire | 24-88016 | SCREW&SNAP 12-14 | EA |  | 1 Year | 2.69 | 5% | 2.5555
20238 | Belden Wire | 24-88017 | SCREW&SNAP SER 6Q | EA |  | 1 Year | 1.6 | 5% | 1.52
20239 | Belden Wire | 24-88027 | SCREW&SNAP SERIES 11 | EA |  | 1 Year | 1.75 | 5% | 1.6625
20240 | Belden Wire | 25000UE 0001000 | 5000UE ALUM ARMOR | FT |  | 1 Year | 1.0569 | 5% | 1.0041
20241 | Belden Wire | 2505PTZ 0001000 | RG59 +2C18 +2C16 FS CMR ARM | FT |  | 1 Year | 1.4437 | 5% | 1.3715
20242 | Belden Wire | 25100UE 0001000 | 5100UE ALUM ARMOR | FT |  | 1 Year | 0.9329 | 5% | 0.88625
20243 | Belden Wire | 25302UE 0001000 | 5302UE ALUMINUM ARMOR | FT |  | 1 Year | 0.7097 | 5% | 0.67422
20244 | Belden Wire | 25306UE 0001000 | 5306UE ALUMINUM ARMOR | FT |  | 1 Year | 1.158 | 5% | 1.1001
20245 | Belden Wire | 25339Q5 0001000 | 5339Q5 ALUMINUM ARMOR | FT |  | 1 Year | 0.6861 | 5% | 0.6518
20246 | Belden Wire | 25-7959BK | CABLE BOOT BLK RG59 62 | EA |  | 1 Year | 0.3 | 5% | 0.285
20247 | Belden Wire | 25-80070 | CLAMP 2 HOLE 7/16" | EA |  | 1 Year | 0.1169 | 5% | 0.11106
20248 | Belden Wire | 25-80100 | CLAMP 2 HOLE 5/8' | EA |  | 1 Year | 0.1 | 5% | 0.095
20249 | Belden Wire | 25-80110 | CLAMP 2 HOLE 11/16" | EA |  | 1 Year | 0.17 | 5% | 0.1615
20250 | Belden Wire | 25-80120 | CLAMP 2 HOLE 3/4" | EA |  | 1 Year | 0.25 | 5% | 0.2375
20251 | Belden Wire | 25-80140 | CLAMP 2 HOLE 7/8' | EA |  | 1 Year | 0.275 | 5% | 0.26125
20252 | Belden Wire | 25-80160 | CLAMP 2 HOLE 1 | EA |  | 1 Year | 0.432 | 5% | 0.4104
20253 | Belden Wire | 25-80180 | CLAMP 2 HOLE 1-1/8' | EA |  | 1 Year | 0.48 | 5% | 0.456
20254 | Belden Wire | 25-80200 | CLAMP 2 HOLE 1-1/4' | EA |  | 1 Year | 0.77 | 5% | 0.7315
20255 | Belden Wire | 25-80240 | CLAMP 2 HOLE-1 1/2 | EA |  | 1 Year | 1.45 | 5% | 1.3775
20256 | Belden Wire | 25-80260 | CLAMP 2 HOLE 1-5/8' | EA |  | 1 Year | 0.8 | 5% | 0.76
20257 | Belden Wire | 25-80300 | CLAMP 2 HOLE 1-7/8" | EA |  | 1 Year | 1 | 5% | 0.95
20258 | Belden Wire | 25-80360 | CLAMP 2 HOLE 2-1/4' | EA |  | 1 Year | 1.92 | 5% | 1.824
20259 | Belden Wire | 25-80400 | CLAMP 2 HOLE 2-1/2' | EA |  | 1 Year | 1.2 | 5% | 1.14
20260 | Belden Wire | 25-80420 | STRAP 2 HOLE 2-5/8' | EA |  | 1 Year | 1.1 | 5% | 1.045
20261 | Belden Wire | 25-80560 | STRAP 2 HOLE 3-1/2' | EA |  | 1 Year | 1.75 | 5% | 1.6625
20262 | Belden Wire | 25-80902 | TWO HOLE STRAP N9 | EA |  | 1 Year | 0.1 | 5% | 0.095
20263 | Belden Wire | 25-81102 | STRAP 2H 11/16" SIZE N11 | EA |  | 1 Year | 0.2 | 5% | 0.19
20264 | Belden Wire | 25-82002 | TWO HOLE STRAP #20 | EA |  | 1 Year | 0.285 | 5% | 0.27075
20265 | Belden Wire | 25-82092 | STRAP 2 HOLE N20 | EA |  | 1 Year | 0.35 | 5% | 0.3325
20266 | Belden Wire | 25-82402 | TWO HOLE STRAP #24 | EA |  | 1 Year | 0.3 | 5% | 0.285
20267 | Belden Wire | 25-84292 | STRAP 2 HOLE N42 | EA |  | 1 Year | 0.85 | 5% | 0.8075
20268 | Belden Wire | 25-85602 | STRAP 2H 3-1/2' SIZE #56 | EA |  | 1 Year | 0.95 | 5% | 0.9025
20269 | Belden Wire | 26-09010 | D CABLE LASHING CLAMP | EA |  | 1 Year | 0.85 | 5% | 0.8075
20270 | Belden Wire | 26-09010NS | DCABLE LASH CLAMP 1SIDE STAKED | EA |  | 1 Year | 0.83 | 5% | 0.7885
20271 | Belden Wire | 26-09010SS | D CABLE LASHING CLAMP | EA |  | 1 Year | 0.776 | 5% | 0.7372
20272 | Belden Wire | 26-09020 | E CABLE LASHING CLAMP | EA |  | 1 Year | 0.73 | 5% | 0.6935
20273 | Belden Wire | 26-09022 | E LSH PLTS W/2 WASH,2 NUT | EA |  | 1 Year | 0.55 | 5% | 0.5225
20274 | Belden Wire | 2694RW 0101000 | RG-6/U COAX INDOOR/OUTDOOR | FT |  | 1 Year | 0.889 | 5% | 0.84455
20275 | Belden Wire | 2694RW 01010000 | RG-6/U COAX INDOOR/OUTDOOR | FT |  | 1 Year | 0.889 | 5% | 0.84455
20276 | Belden Wire | 27-00185 | Q SPAN CLAMP | EA |  | 1 Year | 1.05 | 5% | 0.9975
20277 | Belden Wire | 2700185-LA | Q SPAN CLAMP FOR LATIN AERICAN | EA |  | 1 Year | 0.97 | 5% | 0.9215
20278 | Belden Wire | 27-00860 | O SPAN CLAMP | EA |  | 1 Year | 1.5 | 5% | 1.425
20279 | Belden Wire | 27-00865 | E SPAN CLAMP | EA |  | 1 Year | 2.75 | 5% | 2.6125
20280 | Belden Wire | 27-00869 | C SPAN CLAMP | EA |  | 1 Year | 1.59 | 5% | 1.5105
20281 | Belden Wire | 270-70 | FOLLOWER PIN | EA |  | 1 Year | 0.3094 | 5% | 0.29393
20282 | Belden Wire | 27082AS 0105000 | 4 #14 PVC/NYL FS PVC | FT |  | 1 Year | 0.5571 | 5% | 0.52924
20283 | Belden Wire | 27109A 0105000 | 2 #12 PVC/NYL PVC | FT |  | 1 Year | 0.3479 | 5% | 0.3305
20284 | Belden Wire | 273-13 | PROBE BODY | EA |  | 1 Year | 3.4044 | 5% | 3.2342
20285 | Belden Wire | 2731RW 0101000 | #14 PE/GIFHDLDPE SH FRPVC | FT |  | 1 Year | 2.1685 | 5% | 2.0601
20286 | Belden Wire | 2731RW 0104000 | #14 PE/GIFHDLDPE SH FRPVC | FT |  | 1 Year | 2.1685 | 5% | 2.0601
20287 | Belden Wire | 273-41 | MALE CONTACT | EA |  | 1 Year | 2.0386 | 5% | 1.9367
20288 | Belden Wire | 27636AS01010000 | 2 #14 PVC/NYL FS PVC | FT |  | 1 Year | 0.3942 | 5% | 0.37449
20289 | Belden Wire | 2768RW 0101000 | 12 FSPR#22 HDPO INDOOR/OUTDOOR | FT |  | 1 Year | 5.7139 | 5% | 5.4282
20290 | Belden Wire | 2768RW 0105000 | 12 FSPR#22 HDPO INDOOR/OUTDOOR | FT |  | 1 Year | 5.7139 | 5% | 5.4282
20291 | Belden Wire | 28-00010 | ROUND WASHER 1/4 X 3/4 | EA |  | 1 Year | 0.035 | 5% | 0.03325
20292 | Belden Wire | 28-02200 | 5/8 X 2 CATV SQUARE WSHER | EA |  | 1 Year | 0.275 | 5% | 0.26125
20293 | Belden Wire | 28-03004 | SQUARE WASHER 5/8 X 2-1/4 | EA |  | 1 Year | 0.72 | 5% | 0.684
20294 | Belden Wire | 2804RW 0101000 | COMPOSITE CAMERA CABLE WB RSR | FT |  | 1 Year | 3.9846 | 5% | 3.7854
20295 | Belden Wire | 2804RW 0103280 | COMPOSITE CAMERA CABLE WB RSR | FT |  | 1 Year | 3.9846 | 5% | 3.7854
20296 | Belden Wire | 28081A 01010000 | 3 #14 PVC/NYL PVC | FT |  | 1 Year | 0.421 | 5% | 0.39995
20297 | Belden Wire | 28081A 0105000 | 3 #14 PVC/NYL PVC | FT |  | 1 Year | 0.4211 | 5% | 0.40004
20298 | Belden Wire | 28082A 01010000 | 4 #14 PVC/NYL PVC | FT |  | 1 Year | 0.494 | 5% | 0.4693
20299 | Belden Wire | 28082A 0105000 | 4 #14 PVC/NYL PVC | FT |  | 1 Year | 0.4943 | 5% | 0.46958
20300 | Belden Wire | 28082AS01010000 | 4 #14 PVC/NYL FS PVC | FT |  | 1 Year | 0.629 | 5% | 0.59755
20301 | Belden Wire | 28083A 0105000 | 5 #14 PVC/NYL PVC | FT |  | 1 Year | 0.6166 | 5% | 0.58577
20302 | Belden Wire | 28084A 01010000 | 6 #14 PVC/NYL PVC | FT |  | 1 Year | 0.7208 | 5% | 0.68476
20303 | Belden Wire | 28084A 0105000 | 6 #14 PVC/NYL PVC | FT |  | 1 Year | 0.7214 | 5% | 0.68533
20304 | Belden Wire | 28090A 01010000 | 12 #14 PVC/NYL PVC | FT |  | 1 Year | 1.3994 | 5% | 1.3294
20305 | Belden Wire | 28090A 0105000 | 12 #14 PVC/NYL PVC | FT |  | 1 Year | 1.3987 | 5% | 1.3288
20306 | Belden Wire | 28-09500 | TGNT SUPP CLAMP | EA |  | 1 Year | 5.6 | 5% | 5.32
20307 | Belden Wire | 28-09600 | TGNT SUPP CLAMP | EA |  | 1 Year | 3 | 5% | 2.85
20308 | Belden Wire | 28-09610 | SUPPORT CLAMP 3 BOLT FIG. 8 | EA |  | 1 Year | 9.4 | 5% | 8.93
20309 | Belden Wire | 28-09615 | 1/4' FIG.8 3-BOLT S.CLAMP | EA |  | 1 Year | 9 | 5% | 8.55
20310 | Belden Wire | 28-09800 | SPAN CLMP -109 FIG.8 | EA |  | 1 Year | 2.4 | 5% | 2.28
20311 | Belden Wire | 28-09850 | SPAN CLMP FOR FIG. 8 | EA |  | 1 Year | 6.05 | 5% | 5.7475
20312 | Belden Wire | 28111A 01010000 | 4C12 PVCNYL PVC 600V TC-ER | FT |  | 1 Year | 0.7061 | 5% | 0.67079
20313 | Belden Wire | 28111A 0105000 | 4C12 PVCNYL PVC 600V TC-ER | FT |  | 1 Year | 0.7058 | 5% | 0.67051
20314 | Belden Wire | 28114A 0105000 | 7 #12 PVC/NYL PVC | FT |  | 1 Year | 1.155 | 5% | 1.0973
20315 | Belden Wire | 28141A 01010000 | 5 #10 PVC/NYL PVC | FT |  | 1 Year | 1.3851 | 5% | 1.3158
20316 | Belden Wire | 2814RW 0101000 | 2PR22 JKT SNAKE INDOOR/OUTDOOR | FT |  | 1 Year | 1.5062 | 5% | 1.4309
20317 | Belden Wire | 2814RW 0105000 | 2PR22 JKT SNAKE INDOOR/OUTDOOR | FT |  | 1 Year | 1.5062 | 5% | 1.4309
20318 | Belden Wire | 28150A 0105000 | 3 #8 PVC/NYL + #10 GRD PVC | FT |  | 1 Year | 1.6638 | 5% | 1.5806
20319 | Belden Wire | 28153A 0105000 | 3 #6 PVC/NYL + #8 GRD PVC | FT |  | 1 Year | 2.5023 | 5% | 2.3772
20320 | Belden Wire | 28154A 0105000 | 4 #6 PVC/NYL + #8 GRD PVC | FT |  | 1 Year | 2.93 | 5% | 2.7835
20321 | Belden Wire | 28156A 0105000 | 3 #4 PVC/NYL + #8 GRD PVC | FT |  | 1 Year | 3.3668 | 5% | 3.1985
20322 | Belden Wire | 2815RW 0101000 | 4PR22 JKT SNAKE INDOOR/OUTDOOR | FT |  | 1 Year | 2.6548 | 5% | 2.5221
20323 | Belden Wire | 2815RW 0105000 | 4PR22 JKT SNAKE INDOOR/OUTDOOR | FT |  | 1 Year | 2.6548 | 5% | 2.5221
20324 | Belden Wire | 2816RW 0101000 | 6PR22 JKT SNAKE INDOOR/OUTDOOR | FT |  | 1 Year | 3.9595 | 5% | 3.7615
20325 | Belden Wire | 2816RW 0105000 | 6PR22 JKT SNAKE INDOOR/OUTDOOR | FT |  | 1 Year | 3.9595 | 5% | 3.7615
20326 | Belden Wire | 2818RW 0101000 | 12PR22 JK SNAKE INDOOR/OUTDOOR | FT |  | 1 Year | 7.1353 | 5% | 6.7785
20327 | Belden Wire | 2818RW 0105000 | 12PR22 JK SNAKE INDOOR/OUTDOOR | FT |  | 1 Year | 7.1353 | 5% | 6.7785
20328 | Belden Wire | 28-19651 | TGNT SUPP CLAMP | EA |  | 1 Year | 4 | 5% | 3.8
20329 | Belden Wire | 2824RW 0051000 | COMPOSITE CAMERA CABLE RSR | FT |  | 1 Year | 5.3621 | 5% | 5.094
20330 | Belden Wire | 2824RW 0055000 | COMPOSITE CAMERA CABLE RSR | FT |  | 1 Year | 5.3621 | 5% | 5.094
20331 | Belden Wire | 28323AS 0105000 | 7 #16 PVC/NYL FS PVC | FT |  | 1 Year | 0.6899 | 5% | 0.6554
20332 | Belden Wire | 28326A 0105000 | 4 #18 PVC/NYL PVC | FT |  | 1 Year | 0.2903 | 5% | 0.27579
20333 | Belden Wire | 28327A 01010000 | 7 #18 PVC/NYL PVC | FT |  | 1 Year | 0.4427 | 5% | 0.42056
20334 | Belden Wire | 28327A 0105000 | 7 #18 PVC/NYL PVC | FT |  | 1 Year | 0.443 | 5% | 0.42085
20335 | Belden Wire | 28329A 0105000 | 12 #18 PVC/NYL PVC | FT |  | 1 Year | 0.7268 | 5% | 0.69046
20336 | Belden Wire | 28331AS 0105000 | 3 #16 PVC/NYL FS PVC | FT |  | 1 Year | 0.3632 | 5% | 0.34504
20337 | Belden Wire | 28331AS01010000 | 3 #16 PVC/NYL FS PVC | FT |  | 1 Year | 0.3631 | 5% | 0.34494
20338 | Belden Wire | 28334AS 0105000 | 3 #18 PVC/NYL FS PVC | FT |  | 1 Year | 0.256 | 5% | 0.2432
20339 | Belden Wire | 28334AS01010000 | 3 #18 PVC/NYL FS PVC | FT |  | 1 Year | 0.2561 | 5% | 0.24329
20340 | Belden Wire | 28335AS 0105000 | 5 #18 PVC/NYL FS PVC | FT |  | 1 Year | 0.3839 | 5% | 0.36471
20341 | Belden Wire | 28335AS01010000 | 5 #18 PVC/NYL FS PVC | FT |  | 1 Year | 0.3397 | 5% | 0.32271
20342 | Belden Wire | 28336A 0105000 | 9 #18 PVC/NYL PVC | FT |  | 1 Year | 0.5946 | 5% | 0.56487
20343 | Belden Wire | 28338AS01010000 | 4 #16 PVC/NYL FS PVC | FT |  | 1 Year | 0.4474 | 5% | 0.42503
20344 | Belden Wire | 28340AS 0105000 | 9 #16 PVC/NYL FS PVC | FT |  | 1 Year | 0.8522 | 5% | 0.80959
20345 | Belden Wire | 28341AS 0105000 | 12 #16 PVC/NYL FS PVC | FT |  | 1 Year | 1.1242 | 5% | 1.068
20346 | Belden Wire | 28600A 0105000 | 6 #18 PVC/NYL PVC | FT |  | 1 Year | 0.3977 | 5% | 0.37781
20347 | Belden Wire | 28600AS01010000 | 6 #18 PVC/NYL FS PVC | FT |  | 1 Year | 0.4404 | 5% | 0.41838
20348 | Belden Wire | 28601A 0105000 | 8 #18 PVC/NYL PVC | FT |  | 1 Year | 0.5175 | 5% | 0.49162
20349 | Belden Wire | 28601AS01010000 | 8 #18 PVC/NYL FS PVC | FT |  | 1 Year | 0.5531 | 5% | 0.52545
20350 | Belden Wire | 28615A 01010000 | 6 #16 PVC/NYL PVC | FT |  | 1 Year | 0.5582 | 5% | 0.53029
20351 | Belden Wire | 28617AS 0105000 | 10 #16 PVC/NYL FS PVC | FT |  | 1 Year | 0.9741 | 5% | 0.92539
20352 | Belden Wire | 28-80001 | AERIAL CABLE DAMPER | EA |  | 1 Year | 50 | 5% | 47.5
20353 | Belden Wire | 29-19941 | SNAP-ON TAP BRACKET | EA |  | 1 Year | 1.5 | 5% | 1.425
20354 | Belden Wire | 29-19943 | ALUM. TAP BRACKET | EA |  | 1 Year | 1.67 | 5% | 1.5865
20355 | Belden Wire | 29-19944 | ALUM EXTENSION BRACKET | EA |  | 1 Year | 3.25 | 5% | 3.0875
20356 | Belden Wire | 29-19945 | F.O.RACK HANGAR (ALUM BKT) | EA |  | 1 Year | 3.5 | 5% | 3.325
20357 | Belden Wire | 29-50043 | PLATES ONLY BIG/NO LIP | EA |  | 1 Year | 0.67 | 5% | 0.6365
20358 | Belden Wire | 29-50044 | STRAND CLAMP | EA |  | 1 Year | 1.0853 | 5% | 1.031
20359 | Belden Wire | 29522C 0101000 | 3#12 XLPE+3#16 GRD CU TAPE PVC | FT |  | 1 Year | 2.0201 | 5% | 1.9191
20360 | Belden Wire | 2L28026 008H100 | 26 #28 STR PVC RIBBON | FT |  | 1 Year | 1.4927 | 5% | 1.4181
20361 | Belden Wire | 2L28050 008H100 | 50 #28 STR PVC RIBBON | FT |  | 1 Year | 2.6571 | 5% | 2.5242
20362 | Belden Wire | 30-001-000 | NEEDLE, ADJ.DIAL | EA |  | 1 Year | 0.1435 | 5% | 0.13632
20363 | Belden Wire | 30-003-000 | NUT | EA |  | 1 Year | 0.6913 | 5% | 0.65673
20364 | Belden Wire | 30-006-000 | STEM | EA |  | 1 Year | 2.7929 | 5% | 2.6533
20365 | Belden Wire | 30-007-000 | DIAPHRAGM WASHER | EA |  | 1 Year | 0.2689 | 5% | 0.25545
20366 | Belden Wire | 30-00801 | DRIVE RING 1/2' | EA |  | 1 Year | 0.155 | 5% | 0.14725
20367 | Belden Wire | 30-00804 | DRIVE RING 5/8' | EA |  | 1 Year | 0.22 | 5% | 0.209
20368 | Belden Wire | 30-00805 | DRIVE RING 7/8' | EA |  | 1 Year | 0.3 | 5% | 0.285
20369 | Belden Wire | 30-00807 | DRIVE RING 1-1/4' | EA |  | 1 Year | 0.44 | 5% | 0.418
20370 | Belden Wire | 30-011-000 | SPACER FLOW GUIDE | EA |  | 1 Year | 0.1542 | 5% | 0.14649
20371 | Belden Wire | 30-014-000 | NUT | EA |  | 1 Year | 0.34 | 5% | 0.323
20372 | Belden Wire | 30-01732 | B DROP WIRE HOOK COMM | EA |  | 1 Year | 0.27 | 5% | 0.2565
20373 | Belden Wire | 30-01801 | DRIVE RING 1/2' L | EA |  | 1 Year | 0.2 | 5% | 0.19
20374 | Belden Wire | 30-01804 | DRIVE RING 5/8' L | EA |  | 1 Year | 0.18 | 5% | 0.171
20375 | Belden Wire | 30-01805 | DRIVE RING 7/8" L | EA |  | 1 Year | 0.325 | 5% | 0.30875
20376 | Belden Wire | 30-01807 | 31IVE RING 1-1/4" L | EA |  | 1 Year | 0.55 | 5% | 0.5225
20377 | Belden Wire | 30-0339 | SC/APC-S/APC ADAPTOR | EA |  | 1 Year | 1.613 | 5% | 1.5323
20378 | Belden Wire | 30-041-000 | VALAE STEM | EA |  | 1 Year | 0.7105 | 5% | 0.67497
20379 | Belden Wire | 30-064-000 | SEAT HOLDER | EA |  | 1 Year | 0.3029 | 5% | 0.28775
20380 | Belden Wire | 30-065-000 | VALVE BODY | EA |  | 1 Year | 0.5102 | 5% | 0.48469
20381 | Belden Wire | 30-066-000 | STUD | EA |  | 1 Year | 0.2235 | 5% | 0.21232
20382 | Belden Wire | 30-067-000 | STUD | EA |  | 1 Year | 0.5637 | 5% | 0.53551
20383 | Belden Wire | 30-071-000 | STUD | EA |  | 1 Year | 0.63 | 5% | 0.5985
20384 | Belden Wire | 30-075-000 | FLOAT GUIDE | EA |  | 1 Year | 1.8694 | 5% | 1.7759
20385 | Belden Wire | 30-089-000 | CAP TAMPER PROOF | EA |  | 1 Year | 0.43 | 5% | 0.4085
20386 | Belden Wire | 30-110-000 | VALVE STEM | EA |  | 1 Year | 0.67 | 5% | 0.6365
20387 | Belden Wire | 30-111-000 | STEAT, BALL CHECK | EA |  | 1 Year | 0.38 | 5% | 0.361
20388 | Belden Wire | 30-120-000 | BODY | EA |  | 1 Year | 4.5704 | 5% | 4.3419
20389 | Belden Wire | 30-150-000 | WASHER DIAPHRAGM | EA |  | 1 Year | 1.0642 | 5% | 1.011
20390 | Belden Wire | 30-165-002 | BODY | EA |  | 1 Year | 1.3424 | 5% | 1.2753
20391 | Belden Wire | 30-199-002 | ADAPTER | EA |  | 1 Year | 1.1351 | 5% | 1.0783
20392 | Belden Wire | 30-199-0C2 | ADAPTER | EA |  | 1 Year | 1.5978 | 5% | 1.5179
20393 | Belden Wire | 30-212-002 | FLOW TUBE | EA |  | 1 Year | 4.2661 | 5% | 4.0528
20394 | Belden Wire | 30-21801 | CWIRE LOOP1/2 12/PK(BELL)UM:PK | EA |  | 1 Year | 0.4 | 5% | 0.38
20395 | Belden Wire | 3025A 01010000 | 2 PR #18 + 1 #22 PVC FSPVC | FT |  | 1 Year | 1.0979 | 5% | 1.043
20396 | Belden Wire | 30-277-003 | IN-LINE LUBRICATOR BODY | EA |  | 1 Year | 4.0265 | 5% | 3.8252
20397 | Belden Wire | 30-277-0C3 | IN-LINE LUBRICATIOR BODY | EA |  | 1 Year | 4.0265 | 5% | 3.8252
20398 | Belden Wire | 30-283-000 | BODY- VALVE | EA |  | 1 Year | 0.2695 | 5% | 0.25603
20399 | Belden Wire | 30-322-000 | NON-REL. DIAPH.STUD | EA |  | 1 Year | 0.2069 | 5% | 0.19655
20400 | Belden Wire | 30-323-000 | STUD,BRASS,DIAPHRAGM,LOWER | EA |  | 1 Year | 0.87 | 5% | 0.8265
20401 | Belden Wire | 30-333-000 | PISTON,LOW FLOW | EA |  | 1 Year | 2.6771 | 5% | 2.5432
20402 | Belden Wire | 30-366-000 | FILTER STUD | EA |  | 1 Year | 0.3967 | 5% | 0.37687
20403 | Belden Wire | 30-415-000 | ADAPTOR FITTING | EA |  | 1 Year | 0.3004 | 5% | 0.28538
20404 | Belden Wire | 30-415-100 | ATAPTOR, SIPHON TUBE | EA |  | 1 Year | 0.8195 | 5% | 0.77853
20405 | Belden Wire | 30-418-000 | ATOMIST BODY | EA |  | 1 Year | 5.4558 | 5% | 5.183
20406 | Belden Wire | 30-496-000 | SIGHT GAUGE SCREW | EA |  | 1 Year | 0.5736 | 5% | 0.54492
20407 | Belden Wire | 30-503-000 | TOP PLUG | EA |  | 1 Year | 0.3396 | 5% | 0.32262
20408 | Belden Wire | 30-508-000 | BODY, BRASS AUTO FLOAT | EA |  | 1 Year | 0.8622 | 5% | 0.81909
20409 | Belden Wire | 30-578-000 | SEAT,FLOW CONTROL | EA |  | 1 Year | 1.264 | 5% | 1.2008
20410 | Belden Wire | 30-605-000 | INSERT | EA |  | 1 Year | 0.158 | 5% | 0.1501
20411 | Belden Wire | 3072F C551000 | #18 FS PR FRPP SH PVC | FT |  | 1 Year | 2.5052 | 5% | 2.3799
20412 | Belden Wire | 3072F C5510000 | #18 FS PR FRPP SH PVC | FT |  | 1 Year | 2.4563 | 5% | 2.3335
20413 | Belden Wire | 3072F C55500 | #18 FS PR FRPP SH PVC | FT |  | 1 Year | 2.5211 | 5% | 2.395
20414 | Belden Wire | 3072F C555000 | #18 FS PR FRPP SH PVC | FT |  | 1 Year | 2.4563 | 5% | 2.3335
20415 | Belden Wire | 3073F C551000 | #18 FS PR FRPP SH PVC | FT |  | 1 Year | 3.0104 | 5% | 2.8599
20416 | Belden Wire | 3073F C555000 | #18 FS PR FRPP SH PVC | FT |  | 1 Year | 2.9517 | 5% | 2.8041
20417 | Belden Wire | 3074F C551000 | #18 FSPR FRPP SH PVC | FT |  | 1 Year | 3.8491 | 5% | 3.6566
20418 | Belden Wire | 3074F C552500 | #18 FSPR FRPP SH PVC | FT |  | 1 Year | 3.8491 | 5% | 3.6566
20419 | Belden Wire | 3074F C55500 | #18 FSPR FRPP SH PVC | FT |  | 1 Year | 3.9091 | 5% | 3.7136
20420 | Belden Wire | 3074F C555000 | #18 FS PR FRPP SH PVC | FT |  | 1 Year | 3.8491 | 5% | 3.6566
20421 | Belden Wire | 3076F 0031000 | TW PR #18 PP FS PVC | FT |  | 1 Year | 0.9532 | 5% | 0.90554
20422 | Belden Wire | 3076F 00310000 | TW PR #18 PP FS PVC | FT |  | 1 Year | 0.9341 | 5% | 0.8874
20423 | Belden Wire | 3076F 003250 | TW PR #18 PP FS PVC | FT |  | 1 Year | 1.0806 | 5% | 1.0266
20424 | Belden Wire | 3076F 0032500 | TW PR #18 PP FS PVC | FT |  | 1 Year | 0.9532 | 5% | 0.90554
20425 | Belden Wire | 3076F 003500 | TW PR #18 PP FS PVC | FT |  | 1 Year | 1.0368 | 5% | 0.98496
20426 | Belden Wire | 3076F 0035000 | TW PR #18 PP FS PVC | FT |  | 1 Year | 0.9341 | 5% | 0.8874
20427 | Belden Wire | 3076F 0061000 | TW PR #18 PP FS PVC | FT |  | 1 Year | 0.9532 | 5% | 0.90554
20428 | Belden Wire | 3077F 0031000 | TWPR #22 PP FS PVC | FT |  | 1 Year | 0.7323 | 5% | 0.69568
20429 | Belden Wire | 3077F 003500 | TWPR #22 PP FS PVC | FT |  | 1 Year | 0.7881 | 5% | 0.74869
20430 | Belden Wire | 3078F 0031000 | #22 PR FPE/LDPE FS PVC | FT |  | 1 Year | 1.3627 | 5% | 1.2946
20431 | Belden Wire | 3078F 0032500 | #22 PR FPE/LDPE FS PVC | FT |  | 1 Year | 1.3627 | 5% | 1.2946
20432 | Belden Wire | 3078F 003500 | #22 PR FPE/LDPE FS PVC | FT |  | 1 Year | 1.4176 | 5% | 1.3467
20433 | Belden Wire | 3079A 0071000 | 1 PR #22 FRFPE FRPE SH PVC | FT |  | 1 Year | 1.7543 | 5% | 1.6666
20434 | Belden Wire | 3079A 0072000 | 1 PR #22 FRFPE FRPE SH PVC | FT |  | 1 Year | 1.7543 | 5% | 1.6666
20435 | Belden Wire | 3079A 0075000 | 1 PR #22 FRFPE FRPE SH PVC | FT |  | 1 Year | 1.7543 | 5% | 1.6666
20436 | Belden Wire | 3079A 0601000 | 1 PR #22 FRFPE FRPE SH PVC | FT |  | 1 Year | 1.7543 | 5% | 1.6666
20437 | Belden Wire | 3079A 0602000 | 1 PR #22 FRFPE FRPE SH PVC | FT |  | 1 Year | 1.7543 | 5% | 1.6666
20438 | Belden Wire | 3079E B021000 | 2 #22 FRFPE/FRPE SH PVC | FT |  | 1 Year | 2.026 | 5% | 1.9247
20439 | Belden Wire | 3079E B025000 | 2 #22 FRFPE/FRPE SH PVC | FT |  | 1 Year | 2.026 | 5% | 1.9247
20440 | Belden Wire | 3079T 0105000 | 1 PR #22 FRFPE FRPO SH TPNH | FT |  | 1 Year | 2.6287 | 5% | 2.4973
20441 | Belden Wire | 3079Z 0105000 | 1 PR #22 FRFPE FRPO SH TSNH | FT |  | 1 Year | 3.5045 | 5% | 3.3293
20442 | Belden Wire | 30800 009100 | #2/0SIL GL BRD 200C 600V | FT |  | 1 Year | 16.8402 | 5% | 15.9982
20443 | Belden Wire | 30800 009250 | #2/0SIL GL BRD 200C 600V | FT |  | 1 Year | 16.1974 | 5% | 15.3875
20444 | Belden Wire | 30801 009100 | #1 SIL GL BRD 200C 600V | FT |  | 1 Year | 10.7574 | 5% | 10.2195
20445 | Belden Wire | 30801 009250 | #1 SIL GL BRD 200C 600V | FT |  | 1 Year | 10.2021 | 5% | 9.692
20446 | Belden Wire | 30801 010100 | #1 SIL GL BRD 200C 600V | FT |  | 1 Year | 10.7574 | 5% | 10.2195
20447 | Belden Wire | 30801 010250 | #1 SIL GL BRD 200C 600V | FT |  | 1 Year | 10.2021 | 5% | 9.692
20448 | Belden Wire | 30802 009250 | #2 SIL GL BRD 200C 600V | FT |  | 1 Year | 7.4471 | 5% | 7.0747
20449 | Belden Wire | 30802 010250 | #2 SIL GL BRD 200C 600V | FT |  | 1 Year | 7.4471 | 5% | 7.0747
20450 | Belden Wire | 30804 009250 | #4 SIL GL BRD 200C 600V | FT |  | 1 Year | 5.0972 | 5% | 4.8423
20451 | Belden Wire | 30804 010250 | #4 SIL GL BRD 200C 600V | FT |  | 1 Year | 5.0972 | 5% | 4.8423
20452 | Belden Wire | 30806 009100 | #6 SIL GL BRD 200C 600V | FT |  | 1 Year | 3.8507 | 5% | 3.6582
20453 | Belden Wire | 30806 009500 | #6 SIL GL BRD 200C 600V | FT |  | 1 Year | 3.7106 | 5% | 3.5251
20454 | Belden Wire | 30806 010100 | #6 SIL GL BRD 200C 600V | FT |  | 1 Year | 3.8507 | 5% | 3.6582
20455 | Belden Wire | 30806 0102000 | #6 SIL GL BRD 200C 600V | FT |  | 1 Year | 3.6791 | 5% | 3.4951
20456 | Belden Wire | 30806 010500 | #6 SIL GL BRD 200C 600V | FT |  | 1 Year | 3.7106 | 5% | 3.5251
20457 | Belden Wire | 30808 009100 | #8 SIL GL BRD 200C 600V | FT |  | 1 Year | 2.8907 | 5% | 2.7462
20458 | Belden Wire | 30808 009500 | #8 SIL GL BRD 200C 600V | FT |  | 1 Year | 2.6852 | 5% | 2.5509
20459 | Belden Wire | 30808 010100 | #8 SIL GL BRD 200C 600V | FT |  | 1 Year | 2.8907 | 5% | 2.7462
20460 | Belden Wire | 30808 0103000 | #8 SIL GL BRD 200C 600V | FT |  | 1 Year | 2.6643 | 5% | 2.5311
20461 | Belden Wire | 30808 010500 | #8 SIL GL BRD 200C 600V | FT |  | 1 Year | 2.6852 | 5% | 2.5509
20462 | Belden Wire | 30810 010500 | #10 SIL GL BRD 150C 600V | FT |  | 1 Year | 1.7785 | 5% | 1.6896
20463 | Belden Wire | 30812 009500 | #12 SIL GL BRD 150C 600V | FT |  | 1 Year | 1.1625 | 5% | 1.1044
20464 | Belden Wire | 30812 010500 | #12 SIL GL BRD 150C 600V | FT |  | 1 Year | 1.1625 | 5% | 1.1044
20465 | Belden Wire | 30814 009500 | #14 SIL GL BRD 150C 600V | FT |  | 1 Year | 0.9013 | 5% | 0.85623
20466 | Belden Wire | 30814 010500 | #14 SIL GL BRD 150C 600V | FT |  | 1 Year | 0.9013 | 5% | 0.85623
20467 | Belden Wire | 30816 009500 | #16 SIL GL BRD 150C 600V | FT |  | 1 Year | 0.7641 | 5% | 0.72589
20468 | Belden Wire | 30816 010500 | #16 SIL GL BRD 150C 600V | FT |  | 1 Year | 0.7641 | 5% | 0.72589
20469 | Belden Wire | 30818 010500 | #18 SIL GL BRD 150C 600V | FT |  | 1 Year | 0.6742 | 5% | 0.64049
20470 | Belden Wire | 30820 009500 | #20 SIL GL BRD 150C 600V | FT |  | 1 Year | 0.5862 | 5% | 0.55689
20471 | Belden Wire | 30820 010500 | #20 SIL GL BRD 150C 600V | FT |  | 1 Year | 0.5862 | 5% | 0.55689
20472 | Belden Wire | 3082A T5U1000 | 2 #15, 2 #18 SHLD PVC | FT |  | 1 Year | 3.8281 | 5% | 3.6367
20473 | Belden Wire | 3082A T5U2000 | 2 #15, 2 #18 SHLD PVC | FT |  | 1 Year | 3.8281 | 5% | 3.6367
20474 | Belden Wire | 3082A T5U3000 | 2 #15, 2 #18 SHLD PVC | FT |  | 1 Year | 3.8281 | 5% | 3.6367
20475 | Belden Wire | 3082A T5U500 | 2 #15, 2 #18 SH PVC | FT |  | 1 Year | 3.8281 | 5% | 3.6367
20476 | Belden Wire | 3082F T5U1000 | 2 #15, 2 #18 SH PVC | FT |  | 1 Year | 4.4719 | 5% | 4.2483
20477 | Belden Wire | 3082F T5U2000 | 2 #15, 2 #18 SH PVC | FT |  | 1 Year | 4.4719 | 5% | 4.2483
20478 | Belden Wire | 3082F T5U500 | 2 #15, 2 #18 SH PVC | FT |  | 1 Year | 4.4719 | 5% | 4.2483
20479 | Belden Wire | 30830 009250 | #3/0SIL GL BRD 200C 600V | FT |  | 1 Year | 18.6429 | 5% | 17.7108
20480 | Belden Wire | 3083A 5601000 | 2 #15, 2 #18 SH CPE | FT |  | 1 Year | 5.3383 | 5% | 5.0714
20481 | Belden Wire | 3083A 5602000 | 2 #15, 2 #18 SH CPE | FT |  | 1 Year | 5.3383 | 5% | 5.0714
20482 | Belden Wire | 30840 009250 | #4/0SIL GL BRD 200C 600V | FT |  | 1 Year | 22.3424 | 5% | 21.2253
20483 | Belden Wire | 30840 00950 | #4/0SIL GL BRD 200C 600V | FT |  | 1 Year | 23.9503 | 5% | 22.7528
20484 | Belden Wire | 3084A T5U1000 | 2 #22, 2 #24 SHLD PVC | FT |  | 1 Year | 1.9227 | 5% | 1.8266
20485 | Belden Wire | 3084A T5U2000 | 2 #22, 2 #24 SHLD PVC | FT |  | 1 Year | 1.9227 | 5% | 1.8266
20486 | Belden Wire | 3084A T5U500 | 2 #22, 2 #24 SHLD PVC | FT |  | 1 Year | 1.9227 | 5% | 1.8266
20487 | Belden Wire | 3084A T5U5000 | 2 #22, 2 #24 SHLD PVC | FT |  | 1 Year | 1.9227 | 5% | 1.8266
20488 | Belden Wire | 3084F T5U1000 | 2 #22, 2 #24 SH PVC | FT |  | 1 Year | 2.3643 | 5% | 2.2461
20489 | Belden Wire | 3084F T5U2000 | 2 #22, 2 #24 SH PVC | FT |  | 1 Year | 2.3643 | 5% | 2.2461
20490 | Belden Wire | 3084F T5U500 | 2 #22, 2 #24 SH PVC | FT |  | 1 Year | 2.3643 | 5% | 2.2461
20491 | Belden Wire | 3084F T5U5000 | 2 #22, 2 #24 SH PVC | FT |  | 1 Year | 2.3643 | 5% | 2.2461
20492 | Belden Wire | 3085A 5601000 | 2 #22, 2 #24 SHLD CPE | FT |  | 1 Year | 2.2091 | 5% | 2.0986
20493 | Belden Wire | 3085A 5602000 | 2 #22, 2 #24 SHLD CPE | FT |  | 1 Year | 2.2091 | 5% | 2.0986
20494 | Belden Wire | 3085A 5605000 | 2 #22, 2 #24 SHLD CPE | FT |  | 1 Year | 2.2091 | 5% | 2.0986
20495 | Belden Wire | 3086A U3R1000 | #20 FS PR, #16 FSPR PVC | FT |  | 1 Year | 2.7758 | 5% | 2.637
20496 | Belden Wire | 3086A U3R500 | #20 FS PR, #16 FSPR PVC | FT |  | 1 Year | 2.7758 | 5% | 2.637
20497 | Belden Wire | 3087A U3R1000 | #22 FS PR, #22 FS PR PVC | FT |  | 1 Year | 1.2132 | 5% | 1.1525
20498 | Belden Wire | 3087A U3R2000 | #22 FS PR, #22 FS PR PVC | FT |  | 1 Year | 1.2132 | 5% | 1.1525
20499 | Belden Wire | 3087A U3R500 | #22 FS PR, #22 FS PR PVC | FT |  | 1 Year | 1.2132 | 5% | 1.1525
20500 | Belden Wire | 3087A U3R5000 | #22 FS PR, #22 FS PR PVC | FT |  | 1 Year | 1.2132 | 5% | 1.1525
20501 | Belden Wire | 30890 009100 | #1/0SIL GL BRD 200C 600V | FT |  | 1 Year | 12.6358 | 5% | 12.004
20502 | Belden Wire | 30890 009250 | #1/0SIL GL BRD 200C 600V | FT |  | 1 Year | 12.1161 | 5% | 11.5103
20503 | Belden Wire | 30890 010100 | #1/0SIL GL BRD 200C 600V | FT |  | 1 Year | 12.6358 | 5% | 12.004
20504 | Belden Wire | 30890 010250 | #1/0SIL GL BRD 200C 600V | FT |  | 1 Year | 12.1161 | 5% | 11.5103
20505 | Belden Wire | 3089A 01010000 | 3 #18 PVC/NYL FS PVC | FT |  | 1 Year | 0.571 | 5% | 0.54245
20506 | Belden Wire | 3090A 01010000 | 2 #16 PVC/NYL FS PVC | FT |  | 1 Year | 0.5994 | 5% | 0.56943
20507 | Belden Wire | 3090A 0102500 | 2 #16 PVC/NYL FS PVC | FT |  | 1 Year | 0.5998 | 5% | 0.56981
20508 | Belden Wire | 3090A 0105000 | 2 #16 PVC/NYL FS PVC | FT |  | 1 Year | 0.5993 | 5% | 0.56934
20509 | Belden Wire | 3091A 01010000 | 3 #16 PVC/NYL FS PVC | FT |  | 1 Year | 0.7633 | 5% | 0.72513
20510 | Belden Wire | 3092A 01010000 | #18 GIFHDLDPE DBSH PVC | FT |  | 1 Year | 1.2246 | 5% | 1.1634
20511 | Belden Wire | 3092A 0105000 | #18 GIFHDLDPE DBSH PVC | FT |  | 1 Year | 1.2246 | 5% | 1.1634
20512 | Belden Wire | 3092A X7E5000 | #18 GIFHDLDPE DBSH PVC | FT |  | 1 Year | 1.1855 | 5% | 1.1262
20513 | Belden Wire | 3092F 0101000 | #20 GIFHDLDPE DBSH PVC | FT |  | 1 Year | 1.6412 | 5% | 1.5591
20514 | Belden Wire | 3092F 0105000 | #20 GIFHDLDPE DBSH PVC | FT |  | 1 Year | 1.6412 | 5% | 1.5591
20515 | Belden Wire | 3092T 0105000 | #18 GIFHDLDPE DBSH TPNH | FT |  | 1 Year | 1.7119 | 5% | 1.6263
20516 | Belden Wire | 3092Z 0105000 | #18 GIFHDLDPE DBSH TSNH | FT |  | 1 Year | 2.4475 | 5% | 2.3251
20517 | Belden Wire | 3093A 0105000 | #18 FFEP DBSH SLF | FT |  | 1 Year | 3.3435 | 5% | 3.1763
20518 | Belden Wire | 3094A F2V1000 | #14 GIFHDLDPE DSH PVC | FT |  | 1 Year | 1.9397 | 5% | 1.8427
20519 | Belden Wire | 3094A F2V2000 | #14 GIFHDLDPE DSH PVC | FT |  | 1 Year | 1.9397 | 5% | 1.8427
20520 | Belden Wire | 3094A F2V500 | #14 GIFHDLDPE DSH PVC | FT |  | 1 Year | 1.9397 | 5% | 1.8427
20521 | Belden Wire | 31-00808 | EYE HOOK | EA |  | 1 Year | 0.43 | 5% | 0.4085
20522 | Belden Wire | 31-00809 | P HOUSE HOOK | EA |  | 1 Year | 0.24 | 5% | 0.228
20523 | Belden Wire | 31-00810 | BRIDLE RING A 1-5/8"E-WS | EA |  | 1 Year | 0.4 | 5% | 0.38
20524 | Belden Wire | 31-00812 | BRIDLE RING C 1-1/4"E-WS | EA |  | 1 Year | 0.361 | 5% | 0.34295
20525 | Belden Wire | 31-00819 | BRIDLE RING G7/8" WS | EA |  | 1 Year | 0.35 | 5% | 0.3325
20526 | Belden Wire | 31-00821 | K BRIDLE RING 3/4" M.S. | EA |  | 1 Year | 0.25 | 5% | 0.2375
20527 | Belden Wire | 31-00823 | BRIDLE RING M 1-1/4" | EA |  | 1 Year | 0.55 | 5% | 0.5225
20528 | Belden Wire | 31-00824 | BRIDLE RING P 1-3/4 E-MS | EA |  | 1 Year | 0.4 | 5% | 0.38
20529 | Belden Wire | 31-00825 | BRIDLE RING Q 1 1/4 - MS | EA |  | 1 Year | 0.6 | 5% | 0.57
20530 | Belden Wire | 31-00827 | R BRIDLE RING 1 5/8 - MS | EA |  | 1 Year | 0.875 | 5% | 0.83125
20531 | Belden Wire | 31010 0082500 | #10 STR XLPO GRY | FT |  | 1 Year | 0.9296 | 5% | 0.88312
20532 | Belden Wire | 31012 0083000 | #12 STR XLPO 90C 600V | FT |  | 1 Year | 0.6536 | 5% | 0.62092
20533 | Belden Wire | 31014 0082500 | #14 STR XLPO GRY | FT |  | 1 Year | 0.4692 | 5% | 0.44574
20534 | Belden Wire | 31014N 0082500 | #14 STR XLPE GRY | FT |  | 1 Year | 0.4105 | 5% | 0.38997
20535 | Belden Wire | 3105A 0101000 | 1 PR #22 FHDPE SH PVC | FT |  | 1 Year | 1.36 | 5% | 1.292
20536 | Belden Wire | 3105A 01010000 | 1 PR #22 FHDPE SH PVC | FT |  | 1 Year | 1.334 | 5% | 1.2673
20537 | Belden Wire | 3105A 010500 | 1 PR #22 FHDPE SH PVC | FT |  | 1 Year | 1.36 | 5% | 1.292
20538 | Belden Wire | 3105A 0105000 | 1 PR #22 FHDPE SH PVC | FT |  | 1 Year | 1.334 | 5% | 1.2673
20539 | Belden Wire | 3105T 0105000 | 1 PR #22 FHDPE SH TPNH | FT |  | 1 Year | 2.1763 | 5% | 2.0675
20540 | Belden Wire | 3105Z 0105000 | 1 PR #22 FHDPE SH TSNH | FT |  | 1 Year | 2.9924 | 5% | 2.8428
20541 | Belden Wire | 3106A 0101000 | #22 FS PR,1#22PVCBRDPVC | FT |  | 1 Year | 1.5025 | 5% | 1.4274
20542 | Belden Wire | 3106A 010500 | #22 FS PR,1#22PVCBRDPVC | FT |  | 1 Year | 1.5025 | 5% | 1.4274
20543 | Belden Wire | 3106A 0105000 | #22 FS PR,1#22PVCBRDPVC | FT |  | 1 Year | 1.4747 | 5% | 1.401
20544 | Belden Wire | 3107A 0101000 | 2 PR #22 FHDPE SH PVC | FT |  | 1 Year | 2.7166 | 5% | 2.5808
20545 | Belden Wire | 3107A 0105000 | 2 PR #22 FHDPE SH PVC | FT |  | 1 Year | 2.6649 | 5% | 2.5317
20546 | Belden Wire | 3107T 0105000 | 2 PR #22 FHDPE SH TPNH | FT |  | 1 Year | 4.0731 | 5% | 3.8694
20547 | Belden Wire | 3107Z 0105000 | 2 PR #22 FHDPE SH TSNH | FT |  | 1 Year | 5.4325 | 5% | 5.1609
20548 | Belden Wire | 3108A 0101000 | 3 PR #22 FHDPE SH PVC | FT |  | 1 Year | 3.1112 | 5% | 2.9556
20549 | Belden Wire | 3108A 0102000 | 3 PR #22 FHDPE SH PVC | FT |  | 1 Year | 3.1112 | 5% | 2.9556
20550 | Belden Wire | 3108A 0105000 | 3 PR #22 FHDPE SH PVC | FT |  | 1 Year | 3.1112 | 5% | 2.9556
20551 | Belden Wire | 3108T 0105000 | 3 PR #22 FHDPE SH TPNH | FT |  | 1 Year | 4.5639 | 5% | 4.3357
20552 | Belden Wire | 3108Z 0105000 | 3 PR #22 FHDPE SH TSNH | FT |  | 1 Year | 5.739 | 5% | 5.452
20553 | Belden Wire | 3109A 0101000 | 4 PR #22 FHDPE SH PVC | FT |  | 1 Year | 3.508 | 5% | 3.3326
20554 | Belden Wire | 3109A 0102000 | 4 PR #22 FHDPE SH PVC | FT |  | 1 Year | 3.508 | 5% | 3.3326
20555 | Belden Wire | 3109A 0105000 | 4 PR #22 FHDPE SH PVC | FT |  | 1 Year | 3.508 | 5% | 3.3326
20556 | Belden Wire | 3109T 0105000 | 4 PR #22 FHDPE SH TPNH | FT |  | 1 Year | 5.0233 | 5% | 4.7721
20557 | Belden Wire | 31-10809 | 4-1/2 LONG P HOUSE HOOK | EA |  | 1 Year | 0.278 | 5% | 0.2641
20558 | Belden Wire | 3111A 0101000 | 1 FS PR #20 PVC JX | FT |  | 1 Year | 0.6269 | 5% | 0.59555
20559 | Belden Wire | 3111A 0105000 | 1 FS PR #20 PVC JX | FT |  | 1 Year | 0.5979 | 5% | 0.568
20560 | Belden Wire | 3112A 0041000 | 1 FS PR #20 PVC KX | FT |  | 1 Year | 1.0383 | 5% | 0.98638
20561 | Belden Wire | 3112A 0045000 | 1 FS PR #20 PVC KX | FT |  | 1 Year | 0.9901 | 5% | 0.94059
20562 | Belden Wire | 3119A Y5P1000 | 3PR #24 PE 3 #18 PVC SH PU | FT |  | 1 Year | 2.6834 | 5% | 2.5492
20563 | Belden Wire | 3119A Y5P500 | 3 PR#24 PE 3#18 PVC SH PU | FT |  | 1 Year | 2.6834 | 5% | 2.5492
20564 | Belden Wire | 31-20812 | C BRIDLE RING 1-1/4W.S.(BELL) | EA |  | 1 Year | 0.466 | 5% | 0.4427
20565 | Belden Wire | 31-20819 | C BRIDLE RING 7/8 W S (BELL) | EA |  | 1 Year | 0.4 | 5% | 0.38
20566 | Belden Wire | 3120A G7W1000 | 3 PR #24 PE SH PU | FT |  | 1 Year | 1.987 | 5% | 1.8877
20567 | Belden Wire | 3120A G7W500 | 3 PR #24 PE SH PU | FT |  | 1 Year | 1.987 | 5% | 1.8877
20568 | Belden Wire | 3120A G7W5000 | 3 PR #24 PE SH PU | FT |  | 1 Year | 1.987 | 5% | 1.8877
20569 | Belden Wire | 3124A 0031000 | 2 #18, 2#22 FHDPE FS PVC | FT |  | 1 Year | 1.447 | 5% | 1.3746
20570 | Belden Wire | 3125A 0031000 | 2 #16,2#22 FHDPE FS PVC | FT |  | 1 Year | 1.73 | 5% | 1.6435
20571 | Belden Wire | 3125A 0035000 | 2 #16,2#22 FHDPE FS PVC | FT |  | 1 Year | 1.73 | 5% | 1.6435
20572 | Belden Wire | 3126A 0031000 | COMPOSITE CABLE | FT |  | 1 Year | 3.1908 | 5% | 3.0313
20573 | Belden Wire | 3132A F2V1000 | #18 FFEP DBSH SLF | FT |  | 1 Year | 3.3145 | 5% | 3.1488
20574 | Belden Wire | 31504 010250 | #4 STR CR 90C 600V | FT |  | 1 Year | 5.3074 | 5% | 5.042
20575 | Belden Wire | 31506 010500 | #6 STR CR 90C 600V | FT |  | 1 Year | 3.5878 | 5% | 3.4084
20576 | Belden Wire | 31508 002500 | #8 STR CR 90C 600V | FT |  | 1 Year | 2.1977 | 5% | 2.0878
20577 | Belden Wire | 31508 010500 | #8 STR CR 90C 600V | FT |  | 1 Year | 2.1977 | 5% | 2.0878
20578 | Belden Wire | 31510 0102000 | #10 STR CR 90C 600V | FT |  | 1 Year | 1.354 | 5% | 1.2863
20579 | Belden Wire | 31512 010250 | #12 STR CR 90C 600V | FT |  | 1 Year | 1.0304 | 5% | 0.97888
20580 | Belden Wire | 31512 0103000 | 12 STR CR 90C 600V BLK | FT |  | 1 Year | 0.9685 | 5% | 0.92007
20581 | Belden Wire | 31514 0024000 | #14 STR CR 90C 600V RED | FT |  | 1 Year | 0.5924 | 5% | 0.56278
20582 | Belden Wire | 31514 0044000 | #14 STR CR 90C 600V YEL | FT |  | 1 Year | 0.5924 | 5% | 0.56278
20583 | Belden Wire | 31514 005500 | #14 STR CR 90C 600V DGRN | FT |  | 1 Year | 0.6843 | 5% | 0.65009
20584 | Belden Wire | 31514 009500 | #14 STR CR 90C 600V WHT | FT |  | 1 Year | 0.6843 | 5% | 0.65009
20585 | Belden Wire | 31514 0104000 | #14 STR CR 90C 600V BLK | FT |  | 1 Year | 0.5924 | 5% | 0.56278
20586 | Belden Wire | 31514 010500 | #14 STR CR 90C 600V BLK | FT |  | 1 Year | 0.6843 | 5% | 0.65009
20587 | Belden Wire | 315-15-0042 | DCG-62 GROMMET | EA |  | 1 Year | 3.8 | 5% | 3.61
20588 | Belden Wire | 315-15-0043 | DCG-75 GROMMET | EA |  | 1 Year | 3.4 | 5% | 3.23
20589 | Belden Wire | 315-15-0044 | DCG-87 GROMMET | EA |  | 1 Year | 3.5 | 5% | 3.325
20590 | Belden Wire | 31516 002500 | #16 STR CR 90C 300V | FT |  | 1 Year | 0.405 | 5% | 0.38475
20591 | Belden Wire | 31516 0025000 | #16 STR CR 90C 300V RED | FT |  | 1 Year | 0.3416 | 5% | 0.32452
20592 | Belden Wire | 31516 0055000 | #16 STR CR 90C 300V DGRN | FT |  | 1 Year | 0.3416 | 5% | 0.32452
20593 | Belden Wire | 31516 009500 | #16 STR CR 90C 300V | FT |  | 1 Year | 0.405 | 5% | 0.38475
20594 | Belden Wire | 31516 010500 | #16 STR CR 90C 300V | FT |  | 1 Year | 0.405 | 5% | 0.38475
20595 | Belden Wire | 31516 0105000 | #16 STR CR 90C 300V BLK | FT |  | 1 Year | 0.3416 | 5% | 0.32452
20596 | Belden Wire | 31518 0015000 | #18 STR CR BRN | FT |  | 1 Year | 0.2446 | 5% | 0.23237
20597 | Belden Wire | 31518 0025000 | #18 STR CR RED | FT |  | 1 Year | 0.2446 | 5% | 0.23237
20598 | Belden Wire | 31518 0045000 | #18 STR CR YEL | FT |  | 1 Year | 0.2446 | 5% | 0.23237
20599 | Belden Wire | 31518 005500 | #18 STR CR 90C 300V | FT |  | 1 Year | 0.299 | 5% | 0.28405
20600 | Belden Wire | 31518 0055000 | #18 STR CR DGRN | FT |  | 1 Year | 0.2446 | 5% | 0.23237
20601 | Belden Wire | 31518 0062000 | #18 STR CR 90C 300V | FT |  | 1 Year | 0.2637 | 5% | 0.25051
20602 | Belden Wire | 31518 0065000 | #18 STR CR LBLU | FT |  | 1 Year | 0.2446 | 5% | 0.23237
20603 | Belden Wire | 31518 0095000 | #18 STR CR WHT | FT |  | 1 Year | 0.2446 | 5% | 0.23237
20604 | Belden Wire | 31518 0102000 | #18 STR CR 90C 300V | FT |  | 1 Year | 0.2637 | 5% | 0.25051
20605 | Belden Wire | 31518 010500 | #18 STR CR 90C 300V | FT |  | 1 Year | 0.299 | 5% | 0.28405
20606 | Belden Wire | 31518 0105000 | #18 STR CR BLK | FT |  | 1 Year | 0.2446 | 5% | 0.23237
20607 | Belden Wire | 31520 010500 | #20 STR CR 90C 300V | FT |  | 1 Year | 0.2533 | 5% | 0.24064
20608 | Belden Wire | 31520 0105000 | #20 STR CR 90C 300V | FT |  | 1 Year | 0.2094 | 5% | 0.19893
20609 | Belden Wire | 32410 009500 | #10 SIL GL BRD 200C 600V | FT |  | 1 Year | 1.8093 | 5% | 1.7188
20610 | Belden Wire | 32410 010500 | #10 SIL GL BRD 200C 600V | FT |  | 1 Year | 1.8093 | 5% | 1.7188
20611 | Belden Wire | 32412 009500 | #12 SIL GL BRD 200C 600V | FT |  | 1 Year | 1.2004 | 5% | 1.1404
20612 | Belden Wire | 32412 010500 | #12 SIL GL BRD 200C 600V | FT |  | 1 Year | 1.2004 | 5% | 1.1404
20613 | Belden Wire | 32414 0094000 | #14 SIL GL BRD 200C 600V | FT |  | 1 Year | 0.9323 | 5% | 0.88568
20614 | Belden Wire | 32414 009500 | #14 SIL GL BRD 200C 600V | FT |  | 1 Year | 0.965 | 5% | 0.91675
20615 | Belden Wire | 32414 0104000 | #14 SIL GL BRD 200C 600V | FT |  | 1 Year | 0.9323 | 5% | 0.88568
20616 | Belden Wire | 32414 010500 | #14 SIL GL BRD 200C 600V | FT |  | 1 Year | 0.965 | 5% | 0.91675
20617 | Belden Wire | 32416 009500 | #16 SIL GL BRD 200C 600V | FT |  | 1 Year | 0.7901 | 5% | 0.7506
20618 | Belden Wire | 32416 010500 | #16 SIL GL BRD 200C 600V | FT |  | 1 Year | 0.7901 | 5% | 0.7506
20619 | Belden Wire | 32416 0106000 | #16 SIL GL BRD 200C 600V | FT |  | 1 Year | 0.7526 | 5% | 0.71497
20620 | Belden Wire | 32418 009500 | #18 SIL GL BRD 200C 600V | FT |  | 1 Year | 0.6585 | 5% | 0.62557
20621 | Belden Wire | 32418 0096000 | #18 SIL GL BRD 200C 600V | FT |  | 1 Year | 0.6328 | 5% | 0.60116
20622 | Belden Wire | 32418 010500 | #18 SIL GL BRD 200C 600V | FT |  | 1 Year | 0.6585 | 5% | 0.62557
20623 | Belden Wire | 32418 0106000 | #18 SIL GL BRD 200C 600V | FT |  | 1 Year | 0.6328 | 5% | 0.60116
20624 | Belden Wire | 32516 004500 | #16 STR CR 90C 600V | FT |  | 1 Year | 0.5032 | 5% | 0.47804
20625 | Belden Wire | 32516 010500 | #16 STR CR 90C 600V | FT |  | 1 Year | 0.5032 | 5% | 0.47804
20626 | Belden Wire | 32516 0105000 | #16 STR CR 90C 600V | FT |  | 1 Year | 0.3946 | 5% | 0.37487
20627 | Belden Wire | 32518 0095000 | #18 STR CR 90C 600V | FT |  | 1 Year | 0.3122 | 5% | 0.29659
20628 | Belden Wire | 32518 0105000 | #18 STR CR 90C 600V | FT |  | 1 Year | 0.3122 | 5% | 0.29659
20629 | Belden Wire | 32718 0024000 | #18 STR PVC RED | FT |  | 1 Year | 0.2061 | 5% | 0.19579
20630 | Belden Wire | 32718 0044000 | #18 STR PVC YEL | FT |  | 1 Year | 0.2061 | 5% | 0.19579
20631 | Belden Wire | 32718 0094000 | #18 STR PVC WHT | FT |  | 1 Year | 0.2061 | 5% | 0.19579
20632 | Belden Wire | 32718 0104000 | #18 STR PVC BLK | FT |  | 1 Year | 0.2061 | 5% | 0.19579
20633 | Belden Wire | 32718 0134000 | #18 STR PVC DBLU | FT |  | 1 Year | 0.2061 | 5% | 0.19579
20634 | Belden Wire | 32720 0134000 | #20 STR PVC DBLU | FT |  | 1 Year | 0.1552 | 5% | 0.14744
20635 | Belden Wire | 32820 0095000 | #20 STR PVC WHT | FT |  | 1 Year | 0.1369 | 5% | 0.13005
20636 | Belden Wire | 32822 0025000 | #22 STR PVC RED | FT |  | 1 Year | 0.1118 | 5% | 0.10621
20637 | Belden Wire | 32822 0035000 | #22 STR PVC ORG | FT |  | 1 Year | 0.1118 | 5% | 0.10621
20638 | Belden Wire | 32822 0055000 | #22 STR PVC DGRN | FT |  | 1 Year | 0.1118 | 5% | 0.10621
20639 | Belden Wire | 32822 0095000 | #22 STR PVC WHT | FT |  | 1 Year | 0.1118 | 5% | 0.10621
20640 | Belden Wire | 32822 0105000 | #22 STR PVC BLK | FT |  | 1 Year | 0.1118 | 5% | 0.10621
20641 | Belden Wire | 33-00840 | ANGLE SCREW FIXTURE 5/16" | EA |  | 1 Year | 0.75 | 5% | 0.7125
20642 | Belden Wire | 33-00841 | ANGLE SCREW FIXTURE 3/8" | EA |  | 1 Year | 2 | 5% | 1.9
20643 | Belden Wire | 33306 010500 | #6 STR SIL 150C 600V | FT |  | 1 Year | 5.0296 | 5% | 4.7781
20644 | Belden Wire | 33308 010500 | #8 STR SIL 150C 600C | FT |  | 1 Year | 3.4281 | 5% | 3.2567
20645 | Belden Wire | 33310 010500 | #10 STR SIL 150C 600V | FT |  | 1 Year | 2.0979 | 5% | 1.993
20646 | Belden Wire | 33312 009500 | #12 STR SIL 150C 600V | FT |  | 1 Year | 1.6015 | 5% | 1.5214
20647 | Belden Wire | 33312 010500 | #12 STR SIL 150C 600V | FT |  | 1 Year | 1.5712 | 5% | 1.4926
20648 | Belden Wire | 33314 009500 | #14 STR SIL 150C 600V | FT |  | 1 Year | 1.209 | 5% | 1.1485
20649 | Belden Wire | 33314 010500 | #14 STR SIL 150C 600V | FT |  | 1 Year | 1.209 | 5% | 1.1485
20650 | Belden Wire | 33316 009500 | #16 STR SIL 150C 600V | FT |  | 1 Year | 0.9453 | 5% | 0.89804
20651 | Belden Wire | 33316 010500 | #16 STR SIL 150C 600V | FT |  | 1 Year | 0.9453 | 5% | 0.89804
20652 | Belden Wire | 33318 009500 | #18 STR SIL 150C 600V | FT |  | 1 Year | 0.8071 | 5% | 0.76675
20653 | Belden Wire | 33318 010500 | #18 STR SIL 150C 600V | FT |  | 1 Year | 0.8071 | 5% | 0.76675
20654 | Belden Wire | 33390 010250 | #1/0 STR SIL 150C 600V | FT |  | 1 Year | 16.1019 | 5% | 15.2968
20655 | Belden Wire | 33R35-01 | CONECTOR-MOTOR (FEMALE) | EA |  | 1 Year | 1.7717 | 5% | 1.6831
20656 | Belden Wire | 33R35-04 | CONECTOR-MORTOR (FEMALE) | EA |  | 1 Year | 1.7021 | 5% | 1.617
20657 | Belden Wire | 33R35-05 | CONECTOR-MORTOR (FEMALE) | EA |  | 1 Year | 1.6877 | 5% | 1.6033
20658 | Belden Wire | 34-00890 | LASHED CABLE SUPPORT KIT | EA |  | 1 Year | 39 | 5% | 37.05
20659 | Belden Wire | 34017 0082000 | #17 STR SIL 150C 600V | FT |  | 1 Year | 0.954 | 5% | 0.9063
20660 | Belden Wire | 34020 0082000 | #20 STR SIL 150C 600V | FT |  | 1 Year | 0.7323 | 5% | 0.69568
20661 | Belden Wire | 34-08052 | FEED THRU BUSHING RG6 BLACK | EA |  | 1 Year | 0.0686 | 5% | 0.06517
20662 | Belden Wire | 34-08053 | FEED THRU BUSHING RG6 NATURAL | EA |  | 1 Year | 0.0631 | 5% | 0.059945
20663 | Belden Wire | 34-08057 | FEED THRU BUSHING/DUAL RG6 | EA |  | 1 Year | 0.0658 | 5% | 0.06251
20664 | Belden Wire | 34-08058 | FEED THRU BUSHING/DUAL RG6 | EA |  | 1 Year | 0.0658 | 5% | 0.06251
20665 | Belden Wire | 34-08059 | FEED THRU BUSHING 15 DEG; RG6 | EA |  | 1 Year | 0.065 | 5% | 0.06175
20666 | Belden Wire | 34-08060 | FEED THRU BUSHING 15 DEG RG6 | EA |  | 1 Year | 0.065 | 5% | 0.06175
20667 | Belden Wire | 34-08850 | PLASTIC SPACER 1/2 | EA |  | 1 Year | 0.099 | 5% | 0.09405
20668 | Belden Wire | 34-08875 | PLASTIC SPACER 3/4 | EA |  | 1 Year | 0.15 | 5% | 0.1425
20669 | Belden Wire | 34-08911 | 10' ZINC LSHED CABLE SUPT | EA |  | 1 Year | 0.3725 | 5% | 0.35387
20670 | Belden Wire | 34-08912 | 10' SS LASHED CABLE SUPT | EA |  | 1 Year | 0.43 | 5% | 0.4085
20671 | Belden Wire | 34-08921 | 16' ZINC LSHED CABLE SUPT | EA |  | 1 Year | 0.49 | 5% | 0.4655
20672 | Belden Wire | 34-08922 | B16' SS LASHED CABLE SUPP | EA |  | 1 Year | 0.52 | 5% | 0.494
20673 | Belden Wire | 34-08923 | B LSHED CABLE SUPT 16' SS BULK | EA |  | 1 Year | 0.55 | 5% | 0.5225
20674 | Belden Wire | 34-08931 | 22' ZINC LSHED CABLE SUPT | EA |  | 1 Year | 0.7 | 5% | 0.665
20675 | Belden Wire | 34-08932 | B22'SS LASHED CABLE SUPT | EA |  | 1 Year | 0.65 | 5% | 0.6175
20676 | Belden Wire | 34-08941 | 28" ZINC LSHED CABLE SUPT | EA |  | 1 Year | 0.85 | 5% | 0.8075
20677 | Belden Wire | 34-08942 | B28'SS LASHED CABLE SUPT | EA |  | 1 Year | 0.75 | 5% | 0.7125
20678 | Belden Wire | 34-08951 | 34" ZINC LSHED CABLE SUPT | EA |  | 1 Year | 0.89 | 5% | 0.8455
20679 | Belden Wire | 34-08952 | B34'SS LASHED CABLE SUPT | EA |  | 1 Year | 1 | 5% | 0.95
20680 | Belden Wire | 34-08956 | B45'SS LASHED CABLE SUPT | EA |  | 1 Year | 1.2 | 5% | 1.14
20681 | Belden Wire | 34-08961 | 50" ZINC LSHED CABLE SUPT | EA |  | 1 Year | 1.39 | 5% | 1.3205
20682 | Belden Wire | 34-08972 | B66' LASHED CABLE SUPPORT | EA |  | 1 Year | 2.2 | 5% | 2.09
20683 | Belden Wire | 3408972-SP | B66' LASHED CABLE SUPPORT | EA |  | 1 Year | 2.8 | 5% | 2.66
20684 | Belden Wire | 341-51-008 | F4 NUT STYLE II BLACK ANODIZED | EA |  | 1 Year | 6 | 5% | 5.7
20685 | Belden Wire | 341-51-017 | F4 NUT STYLE III BLK ANODIZED, | EA |  | 1 Year | 25.5 | 5% | 24.225
20686 | Belden Wire | 34400 010100 | #2/0 STR CSPE 105C 600V | FT |  | 1 Year | 16.0192 | 5% | 15.2182
20687 | Belden Wire | 34400 010250 | #2/0 STR CSPE 105C 600V | FT |  | 1 Year | 14.8477 | 5% | 14.1053
20688 | Belden Wire | 34401 010100 | #1 STR CSPE 105C 600V | FT |  | 1 Year | 9.8463 | 5% | 9.354
20689 | Belden Wire | 34401 010250 | #1 STR CSPE 105C 600V | FT |  | 1 Year | 8.9697 | 5% | 8.5212
20690 | Belden Wire | 34401 01050 | #1 STR CSPE 105C 600V | FT |  | 1 Year | 9.8921 | 5% | 9.3975
20691 | Belden Wire | 34402 010100 | #2 STR CSPE 105C 600V | FT |  | 1 Year | 7.6878 | 5% | 7.3034
20692 | Belden Wire | 34402 010250 | #2 STR CSPE 105C 600V | FT |  | 1 Year | 7.1049 | 5% | 6.7497
20693 | Belden Wire | 34402 010500 | #2 STR CSPE 105C 600V | FT |  | 1 Year | 7.0224 | 5% | 6.6713
20694 | Belden Wire | 34403 010500 | #3 STR CSM BLK | FT |  | 1 Year | 5.0224 | 5% | 4.7713
20695 | Belden Wire | 34404 010100 | #4 STR CSPE 105C 600V | FT |  | 1 Year | 5.1965 | 5% | 4.9367
20696 | Belden Wire | 34404 010250 | #4 STR CSPE 105C 600V | FT |  | 1 Year | 4.793 | 5% | 4.5534
20697 | Belden Wire | 34404 010500 | #4 STR CSPE 105C 600V | FT |  | 1 Year | 4.7443 | 5% | 4.5071
20698 | Belden Wire | 34406 010100 | #6 STR CSPE 105C 600V | FT |  | 1 Year | 3.5355 | 5% | 3.3587
20699 | Belden Wire | 34406 0101000 | #6 STR CSPE 105C 600V | FT |  | 1 Year | 3.1695 | 5% | 3.011
20700 | Belden Wire | 34406 010250 | #6 STR CSPE 105C 600V | FT |  | 1 Year | 3.246 | 5% | 3.0837
20701 | Belden Wire | 34408 008250 | #8 STR CSPE 105C 600V | FT |  | 1 Year | 2.0724 | 5% | 1.9688
20702 | Belden Wire | 34408 010100 | #8 STR CSPE 105C 600V | FT |  | 1 Year | 2.2608 | 5% | 2.1478
20703 | Belden Wire | 34408 010250 | #8 STR CSPE 105C 600V | FT |  | 1 Year | 2.0724 | 5% | 1.9688
20704 | Belden Wire | 34410 0082000 | #10 STR CSPE 105C 600V | FT |  | 1 Year | 1.2879 | 5% | 1.2235
20705 | Belden Wire | 34410 010100 | #10 STR CSPE 105C 600V | FT |  | 1 Year | 1.4283 | 5% | 1.3569
20706 | Belden Wire | 34410 0102000 | #10 STR CSPE 105C 600V | FT |  | 1 Year | 1.2879 | 5% | 1.2235
20707 | Belden Wire | 34410 010500 | #10 STR CSPE 105C 600V | FT |  | 1 Year | 1.3229 | 5% | 1.2568
20708 | Belden Wire | 34412 002500 | #12 STR CSPE 105C 600V | FT |  | 1 Year | 0.9385 | 5% | 0.89158
20709 | Belden Wire | 34412 005500 | #12 STR CSPE 105C 600V | FT |  | 1 Year | 0.9385 | 5% | 0.89158
20710 | Belden Wire | 34412 010100 | #12 STR CSPE 105C 600V | FT |  | 1 Year | 1.0323 | 5% | 0.98068
20711 | Belden Wire | 34412 0103000 | #12 STR CSPE 105C 600VLK | FT |  | 1 Year | 0.8645 | 5% | 0.82127
20712 | Belden Wire | 34412 010500 | #12 STR CSPE 105C 600V | FT |  | 1 Year | 0.9385 | 5% | 0.89158
20713 | Belden Wire | 34414 002500 | #14 STR CSPE 105C 600V | FT |  | 1 Year | 0.6912 | 5% | 0.65664
20714 | Belden Wire | 34414 005500 | #14 STR CSPE 105C 600V | FT |  | 1 Year | 0.6912 | 5% | 0.65664
20715 | Belden Wire | 34414 0084000 | #14 STR CSPE 105C 600VRY | FT |  | 1 Year | 0.6702 | 5% | 0.63669
20716 | Belden Wire | 34414 008500 | #14 STR CSPE 105C 600V | FT |  | 1 Year | 0.6912 | 5% | 0.65664
20717 | Belden Wire | 34414 010100 | #14 STR CSPE 105C 600V | FT |  | 1 Year | 0.8 | 5% | 0.76
20718 | Belden Wire | 34414 0104000 | #14 STR CSPE 105C 600V | FT |  | 1 Year | 0.6471 | 5% | 0.61474
20719 | Belden Wire | 34414 010500 | #14 STR CSPE 105C 600V | FT |  | 1 Year | 0.6912 | 5% | 0.65664
20720 | Belden Wire | 34416 002500 | #16 STR CSPE 105C 600V | FT |  | 1 Year | 0.5679 | 5% | 0.5395
20721 | Belden Wire | 34416 005500 | #16 STR CSPE 105C 600V | FT |  | 1 Year | 0.5679 | 5% | 0.5395
20722 | Belden Wire | 34416 0084000 | #16 STR CSPE 105C 600V | FT |  | 1 Year | 0.5679 | 5% | 0.5395
20723 | Belden Wire | 34416 010100 | #16 STR CSPE 105C 600V | FT |  | 1 Year | 0.6501 | 5% | 0.6176
20724 | Belden Wire | 34416 0104000 | #16 STR CSPE 105C 600V | FT |  | 1 Year | 0.5679 | 5% | 0.5395
20725 | Belden Wire | 34416 010500 | #16 STR CSPE 105C 600V | FT |  | 1 Year | 0.5679 | 5% | 0.5395
20726 | Belden Wire | 34418 002500 | #18 STR CSPE 105C 600V | FT |  | 1 Year | 0.4699 | 5% | 0.4464
20727 | Belden Wire | 34418 0025000 | #18 STR CSPE 105C 600V | FT |  | 1 Year | 0.4383 | 5% | 0.41639
20728 | Belden Wire | 34418 004500 | #18 STR CSPE 105C 600V | FT |  | 1 Year | 0.4699 | 5% | 0.4464
20729 | Belden Wire | 34418 0055000 | #18 STR CSPE 105C 600V | FT |  | 1 Year | 0.4383 | 5% | 0.41639
20730 | Belden Wire | 34418 0085000 | #18 STR CSPE 105C 600V | FT |  | 1 Year | 0.4383 | 5% | 0.41639
20731 | Belden Wire | 34418 009500 | #18 STR CSPE 105C 600V | FT |  | 1 Year | 0.4699 | 5% | 0.4464
20732 | Belden Wire | 34418 010500 | #18 STR CSPE 105C 600V | FT |  | 1 Year | 0.4699 | 5% | 0.4464
20733 | Belden Wire | 34418 0105000 | #18 STR CSPE 105C 600V | FT |  | 1 Year | 0.4383 | 5% | 0.41639
20734 | Belden Wire | 34418 013500 | #18 STR CSPE 105C 600V | FT |  | 1 Year | 0.4699 | 5% | 0.4464
20735 | Belden Wire | 34430 010250 | #3/0 STR CSPE 105C 600V | FT |  | 1 Year | 18.2323 | 5% | 17.3207
20736 | Belden Wire | 34430 01050 | #3/0 STR CSPE 105C 600V | FT |  | 1 Year | 20.1684 | 5% | 19.16
20737 | Belden Wire | 34440 01050 | #4/0 STR CSPE 105C 600V | FT |  | 1 Year | 26.6117 | 5% | 25.2811
20738 | Belden Wire | 34490 010100 | #1/0 STR CSPE 105C 600V | FT |  | 1 Year | 12.071 | 5% | 11.4674
20739 | Belden Wire | 34490 010250 | #1/0 STR CSPE 105C 600V | FT |  | 1 Year | 11.0861 | 5% | 10.5318
20740 | Belden Wire | 34490 01050 | #1/0 STR CSPE 105C 600V | FT |  | 1 Year | 13.282 | 5% | 12.6179
20741 | Belden Wire | 34916 010500 | #16 STR CSPE 105C 300V | FT |  | 1 Year | 0.4045 | 5% | 0.38428
20742 | Belden Wire | 34918 002500 | #18 STR CSPE 105C 300V | FT |  | 1 Year | 0.3983 | 5% | 0.37838
20743 | Belden Wire | 34918 0025000 | #18 STR CSPE 105C 300V | FT |  | 1 Year | 0.3715 | 5% | 0.35292
20744 | Belden Wire | 34918 010500 | #18 STR CSPE 105C 300V | FT |  | 1 Year | 0.3983 | 5% | 0.37838
20745 | Belden Wire | 34918 0105000 | #18 STR CSPE 105C 300V | FT |  | 1 Year | 0.3715 | 5% | 0.35292
20746 | Belden Wire | 34920 0105000 | #20 STR CSPE 105C 300V | FT |  | 1 Year | 0.2191 | 5% | 0.20814
20747 | Belden Wire | 35410 010500 | #10 STR XLPE BLK | FT |  | 1 Year | 1.1943 | 5% | 1.1346
20748 | Belden Wire | 35410 0105000 | #10 STR XLPE BLK | FT |  | 1 Year | 1.092 | 5% | 1.0374
20749 | Belden Wire | 35412 0105000 | #12 STR XLPE BLK | FT |  | 1 Year | 0.6864 | 5% | 0.65208
20750 | Belden Wire | 35414 010500 | #14 STR XLPE BLK | FT |  | 1 Year | 0.6111 | 5% | 0.58054
20751 | Belden Wire | 35416 0105000 | #16 STR XLPE BLK | FT |  | 1 Year | 0.3709 | 5% | 0.35235
20752 | Belden Wire | 35418 009500 | #18 STR XLPE WHT | FT |  | 1 Year | 0.3076 | 5% | 0.29222
20753 | Belden Wire | 35418 010500 | #18 STR XLPE BLK | FT |  | 1 Year | 0.3076 | 5% | 0.29222
20754 | Belden Wire | 35418 0105000 | #18 STR XLPE BLK | FT |  | 1 Year | 0.2804 | 5% | 0.26638
20755 | Belden Wire | 35606 0102000 | #6 STR XLPE 125C 600VBLK | FT |  | 1 Year | 2.5991 | 5% | 2.4691
20756 | Belden Wire | 35608 0092000 | #8 STR XLPE 125C 600V | FT |  | 1 Year | 1.7533 | 5% | 1.6656
20757 | Belden Wire | 35608 0102000 | #8 STR XLPE 125C 600V | FT |  | 1 Year | 1.7533 | 5% | 1.6656
20758 | Belden Wire | 35610 0092000 | #10STR XLPE 125C 600VWHT | FT |  | 1 Year | 1.2855 | 5% | 1.2212
20759 | Belden Wire | 35610 0102000 | #10STR XLPE 125C 600VBLK | FT |  | 1 Year | 1.2855 | 5% | 1.2212
20760 | Belden Wire | 35612 0093000 | #12STR XLPE 125C 600VWHT | FT |  | 1 Year | 0.7966 | 5% | 0.75677
20761 | Belden Wire | 35612 0103000 | #12STR XLPE 125C 600VBLK | FT |  | 1 Year | 0.7966 | 5% | 0.75677
20762 | Belden Wire | 35612 010500 | #12 STR XLPE BLK | FT |  | 1 Year | 0.8154 | 5% | 0.77463
20763 | Belden Wire | 35614 0095000 | #14STR XLPE 125C 600VWHT | FT |  | 1 Year | 0.4764 | 5% | 0.45258
20764 | Belden Wire | 35614 010500 | #14 STR XLPE 125C 600V | FT |  | 1 Year | 0.5298 | 5% | 0.50331
20765 | Belden Wire | 35614 0105000 | #14STR XLPE 125C 600VBLK | FT |  | 1 Year | 0.4764 | 5% | 0.45258
20766 | Belden Wire | 35616 0015000 | #16STR XLPE 125C 600VBRN | FT |  | 1 Year | 0.3417 | 5% | 0.32461
20767 | Belden Wire | 35616 002500 | #16 STR XLPE 125C 600V | FT |  | 1 Year | 0.3548 | 5% | 0.33706
20768 | Belden Wire | 35616 0025000 | #16 STR XLPE 125C 600V | FT |  | 1 Year | 0.3417 | 5% | 0.32461
20769 | Belden Wire | 35616 0035000 | #16STR XLPE 125C 600VORG | FT |  | 1 Year | 0.3417 | 5% | 0.32461
20770 | Belden Wire | 35616 0045000 | #16STR XLPE 125C 600VYEL | FT |  | 1 Year | 0.3417 | 5% | 0.32461
20771 | Belden Wire | 35616 005500 | #16 STR XLPE 125C 600V | FT |  | 1 Year | 0.3548 | 5% | 0.33706
20772 | Belden Wire | 35616 0055000 | #16STRXLPE 125C 600VDGRN | FT |  | 1 Year | 0.3417 | 5% | 0.32461
20773 | Belden Wire | 35616 0065000 | #16STRXLPE 125C 600VLBLU | FT |  | 1 Year | 0.3417 | 5% | 0.32461
20774 | Belden Wire | 35616 009500 | #16 STR XLPE 125C 600V | FT |  | 1 Year | 0.3548 | 5% | 0.33706
20775 | Belden Wire | 35616 010500 | #16 STR XLPE 125C 600V | FT |  | 1 Year | 0.3548 | 5% | 0.33706
20776 | Belden Wire | 35616 0105000 | #16STR XLPE 125C 600VBLK | FT |  | 1 Year | 0.3417 | 5% | 0.32461
20777 | Belden Wire | 35618 0015000 | #18STR XLPE 125C 600VBRN | FT |  | 1 Year | 0.2378 | 5% | 0.22591
20778 | Belden Wire | 35618 002500 | #18 STR XLPE 125C 600V | FT |  | 1 Year | 0.2667 | 5% | 0.25337
20779 | Belden Wire | 35618 0025000 | #18STR XLPE 125C 600VRED | FT |  | 1 Year | 0.2378 | 5% | 0.22591
20780 | Belden Wire | 35618 0035000 | #18STR XLPE 125C 600VORG | FT |  | 1 Year | 0.2378 | 5% | 0.22591
20781 | Belden Wire | 35618 004500 | #18 STR XLPE 125C 600V | FT |  | 1 Year | 0.2667 | 5% | 0.25337
20782 | Belden Wire | 35618 0045000 | #18STR XLPE 125C 600VYEL | FT |  | 1 Year | 0.2378 | 5% | 0.22591
20783 | Belden Wire | 35618 0055000 | #18STRXLPE 125C 600VDGRN | FT |  | 1 Year | 0.2378 | 5% | 0.22591
20784 | Belden Wire | 35618 0065000 | #18STRXLPE 125C 600VLBLU | FT |  | 1 Year | 0.2378 | 5% | 0.22591
20785 | Belden Wire | 35618 0075000 | #18STR XLPE 125C 600VVIO | FT |  | 1 Year | 0.2378 | 5% | 0.22591
20786 | Belden Wire | 35618 0085000 | #18STR XLPE 125C 600VGRY | FT |  | 1 Year | 0.2378 | 5% | 0.22591
20787 | Belden Wire | 35618 0095000 | #18STR XLPE 125C 600VWHT | FT |  | 1 Year | 0.2378 | 5% | 0.22591
20788 | Belden Wire | 35618 010500 | #18 STR XLPE 125C 600V | FT |  | 1 Year | 0.2667 | 5% | 0.25337
20789 | Belden Wire | 35618 0105000 | #18STR XLPE 125C 600VBLK | FT |  | 1 Year | 0.2378 | 5% | 0.22591
20790 | Belden Wire | 35618 0125000 | #18STR XLPE 125C 600VPNK | FT |  | 1 Year | 0.2378 | 5% | 0.22591
20791 | Belden Wire | 35618 0135000 | #18STRXLPE 125C 600VDBLU | FT |  | 1 Year | 0.2378 | 5% | 0.22591
20792 | Belden Wire | 35620 0065000 | #20 STR XLPE 125C 600V LBLU | FT |  | 1 Year | 0.1911 | 5% | 0.18154
20793 | Belden Wire | 35620 010500 | #20 STR XLPE 125C 600V BLK | FT |  | 1 Year | 0.2088 | 5% | 0.19836
20794 | Belden Wire | 35620 0105000 | #20 STR XLPE 125C 600V BLK | FT |  | 1 Year | 0.1911 | 5% | 0.18154
20795 | Belden Wire | 35622 0025000 | #22 STR XLPE 125C 600V | FT |  | 1 Year | 0.1785 | 5% | 0.16957
20796 | Belden Wire | 35622 0055000 | #22 STR XLPE 125C 600V | FT |  | 1 Year | 0.1785 | 5% | 0.16957
20797 | Belden Wire | 35622 0105000 | #22 STR XLPE 125C 600V | FT |  | 1 Year | 0.1785 | 5% | 0.16957
20798 | Belden Wire | 35718 0095000 | #18 STR XLPE 105C 300V | FT |  | 1 Year | 0.2282 | 5% | 0.21679
20799 | Belden Wire | 35718 0105000 | #18 STR XLPE 105C 300V | FT |  | 1 Year | 0.2282 | 5% | 0.21679
20800 | Belden Wire | 36100 01050 | #2/0 STR CSPE BLK | FT |  | 1 Year | 18.5546 | 5% | 17.6269
20801 | Belden Wire | 36101 010250 | #1 STR CSPE BLK | FT |  | 1 Year | 11.3445 | 5% | 10.7773
20802 | Belden Wire | 36102 010500 | #2 STR CSPE BLK | FT |  | 1 Year | 9.0376 | 5% | 8.5857
20803 | Belden Wire | 36104 010500 | #4 STR CSPE BLK | FT |  | 1 Year | 6.4283 | 5% | 6.1069
20804 | Belden Wire | 36106 01050 | #6 STR CSPE BLK | FT |  | 1 Year | 5.5821 | 5% | 5.303
20805 | Belden Wire | 36106 010500 | #6 STR CSPE BLK | FT |  | 1 Year | 4.6754 | 5% | 4.4416
20806 | Belden Wire | 36108 010500 | #8 STR CSPE BLK | FT |  | 1 Year | 3.2982 | 5% | 3.1333
20807 | Belden Wire | 3612 003A1000 | CAT6E 4PR U/UTP CMR RIB | FT |  | 1 Year | 0.4057 | 5% | 0.38542
20808 | Belden Wire | 3612 003U1000 | CAT6E 4PR U/UTP CMR BOX | FT |  | 1 Year | 0.4057 | 5% | 0.38542
20809 | Belden Wire | 3612 0041000 | CAT6E 4PR U/UTP CMR REEL | FT |  | 1 Year | 0.4057 | 5% | 0.38542
20810 | Belden Wire | 3612 0042500 | CAT6E 4PR U/UTP CMR REEL | FT |  | 1 Year | 0.4057 | 5% | 0.38542
20811 | Belden Wire | 3612 004A1000 | CAT6E 4PR U/UTP CMR RIB | FT |  | 1 Year | 0.4057 | 5% | 0.38542
20812 | Belden Wire | 3612 004U1000 | CAT6E 4PR U/UTP CMR BOX | FT |  | 1 Year | 0.4057 | 5% | 0.38542
20813 | Belden Wire | 3612 0051000 | CAT6E 4PR U/UTP CMR REEL | FT |  | 1 Year | 0.4057 | 5% | 0.38542
20814 | Belden Wire | 3612 005A1000 | CAT6E 4PR U/UTP CMR RIB | FT |  | 1 Year | 0.4057 | 5% | 0.38542
20815 | Belden Wire | 3612 005U1000 | CAT6E 4PR U/UTP CMR BOX | FT |  | 1 Year | 0.4057 | 5% | 0.38542
20816 | Belden Wire | 3612 0061000 | CAT6E 4PR U/UTP CMR REEL | FT |  | 1 Year | 0.4057 | 5% | 0.38542
20817 | Belden Wire | 3612 0062500 | CAT6E 4PR U/UTP CMR REEL | FT |  | 1 Year | 0.4057 | 5% | 0.38542
20818 | Belden Wire | 3612 006A1000 | CAT6E 4PR U/UTP CMR RIB | FT |  | 1 Year | 0.4057 | 5% | 0.38542
20819 | Belden Wire | 3612 006U1000 | CAT6E 4PR U/UTP CMR BOX | FT |  | 1 Year | 0.4057 | 5% | 0.38542
20820 | Belden Wire | 3612 007A1000 | CAT6E 4PR U/UTP CMR RIB | FT |  | 1 Year | 0.4057 | 5% | 0.38542
20821 | Belden Wire | 3612 007U1000 | CAT6E 4PR U/UTP CMR BOX | FT |  | 1 Year | 0.4057 | 5% | 0.38542
20822 | Belden Wire | 3612 0081000 | CAT6E 4PR U/UTP CMR REEL | FT |  | 1 Year | 0.4057 | 5% | 0.38542
20823 | Belden Wire | 3612 008A1000 | CAT6E 4PR U/UTP CMR RIB | FT |  | 1 Year | 0.4057 | 5% | 0.38542
20824 | Belden Wire | 3612 008U1000 | CAT6E 4PR U/UTP CMR BOX | FT |  | 1 Year | 0.4057 | 5% | 0.38542
20825 | Belden Wire | 3612 0091000 | CAT6E 4PR U/UTP CMR REEL | FT |  | 1 Year | 0.4057 | 5% | 0.38542
20826 | Belden Wire | 3612 0092500 | CAT6E 4PR U/UTP CMR REEL | FT |  | 1 Year | 0.4057 | 5% | 0.38542
20827 | Belden Wire | 3612 009A1000 | CAT6E 4PR U/UTP CMR RIB | FT |  | 1 Year | 0.4057 | 5% | 0.38542
20828 | Belden Wire | 3612 009U1000 | CAT6E 4PR U/UTP CMR BOX | FT |  | 1 Year | 0.4057 | 5% | 0.38542
20829 | Belden Wire | 3612 0101000 | CAT6E 4PR U/UTP CMR REEL | FT |  | 1 Year | 0.4057 | 5% | 0.38542
20830 | Belden Wire | 3612 010A1000 | CAT6E 4PR U/UTP CMR RIB | FT |  | 1 Year | 0.4057 | 5% | 0.38542
20831 | Belden Wire | 3612 010U1000 | CAT6E 4PR U/UTP CMR BOX | FT |  | 1 Year | 0.4057 | 5% | 0.38542
20832 | Belden Wire | 3613 002A1000 | CAT6E 4PR U/UTP CMP RIB | FT |  | 1 Year | 0.8256 | 5% | 0.78432
20833 | Belden Wire | 3613 0031000 | CAT6E 4PR U/UTP CMP REEL | FT |  | 1 Year | 0.8256 | 5% | 0.78432
20834 | Belden Wire | 3613 003A1000 | CAT6E 4PR U/UTP CMP RIB | FT |  | 1 Year | 0.8256 | 5% | 0.78432
20835 | Belden Wire | 3613 003U1000 | CAT6E 4PR U/UTP CMP BOX | FT |  | 1 Year | 0.8256 | 5% | 0.78432
20836 | Belden Wire | 3613 0041000 | CAT6E 4PR U/UTP CMP REEL | FT |  | 1 Year | 0.8256 | 5% | 0.78432
20837 | Belden Wire | 3613 0042500 | CAT6E 4PR U/UTP CMP REEL | FT |  | 1 Year | 0.8256 | 5% | 0.78432
20838 | Belden Wire | 3613 004A1000 | CAT6E 4PR U/UTP CMP RIB | FT |  | 1 Year | 0.8256 | 5% | 0.78432
20839 | Belden Wire | 3613 004U1000 | CAT6E 4PR U/UTP CMP BOX | FT |  | 1 Year | 0.8256 | 5% | 0.78432
20840 | Belden Wire | 3613 0051000 | CAT6E 4PR U/UTP CMP REEL | FT |  | 1 Year | 0.8256 | 5% | 0.78432
20841 | Belden Wire | 3613 0052500 | CAT6E 4PR U/UTP CMP REEL | FT |  | 1 Year | 0.8256 | 5% | 0.78432
20842 | Belden Wire | 3613 005A1000 | CAT6E 4PR U/UTP CMP RIB | FT |  | 1 Year | 0.8256 | 5% | 0.78432
20843 | Belden Wire | 3613 005U1000 | CAT6E 4PR U/UTP CMP BOX | FT |  | 1 Year | 0.8256 | 5% | 0.78432
20844 | Belden Wire | 3613 007A1000 | CAT6E 4PR U/UTP CMP RIB | FT |  | 1 Year | 0.8256 | 5% | 0.78432
20845 | Belden Wire | 3613 007U1000 | CAT6E 4PR U/UTP CMP BOX | FT |  | 1 Year | 0.8256 | 5% | 0.78432
20846 | Belden Wire | 3613 0081000 | CAT6E 4PR U/UTP CMP REEL | FT |  | 1 Year | 0.8256 | 5% | 0.78432
20847 | Belden Wire | 3613 008A1000 | CAT6E 4PR U/UTP CMP RIB | FT |  | 1 Year | 0.8256 | 5% | 0.78432
20848 | Belden Wire | 3613 008U1000 | CAT6E 4PR U/UTP CMP BOX | FT |  | 1 Year | 0.8256 | 5% | 0.78432
20849 | Belden Wire | 3613 0091000 | CAT6E 4PR U/UTP CMP REEL | FT |  | 1 Year | 0.8256 | 5% | 0.78432
20850 | Belden Wire | 3613 0092500 | CAT6E 4PR U/UTP CMP REEL | FT |  | 1 Year | 0.8256 | 5% | 0.78432
20851 | Belden Wire | 3613 009A1000 | CAT6E 4PR U/UTP CMP RIB | FT |  | 1 Year | 0.8256 | 5% | 0.78432
20852 | Belden Wire | 3613 009U1000 | CAT6E 4PR U/UTP CMP BOX | FT |  | 1 Year | 0.8256 | 5% | 0.78432
20853 | Belden Wire | 3613 0101000 | CAT6E 4PR U/UTP CMP REEL | FT |  | 1 Year | 0.8256 | 5% | 0.78432
20854 | Belden Wire | 3613 0102500 | CAT6E 4PR U/UTP CMP REEL | FT |  | 1 Year | 0.8256 | 5% | 0.78432
20855 | Belden Wire | 3613 010A1000 | CAT6E 4PR U/UTP CMP RIB | FT |  | 1 Year | 0.8256 | 5% | 0.78432
20856 | Belden Wire | 3613 010U1000 | CAT6E 4PR U/UTP CMP BOX | FT |  | 1 Year | 0.8256 | 5% | 0.78432
20857 | Belden Wire | 3613 012A1000 | CAT6E 4PR U/UTP CMP RIB | FT |  | 1 Year | 0.8256 | 5% | 0.78432
20858 | Belden Wire | 3613 D151000 | CAT6E 4PR U/UTP CMP REEL | FT |  | 1 Year | 0.8256 | 5% | 0.78432
20859 | Belden Wire | 3613 D152500 | CAT6E 4PR U/UTP CMP REEL | FT |  | 1 Year | 0.8256 | 5% | 0.78432
20860 | Belden Wire | 3613 D15A1000 | CAT6E 4PR U/UTP CMP RIB | FT |  | 1 Year | 0.8256 | 5% | 0.78432
20861 | Belden Wire | 3613 D15U1000 | CAT6E 4PR U/UTP CMP BOX | FT |  | 1 Year | 0.8256 | 5% | 0.78432
20862 | Belden Wire | 36140 010250 | #4/0 STR CSPE BLK | FT |  | 1 Year | 26.8878 | 5% | 25.5434
20863 | Belden Wire | 36190 010500 | #1/0 STR CSPE BLK | FT |  | 1 Year | 13.5273 | 5% | 12.8509
20864 | Belden Wire | 3624 006A1000 | CAT6E 4PR U/UTP LSZH RIB | FT |  | 1 Year | 0.4776 | 5% | 0.45372
20865 | Belden Wire | 3624 007A1000 | CAT6E 4PR U/UTP LSZH RIB | FT |  | 1 Year | 0.4776 | 5% | 0.45372
20866 | Belden Wire | 3624 009A1000 | CAT6E 4PR U/UTP LSZH RIB | FT |  | 1 Year | 0.4503 | 5% | 0.42778
20867 | Belden Wire | 3632 003A1000 | CAT6E 4PRB U/UTP CMR RIB | FT |  | 1 Year | 0.4559 | 5% | 0.43311
20868 | Belden Wire | 3632 0041000 | CAT6E 4PRB U/UTP CMR REEL | FT |  | 1 Year | 0.4559 | 5% | 0.43311
20869 | Belden Wire | 3632 004A1000 | CAT6E 4PRB U/UTP CMR RIB | FT |  | 1 Year | 0.4559 | 5% | 0.43311
20870 | Belden Wire | 3632 0051000 | CAT6E 4PRB U/UTP CMR REEL | FT |  | 1 Year | 0.4559 | 5% | 0.43311
20871 | Belden Wire | 3632 005A1000 | CAT6E 4PRB U/UTP CMR RIB | FT |  | 1 Year | 0.4559 | 5% | 0.43311
20872 | Belden Wire | 3632 0061000 | *CAT6E 4PRB U/UTP CMR REEL | FT |  | 1 Year | 0.4559 | 5% | 0.43311
20873 | Belden Wire | 3632 006A1000 | CAT6E 4PRB U/UTP CMR RIB | FT |  | 1 Year | 0.4559 | 5% | 0.43311
20874 | Belden Wire | 3632 006U1000 | CAT6E 4PRB U/UTP CMR BOX | FT |  | 1 Year | 0.4559 | 5% | 0.43311
20875 | Belden Wire | 3632 0081000 | CAT6E 4PRB U/UTP CMR REEL | FT |  | 1 Year | 0.4559 | 5% | 0.43311
20876 | Belden Wire | 3632 008A1000 | CAT6E 4PRB U/UTP CMR RIB | FT |  | 1 Year | 0.4559 | 5% | 0.43311
20877 | Belden Wire | 3632 008U1000 | CAT6E 4PRB U/UTP CMR BOX | FT |  | 1 Year | 0.4559 | 5% | 0.43311
20878 | Belden Wire | 3632 0091000 | CAT6E 4PRB U/UTP CMR REEL | FT |  | 1 Year | 0.4559 | 5% | 0.43311
20879 | Belden Wire | 3632 009A1000 | CAT6E 4PRB U/UTP CMR RIB | FT |  | 1 Year | 0.4559 | 5% | 0.43311
20880 | Belden Wire | 3632 0101000 | *CAT6E 4PRB U/UTP CMR REEL | FT |  | 1 Year | 0.4559 | 5% | 0.43311
20881 | Belden Wire | 3632 010A1000 | CAT6E 4PRB U/UTP CMR RIB | FT |  | 1 Year | 0.4559 | 5% | 0.43311
20882 | Belden Wire | 3633 0021000 | CAT6E 4PRB U/UTP CMP REEL | FT |  | 1 Year | 0.9268 | 5% | 0.88046
20883 | Belden Wire | 3633 002A1000 | CAT6E 4PRB U/UTP CMP RIB | FT |  | 1 Year | 0.9268 | 5% | 0.88046
20884 | Belden Wire | 3633 0031000 | CAT6E 4PRB U/UTP CMP REEL | FT |  | 1 Year | 0.9268 | 5% | 0.88046
20885 | Belden Wire | 3633 003A1000 | CAT6E 4PRB U/UTP CMP RIB | FT |  | 1 Year | 0.9268 | 5% | 0.88046
20886 | Belden Wire | 3633 0041000 | CAT6E 4PRB U/UTP CMP REEL | FT |  | 1 Year | 0.9268 | 5% | 0.88046
20887 | Belden Wire | 3633 004A1000 | CAT6E 4PRB U/UTP CMP RIB | FT |  | 1 Year | 0.9268 | 5% | 0.88046
20888 | Belden Wire | 3633 0051000 | CAT6E 4PRB U/UTP CMP REEL | FT |  | 1 Year | 0.9268 | 5% | 0.88046
20889 | Belden Wire | 3633 005A1000 | CAT6E 4PRB U/UTP CMP RIB | FT |  | 1 Year | 0.9268 | 5% | 0.88046
20890 | Belden Wire | 3633 0081000 | CAT6E 4PRB U/UTP CMP REEL | FT |  | 1 Year | 0.9268 | 5% | 0.88046
20891 | Belden Wire | 3633 008A1000 | CAT6E 4PRB U/UTP CMP RIB | FT |  | 1 Year | 0.9268 | 5% | 0.88046
20892 | Belden Wire | 3633 008U1000 | CAT6E 4PRB U/UTP CMP BOX | FT |  | 1 Year | 0.9268 | 5% | 0.88046
20893 | Belden Wire | 3633 0091000 | CAT6E 4PRB U/UTP CMP REEL | FT |  | 1 Year | 0.9268 | 5% | 0.88046
20894 | Belden Wire | 3633 009A1000 | CAT6E 4PRB U/UTP CMP RIB | FT |  | 1 Year | 0.9268 | 5% | 0.88046
20895 | Belden Wire | 3633 009U1000 | CAT6E 4PRB U/UTP CMP BOX | FT |  | 1 Year | 0.9268 | 5% | 0.88046
20896 | Belden Wire | 3633 0101000 | CAT6E 4PRB U/UTP CMP REEL | FT |  | 1 Year | 0.9268 | 5% | 0.88046
20897 | Belden Wire | 3633 010A1000 | CAT6E 4PRB U/UTP CMP RIB | FT |  | 1 Year | 0.9268 | 5% | 0.88046
20898 | Belden Wire | 3633 D151000 | CAT6E 4PRB U/UTP CMP REEL | FT |  | 1 Year | 0.9268 | 5% | 0.88046
20899 | Belden Wire | 3633 D15U1000 | CAT6E 4PRB U/UTP CMP BOX | FT |  | 1 Year | 0.9268 | 5% | 0.88046
20900 | Belden Wire | 36C-16P | MALE INSULATOR, 2 PC., 16 POLE | EA |  | 1 Year | 72 | 5% | 68.4
20901 | Belden Wire | 36C-16S | FML INSULATOR, 2 PC., 16 POLE | EA |  | 1 Year | 111.1 | 5% | 105.545
20902 | Belden Wire | 3701-5 | CHAMBER 3701-A3 | EA |  | 1 Year | 25.0224 | 5% | 23.7713
20903 | Belden Wire | 37100 010100 | #2/0 STR EPDM 150C 600V | FT |  | 1 Year | 18.0214 | 5% | 17.1203
20904 | Belden Wire | 37100 010250 | #2/0 STR EPDM 150C 600V | FT |  | 1 Year | 16.8211 | 5% | 15.98
20905 | Belden Wire | 37100 01050 | #2/0 STR EPDM 150C 600V | FT |  | 1 Year | 18.615 | 5% | 17.6842
20906 | Belden Wire | 37100 010500 | #2/0 STR EDPM 150C 600V | FT |  | 1 Year | 16.0109 | 5% | 15.2104
20907 | Belden Wire | 37101 010100 | #1 STR EPDM 150C 600V | FT |  | 1 Year | 11.2806 | 5% | 10.7166
20908 | Belden Wire | 37101 0101000 | #1 STR EPDM BLK | FT |  | 1 Year | 9.7174 | 5% | 9.2315
20909 | Belden Wire | 37101 010250 | #1 STR EPDM 150C 600V | FT |  | 1 Year | 10.2104 | 5% | 9.6999
20910 | Belden Wire | 37102 010100 | #2 STR EPDM 150C 600V | FT |  | 1 Year | 8.7984 | 5% | 8.3585
20911 | Belden Wire | 37102 0101000 | #2 STR EPDM BLK | FT |  | 1 Year | 7.6399 | 5% | 7.2579
20912 | Belden Wire | 37102 010250 | #2 STR EPDM 150C 600V | FT |  | 1 Year | 8.016 | 5% | 7.6152
20913 | Belden Wire | 37103 010100 | #3 STR EPDM 150C 600V | FT |  | 1 Year | 7.3818 | 5% | 7.0127
20914 | Belden Wire | 37103 010250 | #3 STR EPDM 150C 600V | FT |  | 1 Year | 6.7322 | 5% | 6.3956
20915 | Belden Wire | 37104 010100 | #4 STR EPDM 150C 600V | FT |  | 1 Year | 5.9225 | 5% | 5.6264
20916 | Belden Wire | 37104 0101000 | #4 STR EPDM BLK | FT |  | 1 Year | 4.5573 | 5% | 4.3294
20917 | Belden Wire | 37104 010250 | #4 STR EPDM 150C 600V | FT |  | 1 Year | 5.3944 | 5% | 5.1247
20918 | Belden Wire | 37104 010500 | #4 STR EPDM 150C 600V | FT |  | 1 Year | 4.7905 | 5% | 4.551
20919 | Belden Wire | 37106 010100 | #6 STR EPDM 150C 600V | FT |  | 1 Year | 3.983 | 5% | 3.7838
20920 | Belden Wire | 37106 010250 | #6 STR EPDM 150C 600C | FT |  | 1 Year | 3.7217 | 5% | 3.5356
20921 | Belden Wire | 37106 0102500 | #6 STR EPDM BLK | FT |  | 1 Year | 3.4513 | 5% | 3.2787
20922 | Belden Wire | 37106 010500 | #6 STR EPDM 150C 600V | FT |  | 1 Year | 3.6972 | 5% | 3.5123
20923 | Belden Wire | 37108 010250 | #8 STR EPDM 150C 600V | FT |  | 1 Year | 2.4139 | 5% | 2.2932
20924 | Belden Wire | 37108 0102500 | #8 STR EPDM BLK | FT |  | 1 Year | 2.188 | 5% | 2.0786
20925 | Belden Wire | 37108 010500 | #8 STR EPDM 150C 600V | FT |  | 1 Year | 2.3473 | 5% | 2.2299
20926 | Belden Wire | 37110 0102000 | #10 STR EPDM 150C 600V | FT |  | 1 Year | 1.3701 | 5% | 1.3016
20927 | Belden Wire | 37110 010500 | #10 STR EPDM 150C 600V | FT |  | 1 Year | 1.374 | 5% | 1.3053
20928 | Belden Wire | 37110 0105000 | #10 STR EPDM BLK | FT |  | 1 Year | 1.3453 | 5% | 1.278
20929 | Belden Wire | 37112 002500 | #12 STR EPDM 150C 600V | FT |  | 1 Year | 0.9686 | 5% | 0.92017
20930 | Belden Wire | 37112 0103000 | #12STR EPDM 150C 600VBLK | FT |  | 1 Year | 0.9469 | 5% | 0.89955
20931 | Belden Wire | 37112 010500 | #12 STR EPDM 150C 600V | FT |  | 1 Year | 0.9686 | 5% | 0.92017
20932 | Belden Wire | 37112 0105000 | #12 STR EPDM BLK | FT |  | 1 Year | 0.9292 | 5% | 0.88274
20933 | Belden Wire | 37114 0024000 | #14STR EPDM 150C 600VRED | FT |  | 1 Year | 0.544 | 5% | 0.5168
20934 | Belden Wire | 37114 002500 | #14 STR EPDM 150C 600V | FT |  | 1 Year | 0.6851 | 5% | 0.65085
20935 | Belden Wire | 37114 0104000 | #14STR EPDM 150C 600VBLK | FT |  | 1 Year | 0.544 | 5% | 0.5168
20936 | Belden Wire | 37114 010500 | #14 STR EPDM 150C | FT |  | 1 Year | 0.6851 | 5% | 0.65085
20937 | Belden Wire | 37114 0105000 | #14 STR EPDM BLK | FT |  | 1 Year | 0.5341 | 5% | 0.5074
20938 | Belden Wire | 37116 002500 | #16 STR EPDM 150C 600V | FT |  | 1 Year | 0.493 | 5% | 0.46835
20939 | Belden Wire | 37116 004500 | #16 STR EPDM 150C 600V | FT |  | 1 Year | 0.493 | 5% | 0.46835
20940 | Belden Wire | 37116 005500 | #16STREPDM 150C 600VDGRN | FT |  | 1 Year | 0.493 | 5% | 0.46835
20941 | Belden Wire | 37116 0104000 | #16STR EPDM 150C 600V | FT |  | 1 Year | 0.4083 | 5% | 0.38788
20942 | Belden Wire | 37116 010500 | #16 STR EPDM 150C 600V | FT |  | 1 Year | 0.493 | 5% | 0.46835
20943 | Belden Wire | 37116 0105000 | #16 STR EPDM 150C 600V | FT |  | 1 Year | 0.4011 | 5% | 0.38104
20944 | Belden Wire | 37116 013500 | #16 STR EPDM 150C 600V | FT |  | 1 Year | 0.493 | 5% | 0.46835
20945 | Belden Wire | 37118 002500 | #18 STR EPDM 150C 600V | FT |  | 1 Year | 0.3963 | 5% | 0.37648
20946 | Belden Wire | 37118 0025000 | #18STR EPDM 150C 600VRED | FT |  | 1 Year | 0.3106 | 5% | 0.29507
20947 | Belden Wire | 37118 005500 | #18STREPDM150C600VDGRN | FT |  | 1 Year | 0.3963 | 5% | 0.37648
20948 | Belden Wire | 37118 009500 | #18 STR EPDM 150C 600V | FT |  | 1 Year | 0.3963 | 5% | 0.37648
20949 | Belden Wire | 37118 0095000 | #18STR EPDM 150C 600VWHT | FT |  | 1 Year | 0.3106 | 5% | 0.29507
20950 | Belden Wire | 37118 010500 | #18 STR EPDM 150C 600V | FT |  | 1 Year | 0.3963 | 5% | 0.37648
20951 | Belden Wire | 37118 0105000 | #18STR EPDM 150C 600VBLK | FT |  | 1 Year | 0.3106 | 5% | 0.29507
20952 | Belden Wire | 37118 0135000 | #18STREPDM 150C 600VDBLU | FT |  | 1 Year | 0.3106 | 5% | 0.29507
20953 | Belden Wire | 37130 010250 | #3/0 STR EPDM 150C 600V | FT |  | 1 Year | 20.9375 | 5% | 19.8906
20954 | Belden Wire | 37130 01050 | #3/0 STR EPDM 150C 600V | FT |  | 1 Year | 23.1267 | 5% | 21.9704
20955 | Belden Wire | 37130 010500 | #3/0 STR EPDM BLK | FT |  | 1 Year | 19.9273 | 5% | 18.9309
20956 | Belden Wire | 37140 010250 | #4/0 STR EPDM 150C 600V | FT |  | 1 Year | 28.2605 | 5% | 26.8475
20957 | Belden Wire | 37140 01050 | #4/0 STR EPDM 150C 600V | FT |  | 1 Year | 31.2342 | 5% | 29.6725
20958 | Belden Wire | 37140 010500 | 4/0 STR EPDM BLK | FT |  | 1 Year | 26.9008 | 5% | 25.5558
20959 | Belden Wire | 37190 010100 | #1/0 STR EPDM 150C 600V | FT |  | 1 Year | 13.6231 | 5% | 12.9419
20960 | Belden Wire | 37190 010250 | #1/0 STR EPDM 150C 600V | FT |  | 1 Year | 12.5556 | 5% | 11.9278
20961 | Belden Wire | 37190 01050 | #1/0 STR EPDM 150C 600V | FT |  | 1 Year | 13.6231 | 5% | 12.9419
20962 | Belden Wire | 37190 010500 | 1/0 STR EPDM BLK | FT |  | 1 Year | 11.9501 | 5% | 11.3526
20963 | Belden Wire | 37500 010250 | #2/0 EPDM 150C 7.5KV AC | FT |  | 1 Year | 17.8016 | 5% | 16.9115
20964 | Belden Wire | 37500 01050 | #2/0 EPDM 150C 7.5KV AC | FT |  | 1 Year | 19.635 | 5% | 18.6532
20965 | Belden Wire | 37500 010500 | #2/0 EPDM 150C 7.5KV AC | FT |  | 1 Year | 17.7148 | 5% | 16.8291
20966 | Belden Wire | 37501 01050 | #1 EPDM 150C 7.5KV AC | FT |  | 1 Year | 12.5557 | 5% | 11.9279
20967 | Belden Wire | 37501 010500 | #1 EPDM 150C 7.5KV AC | FT |  | 1 Year | 10.8232 | 5% | 10.282
20968 | Belden Wire | 37502 0101000 | #2 EPDM 150C 7.5KV AC | FT |  | 1 Year | 8.7809 | 5% | 8.3419
20969 | Belden Wire | 37502 01050 | #2 EPDM 150C 7.5KV AC | FT |  | 1 Year | 11.0165 | 5% | 10.4657
20970 | Belden Wire | 37502 010500 | #2 EPDM 150C 7.5KV AC | FT |  | 1 Year | 8.9835 | 5% | 8.5343
20971 | Belden Wire | 37504 0101000 | #4 EPDM 150C 7.5KV AC | FT |  | 1 Year | 6.2463 | 5% | 5.934
20972 | Belden Wire | 37504 01050 | #4 EPDM 150C 7.5KV AC | FT |  | 1 Year | 8.2125 | 5% | 7.8019
20973 | Belden Wire | 37504 010500 | #4 EPDM 150C 7.5KV AC | FT |  | 1 Year | 6.43 | 5% | 6.1085
20974 | Belden Wire | 37506 0101000 | #6 EPDM 150C 7.5KV AC | FT |  | 1 Year | 4.3398 | 5% | 4.1228
20975 | Belden Wire | 37506 01050 | #6 EPDM 150C 7.5KV AC | FT |  | 1 Year | 6.0241 | 5% | 5.7229
20976 | Belden Wire | 37506 010500 | #6 EPDM 150C 7.5KV AC | FT |  | 1 Year | 4.4436 | 5% | 4.2214
20977 | Belden Wire | 37508 0101000 | #8 STR EPDM BLK | FT |  | 1 Year | 3.181 | 5% | 3.0219
20978 | Belden Wire | 37508 01050 | #8 STR EPDM BLK | FT |  | 1 Year | 4.7736 | 5% | 4.5349
20979 | Belden Wire | 37508 010500 | #8 STR EPDM BLK | FT |  | 1 Year | 3.2223 | 5% | 3.0612
20980 | Belden Wire | 375-24 | PROBE BODY BLANK | EA |  | 1 Year | 6.408 | 5% | 6.0876
20981 | Belden Wire | 37530 010250 | #3/0 EPDM 150C 7.5KV AC | FT |  | 1 Year | 23.0786 | 5% | 21.9247
20982 | Belden Wire | 37530 01050 | #3/0 EPDM 150C 7.5KV AC | FT |  | 1 Year | 25.1677 | 5% | 23.9093
20983 | Belden Wire | 37540 010250 | #4/0 EPDM 150C 7.5KV AC | FT |  | 1 Year | 28.5192 | 5% | 27.0932
20984 | Belden Wire | 37540 01050 | #4/0 EPDM 150C 7.5KV AC | FT |  | 1 Year | 31.5021 | 5% | 29.927
20985 | Belden Wire | 37540 010500 | #4/0 EPDM 150C 7.5KV AC | FT |  | 1 Year | 28.187 | 5% | 26.7777
20986 | Belden Wire | 37590 010250 | #1/0 EPDM 150C 7.5KV AC | FT |  | 1 Year | 13.5832 | 5% | 12.904
20987 | Belden Wire | 37590 01050 | #1/0 EPDM 150C 7.5KV AC | FT |  | 1 Year | 15.3376 | 5% | 14.5707
20988 | Belden Wire | 37590 010500 | #1/0 EPDM 150C 7.5KV AC | FT |  | 1 Year | 13.2928 | 5% | 12.6282
20989 | Belden Wire | 37R47-04 | CONECTOR-MOTOR (MALE) | EA |  | 1 Year | 1.6202 | 5% | 1.5392
20990 | Belden Wire | 37R47-05 | CONECTOR-MOTOR (MALE) | EA |  | 1 Year | 1.5626 | 5% | 1.4845
20991 | Belden Wire | 38008 0105000 | #8 STR XLPE BLK | FT |  | 1 Year | 1.2956 | 5% | 1.2308
20992 | Belden Wire | 38010 0105000 | #10 STR XLPE BLK | FT |  | 1 Year | 0.8191 | 5% | 0.77814
20993 | Belden Wire | 38012 0105000 | #12 STR XLPE BLK | FT |  | 1 Year | 0.6053 | 5% | 0.57503
20994 | Belden Wire | 38014 0105000 | #14 STR XLPE BLK | FT |  | 1 Year | 0.4757 | 5% | 0.45192
20995 | Belden Wire | 38016 0105000 | #16 STR XLPE BLK | FT |  | 1 Year | 0.3955 | 5% | 0.37572
20996 | Belden Wire | 38018 0105000 | #18 STR XLPE BLK | FT |  | 1 Year | 0.3217 | 5% | 0.30561
20997 | Belden Wire | 38108 0105000 | #8 STR XLPE BLK | FT |  | 1 Year | 1.3803 | 5% | 1.3113
20998 | Belden Wire | 38110 0105000 | #10 STR XLPE BLK | FT |  | 1 Year | 0.9292 | 5% | 0.88274
20999 | Belden Wire | 38112 0105000 | #12 STR XLPE BLK | FT |  | 1 Year | 0.7006 | 5% | 0.66557
21000 | Belden Wire | 38114 0105000 | #14 STR XLPE BLK | FT |  | 1 Year | 0.5554 | 5% | 0.52763
21001 | Belden Wire | 38116 0105000 | #16 STR XLPE BLK | FT |  | 1 Year | 0.466 | 5% | 0.4427
21002 | Belden Wire | 38118 0105000 | #18 STR XLPE BLK | FT |  | 1 Year | 0.3371 | 5% | 0.32025
21003 | Belden Wire | 38208 0105000 | #8 XLPE PVC | FT |  | 1 Year | 1.3597 | 5% | 1.2917
21004 | Belden Wire | 38210 0101000 | #10 XLPE PVC | FT |  | 1 Year | 0.8513 | 5% | 0.80873
21005 | Belden Wire | 38210 0105000 | #10 XLPE PVC | FT |  | 1 Year | 0.851 | 5% | 0.80845
21006 | Belden Wire | 38212 0105000 | #12 XLPE PVC | FT |  | 1 Year | 0.6413 | 5% | 0.60923
21007 | Belden Wire | 38214 0105000 | #14 XLPE PVC | FT |  | 1 Year | 0.5057 | 5% | 0.48042
21008 | Belden Wire | 38216 0105000 | #16 XLPE PVC | FT |  | 1 Year | 0.4278 | 5% | 0.40641
21009 | Belden Wire | 38218 0105000 | #18 XLPE PVC | FT |  | 1 Year | 0.3569 | 5% | 0.33905
21010 | Belden Wire | 38308 0105000 | #8 XLPE PVC | FT |  | 1 Year | 1.454 | 5% | 1.3813
21011 | Belden Wire | 38310 0105000 | #10 XLPE PVC | FT |  | 1 Year | 0.9602 | 5% | 0.91219
21012 | Belden Wire | 38312 0105000 | #12 XLPE PVC | FT |  | 1 Year | 0.7379 | 5% | 0.701
21013 | Belden Wire | 38314 0105000 | #14 XLPE PVC | FT |  | 1 Year | 0.5976 | 5% | 0.56772
21014 | Belden Wire | 38316 0105000 | #16 XLPE PVC | FT |  | 1 Year | 0.5144 | 5% | 0.48868
21015 | Belden Wire | 38318 0105000 | #18 XLPE PVC | FT |  | 1 Year | 0.431 | 5% | 0.40945
21016 | Belden Wire | 39110 0011000 | #10 STR PPO BRN | FT |  | 1 Year | 2.3443 | 5% | 2.2271
21017 | Belden Wire | 39110 0015000 | #10 STR PPO BRN | FT |  | 1 Year | 2.1117 | 5% | 2.0061
21018 | Belden Wire | 39110 002100 | #10 STR PPO RED | FT |  | 1 Year | 3.3975 | 5% | 3.2276
21019 | Belden Wire | 39110 0021000 | #10 STR PPO RED | FT |  | 1 Year | 2.3443 | 5% | 2.2271
21020 | Belden Wire | 39110 0025000 | #10 STR PPO RED | FT |  | 1 Year | 2.1117 | 5% | 2.0061
21021 | Belden Wire | 39110 003100 | #10 STR PPO ORG | FT |  | 1 Year | 3.3975 | 5% | 3.2276
21022 | Belden Wire | 39110 0035000 | #10 STR PPO ORG | FT |  | 1 Year | 2.1117 | 5% | 2.0061
21023 | Belden Wire | 39110 0045000 | #10 STR PPO YEL | FT |  | 1 Year | 2.1117 | 5% | 2.0061
21024 | Belden Wire | 39110 0051000 | #10 STR PPO DGRN | FT |  | 1 Year | 2.3443 | 5% | 2.2271
21025 | Belden Wire | 39110 0055000 | #10 STR PPO DGRN | FT |  | 1 Year | 2.1117 | 5% | 2.0061
21026 | Belden Wire | 39110 007100 | #10 STR PPO VIO | FT |  | 1 Year | 3.3975 | 5% | 3.2276
21027 | Belden Wire | 39110 0075000 | #10 STR PPO VIO | FT |  | 1 Year | 2.1117 | 5% | 2.0061
21028 | Belden Wire | 39110 008100 | #10 STR PPO GRY | FT |  | 1 Year | 3.3975 | 5% | 3.2276
21029 | Belden Wire | 39110 0085000 | #10 STR PPO GRY | FT |  | 1 Year | 2.1117 | 5% | 2.0061
21030 | Belden Wire | 39110 009100 | #10 STR PPO WHT | FT |  | 1 Year | 3.3975 | 5% | 3.2276
21031 | Belden Wire | 39110 0095000 | #10 STR PPO WHT | FT |  | 1 Year | 2.1117 | 5% | 2.0061
21032 | Belden Wire | 39110 010100 | #10 STR PPO BLK | FT |  | 1 Year | 3.3975 | 5% | 3.2276
21033 | Belden Wire | 39110 0101000 | #10 STR PPO BLK | FT |  | 1 Year | 2.3443 | 5% | 2.2271
21034 | Belden Wire | 39110 0105000 | #10 STR PPO BLK | FT |  | 1 Year | 2.1117 | 5% | 2.0061
21035 | Belden Wire | 39110 013100 | #10 STR PPO DBLU | FT |  | 1 Year | 3.3975 | 5% | 3.2276
21036 | Belden Wire | 39110 0135000 | #10 STR PPO DBLU | FT |  | 1 Year | 2.1117 | 5% | 2.0061
21037 | Belden Wire | 39110 189100 | #10 STR PPO GRN/YEL | FT |  | 1 Year | 3.4077 | 5% | 3.2373
21038 | Belden Wire | 39110 1895000 | #10 STR PPO GRN/YEL | FT |  | 1 Year | 2.1219 | 5% | 2.0158
21039 | Belden Wire | 39112 0015000 | #12 STR PPO BRN | FT |  | 1 Year | 1.3498 | 5% | 1.2823
21040 | Belden Wire | 39112 002100 | #12 STR PPO RED | FT |  | 1 Year | 2.2136 | 5% | 2.1029
21041 | Belden Wire | 39112 0021000 | #12 STR PPO RED | FT |  | 1 Year | 1.501 | 5% | 1.4259
21042 | Belden Wire | 39112 0025000 | #12 STR PPO RED | FT |  | 1 Year | 1.3498 | 5% | 1.2823
21043 | Belden Wire | 39112 003100 | #12 STR PPO ORG | FT |  | 1 Year | 2.2136 | 5% | 2.1029
21044 | Belden Wire | 39112 0031000 | #12 STR PPO ORG | FT |  | 1 Year | 1.501 | 5% | 1.4259
21045 | Belden Wire | 39112 0035000 | #12 STR PPO ORG | FT |  | 1 Year | 1.3498 | 5% | 1.2823
21046 | Belden Wire | 39112 0045000 | #12 STR PPO YEL | FT |  | 1 Year | 1.3498 | 5% | 1.2823
21047 | Belden Wire | 39112 005100 | #12 STR PPO DRGN | FT |  | 1 Year | 2.2136 | 5% | 2.1029
21048 | Belden Wire | 39112 0051000 | #12 STR PPO DGRN | FT |  | 1 Year | 1.501 | 5% | 1.4259
21049 | Belden Wire | 39112 0055000 | #12 STR PPO DGRN | FT |  | 1 Year | 1.3498 | 5% | 1.2823
21050 | Belden Wire | 39112 0075000 | #12 STR PPO VIO | FT |  | 1 Year | 1.3498 | 5% | 1.2823
21051 | Belden Wire | 39112 008100 | #12 STR PPO GRY | FT |  | 1 Year | 2.2136 | 5% | 2.1029
21052 | Belden Wire | 39112 0085000 | #12 STR PPO GRY | FT |  | 1 Year | 1.3498 | 5% | 1.2823
21053 | Belden Wire | 39112 009100 | #12 STR PPO WHT | FT |  | 1 Year | 2.2136 | 5% | 2.1029
21054 | Belden Wire | 39112 0091000 | #12 STR PPO WHT | FT |  | 1 Year | 1.501 | 5% | 1.4259
21055 | Belden Wire | 39112 0095000 | #12 STR PPO WHT | FT |  | 1 Year | 1.3498 | 5% | 1.2823
21056 | Belden Wire | 39112 010100 | #12 STR PPO BLK | FT |  | 1 Year | 2.2136 | 5% | 2.1029
21057 | Belden Wire | 39112 0101000 | #12 STR PPO BLK | FT |  | 1 Year | 1.501 | 5% | 1.4259
21058 | Belden Wire | 39112 0105000 | #12 STR PPO BLK | FT |  | 1 Year | 1.3498 | 5% | 1.2823
21059 | Belden Wire | 39112 013100 | #12 STR PPO DBLU | FT |  | 1 Year | 2.2136 | 5% | 2.1029
21060 | Belden Wire | 39112 0131000 | #12 STR PPO DBLU | FT |  | 1 Year | 1.501 | 5% | 1.4259
21061 | Belden Wire | 39112 0135000 | #12 STR PPO DBLU | FT |  | 1 Year | 1.3498 | 5% | 1.2823
21062 | Belden Wire | 39112 189100 | #12 STR PPO GRN/YEL | FT |  | 1 Year | 2.224 | 5% | 2.1128
21063 | Belden Wire | 39112 1891000 | #12 STR PPO GRN/YEL | FT |  | 1 Year | 1.5114 | 5% | 1.4358
21064 | Belden Wire | 39112 1895000 | #12 STR PPO GRN/YEL | FT |  | 1 Year | 1.3601 | 5% | 1.2921
21065 | Belden Wire | 39114 001100 | #14 STR PPO BRN | FT |  | 1 Year | 1.3838 | 5% | 1.3146
21066 | Belden Wire | 39114 0011000 | #14 STR PPO BRN | FT |  | 1 Year | 1.1227 | 5% | 1.0666
21067 | Belden Wire | 39114 0015000 | #14 STR PPO BRN | FT |  | 1 Year | 1.023 | 5% | 0.97185
21068 | Belden Wire | 39114 002100 | #14 STR PPO RED | FT |  | 1 Year | 1.3838 | 5% | 1.3146
21069 | Belden Wire | 39114 0021000 | #14 STR PPO RED | FT |  | 1 Year | 1.1227 | 5% | 1.0666
21070 | Belden Wire | 39114 0025000 | #14 STR PPO RED | FT |  | 1 Year | 1.023 | 5% | 0.97185
21071 | Belden Wire | 39114 003100 | #14 STR PPO ORG | FT |  | 1 Year | 1.3838 | 5% | 1.3146
21072 | Belden Wire | 39114 0035000 | #14 STR PPO ORG | FT |  | 1 Year | 1.023 | 5% | 0.97185
21073 | Belden Wire | 39114 004100 | #14 STR PPO YEL | FT |  | 1 Year | 1.3838 | 5% | 1.3146
21074 | Belden Wire | 39114 0045000 | #14 STR PPO YEL | FT |  | 1 Year | 1.023 | 5% | 0.97185
21075 | Belden Wire | 39114 005100 | #14 STR PPO DGRN | FT |  | 1 Year | 1.3838 | 5% | 1.3146
21076 | Belden Wire | 39114 0051000 | #14 STR PPO DGRN | FT |  | 1 Year | 1.1227 | 5% | 1.0666
21077 | Belden Wire | 39114 0055000 | #14 STR PPO DGRN | FT |  | 1 Year | 1.023 | 5% | 0.97185
21078 | Belden Wire | 39114 0075000 | #14 STR PPO VIO | FT |  | 1 Year | 1.023 | 5% | 0.97185
21079 | Belden Wire | 39114 008100 | #14 STR PPO GRY | FT |  | 1 Year | 1.3838 | 5% | 1.3146
21080 | Belden Wire | 39114 0085000 | #14 STR PPO GRY | FT |  | 1 Year | 1.023 | 5% | 0.97185
21081 | Belden Wire | 39114 009100 | #14 STR PPO WHT | FT |  | 1 Year | 1.3838 | 5% | 1.3146
21082 | Belden Wire | 39114 0091000 | #14 STR PPO WHT | FT |  | 1 Year | 1.1227 | 5% | 1.0666
21083 | Belden Wire | 39114 0095000 | #14 STR PPO WHT | FT |  | 1 Year | 1.023 | 5% | 0.97185
21084 | Belden Wire | 39114 010100 | #14 STR PPO BLK | FT |  | 1 Year | 1.3838 | 5% | 1.3146
21085 | Belden Wire | 39114 0101000 | #14 STR PPO BLK | FT |  | 1 Year | 1.1227 | 5% | 1.0666
21086 | Belden Wire | 39114 0105000 | #14 STR PPO BLK | FT |  | 1 Year | 1.023 | 5% | 0.97185
21087 | Belden Wire | 39114 013100 | #14 STR PPO DBLU | FT |  | 1 Year | 1.3838 | 5% | 1.3146
21088 | Belden Wire | 39114 0131000 | #14 STR PPO DBLU | FT |  | 1 Year | 1.1227 | 5% | 1.0666
21089 | Belden Wire | 39114 0135000 | #14 STR PPO DBLU | FT |  | 1 Year | 1.023 | 5% | 0.97185
21090 | Belden Wire | 39114 189100 | #14 STR PPO GRN/YEL | FT |  | 1 Year | 1.3939 | 5% | 1.3242
21091 | Belden Wire | 39114 1891000 | #14 STR PPO GRN/YEL | FT |  | 1 Year | 1.1328 | 5% | 1.0762
21092 | Belden Wire | 39114 1895000 | #14 STR PPO GRN/YEL | FT |  | 1 Year | 1.0331 | 5% | 0.98144
21093 | Belden Wire | 39116 001100 | #16 STR PPO BRN | FT |  | 1 Year | 1.0066 | 5% | 0.95627
21094 | Belden Wire | 39116 0011000 | #16 STR PPO BRN | FT |  | 1 Year | 0.6903 | 5% | 0.65578
21095 | Belden Wire | 39116 0015000 | #16 STR PPO BRN | FT |  | 1 Year | 0.6163 | 5% | 0.58548
21096 | Belden Wire | 39116 002100 | #16 STR PPO RED | FT |  | 1 Year | 1.0066 | 5% | 0.95627
21097 | Belden Wire | 39116 0021000 | #16 STR PPO RED | FT |  | 1 Year | 0.6903 | 5% | 0.65578
21098 | Belden Wire | 39116 0025000 | #16 STR PPO RED | FT |  | 1 Year | 0.6163 | 5% | 0.58548
21099 | Belden Wire | 39116 003100 | #16 STR PPO ORG | FT |  | 1 Year | 1.0066 | 5% | 0.95627
21100 | Belden Wire | 39116 0035000 | #16 STR PPO ORG | FT |  | 1 Year | 0.6163 | 5% | 0.58548
21101 | Belden Wire | 39116 004100 | #16 STR PPO YEL | FT |  | 1 Year | 1.0066 | 5% | 0.95627
21102 | Belden Wire | 39116 0041000 | #16 STR PPO YEL | FT |  | 1 Year | 0.6903 | 5% | 0.65578
21103 | Belden Wire | 39116 0045000 | #16 STR PPO YEL | FT |  | 1 Year | 0.6163 | 5% | 0.58548
21104 | Belden Wire | 39116 005100 | #16 STR PPO DGRN | FT |  | 1 Year | 1.0066 | 5% | 0.95627
21105 | Belden Wire | 39116 0055000 | #16 STR PPO DGRN | FT |  | 1 Year | 0.6163 | 5% | 0.58548
21106 | Belden Wire | 39116 0075000 | #16 STR PPO VIO | FT |  | 1 Year | 0.6163 | 5% | 0.58548
21107 | Belden Wire | 39116 008100 | #16 STR PPO GRY | FT |  | 1 Year | 1.0066 | 5% | 0.95627
21108 | Belden Wire | 39116 0081000 | #16 STR PPO GRY | FT |  | 1 Year | 0.6903 | 5% | 0.65578
21109 | Belden Wire | 39116 0085000 | #16 STR PPO GRY | FT |  | 1 Year | 0.6163 | 5% | 0.58548
21110 | Belden Wire | 39116 009100 | #16 STR PPO WHT | FT |  | 1 Year | 1.0066 | 5% | 0.95627
21111 | Belden Wire | 39116 0091000 | #16 STR PPO WHT | FT |  | 1 Year | 0.6903 | 5% | 0.65578
21112 | Belden Wire | 39116 0095000 | #16 STR PPO WHT | FT |  | 1 Year | 0.6163 | 5% | 0.58548
21113 | Belden Wire | 39116 010100 | #16 STR PPO BLK | FT |  | 1 Year | 1.0066 | 5% | 0.95627
21114 | Belden Wire | 39116 0101000 | #16 STR PPO BLK | FT |  | 1 Year | 0.6903 | 5% | 0.65578
21115 | Belden Wire | 39116 0105000 | #16 STR PPO BLK | FT |  | 1 Year | 0.6163 | 5% | 0.58548
21116 | Belden Wire | 39116 013100 | #16 STR PPO DBLU | FT |  | 1 Year | 1.0066 | 5% | 0.95627
21117 | Belden Wire | 39116 0131000 | #16 STR PPO DBLU | FT |  | 1 Year | 0.6903 | 5% | 0.65578
21118 | Belden Wire | 39116 0135000 | #16 STR PPO DBLU | FT |  | 1 Year | 0.6163 | 5% | 0.58548
21119 | Belden Wire | 39116 189100 | #16 STR PPO GRN/YEL | FT |  | 1 Year | 1.2643 | 5% | 1.2011
21120 | Belden Wire | 39116 1891000 | #16 STR PPO GRN/YEL | FT |  | 1 Year | 1.0371 | 5% | 0.98524
21121 | Belden Wire | 39116 1895000 | #16 STR PPO GRN/YEL | FT |  | 1 Year | 0.8568 | 5% | 0.81396
21122 | Belden Wire | 39118 001100 | #18 STR PPO BRN | FT |  | 1 Year | 0.8105 | 5% | 0.76997
21123 | Belden Wire | 39118 0011000 | #18 STR PPO BRN | FT |  | 1 Year | 0.5747 | 5% | 0.54596
21124 | Belden Wire | 39118 0015000 | #18 STR PPO BRN | FT |  | 1 Year | 0.4733 | 5% | 0.44963
21125 | Belden Wire | 39118 002100 | #18 STR PPO RED | FT |  | 1 Year | 0.8105 | 5% | 0.76997
21126 | Belden Wire | 39118 0021000 | #18 STR PPO RED | FT |  | 1 Year | 0.5747 | 5% | 0.54596
21127 | Belden Wire | 39118 0025000 | #18 STR PPO RED | FT |  | 1 Year | 0.4733 | 5% | 0.44963
21128 | Belden Wire | 39118 003100 | #18 STR PPO ORG | FT |  | 1 Year | 0.8105 | 5% | 0.76997
21129 | Belden Wire | 39118 0031000 | #18 STR PPO ORG | FT |  | 1 Year | 0.5747 | 5% | 0.54596
21130 | Belden Wire | 39118 0035000 | #18 STR PPO ORG | FT |  | 1 Year | 0.4733 | 5% | 0.44963
21131 | Belden Wire | 39118 004100 | #18 STR PPO YEL | FT |  | 1 Year | 0.8105 | 5% | 0.76997
21132 | Belden Wire | 39118 0041000 | #18 STR PPO YEL | FT |  | 1 Year | 0.5747 | 5% | 0.54596
21133 | Belden Wire | 39118 0045000 | #18 STR PPO YEL | FT |  | 1 Year | 0.4733 | 5% | 0.44963
21134 | Belden Wire | 39118 005100 | #18 STR PPO DGRN | FT |  | 1 Year | 0.8105 | 5% | 0.76997
21135 | Belden Wire | 39118 0051000 | #18 STR PPO DGRN | FT |  | 1 Year | 0.5747 | 5% | 0.54596
21136 | Belden Wire | 39118 0055000 | #18 STR PPO DGRN | FT |  | 1 Year | 0.4733 | 5% | 0.44963
21137 | Belden Wire | 39118 007100 | #18 STR PPO VIO | FT |  | 1 Year | 0.8105 | 5% | 0.76997
21138 | Belden Wire | 39118 0071000 | #18 STR PPO VIO | FT |  | 1 Year | 0.5747 | 5% | 0.54596
21139 | Belden Wire | 39118 0075000 | #18 STR PPO VIO | FT |  | 1 Year | 0.4733 | 5% | 0.44963
21140 | Belden Wire | 39118 008100 | #18 STR PPO GRY | FT |  | 1 Year | 0.8105 | 5% | 0.76997
21141 | Belden Wire | 39118 0081000 | #18 STR PPO GRY | FT |  | 1 Year | 0.5747 | 5% | 0.54596
21142 | Belden Wire | 39118 0085000 | #18 STR PPO GRY | FT |  | 1 Year | 0.4733 | 5% | 0.44963
21143 | Belden Wire | 39118 009100 | #18 STR PPO WHT | FT |  | 1 Year | 0.8105 | 5% | 0.76997
21144 | Belden Wire | 39118 0091000 | #18 STR PPO WHT | FT |  | 1 Year | 0.5747 | 5% | 0.54596
21145 | Belden Wire | 39118 0095000 | #18 STR PPO WHT | FT |  | 1 Year | 0.4733 | 5% | 0.44963
21146 | Belden Wire | 39118 010100 | #18 STR PPO BLK | FT |  | 1 Year | 0.8105 | 5% | 0.76997
21147 | Belden Wire | 39118 0101000 | #18 STR PPO BLK | FT |  | 1 Year | 0.5747 | 5% | 0.54596
21148 | Belden Wire | 39118 0105000 | #18 STR PPO BLK | FT |  | 1 Year | 0.4733 | 5% | 0.44963
21149 | Belden Wire | 39118 013100 | #18 STR PPO DBLU | FT |  | 1 Year | 0.8105 | 5% | 0.76997
21150 | Belden Wire | 39118 0131000 | #18 STR PPO DBLU | FT |  | 1 Year | 0.5747 | 5% | 0.54596
21151 | Belden Wire | 39118 0135000 | #18 STR PPO DBLU | FT |  | 1 Year | 0.4733 | 5% | 0.44963
21152 | Belden Wire | 39118 189100 | #18 STR PPO GRN/YEL | FT |  | 1 Year | 0.8105 | 5% | 0.76997
21153 | Belden Wire | 39118 1891000 | #18 STR PPO GRN/YEL | FT |  | 1 Year | 0.5747 | 5% | 0.54596
21154 | Belden Wire | 39118 1895000 | #18 STR PPO GRN/YEL | FT |  | 1 Year | 0.4733 | 5% | 0.44963
21155 | Belden Wire | 39120 001100 | #20 STR PPO BRN | FT |  | 1 Year | 0.5926 | 5% | 0.56297
21156 | Belden Wire | 39120 0011000 | #20 STR PPO BRN | FT |  | 1 Year | 0.4202 | 5% | 0.39919
21157 | Belden Wire | 39120 0015000 | #20 STR PPO BRN | FT |  | 1 Year | 0.3461 | 5% | 0.3288
21158 | Belden Wire | 39120 002100 | #20 STR PPO RED | FT |  | 1 Year | 0.5926 | 5% | 0.56297
21159 | Belden Wire | 39120 0021000 | #20 STR PPO RED | FT |  | 1 Year | 0.4202 | 5% | 0.39919
21160 | Belden Wire | 39120 0025000 | #20 STR PPO RED | FT |  | 1 Year | 0.3461 | 5% | 0.3288
21161 | Belden Wire | 39120 003100 | #20 STR PPO ORG | FT |  | 1 Year | 0.5926 | 5% | 0.56297
21162 | Belden Wire | 39120 0031000 | #20 STR PPO ORG | FT |  | 1 Year | 0.4202 | 5% | 0.39919
21163 | Belden Wire | 39120 0035000 | #20 STR PPO ORG | FT |  | 1 Year | 0.3461 | 5% | 0.3288
21164 | Belden Wire | 39120 004100 | #20 STR PPO YEL | FT |  | 1 Year | 0.5926 | 5% | 0.56297
21165 | Belden Wire | 39120 0045000 | #20 STR PPO YEL | FT |  | 1 Year | 0.3461 | 5% | 0.3288
21166 | Belden Wire | 39120 005100 | #20 STR PPO DGRN | FT |  | 1 Year | 0.5926 | 5% | 0.56297
21167 | Belden Wire | 39120 0051000 | #20 STR PPO DGRN | FT |  | 1 Year | 0.4202 | 5% | 0.39919
21168 | Belden Wire | 39120 0055000 | #20 STR PPO DGRN | FT |  | 1 Year | 0.3461 | 5% | 0.3288
21169 | Belden Wire | 39120 007100 | #20 STR PPO VIO | FT |  | 1 Year | 0.5926 | 5% | 0.56297
21170 | Belden Wire | 39120 0071000 | #20 STR PPO VIO | FT |  | 1 Year | 0.4202 | 5% | 0.39919
21171 | Belden Wire | 39120 0075000 | #20 STR PPO VIO | FT |  | 1 Year | 0.3461 | 5% | 0.3288
21172 | Belden Wire | 39120 008100 | #20 STR PPO GRY | FT |  | 1 Year | 0.5926 | 5% | 0.56297
21173 | Belden Wire | 39120 0085000 | #20 STR PPO GRY | FT |  | 1 Year | 0.3461 | 5% | 0.3288
21174 | Belden Wire | 39120 009100 | #20 STR PPO WHT | FT |  | 1 Year | 0.5926 | 5% | 0.56297
21175 | Belden Wire | 39120 0091000 | #20 STR PPO WHT | FT |  | 1 Year | 0.4202 | 5% | 0.39919
21176 | Belden Wire | 39120 0095000 | #20 STR PPO WHT | FT |  | 1 Year | 0.3461 | 5% | 0.3288
21177 | Belden Wire | 39120 010100 | #20 STR PPO BLK | FT |  | 1 Year | 0.5926 | 5% | 0.56297
21178 | Belden Wire | 39120 0101000 | #20 STR PPO BLK | FT |  | 1 Year | 0.4202 | 5% | 0.39919
21179 | Belden Wire | 39120 0105000 | #20 STR PPO BLK | FT |  | 1 Year | 0.3461 | 5% | 0.3288
21180 | Belden Wire | 39120 013100 | #20 STR PPO DBLU | FT |  | 1 Year | 0.5926 | 5% | 0.56297
21181 | Belden Wire | 39120 0131000 | #20 STR PPO DBLU | FT |  | 1 Year | 0.4202 | 5% | 0.39919
21182 | Belden Wire | 39120 0135000 | #20 STR PPO DBLU | FT |  | 1 Year | 0.3461 | 5% | 0.3288
21183 | Belden Wire | 39122 001100 | #22 STR PPO BRN | FT |  | 1 Year | 0.4622 | 5% | 0.43909
21184 | Belden Wire | 39122 0011000 | #22 STR PPO BRN | FT |  | 1 Year | 0.3254 | 5% | 0.30913
21185 | Belden Wire | 39122 0015000 | #22 STR PPO BRN | FT |  | 1 Year | 0.2617 | 5% | 0.24861
21186 | Belden Wire | 39122 002100 | #22 STR PPO RED | FT |  | 1 Year | 0.4622 | 5% | 0.43909
21187 | Belden Wire | 39122 0021000 | #22 STR PPO RED | FT |  | 1 Year | 0.3254 | 5% | 0.30913
21188 | Belden Wire | 39122 0025000 | #22 STR PPO RED | FT |  | 1 Year | 0.2617 | 5% | 0.24861
21189 | Belden Wire | 39122 003100 | #22 STR PPO ORG | FT |  | 1 Year | 0.4622 | 5% | 0.43909
21190 | Belden Wire | 39122 0031000 | #22 STR PPO ORG | FT |  | 1 Year | 0.3254 | 5% | 0.30913
21191 | Belden Wire | 39122 0035000 | #22 STR PPO ORG | FT |  | 1 Year | 0.2617 | 5% | 0.24861
21192 | Belden Wire | 39122 004100 | #22 STR PPO YEL | FT |  | 1 Year | 0.4622 | 5% | 0.43909
21193 | Belden Wire | 39122 0041000 | #22 STR PPO YEL | FT |  | 1 Year | 0.3254 | 5% | 0.30913
21194 | Belden Wire | 39122 0045000 | #22 STR PPO YEL | FT |  | 1 Year | 0.2617 | 5% | 0.24861
21195 | Belden Wire | 39122 005100 | #22 STR PPO DGRN | FT |  | 1 Year | 0.4622 | 5% | 0.43909
21196 | Belden Wire | 39122 0051000 | #22 STR PPO DGRN | FT |  | 1 Year | 0.3254 | 5% | 0.30913
21197 | Belden Wire | 39122 0055000 | #22 STR PPO DGRN | FT |  | 1 Year | 0.2617 | 5% | 0.24861
21198 | Belden Wire | 39122 007100 | #22 STR PPO VIO | FT |  | 1 Year | 0.4622 | 5% | 0.43909
21199 | Belden Wire | 39122 0075000 | #22 STR PPO VIO | FT |  | 1 Year | 0.2617 | 5% | 0.24861
21200 | Belden Wire | 39122 008100 | #22 STR PPO GRY | FT |  | 1 Year | 0.4622 | 5% | 0.43909
21201 | Belden Wire | 39122 0081000 | #22 STR PPO GRY | FT |  | 1 Year | 0.3254 | 5% | 0.30913
21202 | Belden Wire | 39122 0085000 | #22 STR PPO GRY | FT |  | 1 Year | 0.2617 | 5% | 0.24861
21203 | Belden Wire | 39122 009100 | #22 STR PPO WHT | FT |  | 1 Year | 0.4622 | 5% | 0.43909
21204 | Belden Wire | 39122 0091000 | #22 STR PPO WHT | FT |  | 1 Year | 0.3254 | 5% | 0.30913
21205 | Belden Wire | 39122 0095000 | #22 STR PPO WHT | FT |  | 1 Year | 0.2617 | 5% | 0.24861
21206 | Belden Wire | 39122 010100 | #22 STR PPO BLK | FT |  | 1 Year | 0.4622 | 5% | 0.43909
21207 | Belden Wire | 39122 0105000 | #22 STR PPO BLK | FT |  | 1 Year | 0.2617 | 5% | 0.24861
21208 | Belden Wire | 39122 013100 | #22 STR PPO DBLU | FT |  | 1 Year | 0.4622 | 5% | 0.43909
21209 | Belden Wire | 39122 0131000 | #22 STR PPO DBLU | FT |  | 1 Year | 0.3254 | 5% | 0.30913
21210 | Belden Wire | 39122 0135000 | #22 STR PPO DBLU | FT |  | 1 Year | 0.2617 | 5% | 0.24861
21211 | Belden Wire | 39124 001100 | #24 STR PPO BRN | FT |  | 1 Year | 0.4189 | 5% | 0.39796
21212 | Belden Wire | 39124 0011000 | #24 STR PPO BRN | FT |  | 1 Year | 0.2907 | 5% | 0.27616
21213 | Belden Wire | 39124 0015000 | #24 STR PPO BRN | FT |  | 1 Year | 0.2323 | 5% | 0.22068
21214 | Belden Wire | 39124 002100 | #24 STR PPO RED | FT |  | 1 Year | 0.4189 | 5% | 0.39796
21215 | Belden Wire | 39124 0021000 | #24 STR PPO RED | FT |  | 1 Year | 0.2907 | 5% | 0.27616
21216 | Belden Wire | 39124 0025000 | #24 STR PPO RED | FT |  | 1 Year | 0.2323 | 5% | 0.22068
21217 | Belden Wire | 39124 003100 | #24 STR PPO ORG | FT |  | 1 Year | 0.4189 | 5% | 0.39796
21218 | Belden Wire | 39124 0035000 | #24 STR PPO ORG | FT |  | 1 Year | 0.2323 | 5% | 0.22068
21219 | Belden Wire | 39124 004100 | #24 STR PPO YEL | FT |  | 1 Year | 0.4189 | 5% | 0.39796
21220 | Belden Wire | 39124 0045000 | #24 STR PPO YEL | FT |  | 1 Year | 0.2323 | 5% | 0.22068
21221 | Belden Wire | 39124 005100 | #24 STR PPO DGRN | FT |  | 1 Year | 0.4189 | 5% | 0.39796
21222 | Belden Wire | 39124 0051000 | #24 STR PPO DGRN | FT |  | 1 Year | 0.2907 | 5% | 0.27616
21223 | Belden Wire | 39124 0055000 | #24 STR PPO DGRN | FT |  | 1 Year | 0.2323 | 5% | 0.22068
21224 | Belden Wire | 39124 007100 | #24 STR PPO VIO | FT |  | 1 Year | 0.4189 | 5% | 0.39796
21225 | Belden Wire | 39124 0071000 | #24 STR PPO VIO | FT |  | 1 Year | 0.2907 | 5% | 0.27616
21226 | Belden Wire | 39124 0075000 | #24 STR PPO VIO | FT |  | 1 Year | 0.2323 | 5% | 0.22068
21227 | Belden Wire | 39124 008100 | #24 STR PPO GRY | FT |  | 1 Year | 0.4189 | 5% | 0.39796
21228 | Belden Wire | 39124 0085000 | #24 STR PPO GRY | FT |  | 1 Year | 0.2323 | 5% | 0.22068
21229 | Belden Wire | 39124 009100 | #24 STR PPO WHT | FT |  | 1 Year | 0.4189 | 5% | 0.39796
21230 | Belden Wire | 39124 0091000 | #24 STR PPO WHT | FT |  | 1 Year | 0.2907 | 5% | 0.27616
21231 | Belden Wire | 39124 0095000 | #24 STR PPO WHT | FT |  | 1 Year | 0.2323 | 5% | 0.22068
21232 | Belden Wire | 39124 010100 | #24 STR PPO BLK | FT |  | 1 Year | 0.4189 | 5% | 0.39796
21233 | Belden Wire | 39124 0101000 | #24 STR PPO BLK | FT |  | 1 Year | 0.2907 | 5% | 0.27616
21234 | Belden Wire | 39124 0105000 | #24 STR PPO BLK | FT |  | 1 Year | 0.2323 | 5% | 0.22068
21235 | Belden Wire | 39124 013100 | #24 STR PPO DBLU | FT |  | 1 Year | 0.4189 | 5% | 0.39796
21236 | Belden Wire | 39124 0131000 | #24 STR PPO DBLU | FT |  | 1 Year | 0.2907 | 5% | 0.27616
21237 | Belden Wire | 39124 0135000 | #24 STR PPO DBLU | FT |  | 1 Year | 0.2323 | 5% | 0.22068
21238 | Belden Wire | 39126 001100 | #26 STR PPO BRN | FT |  | 1 Year | 0.3718 | 5% | 0.35321
21239 | Belden Wire | 39126 0011000 | #26 STR PPO BRN | FT |  | 1 Year | 0.2562 | 5% | 0.24339
21240 | Belden Wire | 39126 0015000 | #26 STR PPO BRN | FT |  | 1 Year | 0.2052 | 5% | 0.19494
21241 | Belden Wire | 39126 002100 | #26 STR PPO RED | FT |  | 1 Year | 0.3718 | 5% | 0.35321
21242 | Belden Wire | 39126 0021000 | #26 STR PPO RED | FT |  | 1 Year | 0.2562 | 5% | 0.24339
21243 | Belden Wire | 39126 0025000 | #26 STR PPO RED | FT |  | 1 Year | 0.2052 | 5% | 0.19494
21244 | Belden Wire | 39126 0031000 | #26 STR PPO ORG | FT |  | 1 Year | 0.2562 | 5% | 0.24339
21245 | Belden Wire | 39126 0035000 | #26 STR PPO ORG | FT |  | 1 Year | 0.2052 | 5% | 0.19494
21246 | Belden Wire | 39126 004100 | #26 STR PPO YEL | FT |  | 1 Year | 0.3718 | 5% | 0.35321
21247 | Belden Wire | 39126 0041000 | #26 STR PPO YEL | FT |  | 1 Year | 0.2562 | 5% | 0.24339
21248 | Belden Wire | 39126 0045000 | #26 STR PPO YEL | FT |  | 1 Year | 0.2052 | 5% | 0.19494
21249 | Belden Wire | 39126 005100 | #26 STR PPO DGRN | FT |  | 1 Year | 0.3718 | 5% | 0.35321
21250 | Belden Wire | 39126 0051000 | #26 STR PPO DGRN | FT |  | 1 Year | 0.2562 | 5% | 0.24339
21251 | Belden Wire | 39126 0055000 | #26 STR PPO DGRN | FT |  | 1 Year | 0.2052 | 5% | 0.19494
21252 | Belden Wire | 39126 007100 | #26 STR PPO VIO | FT |  | 1 Year | 0.3718 | 5% | 0.35321
21253 | Belden Wire | 39126 0071000 | #26 STR PPO VIO | FT |  | 1 Year | 0.2562 | 5% | 0.24339
21254 | Belden Wire | 39126 0075000 | #26 STR PPO VIO | FT |  | 1 Year | 0.2052 | 5% | 0.19494
21255 | Belden Wire | 39126 008100 | #26 STR PPO GRY | FT |  | 1 Year | 0.3718 | 5% | 0.35321
21256 | Belden Wire | 39126 0081000 | #26 STR PPO GRY | FT |  | 1 Year | 0.2562 | 5% | 0.24339
21257 | Belden Wire | 39126 0085000 | #26 STR PPO GRY | FT |  | 1 Year | 0.2052 | 5% | 0.19494
21258 | Belden Wire | 39126 009100 | #26 STR PPO WHT | FT |  | 1 Year | 0.3718 | 5% | 0.35321
21259 | Belden Wire | 39126 0091000 | #26 STR PPO WHT | FT |  | 1 Year | 0.2562 | 5% | 0.24339
21260 | Belden Wire | 39126 0095000 | #26 STR PPO WHT | FT |  | 1 Year | 0.2052 | 5% | 0.19494
21261 | Belden Wire | 39126 010100 | #26 STR PPO BLK | FT |  | 1 Year | 0.3718 | 5% | 0.35321
21262 | Belden Wire | 39126 0101000 | #26 STR PPO BLK | FT |  | 1 Year | 0.2562 | 5% | 0.24339
21263 | Belden Wire | 39126 0105000 | #26 STR PPO BLK | FT |  | 1 Year | 0.2052 | 5% | 0.19494
21264 | Belden Wire | 39126 013100 | #26 STR PPO DBLU | FT |  | 1 Year | 0.3718 | 5% | 0.35321
21265 | Belden Wire | 39126 0131000 | #26 STR PPO DBLU | FT |  | 1 Year | 0.2562 | 5% | 0.24339
21266 | Belden Wire | 39126 0135000 | #26 STR PPO DBLU | FT |  | 1 Year | 0.2052 | 5% | 0.19494
21267 | Belden Wire | 39128 0011000 | #28 STR PPO BRN | FT |  | 1 Year | 0.2405 | 5% | 0.22847
21268 | Belden Wire | 39128 0015000 | #28 STR PPO BRN | FT |  | 1 Year | 0.1923 | 5% | 0.18268
21269 | Belden Wire | 39128 0025000 | #28 STR PPO RED | FT |  | 1 Year | 0.1923 | 5% | 0.18268
21270 | Belden Wire | 39128 003100 | #28 STR PPO ORG | FT |  | 1 Year | 0.3483 | 5% | 0.33088
21271 | Belden Wire | 39128 0031000 | #28 STR PPO ORG | FT |  | 1 Year | 0.2405 | 5% | 0.22847
21272 | Belden Wire | 39128 0035000 | #28 STR PPO ORG | FT |  | 1 Year | 0.1923 | 5% | 0.18268
21273 | Belden Wire | 39128 0045000 | #28 STR PPO YEL | FT |  | 1 Year | 0.1923 | 5% | 0.18268
21274 | Belden Wire | 39128 005100 | #28 STR PPO DGRN | FT |  | 1 Year | 0.3483 | 5% | 0.33088
21275 | Belden Wire | 39128 0055000 | #28 STR PPO DGRN | FT |  | 1 Year | 0.1923 | 5% | 0.18268
21276 | Belden Wire | 39128 0075000 | #28 STR PPO VIO | FT |  | 1 Year | 0.1923 | 5% | 0.18268
21277 | Belden Wire | 39128 008100 | #28 STR PPO GRY | FT |  | 1 Year | 0.3483 | 5% | 0.33088
21278 | Belden Wire | 39128 0081000 | #28 STR PPO GRY | FT |  | 1 Year | 0.2405 | 5% | 0.22847
21279 | Belden Wire | 39128 0085000 | #28 STR PPO GRY | FT |  | 1 Year | 0.1923 | 5% | 0.18268
21280 | Belden Wire | 39128 0095000 | #29 STR PPO WHT | FT |  | 1 Year | 0.1923 | 5% | 0.18268
21281 | Belden Wire | 39128 010100 | #28 STR PPO BLK | FT |  | 1 Year | 0.3483 | 5% | 0.33088
21282 | Belden Wire | 39128 0101000 | #28 STR PPO BLK | FT |  | 1 Year | 0.2405 | 5% | 0.22847
21283 | Belden Wire | 39128 0105000 | #28 STR PPO BLK | FT |  | 1 Year | 0.1923 | 5% | 0.18268
21284 | Belden Wire | 39128 0135000 | #28 STR PPO DBLU | FT |  | 1 Year | 0.1923 | 5% | 0.18268
21285 | Belden Wire | 3936FS | SIDE PANEL FLUSH 39U | EA |  | 1 Year | 259.26 | 5% | 246.297
21286 | Belden Wire | 3BPXF | FML XLR TO 3 BINDING POST ADPT | EA |  | 1 Year | 155 | 5% | 147.25
21287 | Belden Wire | 3BPXM | ML XLR TO 3 BINDING POST ADPT | EA |  | 1 Year | 210 | 5% | 199.5
21288 | Belden Wire | 4.087.S3599.00R | ISOLATION WASHER, MICRO, 2 PC. | EA |  | 1 Year | 0.4584 | 5% | 0.43548
21289 | Belden Wire | 4/0F-3/0C2/0F | REDUCTION SPLICE 4/0F-2/0F | EA |  | 1 Year | 50 | 5% | 47.5
21290 | Belden Wire | 40-00200 | HOUSE BRACKET | EA |  | 1 Year | 1.85 | 5% | 1.7575
21291 | Belden Wire | 40-00540 | DROP WIRE MAST BRACKET | EA |  | 1 Year | 4.5 | 5% | 4.275
21292 | Belden Wire | 400804-TNB | TRF F SERIES W/ CHARTER LABEL | EA |  | 1 Year | 1.6485 | 5% | 1.5661
21293 | Belden Wire | 40-20000 | METR BOX GRND CLMP SHORT(CATV) | EA |  | 1 Year | 5.75 | 5% | 5.4625
21294 | Belden Wire | 40-20001 | METER BX GRND CLAMP LONG(CATV) | EA |  | 1 Year | 7.4 | 5% | 7.03
21295 | Belden Wire | 40-20002 | MTRBX GRD CLMP(TEL) 10PK UM:PK | EA |  | 1 Year | 117.5 | 5% | 111.625
21296 | Belden Wire | 40-20003 | MTR BX GRD LONG(TEL)10PK UM:PK | EA |  | 1 Year | 146.75 | 5% | 139.4125
21297 | Belden Wire | 403101SP | SIDE PANEL ASSY, 40U XMER | EA |  | 1 Year | 188.74 | 5% | 179.303
21298 | Belden Wire | 40-43007 | DRIVE HOOK 4-3/4" | EA |  | 1 Year | 0.86 | 5% | 0.817
21299 | Belden Wire | 40-43008 | SM DRIVE HOOK 3-1/2X5/16 | EA |  | 1 Year | 0.75 | 5% | 0.7125
21300 | Belden Wire | 40-80365 | CATV DROP WIRE CLIP-ALUM | EA |  | 1 Year | 0.05 | 5% | 0.0475
21301 | Belden Wire | 433-19777 | FACEPLATE DISPLAY | EA |  | 1 Year | 60.36 | 5% | 57.342
21302 | Belden Wire | 440-PFMS12-0SET | 4-40X.5"FLTHD SCRW W/NUT&WHSR | EA |  | 1 Year | 0.2 | 5% | 0.19
21303 | Belden Wire | 4422PD | DOOR ASSY, 22 X 83 (XMER44) | EA |  | 1 Year | 328.75 | 5% | 312.3125
21304 | Belden Wire | 4426-016 | DCG-62 MESH GRIP ONLY | EA |  | 1 Year | 21.7 | 5% | 20.615
21305 | Belden Wire | 4426-018 | DCG-87 MESH GRIP ONLY | EA |  | 1 Year | 25.3 | 5% | 24.035
21306 | Belden Wire | 4430SS | SIDEPANEL, SURFACE,XMF44U, 30D | EA |  | 1 Year | 412.31 | 5% | 391.6945
21307 | Belden Wire | 443601SP | SIDE PANEL ASSY, 83" XMER | EA |  | 1 Year | 225.55 | 5% | 214.2725
21308 | Belden Wire | 444201SP | SIDE PANEL ASSY, 44U 42D XMER | EA |  | 1 Year | 224.94 | 5% | 213.693
21309 | Belden Wire | 4505R 0021000 | #20 PE/GIFHDLDPE SH FRPVC | FT |  | 1 Year | 0.8654 | 5% | 0.82213
21310 | Belden Wire | 4505R 0031000 | #20 PE/GIFHDLDPE SH FRPVC | FT |  | 1 Year | 0.8654 | 5% | 0.82213
21311 | Belden Wire | 4505R 0061000 | #20 PE/GIFHDLDPE SH FRPVC | FT |  | 1 Year | 0.8654 | 5% | 0.82213
21312 | Belden Wire | 4505R 0071000 | #20 PE/GIFHDLDPE SH FRPVC | FT |  | 1 Year | 0.8654 | 5% | 0.82213
21313 | Belden Wire | 4505R 0091000 | #20 PE/GIFHDLDPE SH FRPVC | FT |  | 1 Year | 0.8402 | 5% | 0.79819
21314 | Belden Wire | 4505R 0101000 | #20 PE/GIFHDLDPE SH FRPVC | FT |  | 1 Year | 0.8654 | 5% | 0.82213
21315 | Belden Wire | 4505R 0105000 | #20 PE/GIFHDLDPE SH FRPVC | FT |  | 1 Year | 0.8654 | 5% | 0.82213
21316 | Belden Wire | 4505R N3U1000 | #20 PE/GIFHDLDPE SH FRPVC | FT |  | 1 Year | 0.8654 | 5% | 0.82213
21317 | Belden Wire | 4530SS | SIDE PANEL SURFACE | EA |  | 1 Year | 413.33 | 5% | 392.6635
21318 | Belden Wire | 4694P 0021000 | #18 FFEP SH FLRST | FT |  | 1 Year | 3.5949 | 5% | 3.4152
21319 | Belden Wire | 4694P 0031000 | #18 FFEP SH FLRST | FT |  | 1 Year | 3.5949 | 5% | 3.4152
21320 | Belden Wire | 4694P 0061000 | #18 FFEP SH FLRST | FT |  | 1 Year | 3.5949 | 5% | 3.4152
21321 | Belden Wire | 4694P 0071000 | #18 FFEP SH FLRST | FT |  | 1 Year | 3.5949 | 5% | 3.4152
21322 | Belden Wire | 4694P 0101000 | #18 FFEP SH FLRST | FT |  | 1 Year | 3.5949 | 5% | 3.4152
21323 | Belden Wire | 4694P 0105000 | #18 FFEP SH FLRST | FT |  | 1 Year | 3.5949 | 5% | 3.4152
21324 | Belden Wire | 4694P N3U1000 | #18 FFEP SH FLRST | FT |  | 1 Year | 3.5949 | 5% | 3.4152
21325 | Belden Wire | 4694R 0021000 | #18 PE/GIFHDLDPE SH FRPVC | FT |  | 1 Year | 1.0637 | 5% | 1.0105
21326 | Belden Wire | 4694R 0031000 | #18 PE/GIFHDLDPE SH FRPVC | FT |  | 1 Year | 1.0637 | 5% | 1.0105
21327 | Belden Wire | 4694R 0041000 | #18 PE/GIFHDLDPE SH FRPVC | FT |  | 1 Year | 1.0637 | 5% | 1.0105
21328 | Belden Wire | 4694R 0061000 | #18 PE/GIFHDLDPE SH FRPVC | FT |  | 1 Year | 1.0637 | 5% | 1.0105
21329 | Belden Wire | 4694R 0071000 | #18 PE/GIFHDLDPE SH FRPVC | FT |  | 1 Year | 1.0637 | 5% | 1.0105
21330 | Belden Wire | 4694R 0091000 | #18 PE/GIFHDLDPE SH FRPVC | FT |  | 1 Year | 1.0327 | 5% | 0.98106
21331 | Belden Wire | 4694R 0101000 | #18 PE/GIFHDLDPE SH FRPVC | FT |  | 1 Year | 1.0637 | 5% | 1.0105
21332 | Belden Wire | 4694R 0105000 | #18 PE/GIFHDLDPE SH FRPVC | FT |  | 1 Year | 1.0637 | 5% | 1.0105
21333 | Belden Wire | 4694R N3U1000 | #18 PE/GIFHDLDPE SH FRPVC | FT |  | 1 Year | 1.0637 | 5% | 1.0105
21334 | Belden Wire | 4731R 0021000 | #14 PE/GIFHDLDPE SH FRPVC | FT |  | 1 Year | 2.8325 | 5% | 2.6909
21335 | Belden Wire | 4731R 0031000 | #14 PE/GIFHDLDPE SH FRPVC | FT |  | 1 Year | 2.8325 | 5% | 2.6909
21336 | Belden Wire | 4731R 0061000 | #14 PE/GIFHDLDPE SH FRPVC | FT |  | 1 Year | 2.8325 | 5% | 2.6909
21337 | Belden Wire | 4731R 0071000 | #14 PE/GIFHDLDPE SH FRPVC | FT |  | 1 Year | 2.8325 | 5% | 2.6909
21338 | Belden Wire | 4731R 0101000 | #14 PE/GIFHDLDPE SH FRPVC | FT |  | 1 Year | 2.8325 | 5% | 2.6909
21339 | Belden Wire | 4731R N3U1000 | #14 PE/GIFHDLDPE SH FRPVC | FT |  | 1 Year | 2.8325 | 5% | 2.6909
21340 | Belden Wire | 4731RBUHD3 B100 | 12 GHz UHD 3 PC BNC RG11 | EA |  | 1 Year | 7.4783 | 5% | 7.1044
21341 | Belden Wire | 4731RBUHD3 S1 | 12 GHz UHD 3 PC BNC RG11 | EA |  | 1 Year | 7.4783 | 5% | 7.1044
21342 | Belden Wire | 4794R 0021000 | #16 LDPE/GIFHDLDPE SH FRPVC | FT |  | 1 Year | 1.9592 | 5% | 1.8612
21343 | Belden Wire | 4794R 0031000 | #16 LDPE/GIFHDLDPE SH FRPVC | FT |  | 1 Year | 1.9592 | 5% | 1.8612
21344 | Belden Wire | 4794R 0041000 | #16 LDPE/GIFHDLDPE SH FRPVC | FT |  | 1 Year | 1.9592 | 5% | 1.8612
21345 | Belden Wire | 4794R 0061000 | #16 LDPE/GIFHDLDPE SH FRPVC | FT |  | 1 Year | 1.9592 | 5% | 1.8612
21346 | Belden Wire | 4794R 0071000 | #16 LDPE/GIFHDLDPE SH FRPVC | FT |  | 1 Year | 1.9592 | 5% | 1.8612
21347 | Belden Wire | 4794R 0091000 | #16 LDPE/GIFHDLDPE SH FRPVC | FT |  | 1 Year | 1.9021 | 5% | 1.807
21348 | Belden Wire | 4794R 0101000 | #16 LDPE/GIFHDLDPE SH FRPVC | FT |  | 1 Year | 1.9592 | 5% | 1.8612
21349 | Belden Wire | 4794R 0102500 | #16 LDPE/GIFHDLDPE SH FRPVC | FT |  | 1 Year | 1.9592 | 5% | 1.8612
21350 | Belden Wire | 4794R N3U1000 | #16 LDPE/GIFHDLDPE SH FRPVC | FT |  | 1 Year | 1.9592 | 5% | 1.8612
21351 | Belden Wire | 4794RBUHD3 B100 | 12 GHz UHD 3 PC BNC Series 7 | EA |  | 1 Year | 7.4783 | 5% | 7.1044
21352 | Belden Wire | 4794RBUHD3 S1 | 12 GHz UHD 3 PC BNC Series 7 | EA |  | 1 Year | 7.4783 | 5% | 7.1044
21353 | Belden Wire | 4812 0021000 | CAT6E+ 4PR U/UTP CMR REEL | FT |  | 1 Year | 0.5404 | 5% | 0.51338
21354 | Belden Wire | 4812 0041000 | CAT6E+ 4PR U/UTP CMR REEL | FT |  | 1 Year | 0.5404 | 5% | 0.51338
21355 | Belden Wire | 4812 0051000 | CAT6E+ 4PR U/UTP CMR REEL | FT |  | 1 Year | 0.5404 | 5% | 0.51338
21356 | Belden Wire | 4812 0061000 | CAT6E+ 4PR U/UTP CMR REEL | FT |  | 1 Year | 0.5404 | 5% | 0.51338
21357 | Belden Wire | 4812 0062500 | CAT6E+ 4PR U/UTP CMR REEL | FT |  | 1 Year | 0.5404 | 5% | 0.51338
21358 | Belden Wire | 4812 006A1000 | CAT6E+ 4PR U/UTP CMR RIB | FT |  | 1 Year | 0.5404 | 5% | 0.51338
21359 | Belden Wire | 4812 0081000 | CAT6E+ 4PR U/UTP CMR REEL | FT |  | 1 Year | 0.5404 | 5% | 0.51338
21360 | Belden Wire | 4812 0091000 | CAT6E+ 4PR U/UTP CMR REEL | FT |  | 1 Year | 0.5404 | 5% | 0.51338
21361 | Belden Wire | 4812 009A1000 | CAT6E+ 4PR U/UTP CMR RIB | FT |  | 1 Year | 0.5404 | 5% | 0.51338
21362 | Belden Wire | 4812 0103000 | CAT6E+ 4PR U/UTP CMR REEL | FT |  | 1 Year | 0.5404 | 5% | 0.51338
21363 | Belden Wire | 4813 0041000 | CAT6E+ 4PR U/UTP CMP REEL | FT |  | 1 Year | 1.2529 | 5% | 1.1903
21364 | Belden Wire | 4813 0051000 | CAT6E+ 4PR U/UTP CMP REEL | FT |  | 1 Year | 1.2529 | 5% | 1.1903
21365 | Belden Wire | 4813 0081000 | CAT6E+ 4PR U/UTP CMP REEL | FT |  | 1 Year | 1.2529 | 5% | 1.1903
21366 | Belden Wire | 4813 0091000 | CAT6E+ 4PR U/UTP CMP REEL | FT |  | 1 Year | 1.2529 | 5% | 1.1903
21367 | Belden Wire | 4813 0092500 | CAT6E+ 4PR U/UTP CMP REEL | FT |  | 1 Year | 1.2529 | 5% | 1.1903
21368 | Belden Wire | 4813 009A1000 | CAT6E+ 4PR U/UTP CMP RIB | FT |  | 1 Year | 1.2529 | 5% | 1.1903
21369 | Belden Wire | 4813 0101000 | CAT6E+ 4PR U/UTP CMP REEL | FT |  | 1 Year | 1.2529 | 5% | 1.1903
21370 | Belden Wire | 4813 0103000 | CAT6E+ 4PR U/UTP CMP REEL | FT |  | 1 Year | 1.2529 | 5% | 1.1903
21371 | Belden Wire | 4813 D151000 | CAT6E+ 4PR U/UTP CMP REEL | FT |  | 1 Year | 1.2529 | 5% | 1.1903
21372 | Belden Wire | 4813 D15A1000 | CAT6E+ 4PR U/UTP CMP RIB | FT |  | 1 Year | 1.2529 | 5% | 1.1903
21373 | Belden Wire | 4855R 0021000 | #23 PE/GIFHDPE SH PVC | FT |  | 1 Year | 0.828 | 5% | 0.7866
21374 | Belden Wire | 4855R 0031000 | #23 PE/GIFHDPE SH PVC | FT |  | 1 Year | 0.828 | 5% | 0.7866
21375 | Belden Wire | 4855R 0041000 | #23 PE/GIFHDPE SH PVC | FT |  | 1 Year | 0.828 | 5% | 0.7866
21376 | Belden Wire | 4855R 0061000 | #23 PE/GIFHDPE SH PVC | FT |  | 1 Year | 0.828 | 5% | 0.7866
21377 | Belden Wire | 4855R 0071000 | #23 PE/GIFHDPE SH PVC | FT |  | 1 Year | 0.828 | 5% | 0.7866
21378 | Belden Wire | 4855R 0101000 | #23 PE/GIFHDPE SH PVC | FT |  | 1 Year | 0.828 | 5% | 0.7866
21379 | Belden Wire | 4855R 0105000 | #23 PE/GIFHDPE SH PVC | FT |  | 1 Year | 0.828 | 5% | 0.7866
21380 | Belden Wire | 4855R N3U1000 | #23 PE/GIFHDPE SH PVC | FT |  | 1 Year | 0.828 | 5% | 0.7866
21381 | Belden Wire | 49153A 010S2 | 5 POS DIN STRAIGHT RI37896 | EA |  | 1 Year | 78.5144 | 5% | 74.5887
21382 | Belden Wire | 49154A 010S2 | 8 POS DIN STRAIGHT RI37897 | EA |  | 1 Year | 82.3617 | 5% | 78.2436
21383 | Belden Wire | 49403 010S2 | 6 POS MOD RET CABLE RI47867 | EA |  | 1 Year | 43.6666 | 5% | 41.4833
21384 | Belden Wire | 49440 010S2 | 4 POS MOD RET CABLE RI47849 | EA |  | 1 Year | 36.0334 | 5% | 34.2317
21385 | Belden Wire | 49441 010S2 | 6 POS MOD RET CABLE RI47851 | EA |  | 1 Year | 38.8473 | 5% | 36.9049
21386 | Belden Wire | 49442 010S2 | 8 POS MOD RET CABLE RI47853 | EA |  | 1 Year | 43.7678 | 5% | 41.5794
21387 | Belden Wire | 49615A 060S2 | 25 POS SHD D-SUB 9617 | EA |  | 1 Year | 264.893 | 5% | 251.6483
21388 | Belden Wire | 49616A 060S2 | 25 POS SHD D-SUB 9617 | EA |  | 1 Year | 313.5231 | 5% | 297.8469
21389 | Belden Wire | 49642 C62S2 | GPIB UNSHD CONNECTOR RI38601 | EA |  | 1 Year | 442.0871 | 5% | 419.9827
21390 | Belden Wire | 49643 C62S2 | GPIB UNSHD CONNECTOR RI38601 | EA |  | 1 Year | 462.7266 | 5% | 439.5903
21391 | Belden Wire | 49645 C62S2 | GPIB UNSHD CONNECTOR RI38601 | EA |  | 1 Year | 631.1886 | 5% | 599.6292
21392 | Belden Wire | 49668A 060S2 | 25 POS SHD D-SUB 9543 | EA |  | 1 Year | 260.8396 | 5% | 247.7976
21393 | Belden Wire | 49673A 060S2 | 25 POS SHD D-SUB 9543 | EA |  | 1 Year | 257.9998 | 5% | 245.0998
21394 | Belden Wire | 49675A 060S2 | 25 POS SHD D-SUB 9543 | EA |  | 1 Year | 416.5912 | 5% | 395.7616
21395 | Belden Wire | 49676A 060S2 | 25 POS SHD D-SUB 9543 | EA |  | 1 Year | 590.9645 | 5% | 561.4163
21396 | Belden Wire | 49725A 060S2 | 15 POS SHD D-SUB 9541 | EA |  | 1 Year | 245.4818 | 5% | 233.2077
21397 | Belden Wire | 49726A 060S2 | 15 POS SHD D-SUB 9541 | EA |  | 1 Year | 261.0046 | 5% | 247.9544
21398 | Belden Wire | 49733 C62S2 | GPIB SHD MOLDED CABLE RI38601 | EA |  | 1 Year | 452.4415 | 5% | 429.8194
21399 | Belden Wire | 49735 C62S2 | GPIB SHD MOLD CABLE RI38601 | EA |  | 1 Year | 493.1969 | 5% | 468.5371
21400 | Belden Wire | 49740A 060S2 | 15 POS SHD D-SUB 9616 | EA |  | 1 Year | 238.2993 | 5% | 226.3843
21401 | Belden Wire | 49745A 060S2 | 15 POS SHD D-SUB 9616 | EA |  | 1 Year | 240.0445 | 5% | 228.0423
21402 | Belden Wire | 49746A 060S2 | 15 POS SHD D-SUB 9616 | EA |  | 1 Year | 277.9842 | 5% | 264.085
21403 | Belden Wire | 49747A 060S2 | 15 POS SHD D-SUB 9616 | EA |  | 1 Year | 369.044 | 5% | 350.5918
21404 | Belden Wire | 49760A 060S2 | 50 POS SHD D-SUB RI37943 | EA |  | 1 Year | 491.6059 | 5% | 467.0256
21405 | Belden Wire | 49765A 060S2 | 50 POS SHD D-SUB RI37943 | EA |  | 1 Year | 509.4887 | 5% | 484.0143
21406 | Belden Wire | 49766A 060S2 | 50 POS SHD D-SUB RI37943 | EA |  | 1 Year | 510.0315 | 5% | 484.5299
21407 | Belden Wire | 49900A 060S2 | 9 POS SHD D-SUB 9539 | EA |  | 1 Year | 194.2815 | 5% | 184.5674
21408 | Belden Wire | 49905A 060S2 | 9 POS SHD D-SUB 9539 | EA |  | 1 Year | 195.2256 | 5% | 185.4643
21409 | Belden Wire | 49906A 060S2 | 9 POS SHD D-SUB 9539 | EA |  | 1 Year | 213.9631 | 5% | 203.2649
21410 | Belden Wire | 49907A 060S2 | 9 POS SHD D-SUB 9539 | EA |  | 1 Year | 264.937 | 5% | 251.6901
21411 | Belden Wire | 49911A 010S2 | RETR ASSY 9POS RI37966 | EA |  | 1 Year | 154.6866 | 5% | 146.9523
21412 | Belden Wire | 49951A 060S2 | 37 POS SHD D-SUB 8348 | EA |  | 1 Year | 434.7976 | 5% | 413.0577
21413 | Belden Wire | 49956A 060S2 | 37 POS SHD D-SUB 8348 | EA |  | 1 Year | 464.6263 | 5% | 441.395
21414 | Belden Wire | 5000FE 0021000 | 2 #12 PP FS FRPVC | FT |  | 1 Year | 0.7662 | 5% | 0.72789
21415 | Belden Wire | 5000FE 0081000 | 2 #12 PP FS FRPVC | FT |  | 1 Year | 0.7662 | 5% | 0.72789
21416 | Belden Wire | 5000FE 008500 | 2 #12 PP FS FRPVC | FT |  | 1 Year | 0.7662 | 5% | 0.72789
21417 | Belden Wire | 5000FH 0081000 | 2 #12 PO FS FRPVC | FT |  | 1 Year | 0.8009 | 5% | 0.76085
21418 | Belden Wire | 5000FH 008500 | 2 #12 PO FS FRPVC | FT |  | 1 Year | 0.8009 | 5% | 0.76085
21419 | Belden Wire | 5000FL 002U1000 | 2 #12 PO FS FRPVC | FT |  | 1 Year | 0.5322 | 5% | 0.50559
21420 | Belden Wire | 5000U1 0081000 | 2 #12 PVC FRPVC | FT |  | 1 Year | 0.9445 | 5% | 0.89727
21421 | Belden Wire | 5000U1 0101000 | 2 #12 PVC FRPVC | FT |  | 1 Year | 0.9445 | 5% | 0.89727
21422 | Belden Wire | 5000UE 0021000 | 2 #12 PP FRPVC | FT |  | 1 Year | 0.569 | 5% | 0.54055
21423 | Belden Wire | 5000UE 0081000 | 2 #12 PP FRPVC | FT |  | 1 Year | 0.569 | 5% | 0.54055
21424 | Belden Wire | 5000UE 008500 | 2 #12 PP FRPVC | FT |  | 1 Year | 0.569 | 5% | 0.54055
21425 | Belden Wire | 5000UE 0101000 | 2 #12 PP FRPVC | FT |  | 1 Year | 0.569 | 5% | 0.54055
21426 | Belden Wire | 5000UH 0081000 | 2 #12 PO FRPVC | FT |  | 1 Year | 0.6044 | 5% | 0.57418
21427 | Belden Wire | 5000UH 008500 | 2 #12 PO FRPVC | FT |  | 1 Year | 0.6044 | 5% | 0.57418
21428 | Belden Wire | 5000UH 0101000 | 2 #12 PO FRPVC | FT |  | 1 Year | 0.6044 | 5% | 0.57418
21429 | Belden Wire | 5000UL 0021000 | 2 #12 PO PVC | FT |  | 1 Year | 0.4278 | 5% | 0.40641
21430 | Belden Wire | 5000UL 002U1000 | 2 #12 PO PVC | FT |  | 1 Year | 0.4278 | 5% | 0.40641
21431 | Belden Wire | 5000UP 0051000 | 2 #12 PVC FRPVC | FT |  | 1 Year | 0.8286 | 5% | 0.78717
21432 | Belden Wire | 5000UP 0081000 | 2 #12 PVC FRPVC | FT |  | 1 Year | 0.8286 | 5% | 0.78717
21433 | Belden Wire | 5000UP 008500 | 2 #12 PVC FRPVC | FT |  | 1 Year | 0.8286 | 5% | 0.78717
21434 | Belden Wire | 5000UP 0091000 | 2 #12 PVC FRPVC | FT |  | 1 Year | 0.8286 | 5% | 0.78717
21435 | Belden Wire | 5000UP 009U500 | 2 #12 PVC FRPVC | FT |  | 1 Year | 0.8286 | 5% | 0.78717
21436 | Belden Wire | 5000UP 0101000 | 2 #12 PVC FRPVC | FT |  | 1 Year | 0.8286 | 5% | 0.78717
21437 | Belden Wire | 5000UP 010500 | 2 #12 PVC FRPVC | FT |  | 1 Year | 0.8286 | 5% | 0.78717
21438 | Belden Wire | 5000UP 010U500 | 2 #12 PVC FRPVC | FT |  | 1 Year | 0.8286 | 5% | 0.78717
21439 | Belden Wire | 5000UP D151000 | 2 #12 PVC FRPVC | FT |  | 1 Year | 0.8286 | 5% | 0.78717
21440 | Belden Wire | 5000UP D15500 | 2 #12 PVC FRPVC | FT |  | 1 Year | 0.8286 | 5% | 0.78717
21441 | Belden Wire | 5001UE 0081000 | 3 #12 PP FRPVC | FT |  | 1 Year | 0.9397 | 5% | 0.89271
21442 | Belden Wire | 5001UH 0081000 | 3 #12 PO FRPVC | FT |  | 1 Year | 0.9814 | 5% | 0.93233
21443 | Belden Wire | 5002U1 0101000 | 4 #12 PVC PVC | FT |  | 1 Year | 1.3514 | 5% | 1.2838
21444 | Belden Wire | 5002UP 005500 | 4 #12 PVC FRPVC | FT |  | 1 Year | 1.4142 | 5% | 1.3435
21445 | Belden Wire | 5002UP 0081000 | 4 #12 PVC FRPVC | FT |  | 1 Year | 1.4142 | 5% | 1.3435
21446 | Belden Wire | 5002UP 008500 | 4 #12 PVC FRPVC | FT |  | 1 Year | 1.4142 | 5% | 1.3435
21447 | Belden Wire | 5002UP 0091000 | 4 #12 PVC FRPVC | FT |  | 1 Year | 1.4142 | 5% | 1.3435
21448 | Belden Wire | 5002UP 009500 | 4 #12 PVC FRPVC | FT |  | 1 Year | 1.4142 | 5% | 1.3435
21449 | Belden Wire | 5002UP 0101000 | 4 #12 PVC FRPVC | FT |  | 1 Year | 1.4142 | 5% | 1.3435
21450 | Belden Wire | 5002UP 010500 | 4 #12 PVC FRPVC | FT |  | 1 Year | 1.4142 | 5% | 1.3435
21451 | Belden Wire | 5002UP D15500 | 4 #12 PVC FRPVC | FT |  | 1 Year | 1.4142 | 5% | 1.3435
21452 | Belden Wire | 500PTZ 0001000 | RG59 + 1P23 + 2C18 CMR BPEEL | FT |  | 1 Year | 0.6564 | 5% | 0.62358
21453 | Belden Wire | 501PTZ 0001000 | RG59 +1P22 FS +2C18 CMR BPEEL | FT |  | 1 Year | 0.751 | 5% | 0.71345
21454 | Belden Wire | 5020FJ 0021000 | 2 #12 FPE FS PVC | FT |  | 1 Year | 0.5699 | 5% | 0.5414
21455 | Belden Wire | 5020FL 0021000 | 2 #12 PP FS FRPVC | FT |  | 1 Year | 0.5293 | 5% | 0.50283
21456 | Belden Wire | 5020FN 002500 | 2 #12 PVC/NYL FS FRPVC | FT |  | 1 Year | 0.7801 | 5% | 0.74109
21457 | Belden Wire | 5020UL 0021000 | 2 #12 PP FRPVC | FT |  | 1 Year | 0.4427 | 5% | 0.42056
21458 | Belden Wire | 502PTZ 0001000 | RG59 +2C18 FS +2C18 CMR BPEEL | FT |  | 1 Year | 0.8787 | 5% | 0.83476
21459 | Belden Wire | 502PTZ 000500 | RG59 +2C18 FS +2C18 CMR BPEEL | FT |  | 1 Year | 0.8787 | 5% | 0.83476
21460 | Belden Wire | 503PTZ 0001000 | RG59 +2C18 FS +2C14 CMR BPEEL | FT |  | 1 Year | 1.1324 | 5% | 1.0758
21461 | Belden Wire | 504PTZ 0001000 | RG59 +1P22 FS +2C14 CMR BPEEL | FT |  | 1 Year | 1.1002 | 5% | 1.0452
21462 | Belden Wire | 5100FE 0021000 | 2 #14 PP FS FRPVC | FT |  | 1 Year | 0.4405 | 5% | 0.41847
21463 | Belden Wire | 5100FE 0081000 | 2 #14 PP FS FRPVC | FT |  | 1 Year | 0.4405 | 5% | 0.41847
21464 | Belden Wire | 5100FE 008500 | 2 #14 PP FS FRPVC | FT |  | 1 Year | 0.4405 | 5% | 0.41847
21465 | Belden Wire | 5100FE 008U1000 | 2 #14 PP FS FRPVC | FT |  | 1 Year | 0.4405 | 5% | 0.41847
21466 | Belden Wire | 5100FH 0081000 | 2 #14 PO FS FRPVC | FT |  | 1 Year | 0.4828 | 5% | 0.45866
21467 | Belden Wire | 5100FH 008U1000 | 2 #14 PO FS FRPVC | FT |  | 1 Year | 0.4828 | 5% | 0.45866
21468 | Belden Wire | 5100FL 0021000 | 2 #14 PO FS PVC | FT |  | 1 Year | 0.3337 | 5% | 0.31701
21469 | Belden Wire | 5100FL 002U1000 | 2 #14 PO FS PVC | FT |  | 1 Year | 0.3337 | 5% | 0.31701
21470 | Belden Wire | 5100U1 0081000 | 2 #14 PVC FRPVC | FT |  | 1 Year | 0.4949 | 5% | 0.47015
21471 | Belden Wire | 5100U1 0101000 | 2 #14 PVC FRPVC | FT |  | 1 Year | 0.4949 | 5% | 0.47015
21472 | Belden Wire | 5100UE 0021000 | 2 #14 PP FRPVC | FT |  | 1 Year | 0.4283 | 5% | 0.40688
21473 | Belden Wire | 5100UE 0081000 | 2 #14 PP FRPVC | FT |  | 1 Year | 0.4283 | 5% | 0.40688
21474 | Belden Wire | 5100UE 008500 | 2 #14 PP FRPVC | FT |  | 1 Year | 0.4283 | 5% | 0.40688
21475 | Belden Wire | 5100UE 008U1000 | 2 #14 PP FRPVC | FT |  | 1 Year | 0.4283 | 5% | 0.40688
21476 | Belden Wire | 5100UE 0101000 | 2 #14 PP FRPVC | FT |  | 1 Year | 0.4283 | 5% | 0.40688
21477 | Belden Wire | 5100UH 0081000 | 2 #14 PO FRPVC | FT |  | 1 Year | 0.4697 | 5% | 0.44621
21478 | Belden Wire | 5100UH 008500 | 2 #14 PO FRPVC | FT |  | 1 Year | 0.4697 | 5% | 0.44621
21479 | Belden Wire | 5100UH 008U1000 | 2 #14 PO FRPVC | FT |  | 1 Year | 0.4697 | 5% | 0.44621
21480 | Belden Wire | 5100UH 0101000 | 2 #14 PO FRPVC | FT |  | 1 Year | 0.4697 | 5% | 0.44621
21481 | Belden Wire | 5100UL 0021000 | 2 #14 PO PVC | FT |  | 1 Year | 0.2808 | 5% | 0.26676
21482 | Belden Wire | 5100UL 002U1000 | 2 #14 PO PVC | FT |  | 1 Year | 0.2808 | 5% | 0.26676
21483 | Belden Wire | 5100UP 0051000 | 2 #14 PVC FRPVC | FT |  | 1 Year | 0.4413 | 5% | 0.41924
21484 | Belden Wire | 5100UP 005500 | 2 #14 PVC FRPVC | FT |  | 1 Year | 0.4413 | 5% | 0.41924
21485 | Belden Wire | 5100UP 005U1000 | 2 #14 PVC FRPVC | FT |  | 1 Year | 0.4413 | 5% | 0.41924
21486 | Belden Wire | 5100UP 005U500 | 2 #14 PVC FRPVC | FT |  | 1 Year | 0.4413 | 5% | 0.41924
21487 | Belden Wire | 5100UP 0081000 | 2 #14 PVC FRPVC | FT |  | 1 Year | 0.4413 | 5% | 0.41924
21488 | Belden Wire | 5100UP 008U1000 | 2 #14 PVC FRPVC | FT |  | 1 Year | 0.4413 | 5% | 0.41924
21489 | Belden Wire | 5100UP 008U500 | 2 #14 PVC FRPVC | FT |  | 1 Year | 0.4413 | 5% | 0.41924
21490 | Belden Wire | 5100UP 0091000 | 2 #14 PVC FRPVC | FT |  | 1 Year | 0.4413 | 5% | 0.41924
21491 | Belden Wire | 5100UP 009500 | 2 #14 PVC FRPVC | FT |  | 1 Year | 0.4413 | 5% | 0.41924
21492 | Belden Wire | 5100UP 009U1000 | 2 #14 PVC FRPVC | FT |  | 1 Year | 0.4413 | 5% | 0.41924
21493 | Belden Wire | 5100UP 009U500 | 2 #14 PVC FRPVC | FT |  | 1 Year | 0.4413 | 5% | 0.41924
21494 | Belden Wire | 5100UP 0101000 | 2 #14 PVC FRPVC | FT |  | 1 Year | 0.4413 | 5% | 0.41924
21495 | Belden Wire | 5100UP 010500 | 2 #14 PVC FRPVC | FT |  | 1 Year | 0.4413 | 5% | 0.41924
21496 | Belden Wire | 5100UP 010U1000 | 2 #14 PVC FRPVC | FT |  | 1 Year | 0.4413 | 5% | 0.41924
21497 | Belden Wire | 5100UP 010U500 | 2 #14 PVC FRPVC | FT |  | 1 Year | 0.4413 | 5% | 0.41924
21498 | Belden Wire | 5101FE 0081000 | 3 #14 PP FS FRPVC | FT |  | 1 Year | 0.7375 | 5% | 0.70063
21499 | Belden Wire | 5101FH 0081000 | 3 #14 PO FS PVC | FT |  | 1 Year | 0.8088 | 5% | 0.76836
21500 | Belden Wire | 5101UE 0081000 | 3 #14 PP FRPVC | FT |  | 1 Year | 0.6503 | 5% | 0.61778
21501 | Belden Wire | 5101UH 0081000 | 3 #14 PO FRPVC | FT |  | 1 Year | 0.7134 | 5% | 0.67773
21502 | Belden Wire | 5102FL 002U1000 | 4 #14 PO FS PVC | FT |  | 1 Year | 0.5639 | 5% | 0.5357
21503 | Belden Wire | 5102U1 0021000 | 4 #14 PVC PVC | FT |  | 1 Year | 0.8309 | 5% | 0.78935
21504 | Belden Wire | 5102U1 0101000 | 4 #14 PVC PVC | FT |  | 1 Year | 0.8309 | 5% | 0.78935
21505 | Belden Wire | 5102UE 0081000 | 4 #14 PP FRPVC | FT |  | 1 Year | 0.6045 | 5% | 0.57427
21506 | Belden Wire | 5102UE 008500 | 4 #14 PP FRPVC | FT |  | 1 Year | 0.6045 | 5% | 0.57427
21507 | Belden Wire | 5102UH 0081000 | 4 #14 PO FRPVC | FT |  | 1 Year | 0.8286 | 5% | 0.78717
21508 | Belden Wire | 5102UL 002U1000 | 4 #14 PO PVC | FT |  | 1 Year | 0.5369 | 5% | 0.51006
21509 | Belden Wire | 5102UP 005500 | 4 #14 PVC FRPVC | FT |  | 1 Year | 1.0247 | 5% | 0.97346
21510 | Belden Wire | 5102UP 0081000 | 4 #14 PVC FRPVC | FT |  | 1 Year | 1.0247 | 5% | 0.97346
21511 | Belden Wire | 5102UP 008500 | 4 #14 PVC FRPVC | FT |  | 1 Year | 1.0247 | 5% | 0.97346
21512 | Belden Wire | 5102UP 009500 | 4 #14 PVC FRPVC | FT |  | 1 Year | 1.0247 | 5% | 0.97346
21513 | Belden Wire | 5102UP 0101000 | 4 #14 PVC FRPVC | FT |  | 1 Year | 1.0247 | 5% | 0.97346
21514 | Belden Wire | 5102UP 010500 | 4 #14 PVC FRPVC | FT |  | 1 Year | 1.0247 | 5% | 0.97346
21515 | Belden Wire | 5102UP D151000 | 4 #14 PVC FRPVC | FT |  | 1 Year | 1.0247 | 5% | 0.97346
21516 | Belden Wire | 5102UP D15500 | 4 #14 PVC FRPVC | FT |  | 1 Year | 1.0247 | 5% | 0.97346
21517 | Belden Wire | 5105-1SF | BODY,1ST STG SEMI-FIN(STR RLF) | EA |  | 1 Year | 14.19 | 5% | 13.4805
21518 | Belden Wire | 5120FJ 0021000 | 2 #14 FPE FS PVC | FT |  | 1 Year | 0.4027 | 5% | 0.38256
21519 | Belden Wire | 5120FL 0021000 | 2 #14 PP FS FRPVC | FT |  | 1 Year | 0.3383 | 5% | 0.32138
21520 | Belden Wire | 5120FL D151000 | 2 #14 PP FS FRPVC | FT |  | 1 Year | 0.3383 | 5% | 0.32138
21521 | Belden Wire | 5120FN 0021000 | 2 #14 PVC/NYL FS FRPVC | FT |  | 1 Year | 0.5066 | 5% | 0.48127
21522 | Belden Wire | 5120FN 002500 | 2 #14 PVC/NYL FS FRPVC | FT |  | 1 Year | 0.5066 | 5% | 0.48127
21523 | Belden Wire | 5120UL 0021000 | 2 #14 PP FRPVC | FT |  | 1 Year | 0.2915 | 5% | 0.27692
21524 | Belden Wire | 5120UL 002500 | 2 #14 PP FRPVC | FT |  | 1 Year | 0.2914 | 5% | 0.27683
21525 | Belden Wire | 5120UL 002A1000 | 2 #14 PP FRPVC | FT |  | 1 Year | 0.3052 | 5% | 0.28994
21526 | Belden Wire | 5120UL 002U1000 | 2 #14 PP FRPVC | FT |  | 1 Year | 0.2915 | 5% | 0.27692
21527 | Belden Wire | 5120UL 0031000 | 2 #14 PP FRPVC | FT |  | 1 Year | 0.2915 | 5% | 0.27692
21528 | Belden Wire | 5120UL 0041000 | 2 #14 PP FRPVC | FT |  | 1 Year | 0.2915 | 5% | 0.27692
21529 | Belden Wire | 5120UL 0051000 | 2 #14 PP FRPVC | FT |  | 1 Year | 0.2915 | 5% | 0.27692
21530 | Belden Wire | 5120UL 0061000 | 2 #14 PP FRPVC | FT |  | 1 Year | 0.2915 | 5% | 0.27692
21531 | Belden Wire | 5120UL 0071000 | 2 #14 PP FRPVC | FT |  | 1 Year | 0.2915 | 5% | 0.27692
21532 | Belden Wire | 5120UL 0091000 | 2 #14 PP FRPVC | FT |  | 1 Year | 0.2915 | 5% | 0.27692
21533 | Belden Wire | 5120UL 0101000 | 2 #14 PP FRPVC | FT |  | 1 Year | 0.2915 | 5% | 0.27692
21534 | Belden Wire | 5120UL D151000 | 2 #14 PP FRPVC | FT |  | 1 Year | 0.2915 | 5% | 0.27692
21535 | Belden Wire | 5120UN 002500 | 2 #14 PVC/NYL FRPVC | FT |  | 1 Year | 0.4655 | 5% | 0.44222
21536 | Belden Wire | 5122FL 0021000 | 4 #14 PP FS FRPVC | FT |  | 1 Year | 0.5943 | 5% | 0.56459
21537 | Belden Wire | 5122FN 0021000 | 4 #14 PVC/NYL FS FRPVC | FT |  | 1 Year | 0.8551 | 5% | 0.81234
21538 | Belden Wire | 5122FN 002500 | 4 #14 PVC/NYL FS FRPVC | FT |  | 1 Year | 0.8551 | 5% | 0.81234
21539 | Belden Wire | 5122UL 0021000 | 4 #14 PP FRPVC | FT |  | 1 Year | 0.5604 | 5% | 0.53238
21540 | Belden Wire | 513945 0101000 | RG-11/U TYPE 75 OHM COAX | FT |  | 1 Year | 0.6039 | 5% | 0.57371
21541 | Belden Wire | 5140F1 0021000 | 1 FS PR #14 PVC PVC | FT |  | 1 Year | 0.5713 | 5% | 0.54273
21542 | Belden Wire | 5140F1 0101000 | 1 FS PR #14 PVC PVC | FT |  | 1 Year | 0.5713 | 5% | 0.54273
21543 | Belden Wire | 5140U1 0021000 | 1 PR #14 PVC PVC | FT |  | 1 Year | 0.47 | 5% | 0.4465
21544 | Belden Wire | 5140U1 0041000 | 1 PR #14 PVC PVC | FT |  | 1 Year | 0.47 | 5% | 0.4465
21545 | Belden Wire | 5140U1 0101000 | 1 PR #14 PVC PVC | FT |  | 1 Year | 0.47 | 5% | 0.4465
21546 | Belden Wire | 5140UL 0021000 | 2 #14 PVC FRPVC | FT |  | 1 Year | 0.4906 | 5% | 0.46607
21547 | Belden Wire | 5140UL 002500 | 2 #14 PVC FRPVC | FT |  | 1 Year | 0.4906 | 5% | 0.46607
21548 | Belden Wire | 51A014 | ENTRY FEED THRU .400ID | EA |  | 1 Year | 42.5 | 5% | 40.375
21549 | Belden Wire | 5200FE 0021000 | 2 #16 PP FS FRPVC | FT |  | 1 Year | 0.3124 | 5% | 0.29678
21550 | Belden Wire | 5200FE 0071000 | 2 #16 PP FS FRPVC | FT |  | 1 Year | 0.3124 | 5% | 0.29678
21551 | Belden Wire | 5200FE 0081000 | 2 #16 PP FS FRPVC | FT |  | 1 Year | 0.3124 | 5% | 0.29678
21552 | Belden Wire | 5200FE 008500 | 2 #16 PP FS FRPVC | FT |  | 1 Year | 0.3124 | 5% | 0.29678
21553 | Belden Wire | 5200FE 008U1000 | 2 #16 PP FS FRPVC | FT |  | 1 Year | 0.3124 | 5% | 0.29678
21554 | Belden Wire | 5200FE 008U500 | 2 #16 PP FS FRPVC | FT |  | 1 Year | 0.3124 | 5% | 0.29678
21555 | Belden Wire | 5200FE 0091000 | 2 #16 PP FS FRPVC | FT |  | 1 Year | 0.3124 | 5% | 0.29678
21556 | Belden Wire | 5200FE 009U1000 | 2 #16 PP FS FRPVC | FT |  | 1 Year | 0.3124 | 5% | 0.29678
21557 | Belden Wire | 5200FE 0101000 | 2 #16 PP FS FRPVC | FT |  | 1 Year | 0.3124 | 5% | 0.29678
21558 | Belden Wire | 5200FH 0081000 | 2 #16 PO FS FRPVC | FT |  | 1 Year | 0.3267 | 5% | 0.31037
21559 | Belden Wire | 5200FH 008500 | 2 #16 PO FS FRPVC | FT |  | 1 Year | 0.3267 | 5% | 0.31037
21560 | Belden Wire | 5200FH 008U1000 | 2 #16 PO FS FRPVC | FT |  | 1 Year | 0.3267 | 5% | 0.31037
21561 | Belden Wire | 5200FH 009U1000 | 2 #16 PO FS FRPVC | FT |  | 1 Year | 0.3267 | 5% | 0.31037
21562 | Belden Wire | 5200FL 0021000 | 2 #16 PO FS FRPVC | FT |  | 1 Year | 0.2314 | 5% | 0.21983
21563 | Belden Wire | 5200FL 002U1000 | 2 #16 PO FS FRPVC | FT |  | 1 Year | 0.2314 | 5% | 0.21983
21564 | Belden Wire | 5200UE 001U1000 | 2 #16 PP FRPVC | FT |  | 1 Year | 0.2664 | 5% | 0.25308
21565 | Belden Wire | 5200UE 0021000 | 2 #16 PP FRPVC | FT |  | 1 Year | 0.2664 | 5% | 0.25308
21566 | Belden Wire | 5200UE 0031000 | 2 #16 PP FRPVC | FT |  | 1 Year | 0.2664 | 5% | 0.25308
21567 | Belden Wire | 5200UE 0041000 | 2 #16 PP FRPVC | FT |  | 1 Year | 0.2664 | 5% | 0.25308
21568 | Belden Wire | 5200UE 0051000 | 2 #16 PP FRPVC | FT |  | 1 Year | 0.2664 | 5% | 0.25308
21569 | Belden Wire | 5200UE 0061000 | 2 #16 PP FRPVC | FT |  | 1 Year | 0.2664 | 5% | 0.25308
21570 | Belden Wire | 5200UE 0071000 | 2 #16 PP FRPVC | FT |  | 1 Year | 0.2664 | 5% | 0.25308
21571 | Belden Wire | 5200UE 0081000 | 2 #16 PP FRPVC | FT |  | 1 Year | 0.2664 | 5% | 0.25308
21572 | Belden Wire | 5200UE 008500 | 2 #16 PP FRPVC | FT |  | 1 Year | 0.2664 | 5% | 0.25308
21573 | Belden Wire | 5200UE 008U1000 | 2 #16 PP FRPVC | FT |  | 1 Year | 0.2664 | 5% | 0.25308
21574 | Belden Wire | 5200UE 008U500 | 2 #16 PP FRPVC | FT |  | 1 Year | 0.2664 | 5% | 0.25308
21575 | Belden Wire | 5200UE 0091000 | 2 #16 PP FRPVC | FT |  | 1 Year | 0.2664 | 5% | 0.25308
21576 | Belden Wire | 5200UE 009U1000 | 2 #16 PP FRPVC | FT |  | 1 Year | 0.2664 | 5% | 0.25308
21577 | Belden Wire | 5200UE 0101000 | 2 #16 PP FRPVC | FT |  | 1 Year | 0.2664 | 5% | 0.25308
21578 | Belden Wire | 5200UE 010U1000 | 2 #16 PP FRPVC | FT |  | 1 Year | 0.2664 | 5% | 0.25308
21579 | Belden Wire | 5200UH 0081000 | 2 #16 PO FRPVC | FT |  | 1 Year | 0.2786 | 5% | 0.26467
21580 | Belden Wire | 5200UH 008500 | 2 #16 PO FRPVC | FT |  | 1 Year | 0.2786 | 5% | 0.26467
21581 | Belden Wire | 5200UH 008U1000 | 2 #16 PO FRPVC | FT |  | 1 Year | 0.2786 | 5% | 0.26467
21582 | Belden Wire | 5200UH 008U500 | 2 #16 PO FRPVC | FT |  | 1 Year | 0.2786 | 5% | 0.26467
21583 | Belden Wire | 5200UH 009U1000 | 2 #16 PO FRPVC | FT |  | 1 Year | 0.2786 | 5% | 0.26467
21584 | Belden Wire | 5200UH 0101000 | 2 #16 PO FRPVC | FT |  | 1 Year | 0.2786 | 5% | 0.26467
21585 | Belden Wire | 5200UH 010U1000 | 2 #16 PO FRPVC | FT |  | 1 Year | 0.2786 | 5% | 0.26467
21586 | Belden Wire | 5200UL 002U1000 | 2 #16 PO FRPVC | FT |  | 1 Year | 0.1909 | 5% | 0.18135
21587 | Belden Wire | 5200UP 0051000 | 2 #16 PVC FRPVC | FT |  | 1 Year | 0.3117 | 5% | 0.29611
21588 | Belden Wire | 5200UP 005500 | 2 #16 PVC FRPVC | FT |  | 1 Year | 0.3117 | 5% | 0.29611
21589 | Belden Wire | 5200UP 005U500 | 2 #16 PVC FRPVC | FT |  | 1 Year | 0.3117 | 5% | 0.29611
21590 | Belden Wire | 5200UP 0081000 | 2 #16 PVC FRPVC | FT |  | 1 Year | 0.3117 | 5% | 0.29611
21591 | Belden Wire | 5200UP 008U1000 | 2 #16 PVC FRPVC | FT |  | 1 Year | 0.3117 | 5% | 0.29611
21592 | Belden Wire | 5200UP 008U500 | 2 #16 PVC FRPVC | FT |  | 1 Year | 0.3117 | 5% | 0.29611
21593 | Belden Wire | 5200UP 0091000 | 2 #16 PVC FRPVC | FT |  | 1 Year | 0.3117 | 5% | 0.29611
21594 | Belden Wire | 5200UP 009U1000 | 2 #16 PVC FRPVC | FT |  | 1 Year | 0.3117 | 5% | 0.29611
21595 | Belden Wire | 5200UP 009U500 | 2 #16 PVC FRPVC | FT |  | 1 Year | 0.3117 | 5% | 0.29611
21596 | Belden Wire | 5200UP 0101000 | 2 #16 PVC FRPVC | FT |  | 1 Year | 0.3117 | 5% | 0.29611
21597 | Belden Wire | 5200UP 010500 | 2 #16 PVC FRPVC | FT |  | 1 Year | 0.3117 | 5% | 0.29611
21598 | Belden Wire | 5200UP 010U1000 | 2 #16 PVC FRPVC | FT |  | 1 Year | 0.3117 | 5% | 0.29611
21599 | Belden Wire | 5200UP 010U500 | 2 #16 PVC FRPVC | FT |  | 1 Year | 0.3117 | 5% | 0.29611
21600 | Belden Wire | 5200UP D151000 | 2 #16 PVC FRPVC | FT |  | 1 Year | 0.3117 | 5% | 0.29611
21601 | Belden Wire | 5200UP D15500 | 2 #16 PVC FRPVC | FT |  | 1 Year | 0.3117 | 5% | 0.29611
21602 | Belden Wire | 5200UP D15U1000 | 2 #16 PVC FRPVC | FT |  | 1 Year | 0.3117 | 5% | 0.29611
21603 | Belden Wire | 5200UP D15U500 | 2 #16 PVC FRPVC | FT |  | 1 Year | 0.3117 | 5% | 0.29611
21604 | Belden Wire | 5201FE 0081000 | 3 #16 PP FS FRPVC | FT |  | 1 Year | 0.4217 | 5% | 0.40061
21605 | Belden Wire | 5201FE 008500 | 3 #16 PP FS FRPVC | FT |  | 1 Year | 0.422 | 5% | 0.4009
21606 | Belden Wire | 5201FE 008U1000 | 3 #16 PP FS FRPVC | FT |  | 1 Year | 0.4217 | 5% | 0.40061
21607 | Belden Wire | 5201FH 0081000 | 3 #16 PO FS FRPVC | FT |  | 1 Year | 0.4409 | 5% | 0.41885
21608 | Belden Wire | 5201FH 008U1000 | 3 #16 PO FS FRPVC | FT |  | 1 Year | 0.4409 | 5% | 0.41885
21609 | Belden Wire | 5201UE 0081000 | 3 #16 PP FRPVC | FT |  | 1 Year | 0.3971 | 5% | 0.37724
21610 | Belden Wire | 5201UE 008500 | 3 #16 PP FRPVC | FT |  | 1 Year | 0.3971 | 5% | 0.37724
21611 | Belden Wire | 5201UE 008U1000 | 3 #16 PP FRPVC | FT |  | 1 Year | 0.3971 | 5% | 0.37724
21612 | Belden Wire | 5201UH 0081000 | 2 #16 PO FRPVC | FT |  | 1 Year | 0.4152 | 5% | 0.39444
21613 | Belden Wire | 5201UH 008U1000 | 3 #16 PO FRPVC | FT |  | 1 Year | 0.4152 | 5% | 0.39444
21614 | Belden Wire | 5202F1 0021000 | 4 #16 PVC FS PVC | FT |  | 1 Year | 0.54 | 5% | 0.513
21615 | Belden Wire | 5202F1 0101000 | 4 #16 PVC FS PVC | FT |  | 1 Year | 0.54 | 5% | 0.513
21616 | Belden Wire | 5202FE 0081000 | 4 #16 PP FS FRPVC | FT |  | 1 Year | 0.4184 | 5% | 0.39748
21617 | Belden Wire | 5202FE 008500 | 4 #16 PP FS FRPVC | FT |  | 1 Year | 0.4184 | 5% | 0.39748
21618 | Belden Wire | 5202FL 002U1000 | 4 #16 PO FS PVC | FT |  | 1 Year | 0.4126 | 5% | 0.39197
21619 | Belden Wire | 5202U1 0101000 | 4 #16 PVC PVC | FT |  | 1 Year | 0.4736 | 5% | 0.44992
21620 | Belden Wire | 5202UE 0081000 | 4 #16 PP FRPVC | FT |  | 1 Year | 0.379 | 5% | 0.36005
21621 | Belden Wire | 5202UE 008500 | 4 #16 PP FRPVC | FT |  | 1 Year | 0.379 | 5% | 0.36005
21622 | Belden Wire | 5202UE 008U1000 | 4 #16 PP FRPVC | FT |  | 1 Year | 0.379 | 5% | 0.36005
21623 | Belden Wire | 5202UE 008U500 | 4 #16 PP FRPVC | FT |  | 1 Year | 0.379 | 5% | 0.36005
21624 | Belden Wire | 5202UE 009U1000 | 4 #16 PP FRPVC | FT |  | 1 Year | 0.379 | 5% | 0.36005
21625 | Belden Wire | 5202UE 010500 | 4 #16 PP FRPVC | FT |  | 1 Year | 0.379 | 5% | 0.36005
21626 | Belden Wire | 5202UE 010U1000 | 4 #16 PP FRPVC | FT |  | 1 Year | 0.379 | 5% | 0.36005
21627 | Belden Wire | 5202UH 0081000 | 4 #16 PO FRPVC | FT |  | 1 Year | 0.5077 | 5% | 0.48231
21628 | Belden Wire | 5202UH 008500 | 4 #16 PO FRPVC | FT |  | 1 Year | 0.5077 | 5% | 0.48231
21629 | Belden Wire | 5202UH 008U1000 | 4 #16 PO FRPVC | FT |  | 1 Year | 0.5077 | 5% | 0.48231
21630 | Belden Wire | 5202UH 009U1000 | 4 #16 PO FRPVC | FT |  | 1 Year | 0.5077 | 5% | 0.48231
21631 | Belden Wire | 5202UL 002U1000 | 4 #16 PO FRPVC | FT |  | 1 Year | 0.3877 | 5% | 0.36831
21632 | Belden Wire | 5202UP 0051000 | 4 #16 PVC FRPVC | FT |  | 1 Year | 0.538 | 5% | 0.5111
21633 | Belden Wire | 5202UP 005500 | 4 #16 PVC FRPVC | FT |  | 1 Year | 0.538 | 5% | 0.5111
21634 | Belden Wire | 5202UP 005U500 | 4 #16 PVC FRPVC | FT |  | 1 Year | 0.538 | 5% | 0.5111
21635 | Belden Wire | 5202UP 0081000 | 4 #16 PVC FRPVC | FT |  | 1 Year | 0.538 | 5% | 0.5111
21636 | Belden Wire | 5202UP 008U1000 | 4 #16 PVC FRPVC | FT |  | 1 Year | 0.538 | 5% | 0.5111
21637 | Belden Wire | 5202UP 008U500 | 4 #16 PVC FRPVC | FT |  | 1 Year | 0.538 | 5% | 0.5111
21638 | Belden Wire | 5202UP 0091000 | 4 #16 PVC FRPVC | FT |  | 1 Year | 0.538 | 5% | 0.5111
21639 | Belden Wire | 5202UP 009U1000 | 4 #16 PVC FRPVC | FT |  | 1 Year | 0.538 | 5% | 0.5111
21640 | Belden Wire | 5202UP 009U500 | 4 #16 PVC FRPVC | FT |  | 1 Year | 0.538 | 5% | 0.5111
21641 | Belden Wire | 5202UP 0101000 | 4 #16 PVC FRPVC | FT |  | 1 Year | 0.538 | 5% | 0.5111
21642 | Belden Wire | 5202UP 010U1000 | 4 #16 PVC FRPVC | FT |  | 1 Year | 0.538 | 5% | 0.5111
21643 | Belden Wire | 5202UP D151000 | 4 #16 PVC FRPVC | FT |  | 1 Year | 0.538 | 5% | 0.5111
21644 | Belden Wire | 5202UP D15500 | 4 #16 PVC FRPVC | FT |  | 1 Year | 0.538 | 5% | 0.5111
21645 | Belden Wire | 5202UP D15U1000 | 4 #16 PVC FRPVC | FT |  | 1 Year | 0.538 | 5% | 0.5111
21646 | Belden Wire | 5202UP D15U500 | 4 #16 PVC FRPVC | FT |  | 1 Year | 0.538 | 5% | 0.5111
21647 | Belden Wire | 5205UE 0081000 | 7 #16 PP FRPVC | FT |  | 1 Year | 0.623 | 5% | 0.59185
21648 | Belden Wire | 5220FJ 0021000 | 2 #16 FPE FS PVC | FT |  | 1 Year | 0.3064 | 5% | 0.29108
21649 | Belden Wire | 5220FJ 002500 | 2 #16 FPE FS PVC | FT |  | 1 Year | 0.3064 | 5% | 0.29108
21650 | Belden Wire | 5220FJ 002U1000 | 2 #16 FPE FS PVC | FT |  | 1 Year | 0.3064 | 5% | 0.29108
21651 | Belden Wire | 5220FL 0021000 | 2 #16 PP FS FRPVC | FT |  | 1 Year | 0.2311 | 5% | 0.21954
21652 | Belden Wire | 5220FL 002A1000 | 2 #16 PP FS FRPVC | FT |  | 1 Year | 0.2421 | 5% | 0.23
21653 | Belden Wire | 5220FL 0041000 | 2 #16 PP FS FRPVC | FT |  | 1 Year | 0.2311 | 5% | 0.21954
21654 | Belden Wire | 5220FL 004U1000 | 2 #16 PP FS FRPVC | FT |  | 1 Year | 0.2311 | 5% | 0.21954
21655 | Belden Wire | 5220FL 0091000 | 2 #16 PP FS FRPVC | FT |  | 1 Year | 0.2311 | 5% | 0.21954
21656 | Belden Wire | 5220FL D151000 | 2 #16 PP FS FRPVC | FT |  | 1 Year | 0.2311 | 5% | 0.21954
21657 | Belden Wire | 5220FN 0021000 | 2 #16 PVC/NYL FS FRPVC | FT |  | 1 Year | 0.3738 | 5% | 0.35511
21658 | Belden Wire | 5220UJ 0021000 | 2 #16 FPE PVC | FT |  | 1 Year | 0.2657 | 5% | 0.25242
21659 | Belden Wire | 5220UL 0011000 | 2 #16 PP FRPVC | FT |  | 1 Year | 0.1956 | 5% | 0.18582
21660 | Belden Wire | 5220UL 0021000 | 2 #16 PP FRPVC | FT |  | 1 Year | 0.1956 | 5% | 0.18582
21661 | Belden Wire | 5220UL 002A1000 | 2 #16 PP FRPVC | FT |  | 1 Year | 0.2048 | 5% | 0.19456
21662 | Belden Wire | 5220UL 002U1000 | 2 #16 PP FRPVC | FT |  | 1 Year | 0.1956 | 5% | 0.18582
21663 | Belden Wire | 5220UL 0031000 | 2 #16 PP FRPVC | FT |  | 1 Year | 0.1956 | 5% | 0.18582
21664 | Belden Wire | 5220UL 0041000 | 2 #16 PP FRPVC | FT |  | 1 Year | 0.1956 | 5% | 0.18582
21665 | Belden Wire | 5220UL 009U1000 | 2 #16 PP FRPVC | FT |  | 1 Year | 0.1956 | 5% | 0.18582
21666 | Belden Wire | 5220UL 0101000 | 2 #16 PP FRPVC | FT |  | 1 Year | 0.1956 | 5% | 0.18582
21667 | Belden Wire | 5220UL D151000 | 2 #16 PP FRPVC | FT |  | 1 Year | 0.1956 | 5% | 0.18582
21668 | Belden Wire | 5220UN 0021000 | 2 #16 PVC/NYL FRPVC | FT |  | 1 Year | 0.2841 | 5% | 0.26989
21669 | Belden Wire | 5220UN 002500 | 2 #16 PVC/NYL FRPVC | FT |  | 1 Year | 0.2841 | 5% | 0.26989
21670 | Belden Wire | 5222FJ 0021000 | 4 #16 FPE FS PVC | FT |  | 1 Year | 0.5279 | 5% | 0.5015
21671 | Belden Wire | 5222FL 0021000 | 4 #16 PP FS FRPVC | FT |  | 1 Year | 0.4269 | 5% | 0.40555
21672 | Belden Wire | 5222FN 0021000 | 4 #16 PVC/NYL FS FRPVC | FT |  | 1 Year | 0.5261 | 5% | 0.49979
21673 | Belden Wire | 5222UL 0021000 | 4 #16 PP FRPVC | FT |  | 1 Year | 0.3982 | 5% | 0.37829
21674 | Belden Wire | 5222UN 0021000 | 4 #16 PVC/NYL FRPVC | FT |  | 1 Year | 0.5021 | 5% | 0.47699
21675 | Belden Wire | 5230FS | SIDE PANEL FLUSH,XMF52,30D | EA |  | 1 Year | 304.38 | 5% | 289.161
21676 | Belden Wire | 5230SS | SIDE PANEL SURFACE,XMF52,30D | EA |  | 1 Year | 419.48 | 5% | 398.506
21677 | Belden Wire | 5240F1 0021000 | 1 FS PR #16 PVC PVC | FT |  | 1 Year | 0.3992 | 5% | 0.37924
21678 | Belden Wire | 5240F1 0101000 | 1 FS PR #16 PVC PVC | FT |  | 1 Year | 0.3992 | 5% | 0.37924
21679 | Belden Wire | 5240SS | WLDT,SIDEPANEL,XMF52, 40D | EA |  | 1 Year | 454.69 | 5% | 431.9555
21680 | Belden Wire | 5240U1 0021000 | 1 PR #16 PVC PVC | FT |  | 1 Year | 0.2959 | 5% | 0.2811
21681 | Belden Wire | 5240U1 0101000 | 1 PR #16 PVC PVC | FT |  | 1 Year | 0.2959 | 5% | 0.2811
21682 | Belden Wire | 5284UE 0091000 | 2P23 UTP + 2C16 CMR | FT |  | 1 Year | 0.3623 | 5% | 0.34419
21683 | Belden Wire | 5284UE 0101000 | 2P23 UTP + 2C16 CMR | FT |  | 1 Year | 0.3623 | 5% | 0.34419
21684 | Belden Wire | 5284US 0091000 | 2P24 UTP + 2C16 CMR SIAM | FT |  | 1 Year | 0.4165 | 5% | 0.39567
21685 | Belden Wire | 5284US 0101000 | 2P24 UTP + 2C16 CMR SIAM | FT |  | 1 Year | 0.4165 | 5% | 0.39567
21686 | Belden Wire | 5284US 010500 | 2P24 UTP + 2C16 CMR SIAM | FT |  | 1 Year | 0.4165 | 5% | 0.39567
21687 | Belden Wire | 5288US 0091000 | 5E4PR UTP + 2C16 CMR SIAM | FT |  | 1 Year | 0.4629 | 5% | 0.43975
21688 | Belden Wire | 5288US 0101000 | 5E4PR UTP + 2C16 CMR SIAM | FT |  | 1 Year | 0.4629 | 5% | 0.43975
21689 | Belden Wire | 5300F1 0081000 | 2 #18 PVC FS PVC | FT |  | 1 Year | 0.2881 | 5% | 0.2737
21690 | Belden Wire | 5300F1 0101000 | 2 #18 PVC FS PVC | FT |  | 1 Year | 0.2881 | 5% | 0.2737
21691 | Belden Wire | 5300FE 0021000 | 2 #18 PO FS FRPVC | FT |  | 1 Year | 0.2123 | 5% | 0.20168
21692 | Belden Wire | 5300FE 0031000 | 2 #18 PO FS FRPVC | FT |  | 1 Year | 0.2123 | 5% | 0.20168
21693 | Belden Wire | 5300FE 0041000 | 2 #18 PO FS FRPVC | FT |  | 1 Year | 0.2123 | 5% | 0.20168
21694 | Belden Wire | 5300FE 0061000 | 2 #18 PO FS FRPVC | FT |  | 1 Year | 0.2123 | 5% | 0.20168
21695 | Belden Wire | 5300FE 0071000 | 2 #18 PO FS FRPVC | FT |  | 1 Year | 0.2123 | 5% | 0.20168
21696 | Belden Wire | 5300FE 0081000 | 2 #18 PP FS FRPVC | FT |  | 1 Year | 0.2123 | 5% | 0.20168
21697 | Belden Wire | 5300FE 008500 | 2 #18 PP FS FRPVC | FT |  | 1 Year | 0.2123 | 5% | 0.20168
21698 | Belden Wire | 5300FE 008U1000 | 2 #18 PP FS FRPVC | FT |  | 1 Year | 0.2123 | 5% | 0.20168
21699 | Belden Wire | 5300FE 008U500 | 2 #18 PP FS FRPVC | FT |  | 1 Year | 0.2123 | 5% | 0.20168
21700 | Belden Wire | 5300FE 0091000 | 2 #18 PO FS FRPVC | FT |  | 1 Year | 0.2123 | 5% | 0.20168
21701 | Belden Wire | 5300FE 0101000 | 2 #18 PP FS FRPVC | FT |  | 1 Year | 0.2123 | 5% | 0.20168
21702 | Belden Wire | 5300FE 010U1000 | 2 #18 PP FS FRPVC | FT |  | 1 Year | 0.2123 | 5% | 0.20168
21703 | Belden Wire | 5300FH 0081000 | 2 #18 PO FS FRPVC | FT |  | 1 Year | 0.2224 | 5% | 0.21128
21704 | Belden Wire | 5300FH 008500 | 2 #18 PO FS FRPVC | FT |  | 1 Year | 0.2224 | 5% | 0.21128
21705 | Belden Wire | 5300FH 008U1000 | 2 #18 PO FS FRPVC | FT |  | 1 Year | 0.2224 | 5% | 0.21128
21706 | Belden Wire | 5300FH 008U500 | 2 #18 PO FS FRPVC | FT |  | 1 Year | 0.2224 | 5% | 0.21128
21707 | Belden Wire | 5300FH 0101000 | 2 #18 PO FS FRPVC | FT |  | 1 Year | 0.2224 | 5% | 0.21128
21708 | Belden Wire | 5300FL 0021000 | 2 #18 PO FS PVC | FT |  | 1 Year | 0.1559 | 5% | 0.14811
21709 | Belden Wire | 5300FL 002U1000 | 2 #18 PO FS PVC | FT |  | 1 Year | 0.1559 | 5% | 0.14811
21710 | Belden Wire | 5300U1 0081000 | 2 #18 S-R PVC PVC | FT |  | 1 Year | 0.2115 | 5% | 0.20092
21711 | Belden Wire | 5300U1 008U1000 | 2 #18 S-R PVC PVC | FT |  | 1 Year | 0.2115 | 5% | 0.20092
21712 | Belden Wire | 5300U1 0101000 | 2 #18 S-R PVC PVC | FT |  | 1 Year | 0.2115 | 5% | 0.20092
21713 | Belden Wire | 5300UE 001U1000 | 2 #18 PO FRPVC | FT |  | 1 Year | 0.1745 | 5% | 0.16577
21714 | Belden Wire | 5300UE 0021000 | 2 #18 PO FRPVC | FT |  | 1 Year | 0.1745 | 5% | 0.16577
21715 | Belden Wire | 5300UE 0041000 | 2 #18 PO FRPVC | FT |  | 1 Year | 0.1745 | 5% | 0.16577
21716 | Belden Wire | 5300UE 0051000 | 2 #18 PO FRPVC | FT |  | 1 Year | 0.1745 | 5% | 0.16577
21717 | Belden Wire | 5300UE 0061000 | 2 #18 PO FRPVC | FT |  | 1 Year | 0.1745 | 5% | 0.16577
21718 | Belden Wire | 5300UE 0071000 | 2 #18 PO FRPVC | FT |  | 1 Year | 0.1745 | 5% | 0.16577
21719 | Belden Wire | 5300UE 0081000 | 2 #18 PO FRPVC | FT |  | 1 Year | 0.1742 | 5% | 0.16549
21720 | Belden Wire | 5300UE 008500 | 2 #18 PO FRPVC | FT |  | 1 Year | 0.1742 | 5% | 0.16549
21721 | Belden Wire | 5300UE 008C500 | 2 #18 PO FRPVC | FT |  | 1 Year | 0.1742 | 5% | 0.16549
21722 | Belden Wire | 5300UE 008U1000 | 2 #18 PO FRPVC | FT |  | 1 Year | 0.1742 | 5% | 0.16549
21723 | Belden Wire | 5300UE 008U500 | 2 #18 PO FRPVC | FT |  | 1 Year | 0.1742 | 5% | 0.16549
21724 | Belden Wire | 5300UE 0091000 | 2 #18 PO FRPVC | FT |  | 1 Year | 0.1742 | 5% | 0.16549
21725 | Belden Wire | 5300UE 009U1000 | 2 #18 PO FRPVC | FT |  | 1 Year | 0.1742 | 5% | 0.16549
21726 | Belden Wire | 5300UE 0101000 | 2 #18 PO FRPVC | FT |  | 1 Year | 0.1742 | 5% | 0.16549
21727 | Belden Wire | 5300UE 010U1000 | 2 #18 PO FRPVC | FT |  | 1 Year | 0.1745 | 5% | 0.16577
21728 | Belden Wire | 5300UG 008U1000 | 2 #18 PP FRPVC | FT |  | 1 Year | 0.1348 | 5% | 0.12806
21729 | Belden Wire | 5300UG 008U500 | 2 #18 PP FRPVC | FT |  | 1 Year | 0.1348 | 5% | 0.12806
21730 | Belden Wire | 5300UG 009C500 | 2 #18 PP FRPVC | FT |  | 1 Year | 0.1349 | 5% | 0.12815
21731 | Belden Wire | 5300UG 009U1000 | 2 #18 PP FRPVC | FT |  | 1 Year | 0.1348 | 5% | 0.12806
21732 | Belden Wire | 5300UG 009U500 | 2 #18 PP FRPVC | FT |  | 1 Year | 0.1348 | 5% | 0.12806
21733 | Belden Wire | 5300UG 010U1000 | 2 #18 PP FRPVC | FT |  | 1 Year | 0.1349 | 5% | 0.12815
21734 | Belden Wire | 5300UH 0081000 | 2 #18 PO FRPVC | FT |  | 1 Year | 0.1828 | 5% | 0.17366
21735 | Belden Wire | 5300UH 008U1000 | 2 #18 PO FRPVC | FT |  | 1 Year | 0.1828 | 5% | 0.17366
21736 | Belden Wire | 5300UH 009U1000 | 2 #18 PO FRPVC | FT |  | 1 Year | 0.1828 | 5% | 0.17366
21737 | Belden Wire | 5300UH 0101000 | 2 #18 PO FRPVC | FT |  | 1 Year | 0.1828 | 5% | 0.17366
21738 | Belden Wire | 5300UH 010U1000 | 2 #18 PO FRPVC | FT |  | 1 Year | 0.1828 | 5% | 0.17366
21739 | Belden Wire | 5300UL 0021000 | 2 #18 PO FRPVC | FT |  | 1 Year | 0.1314 | 5% | 0.12483
21740 | Belden Wire | 5300UL 002U1000 | 2 #18 PO FRPVC | FT |  | 1 Year | 0.1314 | 5% | 0.12483
21741 | Belden Wire | 5300UP 0051000 | 2 #18 PVC FRPVC | FT |  | 1 Year | 0.2467 | 5% | 0.23436
21742 | Belden Wire | 5300UP 005U1000 | 2 #18 PVC FRPVC | FT |  | 1 Year | 0.2467 | 5% | 0.23436
21743 | Belden Wire | 5300UP 005U500 | 2 #18 PVC FRPVC | FT |  | 1 Year | 0.2467 | 5% | 0.23436
21744 | Belden Wire | 5300UP 0081000 | 2 #18 PVC FRPVC | FT |  | 1 Year | 0.2467 | 5% | 0.23436
21745 | Belden Wire | 5300UP 009500 | 2 #18 PVC FRPVC | FT |  | 1 Year | 0.2467 | 5% | 0.23436
21746 | Belden Wire | 5300UP 009U1000 | 2 #18 PVC FRPVC | FT |  | 1 Year | 0.2467 | 5% | 0.23436
21747 | Belden Wire | 5300UP 0101000 | 2 #18 PVC FRPVC | FT |  | 1 Year | 0.2467 | 5% | 0.23436
21748 | Belden Wire | 5300UP D151000 | 2 #18 PVC FRPVC | FT |  | 1 Year | 0.2467 | 5% | 0.23436
21749 | Belden Wire | 5300UP D15500 | 2 #18 PVC FRPVC | FT |  | 1 Year | 0.2467 | 5% | 0.23436
21750 | Belden Wire | 5300UP D15U1000 | 2 #18 PVC FRPVC | FT |  | 1 Year | 0.2467 | 5% | 0.23436
21751 | Belden Wire | 5301FE 0081000 | 3 #18 PP FS FRPVC | FT |  | 1 Year | 0.2999 | 5% | 0.2849
21752 | Belden Wire | 5301FE 008500 | 3 #18 PP FS FRPVC | FT |  | 1 Year | 0.2999 | 5% | 0.2849
21753 | Belden Wire | 5301FE 008U1000 | 3 #18 PP FS FRPVC | FT |  | 1 Year | 0.2999 | 5% | 0.2849
21754 | Belden Wire | 5301FE 008U500 | 3 #18 PP FS FRPVC | FT |  | 1 Year | 0.2999 | 5% | 0.2849
21755 | Belden Wire | 5301FH 0081000 | 3 #18 PO FS FRPVC | FT |  | 1 Year | 0.3142 | 5% | 0.29849
21756 | Belden Wire | 5301FH 008500 | 3 #18 PO FS FRPVC | FT |  | 1 Year | 0.3142 | 5% | 0.29849
21757 | Belden Wire | 5301FH 008U1000 | 3 #18 PO FS FRPVC | FT |  | 1 Year | 0.3142 | 5% | 0.29849
21758 | Belden Wire | 5301UE 0081000 | 3 #18 PP FRPVC | FT |  | 1 Year | 0.2569 | 5% | 0.24405
21759 | Belden Wire | 5301UE 008500 | 3 #18 PP FRPVC | FT |  | 1 Year | 0.2569 | 5% | 0.24405
21760 | Belden Wire | 5301UE 008U1000 | 3 #18 PP FRPVC | FT |  | 1 Year | 0.2569 | 5% | 0.24405
21761 | Belden Wire | 5301UH 0081000 | 3 #18 PO FRPVC | FT |  | 1 Year | 0.2696 | 5% | 0.25612
21762 | Belden Wire | 5301UH 008U1000 | 3 #18 PO FRPVC | FT |  | 1 Year | 0.2696 | 5% | 0.25612
21763 | Belden Wire | 5302F1 0021000 | 4 #18 PVC FS PVC | FT |  | 1 Year | 0.4369 | 5% | 0.41506
21764 | Belden Wire | 5302F1 0101000 | 4 #18 PVC FS PVC | FT |  | 1 Year | 0.4369 | 5% | 0.41506
21765 | Belden Wire | 5302FE 0081000 | 4 #18 PP FS FRPVC | FT |  | 1 Year | 0.295 | 5% | 0.28025
21766 | Belden Wire | 5302FE 008500 | 4 #18 PP FS FRPVC | FT |  | 1 Year | 0.295 | 5% | 0.28025
21767 | Belden Wire | 5302FE 008U1000 | 4 #18 PP FS FRPVC | FT |  | 1 Year | 0.295 | 5% | 0.28025
21768 | Belden Wire | 5302FE 008U500 | 4 #18 PP FS FRPVC | FT |  | 1 Year | 0.295 | 5% | 0.28025
21769 | Belden Wire | 5302FL 002U1000 | 4 #18 PO FS PVC | FT |  | 1 Year | 0.2567 | 5% | 0.24386
21770 | Belden Wire | 5302GE 008U1000 | 1 FS PR + 2 #18 PVC PVC | FT |  | 1 Year | 0.3014 | 5% | 0.28633
21771 | Belden Wire | 5302U1 0041000 | 4 #18 PVC PVC | FT |  | 1 Year | 0.3874 | 5% | 0.36803
21772 | Belden Wire | 5302U1 0101000 | 4 #18 PVC PVC | FT |  | 1 Year | 0.3874 | 5% | 0.36803
21773 | Belden Wire | 5302UE 0081000 | 4 #18 PP FRPVC | FT |  | 1 Year | 0.24 | 5% | 0.228
21774 | Belden Wire | 5302UE 008500 | 4 #18 PP FRPVC | FT |  | 1 Year | 0.24 | 5% | 0.228
21775 | Belden Wire | 5302UE 008U1000 | 4 #18 PP FRPVC | FT |  | 1 Year | 0.24 | 5% | 0.228
21776 | Belden Wire | 5302UE 008U500 | 4 #18 PP FRPVC | FT |  | 1 Year | 0.24 | 5% | 0.228
21777 | Belden Wire | 5302UH 0081000 | 4 #18 PO FRPVC | FT |  | 1 Year | 0.3331 | 5% | 0.31644
21778 | Belden Wire | 5302UH 008U1000 | 4 #18 PO FRPVC | FT |  | 1 Year | 0.3331 | 5% | 0.31644
21779 | Belden Wire | 5302UL 002U1000 | 4 #18 PO FRPVC | FT |  | 1 Year | 0.2443 | 5% | 0.23208
21780 | Belden Wire | 5302UP 0051000 | 4 #18 PVC FRPVC | FT |  | 1 Year | 0.3955 | 5% | 0.37572
21781 | Belden Wire | 5302UP 005U1000 | 4 #18 PVC FRPVC | FT |  | 1 Year | 0.3955 | 5% | 0.37572
21782 | Belden Wire | 5302UP 005U500 | 4 #18 PVC FRPVC | FT |  | 1 Year | 0.3955 | 5% | 0.37572
21783 | Belden Wire | 5302UP 0081000 | 4 #18 PVC FRPVC | FT |  | 1 Year | 0.3955 | 5% | 0.37572
21784 | Belden Wire | 5302UP 0091000 | 4 #18 PVC FRPVC | FT |  | 1 Year | 0.3955 | 5% | 0.37572
21785 | Belden Wire | 5302UP 009500 | 4 #18 PVC FRPVC | FT |  | 1 Year | 0.3955 | 5% | 0.37572
21786 | Belden Wire | 5302UP 010500 | 4 #18 PVC FRPVC | FT |  | 1 Year | 0.3955 | 5% | 0.37572
21787 | Belden Wire | 5302UP 010U500 | 4 #18 PVC FRPVC | FT |  | 1 Year | 0.3955 | 5% | 0.37572
21788 | Belden Wire | 5302UP D151000 | 4 #18 PVC FRPVC | FT |  | 1 Year | 0.3955 | 5% | 0.37572
21789 | Belden Wire | 5302UP D15U1000 | 4 #18 PVC FRPVC | FT |  | 1 Year | 0.3955 | 5% | 0.37572
21790 | Belden Wire | 5303FE 0081000 | 5 #18 PP FS FRPVC | FT |  | 1 Year | 0.4134 | 5% | 0.39273
21791 | Belden Wire | 5303FE 008500 | 5 #18 PP FS FRPVC | FT |  | 1 Year | 0.4134 | 5% | 0.39273
21792 | Belden Wire | 5303FE 008U1000 | 5 #18 PP FS FRPVC | FT |  | 1 Year | 0.4134 | 5% | 0.39273
21793 | Belden Wire | 5303UE 0081000 | 5 #18 PP FRPVC | FT |  | 1 Year | 0.3471 | 5% | 0.32975
21794 | Belden Wire | 5303UE 008U1000 | 5 #18 PP FRPVC | FT |  | 1 Year | 0.3471 | 5% | 0.32975
21795 | Belden Wire | 5304FE 0081000 | 6 #18 PP FS FRPVC | FT |  | 1 Year | 0.4344 | 5% | 0.41268
21796 | Belden Wire | 5304FE 008500 | 6 #18 PP FS FRPVC | FT |  | 1 Year | 0.4344 | 5% | 0.41268
21797 | Belden Wire | 5304FE 008U500 | 6 #18 PP FS FRPVC | FT |  | 1 Year | 0.4344 | 5% | 0.41268
21798 | Belden Wire | 5304UE 0081000 | 6 #18 PP FRPVC | FT |  | 1 Year | 0.3694 | 5% | 0.35093
21799 | Belden Wire | 5304UE 008500 | 6 #18 PP FRPVC | FT |  | 1 Year | 0.3694 | 5% | 0.35093
21800 | Belden Wire | 5304UE 008U1000 | 6 #18 PP FRPVC | FT |  | 1 Year | 0.3694 | 5% | 0.35093
21801 | Belden Wire | 5304UL 002U1000 | 6 #18 PO FRPVC | FT |  | 1 Year | 0.4217 | 5% | 0.40061
21802 | Belden Wire | 5305FE 0081000 | 7 #18 PP FS FRPVC | FT |  | 1 Year | 0.5664 | 5% | 0.53808
21803 | Belden Wire | 5305UE 0081000 | 7 #18 PP FRPVC | FT |  | 1 Year | 0.493 | 5% | 0.46835
21804 | Belden Wire | 5306FE 0081000 | 8 #18 PP FS FRPVC | FT |  | 1 Year | 0.6394 | 5% | 0.60743
21805 | Belden Wire | 5306FE 008500 | 8 #18 PP FS FRPVC | FT |  | 1 Year | 0.6394 | 5% | 0.60743
21806 | Belden Wire | 5306UE 0081000 | 8 #18 PP FRPVC | FT |  | 1 Year | 0.5206 | 5% | 0.49457
21807 | Belden Wire | 5306UE 008500 | 8 #18 PP FRPVC | FT |  | 1 Year | 0.5206 | 5% | 0.49457
21808 | Belden Wire | 5306UL 002U1000 | 8 #18 PO PVC | FT |  | 1 Year | 0.4949 | 5% | 0.47015
21809 | Belden Wire | 5307FE 0081000 | 9 #18 PP FS FRPVC | FT |  | 1 Year | 0.7311 | 5% | 0.69454
21810 | Belden Wire | 5307UE 0081000 | 9 #18 PP FRPVC | FT |  | 1 Year | 0.6054 | 5% | 0.57513
21811 | Belden Wire | 5308UE 0081000 | 10 #18 PP FRPVC | FT |  | 1 Year | 0.7477 | 5% | 0.71032
21812 | Belden Wire | 5308UE 008500 | 10 #18 PP FRPVC | FT |  | 1 Year | 0.7477 | 5% | 0.71032
21813 | Belden Wire | 5309UE 0081000 | 12 #18 PP FRPVC | FT |  | 1 Year | 0.8648 | 5% | 0.82156
21814 | Belden Wire | 5309UE 008500 | 12 #18 PP FRPVC | FT |  | 1 Year | 0.8648 | 5% | 0.82156
21815 | Belden Wire | 530BUE 0081000 | 20 #18 PVC PVC | FT |  | 1 Year | 1.1424 | 5% | 1.0853
21816 | Belden Wire | 532 HEX | ALLEN ENCLOSURE TOOL | EA |  | 1 Year | 15.8966 | 5% | 15.1018
21817 | Belden Wire | 5320FE 0081000 | 2 #18 PP FS FRPVC | FT |  | 1 Year | 0.2013 | 5% | 0.19123
21818 | Belden Wire | 5320FE 008U1000 | 2 #18 PP FS FRPVC | FT |  | 1 Year | 0.2013 | 5% | 0.19123
21819 | Belden Wire | 5320FJ 0021000 | 2 #18 FPE FS PVC | FT |  | 1 Year | 0.2334 | 5% | 0.22173
21820 | Belden Wire | 5320FJ 002U1000 | 2 #18 FPE FS PVC | FT |  | 1 Year | 0.2334 | 5% | 0.22173
21821 | Belden Wire | 5320FL 0021000 | 2 #18 PP FS FRPVC | FT |  | 1 Year | 0.1505 | 5% | 0.14297
21822 | Belden Wire | 5320FL 002U1000 | 2 #18 PP FS FRPVC | FT |  | 1 Year | 0.1505 | 5% | 0.14297
21823 | Belden Wire | 5320FL 002U500 | 2 #18 PP FS FRPVC | FT |  | 1 Year | 0.1505 | 5% | 0.14297
21824 | Belden Wire | 5320FL 003C500 | 2 #18 PP FS FRPVC | FT |  | 1 Year | 0.1505 | 5% | 0.14297
21825 | Belden Wire | 5320FL 0041000 | 2 #18 PP FS FRPVC | FT |  | 1 Year | 0.1505 | 5% | 0.14297
21826 | Belden Wire | 5320FL 004C500 | 2 #18 PP FS FRPVC | FT |  | 1 Year | 0.1505 | 5% | 0.14297
21827 | Belden Wire | 5320FL 0051000 | 2 #18 PP FS FRPVC | FT |  | 1 Year | 0.1505 | 5% | 0.14297
21828 | Belden Wire | 5320FL 0071000 | 2 #18 PP FS FRPVC | FT |  | 1 Year | 0.1505 | 5% | 0.14297
21829 | Belden Wire | 5320FL 0091000 | 2 #18 PP FS FRPVC | FT |  | 1 Year | 0.1505 | 5% | 0.14297
21830 | Belden Wire | 5320FL 0101000 | 2 #18 PP FS FRPVC | FT |  | 1 Year | 0.1505 | 5% | 0.14297
21831 | Belden Wire | 5320FL D151000 | 2 #18 PP FS FRPVC | FT |  | 1 Year | 0.1505 | 5% | 0.14297
21832 | Belden Wire | 5320FL D15U1000 | 2 #18 PP FS FRPVC | FT |  | 1 Year | 0.1505 | 5% | 0.14297
21833 | Belden Wire | 5320FN 0021000 | 2 #18 PVC/NYL FS FRPVC | FT |  | 1 Year | 0.2699 | 5% | 0.2564
21834 | Belden Wire | 5320UE 008U1000 | 2 #18 PP FRPVC | FT |  | 1 Year | 0.1606 | 5% | 0.15257
21835 | Belden Wire | 5320UJ 002A1000 | 2 #18 FPE PVC | FT |  | 1 Year | 0.2166 | 5% | 0.20577
21836 | Belden Wire | 5320UJ 002U1000 | 2 #18 FPE PVC | FT |  | 1 Year | 0.2066 | 5% | 0.19627
21837 | Belden Wire | 5320UL 001U1000 | 2 #18 PP FRPVC | FT |  | 1 Year | 0.1219 | 5% | 0.1158
21838 | Belden Wire | 5320UL 0021000 | 2 #18 PP FRPVC | FT |  | 1 Year | 0.1219 | 5% | 0.1158
21839 | Belden Wire | 5320UL 002U1000 | 2 #18 PP FRPVC | FT |  | 1 Year | 0.1219 | 5% | 0.1158
21840 | Belden Wire | 5320UL 002U500 | 2 #18 PP FRPVC | FT |  | 1 Year | 0.1219 | 5% | 0.1158
21841 | Belden Wire | 5320UL 0041000 | 2 #18 PP FRPVC | FT |  | 1 Year | 0.1219 | 5% | 0.1158
21842 | Belden Wire | 5320UL 0051000 | 2 #18 PP FRPVC | FT |  | 1 Year | 0.1219 | 5% | 0.1158
21843 | Belden Wire | 5320UL 0091000 | 2 #18 PP FRPVC | FT |  | 1 Year | 0.1219 | 5% | 0.1158
21844 | Belden Wire | 5320UL 0101000 | 2 #18 PP FRPVC | FT |  | 1 Year | 0.1219 | 5% | 0.1158
21845 | Belden Wire | 5320UL 010U1000 | 2 #18 PP FRPVC | FT |  | 1 Year | 0.1219 | 5% | 0.1158
21846 | Belden Wire | 5320UL D151000 | 2 #18 PP FRPVC | FT |  | 1 Year | 0.1219 | 5% | 0.1158
21847 | Belden Wire | 5320UL D15C500 | 2 #18 PP FRPVC | FT |  | 1 Year | 0.1219 | 5% | 0.1158
21848 | Belden Wire | 5321UE 0081000 | 3 #18 PP FRPVC | FT |  | 1 Year | 0.2393 | 5% | 0.22734
21849 | Belden Wire | 5321UE 008U1000 | 3 #18 PP FRPVC | FT |  | 1 Year | 0.2393 | 5% | 0.22734
21850 | Belden Wire | 5322FJ 0021000 | 4 #18 FPE FS PVC | FT |  | 1 Year | 0.3946 | 5% | 0.37487
21851 | Belden Wire | 5322FL 0021000 | 4 #18 PP FS FRPVC | FT |  | 1 Year | 0.2518 | 5% | 0.23921
21852 | Belden Wire | 5322FL 002U1000 | 4 #18 PP FS FRPVC | FT |  | 1 Year | 0.2518 | 5% | 0.23921
21853 | Belden Wire | 5322FN 002500 | 4 #18 PVC/NYL FS FRPVC | FT |  | 1 Year | 0.3972 | 5% | 0.37734
21854 | Belden Wire | 5322UE 0081000 | 4 #18 PP FRPVC | FT |  | 1 Year | 0.2464 | 5% | 0.23408
21855 | Belden Wire | 5322UL 0021000 | 4 #18 PP FRPVC | FT |  | 1 Year | 0.2331 | 5% | 0.22145
21856 | Belden Wire | 5322UL 002U1000 | 4 #18 PP FRPVC | FT |  | 1 Year | 0.2331 | 5% | 0.22145
21857 | Belden Wire | 5322UL 002U500 | 4 #18 PP FRPVC | FT |  | 1 Year | 0.2331 | 5% | 0.22145
21858 | Belden Wire | 5324UL 0021000 | 6 #18 PP FRPVC | FT |  | 1 Year | 0.3293 | 5% | 0.31283
21859 | Belden Wire | 5324UL 002U1000 | 6 #18 PP FRPVC | FT |  | 1 Year | 0.3293 | 5% | 0.31283
21860 | Belden Wire | 5326UL 0021000 | 8 #18 PP FRPVC | FT |  | 1 Year | 0.5049 | 5% | 0.47965
21861 | Belden Wire | 5328UL 0021000 | TRANSFER REVIEW (20 TO 30) | FT |  | 1 Year | 0.6051 | 5% | 0.57484
21862 | Belden Wire | 5329UL 0021000 | 12 #18 PP FRPVC | FT |  | 1 Year | 0.6557 | 5% | 0.62291
21863 | Belden Wire | 533945 009U1000 | RG-6/U COAX | FT |  | 1 Year | 0.2882 | 5% | 0.27379
21864 | Belden Wire | 533945 010500 | RG-6/U COAX | FT |  | 1 Year | 0.2882 | 5% | 0.27379
21865 | Belden Wire | 533945X 0091000 | RG-6/U COAX | FT |  | 1 Year | 0.2956 | 5% | 0.28082
21866 | Belden Wire | 533945X 0101000 | RG-6/U COAX | FT |  | 1 Year | 0.2956 | 5% | 0.28082
21867 | Belden Wire | 533945X009U1000 | RG-6/U COAX | FT |  | 1 Year | 0.2956 | 5% | 0.28082
21868 | Belden Wire | 533945X010U1000 | RG-6/U COAX | FT |  | 1 Year | 0.2956 | 5% | 0.28082
21869 | Belden Wire | 5339B5 010U1000 | RG-6/U/COAX | FT |  | 1 Year | 0.1945 | 5% | 0.18477
21870 | Belden Wire | 5339V5 0101000 | #18 GIFHDLDPE SH PVC | FT |  | 1 Year | 0.2293 | 5% | 0.21784
21871 | Belden Wire | 5339X5 0101000 | RG-6/U COAX | FT |  | 1 Year | 0.3885 | 5% | 0.36907
21872 | Belden Wire | 5340F1 0021000 | 1 FS PR #18 PVC PVC | FT |  | 1 Year | 0.3028 | 5% | 0.28766
21873 | Belden Wire | 5340F1 0101000 | 1 FS PR #18 PVC PVC | FT |  | 1 Year | 0.3028 | 5% | 0.28766
21874 | Belden Wire | 5340F1 0103600 | 1 FS PR #18 PVC PVC | FT |  | 1 Year | 0.3028 | 5% | 0.28766
21875 | Belden Wire | 5340F1 0103900 | 1 FS PR #18 PVC PVC | FT |  | 1 Year | 0.3028 | 5% | 0.28766
21876 | Belden Wire | 5340F1 0105000 | 1 FS PR #18 PVC PVC | FT |  | 1 Year | 0.3028 | 5% | 0.28766
21877 | Belden Wire | 5340FT 0011000 | 1 FS PR #18 FHDPE FRPVC | FT |  | 1 Year | 0.3126 | 5% | 0.29697
21878 | Belden Wire | 5340U1 0021000 | 1 PR #18 PVC PVC | FT |  | 1 Year | 0.234 | 5% | 0.2223
21879 | Belden Wire | 5340U1 002A1000 | 1 PR #18 PVC PVC | FT |  | 1 Year | 0.2407 | 5% | 0.22866
21880 | Belden Wire | 5340U1 0101000 | 1 PR #18 PVC PVC | FT |  | 1 Year | 0.234 | 5% | 0.2223
21881 | Belden Wire | 5341FE 0081000 | 2 PR #18 PP FS FRPVC | FT |  | 1 Year | 0.3862 | 5% | 0.36689
21882 | Belden Wire | 5341FE 0081500 | 2 PR #18 PP FS FRPVC | FT |  | 1 Year | 0.3862 | 5% | 0.36689
21883 | Belden Wire | 5341FE 008500 | 2 PR #18 PP FS FRPVC | FT |  | 1 Year | 0.3862 | 5% | 0.36689
21884 | Belden Wire | 5341FE 008U1000 | 2 PR #18 PP FS FRPVC | FT |  | 1 Year | 0.3862 | 5% | 0.36689
21885 | Belden Wire | 5341PT 0011000 | 2 FS PR #18 FHDPE FRPVC | FT |  | 1 Year | 0.5102 | 5% | 0.48469
21886 | Belden Wire | 5341UE 0081000 | 2 PR #18 PP FRPVC | FT |  | 1 Year | 0.3009 | 5% | 0.28585
21887 | Belden Wire | 5341UE 008U1000 | 2 PR #18 PP FRPVC | FT |  | 1 Year | 0.3009 | 5% | 0.28585
21888 | Belden Wire | 5342FE 0081000 | 3 PR #18 PP FS FRPVC | FT |  | 1 Year | 0.5262 | 5% | 0.49989
21889 | Belden Wire | 5342UE 0081000 | 3 PR #18 PP FRPVC | FT |  | 1 Year | 0.4767 | 5% | 0.45287
21890 | Belden Wire | 5342UE 008U1000 | TRANSFER REVIEW (20 TO 30) | FT |  | 1 Year | 0.4767 | 5% | 0.45287
21891 | Belden Wire | 5343FE 0081000 | 4 PR #18 PP FS FRPVC | FT |  | 1 Year | 0.7217 | 5% | 0.68561
21892 | Belden Wire | 5343UE 0081000 | 4 PR #18 PP FRPVC | FT |  | 1 Year | 0.6446 | 5% | 0.61237
21893 | Belden Wire | 5345FE 0081000 | 6 PR #18 PP FS FRPVC | FT |  | 1 Year | 1.0156 | 5% | 0.96482
21894 | Belden Wire | 5345UE 0081000 | 6 PR #18 PP FRPVC | FT |  | 1 Year | 0.8632 | 5% | 0.82004
21895 | Belden Wire | 538AFJ 0041000 | 4C16+4C18+3P18+2C18 SHLD FRPVC | FT |  | 1 Year | 1.8652 | 5% | 1.7719
21896 | Belden Wire | 538AFS 0001000 | 3P18+2C18+4C18+4C16 IFS CMR BP | FT |  | 1 Year | 1.7197 | 5% | 1.6337
21897 | Belden Wire | 538AMJ 0041000 | 4C16+ 4C18+ 3P18+ 2C18 CMR | FT |  | 1 Year | 1.707 | 5% | 1.6217
21898 | Belden Wire | 538AMS 0001000 | 4C16+4C18+3PR18 SHLD+2C18 | FT |  | 1 Year | 1.5099 | 5% | 1.4344
21899 | Belden Wire | 539945 0091000 | RG6 + 2C18 CMG SIAM | FT |  | 1 Year | 0.4272 | 5% | 0.40584
21900 | Belden Wire | 539945 009500 | RG6 + 2C18 CMG SIAM | FT |  | 1 Year | 0.4272 | 5% | 0.40584
21901 | Belden Wire | 539945 0101000 | RG6 + 2C18 CMG SIAM | FT |  | 1 Year | 0.4272 | 5% | 0.40584
21902 | Belden Wire | 539945 010500 | RG6 + 2C18 CMG SIAM | FT |  | 1 Year | 0.4272 | 5% | 0.40584
21903 | Belden Wire | 539945X 0091000 | RG6 + 2C18 CMG SIAM | FT |  | 1 Year | 0.4483 | 5% | 0.42588
21904 | Belden Wire | 539945X 0101000 | RG6 + 2C18 CMG SIAM | FT |  | 1 Year | 0.4483 | 5% | 0.42588
21905 | Belden Wire | 5399B5 010U1000 | SERIES 6 COAX | FT |  | 1 Year | 0.2208 | 5% | 0.20976
21906 | Belden Wire | 5399X5 0101000 | RG6 + 2C16 WB CM SIAM | FT |  | 1 Year | 0.6904 | 5% | 0.65588
21907 | Belden Wire | 5400F1 0081000 | 2 #20 S-R PVC FS PVC | FT |  | 1 Year | 0.2105 | 5% | 0.19997
21908 | Belden Wire | 5400FE 0081000 | 2 #20 PP FS FRPVC | FT |  | 1 Year | 0.1813 | 5% | 0.17223
21909 | Belden Wire | 5400FE 008500 | 2 #20 PP FS FRPVC | FT |  | 1 Year | 0.1813 | 5% | 0.17223
21910 | Belden Wire | 5400FE 008U1000 | 2 #20 PP FS FRPVC | FT |  | 1 Year | 0.1813 | 5% | 0.17223
21911 | Belden Wire | 5400FE 008U500 | 2 #20 PP FS FRPVC | FT |  | 1 Year | 0.1813 | 5% | 0.17223
21912 | Belden Wire | 5400FH 0081000 | 2 #20 PO FS FRPVC | FT |  | 1 Year | 0.1896 | 5% | 0.18012
21913 | Belden Wire | 5400FH 008U1000 | 2 #20 PO FS FRPVC | FT |  | 1 Year | 0.1896 | 5% | 0.18012
21914 | Belden Wire | 5400UE 0081000 | 2 #20 PP FRPVC | FT |  | 1 Year | 0.1383 | 5% | 0.13139
21915 | Belden Wire | 5400UE 008U1000 | 2 #20 PP FRPVC | FT |  | 1 Year | 0.1383 | 5% | 0.13139
21916 | Belden Wire | 5400UH 0081000 | 2 #20 PO FRPVC | FT |  | 1 Year | 0.1449 | 5% | 0.13765
21917 | Belden Wire | 5400UH 008U1000 | 2 #20 PO FRPVC | FT |  | 1 Year | 0.1449 | 5% | 0.13765
21918 | Belden Wire | 5401FE 0081000 | 3 #20 PP FS FRPVC | FT |  | 1 Year | 0.2096 | 5% | 0.19912
21919 | Belden Wire | 5401FE 008500 | 3 #20 PP FS FRPVC | FT |  | 1 Year | 0.2096 | 5% | 0.19912
21920 | Belden Wire | 5401FE 008U1000 | 3 #20 PP FS FRPVC | FT |  | 1 Year | 0.2096 | 5% | 0.19912
21921 | Belden Wire | 5401FE 008U500 | 3 #20 PP FS FRPVC | FT |  | 1 Year | 0.2096 | 5% | 0.19912
21922 | Belden Wire | 5401FH 0081000 | 3 #20 PO FS FRPVC | FT |  | 1 Year | 0.2192 | 5% | 0.20824
21923 | Belden Wire | 5401FH 008U1000 | 3 #20 PO FS FRPVC | FT |  | 1 Year | 0.2192 | 5% | 0.20824
21924 | Belden Wire | 5401UE 0081000 | 3 #20 PP FRPVC | FT |  | 1 Year | 0.1903 | 5% | 0.18079
21925 | Belden Wire | 5401UE 008U1000 | 3 #20 PP FRPVC | FT |  | 1 Year | 0.1903 | 5% | 0.18079
21926 | Belden Wire | 5401UH 0081000 | 3 #20 PO FRPVC | FT |  | 1 Year | 0.1992 | 5% | 0.18924
21927 | Belden Wire | 5402FE 0081000 | 4 #20 PP FS FRPVC | FT |  | 1 Year | 0.2183 | 5% | 0.20738
21928 | Belden Wire | 5402FE 008500 | 4 #20 PP FS FRPVC | FT |  | 1 Year | 0.2183 | 5% | 0.20738
21929 | Belden Wire | 5402FE 008U1000 | 4 #20 PP FS FRPVC | FT |  | 1 Year | 0.2183 | 5% | 0.20738
21930 | Belden Wire | 5402FE 008U500 | 4 #20 PP FS FRPVC | FT |  | 1 Year | 0.2183 | 5% | 0.20738
21931 | Belden Wire | 5402GE 008U1000 | 1 FS PR + 2 #20 PVC PVC | FT |  | 1 Year | 0.2414 | 5% | 0.22933
21932 | Belden Wire | 5402GE 010U1000 | 1 FSPR + 2 #20 PVC PVC | FT |  | 1 Year | 0.2414 | 5% | 0.22933
21933 | Belden Wire | 5402UE 0081000 | 4 #20 PP FRPVC | FT |  | 1 Year | 0.1803 | 5% | 0.17128
21934 | Belden Wire | 5402UE 008U1000 | 4 #20 PP FRPVC | FT |  | 1 Year | 0.1803 | 5% | 0.17128
21935 | Belden Wire | 5402UH 0081000 | 4 #20 PO FRPVC | FT |  | 1 Year | 0.2199 | 5% | 0.20891
21936 | Belden Wire | 5402UH 008U1000 | 4 #20 PO FRPVC | FT |  | 1 Year | 0.2199 | 5% | 0.20891
21937 | Belden Wire | 5403FE 0081000 | 5 #20 PP FS FRPVC | FT |  | 1 Year | 0.2642 | 5% | 0.25099
21938 | Belden Wire | 5403FE 008U1000 | 5 #20 PP FS FRPVC | FT |  | 1 Year | 0.2642 | 5% | 0.25099
21939 | Belden Wire | 5403UE 0081000 | 5 #20 PP FRPVC | FT |  | 1 Year | 0.2216 | 5% | 0.21052
21940 | Belden Wire | 5405FE 0081000 | 7 #20 PP FS FRPVC | FT |  | 1 Year | 0.3293 | 5% | 0.31283
21941 | Belden Wire | 5405FE 008U1000 | 7 #20 PP FS FRPVC | FT |  | 1 Year | 0.3293 | 5% | 0.31283
21942 | Belden Wire | 5405UE 0081000 | 7 #20 PP FRPVC | FT |  | 1 Year | 0.2976 | 5% | 0.28272
21943 | Belden Wire | 5406UE 0081000 | 8 #20 PP FRPVC | FT |  | 1 Year | 0.3219 | 5% | 0.3058
21944 | Belden Wire | 5406UE 008U1000 | 8 #20 PP FRPVC | FT |  | 1 Year | 0.3219 | 5% | 0.3058
21945 | Belden Wire | 5407FE 0081000 | 9 #20 PP FS FRPVC | FT |  | 1 Year | 0.5093 | 5% | 0.48383
21946 | Belden Wire | 5407UE 0081000 | 9 #20 PP FRPVC | FT |  | 1 Year | 0.3845 | 5% | 0.36528
21947 | Belden Wire | 5408UE 0081000 | 10 #20 PP FRPVC | FT |  | 1 Year | 0.4433 | 5% | 0.42113
21948 | Belden Wire | 5409UE 0081000 | 12 #20 PP FRPVC | FT |  | 1 Year | 0.4856 | 5% | 0.46132
21949 | Belden Wire | 540BUE 0081000 | 20 #20 PVC PVC | FT |  | 1 Year | 0.8781 | 5% | 0.83419
21950 | Belden Wire | 5420FL 0021000 | 2 #20 PO FS FRPVC | FT |  | 1 Year | 0.1956 | 5% | 0.18582
21951 | Belden Wire | 5420UL 0021000 | 2 #20 PO FRPVC | FT |  | 1 Year | 0.1663 | 5% | 0.15798
21952 | Belden Wire | 5421FE 008U1000 | 3 #20 PP FS FRPVC | FT |  | 1 Year | 0.1949 | 5% | 0.18515
21953 | Belden Wire | 543945 009500 | RG-59/U COAX | FT |  | 1 Year | 0.2087 | 5% | 0.19826
21954 | Belden Wire | 543945 009U500 | RG-59/U COAX | FT |  | 1 Year | 0.2087 | 5% | 0.19826
21955 | Belden Wire | 543945 010500 | RG-59/U COAX | FT |  | 1 Year | 0.2087 | 5% | 0.19826
21956 | Belden Wire | 543945 010U500 | RG-59/U COAX | FT |  | 1 Year | 0.2087 | 5% | 0.19826
21957 | Belden Wire | 543945X 0091000 | RG-59/U COAX | FT |  | 1 Year | 0.2468 | 5% | 0.23446
21958 | Belden Wire | 543945X 0101000 | RG-59/U COAX | FT |  | 1 Year | 0.2468 | 5% | 0.23446
21959 | Belden Wire | 543945X009U1000 | RG-59/U COAX | FT |  | 1 Year | 0.2468 | 5% | 0.23446
21960 | Belden Wire | 543945X010U1000 | RG-59/U COAX | FT |  | 1 Year | 0.2468 | 5% | 0.23446
21961 | Belden Wire | 5439X5 0101000 | RG-59/U COAX | FT |  | 1 Year | 0.3392 | 5% | 0.32224
21962 | Belden Wire | 5441FE 0081000 | 2 PR #20 PP FS FRPVC | FT |  | 1 Year | 0.2749 | 5% | 0.26115
21963 | Belden Wire | 5441FE 008U1000 | 2 PR #20 PP FS FRPVC | FT |  | 1 Year | 0.2749 | 5% | 0.26115
21964 | Belden Wire | 5442FE 0081000 | 3 PR #20 PP FS FRPVC | FT |  | 1 Year | 0.3875 | 5% | 0.36812
21965 | Belden Wire | 5442FE 008U1000 | 3 PR #20 PP FS FRPVC | FT |  | 1 Year | 0.3875 | 5% | 0.36812
21966 | Belden Wire | 5445FE 0081000 | 6 PR #20 PP FS FRPVC | FT |  | 1 Year | 0.7155 | 5% | 0.67973
21967 | Belden Wire | 549945 0091000 | RG59 + 2C18 CMG SIAM | FT |  | 1 Year | 0.3424 | 5% | 0.32528
21968 | Belden Wire | 549945 009500 | RG59 + 2C18 CMG SIAM | FT |  | 1 Year | 0.3466 | 5% | 0.32927
21969 | Belden Wire | 549945 0101000 | RG59 + 2C18 CMG SIAM | FT |  | 1 Year | 0.3424 | 5% | 0.32528
21970 | Belden Wire | 549945 010500 | RG59 + 2C18 CMG SIAM | FT |  | 1 Year | 0.3466 | 5% | 0.32927
21971 | Belden Wire | 549945X 0091000 | RG59 + 2C18 CMG SIAM | FT |  | 1 Year | 0.4334 | 5% | 0.41173
21972 | Belden Wire | 549945X 0101000 | RG59 + 2C18 CMG SIAM | FT |  | 1 Year | 0.4334 | 5% | 0.41173
21973 | Belden Wire | 5499X5 0101000 | RG59 + 2C18 WB CM SIAM | FT |  | 1 Year | 0.5445 | 5% | 0.51727
21974 | Belden Wire | 5500F1 0081000 | 2 #22 PVC FS PVC | FT |  | 1 Year | 0.1273 | 5% | 0.12093
21975 | Belden Wire | 5500F1 0101000 | 2 #22 PVC FS PVC | FT |  | 1 Year | 0.1273 | 5% | 0.12093
21976 | Belden Wire | 5500FE 0081000 | 2 #22 PP FS FRPVC | FT |  | 1 Year | 0.124 | 5% | 0.1178
21977 | Belden Wire | 5500FE 008500 | 2 #22 PP FS FRPVC | FT |  | 1 Year | 0.124 | 5% | 0.1178
21978 | Belden Wire | 5500FE 008U1000 | 2 #22 PP FS FRPVC | FT |  | 1 Year | 0.124 | 5% | 0.1178
21979 | Belden Wire | 5500FE 008U500 | 2 #22 PP FS FRPVC | FT |  | 1 Year | 0.124 | 5% | 0.1178
21980 | Belden Wire | 5500FE 009U1000 | 2 #22 PP FS FRPVC | FT |  | 1 Year | 0.124 | 5% | 0.1178
21981 | Belden Wire | 5500FE 010U1000 | 2 #22 PP FS FRPVC | FT |  | 1 Year | 0.124 | 5% | 0.1178
21982 | Belden Wire | 5500FH 0081000 | 2 #22 PO FS FRPVC | FT |  | 1 Year | 0.1275 | 5% | 0.12112
21983 | Belden Wire | 5500FH 008U1000 | 2 #22 PO FS FRPVC | FT |  | 1 Year | 0.1275 | 5% | 0.12112
21984 | Belden Wire | 5500FH 010U1000 | 2 #22 PO FS FRPVC | FT |  | 1 Year | 0.1275 | 5% | 0.12112
21985 | Belden Wire | 5500FL 0091000 | 2 #22 PO FS FRPVC | FT |  | 1 Year | 0.106 | 5% | 0.1007
21986 | Belden Wire | 5500UE 005U1000 | 2 #22 PO FRPVC | FT |  | 1 Year | 0.1088 | 5% | 0.10336
21987 | Belden Wire | 5500UE 0081000 | 2 #22 PP FRPVC | FT |  | 1 Year | 0.1088 | 5% | 0.10336
21988 | Belden Wire | 5500UE 008500 | 2 #22 PP FRPVC | FT |  | 1 Year | 0.1088 | 5% | 0.10336
21989 | Belden Wire | 5500UE 008U1000 | 2 #22 PP FRPVC | FT |  | 1 Year | 0.1088 | 5% | 0.10336
21990 | Belden Wire | 5500UE 008U500 | 2 #22 PP FRPVC | FT |  | 1 Year | 0.1088 | 5% | 0.10336
21991 | Belden Wire | 5500UG 001C1000 | 2 #22 PP FRPVC | FT |  | 1 Year | 0.0741 | 5% | 0.070395
21992 | Belden Wire | 5500UG 001C500 | 2 #22 PP FRPVC | FT |  | 1 Year | 0.0741 | 5% | 0.070395
21993 | Belden Wire | 5500UG 003C500 | 2 #22 PP FRPVC | FT |  | 1 Year | 0.0741 | 5% | 0.070395
21994 | Belden Wire | 5500UG 003U500 | 2 #22 PP FRPVC | FT |  | 1 Year | 0.0741 | 5% | 0.070395
21995 | Belden Wire | 5500UG 004C1000 | 2 #22 PP FRPVC | FT |  | 1 Year | 0.0741 | 5% | 0.070395
21996 | Belden Wire | 5500UG 004C500 | 2 #22 PP FRPVC | FT |  | 1 Year | 0.0741 | 5% | 0.070395
21997 | Belden Wire | 5500UG 004U500 | 2 #22 PP FRPVC | FT |  | 1 Year | 0.0741 | 5% | 0.070395
21998 | Belden Wire | 5500UG 005C1000 | 2 #22 PP FRPVC | FT |  | 1 Year | 0.0741 | 5% | 0.070395
21999 | Belden Wire | 5500UG 005C500 | 2 #22 PP FRPVC | FT |  | 1 Year | 0.0741 | 5% | 0.070395
22000 | Belden Wire | 5500UG 005U500 | 2 #22 PP FRPVC | FT |  | 1 Year | 0.0741 | 5% | 0.070395
22001 | Belden Wire | 5500UG 006C500 | 2 #22 PP FRPVC | FT |  | 1 Year | 0.0741 | 5% | 0.070395
22002 | Belden Wire | 5500UG 006U500 | 2 #22 PP FRPVC | FT |  | 1 Year | 0.0741 | 5% | 0.070395
22003 | Belden Wire | 5500UG 007C1000 | 2 #22 PP FRPVC | FT |  | 1 Year | 0.0741 | 5% | 0.070395
22004 | Belden Wire | 5500UG 007C500 | 2 #22 PP FRPVC | FT |  | 1 Year | 0.0741 | 5% | 0.070395
22005 | Belden Wire | 5500UG 007U500 | 2 #22 PP FRPVC | FT |  | 1 Year | 0.0741 | 5% | 0.070395
22006 | Belden Wire | 5500UG 008C1000 | 2 #22 PP FRPVC | FT |  | 1 Year | 0.0741 | 5% | 0.070395
22007 | Belden Wire | 5500UG 008C500 | 2 #22 PP FRPVC | FT |  | 1 Year | 0.0741 | 5% | 0.070395
22008 | Belden Wire | 5500UG 008U1000 | 2 #22 PP FRPVC | FT |  | 1 Year | 0.0741 | 5% | 0.070395
22009 | Belden Wire | 5500UG 009C1000 | 2 #22 PP FRPVC | FT |  | 1 Year | 0.0741 | 5% | 0.070395
22010 | Belden Wire | 5500UG 009C500 | 2 #22 PP FRPVC | FT |  | 1 Year | 0.0741 | 5% | 0.070395
22011 | Belden Wire | 5500UG 009U1000 | 2 #22 PP FRPVC | FT |  | 1 Year | 0.0741 | 5% | 0.070395
22012 | Belden Wire | 5500UG U4FC1000 | 2 #22 PP FRPVC | FT |  | 1 Year | 0.0741 | 5% | 0.070395
22013 | Belden Wire | 5500UG U4FU500 | 2 #22 PP FRPVC | FT |  | 1 Year | 0.0741 | 5% | 0.070395
22014 | Belden Wire | 5500UH 0081000 | 2 #22 PO PVC | FT |  | 1 Year | 0.1139 | 5% | 0.1082
22015 | Belden Wire | 5500UH 008U1000 | 2 #22 PO PVC | FT |  | 1 Year | 0.1139 | 5% | 0.1082
22016 | Belden Wire | 5501FE 0081000 | 3 #22 PP FS FRPVC | FT |  | 1 Year | 0.1783 | 5% | 0.16938
22017 | Belden Wire | 5501FE 008500 | 3 #22 PP FS FRPVC | FT |  | 1 Year | 0.1783 | 5% | 0.16938
22018 | Belden Wire | 5501FE 008U1000 | 3 #22 PP FS FRPVC | FT |  | 1 Year | 0.1783 | 5% | 0.16938
22019 | Belden Wire | 5501FE 008U500 | 3 #22 PP FS FRPVC | FT |  | 1 Year | 0.1783 | 5% | 0.16938
22020 | Belden Wire | 5501FH 0081000 | 3 #22 PO FS FRPVC | FT |  | 1 Year | 0.1865 | 5% | 0.17717
22021 | Belden Wire | 5501FH 008U1000 | 3 #22 PO FS FRPVC | FT |  | 1 Year | 0.1865 | 5% | 0.17717
22022 | Belden Wire | 5501G1 0081000 | 1 FS PR + 1 #22 S-R PVC PVC | FT |  | 1 Year | 0.2188 | 5% | 0.20786
22023 | Belden Wire | 5501G1 0101000 | 1 FS PR + 1 #22 S-R PVC PVC | FT |  | 1 Year | 0.2188 | 5% | 0.20786
22024 | Belden Wire | 5501GE 008U1000 | 1FSPR + 1CDR #22 PVC FRPVC | FT |  | 1 Year | 0.158 | 5% | 0.1501
22025 | Belden Wire | 5501UE 0081000 | 3 #22 PP FRPVC | FT |  | 1 Year | 0.1345 | 5% | 0.12777
22026 | Belden Wire | 5501UE 008U1000 | 3 #22 PP FRPVC | FT |  | 1 Year | 0.1345 | 5% | 0.12777
22027 | Belden Wire | 5501UH 0081000 | 3 #22 PO FRPVC | FT |  | 1 Year | 0.1408 | 5% | 0.13376
22028 | Belden Wire | 5502FE 0081000 | 4 #22 PP FS FRPVC | FT |  | 1 Year | 0.1603 | 5% | 0.15229
22029 | Belden Wire | 5502FE 008500 | 4 #22 PP FS FRPVC | FT |  | 1 Year | 0.1603 | 5% | 0.15229
22030 | Belden Wire | 5502FE 008U1000 | 4 #22 PP FS FRPVC | FT |  | 1 Year | 0.1603 | 5% | 0.15229
22031 | Belden Wire | 5502FE 008U500 | 4 #22 PP FS FRPVC | FT |  | 1 Year | 0.1603 | 5% | 0.15229
22032 | Belden Wire | 5502FH 009U1000 | 4 #22 PO FS PVC | FT |  | 1 Year | 0.2105 | 5% | 0.19997
22033 | Belden Wire | 5502FL 002U1000 | 4 #22 PO FS FRPVC | FT |  | 1 Year | 0.1395 | 5% | 0.13253
22034 | Belden Wire | 5502G1 0081000 | 1 FS PR + 2 #22 S-R PVC PVC | FT |  | 1 Year | 0.2615 | 5% | 0.24843
22035 | Belden Wire | 5502G1 008500 | 1 FS PR + 2 #22 S-R PVC PVC | FT |  | 1 Year | 0.2615 | 5% | 0.24843
22036 | Belden Wire | 5502GE 001U1000 | 1FSPR + 2 CDR #22 PP FRPVC | FT |  | 1 Year | 0.1862 | 5% | 0.17689
22037 | Belden Wire | 5502GE 0081000 | 1FSPR + 2 CDR #22 PP FRPVC | FT |  | 1 Year | 0.1862 | 5% | 0.17689
22038 | Belden Wire | 5502GE 010U1000 | 1FSPR + 2 CDR #22 PP FRPVC | FT |  | 1 Year | 0.1862 | 5% | 0.17689
22039 | Belden Wire | 5502UE 0081000 | 4 #22 PP FRPVC | FT |  | 1 Year | 0.1296 | 5% | 0.12312
22040 | Belden Wire | 5502UE 008C500 | 4 #22 PP FRPVC | FT |  | 1 Year | 0.1296 | 5% | 0.12312
22041 | Belden Wire | 5502UE 008U1000 | 4 #22 PP FRPVC | FT |  | 1 Year | 0.1296 | 5% | 0.12312
22042 | Belden Wire | 5502UE 008U500 | 4 #22 PP FRPVC | FT |  | 1 Year | 0.1296 | 5% | 0.12312
22043 | Belden Wire | 5502UE 0091000 | 4 #22 PP FRPVC | FT |  | 1 Year | 0.1296 | 5% | 0.12312
22044 | Belden Wire | 5502UE 009U1000 | 4 #22 PP FRPVC | FT |  | 1 Year | 0.1296 | 5% | 0.12312
22045 | Belden Wire | 5502UG 001C500 | 4 #22 PP FRPVC | FT |  | 1 Year | 0.1206 | 5% | 0.11457
22046 | Belden Wire | 5502UG 001U1000 | 4 #22 PP FRPVC | FT |  | 1 Year | 0.1206 | 5% | 0.11457
22047 | Belden Wire | 5502UG 003C1000 | 4 #22 PP FRPVC | FT |  | 1 Year | 0.1206 | 5% | 0.11457
22048 | Belden Wire | 5502UG 003C500 | 4 #22 PP FRPVC | FT |  | 1 Year | 0.1206 | 5% | 0.11457
22049 | Belden Wire | 5502UG 004C1000 | 4 #22 PP FRPVC | FT |  | 1 Year | 0.1206 | 5% | 0.11457
22050 | Belden Wire | 5502UG 004C500 | 4 #22 PP FRPVC | FT |  | 1 Year | 0.1206 | 5% | 0.11457
22051 | Belden Wire | 5502UG 004U1000 | 4 #22 PP FRPVC | FT |  | 1 Year | 0.1206 | 5% | 0.11457
22052 | Belden Wire | 5502UG 005C500 | 4 #22 PP FRPVC | FT |  | 1 Year | 0.1206 | 5% | 0.11457
22053 | Belden Wire | 5502UG 006C1000 | 4 #22 PP FRPVC | FT |  | 1 Year | 0.1206 | 5% | 0.11457
22054 | Belden Wire | 5502UG 006U1000 | 4 #22 PP FRPVC | FT |  | 1 Year | 0.1206 | 5% | 0.11457
22055 | Belden Wire | 5502UG 007C1000 | 4 #22 PP FRPVC | FT |  | 1 Year | 0.1206 | 5% | 0.11457
22056 | Belden Wire | 5502UG 007C500 | 4 #22 PP FRPVC | FT |  | 1 Year | 0.1206 | 5% | 0.11457
22057 | Belden Wire | 5502UG 007U1000 | 4 #22 PP FRPVC | FT |  | 1 Year | 0.1206 | 5% | 0.11457
22058 | Belden Wire | 5502UG 008C1000 | 4 #22 PP FRPVC | FT |  | 1 Year | 0.1206 | 5% | 0.11457
22059 | Belden Wire | 5502UG 008C500 | 4 #22 PP FRPVC | FT |  | 1 Year | 0.1206 | 5% | 0.11457
22060 | Belden Wire | 5502UG 008U1000 | 4 #22 PP FRPVC | FT |  | 1 Year | 0.1205 | 5% | 0.11447
22061 | Belden Wire | 5502UG 008U500 | 4 #22 PP FRPVC | FT |  | 1 Year | 0.1205 | 5% | 0.11447
22062 | Belden Wire | 5502UG 009C1000 | 4 #22 PP FRPVC | FT |  | 1 Year | 0.1206 | 5% | 0.11457
22063 | Belden Wire | 5502UG 009C500 | 4 #22 PP FRPVC | FT |  | 1 Year | 0.1206 | 5% | 0.11457
22064 | Belden Wire | 5502UG 009U1000 | 4 #22 PP FRPVC | FT |  | 1 Year | 0.1205 | 5% | 0.11447
22065 | Belden Wire | 5502UG U4FC500 | 4 #22 PP FRPVC | FT |  | 1 Year | 0.1206 | 5% | 0.11457
22066 | Belden Wire | 5502UG U4FU1000 | 4 #22 PP FRPVC | FT |  | 1 Year | 0.1206 | 5% | 0.11457
22067 | Belden Wire | 5502UH 0081000 | 4 #22 PO FRPVC | FT |  | 1 Year | 0.1746 | 5% | 0.16587
22068 | Belden Wire | 5502UH 008U1000 | 4 #22 PO FRPVC | FT |  | 1 Year | 0.1746 | 5% | 0.16587
22069 | Belden Wire | 5502UH 009U1000 | 4 #22 PO FRPVC | FT |  | 1 Year | 0.1746 | 5% | 0.16587
22070 | Belden Wire | 5502UL 002U1000 | 4 #22 PO FRPVC | FT |  | 1 Year | 0.1226 | 5% | 0.11647
22071 | Belden Wire | 5503FE 0081000 | 5 #22 PO FS FRPVC | FT |  | 1 Year | 0.2109 | 5% | 0.20036
22072 | Belden Wire | 5503UE 0081000 | 5 #22 PVC FRPVC | FT |  | 1 Year | 0.1518 | 5% | 0.14421
22073 | Belden Wire | 5503UE 008U1000 | 5 #22 PVC FRPVC | FT |  | 1 Year | 0.1518 | 5% | 0.14421
22074 | Belden Wire | 5504FE 0081000 | 6 #22 PP FS FRPVC | FT |  | 1 Year | 0.2304 | 5% | 0.21888
22075 | Belden Wire | 5504FE 008U1000 | 6 #22 PP FS FRPVC | FT |  | 1 Year | 0.2304 | 5% | 0.21888
22076 | Belden Wire | 5504FE 008U500 | 6 #22 PP FS FRPVC | FT |  | 1 Year | 0.2304 | 5% | 0.21888
22077 | Belden Wire | 5504G1 0081000 | 1 FS PR + 4 #22 S-R PVC PVC | FT |  | 1 Year | 0.373 | 5% | 0.35435
22078 | Belden Wire | 5504G1 0101000 | 1 FS PR + 4 #22 S-R PVC PVC | FT |  | 1 Year | 0.373 | 5% | 0.35435
22079 | Belden Wire | 5504UE 0081000 | 6 #22 PP FRPVC | FT |  | 1 Year | 0.1878 | 5% | 0.17841
22080 | Belden Wire | 5504UE 008500 | 6 #22 PP FRPVC | FT |  | 1 Year | 0.1878 | 5% | 0.17841
22081 | Belden Wire | 5504UE 008U1000 | 6 #22 PP FRPVC | FT |  | 1 Year | 0.1878 | 5% | 0.17841
22082 | Belden Wire | 5504UE 009C500 | 6 #22 PP FRPVC | FT |  | 1 Year | 0.188 | 5% | 0.1786
22083 | Belden Wire | 5504UE 009U1000 | 6 #22 PP FRPVC | FT |  | 1 Year | 0.188 | 5% | 0.1786
22084 | Belden Wire | 5504UE 009U500 | 6 #22 PP FRPVC | FT |  | 1 Year | 0.188 | 5% | 0.1786
22085 | Belden Wire | 5504UL 002U1000 | 6 #22 PO FRPVC | FT |  | 1 Year | 0.1641 | 5% | 0.15589
22086 | Belden Wire | 5506FE 0051000 | 8 #22 PP FS FRPVC | FT |  | 1 Year | 0.2897 | 5% | 0.27521
22087 | Belden Wire | 5506FE 0081000 | 8 #22 PP FS FRPVC | FT |  | 1 Year | 0.2897 | 5% | 0.27521
22088 | Belden Wire | 5506FE 008U1000 | 8 #22 PP FS FRPVC | FT |  | 1 Year | 0.2897 | 5% | 0.27521
22089 | Belden Wire | 5506FE 008U500 | 8 #22 PP FS FRPVC | FT |  | 1 Year | 0.2897 | 5% | 0.27521
22090 | Belden Wire | 5506UE 0081000 | 8 #22 PP FRPVC | FT |  | 1 Year | 0.2233 | 5% | 0.21213
22091 | Belden Wire | 5506UE 008U1000 | 8 #22 PP FRPVC | FT |  | 1 Year | 0.2233 | 5% | 0.21213
22092 | Belden Wire | 5508FE 0081000 | 10 #22 PO FS FRPVC | FT |  | 1 Year | 0.3144 | 5% | 0.29868
22093 | Belden Wire | 5508FE 008U1000 | 10 #22 PO FS FRPVC | FT |  | 1 Year | 0.3144 | 5% | 0.29868
22094 | Belden Wire | 5508FE 008U500 | 10 #22 PO FS FRPVC | FT |  | 1 Year | 0.3144 | 5% | 0.29868
22095 | Belden Wire | 5508UE 0081000 | 10 #22 PO FRPVC | FT |  | 1 Year | 0.2985 | 5% | 0.28357
22096 | Belden Wire | 5508UE 008U1000 | 10 #22 PO FRPVC | FT |  | 1 Year | 0.2985 | 5% | 0.28357
22097 | Belden Wire | 5509UE 0081000 | 12 #22 PP FRPVC | FT |  | 1 Year | 0.3401 | 5% | 0.3231
22098 | Belden Wire | 5509UE 008U1000 | 12 #22 PP FRPVC | FT |  | 1 Year | 0.3401 | 5% | 0.3231
22099 | Belden Wire | 551945 0101000 | RG-59/U COAX | FT |  | 1 Year | 0.2604 | 5% | 0.24738
22100 | Belden Wire | 5520FE 0081000 | 2 #22 PP FS FRPVC | FT |  | 1 Year | 0.1232 | 5% | 0.11704
22101 | Belden Wire | 5520FE 008C1000 | 2 #22 PP FS FRPVC | FT |  | 1 Year | 0.1232 | 5% | 0.11704
22102 | Belden Wire | 5520FE 008U1000 | 2 #22 PP FS FRPVC | FT |  | 1 Year | 0.1232 | 5% | 0.11704
22103 | Belden Wire | 5520FL 0021000 | 2 #22 PO FS FRPVC | FT |  | 1 Year | 0.1645 | 5% | 0.15627
22104 | Belden Wire | 5520UE 0081000 | 2 #22 PP FRPVC | FT |  | 1 Year | 0.108 | 5% | 0.1026
22105 | Belden Wire | 5520UE 008C1000 | 2 #22 PP FRPVC | FT |  | 1 Year | 0.108 | 5% | 0.1026
22106 | Belden Wire | 5520UE 008C500 | 2 #22 PP FRPVC | FT |  | 1 Year | 0.108 | 5% | 0.1026
22107 | Belden Wire | 5520UE 008U1000 | 2 #22 PP FRPVC | FT |  | 1 Year | 0.108 | 5% | 0.1026
22108 | Belden Wire | 5520UE 008U500 | 2 #22 PP FRPVC | FT |  | 1 Year | 0.108 | 5% | 0.1026
22109 | Belden Wire | 5520UL 0021000 | 2 #22 PO FRPVC | FT |  | 1 Year | 0.124 | 5% | 0.1178
22110 | Belden Wire | 5521FE 0081000 | 3 #22 PO FS FRPVC | FT |  | 1 Year | 0.1795 | 5% | 0.17052
22111 | Belden Wire | 5521G1 0101000 | 1 FS PR + 1 #22 S-R PVC PVC | FT |  | 1 Year | 0.2152 | 5% | 0.20444
22112 | Belden Wire | 5522FL 0021000 | 4 #22 PO FS FRPVC | FT |  | 1 Year | 0.1493 | 5% | 0.14183
22113 | Belden Wire | 5522G1 0101000 | 1 FS PR + 2 #22 S-R PVC PVC | FT |  | 1 Year | 0.2623 | 5% | 0.24918
22114 | Belden Wire | 5522UE 0081000 | 4 #22 PP FRPVC | FT |  | 1 Year | 0.1682 | 5% | 0.15979
22115 | Belden Wire | 5522UE 008U1000 | 4 #22 PP FRPVC | FT |  | 1 Year | 0.1682 | 5% | 0.15979
22116 | Belden Wire | 5522UG 009C500 | 4 #22 PP FRPVC | FT |  | 1 Year | 0.1553 | 5% | 0.14753
22117 | Belden Wire | 5522UL 002U1000 | 4 #22 PP FRPVC | FT |  | 1 Year | 0.1227 | 5% | 0.11657
22118 | Belden Wire | 5524G1 0081000 | 1 FS PR #22, 4 #22 PVC FS PVC | FT |  | 1 Year | 0.3481 | 5% | 0.3307
22119 | Belden Wire | 5524UE 0081000 | 6 #22 PVC FRPVC | FT |  | 1 Year | 0.1781 | 5% | 0.1692
22120 | Belden Wire | 5524UL 002U1000 | 6 #22 PO FRPVC | FT |  | 1 Year | 0.1688 | 5% | 0.16036
22121 | Belden Wire | 5526UE 0081000 | 8 #22 PO FRPVC | FT |  | 1 Year | 0.2267 | 5% | 0.21537
22122 | Belden Wire | 5529UE 0081000 | 12 #22 PO FRPVC | FT |  | 1 Year | 0.3295 | 5% | 0.31302
22123 | Belden Wire | 5540FT 0011000 | 1 FS PR #22 FHDPE FRPVC | FT |  | 1 Year | 0.1373 | 5% | 0.13043
22124 | Belden Wire | 5541FE 0081000 | 2 PR #22 PO FS FRPVC | FT |  | 1 Year | 0.1999 | 5% | 0.1899
22125 | Belden Wire | 5541FE 008U1000 | 2 PR #22 PO FS FRPVC | FT |  | 1 Year | 0.1999 | 5% | 0.1899
22126 | Belden Wire | 5541P1 0081000 | 2 FS PR #22 PVC FS PVC | FT |  | 1 Year | 0.3597 | 5% | 0.34171
22127 | Belden Wire | 5541P1 0101000 | 2 FS PR #22 PVC FS PVC | FT |  | 1 Year | 0.3597 | 5% | 0.34171
22128 | Belden Wire | 5541PT 0011000 | 2 FS PR #22 FHDPE FRPVC | FT |  | 1 Year | 0.2665 | 5% | 0.25317
22129 | Belden Wire | 5541UE 0081000 | 2 PR #22 PP FRPVC | FT |  | 1 Year | 0.1444 | 5% | 0.13718
22130 | Belden Wire | 5541UE 008U1000 | 2 PR #22 PP FRPVC | FT |  | 1 Year | 0.1444 | 5% | 0.13718
22131 | Belden Wire | 5542FE 0081000 | 3 PR #22 PP FS FRPVC | FT |  | 1 Year | 0.2762 | 5% | 0.26239
22132 | Belden Wire | 5542FE 008U1000 | 3 PR #22 PP FS FRPVC | FT |  | 1 Year | 0.2762 | 5% | 0.26239
22133 | Belden Wire | 5542UE 0081000 | 3 PR #22 PP FRPVC | FT |  | 1 Year | 0.2256 | 5% | 0.21432
22134 | Belden Wire | 5542UE 008U1000 | 3 PR #22 PP FRPVC | FT |  | 1 Year | 0.2256 | 5% | 0.21432
22135 | Belden Wire | 5543FE 0081000 | 4 PR #22 PO FS FRPVC | FT |  | 1 Year | 0.3702 | 5% | 0.35169
22136 | Belden Wire | 5543PE 0081000 | 4 FS PR #22 PVC PVC | FT |  | 1 Year | 0.6421 | 5% | 0.60999
22137 | Belden Wire | 5543UE 0081000 | 4 PR #22 PP FRPVC | FT |  | 1 Year | 0.3127 | 5% | 0.29706
22138 | Belden Wire | 5545FE 0081000 | 6 PR #22 PP FS FRPVC | FT |  | 1 Year | 0.5443 | 5% | 0.51709
22139 | Belden Wire | 5561FE 0081000 | 2 PR #22 PO FS FRPVC | FT |  | 1 Year | 0.1768 | 5% | 0.16796
22140 | Belden Wire | 5561FE 008U1000 | 2 PR #22 PO FS FRPVC | FT |  | 1 Year | 0.1768 | 5% | 0.16796
22141 | Belden Wire | 5562FE 0081000 | 3 PR #22 PP FS PVC | FT |  | 1 Year | 0.2397 | 5% | 0.22771
22142 | Belden Wire | 5562FE 008U1000 | 3 PR #22 PP FS PVC | FT |  | 1 Year | 0.2397 | 5% | 0.22771
22143 | Belden Wire | 5582UE 0081000 | 4 #22 PP FRPVC | FT |  | 1 Year | 0.1246 | 5% | 0.11837
22144 | Belden Wire | 5582UE 008U1000 | 4 #22 PP FRPVC | FT |  | 1 Year | 0.1246 | 5% | 0.11837
22145 | Belden Wire | 5582UE 009C500 | 4 #22 PP FRPVC | FT |  | 1 Year | 0.1246 | 5% | 0.11837
22146 | Belden Wire | 5582UE 009U1000 | 4 #22 PP FRPVC | FT |  | 1 Year | 0.1246 | 5% | 0.11837
22147 | Belden Wire | 5582UE U4F1000 | 4 #22 PP FRPVC | FT |  | 1 Year | 0.1246 | 5% | 0.11837
22148 | Belden Wire | 5582UE U4FC500 | 4 #22 PP FRPVC | FT |  | 1 Year | 0.1246 | 5% | 0.11837
22149 | Belden Wire | 5582UE U4FU500 | 4 #22 PP FRPVC | FT |  | 1 Year | 0.1246 | 5% | 0.11837
22150 | Belden Wire | 5582UG 001C500 | 4 #22 PP FRPVC | FT |  | 1 Year | 0.1246 | 5% | 0.11837
22151 | Belden Wire | 5582UG 008C1000 | 4 #22 PP FRPVC | FT |  | 1 Year | 0.1246 | 5% | 0.11837
22152 | Belden Wire | 5582UG 008C500 | 4 #22 PP FRPVC | FT |  | 1 Year | 0.1246 | 5% | 0.11837
22153 | Belden Wire | 5582UG 009C1000 | 4 #22 PP FRPVC | FT |  | 1 Year | 0.1246 | 5% | 0.11837
22154 | Belden Wire | 5582UG 009C500 | 4 #22 PP FRPVC | FT |  | 1 Year | 0.1246 | 5% | 0.11837
22155 | Belden Wire | 5582UG 009U1000 | 4 #22 PP FRPVC | FT |  | 1 Year | 0.1246 | 5% | 0.11837
22156 | Belden Wire | 5582UG U4FC1000 | 4 #22 PP FRPVC | FT |  | 1 Year | 0.1246 | 5% | 0.11837
22157 | Belden Wire | 5582UG U4FC500 | 4 #22 PP FRPVC | FT |  | 1 Year | 0.1246 | 5% | 0.11837
22158 | Belden Wire | 5582UG U4FU1000 | 4 #22 PP FRPVC | FT |  | 1 Year | 0.1246 | 5% | 0.11837
22159 | Belden Wire | 5584G1 0081000 | 1 FS PR, 2 PR #22 PVC PVC | FT |  | 1 Year | 0.2891 | 5% | 0.27465
22160 | Belden Wire | 5584G1 0101000 | 1 FS PR, 2 PR #22 PVC PVC | FT |  | 1 Year | 0.2891 | 5% | 0.27465
22161 | Belden Wire | 558AFJ 0041000 | 3P22+2C22+4C22+4C18 IFS CMR | FT |  | 1 Year | 1.0317 | 5% | 0.98011
22162 | Belden Wire | 558AFS 0001000 | 3P22+2C22+4C22+4C18 IFS CMR BP | FT |  | 1 Year | 1.0258 | 5% | 0.97451
22163 | Belden Wire | 558AFS 000500 | 3P22+2C22+4C22+4C18 IFS CMR BP | FT |  | 1 Year | 1.0258 | 5% | 0.97451
22164 | Belden Wire | 558AMJ 0041000 | 4C18+4C22+3PR22 SHLD+2C22 JKT | FT |  | 1 Year | 1.098 | 5% | 1.0431
22165 | Belden Wire | 558AMS 0001000 | 4C18+4C22+3PR22 SHLD+2C22 BP | FT |  | 1 Year | 0.9144 | 5% | 0.86868
22166 | Belden Wire | 558ANH 0001000 | 4C18 + 4C22 + 3P22 + 2C22 SHLD | FT |  | 1 Year | 1.3405 | 5% | 1.2735
22167 | Belden Wire | 558GMS 0001000 | 4C22+4C22+6C22FS+4C18 CMR BP | FT |  | 1 Year | 0.9286 | 5% | 0.88217
22168 | Belden Wire | 5660FT 0011000 | 1 FS PR #24 FHDPE FRPVC | FT |  | 1 Year | 0.1049 | 5% | 0.099655
22169 | Belden Wire | 5662UG F6H1000 | 3 PR #24 PP FRPVC | FT |  | 1 Year | 0.2015 | 5% | 0.19143
22170 | Belden Wire | 5663U5 009U1000 | 4 PR #24 PO PVC | FT |  | 1 Year | 0.1366 | 5% | 0.12977
22171 | Belden Wire | 5663U5 010U1000 | 4 PR #24 PO PVC | FT |  | 1 Year | 0.1366 | 5% | 0.12977
22172 | Belden Wire | 5663U5 010U500 | 4 PR #24 PO PVC | FT |  | 1 Year | 0.1366 | 5% | 0.12977
22173 | Belden Wire | 5663U6 0091000 | 4 PR #24 PO FRPVC | FT |  | 1 Year | 0.2144 | 5% | 0.20368
22174 | Belden Wire | 5663U6 0101000 | 4 PR #24 PO FRPVC | FT |  | 1 Year | 0.2144 | 5% | 0.20368
22175 | Belden Wire | 5663U6 010500 | 4 PR #24 PO FRPVC | FT |  | 1 Year | 0.2144 | 5% | 0.20368
22176 | Belden Wire | 5736SS | SIDEPANEL, SURFACE,XMF57U, 36D | EA |  | 1 Year | 513.69 | 5% | 488.0055
22177 | Belden Wire | 573945 010U1000 | #25 GIFHDPE BRD PVC | FT |  | 1 Year | 0.1728 | 5% | 0.16416
22178 | Belden Wire | 5740SS | SIDEPANEL, SURFACE,XMF57U, 40D | EA |  | 1 Year | 518.92 | 5% | 492.974
22179 | Belden Wire | 5788AV 0001000 | 6XRG59 MINI#25+2P22 FS CMR BP | FT |  | 1 Year | 2.017 | 5% | 1.9161
22180 | Belden Wire | 5788AV 000250 | 6XRG59 MINI#25+2P22 FS CMR BP | FT |  | 1 Year | 2.017 | 5% | 1.9161
22181 | Belden Wire | 579945 0091000 | RG59 MINI#25 + 2C18 CMG SIAM | FT |  | 1 Year | 0.3317 | 5% | 0.31511
22182 | Belden Wire | 579945 009500 | RG59 MINI#25 + 2C18 CMG SIAM | FT |  | 1 Year | 0.3317 | 5% | 0.31511
22183 | Belden Wire | 579945 0101000 | RG59 MINI#25 + 2C18 CMG SIAM | FT |  | 1 Year | 0.3317 | 5% | 0.31511
22184 | Belden Wire | 580206 0102500 | #14 STR PVC/NYL PVC | FT |  | 1 Year | 0.169 | 5% | 0.16055
22185 | Belden Wire | 580481 0105000 | 3PR19 PE PVC 300V IMSA 39-2 | FT |  | 1 Year | 585.36 | 5% | 556.092
22186 | Belden Wire | 582100 0102500 | 1C14 XLPE 600V IMSA 51-3 | FT |  | 1 Year | 152.2514 | 5% | 144.6388
22187 | Belden Wire | 5T00UP 0081000 | 2 #10 PVC FRPVC | FT |  | 1 Year | 1.1161 | 5% | 1.0603
22188 | Belden Wire | 5T00UP 008500 | 2 #10 PVC FRPVC | FT |  | 1 Year | 1.1161 | 5% | 1.0603
22189 | Belden Wire | 5T00UP 0101000 | 2 #10 PVC FRPVC | FT |  | 1 Year | 1.1161 | 5% | 1.0603
22190 | Belden Wire | 6000FE 8771000 | 2 #12 FLRST FS FLRST | FT |  | 1 Year | 0.8746 | 5% | 0.83087
22191 | Belden Wire | 6000FH 8771000 | 2 #12 FLRST FS FLRST | FT |  | 1 Year | 0.9149 | 5% | 0.86916
22192 | Belden Wire | 6000UE 0101000 | 2 #12 FLRST FLRST | FT |  | 1 Year | 0.7476 | 5% | 0.71022
22193 | Belden Wire | 6000UE 8771000 | 2 #12 FLRST FLRST | FT |  | 1 Year | 0.7476 | 5% | 0.71022
22194 | Belden Wire | 6000UE 877500 | 2 #12 FLRST FLRST | FT |  | 1 Year | 0.7476 | 5% | 0.71022
22195 | Belden Wire | 6000UH 0101000 | 2 #12 FLRST FLRST | FT |  | 1 Year | 0.7815 | 5% | 0.74242
22196 | Belden Wire | 6000UH 8771000 | 2 #12 FLRST FLRST | FT |  | 1 Year | 0.7815 | 5% | 0.74242
22197 | Belden Wire | 6000UH 877500 | 2 #12 FLRST FLRST | FT |  | 1 Year | 0.7815 | 5% | 0.74242
22198 | Belden Wire | 6000UL 0021000 | 2 #12 FLRST FLRST | FT |  | 1 Year | 0.5139 | 5% | 0.48821
22199 | Belden Wire | 6001UE 8771000 | 3 #12 FLRST FLRST | FT |  | 1 Year | 1.1272 | 5% | 1.0708
22200 | Belden Wire | 6001UH 8771000 | 3 #12 FLRST FLRST | FT |  | 1 Year | 1.1784 | 5% | 1.1195
22201 | Belden Wire | 6002UE 0101000 | 4 #12 FLRST FLRST | FT |  | 1 Year | 1.0794 | 5% | 1.0254
22202 | Belden Wire | 6002UE 8771000 | 4 #12 FLRST FLRST | FT |  | 1 Year | 1.0794 | 5% | 1.0254
22203 | Belden Wire | 6002UH 8771000 | 4 #12 FLRST FLRST | FT |  | 1 Year | 1.2672 | 5% | 1.2038
22204 | Belden Wire | 600-354 | 600 AMP CONTACT | EA |  | 1 Year | 8.4709 | 5% | 8.0474
22205 | Belden Wire | 600-496 | 600A CONTACT | EA |  | 1 Year | 7.0755 | 5% | 6.7217
22206 | Belden Wire | 600-68 | Contact | EA |  | 1 Year | 7.8071 | 5% | 7.4167
22207 | Belden Wire | 600PTZ 0001000 | RG59 + 1P23 + 2C18 CMP BPEEL | FT |  | 1 Year | 1.3405 | 5% | 1.2735
22208 | Belden Wire | 601141 0105000 | 3C14 PE PE 600V IMSA 20-1 | FT |  | 1 Year | 0.3932 | 5% | 0.37354
22209 | Belden Wire | 601176 0102500 | 3C14 PE PVC 600V IMSA 19-1 | FT |  | 1 Year | 0.4276 | 5% | 0.40622
22210 | Belden Wire | 601176 0105000 | 3C14 PE PVC 600V IMSA 19-1 | FT |  | 1 Year | 0.4276 | 5% | 0.40622
22211 | Belden Wire | 601177 0105000 | 600V/19-1/14AWG/C/05/SOLB/HDPE | FT |  | 1 Year | 0.7097 | 5% | 0.67422
22212 | Belden Wire | 601196 0105000 | 4C14 PEPE 600V IMSA 20-1 | FT |  | 1 Year | 0.5779 | 5% | 0.549
22213 | Belden Wire | 601203 0102500 | 3C14 PE PVC 600V IMSA 19-1 | FT |  | 1 Year | 0.4315 | 5% | 0.40992
22214 | Belden Wire | 601765 0102500 | 2C14 PE OS PE 600V IMSA 50-2 | FT |  | 1 Year | 0.3849 | 5% | 0.36566
22215 | Belden Wire | 601765 0105000 | 2C14 PE OS PE 600V IMSA 50-2 | FT |  | 1 Year | 0.3849 | 5% | 0.36566
22216 | Belden Wire | 601PTZ 0001000 | RG59 +1P22 FS +2C18 CMP BPEEL | FT |  | 1 Year | 1.3657 | 5% | 1.2974
22217 | Belden Wire | 601PTZ 000500 | RG59 +1P22 FS +2C18 CMP BPEEL | FT |  | 1 Year | 1.3657 | 5% | 1.2974
22218 | Belden Wire | 6020FL 0021000 | 2 #12 FLRST FS FLRST | FT |  | 1 Year | 0.5184 | 5% | 0.49248
22219 | Belden Wire | 6020UL 0021000 | 2 #12 FLRST FLRST | FT |  | 1 Year | 0.4616 | 5% | 0.43852
22220 | Belden Wire | 602PTZ 0001000 | RG59 +2C18 FS +2C18 CMP BPEEL | FT |  | 1 Year | 1.1102 | 5% | 1.0547
22221 | Belden Wire | 602PTZ 000500 | RG59 +2C18 FS +2C18 CMP BPEEL | FT |  | 1 Year | 1.1102 | 5% | 1.0547
22222 | Belden Wire | 6100FE 8771000 | 2 #14 FLRST FS FLRST | FT |  | 1 Year | 0.5057 | 5% | 0.48042
22223 | Belden Wire | 6100FE 877500 | 2 #14 FLRST FS FLRST | FT |  | 1 Year | 0.5057 | 5% | 0.48042
22224 | Belden Wire | 6100FE 877U1000 | 2 #14 FLRST FS FLRST | FT |  | 1 Year | 0.5057 | 5% | 0.48042
22225 | Belden Wire | 6100FH 8771000 | 2 #14 FLRST FS FLRST | FT |  | 1 Year | 0.5309 | 5% | 0.50435
22226 | Belden Wire | 6100FL 0021000 | 2 #14 FLRST FS FLRST | FT |  | 1 Year | 0.3604 | 5% | 0.34238
22227 | Belden Wire | 6100FL 002U1000 | 2 #14 FLRST FS FLRST | FT |  | 1 Year | 0.3604 | 5% | 0.34238
22228 | Belden Wire | 6100UE 004U1000 | 2 #14 FLRST FLRST | FT |  | 1 Year | 0.4528 | 5% | 0.43016
22229 | Belden Wire | 6100UE 008U1000 | 2 #14 FLRST FLRST | FT |  | 1 Year | 0.4528 | 5% | 0.43016
22230 | Belden Wire | 6100UE 009U1000 | 2 #14 FLRST FLRST | FT |  | 1 Year | 0.4528 | 5% | 0.43016
22231 | Belden Wire | 6100UE 009U250 | 2 #14 FLRST FLRST | FT |  | 1 Year | 0.5457 | 5% | 0.51841
22232 | Belden Wire | 6100UE 009U500 | 2 #14 FLRST FLRST | FT |  | 1 Year | 0.4528 | 5% | 0.43016
22233 | Belden Wire | 6100UE 010500 | 2 #14 FLRST FLRST | FT |  | 1 Year | 0.4528 | 5% | 0.43016
22234 | Belden Wire | 6100UE 010U1000 | 2 #14 FLRST FLRST | FT |  | 1 Year | 0.4528 | 5% | 0.43016
22235 | Belden Wire | 6100UE 8771000 | 2 #14 FLRST FLRST | FT |  | 1 Year | 0.4529 | 5% | 0.43025
22236 | Belden Wire | 6100UE 877500 | 2 #14 FLRST FLRST | FT |  | 1 Year | 0.4528 | 5% | 0.43016
22237 | Belden Wire | 6100UE 8775000 | 2 #14 FLRST FLRST | FT |  | 1 Year | 0.4528 | 5% | 0.43016
22238 | Belden Wire | 6100UE 877U1000 | 2 #14 FLRST FLRST | FT |  | 1 Year | 0.4528 | 5% | 0.43016
22239 | Belden Wire | 6100UH 008U1000 | 2 #14 FLRST FLRST | FT |  | 1 Year | 0.484 | 5% | 0.4598
22240 | Belden Wire | 6100UH 009U1000 | 2 #14 FLRST FLRST | FT |  | 1 Year | 0.484 | 5% | 0.4598
22241 | Belden Wire | 6100UH 010U1000 | 2 #14 FLRST FLRST | FT |  | 1 Year | 0.484 | 5% | 0.4598
22242 | Belden Wire | 6100UH 8771000 | 2 #14 FLRST FLRST | FT |  | 1 Year | 0.484 | 5% | 0.4598
22243 | Belden Wire | 6100UH 877U1000 | 2 #14 FLRST FLRST | FT |  | 1 Year | 0.484 | 5% | 0.4598
22244 | Belden Wire | 6100UL 0021000 | 2 #14 FLRST FLRST | FT |  | 1 Year | 0.3125 | 5% | 0.29688
22245 | Belden Wire | 6100UL 002U1000 | 2 #14 FLRST FLRST | FT |  | 1 Year | 0.3125 | 5% | 0.29688
22246 | Belden Wire | 6101FE 8771000 | 3 #14 FLRST FS FLRST | FT |  | 1 Year | 0.9293 | 5% | 0.88283
22247 | Belden Wire | 6101FH 8771000 | 3 #14 FLRST FS FLRST | FT |  | 1 Year | 0.9864 | 5% | 0.93708
22248 | Belden Wire | 6101UE 8771000 | 3 #14 FLRST FLRST | FT |  | 1 Year | 0.6924 | 5% | 0.65778
22249 | Belden Wire | 6101UH 8771000 | 3 #14 FLRST FLRST | FT |  | 1 Year | 0.7402 | 5% | 0.70319
22250 | Belden Wire | 6102FL 0021000 | 4 #14 FLRST FS FLRST | FT |  | 1 Year | 0.7531 | 5% | 0.71544
22251 | Belden Wire | 6102UE 8771000 | 4 #14 FLRST FLRST | FT |  | 1 Year | 0.7469 | 5% | 0.70955
22252 | Belden Wire | 6102UH 8771000 | 4 #14 FLRST FLRST | FT |  | 1 Year | 0.8202 | 5% | 0.77919
22253 | Belden Wire | 6120FL 0021000 | 2 #14 FLRST FS FLRST | FT |  | 1 Year | 0.3641 | 5% | 0.34589
22254 | Belden Wire | 6120FL 002500 | 2 #14 FLRST FS FLRST | FT |  | 1 Year | 0.3649 | 5% | 0.34665
22255 | Belden Wire | 6120UJ 0021000 | 2 #14 FEP FLRST | FT |  | 1 Year | 0.3798 | 5% | 0.36081
22256 | Belden Wire | 6120UL 0011000 | 2 #14 FLRST FLRST | FT |  | 1 Year | 0.3213 | 5% | 0.30523
22257 | Belden Wire | 6120UL 0021000 | 2 #14 FLRST FLRST | FT |  | 1 Year | 0.3212 | 5% | 0.30514
22258 | Belden Wire | 6120UL 002500 | 2 #14 FLRST FLRST | FT |  | 1 Year | 0.322 | 5% | 0.3059
22259 | Belden Wire | 6120UL 002A1000 | 2 #14 FLRST FLRST | FT |  | 1 Year | 0.3364 | 5% | 0.31958
22260 | Belden Wire | 6120UL 0031000 | 2 #14 FLRST FLRST | FT |  | 1 Year | 0.3213 | 5% | 0.30523
22261 | Belden Wire | 6120UL 0041000 | 2 #14 FLRST FLRST | FT |  | 1 Year | 0.2916 | 5% | 0.27702
22262 | Belden Wire | 6120UL 0051000 | 2 #14 FLRST FLRST | FT |  | 1 Year | 0.3213 | 5% | 0.30523
22263 | Belden Wire | 6120UL 0071000 | 2 #14 FLRST FLRST | FT |  | 1 Year | 0.3213 | 5% | 0.30523
22264 | Belden Wire | 6120UL 0091000 | 2 #14 FLRST FLRST | FT |  | 1 Year | 0.3213 | 5% | 0.30523
22265 | Belden Wire | 6120UL 0101000 | 2 #14 FLRST FLRST | FT |  | 1 Year | 0.3213 | 5% | 0.30523
22266 | Belden Wire | 6120UL 8771000 | 2 #14 FLRST FLRST | FT |  | 1 Year | 0.3213 | 5% | 0.30523
22267 | Belden Wire | 6120UL D151000 | 2 #14 FLRST FLRST | FT |  | 1 Year | 0.3213 | 5% | 0.30523
22268 | Belden Wire | 6122FL 0021000 | 4 #14 FLRST FS FLRST | FT |  | 1 Year | 0.7637 | 5% | 0.72552
22269 | Belden Wire | 6122UL 0021000 | 4 #14 FLRST FLRST | FT |  | 1 Year | 0.5741 | 5% | 0.5454
22270 | Belden Wire | 613948 0091000 | RG-11/U PLENUM COAX | FT |  | 1 Year | 1.6026 | 5% | 1.5225
22271 | Belden Wire | 6139B8 0091000 | RG-11/U PLENUM COAX | FT |  | 1 Year | 1.6239 | 5% | 1.5427
22272 | Belden Wire | 6150N | MOUNTING NUT .494 HEX NICKEL | EA |  | 1 Year | 0.09 | 5% | 0.0855
22273 | Belden Wire | 6200FE 0021000 | 2 #16 FLRST FS FLRST | FT |  | 1 Year | 0.3514 | 5% | 0.33383
22274 | Belden Wire | 6200FE 0031000 | 2 #16 FLRST FS FLRST | FT |  | 1 Year | 0.3514 | 5% | 0.33383
22275 | Belden Wire | 6200FE 0041000 | 2 #16 FLRST FS FLRST | FT |  | 1 Year | 0.3514 | 5% | 0.33383
22276 | Belden Wire | 6200FE 0051000 | 2 #16 FLRST FS FLRST | FT |  | 1 Year | 0.3514 | 5% | 0.33383
22277 | Belden Wire | 6200FE 0071000 | 2 #16 FLRST FS FLRST | FT |  | 1 Year | 0.3514 | 5% | 0.33383
22278 | Belden Wire | 6200FE 0091000 | 2 #16 FLRST FS FLRST | FT |  | 1 Year | 0.3514 | 5% | 0.33383
22279 | Belden Wire | 6200FE 0101000 | 2 #16 FLRST FS FLRST | FT |  | 1 Year | 0.3514 | 5% | 0.33383
22280 | Belden Wire | 6200FE 8771000 | 2 #16 FLRST FS FLRST | FT |  | 1 Year | 0.3514 | 5% | 0.33383
22281 | Belden Wire | 6200FE 877500 | 2 #16 FLRST FS FLRST | FT |  | 1 Year | 0.3514 | 5% | 0.33383
22282 | Belden Wire | 6200FE D151000 | 2 #16 FLRST FS FLRST | FT |  | 1 Year | 0.3514 | 5% | 0.33383
22283 | Belden Wire | 6200FH 8771000 | 2 #16 FLRST FS FLRST | FT |  | 1 Year | 0.3677 | 5% | 0.34931
22284 | Belden Wire | 6200FH 877500 | 2 #16 FLRST FS FLRST | FT |  | 1 Year | 0.3677 | 5% | 0.34931
22285 | Belden Wire | 6200FL 0021000 | 2 #16 FLRST FS FLRST | FT |  | 1 Year | 0.2701 | 5% | 0.2566
22286 | Belden Wire | 6200FL 002U1000 | 2 #16 FLRST FS FLRST | FT |  | 1 Year | 0.2701 | 5% | 0.2566
22287 | Belden Wire | 6200UE 0021000 | 2 #16 FLRST FLRST | FT |  | 1 Year | 0.2926 | 5% | 0.27797
22288 | Belden Wire | 6200UE 0031000 | 2 #16 FLRST FLRST | FT |  | 1 Year | 0.2926 | 5% | 0.27797
22289 | Belden Wire | 6200UE 0041000 | 2 #16 FLRST FLRST | FT |  | 1 Year | 0.2926 | 5% | 0.27797
22290 | Belden Wire | 6200UE 0051000 | 2 #16 FLRST FLRST | FT |  | 1 Year | 0.2926 | 5% | 0.27797
22291 | Belden Wire | 6200UE 0071000 | 2 #16 FLRST FLRST | FT |  | 1 Year | 0.2926 | 5% | 0.27797
22292 | Belden Wire | 6200UE 008U1000 | 2 #16 FLRST FLRST | FT |  | 1 Year | 0.2926 | 5% | 0.27797
22293 | Belden Wire | 6200UE 0091000 | 2 #16 FLRST FLRST | FT |  | 1 Year | 0.2926 | 5% | 0.27797
22294 | Belden Wire | 6200UE 009U1000 | 2 #16 FLRST FLRST | FT |  | 1 Year | 0.2926 | 5% | 0.27797
22295 | Belden Wire | 6200UE 009U250 | 2 #16 FLRST FLRST | FT |  | 1 Year | 0.3011 | 5% | 0.28604
22296 | Belden Wire | 6200UE 009U500 | 2 #16 FLRST FLRST | FT |  | 1 Year | 0.2968 | 5% | 0.28196
22297 | Belden Wire | 6200UE 0101000 | 2 #16 FLRST FLRST | FT |  | 1 Year | 0.2926 | 5% | 0.27797
22298 | Belden Wire | 6200UE 010U1000 | 2 #16 FLRST FLRST | FT |  | 1 Year | 0.2926 | 5% | 0.27797
22299 | Belden Wire | 6200UE 010U250 | 2 #16 FLRST FLRST | FT |  | 1 Year | 0.3011 | 5% | 0.28604
22300 | Belden Wire | 6200UE 010U500 | 2 #16 FLRST FLRST | FT |  | 1 Year | 0.2968 | 5% | 0.28196
22301 | Belden Wire | 6200UE 8771000 | 2 #16 FLRST FLRST | FT |  | 1 Year | 0.2924 | 5% | 0.27778
22302 | Belden Wire | 6200UE 877500 | 2 #16 FLRST FLRST | FT |  | 1 Year | 0.2926 | 5% | 0.27797
22303 | Belden Wire | 6200UE 877U1000 | 2 #16 FLRST FLRST | FT |  | 1 Year | 0.2924 | 5% | 0.27778
22304 | Belden Wire | 6200UE 877U250 | 2 #16 FLRST FLRST | FT |  | 1 Year | 0.3011 | 5% | 0.28604
22305 | Belden Wire | 6200UE D151000 | 2 #16 FLRST FLRST | FT |  | 1 Year | 0.2926 | 5% | 0.27797
22306 | Belden Wire | 6200UH 008U1000 | 2 #16 FLRST FLRST | FT |  | 1 Year | 0.3061 | 5% | 0.29079
22307 | Belden Wire | 6200UH 009U1000 | 2 #16 FLRST FLRST | FT |  | 1 Year | 0.3061 | 5% | 0.29079
22308 | Belden Wire | 6200UH 010U1000 | 2 #16 FLRST FLRST | FT |  | 1 Year | 0.3061 | 5% | 0.29079
22309 | Belden Wire | 6200UH 8771000 | 2 #16 FLRST FLRST | FT |  | 1 Year | 0.3061 | 5% | 0.29079
22310 | Belden Wire | 6200UH 877500 | 2 #16 FLRST FLRST | FT |  | 1 Year | 0.3061 | 5% | 0.29079
22311 | Belden Wire | 6200UH 877U1000 | 2 #16 FLRST FLRST | FT |  | 1 Year | 0.3061 | 5% | 0.29079
22312 | Belden Wire | 6200UL 002U1000 | 2 #16 FLRST FLRST | FT |  | 1 Year | 0.2286 | 5% | 0.21717
22313 | Belden Wire | 6201FE 8771000 | 3 #16 FLRST FS FLRST | FT |  | 1 Year | 0.6142 | 5% | 0.58349
22314 | Belden Wire | 6201FE 877500 | 3 #16 FLRST FS FLRST | FT |  | 1 Year | 0.6142 | 5% | 0.58349
22315 | Belden Wire | 6201FE 877U1000 | 3 #16 FLRST FS FLRST | FT |  | 1 Year | 0.6142 | 5% | 0.58349
22316 | Belden Wire | 6201FH 8771000 | 3 #16 FLRST FS FLRST | FT |  | 1 Year | 0.6428 | 5% | 0.61066
22317 | Belden Wire | 6201UE 8771000 | 3 #16 FLRST FLRST | FT |  | 1 Year | 0.5161 | 5% | 0.49029
22318 | Belden Wire | 6201UE 877U1000 | 3 #16 FLRST FLRST | FT |  | 1 Year | 0.5161 | 5% | 0.49029
22319 | Belden Wire | 6201UH 8771000 | 3 #16 FLRST FLRST | FT |  | 1 Year | 0.5402 | 5% | 0.51319
22320 | Belden Wire | 6202FE 8771000 | 4 #16 FLRST FS FLRST | FT |  | 1 Year | 0.6876 | 5% | 0.65322
22321 | Belden Wire | 6202UE 0101000 | 4 #16 FLRST FLRST | FT |  | 1 Year | 0.5453 | 5% | 0.51804
22322 | Belden Wire | 6202UE 8771000 | 4 #16 FLRST FLRST | FT |  | 1 Year | 0.5453 | 5% | 0.51804
22323 | Belden Wire | 6202UE 877500 | 4 #16 FLRST FLRST | FT |  | 1 Year | 0.5453 | 5% | 0.51804
22324 | Belden Wire | 6202UE 877U1000 | 4 #16 FLRST FLRST | FT |  | 1 Year | 0.5453 | 5% | 0.51804
22325 | Belden Wire | 6202UH 8771000 | 4 #16 FLRST FLRST | FT |  | 1 Year | 0.5812 | 5% | 0.55214
22326 | Belden Wire | 6202UH 877U1000 | 4 #16 FLRST FLRST | FT |  | 1 Year | 0.5812 | 5% | 0.55214
22327 | Belden Wire | 6202UL 0021000 | 4 #16 FLRST FLRST | FT |  | 1 Year | 0.4045 | 5% | 0.38428
22328 | Belden Wire | 6220FK 0021000 | 2 #16 FEP FS FLRST | FT |  | 1 Year | 0.6818 | 5% | 0.64771
22329 | Belden Wire | 6220FL 0021000 | 2 #16 FLRST FS FLRST | FT |  | 1 Year | 0.2719 | 5% | 0.2583
22330 | Belden Wire | 6220FL 002A1000 | 2 #16 FLRST FS FLRST | FT |  | 1 Year | 0.2848 | 5% | 0.27056
22331 | Belden Wire | 6220FL 0091000 | 2 #16 FLRST FS FLRST | FT |  | 1 Year | 0.2719 | 5% | 0.2583
22332 | Belden Wire | 6220FL 0101000 | 2 #16 FLRST FS FLRST | FT |  | 1 Year | 0.2719 | 5% | 0.2583
22333 | Belden Wire | 6220FL D151000 | 2 #16 FLRST FS FLRST | FT |  | 1 Year | 0.2719 | 5% | 0.2583
22334 | Belden Wire | 6220UJ 0021000 | 2 #16 FEP FLRST | FT |  | 1 Year | 0.3129 | 5% | 0.29725
22335 | Belden Wire | 6220UL 0021000 | 2 #16 FLRST FLRST | FT |  | 1 Year | 0.2322 | 5% | 0.22059
22336 | Belden Wire | 6220UL 002500 | 2 #16 FLRST FLRST | FT |  | 1 Year | 0.2326 | 5% | 0.22097
22337 | Belden Wire | 6220UL 002A1000 | 2 #16 FLRST FLRST | FT |  | 1 Year | 0.2433 | 5% | 0.23113
22338 | Belden Wire | 6220UL 002U1000 | 2 #16 FLRST FLRST | FT |  | 1 Year | 0.2322 | 5% | 0.22059
22339 | Belden Wire | 6220UL 003C500 | 2 #16 FLRST FLRST | FT |  | 1 Year | 0.2322 | 5% | 0.22059
22340 | Belden Wire | 6220UL 003U1000 | 2 #16 FLRST FLRST | FT |  | 1 Year | 0.2322 | 5% | 0.22059
22341 | Belden Wire | 6220UL 0041000 | 2 #16 FLRST FLRST | FT |  | 1 Year | 0.2322 | 5% | 0.22059
22342 | Belden Wire | 6220UL 004C500 | 2 #16 FLRST FLRST | FT |  | 1 Year | 0.2322 | 5% | 0.22059
22343 | Belden Wire | 6220UL 004U1000 | 2 #16 FLRST FLRST | FT |  | 1 Year | 0.2322 | 5% | 0.22059
22344 | Belden Wire | 6220UL 007U1000 | 2 #16 FLRST FLRST | FT |  | 1 Year | 0.2322 | 5% | 0.22059
22345 | Belden Wire | 6220UL 0091000 | 2 #16 FLRST FLRST | FT |  | 1 Year | 0.2322 | 5% | 0.22059
22346 | Belden Wire | 6220UL 0101000 | 2 #16 FLRST FLRST | FT |  | 1 Year | 0.2322 | 5% | 0.22059
22347 | Belden Wire | 6220UL D151000 | 2 #16 FLRST FLRST | FT |  | 1 Year | 0.2322 | 5% | 0.22059
22348 | Belden Wire | 6220UL D15U1000 | 2 #16 FLRST FLRST | FT |  | 1 Year | 0.2322 | 5% | 0.22059
22349 | Belden Wire | 6222FL 0021000 | 4 #16 FLRST FS FLRST | FT |  | 1 Year | 0.4377 | 5% | 0.41581
22350 | Belden Wire | 6222UL 0021000 | 4 #16 FLRST FLRST | FT |  | 1 Year | 0.4151 | 5% | 0.39435
22351 | Belden Wire | 6222UL 002500 | 4 #16 FLRST FLRST | FT |  | 1 Year | 0.4151 | 5% | 0.39435
22352 | Belden Wire | 623-2 | UPPER BODY | EA |  | 1 Year | 3.2841 | 5% | 3.1199
22353 | Belden Wire | 6284UE 0091000 | 2P23 UTP + 2C16 CMP | FT |  | 1 Year | 0.5601 | 5% | 0.53209
22354 | Belden Wire | 6284UE 009500 | 2P23 UTP + 2C16 CMP | FT |  | 1 Year | 0.5601 | 5% | 0.53209
22355 | Belden Wire | 6284UE 0101000 | 2P23 UTP + 2C16 CMP | FT |  | 1 Year | 0.5601 | 5% | 0.53209
22356 | Belden Wire | 6284UE 010500 | 2P23 UTP + 2C16 CMP | FT |  | 1 Year | 0.5601 | 5% | 0.53209
22357 | Belden Wire | 6284US 0091000 | 2P24 UTP + 2C16 CMP SIAM | FT |  | 1 Year | 0.6791 | 5% | 0.64514
22358 | Belden Wire | 6284US 009500 | 2P24 UTP + 2C16 CMP SIAM | FT |  | 1 Year | 0.6791 | 5% | 0.64514
22359 | Belden Wire | 6284US 010500 | 2P24 UTP + 2C16 CMP SIAM | FT |  | 1 Year | 0.6791 | 5% | 0.64514
22360 | Belden Wire | 6288US 0091000 | 5E4PR UTP + 2C16 CMP SIAM | FT |  | 1 Year | 0.9278 | 5% | 0.88141
22361 | Belden Wire | 6288US 0101000 | 5E4PR UTP + 2C16 CMP SIAM | FT |  | 1 Year | 0.9278 | 5% | 0.88141
22362 | Belden Wire | 6288US 010500 | 5E4PR UTP + 2C16 CMP SIAM | FT |  | 1 Year | 0.9278 | 5% | 0.88141
22363 | Belden Wire | 6300FC 8771000 | #18 FEP FS FLMRST | FT |  | 1 Year | 0.3768 | 5% | 0.35796
22364 | Belden Wire | 6300FC 877U1000 | 2 #18 FEP FS FLMRST | FT |  | 1 Year | 0.3768 | 5% | 0.35796
22365 | Belden Wire | 6300FE 0021000 | 2 #18 FLRST FS FLRST | FT |  | 1 Year | 0.233 | 5% | 0.22135
22366 | Belden Wire | 6300FE 0041000 | 2 #18 FLRST FS FLRST | FT |  | 1 Year | 0.233 | 5% | 0.22135
22367 | Belden Wire | 6300FE 0051000 | 2 #18 FLRST FS FLRST | FT |  | 1 Year | 0.2326 | 5% | 0.22097
22368 | Belden Wire | 6300FE 0071000 | 2 #18 FLRST FS FLRST | FT |  | 1 Year | 0.233 | 5% | 0.22135
22369 | Belden Wire | 6300FE 007U1000 | 2 #18 FLRST FS FLRST | FT |  | 1 Year | 0.233 | 5% | 0.22135
22370 | Belden Wire | 6300FE 008U1000 | 2 #18 FLRST FS FLRST | FT |  | 1 Year | 0.233 | 5% | 0.22135
22371 | Belden Wire | 6300FE 0091000 | 2 #18 FLRST FS FLRST | FT |  | 1 Year | 0.233 | 5% | 0.22135
22372 | Belden Wire | 6300FE 009U1000 | 2 #18 FLRST FS FLRST | FT |  | 1 Year | 0.233 | 5% | 0.22135
22373 | Belden Wire | 6300FE 009U250 | 2 #18 FLRST FS FLRST | FT |  | 1 Year | 0.2747 | 5% | 0.26097
22374 | Belden Wire | 6300FE 009U500 | 2 #18 FLRST FS FLRST | FT |  | 1 Year | 0.2427 | 5% | 0.23056
22375 | Belden Wire | 6300FE 0101000 | 2 #18 FLRST FS FLRST | FT |  | 1 Year | 0.233 | 5% | 0.22135
22376 | Belden Wire | 6300FE 010U1000 | 2 #18 FLRST FS FLRST | FT |  | 1 Year | 0.233 | 5% | 0.22135
22377 | Belden Wire | 6300FE 8771000 | 2 #18 FLRST FS FLRST | FT |  | 1 Year | 0.233 | 5% | 0.22135
22378 | Belden Wire | 6300FE 877500 | 2 #18 FLRST FS FLRST | FT |  | 1 Year | 0.233 | 5% | 0.22135
22379 | Belden Wire | 6300FE 877U1000 | 2 #18 FLRST FS FLRST | FT |  | 1 Year | 0.233 | 5% | 0.22135
22380 | Belden Wire | 6300FE 877U500 | 2 #18 FLRST FS FLRST | FT |  | 1 Year | 0.233 | 5% | 0.22135
22381 | Belden Wire | 6300FE D151000 | 2 #18 FLRST FS FLRST | FT |  | 1 Year | 0.233 | 5% | 0.22135
22382 | Belden Wire | 6300FH 008U1000 | 2 #18 FLRST FS FLRST | FT |  | 1 Year | 0.2439 | 5% | 0.2317
22383 | Belden Wire | 6300FH 009U1000 | 2 #18 FLRST FS FLRST | FT |  | 1 Year | 0.2439 | 5% | 0.2317
22384 | Belden Wire | 6300FH 010U1000 | 2 #18 FLRST FS FLRST | FT |  | 1 Year | 0.2439 | 5% | 0.2317
22385 | Belden Wire | 6300FH 8771000 | 2 #18 FLRST FS FLRST | FT |  | 1 Year | 0.2439 | 5% | 0.2317
22386 | Belden Wire | 6300FH 877500 | 2 #18 FLRST FS FLRST | FT |  | 1 Year | 0.2439 | 5% | 0.2317
22387 | Belden Wire | 6300FH 877U1000 | 2 #18 FLRST FS FLRST | FT |  | 1 Year | 0.2439 | 5% | 0.2317
22388 | Belden Wire | 6300FL 0021000 | 2 #18 FLRST FS FLRST | FT |  | 1 Year | 0.1905 | 5% | 0.18097
22389 | Belden Wire | 6300FL 002U1000 | 2 #18 FLRST FS FLRST | FT |  | 1 Year | 0.1905 | 5% | 0.18097
22390 | Belden Wire | 6300UE 0021000 | 2 #18 FLRST FLRST | FT |  | 1 Year | 0.1923 | 5% | 0.18268
22391 | Belden Wire | 6300UE 0031000 | 2 #18 FLRST FLRST | FT |  | 1 Year | 0.1923 | 5% | 0.18268
22392 | Belden Wire | 6300UE 0041000 | 2 #18 FLRST FLRST | FT |  | 1 Year | 0.1923 | 5% | 0.18268
22393 | Belden Wire | 6300UE 004U1000 | 2 #18 FLRST FLRST | FT |  | 1 Year | 0.1923 | 5% | 0.18268
22394 | Belden Wire | 6300UE 0051000 | 2 #18 FLRST FLRST | FT |  | 1 Year | 0.1923 | 5% | 0.18268
22395 | Belden Wire | 6300UE 0071000 | 2 #18 FLRST FLRST | FT |  | 1 Year | 0.1923 | 5% | 0.18268
22396 | Belden Wire | 6300UE 0081000 | 2 #18 FLRST FLRST | FT |  | 1 Year | 0.192 | 5% | 0.1824
22397 | Belden Wire | 6300UE 008U1000 | 2 #18 FLRST FLRST | FT |  | 1 Year | 0.192 | 5% | 0.1824
22398 | Belden Wire | 6300UE 008U500 | 2 #18 FLRST FLRST | FT |  | 1 Year | 0.192 | 5% | 0.1824
22399 | Belden Wire | 6300UE 0091000 | 2 #18 FLRST FLRST | FT |  | 1 Year | 0.1923 | 5% | 0.18268
22400 | Belden Wire | 6300UE 009C100 | 2 #18 FLRST FLRST | FT |  | 1 Year | 0.1923 | 5% | 0.18268
22401 | Belden Wire | 6300UE 009U1000 | 2 #18 FLRST FLRST | FT |  | 1 Year | 0.1923 | 5% | 0.18268
22402 | Belden Wire | 6300UE 009U250 | 2 #18 FLRST FLRST | FT |  | 1 Year | 0.229 | 5% | 0.21755
22403 | Belden Wire | 6300UE 009U500 | 2 #18 FLRST FLRST | FT |  | 1 Year | 0.2023 | 5% | 0.19218
22404 | Belden Wire | 6300UE 0101000 | 2 #18 FLRST FLRST | FT |  | 1 Year | 0.1923 | 5% | 0.18268
22405 | Belden Wire | 6300UE 0105000 | 2 #18 FLRST FLRST | FT |  | 1 Year | 0.1923 | 5% | 0.18268
22406 | Belden Wire | 6300UE 010C100 | 2 #18 FLRST FLRST | FT |  | 1 Year | 0.1923 | 5% | 0.18268
22407 | Belden Wire | 6300UE 010U1000 | 2 #18 FLRST FLRST | FT |  | 1 Year | 0.1923 | 5% | 0.18268
22408 | Belden Wire | 6300UE 010U250 | 2 #18 FLRST FLRST | FT |  | 1 Year | 0.229 | 5% | 0.21755
22409 | Belden Wire | 6300UE 010U500 | 2 #18 FLRST FLRST | FT |  | 1 Year | 0.1923 | 5% | 0.18268
22410 | Belden Wire | 6300UE 012U1000 | 2 #18 FLRST FLRST | FT |  | 1 Year | 0.1923 | 5% | 0.18268
22411 | Belden Wire | 6300UE 3371000 | 2 #18 FLRST FLRST | FT |  | 1 Year | 0.1923 | 5% | 0.18268
22412 | Belden Wire | 6300UE 8771000 | 2 #18 FLRST FLRST | FT |  | 1 Year | 0.192 | 5% | 0.1824
22413 | Belden Wire | 6300UE 877500 | 2 #18 FLRST FLRST | FT |  | 1 Year | 0.192 | 5% | 0.1824
22414 | Belden Wire | 6300UE 877U1000 | 2 #18 FLRST FLRST | FT |  | 1 Year | 0.192 | 5% | 0.1824
22415 | Belden Wire | 6300UE 877U500 | 2 #18 FLRST FLRST | FT |  | 1 Year | 0.192 | 5% | 0.1824
22416 | Belden Wire | 6300UE D151000 | 2 #18 FLRST FLRST | FT |  | 1 Year | 0.1923 | 5% | 0.18268
22417 | Belden Wire | 6300UH 0081000 | 2 #18 FLRST FLRST | FT |  | 1 Year | 0.2016 | 5% | 0.19152
22418 | Belden Wire | 6300UH 008U1000 | 2 #18 FLRST FLRST | FT |  | 1 Year | 0.2016 | 5% | 0.19152
22419 | Belden Wire | 6300UH 009U1000 | 2 #18 FLRST FLRST | FT |  | 1 Year | 0.2016 | 5% | 0.19152
22420 | Belden Wire | 6300UH 009U500 | 2 #18 FLRST FLRST | FT |  | 1 Year | 0.2016 | 5% | 0.19152
22421 | Belden Wire | 6300UH 0101000 | 2 #18 FLRST FLRST | FT |  | 1 Year | 0.2016 | 5% | 0.19152
22422 | Belden Wire | 6300UH 010U1000 | 2 #18 FLRST FLRST | FT |  | 1 Year | 0.2016 | 5% | 0.19152
22423 | Belden Wire | 6300UH 8771000 | 2 #18 FLRST FLRST | FT |  | 1 Year | 0.2016 | 5% | 0.19152
22424 | Belden Wire | 6300UH 877U1000 | 2 #18 FLRST FLRST | FT |  | 1 Year | 0.2016 | 5% | 0.19152
22425 | Belden Wire | 6300UL 0021000 | 2 #18 FLRST FLRST | FT |  | 1 Year | 0.148 | 5% | 0.1406
22426 | Belden Wire | 6300UL 002U1000 | 2 #18 FLRST FLRST | FT |  | 1 Year | 0.148 | 5% | 0.1406
22427 | Belden Wire | 6301FE 8771000 | 3 #18 FLRST FS FLRST | FT |  | 1 Year | 0.3124 | 5% | 0.29678
22428 | Belden Wire | 6301FE 877U1000 | 3 #18 FLRST FS FLRST | FT |  | 1 Year | 0.3124 | 5% | 0.29678
22429 | Belden Wire | 6301FE 877U500 | 3 #18 FLRST FS FLRST | FT |  | 1 Year | 0.3124 | 5% | 0.29678
22430 | Belden Wire | 6301FH 8771000 | 3 #18 FLRST FS FLRST | FT |  | 1 Year | 0.3272 | 5% | 0.31084
22431 | Belden Wire | 6301FH 877U1000 | 3 #18 FLRST FS FLRST | FT |  | 1 Year | 0.3272 | 5% | 0.31084
22432 | Belden Wire | 6301UE 8771000 | 3 #18 FLRST FLRST | FT |  | 1 Year | 0.2767 | 5% | 0.26287
22433 | Belden Wire | 6301UE 877500 | 3 #18 FLRST FLRST | FT |  | 1 Year | 0.2767 | 5% | 0.26287
22434 | Belden Wire | 6301UE 877U1000 | 3 #18 FLRST FLRST | FT |  | 1 Year | 0.2767 | 5% | 0.26287
22435 | Belden Wire | 6301UH 8771000 | 3 #18 FLRST FLRST | FT |  | 1 Year | 0.2904 | 5% | 0.27588
22436 | Belden Wire | 6301UH 877U1000 | 3 #18 FLRST FLRST | FT |  | 1 Year | 0.2904 | 5% | 0.27588
22437 | Belden Wire | 6301UL 002U1000 | 3 #18 FLRST FLRST | FT |  | 1 Year | 0.2208 | 5% | 0.20976
22438 | Belden Wire | 6302FC 8771000 | 4 #18 FEP FS FLMRST | FT |  | 1 Year | 0.8487 | 5% | 0.80627
22439 | Belden Wire | 6302FE 8771000 | 4 #18 FLRST FS FLRST | FT |  | 1 Year | 0.3167 | 5% | 0.30086
22440 | Belden Wire | 6302FE 877500 | 4 #18 FLRST FS FLRST | FT |  | 1 Year | 0.3167 | 5% | 0.30086
22441 | Belden Wire | 6302FE 877C250 | 4 #18 FLRST FS FLRST | FT |  | 1 Year | 0.3167 | 5% | 0.30086
22442 | Belden Wire | 6302FE 877U1000 | 4 #18 FLRST FS FLRST | FT |  | 1 Year | 0.3167 | 5% | 0.30086
22443 | Belden Wire | 6302FE 877U500 | 4 #18 FLRST FS FLRST | FT |  | 1 Year | 0.3167 | 5% | 0.30086
22444 | Belden Wire | 6302UE 0041000 | 4 #18 FLRST FLRST | FT |  | 1 Year | 0.2918 | 5% | 0.27721
22445 | Belden Wire | 6302UE 004U1000 | 4 #18 FLRST FLRST | FT |  | 1 Year | 0.2918 | 5% | 0.27721
22446 | Belden Wire | 6302UE 0071000 | 4 #18 FLRST FLRST | FT |  | 1 Year | 0.2918 | 5% | 0.27721
22447 | Belden Wire | 6302UE 0101000 | 4 #18 FLRST FLRST | FT |  | 1 Year | 0.2918 | 5% | 0.27721
22448 | Belden Wire | 6302UE 8771000 | 4 #18 FLRST FLRST | FT |  | 1 Year | 0.2916 | 5% | 0.27702
22449 | Belden Wire | 6302UE 877500 | 4 #18 FLRST FLRST | FT |  | 1 Year | 0.2916 | 5% | 0.27702
22450 | Belden Wire | 6302UE 877U1000 | 4 #18 FLRST FLRST | FT |  | 1 Year | 0.2916 | 5% | 0.27702
22451 | Belden Wire | 6302UE 877U500 | 4 #18 FLRST FLRST | FT |  | 1 Year | 0.2916 | 5% | 0.27702
22452 | Belden Wire | 6302UH 8771000 | 4 #18 FLRST FLRST | FT |  | 1 Year | 0.3099 | 5% | 0.2944
22453 | Belden Wire | 6302UH 877U1000 | 4 #18 FLRST FLRST | FT |  | 1 Year | 0.3099 | 5% | 0.2944
22454 | Belden Wire | 6302UL 002U1000 | 4 #18 FLRST FLRST | FT |  | 1 Year | 0.2791 | 5% | 0.26515
22455 | Belden Wire | 6303UE 8771000 | 5 #18 FLRST FLRST | FT |  | 1 Year | 0.3976 | 5% | 0.37772
22456 | Belden Wire | 6304FE 0071000 | 6 #18 FLRST FS FLRST | FT |  | 1 Year | 0.413 | 5% | 0.39235
22457 | Belden Wire | 6304FE 8771000 | 6 #18 FLRST FS FLRST | FT |  | 1 Year | 0.413 | 5% | 0.39235
22458 | Belden Wire | 6304FE 877U500 | 6 #18 flrst fs flrst | FT |  | 1 Year | 0.413 | 5% | 0.39235
22459 | Belden Wire | 6304UE 0071000 | 6 #18 FLRST FLRST | FT |  | 1 Year | 0.4155 | 5% | 0.39472
22460 | Belden Wire | 6304UE 8771000 | 6 #18 FLRST FLRST | FT |  | 1 Year | 0.4155 | 5% | 0.39472
22461 | Belden Wire | 6304UE 877500 | 6 #18 FLRST FLRST | FT |  | 1 Year | 0.4155 | 5% | 0.39472
22462 | Belden Wire | 6304UE 877U500 | 6 #18 Flrst flrst | FT |  | 1 Year | 0.4155 | 5% | 0.39472
22463 | Belden Wire | 6306FE 8771000 | 8 #18 FLRST FS FLRST | FT |  | 1 Year | 0.661 | 5% | 0.62795
22464 | Belden Wire | 6306UE 8771000 | 8 #18 FLRST FLRST | FT |  | 1 Year | 0.5305 | 5% | 0.50397
22465 | Belden Wire | 6306UE 877500 | 8 #18 FLRST FLRST | FT |  | 1 Year | 0.5305 | 5% | 0.50397
22466 | Belden Wire | 6307FE 8771000 | 9 #18 FLRST FS FLRST | FT |  | 1 Year | 0.9583 | 5% | 0.91038
22467 | Belden Wire | 6307UE 8771000 | 9 #18 FLRST FLRST | FT |  | 1 Year | 0.7254 | 5% | 0.68913
22468 | Belden Wire | 6308UE 8771000 | 10 #18 FLRST FLRST | FT |  | 1 Year | 0.8299 | 5% | 0.7884
22469 | Belden Wire | 6309FE 8771000 | 12 #18 FLRST FS FLRST | FT |  | 1 Year | 1.0465 | 5% | 0.99417
22470 | Belden Wire | 6309FE 877500 | 12 #18 FLRST FS FLRST | FT |  | 1 Year | 1.0465 | 5% | 0.99417
22471 | Belden Wire | 6309UE 8771000 | 12 #18 FLRST FLRST | FT |  | 1 Year | 0.9996 | 5% | 0.94962
22472 | Belden Wire | 6320FE 8771000 | 2 #18 FLRST FS FLRST | FT |  | 1 Year | 0.2374 | 5% | 0.22553
22473 | Belden Wire | 6320FK 0021000 | 2 #18 FEP FS FLRST | FT |  | 1 Year | 0.5056 | 5% | 0.48032
22474 | Belden Wire | 6320FK 002U1000 | 2 #18 FEP FS FLRST | FT |  | 1 Year | 0.5056 | 5% | 0.48032
22475 | Belden Wire | 6320FL 0021000 | 2 #18 FLRST FS FLRST | FT |  | 1 Year | 0.1903 | 5% | 0.18079
22476 | Belden Wire | 6320FL 002U1000 | 2 #18 FLRST FS FLRST | FT |  | 1 Year | 0.1903 | 5% | 0.18079
22477 | Belden Wire | 6320FL 0041000 | 2 #18 FLRST FS FLRST | FT |  | 1 Year | 0.1905 | 5% | 0.18097
22478 | Belden Wire | 6320FL 0051000 | 2 #18 FLRST FS FLRST | FT |  | 1 Year | 0.1903 | 5% | 0.18079
22479 | Belden Wire | 6320FL 0091000 | 2 #18 FLRST FS FLRST | FT |  | 1 Year | 0.1905 | 5% | 0.18097
22480 | Belden Wire | 6320FL 009U1000 | 2 #18 FLRST FS FLRST | FT |  | 1 Year | 0.1903 | 5% | 0.18079
22481 | Belden Wire | 6320FL 0101000 | 2 #18 FLRST FS FLRST | FT |  | 1 Year | 0.1905 | 5% | 0.18097
22482 | Belden Wire | 6320FL D151000 | 2 #18 FLRST FS FLRST | FT |  | 1 Year | 0.1903 | 5% | 0.18079
22483 | Belden Wire | 6320UE 877U1000 | 2 #18 FLRST FLRST | FT |  | 1 Year | 0.1878 | 5% | 0.17841
22484 | Belden Wire | 6320UJ 0021000 | 2 #18 FEP FLRST | FT |  | 1 Year | 0.2459 | 5% | 0.23361
22485 | Belden Wire | 6320UL 0021000 | 2 #18 FLRST FLRST | FT |  | 1 Year | 0.1438 | 5% | 0.13661
22486 | Belden Wire | 6320UL 002U1000 | 2 #18 FLRST FLRST | FT |  | 1 Year | 0.1438 | 5% | 0.13661
22487 | Belden Wire | 6320UL 002U500 | 2 #18 FLRST FLRST | FT |  | 1 Year | 0.1438 | 5% | 0.13661
22488 | Belden Wire | 6320UL 0031000 | 2 #18 FLRST FLRST | FT |  | 1 Year | 0.1438 | 5% | 0.13661
22489 | Belden Wire | 6320UL 003U1000 | 2 #18 FLRST FLRST | FT |  | 1 Year | 0.1438 | 5% | 0.13661
22490 | Belden Wire | 6320UL 0041000 | 2 #18 FLRST FLRST | FT |  | 1 Year | 0.1438 | 5% | 0.13661
22491 | Belden Wire | 6320UL 004U1000 | 2 #18 FLRST FLRST | FT |  | 1 Year | 0.1438 | 5% | 0.13661
22492 | Belden Wire | 6320UL 0051000 | 2 #18 FLRST FLRST | FT |  | 1 Year | 0.1438 | 5% | 0.13661
22493 | Belden Wire | 6320UL 005U1000 | 2 #18 FLRST FLRST | FT |  | 1 Year | 0.1438 | 5% | 0.13661
22494 | Belden Wire | 6320UL 007C500 | 2 #18 FLRST FLRST | FT |  | 1 Year | 0.1438 | 5% | 0.13661
22495 | Belden Wire | 6320UL 007U1000 | 2 #18 FLRST FLRST | FT |  | 1 Year | 0.1438 | 5% | 0.13661
22496 | Belden Wire | 6320UL 0091000 | 2 #18 FLRST FLRST | FT |  | 1 Year | 0.1438 | 5% | 0.13661
22497 | Belden Wire | 6320UL 009C500 | 2 #18 FLRST FLRST | FT |  | 1 Year | 0.1438 | 5% | 0.13661
22498 | Belden Wire | 6320UL 009U1000 | 2 #18 FLRST FLRST | FT |  | 1 Year | 0.1438 | 5% | 0.13661
22499 | Belden Wire | 6320UL 0101000 | 2 #18 FLRST FLRST | FT |  | 1 Year | 0.1438 | 5% | 0.13661
22500 | Belden Wire | 6320UL 010C500 | 2 #18 FLRST FLRST | FT |  | 1 Year | 0.1438 | 5% | 0.13661
22501 | Belden Wire | 6320UL 010U1000 | 2 #18 FLRST FLRST | FT |  | 1 Year | 0.1438 | 5% | 0.13661
22502 | Belden Wire | 6320UL 012U1000 | 2 #18 FLRST FLRST | FT |  | 1 Year | 0.1438 | 5% | 0.13661
22503 | Belden Wire | 6320UL D151000 | 2 #18 FLRST FLRST | FT |  | 1 Year | 0.1438 | 5% | 0.13661
22504 | Belden Wire | 6320UL D15C500 | 2 #18 FLRST FLRST | FT |  | 1 Year | 0.1438 | 5% | 0.13661
22505 | Belden Wire | 6321UE 8771000 | 3 #18 FLRST FLRST | FT |  | 1 Year | 0.2955 | 5% | 0.28072
22506 | Belden Wire | 6321UL 0021000 | 3 #18 FLRST FLRST | FT |  | 1 Year | 0.2227 | 5% | 0.21157
22507 | Belden Wire | 6322FL 0021000 | 4 #18 FLRST FS FLRST | FT |  | 1 Year | 0.3621 | 5% | 0.34399
22508 | Belden Wire | 6322UE 877U1000 | 4 #18 FLRST FLRST | FT |  | 1 Year | 0.2753 | 5% | 0.26153
22509 | Belden Wire | 6322UL 0021000 | 4 #18 FLRST FLRST | FT |  | 1 Year | 0.2821 | 5% | 0.26799
22510 | Belden Wire | 6322UL 002C500 | 4 #18 FLRST FLRST | FT |  | 1 Year | 0.2821 | 5% | 0.26799
22511 | Belden Wire | 6322UL 002U1000 | 4 #18 FLRST FLRST | FT |  | 1 Year | 0.2821 | 5% | 0.26799
22512 | Belden Wire | 6324UL 002A1000 | 6 #18 FLRST FLRST | FT |  | 1 Year | 0.3748 | 5% | 0.35606
22513 | Belden Wire | 6326UL 0021000 | 8 #18 FLRST FLRST | FT |  | 1 Year | 0.5233 | 5% | 0.49713
22514 | Belden Wire | 6328UL 0021000 | 10 #18 FLRST FLRST | FT |  | 1 Year | 0.5948 | 5% | 0.56506
22515 | Belden Wire | 633938 010U1000 | RG-6/U PLENUM COAX | FT |  | 1 Year | 0.5384 | 5% | 0.51148
22516 | Belden Wire | 633948 0041000 | #18 FFEP SH PVC | FT |  | 1 Year | 0.6281 | 5% | 0.59669
22517 | Belden Wire | 633948 0071000 | #18 FFEP SH PVC | FT |  | 1 Year | 0.6281 | 5% | 0.59669
22518 | Belden Wire | 6339Q8 8771000 | #18 RG-6 PLENUM QUAD SH | FT |  | 1 Year | 0.6644 | 5% | 0.63118
22519 | Belden Wire | 6339Q8 877U1000 | #18 RG-6 PLENUM QUAD SH | FT |  | 1 Year | 0.6644 | 5% | 0.63118
22520 | Belden Wire | 6340FT 0011000 | 1 FS PR #18 FFEP FLRST | FT |  | 1 Year | 0.7278 | 5% | 0.69141
22521 | Belden Wire | 6341PC 8771000 | 2 #18 FS PR FEP FLRST | FT |  | 1 Year | 0.9078 | 5% | 0.86241
22522 | Belden Wire | 6341PC 8771500 | 2 #18 FS PR FEP FLRST | FT |  | 1 Year | 0.9078 | 5% | 0.86241
22523 | Belden Wire | 6341PC 877500 | 2 #18 FS PR FEP FLRST | FT |  | 1 Year | 0.9078 | 5% | 0.86241
22524 | Belden Wire | 6341PC 877U1000 | 2 #18 FS PR FEP FLRST | FT |  | 1 Year | 0.9078 | 5% | 0.86241
22525 | Belden Wire | 6341PT 0011000 | 2 PR #18 FFEP FS FLRST | FT |  | 1 Year | 1.5435 | 5% | 1.4663
22526 | Belden Wire | 6341UE 8771000 | 2 PR #18 FLRST FLRST | FT |  | 1 Year | 0.3812 | 5% | 0.36214
22527 | Belden Wire | 6341UE 877500 | 2 PR #18 FLRST FLRST | FT |  | 1 Year | 0.3812 | 5% | 0.36214
22528 | Belden Wire | 6341UE 877U1000 | 2 PR #18 FLRST FLRST | FT |  | 1 Year | 0.3812 | 5% | 0.36214
22529 | Belden Wire | 6342FE 8771000 | 3 PR #18 FLRST FS FLRST | FT |  | 1 Year | 0.68 | 5% | 0.646
22530 | Belden Wire | 6342PC 8771000 | 3 #18 FS PR FEP FLRST | FT |  | 1 Year | 1.0618 | 5% | 1.0087
22531 | Belden Wire | 6342UE 8771000 | 3 PR #18 FLRST FLRST | FT |  | 1 Year | 0.607 | 5% | 0.57665
22532 | Belden Wire | 6343FE 8771000 | 4 PR #18 FLRST FS FLRST | FT |  | 1 Year | 0.7944 | 5% | 0.75468
22533 | Belden Wire | 6343PC 8771000 | 4 #18 FS PR FEP FLRST | FT |  | 1 Year | 1.4148 | 5% | 1.3441
22534 | Belden Wire | 6343UE 8771000 | 4 PR #18 FLRST FLRST | FT |  | 1 Year | 0.7533 | 5% | 0.71563
22535 | Belden Wire | 6343UE 877500 | 4 PR #18 FLRST FLRST | FT |  | 1 Year | 0.7533 | 5% | 0.71563
22536 | Belden Wire | 6345FE 8771000 | 6 PR #18 FLRST FS FLRST | FT |  | 1 Year | 1.0067 | 5% | 0.95636
22537 | Belden Wire | 6345FE 877500 | 6 PR #18 FLRST FS FLRST | FT |  | 1 Year | 1.0067 | 5% | 0.95636
22538 | Belden Wire | 6345PC 8771000 | 6 FSPR #18 FEP FLRST | FT |  | 1 Year | 2.1424 | 5% | 2.0353
22539 | Belden Wire | 6345UE 8771000 | TRANSFER REVIEW (20 TO 30) | FT |  | 1 Year | 1.0018 | 5% | 0.95171
22540 | Belden Wire | 6347FE 8771000 | 9 PR #18 FLRST FS FLRST | FT |  | 1 Year | 1.7073 | 5% | 1.6219
22541 | Belden Wire | 638AFJ 0041000 | FS COMPOSITE CABLE FLRST | FT |  | 1 Year | 2.2843 | 5% | 2.1701
22542 | Belden Wire | 638AFS 0001000 | 3P18+2C18+4C18+4C16 IFS CMP BP | FT |  | 1 Year | 2.0955 | 5% | 1.9907
22543 | Belden Wire | 638AMJ 0041000 | 4C#16+4C#18+3P#18FS+2C#18 CMP | FT |  | 1 Year | 2.1569 | 5% | 2.0491
22544 | Belden Wire | 638AMS 0001000 | 4C16 + 4C18 + 3P18 SHLD + 2C18 | FT |  | 1 Year | 1.7909 | 5% | 1.7014
22545 | Belden Wire | 639948 0081000 | RG6 + 2C18CMP SIAM | FT |  | 1 Year | 0.9648 | 5% | 0.91656
22546 | Belden Wire | 6400FC 877U1000 | 2 #20 FEP FS FLRST | FT |  | 1 Year | 0.3747 | 5% | 0.35596
22547 | Belden Wire | 6400FE 009U250 | 2 #20 FLRST FS FLRST | FT |  | 1 Year | 0.2495 | 5% | 0.23702
22548 | Belden Wire | 6400FE 8771000 | 2 #20 FLRST FS FLRST | FT |  | 1 Year | 0.2181 | 5% | 0.20719
22549 | Belden Wire | 6400FE 877U1000 | 2 #20 FLRST FS FLRST | FT |  | 1 Year | 0.2181 | 5% | 0.20719
22550 | Belden Wire | 6400FH 8771000 | 2 #20 FLRST FS FLRST | FT |  | 1 Year | 0.2233 | 5% | 0.21213
22551 | Belden Wire | 6400FH 877U1000 | 2 #20 FLRST FS FLRST | FT |  | 1 Year | 0.2233 | 5% | 0.21213
22552 | Belden Wire | 6400UE 8771000 | 2 #20 FLRST FLRST | FT |  | 1 Year | 0.1851 | 5% | 0.17584
22553 | Belden Wire | 6400UE 877C500 | 2 #20 FLRST FLRST | FT |  | 1 Year | 0.1817 | 5% | 0.17261
22554 | Belden Wire | 6400UE 877U1000 | 2 #20 FLRST FLRST | FT |  | 1 Year | 0.1851 | 5% | 0.17584
22555 | Belden Wire | 6400UH 8771000 | 2 #20 FLRST FLRST | FT |  | 1 Year | 0.1937 | 5% | 0.18402
22556 | Belden Wire | 6400UH 877U1000 | 2 #20 FLRST FLRST | FT |  | 1 Year | 0.1937 | 5% | 0.18402
22557 | Belden Wire | 6401FE 8771000 | 3 #20 FLRST FS FLRST | FT |  | 1 Year | 0.2805 | 5% | 0.26648
22558 | Belden Wire | 6401FH 8771000 | 3 #20 FLRST FS FLRST | FT |  | 1 Year | 0.2927 | 5% | 0.27807
22559 | Belden Wire | 6401UE 8771000 | 3 #20 FLRST FLRST | FT |  | 1 Year | 0.2575 | 5% | 0.24462
22560 | Belden Wire | 6401UE 8775000 | 3 #20 FLRST FLRST | FT |  | 1 Year | 0.2575 | 5% | 0.24462
22561 | Belden Wire | 6401UE 877U1000 | 3 #20 FLRST FLRST | FT |  | 1 Year | 0.2575 | 5% | 0.24462
22562 | Belden Wire | 6401UH 8771000 | 3 #20 FLRST FLRST | FT |  | 1 Year | 0.2698 | 5% | 0.25631
22563 | Belden Wire | 6402FE 8771000 | 4 #20 FLRST FS FLRST | FT |  | 1 Year | 0.2706 | 5% | 0.25707
22564 | Belden Wire | 6402FE 877U1000 | 4 #20 FLRST FS FLRST | FT |  | 1 Year | 0.2706 | 5% | 0.25707
22565 | Belden Wire | 6402UE 004U1000 | 4 #20 FLRST FLRST | FT |  | 1 Year | 0.2437 | 5% | 0.23151
22566 | Belden Wire | 6402UE 8771000 | 4 #20 FLRST FLRST | FT |  | 1 Year | 0.2437 | 5% | 0.23151
22567 | Belden Wire | 6402UE 877U1000 | 4 #20 FLRST FLRST | FT |  | 1 Year | 0.2437 | 5% | 0.23151
22568 | Belden Wire | 6402UH 8771000 | 4 #20 FLRST FLRST | FT |  | 1 Year | 0.257 | 5% | 0.24415
22569 | Belden Wire | 6402UH 877U1000 | 4 #20 FLRST FLRST | FT |  | 1 Year | 0.257 | 5% | 0.24415
22570 | Belden Wire | 6403UE 8771000 | 5 #20 FLRST FLRST | FT |  | 1 Year | 0.287 | 5% | 0.27265
22571 | Belden Wire | 6405FE 8771000 | 7 #20 FLRST FS FLRST | FT |  | 1 Year | 0.4574 | 5% | 0.43453
22572 | Belden Wire | 6406UE 8771000 | 8 #20 FLRST FLRST | FT |  | 1 Year | 0.4605 | 5% | 0.43748
22573 | Belden Wire | 6407FE 8771000 | 9 #20 FLRST FS FLRST | FT |  | 1 Year | 0.5255 | 5% | 0.49922
22574 | Belden Wire | 6420FL 0021000 | 2 #20 FLRST FS FLRST | FT |  | 1 Year | 0.2025 | 5% | 0.19237
22575 | Belden Wire | 6420UL 0021000 | 2 #20 FLRST FLRST | FT |  | 1 Year | 0.1716 | 5% | 0.16302
22576 | Belden Wire | 643948 0101000 | #20 FFEP BRD FLRST | FT |  | 1 Year | 0.4039 | 5% | 0.3837
22577 | Belden Wire | 6441FE 8771000 | 2 PR #20 FLRST FS FLRST | FT |  | 1 Year | 0.3099 | 5% | 0.2944
22578 | Belden Wire | 6443FE 8771000 | 4 PR #20 FLRST FS FLRST | FT |  | 1 Year | 0.4689 | 5% | 0.44545
22579 | Belden Wire | 6500FC 8771000 | 2 #22 FEP FS FLRST | FT |  | 1 Year | 0.299 | 5% | 0.28405
22580 | Belden Wire | 6500FC 877U1000 | 2 #22 FEP FS FLRST | FT |  | 1 Year | 0.299 | 5% | 0.28405
22581 | Belden Wire | 6500FE 003U1000 | 2 #22 FLRST FS FLRST | FT |  | 1 Year | 0.1442 | 5% | 0.13699
22582 | Belden Wire | 6500FE 008U1000 | 2 #22 FLRST FS FLRST | FT |  | 1 Year | 0.1442 | 5% | 0.13699
22583 | Belden Wire | 6500FE 009U1000 | 2 #22 FLRST FS FLRST | FT |  | 1 Year | 0.1442 | 5% | 0.13699
22584 | Belden Wire | 6500FE 009U250 | 2 #22 FLRST FS FLRST | FT |  | 1 Year | 0.1647 | 5% | 0.15646
22585 | Belden Wire | 6500FE 010U1000 | 2 #22 FLRST FS FLRST | FT |  | 1 Year | 0.1442 | 5% | 0.13699
22586 | Belden Wire | 6500FE 010U250 | 2 #22 FLRST FS FLRST | FT |  | 1 Year | 0.1647 | 5% | 0.15646
22587 | Belden Wire | 6500FE 010U500 | 2 #22 FLRST FS FLRST | FT |  | 1 Year | 0.1442 | 5% | 0.13699
22588 | Belden Wire | 6500FE 8771000 | 2 #22 FLRST FS FLRST | FT |  | 1 Year | 0.1442 | 5% | 0.13699
22589 | Belden Wire | 6500FE 877500 | 2 #22 FLRST FS FLRST | FT |  | 1 Year | 0.1442 | 5% | 0.13699
22590 | Belden Wire | 6500FE 877C500 | 2 #22 FLRST FS FLRST | FT |  | 1 Year | 0.1442 | 5% | 0.13699
22591 | Belden Wire | 6500FE 877U1000 | 2 #22 FLRST FS FLRST | FT |  | 1 Year | 0.1442 | 5% | 0.13699
22592 | Belden Wire | 6500FE 877U250 | 2 #22 FLRST FS FLRST | FT |  | 1 Year | 0.1646 | 5% | 0.15637
22593 | Belden Wire | 6500FE 877U500 | 2 #22 FLRST FS FLRST | FT |  | 1 Year | 0.1442 | 5% | 0.13699
22594 | Belden Wire | 6500FH 009U1000 | 2 #22 FLRST FS FLRST | FT |  | 1 Year | 0.1482 | 5% | 0.14079
22595 | Belden Wire | 6500FH 010U1000 | 2 #22 FLRST FS FLRST | FT |  | 1 Year | 0.1482 | 5% | 0.14079
22596 | Belden Wire | 6500FH 8771000 | 2 #22 FLRST FS FLRST | FT |  | 1 Year | 0.1482 | 5% | 0.14079
22597 | Belden Wire | 6500FH 877U1000 | 2 #22 FLRST FS FLRST | FT |  | 1 Year | 0.1482 | 5% | 0.14079
22598 | Belden Wire | 6500PE 0091000 | 2 #22 FLRST FS FLRST | FT |  | 1 Year | 0.2696 | 5% | 0.25612
22599 | Belden Wire | 6500PE 009500 | 2 #22 FLRST FS FLRST | FT |  | 1 Year | 0.2696 | 5% | 0.25612
22600 | Belden Wire | 6500PE 0101000 | 2 #22 FLRST FS FLRST | FT |  | 1 Year | 0.2696 | 5% | 0.25612
22601 | Belden Wire | 6500PE 010U1000 | 2 #22 FLRST FS FLRST | FT |  | 1 Year | 0.2696 | 5% | 0.25612
22602 | Belden Wire | 6500UE 007U1000 | 2 #22 FLRST FLRST | FT |  | 1 Year | 0.1298 | 5% | 0.12331
22603 | Belden Wire | 6500UE 8771000 | 2 #22 FLRST FLRST | FT |  | 1 Year | 0.1298 | 5% | 0.12331
22604 | Belden Wire | 6500UE 877C1000 | 2 #22 FLRST FLRST | FT |  | 1 Year | 0.1298 | 5% | 0.12331
22605 | Belden Wire | 6500UE 877U1000 | 2 #22 FLRST FLRST | FT |  | 1 Year | 0.1298 | 5% | 0.12331
22606 | Belden Wire | 6500UH 8771000 | 2 #22 FLRST FLRST | FT |  | 1 Year | 0.1361 | 5% | 0.12929
22607 | Belden Wire | 6500UH 877U1000 | 2 #22 FLRST FLRST | FT |  | 1 Year | 0.1361 | 5% | 0.12929
22608 | Belden Wire | 6501FE 8771000 | 3 #22 FLRST FS FLRST | FT |  | 1 Year | 0.1913 | 5% | 0.18173
22609 | Belden Wire | 6501FE 877U1000 | 3 #22 FLRST FS FLRST | FT |  | 1 Year | 0.1913 | 5% | 0.18173
22610 | Belden Wire | 6501FH 8771000 | 3 #22 FLRST FS FLRST | FT |  | 1 Year | 0.2003 | 5% | 0.19029
22611 | Belden Wire | 6501FH 877U1000 | 3 #22 FLRST FS FLRST | FT |  | 1 Year | 0.2003 | 5% | 0.19029
22612 | Belden Wire | 6501UE 8771000 | 3 #22 FLRST FLRST | FT |  | 1 Year | 0.165 | 5% | 0.15675
22613 | Belden Wire | 6501UE 877U1000 | 3 #22 FLRST FLRST | FT |  | 1 Year | 0.165 | 5% | 0.15675
22614 | Belden Wire | 6501UH 8771000 | 3 #22 FLRST FLRST | FT |  | 1 Year | 0.1727 | 5% | 0.16406
22615 | Belden Wire | 6502FC 8771000 | 4 #22 FEP FS FLRST | FT |  | 1 Year | 0.5247 | 5% | 0.49847
22616 | Belden Wire | 6502FE 0071000 | 4 #22 FLRST FS FLRST | FT |  | 1 Year | 0.1644 | 5% | 0.15618
22617 | Belden Wire | 6502FE 007U1000 | 4 #22 FLRST FS FLRST | FT |  | 1 Year | 0.1644 | 5% | 0.15618
22618 | Belden Wire | 6502FE 0101000 | 4 #22 FLRST FS FLRST | FT |  | 1 Year | 0.1644 | 5% | 0.15618
22619 | Belden Wire | 6502FE 010U1000 | 4 #22 FLRST FS FLRST | FT |  | 1 Year | 0.1644 | 5% | 0.15618
22620 | Belden Wire | 6502FE 8771000 | 4 #22 FLRST FS FLRST | FT |  | 1 Year | 0.1644 | 5% | 0.15618
22621 | Belden Wire | 6502FE 877500 | 4 #22 FLRST FS FLRST | FT |  | 1 Year | 0.1644 | 5% | 0.15618
22622 | Belden Wire | 6502FE 877U1000 | 4 #22 FLRST FS FLRST | FT |  | 1 Year | 0.1644 | 5% | 0.15618
22623 | Belden Wire | 6502GE 008U1000 | 1 FSPR + 2 CDR #22 FLRST FLRST | FT |  | 1 Year | 0.2882 | 5% | 0.27379
22624 | Belden Wire | 6502GE 009C100 | 1 FSPR + 2 CDR #22 FLRST FLRST | FT |  | 1 Year | 0.2882 | 5% | 0.27379
22625 | Belden Wire | 6502GE 009U1000 | 1 FSPR + 2 CDR #22 FLRST FLRST | FT |  | 1 Year | 0.2882 | 5% | 0.27379
22626 | Belden Wire | 6502GE 009U250 | 1 FSPR + 2 CDR #22 FLRST FLRST | FT |  | 1 Year | 0.2882 | 5% | 0.27379
22627 | Belden Wire | 6502GE 010C100 | 1 FSPR + 2 CDR #22 FLRST FLRST | FT |  | 1 Year | 0.2882 | 5% | 0.27379
22628 | Belden Wire | 6502GE 010U1000 | 1 FSPR + 2 CDR #22 FLRST FLRST | FT |  | 1 Year | 0.2882 | 5% | 0.27379
22629 | Belden Wire | 6502GE 010U250 | 1 FSPR + 2 CDR #22 FLRST FLRST | FT |  | 1 Year | 0.2882 | 5% | 0.27379
22630 | Belden Wire | 6502GE 8771000 | 1FSPR+2CDR#22 FLRSTFLRST | FT |  | 1 Year | 0.2882 | 5% | 0.27379
22631 | Belden Wire | 6502GE 877U1000 | 1FSPR+2CDR#22 FLRSTFLRST | FT |  | 1 Year | 0.2882 | 5% | 0.27379
22632 | Belden Wire | 6502UE 004U1000 | 4 #22 FLRST FLRST | FT |  | 1 Year | 0.1463 | 5% | 0.13898
22633 | Belden Wire | 6502UE 8771000 | 4 #22 FLRST FLRST | FT |  | 1 Year | 0.1463 | 5% | 0.13898
22634 | Belden Wire | 6502UE 877500 | 4 #22 FLRST FLRST | FT |  | 1 Year | 0.1463 | 5% | 0.13898
22635 | Belden Wire | 6502UE 877C500 | 4 #22 FLRST FLRST | FT |  | 1 Year | 0.1463 | 5% | 0.13898
22636 | Belden Wire | 6502UE 877U1000 | 4 #22 FLRST FLRST | FT |  | 1 Year | 0.1463 | 5% | 0.13898
22637 | Belden Wire | 6502UE 877U500 | 4 #22 FLRST FLRST | FT |  | 1 Year | 0.1463 | 5% | 0.13898
22638 | Belden Wire | 6502UH 8771000 | 4 #22 FLRST FLRST | FT |  | 1 Year | 0.1555 | 5% | 0.14772
22639 | Belden Wire | 6502UH 877U1000 | 4 #22 FLRST FLRST | FT |  | 1 Year | 0.1555 | 5% | 0.14772
22640 | Belden Wire | 6502UL 002U1000 | 4 #22 FLRST FLRST | FT |  | 1 Year | 0.186 | 5% | 0.1767
22641 | Belden Wire | 650-367 | CONTACT ASSEMBLY WELD K650ETP | EA |  | 1 Year | 25.5125 | 5% | 24.2369
22642 | Belden Wire | 6504FE 0031000 | 6 #22 FLRST FS FLRST | FT |  | 1 Year | 0.2296 | 5% | 0.21812
22643 | Belden Wire | 6504FE 003U1000 | 6 #22 FLRST FS FLRST | FT |  | 1 Year | 0.2296 | 5% | 0.21812
22644 | Belden Wire | 6504FE 0041000 | 6 #22 FLRST FS FLRST | FT |  | 1 Year | 0.2296 | 5% | 0.21812
22645 | Belden Wire | 6504FE 004U1000 | 6 #22 FLRST FS FLRST | FT |  | 1 Year | 0.2296 | 5% | 0.21812
22646 | Belden Wire | 6504FE 0071000 | 6 #22 FLRST FS FLRST | FT |  | 1 Year | 0.2296 | 5% | 0.21812
22647 | Belden Wire | 6504FE 8771000 | 6 #22 FLRST FS FLRST | FT |  | 1 Year | 0.2296 | 5% | 0.21812
22648 | Belden Wire | 6504FE 877500 | 6 #22 FLRST FS FLRST | FT |  | 1 Year | 0.2296 | 5% | 0.21812
22649 | Belden Wire | 6504FE 877C500 | 6 #22 FLRST FS FLRST | FT |  | 1 Year | 0.2296 | 5% | 0.21812
22650 | Belden Wire | 6504FE 877U1000 | 6 #22 FLRST FS FLRST | FT |  | 1 Year | 0.2296 | 5% | 0.21812
22651 | Belden Wire | 6504FE 877U250 | 6 #22 FLRST FS FLRST | FT |  | 1 Year | 0.3421 | 5% | 0.32499
22652 | Belden Wire | 6504FE 877U500 | 6 #22 FLRST FS FLRST | FT |  | 1 Year | 0.2296 | 5% | 0.21812
22653 | Belden Wire | 6504UE 8771000 | 6 #22 FLRST FLRST | FT |  | 1 Year | 0.2096 | 5% | 0.19912
22654 | Belden Wire | 6504UE 877500 | 6 #22 FLRST FLRST | FT |  | 1 Year | 0.2096 | 5% | 0.19912
22655 | Belden Wire | 6504UE 877C500 | 6 #22 FLRST FLRST | FT |  | 1 Year | 0.2097 | 5% | 0.19921
22656 | Belden Wire | 6504UE 877U1000 | 6 #22 FLRST FLRST | FT |  | 1 Year | 0.2096 | 5% | 0.19912
22657 | Belden Wire | 6504UE 877U500 | 6 #22 FLRST FLRST | FT |  | 1 Year | 0.2096 | 5% | 0.19912
22658 | Belden Wire | 6506FE 010U1000 | 8 #22 FLRST FS FLRST | FT |  | 1 Year | 0.4909 | 5% | 0.46635
22659 | Belden Wire | 6506FE 8771000 | 8 #22 FLRST FS FLRST | FT |  | 1 Year | 0.4909 | 5% | 0.46635
22660 | Belden Wire | 6506FE 877500 | 8 #22 FLRST FS FLRST | FT |  | 1 Year | 0.4909 | 5% | 0.46635
22661 | Belden Wire | 6506FE 877U1000 | 8 #22 FLRST FS FLRST | FT |  | 1 Year | 0.4909 | 5% | 0.46635
22662 | Belden Wire | 6506UE 8771000 | 8 #22 FLRST FLRST | FT |  | 1 Year | 0.3342 | 5% | 0.31749
22663 | Belden Wire | 6506UE 877U1000 | 8 #22 FLRST FLRST | FT |  | 1 Year | 0.3342 | 5% | 0.31749
22664 | Belden Wire | 6506UE 877U500 | 8 #22 FLRST FLRST | FT |  | 1 Year | 0.3342 | 5% | 0.31749
22665 | Belden Wire | 650-88 | ALUMINUM TUBE (REV-10A) | EA |  | 1 Year | 15.3153 | 5% | 14.5495
22666 | Belden Wire | 6508FE 8771000 | 10 #22 FLRST FS FLRST | FT |  | 1 Year | 0.5176 | 5% | 0.49172
22667 | Belden Wire | 6508FE 877U1000 | 10 #22 FLRST FS FLRST | FT |  | 1 Year | 0.5176 | 5% | 0.49172
22668 | Belden Wire | 6508UE 877U1000 | 10 #22 FLRST FLRST | FT |  | 1 Year | 0.3789 | 5% | 0.35995
22669 | Belden Wire | 6509UE 8771000 | 12 #22 FLRST FLRST | FT |  | 1 Year | 0.4914 | 5% | 0.46683
22670 | Belden Wire | 6509UE 877U1000 | 12 #22 FLRST FLRST | FT |  | 1 Year | 0.4914 | 5% | 0.46683
22671 | Belden Wire | 6520FE 8771000 | 2 #22 FLRST FS FLRST | FT |  | 1 Year | 0.1407 | 5% | 0.13366
22672 | Belden Wire | 6520FE 877C1000 | 2 #22 FLST FS FLRST | FT |  | 1 Year | 0.1407 | 5% | 0.13366
22673 | Belden Wire | 6520FE 877U1000 | 2 #22 FLRST FS FLRST | FT |  | 1 Year | 0.1407 | 5% | 0.13366
22674 | Belden Wire | 6520FL 0021000 | 2 #22 FLRST FS FLRST | FT |  | 1 Year | 0.1685 | 5% | 0.16007
22675 | Belden Wire | 6520UE 8771000 | 2 #22 FLRST FLRST | FT |  | 1 Year | 0.1282 | 5% | 0.12179
22676 | Belden Wire | 6520UL 0021000 | 2 #22 FLRST FLRST | FT |  | 1 Year | 0.1287 | 5% | 0.12226
22677 | Belden Wire | 6521FE 8771000 | 3 #22 FLRST FS FLRST | FT |  | 1 Year | 0.1938 | 5% | 0.18411
22678 | Belden Wire | 6521UE 8771000 | 3 #22 FLRST FLRST | FT |  | 1 Year | 0.1643 | 5% | 0.15609
22679 | Belden Wire | 6522UE 8771000 | 4 #22 FLRST FLRST | FT |  | 1 Year | 0.1442 | 5% | 0.13699
22680 | Belden Wire | 6522UE 877U1000 | 4 #22 FLRST FLRST | FT |  | 1 Year | 0.1442 | 5% | 0.13699
22681 | Belden Wire | 6522UE 877U500 | 4 #22 FLRST FLRST | FT |  | 1 Year | 0.1442 | 5% | 0.13699
22682 | Belden Wire | 6522UL 0021000 | 4 #22 FLRST FLRST | FT |  | 1 Year | 0.1812 | 5% | 0.17214
22683 | Belden Wire | 6522UL 002U1000 | 4 #22 FLRST FLRST | FT |  | 1 Year | 0.1812 | 5% | 0.17214
22684 | Belden Wire | 6524UE 877C500 | 6 #22 FLRST FLRST | FT |  | 1 Year | 0.2386 | 5% | 0.22667
22685 | Belden Wire | 6524UE 877U1000 | 6 #22 FLRST FLRST | FT |  | 1 Year | 0.2386 | 5% | 0.22667
22686 | Belden Wire | 6524UL 002C500 | 6 #22 FLRST FLRST | FT |  | 1 Year | 0.2425 | 5% | 0.23037
22687 | Belden Wire | 6539Y8 8771000 | #22 RG62/U COAX FLRST | FT |  | 1 Year | 0.5049 | 5% | 0.47965
22688 | Belden Wire | 6540FT 0011000 | 1 FS PR #22 FFEP FLRST | FT |  | 1 Year | 0.3125 | 5% | 0.29688
22689 | Belden Wire | 6541FE 8771000 | 2 PR #22 FLRST FS FLRST | FT |  | 1 Year | 0.2239 | 5% | 0.2127
22690 | Belden Wire | 6541FE 877U1000 | 2 PR #22 FLRST FS FLRST | FT |  | 1 Year | 0.2239 | 5% | 0.2127
22691 | Belden Wire | 6541FE 877U500 | 2 PR #22 FLRST FS FLRST | FT |  | 1 Year | 0.2239 | 5% | 0.2127
22692 | Belden Wire | 6541PA 0081000 | 2 FSPR #22 FEP SLF | FT |  | 1 Year | 0.9033 | 5% | 0.85813
22693 | Belden Wire | 6541PA 008U1000 | 2 FSPR #22 FEP SLF | FT |  | 1 Year | 0.9033 | 5% | 0.85813
22694 | Belden Wire | 6541UE 8771000 | 2 PR #22 FLRST FLRST | FT |  | 1 Year | 0.192 | 5% | 0.1824
22695 | Belden Wire | 6542FE 8771000 | 3 PR #22 FLRST FS FLRST | FT |  | 1 Year | 0.3277 | 5% | 0.31131
22696 | Belden Wire | 6542FE 877U1000 | 3 PR #22 FLRST FS FLRST | FT |  | 1 Year | 0.3277 | 5% | 0.31131
22697 | Belden Wire | 6542PA 0081000 | 3 FSPR #22 FEP SLF | FT |  | 1 Year | 1.113 | 5% | 1.0574
22698 | Belden Wire | 6542UE 8771000 | 3 PR #22 FLRST FLRST | FT |  | 1 Year | 0.2514 | 5% | 0.23883
22699 | Belden Wire | 6543FE 8771000 | 4 PR #22 FLRST FS FLRST | FT |  | 1 Year | 0.4574 | 5% | 0.43453
22700 | Belden Wire | 6543PA 0081000 | 4 FS PR #22 FEP SLF | FT |  | 1 Year | 1.1208 | 5% | 1.0648
22701 | Belden Wire | 6543UE 8771000 | 4 PR #22 FLRST FLRST | FT |  | 1 Year | 0.3453 | 5% | 0.32803
22702 | Belden Wire | 6545FE 8771000 | 6 PR #22 FLRST FS FLRST | FT |  | 1 Year | 0.6574 | 5% | 0.62453
22703 | Belden Wire | 6545FE 877U1000 | 6 PR #22 FLRST FS FLRST | FT |  | 1 Year | 0.6574 | 5% | 0.62453
22704 | Belden Wire | 6545PA 0081000 | 6 FS PR #22 FEP SLF | FT |  | 1 Year | 1.6466 | 5% | 1.5643
22705 | Belden Wire | 6545UE 8771000 | 6 PR #22 FLRST FLRST | FT |  | 1 Year | 0.6435 | 5% | 0.61132
22706 | Belden Wire | 6546PA 0081000 | 8 FS PR #22 FEP SLF | FT |  | 1 Year | 3.7602 | 5% | 3.5722
22707 | Belden Wire | 6547FE 8771000 | 9PR #22FLRST FS FLRST | FT |  | 1 Year | 0.7809 | 5% | 0.74186
22708 | Belden Wire | 6547UE 8771000 | 9 PR #22 FLRST FLRST | FT |  | 1 Year | 0.7241 | 5% | 0.68789
22709 | Belden Wire | 6548PA 0081000 | 12 FS PR #22 FEP SLF | FT |  | 1 Year | 5.3757 | 5% | 5.1069
22710 | Belden Wire | 6549PA 0081000 | 16 FS PR #22 FEP SLF | FT |  | 1 Year | 7.2188 | 5% | 6.8579
22711 | Belden Wire | 6561FE 8771000 | 2 PR #22 FLRST FS FLRST | FT |  | 1 Year | 0.2329 | 5% | 0.22125
22712 | Belden Wire | 658AFJ 0041000 | 3P22+2C22+4C22+4C18 IFS CMP | FT |  | 1 Year | 1.5035 | 5% | 1.4283
22713 | Belden Wire | 658AFS 0001000 | 3P22+2C22+4C22+4C18 IFS CMP BP | FT |  | 1 Year | 1.2026 | 5% | 1.1425
22714 | Belden Wire | 658AFS 000500 | 3P22+2C22+4C22+4C18 IFS CMP BP | FT |  | 1 Year | 1.2026 | 5% | 1.1425
22715 | Belden Wire | 658AMJ 0041000 | 3P22 FS+2C22+4C22+4C18 CMP | FT |  | 1 Year | 1.2424 | 5% | 1.1803
22716 | Belden Wire | 658AMS 0001000 | 4C18 + 4C22 + 3P22 SHLD + 2C22 | FT |  | 1 Year | 1.0367 | 5% | 0.98486
22717 | Belden Wire | 658GFS 0001000 | 3P22+3P22+2C22+4C18 IFS CMP BP | FT |  | 1 Year | 1.3157 | 5% | 1.2499
22718 | Belden Wire | 658GFS 000500 | 3P22+3P22+2C22+4C18 IFS CMP BP | FT |  | 1 Year | 1.3157 | 5% | 1.2499
22719 | Belden Wire | 658GMS 0001000 | 4C22+4C22+6C22 FS+4C18 CMP BP | FT |  | 1 Year | 1.0678 | 5% | 1.0144
22720 | Belden Wire | 66180-1 | MULTIMATE PIN GOLD OVER NICKEL | EA |  | 1 Year | 4.1 | 5% | 3.895
22721 | Belden Wire | 66181-1 | SCKT CONT .062 DIA TYPE III | EA |  | 1 Year | 1.9 | 5% | 1.805
22722 | Belden Wire | 66182-1 | MULTIMATE PINS 26-20AWG | EA |  | 1 Year | 1.6 | 5% | 1.52
22723 | Belden Wire | 66183-1 | MULTIMATE SCKTS 26-20GA 100/BX | EA |  | 1 Year | 2 | 5% | 1.9
22724 | Belden Wire | 6624UG F6H1000 | 6 #24 FEP FLRST | FT |  | 1 Year | 0.5664 | 5% | 0.53808
22725 | Belden Wire | 6626UG F6H1000 | 8 #24 FEP FLRST | FT |  | 1 Year | 0.7913 | 5% | 0.75173
22726 | Belden Wire | 6660FT 0011000 | 1 FS PR #24 FFEP FLRST | FT |  | 1 Year | 0.2911 | 5% | 0.27654
22727 | Belden Wire | 6661PT 0011000 | 2 PR #24 FFEP FS FLRST | FT |  | 1 Year | 0.5336 | 5% | 0.50692
22728 | Belden Wire | 6662UG F6H1000 | 3 PR #24 FEP FLRST | FT |  | 1 Year | 0.2891 | 5% | 0.27465
22729 | Belden Wire | 6663U5 010U1000 | 4 PR #24 FRPO/FEP FLRST | FT |  | 1 Year | 0.2476 | 5% | 0.23522
22730 | Belden Wire | 6663U5 010U500 | 4 PR #24 FRPO/FEP FLRST | FT |  | 1 Year | 0.2476 | 5% | 0.23522
22731 | Belden Wire | 6663U6 0101000 | 4 PR #23 FRPO/FEP FLRST | FT |  | 1 Year | 0.3986 | 5% | 0.37867
22732 | Belden Wire | 6663U6 010500 | 4 PR #23 FRPO/FEP FLRST | FT |  | 1 Year | 0.3986 | 5% | 0.37867
22733 | Belden Wire | 673948 877U500 | #25 FPFA BRD PVC | FT |  | 1 Year | 0.2826 | 5% | 0.26847
22734 | Belden Wire | 6788AV 0001000 | 6XRG59 MINI#25+2P22 FS CMP BP | FT |  | 1 Year | 3.3388 | 5% | 3.1719
22735 | Belden Wire | 6788AV 000250 | 6XRG59 MINI#25+2P22 FS CMP BP | FT |  | 1 Year | 3.3388 | 5% | 3.1719
22736 | Belden Wire | 6788AV 009250 | 6XRG59 MINI#25+2P22 FS CMP BP | FT |  | 1 Year | 3.3388 | 5% | 3.1719
22737 | Belden Wire | 6T00UP 0091000 | 1 PR #10 FLRST FLRST | FT |  | 1 Year | 1.1421 | 5% | 1.085
22738 | Belden Wire | 6X0018028 | PRKWT 4-07/25 M | EA |  | 1 Year | 66.09 | 5% | 62.7855
22739 | Belden Wire | 6X0021202 | RSTS 5-RKWTS 5-298/15 M | EA |  | 1 Year | 88.1 | 5% | 83.695
22740 | Belden Wire | 6X0022114 | RSTS 4-288/30 M | EA |  | 1 Year | 104.48 | 5% | 99.256
22741 | Belden Wire | 6X0025007 | 0905 203 201/10,5 M | EA |  | 1 Year | 165.8 | 5% | 157.51
22742 | Belden Wire | 6X0038483 | PRST 4-PRKT 4-07/1 M | EA |  | 1 Year | 28.2 | 5% | 26.79
22743 | Belden Wire | 6X0044360 | RSMV 3-RKWT 4-3-224/1,5 M | EA |  | 1 Year | 20.5091 | 5% | 19.4836
22744 | Belden Wire | 6X0061168 | ASBV 6 5-332/15 M | EA |  | 1 Year | 212.34 | 5% | 201.723
22745 | Belden Wire | 6X0076612 | RKT 8-282/20 M | EA |  | 1 Year | 97.38 | 5% | 92.511
22746 | Belden Wire | 70008PU 1SW1640 | PROFINET/PUR/TYPE C/2 PR #22 | FT |  | 1 Year | 2.7509 | 5% | 2.6134
22747 | Belden Wire | 709CD | USE W/709 CONN. FOR 3-WAY SPL. | EA |  | 1 Year | 0.25 | 5% | 0.2375
22748 | Belden Wire | 709SC | 709 CONN ASSEM W/POT - CLEAR | EA |  | 1 Year | 0.4 | 5% | 0.38
22749 | Belden Wire | 709SD | 709 CONN ASSEM W/O POT YELLOW | EA |  | 1 Year | 0.38 | 5% | 0.361
22750 | Belden Wire | 7101W 0031000 | 2 #20 + GRD PVC TPE | FT |  | 1 Year | 3.0526 | 5% | 2.9
22751 | Belden Wire | 7101W 003250 | 2 #20 + GRD PVC TPE | FT |  | 1 Year | 3.0526 | 5% | 2.9
22752 | Belden Wire | 7102W 0031000 | 3 #20 + GRD PVC TPE | FT |  | 1 Year | 3.3916 | 5% | 3.222
22753 | Belden Wire | 7102W 003250 | 3 #20 + GRD PVC TPE | FT |  | 1 Year | 3.3916 | 5% | 3.222
22754 | Belden Wire | 7105W 0031000 | 8 #20 + GRD PVC TPE | FT |  | 1 Year | 5.0456 | 5% | 4.7933
22755 | Belden Wire | 7105W 003250 | 8 #20 + GRD PVC TPE | FT |  | 1 Year | 5.0456 | 5% | 4.7933
22756 | Belden Wire | 7106W 003250 | 11 #20 + GRD PVC TPE | FT |  | 1 Year | 5.9635 | 5% | 5.6653
22757 | Belden Wire | 7106WS 0031000 | 11 #20 + GRD PVC TPE BRD TPE | FT |  | 1 Year | 11.3304 | 5% | 10.7639
22758 | Belden Wire | 7106WS 003250 | 11 #20 + GRD PVC TPE BRD TPE | FT |  | 1 Year | 11.3304 | 5% | 10.7639
22759 | Belden Wire | 7107W 0031000 | 17 #20 + GRD PVC TPE | FT |  | 1 Year | 7.418 | 5% | 7.0471
22760 | Belden Wire | 7107W 003250 | 17 #20 + GRD PVC TPE | FT |  | 1 Year | 7.418 | 5% | 7.0471
22761 | Belden Wire | 7108W 003250 | 24 #20 + GRD PVC TPE | FT |  | 1 Year | 8.2021 | 5% | 7.792
22762 | Belden Wire | 7110W 0031000 | 2 #18 + GRD PVC/NYL TPE | FT |  | 1 Year | 3.5999 | 5% | 3.4199
22763 | Belden Wire | 7110W 003250 | 2 #18 + GRD PVC/NYL TPE | FT |  | 1 Year | 3.5999 | 5% | 3.4199
22764 | Belden Wire | 7111W 0031000 | 3 #18 + GRD PVC/NYL TPE | FT |  | 1 Year | 4.0989 | 5% | 3.894
22765 | Belden Wire | 7111W 003250 | 3 #18 + GRD PVC/NYL TPE | FT |  | 1 Year | 4.0503 | 5% | 3.8478
22766 | Belden Wire | 7111WS 0031000 | 3 #18 + GRD PVC/NYL TPE BRDTPE | FT |  | 1 Year | 7.7881 | 5% | 7.3987
22767 | Belden Wire | 7113W 0031000 | 6 #18 + GRD PVC/NYL TPE | FT |  | 1 Year | 5.6437 | 5% | 5.3615
22768 | Belden Wire | 7113W 003250 | 6 #18 + GRD PVC/NYL TPE | FT |  | 1 Year | 5.6437 | 5% | 5.3615
22769 | Belden Wire | 7116W 003250 | 17 #18 + GRD PVC/NYL TPE | FT |  | 1 Year | 10.4881 | 5% | 9.9637
22770 | Belden Wire | 7117W 0031000 | 24 #18 + GRD PVC/NYL TPE | FT |  | 1 Year | 11.9662 | 5% | 11.3679
22771 | Belden Wire | 7117W 003250 | 24 #18 + GRD PVC/NYL TPE | FT |  | 1 Year | 11.9662 | 5% | 11.3679
22772 | Belden Wire | 7122W 0031000 | 2 #16 + GRD PVC/NYL TPE | FT |  | 1 Year | 5.1876 | 5% | 4.9282
22773 | Belden Wire | 7122W 003250 | 2 #16 + GRD PVC/NYL TPE | FT |  | 1 Year | 5.1876 | 5% | 4.9282
22774 | Belden Wire | 7123WS 0031000 | 3#16 + GRD PVC/NYL TPE BRD TPE | FT |  | 1 Year | 11.3069 | 5% | 10.7416
22775 | Belden Wire | 7123WS 003250 | 3#16 + GRD PVC/NYL TPE BRD TPE | FT |  | 1 Year | 11.3069 | 5% | 10.7416
22776 | Belden Wire | 7125W 003250 | 6 #16 + GRD PVC/NYL TPE | FT |  | 1 Year | 8.3189 | 5% | 7.903
22777 | Belden Wire | 7126W 003250 | 8 #16 + GRD PVC/NYL TPE | FT |  | 1 Year | 9.8865 | 5% | 9.3922
22778 | Belden Wire | 7127W 0031000 | 11 #16 + GRD PVC/NYL TPE | FT |  | 1 Year | 12.1151 | 5% | 11.5093
22779 | Belden Wire | 7127W 003250 | 11 #16 + GRD PVC/NYL TPE | FT |  | 1 Year | 12.1151 | 5% | 11.5093
22780 | Belden Wire | 7129W 0031000 | 24 #16 + GRD PVC/NYL TPE | FT |  | 1 Year | 18.147 | 5% | 17.2396
22781 | Belden Wire | 7129W 003250 | 24 #16 + GRD PVC/NYL TPE | FT |  | 1 Year | 18.147 | 5% | 17.2396
22782 | Belden Wire | 7129WS 0031000 | 24#16+ GRD PVC/NYL TPE BRD TPE | FT |  | 1 Year | 34.4792 | 5% | 32.7552
22783 | Belden Wire | 7129WS 003250 | 24#16+ GRD PVC/NYL TPE BRD TPE | FT |  | 1 Year | 34.4792 | 5% | 32.7552
22784 | Belden Wire | 7136WS 0031000 | 3 #14+GRD PVC/NYL TPE BRD TPE | FT |  | 1 Year | 16.1742 | 5% | 15.3655
22785 | Belden Wire | 7136WS 003250 | 3 #14+GRD PVC/NYL TPE BRD TPE | FT |  | 1 Year | 16.1742 | 5% | 15.3655
22786 | Belden Wire | 7145W 0031000 | 3 #12 + GRD PVC/NYL TPE | FT |  | 1 Year | 13.2589 | 5% | 12.596
22787 | Belden Wire | 7145W 003250 | 3 #12 + GRD PVC/NYL TPE | FT |  | 1 Year | 13.2589 | 5% | 12.596
22788 | Belden Wire | 716SNS1P11 | SNS, SERIES 11 W/ 7/16" NUT | EA |  | 1 Year | 7.45 | 5% | 7.0775
22789 | Belden Wire | 716SNS1P11H-25 | PROSNS RG11 F UNIV, 25 PACK | EA |  | 1 Year | 89.3222 | 5% | 84.8561
22790 | Belden Wire | 716SNS1P11HQ-25 | PROSNS RG11 F UNIV.QUAD 25PACK | EA |  | 1 Year | 89.3222 | 5% | 84.8561
22791 | Belden Wire | 716SNS1P11PL-25 | PROSNS RG11 F UNIV PLENUM 25PK | EA |  | 1 Year | 89.3222 | 5% | 84.8561
22792 | Belden Wire | 7200A X4P1000 | 2 #24 FHDPE/HDPE SH PVC | FT |  | 1 Year | 1.2916 | 5% | 1.227
22793 | Belden Wire | 7200A X4P500 | 2 #24 FHDPE/HDPE SH PVC | FT |  | 1 Year | 1.2916 | 5% | 1.227
22794 | Belden Wire | 7201A X4P1000 | 2 PR #24 FHDPE/HDPE SH PVC | FT |  | 1 Year | 1.6033 | 5% | 1.5231
22795 | Belden Wire | 7201A X4P500 | 2 PR #24 FHDPE/HDPE SH PVC | FT |  | 1 Year | 1.6033 | 5% | 1.5231
22796 | Belden Wire | 7202A X4P1000 | 3 PR #24 FHDPE/HDPE SH PVC | FT |  | 1 Year | 1.8746 | 5% | 1.7809
22797 | Belden Wire | 7202A X4P500 | 3 PR #24 FHDPE/HDPE SH PVC | FT |  | 1 Year | 1.8746 | 5% | 1.7809
22798 | Belden Wire | 7203A X4P1000 | 4 PR #24 FHDPE/HDPE SH PVC | FT |  | 1 Year | 2.4022 | 5% | 2.2821
22799 | Belden Wire | 7203A X4P500 | 4 PR #24 FHDPE/HDPE SH PVC | FT |  | 1 Year | 2.4022 | 5% | 2.2821
22800 | Belden Wire | 7205A X4P1000 | 1 PR #24 FHDPE/HDPE SH PVC | FT |  | 1 Year | 1.361 | 5% | 1.2929
22801 | Belden Wire | 7206A X4P1000 | 1 PR #24 FHDPE/HDPE SH PVC | FT |  | 1 Year | 1.5264 | 5% | 1.4501
22802 | Belden Wire | 73002W 008100 | 20AWG 10/30 2C UNSHIELDED | FT |  | 1 Year | 0.35 | 5% | 0.3325
22803 | Belden Wire | 73002W 0081000 | 20AWG 10/30 2C UNSHIELDED | FT |  | 1 Year | 0.3262 | 5% | 0.30989
22804 | Belden Wire | 73002W 008500 | 20AWG 10/30 2C UNSHIELDED | FT |  | 1 Year | 0.35 | 5% | 0.3325
22805 | Belden Wire | 73003W 008100 | 20AWG 10/30 3C UNSHIELDED | FT |  | 1 Year | 0.4304 | 5% | 0.40888
22806 | Belden Wire | 73003W 0081000 | 20AWG 10/30 3C UNSHIELDED | FT |  | 1 Year | 0.4068 | 5% | 0.38646
22807 | Belden Wire | 73003W 008500 | 20AWG 10/30 3C UNSHIELDED | FT |  | 1 Year | 0.4304 | 5% | 0.40888
22808 | Belden Wire | 73003WS 008100 | 20AWG 10/30 3C SHIELDED | FT |  | 1 Year | 0.7277 | 5% | 0.69132
22809 | Belden Wire | 73003WS 0081000 | 20AWG 10/30 3C SHIELDED | FT |  | 1 Year | 0.7043 | 5% | 0.66909
22810 | Belden Wire | 73003WS 008500 | 20AWG 10/30 3C SHIELDED | FT |  | 1 Year | 0.7277 | 5% | 0.69132
22811 | Belden Wire | 73004W 008100 | 20AWG 10/30 4C UNSHIELDED | FT |  | 1 Year | 0.5669 | 5% | 0.53855
22812 | Belden Wire | 73004W 0081000 | 20AWG 10/30 4C UNSHIELDED | FT |  | 1 Year | 0.5311 | 5% | 0.50455
22813 | Belden Wire | 73004W 008500 | 20AWG 10/30 4C UNSHIELDED | FT |  | 1 Year | 0.5669 | 5% | 0.53855
22814 | Belden Wire | 73005W 008100 | 20AWG 10/30 5C UNSHIELDED | FT |  | 1 Year | 0.6753 | 5% | 0.64153
22815 | Belden Wire | 73005W 0081000 | 20AWG 10/30 5C UNSHIELDED | FT |  | 1 Year | 0.618 | 5% | 0.5871
22816 | Belden Wire | 73005W 008500 | 20AWG 10/30 5C UNSHIELDED | FT |  | 1 Year | 0.6753 | 5% | 0.64153
22817 | Belden Wire | 73007W 008100 | 20AWG 10/30 7C UNSHIELDED | FT |  | 1 Year | 0.9068 | 5% | 0.86146
22818 | Belden Wire | 73007W 0081000 | 20AWG 10/30 7C UNSHIELDED | FT |  | 1 Year | 0.835 | 5% | 0.79325
22819 | Belden Wire | 73007W 008500 | 20AWG 10/30 7C UNSHIELDED | FT |  | 1 Year | 0.9068 | 5% | 0.86146
22820 | Belden Wire | 73007WS 008100 | 20AWG 10/30 7C SHIELDED | FT |  | 1 Year | 1.6319 | 5% | 1.5503
22821 | Belden Wire | 73009W 008100 | 20AWG 10/30 9C UNSHIELDED | FT |  | 1 Year | 1.1156 | 5% | 1.0598
22822 | Belden Wire | 73009W 0081000 | 20AWG 10/30 9C UNSHIELDED | FT |  | 1 Year | 1.0642 | 5% | 1.011
22823 | Belden Wire | 73009W 008500 | 20AWG 10/30 9C UNSHIELDED | FT |  | 1 Year | 1.1156 | 5% | 1.0598
22824 | Belden Wire | 73012W 008100 | 20AWG 10/30 12C UNSHIELDED | FT |  | 1 Year | 1.8641 | 5% | 1.7709
22825 | Belden Wire | 73012W 0081000 | 20AWG 10/30 12C UNSHIELDED | FT |  | 1 Year | 1.7973 | 5% | 1.7074
22826 | Belden Wire | 73012W 008500 | 20AWG 10/30 12C UNSHIELDED | FT |  | 1 Year | 1.8641 | 5% | 1.7709
22827 | Belden Wire | 73012WS 008100 | 20AWG 10/30 12C SHIELDED | FT |  | 1 Year | 2.6613 | 5% | 2.5282
22828 | Belden Wire | 73012WS 0081000 | 20AWG 10/30 12C SHIELDED | FT |  | 1 Year | 2.5824 | 5% | 2.4533
22829 | Belden Wire | 73012WS 008500 | 20AWG 10/30 12C SHIELDED | FT |  | 1 Year | 2.6613 | 5% | 2.5282
22830 | Belden Wire | 73203W 008100 | 12AWG 65/30 3C UNSHIELDED | FT |  | 1 Year | 1.2227 | 5% | 1.1616
22831 | Belden Wire | 73203W 0081000 | 12AWG 65/30 3C UNSHIELDED | FT |  | 1 Year | 1.1521 | 5% | 1.0945
22832 | Belden Wire | 73203W 008500 | 12AWG 65/30 3C UNSHIELDED | FT |  | 1 Year | 1.2227 | 5% | 1.1616
22833 | Belden Wire | 73203WS 008100 | 12AWG 65/30 3C SHIELDED | FT |  | 1 Year | 1.9003 | 5% | 1.8053
22834 | Belden Wire | 73203WS 0081000 | 12AWG 65/30 3C SHIELDED | FT |  | 1 Year | 1.7865 | 5% | 1.6972
22835 | Belden Wire | 73203WS 008500 | 12AWG 65/30 3C SHIELDED | FT |  | 1 Year | 1.9003 | 5% | 1.8053
22836 | Belden Wire | 73204W 008100 | 12AWG 65/30 4C UNSHIELDED | FT |  | 1 Year | 1.6178 | 5% | 1.5369
22837 | Belden Wire | 73204W 0081000 | 12AWG 65/30 4C UNSHIELDED | FT |  | 1 Year | 1.5134 | 5% | 1.4377
22838 | Belden Wire | 73204W 008500 | 12AWG 65/30 4C UNSHIELDED | FT |  | 1 Year | 1.6178 | 5% | 1.5369
22839 | Belden Wire | 73204WS 008100 | 12AWG 65/30 4C SHIELDED | FT |  | 1 Year | 2.6604 | 5% | 2.5274
22840 | Belden Wire | 73204WS 0081000 | 12AWG 65/30 4C SHIELDED | FT |  | 1 Year | 2.5586 | 5% | 2.4307
22841 | Belden Wire | 73204WS 008500 | 12AWG 65/30 4C SHIELDED | FT |  | 1 Year | 2.6604 | 5% | 2.5274
22842 | Belden Wire | 73205W 008100 | 12AWG 65/30 5C UNSHIELDED | FT |  | 1 Year | 2.242 | 5% | 2.1299
22843 | Belden Wire | 73205W 0081000 | 12AWG 65/30 5C UNSHIELDED | FT |  | 1 Year | 2.1402 | 5% | 2.0332
22844 | Belden Wire | 73205W 008500 | 12AWG 65/30 5C UNSHIELDED | FT |  | 1 Year | 2.242 | 5% | 2.1299
22845 | Belden Wire | 73205WS 008100 | 12AWG 65/30 5C SHIELDED | FT |  | 1 Year | 3.3848 | 5% | 3.2156
22846 | Belden Wire | 73205WS 0081000 | 12AWG 65/30 5C SHIELDED | FT |  | 1 Year | 3.283 | 5% | 3.1188
22847 | Belden Wire | 73402W 008100 | 14AWG 41/30 2C UNSHIELDED | FT |  | 1 Year | 0.6405 | 5% | 0.60847
22848 | Belden Wire | 73402W 0081000 | 14AWG 41/30 2C UNSHIELDED | FT |  | 1 Year | 0.6116 | 5% | 0.58102
22849 | Belden Wire | 73402W 008500 | 14AWG 41/30 2C UNSHIELDED | FT |  | 1 Year | 0.6405 | 5% | 0.60847
22850 | Belden Wire | 73403W 008100 | 14AWG 41/30 3C UNSHIELDED | FT |  | 1 Year | 0.8036 | 5% | 0.76342
22851 | Belden Wire | 73403W 0081000 | 14AWG 41/30 3C UNSHIELDED | FT |  | 1 Year | 0.7443 | 5% | 0.70708
22852 | Belden Wire | 73403W 008500 | 14AWG 41/30 3C UNSHIELDED | FT |  | 1 Year | 0.8036 | 5% | 0.76342
22853 | Belden Wire | 73403WS 008100 | 14AWG 41/30 3C SHIELDED | FT |  | 1 Year | 1.5188 | 5% | 1.4429
22854 | Belden Wire | 73403WS 0081000 | 14AWG 41/30 3C SHIELDED | FT |  | 1 Year | 1.4479 | 5% | 1.3755
22855 | Belden Wire | 73403WS 008500 | 14AWG 41/30 3C SHIELDED | FT |  | 1 Year | 1.5188 | 5% | 1.4429
22856 | Belden Wire | 73404W 008100 | 14AWG 41/30 4C UNSHIELDED | FT |  | 1 Year | 1.0741 | 5% | 1.0204
22857 | Belden Wire | 73404W 0081000 | 14AWG 41/30 4C UNSHIELDED | FT |  | 1 Year | 0.9949 | 5% | 0.94515
22858 | Belden Wire | 73404W 008500 | 14AWG 41/30 4C UNSHIELDED | FT |  | 1 Year | 1.0741 | 5% | 1.0204
22859 | Belden Wire | 73404WS 008100 | 14AWG 41/30 4C SHIELDED | FT |  | 1 Year | 1.8371 | 5% | 1.7452
22860 | Belden Wire | 73404WS 0081000 | 14AWG 41/30 4C SHIELDED | FT |  | 1 Year | 1.699 | 5% | 1.614
22861 | Belden Wire | 73404WS 008500 | 14AWG 41/30 4C SHIELDED | FT |  | 1 Year | 1.8371 | 5% | 1.7452
22862 | Belden Wire | 73405W 008100 | 14AWG 41/30 5C UNSHIELDED | FT |  | 1 Year | 1.4134 | 5% | 1.3427
22863 | Belden Wire | 73405W 0081000 | 14AWG 41/30 5C UNSHIELDED | FT |  | 1 Year | 1.3425 | 5% | 1.2754
22864 | Belden Wire | 73405WS 008100 | 14AWG 41/30 5C SHIELDED | FT |  | 1 Year | 2.161 | 5% | 2.053
22865 | Belden Wire | 73405WS 008500 | 14AWG 41/30 5C SHIELDED | FT |  | 1 Year | 2.0074 | 5% | 1.907
22866 | Belden Wire | 73407W 008100 | 14AWG 41/30 7C UNSHIELDED | FT |  | 1 Year | 1.8534 | 5% | 1.7607
22867 | Belden Wire | 73407W 008500 | 14AWG 41/30 7C UNSHIELDED | FT |  | 1 Year | 1.78 | 5% | 1.691
22868 | Belden Wire | 73407WS 008100 | 14AWG 41/30 7C SHIELDED | FT |  | 1 Year | 2.7439 | 5% | 2.6067
22869 | Belden Wire | 73409W 008100 | 14AWG 41/30 9C UNSHIELDED | FT |  | 1 Year | 2.5664 | 5% | 2.4381
22870 | Belden Wire | 73409W 008500 | 14AWG 41/30 9C UNSHIELDED | FT |  | 1 Year | 2.3628 | 5% | 2.2447
22871 | Belden Wire | 73412W 008100 | 14AWG 41/30 12C UNSHIELDED | FT |  | 1 Year | 3.3816 | 5% | 3.2125
22872 | Belden Wire | 73412W 0081000 | 14AWG 41/30 12C UNSHIELDED | FT |  | 1 Year | 3.2679 | 5% | 3.1045
22873 | Belden Wire | 73412W 008500 | 14AWG 41/30 12C UNSHIELDED | FT |  | 1 Year | 3.3816 | 5% | 3.2125
22874 | Belden Wire | 734A1 0081000 | #20 LDPE/FHDPE SH PVC | FT |  | 1 Year | 0.4973 | 5% | 0.47243
22875 | Belden Wire | 734A1 008500 | #20 LDPE/FHDPE SH PVC | FT |  | 1 Year | 0.4973 | 5% | 0.47243
22876 | Belden Wire | 734A12 0081000 | 12 #20 PE/FHDPE SH PVC FRPVC | FT |  | 1 Year | 6.8456 | 5% | 6.5033
22877 | Belden Wire | 734A12 008500 | 12 #20 PE/FHDPE SH PVC FRPVC | FT |  | 1 Year | 6.8456 | 5% | 6.5033
22878 | Belden Wire | 734A1P 0081000 | #20 FFEP SH FLRST | FT |  | 1 Year | 2.3338 | 5% | 2.2171
22879 | Belden Wire | 734A1P 008500 | #20 FFEP SH FLRST | FT |  | 1 Year | 2.3338 | 5% | 2.2171
22880 | Belden Wire | 734A6 0081000 | 6 #20 PE/FHDPE SH PVC FRPVC | FT |  | 1 Year | 3.6007 | 5% | 3.4207
22881 | Belden Wire | 734A6 008500 | 6 #20 PE/FHDPE SH PVC FRPVC | FT |  | 1 Year | 3.6007 | 5% | 3.4207
22882 | Belden Wire | 734AS3P 0081000 | BONDED FILLER COMPOSITE | FT |  | 1 Year | 6.8034 | 5% | 6.4632
22883 | Belden Wire | 734AS3P 008500 | BONDED FILLER COMPOSITE | FT |  | 1 Year | 6.8034 | 5% | 6.4632
22884 | Belden Wire | 734AS6P 0081000 | BONDED FILLER COMPOSITE CABLE | FT |  | 1 Year | 13.3133 | 5% | 12.6476
22885 | Belden Wire | 734AS6P 008500 | BONDED FILLER COMPOSITE | FT |  | 1 Year | 13.3133 | 5% | 12.6476
22886 | Belden Wire | 734C1 0081000 | #20 LDPE/FHDLDPE SH FRPVC | FT |  | 1 Year | 0.5694 | 5% | 0.54093
22887 | Belden Wire | 734C1 0083000 | #20 LDPE/FHDLDPE SH FRPVC | FT |  | 1 Year | 0.5694 | 5% | 0.54093
22888 | Belden Wire | 734C1 0085000 | #20 LDPE/FHDLDPE SH FRPVC | FT |  | 1 Year | 0.5694 | 5% | 0.54093
22889 | Belden Wire | 734C12 0081000 | 12#20 LDPE/FHDLDPESHFRPVCFRPVC | FT |  | 1 Year | 7.7337 | 5% | 7.347
22890 | Belden Wire | 734C12 0082000 | 12#20 LDPE/FHDLDPESHFRPVCFRPVC | FT |  | 1 Year | 7.7337 | 5% | 7.347
22891 | Belden Wire | 734C12 0083000 | 12#20 LDPE/FHDLDPESHFRPVCFRPVC | FT |  | 1 Year | 7.7337 | 5% | 7.347
22892 | Belden Wire | 734C3 0081000 | 3#20LDPE/GIFHDLDPESHFRPVCFRPVC | FT |  | 1 Year | 2.1879 | 5% | 2.0785
22893 | Belden Wire | 734C3 0083000 | 3#20LDPE/GIFHDLDPESHFRPVCFRPVC | FT |  | 1 Year | 2.1879 | 5% | 2.0785
22894 | Belden Wire | 734C3 0085000 | 3#20LDPE/GIFHDLDPESHFRPVCFRPVC | FT |  | 1 Year | 2.1879 | 5% | 2.0785
22895 | Belden Wire | 734C6 0081000 | 6#20LDPE/GIFHDLDPESHFRPVCFRPVC | FT |  | 1 Year | 3.9814 | 5% | 3.7823
22896 | Belden Wire | 734C6 0082000 | 6#20LDPE/GIFHDLDPESHFRPVCFRPVC | FT |  | 1 Year | 3.9814 | 5% | 3.7823
22897 | Belden Wire | 734C6 0083000 | 6#20LDPE/GIFHDLDPESHFRPVCFRPVC | FT |  | 1 Year | 3.9814 | 5% | 3.7823
22898 | Belden Wire | 734C8 0081000 | 8#20LDPE/FHDLDPE SH FRPVCFRPVC | FT |  | 1 Year | 5.2442 | 5% | 4.982
22899 | Belden Wire | 734C8 0082000 | 8#20LDPE/FHDLDPE SH FRPVCFRPVC | FT |  | 1 Year | 5.2442 | 5% | 4.982
22900 | Belden Wire | 734D1 0081000 | #20 GIFHDLDPE SH PVC | FT |  | 1 Year | 0.5804 | 5% | 0.55138
22901 | Belden Wire | 734D1 008500 | #20 GIFHDLDPE SH PVC | FT |  | 1 Year | 0.5804 | 5% | 0.55138
22902 | Belden Wire | 734D12 0081000 | 12 #20 GIFPE SH PVC FRPVC | FT |  | 1 Year | 8.3028 | 5% | 7.8877
22903 | Belden Wire | 734D12 008500 | 12 #20 GIFPE SH PVC FRPVC | FT |  | 1 Year | 8.3028 | 5% | 7.8877
22904 | Belden Wire | 734D1P 0081000 | #20 FPFA SH FLRST | FT |  | 1 Year | 2.1631 | 5% | 2.0549
22905 | Belden Wire | 734D1P 008500 | #20 FPFA SH FLRST | FT |  | 1 Year | 2.1631 | 5% | 2.0549
22906 | Belden Wire | 734D1T 0081000 | #20 GIFHDLDPE SH PVC DUAL | FT |  | 1 Year | 0.8449 | 5% | 0.80265
22907 | Belden Wire | 734D1T 008500 | #20 GIFHDLDPE SH PVC DUAL | FT |  | 1 Year | 0.8449 | 5% | 0.80265
22908 | Belden Wire | 734D2 0081000 | #20 GIFHDLDPE SH PVC DUAL | FT |  | 1 Year | 1.0495 | 5% | 0.99703
22909 | Belden Wire | 734D2 0084000 | #20 GIFHDLDPE SH PVC DUAL | FT |  | 1 Year | 1.0495 | 5% | 0.99703
22910 | Belden Wire | 734D2 008500 | #20 GIFHDLDPE SH PVC DUAL | FT |  | 1 Year | 1.0495 | 5% | 0.99703
22911 | Belden Wire | 734D2T 0081000 | 2 #20 GIFHDLDPE SH + 1 #22 PVC | FT |  | 1 Year | 1.3637 | 5% | 1.2955
22912 | Belden Wire | 734D2T 008500 | 2 #20 GIFHDLDPE SH + 1 #22 PVC | FT |  | 1 Year | 1.3637 | 5% | 1.2955
22913 | Belden Wire | 734D6 0081000 | 6 #20 GIFHDLDPE SH PVC FRPVC | FT |  | 1 Year | 4.0549 | 5% | 3.8522
22914 | Belden Wire | 734D6 008500 | 6 #20 GIFHDLDPE SH PVC FRPVC | FT |  | 1 Year | 4.0549 | 5% | 3.8522
22915 | Belden Wire | 735A16 0081000 | 16 #26 COAX FRPVC | FT |  | 1 Year | 8.8422 | 5% | 8.4001
22916 | Belden Wire | 735A1P 0081000 | #26 FPFA SH FLRST | FT |  | 1 Year | 1.2402 | 5% | 1.1782
22917 | Belden Wire | 735A1P 008500 | #26 FPFA SH FLRST | FT |  | 1 Year | 1.2402 | 5% | 1.1782
22918 | Belden Wire | 735A1T 0081000 | #26 COAX,#22 TRACER BONDED | FT |  | 1 Year | 0.6475 | 5% | 0.61512
22919 | Belden Wire | 735A1T 008500 | #26 COAX,#22 TRACER BONDED | FT |  | 1 Year | 0.6475 | 5% | 0.61512
22920 | Belden Wire | 735AS3P 0081000 | BONDED FILLER COMPOSITE | FT |  | 1 Year | 3.9005 | 5% | 3.7055
22921 | Belden Wire | 735AS3P 008500 | BONDED FILLER COMPOSITE | FT |  | 1 Year | 3.9005 | 5% | 3.7055
22922 | Belden Wire | 735AS6P 0081000 | BONDED FILLER COMPOSITE | FT |  | 1 Year | 7.7247 | 5% | 7.3385
22923 | Belden Wire | 735AS6P 008500 | BONDED FILLER COMPOSITE | FT |  | 1 Year | 7.7247 | 5% | 7.3385
22924 | Belden Wire | 735C1 0081000 | #25H LDPE/FHDLDPE SH FRPVC | FT |  | 1 Year | 0.4159 | 5% | 0.3951
22925 | Belden Wire | 735C1 0083000 | #25H LDPE/FHDLDPE SH FRPVC | FT |  | 1 Year | 0.4159 | 5% | 0.3951
22926 | Belden Wire | 735C1 0085000 | #25H LDPE/FHDLDPE SH FRPVC | FT |  | 1 Year | 0.4159 | 5% | 0.3951
22927 | Belden Wire | 735C12 0081000 | 12#25HLDPE/FHDLDPE SH PVCFRPVC | FT |  | 1 Year | 5.3884 | 5% | 5.119
22928 | Belden Wire | 735C12 0085000 | 12#25HLDPE/FHDLDPE SH PVCFRPVC | FT |  | 1 Year | 5.3884 | 5% | 5.119
22929 | Belden Wire | 735C24 0082000 | 24#25LDPE/FHDLDPE SH PVC FRPVC | FT |  | 1 Year | 10.5231 | 5% | 9.9969
22930 | Belden Wire | 735C3 0081000 | 3 #25H LDPE/FHDLDPE SHPVCFRPVC | FT |  | 1 Year | 1.6787 | 5% | 1.5948
22931 | Belden Wire | 735C3 0083000 | 3 #25H LDPE/FHDLDPE SHPVCFRPVC | FT |  | 1 Year | 1.6787 | 5% | 1.5948
22932 | Belden Wire | 735C3 0085000 | 3 #25H LDPE/FHDLDPE SHPVCFRPVC | FT |  | 1 Year | 1.6787 | 5% | 1.5948
22933 | Belden Wire | 735C6 0081000 | 6#25HLDPE/FHDLDPE SH PVC FRPVC | FT |  | 1 Year | 2.8494 | 5% | 2.7069
22934 | Belden Wire | 735C6 0082000 | 6#25HLDPE/FHDLDPE SH PVC FRPVC | FT |  | 1 Year | 2.8494 | 5% | 2.7069
22935 | Belden Wire | 735C8 0081000 | 8#25HLDPE/FHDLDPE SH PVC FRPVC | FT |  | 1 Year | 3.7029 | 5% | 3.5178
22936 | Belden Wire | 735C8 0082000 | 8#25HLDPE/FHDLDPE SH PVC FRPVC | FT |  | 1 Year | 3.7029 | 5% | 3.5178
22937 | Belden Wire | 735O2T 0081000 | DUAL #26 SH + 1#22 FRPVC | FT |  | 1 Year | 1.2373 | 5% | 1.1754
22938 | Belden Wire | 735O2T 008500 | DUAL #26 SH + 1#22 FRPVC | FT |  | 1 Year | 1.2373 | 5% | 1.1754
22939 | Belden Wire | 73602W 008100 | 16AWG 26/30 2C UNSHIELDED | FT |  | 1 Year | 0.5589 | 5% | 0.53095
22940 | Belden Wire | 73602W 0081000 | 16AWG 26/30 2C UNSHIELDED | FT |  | 1 Year | 0.5341 | 5% | 0.5074
22941 | Belden Wire | 73602W 008500 | 16AWG 26/30 2C UNSHIELDED | FT |  | 1 Year | 0.5589 | 5% | 0.53095
22942 | Belden Wire | 73603W 008100 | 16AWG 26/30 3C UNSHIELDED | FT |  | 1 Year | 0.6702 | 5% | 0.63669
22943 | Belden Wire | 73603W 0081000 | 16AWG 26/30 3C UNSHIELDED | FT |  | 1 Year | 0.6475 | 5% | 0.61512
22944 | Belden Wire | 73603W 008500 | 16AWG 26/30 3C UNSHIELDED | FT |  | 1 Year | 0.6702 | 5% | 0.63669
22945 | Belden Wire | 73603WS 008100 | 16AWG 26/30 3C SHIELDED | FT |  | 1 Year | 1.3517 | 5% | 1.2841
22946 | Belden Wire | 73603WS 0081000 | 16AWG 26/30 3C SHIELDED | FT |  | 1 Year | 1.3009 | 5% | 1.2359
22947 | Belden Wire | 73603WS 008500 | 16AWG 26/30 3C SHIELDED | FT |  | 1 Year | 1.3517 | 5% | 1.2841
22948 | Belden Wire | 73604W 008100 | 16AWG 26/30 4C UNSHIELDED | FT |  | 1 Year | 0.8588 | 5% | 0.81586
22949 | Belden Wire | 73604W 0081000 | 16AWG 26/30 4C UNSHIELDED | FT |  | 1 Year | 0.8222 | 5% | 0.78109
22950 | Belden Wire | 73604W 008500 | 16AWG 26/30 4C UNSHIELDED | FT |  | 1 Year | 0.8588 | 5% | 0.81586
22951 | Belden Wire | 73604WS 008100 | 16AWG 26/30 4C SHIELDED | FT |  | 1 Year | 1.4706 | 5% | 1.3971
22952 | Belden Wire | 73604WS 0081000 | 16AWG 26/30 4C SHIELDED | FT |  | 1 Year | 1.3917 | 5% | 1.3221
22953 | Belden Wire | 73604WS 008500 | 16AWG 26/30 4C SHIELDED | FT |  | 1 Year | 1.4706 | 5% | 1.3971
22954 | Belden Wire | 73605W 008100 | 16AWG 26/30 5C UNSHIELDED | FT |  | 1 Year | 1.0086 | 5% | 0.95817
22955 | Belden Wire | 73605W 0081000 | 16AWG 26/30 5C UNSHIELDED | FT |  | 1 Year | 0.9442 | 5% | 0.89699
22956 | Belden Wire | 73605W 008500 | 16AWG 26/30 5C UNSHIELDED | FT |  | 1 Year | 1.0086 | 5% | 0.95817
22957 | Belden Wire | 73605WS 008100 | 16AWG 26/30 5C SHIELDED | FT |  | 1 Year | 1.7403 | 5% | 1.6533
22958 | Belden Wire | 73605WS 0081000 | 16AWG 26/30 5C SHIELDED | FT |  | 1 Year | 1.6845 | 5% | 1.6003
22959 | Belden Wire | 73605WS 008500 | 16AWG 26/30 5C SHIELDED | FT |  | 1 Year | 1.7403 | 5% | 1.6533
22960 | Belden Wire | 73607W 008100 | 16AWG 26/30 7C UNSHIELDED | FT |  | 1 Year | 1.328 | 5% | 1.2616
22961 | Belden Wire | 73607W 0081000 | 16AWG 26/30 7C UNSHIELDED | FT |  | 1 Year | 1.2487 | 5% | 1.1863
22962 | Belden Wire | 73607W 008500 | 16AWG 26/30 7C UNSHIELDED | FT |  | 1 Year | 1.328 | 5% | 1.2616
22963 | Belden Wire | 73607WS 008100 | 16AWG 26/30 7C SHIELDED | FT |  | 1 Year | 2.0577 | 5% | 1.9548
22964 | Belden Wire | 73607WS 0081000 | 16AWG 26/30 7C SHIELDED | FT |  | 1 Year | 2.0014 | 5% | 1.9013
22965 | Belden Wire | 73607WS 008500 | 16AWG 26/30 7C SHIELDED | FT |  | 1 Year | 2.0577 | 5% | 1.9548
22966 | Belden Wire | 73607WS 0085000 | 16AWG 26/30 7C SHIELDED | FT |  | 1 Year | 1.9403 | 5% | 1.8433
22967 | Belden Wire | 73609W 008100 | 16AWG 26/30 9C UNSHIELDED | FT |  | 1 Year | 1.8914 | 5% | 1.7968
22968 | Belden Wire | 73609W 0081000 | 16AWG 26/30 9C UNSHIELDED | FT |  | 1 Year | 1.8182 | 5% | 1.7273
22969 | Belden Wire | 73609W 008500 | 16AWG 26/30 9C UNSHIELDED | FT |  | 1 Year | 1.8914 | 5% | 1.7968
22970 | Belden Wire | 73612W 008100 | 16AWG 26/30 12C UNSHIELDED | FT |  | 1 Year | 2.3378 | 5% | 2.2209
22971 | Belden Wire | 73612W 0081000 | 16AWG 26/30 12C UNSHIELDED | FT |  | 1 Year | 2.2747 | 5% | 2.161
22972 | Belden Wire | 73802W 008100 | 18AWG 19/30 2C UNSHIELDED | FT |  | 1 Year | 0.4152 | 5% | 0.39444
22973 | Belden Wire | 73802W 0081000 | 18AWG 19/30 2C UNSHIELDED | FT |  | 1 Year | 0.3915 | 5% | 0.37193
22974 | Belden Wire | 73802W 008500 | 18AWG 19/30 2C UNSHIELDED | FT |  | 1 Year | 0.4152 | 5% | 0.39444
22975 | Belden Wire | 73803W 008100 | 18AWG 19/30 3C UNSHIELDED | FT |  | 1 Year | 0.5046 | 5% | 0.47937
22976 | Belden Wire | 73803W 0081000 | 18AWG 19/30 3C UNSHIELDED | FT |  | 1 Year | 0.4819 | 5% | 0.4578
22977 | Belden Wire | 73803W 008500 | 18AWG 19/30 3C UNSHIELDED | FT |  | 1 Year | 0.5046 | 5% | 0.47937
22978 | Belden Wire | 73803WS 008100 | 18AWG 19/30 3C SHIELDED | FT |  | 1 Year | 0.948 | 5% | 0.9006
22979 | Belden Wire | 73803WS 0081000 | 18AWG 19/30 3C SHIELDED | FT |  | 1 Year | 0.8947 | 5% | 0.84996
22980 | Belden Wire | 73803WS 008500 | 18AWG 19/30 3C SHIELDED | FT |  | 1 Year | 0.948 | 5% | 0.9006
22981 | Belden Wire | 73804W 008100 | 18AWG 19/30 4C UNSHIELDED | FT |  | 1 Year | 0.6561 | 5% | 0.62329
22982 | Belden Wire | 73804W 0081000 | 18AWG 19/30 4C UNSHIELDED | FT |  | 1 Year | 0.621 | 5% | 0.58995
22983 | Belden Wire | 73804W 008500 | 18AWG 19/30 4C UNSHIELDED | FT |  | 1 Year | 0.6561 | 5% | 0.62329
22984 | Belden Wire | 73804WS 008100 | 18AWG 19/30 4C SHIELDED | FT |  | 1 Year | 1.175 | 5% | 1.1162
22985 | Belden Wire | 73804WS 0081000 | 18AWG 19/30 4C SHIELDED | FT |  | 1 Year | 1.1085 | 5% | 1.0531
22986 | Belden Wire | 73805W 008100 | 18AWG 19/30 5C UNSHIELDED | FT |  | 1 Year | 0.7764 | 5% | 0.73758
22987 | Belden Wire | 73805W 0081000 | 18AWG 19/30 5C UNSHIELDED | FT |  | 1 Year | 0.7181 | 5% | 0.68219
22988 | Belden Wire | 73805W 008500 | 18AWG 19/30 5C UNSHIELDED | FT |  | 1 Year | 0.7764 | 5% | 0.73758
22989 | Belden Wire | 73805WS 008100 | 18AWG 19/30 5C SHIELDED | FT |  | 1 Year | 1.4819 | 5% | 1.4078
22990 | Belden Wire | 73805WS 0081000 | 18AWG 19/30 5C SHIELDED | FT |  | 1 Year | 1.4363 | 5% | 1.3645
22991 | Belden Wire | 73805WS 008500 | 18AWG 19/30 5C SHIELDED | FT |  | 1 Year | 1.4819 | 5% | 1.4078
22992 | Belden Wire | 73807W 008100 | 18AWG 19/30 7C UNSHIELDED | FT |  | 1 Year | 1.033 | 5% | 0.98135
22993 | Belden Wire | 73807W 0081000 | 18AWG 19/30 7C UNSHIELDED | FT |  | 1 Year | 0.9606 | 5% | 0.91257
22994 | Belden Wire | 73807W 008500 | 18AWG 19/30 7C UNSHIELDED | FT |  | 1 Year | 1.033 | 5% | 0.98135
22995 | Belden Wire | 73807WS 008100 | 18AWG 19/30 7C SHIELDED | FT |  | 1 Year | 1.847 | 5% | 1.7546
22996 | Belden Wire | 73807WS 0081000 | 18AWG 19/30 7C SHIELDED | FT |  | 1 Year | 1.7472 | 5% | 1.6598
22997 | Belden Wire | 73807WS 008500 | 18AWG 19/30 7C SHIELDED | FT |  | 1 Year | 1.847 | 5% | 1.7546
22998 | Belden Wire | 73809W 008100 | 18AWG 19/30 9C UNSHIELDED | FT |  | 1 Year | 1.375 | 5% | 1.3062
22999 | Belden Wire | 73809W 0081000 | 18AWG 19/30 9C UNSHIELDED | FT |  | 1 Year | 1.321 | 5% | 1.2549
23000 | Belden Wire | 73812W 008100 | 18AWG 19/30 12C UNSHIELDED | FT |  | 1 Year | 1.7786 | 5% | 1.6897
23001 | Belden Wire | 73812W 0081000 | 18AWG 19/30 12C UNSHIELDED | FT |  | 1 Year | 1.7077 | 5% | 1.6223
23002 | Belden Wire | 73812W 008500 | 18AWG 19/30 12C UNSHIELDED | FT |  | 1 Year | 1.7786 | 5% | 1.6897
23003 | Belden Wire | 73812WS 008100 | 18AWG 19/30 12C SHIELDED | FT |  | 1 Year | 3.2336 | 5% | 3.0719
23004 | Belden Wire | 7400W 0601000 | 2 #20 PVC TPE | FT |  | 1 Year | 0.7104 | 5% | 0.67488
23005 | Belden Wire | 7400W 060250 | 2 #20 PVC TPE | FT |  | 1 Year | 0.7104 | 5% | 0.67488
23006 | Belden Wire | 7401W 0601000 | 2 #20 + GRD PVC TPE | FT |  | 1 Year | 0.8117 | 5% | 0.77111
23007 | Belden Wire | 7401W 060250 | 2 #20 + GRD PVC TPE | FT |  | 1 Year | 0.8117 | 5% | 0.77111
23008 | Belden Wire | 7401WS 060250 | 2 #20 + GRD PVC TPE BRD TPE | FT |  | 1 Year | 1.5426 | 5% | 1.4655
23009 | Belden Wire | 7402W 0601000 | 3 #20 + GRD PVC TPE | FT |  | 1 Year | 0.9217 | 5% | 0.87561
23010 | Belden Wire | 7402W 060250 | 3 #20 + GRD PVC TPE | FT |  | 1 Year | 0.9217 | 5% | 0.87561
23011 | Belden Wire | 7403W 0601000 | 4 #20 + GRD PVC TPE | FT |  | 1 Year | 1.0341 | 5% | 0.9824
23012 | Belden Wire | 7403W 060250 | 4 #20 + GRD PVC TPE | FT |  | 1 Year | 1.0341 | 5% | 0.9824
23013 | Belden Wire | 7403WS 0601000 | 4 #20 + GRD PVC TPE BRD TPE | FT |  | 1 Year | 1.9649 | 5% | 1.8667
23014 | Belden Wire | 7403WS 060250 | 4 #20 + GRD PVC TPE BRD TPE | FT |  | 1 Year | 1.9649 | 5% | 1.8667
23015 | Belden Wire | 7403WS 0605000 | 4 #20 + GRD PVC TPE BRD TPE | FT |  | 1 Year | 1.9649 | 5% | 1.8667
23016 | Belden Wire | 7404W 0601000 | 6 #20 + GRD PVC TPE | FT |  | 1 Year | 1.279 | 5% | 1.215
23017 | Belden Wire | 7404W 060250 | 6 #20 + GRD PVC TPE | FT |  | 1 Year | 1.279 | 5% | 1.215
23018 | Belden Wire | 7404W 0605000 | 6 #20 + GRD PVC TPE | FT |  | 1 Year | 1.279 | 5% | 1.215
23019 | Belden Wire | 7404WS 0601000 | 6 #20 + GRD PVC TPE BRD TPE | FT |  | 1 Year | 2.4301 | 5% | 2.3086
23020 | Belden Wire | 7404WS 060250 | 6 #20 + GRD PVC TPE BRD TPE | FT |  | 1 Year | 2.4301 | 5% | 2.3086
23021 | Belden Wire | 7404WS 0605000 | 6 #20 + GRD PVC TPE BRD TPE | FT |  | 1 Year | 2.4301 | 5% | 2.3086
23022 | Belden Wire | 7405W 0601000 | 8 #20 + GRD PVC TPE | FT |  | 1 Year | 1.5383 | 5% | 1.4614
23023 | Belden Wire | 7405W 0605000 | 8 #20 + GRD PVC TPE | FT |  | 1 Year | 1.5383 | 5% | 1.4614
23024 | Belden Wire | 7406W 0601000 | 11 #20 + GRD PVC TPE | FT |  | 1 Year | 1.9618 | 5% | 1.8637
23025 | Belden Wire | 7406W 060250 | 11 #20 + GRD PVC TPE | FT |  | 1 Year | 1.9618 | 5% | 1.8637
23026 | Belden Wire | 7406W 0605000 | 11 #20 + GRD PVC TPE | FT |  | 1 Year | 1.9618 | 5% | 1.8637
23027 | Belden Wire | 7407W 060250 | 17 #20 + GRD PVC TPE | FT |  | 1 Year | 2.8977 | 5% | 2.7528
23028 | Belden Wire | 7407W 0605000 | 17 #20 + GRD PVC TPE | FT |  | 1 Year | 2.8977 | 5% | 2.7528
23029 | Belden Wire | 7408W 060250 | 24 #20 + GRD PVC TPE | FT |  | 1 Year | 4.1011 | 5% | 3.896
23030 | Belden Wire | 7408W 0605000 | 24 #20 + GRD PVC TPE | FT |  | 1 Year | 4.1011 | 5% | 3.896
23031 | Belden Wire | 7408WS 0601000 | 24 #20 + GRD PVC TPE BRD TPE | FT |  | 1 Year | 7.7921 | 5% | 7.4025
23032 | Belden Wire | 7408WS 060250 | 24 #20 + GRD PVC TPE BRD TPE | FT |  | 1 Year | 7.7921 | 5% | 7.4025
23033 | Belden Wire | 7408WS 0605000 | 24 #20 + GRD PVC TPE BRD TPE | FT |  | 1 Year | 7.7921 | 5% | 7.4025
23034 | Belden Wire | 7409W 0601000 | 2 #18 PVC/NYL TPE | FT |  | 1 Year | 0.8098 | 5% | 0.76931
23035 | Belden Wire | 7409W 060250 | 2 #18 PVC/NYL TPE | FT |  | 1 Year | 0.8098 | 5% | 0.76931
23036 | Belden Wire | 7409W 0605000 | 2 #18 PVC/NYL TPE | FT |  | 1 Year | 0.8098 | 5% | 0.76931
23037 | Belden Wire | 7410W 0601000 | 2 #18 + GRD PVC/NYL TPE | FT |  | 1 Year | 0.9572 | 5% | 0.90934
23038 | Belden Wire | 7410W 060250 | 2 #18 + GRD PVC/NYL TPE | FT |  | 1 Year | 0.9572 | 5% | 0.90934
23039 | Belden Wire | 7410W 0605000 | 2 #18 + GRD PVC/NYL TPE | FT |  | 1 Year | 0.9572 | 5% | 0.90934
23040 | Belden Wire | 7410WS 0605000 | 2#18 + GRD PVC/NYL TPE BRD TPE | FT |  | 1 Year | 1.8188 | 5% | 1.7279
23041 | Belden Wire | 7411W 0601000 | 3 #18 + GRD PVC/NYL TPE | FT |  | 1 Year | 1.1136 | 5% | 1.0579
23042 | Belden Wire | 7411W 060250 | 3 #18 + GRD PVC/NYL TPE | FT |  | 1 Year | 1.1136 | 5% | 1.0579
23043 | Belden Wire | 7411W 0605000 | 3 #18 + GRD PVC/NYL TPE | FT |  | 1 Year | 1.1136 | 5% | 1.0579
23044 | Belden Wire | 7411WS 0601000 | 3#18 + GRD PVC/NYL TPE BRD TPE | FT |  | 1 Year | 2.1159 | 5% | 2.0101
23045 | Belden Wire | 7411WS 060250 | 3#18 + GRD PVC/NYL TPE BRD TPE | FT |  | 1 Year | 2.1159 | 5% | 2.0101
23046 | Belden Wire | 7411WS 0605000 | 3#18 + GRD PVC/NYL TPE BRD TPE | FT |  | 1 Year | 2.1159 | 5% | 2.0101
23047 | Belden Wire | 7412W 0601000 | 4 #18 + GRD PVC/NYL TPE | FT |  | 1 Year | 1.2787 | 5% | 1.2148
23048 | Belden Wire | 7412W 060250 | 4 #18 + GRD PVC/NYL TPE | FT |  | 1 Year | 1.2787 | 5% | 1.2148
23049 | Belden Wire | 7412W 0605000 | 4 #18 + GRD PVC/NYL TPE | FT |  | 1 Year | 1.2787 | 5% | 1.2148
23050 | Belden Wire | 7413W 0601000 | 6 #18 + GRD PVC/NYL TPE | FT |  | 1 Year | 1.6404 | 5% | 1.5584
23051 | Belden Wire | 7413W 060250 | 6 #18 + GRD PVC/NYL TPE | FT |  | 1 Year | 1.6404 | 5% | 1.5584
23052 | Belden Wire | 7413WS 0601000 | 6#18 + GRD PVC/NYL TPE BRD TPE | FT |  | 1 Year | 3.1166 | 5% | 2.9608
23053 | Belden Wire | 7413WS 060250 | 6#18 + GRD PVC/NYL TPE BRD TPE | FT |  | 1 Year | 3.1166 | 5% | 2.9608
23054 | Belden Wire | 7414W 0601000 | 8 #18 + GRD PVC/NYL TPE | FT |  | 1 Year | 2.0279 | 5% | 1.9265
23055 | Belden Wire | 7414W 060250 | 8 #18 + GRD PVC/NYL TPE | FT |  | 1 Year | 2.0279 | 5% | 1.9265
23056 | Belden Wire | 7415W 0601000 | 11 #18 + GRD PVC/NYL TPE | FT |  | 1 Year | 2.6662 | 5% | 2.5329
23057 | Belden Wire | 7415W 060250 | 11 #18 + GRD PVC/NYL TPE | FT |  | 1 Year | 2.6662 | 5% | 2.5329
23058 | Belden Wire | 7415WS 0601000 | 11#18 +GRD PVC/NYL TPE BRD TPE | FT |  | 1 Year | 5.0658 | 5% | 4.8125
23059 | Belden Wire | 7415WS 060250 | 11#18 +GRD PVC/NYL TPE BRD TPE | FT |  | 1 Year | 5.0658 | 5% | 4.8125
23060 | Belden Wire | 7416W 0601000 | 17 #18 + GRD PVC/NYL TPE | FT |  | 1 Year | 4.097 | 5% | 3.8921
23061 | Belden Wire | 7416W 060250 | 17 #18 + GRD PVC/NYL TPE | FT |  | 1 Year | 4.097 | 5% | 3.8921
23062 | Belden Wire | 7417W 0601000 | 24 #18 + GRD PVC/NYL TPE | FT |  | 1 Year | 5.9819 | 5% | 5.6828
23063 | Belden Wire | 7417W 060250 | 24 #18 + GRD PVC/NYL TPE | FT |  | 1 Year | 5.9819 | 5% | 5.6828
23064 | Belden Wire | 7417WS 0601000 | 24#18 +GRD PVC/NYL TPE BRD TPE | FT |  | 1 Year | 11.3656 | 5% | 10.7973
23065 | Belden Wire | 7417WS 060250 | 24#18 +GRD PVC/NYL TPE BRD TPE | FT |  | 1 Year | 11.3656 | 5% | 10.7973
23066 | Belden Wire | 7418W 0601000 | 33 #18 + GRD PVC/NYL TPE | FT |  | 1 Year | 8.5299 | 5% | 8.1034
23067 | Belden Wire | 7418W 060250 | 33 #18 + GRD PVC/NYL TPE | FT |  | 1 Year | 8.5299 | 5% | 8.1034
23068 | Belden Wire | 7421W 0601000 | 2 #16 PVC/NYL TPE | FT |  | 1 Year | 1.1562 | 5% | 1.0984
23069 | Belden Wire | 7421W 060250 | 2 #16 PVC/NYL TPE | FT |  | 1 Year | 1.1562 | 5% | 1.0984
23070 | Belden Wire | 7422W 0601000 | 2 #16 + GRD PVC/NYL TPE | FT |  | 1 Year | 1.3798 | 5% | 1.3108
23071 | Belden Wire | 7422W 060250 | 2 #16 + GRD PVC/NYL TPE | FT |  | 1 Year | 1.3798 | 5% | 1.3108
23072 | Belden Wire | 7422WS 060250 | 2 #16+GRD PVC/NYL TPE BRD TPE | FT |  | 1 Year | 2.6214 | 5% | 2.4903
23073 | Belden Wire | 7423W 0601000 | 3 #16 + GRD PVC/NYL TPE | FT |  | 1 Year | 1.6172 | 5% | 1.5363
23074 | Belden Wire | 7423W 060250 | 3 #16 + GRD PVC/NYL TPE | FT |  | 1 Year | 1.6172 | 5% | 1.5363
23075 | Belden Wire | 7423WS 0601000 | 3 #16+GRD PVC/NYL TPE BRD TPE | FT |  | 1 Year | 3.0725 | 5% | 2.9189
23076 | Belden Wire | 7423WS 060250 | 3 #16+GRD PVC/NYL TPE BRD TPE | FT |  | 1 Year | 3.0725 | 5% | 2.9189
23077 | Belden Wire | 7424W 0601000 | 4 #16 + GRD PVC/NYL TPE | FT |  | 1 Year | 1.8754 | 5% | 1.7816
23078 | Belden Wire | 7424W 060250 | 4 #16 + GRD PVC/NYL TPE | FT |  | 1 Year | 1.8754 | 5% | 1.7816
23079 | Belden Wire | 7425W 0601000 | 6 #16 + GRD PVC/NYL TPE | FT |  | 1 Year | 2.4184 | 5% | 2.2975
23080 | Belden Wire | 7425W 060250 | 6 #16 + GRD PVC/NYL TPE | FT |  | 1 Year | 2.4184 | 5% | 2.2975
23081 | Belden Wire | 7426W 0601000 | 8 #16 + GRD PVC/NYL TPE | FT |  | 1 Year | 3.0141 | 5% | 2.8634
23082 | Belden Wire | 7426W 060250 | 8 #16 + GRD PVC/NYL TPE | FT |  | 1 Year | 3.0141 | 5% | 2.8634
23083 | Belden Wire | 7427W 0601000 | 11 #16 + GRD PVC/NYL TPE | FT |  | 1 Year | 3.9853 | 5% | 3.786
23084 | Belden Wire | 7427W 060250 | 11 #16 + GRD PVC/NYL TPE | FT |  | 1 Year | 3.9853 | 5% | 3.786
23085 | Belden Wire | 7427WS 060250 | 11 #16+GRD PVC/NYL TPE BRD TPE | FT |  | 1 Year | 7.572 | 5% | 7.1934
23086 | Belden Wire | 7428W 0601000 | 17 #16 + GRD PVC/NYL TPE | FT |  | 1 Year | 6.1778 | 5% | 5.8689
23087 | Belden Wire | 7428W 060250 | 17 #16 + GRD PVC/NYL TPE | FT |  | 1 Year | 6.1778 | 5% | 5.8689
23088 | Belden Wire | 7428WS 0601000 | 17 #16+GRD PVC/NYL TPE BRD TPE | FT |  | 1 Year | 11.7377 | 5% | 11.1508
23089 | Belden Wire | 7428WS 060250 | 17 #16+GRD PVC/NYL TPE BRD TPE | FT |  | 1 Year | 11.7377 | 5% | 11.1508
23090 | Belden Wire | 7429W 060250 | 24 #16 + GRD PVC/NYL TPE | FT |  | 1 Year | 9.0734 | 5% | 8.6197
23091 | Belden Wire | 7429WS 0601000 | 24 #16+GRD PVC/NYL TPE BRD TPE | FT |  | 1 Year | 17.2396 | 5% | 16.3776
23092 | Belden Wire | 7429WS 060250 | 24 #16+GRD PVC/NYL TPE BRD TPE | FT |  | 1 Year | 17.2396 | 5% | 16.3776
23093 | Belden Wire | 7430W 0601000 | 33 #16 + GRD PVC/NYL TPE | FT |  | 1 Year | 13.048 | 5% | 12.3956
23094 | Belden Wire | 7430W 060250 | 33 #16 + GRD PVC/NYL TPE | FT |  | 1 Year | 13.048 | 5% | 12.3956
23095 | Belden Wire | 7435W 0601000 | 2 #14 + GRD PVC/NYL TPE | FT |  | 1 Year | 1.9084 | 5% | 1.813
23096 | Belden Wire | 7435W 060250 | 2 #14 + GRD PVC/NYL TPE | FT |  | 1 Year | 1.9084 | 5% | 1.813
23097 | Belden Wire | 7435WS 060250 | 2#14 + GRD PVC/NYL TPE BRD TPE | FT |  | 1 Year | 3.6258 | 5% | 3.4445
23098 | Belden Wire | 7436W 0601000 | 3 #14 + GRD PVC/NYL TPE | FT |  | 1 Year | 2.3133 | 5% | 2.1976
23099 | Belden Wire | 7436W 060250 | 3 #14 + GRD PVC/NYL TPE | FT |  | 1 Year | 2.3133 | 5% | 2.1976
23100 | Belden Wire | 7438W 0601000 | 6 #14 + GRD PVC/NYL TPE | FT |  | 1 Year | 3.6547 | 5% | 3.472
23101 | Belden Wire | 7438W 060250 | 6 #14 + GRD PVC/NYL TPE | FT |  | 1 Year | 3.6547 | 5% | 3.472
23102 | Belden Wire | 7438WS 0601000 | 6#14 + GRD PVC/NYL TPE BRD TPE | FT |  | 1 Year | 6.9438 | 5% | 6.5966
23103 | Belden Wire | 7438WS 060250 | 6#14 + GRD PVC/NYL TPE BRD TPE | FT |  | 1 Year | 6.9438 | 5% | 6.5966
23104 | Belden Wire | 7440W 0601000 | 11 #14 + GRD PVC/NYL TPE | FT |  | 1 Year | 6.3132 | 5% | 5.9975
23105 | Belden Wire | 7440W 060250 | 11 #14 + GRD PVC/NYL TPE | FT |  | 1 Year | 6.3132 | 5% | 5.9975
23106 | Belden Wire | 7442W 0601000 | 24 #14 + GRD PVC/NYL TPE | FT |  | 1 Year | 15.092 | 5% | 14.3374
23107 | Belden Wire | 7442W 060250 | 24 #14 + GRD PVC/NYL TPE | FT |  | 1 Year | 15.092 | 5% | 14.3374
23108 | Belden Wire | 7444W 060250 | 2 #12 + GRD PVC/NYL TPE | FT |  | 1 Year | 3.0204 | 5% | 2.8694
23109 | Belden Wire | 7445W 060250 | 3 #12 + GRD PVC/NYL TPE | FT |  | 1 Year | 3.6461 | 5% | 3.4638
23110 | Belden Wire | 7445W 0605000 | 3 #12 + GRD PVC/NYL TPE | FT |  | 1 Year | 3.6461 | 5% | 3.4638
23111 | Belden Wire | 7445WS 0601000 | 3#12 + GRD PVC/NYL TPE BRD TPE | FT |  | 1 Year | 6.9265 | 5% | 6.5802
23112 | Belden Wire | 7445WS 060250 | 3#12 + GRD PVC/NYL TPE BRD TPE | FT |  | 1 Year | 6.9265 | 5% | 6.5802
23113 | Belden Wire | 7445WS 0605000 | 3#12 + GRD PVC/NYL TPE BRD TPE | FT |  | 1 Year | 6.9265 | 5% | 6.5802
23114 | Belden Wire | 7447W 0601000 | 3 #10 + GRD PVC/NYL TPE | FT |  | 1 Year | 5.0978 | 5% | 4.8429
23115 | Belden Wire | 7447W 060250 | 3 #10 + GRD PVC/NYL TPE | FT |  | 1 Year | 5.0978 | 5% | 4.8429
23116 | Belden Wire | 7447W 0605000 | 3 #10 + GRD PVC/NYL TPE | FT |  | 1 Year | 5.0978 | 5% | 4.8429
23117 | Belden Wire | 7447WS 060250 | 3#10 + GRD PVC/NYL TPE BRD TPE | FT |  | 1 Year | 9.6856 | 5% | 9.2013
23118 | Belden Wire | 7450WS 0601000 | 3 #8 + GRD PVC/NYL TPE BRD TPE | FT |  | 1 Year | 12.1051 | 5% | 11.4998
23119 | Belden Wire | 7450WS 060250 | 3 #8 + GRD PVC/NYL TPE BRD TPE | FT |  | 1 Year | 12.1051 | 5% | 11.4998
23120 | Belden Wire | 7453W 060250 | 3 #6 + GRD PVC/NYL TPE | FT |  | 1 Year | 10.2109 | 5% | 9.7004
23121 | Belden Wire | 7462K11 | NEMA 5-15 THREE BLADE STRT PLU | EA |  | 1 Year | 36.8 | 5% | 34.96
23122 | Belden Wire | 7500A G7X1000 | #30 LDHDFPE BRD PVC | FT |  | 1 Year | 0.8079 | 5% | 0.7675
23123 | Belden Wire | 750-1 | 600 AMP CONTACT | EA |  | 1 Year | 12.7513 | 5% | 12.1137
23124 | Belden Wire | 750-191 | 600 AMP CONTACT | EA |  | 1 Year | 12.0301 | 5% | 11.4286
23125 | Belden Wire | 7501A G7X1000 | #25 LDHDFPE BRD PVC | FT |  | 1 Year | 0.9792 | 5% | 0.93024
23126 | Belden Wire | 7502A G7X1000 | #22 LDHDFPE BRD PVC | FT |  | 1 Year | 1.1175 | 5% | 1.0616
23127 | Belden Wire | 7502A G7X250 | #22 LDHDFPE BRD PVC | FT |  | 1 Year | 1.1175 | 5% | 1.0616
23128 | Belden Wire | 7502A G7X500 | #22 LDHDFPE BRD PVC | FT |  | 1 Year | 1.1175 | 5% | 1.0616
23129 | Belden Wire | 7503A G7X1000 | #20 FMDPE BRD PVC | FT |  | 1 Year | 1.3483 | 5% | 1.2809
23130 | Belden Wire | 7503A G7X500 | #20 FMDPE BRD PVC | FT |  | 1 Year | 1.3483 | 5% | 1.2809
23131 | Belden Wire | 7504A G7X1000 | #16 FMDPE BRD PVC | FT |  | 1 Year | 1.6883 | 5% | 1.6039
23132 | Belden Wire | 755-114-9 | 50 Ohm BNC for RG58, V5020 | EA |  | 1 Year | 8.7 | 5% | 8.265
23133 | Belden Wire | 7598A912 | 3/4" POLYETHYLENE FOAM TAPE | EA |  | 1 Year | 0.2 | 5% | 0.19
23134 | Belden Wire | 75C50F-25C4/0FH | RED.SPL.M 750C-500F,BR250C-4/0 | EA |  | 1 Year | 102.12 | 5% | 97.014
23135 | Belden Wire | 75C50F-4/0CH | RED.SPL.M 750C-500F,BR 4/0 HS | EA |  | 1 Year | 102.12 | 5% | 97.014
23136 | Belden Wire | 75C50F-50C35FH | RED.SPL.M 750F,BR 500C-350F HS | EA |  | 1 Year | 102.12 | 5% | 97.014
23137 | Belden Wire | 75C50F-75C50FH | RED.SPL.M 750C-500F,BR750C-500 | EA |  | 1 Year | 102.12 | 5% | 97.014
23138 | Belden Wire | 75F-25C4/0FH | RED.SPL.M 750F,BR 250C-4/0F HS | EA |  | 1 Year | 102.12 | 5% | 97.014
23139 | Belden Wire | 75F-50C35FH | RED.SPL.M 750F,BR 500C-350F HS | EA |  | 1 Year | 102.12 | 5% | 97.014
23140 | Belden Wire | 75F-75C50FH | RED.SPL.M 750F,BR 750C-500F HS | EA |  | 1 Year | 102.12 | 5% | 97.014
23141 | Belden Wire | 76002WS 008100 | 28 AWG/2 COND MINI DIAMETER | FT |  | 1 Year | 0.3429 | 5% | 0.32575
23142 | Belden Wire | 76002WS 0081000 | 28 AWG/2 COND MINI DIAMETER | FT |  | 1 Year | 0.3355 | 5% | 0.31872
23143 | Belden Wire | 76003WS 008100 | 28 AWG/3 COND MINI DIAMETER | FT |  | 1 Year | 0.4836 | 5% | 0.45942
23144 | Belden Wire | 76003WS 0081000 | 28 AWG/3 COND MINI DIAMETER | FT |  | 1 Year | 0.4697 | 5% | 0.44621
23145 | Belden Wire | 76003WS 008500 | 28 AWG/3 COND MINI DIAMETER | FT |  | 1 Year | 0.4836 | 5% | 0.45942
23146 | Belden Wire | 76004WS 008100 | 28 AWG/4 COND MINI DIAMETER | FT |  | 1 Year | 0.675 | 5% | 0.64125
23147 | Belden Wire | 76004WS 0081000 | 28 AWG/4 COND MINI DIAMETER | FT |  | 1 Year | 0.6428 | 5% | 0.61066
23148 | Belden Wire | 76004WS 008500 | 28 AWG/4 COND MINI DIAMETER | FT |  | 1 Year | 0.675 | 5% | 0.64125
23149 | Belden Wire | 76005WS 008100 | 28 AWG/5 COND MINI DIAMETER | FT |  | 1 Year | 0.8309 | 5% | 0.78935
23150 | Belden Wire | 76005WS 0081000 | 28 AWG/5 COND MINI DIAMETER | FT |  | 1 Year | 0.7987 | 5% | 0.75876
23151 | Belden Wire | 76005WS 008500 | 28 AWG/5 COND MINI DIAMETER | FT |  | 1 Year | 0.8309 | 5% | 0.78935
23152 | Belden Wire | 76007WS 008100 | 28 AWG/7 COND MINI DIAMETER | FT |  | 1 Year | 1.2094 | 5% | 1.1489
23153 | Belden Wire | 76007WS 0081000 | 28 AWG/7 COND MINI DIAMETER | FT |  | 1 Year | 1.1623 | 5% | 1.1042
23154 | Belden Wire | 76007WS 008500 | 28 AWG/7 COND MINI DIAMETER | FT |  | 1 Year | 1.2094 | 5% | 1.1489
23155 | Belden Wire | 76012WS 008100 | 28 AWG/12 COND MINI DIAMETER | FT |  | 1 Year | 2.1726 | 5% | 2.064
23156 | Belden Wire | 76012WS 0081000 | 28 AWG/12 COND MINI DIAMETER | FT |  | 1 Year | 2.0873 | 5% | 1.9829
23157 | Belden Wire | 76012WS 008500 | 28 AWG/12 COND MINI DIAMETER | FT |  | 1 Year | 2.1726 | 5% | 2.064
23158 | Belden Wire | 76018WS 008100 | 28 AWG/18 COND MINI DIAMETER | FT |  | 1 Year | 4.3238 | 5% | 4.1076
23159 | Belden Wire | 76018WS 0081000 | 28 AWG/18 COND MINI DIAMETER | FT |  | 1 Year | 3.9802 | 5% | 3.7812
23160 | Belden Wire | 76025WS 008100 | 28 AWG/25 COND MINI DIAMETER | FT |  | 1 Year | 4.2729 | 5% | 4.0593
23161 | Belden Wire | 76025WS 0081000 | 28 AWG/25 COND MINI DIAMETER | FT |  | 1 Year | 3.9273 | 5% | 3.7309
23162 | Belden Wire | 76102WS 008100 | 26 AWG/2 COND MINI DIAMETER | FT |  | 1 Year | 0.3677 | 5% | 0.34931
23163 | Belden Wire | 76102WS 0081000 | 26 AWG/2 COND MINI DIAMETER | FT |  | 1 Year | 0.352 | 5% | 0.3344
23164 | Belden Wire | 76102WS 008500 | 26 AWG/2 COND MINI DIAMETER | FT |  | 1 Year | 0.3677 | 5% | 0.34931
23165 | Belden Wire | 76103WS 008100 | 26 AWG/3 COND MINI DIAMETER | FT |  | 1 Year | 0.5185 | 5% | 0.49257
23166 | Belden Wire | 76103WS 0081000 | 26 AWG/3 COND MINI DIAMETER | FT |  | 1 Year | 0.4943 | 5% | 0.46958
23167 | Belden Wire | 76103WS 008500 | 26 AWG/3 COND MINI DIAMETER | FT |  | 1 Year | 0.5185 | 5% | 0.49257
23168 | Belden Wire | 76104WS 008100 | 26 AWG/4 COND MINI DIAMETER | FT |  | 1 Year | 0.7418 | 5% | 0.70471
23169 | Belden Wire | 76104WS 0081000 | 26 AWG/4 COND MINI DIAMETER | FT |  | 1 Year | 0.6941 | 5% | 0.6594
23170 | Belden Wire | 76104WS 008500 | 26 AWG/4 COND MINI DIAMETER | FT |  | 1 Year | 0.7418 | 5% | 0.70471
23171 | Belden Wire | 76105WS 008100 | 26 AWG/5 COND MINI DIAMETER | FT |  | 1 Year | 0.9239 | 5% | 0.8777
23172 | Belden Wire | 76105WS 0081000 | 26 AWG/5 COND MINI DIAMETER | FT |  | 1 Year | 0.8938 | 5% | 0.84911
23173 | Belden Wire | 76107WS 008100 | 26 AWG/7 COND MINI DIAMETER | FT |  | 1 Year | 1.3447 | 5% | 1.2775
23174 | Belden Wire | 76107WS 0081000 | 26 AWG/7 COND MINI DIAMETER | FT |  | 1 Year | 1.2941 | 5% | 1.2294
23175 | Belden Wire | 76112WS 008100 | 26 AWG/12 COND MINI DIAMETER | FT |  | 1 Year | 1.7509 | 5% | 1.6634
23176 | Belden Wire | 76112WS 0081000 | 26 AWG/12 COND MINI DIAMETER | FT |  | 1 Year | 1.6204 | 5% | 1.5394
23177 | Belden Wire | 76118WS 008100 | 26 AWG/18 COND MINI DIAMETER | FT |  | 1 Year | 4.4144 | 5% | 4.1937
23178 | Belden Wire | 76118WS 0081000 | 26 AWG/18 COND MINI DIAMETER | FT |  | 1 Year | 4.1408 | 5% | 3.9338
23179 | Belden Wire | 76118WS 008500 | 26 AWG/18 COND MINI DIAMETER | FT |  | 1 Year | 4.4144 | 5% | 4.1937
23180 | Belden Wire | 76125WS 008100 | 26 AWG/25 COND MINI DIAMETER | FT |  | 1 Year | 5.167 | 5% | 4.9086
23181 | Belden Wire | 76125WS 0081000 | 26 AWG/25 COND MINI DIAMETER | FT |  | 1 Year | 4.9629 | 5% | 4.7148
23182 | Belden Wire | 76202WS 008100 | 24 AWG/2 COND MINI DIAMETER | FT |  | 1 Year | 0.4585 | 5% | 0.43557
23183 | Belden Wire | 76202WS 0081000 | 24 AWG/2 COND MINI DIAMETER | FT |  | 1 Year | 0.4431 | 5% | 0.42094
23184 | Belden Wire | 76202WS 008500 | 24 AWG/2 COND MINI DIAMETER | FT |  | 1 Year | 0.4585 | 5% | 0.43557
23185 | Belden Wire | 76203WS 008100 | 24 AWG/3 COND MINI DIAMETER | FT |  | 1 Year | 0.6093 | 5% | 0.57883
23186 | Belden Wire | 76203WS 0081000 | 24 AWG/3 COND MINI DIAMETER | FT |  | 1 Year | 0.5917 | 5% | 0.56212
23187 | Belden Wire | 76203WS 008500 | 24 AWG/3 COND MINI DIAMETER | FT |  | 1 Year | 0.6093 | 5% | 0.57883
23188 | Belden Wire | 76204WS 008100 | 24 AWG/4 COND MINI DIAMETER | FT |  | 1 Year | 0.8326 | 5% | 0.79097
23189 | Belden Wire | 76204WS 0081000 | 24 AWG/4 COND MINI DIAMETER | FT |  | 1 Year | 0.8132 | 5% | 0.77254
23190 | Belden Wire | 76204WS 008500 | 24 AWG/4 COND MINI DIAMETER | FT |  | 1 Year | 0.8326 | 5% | 0.79097
23191 | Belden Wire | 76205WS 008100 | 24 AWG/5 COND MINI DIAMETER | FT |  | 1 Year | 1.0698 | 5% | 1.0163
23192 | Belden Wire | 76205WS 0081000 | 24 AWG/5 COND MINI DIAMETER | FT |  | 1 Year | 1.0496 | 5% | 0.99712
23193 | Belden Wire | 76205WS 008500 | 24 AWG/5 COND MINI DIAMETER | FT |  | 1 Year | 1.0698 | 5% | 1.0163
23194 | Belden Wire | 76207WS 008100 | 24 AWG/7 COND MINI DIAMETER | FT |  | 1 Year | 1.4978 | 5% | 1.4229
23195 | Belden Wire | 76207WS 0081000 | 24 AWG/7 COND MINI DIAMETER | FT |  | 1 Year | 1.4575 | 5% | 1.3846
23196 | Belden Wire | 76207WS 008500 | 24 AWG/7 COND MINI DIAMETER | FT |  | 1 Year | 1.4978 | 5% | 1.4229
23197 | Belden Wire | 76212WS 008100 | 24 AWG/12 COND MINI DIAMETER | FT |  | 1 Year | 2.6273 | 5% | 2.4959
23198 | Belden Wire | 76212WS 0081000 | 24 AWG/12 COND MINI DIAMETER | FT |  | 1 Year | 2.516 | 5% | 2.3902
23199 | Belden Wire | 76218WS 008100 | 24 AWG/18 COND MINI DIAMETER | FT |  | 1 Year | 3.9409 | 5% | 3.7439
23200 | Belden Wire | 76218WS 0081000 | 24 AWG/18 COND MINI DIAMETER | FT |  | 1 Year | 3.7741 | 5% | 3.5854
23201 | Belden Wire | 76225WS 008100 | 24 AWG/25 COND MINI DIAMETER | FT |  | 1 Year | 5.4735 | 5% | 5.1998
23202 | Belden Wire | 76225WS 0081000 | 24 AWG/25 COND MINI DIAMETER | FT |  | 1 Year | 5.2418 | 5% | 4.9797
23203 | Belden Wire | 76302WS 008100 | 22 AWG/2 COND MINI DIAMETER | FT |  | 1 Year | 0.6175 | 5% | 0.58663
23204 | Belden Wire | 76302WS 0081000 | 22 AWG/2 COND MINI DIAMETER | FT |  | 1 Year | 0.5935 | 5% | 0.56383
23205 | Belden Wire | 76302WS 008500 | 22 AWG/2 COND MINI DIAMETER | FT |  | 1 Year | 0.6175 | 5% | 0.58663
23206 | Belden Wire | 76303WS 008100 | 22 AWG/3 COND MINI DIAMETER | FT |  | 1 Year | 0.8206 | 5% | 0.77957
23207 | Belden Wire | 76303WS 0081000 | 22 AWG/3 COND MINI DIAMETER | FT |  | 1 Year | 0.7591 | 5% | 0.72114
23208 | Belden Wire | 76303WS 008500 | 22 AWG/3 COND MINI DIAMETER | FT |  | 1 Year | 0.8206 | 5% | 0.77957
23209 | Belden Wire | 76304WS 008100 | 22 AWG/4 COND MINI DIAMETER | FT |  | 1 Year | 1.1899 | 5% | 1.1304
23210 | Belden Wire | 76304WS 0081000 | 22 AWG/4 COND MINI DIAMETER | FT |  | 1 Year | 1.1429 | 5% | 1.0858
23211 | Belden Wire | 76304WS 008500 | 22 AWG/4 COND MINI DIAMETER | FT |  | 1 Year | 1.1899 | 5% | 1.1304
23212 | Belden Wire | 76305WS 008100 | 22 AWG/5 COND MINI DIAMETER | FT |  | 1 Year | 1.5289 | 5% | 1.4525
23213 | Belden Wire | 76305WS 0081000 | 22 AWG/5 COND MINI DIAMETER | FT |  | 1 Year | 1.4787 | 5% | 1.4048
23214 | Belden Wire | 76307WS 008100 | 22 AWG/7 COND MINI DIAMETER | FT |  | 1 Year | 1.9429 | 5% | 1.8458
23215 | Belden Wire | 76307WS 0081000 | 22 AWG/7 COND MINI DIAMETER | FT |  | 1 Year | 1.8676 | 5% | 1.7742
23216 | Belden Wire | 76307WS 008500 | 22 AWG/7 COND MINI DIAMETER | FT |  | 1 Year | 1.9429 | 5% | 1.8458
23217 | Belden Wire | 76312WS 008100 | 22 AWG/12 COND MINI DIAMETER | FT |  | 1 Year | 3.2311 | 5% | 3.0695
23218 | Belden Wire | 76312WS 0081000 | 22 AWG/12 COND MINI DIAMETER | FT |  | 1 Year | 3.1298 | 5% | 2.9733
23219 | Belden Wire | 76312WS 008500 | 22 AWG/12 COND MINI DIAMETER | FT |  | 1 Year | 3.2311 | 5% | 3.0695
23220 | Belden Wire | 76318WS 008100 | 22 AWG/18 COND MINI DIAMETER | FT |  | 1 Year | 4.5141 | 5% | 4.2884
23221 | Belden Wire | 76318WS 0081000 | 22 AWG/18 COND MINI DIAMETER | FT |  | 1 Year | 4.349 | 5% | 4.1315
23222 | Belden Wire | 76325WS 008100 | 22 AWG/25 COND MINI DIAMETER | FT |  | 1 Year | 6.1708 | 5% | 5.8623
23223 | Belden Wire | 76325WS 0081000 | 22 AWG/25 COND MINI DIAMETER | FT |  | 1 Year | 5.8651 | 5% | 5.5718
23224 | Belden Wire | 76401TS 008100 | 28 AWG/1 PAIR MINI DIAMETER | FT |  | 1 Year | 0.5457 | 5% | 0.51841
23225 | Belden Wire | 76401TS 0081000 | 28 AWG/1 PAIR MINI DIAMETER | FT |  | 1 Year | 0.5228 | 5% | 0.49666
23226 | Belden Wire | 76402TS 008100 | 28 AWG/2 PAIR MINI DIAMETER | FT |  | 1 Year | 0.7573 | 5% | 0.71943
23227 | Belden Wire | 76402TS 0081000 | 28 AWG/2 PAIR MINI DIAMETER | FT |  | 1 Year | 0.7296 | 5% | 0.69312
23228 | Belden Wire | 76403TS 008100 | 28 AWG/3 PAIR MINI DIAMETER | FT |  | 1 Year | 0.9768 | 5% | 0.92796
23229 | Belden Wire | 76403TS 0081000 | 28 AWG/3 PAIR MINI DIAMETER | FT |  | 1 Year | 0.9419 | 5% | 0.8948
23230 | Belden Wire | 76403TS 008500 | 28 AWG/3 PAIR MINI DIAMETER | FT |  | 1 Year | 0.9768 | 5% | 0.92796
23231 | Belden Wire | 76404TS 008100 | 28 AWG/4 PAIR MINI DIAMETER | FT |  | 1 Year | 1.2089 | 5% | 1.1485
23232 | Belden Wire | 76404TS 0081000 | 28 AWG/4 PAIR MINI DIAMETER | FT |  | 1 Year | 1.1061 | 5% | 1.0508
23233 | Belden Wire | 76405TS 008100 | 28 AWG/5 PAIR MINI DIAMETER | FT |  | 1 Year | 1.4454 | 5% | 1.3731
23234 | Belden Wire | 76405TS 0081000 | 28 AWG/5 PAIR MINI DIAMETER | FT |  | 1 Year | 1.3524 | 5% | 1.2848
23235 | Belden Wire | 76405TS 008500 | 28 AWG/5 PAIR MINI DIAMETER | FT |  | 1 Year | 1.4454 | 5% | 1.3731
23236 | Belden Wire | 76406TS 008100 | 28 AWG/6 PAIR MINI DIAMETER | FT |  | 1 Year | 1.5679 | 5% | 1.4895
23237 | Belden Wire | 76406TS 0081000 | 28 AWG/6 PAIR MINI DIAMETER | FT |  | 1 Year | 1.4468 | 5% | 1.3745
23238 | Belden Wire | 76408TS 008100 | 28 AWG/8 PAIR MINI DIAMETER | FT |  | 1 Year | 2.3334 | 5% | 2.2167
23239 | Belden Wire | 76408TS 0081000 | 28 AWG/8 PAIR MINI DIAMETER | FT |  | 1 Year | 2.2093 | 5% | 2.0988
23240 | Belden Wire | 76501TS 008100 | 26 AWG/1 PAIR MINI DIAMETER | FT |  | 1 Year | 0.6101 | 5% | 0.57959
23241 | Belden Wire | 76501TS 0081000 | 26 AWG/1 PAIR MINI DIAMETER | FT |  | 1 Year | 0.5807 | 5% | 0.55166
23242 | Belden Wire | 76502TS 008100 | 26 AWG/2 PAIR MINI DIAMETER | FT |  | 1 Year | 0.8649 | 5% | 0.82165
23243 | Belden Wire | 76502TS 0081000 | 26 AWG/2 PAIR MINI DIAMETER | FT |  | 1 Year | 0.8156 | 5% | 0.77482
23244 | Belden Wire | 76503TS 008100 | 26 AWG/3 PAIR MINI DIAMETER | FT |  | 1 Year | 1.1013 | 5% | 1.0462
23245 | Belden Wire | 76503TS 0081000 | 26 AWG/3 PAIR MINI DIAMETER | FT |  | 1 Year | 1.0383 | 5% | 0.98638
23246 | Belden Wire | 76503TS 008500 | 26 AWG/3 PAIR MINI DIAMETER | FT |  | 1 Year | 1.1013 | 5% | 1.0462
23247 | Belden Wire | 76504TS 008100 | 26 AWG/4 PAIR MINI DIAMETER | FT |  | 1 Year | 1.2878 | 5% | 1.2234
23248 | Belden Wire | 76504TS 0081000 | 26 AWG/4 PAIR MINI DIAMETER | FT |  | 1 Year | 1.247 | 5% | 1.1846
23249 | Belden Wire | 76504TS 008500 | 26 AWG/4 PAIR MINI DIAMETER | FT |  | 1 Year | 1.2878 | 5% | 1.2234
23250 | Belden Wire | 76505TS 008100 | 26 AWG/5 PAIR MINI DIAMETER | FT |  | 1 Year | 1.4516 | 5% | 1.379
23251 | Belden Wire | 76505TS 0081000 | 26 AWG/5 PAIR MINI DIAMETER | FT |  | 1 Year | 1.4054 | 5% | 1.3351
23252 | Belden Wire | 76506TS 008100 | 26 AWG/6 PAIR MINI DIAMETER | FT |  | 1 Year | 1.6154 | 5% | 1.5346
23253 | Belden Wire | 76506TS 0081000 | 26 AWG/6 PAIR MINI DIAMETER | FT |  | 1 Year | 1.5528 | 5% | 1.4752
23254 | Belden Wire | 76508TS 008100 | 26 AWG/8 PAIR MINI DIAMETER | FT |  | 1 Year | 2.6216 | 5% | 2.4905
23255 | Belden Wire | 76508TS 0081000 | 26 AWG/8 PAIR MINI DIAMETER | FT |  | 1 Year | 2.4563 | 5% | 2.3335
23256 | Belden Wire | 76510TS 008100 | 26 AWG/10 PAIR MINI DIAMETER | FT |  | 1 Year | 3.4306 | 5% | 3.2591
23257 | Belden Wire | 76510TS 0081000 | 26 AWG/10 PAIR MINI DIAMETER | FT |  | 1 Year | 3.3456 | 5% | 3.1783
23258 | Belden Wire | 76514TS 008100 | 26 AWG/14 PAIR MINI DIAMETER | FT |  | 1 Year | 4.4598 | 5% | 4.2368
23259 | Belden Wire | 76514TS 0081000 | 26 AWG/14 PAIR MINI DIAMETER | FT |  | 1 Year | 4.0103 | 5% | 3.8098
23260 | Belden Wire | 76514TS 008500 | 26 AWG/14 PAIR MINI DIAMETER | FT |  | 1 Year | 4.4598 | 5% | 4.2368
23261 | Belden Wire | 76601TS 008100 | 24 AWG/1 PAIR MINI DIAMETER | FT |  | 1 Year | 0.7204 | 5% | 0.68438
23262 | Belden Wire | 76601TS 0081000 | 24 AWG/1 PAIR MINI DIAMETER | FT |  | 1 Year | 0.6652 | 5% | 0.63194
23263 | Belden Wire | 76601TS 008500 | 24 AWG/1 PAIR MINI DIAMETER | FT |  | 1 Year | 0.7204 | 5% | 0.68438
23264 | Belden Wire | 76602TS 008100 | 24 AWG/2 PAIR MINI DIAMETER | FT |  | 1 Year | 1.0213 | 5% | 0.97024
23265 | Belden Wire | 76602TS 0081000 | 24 AWG/2 PAIR MINI DIAMETER | FT |  | 1 Year | 0.9829 | 5% | 0.93376
23266 | Belden Wire | 76603TS 008100 | 24 AWG/3 PAIR MINI DIAMETER | FT |  | 1 Year | 1.3004 | 5% | 1.2354
23267 | Belden Wire | 76603TS 0081000 | 24 AWG/3 PAIR MINI DIAMETER | FT |  | 1 Year | 1.2412 | 5% | 1.1791
23268 | Belden Wire | 76603TS 008500 | 24 AWG/3 PAIR MINI DIAMETER | FT |  | 1 Year | 1.3004 | 5% | 1.2354
23269 | Belden Wire | 76604TS 008100 | 24 AWG/4 PAIR MINI DIAMETER | FT |  | 1 Year | 1.5207 | 5% | 1.4447
23270 | Belden Wire | 76604TS 0081000 | 24 AWG/4 PAIR MINI DIAMETER | FT |  | 1 Year | 1.4718 | 5% | 1.3982
23271 | Belden Wire | 76604TS 008500 | 24 AWG/4 PAIR MINI DIAMETER | FT |  | 1 Year | 1.5207 | 5% | 1.4447
23272 | Belden Wire | 76605TS 008100 | 24 AWG/5 PAIR MINI DIAMETER | FT |  | 1 Year | 1.7141 | 5% | 1.6284
23273 | Belden Wire | 76605TS 0081000 | 24 AWG/5 PAIR MINI DIAMETER | FT |  | 1 Year | 1.6407 | 5% | 1.5587
23274 | Belden Wire | 76606TS 008100 | 24 AWG/6 PAIR MINI DIAMETER | FT |  | 1 Year | 1.9075 | 5% | 1.8121
23275 | Belden Wire | 76606TS 0081000 | 24 AWG/6 PAIR MINI DIAMETER | FT |  | 1 Year | 1.8531 | 5% | 1.7604
23276 | Belden Wire | 76608TS 008100 | 24 AWG/8 PAIR MINI DIAMETER | FT |  | 1 Year | 2.8127 | 5% | 2.6721
23277 | Belden Wire | 76608TS 0081000 | 24 AWG/8 PAIR MINI DIAMETER | FT |  | 1 Year | 2.6395 | 5% | 2.5075
23278 | Belden Wire | 76610TS 008100 | 24 AWG/10 PAIR MINI DIAMETER | FT |  | 1 Year | 3.6806 | 5% | 3.4966
23279 | Belden Wire | 76610TS 0081000 | 24 AWG/10 PAIR MINI DIAMETER | FT |  | 1 Year | 3.5345 | 5% | 3.3578
23280 | Belden Wire | 76610TS 008500 | 24 AWG/10 PAIR MINI DIAMETER | FT |  | 1 Year | 3.6806 | 5% | 3.4966
23281 | Belden Wire | 76614TS 008100 | 24 AWG/14 PAIR MINI DIAMETER | FT |  | 1 Year | 5.1529 | 5% | 4.8953
23282 | Belden Wire | 76614TS 0081000 | 24 AWG/14 PAIR MINI DIAMETER | FT |  | 1 Year | 4.7656 | 5% | 4.5273
23283 | Belden Wire | 76701TS 008100 | 22 AWG/1 PAIR MINI DIAMETER | FT |  | 1 Year | 0.8234 | 5% | 0.78223
23284 | Belden Wire | 76701TS 0081000 | 22 AWG/1 PAIR MINI DIAMETER | FT |  | 1 Year | 0.7759 | 5% | 0.73711
23285 | Belden Wire | 76701TS 008500 | 22 AWG/1 PAIR MINI DIAMETER | FT |  | 1 Year | 0.8234 | 5% | 0.78223
23286 | Belden Wire | 76702TS 008100 | 22 AWG/2 PAIR MINI DIAMETER | FT |  | 1 Year | 1.1194 | 5% | 1.0634
23287 | Belden Wire | 76702TS 0081000 | 22 AWG/2 PAIR MINI DIAMETER | FT |  | 1 Year | 1.0541 | 5% | 1.0014
23288 | Belden Wire | 76702TS 008500 | 22 AWG/2 PAIR MINI DIAMETER | FT |  | 1 Year | 1.1194 | 5% | 1.0634
23289 | Belden Wire | 76703TS 008100 | 22 AWG/3 PAIR MINI DIAMETER | FT |  | 1 Year | 1.3278 | 5% | 1.2614
23290 | Belden Wire | 76703TS 0081000 | 22 AWG/3 PAIR MINI DIAMETER | FT |  | 1 Year | 1.2688 | 5% | 1.2054
23291 | Belden Wire | 76703TS 008500 | 22 AWG/3 PAIR MINI DIAMETER | FT |  | 1 Year | 1.3278 | 5% | 1.2614
23292 | Belden Wire | 76704TS 008100 | 22 AWG/4 PAIR MINI DIAMETER | FT |  | 1 Year | 1.5528 | 5% | 1.4752
23293 | Belden Wire | 76704TS 0081000 | 22 AWG/4 PAIR MINI DIAMETER | FT |  | 1 Year | 1.5157 | 5% | 1.4399
23294 | Belden Wire | 76704TS 008500 | 22 AWG/4 PAIR MINI DIAMETER | FT |  | 1 Year | 1.5528 | 5% | 1.4752
23295 | Belden Wire | 76705TS 008100 | 22 AWG/5 PAIR MINI DIAMETER | FT |  | 1 Year | 1.7502 | 5% | 1.6627
23296 | Belden Wire | 76705TS 0081000 | 22 AWG/5 PAIR MINI DIAMETER | FT |  | 1 Year | 1.6882 | 5% | 1.6038
23297 | Belden Wire | 76706TS 008100 | 22 AWG/6 PAIR MINI DIAMETER | FT |  | 1 Year | 1.9477 | 5% | 1.8503
23298 | Belden Wire | 76706TS 0081000 | 22 AWG/6 PAIR MINI DIAMETER | FT |  | 1 Year | 1.8436 | 5% | 1.7514
23299 | Belden Wire | 76706TS 008500 | 22 AWG/6 PAIR MINI DIAMETER | FT |  | 1 Year | 1.9477 | 5% | 1.8503
23300 | Belden Wire | 76708TS 008100 | 22 AWG/8 PAIR MINI DIAMETER | FT |  | 1 Year | 3.3589 | 5% | 3.191
23301 | Belden Wire | 76708TS 0081000 | 22 AWG/8 PAIR MINI DIAMETER | FT |  | 1 Year | 3.2371 | 5% | 3.0752
23302 | Belden Wire | 76708TS 008500 | 22 AWG/8 PAIR MINI DIAMETER | FT |  | 1 Year | 3.3589 | 5% | 3.191
23303 | Belden Wire | 76710TS 008100 | 22 AWG/10 PAIR MINI DIAMETER | FT |  | 1 Year | 4.2861 | 5% | 4.0718
23304 | Belden Wire | 76710TS 0081000 | 22 AWG/10 PAIR MINI DIAMETER | FT |  | 1 Year | 4.0752 | 5% | 3.8714
23305 | Belden Wire | 76714TS 008100 | 22 AWG/14 PAIR MINI DIAMETER | FT |  | 1 Year | 6.0005 | 5% | 5.7005
23306 | Belden Wire | 76714TS 0081000 | 22 AWG/14 PAIR MINI DIAMETER | FT |  | 1 Year | 5.6268 | 5% | 5.3455
23307 | Belden Wire | 77003W 010100 | 20AWG 65/38 3C UNSHIELDED | FT |  | 1 Year | 1.1202 | 5% | 1.0642
23308 | Belden Wire | 77003WS 010100 | 20AWG 63/38 3C SHIELDED | FT |  | 1 Year | 1.4809 | 5% | 1.4069
23309 | Belden Wire | 77003WS 0101000 | 20AWG 63/38 3C SHIELDED | FT |  | 1 Year | 1.4354 | 5% | 1.3636
23310 | Belden Wire | 77004W 010100 | 20AWG 63/38 4C UNSHIELDED | FT |  | 1 Year | 1.633 | 5% | 1.5514
23311 | Belden Wire | 77004W 010500 | 20AWG 63/38 4C UNSHIELDED | FT |  | 1 Year | 1.5762 | 5% | 1.4974
23312 | Belden Wire | 77004WS 010100 | 20AWG 63/38 4C SHIELDED | FT |  | 1 Year | 2.232 | 5% | 2.1204
23313 | Belden Wire | 77004WS 010500 | 20AWG 63/38 4C SHIELDED | FT |  | 1 Year | 2.0825 | 5% | 1.9784
23314 | Belden Wire | 77005W 010100 | 20AWG 63/38 5C UNSHIELDED | FT |  | 1 Year | 1.9779 | 5% | 1.879
23315 | Belden Wire | 77005W 010500 | 20AWG 63/38 5C UNSHIELDED | FT |  | 1 Year | 1.9092 | 5% | 1.8137
23316 | Belden Wire | 77007W 010100 | 20AWG 63/38 7C UNSHIELDED | FT |  | 1 Year | 2.7054 | 5% | 2.5701
23317 | Belden Wire | 7700A B591000 | 2#30 FPFASRVFLRSTPARA | FT |  | 1 Year | 1.2424 | 5% | 1.1803
23318 | Belden Wire | 7700A B59500 | 2#30 FPFA SRV FLRST PARA | FT |  | 1 Year | 1.2424 | 5% | 1.1803
23319 | Belden Wire | 7702-14 | MALE TRI-LOC PANEL MOUNT CONN | EA |  | 1 Year | 298 | 5% | 283.1
23320 | Belden Wire | 7703-9 | FEMALE TRI-LOC CABLE MOUNT | EA |  | 1 Year | 170 | 5% | 161.5
23321 | Belden Wire | 7704-3 | FEMALE TRI-LOC BULKHEAD | EA |  | 1 Year | 282 | 5% | 267.9
23322 | Belden Wire | 7704-7 | MALE TRI-LOC BULKHEAD | EA |  | 1 Year | 600 | 5% | 570
23323 | Belden Wire | 7705-2 | MALE TRI-LOC CABLE MOUNT CONN) | EA |  | 1 Year | 284.2 | 5% | 269.99
23324 | Belden Wire | 7705-9 | MALE TRI-LOC CABLE MOUNT CONN | EA |  | 1 Year | 310 | 5% | 294.5
23325 | Belden Wire | 7711A B591000 | 4 #18 PE SH PVC FRTPE | FT |  | 1 Year | 7.1622 | 5% | 6.8041
23326 | Belden Wire | 7711A B59500 | 4 #18 PE SH PVC FRTPE | FT |  | 1 Year | 7.1622 | 5% | 6.8041
23327 | Belden Wire | 7713A B591000 | 10 #18 PE SH PVC FRTPE | FT |  | 1 Year | 15.1704 | 5% | 14.4119
23328 | Belden Wire | 772118T 0105000 | 1PR#18XLPOFS TPNH BBRDARM TPNH | FT |  | 1 Year | 3.7332 | 5% | 3.5465
23329 | Belden Wire | 772119T 0105000 | 2FSPR#18XLPOFSTPNHBBRDARM TPNH | FT |  | 1 Year | 8.114 | 5% | 7.7083
23330 | Belden Wire | 772120T 0105000 | 5FSPR#18XLPOFSTPNHBBRDARM TPNH | FT |  | 1 Year | 16.1424 | 5% | 15.3353
23331 | Belden Wire | 772121T 0105000 | 8FSPR#18XLPOFSTPNHBBRDARM TPNH | FT |  | 1 Year | 23.398 | 5% | 22.2281
23332 | Belden Wire | 772122T 0103200 | 12FSPR#18XLPOFSTPNHBBRDARMTPNH | FT |  | 1 Year | 29.4537 | 5% | 27.981
23333 | Belden Wire | 772127T 0105000 | 1PR#16XLPO FS TPNH BBRDARMTPNH | FT |  | 1 Year | 4.7048 | 5% | 4.4696
23334 | Belden Wire | 772128T 0105000 | 2FSPR#16XLPOFSTPNH BBRDARMTPNH | FT |  | 1 Year | 10.0029 | 5% | 9.5028
23335 | Belden Wire | 772129T 0105000 | 5FSPR#16XLPOFSTPNH BBRDARMTPNH | FT |  | 1 Year | 17.4634 | 5% | 16.5902
23336 | Belden Wire | 772130T 0104000 | 8FSPR#16XLPOFSTPNH BBRDARMTPNH | FT |  | 1 Year | 26.4528 | 5% | 25.1302
23337 | Belden Wire | 773079T 0105000 | 1 PR #22 FRFPE FRPO SH TPNH | FT |  | 1 Year | 5.4144 | 5% | 5.1437
23338 | Belden Wire | 773092T 0105000 | #18 GIFHDLDPE DBSH TPNHBBRDARM | FT |  | 1 Year | 4.4042 | 5% | 4.184
23339 | Belden Wire | 773105T 0105000 | 1PR#22FHDPESHTPNH BBRDARM TPNH | FT |  | 1 Year | 4.9237 | 5% | 4.6775
23340 | Belden Wire | 773107T 0105000 | 2PR #22FHDPESHTPNH BBRDARMTPNH | FT |  | 1 Year | 8.7922 | 5% | 8.3526
23341 | Belden Wire | 773108T 0105000 | 3PR #22 FHDPESHTPNHBBRDARMTPNH | FT |  | 1 Year | 9.6153 | 5% | 9.1345
23342 | Belden Wire | 773109T 0105000 | 4PR #22 FHDPESHTPNHBBRDARMTPNH | FT |  | 1 Year | 10.3213 | 5% | 9.8052
23343 | Belden Wire | 7731A 0011000 | #14 PE/GIFHDLDPE SH FRPVC | FT |  | 1 Year | 1.8907 | 5% | 1.7962
23344 | Belden Wire | 7731A 0014000 | #14 PE/GIFHDLDPE SH FRPVC | FT |  | 1 Year | 1.8907 | 5% | 1.7962
23345 | Belden Wire | 7731A 0021000 | #14 PE/GIFHDLDPE SH FRPVC | FT |  | 1 Year | 1.8907 | 5% | 1.7962
23346 | Belden Wire | 7731A 0024000 | #14 PE/GIFHDLDPE SH FRPVC | FT |  | 1 Year | 1.8907 | 5% | 1.7962
23347 | Belden Wire | 7731A 0031000 | #14 PE/GIFHDLDPE SH FRPVC | FT |  | 1 Year | 1.8907 | 5% | 1.7962
23348 | Belden Wire | 7731A 0034000 | #14 PE/GIFHDLDPE SH FRPVC | FT |  | 1 Year | 1.8907 | 5% | 1.7962
23349 | Belden Wire | 7731A 0041000 | #14 PE/GIFHDLDPE SH FRPVC | FT |  | 1 Year | 1.8907 | 5% | 1.7962
23350 | Belden Wire | 7731A 0044000 | #14 PE/GIFHDLDPE SH FRPVC | FT |  | 1 Year | 1.8907 | 5% | 1.7962
23351 | Belden Wire | 7731A 0061000 | #14 PE/GIFHDLDPE SH FRPVC | FT |  | 1 Year | 1.8907 | 5% | 1.7962
23352 | Belden Wire | 7731A 0064000 | #14 PE/GIFHDLDPE SH FRPVC | FT |  | 1 Year | 1.8907 | 5% | 1.7962
23353 | Belden Wire | 7731A 0071000 | #14 PE/GIFHDLDPE SH FRPVC | FT |  | 1 Year | 1.8907 | 5% | 1.7962
23354 | Belden Wire | 7731A 0074000 | #14 PE/GIFHDLDPE SH FRPVC | FT |  | 1 Year | 1.8907 | 5% | 1.7962
23355 | Belden Wire | 7731A 0081000 | #14 PE/GIFHDLDPE SH FRPVC | FT |  | 1 Year | 1.8907 | 5% | 1.7962
23356 | Belden Wire | 7731A 0084000 | #14 PE/GIFHDLDPE SH FRPVC | FT |  | 1 Year | 1.8907 | 5% | 1.7962
23357 | Belden Wire | 7731A 0091000 | #14 PE/GIFHDLDPE SH FRPVC | FT |  | 1 Year | 1.8907 | 5% | 1.7962
23358 | Belden Wire | 7731A 0094000 | #14 PE/GIFHDLDPE SH FRPVC | FT |  | 1 Year | 1.8907 | 5% | 1.7962
23359 | Belden Wire | 7731A 0101000 | #14 PE/GIFHDLDPE SH FRPVC | FT |  | 1 Year | 1.8907 | 5% | 1.7962
23360 | Belden Wire | 7731A 0104000 | #14 PE/GIFHDLDPE SH FRPVC | FT |  | 1 Year | 1.8907 | 5% | 1.7962
23361 | Belden Wire | 7731A 010500 | #14 PE/GIFHDLDPE SH FRPVC | FT |  | 1 Year | 1.8907 | 5% | 1.7962
23362 | Belden Wire | 7731A N3U1000 | #14 PE/GIFHDLDPE SH FRPVC | FT |  | 1 Year | 1.8907 | 5% | 1.7962
23363 | Belden Wire | 7731A N3U4000 | #14 PE/GIFHDLDPE SH FRPVC | FT |  | 1 Year | 1.8907 | 5% | 1.7962
23364 | Belden Wire | 7731RW 0101000 | RG-11/U COAX INDOOR/OUTDOOR | FT |  | 1 Year | 2.2352 | 5% | 2.1234
23365 | Belden Wire | 7731RW 0104000 | RG-11/U COAX INDOOR/OUTDOOR | FT |  | 1 Year | 2.2352 | 5% | 2.1234
23366 | Belden Wire | 7731SB 0101000 | #14 PE/GIFHDLDPE SH FRNHPO | FT |  | 1 Year | 2.1158 | 5% | 2.01
23367 | Belden Wire | 7731WB 0101000 | #14 PO/GIFHDLDPE SH PO | FT |  | 1 Year | 2.032 | 5% | 1.9304
23368 | Belden Wire | 7732A 0041000 | #14 FFEP SH PVDF | FT |  | 1 Year | 7.9641 | 5% | 7.5659
23369 | Belden Wire | 7732A 0061000 | #14 FFEP SH PVDF | FT |  | 1 Year | 7.9641 | 5% | 7.5659
23370 | Belden Wire | 7732A 0101000 | #14 FFEP SH PVDF | FT |  | 1 Year | 7.9641 | 5% | 7.5659
23371 | Belden Wire | 7732A 0101200 | #14 FFEP SH PVDF | FT |  | 1 Year | 7.9641 | 5% | 7.5659
23372 | Belden Wire | 7732A 010500 | #14 FFEP SH PVDF | FT |  | 1 Year | 7.9641 | 5% | 7.5659
23373 | Belden Wire | 7732A 8771000 | #14 FFEP SH PVDF | FT |  | 1 Year | 7.9641 | 5% | 7.5659
23374 | Belden Wire | 7732A 877500 | #14 FFEP SH PVDF | FT |  | 1 Year | 7.9641 | 5% | 7.5659
23375 | Belden Wire | 7733A 0101000 | #9-1/2 FFEP SH PVDF | FT |  | 1 Year | 6.3708 | 5% | 6.0523
23376 | Belden Wire | 7733A 010500 | #9-1/2 FFEP SH PVDF | FT |  | 1 Year | 6.3708 | 5% | 6.0523
23377 | Belden Wire | 77404W 010100 | 14AWG 266/38 4C UNSHIELDED | FT |  | 1 Year | 2.858 | 5% | 2.7151
23378 | Belden Wire | 77404W 0101000 | 14AWG 266/38 4C UNSHIELDED | FT |  | 1 Year | 2.7417 | 5% | 2.6046
23379 | Belden Wire | 77404WS 010100 | 14AWG 266/38 4C SHIELDED | FT |  | 1 Year | 4.3851 | 5% | 4.1658
23380 | Belden Wire | 77404WS 0101000 | 14AWG 266/38 4C SHIELDED | FT |  | 1 Year | 4.2116 | 5% | 4.001
23381 | Belden Wire | 77404WS 010500 | 14AWG 266/38 4C SHIELDED | FT |  | 1 Year | 4.3851 | 5% | 4.1658
23382 | Belden Wire | 77407W 010100 | 14AWG 266/38 7C UNSHIELDED | FT |  | 1 Year | 4.5067 | 5% | 4.2814
23383 | Belden Wire | 77603W 010100 | 16AWG 163/38 3C UNSHIELDED | FT |  | 1 Year | 1.339 | 5% | 1.272
23384 | Belden Wire | 77603WS 010100 | 16AWG 163/38 3C SHIELDED | FT |  | 1 Year | 2.094 | 5% | 1.9893
23385 | Belden Wire | 77604W 010100 | 16AWG 163/38 4C UNSHIELDED | FT |  | 1 Year | 2.2654 | 5% | 2.1521
23386 | Belden Wire | 77604W 0101000 | 16AWG 163/38 4C UNSHIELDED | FT |  | 1 Year | 2.1798 | 5% | 2.0708
23387 | Belden Wire | 77604WS 010100 | 16AWG 163/38 4C SHIELDED | FT |  | 1 Year | 3.3383 | 5% | 3.1714
23388 | Belden Wire | 77604WS 0101000 | 16AWG 163/38 4C SHIELDED | FT |  | 1 Year | 3.2068 | 5% | 3.0465
23389 | Belden Wire | 77604WS 010500 | 16AWG 163/38 4C SHIELDED | FT |  | 1 Year | 3.3383 | 5% | 3.1714
23390 | Belden Wire | 77605W 010100 | 16AWG 163/38 5C UNSHIELDED | FT |  | 1 Year | 2.6402 | 5% | 2.5082
23391 | Belden Wire | 77607W 010100 | 16AWG 163/38 7C UNSHIELDED | FT |  | 1 Year | 3.2258 | 5% | 3.0645
23392 | Belden Wire | 777896T 0105000 | 2 #16 XLPO, 2 #18 FRPO SH TPNH | FT |  | 1 Year | 13.1535 | 5% | 12.4958
23393 | Belden Wire | 77803W 010100 | 18AWG 105/38 3C UNSHIELDED | FT |  | 1 Year | 1.1351 | 5% | 1.0783
23394 | Belden Wire | 77803W 0101000 | 18AWG 105/38 3C UNSHIELDED | FT |  | 1 Year | 1.0882 | 5% | 1.0338
23395 | Belden Wire | 77803W 010500 | 18AWG 105/38 3C UNSHIELDED | FT |  | 1 Year | 1.1351 | 5% | 1.0783
23396 | Belden Wire | 77803WS 010100 | 18AWG 105/38 3C SHIELDED | FT |  | 1 Year | 1.6202 | 5% | 1.5392
23397 | Belden Wire | 77803WS 0101000 | 18AWG 105/38 3C SHIELDED | FT |  | 1 Year | 1.5705 | 5% | 1.492
23398 | Belden Wire | 77803WS 010500 | 18AWG 105/38 3C SHIELDED | FT |  | 1 Year | 1.6202 | 5% | 1.5392
23399 | Belden Wire | 77804W 010100 | 18AWG 105/38 4C UNSHIELDED | FT |  | 1 Year | 1.5771 | 5% | 1.4982
23400 | Belden Wire | 77804W 0101000 | 18AWG 105/38 4C UNSHIELDED | FT |  | 1 Year | 1.4917 | 5% | 1.4171
23401 | Belden Wire | 77804WS 010100 | 18AWG 105/38 4C SHIELDED | FT |  | 1 Year | 2.4716 | 5% | 2.348
23402 | Belden Wire | 77804WS 0101000 | 18AWG 105/38 4C SHIELDED | FT |  | 1 Year | 2.33 | 5% | 2.2135
23403 | Belden Wire | 77804WS 010500 | 18AWG 105/38 4C SHIELDED | FT |  | 1 Year | 2.4716 | 5% | 2.348
23404 | Belden Wire | 77805W 010100 | 18AWG 105/38 5C UNSHIELDED | FT |  | 1 Year | 1.845 | 5% | 1.7527
23405 | Belden Wire | 77805W 0101000 | 18AWG 105/38 5C UNSHIELDED | FT |  | 1 Year | 1.8068 | 5% | 1.7165
23406 | Belden Wire | 77805WS 010100 | 18AWG 105/38 5C SHIELDED | FT |  | 1 Year | 2.7745 | 5% | 2.6358
23407 | Belden Wire | 77805WS 0101000 | 18AWG 105/38 5C SHIELDED | FT |  | 1 Year | 2.6678 | 5% | 2.5344
23408 | Belden Wire | 77807W 010100 | 18AWG 105/38 7C UNSHIELDED | FT |  | 1 Year | 2.4496 | 5% | 2.3271
23409 | Belden Wire | 77807W 010500 | 18AWG 105/38 7C UNSHIELDED | FT |  | 1 Year | 2.3762 | 5% | 2.2574
23410 | Belden Wire | 77807WS 010100 | 18AWG 105/38 7C SHIELDED | FT |  | 1 Year | 3.5471 | 5% | 3.3697
23411 | Belden Wire | 77807WS 0101000 | 18AWG 105/38 7C SHIELDED | FT |  | 1 Year | 3.4451 | 5% | 3.2728
23412 | Belden Wire | 77812W 010100 | 18AWG 105/38 12C UNSHIELDED | FT |  | 1 Year | 3.9145 | 5% | 3.7188
23413 | Belden Wire | 77812WS 010100 | 18AWG 105/38 12C SHIELDED | FT |  | 1 Year | 5.256 | 5% | 4.9932
23414 | Belden Wire | 7787A B591000 | 3 #23 PE/GIFHDPE SH PVC PVC | FT |  | 1 Year | 3.1222 | 5% | 2.9661
23415 | Belden Wire | 7787A B59500 | 3 #23 PE/GIFHDPE SH PVC PVC | FT |  | 1 Year | 3.1222 | 5% | 2.9661
23416 | Belden Wire | 7794A B591000 | 3 #20 PE/GIFHDPE SH FRPVC PVC | FT |  | 1 Year | 4.5736 | 5% | 4.3449
23417 | Belden Wire | 7794A B59500 | 3 #20 PE/GIFHDPE SH FRPVC PVC | FT |  | 1 Year | 4.5736 | 5% | 4.3449
23418 | Belden Wire | 7795A B591000 | 4 #20 PE/GIFHDPE SH FRPVC PVC | FT |  | 1 Year | 5.125 | 5% | 4.8687
23419 | Belden Wire | 7798A B591000 | 10 #20 PE/GIFHDPE SH FRPVC PVC | FT |  | 1 Year | 13.3856 | 5% | 12.7163
23420 | Belden Wire | 7798A B59500 | 10 #20 PE/GIFHDPE SH FRPVC PVC | FT |  | 1 Year | 13.3856 | 5% | 12.7163
23421 | Belden Wire | 7801A X7I328 | 8 MM TRIAX BELFLEX(R) | FT |  | 1 Year | 3.4975 | 5% | 3.3226
23422 | Belden Wire | 7803A 0101000 | RG-11/U TYPE TRIAX | FT |  | 1 Year | 2.5491 | 5% | 2.4216
23423 | Belden Wire | 7804C B591000 | COMPOSITE CAMERA CABLE | FT |  | 1 Year | 4.4309 | 5% | 4.2094
23424 | Belden Wire | 7804C B591640 | COMPOSITE CAMERA CABLE | FT |  | 1 Year | 4.4309 | 5% | 4.2094
23425 | Belden Wire | 7804C B592500 | COMPOSITE CAMERA CABLE | FT |  | 1 Year | 4.344 | 5% | 4.1268
23426 | Belden Wire | 7804C B593280 | COMPOSITE CAMERA CABLE | FT |  | 1 Year | 4.4309 | 5% | 4.2094
23427 | Belden Wire | 7804LW 0101000 | COMPOSITE CABLE BRD PVC | FT |  | 1 Year | 2.5222 | 5% | 2.3961
23428 | Belden Wire | 7804LW 0103280 | COMPOSITE CABLE BRD PVC | FT |  | 1 Year | 2.5222 | 5% | 2.3961
23429 | Belden Wire | 7804LW 010500 | COMPOSITE CABLE BRD PVC | FT |  | 1 Year | 2.5222 | 5% | 2.3961
23430 | Belden Wire | 7804P 0043280 | COMPOSITE CAMERA CABLE PVC | FT |  | 1 Year | 3.1886 | 5% | 3.0292
23431 | Belden Wire | 7804P 0101000 | COMPOSITE CAMERA CABLE PVC | FT |  | 1 Year | 3.1886 | 5% | 3.0292
23432 | Belden Wire | 7804P 0101640 | COMPOSITE CAMERA CABLE PVC | FT |  | 1 Year | 3.1886 | 5% | 3.0292
23433 | Belden Wire | 7804P 0103280 | COMPOSITE CAMERA CABLE PVC | FT |  | 1 Year | 3.1886 | 5% | 3.0292
23434 | Belden Wire | 7804P 010500 | COMPOSITE CAMERA CABLE PVC | FT |  | 1 Year | 3.1886 | 5% | 3.0292
23435 | Belden Wire | 7804R B591000 | COMPOSITE CAMERA CABLE | FT |  | 1 Year | 3.1512 | 5% | 2.9936
23436 | Belden Wire | 7804R B591640 | COMPOSITE CAMERA CABLE | FT |  | 1 Year | 3.1512 | 5% | 2.9936
23437 | Belden Wire | 7804R B593280 | COMPOSITE CAMERA CABLE | FT |  | 1 Year | 3.1512 | 5% | 2.9936
23438 | Belden Wire | 7804R B593900 | COMPOSITE CAMERA CABLE | FT |  | 1 Year | 3.1512 | 5% | 2.9936
23439 | Belden Wire | 7804R B59500 | COMPOSITE CAMERA CABLE | FT |  | 1 Year | 3.1512 | 5% | 2.9936
23440 | Belden Wire | 7804WB 0101000 | COMPOSITE CAMERA CABLE PO | FT |  | 1 Year | 3.4654 | 5% | 3.2921
23441 | Belden Wire | 7804WB 0101500 | COMPOSITE CAMERA CABLE PO | FT |  | 1 Year | 3.3645 | 5% | 3.1963
23442 | Belden Wire | 7804WB 0102500 | COMPOSITE CAMERA CABLE PO | FT |  | 1 Year | 3.4654 | 5% | 3.2921
23443 | Belden Wire | 7804WB 0103000 | COMPOSITE CAMERA CABLE PO | FT |  | 1 Year | 3.3645 | 5% | 3.1963
23444 | Belden Wire | 7804WB 0103280 | COMPOSITE CAMERA CABLE PO | FT |  | 1 Year | 3.3645 | 5% | 3.1963
23445 | Belden Wire | 7804WB 010700 | COMPOSITE CAMERA CABLE PO | FT |  | 1 Year | 3.3645 | 5% | 3.1963
23446 | Belden Wire | 7804WB 010750 | COMPOSITE CAMERA CABLE PO | FT |  | 1 Year | 3.3645 | 5% | 3.1963
23447 | Belden Wire | 7805 010100 | RF100 WIRELESS 50 OHM COAX PVC | FT |  | 1 Year | 0.7874 | 5% | 0.74803
23448 | Belden Wire | 7805 0101000 | RF100 WIRELESS 50 OHM COAX PVC | FT |  | 1 Year | 0.6619 | 5% | 0.62881
23449 | Belden Wire | 7805 010500 | RF100 WIRELESS 50 OHM COAX PVC | FT |  | 1 Year | 0.6619 | 5% | 0.62881
23450 | Belden Wire | 7805R 008100 | RF100LL WIRELESS 50 OHM COAX | FT |  | 1 Year | 0.9061 | 5% | 0.86079
23451 | Belden Wire | 7805R 0081000 | RF100LL WIRELESS 50 OHM COAX | FT |  | 1 Year | 0.7611 | 5% | 0.72304
23452 | Belden Wire | 7805R 008500 | RF100LL WIRELESS 50 OHM COAX | FT |  | 1 Year | 0.7611 | 5% | 0.72304
23453 | Belden Wire | 7805R 010X | RF100LL WIRELESS 50 OHM COAX | FT |  | 1 Year | 0.6964 | 5% | 0.66158
23454 | Belden Wire | 7806A 0101000 | RF195 WIRELESS 50 OHM COAX PO | FT |  | 1 Year | 0.8576 | 5% | 0.81472
23455 | Belden Wire | 7806A 010500 | RF195 WIRELESS 50 OHM COAX PO | FT |  | 1 Year | 0.8576 | 5% | 0.81472
23456 | Belden Wire | 7806R 0101000 | RF195 WIRELESS 50OHM COAXFRPVC | FT |  | 1 Year | 0.9334 | 5% | 0.88673
23457 | Belden Wire | 7806R 010500 | RF195 WIRELESS 50OHM COAXFRPVC | FT |  | 1 Year | 0.9334 | 5% | 0.88673
23458 | Belden Wire | 7807A 0101000 | RF200 WIRELESS 50 OHM COAX PO | FT |  | 1 Year | 0.8565 | 5% | 0.81368
23459 | Belden Wire | 7807A 010500 | RF200 WIRELESS 50 OHM COAX PO | FT |  | 1 Year | 0.8565 | 5% | 0.81368
23460 | Belden Wire | 7807R 0101000 | RF200 WIRELESS 50OHM COAXFRPVC | FT |  | 1 Year | 0.9432 | 5% | 0.89604
23461 | Belden Wire | 7807R 010500 | RF200 WIRELESS 50OHM COAXFRPVC | FT |  | 1 Year | 0.9432 | 5% | 0.89604
23462 | Belden Wire | 7808A 0101000 | RF240 WIRELESS 50 OHM COAX PO | FT |  | 1 Year | 1.1055 | 5% | 1.0502
23463 | Belden Wire | 7808A 010500 | RF240 WIRELESS 50 OHM COAX PO | FT |  | 1 Year | 1.1055 | 5% | 1.0502
23464 | Belden Wire | 7808R 0101000 | RF240 WIRELESS 50OHM COAXFRPVC | FT |  | 1 Year | 1.2078 | 5% | 1.1474
23465 | Belden Wire | 7808R 010500 | RF240 WIRELESS 50OHM COAXFRPVC | FT |  | 1 Year | 1.2078 | 5% | 1.1474
23466 | Belden Wire | 7808WB 0101000 | RF240 WIRELESS 50 OHM COAX WB | FT |  | 1 Year | 1.1809 | 5% | 1.1219
23467 | Belden Wire | 7808WB 010500 | RF240 WIRELESS 50 OHM COAX WB | FT |  | 1 Year | 1.1809 | 5% | 1.1219
23468 | Belden Wire | 7809A 0101000 | RF300 WIRELESS 50 OHM COAX PO | FT |  | 1 Year | 1.3045 | 5% | 1.2393
23469 | Belden Wire | 7809A 010500 | RF300 WIRELESS 50 OHM COAX PO | FT |  | 1 Year | 1.3045 | 5% | 1.2393
23470 | Belden Wire | 7809R 0101000 | RF300 WIRELESS 50OHM COAXFRPVC | FT |  | 1 Year | 1.4346 | 5% | 1.3629
23471 | Belden Wire | 7809R 010500 | RF300 WIRELESS 50OHM COAXFRPVC | FT |  | 1 Year | 1.4346 | 5% | 1.3629
23472 | Belden Wire | 7809WB 0101000 | RF300 WIRELESS 50 OHM COAX WB | FT |  | 1 Year | 1.3945 | 5% | 1.3248
23473 | Belden Wire | 7809WB 010500 | RF300 WIRELESS 50 OHM COAX WB | FT |  | 1 Year | 1.463 | 5% | 1.3899
23474 | Belden Wire | 7810A 0101000 | RF400 WIRELESS 50 OHM COAX PO | FT |  | 1 Year | 1.6096 | 5% | 1.5291
23475 | Belden Wire | 7810A 010500 | RF400 WIRELESS 50 OHM COAX PO | FT |  | 1 Year | 1.6096 | 5% | 1.5291
23476 | Belden Wire | 7810R 0101000 | #10 LDPE/FHDPE SH FRPVC | FT |  | 1 Year | 1.779 | 5% | 1.69
23477 | Belden Wire | 7810R 010500 | #10 LDPE/FHDPE SH FRPVC | FT |  | 1 Year | 1.779 | 5% | 1.69
23478 | Belden Wire | 7810SB 0101000 | #10 LDPE/GIFHDLDPE SH FRNHPO | FT |  | 1 Year | 1.6447 | 5% | 1.5625
23479 | Belden Wire | 7810WB 0101000 | RF400 WIRELESS 50 OHM COAX WB | FT |  | 1 Year | 1.725 | 5% | 1.6387
23480 | Belden Wire | 7810WB 010500 | RF400 WIRELESS 50 OHM COAX WB | FT |  | 1 Year | 1.725 | 5% | 1.6387
23481 | Belden Wire | 7813LC 0061000 | CAT6 4PRB U/UTP LC REEL | FT |  | 1 Year | 1.3308 | 5% | 1.2643
23482 | Belden Wire | 7813LC 006U1000 | CAT6 4PRB U/UTP LC BOX | FT |  | 1 Year | 1.3308 | 5% | 1.2643
23483 | Belden Wire | 7813LC 0091000 | CAT6 4PRB U/UTP LC REEL | FT |  | 1 Year | 1.3308 | 5% | 1.2643
23484 | Belden Wire | 7813LC 009U1000 | CAT6 4PRB U/UTP LC BOX | FT |  | 1 Year | 1.3308 | 5% | 1.2643
23485 | Belden Wire | 7817A 0101000 | COMPOSITE-SMPTE311M HDTV CABLE | FT |  | 1 Year | 2.4213 | 5% | 2.3002
23486 | Belden Wire | 7818A 0101000 | COMPOSITE-SMPTE311M HDTV CABLE | FT |  | 1 Year | 3.9986 | 5% | 3.7987
23487 | Belden Wire | 7818A 0103280 | COMPOSITE-SMPTE311M HDTV CABLE | FT |  | 1 Year | 3.9986 | 5% | 3.7987
23488 | Belden Wire | 7824P 0051000 | COMPOSITE CAMERA CABLE | FT |  | 1 Year | 8.2026 | 5% | 7.7925
23489 | Belden Wire | 7824P 0052000 | COMPOSITE CAMERA CABLE | FT |  | 1 Year | 8.2026 | 5% | 7.7925
23490 | Belden Wire | 7824R 0051000 | COMPOSITE CAMERA CABLE | FT |  | 1 Year | 4.2442 | 5% | 4.032
23491 | Belden Wire | 7824R 0051500 | COMPOSITE CAMERA CABLE | FT |  | 1 Year | 4.1206 | 5% | 3.9146
23492 | Belden Wire | 7824R 0051600 | COMPOSITE CAMERA CABLE | FT |  | 1 Year | 4.1206 | 5% | 3.9146
23493 | Belden Wire | 7824R 0052000 | COMPOSITE CAMERA CABLE | FT |  | 1 Year | 4.2442 | 5% | 4.032
23494 | Belden Wire | 7824R 0054000 | COMPOSITE CAMERA CABLE | FT |  | 1 Year | 4.2442 | 5% | 4.032
23495 | Belden Wire | 7824WB 0101000 | COMPOSITE CAMERA CABLE PO | FT |  | 1 Year | 4.6466 | 5% | 4.4143
23496 | Belden Wire | 7824WB 0102000 | COMPOSITE CAMERA CABLE PO | FT |  | 1 Year | 4.6466 | 5% | 4.4143
23497 | Belden Wire | 7824WB 0103280 | COMPOSITE CAMERA CABLE PO | FT |  | 1 Year | 4.6466 | 5% | 4.4143
23498 | Belden Wire | 7825P 8771000 | COMPOSITE CABLE BRD FLRST | FT |  | 1 Year | 1.1932 | 5% | 1.1335
23499 | Belden Wire | 7825P 8772000 | COMPOSITE CABLE BRD FLRST | FT |  | 1 Year | 1.1932 | 5% | 1.1335
23500 | Belden Wire | 7825P 8774000 | COMPOSITE CABLE BRD FLRST | FT |  | 1 Year | 1.1932 | 5% | 1.1335
23501 | Belden Wire | 7825R 0101000 | COMPOSITE CABLE BRD PVC | FT |  | 1 Year | 1.0243 | 5% | 0.97308
23502 | Belden Wire | 7825R 0102000 | COMPOSITE CABLE BRD PVC | FT |  | 1 Year | 1.0243 | 5% | 0.97308
23503 | Belden Wire | 7825R 0102500 | COMPOSITE CABLE BRD PVC | FT |  | 1 Year | 0.9945 | 5% | 0.94478
23504 | Belden Wire | 7825R 0104000 | COMPOSITE CABLE BRD PVC | FT |  | 1 Year | 1.0243 | 5% | 0.97308
23505 | Belden Wire | 7837A 0601000 | 2 #22 PP/FPE FS PVC | FT |  | 1 Year | 0.3188 | 5% | 0.30286
23506 | Belden Wire | 7837A 0602000 | 2 #22 PP/FPE FS PVC | FT |  | 1 Year | 0.3188 | 5% | 0.30286
23507 | Belden Wire | 7838A 0601000 | 2 FS PR #22 PP/FPE PVC PARA | FT |  | 1 Year | 0.6217 | 5% | 0.59062
23508 | Belden Wire | 7838A 0602000 | 2 FS PR #22 PP/FPE PVC PARA | FT |  | 1 Year | 0.6217 | 5% | 0.59062
23509 | Belden Wire | 7838A 0605000 | 2 FS PR #22 PP/FPE PVC PARA | FT |  | 1 Year | 0.6217 | 5% | 0.59062
23510 | Belden Wire | 7839A 0601000 | 6 PRS #22 FRPP FS PVC | FT |  | 1 Year | 1.0968 | 5% | 1.042
23511 | Belden Wire | 7840A 0601000 | 12 PRS #22 FRPP FS PVC | FT |  | 1 Year | 1.9481 | 5% | 1.8507
23512 | Belden Wire | 7840A 0602000 | 12 PRS #22 FRPP FS PVC | FT |  | 1 Year | 1.9481 | 5% | 1.8507
23513 | Belden Wire | 7851A 0021000 | CAT6E+ 4PRB U/UTP CMR REEL | FT |  | 1 Year | 0.5901 | 5% | 0.56059
23514 | Belden Wire | 7851A 002A1000 | CAT6E+ 4PRB U/UTP CMR RIB | FT |  | 1 Year | 0.5901 | 5% | 0.56059
23515 | Belden Wire | 7851A 0031000 | CAT6E+ 4PRB U/UTP CMR REEL | FT |  | 1 Year | 0.5901 | 5% | 0.56059
23516 | Belden Wire | 7851A 003A1000 | CAT6E+ 4PRB U/UTP CMR RIB | FT |  | 1 Year | 0.5901 | 5% | 0.56059
23517 | Belden Wire | 7851A 0041000 | CAT6E+ 4PRB U/UTP CMR REEL | FT |  | 1 Year | 0.5901 | 5% | 0.56059
23518 | Belden Wire | 7851A 004A1000 | CAT6E+ 4PRB U/UTP CMR RIB | FT |  | 1 Year | 0.5901 | 5% | 0.56059
23519 | Belden Wire | 7851A 0051000 | CAT6E+ 4PRB U/UTP CMR REEL | FT |  | 1 Year | 0.5901 | 5% | 0.56059
23520 | Belden Wire | 7851A 005A1000 | CAT6E+ 4PRB U/UTP CMR RIB | FT |  | 1 Year | 0.5901 | 5% | 0.56059
23521 | Belden Wire | 7851A 0061000 | CAT6E+ 4PRB U/UTP CMR REEL | FT |  | 1 Year | 0.5901 | 5% | 0.56059
23522 | Belden Wire | 7851A 006A1000 | CAT6E+ 4PRB U/UTP CMR RIB | FT |  | 1 Year | 0.5901 | 5% | 0.56059
23523 | Belden Wire | 7851A 0091000 | CAT6E+ 4PRB U/UTP CMR REEL | FT |  | 1 Year | 0.5901 | 5% | 0.56059
23524 | Belden Wire | 7851A 009A1000 | CAT6E+ 4PRB U/UTP CMR RIB | FT |  | 1 Year | 0.5901 | 5% | 0.56059
23525 | Belden Wire | 7851A 0101000 | CAT6E+ 4PRB U/UTP CMR REEL | FT |  | 1 Year | 0.5901 | 5% | 0.56059
23526 | Belden Wire | 7851A 010A1000 | CAT6E+ 4PRB U/UTP CMR RIB | FT |  | 1 Year | 0.5901 | 5% | 0.56059
23527 | Belden Wire | 7851A F6H1000 | CAT6E+ 4PRB U/UTP CMR REEL | FT |  | 1 Year | 0.5901 | 5% | 0.56059
23528 | Belden Wire | 7851A F6HA1000 | CAT6E+ 4PRB U/UTP CMR RIB | FT |  | 1 Year | 0.5901 | 5% | 0.56059
23529 | Belden Wire | 7851NH E4XA1000 | CAT6E+ 4PRB U/UTP LSZH RIB | FT |  | 1 Year | 0.6779 | 5% | 0.644
23530 | Belden Wire | 7852A 0021000 | CAT6E+ 4PRB U/UTP CMP REEL | FT |  | 1 Year | 1.3014 | 5% | 1.2363
23531 | Belden Wire | 7852A 0031000 | CAT6E+ 4PRB U/UTP CMP REEL | FT |  | 1 Year | 1.3014 | 5% | 1.2363
23532 | Belden Wire | 7852A 003A1000 | CAT6E+ 4PRB U/UTP CMP RIB | FT |  | 1 Year | 1.3014 | 5% | 1.2363
23533 | Belden Wire | 7852A 0041000 | CAT6E+ 4PRB U/UTP CMP REEL | FT |  | 1 Year | 1.3014 | 5% | 1.2363
23534 | Belden Wire | 7852A 004A1000 | CAT6E+ 4PRB U/UTP CMP RIB | FT |  | 1 Year | 1.3014 | 5% | 1.2363
23535 | Belden Wire | 7852A 0051000 | CAT6E+ 4PRB U/UTP CMP REEL | FT |  | 1 Year | 1.3014 | 5% | 1.2363
23536 | Belden Wire | 7852A 005A1000 | CAT6E+ 4PRB U/UTP CMP RIB | FT |  | 1 Year | 1.3014 | 5% | 1.2363
23537 | Belden Wire | 7852A 0081000 | CAT6E+ 4PRB U/UTP CMP REEL | FT |  | 1 Year | 1.3014 | 5% | 1.2363
23538 | Belden Wire | 7852A 008A1000 | CAT6E+ 4PRB U/UTP CMP RIB | FT |  | 1 Year | 1.3014 | 5% | 1.2363
23539 | Belden Wire | 7852A 009A1000 | CAT6E+ 4PRB U/UTP CMP RIB | FT |  | 1 Year | 1.3014 | 5% | 1.2363
23540 | Belden Wire | 7852A 0101000 | CAT6E+ 4PRB U/UTP CMP REEL | FT |  | 1 Year | 1.3014 | 5% | 1.2363
23541 | Belden Wire | 7852A D151000 | CAT6E+ 4PRB U/UTP CMP REEL | FT |  | 1 Year | 1.3014 | 5% | 1.2363
23542 | Belden Wire | 7852A D15A1000 | CAT6E+ 4PRB U/UTP CMP RIB | FT |  | 1 Year | 1.3014 | 5% | 1.2363
23543 | Belden Wire | 7876A N3U1000 | 2 #18 COAX,8PR#24 PP FRPVC PVC | FT |  | 1 Year | 1.6492 | 5% | 1.5667
23544 | Belden Wire | 7876A N3U500 | 2 #18 COAX,8PR#24 PP FRPVC PVC | FT |  | 1 Year | 1.6557 | 5% | 1.5729
23545 | Belden Wire | 7876S 0001000 | 2 RG6 DB PLUS + 2 CAT 5E | FT |  | 1 Year | 1.3608 | 5% | 1.2928
23546 | Belden Wire | 7876S 000500 | 2 RG6 DB PLUS + 2 CAT 5E | FT |  | 1 Year | 1.3668 | 5% | 1.2985
23547 | Belden Wire | 7877A N3U500 | 2 #18 COAX,4PR#24 PP FRPVC PVC | FT |  | 1 Year | 1.4264 | 5% | 1.3551
23548 | Belden Wire | 7878A N3U1000 | 2#18COAX+8PR#24PP FRPVC+2MMFBR | FT |  | 1 Year | 2.5938 | 5% | 2.4641
23549 | Belden Wire | 7878A N3U500 | 2#18COAX+8PR#24PP FRPVC+2MMFBR | FT |  | 1 Year | 2.6005 | 5% | 2.4705
23550 | Belden Wire | 7878S 0001000 | 2 RG6 DB PLUS+ 2 CAT 5E + 2MMF | FT |  | 1 Year | 2.4062 | 5% | 2.2859
23551 | Belden Wire | 7878S 000500 | 2 RG6 DB PLUS+ 2 CAT 5E + 2MMF | FT |  | 1 Year | 2.4124 | 5% | 2.2918
23552 | Belden Wire | 7880A Z4B1000 | 8 #26 FHDPE FS PR PVC PVC | FT |  | 1 Year | 4.8463 | 5% | 4.604
23553 | Belden Wire | 7880A Z4B250 | 8 #26 FHDPE FS PR PVC PVC | FT |  | 1 Year | 4.8463 | 5% | 4.604
23554 | Belden Wire | 7880A Z4B500 | 8 #26 FHDPE FS PR PVC PVC | FT |  | 1 Year | 4.8463 | 5% | 4.604
23555 | Belden Wire | 7883A 0021000 | CAT6 PATCH U/UTP CMR REEL | FT |  | 1 Year | 0.3628 | 5% | 0.34466
23556 | Belden Wire | 7883A 0031000 | CAT6 PATCH U/UTP CMR REEL | FT |  | 1 Year | 0.3628 | 5% | 0.34466
23557 | Belden Wire | 7883A 0041000 | CAT6 PATCH U/UTP CMR REEL | FT |  | 1 Year | 0.3628 | 5% | 0.34466
23558 | Belden Wire | 7883A 0051000 | CAT6 PATCH U/UTP CMR REEL | FT |  | 1 Year | 0.3628 | 5% | 0.34466
23559 | Belden Wire | 7883A 0061000 | CAT6 PATCH U/UTP CMR REEL | FT |  | 1 Year | 0.3628 | 5% | 0.34466
23560 | Belden Wire | 7883A 0071000 | CAT6 PATCH U/UTP CMR REEL | FT |  | 1 Year | 0.3628 | 5% | 0.34466
23561 | Belden Wire | 7883A 0091000 | CAT6 PATCH U/UTP CMR REEL | FT |  | 1 Year | 0.3628 | 5% | 0.34466
23562 | Belden Wire | 7883A 0101000 | CAT6 PATCH U/UTP CMR REEL | FT |  | 1 Year | 0.3628 | 5% | 0.34466
23563 | Belden Wire | 7883A F2V1000 | CAT6 PATCH U/UTP CMR REEL | FT |  | 1 Year | 0.3628 | 5% | 0.34466
23564 | Belden Wire | 7887A B59500 | 12 QUAD PO FBRD PVC PVC | FT |  | 1 Year | 12.9519 | 5% | 12.3043
23565 | Belden Wire | 7890A Z4B1000 | 4 #26 FHDPE FS PR PVC FS PVC | FT |  | 1 Year | 2.6859 | 5% | 2.5516
23566 | Belden Wire | 7890A Z4B500 | 4 #26 FHDPE FS PR PVC FS PVC | FT |  | 1 Year | 2.6859 | 5% | 2.5516
23567 | Belden Wire | 7891A Z4B1000 | 2 #26 FHDPE FSPR PVC FS PVC | FT |  | 1 Year | 1.8537 | 5% | 1.761
23568 | Belden Wire | 7891A Z4B500 | 2 #26 FHDPE FSPR PVC FS PVC | FT |  | 1 Year | 1.8537 | 5% | 1.761
23569 | Belden Wire | 7892A Z4B1000 | 12 #26 FHDPE FS PR PVC FS PVC | FT |  | 1 Year | 7.0889 | 5% | 6.7345
23570 | Belden Wire | 7893A Z4B1000 | 16 #26 FHDPE FSPR PVC FS PVC | FT |  | 1 Year | 9.3744 | 5% | 8.9057
23571 | Belden Wire | 7895A T5U1000 | 2#18 PVC, 2#20 FHDPE SH PVC | FT |  | 1 Year | 2.6791 | 5% | 2.5451
23572 | Belden Wire | 7895A T5U500 | 2#18 PVC, 2#20 FHDPE SH PVC | FT |  | 1 Year | 2.6791 | 5% | 2.5451
23573 | Belden Wire | 7895A T5U5000 | 2#18 PVC, 2#20 FHDPE SH PVC | FT |  | 1 Year | 2.6791 | 5% | 2.5451
23574 | Belden Wire | 7896A T5U1000 | 2 #16 PVC/NYL,2#18 FRPP SH PVC | FT |  | 1 Year | 3.8702 | 5% | 3.6767
23575 | Belden Wire | 7896A T5U2000 | 2 #16 PVC/NYL,2#18 FRPP SH PVC | FT |  | 1 Year | 3.8702 | 5% | 3.6767
23576 | Belden Wire | 7896A T5U500 | 2 #16 PVC/NYL,2#18 FRPP SH PVC | FT |  | 1 Year | 3.8702 | 5% | 3.6767
23577 | Belden Wire | 7896T 0105000 | 2 #16 XLPO, 2 #18 FRPO SH TPNH | FT |  | 1 Year | 5.8114 | 5% | 5.5208
23578 | Belden Wire | 7896Z 0105000 | 2 #16 XLPO, 2 #18 FRPO SH TSNH | FT |  | 1 Year | 7.7381 | 5% | 7.3512
23579 | Belden Wire | 7897A T5U1000 | 2 #15 PVC/NYL,2#18 FFEP SH PVC | FT |  | 1 Year | 7.1044 | 5% | 6.7492
23580 | Belden Wire | 7897A T5U2000 | 2 #15 PVC/NYL,2#18 FFEP SH PVC | FT |  | 1 Year | 7.1044 | 5% | 6.7492
23581 | Belden Wire | 7897A T5U500 | 2 #15 PVC/NYL,2#18 FFEP SH PVC | FT |  | 1 Year | 7.1044 | 5% | 6.7492
23582 | Belden Wire | 7900A T5U1000 | 2 #16 PVC/NYL, 2 #18 PP PVC | FT |  | 1 Year | 1.8422 | 5% | 1.7501
23583 | Belden Wire | 7900A T5U500 | 2 #16 PVC/NYL, 2 #18 PP PVC | FT |  | 1 Year | 1.8422 | 5% | 1.7501
23584 | Belden Wire | 7909A 3371000 | COMPOSITE CABLE FRPVC | FT |  | 1 Year | 1.0888 | 5% | 1.0344
23585 | Belden Wire | 7909A 337500 | COMPOSITE CABLE FRPVC | FT |  | 1 Year | 1.0888 | 5% | 1.0344
23586 | Belden Wire | 7910A N3U1000 | PARA COMPOSITE CABLE FRPVC | FT |  | 1 Year | 0.928 | 5% | 0.8816
23587 | Belden Wire | 7910A N3U500 | PARA COMPOSITE CABLE FRPVC | FT |  | 1 Year | 0.9343 | 5% | 0.88758
23588 | Belden Wire | 7911A N3U1000 | COMPOSITE CABLE FRPVC PARA | FT |  | 1 Year | 0.7903 | 5% | 0.75078
23589 | Belden Wire | 7911A N3U500 | COMPOSITE CABLE FRPVC PARA | FT |  | 1 Year | 0.7967 | 5% | 0.75686
23590 | Belden Wire | 7912A 337500 | COMPOSITE CABLE FRPVC PARA | FT |  | 1 Year | 0.7679 | 5% | 0.7295
23591 | Belden Wire | 7913A 3371000 | 2 #18 COAX+8PR#24 PP FRPVC PVC | FT |  | 1 Year | 1.3822 | 5% | 1.3131
23592 | Belden Wire | 7913A 337500 | 2 #18 COAX+8PR#24 PP FRPVC PVC | FT |  | 1 Year | 1.3822 | 5% | 1.3131
23593 | Belden Wire | 7913S 0001000 | 2 RG6 QUAD + 2 CAT 5E | FT |  | 1 Year | 1.1883 | 5% | 1.1289
23594 | Belden Wire | 7913S 000500 | 2 RG6 QUAD + 2 CAT 5E | FT |  | 1 Year | 1.1883 | 5% | 1.1289
23595 | Belden Wire | 7914A 3371000 | 2#18COAX+8PR#24PPPVC+2MMFBRPVC | FT |  | 1 Year | 2.5019 | 5% | 2.3768
23596 | Belden Wire | 7914A 337500 | 2#18COAX+8PR#24PPPVC+2MMFBRPVC | FT |  | 1 Year | 2.5019 | 5% | 2.3768
23597 | Belden Wire | 7914S 0001000 | 2 RG6 QUAD + 2 CAT 5E + 2MMF | FT |  | 1 Year | 2.3607 | 5% | 2.2427
23598 | Belden Wire | 7914S 000500 | 2 RG6 QUAD + 2 CAT 5E + 2MMF | FT |  | 1 Year | 2.367 | 5% | 2.2487
23599 | Belden Wire | 7915A 010N1000 | #18 GIFHDLDPE SH FS FRPVC | FT |  | 1 Year | 0.3071 | 5% | 0.29174
23600 | Belden Wire | 7915R 0101000 | #18 GIFHDLDPE SH FS FRPVC | FT |  | 1 Year | 0.3392 | 5% | 0.32224
23601 | Belden Wire | 7915R 010U1000 | #18 GIFHDLDPE SH FS FRPVC | FT |  | 1 Year | 0.3336 | 5% | 0.31692
23602 | Belden Wire | 7916A 009500 | #18 LDPE/GIFHDLDPE DBSH PVC | FT |  | 1 Year | 0.2191 | 5% | 0.20814
23603 | Belden Wire | 7916A 0105000 | #18 LDPE/GIFHDLDPE DBSH PVC | FT |  | 1 Year | 0.2138 | 5% | 0.20311
23604 | Belden Wire | 7917A 3371000 | 4PR#24PP+#18PE COAX FRPVC PARA | FT |  | 1 Year | 0.5745 | 5% | 0.54578
23605 | Belden Wire | 7918A 0061000 | 4 PR #24 PO PVC | FT |  | 1 Year | 0.4319 | 5% | 0.4103
23606 | Belden Wire | 7918A 0101000 | 4 PR #24 PO PVC | FT |  | 1 Year | 0.4319 | 5% | 0.4103
23607 | Belden Wire | 7918A 01010000 | 4 PR #24 PO PVC | FT |  | 1 Year | 0.4319 | 5% | 0.4103
23608 | Belden Wire | 7918A 0102000 | 4 PR #24 PO PVC | FT |  | 1 Year | 0.4319 | 5% | 0.4103
23609 | Belden Wire | 7919A 0061000 | 4 PR #24 PP FS PVC | FT |  | 1 Year | 0.8821 | 5% | 0.83799
23610 | Belden Wire | 7919A 0101000 | 4 PR #24 PP FS PVC | FT |  | 1 Year | 0.8821 | 5% | 0.83799
23611 | Belden Wire | 7919A 01010000 | 4 PR #24 PP FS PVC | FT |  | 1 Year | 0.8821 | 5% | 0.83799
23612 | Belden Wire | 7919A 0102000 | 4 PR #24 PP FS PVC | FT |  | 1 Year | 0.8821 | 5% | 0.83799
23613 | Belden Wire | 7919A 0105000 | 4 PR #24 PP FS PVC | FT |  | 1 Year | 0.8821 | 5% | 0.83799
23614 | Belden Wire | 7921A 0021000 | 4 PR #24 PP SH PVC | FT |  | 1 Year | 1.6044 | 5% | 1.5242
23615 | Belden Wire | 7921A 0061000 | 4 PR #24 PP SH PVC | FT |  | 1 Year | 1.6044 | 5% | 1.5242
23616 | Belden Wire | 7921A 0101000 | 4 PR #24 PP SH PVC | FT |  | 1 Year | 1.6044 | 5% | 1.5242
23617 | Belden Wire | 7921A 0102000 | 4 PR #24 PP SH PVC | FT |  | 1 Year | 1.6044 | 5% | 1.5242
23618 | Belden Wire | 7921A 1NH1000 | 4 PR #24 PP SH PVC | FT |  | 1 Year | 1.6044 | 5% | 1.5242
23619 | Belden Wire | 7922A 0101000 | 4 PR #22 PP PVC | FT |  | 1 Year | 0.9609 | 5% | 0.91285
23620 | Belden Wire | 7922A 0102000 | 4 PR #22 PP PVC | FT |  | 1 Year | 0.9609 | 5% | 0.91285
23621 | Belden Wire | 7922A 0105000 | 4 PR #22 PP PVC | FT |  | 1 Year | 0.9609 | 5% | 0.91285
23622 | Belden Wire | 7923A 0021000 | 4 PR #24 PP PVC | FT |  | 1 Year | 0.6052 | 5% | 0.57494
23623 | Belden Wire | 7923A 0061000 | 4 PR #24 PP PVC | FT |  | 1 Year | 0.6052 | 5% | 0.57494
23624 | Belden Wire | 7923A 0081000 | 4 PR #24 PP PVC | FT |  | 1 Year | 0.6052 | 5% | 0.57494
23625 | Belden Wire | 7923A 0101000 | 4 PR #24 PP PVC | FT |  | 1 Year | 0.6052 | 5% | 0.57494
23626 | Belden Wire | 7923A 0102000 | 4 PR #24 PP PVC | FT |  | 1 Year | 0.6052 | 5% | 0.57494
23627 | Belden Wire | 7923A 1NH1000 | 4 PR #24 PP PVC | FT |  | 1 Year | 0.6052 | 5% | 0.57494
23628 | Belden Wire | 7924A 0021000 | 4 PR #24 PP PVC | FT |  | 1 Year | 0.9105 | 5% | 0.86497
23629 | Belden Wire | 7924A 0061000 | 4 PR #24 PP PVC | FT |  | 1 Year | 0.9014 | 5% | 0.85633
23630 | Belden Wire | 7924A 0081000 | 4 PR #24 PP PVC | FT |  | 1 Year | 0.9014 | 5% | 0.85633
23631 | Belden Wire | 7924A 0101000 | 4 PR #24 PP PVC | FT |  | 1 Year | 0.9105 | 5% | 0.86497
23632 | Belden Wire | 7924A 0102000 | 4 PR #24 PP PVC | FT |  | 1 Year | 0.9105 | 5% | 0.86497
23633 | Belden Wire | 7924A 0105000 | 4 PR #24 PP PVC | FT |  | 1 Year | 0.9105 | 5% | 0.86497
23634 | Belden Wire | 7924A 1NH1000 | 4 PR #24 PP PVC | FT |  | 1 Year | 0.9105 | 5% | 0.86497
23635 | Belden Wire | 7927A 0101000 | 4 PR #23 PP PVC | FT |  | 1 Year | 1.2974 | 5% | 1.2325
23636 | Belden Wire | 7927A 0102000 | 4 PR #23 PP PVC | FT |  | 1 Year | 1.2974 | 5% | 1.2325
23637 | Belden Wire | 7927A 0105000 | 4 PR #23 PP PVC | FT |  | 1 Year | 1.2974 | 5% | 1.2325
23638 | Belden Wire | 7928A 0101000 | 4 PR #24 FEP FEP | FT |  | 1 Year | 2.2328 | 5% | 2.1212
23639 | Belden Wire | 7928A 0105000 | 4 PR #24 FEP FEP | FT |  | 1 Year | 2.2328 | 5% | 2.1212
23640 | Belden Wire | 7929A 0021000 | 4 PR #24 PP FS PVC | FT |  | 1 Year | 1.0521 | 5% | 0.9995
23641 | Belden Wire | 7929A 0061000 | 4 PR #24 PP FS PVC | FT |  | 1 Year | 1.0521 | 5% | 0.9995
23642 | Belden Wire | 7929A 0081000 | 4 PR #24 PP FS PVC | FT |  | 1 Year | 1.0521 | 5% | 0.9995
23643 | Belden Wire | 7929A 0101000 | 4 PR #24 PP FS PVC | FT |  | 1 Year | 1.0521 | 5% | 0.9995
23644 | Belden Wire | 7929A 0102000 | 4 PR #24 PP FS PVC | FT |  | 1 Year | 1.0521 | 5% | 0.9995
23645 | Belden Wire | 7929A 0105000 | 4 PR #24 PP FS PVC | FT |  | 1 Year | 1.0521 | 5% | 0.9995
23646 | Belden Wire | 7929A 1NH1000 | 4 PR #24 PP FS PVC | FT |  | 1 Year | 1.0521 | 5% | 0.9995
23647 | Belden Wire | 7930A 0101000 | 4 PR #24 PP PVC | FT |  | 1 Year | 0.6785 | 5% | 0.64458
23648 | Belden Wire | 7930A 0102000 | 4 PR #24 PP PVC | FT |  | 1 Year | 0.6785 | 5% | 0.64458
23649 | Belden Wire | 7931A 0101000 | 4 PR #23 FEP FEP | FT |  | 1 Year | 2.8635 | 5% | 2.7203
23650 | Belden Wire | 7932A 0021000 | 2 PR #24 PP FRPVC | FT |  | 1 Year | 0.4732 | 5% | 0.44954
23651 | Belden Wire | 7932A 0101000 | 2 PR #24 PP FRPVC | FT |  | 1 Year | 0.4732 | 5% | 0.44954
23652 | Belden Wire | 7932A 1NH1000 | 2 PR #24 PP FRPVC | FT |  | 1 Year | 0.4732 | 5% | 0.44954
23653 | Belden Wire | 7933A 0101000 | 2 PR #24 PP FS FRPVC | FT |  | 1 Year | 0.7014 | 5% | 0.66633
23654 | Belden Wire | 7933A 1NH1000 | 2 PR #24 PP FS FRPVC | FT |  | 1 Year | 0.7014 | 5% | 0.66633
23655 | Belden Wire | 7934A 0101000 | 4 PR #24 PP LLDPE | FT |  | 1 Year | 0.6829 | 5% | 0.64875
23656 | Belden Wire | 7935A 0101000 | 4 PR #24 PP FRNHPO | FT |  | 1 Year | 0.7483 | 5% | 0.71088
23657 | Belden Wire | 7935A 0102000 | 4 PR #24 PP FRNHPO | FT |  | 1 Year | 0.7483 | 5% | 0.71088
23658 | Belden Wire | 7936A 0101000 | 4 PR #24 PP FS FRNHPO | FT |  | 1 Year | 1.1407 | 5% | 1.0837
23659 | Belden Wire | 7936A 0102000 | 4 PR #24 PP FS FRNHPO | FT |  | 1 Year | 1.1407 | 5% | 1.0837
23660 | Belden Wire | 7937A 0101000 | 4 PR #24 P0 GEL LLDP0 FS LLDP0 | FT |  | 1 Year | 0.8923 | 5% | 0.84768
23661 | Belden Wire | 7938A B591000 | 4 PR #24 PP TPE SH TPE | FT |  | 1 Year | 3.1283 | 5% | 2.9719
23662 | Belden Wire | 7938A B59500 | 4 PR #24 PP TPE SH TPE | FT |  | 1 Year | 3.1283 | 5% | 2.9719
23663 | Belden Wire | 7939A 0021000 | 4 PR #24 PP FS FRPVC | FT |  | 1 Year | 1.1724 | 5% | 1.1138
23664 | Belden Wire | 7939A 0061000 | 4 PR #24 PP FS FRPVC | FT |  | 1 Year | 1.1724 | 5% | 1.1138
23665 | Belden Wire | 7939A 0081000 | 4 PR #24 PP FS FRPVC | FT |  | 1 Year | 1.1724 | 5% | 1.1138
23666 | Belden Wire | 7939A 0101000 | 4 PR #24 PP FS FRPVC | FT |  | 1 Year | 1.1724 | 5% | 1.1138
23667 | Belden Wire | 7939A 0102000 | 4 PR #24 PP FS FRPVC | FT |  | 1 Year | 1.1724 | 5% | 1.1138
23668 | Belden Wire | 7939A 1NH1000 | 4 PR #24 PP FS FRPVC | FT |  | 1 Year | 1.1724 | 5% | 1.1138
23669 | Belden Wire | 7940A 0061000 | 4 PR #23 PO FRPVC | FT |  | 1 Year | 0.904 | 5% | 0.8588
23670 | Belden Wire | 7940A 0081000 | 4 PR #23 PO FRPVC | FT |  | 1 Year | 0.904 | 5% | 0.8588
23671 | Belden Wire | 7940A 0101000 | 4 PR #23 PO FRPVC | FT |  | 1 Year | 0.904 | 5% | 0.8588
23672 | Belden Wire | 7940A 0102000 | 4 PR #23 PO FRPVC | FT |  | 1 Year | 0.904 | 5% | 0.8588
23673 | Belden Wire | 7940A 1NH1000 | 4 PR #23 PO FRPVC | FT |  | 1 Year | 0.904 | 5% | 0.8588
23674 | Belden Wire | 7949A N3U1000 | COMPOSITE CABLE PVC | FT |  | 1 Year | 1.077 | 5% | 1.0232
23675 | Belden Wire | 7949A N3U500 | COMPOSITE CABLE PVC | FT |  | 1 Year | 1.077 | 5% | 1.0232
23676 | Belden Wire | 7950A 337500 | COMPOSITE CABLE PVC | FT |  | 1 Year | 1.1037 | 5% | 1.0485
23677 | Belden Wire | 7951A 3371000 | COMPOSITE CABLE PVC | FT |  | 1 Year | 0.9125 | 5% | 0.86687
23678 | Belden Wire | 7951A 337500 | COMPOSITE CABLE PVC | FT |  | 1 Year | 0.9747 | 5% | 0.92596
23679 | Belden Wire | 7952A 337500 | 4PR#24PP + 4#14PO PVC PARA | FT |  | 1 Year | 1.3397 | 5% | 1.2727
23680 | Belden Wire | 7953A 0021000 | 4 PR #23 PO PVC FS FRPVC | FT |  | 1 Year | 1.525 | 5% | 1.4487
23681 | Belden Wire | 7953A 0061000 | 4 PR #23 PO PVC FS FRPVC | FT |  | 1 Year | 1.525 | 5% | 1.4487
23682 | Belden Wire | 7953A 0081000 | 4 PR #23 PO PVC FS FRPVC | FT |  | 1 Year | 1.525 | 5% | 1.4487
23683 | Belden Wire | 7953A 0101000 | 4 PR #23 PO PVC FS FRPVC | FT |  | 1 Year | 1.525 | 5% | 1.4487
23684 | Belden Wire | 7953A 0105000 | 4 PR #23 PO PVC FS FRPVC | FT |  | 1 Year | 1.525 | 5% | 1.4487
23685 | Belden Wire | 7953A 1NH1000 | 4 PR #23 PO PVC FS FRPVC | FT |  | 1 Year | 1.525 | 5% | 1.4487
23686 | Belden Wire | 7956S 0001000 | BONDED FILLER COMPOSITE | FT |  | 1 Year | 1.0859 | 5% | 1.0316
23687 | Belden Wire | 7956S 000500 | B0NDED FILLER COMPOSITE | FT |  | 1 Year | 1.0981 | 5% | 1.0432
23688 | Belden Wire | 7957A 0021000 | 4 PR #24 PP SH PVC | FT |  | 1 Year | 1.6542 | 5% | 1.5715
23689 | Belden Wire | 7957A 0061000 | 4 PR #24 PP SH PVC | FT |  | 1 Year | 1.6542 | 5% | 1.5715
23690 | Belden Wire | 7957A 0081000 | 4 PR #24 PP SH PVC | FT |  | 1 Year | 1.6542 | 5% | 1.5715
23691 | Belden Wire | 7957A 0101000 | 4 PR #24 PP SH PVC | FT |  | 1 Year | 1.6542 | 5% | 1.5715
23692 | Belden Wire | 7957A 0102000 | 4 PR #24 PP SH PVC | FT |  | 1 Year | 1.6542 | 5% | 1.5715
23693 | Belden Wire | 7957A 1NH1000 | 4 PR #24 PP SH PVC | FT |  | 1 Year | 1.6542 | 5% | 1.5715
23694 | Belden Wire | 7958A 0021000 | 4 PR #24 PP FS FRPVC | FT |  | 1 Year | 1.0846 | 5% | 1.0304
23695 | Belden Wire | 7958A 0061000 | 4 PR #24 PP FS FRPVC | FT |  | 1 Year | 1.0846 | 5% | 1.0304
23696 | Belden Wire | 7958A 0081000 | 4 PR #24 PP FS FRPVC | FT |  | 1 Year | 1.0846 | 5% | 1.0304
23697 | Belden Wire | 7958A 0101000 | 4 PR #24 PP FS FRPVC | FT |  | 1 Year | 1.0846 | 5% | 1.0304
23698 | Belden Wire | 7958A 0102000 | 4 PR #24 PP FS FRPVC | FT |  | 1 Year | 1.0846 | 5% | 1.0304
23699 | Belden Wire | 7958A 1NH1000 | 4 PR #24 PP FS FRPVC | FT |  | 1 Year | 1.0846 | 5% | 1.0304
23700 | Belden Wire | 7959A 0021000 | CAT5E,4PR18AWGWFOIL/BRD PO/TPE | FT |  | 1 Year | 9.63 | 5% | 9.1485
23701 | Belden Wire | 7959A 0061000 | CAT5E,4PR18AWGWFOIL/BRD PO/TPE | FT |  | 1 Year | 9.63 | 5% | 9.1485
23702 | Belden Wire | 7959A 0081000 | CAT5E,4PR18AWGWFOIL/BRD PO/TPE | FT |  | 1 Year | 9.63 | 5% | 9.1485
23703 | Belden Wire | 7959A B591000 | CAT5E,4PR18AWGWFOIL/BRD PO/TPE | FT |  | 1 Year | 9.63 | 5% | 9.1485
23704 | Belden Wire | 7959A B59500 | CAT5E,4PR18AWGWFOIL/BRD PO/TPE | FT |  | 1 Year | 9.63 | 5% | 9.1485
23705 | Belden Wire | 7960A 1SW1000 | PROFINET TYPE A CAT 5/5E | FT |  | 1 Year | 1.0305 | 5% | 0.97897
23706 | Belden Wire | 7960A 1SW2000 | PROFINET TYPE A CAT 5/5E | FT |  | 1 Year | 1.0305 | 5% | 0.97897
23707 | Belden Wire | 7961A 1SW1000 | PROFINET TYPE B CAT 5/5E | FT |  | 1 Year | 1.3546 | 5% | 1.2869
23708 | Belden Wire | 7961A 1SW2000 | PROFINET TYPE B CAT 5/5E | FT |  | 1 Year | 1.3546 | 5% | 1.2869
23709 | Belden Wire | 7962A 1SW1000 | PROFINET TYPE C TRAILING CABLE | FT |  | 1 Year | 2.2939 | 5% | 2.1792
23710 | Belden Wire | 7962A 1SW2000 | PROFINET TYPE C TRAILING CABLE | FT |  | 1 Year | 2.2939 | 5% | 2.1792
23711 | Belden Wire | 7983A 0101000 | #14 GIFHDLDPE SH FS PVC/MSGR | FT |  | 1 Year | 0.3638 | 5% | 0.34561
23712 | Belden Wire | 7983BM 0101000 | #14 GIFHDLDPE SH FS PVC W/MSGR | FT |  | 1 Year | 0.4349 | 5% | 0.41315
23713 | Belden Wire | 7984A 0031000 | #14 GIFHDLDPE SH FS LDPE | FT |  | 1 Year | 0.3107 | 5% | 0.29516
23714 | Belden Wire | 7984A 0101000 | #14 GIFHDLDPE SH FS LDPE | FT |  | 1 Year | 0.3107 | 5% | 0.29516
23715 | Belden Wire | 7984B 0031000 | #14 GIFHDLDPE SH FS LDPE | FT |  | 1 Year | 0.3137 | 5% | 0.29801
23716 | Belden Wire | 7984B 0101000 | #14 GIFHDLDPE SH FS LDPE | FT |  | 1 Year | 0.3137 | 5% | 0.29801
23717 | Belden Wire | 7985LC 0101000 | #18 FFEP BRD FEP | FT |  | 1 Year | 1.3828 | 5% | 1.3137
23718 | Belden Wire | 7985LC 010500 | #18 FFEP BRD FEP | FT |  | 1 Year | 1.3828 | 5% | 1.3137
23719 | Belden Wire | 7986LC 0101000 | #20 FFEP BRD FEP | FT |  | 1 Year | 1.0813 | 5% | 1.0272
23720 | Belden Wire | 7986LC 010500 | #20 FFEP BRD FEP | FT |  | 1 Year | 1.0813 | 5% | 1.0272
23721 | Belden Wire | 7987P 1NDU1000 | 4 PR #24 FEP FLRST | FT |  | 1 Year | 0.7077 | 5% | 0.67231
23722 | Belden Wire | 7987P 1NDU1640 | 4 PR #24 FEP FLRST | FT |  | 1 Year | 0.6678 | 5% | 0.63441
23723 | Belden Wire | 7987R 059U1000 | 4 PR #24 PP PVC | FT |  | 1 Year | 0.3181 | 5% | 0.30219
23724 | Belden Wire | 7987R 059U1640 | 4 PR #24 PP PVC | FT |  | 1 Year | 0.3181 | 5% | 0.30219
23725 | Belden Wire | 7988P N3UU1000 | 4 PR #24 FEP PVC | FT |  | 1 Year | 0.8665 | 5% | 0.82317
23726 | Belden Wire | 7988R N3UU1000 | 4 PR #24 PP PVC | FT |  | 1 Year | 0.343 | 5% | 0.32585
23727 | Belden Wire | 7989P 0131000 | 4 PR #23 FEP FLRST | FT |  | 1 Year | 1.0781 | 5% | 1.0242
23728 | Belden Wire | 7989R 0131000 | 4 PR #23 PP PVC | FT |  | 1 Year | 0.4386 | 5% | 0.41667
23729 | Belden Wire | 7992A 0105000 | 4 #18 PP FS HDPE | FT |  | 1 Year | 0.6063 | 5% | 0.57598
23730 | Belden Wire | 7993A 0105000 | 4 #18 PP HDPE | FT |  | 1 Year | 0.5705 | 5% | 0.54197
23731 | Belden Wire | 7997A 0101000 | CAT5E 4PR U/UTP OSP REEL | FT |  | 1 Year | 0.3995 | 5% | 0.37953
23732 | Belden Wire | 7999A 0101000 | #14 GIFHDLDPE DBSH PVC | FT |  | 1 Year | 0.3316 | 5% | 0.31502
23733 | Belden Wire | 7999AP 0101000 | #14 FFEP DBSH PVDF | FT |  | 1 Year | 3.0859 | 5% | 2.9316
23734 | Belden Wire | 7X0021374 | RKMFA 5/0,3M/CR6506 | EA |  | 1 Year | 21.25 | 5% | 20.1875
23735 | Belden Wire | 8000 000100 | 14 STR BCCS ANTENNA WIRE | FT |  | 1 Year | 0.8065 | 5% | 0.76617
23736 | Belden Wire | 8011 000100 | 12 SOL BUS BAR WIRE | FT |  | 1 Year | 1.529 | 5% | 1.4525
23737 | Belden Wire | 8012 000100 | 14 SOL BUS BAR WIRE | FT |  | 1 Year | 1.0409 | 5% | 0.98885
23738 | Belden Wire | 8012 0001000 | 14 SOL BUS BAR WIRE | FT |  | 1 Year | 0.8468 | 5% | 0.80446
23739 | Belden Wire | 8013 000100 | 16 SOL BUS BAR WIRE | FT |  | 1 Year | 0.6868 | 5% | 0.65246
23740 | Belden Wire | 8013 0001000 | 16 SOL BUS BAR WIRE | FT |  | 1 Year | 0.5755 | 5% | 0.54673
23741 | Belden Wire | 8019 000100 | 18 SOL BUS BAR WIRE | FT |  | 1 Year | 0.4812 | 5% | 0.45714
23742 | Belden Wire | 8019 0001000 | 18 SOL BUS BAR WIRE | FT |  | 1 Year | 0.3709 | 5% | 0.35235
23743 | Belden Wire | 8020 000100 | 20 SOL BUS BAR WIRE | FT |  | 1 Year | 0.3761 | 5% | 0.35729
23744 | Belden Wire | 8020 0001000 | 20 SOL BUS BAR WIRE | FT |  | 1 Year | 0.2648 | 5% | 0.25156
23745 | Belden Wire | 8021 000100 | 22 SOL BUS BAR WIRE | FT |  | 1 Year | 0.2969 | 5% | 0.28206
23746 | Belden Wire | 8021 0001000 | 22 SOL BUS BAR WIRE | FT |  | 1 Year | 0.1952 | 5% | 0.18544
23747 | Belden Wire | 8022 000100 | 24 SOL BUS BAR WIRE | FT |  | 1 Year | 0.2897 | 5% | 0.27521
23748 | Belden Wire | 8022 0001000 | 24 SOL BUS BAR WIRE | FT |  | 1 Year | 0.1506 | 5% | 0.14307
23749 | Belden Wire | 8023 000100 | 26 SOL BUS BAR WIRE | FT |  | 1 Year | 0.2803 | 5% | 0.26628
23750 | Belden Wire | 8023 0001000 | 26 SOL BUS BAR WIRE | FT |  | 1 Year | 0.142 | 5% | 0.1349
23751 | Belden Wire | 8024 000100 | 28 SOL BUS BAR WIRE | FT |  | 1 Year | 0.2764 | 5% | 0.26258
23752 | Belden Wire | 8024 0001000 | 28 SOL BUS BAR WIRE | FT |  | 1 Year | 0.1236 | 5% | 0.11742
23753 | Belden Wire | 8025 000100 | 30 SOL BUS BAR WIRE | FT |  | 1 Year | 0.2719 | 5% | 0.2583
23754 | Belden Wire | 8025 0001000 | 30 SOL BUS BAR WIRE | FT |  | 1 Year | 0.1136 | 5% | 0.10792
23755 | Belden Wire | 8102 060100 | 2 PR #24 FHDPE SH PVC | FT |  | 1 Year | 1.8015 | 5% | 1.7114
23756 | Belden Wire | 8102 0601000 | 2 PR #24 FHDPE SH PVC | FT |  | 1 Year | 1.5155 | 5% | 1.4397
23757 | Belden Wire | 8102 06010000 | 2 PR #24 FHDPE SH PVC | FT |  | 1 Year | 1.5155 | 5% | 1.4397
23758 | Belden Wire | 8102 060500 | 2 PR #24 FHDPE SH PVC | FT |  | 1 Year | 1.5155 | 5% | 1.4397
23759 | Belden Wire | 8102 0605000 | 2 PR #24 FHDPE SH PVC | FT |  | 1 Year | 1.5155 | 5% | 1.4397
23760 | Belden Wire | 8103 060100 | 3 PR #24 FHDPE SH PVC | FT |  | 1 Year | 2.1958 | 5% | 2.086
23761 | Belden Wire | 8103 0601000 | 3 PR #24 FHDPE SH PVC | FT |  | 1 Year | 1.8475 | 5% | 1.7551
23762 | Belden Wire | 8103 06010000 | 3 PR #24 FHDPE SH PVC | FT |  | 1 Year | 1.8475 | 5% | 1.7551
23763 | Belden Wire | 8103 060500 | 3 PR #24 FHDPE SH PVC | FT |  | 1 Year | 1.8475 | 5% | 1.7551
23764 | Belden Wire | 8103 0605000 | 3 PR #24 FHDPE SH PVC | FT |  | 1 Year | 1.8475 | 5% | 1.7551
23765 | Belden Wire | 8104 060100 | 4 PR #24 FHDPE SH PVC | FT |  | 1 Year | 2.6583 | 5% | 2.5254
23766 | Belden Wire | 8104 0601000 | 4 PR #24 FHDPE SH PVC | FT |  | 1 Year | 2.2362 | 5% | 2.1244
23767 | Belden Wire | 8104 06010000 | 4 PR #24 FHDPE SH PVC | FT |  | 1 Year | 2.2362 | 5% | 2.1244
23768 | Belden Wire | 8104 060500 | 4 PR #24 FHDPE SH PVC | FT |  | 1 Year | 2.2362 | 5% | 2.1244
23769 | Belden Wire | 8105 060100 | 5 PR #24 FHDPE SH PVC | FT |  | 1 Year | 3.4431 | 5% | 3.2709
23770 | Belden Wire | 8105 0601000 | 5 PR #24 FHDPE SH PVC | FT |  | 1 Year | 2.8967 | 5% | 2.7519
23771 | Belden Wire | 8105 060500 | 5 PR #24 FHDPE SH PVC | FT |  | 1 Year | 2.8967 | 5% | 2.7519
23772 | Belden Wire | 8105 0605000 | 5 PR #24 FHDPE SH PVC | FT |  | 1 Year | 2.8967 | 5% | 2.7519
23773 | Belden Wire | 8106 060100 | 6 PR #24 FHDPE SH PVC | FT |  | 1 Year | 4.4117 | 5% | 4.1911
23774 | Belden Wire | 8106 0601000 | 6 PR #24 FHDPE SH PVC | FT |  | 1 Year | 3.7117 | 5% | 3.5261
23775 | Belden Wire | 8106 060500 | 6 PR #24 FHDPE SH PVC | FT |  | 1 Year | 3.7117 | 5% | 3.5261
23776 | Belden Wire | 8106 0605000 | 6 PR #24 FHDPE SH PVC | FT |  | 1 Year | 3.7117 | 5% | 3.5261
23777 | Belden Wire | 8107 060100 | 7 PR #24 FHDPE SH PVC | FT |  | 1 Year | 5.0373 | 5% | 4.7854
23778 | Belden Wire | 8107 0601000 | 7 PR #24 FHDPE SH PVC | FT |  | 1 Year | 4.238 | 5% | 4.0261
23779 | Belden Wire | 8107 060500 | 7 PR #24 FHDPE SH PVC | FT |  | 1 Year | 4.238 | 5% | 4.0261
23780 | Belden Wire | 8108 060100 | 8 PR #24 FHDPE SH PVC | FT |  | 1 Year | 5.2151 | 5% | 4.9543
23781 | Belden Wire | 8108 0601000 | 8 PR #24 FHDPE SH PVC | FT |  | 1 Year | 4.3873 | 5% | 4.1679
23782 | Belden Wire | 8108 060500 | 8 PR #24 FHDPE SH PVC | FT |  | 1 Year | 4.3873 | 5% | 4.1679
23783 | Belden Wire | 8110 060100 | 10 PR #24 FHDPE SH PVC | FT |  | 1 Year | 5.8645 | 5% | 5.5713
23784 | Belden Wire | 8110 0601000 | 10 PR #24 FHDPE SH PVC | FT |  | 1 Year | 4.9325 | 5% | 4.6859
23785 | Belden Wire | 8110 0602000 | 10 PR #24 FHDPE SH PVC | FT |  | 1 Year | 4.9325 | 5% | 4.6859
23786 | Belden Wire | 8110 0603000 | 10 PR #24 FHDPE SH PVC | FT |  | 1 Year | 4.9325 | 5% | 4.6859
23787 | Belden Wire | 8110 060500 | 10 PR #24 FHDPE SH PVC | FT |  | 1 Year | 4.9325 | 5% | 4.6859
23788 | Belden Wire | 8112 060100 | 12 PR+1 #24 FHDPE SH PVC | FT |  | 1 Year | 6.4787 | 5% | 6.1548
23789 | Belden Wire | 8112 0601000 | 12 PR+1 #24 FHDPE SH PVC | FT |  | 1 Year | 5.4502 | 5% | 5.1777
23790 | Belden Wire | 8112 060500 | 12 PR+1 #24 FHDPE SH PVC | FT |  | 1 Year | 5.4502 | 5% | 5.1777
23791 | Belden Wire | 8115 0601000 | 15 PR #24 FHDPE SH PVC | FT |  | 1 Year | 6.8189 | 5% | 6.478
23792 | Belden Wire | 8115 060500 | 15 PR #24 FHDPE SH PVC | FT |  | 1 Year | 6.8189 | 5% | 6.478
23793 | Belden Wire | 8118 060100 | 18 PR #24 FHDPE SH PVC | FT |  | 1 Year | 11.2785 | 5% | 10.7146
23794 | Belden Wire | 8118 0601000 | 18 PR #24 FHDPE SH PVC | FT |  | 1 Year | 9.4889 | 5% | 9.0145
23795 | Belden Wire | 8118 060500 | 18 PR #24 FHDPE SH PVC | FT |  | 1 Year | 9.4889 | 5% | 9.0145
23796 | Belden Wire | 8120MT | Coax Prep Tool, 59/6/11 | EA |  | 1 Year | 41.6667 | 5% | 39.5834
23797 | Belden Wire | 8125 060100 | 25 PR #24 FHDPE SH PVC | FT |  | 1 Year | 16.6879 | 5% | 15.8535
23798 | Belden Wire | 8125 0601000 | 25 PR #24 FHDPE SH PVC | FT |  | 1 Year | 14.0391 | 5% | 13.3371
23799 | Belden Wire | 8125 060500 | 25 PR #24 FHDPE SH PVC | FT |  | 1 Year | 14.0391 | 5% | 13.3371
23800 | Belden Wire | 8132 060100 | 2 PR #28 FHDPE SH PVC | FT |  | 1 Year | 1.6254 | 5% | 1.5441
23801 | Belden Wire | 8132 0601000 | 2 PR #28 FHDPE SH PVC | FT |  | 1 Year | 1.3673 | 5% | 1.2989
23802 | Belden Wire | 8132 060500 | 2 PR #28 FHDPE SH PVC | FT |  | 1 Year | 1.3673 | 5% | 1.2989
23803 | Belden Wire | 8132 0605000 | 2 PR #28 FHDPE SH PVC | FT |  | 1 Year | 1.3673 | 5% | 1.2989
23804 | Belden Wire | 8132FO 0601000 | 2 PR #28 FHDPE SH PVC | FT |  | 1 Year | 1.1081 | 5% | 1.0527
23805 | Belden Wire | 8132FO 060500 | 2 PR #28 FHDPE SH PVC | FT |  | 1 Year | 1.1081 | 5% | 1.0527
23806 | Belden Wire | 8133 060100 | 3 PR #28 FHDPE SH PVC | FT |  | 1 Year | 2.6653 | 5% | 2.532
23807 | Belden Wire | 8133 0601000 | 3 PR #28 FHDPE SH PVC | FT |  | 1 Year | 2.2425 | 5% | 2.1304
23808 | Belden Wire | 8133 060500 | 3 PR #28 FHDPE SH PVC | FT |  | 1 Year | 2.2425 | 5% | 2.1304
23809 | Belden Wire | 8134 060100 | 4 PR #28 FHDPE SH PVC | FT |  | 1 Year | 3.0958 | 5% | 2.941
23810 | Belden Wire | 8134 0601000 | 4 PR #28 FHDPE SH PVC | FT |  | 1 Year | 2.6044 | 5% | 2.4742
23811 | Belden Wire | 8134 060500 | 4 PR #28 FHDPE SH PVC | FT |  | 1 Year | 2.6044 | 5% | 2.4742
23812 | Belden Wire | 8134FO 0601000 | 4 PR #28 FHDPE SH PVC | FT |  | 1 Year | 1.5504 | 5% | 1.4729
23813 | Belden Wire | 8134FO 060500 | 4 PR #28 FHDPE SH PVC | FT |  | 1 Year | 1.5504 | 5% | 1.4729
23814 | Belden Wire | 8135 060100 | 5 PR #28 FHDPE SH PVC | FT |  | 1 Year | 3.5317 | 5% | 3.3551
23815 | Belden Wire | 8135 0601000 | 5 PR #28 FHDPE SH PVC | FT |  | 1 Year | 2.9709 | 5% | 2.8224
23816 | Belden Wire | 8135FO 0601000 | 5 PR #28 FHDPE SH PVC | FT |  | 1 Year | 1.7295 | 5% | 1.643
23817 | Belden Wire | 8135FO 060500 | 5 PR #28 FHDPE SH PVC | FT |  | 1 Year | 1.7295 | 5% | 1.643
23818 | Belden Wire | 8138 060100 | 8 PR #28 FHDPE SH PVC | FT |  | 1 Year | 5.0372 | 5% | 4.7853
23819 | Belden Wire | 8138 0601000 | 8 PR #28 FHDPE SH PVC | FT |  | 1 Year | 4.238 | 5% | 4.0261
23820 | Belden Wire | 8138 060500 | 8 PR #28 FHDPE SH PVC | FT |  | 1 Year | 4.238 | 5% | 4.0261
23821 | Belden Wire | 8138FO 0601000 | 8 PR #28 FHDPE SH PVC | FT |  | 1 Year | 2.267 | 5% | 2.1536
23822 | Belden Wire | 8142 0601000 | 12PR + 1#28 FHDPE SH PVC | FT |  | 1 Year | 6.2431 | 5% | 5.9309
23823 | Belden Wire | 8142 060500 | 12PR + 1#28 FHDPE SH PVC | FT |  | 1 Year | 6.2431 | 5% | 5.9309
23824 | Belden Wire | 8142FO 0601000 | 12 PR + 1 #28 FHDPE SH PVC | FT |  | 1 Year | 3.2297 | 5% | 3.0682
23825 | Belden Wire | 8142FO 060500 | 12 PR + 1 #28 FHDPE SH PVC | FT |  | 1 Year | 3.2297 | 5% | 3.0682
23826 | Belden Wire | 8148 0601000 | 18 PR #28 FHDPE SH PVC | FT |  | 1 Year | 7.5981 | 5% | 7.2182
23827 | Belden Wire | 8148 060500 | 18 PR #28 FHDPE SH PVC | FT |  | 1 Year | 7.5981 | 5% | 7.2182
23828 | Belden Wire | 8155 060100 | 25 PR #28 FHDPE SH PVC | FT |  | 1 Year | 11.2098 | 5% | 10.6493
23829 | Belden Wire | 8155 0601000 | 25 PR #28 FHDPE SH PVC | FT |  | 1 Year | 9.4301 | 5% | 8.9586
23830 | Belden Wire | 8155 060500 | 25 PR #28 FHDPE SH PVC | FT |  | 1 Year | 9.4301 | 5% | 8.9586
23831 | Belden Wire | 81553 0061000 | 2#24 TFE BRD PFA | FT |  | 1 Year | 13.4474 | 5% | 12.775
23832 | Belden Wire | 81553 006500 | 2#24 TFE BRD PFA | FT |  | 1 Year | 13.4474 | 5% | 12.775
23833 | Belden Wire | 8162 060100 | 2 FS PR #24 FHDPE SH PVC | FT |  | 1 Year | 2.8244 | 5% | 2.6832
23834 | Belden Wire | 8162 0601000 | 2 FS PR #24 FHDPE SH PVC | FT |  | 1 Year | 2.3768 | 5% | 2.258
23835 | Belden Wire | 8162 060500 | 2 FS PR #24 FHDPE SH PVC | FT |  | 1 Year | 2.3768 | 5% | 2.258
23836 | Belden Wire | 8163 060100 | 3 FS PR #24 FHDPE SH PVC | FT |  | 1 Year | 3.6966 | 5% | 3.5118
23837 | Belden Wire | 8163 0601000 | 3 FS PR #24 FHDPE SH PVC | FT |  | 1 Year | 3.1106 | 5% | 2.9551
23838 | Belden Wire | 8163 060500 | 3 FS PR #24 FHDPE SH PVC | FT |  | 1 Year | 3.1106 | 5% | 2.9551
23839 | Belden Wire | 8163 0605000 | 3 FS PR #24 FHDPE SH PVC | FT |  | 1 Year | 3.1106 | 5% | 2.9551
23840 | Belden Wire | 8164 060100 | 4 FS PR #24 FHDPE SH PVC | FT |  | 1 Year | 4.5281 | 5% | 4.3017
23841 | Belden Wire | 8164 0601000 | 4 FS PR #24 FHDPE SH PVC | FT |  | 1 Year | 3.8094 | 5% | 3.6189
23842 | Belden Wire | 8164 060500 | 4 FS PR #24 FHDPE SH PVC | FT |  | 1 Year | 3.8094 | 5% | 3.6189
23843 | Belden Wire | 8165 060100 | 5 FS PR #24 FHDPE SH PVC | FT |  | 1 Year | 5.892 | 5% | 5.5974
23844 | Belden Wire | 8165 0601000 | 5 FS PR #24 FHDPE SH PVC | FT |  | 1 Year | 4.9565 | 5% | 4.7087
23845 | Belden Wire | 8165 060500 | 5 FS PR #24 FHDPE SH PVC | FT |  | 1 Year | 4.9565 | 5% | 4.7087
23846 | Belden Wire | 8166 060100 | 6 FS PR #24 FHDPE SH PVC | FT |  | 1 Year | 6.989 | 5% | 6.6395
23847 | Belden Wire | 8166 0601000 | 6 FS PR #24 FHDPE SH PVC | FT |  | 1 Year | 5.8795 | 5% | 5.5855
23848 | Belden Wire | 8166 060500 | 6 FS PR #24 FHDPE SH PVC | FT |  | 1 Year | 5.8795 | 5% | 5.5855
23849 | Belden Wire | 8167 0601000 | 7 FS PR #24 FHDPE SH PVC | FT |  | 1 Year | 6.8184 | 5% | 6.4775
23850 | Belden Wire | 8167 060500 | 7 FS PR #24 FHDPE SH PVC | FT |  | 1 Year | 6.8184 | 5% | 6.4775
23851 | Belden Wire | 8168 060100 | 8 FS PR #24 FHDPE SH PVC | FT |  | 1 Year | 9.1312 | 5% | 8.6746
23852 | Belden Wire | 8168 0601000 | 8 FS PR #24 FHDPE SH PVC | FT |  | 1 Year | 7.6816 | 5% | 7.2975
23853 | Belden Wire | 8168 060500 | 8 FS PR #24 FHDPE SH PVC | FT |  | 1 Year | 7.6816 | 5% | 7.2975
23854 | Belden Wire | 8170 060100 | 10 FS PR#24 FHDPE SH PVC | FT |  | 1 Year | 10.1428 | 5% | 9.6357
23855 | Belden Wire | 8170 0601000 | 10 FS PR#24 FHDPE SH PVC | FT |  | 1 Year | 8.5336 | 5% | 8.1069
23856 | Belden Wire | 8170 060500 | 10 FS PR#24 FHDPE SH PVC | FT |  | 1 Year | 8.5336 | 5% | 8.1069
23857 | Belden Wire | 8175 060100 | 15 PR #24 FRFPE SHLD PVC | FT |  | 1 Year | 16.7305 | 5% | 15.894
23858 | Belden Wire | 8175 0601000 | 15 PR #24 FRFPE SHLD PVC | FT |  | 1 Year | 14.0745 | 5% | 13.3708
23859 | Belden Wire | 8175 060500 | 15 PR #24 FRFPE SHLD PVC | FT |  | 1 Year | 14.0745 | 5% | 13.3708
23860 | Belden Wire | 8178 060100 | 18 FS PR#24 FHDPE SH PVC | FT |  | 1 Year | 27.5167 | 5% | 26.1409
23861 | Belden Wire | 8178 0601000 | 18 FS PR#24 FHDPE SH PVC | FT |  | 1 Year | 23.1491 | 5% | 21.9916
23862 | Belden Wire | 8185 060100 | 25 FS PR #24 FHDPE SH PVC | FT |  | 1 Year | 32.0539 | 5% | 30.4512
23863 | Belden Wire | 8185 0601000 | 25 FS PR #24 FHDPE SH PVC | FT |  | 1 Year | 26.9661 | 5% | 25.6178
23864 | Belden Wire | 8185 060500 | 25 FS PR #24 FHDPE SH PVC | FT |  | 1 Year | 26.9661 | 5% | 25.6178
23865 | Belden Wire | 81SNS1P6UK | SPLICE, PRECISION, SERIES 6U | EA |  | 1 Year | 2.5 | 5% | 2.375
23866 | Belden Wire | 81SNS1P6UK-2R | 81SNS1P6UK SPLICE, RETAIL PK | PK |  | 1 Year | 6.8 | 5% | 6.46
23867 | Belden Wire | 8205 060100 | 1 PR #20 PVC FRPVC | FT |  | 1 Year | 0.5582 | 5% | 0.53029
23868 | Belden Wire | 8205 0601000 | 1 PR #20 PVC FRPVC | FT |  | 1 Year | 0.4612 | 5% | 0.43814
23869 | Belden Wire | 8205 060500 | 1 PR #20 PVC FRPVC | FT |  | 1 Year | 0.4612 | 5% | 0.43814
23870 | Belden Wire | 8205 0605000 | 1 PR #20 PVC FRPVC | FT |  | 1 Year | 0.4612 | 5% | 0.43814
23871 | Belden Wire | 8205 060U1000 | 1 PR #20 PVC FRPVC | FT |  | 1 Year | 0.4612 | 5% | 0.43814
23872 | Belden Wire | 8205 060U500 | 1 PR #20 PVC FRPVC | FT |  | 1 Year | 0.4612 | 5% | 0.43814
23873 | Belden Wire | 8205MN 004100 | 2 #20 PO PVC | FT |  | 1 Year | 0.3689 | 5% | 0.35046
23874 | Belden Wire | 8205MN 0041000 | 2 #20 PO PVC | FT |  | 1 Year | 0.3689 | 5% | 0.35046
23875 | Belden Wire | 8205MN 006100 | 2 #20 PO PVC | FT |  | 1 Year | 0.3689 | 5% | 0.35046
23876 | Belden Wire | 8205MN 0061000 | 2 #20 PO PVC | FT |  | 1 Year | 0.3689 | 5% | 0.35046
23877 | Belden Wire | 8205MN 008100 | 2 #20 PO PVC | FT |  | 1 Year | 0.3689 | 5% | 0.35046
23878 | Belden Wire | 8205MN 0081000 | 2 #20 PO PVC | FT |  | 1 Year | 0.3689 | 5% | 0.35046
23879 | Belden Wire | 8208 060100 | 1PR #18 EPDM SHLD FRPVC | FT |  | 1 Year | 2.8536 | 5% | 2.7109
23880 | Belden Wire | 8208 0601000 | 1 PR #18 EPDM SHLD FRPVC | FT |  | 1 Year | 2.4004 | 5% | 2.2804
23881 | Belden Wire | 8208 060500 | 1PR #18 EPDM SHLD FRPVC | FT |  | 1 Year | 2.4004 | 5% | 2.2804
23882 | Belden Wire | 8208 0605000 | 1 PR #18 EPDM SHLD FRPVC | FT |  | 1 Year | 2.4004 | 5% | 2.2804
23883 | Belden Wire | 8208 060U1000 | 1 PR #18 EPDM SHLD FRPVC | FT |  | 1 Year | 2.4004 | 5% | 2.2804
23884 | Belden Wire | 8208 060U500 | 1PR #18 EPDM SHLD FRPVC | FT |  | 1 Year | 2.4004 | 5% | 2.2804
23885 | Belden Wire | 82108 877U1000 | #20 FFEP RG 59/U FLRST | FT |  | 1 Year | 2.2821 | 5% | 2.168
23886 | Belden Wire | 8212 010500 | 75 OHM COAX | FT |  | 1 Year | 1.1043 | 5% | 1.0491
23887 | Belden Wire | 8212 010U1000 | 75 OHM COAX | FT |  | 1 Year | 1.0987 | 5% | 1.0438
23888 | Belden Wire | 8213 0101000 | RG-11/U TYPE COAX | FT |  | 1 Year | 1.7653 | 5% | 1.677
23889 | Belden Wire | 8213 0102000 | RG-11/U TYPE COAX | FT |  | 1 Year | 1.7604 | 5% | 1.6724
23890 | Belden Wire | 8213 010500 | RG-11/U TYPE COAX | FT |  | 1 Year | 1.7683 | 5% | 1.6799
23891 | Belden Wire | 8214 010100 | RG-8/U TYPE COAX | FT |  | 1 Year | 2.4626 | 5% | 2.3395
23892 | Belden Wire | 8214 0101000 | RG-8/U TYPE COAX | FT |  | 1 Year | 2.1739 | 5% | 2.0652
23893 | Belden Wire | 8214 010500 | RG-8/U TYPE COAX | FT |  | 1 Year | 2.1697 | 5% | 2.0612
23894 | Belden Wire | 8215 0101000 | RG-6A/U TYPE COAX | FT |  | 1 Year | 2.3311 | 5% | 2.2145
23895 | Belden Wire | 8216 010100 | #26 PE BRD PVC | FT |  | 1 Year | 0.6854 | 5% | 0.65113
23896 | Belden Wire | 8216 0101000 | #26 PE BRD PVC | FT |  | 1 Year | 0.4763 | 5% | 0.45248
23897 | Belden Wire | 8216 010500 | #26 PE BRD PVC | FT |  | 1 Year | 0.4763 | 5% | 0.45248
23898 | Belden Wire | 8218 0101000 | 75 OHM COAX | FT |  | 1 Year | 0.6506 | 5% | 0.61807
23899 | Belden Wire | 8218 010500 | 75 OHM COAX | FT |  | 1 Year | 0.6506 | 5% | 0.61807
23900 | Belden Wire | 8218 010U1000 | 75 OHM COAX | FT |  | 1 Year | 0.6506 | 5% | 0.61807
23901 | Belden Wire | 8218 010U500 | 75 OHM COAX | FT |  | 1 Year | 0.6506 | 5% | 0.61807
23902 | Belden Wire | 8219 0091000 | RG58A/U TYPE COAX | FT |  | 1 Year | 0.6496 | 5% | 0.61712
23903 | Belden Wire | 8219 009U500 | RG58A/U TYPE COAX | FT |  | 1 Year | 0.6496 | 5% | 0.61712
23904 | Belden Wire | 8219 0101000 | RG58A/U TYPE COAX | FT |  | 1 Year | 0.6496 | 5% | 0.61712
23905 | Belden Wire | 8219 010500 | RG58A/U TYPE COAX | FT |  | 1 Year | 0.6496 | 5% | 0.61712
23906 | Belden Wire | 8219 010U1000 | RG58A/U TYPE COAX | FT |  | 1 Year | 0.6496 | 5% | 0.61712
23907 | Belden Wire | 8219 010U500 | RG58A/U TYPE COAX | FT |  | 1 Year | 0.6496 | 5% | 0.61712
23908 | Belden Wire | 8221 010U500 | RG59/U TYPE COAX | FT |  | 1 Year | 0.9034 | 5% | 0.85823
23909 | Belden Wire | 82240 010U500 | #20 FEP RG58/U FLMRST | FT |  | 1 Year | 1.7956 | 5% | 1.7058
23910 | Belden Wire | 82240 8771000 | #20 FEP RG-58/U FLMRST | FT |  | 1 Year | 1.7956 | 5% | 1.7058
23911 | Belden Wire | 82240 877U1000 | #20 FEP RG58/U FLMRST | FT |  | 1 Year | 1.7956 | 5% | 1.7058
23912 | Belden Wire | 82240 877U500 | #20 FEP RG58/U FLMRST | FT |  | 1 Year | 1.7956 | 5% | 1.7058
23913 | Belden Wire | 82241 8771000 | #23 FEP RG-59/U FLMRST | FT |  | 1 Year | 2.3018 | 5% | 2.1867
23914 | Belden Wire | 82241 877U1000 | #23 FEP RG-59/U FLMRST | FT |  | 1 Year | 2.3018 | 5% | 2.1867
23915 | Belden Wire | 82241 877U500 | #23 FEP RG59/U FLMRST | FT |  | 1 Year | 2.3018 | 5% | 2.1867
23916 | Belden Wire | 82248 877U1000 | #18 FFEP RG6/U FLMRST | FT |  | 1 Year | 2.175 | 5% | 2.0662
23917 | Belden Wire | 82259 8771000 | #22FFEP RG59/U FLMRST | FT |  | 1 Year | 2.3758 | 5% | 2.257
23918 | Belden Wire | 82262 8771000 | #22 RG62/U FEP FLMRST | FT |  | 1 Year | 2.0712 | 5% | 1.9676
23919 | Belden Wire | 82262 877U1000 | #22 RG 62/U FEP FLMRST | FT |  | 1 Year | 2.0712 | 5% | 1.9676
23920 | Belden Wire | 82269 8771000 | #22 COAX RG62A/U FLMRST | FT |  | 1 Year | 1.8743 | 5% | 1.7806
23921 | Belden Wire | 8232 0101000 | RG-59/U TYPE TRIAX | FT |  | 1 Year | 1.6972 | 5% | 1.6123
23922 | Belden Wire | 8232 0102000 | RG-59/U TYPE TRIAX | FT |  | 1 Year | 1.6896 | 5% | 1.6051
23923 | Belden Wire | 8232 010500 | RG-59/U TYPE TRIAX | FT |  | 1 Year | 1.7081 | 5% | 1.6227
23924 | Belden Wire | 8232A 0101000 | #20 GIFHDLDPE BRD PVC BRD PVC | FT |  | 1 Year | 2.0931 | 5% | 1.9884
23925 | Belden Wire | 8233 0101000 | RG-11/U TYPE TRIAX | FT |  | 1 Year | 2.3564 | 5% | 2.2386
23926 | Belden Wire | 8233 0102000 | RG-11/U TYPE TRIAX | FT |  | 1 Year | 2.3564 | 5% | 2.2386
23927 | Belden Wire | 8233 010500 | RG-11/U TYPE TRIAX | FT |  | 1 Year | 2.3564 | 5% | 2.2386
23928 | Belden Wire | 8233A 0101000 | #14 GIFHDPE/PE BRD PVC BRD PVC | FT |  | 1 Year | 2.9209 | 5% | 2.7749
23929 | Belden Wire | 8233A 0102000 | #14 GIFHDPE/PE BRD PVC BRD PVC | FT |  | 1 Year | 2.9209 | 5% | 2.7749
23930 | Belden Wire | 8233A 0104000 | #14 GIFHDPE/PE BRD PVC BRD PVC | FT |  | 1 Year | 3.0036 | 5% | 2.8534
23931 | Belden Wire | 8233P 0101000 | #14 FFEP BRD SLF BRD SLF | FT |  | 1 Year | 6.7246 | 5% | 6.3884
23932 | Belden Wire | 8233P 010500 | #14 FFEP BRD SLF BRD SLF | FT |  | 1 Year | 6.7246 | 5% | 6.3884
23933 | Belden Wire | 8233WB 0101000 | #14PE/GIFHDLDPE BRD PVCBRD CPE | FT |  | 1 Year | 3.2742 | 5% | 3.1105
23934 | Belden Wire | 8237 010100 | RG-8/U JAN-C-17A COAX | FT |  | 1 Year | 2.1946 | 5% | 2.0849
23935 | Belden Wire | 8237 0101000 | RG-8/U JAN-C-17A COAX | FT |  | 1 Year | 1.6701 | 5% | 1.5866
23936 | Belden Wire | 8237 010500 | RG-8/U JAN-C-17A COAX | FT |  | 1 Year | 1.6811 | 5% | 1.597
23937 | Belden Wire | 8238 0101000 | RG-11/U TYPE | FT |  | 1 Year | 1.9726 | 5% | 1.874
23938 | Belden Wire | 8238 010500 | RG-11/U TYPE | FT |  | 1 Year | 1.9839 | 5% | 1.8847
23939 | Belden Wire | 8240 010100 | #20 PE BRD FRPVC | FT |  | 1 Year | 0.7478 | 5% | 0.71041
23940 | Belden Wire | 8240 0101000 | #20 PE BRD FRPVC | FT |  | 1 Year | 0.5145 | 5% | 0.48877
23941 | Belden Wire | 8240 010500 | #20 PE BRD FRPVC | FT |  | 1 Year | 0.5145 | 5% | 0.48877
23942 | Belden Wire | 8240 0105000 | #20 PE BRD FRPVC | FT |  | 1 Year | 0.5145 | 5% | 0.48877
23943 | Belden Wire | 8240 010U1000 | #20 PE BRD FRPVC | FT |  | 1 Year | 0.5145 | 5% | 0.48877
23944 | Belden Wire | 8240 010U500 | #20 PE BRD FRPVC | FT |  | 1 Year | 0.5145 | 5% | 0.48877
23945 | Belden Wire | 8241 002U1000 | RG59/U TYPE COAX RED | FT |  | 1 Year | 0.4668 | 5% | 0.44346
23946 | Belden Wire | 8241 003U1000 | RG59/U TYPE COAX ORG | FT |  | 1 Year | 0.4668 | 5% | 0.44346
23947 | Belden Wire | 8241 004U1000 | RG59/U TYPE COAX YEL | FT |  | 1 Year | 0.4668 | 5% | 0.44346
23948 | Belden Wire | 8241 005U1000 | RG59/U TYPE COAX DGRN | FT |  | 1 Year | 0.4668 | 5% | 0.44346
23949 | Belden Wire | 8241 006U1000 | RG59/U TYPE COAX LBLU | FT |  | 1 Year | 0.4668 | 5% | 0.44346
23950 | Belden Wire | 8241 009U1000 | RG59/U TYPE COAX WHT | FT |  | 1 Year | 0.4668 | 5% | 0.44346
23951 | Belden Wire | 8241 010100 | RG59/U TYPE COAX BLK | FT |  | 1 Year | 0.7942 | 5% | 0.75449
23952 | Belden Wire | 8241 0101000 | RG59/U TYPE COAX BLK | FT |  | 1 Year | 0.4668 | 5% | 0.44346
23953 | Belden Wire | 8241 0102000 | RG59/U TYPE COAX BLK | FT |  | 1 Year | 0.4668 | 5% | 0.44346
23954 | Belden Wire | 8241 010500 | RG59/U TYPE COAX BLK | FT |  | 1 Year | 0.481 | 5% | 0.45695
23955 | Belden Wire | 8241 0105000 | RG59/U TYPE COAX BLK | FT |  | 1 Year | 0.4668 | 5% | 0.44346
23956 | Belden Wire | 8241 010U1000 | RG59/U TYPE COAX BLK | FT |  | 1 Year | 0.4668 | 5% | 0.44346
23957 | Belden Wire | 8241 010U500 | RG59/U TYPE COAX BLK | FT |  | 1 Year | 0.481 | 5% | 0.45695
23958 | Belden Wire | 82418 8771000 | 4C#18 FS FEP FLMRST | FT |  | 1 Year | 3.514 | 5% | 3.3383
23959 | Belden Wire | 82418 8775000 | 4C#18 FS FEP FLMRST | FT |  | 1 Year | 3.514 | 5% | 3.3383
23960 | Belden Wire | 82418 877U1000 | 4C#18 FS FEP FLMRST | FT |  | 1 Year | 3.514 | 5% | 3.3383
23961 | Belden Wire | 8241A 0101000 | RG-59/U TYPE COAX | FT |  | 1 Year | 0.6382 | 5% | 0.60629
23962 | Belden Wire | 8241A 010U1000 | RG-59/U TYPE COAX | FT |  | 1 Year | 0.6382 | 5% | 0.60629
23963 | Belden Wire | 8241B 0101000 | #23 PE BRD PVC COAX | FT |  | 1 Year | 0.5062 | 5% | 0.48089
23964 | Belden Wire | 8241B 010U1000 | #23 PE BRD PVC COAX | FT |  | 1 Year | 0.5062 | 5% | 0.48089
23965 | Belden Wire | 8241F G7V1000 | #22 FPE BRD PVC | FT |  | 1 Year | 0.6918 | 5% | 0.65721
23966 | Belden Wire | 8241F G7W1000 | #22 FPE BRD PVC | FT |  | 1 Year | 0.6918 | 5% | 0.65721
23967 | Belden Wire | 8241F G7X1000 | #22 FPE BRD PVC | FT |  | 1 Year | 0.6918 | 5% | 0.65721
23968 | Belden Wire | 8241F G7Y1000 | #22 FPE BRD PVC | FT |  | 1 Year | 0.6918 | 5% | 0.65721
23969 | Belden Wire | 8241F G8M1000 | #22 FPE BRD PVC | FT |  | 1 Year | 0.6918 | 5% | 0.65721
23970 | Belden Wire | 8241F J5C1000 | #22 FPE BRD PVC | FT |  | 1 Year | 0.6918 | 5% | 0.65721
23971 | Belden Wire | 8241F U901000 | #22 FEP BRD PVC | FT |  | 1 Year | 0.6918 | 5% | 0.65721
23972 | Belden Wire | 82442 8771000 | 1 PR #22 FEP FLMRST | FT |  | 1 Year | 0.9228 | 5% | 0.87666
23973 | Belden Wire | 82442 877U1000 | 1 PR #22 FEP FLMRST | FT |  | 1 Year | 0.9228 | 5% | 0.87666
23974 | Belden Wire | 82444 8771000 | 4C#22 FEP FLMRST | FT |  | 1 Year | 1.2266 | 5% | 1.1653
23975 | Belden Wire | 82444 877U1000 | 4C #22 FEP FLMRST | FT |  | 1 Year | 1.2266 | 5% | 1.1653
23976 | Belden Wire | 82444 877U500 | 4C#22 FEP FLMRST | FT |  | 1 Year | 1.2266 | 5% | 1.1653
23977 | Belden Wire | 82489 8771000 | 4C#18 FEP FLMRST | FT |  | 1 Year | 2.3251 | 5% | 2.2088
23978 | Belden Wire | 82489 877U1000 | 4C#18 FEP FLMRST | FT |  | 1 Year | 2.3251 | 5% | 2.2088
23979 | Belden Wire | 82502 8771000 | 2 PR #24 FEP FS FLMRST | FT |  | 1 Year | 1.6351 | 5% | 1.5533
23980 | Belden Wire | 82502 877U1000 | 2 PR #24 FEP FS FLMRST | FT |  | 1 Year | 1.6351 | 5% | 1.5533
23981 | Belden Wire | 82502 877U500 | 2 PR #24 FEP FS FLMRST | FT |  | 1 Year | 1.6351 | 5% | 1.5533
23982 | Belden Wire | 82503 8771000 | 3 PR #24 FEP FS FLMRST | FT |  | 1 Year | 2.5384 | 5% | 2.4115
23983 | Belden Wire | 82503 877U1000 | 3 PR #24 FEP FS FLMRST | FT |  | 1 Year | 2.5384 | 5% | 2.4115
23984 | Belden Wire | 82504 8771000 | 4 PR #24 FEP FS FLMRST | FT |  | 1 Year | 3.0294 | 5% | 2.8779
23985 | Belden Wire | 82504 877U1000 | 4PR#24 FEP FS FLMRST | FT |  | 1 Year | 3.0294 | 5% | 2.8779
23986 | Belden Wire | 82505 8771000 | 5 PR #24 FEP FS FLMRST | FT |  | 1 Year | 3.6804 | 5% | 3.4964
23987 | Belden Wire | 82505 877U1000 | 5PR#24 FEP FS FLMRST | FT |  | 1 Year | 3.6804 | 5% | 3.4964
23988 | Belden Wire | 82506 8771000 | 6 PR #24 FEP FS FLMRST | FT |  | 1 Year | 5.49 | 5% | 5.2155
23989 | Belden Wire | 82506 877U500 | 6 PR #24 FEP FS FLMRST | FT |  | 1 Year | 5.49 | 5% | 5.2155
23990 | Belden Wire | 82509 8771000 | 9 PR #24 FEP FS FLRST | FT |  | 1 Year | 8.0979 | 5% | 7.693
23991 | Belden Wire | 82512 8771000 | 12H PR #24 FEP FS FLMRST | FT |  | 1 Year | 9.1024 | 5% | 8.6473
23992 | Belden Wire | 8254 0101000 | RG-62/U JAN-C-17A COAX | FT |  | 1 Year | 1.2286 | 5% | 1.1672
23993 | Belden Wire | 8254 010500 | RG-62/U JAN-C-17A COAX | FT |  | 1 Year | 1.2286 | 5% | 1.1672
23994 | Belden Wire | 8254 0105000 | RG-62/U JAN-C-17A COAX | FT |  | 1 Year | 1.2286 | 5% | 1.1672
23995 | Belden Wire | 8254 010U1000 | RG-62/U JAN-C-17A COAX | FT |  | 1 Year | 1.2286 | 5% | 1.1672
23996 | Belden Wire | 8255 0101000 | RG-62B/U TYPE 93OHM COAX | FT |  | 1 Year | 1.3262 | 5% | 1.2599
23997 | Belden Wire | 8255 010500 | RG-62B/U TYPE 93OHM COAX | FT |  | 1 Year | 1.3262 | 5% | 1.2599
23998 | Belden Wire | 8259 010100 | RG-58A/U 50 OHMS COAX | FT |  | 1 Year | 0.8489 | 5% | 0.80645
23999 | Belden Wire | 8259 0101000 | RG-58A/U 50 OHMS COAX | FT |  | 1 Year | 0.5459 | 5% | 0.5186
24000 | Belden Wire | 8259 010500 | RG-58A/U 50 OHMS COAX | FT |  | 1 Year | 0.5497 | 5% | 0.52221
24001 | Belden Wire | 8259 0105000 | RG-58A/U 50 OHMS COAX | FT |  | 1 Year | 0.5459 | 5% | 0.5186
24002 | Belden Wire | 8259 010U1000 | RG-58A/U 50 OHMS COAX | FT |  | 1 Year | 0.5459 | 5% | 0.5186
24003 | Belden Wire | 8259 010U500 | RG-58A/U 50 OHMS COAX | FT |  | 1 Year | 0.5497 | 5% | 0.52221
24004 | Belden Wire | 8261 0101000 | RG-11A/U MIL-C-17D COAX | FT |  | 1 Year | 3.0323 | 5% | 2.8807
24005 | Belden Wire | 8261 010500 | RG-11A/U MIL-C-17D COAX | FT |  | 1 Year | 3.0323 | 5% | 2.8807
24006 | Belden Wire | 8262 0101000 | M17/155-00001 COAX | FT |  | 1 Year | 0.7313 | 5% | 0.69473
24007 | Belden Wire | 8262 010500 | M17/155-00001 COAX | FT |  | 1 Year | 0.7351 | 5% | 0.69834
24008 | Belden Wire | 8262 010U1000 | M17/155-00001 COAX | FT |  | 1 Year | 0.7313 | 5% | 0.69473
24009 | Belden Wire | 8262 010U500 | M17/155-00001 COAX | FT |  | 1 Year | 0.7351 | 5% | 0.69834
24010 | Belden Wire | 82641 8771000 | 1 PR #24 FEP FS FLMRST | FT |  | 1 Year | 1.614 | 5% | 1.5333
24011 | Belden Wire | 82641 877U1000 | 1 PR #24 FEP FS FLMRST | FT |  | 1 Year | 1.614 | 5% | 1.5333
24012 | Belden Wire | 8267 0101000 | 50 OHM COAX CABLE | FT |  | 1 Year | 2.1283 | 5% | 2.0219
24013 | Belden Wire | 8267 010500 | 50 OHM COAX CABLE | FT |  | 1 Year | 2.1387 | 5% | 2.0318
24014 | Belden Wire | 8268 0101000 | #13 PE DBLB PVC | FT |  | 1 Year | 10.8972 | 5% | 10.3523
24015 | Belden Wire | 8268 010500 | #13 PE DBLB PVC | FT |  | 1 Year | 10.8972 | 5% | 10.3523
24016 | Belden Wire | 82688 0101000 | 2 PR #22 FFEP SH FRPVC | FT |  | 1 Year | 2.1216 | 5% | 2.0155
24017 | Belden Wire | 82689 0101000 | 4PR#22FEP2PR#22FFEPSHPVC | FT |  | 1 Year | 3.2449 | 5% | 3.0827
24018 | Belden Wire | 82723 8771000 | 2 PR #22 FEP FS FLRST | FT |  | 1 Year | 1.4922 | 5% | 1.4176
24019 | Belden Wire | 82723 8775000 | 2 PR #22 FEP FS FLRST | FT |  | 1 Year | 1.4922 | 5% | 1.4176
24020 | Belden Wire | 82723 877U1000 | 2 PR #22 FEP FS FLRST | FT |  | 1 Year | 1.4922 | 5% | 1.4176
24021 | Belden Wire | 82723 877U2000 | 2 PR #22 FEP FS FLRST | FT |  | 1 Year | 1.4922 | 5% | 1.4176
24022 | Belden Wire | 82723 877U500 | 2 PR #22 FEP FS FLRST | FT |  | 1 Year | 1.4922 | 5% | 1.4176
24023 | Belden Wire | 82729 8771000 | 2 PR #24 FFEPR FS FLMRST | FT |  | 1 Year | 4.0457 | 5% | 3.8434
24024 | Belden Wire | 82729 877U1000 | 2 PR #24 FFEPR FS FLMRST | FT |  | 1 Year | 4.0457 | 5% | 3.8434
24025 | Belden Wire | 82740 8771000 | 1 PR #18 FEP FLMRST | FT |  | 1 Year | 1.503 | 5% | 1.4278
24026 | Belden Wire | 82740 8775000 | 1 PR #18 FEP FLMRST | FT |  | 1 Year | 1.503 | 5% | 1.4278
24027 | Belden Wire | 82740 877U1000 | 1 PR #18 FEP FLMRST | FT |  | 1 Year | 1.503 | 5% | 1.4278
24028 | Belden Wire | 82741 8771000 | 2PR#22 FEP FLMRST | FT |  | 1 Year | 2.6637 | 5% | 2.5305
24029 | Belden Wire | 82742 8771000 | 3PR#22 FEP FLMRST | FT |  | 1 Year | 4.143 | 5% | 3.9358
24030 | Belden Wire | 82743 8771000 | 6PR#22 FEP FLMRST | FT |  | 1 Year | 7.3875 | 5% | 7.0181
24031 | Belden Wire | 82757 8771000 | 4PR#22 FEP FLMRST | FT |  | 1 Year | 5.7275 | 5% | 5.4411
24032 | Belden Wire | 82760 8771000 | 1 PR #18 FEP FS FLMRST | FT |  | 1 Year | 1.5523 | 5% | 1.4747
24033 | Belden Wire | 82760 8775000 | 1 PR #18 FEP FS FLMRST | FT |  | 1 Year | 1.5523 | 5% | 1.4747
24034 | Belden Wire | 82760 877U1000 | 1 PR #18 FEP FS FLMRST | FT |  | 1 Year | 1.5523 | 5% | 1.4747
24035 | Belden Wire | 82760 877U500 | 1 PR #18 FEP FS FLMRST | FT |  | 1 Year | 1.5523 | 5% | 1.4747
24036 | Belden Wire | 82761 8771000 | 1 PR #22 FEP FS FLRST | FT |  | 1 Year | 1.0905 | 5% | 1.036
24037 | Belden Wire | 82761 8775000 | 1 PR #22 FEP FS FLRST | FT |  | 1 Year | 1.0905 | 5% | 1.036
24038 | Belden Wire | 82761 877U1000 | 1 PR #22 FEP FS FLRST | FT |  | 1 Year | 1.0905 | 5% | 1.036
24039 | Belden Wire | 82761 877U500 | 1 PR #22 FEP FS FLRST | FT |  | 1 Year | 1.0905 | 5% | 1.036
24040 | Belden Wire | 82777 8771000 | 3 PR #22 FS FEP FLMRST | FT |  | 1 Year | 2.5752 | 5% | 2.4464
24041 | Belden Wire | 82777 877U1000 | 3 PR #22 FS FEP FLMRST | FT |  | 1 Year | 2.5752 | 5% | 2.4464
24042 | Belden Wire | 82777 877U500 | 3 PR #22 FS FEP FLMRST | FT |  | 1 Year | 2.5752 | 5% | 2.4464
24043 | Belden Wire | 82778 8771000 | 6PR#22 FS FEP FLMRST | FT |  | 1 Year | 6.3737 | 5% | 6.055
24044 | Belden Wire | 8279 0101000 | MINI VIDEO CABLE | FT |  | 1 Year | 0.9303 | 5% | 0.88378
24045 | Belden Wire | 8279 010500 | MINI VIDEO CABLE | FT |  | 1 Year | 0.9303 | 5% | 0.88378
24046 | Belden Wire | 8281 0021000 | 75 OHM VIDEO COAX | FT |  | 1 Year | 1.4903 | 5% | 1.4158
24047 | Belden Wire | 8281 002500 | 75 OHM VIDEO COAX | FT |  | 1 Year | 1.4903 | 5% | 1.4158
24048 | Belden Wire | 8281 0031000 | 75 OHM VIDEO COAX | FT |  | 1 Year | 1.4903 | 5% | 1.4158
24049 | Belden Wire | 8281 0041000 | 75 OHM VIDEO COAX | FT |  | 1 Year | 1.4903 | 5% | 1.4158
24050 | Belden Wire | 8281 004500 | 75 OHM VIDEO COAX | FT |  | 1 Year | 1.4903 | 5% | 1.4158
24051 | Belden Wire | 8281 0051000 | 75 OHM VIDEO COAX | FT |  | 1 Year | 1.4903 | 5% | 1.4158
24052 | Belden Wire | 8281 005500 | 75 OHM VIDEO COAX | FT |  | 1 Year | 1.4903 | 5% | 1.4158
24053 | Belden Wire | 8281 0061000 | 75 OHM VIDEO COAX | FT |  | 1 Year | 1.4903 | 5% | 1.4158
24054 | Belden Wire | 8281 006500 | 75 OHM VIDEO COAX | FT |  | 1 Year | 1.4903 | 5% | 1.4158
24055 | Belden Wire | 8281 0091000 | 75 OHM VIDEO COAX | FT |  | 1 Year | 1.4903 | 5% | 1.4158
24056 | Belden Wire | 8281 0101000 | 75 OHM VIDEO COAX | FT |  | 1 Year | 1.4903 | 5% | 1.4158
24057 | Belden Wire | 8281 010500 | 75 OHM VIDEO COAX | FT |  | 1 Year | 1.4903 | 5% | 1.4158
24058 | Belden Wire | 8281 0105000 | 75 OHM VIDEO COAX | FT |  | 1 Year | 1.418 | 5% | 1.3471
24059 | Belden Wire | 8281B 0021000 | #20 FRSFPE DBLB FRPVC | FT |  | 1 Year | 1.6764 | 5% | 1.5926
24060 | Belden Wire | 8281B 0041000 | #20 FRSFPE DBLB FRPVC | FT |  | 1 Year | 1.6764 | 5% | 1.5926
24061 | Belden Wire | 8281B 0051000 | #20 FRSFPE DBLB FRPVC | FT |  | 1 Year | 1.6764 | 5% | 1.5926
24062 | Belden Wire | 8281B 0061000 | #20 FRSFPE DBLB FRPVC | FT |  | 1 Year | 1.6764 | 5% | 1.5926
24063 | Belden Wire | 8281B 0071000 | #20 FRSFPE DBLB FRPVC | FT |  | 1 Year | 1.6764 | 5% | 1.5926
24064 | Belden Wire | 8281B 0081000 | #20 FRSFPE DBLB FRPVC | FT |  | 1 Year | 1.6764 | 5% | 1.5926
24065 | Belden Wire | 8281B 0091000 | #20 FRSFPE DBLB FRPVC | FT |  | 1 Year | 1.6764 | 5% | 1.5926
24066 | Belden Wire | 8281B 0101000 | #20 FRSFPE DBLB FRPVC | FT |  | 1 Year | 1.6764 | 5% | 1.5926
24067 | Belden Wire | 8281F G7V1000 | #21H PE DBLB PVC | FT |  | 1 Year | 1.7707 | 5% | 1.6822
24068 | Belden Wire | 8281F G7W1000 | #21H PE DBLB PVC | FT |  | 1 Year | 1.7707 | 5% | 1.6822
24069 | Belden Wire | 8281F G7X1000 | #21H PE DBLB PVC | FT |  | 1 Year | 1.7707 | 5% | 1.6822
24070 | Belden Wire | 8281F J5C1000 | #21H PE DBLB PVC | FT |  | 1 Year | 1.7707 | 5% | 1.6822
24071 | Belden Wire | 8281F J5C500 | #21H PE DBLB PVC | FT |  | 1 Year | 1.7707 | 5% | 1.6822
24072 | Belden Wire | 8281F U901000 | #21H PE DBLB PVC | FT |  | 1 Year | 1.7707 | 5% | 1.6822
24073 | Belden Wire | 82841 8771000 | 1 PR #24 FFEPR SH FLRST | FT |  | 1 Year | 2.4032 | 5% | 2.283
24074 | Belden Wire | 82841 877500 | 1 PR #24 FFEPR SH FLRST | FT |  | 1 Year | 2.4032 | 5% | 2.283
24075 | Belden Wire | 82841 8775000 | 1 PR #24 FFEPR SH FLRST | FT |  | 1 Year | 2.4032 | 5% | 2.283
24076 | Belden Wire | 82842 0081000 | 2 PR #24 FFEP SH FLRST | FT |  | 1 Year | 3.5576 | 5% | 3.3797
24077 | Belden Wire | 82842 8771000 | 2 PR #24 FFEP SH FLRST | FT |  | 1 Year | 3.5576 | 5% | 3.3797
24078 | Belden Wire | 82842 877500 | 2 PR #24 FFEP SH FLRST | FT |  | 1 Year | 3.5576 | 5% | 3.3797
24079 | Belden Wire | 82842 8775000 | 2 PR #24 FFEP SH FLRST | FT |  | 1 Year | 3.5576 | 5% | 3.3797
24080 | Belden Wire | 82907 8771000 | #20 FPFA BRD FLMRST | FT |  | 1 Year | 1.3229 | 5% | 1.2568
24081 | Belden Wire | 82907 8772500 | #20 FPFA BRD FLMRST | FT |  | 1 Year | 1.3229 | 5% | 1.2568
24082 | Belden Wire | 82907 877500 | #20 FPFA BRD FLMRST | FT |  | 1 Year | 1.3229 | 5% | 1.2568
24083 | Belden Wire | 82907 877U1000 | #20 FPFA BRD FLMRST | FT |  | 1 Year | 1.3229 | 5% | 1.2568
24084 | Belden Wire | 83000 001100 | #30 STR TFE BRN | FT |  | 1 Year | 0.4042 | 5% | 0.38399
24085 | Belden Wire | 83000 0011000 | #30 STR TFE BRN | FT |  | 1 Year | 0.3438 | 5% | 0.32661
24086 | Belden Wire | 83000 002100 | #30 STR TFE RED | FT |  | 1 Year | 0.4042 | 5% | 0.38399
24087 | Belden Wire | 83000 0021000 | #30 STR TFE RED | FT |  | 1 Year | 0.3438 | 5% | 0.32661
24088 | Belden Wire | 83000 003100 | #30 STR TFE ORG | FT |  | 1 Year | 0.4042 | 5% | 0.38399
24089 | Belden Wire | 83000 0031000 | #30 STR TFE ORG | FT |  | 1 Year | 0.3438 | 5% | 0.32661
24090 | Belden Wire | 83000 004100 | #30 STR TFE YEL | FT |  | 1 Year | 0.4042 | 5% | 0.38399
24091 | Belden Wire | 83000 0041000 | #30 STR TFE YEL | FT |  | 1 Year | 0.3438 | 5% | 0.32661
24092 | Belden Wire | 83000 005100 | #30 STR TFE GRNDK | FT |  | 1 Year | 0.4042 | 5% | 0.38399
24093 | Belden Wire | 83000 0051000 | #30 STR TFE GRNDK | FT |  | 1 Year | 0.3438 | 5% | 0.32661
24094 | Belden Wire | 83000 006100 | #30 STR TFE BLULT | FT |  | 1 Year | 0.4042 | 5% | 0.38399
24095 | Belden Wire | 83000 0061000 | #30 STR TFE BLULT | FT |  | 1 Year | 0.3438 | 5% | 0.32661
24096 | Belden Wire | 83000 007100 | #30 STR TFE VIO | FT |  | 1 Year | 0.4042 | 5% | 0.38399
24097 | Belden Wire | 83000 0071000 | #30 STR TFE VIO | FT |  | 1 Year | 0.3438 | 5% | 0.32661
24098 | Belden Wire | 83000 009100 | #30 STR TFE WHT | FT |  | 1 Year | 0.4042 | 5% | 0.38399
24099 | Belden Wire | 83000 0091000 | #30 STR TFE WHT | FT |  | 1 Year | 0.3438 | 5% | 0.32661
24100 | Belden Wire | 83000 010100 | #30 STR TFE BLK | FT |  | 1 Year | 0.4042 | 5% | 0.38399
24101 | Belden Wire | 83000 0101000 | #30 STR TFE BLK | FT |  | 1 Year | 0.3438 | 5% | 0.32661
24102 | Belden Wire | 83001 001100 | #28 STR TFE BRN | FT |  | 1 Year | 0.4106 | 5% | 0.39007
24103 | Belden Wire | 83001 0011000 | #28 STR TFE BRN | FT |  | 1 Year | 0.3504 | 5% | 0.33288
24104 | Belden Wire | 83001 002100 | #28 STR TFE RED | FT |  | 1 Year | 0.4106 | 5% | 0.39007
24105 | Belden Wire | 83001 0021000 | #28 STR TFE RED | FT |  | 1 Year | 0.3504 | 5% | 0.33288
24106 | Belden Wire | 83001 003100 | #28 STR TFE ORG | FT |  | 1 Year | 0.4106 | 5% | 0.39007
24107 | Belden Wire | 83001 0031000 | #28 STR TFE ORG | FT |  | 1 Year | 0.3504 | 5% | 0.33288
24108 | Belden Wire | 83001 004100 | #28 STR TFE YEL | FT |  | 1 Year | 0.4106 | 5% | 0.39007
24109 | Belden Wire | 83001 0041000 | #28 STR TFE YEL | FT |  | 1 Year | 0.3504 | 5% | 0.33288
24110 | Belden Wire | 83001 005100 | #28 STR TFE GRNDK | FT |  | 1 Year | 0.4106 | 5% | 0.39007
24111 | Belden Wire | 83001 0051000 | #28 STR TFE GRNDK | FT |  | 1 Year | 0.3504 | 5% | 0.33288
24112 | Belden Wire | 83001 006100 | #28 STR TFE BLULT | FT |  | 1 Year | 0.4106 | 5% | 0.39007
24113 | Belden Wire | 83001 0061000 | #28 STR TFE BLULT | FT |  | 1 Year | 0.3504 | 5% | 0.33288
24114 | Belden Wire | 83001 007100 | #28 STR TFE VIO | FT |  | 1 Year | 0.4106 | 5% | 0.39007
24115 | Belden Wire | 83001 0071000 | #28 STR TFE VIO | FT |  | 1 Year | 0.3504 | 5% | 0.33288
24116 | Belden Wire | 83001 008100 | #28 STR TFE GRY | FT |  | 1 Year | 0.4106 | 5% | 0.39007
24117 | Belden Wire | 83001 0081000 | #28 STR TFE GRY | FT |  | 1 Year | 0.3504 | 5% | 0.33288
24118 | Belden Wire | 83001 009100 | #28 STR TFE WHT | FT |  | 1 Year | 0.4106 | 5% | 0.39007
24119 | Belden Wire | 83001 0091000 | #28 STR TFE WHT | FT |  | 1 Year | 0.3504 | 5% | 0.33288
24120 | Belden Wire | 83001 010100 | #28 STR TFE BLK | FT |  | 1 Year | 0.4106 | 5% | 0.39007
24121 | Belden Wire | 83001 0101000 | #28 STR TFE BLK | FT |  | 1 Year | 0.3504 | 5% | 0.33288
24122 | Belden Wire | 83002 001100 | #26 STR TFE BRN | FT |  | 1 Year | 0.4415 | 5% | 0.41942
24123 | Belden Wire | 83002 0011000 | #26 7/34 STR TFE BRN | FT |  | 1 Year | 0.3739 | 5% | 0.3552
24124 | Belden Wire | 83002 002100 | #26 STR TFE RED | FT |  | 1 Year | 0.4415 | 5% | 0.41942
24125 | Belden Wire | 83002 0021000 | #26 7/34 STR TFE RED | FT |  | 1 Year | 0.3739 | 5% | 0.3552
24126 | Belden Wire | 83002 003100 | #26 STR TFE ORG | FT |  | 1 Year | 0.4415 | 5% | 0.41942
24127 | Belden Wire | 83002 0031000 | #26 7/34 STR TFE ORG | FT |  | 1 Year | 0.3739 | 5% | 0.3552
24128 | Belden Wire | 83002 004100 | #26 STR TFE YEL | FT |  | 1 Year | 0.4415 | 5% | 0.41942
24129 | Belden Wire | 83002 0041000 | #26 7/34 STR TFE YEL | FT |  | 1 Year | 0.3739 | 5% | 0.3552
24130 | Belden Wire | 83002 005100 | #26 STR TFE GRNDK | FT |  | 1 Year | 0.4415 | 5% | 0.41942
24131 | Belden Wire | 83002 0051000 | #26 7/34 STR TFE GRNDK | FT |  | 1 Year | 0.3739 | 5% | 0.3552
24132 | Belden Wire | 83002 006100 | #26 STR TFE BLULT | FT |  | 1 Year | 0.4415 | 5% | 0.41942
24133 | Belden Wire | 83002 0061000 | #26 7/34 STR TFE BLULT | FT |  | 1 Year | 0.3739 | 5% | 0.3552
24134 | Belden Wire | 83002 007100 | #26 STR TFE VIO | FT |  | 1 Year | 0.4415 | 5% | 0.41942
24135 | Belden Wire | 83002 0071000 | #26 7/34 STR TFE VIO | FT |  | 1 Year | 0.3739 | 5% | 0.3552
24136 | Belden Wire | 83002 008100 | #26 STR TFE GRY | FT |  | 1 Year | 0.4415 | 5% | 0.41942
24137 | Belden Wire | 83002 0081000 | #26 7/34 STR TFE GRY | FT |  | 1 Year | 0.3739 | 5% | 0.3552
24138 | Belden Wire | 83002 009100 | #26 STR TFE WHT | FT |  | 1 Year | 0.4415 | 5% | 0.41942
24139 | Belden Wire | 83002 0091000 | #26 7/34 STR TFE WHT | FT |  | 1 Year | 0.3739 | 5% | 0.3552
24140 | Belden Wire | 83002 010100 | #26 STR TFE BLK | FT |  | 1 Year | 0.4415 | 5% | 0.41942
24141 | Belden Wire | 83002 0101000 | #26 7/34 STR TFE BLK | FT |  | 1 Year | 0.3739 | 5% | 0.3552
24142 | Belden Wire | 83003 001100 | #24 STR TFE BRN | FT |  | 1 Year | 0.5588 | 5% | 0.53086
24143 | Belden Wire | 83003 0011000 | #24 19/36 STR TFE BRN | FT |  | 1 Year | 0.4973 | 5% | 0.47243
24144 | Belden Wire | 83003 002100 | #24 STR TFE RED | FT |  | 1 Year | 0.5588 | 5% | 0.53086
24145 | Belden Wire | 83003 0021000 | #24 19/36 STR TFE RED | FT |  | 1 Year | 0.4973 | 5% | 0.47243
24146 | Belden Wire | 83003 002500 | #24 STR TFE RED | FT |  | 1 Year | 0.5047 | 5% | 0.47947
24147 | Belden Wire | 83003 003100 | #24 STR TFE ORG | FT |  | 1 Year | 0.5588 | 5% | 0.53086
24148 | Belden Wire | 83003 0031000 | #24 19/36 STR TFE ORG | FT |  | 1 Year | 0.4973 | 5% | 0.47243
24149 | Belden Wire | 83003 003500 | #24 STR TFE ORG | FT |  | 1 Year | 0.5047 | 5% | 0.47947
24150 | Belden Wire | 83003 004100 | #24 STR TFE YEL | FT |  | 1 Year | 0.5588 | 5% | 0.53086
24151 | Belden Wire | 83003 0041000 | #24 19/36 STR TFE YEL | FT |  | 1 Year | 0.4973 | 5% | 0.47243
24152 | Belden Wire | 83003 005100 | #24 STR TFE GRNDK | FT |  | 1 Year | 0.5588 | 5% | 0.53086
24153 | Belden Wire | 83003 0051000 | #24 19/36 STR TFE GRNDK | FT |  | 1 Year | 0.4973 | 5% | 0.47243
24154 | Belden Wire | 83003 006100 | #24 STR TFE BLULT | FT |  | 1 Year | 0.5588 | 5% | 0.53086
24155 | Belden Wire | 83003 0061000 | #24 19/36 STR TFE BLULT | FT |  | 1 Year | 0.4973 | 5% | 0.47243
24156 | Belden Wire | 83003 006500 | #24 STR TFE BLULT | FT |  | 1 Year | 0.5047 | 5% | 0.47947
24157 | Belden Wire | 83003 007100 | #24 STR TFE VIO | FT |  | 1 Year | 0.5588 | 5% | 0.53086
24158 | Belden Wire | 83003 0071000 | #24 19/36 STR TFE VIO | FT |  | 1 Year | 0.4973 | 5% | 0.47243
24159 | Belden Wire | 83003 008100 | #24 STR TFE GRY | FT |  | 1 Year | 0.5588 | 5% | 0.53086
24160 | Belden Wire | 83003 0081000 | #24 19/36 STR TFE GRY | FT |  | 1 Year | 0.4973 | 5% | 0.47243
24161 | Belden Wire | 83003 009100 | #24 STR TFE WHT | FT |  | 1 Year | 0.5588 | 5% | 0.53086
24162 | Belden Wire | 83003 0091000 | #24 19/36 STR TFE WHT | FT |  | 1 Year | 0.4973 | 5% | 0.47243
24163 | Belden Wire | 83003 009500 | #24 STR TFE WHT | FT |  | 1 Year | 0.5047 | 5% | 0.47947
24164 | Belden Wire | 83003 010100 | #24 STR TFE BLK | FT |  | 1 Year | 0.5588 | 5% | 0.53086
24165 | Belden Wire | 83003 0101000 | #24 19/36 STR TFE BLK | FT |  | 1 Year | 0.4973 | 5% | 0.47243
24166 | Belden Wire | 83003 010500 | #24 STR TFE BLK | FT |  | 1 Year | 0.5047 | 5% | 0.47947
24167 | Belden Wire | 83004 001100 | #24 STR TFE BRN | FT |  | 1 Year | 0.4678 | 5% | 0.44441
24168 | Belden Wire | 83004 0011000 | #24 STR TFE BRN | FT |  | 1 Year | 0.4046 | 5% | 0.38437
24169 | Belden Wire | 83004 002100 | #24 STR TFE RED | FT |  | 1 Year | 0.4678 | 5% | 0.44441
24170 | Belden Wire | 83004 0021000 | #24 STR TFE RED | FT |  | 1 Year | 0.4046 | 5% | 0.38437
24171 | Belden Wire | 83004 003100 | #24 STR TFE ORG | FT |  | 1 Year | 0.4678 | 5% | 0.44441
24172 | Belden Wire | 83004 0031000 | #24 STR TFE ORG | FT |  | 1 Year | 0.4046 | 5% | 0.38437
24173 | Belden Wire | 83004 004100 | #24 STR TFE YEL | FT |  | 1 Year | 0.4678 | 5% | 0.44441
24174 | Belden Wire | 83004 0041000 | #24 STR TFE YEL | FT |  | 1 Year | 0.4046 | 5% | 0.38437
24175 | Belden Wire | 83004 005100 | #24 STR TFE GRNDK | FT |  | 1 Year | 0.4678 | 5% | 0.44441
24176 | Belden Wire | 83004 0051000 | #24 STR TFE GRNDK | FT |  | 1 Year | 0.4046 | 5% | 0.38437
24177 | Belden Wire | 83004 006100 | #24 STR TFE BLULT | FT |  | 1 Year | 0.4678 | 5% | 0.44441
24178 | Belden Wire | 83004 0061000 | #24 STR TFE BLULT | FT |  | 1 Year | 0.4046 | 5% | 0.38437
24179 | Belden Wire | 83004 007100 | #24 STR TFE VIO | FT |  | 1 Year | 0.4678 | 5% | 0.44441
24180 | Belden Wire | 83004 0071000 | #24 STR TFE VIO | FT |  | 1 Year | 0.4046 | 5% | 0.38437
24181 | Belden Wire | 83004 008100 | #24 STR TFE GRY | FT |  | 1 Year | 0.4678 | 5% | 0.44441
24182 | Belden Wire | 83004 0081000 | #24 STR TFE GRY | FT |  | 1 Year | 0.4046 | 5% | 0.38437
24183 | Belden Wire | 83004 009100 | #24 STR TFE WHT | FT |  | 1 Year | 0.4678 | 5% | 0.44441
24184 | Belden Wire | 83004 0091000 | #24 STR TFE WHT | FT |  | 1 Year | 0.4046 | 5% | 0.38437
24185 | Belden Wire | 83004 010100 | #24 STR TFE BLK | FT |  | 1 Year | 0.4678 | 5% | 0.44441
24186 | Belden Wire | 83004 0101000 | #24 STR TFE BLK | FT |  | 1 Year | 0.4046 | 5% | 0.38437
24187 | Belden Wire | 83005 001100 | #22 STR TFE BRN | FT |  | 1 Year | 0.5649 | 5% | 0.53665
24188 | Belden Wire | 83005 0011000 | #22 STR TFE BRN | FT |  | 1 Year | 0.505 | 5% | 0.47975
24189 | Belden Wire | 83005 002100 | #22 STR TFE RED | FT |  | 1 Year | 0.5649 | 5% | 0.53665
24190 | Belden Wire | 83005 0021000 | #22 STR TFE RED | FT |  | 1 Year | 0.505 | 5% | 0.47975
24191 | Belden Wire | 83005 003100 | #22 STR TFE ORG | FT |  | 1 Year | 0.5649 | 5% | 0.53665
24192 | Belden Wire | 83005 0031000 | #22 STR TFE ORG | FT |  | 1 Year | 0.505 | 5% | 0.47975
24193 | Belden Wire | 83005 004100 | #22 STR TFE YEL | FT |  | 1 Year | 0.5649 | 5% | 0.53665
24194 | Belden Wire | 83005 0041000 | #22 STR TFE YEL | FT |  | 1 Year | 0.505 | 5% | 0.47975
24195 | Belden Wire | 83005 005100 | #22 STR TFE GRNDK | FT |  | 1 Year | 0.5649 | 5% | 0.53665
24196 | Belden Wire | 83005 0051000 | #22 STR TFE GRNDK | FT |  | 1 Year | 0.505 | 5% | 0.47975
24197 | Belden Wire | 83005 006100 | #22 STR TFE BLULT | FT |  | 1 Year | 0.5649 | 5% | 0.53665
24198 | Belden Wire | 83005 0061000 | #22 STR TFE BLULT | FT |  | 1 Year | 0.505 | 5% | 0.47975
24199 | Belden Wire | 83005 007100 | #22 STR TFE VIO | FT |  | 1 Year | 0.5649 | 5% | 0.53665
24200 | Belden Wire | 83005 0071000 | #22 STR TFE VIO | FT |  | 1 Year | 0.505 | 5% | 0.47975
24201 | Belden Wire | 83005 008100 | #22 STR TFE GRY | FT |  | 1 Year | 0.5649 | 5% | 0.53665
24202 | Belden Wire | 83005 0081000 | #22 STR TFE GRY | FT |  | 1 Year | 0.505 | 5% | 0.47975
24203 | Belden Wire | 83005 009100 | #22 STR TFE WHT | FT |  | 1 Year | 0.5649 | 5% | 0.53665
24204 | Belden Wire | 83005 0091000 | #22 STR TFE WHT | FT |  | 1 Year | 0.505 | 5% | 0.47975
24205 | Belden Wire | 83005 010100 | #22 STR TFE BLK | FT |  | 1 Year | 0.5649 | 5% | 0.53665
24206 | Belden Wire | 83005 0101000 | #22 STR TFE BLK | FT |  | 1 Year | 0.505 | 5% | 0.47975
24207 | Belden Wire | 83006 001100 | #22 STR TFE BRN | FT |  | 1 Year | 0.6497 | 5% | 0.61722
24208 | Belden Wire | 83006 0011000 | #22 STR TFE BRN | FT |  | 1 Year | 0.5939 | 5% | 0.5642
24209 | Belden Wire | 83006 001500 | #22 STR TFE BRN | FT |  | 1 Year | 0.6014 | 5% | 0.57133
24210 | Belden Wire | 83006 002100 | #22 STR TFE RED | FT |  | 1 Year | 0.6497 | 5% | 0.61722
24211 | Belden Wire | 83006 0021000 | #22 STR TFE RED | FT |  | 1 Year | 0.5939 | 5% | 0.5642
24212 | Belden Wire | 83006 002500 | #22 STR TFE RED | FT |  | 1 Year | 0.6014 | 5% | 0.57133
24213 | Belden Wire | 83006 003100 | #22 STR TFE ORG | FT |  | 1 Year | 0.6497 | 5% | 0.61722
24214 | Belden Wire | 83006 0031000 | #22 STR TFE ORG | FT |  | 1 Year | 0.5939 | 5% | 0.5642
24215 | Belden Wire | 83006 004100 | #22 STR TFE YEL | FT |  | 1 Year | 0.6497 | 5% | 0.61722
24216 | Belden Wire | 83006 0041000 | #22 STR TFE YEL | FT |  | 1 Year | 0.5939 | 5% | 0.5642
24217 | Belden Wire | 83006 004500 | #22 STR TFE YEL | FT |  | 1 Year | 0.6014 | 5% | 0.57133
24218 | Belden Wire | 83006 005100 | #22 STR TFE GRNDK | FT |  | 1 Year | 0.6497 | 5% | 0.61722
24219 | Belden Wire | 83006 0051000 | #22 STR TFE GRNDK | FT |  | 1 Year | 0.5939 | 5% | 0.5642
24220 | Belden Wire | 83006 005500 | #22 STR TFE GRNDK | FT |  | 1 Year | 0.6014 | 5% | 0.57133
24221 | Belden Wire | 83006 006100 | #22 STR TFE BLULT | FT |  | 1 Year | 0.6497 | 5% | 0.61722
24222 | Belden Wire | 83006 0061000 | #22 STR TFE BLULT | FT |  | 1 Year | 0.5939 | 5% | 0.5642
24223 | Belden Wire | 83006 006500 | #22 STR TFE BLULT | FT |  | 1 Year | 0.6014 | 5% | 0.57133
24224 | Belden Wire | 83006 007100 | #22 STR TFE VIO | FT |  | 1 Year | 0.6497 | 5% | 0.61722
24225 | Belden Wire | 83006 0071000 | #22 STR TFE VIO | FT |  | 1 Year | 0.5939 | 5% | 0.5642
24226 | Belden Wire | 83006 008100 | #22 STR TFE GRY | FT |  | 1 Year | 0.6497 | 5% | 0.61722
24227 | Belden Wire | 83006 0081000 | #22 STR TFE GRY | FT |  | 1 Year | 0.5939 | 5% | 0.5642
24228 | Belden Wire | 83006 009100 | #22 STR TFE WHT | FT |  | 1 Year | 0.6497 | 5% | 0.61722
24229 | Belden Wire | 83006 0091000 | #22 STR TFE WHT | FT |  | 1 Year | 0.5939 | 5% | 0.5642
24230 | Belden Wire | 83006 009500 | #22 STR TFE WHT | FT |  | 1 Year | 0.6014 | 5% | 0.57133
24231 | Belden Wire | 83006 010100 | #22 STR TFE BLK | FT |  | 1 Year | 0.6497 | 5% | 0.61722
24232 | Belden Wire | 83006 0101000 | #22 STR TFE BLK | FT |  | 1 Year | 0.5939 | 5% | 0.5642
24233 | Belden Wire | 83006 010500 | #22 STR TFE BLK | FT |  | 1 Year | 0.6014 | 5% | 0.57133
24234 | Belden Wire | 83007 001100 | #20 STR TFE BRN | FT |  | 1 Year | 0.7782 | 5% | 0.73929
24235 | Belden Wire | 83007 0011000 | #20 STR TFE BRN | FT |  | 1 Year | 0.7218 | 5% | 0.68571
24236 | Belden Wire | 83007 002100 | #20 STR TFE RED | FT |  | 1 Year | 0.7782 | 5% | 0.73929
24237 | Belden Wire | 83007 0021000 | #20 STR TFE RED | FT |  | 1 Year | 0.7218 | 5% | 0.68571
24238 | Belden Wire | 83007 002500 | #20 STR TFE RED | FT |  | 1 Year | 0.7281 | 5% | 0.69169
24239 | Belden Wire | 83007 003100 | #20 STR TFE ORG | FT |  | 1 Year | 0.7782 | 5% | 0.73929
24240 | Belden Wire | 83007 0031000 | #20 STR TFE ORG | FT |  | 1 Year | 0.7218 | 5% | 0.68571
24241 | Belden Wire | 83007 004100 | #20 STR TFE YEL | FT |  | 1 Year | 0.7782 | 5% | 0.73929
24242 | Belden Wire | 83007 0041000 | #20 STR TFE YEL | FT |  | 1 Year | 0.7218 | 5% | 0.68571
24243 | Belden Wire | 83007 005100 | #20 STR TFE GRNDK | FT |  | 1 Year | 0.7782 | 5% | 0.73929
24244 | Belden Wire | 83007 0051000 | #20 STR TFE GRNDK | FT |  | 1 Year | 0.7218 | 5% | 0.68571
24245 | Belden Wire | 83007 006100 | #20 STR TFE BLULT | FT |  | 1 Year | 0.7782 | 5% | 0.73929
24246 | Belden Wire | 83007 0061000 | #20 STR TFE BLULT | FT |  | 1 Year | 0.7218 | 5% | 0.68571
24247 | Belden Wire | 83007 006500 | #20 STR TFE BLULT | FT |  | 1 Year | 0.7281 | 5% | 0.69169
24248 | Belden Wire | 83007 007100 | #20 STR TFE VIO | FT |  | 1 Year | 0.7782 | 5% | 0.73929
24249 | Belden Wire | 83007 0071000 | #20 STR TFE VIO | FT |  | 1 Year | 0.7218 | 5% | 0.68571
24250 | Belden Wire | 83007 008100 | #20 STR TFE GRY | FT |  | 1 Year | 0.7782 | 5% | 0.73929
24251 | Belden Wire | 83007 0081000 | #20 STR TFE GRY | FT |  | 1 Year | 0.7218 | 5% | 0.68571
24252 | Belden Wire | 83007 009100 | #20 STR TFE WHT | FT |  | 1 Year | 0.7782 | 5% | 0.73929
24253 | Belden Wire | 83007 0091000 | #20 STR TFE WHT | FT |  | 1 Year | 0.7218 | 5% | 0.68571
24254 | Belden Wire | 83007 009500 | #20 STR TFE WHT | FT |  | 1 Year | 0.7281 | 5% | 0.69169
24255 | Belden Wire | 83007 010100 | #20 STR TFE BLK | FT |  | 1 Year | 0.7782 | 5% | 0.73929
24256 | Belden Wire | 83007 0101000 | #20 STR TFE BLK | FT |  | 1 Year | 0.7218 | 5% | 0.68571
24257 | Belden Wire | 83007 010500 | #20 STR TFE BLK | FT |  | 1 Year | 0.7281 | 5% | 0.69169
24258 | Belden Wire | 83008 001100 | #20 STR TFE BRN | FT |  | 1 Year | 0.7064 | 5% | 0.67108
24259 | Belden Wire | 83008 002100 | #20 STR TFE RED | FT |  | 1 Year | 0.7064 | 5% | 0.67108
24260 | Belden Wire | 83008 0021000 | #20 STR TFE RED | FT |  | 1 Year | 0.6521 | 5% | 0.6195
24261 | Belden Wire | 83008 003100 | #20 STR TFE ORG | FT |  | 1 Year | 0.7064 | 5% | 0.67108
24262 | Belden Wire | 83008 0031000 | #20 STR TFE ORG | FT |  | 1 Year | 0.6521 | 5% | 0.6195
24263 | Belden Wire | 83008 004100 | #20 STR TFE YEL | FT |  | 1 Year | 0.7064 | 5% | 0.67108
24264 | Belden Wire | 83008 0041000 | #20 STR TFE YEL | FT |  | 1 Year | 0.6521 | 5% | 0.6195
24265 | Belden Wire | 83008 005100 | #20 STR TFE GRNDK | FT |  | 1 Year | 0.7064 | 5% | 0.67108
24266 | Belden Wire | 83008 0051000 | #20 STR TFE GRNDK | FT |  | 1 Year | 0.6521 | 5% | 0.6195
24267 | Belden Wire | 83008 006100 | #20 STR TFE BLULT | FT |  | 1 Year | 0.7064 | 5% | 0.67108
24268 | Belden Wire | 83008 0061000 | #20 STR TFE BLULT | FT |  | 1 Year | 0.6521 | 5% | 0.6195
24269 | Belden Wire | 83008 0081000 | #20 STR TFE GRY | FT |  | 1 Year | 0.5679 | 5% | 0.5395
24270 | Belden Wire | 83008 009100 | #20 STR TFE WHT | FT |  | 1 Year | 0.7064 | 5% | 0.67108
24271 | Belden Wire | 83008 0091000 | #20 STR TFE WHT | FT |  | 1 Year | 0.6521 | 5% | 0.6195
24272 | Belden Wire | 83008 010100 | #20 STR TFE BLK | FT |  | 1 Year | 0.7064 | 5% | 0.67108
24273 | Belden Wire | 83008 0101000 | #20 STR TFE BLK | FT |  | 1 Year | 0.6521 | 5% | 0.6195
24274 | Belden Wire | 83009 001100 | #18 STR TFE BRN | FT |  | 1 Year | 0.9824 | 5% | 0.93328
24275 | Belden Wire | 83009 0011000 | #18 STR TFE BRN | FT |  | 1 Year | 0.93 | 5% | 0.8835
24276 | Belden Wire | 83009 001500 | #18 STR TFE BRN | FT |  | 1 Year | 0.9374 | 5% | 0.89053
24277 | Belden Wire | 83009 002100 | #18 STR TFE RED | FT |  | 1 Year | 0.9824 | 5% | 0.93328
24278 | Belden Wire | 83009 0021000 | #18 STR TFE RED | FT |  | 1 Year | 0.93 | 5% | 0.8835
24279 | Belden Wire | 83009 002500 | #18 STR TFE RED | FT |  | 1 Year | 0.9374 | 5% | 0.89053
24280 | Belden Wire | 83009 003100 | #18 STR TFE ORG | FT |  | 1 Year | 0.9824 | 5% | 0.93328
24281 | Belden Wire | 83009 003500 | #18 STR TFE ORG | FT |  | 1 Year | 0.9374 | 5% | 0.89053
24282 | Belden Wire | 83009 004100 | #18 STR TFE YEL | FT |  | 1 Year | 0.9824 | 5% | 0.93328
24283 | Belden Wire | 83009 0041000 | #18 STR TFE YEL | FT |  | 1 Year | 0.93 | 5% | 0.8835
24284 | Belden Wire | 83009 005100 | #18 STR TFE GRNDK | FT |  | 1 Year | 0.9824 | 5% | 0.93328
24285 | Belden Wire | 83009 0051000 | #18 STR TFE GRNDK | FT |  | 1 Year | 0.93 | 5% | 0.8835
24286 | Belden Wire | 83009 005500 | #18 STR TFE DGRN | FT |  | 1 Year | 0.9374 | 5% | 0.89053
24287 | Belden Wire | 83009 006100 | #18 STR TFE BLULT | FT |  | 1 Year | 0.9824 | 5% | 0.93328
24288 | Belden Wire | 83009 0061000 | #18 STR TFE BLULT | FT |  | 1 Year | 0.93 | 5% | 0.8835
24289 | Belden Wire | 83009 007100 | #18 STR TFE VIO | FT |  | 1 Year | 0.9824 | 5% | 0.93328
24290 | Belden Wire | 83009 0071000 | #18 STR TFE VIO | FT |  | 1 Year | 0.93 | 5% | 0.8835
24291 | Belden Wire | 83009 007500 | #18 STR TFE VIO | FT |  | 1 Year | 0.9374 | 5% | 0.89053
24292 | Belden Wire | 83009 008100 | #18 STR TFE GRY | FT |  | 1 Year | 0.9824 | 5% | 0.93328
24293 | Belden Wire | 83009 0081000 | #18 STR TFE GRY | FT |  | 1 Year | 0.93 | 5% | 0.8835
24294 | Belden Wire | 83009 009100 | #18 STR TFE WHT | FT |  | 1 Year | 0.9824 | 5% | 0.93328
24295 | Belden Wire | 83009 0091000 | #18 STR TFE WHT | FT |  | 1 Year | 0.93 | 5% | 0.8835
24296 | Belden Wire | 83009 009500 | #18 STR TFE WHT | FT |  | 1 Year | 0.9374 | 5% | 0.89053
24297 | Belden Wire | 83009 010100 | #18 STR TFE BLK | FT |  | 1 Year | 0.9824 | 5% | 0.93328
24298 | Belden Wire | 83009 0101000 | #18 STR TFE BLK | FT |  | 1 Year | 0.93 | 5% | 0.8835
24299 | Belden Wire | 83009 010500 | #18 STR TFE BLK | FT |  | 1 Year | 0.9374 | 5% | 0.89053
24300 | Belden Wire | 83010 001100 | #16 STR TFE BRN | FT |  | 1 Year | 1.1804 | 5% | 1.1214
24301 | Belden Wire | 83010 0011000 | #16 STR TFE BRN | FT |  | 1 Year | 1.1348 | 5% | 1.0781
24302 | Belden Wire | 83010 001500 | #16 STR TFE BRN | FT |  | 1 Year | 1.1385 | 5% | 1.0816
24303 | Belden Wire | 83010 002100 | #16 STR TFE RED | FT |  | 1 Year | 1.1804 | 5% | 1.1214
24304 | Belden Wire | 83010 0021000 | #16 STR TFE RED | FT |  | 1 Year | 1.1348 | 5% | 1.0781
24305 | Belden Wire | 83010 002500 | #16 STR TFE RED | FT |  | 1 Year | 1.1385 | 5% | 1.0816
24306 | Belden Wire | 83010 003100 | #16 STR TFE ORG | FT |  | 1 Year | 1.1804 | 5% | 1.1214
24307 | Belden Wire | 83010 003500 | #16 STR TFE ORG | FT |  | 1 Year | 1.1385 | 5% | 1.0816
24308 | Belden Wire | 83010 004100 | #16 STR TFE YEL | FT |  | 1 Year | 1.1804 | 5% | 1.1214
24309 | Belden Wire | 83010 0041000 | #16 STR TFE YEL | FT |  | 1 Year | 1.1348 | 5% | 1.0781
24310 | Belden Wire | 83010 004500 | #16 STR TFE YEL | FT |  | 1 Year | 1.1385 | 5% | 1.0816
24311 | Belden Wire | 83010 005100 | #16 STR TFE GRNDK | FT |  | 1 Year | 1.1804 | 5% | 1.1214
24312 | Belden Wire | 83010 0051000 | #16 STR TFE GRNDK | FT |  | 1 Year | 1.1348 | 5% | 1.0781
24313 | Belden Wire | 83010 005500 | #16 STR TFE GRNDK | FT |  | 1 Year | 1.1385 | 5% | 1.0816
24314 | Belden Wire | 83010 006100 | #16 STR TFE BLULT | FT |  | 1 Year | 1.1804 | 5% | 1.1214
24315 | Belden Wire | 83010 0061000 | #16 STR TFE BLULT | FT |  | 1 Year | 1.1348 | 5% | 1.0781
24316 | Belden Wire | 83010 006500 | #16 STR TFE LBLU | FT |  | 1 Year | 1.1385 | 5% | 1.0816
24317 | Belden Wire | 83010 007100 | #16 STR TFE VIO | FT |  | 1 Year | 1.1804 | 5% | 1.1214
24318 | Belden Wire | 83010 007500 | #16 STR TFE VIO | FT |  | 1 Year | 1.1385 | 5% | 1.0816
24319 | Belden Wire | 83010 008100 | #16 STR TFE GRY | FT |  | 1 Year | 1.1804 | 5% | 1.1214
24320 | Belden Wire | 83010 008500 | #16 STR TFE GRY | FT |  | 1 Year | 1.1385 | 5% | 1.0816
24321 | Belden Wire | 83010 009100 | #16 STR TFE WHT | FT |  | 1 Year | 1.1804 | 5% | 1.1214
24322 | Belden Wire | 83010 0091000 | #16 STR TFE WHT | FT |  | 1 Year | 1.1348 | 5% | 1.0781
24323 | Belden Wire | 83010 009500 | #16 STR TFE WHT | FT |  | 1 Year | 1.1385 | 5% | 1.0816
24324 | Belden Wire | 83010 010100 | #16 STR TFE BLK | FT |  | 1 Year | 1.1804 | 5% | 1.1214
24325 | Belden Wire | 83010 0101000 | #16 STR TFE BLK | FT |  | 1 Year | 1.1348 | 5% | 1.0781
24326 | Belden Wire | 83010 010500 | #16 STR TFE BLK | FT |  | 1 Year | 1.1385 | 5% | 1.0816
24327 | Belden Wire | 8302 060100 | 2 PR #22 PVC SHLD PVC | FT |  | 1 Year | 1.8703 | 5% | 1.7768
24328 | Belden Wire | 8302 060500 | 2 PR #22 PVC SHLD PVC | FT |  | 1 Year | 1.5731 | 5% | 1.4944
24329 | Belden Wire | 8302 0605000 | 2 PR #22 PVC SHLD PVC | FT |  | 1 Year | 1.5731 | 5% | 1.4944
24330 | Belden Wire | 83023 001100 | #24 STR TFE BRN | FT |  | 1 Year | 0.6559 | 5% | 0.62311
24331 | Belden Wire | 83023 0011000 | #24 STR TFE BRN | FT |  | 1 Year | 0.601 | 5% | 0.57095
24332 | Belden Wire | 83023 002100 | #24 STR TFE RED | FT |  | 1 Year | 0.6559 | 5% | 0.62311
24333 | Belden Wire | 83023 0021000 | #24 STR TFE RED | FT |  | 1 Year | 0.601 | 5% | 0.57095
24334 | Belden Wire | 83023 003100 | 124 STR TFE ORG | FT |  | 1 Year | 0.6559 | 5% | 0.62311
24335 | Belden Wire | 83023 0031000 | #24 STR TFE ORG | FT |  | 1 Year | 0.601 | 5% | 0.57095
24336 | Belden Wire | 83023 004100 | #24 STR TFE YEL | FT |  | 1 Year | 0.6559 | 5% | 0.62311
24337 | Belden Wire | 83023 0041000 | #24 STR TFE YEL | FT |  | 1 Year | 0.601 | 5% | 0.57095
24338 | Belden Wire | 83023 005100 | #24 STR TFE GRNDK | FT |  | 1 Year | 0.6559 | 5% | 0.62311
24339 | Belden Wire | 83023 0051000 | #24 STR TFE GRNDK | FT |  | 1 Year | 0.601 | 5% | 0.57095
24340 | Belden Wire | 83023 006100 | #24 STR TFE BLULT | FT |  | 1 Year | 0.6559 | 5% | 0.62311
24341 | Belden Wire | 83023 0061000 | #24 STR TFE BLULT | FT |  | 1 Year | 0.601 | 5% | 0.57095
24342 | Belden Wire | 83023 007100 | #24 STR TFE VIO | FT |  | 1 Year | 0.6559 | 5% | 0.62311
24343 | Belden Wire | 83023 0071000 | #24 STR TFE VIO | FT |  | 1 Year | 0.601 | 5% | 0.57095
24344 | Belden Wire | 83023 008100 | #24 STR TFE GRY | FT |  | 1 Year | 0.6559 | 5% | 0.62311
24345 | Belden Wire | 83023 0081000 | #24 STR TFE GRY | FT |  | 1 Year | 0.601 | 5% | 0.57095
24346 | Belden Wire | 83023 009100 | #24 STR TFE WHT | FT |  | 1 Year | 0.6559 | 5% | 0.62311
24347 | Belden Wire | 83023 0091000 | #24 STR TFE WHT | FT |  | 1 Year | 0.601 | 5% | 0.57095
24348 | Belden Wire | 83023 010100 | #24 STR TFE BLK | FT |  | 1 Year | 0.6559 | 5% | 0.62311
24349 | Belden Wire | 83023 0101000 | #24 STR TFE BLK | FT |  | 1 Year | 0.601 | 5% | 0.57095
24350 | Belden Wire | 83025 001100 | #22 STR TFE BRN | FT |  | 1 Year | 0.6398 | 5% | 0.60781
24351 | Belden Wire | 83025 0011000 | #22 STR TFE BRN | FT |  | 1 Year | 0.58 | 5% | 0.551
24352 | Belden Wire | 83025 002100 | #22 STR TFE RED | FT |  | 1 Year | 0.6398 | 5% | 0.60781
24353 | Belden Wire | 83025 0021000 | #22 STR TFE RED | FT |  | 1 Year | 0.58 | 5% | 0.551
24354 | Belden Wire | 83025 003100 | #22 STR TFE ORG | FT |  | 1 Year | 0.6398 | 5% | 0.60781
24355 | Belden Wire | 83025 0031000 | #22 STR TFE ORG | FT |  | 1 Year | 0.58 | 5% | 0.551
24356 | Belden Wire | 83025 004100 | #22 STR TFE YEL | FT |  | 1 Year | 0.6398 | 5% | 0.60781
24357 | Belden Wire | 83025 0041000 | #22 STR TFE YEL | FT |  | 1 Year | 0.58 | 5% | 0.551
24358 | Belden Wire | 83025 005100 | #22 STR TFE GRNDK | FT |  | 1 Year | 0.6398 | 5% | 0.60781
24359 | Belden Wire | 83025 0051000 | #22 STR TFE GRNDK | FT |  | 1 Year | 0.58 | 5% | 0.551
24360 | Belden Wire | 83025 006100 | #22 STR TFE BLULT | FT |  | 1 Year | 0.6398 | 5% | 0.60781
24361 | Belden Wire | 83025 0061000 | #22 STR TFE BLULT | FT |  | 1 Year | 0.58 | 5% | 0.551
24362 | Belden Wire | 83025 0071000 | #22 STR TFE VIO | FT |  | 1 Year | 0.58 | 5% | 0.551
24363 | Belden Wire | 83025 009100 | #22 STR TFE WHT | FT |  | 1 Year | 0.6398 | 5% | 0.60781
24364 | Belden Wire | 83025 0091000 | #22 STR TFE WHT | FT |  | 1 Year | 0.58 | 5% | 0.551
24365 | Belden Wire | 83025 010100 | #22 STR TFE BLK | FT |  | 1 Year | 0.6398 | 5% | 0.60781
24366 | Belden Wire | 83025 0101000 | #22 STR TFE BLK | FT |  | 1 Year | 0.58 | 5% | 0.551
24367 | Belden Wire | 83025 013100 | DELETE | FT |  | 1 Year | 0.5569 | 5% | 0.52905
24368 | Belden Wire | 83026 001100 | #22 STR TFE BRN | FT |  | 1 Year | 0.7377 | 5% | 0.70081
24369 | Belden Wire | 83026 0011000 | #22 STR TFE BRN | FT |  | 1 Year | 0.6791 | 5% | 0.64514
24370 | Belden Wire | 83026 002100 | #22 STR TFE RED | FT |  | 1 Year | 0.7377 | 5% | 0.70081
24371 | Belden Wire | 83026 0021000 | #22 STR TFE RED | FT |  | 1 Year | 0.6791 | 5% | 0.64514
24372 | Belden Wire | 83026 003100 | #22 STR TFE ORG | FT |  | 1 Year | 0.7377 | 5% | 0.70081
24373 | Belden Wire | 83026 0031000 | #22 STR TFE ORG | FT |  | 1 Year | 0.6791 | 5% | 0.64514
24374 | Belden Wire | 83026 004100 | #22 STR TFE YEL | FT |  | 1 Year | 0.7377 | 5% | 0.70081
24375 | Belden Wire | 83026 0041000 | #22 STR TFE YEL | FT |  | 1 Year | 0.6791 | 5% | 0.64514
24376 | Belden Wire | 83026 005100 | #22 STR TFE GRNDK | FT |  | 1 Year | 0.7377 | 5% | 0.70081
24377 | Belden Wire | 83026 0051000 | #22 STR TFE GRNDK | FT |  | 1 Year | 0.6791 | 5% | 0.64514
24378 | Belden Wire | 83026 006100 | #22 STR TFE BLULT | FT |  | 1 Year | 0.7377 | 5% | 0.70081
24379 | Belden Wire | 83026 0061000 | #22 STR TFE BLULT | FT |  | 1 Year | 0.6791 | 5% | 0.64514
24380 | Belden Wire | 83026 007100 | #22 STR TFE VIO | FT |  | 1 Year | 0.7377 | 5% | 0.70081
24381 | Belden Wire | 83026 0071000 | #22 STR TFE VIO | FT |  | 1 Year | 0.6791 | 5% | 0.64514
24382 | Belden Wire | 83026 008100 | #22 STR TFE GRY | FT |  | 1 Year | 0.7377 | 5% | 0.70081
24383 | Belden Wire | 83026 0081000 | #22 STR TFE GRY | FT |  | 1 Year | 0.6791 | 5% | 0.64514
24384 | Belden Wire | 83026 009100 | #22 STR TFE WHT | FT |  | 1 Year | 0.7377 | 5% | 0.70081
24385 | Belden Wire | 83026 0091000 | #22 STR TFE WHT | FT |  | 1 Year | 0.6791 | 5% | 0.64514
24386 | Belden Wire | 83026 010100 | #22 STR TFE BLK | FT |  | 1 Year | 0.7377 | 5% | 0.70081
24387 | Belden Wire | 83026 0101000 | #22 STR TFE BLK | FT |  | 1 Year | 0.6791 | 5% | 0.64514
24388 | Belden Wire | 83026 010500 | #22 STR TFE BLK | FT |  | 1 Year | 0.6868 | 5% | 0.65246
24389 | Belden Wire | 83027 001100 | #20 STR TFE BRN | FT |  | 1 Year | 0.9119 | 5% | 0.8663
24390 | Belden Wire | 83027 002100 | #20 STR TFE RED | FT |  | 1 Year | 0.9119 | 5% | 0.8663
24391 | Belden Wire | 83027 0021000 | #20 STR TFE RED | FT |  | 1 Year | 0.8616 | 5% | 0.81852
24392 | Belden Wire | 83027 003100 | #20 STR TFE ORG | FT |  | 1 Year | 0.9119 | 5% | 0.8663
24393 | Belden Wire | 83027 0031000 | #20 STR TFE ORG | FT |  | 1 Year | 0.8616 | 5% | 0.81852
24394 | Belden Wire | 83027 004100 | #20 STR TFE YEL | FT |  | 1 Year | 0.9119 | 5% | 0.8663
24395 | Belden Wire | 83027 0041000 | #20 STR TFE YEL | FT |  | 1 Year | 0.8616 | 5% | 0.81852
24396 | Belden Wire | 83027 005100 | #20 STR TFE GRNDK | FT |  | 1 Year | 0.9119 | 5% | 0.8663
24397 | Belden Wire | 83027 0051000 | #20 STR TFE GRNDK | FT |  | 1 Year | 0.8616 | 5% | 0.81852
24398 | Belden Wire | 83027 006100 | #20 STR TFE BLULT | FT |  | 1 Year | 0.9119 | 5% | 0.8663
24399 | Belden Wire | 83027 0061000 | #20 STR TFE BLULT | FT |  | 1 Year | 0.8616 | 5% | 0.81852
24400 | Belden Wire | 83027 007100 | #20 STR TFE VIO | FT |  | 1 Year | 0.9119 | 5% | 0.8663
24401 | Belden Wire | 83027 0071000 | #20 STR TFE VIO | FT |  | 1 Year | 0.8616 | 5% | 0.81852
24402 | Belden Wire | 83027 008100 | #20 STR TFE GRY | FT |  | 1 Year | 0.9119 | 5% | 0.8663
24403 | Belden Wire | 83027 0081000 | #20 STR TFE GRY | FT |  | 1 Year | 0.4644 | 5% | 0.44118
24404 | Belden Wire | 83027 009100 | #20 STR TFE WHT | FT |  | 1 Year | 0.9119 | 5% | 0.8663
24405 | Belden Wire | 83027 0091000 | #20 STR TFE WHT | FT |  | 1 Year | 0.8616 | 5% | 0.81852
24406 | Belden Wire | 83027 010100 | #20 STR TFE BLK | FT |  | 1 Year | 0.9119 | 5% | 0.8663
24407 | Belden Wire | 83027 0101000 | #20 STR TFE BLK | FT |  | 1 Year | 0.8616 | 5% | 0.81852
24408 | Belden Wire | 83028 002100 | #20 STR TFE RED | FT |  | 1 Year | 0.7873 | 5% | 0.74794
24409 | Belden Wire | 83028 0021000 | #20 STR TFE RED | FT |  | 1 Year | 0.7346 | 5% | 0.69787
24410 | Belden Wire | 83028 003100 | #20 STR TFE ORG | FT |  | 1 Year | 0.7873 | 5% | 0.74794
24411 | Belden Wire | 83028 0031000 | #20 STR TFE ORG | FT |  | 1 Year | 0.7346 | 5% | 0.69787
24412 | Belden Wire | 83028 005100 | #20 STR TFE GRNDK | FT |  | 1 Year | 0.7873 | 5% | 0.74794
24413 | Belden Wire | 83028 0051000 | #20 STR TFE GRNDK | FT |  | 1 Year | 0.7346 | 5% | 0.69787
24414 | Belden Wire | 83028 006100 | #20 STR TFE BLULT | FT |  | 1 Year | 0.7873 | 5% | 0.74794
24415 | Belden Wire | 83028 0061000 | #20 STR TFE BLULT | FT |  | 1 Year | 0.7346 | 5% | 0.69787
24416 | Belden Wire | 83028 009100 | #20 STR TFE WHT | FT |  | 1 Year | 0.7873 | 5% | 0.74794
24417 | Belden Wire | 83028 0091000 | #20 STR TFE WHT | FT |  | 1 Year | 0.7346 | 5% | 0.69787
24418 | Belden Wire | 83028 010100 | #20 STR TFE BLK | FT |  | 1 Year | 0.7873 | 5% | 0.74794
24419 | Belden Wire | 83028 0101000 | #20 STR TFE BLK | FT |  | 1 Year | 0.7346 | 5% | 0.69787
24420 | Belden Wire | 83029 001100 | #18 STR TFE BRN | FT |  | 1 Year | 1.125 | 5% | 1.0687
24421 | Belden Wire | 83029 0011000 | #18 STR TFE BRN | FT |  | 1 Year | 1.0787 | 5% | 1.0248
24422 | Belden Wire | 83029 002100 | #18 STR TFE RED | FT |  | 1 Year | 1.125 | 5% | 1.0687
24423 | Belden Wire | 83029 0021000 | #18 STR TFE RED | FT |  | 1 Year | 1.0787 | 5% | 1.0248
24424 | Belden Wire | 83029 002500 | #18 STR TFE RED | FT |  | 1 Year | 1.082 | 5% | 1.0279
24425 | Belden Wire | 83029 003100 | #18 STR TFE ORG | FT |  | 1 Year | 1.125 | 5% | 1.0687
24426 | Belden Wire | 83029 0031000 | #18 STR TFE ORG | FT |  | 1 Year | 1.0787 | 5% | 1.0248
24427 | Belden Wire | 83029 004100 | #18 STR TFE YEL | FT |  | 1 Year | 1.125 | 5% | 1.0687
24428 | Belden Wire | 83029 0041000 | #18 STR TFE YEL | FT |  | 1 Year | 1.0787 | 5% | 1.0248
24429 | Belden Wire | 83029 005100 | #18 STR TFE GRNDK | FT |  | 1 Year | 1.125 | 5% | 1.0687
24430 | Belden Wire | 83029 0051000 | #18 STR TFE GRNDK | FT |  | 1 Year | 1.0787 | 5% | 1.0248
24431 | Belden Wire | 83029 005500 | #18 STR TFE GRNDK | FT |  | 1 Year | 1.082 | 5% | 1.0279
24432 | Belden Wire | 83029 006100 | #18 STR TFE BLULT | FT |  | 1 Year | 1.125 | 5% | 1.0687
24433 | Belden Wire | 83029 0061000 | #18 STR TFE BLULT | FT |  | 1 Year | 1.0787 | 5% | 1.0248
24434 | Belden Wire | 83029 006500 | #18 STR TFE BLULT | FT |  | 1 Year | 1.082 | 5% | 1.0279
24435 | Belden Wire | 83029 007100 | #18 STR TFE VIO | FT |  | 1 Year | 1.125 | 5% | 1.0687
24436 | Belden Wire | 83029 0071000 | #18 STR TFE VIO | FT |  | 1 Year | 1.0787 | 5% | 1.0248
24437 | Belden Wire | 83029 008100 | #18 STR TFE GRY | FT |  | 1 Year | 1.125 | 5% | 1.0687
24438 | Belden Wire | 83029 0081000 | #18 STR TFE GRY | FT |  | 1 Year | 1.0787 | 5% | 1.0248
24439 | Belden Wire | 83029 0091000 | #18 STR TFE WHT | FT |  | 1 Year | 1.0787 | 5% | 1.0248
24440 | Belden Wire | 83029 009500 | #18 STR TFE WHT | FT |  | 1 Year | 1.082 | 5% | 1.0279
24441 | Belden Wire | 83029 010100 | #18 STR TFE BLK | FT |  | 1 Year | 1.125 | 5% | 1.0687
24442 | Belden Wire | 83029 0101000 | #18 STR TFE BLK | FT |  | 1 Year | 1.0787 | 5% | 1.0248
24443 | Belden Wire | 83029 010500 | #18 STR TFE BLK | FT |  | 1 Year | 1.082 | 5% | 1.0279
24444 | Belden Wire | 8303 060100 | 3 #22 PR PVC SHLD PVC | FT |  | 1 Year | 2.0748 | 5% | 1.9711
24445 | Belden Wire | 8303 0601000 | 3 #22 PR PVC SHLD PVC | FT |  | 1 Year | 1.7455 | 5% | 1.6582
24446 | Belden Wire | 8303 060500 | 3 #22 PR PVC SHLD PVC | FT |  | 1 Year | 1.7455 | 5% | 1.6582
24447 | Belden Wire | 8303 0605000 | 3 #22 PR PVC SHLD PVC | FT |  | 1 Year | 1.7455 | 5% | 1.6582
24448 | Belden Wire | 83030 001100 | #16 STR TFE BRN | FT |  | 1 Year | 1.3399 | 5% | 1.2729
24449 | Belden Wire | 83030 0011000 | #16 STR TFE BRN | FT |  | 1 Year | 1.2975 | 5% | 1.2326
24450 | Belden Wire | 83030 002100 | #16 STR TFE RED | FT |  | 1 Year | 1.3399 | 5% | 1.2729
24451 | Belden Wire | 83030 0021000 | #16 STR TFE RED | FT |  | 1 Year | 1.2975 | 5% | 1.2326
24452 | Belden Wire | 83030 003100 | #16 STR TFE ORG | FT |  | 1 Year | 1.3399 | 5% | 1.2729
24453 | Belden Wire | 83030 0031000 | #16 STR TFE ORG | FT |  | 1 Year | 1.2975 | 5% | 1.2326
24454 | Belden Wire | 83030 004100 | #16 STR TFE YEL | FT |  | 1 Year | 1.3399 | 5% | 1.2729
24455 | Belden Wire | 83030 0041000 | #16 STR TFE YEL | FT |  | 1 Year | 1.2975 | 5% | 1.2326
24456 | Belden Wire | 83030 005100 | #16 STR TFE GRNDK | FT |  | 1 Year | 1.3399 | 5% | 1.2729
24457 | Belden Wire | 83030 0051000 | #16 STR TFE GRNDK | FT |  | 1 Year | 1.2975 | 5% | 1.2326
24458 | Belden Wire | 83030 006100 | #16 STR TFE BLULT | FT |  | 1 Year | 1.3399 | 5% | 1.2729
24459 | Belden Wire | 83030 0061000 | #16 STR TFE BLULT | FT |  | 1 Year | 1.2975 | 5% | 1.2326
24460 | Belden Wire | 83030 007100 | #16 STR TFE VIO | FT |  | 1 Year | 1.3399 | 5% | 1.2729
24461 | Belden Wire | 83030 0071000 | #16 STR TFE VIO | FT |  | 1 Year | 1.2975 | 5% | 1.2326
24462 | Belden Wire | 83030 008100 | #16 STR TFE GRY | FT |  | 1 Year | 1.3399 | 5% | 1.2729
24463 | Belden Wire | 83030 0081000 | #16 STR TFE GRY | FT |  | 1 Year | 1.2975 | 5% | 1.2326
24464 | Belden Wire | 83030 009100 | #16 STR TFE WHT | FT |  | 1 Year | 1.3399 | 5% | 1.2729
24465 | Belden Wire | 83030 0091000 | #16 STR TFE WHT | FT |  | 1 Year | 1.2975 | 5% | 1.2326
24466 | Belden Wire | 83030 009500 | #16 STR TFE WHT | FT |  | 1 Year | 1.3052 | 5% | 1.2399
24467 | Belden Wire | 83030 010100 | #16 STR TFE BLK | FT |  | 1 Year | 1.3399 | 5% | 1.2729
24468 | Belden Wire | 83030 0101000 | #16 STR TFE BLK | FT |  | 1 Year | 1.2975 | 5% | 1.2326
24469 | Belden Wire | 83030 010500 | #16 STR TFE BLK | FT |  | 1 Year | 1.3052 | 5% | 1.2399
24470 | Belden Wire | 8304 060100 | 4 #22 PR SHLD PVC | FT |  | 1 Year | 2.6298 | 5% | 2.4983
24471 | Belden Wire | 8304 0601000 | 4 #22 PR SHLD PVC | FT |  | 1 Year | 2.2117 | 5% | 2.1011
24472 | Belden Wire | 8304 060500 | 4 #22 PR SHLD PVC | FT |  | 1 Year | 2.2117 | 5% | 2.1011
24473 | Belden Wire | 8304 0605000 | 4 #22 PR SHLD PVC | FT |  | 1 Year | 2.2117 | 5% | 2.1011
24474 | Belden Wire | 83041 0061000 | #32 STR TFE BLULT | FT |  | 1 Year | 0.3339 | 5% | 0.3172
24475 | Belden Wire | 83041 007100 | #32 STR TFE VIO | FT |  | 1 Year | 0.3939 | 5% | 0.3742
24476 | Belden Wire | 83041 010100 | #32 STR TFE BLK | FT |  | 1 Year | 0.3939 | 5% | 0.3742
24477 | Belden Wire | 83043 002100 | #30 STR TFE RED | FT |  | 1 Year | 0.4005 | 5% | 0.38048
24478 | Belden Wire | 83043 0021000 | #30 STR TFE RED | FT |  | 1 Year | 0.3366 | 5% | 0.31977
24479 | Belden Wire | 83043 005100 | #30 STR TFE GRNDK | FT |  | 1 Year | 0.4005 | 5% | 0.38048
24480 | Belden Wire | 83043 0051000 | #30 STR TFE GRNDK | FT |  | 1 Year | 0.3366 | 5% | 0.31977
24481 | Belden Wire | 83043 009100 | #30 STR TFE WHT | FT |  | 1 Year | 0.4005 | 5% | 0.38048
24482 | Belden Wire | 83043 0091000 | #30 STR TFE WHT | FT |  | 1 Year | 0.3366 | 5% | 0.31977
24483 | Belden Wire | 83043 010100 | #30 STR TFE BLK | FT |  | 1 Year | 0.4005 | 5% | 0.38048
24484 | Belden Wire | 83043 0101000 | #30 STR TFE BLK | FT |  | 1 Year | 0.3366 | 5% | 0.31977
24485 | Belden Wire | 83045 001100 | #28 STR TFE BRN | FT |  | 1 Year | 0.4042 | 5% | 0.38399
24486 | Belden Wire | 83045 0011000 | #28 STR TFE BRN | FT |  | 1 Year | 0.3437 | 5% | 0.32651
24487 | Belden Wire | 83045 002100 | #28 STR TFE RED | FT |  | 1 Year | 0.4042 | 5% | 0.38399
24488 | Belden Wire | 83045 0021000 | #28 STR TFE RED | FT |  | 1 Year | 0.3437 | 5% | 0.32651
24489 | Belden Wire | 83045 005100 | #28 STR TFE GRNDK | FT |  | 1 Year | 0.4042 | 5% | 0.38399
24490 | Belden Wire | 83045 0051000 | #28 STR TFE GRENDK | FT |  | 1 Year | 0.3437 | 5% | 0.32651
24491 | Belden Wire | 83045 0061000 | #28 STR TFE BLULT | FT |  | 1 Year | 0.3437 | 5% | 0.32651
24492 | Belden Wire | 83045 009100 | #28 STR TFE WHT | FT |  | 1 Year | 0.4042 | 5% | 0.38399
24493 | Belden Wire | 83045 0091000 | #28 STR TFE WHT | FT |  | 1 Year | 0.3437 | 5% | 0.32651
24494 | Belden Wire | 83045 010100 | #28 STR TFE BLK | FT |  | 1 Year | 0.4042 | 5% | 0.38399
24495 | Belden Wire | 83045 0101000 | #28 STR TFE BLK | FT |  | 1 Year | 0.3437 | 5% | 0.32651
24496 | Belden Wire | 83046 0021000 | #26 STR TFE RED | FT |  | 1 Year | 0.3704 | 5% | 0.35188
24497 | Belden Wire | 83046 0031000 | #26 STR TFE ORG | FT |  | 1 Year | 0.3704 | 5% | 0.35188
24498 | Belden Wire | 83046 0041000 | #26 STR TFE YEL | FT |  | 1 Year | 0.3704 | 5% | 0.35188
24499 | Belden Wire | 83046 0061000 | #26 STR TFE BLULT | FT |  | 1 Year | 0.3704 | 5% | 0.35188
24500 | Belden Wire | 83046 0071000 | #26 TFE VIO | FT |  | 1 Year | 0.3704 | 5% | 0.35188
24501 | Belden Wire | 83046 009100 | #26 STR TFE WHT | FT |  | 1 Year | 0.4343 | 5% | 0.41258
24502 | Belden Wire | 83046 0091000 | #26 STR TFE WHT | FT |  | 1 Year | 0.3704 | 5% | 0.35188
24503 | Belden Wire | 83046 0101000 | #26 STR TFE BLK | FT |  | 1 Year | 0.3704 | 5% | 0.35188
24504 | Belden Wire | 83047 0021000 | #24 STR TFE RED | FT |  | 1 Year | 0.4015 | 5% | 0.38143
24505 | Belden Wire | 83047 0081000 | #24 STR TFE GRY | FT |  | 1 Year | 0.4015 | 5% | 0.38143
24506 | Belden Wire | 83047 0091000 | #24 STR TFE WHT | FT |  | 1 Year | 0.4015 | 5% | 0.38143
24507 | Belden Wire | 83047 0101000 | #24 STR TFE BLK | FT |  | 1 Year | 0.4015 | 5% | 0.38143
24508 | Belden Wire | 83048 001100 | #24 STR TFE BRN | FT |  | 1 Year | 0.5478 | 5% | 0.52041
24509 | Belden Wire | 83048 0011000 | #24 STR TFE BRN | FT |  | 1 Year | 0.4872 | 5% | 0.46284
24510 | Belden Wire | 83048 002100 | #24 STR TFE RED | FT |  | 1 Year | 0.5478 | 5% | 0.52041
24511 | Belden Wire | 83048 0021000 | #24 STR TFE RED | FT |  | 1 Year | 0.4872 | 5% | 0.46284
24512 | Belden Wire | 83048 010100 | #24 STR TFE BLK | FT |  | 1 Year | 0.5478 | 5% | 0.52041
24513 | Belden Wire | 83048 0101000 | #24 STR TFE BLK | FT |  | 1 Year | 0.4872 | 5% | 0.46284
24514 | Belden Wire | 83049 001100 | #22 STR TFE BRN | FT |  | 1 Year | 0.5517 | 5% | 0.52411
24515 | Belden Wire | 83049 0011000 | #22 STR TFE BRN | FT |  | 1 Year | 0.495 | 5% | 0.47025
24516 | Belden Wire | 83049 002100 | #22 STR TFE RED | FT |  | 1 Year | 0.5517 | 5% | 0.52411
24517 | Belden Wire | 83049 0021000 | #22 STR TFE RED | FT |  | 1 Year | 0.495 | 5% | 0.47025
24518 | Belden Wire | 83049 003100 | #22 STR TFE ORG | FT |  | 1 Year | 0.5517 | 5% | 0.52411
24519 | Belden Wire | 83049 0031000 | #22 STR TFE ORG | FT |  | 1 Year | 0.495 | 5% | 0.47025
24520 | Belden Wire | 83049 004100 | #22 STR TFE YEL | FT |  | 1 Year | 0.5517 | 5% | 0.52411
24521 | Belden Wire | 83049 005100 | #22 STR TFE GRNDK | FT |  | 1 Year | 0.5517 | 5% | 0.52411
24522 | Belden Wire | 83049 0051000 | #22 STR TFE GRNDK | FT |  | 1 Year | 0.495 | 5% | 0.47025
24523 | Belden Wire | 83049 006100 | #22 STR TFE BLULT | FT |  | 1 Year | 0.5517 | 5% | 0.52411
24524 | Belden Wire | 83049 0061000 | #22 STR TFE BLULT | FT |  | 1 Year | 0.495 | 5% | 0.47025
24525 | Belden Wire | 83049 007100 | #22 STR TFE VIO | FT |  | 1 Year | 0.5517 | 5% | 0.52411
24526 | Belden Wire | 83049 008100 | #22 STR TFE GRY | FT |  | 1 Year | 0.5517 | 5% | 0.52411
24527 | Belden Wire | 83049 0081000 | #22 STR TFE GRY | FT |  | 1 Year | 0.495 | 5% | 0.47025
24528 | Belden Wire | 83049 009100 | #22 STR TFE WHT | FT |  | 1 Year | 0.5517 | 5% | 0.52411
24529 | Belden Wire | 83049 0091000 | #22 STR TFE WHT | FT |  | 1 Year | 0.495 | 5% | 0.47025
24530 | Belden Wire | 83049 010100 | #22 STR TFE BLK | FT |  | 1 Year | 0.5517 | 5% | 0.52411
24531 | Belden Wire | 83049 0101000 | #22 STR TFE BLK | FT |  | 1 Year | 0.495 | 5% | 0.47025
24532 | Belden Wire | 8305 060100 | 5 #22 PR PVC SHLD PVC | FT |  | 1 Year | 3.145 | 5% | 2.9877
24533 | Belden Wire | 8305 0601000 | 5 #22 PR PVC SHLD PVC | FT |  | 1 Year | 2.6461 | 5% | 2.5138
24534 | Belden Wire | 8305 060500 | 5 #22 PR PVC SHLD PVC | FT |  | 1 Year | 2.6461 | 5% | 2.5138
24535 | Belden Wire | 8305 0605000 | 5 #22 PR PVC SHLD PVC | FT |  | 1 Year | 2.6461 | 5% | 2.5138
24536 | Belden Wire | 83050 0011000 | #22 STR TFE BRN | FT |  | 1 Year | 0.5765 | 5% | 0.54768
24537 | Belden Wire | 83050 0021000 | #22 STR TFE RED | FT |  | 1 Year | 0.5765 | 5% | 0.54768
24538 | Belden Wire | 83050 0081000 | #22 STR TFE GRY | FT |  | 1 Year | 0.5765 | 5% | 0.54768
24539 | Belden Wire | 83050 009100 | #22 STR TFE WHT | FT |  | 1 Year | 0.6327 | 5% | 0.60106
24540 | Belden Wire | 83050 0091000 | #22 STR TFE WHT | FT |  | 1 Year | 0.5765 | 5% | 0.54768
24541 | Belden Wire | 8306 060100 | 6 PR #22 PVC SHLD PVC | FT |  | 1 Year | 3.3867 | 5% | 3.2174
24542 | Belden Wire | 8306 0601000 | 6 PR #22 PVC SHLD PVC | FT |  | 1 Year | 2.8483 | 5% | 2.7059
24543 | Belden Wire | 8306 060500 | 6 PR #22 PVC SHLD PVC | FT |  | 1 Year | 2.8483 | 5% | 2.7059
24544 | Belden Wire | 8306 0605000 | 6 PR #22 PVC SHLD PVC | FT |  | 1 Year | 2.8483 | 5% | 2.7059
24545 | Belden Wire | 8307 060100 | 7 #22 PR PVC SHLD PVC | FT |  | 1 Year | 3.733 | 5% | 3.5463
24546 | Belden Wire | 8307 0601000 | 7 #22 PR PVC SHLD PVC | FT |  | 1 Year | 3.1411 | 5% | 2.984
24547 | Belden Wire | 8307 060500 | 7 #22 PR PVC SHLD PVC | FT |  | 1 Year | 3.1411 | 5% | 2.984
24548 | Belden Wire | 8308 060100 | 8 PR #22 PVC SHLD PVC | FT |  | 1 Year | 4.3235 | 5% | 4.1073
24549 | Belden Wire | 8308 0601000 | 8 PR #22 PVC SHLD PVC | FT |  | 1 Year | 3.6375 | 5% | 3.4556
24550 | Belden Wire | 8308 060500 | 8 PR #22 PVC SHLD PVC | FT |  | 1 Year | 3.6375 | 5% | 3.4556
24551 | Belden Wire | 8310 060100 | 10 PR #22 PVC SHLD PVC | FT |  | 1 Year | 5.0449 | 5% | 4.7927
24552 | Belden Wire | 8310 0601000 | 10 PR #22 PVC SHLD PVC | FT |  | 1 Year | 4.2444 | 5% | 4.0322
24553 | Belden Wire | 8310 060500 | 10 PR #22 PVC SHLD PVC | FT |  | 1 Year | 4.2444 | 5% | 4.0322
24554 | Belden Wire | 8312 060100 | 12 PR, 1#22 PVC SHLD PVC | FT |  | 1 Year | 6.1784 | 5% | 5.8695
24555 | Belden Wire | 8312 0601000 | 12 PR, 1#22 PVC SHLD PVC | FT |  | 1 Year | 5.1976 | 5% | 4.9377
24556 | Belden Wire | 8312 060500 | 12 PR, 1#22 PVC SHLD PVC | FT |  | 1 Year | 5.1976 | 5% | 4.9377
24557 | Belden Wire | 8315 060100 | 15 PR #22 PVC SHLD PVC | FT |  | 1 Year | 8.753 | 5% | 8.3154
24558 | Belden Wire | 8315 0601000 | 15 PR #22 PVC SHLD PVC | FT |  | 1 Year | 7.3638 | 5% | 6.9956
24559 | Belden Wire | 8315 060500 | 15 PR #22 PVC SHLD PVC | FT |  | 1 Year | 7.3638 | 5% | 6.9956
24560 | Belden Wire | 8318 060100 | 18 PR #22 PVC SHLD PVC | FT |  | 1 Year | 10.3895 | 5% | 9.87
24561 | Belden Wire | 8318 0601000 | 18 PR #22 PVC SHLD PVC | FT |  | 1 Year | 8.7396 | 5% | 8.3026
24562 | Belden Wire | 8318 060500 | 18 PR #22 PVC SHLD PVC | FT |  | 1 Year | 8.7396 | 5% | 8.3026
24563 | Belden Wire | 83242 001100 | RG-142B/U COAX | FT |  | 1 Year | 6.5508 | 5% | 6.2233
24564 | Belden Wire | 83242 0011000 | RG-142B/U COAX | FT |  | 1 Year | 6.0304 | 5% | 5.7289
24565 | Belden Wire | 83242 001500 | RG-142B/U COAX | FT |  | 1 Year | 6.0304 | 5% | 5.7289
24566 | Belden Wire | 8325 0601000 | 25 PR #22 PVC SHLD PVC | FT |  | 1 Year | 13.7906 | 5% | 13.1011
24567 | Belden Wire | 8325 060500 | 25 PR #22 PVC SHLD PVC | FT |  | 1 Year | 13.7906 | 5% | 13.1011
24568 | Belden Wire | 83264 001100 | 30 COAX M17/94-RG179 | FT |  | 1 Year | 2.0698 | 5% | 1.9663
24569 | Belden Wire | 83264 0011000 | #30 COAX M17/94-RG179 | FT |  | 1 Year | 1.7831 | 5% | 1.6939
24570 | Belden Wire | 83264 001500 | #30 COAX M17/94-RG179 | FT |  | 1 Year | 1.7831 | 5% | 1.6939
24571 | Belden Wire | 83265 009100 | RG178 COAX | FT |  | 1 Year | 1.3916 | 5% | 1.322
24572 | Belden Wire | 83265 0091000 | RG178 COAX | FT |  | 1 Year | 1.3072 | 5% | 1.2418
24573 | Belden Wire | 83265 009500 | RG178 COAX | FT |  | 1 Year | 1.3072 | 5% | 1.2418
24574 | Belden Wire | 83266 0011000 | #30 COAX M17/95-RG180 | FT |  | 1 Year | 3.8244 | 5% | 3.6332
24575 | Belden Wire | 83267 009100 | #30 COAX RG-187A/U | FT |  | 1 Year | 2.9336 | 5% | 2.7869
24576 | Belden Wire | 83267 0091000 | #30 COAX RG-187A/U | FT |  | 1 Year | 2.6387 | 5% | 2.5068
24577 | Belden Wire | 83269 009100 | #26 COAX RG-188A/U | FT |  | 1 Year | 2.5908 | 5% | 2.4613
24578 | Belden Wire | 83269 0091000 | #26 COAX RG-188A/U | FT |  | 1 Year | 2.4043 | 5% | 2.2841
24579 | Belden Wire | 83269 009500 | #26 COAX RG-188A/U | FT |  | 1 Year | 2.4043 | 5% | 2.2841
24580 | Belden Wire | 83284 009100 | RG316 COAX | FT |  | 1 Year | 2.0976 | 5% | 1.9927
24581 | Belden Wire | 83284 0091000 | RG316 COAX | FT |  | 1 Year | 1.9243 | 5% | 1.8281
24582 | Belden Wire | 83284 009500 | RG316 COAX | FT |  | 1 Year | 1.9243 | 5% | 1.8281
24583 | Belden Wire | 83303E 0091000 | 1 #26 TFE BRD TFE TAPE | FT |  | 1 Year | 3.8019 | 5% | 3.6118
24584 | Belden Wire | 83303E 009500 | 1 #26 TFE BRD TFE TAPE | FT |  | 1 Year | 3.8019 | 5% | 3.6118
24585 | Belden Wire | 83304E 0091000 | 1 #24 TFE BRD TFE TAPE | FT |  | 1 Year | 4.0402 | 5% | 3.8382
24586 | Belden Wire | 83304E 009500 | 1 #24 TFE BRD TFE TAPE | FT |  | 1 Year | 4.0402 | 5% | 3.8382
24587 | Belden Wire | 83305E 009100 | 1 #22 TFE BRD TFE TAPE | FT |  | 1 Year | 4.0939 | 5% | 3.8892
24588 | Belden Wire | 83305E 0091000 | 1 #22 TFE BRD TFE TAPE | FT |  | 1 Year | 4.0939 | 5% | 3.8892
24589 | Belden Wire | 83306E 009100 | 1 #20 TFE BRD TFE TAPE | FT |  | 1 Year | 4.5224 | 5% | 4.2963
24590 | Belden Wire | 83307E 0091000 | 1 #18 TFE BRD TFE TAPE | FT |  | 1 Year | 4.9596 | 5% | 4.7116
24591 | Belden Wire | 83308E 0091000 | 1 #16 TFE BRD TFE TAPE | FT |  | 1 Year | 5.3393 | 5% | 5.0723
24592 | Belden Wire | 83308E 009500 | 1 #16 TFE BRD TFE TAPE | FT |  | 1 Year | 5.3393 | 5% | 5.0723
24593 | Belden Wire | 83317E 009100 | 2 #26 TFE BRD TFE TAPE | FT |  | 1 Year | 5.0041 | 5% | 4.7539
24594 | Belden Wire | 83317E 0091000 | 2 #26 TFE BRD TFE TAPE | FT |  | 1 Year | 5.0041 | 5% | 4.7539
24595 | Belden Wire | 83317E 009500 | 2 #26 TFE BRD TFE TAPE | FT |  | 1 Year | 5.0041 | 5% | 4.7539
24596 | Belden Wire | 83318E 009100 | 2 #24 TFE BRD TFE TAPE | FT |  | 1 Year | 4.8099 | 5% | 4.5694
24597 | Belden Wire | 83318E 0091000 | 2 #24 TFE BRD TFE TAPE | FT |  | 1 Year | 4.5375 | 5% | 4.3106
24598 | Belden Wire | 83318E 009500 | 2 #24 TFE BRD TFE TAPE | FT |  | 1 Year | 4.8099 | 5% | 4.5694
24599 | Belden Wire | 83318E 0101000 | 2 #24 TFE BRD TFE TAPE | FT |  | 1 Year | 4.8099 | 5% | 4.5694
24600 | Belden Wire | 83319E 009100 | 2 #22 TFE BRD TFE TAPE | FT |  | 1 Year | 6.0602 | 5% | 5.7572
24601 | Belden Wire | 83319E 0091000 | 2 #22 TFE BRD TFE TAPE | FT |  | 1 Year | 6.0603 | 5% | 5.7573
24602 | Belden Wire | 83319E 009500 | 2 #22 TFE BRD TFE TAPE | FT |  | 1 Year | 6.0603 | 5% | 5.7573
24603 | Belden Wire | 8332 060100 | 2 PR #24 PVCR SHLD PVC | FT |  | 1 Year | 1.3944 | 5% | 1.3247
24604 | Belden Wire | 8332 0601000 | 2 PR #24 PVCR SHLD PVC | FT |  | 1 Year | 1.173 | 5% | 1.1143
24605 | Belden Wire | 8332 060500 | 2 PR #24 PVCR SHLD PVC | FT |  | 1 Year | 1.173 | 5% | 1.1143
24606 | Belden Wire | 83320E 009100 | 2 #20 TFE BRD TFE TAPE | FT |  | 1 Year | 6.7381 | 5% | 6.4012
24607 | Belden Wire | 83320E 0091000 | 2 #20 TFE BRD TFE TAPE | FT |  | 1 Year | 6.7381 | 5% | 6.4012
24608 | Belden Wire | 83320E 009500 | 2 #20 TFE BRD TFE TAPE | FT |  | 1 Year | 6.7381 | 5% | 6.4012
24609 | Belden Wire | 83321E 009100 | 2 #18 TFE BRD TFE TAPE | FT |  | 1 Year | 8.1588 | 5% | 7.7509
24610 | Belden Wire | 83321E 0091000 | 2 #18 TFE BRD TFE TAPE | FT |  | 1 Year | 8.1588 | 5% | 7.7509
24611 | Belden Wire | 83321E 009500 | 2 #18 TFE BRD TFE TAPE | FT |  | 1 Year | 8.1588 | 5% | 7.7509
24612 | Belden Wire | 83322E 009100 | 2 #16 TFE BRD TFE TAPE | FT |  | 1 Year | 8.7046 | 5% | 8.2694
24613 | Belden Wire | 83322E 0091000 | 2 #16 TFE BRD TFE TAPE | FT |  | 1 Year | 8.7047 | 5% | 8.2695
24614 | Belden Wire | 83322E 009500 | 2 #16 TFE BRD TFE TAPE | FT |  | 1 Year | 8.7047 | 5% | 8.2695
24615 | Belden Wire | 8333 060100 | 3 PR #24 PVCR SHLD PVC | FT |  | 1 Year | 1.8685 | 5% | 1.7751
24616 | Belden Wire | 8333 0601000 | 3 PR #24 PVCR SHLD PVC | FT |  | 1 Year | 1.5725 | 5% | 1.4939
24617 | Belden Wire | 8333 060500 | 3 PR #24 PVCR SHLD PVC | FT |  | 1 Year | 1.5725 | 5% | 1.4939
24618 | Belden Wire | 83332E 009100 | 3 #26 TFE BRD TFE TAPE | FT |  | 1 Year | 5.8259 | 5% | 5.5346
24619 | Belden Wire | 83332E 0091000 | 3 #26 TFE BRD TFE TAPE | FT |  | 1 Year | 3.3289 | 5% | 3.1625
24620 | Belden Wire | 83333E 009100 | 3 #24 TFE BRD TFE TAPE | FT |  | 1 Year | 7.1297 | 5% | 6.7732
24621 | Belden Wire | 83333E 0091000 | 3 #24 TFE BRD TFE TAPE | FT |  | 1 Year | 7.1297 | 5% | 6.7732
24622 | Belden Wire | 83334E 009100 | 3 #22 TFE BRD TFE TAPE | FT |  | 1 Year | 8.0999 | 5% | 7.6949
24623 | Belden Wire | 83334E 0091000 | 3 #22 TFE BRD TFE TAPE | FT |  | 1 Year | 8.0999 | 5% | 7.6949
24624 | Belden Wire | 83334E 009500 | 3 #22 TFE BRD TFE TAPE | FT |  | 1 Year | 8.0999 | 5% | 7.6949
24625 | Belden Wire | 83335E 009100 | 3 #20 TFE BRD TFE TAPE | FT |  | 1 Year | 9.1234 | 5% | 8.6672
24626 | Belden Wire | 83335E 0091000 | 3 #20 TFE BRD TFE TAPE | FT |  | 1 Year | 9.1235 | 5% | 8.6673
24627 | Belden Wire | 83335E 009500 | 3 #20 TFE BRD TFE TAPE | FT |  | 1 Year | 9.1235 | 5% | 8.6673
24628 | Belden Wire | 83336E 009100 | 3 #18 TFE BRD TFE TAPE | FT |  | 1 Year | 10.818 | 5% | 10.2771
24629 | Belden Wire | 83336E 0091000 | 3 #18 TFE BRD TFE TAPE | FT |  | 1 Year | 10.8181 | 5% | 10.2772
24630 | Belden Wire | 83336E 009500 | 3 #18 TFE BRD TFE TAPE | FT |  | 1 Year | 10.8181 | 5% | 10.2772
24631 | Belden Wire | 83337E 009100 | 3 #16 TFE BRD TFE TAPE | FT |  | 1 Year | 11.2973 | 5% | 10.7324
24632 | Belden Wire | 83337E 0091000 | 3 #16 TFE BRD TFE TAPE | FT |  | 1 Year | 11.2973 | 5% | 10.7324
24633 | Belden Wire | 83337E 009500 | 3 #16 TFE BRD TFE TAPE | FT |  | 1 Year | 11.2973 | 5% | 10.7324
24634 | Belden Wire | 8334 060100 | 4 PR #24 PVCR SHLD PVC | FT |  | 1 Year | 2.1189 | 5% | 2.013
24635 | Belden Wire | 8334 0601000 | 4 PR #24 PVCR SHLD PVC | FT |  | 1 Year | 1.7822 | 5% | 1.6931
24636 | Belden Wire | 8334 060500 | 4 PR #24 PVCR SHLD PVC | FT |  | 1 Year | 1.7822 | 5% | 1.6931
24637 | Belden Wire | 83347E 009100 | 4 #26 TFE BRD TFE TAPE | FT |  | 1 Year | 6.2524 | 5% | 5.9398
24638 | Belden Wire | 83347E 0091000 | 4 #26 TFE BRD TFE TAPE | FT |  | 1 Year | 6.2524 | 5% | 5.9398
24639 | Belden Wire | 83348E 009100 | 4 #24 TFE BRD TFE TAPE | FT |  | 1 Year | 7.8679 | 5% | 7.4745
24640 | Belden Wire | 83348E 0091000 | 4 #24 TFE BRD TFE TAPE | FT |  | 1 Year | 7.8679 | 5% | 7.4745
24641 | Belden Wire | 83348E 009500 | 4 #24 TFE BRD TFE TAPE | FT |  | 1 Year | 7.8679 | 5% | 7.4745
24642 | Belden Wire | 83349E 009100 | 4 #22 TFE BRD TFE TAPE | FT |  | 1 Year | 9.0195 | 5% | 8.5685
24643 | Belden Wire | 83349E 0091000 | 4 #22 TFE BRD TFE TAPE | FT |  | 1 Year | 9.0196 | 5% | 8.5686
24644 | Belden Wire | 8335 060100 | 5 PR #24 PVCR SHLD PVC | FT |  | 1 Year | 2.3943 | 5% | 2.2746
24645 | Belden Wire | 8335 0601000 | 5 PR #24 PVCR SHLD PVC | FT |  | 1 Year | 2.0147 | 5% | 1.914
24646 | Belden Wire | 8335 060500 | 5 PR #24 PVCR SHLD PVC | FT |  | 1 Year | 2.0147 | 5% | 1.914
24647 | Belden Wire | 83350E 009100 | 4 #20 TFE BRD TFE TAPE | FT |  | 1 Year | 10.5257 | 5% | 9.9994
24648 | Belden Wire | 83350E 0091000 | 4 #20 TFE BRD TFE TAPE | FT |  | 1 Year | 10.5257 | 5% | 9.9994
24649 | Belden Wire | 83350E 009500 | 4 #20 TFE BRD TFE TAPE | FT |  | 1 Year | 10.5257 | 5% | 9.9994
24650 | Belden Wire | 83351E 009100 | 4 #18 TFE BRD TFE TAPE | FT |  | 1 Year | 12.3639 | 5% | 11.7457
24651 | Belden Wire | 83351E 0091000 | 4 #18 TFE BRD TFE TAPE | FT |  | 1 Year | 12.3639 | 5% | 11.7457
24652 | Belden Wire | 83351E 009500 | 4 #18 TFE BRD TFE TAPE | FT |  | 1 Year | 12.3639 | 5% | 11.7457
24653 | Belden Wire | 83352E 009100 | 4 #16 TFE BRD TFE TAPE | FT |  | 1 Year | 15.2217 | 5% | 14.4606
24654 | Belden Wire | 83352E 0091000 | 4 #16 TFE BRD TFE TAPE | FT |  | 1 Year | 15.2217 | 5% | 14.4606
24655 | Belden Wire | 83352E 009500 | 4 #16 TFE BRD TFE TAPE | FT |  | 1 Year | 15.2217 | 5% | 14.4606
24656 | Belden Wire | 8336 060100 | 6 PR #24 PVCR SHLD PVC | FT |  | 1 Year | 2.6673 | 5% | 2.5339
24657 | Belden Wire | 8336 0601000 | 6 PR #24 PVCR SHLD PVC | FT |  | 1 Year | 2.2443 | 5% | 2.1321
24658 | Belden Wire | 8336 060500 | 6 PR #24 PVCR SHLD PVC | FT |  | 1 Year | 2.2443 | 5% | 2.1321
24659 | Belden Wire | 8337 060100 | 7 PR #24 PVCR SHLD PVC | FT |  | 1 Year | 3.1965 | 5% | 3.0367
24660 | Belden Wire | 8337 0601000 | 7 PR #24 PVCR SHLD PVC | FT |  | 1 Year | 2.6889 | 5% | 2.5545
24661 | Belden Wire | 8337 060500 | 7 PR #24 PVCR SHLD PVC | FT |  | 1 Year | 2.6889 | 5% | 2.5545
24662 | Belden Wire | 83393 004500 | 1 PR #20 FEP FS SIL | FT |  | 1 Year | 8.7369 | 5% | 8.3001
24663 | Belden Wire | 83394 002500 | 2 #22 FEP FS SIL | FT |  | 1 Year | 6.0794 | 5% | 5.7754
24664 | Belden Wire | 83394 002U500 | 2 #22 FEP SILICONE | FT |  | 1 Year | 6.0794 | 5% | 5.7754
24665 | Belden Wire | 83395 002100 | 3 #22 FEP FS SIL | FT |  | 1 Year | 7.5169 | 5% | 7.1411
24666 | Belden Wire | 83395 002500 | 3 #22 FEP FS SIL | FT |  | 1 Year | 6.8343 | 5% | 6.4926
24667 | Belden Wire | 83396 002100 | 4 #22 FEP FS SIL | FT |  | 1 Year | 7.5093 | 5% | 7.1338
24668 | Belden Wire | 83396 002500 | 4 #22 FEP FS SIL | FT |  | 1 Year | 7.5093 | 5% | 7.1338
24669 | Belden Wire | 8340 060100 | 10 PR #24 PVCR SHLD PVC | FT |  | 1 Year | 4.1126 | 5% | 3.907
24670 | Belden Wire | 8340 0601000 | 10 PR #24 PVCR SHLD PVC | FT |  | 1 Year | 3.4592 | 5% | 3.2862
24671 | Belden Wire | 8340 060500 | 10 PR #24 PVCR SHLD PVC | FT |  | 1 Year | 3.4592 | 5% | 3.2862
24672 | Belden Wire | 8342 060100 | 12 PR,1#24 PVCR SHLD PVC | FT |  | 1 Year | 4.8226 | 5% | 4.5815
24673 | Belden Wire | 8342 0601000 | 12 PR,1#24 PVCR SHLD PVC | FT |  | 1 Year | 4.0568 | 5% | 3.854
24674 | Belden Wire | 8342 060500 | 12 PR,1#24 PVCR SHLD PVC | FT |  | 1 Year | 4.0568 | 5% | 3.854
24675 | Belden Wire | 8345 0601000 | 15 PR #24 PVCR SHLD PVC | FT |  | 1 Year | 8.5292 | 5% | 8.1027
24676 | Belden Wire | 8345 060500 | 15 PR #24 PVCR SHLD PVC | FT |  | 1 Year | 8.5292 | 5% | 8.1027
24677 | Belden Wire | 8348 0601000 | 18 PR #24 PVCR SHLD PVC | FT |  | 1 Year | 11.5403 | 5% | 10.9633
24678 | Belden Wire | 8348 060500 | 18 PR #24 PVCR SHLD PVC | FT |  | 1 Year | 11.5403 | 5% | 10.9633
24679 | Belden Wire | 83503 0021000 | 3#24 FEP SH FEP | FT |  | 1 Year | 4.4093 | 5% | 4.1888
24680 | Belden Wire | 83503 002500 | 3#24 FEP SH FEP | FT |  | 1 Year | 4.4093 | 5% | 4.1888
24681 | Belden Wire | 83504 002100 | 4#24 FEP SH FEP | FT |  | 1 Year | 6.3314 | 5% | 6.0148
24682 | Belden Wire | 83504 0021000 | 4#24 FEP SH FEP | FT |  | 1 Year | 5.4769 | 5% | 5.2031
24683 | Belden Wire | 83504 002500 | 4#24 FEP SH FEP | FT |  | 1 Year | 5.4769 | 5% | 5.2031
24684 | Belden Wire | 83506 0021000 | 6#24 FEP SH FEP | FT |  | 1 Year | 7.1187 | 5% | 6.7628
24685 | Belden Wire | 83506 002500 | 6#24 FEP SH FEP | FT |  | 1 Year | 7.1187 | 5% | 6.7628
24686 | Belden Wire | 83509 002100 | 9 #24 FEP SHLD FEP | FT |  | 1 Year | 9.8229 | 5% | 9.3318
24687 | Belden Wire | 83509 0021000 | 9 #24 FEP SHLD FEP | FT |  | 1 Year | 8.4976 | 5% | 8.0727
24688 | Belden Wire | 83509 002500 | 9 #24 FEP SHLD FEP | FT |  | 1 Year | 8.4976 | 5% | 8.0727
24689 | Belden Wire | 83512 0021000 | 12 #24 FEP SH FEP | FT |  | 1 Year | 8.7537 | 5% | 8.316
24690 | Belden Wire | 83515 0021000 | 15#24 FEP SH FEP | FT |  | 1 Year | 10.2455 | 5% | 9.7332
24691 | Belden Wire | 8355 0601000 | 25 PR #24 PVCR SHLD PVC | FT |  | 1 Year | 14.252 | 5% | 13.5394
24692 | Belden Wire | 8355 060500 | 25 PR #24 PVCR SHLD PVC | FT |  | 1 Year | 14.252 | 5% | 13.5394
24693 | Belden Wire | 83552 0021000 | 2#22 FEP SH FEP | FT |  | 1 Year | 4.2574 | 5% | 4.0445
24694 | Belden Wire | 83552 002500 | 2#22 FEP SH FEP | FT |  | 1 Year | 4.2574 | 5% | 4.0445
24695 | Belden Wire | 83553 002100 | 3#22 FEP SH FEP | FT |  | 1 Year | 5.3746 | 5% | 5.1059
24696 | Belden Wire | 83553 0021000 | 3#22 FEP SH FEP | FT |  | 1 Year | 4.6497 | 5% | 4.4172
24697 | Belden Wire | 83553 002500 | 3#22 FEP SH FEP | FT |  | 1 Year | 4.6497 | 5% | 4.4172
24698 | Belden Wire | 83553 0025000 | 3#22 FEP SH FEP | FT |  | 1 Year | 4.6497 | 5% | 4.4172
24699 | Belden Wire | 83554 002100 | 4#22 FEP SH FEP | FT |  | 1 Year | 6.1506 | 5% | 5.8431
24700 | Belden Wire | 83554 0021000 | 4#22 FEP SH FEP | FT |  | 1 Year | 5.3206 | 5% | 5.0546
24701 | Belden Wire | 83554 002500 | 4#22 FEP SH FEP | FT |  | 1 Year | 5.3206 | 5% | 5.0546
24702 | Belden Wire | 83556 002100 | 6#22 FEP SH FEP | FT |  | 1 Year | 7.7707 | 5% | 7.3822
24703 | Belden Wire | 83556 0021000 | 6#22 FEP SH FEP | FT |  | 1 Year | 6.7221 | 5% | 6.386
24704 | Belden Wire | 83556 002500 | 6#22 FEP SH FEP | FT |  | 1 Year | 6.7221 | 5% | 6.386
24705 | Belden Wire | 83559 002100 | 9#22 FEP SH FEP | FT |  | 1 Year | 10.7027 | 5% | 10.1676
24706 | Belden Wire | 83559 0021000 | 9#22 FEP SH FEP | FT |  | 1 Year | 9.2592 | 5% | 8.7962
24707 | Belden Wire | 83559 002500 | 9#22 FEP SH FEP | FT |  | 1 Year | 9.2592 | 5% | 8.7962
24708 | Belden Wire | 83562 0021000 | 12#22 FEP SH FEP | FT |  | 1 Year | 11.9474 | 5% | 11.35
24709 | Belden Wire | 83562 002500 | 12#22 FEP SH FEP | FT |  | 1 Year | 11.9474 | 5% | 11.35
24710 | Belden Wire | 83569 0021000 | 19#22 FEP SH FEP | FT |  | 1 Year | 16.7529 | 5% | 15.9153
24711 | Belden Wire | 83602 0021000 | 2#20 FEP SH FEP | FT |  | 1 Year | 3.859 | 5% | 3.666
24712 | Belden Wire | 83602 002500 | 2#20 FEP SH FEP | FT |  | 1 Year | 3.859 | 5% | 3.666
24713 | Belden Wire | 83604 002100 | 4#20 FEP SH FEP | FT |  | 1 Year | 7.3645 | 5% | 6.9963
24714 | Belden Wire | 83604 0021000 | 4#20 FEP SH FEP | FT |  | 1 Year | 6.3707 | 5% | 6.0522
24715 | Belden Wire | 83604 002500 | 4#20 FEP SH FEP | FT |  | 1 Year | 6.3707 | 5% | 6.0522
24716 | Belden Wire | 83606 002100 | 6#20 FEP SH FEP | FT |  | 1 Year | 10.4304 | 5% | 9.9089
24717 | Belden Wire | 83606 0021000 | 6#20 FEP SH FEP | FT |  | 1 Year | 9.0227 | 5% | 8.5716
24718 | Belden Wire | 83606 002500 | 6#20 FEP SH FEP | FT |  | 1 Year | 9.0227 | 5% | 8.5716
24719 | Belden Wire | 83609 002100 | 9#20 FEP SH FEP | FT |  | 1 Year | 13.3718 | 5% | 12.7032
24720 | Belden Wire | 83609 0021000 | 9#20 FEP SH FEP | FT |  | 1 Year | 11.5678 | 5% | 10.9894
24721 | Belden Wire | 83609 002500 | 9#20 FEP SH FEP | FT |  | 1 Year | 11.5678 | 5% | 10.9894
24722 | Belden Wire | 83612 0021000 | 12#20 FEP SH FEP | FT |  | 1 Year | 13.998 | 5% | 13.2981
24723 | Belden Wire | 83612 002500 | 12#20 FEP SH FEP | FT |  | 1 Year | 13.998 | 5% | 13.2981
24724 | Belden Wire | 83652 002100 | 2#18 FEP SH FEP | FT |  | 1 Year | 7.2408 | 5% | 6.8788
24725 | Belden Wire | 83652 0021000 | 2#18 FEP SH FEP | FT |  | 1 Year | 6.2638 | 5% | 5.9506
24726 | Belden Wire | 83652 0022000 | 2 #18 FEP SH FEP | FT |  | 1 Year | 6.2638 | 5% | 5.9506
24727 | Belden Wire | 83652 002500 | 2#18 FEP SH FEP | FT |  | 1 Year | 6.2638 | 5% | 5.9506
24728 | Belden Wire | 83652 0025000 | 2 #18 FEP SH FEP | FT |  | 1 Year | 6.2638 | 5% | 5.9506
24729 | Belden Wire | 83653 002100 | 3#18 FEP SH FEP | FT |  | 1 Year | 8.3311 | 5% | 7.9145
24730 | Belden Wire | 83653 0021000 | 3#18 FEP SH FEP | FT |  | 1 Year | 7.2076 | 5% | 6.8472
24731 | Belden Wire | 83653 002500 | 3#18 FEP SH FEP | FT |  | 1 Year | 7.2076 | 5% | 6.8472
24732 | Belden Wire | 83653 0025000 | 3 #18 FEP SH FEP | FT |  | 1 Year | 7.2076 | 5% | 6.8472
24733 | Belden Wire | 83654 002100 | 4#18 FEP SH FEP | FT |  | 1 Year | 9.855 | 5% | 9.3622
24734 | Belden Wire | 83654 0021000 | 4#18 FEP SH FEP | FT |  | 1 Year | 8.526 | 5% | 8.0997
24735 | Belden Wire | 83654 002500 | 4#18 FEP SH FEP | FT |  | 1 Year | 8.526 | 5% | 8.0997
24736 | Belden Wire | 83654 0025000 | 4#18 FEP SH FEP | FT |  | 1 Year | 8.526 | 5% | 8.0997
24737 | Belden Wire | 83656 002100 | 6#18 FEP SH FEP | FT |  | 1 Year | 11.1079 | 5% | 10.5525
24738 | Belden Wire | 83656 0021000 | 6#18 FEP SH FEP | FT |  | 1 Year | 9.6091 | 5% | 9.1286
24739 | Belden Wire | 83656 0024000 | 6 #18 FEP SH FEP | FT |  | 1 Year | 9.6091 | 5% | 9.1286
24740 | Belden Wire | 83656 002500 | 6#18 FEP SH FEP | FT |  | 1 Year | 9.6091 | 5% | 9.1286
24741 | Belden Wire | 83659 002100 | 9#18 FEP SH FEP | FT |  | 1 Year | 15.5258 | 5% | 14.7495
24742 | Belden Wire | 83659 0021000 | 9#18 FEP SH FEP | FT |  | 1 Year | 13.4312 | 5% | 12.7596
24743 | Belden Wire | 83659 002500 | 9#18 FEP SH FEP | FT |  | 1 Year | 13.4312 | 5% | 12.7596
24744 | Belden Wire | 83659 0025000 | 9#18 FEP SH FEP | FT |  | 1 Year | 13.4312 | 5% | 12.7596
24745 | Belden Wire | 83662 002100 | 12#18 FEP SH FEP | FT |  | 1 Year | 20.5776 | 5% | 19.5487
24746 | Belden Wire | 83662 0021000 | 12#18 FEP SH FEP | FT |  | 1 Year | 17.8012 | 5% | 16.9111
24747 | Belden Wire | 83662 002500 | 12#18 FEP SH FEP | FT |  | 1 Year | 17.8012 | 5% | 16.9111
24748 | Belden Wire | 83665 002100 | 15 #18 FEP SH FEP | FT |  | 1 Year | 25.7263 | 5% | 24.44
24749 | Belden Wire | 83665 0021000 | 15 #18 FEP SH FEP | FT |  | 1 Year | 22.2553 | 5% | 21.1425
24750 | Belden Wire | 83665 002500 | 15 #18 FEP SH FEP | FT |  | 1 Year | 22.2553 | 5% | 21.1425
24751 | Belden Wire | 83665 0025000 | 15 #18 FEP SH FEP | FT |  | 1 Year | 22.2553 | 5% | 21.1425
24752 | Belden Wire | 83702 002100 | 2#16 FEP SH FEP | FT |  | 1 Year | 8.3162 | 5% | 7.9004
24753 | Belden Wire | 83702 0021000 | 2#16 FEP SH FEP | FT |  | 1 Year | 7.1945 | 5% | 6.8348
24754 | Belden Wire | 83702 0023000 | 2#16 FEP SH FEP | FT |  | 1 Year | 7.1945 | 5% | 6.8348
24755 | Belden Wire | 83702 002500 | 2#16 FEP SH FEP | FT |  | 1 Year | 7.1945 | 5% | 6.8348
24756 | Belden Wire | 83703 0021000 | 3#16 FEP SH FEP | FT |  | 1 Year | 7.7266 | 5% | 7.3403
24757 | Belden Wire | 83703 002500 | 3#16 FEP SH FEP | FT |  | 1 Year | 7.7266 | 5% | 7.3403
24758 | Belden Wire | 83704 002100 | 4#16 FEP SH FEP | FT |  | 1 Year | 10.7844 | 5% | 10.2452
24759 | Belden Wire | 83704 0021000 | 4#16 FEP SH FEP | FT |  | 1 Year | 9.3292 | 5% | 8.8627
24760 | Belden Wire | 83704 002500 | 4#16 FEP SH FEP | FT |  | 1 Year | 9.3292 | 5% | 8.8627
24761 | Belden Wire | 83706 002100 | 6#16 FEP SH FEP | FT |  | 1 Year | 11.8167 | 5% | 11.2259
24762 | Belden Wire | 83706 0021000 | 6#16 FEP SH FEP | FT |  | 1 Year | 10.2223 | 5% | 9.7112
24763 | Belden Wire | 83706 002500 | 6#16 FEP SH FEP | FT |  | 1 Year | 10.2223 | 5% | 9.7112
24764 | Belden Wire | 83709 0021000 | 9#16 FEP SH FEP | FT |  | 1 Year | 14.4482 | 5% | 13.7258
24765 | Belden Wire | 83709 002500 | 9#16 FEP SH FEP | FT |  | 1 Year | 14.4482 | 5% | 13.7258
24766 | Belden Wire | 83712 0021000 | 12#16 FEP SH FEP | FT |  | 1 Year | 20.644 | 5% | 19.6118
24767 | Belden Wire | 83712 002500 | 12#16 FEP SH FEP | FT |  | 1 Year | 20.644 | 5% | 19.6118
24768 | Belden Wire | 83715 0021000 | 15#16 FEP SH FEP | FT |  | 1 Year | 25.1126 | 5% | 23.857
24769 | Belden Wire | 83719 002100 | 19#16 FEP SH FEP | FT |  | 1 Year | 34.4851 | 5% | 32.7608
24770 | Belden Wire | 83719 0021000 | 19#16 FEP SH FEP | FT |  | 1 Year | 29.8322 | 5% | 28.3406
24771 | Belden Wire | 83719 002500 | 19#16 FEP SH FEP | FT |  | 1 Year | 29.8322 | 5% | 28.3406
24772 | Belden Wire | 83752 0021000 | 2#14 FEP SH FEP | FT |  | 1 Year | 10.8068 | 5% | 10.2665
24773 | Belden Wire | 83752 002500 | 2#14 FEP SH FEP | FT |  | 1 Year | 10.8068 | 5% | 10.2665
24774 | Belden Wire | 83753 0021000 | 3#14 FEP SH FEP | FT |  | 1 Year | 15.0372 | 5% | 14.2853
24775 | Belden Wire | 83753 002500 | 3#14 FEP SH FEP | FT |  | 1 Year | 15.0372 | 5% | 14.2853
24776 | Belden Wire | 83754 0021000 | 4#14 FEP SH FEP | FT |  | 1 Year | 15.9353 | 5% | 15.1385
24777 | Belden Wire | 83754 002500 | 4#14 FEP SH FEP | FT |  | 1 Year | 15.9353 | 5% | 15.1385
24778 | Belden Wire | 83756 002500 | 6#14 FEP SH FEP | FT |  | 1 Year | 19.4844 | 5% | 18.5102
24779 | Belden Wire | 83802 0021000 | 2#12 FEP SH FEP | FT |  | 1 Year | 10.9316 | 5% | 10.385
24780 | Belden Wire | 83802 002500 | 2#12 FEP SH FEP | FT |  | 1 Year | 10.9316 | 5% | 10.385
24781 | Belden Wire | 83803 002100 | 3#12 FEP SH FEP | FT |  | 1 Year | 16.1873 | 5% | 15.3779
24782 | Belden Wire | 83803 0021000 | 3#12 FEP SH FEP | FT |  | 1 Year | 14.0029 | 5% | 13.3028
24783 | Belden Wire | 83803 002500 | 3#12 FEP SH FEP | FT |  | 1 Year | 14.0029 | 5% | 13.3028
24784 | Belden Wire | 83804 0021000 | 4#12 FEP SH FEP | FT |  | 1 Year | 20.6498 | 5% | 19.6173
24785 | Belden Wire | 83804 002500 | 4#12 FEP SH FEP | FT |  | 1 Year | 20.6498 | 5% | 19.6173
24786 | Belden Wire | 83806 002100 | 6#12 FEP SH FEP | FT |  | 1 Year | 26.9497 | 5% | 25.6022
24787 | Belden Wire | 83806 0021000 | 6#12 FEP SH FEP | FT |  | 1 Year | 23.3132 | 5% | 22.1475
24788 | Belden Wire | 83900 001100 | 2#20 TYPE J THERMOCOUPLE | FT |  | 1 Year | 2.3317 | 5% | 2.2151
24789 | Belden Wire | 83900 0011000 | 2#20 TYPE J THERMOCOUPLE | FT |  | 1 Year | 1.9616 | 5% | 1.8635
24790 | Belden Wire | 83900 001500 | 2#20 TYPE J THERMOCOUPLE | FT |  | 1 Year | 1.9616 | 5% | 1.8635
24791 | Belden Wire | 83905 001100 | 2#20 TYPE K THERMOCOUPLE | FT |  | 1 Year | 2.8166 | 5% | 2.6758
24792 | Belden Wire | 83905 0011000 | 2#20 TYPE K THERMOCOUPLE | FT |  | 1 Year | 2.6338 | 5% | 2.5021
24793 | Belden Wire | 83905 001500 | 2#20 TYPE K THERMOCOUPLE | FT |  | 1 Year | 2.6338 | 5% | 2.5021
24794 | Belden Wire | 83910 001100 | 2#20 TYPE T THERMOCOUPLE | FT |  | 1 Year | 2.1883 | 5% | 2.0789
24795 | Belden Wire | 83910 0011000 | 2#20 TYPE T THERMOCOUPLE | FT |  | 1 Year | 1.9364 | 5% | 1.8396
24796 | Belden Wire | 83915 0011000 | 2#20 TYPE E THERMOCOUPLE | FT |  | 1 Year | 2.5626 | 5% | 2.4345
24797 | Belden Wire | 83915 001500 | 2#20 TYPE E THERMOCOUPLE | FT |  | 1 Year | 2.5626 | 5% | 2.4345
24798 | Belden Wire | 83930 0101000 | 2#20TYPE JX THERMOCOUPLE | FT |  | 1 Year | 2.0983 | 5% | 1.9934
24799 | Belden Wire | 83930 010500 | 2#20TYPE JX THERMOCOUPLE | FT |  | 1 Year | 2.0983 | 5% | 1.9934
24800 | Belden Wire | 83932 0041000 | 2#20TYPE KX THERMOCOUPLE | FT |  | 1 Year | 2.4025 | 5% | 2.2824
24801 | Belden Wire | 83950 0101000 | 2#20TYPE JX THERMOCOUPLE | FT |  | 1 Year | 2.6182 | 5% | 2.4873
24802 | Belden Wire | 83950 010500 | 2#20TYPE JX THERMOCOUPLE | FT |  | 1 Year | 2.6182 | 5% | 2.4873
24803 | Belden Wire | 83950 0105000 | 2#20TYPE JX THERMOCOUPLE | FT |  | 1 Year | 2.6182 | 5% | 2.4873
24804 | Belden Wire | 83951 0101000 | 2#16TYPE JX THERMOCOUPLE | FT |  | 1 Year | 4.2902 | 5% | 4.0757
24805 | Belden Wire | 83951 010500 | 2#16TYPE JX THERMOCOUPLE | FT |  | 1 Year | 4.2902 | 5% | 4.0757
24806 | Belden Wire | 83952 0041000 | 2#20TYPE KX THERMOCOUPLE | FT |  | 1 Year | 3.581 | 5% | 3.4019
24807 | Belden Wire | 83952 004500 | 2#20TYPE KX THERMOCOUPLE | FT |  | 1 Year | 3.581 | 5% | 3.4019
24808 | Belden Wire | 83952 0045000 | 2#20TYPE KX THERMOCOUPLE | FT |  | 1 Year | 3.581 | 5% | 3.4019
24809 | Belden Wire | 83953 0041000 | 2#16TYPE KX THERMOCOUPLE | FT |  | 1 Year | 5.8779 | 5% | 5.584
24810 | Belden Wire | 83953 004500 | 2#16TYPE KX THERMOCOUPLE | FT |  | 1 Year | 5.8779 | 5% | 5.584
24811 | Belden Wire | 83954 0061000 | 2#20TYPE TX THERMOCOUPLE | FT |  | 1 Year | 2.3908 | 5% | 2.2713
24812 | Belden Wire | 83955 0071000 | 2#20TYPE EX THERMOCOUPLE | FT |  | 1 Year | 2.8658 | 5% | 2.7225
24813 | Belden Wire | 8402 001500 | 2 #20 EPDM BRD CSM | FT |  | 1 Year | 3.1171 | 5% | 2.9612
24814 | Belden Wire | 8402 001U1000 | 2 #20 EPDM SHLD HPN | FT |  | 1 Year | 3.1171 | 5% | 2.9612
24815 | Belden Wire | 8403 0601000 | 3 #20 PE SHLD PVC | FT |  | 1 Year | 2.7008 | 5% | 2.5658
24816 | Belden Wire | 8403 060500 | 3 #20 PE SHLD PVC | FT |  | 1 Year | 2.7008 | 5% | 2.5658
24817 | Belden Wire | 8404 060100 | 4 #20 PE SHLD PVC | FT |  | 1 Year | 3.2437 | 5% | 3.0815
24818 | Belden Wire | 8404 0601000 | 4 #20 PE SHLD PVC | FT |  | 1 Year | 2.7807 | 5% | 2.6417
24819 | Belden Wire | 8404 060500 | 4 #20 PE SHLD PVC | FT |  | 1 Year | 2.791 | 5% | 2.6514
24820 | Belden Wire | 8404 060U1000 | 4 #20 PE SHLD PVC | FT |  | 1 Year | 2.7807 | 5% | 2.6417
24821 | Belden Wire | 8405 0601000 | 5 #20 PE SHLD PVC | FT |  | 1 Year | 3.5242 | 5% | 3.348
24822 | Belden Wire | 8405 060250 | 5 #20 PE SHLD PVC | FT |  | 1 Year | 3.5459 | 5% | 3.3686
24823 | Belden Wire | 8405 060500 | 5 #20 PE SHLD PVC | FT |  | 1 Year | 3.5242 | 5% | 3.348
24824 | Belden Wire | 8406 010100 | 3 #24 CS EPDM BRD CS SBR | FT |  | 1 Year | 3.8314 | 5% | 3.6398
24825 | Belden Wire | 8406 010500 | 3 #24 CS EPDM BRD,CS SBR | FT |  | 1 Year | 3.6169 | 5% | 3.4361
24826 | Belden Wire | 8407 010100 | 4 #16 EPDM BRD CPE | FT |  | 1 Year | 6.238 | 5% | 5.9261
24827 | Belden Wire | 8407 010250 | 4 #16 EPDM BRD CPE | FT |  | 1 Year | 6.095 | 5% | 5.7902
24828 | Belden Wire | 8408 001500 | 2 #16 EPDM BRD CSM | FT |  | 1 Year | 4.9331 | 5% | 4.6864
24829 | Belden Wire | 8410 010500 | #25 EPDM BRD EPDM | FT |  | 1 Year | 1.9795 | 5% | 1.8805
24830 | Belden Wire | 8412 0021000 | 2 #20 EPDM BRD EPDM | FT |  | 1 Year | 1.5539 | 5% | 1.4762
24831 | Belden Wire | 8412 0041000 | 2 #20 EPDM BRD EPDM | FT |  | 1 Year | 1.5539 | 5% | 1.4762
24832 | Belden Wire | 8412 0061000 | 2 #20 EPDM BRD EPDM | FT |  | 1 Year | 1.5539 | 5% | 1.4762
24833 | Belden Wire | 8412 010100 | 2 #20 EPDM BRD EPDM | FT |  | 1 Year | 1.789 | 5% | 1.6995
24834 | Belden Wire | 8412 0101000 | 2 #20 EPDM BRD EPDM | FT |  | 1 Year | 1.5539 | 5% | 1.4762
24835 | Belden Wire | 8412 010250 | 2 #20 EPDM BRD EPDM | FT |  | 1 Year | 1.5725 | 5% | 1.4939
24836 | Belden Wire | 8412 010500 | 2 #20 EPDM BRD EPDM | FT |  | 1 Year | 1.5633 | 5% | 1.4851
24837 | Belden Wire | 8412 010U1000 | 2 #20 EPDM SHLD EPDM | FT |  | 1 Year | 1.5539 | 5% | 1.4762
24838 | Belden Wire | 8412 010U500 | 2 #20 EPDM SHLD EPDM | FT |  | 1 Year | 1.5633 | 5% | 1.4851
24839 | Belden Wire | 8412P 0091000 | 2 #20 FEP BRD FEP 78 OHM | FT |  | 1 Year | 3.7226 | 5% | 3.5365
24840 | Belden Wire | 8412P 009500 | 2 #20 FEP BRD FEP 78 OHM | FT |  | 1 Year | 3.7226 | 5% | 3.5365
24841 | Belden Wire | 8412P 0101000 | 2 #20 FEP BRD FEP | FT |  | 1 Year | 3.7226 | 5% | 3.5365
24842 | Belden Wire | 8412P 010500 | 2 #20 FEP BRD FEP | FT |  | 1 Year | 3.7226 | 5% | 3.5365
24843 | Belden Wire | 8413 010100 | 2#24 EPDM SHLD EPDM | FT |  | 1 Year | 2.058 | 5% | 1.9551
24844 | Belden Wire | 8413 010500 | 2 #24 EPDM SH EPDM | FT |  | 1 Year | 1.7851 | 5% | 1.6958
24845 | Belden Wire | 8413 010U500 | 2 #24 EPDM SHLD EPDM | FT |  | 1 Year | 1.7851 | 5% | 1.6958
24846 | Belden Wire | 84142 001100 | #18H RG142 COAX | FT |  | 1 Year | 6.6423 | 5% | 6.3102
24847 | Belden Wire | 84142 0011000 | #18H RG142 COAX | FT |  | 1 Year | 6.2899 | 5% | 5.9754
24848 | Belden Wire | 84142 001500 | #18H RG142 COAX | FT |  | 1 Year | 6.2899 | 5% | 5.9754
24849 | Belden Wire | 8416 008250 | 2 SH CONDRS PARALLEL PVC | FT |  | 1 Year | 1.7397 | 5% | 1.6527
24850 | Belden Wire | 8417 060250 | 1#25 PE FS PVC | FT |  | 1 Year | 1.0536 | 5% | 1.0009
24851 | Belden Wire | 8418 010100 | 8 #20 EPDM BRD EPDM | FT |  | 1 Year | 8.0898 | 5% | 7.6853
24852 | Belden Wire | 8418 010250 | 8 #20 EPDM BRD EPDM | FT |  | 1 Year | 7.7759 | 5% | 7.3871
24853 | Belden Wire | 8421 060250 | #25 PE SERVED PVC | FT |  | 1 Year | 1.2789 | 5% | 1.215
24854 | Belden Wire | 8422 0601000 | 2 #22 PE CBRD BRD PVC | FT |  | 1 Year | 1.3434 | 5% | 1.2762
24855 | Belden Wire | 8422 060500 | 2 #22 PE CBRD BRD PVC | FT |  | 1 Year | 1.3549 | 5% | 1.2872
24856 | Belden Wire | 8422 060U1000 | 2 #22 PE CBRD BRD PVC | FT |  | 1 Year | 1.3434 | 5% | 1.2762
24857 | Belden Wire | 8423 010100 | 3 #20 EPDM BRD EPDM | FT |  | 1 Year | 3.2918 | 5% | 3.1272
24858 | Belden Wire | 8423 0101000 | 3 #20 EPDM BRD EPDM | FT |  | 1 Year | 2.745 | 5% | 2.6077
24859 | Belden Wire | 8423 010500 | 3 #20 EPDM BRD EPDM | FT |  | 1 Year | 2.745 | 5% | 2.6077
24860 | Belden Wire | 8424 010100 | 4 #20 EPDM SHLD EPDM | FT |  | 1 Year | 3.0983 | 5% | 2.9434
24861 | Belden Wire | 8424 0101000 | 4 #20 EPDM BRD EPDM | FT |  | 1 Year | 2.8753 | 5% | 2.7315
24862 | Belden Wire | 8424 010250 | 4 #20 EPDM BRD EPDM | FT |  | 1 Year | 2.8654 | 5% | 2.7221
24863 | Belden Wire | 8424 010500 | 4 #20 EPDM BRD EPDM | FT |  | 1 Year | 2.8753 | 5% | 2.7315
24864 | Belden Wire | 8424 010U500 | 4 #20 EPDM SHLD EPDM | FT |  | 1 Year | 2.8753 | 5% | 2.7315
24865 | Belden Wire | 8425 010100 | 5 #20 EPDM BRD EPDM | FT |  | 1 Year | 5.0973 | 5% | 4.8424
24866 | Belden Wire | 8425 010250 | 5 #20 EPDM BRD EPDM | FT |  | 1 Year | 4.934 | 5% | 4.6873
24867 | Belden Wire | 8426 010100 | 6 #20 EPDM BRD EPDM | FT |  | 1 Year | 5.7718 | 5% | 5.4832
24868 | Belden Wire | 8426 010250 | 6 #20 EPDM BRD EPDM | FT |  | 1 Year | 5.6183 | 5% | 5.3374
24869 | Belden Wire | 8427 010100 | 7 #20 EPDM BRD EPDM | FT |  | 1 Year | 6.5228 | 5% | 6.1967
24870 | Belden Wire | 8427 010250 | 7 #20 EPDM BRD EPDM | FT |  | 1 Year | 6.3138 | 5% | 5.9981
24871 | Belden Wire | 8428 010100 | 2 #18 EPDM BRD CPE | FT |  | 1 Year | 3.4431 | 5% | 3.2709
24872 | Belden Wire | 8428 0101000 | 2 #18 EPDM BRD CPE | FT |  | 1 Year | 3.0993 | 5% | 2.9443
24873 | Belden Wire | 8428 010500 | 2 #18 EPDM BRD CPE | FT |  | 1 Year | 3.0993 | 5% | 2.9443
24874 | Belden Wire | 8428 010U500 | 2 #18 EPDM BRD CPE | FT |  | 1 Year | 3.0993 | 5% | 2.9443
24875 | Belden Wire | 84303 0011000 | RG303 COAX | FT |  | 1 Year | 4.5299 | 5% | 4.3034
24876 | Belden Wire | 84303 001500 | RG303 COAX | FT |  | 1 Year | 4.5299 | 5% | 4.3034
24877 | Belden Wire | 84316 001100 | M17/13-RG316 COAX | FT |  | 1 Year | 2.6567 | 5% | 2.5239
24878 | Belden Wire | 84316 0011000 | M17/13-RG316 COAX | FT |  | 1 Year | 2.4121 | 5% | 2.2915
24879 | Belden Wire | 84316 001500 | M17/13-RG316 COAX | FT |  | 1 Year | 2.4121 | 5% | 2.2915
24880 | Belden Wire | 8434 060100 | 4 #25 PE SH PVC | FT |  | 1 Year | 1.3701 | 5% | 1.3016
24881 | Belden Wire | 8434 0601000 | 4 #25 PE SH PVC | FT |  | 1 Year | 1.153 | 5% | 1.0954
24882 | Belden Wire | 8434 060500 | 4 #25 PE SH PVC | FT |  | 1 Year | 1.153 | 5% | 1.0954
24883 | Belden Wire | 8434 060U1000 | 4 #25 PE SH PVC | FT |  | 1 Year | 1.153 | 5% | 1.0954
24884 | Belden Wire | 8437 0101000 | 2 #22 PVC BRD PVC | FT |  | 1 Year | 1.1272 | 5% | 1.0708
24885 | Belden Wire | 8441 010100 | 2 #22 PVC SH PVC | FT |  | 1 Year | 1.3828 | 5% | 1.3137
24886 | Belden Wire | 8441 0101000 | 2 #22 PVC SH PVC | FT |  | 1 Year | 1.1323 | 5% | 1.0757
24887 | Belden Wire | 8441 010500 | 2 #22 PVC SH PVC | FT |  | 1 Year | 1.1497 | 5% | 1.0922
24888 | Belden Wire | 8441 0105000 | 2 #22 PVC SH PVC | FT |  | 1 Year | 1.1323 | 5% | 1.0757
24889 | Belden Wire | 8441 010U1000 | 2 #22 PVC SH PVC | FT |  | 1 Year | 1.1323 | 5% | 1.0757
24890 | Belden Wire | 8441 010U500 | 2 #22 PVC SH PVC | FT |  | 1 Year | 1.1497 | 5% | 1.0922
24891 | Belden Wire | 8442 060100 | 2 #22 PVC PVC | FT |  | 1 Year | 0.4272 | 5% | 0.40584
24892 | Belden Wire | 8442 0601000 | 2 #22 PVC PVC | FT |  | 1 Year | 0.3594 | 5% | 0.34143
24893 | Belden Wire | 8442 06010000 | 2 #22 PVC PVC | FT |  | 1 Year | 0.3594 | 5% | 0.34143
24894 | Belden Wire | 8442 060500 | 2 #22 PVC PVC | FT |  | 1 Year | 0.3594 | 5% | 0.34143
24895 | Belden Wire | 8442 0605000 | 2 #22 PVC PVC | FT |  | 1 Year | 0.3594 | 5% | 0.34143
24896 | Belden Wire | 8442 060U1000 | 2 #22 PVC PVC | FT |  | 1 Year | 0.3594 | 5% | 0.34143
24897 | Belden Wire | 8442 060U500 | 2 #22 PVC PVC | FT |  | 1 Year | 0.3594 | 5% | 0.34143
24898 | Belden Wire | 8442MN 004100 | 1 PR #22 PO PVC | FT |  | 1 Year | 0.2875 | 5% | 0.27312
24899 | Belden Wire | 8442MN 0041000 | 1 PR #22 PO PVC | FT |  | 1 Year | 0.2875 | 5% | 0.27312
24900 | Belden Wire | 8442MN 006100 | 1 PR #22 PO PVC | FT |  | 1 Year | 0.2875 | 5% | 0.27312
24901 | Belden Wire | 8442MN 0061000 | 1 PR #22 PO PVC | FT |  | 1 Year | 0.2875 | 5% | 0.27312
24902 | Belden Wire | 8442MN 008100 | 1 PR #22 PO PVC | FT |  | 1 Year | 0.2875 | 5% | 0.27312
24903 | Belden Wire | 8442MN 0081000 | 1 PR #22 PO PVC | FT |  | 1 Year | 0.2875 | 5% | 0.27312
24904 | Belden Wire | 8442ZH 0101000 | 2 #22 PO NHFRPO | FT |  | 1 Year | 0.4016 | 5% | 0.38152
24905 | Belden Wire | 8442ZH 010500 | 2 #22 PO NHFRPO | FT |  | 1 Year | 0.4016 | 5% | 0.38152
24906 | Belden Wire | 8443 060100 | 3 #22 PVC PVC | FT |  | 1 Year | 0.6085 | 5% | 0.57808
24907 | Belden Wire | 8443 0601000 | 3 #22 PVC PVC | FT |  | 1 Year | 0.5117 | 5% | 0.48612
24908 | Belden Wire | 8443 060500 | 3 #22 PVC PVC | FT |  | 1 Year | 0.5117 | 5% | 0.48612
24909 | Belden Wire | 8443 0605000 | 3 #22 PVC PVC | FT |  | 1 Year | 0.5118 | 5% | 0.48621
24910 | Belden Wire | 8443 060U1000 | 3 #22 PVC PVC | FT |  | 1 Year | 0.5117 | 5% | 0.48612
24911 | Belden Wire | 8443 060U500 | 3 #22 PVC PVC | FT |  | 1 Year | 0.5117 | 5% | 0.48612
24912 | Belden Wire | 8443MN 004100 | 3 #22 PO PVC | FT |  | 1 Year | 0.3859 | 5% | 0.36661
24913 | Belden Wire | 8443MN 006100 | 3 #22 PO PVC | FT |  | 1 Year | 0.3859 | 5% | 0.36661
24914 | Belden Wire | 8443MN 0061000 | 3 #22 PO PVC | FT |  | 1 Year | 0.3859 | 5% | 0.36661
24915 | Belden Wire | 8443MN 008100 | 3 #22 PO PVC | FT |  | 1 Year | 0.3859 | 5% | 0.36661
24916 | Belden Wire | 8443MN 0081000 | 3 #22 PO PVC | FT |  | 1 Year | 0.3859 | 5% | 0.36661
24917 | Belden Wire | 8443ZH 0101000 | 3 #22 PO NHFRPO | FT |  | 1 Year | 0.5713 | 5% | 0.54273
24918 | Belden Wire | 8443ZH 010500 | 3 #22 PO NHFRPO | FT |  | 1 Year | 0.5713 | 5% | 0.54273
24919 | Belden Wire | 8444 060100 | 4 #22 PVC PVC | FT |  | 1 Year | 0.7265 | 5% | 0.69017
24920 | Belden Wire | 8444 0601000 | 4 #22 PVC PVC | FT |  | 1 Year | 0.611 | 5% | 0.58045
24921 | Belden Wire | 8444 060500 | 4 #22 PVC PVC | FT |  | 1 Year | 0.611 | 5% | 0.58045
24922 | Belden Wire | 8444 0605000 | 4 #22 PVC PVC | FT |  | 1 Year | 0.611 | 5% | 0.58045
24923 | Belden Wire | 8444 060U1000 | 4 #22 PVC PVC | FT |  | 1 Year | 0.611 | 5% | 0.58045
24924 | Belden Wire | 8444 060U500 | 4 #22 PVC PVC | FT |  | 1 Year | 0.611 | 5% | 0.58045
24925 | Belden Wire | 8444ZH 0101000 | 4 #22 PO NHFRPO | FT |  | 1 Year | 0.682 | 5% | 0.6479
24926 | Belden Wire | 8444ZH 010500 | 4 #22 PO NHFRPO | FT |  | 1 Year | 0.682 | 5% | 0.6479
24927 | Belden Wire | 8445 060100 | 5 #22 PVC PVC | FT |  | 1 Year | 0.9806 | 5% | 0.93157
24928 | Belden Wire | 8445 0601000 | 5 #22 PVC PVC | FT |  | 1 Year | 0.8244 | 5% | 0.78318
24929 | Belden Wire | 8445 060500 | 5 #22 PVC PVC | FT |  | 1 Year | 0.8244 | 5% | 0.78318
24930 | Belden Wire | 8445 0605000 | 5 #22 PVC PVC | FT |  | 1 Year | 0.7654 | 5% | 0.72713
24931 | Belden Wire | 8445 060U1000 | 5 #22 PVC PVC | FT |  | 1 Year | 0.8244 | 5% | 0.78318
24932 | Belden Wire | 8445 060U500 | 5 #22 PVC PVC | FT |  | 1 Year | 0.8244 | 5% | 0.78318
24933 | Belden Wire | 8445MN 004100 | 5 #22 PO PVC | FT |  | 1 Year | 0.6223 | 5% | 0.59118
24934 | Belden Wire | 8445MN 0041000 | 5 #22 PO PVC | FT |  | 1 Year | 0.6223 | 5% | 0.59118
24935 | Belden Wire | 8445MN 006100 | 5 #22 PO PVC | FT |  | 1 Year | 0.6223 | 5% | 0.59118
24936 | Belden Wire | 8445MN 0061000 | 5 #22 PO PVC | FT |  | 1 Year | 0.6223 | 5% | 0.59118
24937 | Belden Wire | 8445MN 008100 | 5 #22 PO PVC | FT |  | 1 Year | 0.6223 | 5% | 0.59118
24938 | Belden Wire | 8445MN 0081000 | 5 #22 PO PVC | FT |  | 1 Year | 0.6223 | 5% | 0.59118
24939 | Belden Wire | 8446 060100 | 4#22 2#18 PVC PVC | FT |  | 1 Year | 1.5504 | 5% | 1.4729
24940 | Belden Wire | 8446 0601000 | 4#22 2#18 PVC PVC | FT |  | 1 Year | 1.3045 | 5% | 1.2393
24941 | Belden Wire | 8446 060500 | 4#22 2#18 PVC PVC | FT |  | 1 Year | 1.3045 | 5% | 1.2393
24942 | Belden Wire | 8446 060U1000 | 4#22 2#18 PVC PVC | FT |  | 1 Year | 1.3045 | 5% | 1.2393
24943 | Belden Wire | 8446 060U500 | 4#22 2#18 PVC PVC | FT |  | 1 Year | 1.3045 | 5% | 1.2393
24944 | Belden Wire | 8448 0601000 | 2#18,6#22 PVC PVC | FT |  | 1 Year | 1.5187 | 5% | 1.4428
24945 | Belden Wire | 8448 060500 | 2#18,6#22 PVC PVC | FT |  | 1 Year | 1.5187 | 5% | 1.4428
24946 | Belden Wire | 8448 060U1000 | 2#18,6#22 PVC PVC | FT |  | 1 Year | 1.5187 | 5% | 1.4428
24947 | Belden Wire | 8450 0081000 | 2 #22 PP SHLD PVC FR | FT |  | 1 Year | 0.3497 | 5% | 0.33221
24948 | Belden Wire | 8450 0101000 | 2 #22 PP SHLD PVC FR | FT |  | 1 Year | 0.3497 | 5% | 0.33221
24949 | Belden Wire | 8450 010U1000 | 2 #22 PP SHLD PVC FR | FT |  | 1 Year | 0.3497 | 5% | 0.33221
24950 | Belden Wire | 8450 010U500 | 2 #22 PP SHLD PVC FR | FT |  | 1 Year | 0.3542 | 5% | 0.33649
24951 | Belden Wire | 8451 0081000 | 2 #22 PP SHLD PVC FR | FT |  | 1 Year | 0.2789 | 5% | 0.26495
24952 | Belden Wire | 8451 008500 | 2 #22 PP SHLD PVC FR | FT |  | 1 Year | 0.2817 | 5% | 0.26761
24953 | Belden Wire | 8451 008U1000 | 2 #22 PP SHLD PVC FR | FT |  | 1 Year | 0.2789 | 5% | 0.26495
24954 | Belden Wire | 8451 008U500 | 2 #22 PP SHLD PVC FR | FT |  | 1 Year | 0.2817 | 5% | 0.26761
24955 | Belden Wire | 8451 010100 | 2 #22 PP SHLD PVC FR | FT |  | 1 Year | 0.3158 | 5% | 0.30001
24956 | Belden Wire | 8451 0101000 | 2 #22 PP SHLD PVC FR | FT |  | 1 Year | 0.2789 | 5% | 0.26495
24957 | Belden Wire | 8451 01010000 | 2 #22 PP SHLD PVC FR | FT |  | 1 Year | 0.2789 | 5% | 0.26495
24958 | Belden Wire | 8451 010500 | 2 #22 PP SHLD PVC FR | FT |  | 1 Year | 0.2817 | 5% | 0.26761
24959 | Belden Wire | 8451 0105000 | 2 #22 PP SHLD PVC FR | FT |  | 1 Year | 0.2789 | 5% | 0.26495
24960 | Belden Wire | 8451 010U1000 | 2 #22 PP SHLD PVC FR | FT |  | 1 Year | 0.2789 | 5% | 0.26495
24961 | Belden Wire | 8451 010U500 | 2 #22 PP SHLD PVC FR | FT |  | 1 Year | 0.2817 | 5% | 0.26761
24962 | Belden Wire | 8452 0101000 | 2#18 EPDM CS SBR TYPE SV | FT |  | 1 Year | 1.4947 | 5% | 1.42
24963 | Belden Wire | 8452 010250 | 2#18 EPDM CS SBR TYPE SV | FT |  | 1 Year | 1.6441 | 5% | 1.5619
24964 | Belden Wire | 8452 010500 | 2#18 EPDM CS SBR TYPE SV | FT |  | 1 Year | 1.4947 | 5% | 1.42
24965 | Belden Wire | 8452 010U500 | 2#18 EPDM CS SBR TYPE SV | FT |  | 1 Year | 1.4947 | 5% | 1.42
24966 | Belden Wire | 8453 010100 | 3#18EPDM CS SBR TYPE SV | FT |  | 1 Year | 3.208 | 5% | 3.0476
24967 | Belden Wire | 8453 010500 | 3#18EPDM CS SBR TYPE SV | FT |  | 1 Year | 2.0052 | 5% | 1.9049
24968 | Belden Wire | 8454 010100 | 4 #18 EPDM SBR | FT |  | 1 Year | 3.0171 | 5% | 2.8662
24969 | Belden Wire | 8454 0101000 | 4 #18 EPDM SBR | FT |  | 1 Year | 2.5139 | 5% | 2.3882
24970 | Belden Wire | 8454 010500 | 4 #18 EPDM SBR | FT |  | 1 Year | 2.5139 | 5% | 2.3882
24971 | Belden Wire | 8454 010U500 | 4 #18 EPDM SBR | FT |  | 1 Year | 2.5139 | 5% | 2.3882
24972 | Belden Wire | 8455 010250 | 2 #18, 3 #20 EPDM SBR | FT |  | 1 Year | 2.938 | 5% | 2.7911
24973 | Belden Wire | 8455 010U1000 | 2#18 EPDM 3 #20 EPDM SBR | FT |  | 1 Year | 2.6922 | 5% | 2.5576
24974 | Belden Wire | 8455 010U500 | 2#18 EPDM 3 #20 EPDM SBR | FT |  | 1 Year | 2.6922 | 5% | 2.5576
24975 | Belden Wire | 8456 060100 | 10 #22 PVC PVC | FT |  | 1 Year | 1.6095 | 5% | 1.529
24976 | Belden Wire | 8456 0601000 | 10 #22 PVC PVC | FT |  | 1 Year | 1.3534 | 5% | 1.2857
24977 | Belden Wire | 8456 060500 | 10 #22 PVC PVC | FT |  | 1 Year | 1.3534 | 5% | 1.2857
24978 | Belden Wire | 8456 0605000 | 10 #22 PVC PVC | FT |  | 1 Year | 1.3534 | 5% | 1.2857
24979 | Belden Wire | 8456 060U1000 | 10 #22 PVC PVC | FT |  | 1 Year | 1.3534 | 5% | 1.2857
24980 | Belden Wire | 8456 060U500 | 10 #22 PVC PVC | FT |  | 1 Year | 1.3534 | 5% | 1.2857
24981 | Belden Wire | 8457 060100 | 12 #22 PVC PVC | FT |  | 1 Year | 1.7794 | 5% | 1.6904
24982 | Belden Wire | 8457 0601000 | 12 #22 PVC PVC | FT |  | 1 Year | 1.4961 | 5% | 1.4213
24983 | Belden Wire | 8457 060500 | 12 #22 PVC PVC | FT |  | 1 Year | 1.4961 | 5% | 1.4213
24984 | Belden Wire | 8457 0605000 | 12 #22 PVC PVC | FT |  | 1 Year | 1.4961 | 5% | 1.4213
24985 | Belden Wire | 8457 060U1000 | 12 #22 PVC PVC | FT |  | 1 Year | 1.4961 | 5% | 1.4213
24986 | Belden Wire | 8457 060U500 | 12 #22 PVC PVC | FT |  | 1 Year | 1.4961 | 5% | 1.4213
24987 | Belden Wire | 8457MN 004100 | 12 #22 PO PVC | FT |  | 1 Year | 1.1973 | 5% | 1.1374
24988 | Belden Wire | 8457MN 0041000 | 12 #22 PO PVC | FT |  | 1 Year | 1.1973 | 5% | 1.1374
24989 | Belden Wire | 8457MN 006100 | 12 #22 PO PVC | FT |  | 1 Year | 1.1973 | 5% | 1.1374
24990 | Belden Wire | 8457MN 0061000 | 12 #22 PO PVC | FT |  | 1 Year | 1.1973 | 5% | 1.1374
24991 | Belden Wire | 8457MN 008100 | 12 #22 PO PVC | FT |  | 1 Year | 1.1973 | 5% | 1.1374
24992 | Belden Wire | 8457MN 0081000 | 12 #22 PO PVC | FT |  | 1 Year | 1.1973 | 5% | 1.1374
24993 | Belden Wire | 8458 060100 | 15 #22 PVC PVC | FT |  | 1 Year | 2.8275 | 5% | 2.6861
24994 | Belden Wire | 8458 0601000 | 15 #22 PVC PVC | FT |  | 1 Year | 2.3778 | 5% | 2.2589
24995 | Belden Wire | 8458 060500 | 15 #22 PVC PVC | FT |  | 1 Year | 2.3778 | 5% | 2.2589
24996 | Belden Wire | 8458 0605000 | 15 #22 PVC PVC | FT |  | 1 Year | 2.3778 | 5% | 2.2589
24997 | Belden Wire | 8458MN 004100 | 15 #22 PO PVC | FT |  | 1 Year | 1.9007 | 5% | 1.8057
24998 | Belden Wire | 8458MN 0041000 | 15 #22 PO PVC | FT |  | 1 Year | 1.9007 | 5% | 1.8057
24999 | Belden Wire | 8458MN 006100 | 15 #22 PO PVC | FT |  | 1 Year | 1.9007 | 5% | 1.8057
25000 | Belden Wire | 8458MN 0061000 | 15 #22 PO PVC | FT |  | 1 Year | 1.9007 | 5% | 1.8057
25001 | Belden Wire | 8458MN 008100 | 15 #22 PO PVC | FT |  | 1 Year | 1.9007 | 5% | 1.8057
25002 | Belden Wire | 8458MN 0081000 | 15 #22 PO PVC | FT |  | 1 Year | 1.9007 | 5% | 1.8057
25003 | Belden Wire | 8459 060100 | 25 #22 PVC PVC | FT |  | 1 Year | 5.0047 | 5% | 4.7545
25004 | Belden Wire | 8459 0601000 | 25 #22 PVC PVC | FT |  | 1 Year | 4.2098 | 5% | 3.9993
25005 | Belden Wire | 8459 060500 | 25 #22 PVC PVC | FT |  | 1 Year | 4.2098 | 5% | 3.9993
25006 | Belden Wire | 8459 0605000 | 25 #22 PVC PVC | FT |  | 1 Year | 4.2098 | 5% | 3.9993
25007 | Belden Wire | 8460 0631000 | TW PR BLK & NAT | FT |  | 1 Year | 0.5852 | 5% | 0.55594
25008 | Belden Wire | 8460 0635000 | TW PR BLK & NAT | FT |  | 1 Year | 0.5852 | 5% | 0.55594
25009 | Belden Wire | 8460 063U1000 | TW PR BLK & NAT | FT |  | 1 Year | 0.5852 | 5% | 0.55594
25010 | Belden Wire | 8461 060100 | 2 #18 PVC FRPVC | FT |  | 1 Year | 0.7403 | 5% | 0.70328
25011 | Belden Wire | 8461 0601000 | 2 #18 PVC FRPVC | FT |  | 1 Year | 0.6229 | 5% | 0.59176
25012 | Belden Wire | 8461 060500 | 2 #18 PVC FRPVC | FT |  | 1 Year | 0.6229 | 5% | 0.59176
25013 | Belden Wire | 8461 0605000 | 2 #18 PVC FRPVC | FT |  | 1 Year | 0.623 | 5% | 0.59185
25014 | Belden Wire | 8461 060U1000 | 2 #18 PVC FRPVC | FT |  | 1 Year | 0.6229 | 5% | 0.59176
25015 | Belden Wire | 8461 060U500 | 2 #18 PVC FRPVC | FT |  | 1 Year | 0.6229 | 5% | 0.59176
25016 | Belden Wire | 8461ZH 0101000 | 2 #18 PO NHFRPO | FT |  | 1 Year | 0.6949 | 5% | 0.66015
25017 | Belden Wire | 8461ZH 010500 | 2 #18 PO NHFRPO | FT |  | 1 Year | 0.6949 | 5% | 0.66015
25018 | Belden Wire | 8463MN 004100 | 3 #18 PO PVC | FT |  | 1 Year | 0.7626 | 5% | 0.72447
25019 | Belden Wire | 8463MN 0041000 | 3 #18 PO PVC | FT |  | 1 Year | 0.7626 | 5% | 0.72447
25020 | Belden Wire | 8463MN 006100 | 3 #18 PO PVC | FT |  | 1 Year | 0.7626 | 5% | 0.72447
25021 | Belden Wire | 8463MN 0061000 | 3 #18 PO PVC | FT |  | 1 Year | 0.7626 | 5% | 0.72447
25022 | Belden Wire | 8463MN 008100 | 3 #18 PO PVC | FT |  | 1 Year | 0.7626 | 5% | 0.72447
25023 | Belden Wire | 8463MN 0081000 | 3 #18 PO PVC | FT |  | 1 Year | 0.7626 | 5% | 0.72447
25024 | Belden Wire | 8465 060100 | 5 #18 PVC PVC | FT |  | 1 Year | 1.4972 | 5% | 1.4223
25025 | Belden Wire | 8465 0601000 | 5 #18 PVC PVC | FT |  | 1 Year | 1.2597 | 5% | 1.1967
25026 | Belden Wire | 8465 060500 | 5 #18 PVC PVC | FT |  | 1 Year | 1.2597 | 5% | 1.1967
25027 | Belden Wire | 8465 0605000 | 5 #18 PVC PVC | FT |  | 1 Year | 1.2597 | 5% | 1.1967
25028 | Belden Wire | 8465 060U1000 | 5 #18 PVC PVC | FT |  | 1 Year | 1.2597 | 5% | 1.1967
25029 | Belden Wire | 8465 060U500 | 5 #18 PVC PVC | FT |  | 1 Year | 1.2597 | 5% | 1.1967
25030 | Belden Wire | 8465MN 0041000 | 5 #18 PO PVC | FT |  | 1 Year | 0.9513 | 5% | 0.90373
25031 | Belden Wire | 8465MN 006100 | 5 #18 PO PVC | FT |  | 1 Year | 0.9513 | 5% | 0.90373
25032 | Belden Wire | 8465MN 0061000 | 5 #18 PO PVC | FT |  | 1 Year | 0.9513 | 5% | 0.90373
25033 | Belden Wire | 8465MN 008100 | 5 #18 PO PVC | FT |  | 1 Year | 0.9513 | 5% | 0.90373
25034 | Belden Wire | 8465MN 0081000 | 5 #18 PO PVC | FT |  | 1 Year | 0.9513 | 5% | 0.90373
25035 | Belden Wire | 8466 060100 | 12 #18 PVC PVC | FT |  | 1 Year | 3.4282 | 5% | 3.2568
25036 | Belden Wire | 8466 0601000 | 12 #18 PVC PVC | FT |  | 1 Year | 2.8839 | 5% | 2.7397
25037 | Belden Wire | 8466 060250 | 12 #18 PVC PVC | FT |  | 1 Year | 3.4282 | 5% | 3.2568
25038 | Belden Wire | 8466 060500 | 12 #18 PVC PVC | FT |  | 1 Year | 2.8839 | 5% | 2.7397
25039 | Belden Wire | 8466 0605000 | 12 #18 PVC PVC | FT |  | 1 Year | 2.8839 | 5% | 2.7397
25040 | Belden Wire | 8466MN 004100 | 12 #18 PO PVC | FT |  | 1 Year | 2.1752 | 5% | 2.0664
25041 | Belden Wire | 8466MN 0041000 | 12 #18 PO PVC | FT |  | 1 Year | 2.1752 | 5% | 2.0664
25042 | Belden Wire | 8466MN 006100 | 12 #18 PO PVC | FT |  | 1 Year | 2.1752 | 5% | 2.0664
25043 | Belden Wire | 8466MN 0061000 | 12 #18 PO PVC | FT |  | 1 Year | 2.1752 | 5% | 2.0664
25044 | Belden Wire | 8466MN 008100 | 12 #18 PO PVC | FT |  | 1 Year | 2.1752 | 5% | 2.0664
25045 | Belden Wire | 8466MN 0081000 | 12 #18 PO PVC | FT |  | 1 Year | 2.1752 | 5% | 2.0664
25046 | Belden Wire | 8467 060100 | 7 #18 PVC PVC | FT |  | 1 Year | 2.112 | 5% | 2.0064
25047 | Belden Wire | 8467 0601000 | 7 #18 PVC PVC | FT |  | 1 Year | 1.7766 | 5% | 1.6878
25048 | Belden Wire | 8467 06010000 | 7 #18 PVC PVC | FT |  | 1 Year | 1.7766 | 5% | 1.6878
25049 | Belden Wire | 8467 060250 | 7 #18 PVC PVC | FT |  | 1 Year | 2.112 | 5% | 2.0064
25050 | Belden Wire | 8467 060500 | 7 #18 PVC PVC | FT |  | 1 Year | 1.7766 | 5% | 1.6878
25051 | Belden Wire | 8467 0605000 | 7 #18 PVC PVC | FT |  | 1 Year | 1.7766 | 5% | 1.6878
25052 | Belden Wire | 8467MN 004100 | 7C #18 PO PVC | FT |  | 1 Year | 1.3396 | 5% | 1.2726
25053 | Belden Wire | 8467MN 0041000 | 7C #18 PO PVC | FT |  | 1 Year | 1.3396 | 5% | 1.2726
25054 | Belden Wire | 8467MN 006100 | 7C #18 PO PVC | FT |  | 1 Year | 1.3396 | 5% | 1.2726
25055 | Belden Wire | 8467MN 0061000 | 7C #18 PO PVC | FT |  | 1 Year | 1.3396 | 5% | 1.2726
25056 | Belden Wire | 8467MN 008100 | 7C #18 PO PVC | FT |  | 1 Year | 1.3396 | 5% | 1.2726
25057 | Belden Wire | 8467MN 0081000 | 7C #18 PO PVC | FT |  | 1 Year | 1.3396 | 5% | 1.2726
25058 | Belden Wire | 8468 060100 | 15#18 PVC PVC | FT |  | 1 Year | 4.7632 | 5% | 4.525
25059 | Belden Wire | 8468 0601000 | 15#18 PVC PVC | FT |  | 1 Year | 4.0074 | 5% | 3.807
25060 | Belden Wire | 8468 060500 | 15#18 PVC PVC | FT |  | 1 Year | 4.0074 | 5% | 3.807
25061 | Belden Wire | 8468 0605000 | 15#18 PVC PVC | FT |  | 1 Year | 4.0074 | 5% | 3.807
25062 | Belden Wire | 8468MN 004100 | 15 #18 PO PVC | FT |  | 1 Year | 3.205 | 5% | 3.0448
25063 | Belden Wire | 8468MN 0041000 | 15 #18 PO PVC | FT |  | 1 Year | 3.205 | 5% | 3.0448
25064 | Belden Wire | 8468MN 006100 | 15 #18 PO PVC | FT |  | 1 Year | 3.205 | 5% | 3.0448
25065 | Belden Wire | 8468MN 0061000 | 15 #18 PO PVC | FT |  | 1 Year | 3.205 | 5% | 3.0448
25066 | Belden Wire | 8468MN 008100 | 15 #18 PO PVC | FT |  | 1 Year | 3.205 | 5% | 3.0448
25067 | Belden Wire | 8468MN 0081000 | 15 #18 PO PVC | FT |  | 1 Year | 3.205 | 5% | 3.0448
25068 | Belden Wire | 8469 060100 | 9 #18 PVC PVC | FT |  | 1 Year | 2.6149 | 5% | 2.4842
25069 | Belden Wire | 8469 0601000 | 9 #18 PVC PVC | FT |  | 1 Year | 2.1996 | 5% | 2.0896
25070 | Belden Wire | 8469 060250 | 9 #18 PVC PVC | FT |  | 1 Year | 2.6149 | 5% | 2.4842
25071 | Belden Wire | 8469 060500 | 9 #18 PVC PVC | FT |  | 1 Year | 2.1996 | 5% | 2.0896
25072 | Belden Wire | 8469 0605000 | 9 #18 PVC PVC | FT |  | 1 Year | 2.1996 | 5% | 2.0896
25073 | Belden Wire | 8469MN 004100 | 9 #18 PO PVC | FT |  | 1 Year | 1.6591 | 5% | 1.5761
25074 | Belden Wire | 8469MN 0041000 | 9 #18 PO PVC | FT |  | 1 Year | 1.6591 | 5% | 1.5761
25075 | Belden Wire | 8469MN 006100 | 9 #18 PO PVC | FT |  | 1 Year | 1.6591 | 5% | 1.5761
25076 | Belden Wire | 8469MN 0061000 | 9 #18 PO PVC | FT |  | 1 Year | 1.6591 | 5% | 1.5761
25077 | Belden Wire | 8469MN 008100 | 9 #18 PO PVC | FT |  | 1 Year | 1.6591 | 5% | 1.5761
25078 | Belden Wire | 8469MN 0081000 | 9 #18 PO PVC | FT |  | 1 Year | 1.6591 | 5% | 1.5761
25079 | Belden Wire | 8470 0631000 | TW PR BLK & WHT | FT |  | 1 Year | 0.7025 | 5% | 0.66737
25080 | Belden Wire | 8470 063500 | TW PR BLK & WHT | FT |  | 1 Year | 0.713 | 5% | 0.67735
25081 | Belden Wire | 8470 063U1000 | TW PR BLK & WHT | FT |  | 1 Year | 0.7025 | 5% | 0.66737
25082 | Belden Wire | 8471 0601000 | 1 PR #16 PVC FRPVC | FT |  | 1 Year | 1.1105 | 5% | 1.055
25083 | Belden Wire | 8471 060500 | 1 PR #16 PVC FRPVC | FT |  | 1 Year | 1.1105 | 5% | 1.055
25084 | Belden Wire | 8471 0605000 | 1 PR #16 PVC FRPVC | FT |  | 1 Year | 1.1105 | 5% | 1.055
25085 | Belden Wire | 8471 060U1000 | 1 PR #16 PVC FRPVC | FT |  | 1 Year | 1.1105 | 5% | 1.055
25086 | Belden Wire | 8471 060U500 | 1 PR #16 PVC FRPVC | FT |  | 1 Year | 1.1105 | 5% | 1.055
25087 | Belden Wire | 8471ZH 0101000 | 2 #16 PO NHFRPO_ | FT |  | 1 Year | 1.2409 | 5% | 1.1789
25088 | Belden Wire | 8471ZH 010500 | 2 #16 PO NHFRPO_ | FT |  | 1 Year | 1.2409 | 5% | 1.1789
25089 | Belden Wire | 8472 010250 | 2 #16 EPDM SBR TYPE SJ | FT |  | 1 Year | 1.8732 | 5% | 1.7795
25090 | Belden Wire | 8473 0601000 | 1 PR #14 PVC PVC | FT |  | 1 Year | 1.8533 | 5% | 1.7606
25091 | Belden Wire | 8473 060500 | 1 PR #14 PVC PVC | FT |  | 1 Year | 1.8533 | 5% | 1.7606
25092 | Belden Wire | 8473 0605000 | 1 PR #14 PVC PVC | FT |  | 1 Year | 1.8533 | 5% | 1.7606
25093 | Belden Wire | 8473 060U500 | 1 PR #14 PVC PVC | FT |  | 1 Year | 1.8533 | 5% | 1.7606
25094 | Belden Wire | 8477 0601000 | 2 #12 PVC FRPVC | FT |  | 1 Year | 2.0473 | 5% | 1.9449
25095 | Belden Wire | 8477 060500 | 2 #12 PVC FRPVC | FT |  | 1 Year | 2.0473 | 5% | 1.9449
25096 | Belden Wire | 8477 0605000 | 2 #12 PVC FRPVC | FT |  | 1 Year | 2.0473 | 5% | 1.9449
25097 | Belden Wire | 8477 060U500 | 2 #12 PVC FRPVC | FT |  | 1 Year | 2.0473 | 5% | 1.9449
25098 | Belden Wire | 8478 010250 | 2 #18 EPDM SBR | FT |  | 1 Year | 1.6352 | 5% | 1.5534
25099 | Belden Wire | 8479 010250 | 3 #14 EPDM, SBR SJ RUB | FT |  | 1 Year | 2.9928 | 5% | 2.8432
25100 | Belden Wire | 8484 0601000 | 4 #20 PVC PVC | FT |  | 1 Year | 0.9327 | 5% | 0.88606
25101 | Belden Wire | 8486 0601000 | 2 #19 PVC PVC | FT |  | 1 Year | 0.4502 | 5% | 0.42769
25102 | Belden Wire | 8486 060U500 | 2 #19 PVC PVC | FT |  | 1 Year | 0.4502 | 5% | 0.42769
25103 | Belden Wire | 8489 060100 | 4 #18 PVC PVC | FT |  | 1 Year | 1.1992 | 5% | 1.1392
25104 | Belden Wire | 8489 0601000 | 4 #18 PVC PVC | FT |  | 1 Year | 1.0089 | 5% | 0.95845
25105 | Belden Wire | 8489 060250 | 4 #18 PVC PVC | FT |  | 1 Year | 1.1992 | 5% | 1.1392
25106 | Belden Wire | 8489 060500 | 4 #18 PVC PVC | FT |  | 1 Year | 1.0089 | 5% | 0.95845
25107 | Belden Wire | 8489 0605000 | 4 #18 PVC PVC | FT |  | 1 Year | 1.0089 | 5% | 0.95845
25108 | Belden Wire | 8489 060U1000 | 4 #18 PVC PVC | FT |  | 1 Year | 1.0089 | 5% | 0.95845
25109 | Belden Wire | 8489 060U500 | 4 #18 PVC PVC | FT |  | 1 Year | 1.0089 | 5% | 0.95845
25110 | Belden Wire | 8489ZH 0101000 | 4 #18 PO FRNHPO | FT |  | 1 Year | 1.1276 | 5% | 1.0712
25111 | Belden Wire | 8489ZH 010500 | 4 #18 PO FRNHPO | FT |  | 1 Year | 1.1276 | 5% | 1.0712
25112 | Belden Wire | 8500 0011000 | 16 STR PVC BRN | FT |  | 1 Year | 0.6069 | 5% | 0.57655
25113 | Belden Wire | 8500 002100 | 16 STR PVC RED | FT |  | 1 Year | 0.8131 | 5% | 0.77245
25114 | Belden Wire | 8500 0021000 | 16 STR PVC RED | FT |  | 1 Year | 0.6069 | 5% | 0.57655
25115 | Belden Wire | 8500 0031000 | 16 STR PVC ORG | FT |  | 1 Year | 0.6069 | 5% | 0.57655
25116 | Belden Wire | 8500 004100 | 16 STR PVC YEL | FT |  | 1 Year | 0.8131 | 5% | 0.77245
25117 | Belden Wire | 8500 0041000 | 16 STR PVC YEL | FT |  | 1 Year | 0.6069 | 5% | 0.57655
25118 | Belden Wire | 8500 005100 | 16 STR PVC GRN | FT |  | 1 Year | 0.8131 | 5% | 0.77245
25119 | Belden Wire | 8500 0051000 | 16 STR PVC GRN | FT |  | 1 Year | 0.6069 | 5% | 0.57655
25120 | Belden Wire | 8500 006100 | 16 STR PVC LBLU | FT |  | 1 Year | 0.8131 | 5% | 0.77245
25121 | Belden Wire | 8500 0061000 | 16 STR PVC LBLU | FT |  | 1 Year | 0.6069 | 5% | 0.57655
25122 | Belden Wire | 8500 0071000 | 16 STR PVC VIO | FT |  | 1 Year | 0.6069 | 5% | 0.57655
25123 | Belden Wire | 8500 0081000 | 16 STR PVC GRY | FT |  | 1 Year | 0.6069 | 5% | 0.57655
25124 | Belden Wire | 8500 009100 | 16 STR PVC WHT | FT |  | 1 Year | 0.8131 | 5% | 0.77245
25125 | Belden Wire | 8500 0091000 | 16 STR PVC WHT | FT |  | 1 Year | 0.6069 | 5% | 0.57655
25126 | Belden Wire | 8500 010100 | 16 STR PVC BLK | FT |  | 1 Year | 0.8131 | 5% | 0.77245
25127 | Belden Wire | 8500 0101000 | 16 STR PVC BLK | FT |  | 1 Year | 0.6069 | 5% | 0.57655
25128 | Belden Wire | 8500 0151000 | 16 STR PVC WHT/RED | FT |  | 1 Year | 0.611 | 5% | 0.58045
25129 | Belden Wire | 8500 0161000 | 16 STR PVC WHT/GRN | FT |  | 1 Year | 0.611 | 5% | 0.58045
25130 | Belden Wire | 8500 0171000 | 16 STR PVC WHT/YEL | FT |  | 1 Year | 0.611 | 5% | 0.58045
25131 | Belden Wire | 8500 0181000 | 16 STR PVC WHT/BLU | FT |  | 1 Year | 0.611 | 5% | 0.58045
25132 | Belden Wire | 8500 0191000 | 16 STR PVC WHT/BRN | FT |  | 1 Year | 0.611 | 5% | 0.58045
25133 | Belden Wire | 8500 0201000 | 16 STR PVC WHT/ORG | FT |  | 1 Year | 0.611 | 5% | 0.58045
25134 | Belden Wire | 8501 001100 | 18 STR PVC BRN | FT |  | 1 Year | 0.6504 | 5% | 0.61788
25135 | Belden Wire | 8501 0011000 | 18 STR PVC BRN | FT |  | 1 Year | 0.4727 | 5% | 0.44906
25136 | Belden Wire | 8501 002100 | 18 STR PVC RED | FT |  | 1 Year | 0.6504 | 5% | 0.61788
25137 | Belden Wire | 8501 0021000 | 18 STR PVC RED | FT |  | 1 Year | 0.4727 | 5% | 0.44906
25138 | Belden Wire | 8501 003100 | 18 STR PVC ORG | FT |  | 1 Year | 0.6504 | 5% | 0.61788
25139 | Belden Wire | 8501 0031000 | 18 STR PVC ORG | FT |  | 1 Year | 0.4727 | 5% | 0.44906
25140 | Belden Wire | 8501 004100 | 18 STR PVC YEL | FT |  | 1 Year | 0.6504 | 5% | 0.61788
25141 | Belden Wire | 8501 0041000 | 18 STR PVC YEL | FT |  | 1 Year | 0.4727 | 5% | 0.44906
25142 | Belden Wire | 8501 005100 | 18 STR PVC GRN | FT |  | 1 Year | 0.6504 | 5% | 0.61788
25143 | Belden Wire | 8501 0051000 | 18 STR PVC GRN | FT |  | 1 Year | 0.4727 | 5% | 0.44906
25144 | Belden Wire | 8501 006100 | 18 STR PVC LBLU | FT |  | 1 Year | 0.6504 | 5% | 0.61788
25145 | Belden Wire | 8501 0061000 | 18 STR PVC LBLU | FT |  | 1 Year | 0.4727 | 5% | 0.44906
25146 | Belden Wire | 8501 0071000 | 18 STR PVC VIO | FT |  | 1 Year | 0.4727 | 5% | 0.44906
25147 | Belden Wire | 8501 0081000 | 18 STR PVC GRY | FT |  | 1 Year | 0.4727 | 5% | 0.44906
25148 | Belden Wire | 8501 009100 | 18 STR PVC WHT | FT |  | 1 Year | 0.6504 | 5% | 0.61788
25149 | Belden Wire | 8501 0091000 | 18 STR PVC WHT | FT |  | 1 Year | 0.4727 | 5% | 0.44906
25150 | Belden Wire | 8501 010100 | 18 STR PVC BLK | FT |  | 1 Year | 0.6504 | 5% | 0.61788
25151 | Belden Wire | 8501 0101000 | 18 STR PVC BLK | FT |  | 1 Year | 0.4727 | 5% | 0.44906
25152 | Belden Wire | 8501 0151000 | 18 STR PVC WHT/RED | FT |  | 1 Year | 0.4813 | 5% | 0.45724
25153 | Belden Wire | 8501 0181000 | 18 STR PVC WHT/BLU | FT |  | 1 Year | 0.4813 | 5% | 0.45724
25154 | Belden Wire | 8501 0211000 | 18 STR PVC WHT/GRY | FT |  | 1 Year | 0.4813 | 5% | 0.45724
25155 | Belden Wire | 8502 001100 | 20 STR PVC BRN | FT |  | 1 Year | 0.5955 | 5% | 0.56573
25156 | Belden Wire | 8502 0011000 | 20 STR PVC BRN | FT |  | 1 Year | 0.3594 | 5% | 0.34143
25157 | Belden Wire | 8502 002100 | 20 STR PVC RED | FT |  | 1 Year | 0.5955 | 5% | 0.56573
25158 | Belden Wire | 8502 0021000 | 20 STR PVC RED | FT |  | 1 Year | 0.3594 | 5% | 0.34143
25159 | Belden Wire | 8502 003100 | 20 STR PVC ORG | FT |  | 1 Year | 0.5955 | 5% | 0.56573
25160 | Belden Wire | 8502 0031000 | 20 STR PVC ORG | FT |  | 1 Year | 0.3594 | 5% | 0.34143
25161 | Belden Wire | 8502 004100 | 20 STR PVC YEL | FT |  | 1 Year | 0.5955 | 5% | 0.56573
25162 | Belden Wire | 8502 0041000 | 20 STR PVC YEL | FT |  | 1 Year | 0.3594 | 5% | 0.34143
25163 | Belden Wire | 8502 005100 | 20 STR PVC GRN | FT |  | 1 Year | 0.5955 | 5% | 0.56573
25164 | Belden Wire | 8502 0051000 | 20 STR PVC GRN | FT |  | 1 Year | 0.3594 | 5% | 0.34143
25165 | Belden Wire | 8502 006100 | 20 STR PVC LBLU | FT |  | 1 Year | 0.5955 | 5% | 0.56573
25166 | Belden Wire | 8502 0061000 | 20 STR PVC LT.BLU | FT |  | 1 Year | 0.3594 | 5% | 0.34143
25167 | Belden Wire | 8502 007100 | 20 STR PVC VIO | FT |  | 1 Year | 0.5955 | 5% | 0.56573
25168 | Belden Wire | 8502 0071000 | 20 STR PVC VIO | FT |  | 1 Year | 0.3594 | 5% | 0.34143
25169 | Belden Wire | 8502 008100 | 20 STR PVC GRY | FT |  | 1 Year | 0.5955 | 5% | 0.56573
25170 | Belden Wire | 8502 0081000 | 20 STR PVC GRY | FT |  | 1 Year | 0.3594 | 5% | 0.34143
25171 | Belden Wire | 8502 009100 | 20 STR PVC WHT | FT |  | 1 Year | 0.5955 | 5% | 0.56573
25172 | Belden Wire | 8502 0091000 | 20 STR PVC WHT | FT |  | 1 Year | 0.3594 | 5% | 0.34143
25173 | Belden Wire | 8502 010100 | 20 STR PVC BLK | FT |  | 1 Year | 0.5955 | 5% | 0.56573
25174 | Belden Wire | 8502 0101000 | 20 STR PVC BLK | FT |  | 1 Year | 0.3594 | 5% | 0.34143
25175 | Belden Wire | 8502 0151000 | 20 STR PVC WHT/RED | FT |  | 1 Year | 0.3678 | 5% | 0.34941
25176 | Belden Wire | 8502 0181000 | 20 STR PVC WHT/BLU | FT |  | 1 Year | 0.3678 | 5% | 0.34941
25177 | Belden Wire | 8503 001100 | 22 STR PVC BRN | FT |  | 1 Year | 0.4545 | 5% | 0.43178
25178 | Belden Wire | 8503 0011000 | 22 STR PVC BRN | FT |  | 1 Year | 0.2846 | 5% | 0.27037
25179 | Belden Wire | 8503 002100 | 22 STR PVC RED | FT |  | 1 Year | 0.4545 | 5% | 0.43178
25180 | Belden Wire | 8503 0021000 | 22 STR PVC RED | FT |  | 1 Year | 0.2846 | 5% | 0.27037
25181 | Belden Wire | 8503 003100 | 22 STR PVC ORG | FT |  | 1 Year | 0.4545 | 5% | 0.43178
25182 | Belden Wire | 8503 0031000 | 22 STR PVC ORG | FT |  | 1 Year | 0.2846 | 5% | 0.27037
25183 | Belden Wire | 8503 004100 | 22 STR PVC YEL | FT |  | 1 Year | 0.4545 | 5% | 0.43178
25184 | Belden Wire | 8503 0041000 | 22 STR PVC YEL | FT |  | 1 Year | 0.2846 | 5% | 0.27037
25185 | Belden Wire | 8503 005100 | 22 STR PVC GRN | FT |  | 1 Year | 0.4545 | 5% | 0.43178
25186 | Belden Wire | 8503 0051000 | 22 STR PVC GRN | FT |  | 1 Year | 0.2846 | 5% | 0.27037
25187 | Belden Wire | 8503 006100 | 22 STR PVC LBLU | FT |  | 1 Year | 0.4545 | 5% | 0.43178
25188 | Belden Wire | 8503 0061000 | 22 STR PVC LBLU | FT |  | 1 Year | 0.2846 | 5% | 0.27037
25189 | Belden Wire | 8503 007100 | 22 STR PVC VIO | FT |  | 1 Year | 0.4545 | 5% | 0.43178
25190 | Belden Wire | 8503 0071000 | 22 STR PVC VIO | FT |  | 1 Year | 0.2846 | 5% | 0.27037
25191 | Belden Wire | 8503 008100 | 22 STR PVC GRY | FT |  | 1 Year | 0.4545 | 5% | 0.43178
25192 | Belden Wire | 8503 0081000 | 22 STR PVC GRY | FT |  | 1 Year | 0.2846 | 5% | 0.27037
25193 | Belden Wire | 8503 009100 | 22 STR PVC WHT | FT |  | 1 Year | 0.4545 | 5% | 0.43178
25194 | Belden Wire | 8503 0091000 | 22 STR PVC WHT | FT |  | 1 Year | 0.2846 | 5% | 0.27037
25195 | Belden Wire | 8503 010100 | 22 STR PVC BLK | FT |  | 1 Year | 0.4545 | 5% | 0.43178
25196 | Belden Wire | 8503 0101000 | 22 STR PVC BLK | FT |  | 1 Year | 0.2846 | 5% | 0.27037
25197 | Belden Wire | 8503 0141000 | 22 STR PVC WHT/BLK | FT |  | 1 Year | 0.2933 | 5% | 0.27863
25198 | Belden Wire | 8503 0151000 | 22 STR PVC WHT/RED | FT |  | 1 Year | 0.2933 | 5% | 0.27863
25199 | Belden Wire | 8503 0161000 | 22 STR PVC WHT/GRN | FT |  | 1 Year | 0.2933 | 5% | 0.27863
25200 | Belden Wire | 8503 0171000 | 22 STR PVC WHT/YEL | FT |  | 1 Year | 0.2933 | 5% | 0.27863
25201 | Belden Wire | 8503 0181000 | 22 STR PVC WHT/BLU | FT |  | 1 Year | 0.2933 | 5% | 0.27863
25202 | Belden Wire | 8503 0191000 | 22 STR PVC WHT/BRN | FT |  | 1 Year | 0.2933 | 5% | 0.27863
25203 | Belden Wire | 8503 0211000 | 22 STR PVC WHT/GRY | FT |  | 1 Year | 0.2933 | 5% | 0.27863
25204 | Belden Wire | 8503 0221000 | 22 STR PVC WHT/VIO | FT |  | 1 Year | 0.2933 | 5% | 0.27863
25205 | Belden Wire | 8504 001100 | 24 STR PVC BRN | FT |  | 1 Year | 0.4098 | 5% | 0.38931
25206 | Belden Wire | 8504 0011000 | 24 STR PVC BRN | FT |  | 1 Year | 0.2562 | 5% | 0.24339
25207 | Belden Wire | 8504 002100 | 24 STR PVC RED | FT |  | 1 Year | 0.4098 | 5% | 0.38931
25208 | Belden Wire | 8504 0021000 | 24 STR PVC RED | FT |  | 1 Year | 0.2562 | 5% | 0.24339
25209 | Belden Wire | 8504 003100 | 24 STR PVC ORG | FT |  | 1 Year | 0.4098 | 5% | 0.38931
25210 | Belden Wire | 8504 0031000 | 24 STR PVC ORG | FT |  | 1 Year | 0.2562 | 5% | 0.24339
25211 | Belden Wire | 8504 004100 | 24 STR PVC YEL | FT |  | 1 Year | 0.4098 | 5% | 0.38931
25212 | Belden Wire | 8504 0041000 | 24 STR PVC YEL | FT |  | 1 Year | 0.2562 | 5% | 0.24339
25213 | Belden Wire | 8504 005100 | 24 STR PVC GRN | FT |  | 1 Year | 0.4098 | 5% | 0.38931
25214 | Belden Wire | 8504 0051000 | 24 STR PVC GRN | FT |  | 1 Year | 0.2562 | 5% | 0.24339
25215 | Belden Wire | 8504 006100 | 24 STR PVC LBLU | FT |  | 1 Year | 0.4098 | 5% | 0.38931
25216 | Belden Wire | 8504 0061000 | 24 STR PVC LBLU | FT |  | 1 Year | 0.2562 | 5% | 0.24339
25217 | Belden Wire | 8504 0071000 | 24 STR PVC VIO | FT |  | 1 Year | 0.2562 | 5% | 0.24339
25218 | Belden Wire | 8504 008100 | 24 STR PVC GRY | FT |  | 1 Year | 0.4098 | 5% | 0.38931
25219 | Belden Wire | 8504 0081000 | 24 STR PVC GRY | FT |  | 1 Year | 0.2562 | 5% | 0.24339
25220 | Belden Wire | 8504 009100 | 24 STR PVC WHT | FT |  | 1 Year | 0.4098 | 5% | 0.38931
25221 | Belden Wire | 8504 0091000 | 24 STR PVC WHT | FT |  | 1 Year | 0.2562 | 5% | 0.24339
25222 | Belden Wire | 8504 010100 | 24 STR PVC BLK | FT |  | 1 Year | 0.4098 | 5% | 0.38931
25223 | Belden Wire | 8504 0101000 | 24 STR PVC BLK | FT |  | 1 Year | 0.2562 | 5% | 0.24339
25224 | Belden Wire | 8505 001100 | 26 STR PVC BRN | FT |  | 1 Year | 0.3963 | 5% | 0.37648
25225 | Belden Wire | 8505 0011000 | 26 STR PVC BRN | FT |  | 1 Year | 0.2676 | 5% | 0.25422
25226 | Belden Wire | 8505 002100 | 26 STR PVC RED | FT |  | 1 Year | 0.3963 | 5% | 0.37648
25227 | Belden Wire | 8505 0021000 | 26 STR PVC RED | FT |  | 1 Year | 0.2676 | 5% | 0.25422
25228 | Belden Wire | 8505 003100 | 26 STR PVC ORG | FT |  | 1 Year | 0.3963 | 5% | 0.37648
25229 | Belden Wire | 8505 0031000 | 26 STR PVC ORG | FT |  | 1 Year | 0.2676 | 5% | 0.25422
25230 | Belden Wire | 8505 004100 | 26 STR PVC YEL | FT |  | 1 Year | 0.3963 | 5% | 0.37648
25231 | Belden Wire | 8505 0041000 | 26 STR PVC YEL | FT |  | 1 Year | 0.2676 | 5% | 0.25422
25232 | Belden Wire | 8505 005100 | 26 STR PVC GRN | FT |  | 1 Year | 0.3963 | 5% | 0.37648
25233 | Belden Wire | 8505 0051000 | 26 STR PVC GRN | FT |  | 1 Year | 0.2676 | 5% | 0.25422
25234 | Belden Wire | 8505 006100 | 26 STR PVC LBLU | FT |  | 1 Year | 0.3963 | 5% | 0.37648
25235 | Belden Wire | 8505 0061000 | 26 STR PVC LBLU | FT |  | 1 Year | 0.2676 | 5% | 0.25422
25236 | Belden Wire | 8505 007100 | 26 STR PVC VIO | FT |  | 1 Year | 0.3963 | 5% | 0.37648
25237 | Belden Wire | 8505 0071000 | 26 STR PVC VIO | FT |  | 1 Year | 0.2676 | 5% | 0.25422
25238 | Belden Wire | 8505 008100 | 26 STR PVC GRY | FT |  | 1 Year | 0.3963 | 5% | 0.37648
25239 | Belden Wire | 8505 0081000 | 26 STR PVC GRY | FT |  | 1 Year | 0.2676 | 5% | 0.25422
25240 | Belden Wire | 8505 009100 | 26 STR PVC WHT | FT |  | 1 Year | 0.3963 | 5% | 0.37648
25241 | Belden Wire | 8505 0091000 | 26 STR PVC WHT | FT |  | 1 Year | 0.2676 | 5% | 0.25422
25242 | Belden Wire | 8505 010100 | 26 STR PVC BLK | FT |  | 1 Year | 0.3963 | 5% | 0.37648
25243 | Belden Wire | 8505 0101000 | 26 STR PVC BLK | FT |  | 1 Year | 0.2676 | 5% | 0.25422
25244 | Belden Wire | 85102 3681000 | 2#16 TEFZEL TEFZEL | FT |  | 1 Year | 9.1436 | 5% | 8.6864
25245 | Belden Wire | 85102 368500 | 2#16 TEFZEL TEFZEL | FT |  | 1 Year | 9.1436 | 5% | 8.6864
25246 | Belden Wire | 85103 3681000 | 3#16 TEFZEL TEFZEL | FT |  | 1 Year | 11.4527 | 5% | 10.8801
25247 | Belden Wire | 85109 3681000 | 9#16 TEFZEL TEFZEL | FT |  | 1 Year | 27.179 | 5% | 25.82
25248 | Belden Wire | 85164 368100 | 4 PR#20 TEFZEL FS TEFZEL | FT |  | 1 Year | 26.606 | 5% | 25.2757
25249 | Belden Wire | 85164 3681000 | 4 PR#20 TEFZEL FS TEFZEL | FT |  | 1 Year | 23.0165 | 5% | 21.8657
25250 | Belden Wire | 85168 3681000 | 8 PR#20 TEFZEL FS TEFZEL | FT |  | 1 Year | 32.8829 | 5% | 31.2388
25251 | Belden Wire | 8520 001100 | 14 STR PVC BRN | FT |  | 1 Year | 1.3082 | 5% | 1.2428
25252 | Belden Wire | 8520 0011000 | 14 STR PVC BRN | FT |  | 1 Year | 1.0948 | 5% | 1.0401
25253 | Belden Wire | 8520 002100 | 14 STR PVC RED | FT |  | 1 Year | 1.3332 | 5% | 1.2665
25254 | Belden Wire | 8520 0021000 | 14 STR PVC RED | FT |  | 1 Year | 1.0948 | 5% | 1.0401
25255 | Belden Wire | 8520 003100 | 14 STR PVC ORG | FT |  | 1 Year | 1.3332 | 5% | 1.2665
25256 | Belden Wire | 8520 0031000 | 14 STR PVC ORG | FT |  | 1 Year | 1.0948 | 5% | 1.0401
25257 | Belden Wire | 8520 005100 | 14 STR PVC GRN | FT |  | 1 Year | 1.3332 | 5% | 1.2665
25258 | Belden Wire | 8520 0051000 | 14 STR PVC GRN | FT |  | 1 Year | 1.0948 | 5% | 1.0401
25259 | Belden Wire | 8520 006100 | 14 STR PVC LBLU | FT |  | 1 Year | 1.3332 | 5% | 1.2665
25260 | Belden Wire | 8520 0061000 | 14 STR PVC LBLU | FT |  | 1 Year | 1.0948 | 5% | 1.0401
25261 | Belden Wire | 8520 009100 | 14 STR PVC WHT | FT |  | 1 Year | 1.3332 | 5% | 1.2665
25262 | Belden Wire | 8520 0091000 | 14 STR PVC WHT | FT |  | 1 Year | 1.0948 | 5% | 1.0401
25263 | Belden Wire | 8520 010100 | 14 STR PVC BLK | FT |  | 1 Year | 1.3332 | 5% | 1.2665
25264 | Belden Wire | 8520 0101000 | 14 STR PVC BLK | FT |  | 1 Year | 1.0948 | 5% | 1.0401
25265 | Belden Wire | 8520 013100 | 14 STR PVC DBLU | FT |  | 1 Year | 1.3332 | 5% | 1.2665
25266 | Belden Wire | 8520 0181000 | 14 STR PVC WHT/BLU | FT |  | 1 Year | 1.0997 | 5% | 1.0447
25267 | Belden Wire | 8521 001100 | 16 STR PVC BRN | FT |  | 1 Year | 0.9226 | 5% | 0.87647
25268 | Belden Wire | 8521 0011000 | 16 STR PVC BRN | FT |  | 1 Year | 0.6633 | 5% | 0.63014
25269 | Belden Wire | 8521 002100 | 16 STR PVC RED | FT |  | 1 Year | 0.9226 | 5% | 0.87647
25270 | Belden Wire | 8521 0021000 | 16 STR PVC RED | FT |  | 1 Year | 0.6633 | 5% | 0.63014
25271 | Belden Wire | 8521 003100 | 16 STR PVC ORG | FT |  | 1 Year | 0.9226 | 5% | 0.87647
25272 | Belden Wire | 8521 0031000 | 16 STR PVC ORG | FT |  | 1 Year | 0.6633 | 5% | 0.63014
25273 | Belden Wire | 8521 004100 | 16 STR PVC YEL | FT |  | 1 Year | 0.9226 | 5% | 0.87647
25274 | Belden Wire | 8521 0041000 | 16 STR PVC YEL | FT |  | 1 Year | 0.6633 | 5% | 0.63014
25275 | Belden Wire | 8521 005100 | 16 STR PVC GRN | FT |  | 1 Year | 0.9226 | 5% | 0.87647
25276 | Belden Wire | 8521 0051000 | 16 STR PVC GRN | FT |  | 1 Year | 0.6633 | 5% | 0.63014
25277 | Belden Wire | 8521 0061000 | 16 STR PVC LBLU | FT |  | 1 Year | 0.6633 | 5% | 0.63014
25278 | Belden Wire | 8521 007100 | 16 STR PVC VIO | FT |  | 1 Year | 0.9226 | 5% | 0.87647
25279 | Belden Wire | 8521 0071000 | 16 STR PVC VIO | FT |  | 1 Year | 0.6633 | 5% | 0.63014
25280 | Belden Wire | 8521 008100 | 16 STR PVC GRY | FT |  | 1 Year | 0.9226 | 5% | 0.87647
25281 | Belden Wire | 8521 0081000 | 16 STR PVC GRY | FT |  | 1 Year | 0.6633 | 5% | 0.63014
25282 | Belden Wire | 8521 009100 | 16 STR PVC WHT | FT |  | 1 Year | 0.9226 | 5% | 0.87647
25283 | Belden Wire | 8521 0091000 | 16 STR PVC WHT | FT |  | 1 Year | 0.6633 | 5% | 0.63014
25284 | Belden Wire | 8521 010100 | 16 STR PVC BLK | FT |  | 1 Year | 0.9226 | 5% | 0.87647
25285 | Belden Wire | 8521 0101000 | 16 STR PVC BLK | FT |  | 1 Year | 0.6633 | 5% | 0.63014
25286 | Belden Wire | 8521 011100 | 16 STR PVC TAN | FT |  | 1 Year | 0.9226 | 5% | 0.87647
25287 | Belden Wire | 8521 0111000 | 16 STR PVC TAN | FT |  | 1 Year | 0.6633 | 5% | 0.63014
25288 | Belden Wire | 8521 012100 | 16 STR PVC PNK | FT |  | 1 Year | 0.9226 | 5% | 0.87647
25289 | Belden Wire | 8521 013100 | 16 STR PVC DBLU | FT |  | 1 Year | 0.9226 | 5% | 0.87647
25290 | Belden Wire | 8521 0131000 | 16 STR PVC DBLU | FT |  | 1 Year | 0.6633 | 5% | 0.63014
25291 | Belden Wire | 8521 0141000 | 16 STR PVC WHT/BLK | FT |  | 1 Year | 0.6719 | 5% | 0.63831
25292 | Belden Wire | 8521 0151000 | 16 STR PVC WHT/RED | FT |  | 1 Year | 0.6719 | 5% | 0.63831
25293 | Belden Wire | 8521 0161000 | 16 STR PVC WHT/GRN | FT |  | 1 Year | 0.6719 | 5% | 0.63831
25294 | Belden Wire | 8521 0171000 | 16 STR PVC WHT/YEL | FT |  | 1 Year | 0.6719 | 5% | 0.63831
25295 | Belden Wire | 8521 0181000 | 16 STR PVC WHT/BLU | FT |  | 1 Year | 0.6719 | 5% | 0.63831
25296 | Belden Wire | 8521 0191000 | 16 STR PVC WHT/BRN | FT |  | 1 Year | 0.6719 | 5% | 0.63831
25297 | Belden Wire | 8521 0201000 | 16 STR PVC WHT/ORG | FT |  | 1 Year | 0.6719 | 5% | 0.63831
25298 | Belden Wire | 8521 0221000 | 16 STR PVC WHT/VIO | FT |  | 1 Year | 0.6954 | 5% | 0.66063
25299 | Belden Wire | 8522 001100 | 18 STR PVC BRN | FT |  | 1 Year | 0.5744 | 5% | 0.54568
25300 | Belden Wire | 8522 0011000 | 18 STR PVC BRN | FT |  | 1 Year | 0.4109 | 5% | 0.39035
25301 | Belden Wire | 8522 002100 | 18 STR PVC RED | FT |  | 1 Year | 0.5744 | 5% | 0.54568
25302 | Belden Wire | 8522 0021000 | 18 STR PVC RED | FT |  | 1 Year | 0.4109 | 5% | 0.39035
25303 | Belden Wire | 8522 003100 | 18 STR PVC ORG | FT |  | 1 Year | 0.5744 | 5% | 0.54568
25304 | Belden Wire | 8522 0031000 | 18 STR PVC ORG | FT |  | 1 Year | 0.4109 | 5% | 0.39035
25305 | Belden Wire | 8522 004100 | 18 STR PVC YEL | FT |  | 1 Year | 0.5744 | 5% | 0.54568
25306 | Belden Wire | 8522 0041000 | 18 STR PVC YEL | FT |  | 1 Year | 0.4109 | 5% | 0.39035
25307 | Belden Wire | 8522 005100 | 18 STR PVC GRN | FT |  | 1 Year | 0.5744 | 5% | 0.54568
25308 | Belden Wire | 8522 0051000 | 18 STR PVC GRN | FT |  | 1 Year | 0.4109 | 5% | 0.39035
25309 | Belden Wire | 8522 006100 | 18 STR PVC LBLU | FT |  | 1 Year | 0.5744 | 5% | 0.54568
25310 | Belden Wire | 8522 0061000 | 18 STR PVC LBLU | FT |  | 1 Year | 0.4109 | 5% | 0.39035
25311 | Belden Wire | 8522 007100 | 18 STR PVC VIO | FT |  | 1 Year | 0.5744 | 5% | 0.54568
25312 | Belden Wire | 8522 0071000 | 18 STR PVC VIO | FT |  | 1 Year | 0.4109 | 5% | 0.39035
25313 | Belden Wire | 8522 008100 | 18 STR PVC GRY | FT |  | 1 Year | 0.5744 | 5% | 0.54568
25314 | Belden Wire | 8522 0081000 | 18 STR PVC GRY | FT |  | 1 Year | 0.4109 | 5% | 0.39035
25315 | Belden Wire | 8522 009100 | 18 STR PVC WHT | FT |  | 1 Year | 0.5744 | 5% | 0.54568
25316 | Belden Wire | 8522 0091000 | 18 STR PVC WHT | FT |  | 1 Year | 0.4109 | 5% | 0.39035
25317 | Belden Wire | 8522 010100 | 18 STR PVC BLK | FT |  | 1 Year | 0.5744 | 5% | 0.54568
25318 | Belden Wire | 8522 0101000 | 18 STR PVC BLK | FT |  | 1 Year | 0.4109 | 5% | 0.39035
25319 | Belden Wire | 8522 0111000 | 18 STR PVC TAN | FT |  | 1 Year | 0.4109 | 5% | 0.39035
25320 | Belden Wire | 8522 0121000 | 18 STR PVC PNK | FT |  | 1 Year | 0.4109 | 5% | 0.39035
25321 | Belden Wire | 8522 013100 | 18 STR PVC DBLU | FT |  | 1 Year | 0.5744 | 5% | 0.54568
25322 | Belden Wire | 8522 0131000 | 18 STR PVC DBLU | FT |  | 1 Year | 0.4109 | 5% | 0.39035
25323 | Belden Wire | 8522 014100 | 18 STR PVC WHT/BLK | FT |  | 1 Year | 0.5825 | 5% | 0.55337
25324 | Belden Wire | 8522 0141000 | 18 STR PVC WHT/BLK | FT |  | 1 Year | 0.4178 | 5% | 0.39691
25325 | Belden Wire | 8522 0151000 | 18 STR PVC WHT/RED | FT |  | 1 Year | 0.4178 | 5% | 0.39691
25326 | Belden Wire | 8522 0161000 | 18 STR PVC WHT/GRN | FT |  | 1 Year | 0.4178 | 5% | 0.39691
25327 | Belden Wire | 8522 018100 | 18 STR PVC WHT/BLU | FT |  | 1 Year | 0.5825 | 5% | 0.55337
25328 | Belden Wire | 8522 0181000 | 18 STR PVC WHT/BLU | FT |  | 1 Year | 0.4178 | 5% | 0.39691
25329 | Belden Wire | 8522 0201000 | 18 STR PVC WHT/ORG | FT |  | 1 Year | 0.4178 | 5% | 0.39691
25330 | Belden Wire | 8522 0261000 | 18 STR PVC WHT/BLK/BLU | FT |  | 1 Year | 0.4178 | 5% | 0.39691
25331 | Belden Wire | 8522 0301000 | 18 STR PVC WHT/BLK/VIO | FT |  | 1 Year | 0.4178 | 5% | 0.39691
25332 | Belden Wire | 85220 368100 | 2#20 TEFZEL TEFZEL | FT |  | 1 Year | 8.54 | 5% | 8.113
25333 | Belden Wire | 85220 3681000 | 2#20 TEFZEL TEFZEL | FT |  | 1 Year | 7.388 | 5% | 7.0186
25334 | Belden Wire | 8523 001100 | 20 STR PVC BRN | FT |  | 1 Year | 0.5503 | 5% | 0.52278
25335 | Belden Wire | 8523 0011000 | 20 STR PVC BRN | FT |  | 1 Year | 0.3474 | 5% | 0.33003
25336 | Belden Wire | 8523 002100 | 20 STR PVC RED | FT |  | 1 Year | 0.5503 | 5% | 0.52278
25337 | Belden Wire | 8523 0021000 | 20 STR PVC RED | FT |  | 1 Year | 0.3474 | 5% | 0.33003
25338 | Belden Wire | 8523 003100 | 20 STR PVC ORG | FT |  | 1 Year | 0.5503 | 5% | 0.52278
25339 | Belden Wire | 8523 0031000 | 20 STR PVC ORG | FT |  | 1 Year | 0.3474 | 5% | 0.33003
25340 | Belden Wire | 8523 004100 | 20 STR PVC YEL | FT |  | 1 Year | 0.5503 | 5% | 0.52278
25341 | Belden Wire | 8523 0041000 | 20 STR PVC YEL | FT |  | 1 Year | 0.3474 | 5% | 0.33003
25342 | Belden Wire | 8523 005100 | 20 STR PVC GRN | FT |  | 1 Year | 0.5503 | 5% | 0.52278
25343 | Belden Wire | 8523 0051000 | 20 STR PVC GRN | FT |  | 1 Year | 0.3474 | 5% | 0.33003
25344 | Belden Wire | 8523 006100 | 20 STR PVC LBLU | FT |  | 1 Year | 0.5503 | 5% | 0.52278
25345 | Belden Wire | 8523 0061000 | 20 STR PVC LBLU | FT |  | 1 Year | 0.3474 | 5% | 0.33003
25346 | Belden Wire | 8523 007100 | 20 STR PVC VIO | FT |  | 1 Year | 0.5503 | 5% | 0.52278
25347 | Belden Wire | 8523 0071000 | 20 STR PVC VIO | FT |  | 1 Year | 0.3474 | 5% | 0.33003
25348 | Belden Wire | 8523 008100 | 20 STR PVC GRY | FT |  | 1 Year | 0.5503 | 5% | 0.52278
25349 | Belden Wire | 8523 0081000 | 20 STR PVC GRY | FT |  | 1 Year | 0.3474 | 5% | 0.33003
25350 | Belden Wire | 8523 009100 | 20 STR PVC WHT | FT |  | 1 Year | 0.5503 | 5% | 0.52278
25351 | Belden Wire | 8523 0091000 | 20 STR PVC WHT | FT |  | 1 Year | 0.3474 | 5% | 0.33003
25352 | Belden Wire | 8523 010100 | 20 STR PVC BLK | FT |  | 1 Year | 0.5503 | 5% | 0.52278
25353 | Belden Wire | 8523 0101000 | 20 STR PVC BLK | FT |  | 1 Year | 0.3474 | 5% | 0.33003
25354 | Belden Wire | 8523 013100 | 20 STR PVC DBLU | FT |  | 1 Year | 0.5503 | 5% | 0.52278
25355 | Belden Wire | 8523 0131000 | 20 STR PVC DBLU | FT |  | 1 Year | 0.3474 | 5% | 0.33003
25356 | Belden Wire | 8523 0141000 | 20 STR PVC WHT/BLK | FT |  | 1 Year | 0.3559 | 5% | 0.3381
25357 | Belden Wire | 8523 0161000 | 20 STR PVC WHT/GRN 1 | FT |  | 1 Year | 0.3559 | 5% | 0.3381
25358 | Belden Wire | 8523 018100 | 20 STR PVC WHT/BLU | FT |  | 1 Year | 0.5542 | 5% | 0.52649
25359 | Belden Wire | 8523 0181000 | 20 STR PVC WHT/BLU | FT |  | 1 Year | 0.3559 | 5% | 0.3381
25360 | Belden Wire | 8523 0211000 | 20 STR PVC WHT/GRY | FT |  | 1 Year | 0.3559 | 5% | 0.3381
25361 | Belden Wire | 85230 3681000 | 2#20 TEFZEL FS TEFZEL | FT |  | 1 Year | 7.8494 | 5% | 7.4569
25362 | Belden Wire | 85230 368500 | 2#20 TEFZEL FS TEFZEL | FT |  | 1 Year | 7.8494 | 5% | 7.4569
25363 | Belden Wire | 85231 3681000 | 2#16 TEFZEL FS TEFZEL | FT |  | 1 Year | 10.0832 | 5% | 9.579
25364 | Belden Wire | 85231 368500 | 2#16 TEFZEL FS TEFZEL | FT |  | 1 Year | 10.0832 | 5% | 9.579
25365 | Belden Wire | 8524 001100 | 22 STR PVC BRN | FT |  | 1 Year | 0.4489 | 5% | 0.42645
25366 | Belden Wire | 8524 0011000 | 22 STR PVC BRN | FT |  | 1 Year | 0.2997 | 5% | 0.28471
25367 | Belden Wire | 8524 002100 | 22 STR PVC RED | FT |  | 1 Year | 0.4489 | 5% | 0.42645
25368 | Belden Wire | 8524 0021000 | 22 STR PVC RED | FT |  | 1 Year | 0.2997 | 5% | 0.28471
25369 | Belden Wire | 8524 003100 | 22 STR PVC ORG | FT |  | 1 Year | 0.4489 | 5% | 0.42645
25370 | Belden Wire | 8524 0031000 | 22 STR PVC ORG | FT |  | 1 Year | 0.2997 | 5% | 0.28471
25371 | Belden Wire | 8524 004100 | 22 STR PVC YEL | FT |  | 1 Year | 0.4489 | 5% | 0.42645
25372 | Belden Wire | 8524 0041000 | 22 STR PVC YEL | FT |  | 1 Year | 0.2997 | 5% | 0.28471
25373 | Belden Wire | 8524 005100 | 22 STR PVC GRN | FT |  | 1 Year | 0.4489 | 5% | 0.42645
25374 | Belden Wire | 8524 0051000 | 22 STR PVC GRN | FT |  | 1 Year | 0.2997 | 5% | 0.28471
25375 | Belden Wire | 8524 006100 | 22 STR PVC LBLU | FT |  | 1 Year | 0.4489 | 5% | 0.42645
25376 | Belden Wire | 8524 0061000 | 22 STR PVC LBLU | FT |  | 1 Year | 0.2997 | 5% | 0.28471
25377 | Belden Wire | 8524 007100 | 22 STR PVC VIO | FT |  | 1 Year | 0.4489 | 5% | 0.42645
25378 | Belden Wire | 8524 0071000 | 22 STR PVC VIO | FT |  | 1 Year | 0.2997 | 5% | 0.28471
25379 | Belden Wire | 8524 008100 | 22 STR PVC GRY | FT |  | 1 Year | 0.4489 | 5% | 0.42645
25380 | Belden Wire | 8524 0081000 | 22 STR PVC GRY | FT |  | 1 Year | 0.2997 | 5% | 0.28471
25381 | Belden Wire | 8524 009100 | 22 STR PVC WHT | FT |  | 1 Year | 0.4489 | 5% | 0.42645
25382 | Belden Wire | 8524 0091000 | 22 STR PVC WHT | FT |  | 1 Year | 0.2997 | 5% | 0.28471
25383 | Belden Wire | 8524 010100 | 22 STR PVC BLK | FT |  | 1 Year | 0.4489 | 5% | 0.42645
25384 | Belden Wire | 8524 0101000 | 22 STR PVC BLK | FT |  | 1 Year | 0.2997 | 5% | 0.28471
25385 | Belden Wire | 8524 0131000 | 22 STR PVC DBLU | FT |  | 1 Year | 0.2997 | 5% | 0.28471
25386 | Belden Wire | 85240 3681000 | 3#20 TEFZEL FS TEFZEL | FT |  | 1 Year | 9.238 | 5% | 8.7761
25387 | Belden Wire | 85241 3681000 | 3#16 TEFZEL FS TEFZEL | FT |  | 1 Year | 11.5615 | 5% | 10.9834
25388 | Belden Wire | 8525 001100 | 24 STR PVC BRN | FT |  | 1 Year | 0.3908 | 5% | 0.37126
25389 | Belden Wire | 8525 0011000 | 24 STR PVC BRN | FT |  | 1 Year | 0.2472 | 5% | 0.23484
25390 | Belden Wire | 8525 002100 | 24 STR PVC RED | FT |  | 1 Year | 0.3908 | 5% | 0.37126
25391 | Belden Wire | 8525 0021000 | 24 STR PVC RED | FT |  | 1 Year | 0.2472 | 5% | 0.23484
25392 | Belden Wire | 8525 003100 | 24 STR PVC ORG | FT |  | 1 Year | 0.3908 | 5% | 0.37126
25393 | Belden Wire | 8525 0031000 | 24 STR PVC ORG | FT |  | 1 Year | 0.2472 | 5% | 0.23484
25394 | Belden Wire | 8525 004100 | 24 STR PVC YEL | FT |  | 1 Year | 0.3908 | 5% | 0.37126
25395 | Belden Wire | 8525 0041000 | 24 STR PVC YEL | FT |  | 1 Year | 0.2472 | 5% | 0.23484
25396 | Belden Wire | 8525 005100 | 24 STR PVC GRN | FT |  | 1 Year | 0.3908 | 5% | 0.37126
25397 | Belden Wire | 8525 0051000 | 24 STR PVC GRN | FT |  | 1 Year | 0.2472 | 5% | 0.23484
25398 | Belden Wire | 8525 006100 | 24 STR PVC LBLU | FT |  | 1 Year | 0.3908 | 5% | 0.37126
25399 | Belden Wire | 8525 0061000 | 24 STR PVC LBLU | FT |  | 1 Year | 0.2472 | 5% | 0.23484
25400 | Belden Wire | 8525 007100 | 24 STR PVC VIO | FT |  | 1 Year | 0.3908 | 5% | 0.37126
25401 | Belden Wire | 8525 0071000 | 24 STR PVC VIO | FT |  | 1 Year | 0.2472 | 5% | 0.23484
25402 | Belden Wire | 8525 0081000 | 24 STR PVC GRY | FT |  | 1 Year | 0.2472 | 5% | 0.23484
25403 | Belden Wire | 8525 009100 | 24 STR PVC WHT | FT |  | 1 Year | 0.3908 | 5% | 0.37126
25404 | Belden Wire | 8525 0091000 | 24 STR PVC WHT | FT |  | 1 Year | 0.2472 | 5% | 0.23484
25405 | Belden Wire | 8525 010100 | 24 STR PVC BLK | FT |  | 1 Year | 0.3908 | 5% | 0.37126
25406 | Belden Wire | 8525 0101000 | 24 STR PVC BLK | FT |  | 1 Year | 0.2472 | 5% | 0.23484
25407 | Belden Wire | 8525 0131000 | 24 STR PVC DBLU | FT |  | 1 Year | 0.2472 | 5% | 0.23484
25408 | Belden Wire | 8525 0141000 | 24 STR PVC WHT/BLK | FT |  | 1 Year | 0.2542 | 5% | 0.24149
25409 | Belden Wire | 8525 0171000 | 24 STR PVC WHT/YEL | FT |  | 1 Year | 0.2542 | 5% | 0.24149
25410 | Belden Wire | 8525 0181000 | 24 STR PVC WHT/BLU | FT |  | 1 Year | 0.2542 | 5% | 0.24149
25411 | Belden Wire | 8525 0191000 | 24 STR PVC WHT/BRN | FT |  | 1 Year | 0.2542 | 5% | 0.24149
25412 | Belden Wire | 8527 002100 | 12 STR PVC RED | FT |  | 1 Year | 1.9552 | 5% | 1.8574
25413 | Belden Wire | 8527 0021000 | 12 STR PVC RED | FT |  | 1 Year | 1.4946 | 5% | 1.4199
25414 | Belden Wire | 8527 003100 | 12 STR PVC ORG | FT |  | 1 Year | 1.9552 | 5% | 1.8574
25415 | Belden Wire | 8527 0031000 | 12 STR PVC ORG | FT |  | 1 Year | 1.4946 | 5% | 1.4199
25416 | Belden Wire | 8527 0041000 | 12 STR PVC YEL | FT |  | 1 Year | 1.4946 | 5% | 1.4199
25417 | Belden Wire | 8527 005100 | 12 STR PVC GRN | FT |  | 1 Year | 1.9552 | 5% | 1.8574
25418 | Belden Wire | 8527 0051000 | 12 STR PVC GRN | FT |  | 1 Year | 1.4946 | 5% | 1.4199
25419 | Belden Wire | 8527 006100 | 12 STR PVC LBLU | FT |  | 1 Year | 1.9552 | 5% | 1.8574
25420 | Belden Wire | 8527 0061000 | 12 STR PVC LBLU | FT |  | 1 Year | 1.4946 | 5% | 1.4199
25421 | Belden Wire | 8527 0081000 | 12 STR PVC GRY | FT |  | 1 Year | 1.4946 | 5% | 1.4199
25422 | Belden Wire | 8527 009100 | 12 STR PVC WHT | FT |  | 1 Year | 1.9552 | 5% | 1.8574
25423 | Belden Wire | 8527 0091000 | 12 STR PVC WHT | FT |  | 1 Year | 1.4946 | 5% | 1.4199
25424 | Belden Wire | 8527 010100 | 12 STR PVC BLK | FT |  | 1 Year | 1.9552 | 5% | 1.8574
25425 | Belden Wire | 8527 0101000 | 12 STR PVC BLK | FT |  | 1 Year | 1.4946 | 5% | 1.4199
25426 | Belden Wire | 8529 0021000 | 20 SOL PVC RED | FT |  | 1 Year | 0.3095 | 5% | 0.29402
25427 | Belden Wire | 8529 0041000 | 20 SOL PVC YEL | FT |  | 1 Year | 0.3095 | 5% | 0.29402
25428 | Belden Wire | 8529 0051000 | 20 SOL PVC GRN | FT |  | 1 Year | 0.3095 | 5% | 0.29402
25429 | Belden Wire | 8529 009100 | 20 SOL PVC WHT | FT |  | 1 Year | 0.4806 | 5% | 0.45657
25430 | Belden Wire | 8529 0091000 | 20 SOL PVC WHT | FT |  | 1 Year | 0.3095 | 5% | 0.29402
25431 | Belden Wire | 8529 010100 | 20 SOL PVC BLK | FT |  | 1 Year | 0.4806 | 5% | 0.45657
25432 | Belden Wire | 8529 0101000 | 20 SOL PVC BLK | FT |  | 1 Year | 0.3095 | 5% | 0.29402
25433 | Belden Wire | 8529 0131000 | 20 SOL PVC DBLU | FT |  | 1 Year | 0.3095 | 5% | 0.29402
25434 | Belden Wire | 8530 002100 | 22 SOL PVC RED | FT |  | 1 Year | 0.4074 | 5% | 0.38703
25435 | Belden Wire | 8530 0021000 | 22 SOL PVC RED | FT |  | 1 Year | 0.2492 | 5% | 0.23674
25436 | Belden Wire | 8530 003100 | 22 SOL PVC ORG | FT |  | 1 Year | 0.4074 | 5% | 0.38703
25437 | Belden Wire | 8530 0031000 | 22 SOL PVC ORG | FT |  | 1 Year | 0.2492 | 5% | 0.23674
25438 | Belden Wire | 8530 004100 | 22 SOL PVC YEL | FT |  | 1 Year | 0.4074 | 5% | 0.38703
25439 | Belden Wire | 8530 0041000 | 22 SOL PVC YEL | FT |  | 1 Year | 0.2492 | 5% | 0.23674
25440 | Belden Wire | 8530 005100 | 22 SOL PVC GRN | FT |  | 1 Year | 0.4074 | 5% | 0.38703
25441 | Belden Wire | 8530 0051000 | 22 SOL PVC GRN | FT |  | 1 Year | 0.2492 | 5% | 0.23674
25442 | Belden Wire | 8530 006100 | 22 SOL PVC LBLU | FT |  | 1 Year | 0.4074 | 5% | 0.38703
25443 | Belden Wire | 8530 0061000 | 22 SOL PVC LBLU | FT |  | 1 Year | 0.2492 | 5% | 0.23674
25444 | Belden Wire | 8530 0071000 | 22 SOL PVC VIO | FT |  | 1 Year | 0.2492 | 5% | 0.23674
25445 | Belden Wire | 8530 009100 | 22 SOL PVC WHT | FT |  | 1 Year | 0.4074 | 5% | 0.38703
25446 | Belden Wire | 8530 0091000 | 22 SOL PVC WHT | FT |  | 1 Year | 0.2492 | 5% | 0.23674
25447 | Belden Wire | 8530 010100 | 22 SOL PVC BLK | FT |  | 1 Year | 0.4074 | 5% | 0.38703
25448 | Belden Wire | 8530 0101000 | 22 SOL PVC BLK | FT |  | 1 Year | 0.2492 | 5% | 0.23674
25449 | Belden Wire | 8538 009100 | 24 SOL PVC WHT | FT |  | 1 Year | 0.3913 | 5% | 0.37173
25450 | Belden Wire | 8538 0091000 | 24 SOL PVC WHT | FT |  | 1 Year | 0.2071 | 5% | 0.19675
25451 | Belden Wire | 8538 010100 | 24 SOL PVC BLK | FT |  | 1 Year | 0.3913 | 5% | 0.37173
25452 | Belden Wire | 8597 0011000 | 28 STR PVC BRN | FT |  | 1 Year | 0.2492 | 5% | 0.23674
25453 | Belden Wire | 8597 002100 | 28 STR PVC RED | FT |  | 1 Year | 0.3964 | 5% | 0.37658
25454 | Belden Wire | 8597 0021000 | 28 STR PVC RED | FT |  | 1 Year | 0.2492 | 5% | 0.23674
25455 | Belden Wire | 8597 004100 | 28 STR PVC YEL | FT |  | 1 Year | 0.3964 | 5% | 0.37658
25456 | Belden Wire | 8597 0041000 | 28 STR PVC YEL | FT |  | 1 Year | 0.2492 | 5% | 0.23674
25457 | Belden Wire | 8597 0051000 | 28 STR PVC DGRN | FT |  | 1 Year | 0.2492 | 5% | 0.23674
25458 | Belden Wire | 8597 006100 | 28 STR PVC LBLU | FT |  | 1 Year | 0.3964 | 5% | 0.37658
25459 | Belden Wire | 8597 0061000 | 28 STR PVC LBLU | FT |  | 1 Year | 0.2492 | 5% | 0.23674
25460 | Belden Wire | 8597 0081000 | 28 STR PVC GRY | FT |  | 1 Year | 0.2492 | 5% | 0.23674
25461 | Belden Wire | 8597 009100 | 28 STR PVC WHT | FT |  | 1 Year | 0.3964 | 5% | 0.37658
25462 | Belden Wire | 8597 0091000 | 28 STR PVC WHT | FT |  | 1 Year | 0.2492 | 5% | 0.23674
25463 | Belden Wire | 8597 010100 | 28 STR PVC BLK | FT |  | 1 Year | 0.3964 | 5% | 0.37658
25464 | Belden Wire | 8597 0101000 | 28 STR PVC BLK | FT |  | 1 Year | 0.2492 | 5% | 0.23674
25465 | Belden Wire | 8618 0601000 | 3 #16 LDPE FS PVC | FT |  | 1 Year | 1.9205 | 5% | 1.8245
25466 | Belden Wire | 8618 060500 | 3 #16 LDPE FS PVC | FT |  | 1 Year | 1.9205 | 5% | 1.8245
25467 | Belden Wire | 8618 0605000 | 3 #16 LDPE FS PVC | FT |  | 1 Year | 1.9205 | 5% | 1.8245
25468 | Belden Wire | 8618 060U500 | 3 #16 LDPE FS PVC | FT |  | 1 Year | 1.9205 | 5% | 1.8245
25469 | Belden Wire | 8619 060100 | 19#18 PVC PVC | FT |  | 1 Year | 7.3709 | 5% | 7.0024
25470 | Belden Wire | 8619 0601000 | 19#18 PVC PVC | FT |  | 1 Year | 6.2009 | 5% | 5.8909
25471 | Belden Wire | 8619 060500 | 19#18 PVC PVC | FT |  | 1 Year | 6.2009 | 5% | 5.8909
25472 | Belden Wire | 8619 0605000 | 19 #18 PVC PVC | FT |  | 1 Year | 6.2009 | 5% | 5.8909
25473 | Belden Wire | 8620 060100 | 4 #16 PVC FRPVC | FT |  | 1 Year | 2.6653 | 5% | 2.532
25474 | Belden Wire | 8620 0601000 | 4 #16 PVC FRPVC | FT |  | 1 Year | 2.2417 | 5% | 2.1296
25475 | Belden Wire | 8620 060500 | 4 #16 PVC FRPVC | FT |  | 1 Year | 2.2417 | 5% | 2.1296
25476 | Belden Wire | 8620 0605000 | 4 #16 PVC FRPVC | FT |  | 1 Year | 2.2417 | 5% | 2.1296
25477 | Belden Wire | 8621 060100 | 7 #16 PVC FRPVC | FT |  | 1 Year | 4.4671 | 5% | 4.2437
25478 | Belden Wire | 8621 0601000 | 7 #16 PVC FRPVC | FT |  | 1 Year | 3.7598 | 5% | 3.5718
25479 | Belden Wire | 8621 060500 | 7 #16 PVC FRPVC | FT |  | 1 Year | 3.7598 | 5% | 3.5718
25480 | Belden Wire | 8622 060100 | 12 #16 PVC FRPVC | FT |  | 1 Year | 10.1507 | 5% | 9.6432
25481 | Belden Wire | 8622 0601000 | 12 #16 PVC FRPVC | FT |  | 1 Year | 8.539 | 5% | 8.112
25482 | Belden Wire | 8622 0602000 | 12 #16 PVC FRPVC | FT |  | 1 Year | 8.539 | 5% | 8.112
25483 | Belden Wire | 8622 060500 | 12 #16 PVC FRPVC | FT |  | 1 Year | 8.539 | 5% | 8.112
25484 | Belden Wire | 8623 0601000 | 15 #16 PVC FRPVC | FT |  | 1 Year | 12.3402 | 5% | 11.7232
25485 | Belden Wire | 8623 0602000 | 15 #16 PVC FRPVC | FT |  | 1 Year | 12.3402 | 5% | 11.7232
25486 | Belden Wire | 8623 060500 | 15 #16 PVC FRPVC | FT |  | 1 Year | 12.3402 | 5% | 11.7232
25487 | Belden Wire | 8623 0605000 | 15 #16 PVC FRPVC | FT |  | 1 Year | 12.3402 | 5% | 11.7232
25488 | Belden Wire | 8624 0601000 | 19 #16 PVC PVC | FT |  | 1 Year | 15.3654 | 5% | 14.5971
25489 | Belden Wire | 8624 060500 | 19 #16 PVC PVC | FT |  | 1 Year | 15.3654 | 5% | 14.5971
25490 | Belden Wire | 86262 0091000 | #22 COAX RG-62/U TYPE | FT |  | 1 Year | 3.1777 | 5% | 3.0188
25491 | Belden Wire | 86262 009500 | #22 COAX RG-62/U TYPE | FT |  | 1 Year | 3.1777 | 5% | 3.0188
25492 | Belden Wire | 8627 060100 | 4 #14 PVC FRPVC | FT |  | 1 Year | 4.693 | 5% | 4.4583
25493 | Belden Wire | 8627 0601000 | 4 #14 PVC FRPVC | FT |  | 1 Year | 3.948 | 5% | 3.7506
25494 | Belden Wire | 8628 060100 | 7 #14 STR PVC PVC | FT |  | 1 Year | 8.0451 | 5% | 7.6428
25495 | Belden Wire | 8628 0601000 | 7 #14 STR PVC PVC | FT |  | 1 Year | 6.7679 | 5% | 6.4295
25496 | Belden Wire | 8628 060500 | 7 #14 STR PVC PVC | FT |  | 1 Year | 6.7679 | 5% | 6.4295
25497 | Belden Wire | 8629 060500 | 12 #14 PVC PVC | FT |  | 1 Year | 14.6132 | 5% | 13.8825
25498 | Belden Wire | 8641 060100 | 1 #24 FS PR PE PVC | FT |  | 1 Year | 0.5328 | 5% | 0.50616
25499 | Belden Wire | 8641 0601000 | 1 #24 FS PR PE PVC | FT |  | 1 Year | 0.448 | 5% | 0.4256
25500 | Belden Wire | 8641 060500 | 1 #24 FS PR PE PVC | FT |  | 1 Year | 0.448 | 5% | 0.4256
25501 | Belden Wire | 8641 0605000 | 1 #24 FS PR PE PVC | FT |  | 1 Year | 0.448 | 5% | 0.4256
25502 | Belden Wire | 8641 060U1000 | 1 #24 FS PR PE PVC | FT |  | 1 Year | 0.448 | 5% | 0.4256
25503 | Belden Wire | 8641 060U500 | 1 #24 FS PR PE PVC | FT |  | 1 Year | 0.448 | 5% | 0.4256
25504 | Belden Wire | 8641ZH 0601000 | 1 FS PR #24 PO FRNHPO | FT |  | 1 Year | 0.4998 | 5% | 0.47481
25505 | Belden Wire | 8641ZH 060500 | 1 FS PR #24 PO FRNHPO | FT |  | 1 Year | 0.4998 | 5% | 0.47481
25506 | Belden Wire | 8643 060100 | 3 #30 PP BRD PVC | FT |  | 1 Year | 2.019 | 5% | 1.9181
25507 | Belden Wire | 8643 060250 | 3 #30 PP BRD PVC | FT |  | 1 Year | 2.019 | 5% | 1.9181
25508 | Belden Wire | 8649 0601000 | 2#20 FRPVC PARALLEL | FT |  | 1 Year | 0.3235 | 5% | 0.30733
25509 | Belden Wire | 8649 3681000 | 2#20 PVC PARALLEL | FT |  | 1 Year | 0.3235 | 5% | 0.30733
25510 | Belden Wire | 8660 000250 | 1/8" ID TUBULAR BRD TC | FT |  | 1 Year | 1.7454 | 5% | 1.6581
25511 | Belden Wire | 8660 00050 | 1/8" ID TUBULAR BRD TC | FT |  | 1 Year | 1.8471 | 5% | 1.7547
25512 | Belden Wire | 8661 000250 | 13/64" ID TUBULAR BRD TC | FT |  | 1 Year | 2.6013 | 5% | 2.4712
25513 | Belden Wire | 8661 00050 | 13/64" ID TUBULAR BRD TC | FT |  | 1 Year | 2.7821 | 5% | 2.643
25514 | Belden Wire | 8662 000250 | 25/32" ID TUBULAR BRD TC | FT |  | 1 Year | 7.5155 | 5% | 7.1397
25515 | Belden Wire | 8662 00050 | 25/32" ID TUBULAR BRD TC | FT |  | 1 Year | 7.9212 | 5% | 7.5251
25516 | Belden Wire | 8663 000250 | 7/32" ID TUBULAR BRD TC | FT |  | 1 Year | 2.6769 | 5% | 2.5431
25517 | Belden Wire | 8663 00050 | 7/32" ID TUBULAR BRD TC | FT |  | 1 Year | 3.029 | 5% | 2.8775
25518 | Belden Wire | 8668 000250 | 11/64" ID TUBULAR BRD TC | FT |  | 1 Year | 2.0744 | 5% | 1.9707
25519 | Belden Wire | 8668 00050 | 11/64" ID TUBULAR BRD TC | FT |  | 1 Year | 2.3553 | 5% | 2.2375
25520 | Belden Wire | 8669 000250 | 1/2" ID TUBULAR BRD TC | FT |  | 1 Year | 5.223 | 5% | 4.9618
25521 | Belden Wire | 8669 00050 | 1/2" ID TUBULAR BRD TC | FT |  | 1 Year | 5.6805 | 5% | 5.3965
25522 | Belden Wire | 8670 000250 | #4 FLATTENED BRD TC | FT |  | 1 Year | 12.4559 | 5% | 11.8331
25523 | Belden Wire | 8670 00050 | #4 FLATTENED BRD TC | FT |  | 1 Year | 14.5787 | 5% | 13.8498
25524 | Belden Wire | 8673 060500 | 2#12 PVC PARALLEL | FT |  | 1 Year | 1.6189 | 5% | 1.538
25525 | Belden Wire | 8675 060500 | 2 #14 PVC PARALLEL | FT |  | 1 Year | 1.1731 | 5% | 1.1144
25526 | Belden Wire | 8677 060500 | 2#16 PVC PARALLEL | FT |  | 1 Year | 0.8667 | 5% | 0.82337
25527 | Belden Wire | 8678 060500 | 2#10 PVC PARALLEL | FT |  | 1 Year | 2.2729 | 5% | 2.1593
25528 | Belden Wire | 8690 060100 | 3 PR #18 PVC FRPVC | FT |  | 1 Year | 2.2325 | 5% | 2.1209
25529 | Belden Wire | 8690 0601000 | 3 PR #18 PVC FRPVC | FT |  | 1 Year | 1.8782 | 5% | 1.7843
25530 | Belden Wire | 8690 060500 | 3 PR #18 PVC FRPVC | FT |  | 1 Year | 1.8782 | 5% | 1.7843
25531 | Belden Wire | 8690 0605000 | 3 PR #18 PVC FRPVC | FT |  | 1 Year | 1.8782 | 5% | 1.7843
25532 | Belden Wire | 8690 060U500 | 3 PR #18 PVC FRPVC | FT |  | 1 Year | 1.8782 | 5% | 1.7843
25533 | Belden Wire | 8691 0601000 | 6 PR #18 PVC FRPVC | FT |  | 1 Year | 4.6003 | 5% | 4.3703
25534 | Belden Wire | 8691 060500 | 6 PR #18 PVC FRPVC | FT |  | 1 Year | 4.6003 | 5% | 4.3703
25535 | Belden Wire | 8691 0605000 | 6 PR #18 PVC FRPVC | FT |  | 1 Year | 4.6003 | 5% | 4.3703
25536 | Belden Wire | 8692 0601000 | 9 PR #18 PVC PVC | FT |  | 1 Year | 6.8345 | 5% | 6.4928
25537 | Belden Wire | 8700 010250 | 32 OHM MINIATURE COAX | FT |  | 1 Year | 1.4861 | 5% | 1.4118
25538 | Belden Wire | 8718 0601000 | 2 #12 PE SHLD PVC | FT |  | 1 Year | 2.7102 | 5% | 2.5747
25539 | Belden Wire | 8718 0602000 | 2 #12 PE SHLD PVC | FT |  | 1 Year | 2.7102 | 5% | 2.5747
25540 | Belden Wire | 8718 060500 | ' #12 PE SHLD PVC | FT |  | 1 Year | 2.7102 | 5% | 2.5747
25541 | Belden Wire | 8718 0605000 | 2 #12 PE SHLD PVC | FT |  | 1 Year | 2.7102 | 5% | 2.5747
25542 | Belden Wire | 8718 060U500 | 2 #12 PE SHLD PVC | FT |  | 1 Year | 2.7102 | 5% | 2.5747
25543 | Belden Wire | 8719 0601000 | 2 #16 LDPE FS PVC | FT |  | 1 Year | 1.2634 | 5% | 1.2002
25544 | Belden Wire | 8719 06010000 | 2 #16 LDPE FS PVC | FT |  | 1 Year | 1.2634 | 5% | 1.2002
25545 | Belden Wire | 8719 0602000 | 2 #16 LDPE FS PVC | FT |  | 1 Year | 1.2634 | 5% | 1.2002
25546 | Belden Wire | 8719 060500 | 2 #16 LDPE FS PVC | FT |  | 1 Year | 1.2634 | 5% | 1.2002
25547 | Belden Wire | 8719 0605000 | 2 #16 LDPE FS PVC | FT |  | 1 Year | 1.2634 | 5% | 1.2002
25548 | Belden Wire | 8719 060U1000 | 2 #16 LDPE FS PVC | FT |  | 1 Year | 1.2634 | 5% | 1.2002
25549 | Belden Wire | 8719 060U500 | 2 #16 LDPE FS PVC | FT |  | 1 Year | 1.2634 | 5% | 1.2002
25550 | Belden Wire | 8719NH 0601000 | 2 #16 LDPO FS NHFRPO | FT |  | 1 Year | 1.4121 | 5% | 1.3415
25551 | Belden Wire | 8719ZH 060500 | 2 #16 LDPO FS NHFRPO | FT |  | 1 Year | 1.4118 | 5% | 1.3412
25552 | Belden Wire | 8720 0601000 | 2 #14 PE FS PVC | FT |  | 1 Year | 1.6278 | 5% | 1.5464
25553 | Belden Wire | 8720 0602000 | 2 #14 PE FS PVC | FT |  | 1 Year | 1.6278 | 5% | 1.5464
25554 | Belden Wire | 8720 060500 | 2 #14 PE FS PVC | FT |  | 1 Year | 1.6278 | 5% | 1.5464
25555 | Belden Wire | 8720 0605000 | 2 #14 PE FS PVC | FT |  | 1 Year | 1.6278 | 5% | 1.5464
25556 | Belden Wire | 8720 060U500 | 2 #14 PE FS PVC | FT |  | 1 Year | 1.6278 | 5% | 1.5464
25557 | Belden Wire | 8722 0601000 | 2#20 FS PVC,2#20 PVC PVC | FT |  | 1 Year | 1.5698 | 5% | 1.4913
25558 | Belden Wire | 8722 060500 | 2#20 FS PVC,2#20 PVC PVC | FT |  | 1 Year | 1.5698 | 5% | 1.4913
25559 | Belden Wire | 8722 060U1000 | 2#20FS PVC,2#20 PVC PVC | FT |  | 1 Year | 1.5698 | 5% | 1.4913
25560 | Belden Wire | 8722 060U500 | 2#20 FS PVC,2#20 PVC PVC | FT |  | 1 Year | 1.5698 | 5% | 1.4913
25561 | Belden Wire | 8723 060100 | 2 SH PR #22 PP PVC | FT |  | 1 Year | 0.7143 | 5% | 0.67858
25562 | Belden Wire | 8723 0601000 | 2 SH PR #22 PP PVC | FT |  | 1 Year | 0.6013 | 5% | 0.57123
25563 | Belden Wire | 8723 06010000 | 2 SH PR #22 PP PVC | FT |  | 1 Year | 0.6013 | 5% | 0.57123
25564 | Belden Wire | 8723 06010001 | 2 SH PR #22 PP PVC | FT |  | 1 Year | 0.6013 | 5% | 0.57123
25565 | Belden Wire | 8723 06015000 | 2 SH PR #22 PP PVC | FT |  | 1 Year | 0.6013 | 5% | 0.57123
25566 | Belden Wire | 8723 0601640 | 2 SH PR #22 PP PVC | FT |  | 1 Year | 0.6013 | 5% | 0.57123
25567 | Belden Wire | 8723 0602000 | 2 SH PR #22 PP PVC | FT |  | 1 Year | 0.6013 | 5% | 0.57123
25568 | Belden Wire | 8723 0603280 | 2 SH PR #22 PP PVC | FT |  | 1 Year | 0.6013 | 5% | 0.57123
25569 | Belden Wire | 8723 060500 | 2 SH PR #22 PP PVC | FT |  | 1 Year | 0.6013 | 5% | 0.57123
25570 | Belden Wire | 8723 0605000 | 2 SH PR #22 PP PVC | FT |  | 1 Year | 0.6013 | 5% | 0.57123
25571 | Belden Wire | 8723 060U1000 | 2 SH PR #22 PP PVC | FT |  | 1 Year | 0.6013 | 5% | 0.57123
25572 | Belden Wire | 8723 060U2000 | 2 SH PR #22 PP PVC | FT |  | 1 Year | 0.6013 | 5% | 0.57123
25573 | Belden Wire | 8723 060U500 | 2 SH PR #22 PP PVC | FT |  | 1 Year | 0.6013 | 5% | 0.57123
25574 | Belden Wire | 8723MN 004100 | 2 FS PR #22 PO FS PVC | FT |  | 1 Year | 0.4505 | 5% | 0.42797
25575 | Belden Wire | 8723MN 0041000 | 2 FS PR #22 PO FS PVC | FT |  | 1 Year | 0.4505 | 5% | 0.42797
25576 | Belden Wire | 8723MN 006100 | 2 FS PR #22 PO FS PVC | FT |  | 1 Year | 0.4505 | 5% | 0.42797
25577 | Belden Wire | 8723MN 0061000 | 2 FS PR #22 PO FS PVC | FT |  | 1 Year | 0.4505 | 5% | 0.42797
25578 | Belden Wire | 8723MN 008100 | 2 FS PR #22 PO FS PVC | FT |  | 1 Year | 0.4505 | 5% | 0.42797
25579 | Belden Wire | 8723MN 0081000 | 2 FS PR #22 PO FS PVC | FT |  | 1 Year | 0.4505 | 5% | 0.42797
25580 | Belden Wire | 8723SB 0101000 | 2 FS PR #22 PP FRNHPO | FT |  | 1 Year | 0.729 | 5% | 0.69255
25581 | Belden Wire | 8723ZH 0601000 | 2 SH PR #22 PP FRNHPO | FT |  | 1 Year | 0.6914 | 5% | 0.65683
25582 | Belden Wire | 8723ZH 060500 | 2 SH PR #22 PP FRNHPO | FT |  | 1 Year | 0.6914 | 5% | 0.65683
25583 | Belden Wire | 8724 0601000 | 2#22FS PP,2#22 PP PVC | FT |  | 1 Year | 0.801 | 5% | 0.76095
25584 | Belden Wire | 8724 0605000 | 2#22 FS PP,2#22 PP PVC | FT |  | 1 Year | 0.801 | 5% | 0.76095
25585 | Belden Wire | 8724 060U1000 | 2#22 FS PP,2#22 PP PVC | FT |  | 1 Year | 0.801 | 5% | 0.76095
25586 | Belden Wire | 8725 0601000 | 4 SH PR #20 PP PVC | FT |  | 1 Year | 4.4062 | 5% | 4.1859
25587 | Belden Wire | 8725 060500 | 4 SH PR #20 PP PVC | FT |  | 1 Year | 4.4062 | 5% | 4.1859
25588 | Belden Wire | 87269 E4X1000 | #22 RG62A/U TYPE 93 OHM | FT |  | 1 Year | 2.1658 | 5% | 2.0575
25589 | Belden Wire | 8728 0601000 | 2 #22 SHPR PP PVC | FT |  | 1 Year | 1.0734 | 5% | 1.0197
25590 | Belden Wire | 8728 060500 | 2 #22 SHPR PP PVC | FT |  | 1 Year | 1.078 | 5% | 1.0241
25591 | Belden Wire | 8728 0605000 | 2 #22 SHPR PP PVC | FT |  | 1 Year | 1.0734 | 5% | 1.0197
25592 | Belden Wire | 8728 060U1000 | 2 #22 SHPR PP PVC | FT |  | 1 Year | 1.0734 | 5% | 1.0197
25593 | Belden Wire | 8728 060U500 | 2 #22 SHPR PP PVC | FT |  | 1 Year | 1.078 | 5% | 1.0241
25594 | Belden Wire | 8729 0091000 | 4 #22 PE SHLD PVC | FT |  | 1 Year | 2.3282 | 5% | 2.2118
25595 | Belden Wire | 8729 009500 | 4 #22 PE SHLD PVC | FT |  | 1 Year | 2.3282 | 5% | 2.2118
25596 | Belden Wire | 8729 0095000 | 4 #22 PE SHLD PVC | FT |  | 1 Year | 2.3282 | 5% | 2.2118
25597 | Belden Wire | 8729 009U1000 | 4 #22 PE SHLD PVC | FT |  | 1 Year | 2.3282 | 5% | 2.2118
25598 | Belden Wire | 8729 009U500 | 4 #22 PE SHLD PVC | FT |  | 1 Year | 2.3282 | 5% | 2.2118
25599 | Belden Wire | 8730 0601000 | 1 #22 SH PR,2 #22 PP PVC | FT |  | 1 Year | 0.7871 | 5% | 0.74774
25600 | Belden Wire | 8730 060U1000 | 1 #22 SH PR,2 #22 PP PVC | FT |  | 1 Year | 0.7871 | 5% | 0.74774
25601 | Belden Wire | 8732 0601000 | 1#22 SH PR,2#22 FRPE PVC | FT |  | 1 Year | 1.3726 | 5% | 1.304
25602 | Belden Wire | 8734 0601000 | 2 #22 1 SHLD #22 PVC PVC | FT |  | 1 Year | 1.1494 | 5% | 1.0919
25603 | Belden Wire | 8735 0601000 | 3 #22 PVC SHLD PVC | FT |  | 1 Year | 1.5328 | 5% | 1.4562
25604 | Belden Wire | 8735 060500 | 3 #22 PVC SHLD PVC | FT |  | 1 Year | 1.5328 | 5% | 1.4562
25605 | Belden Wire | 8737 0601000 | 1 PR#22 PVC SHLD PVC | FT |  | 1 Year | 0.8367 | 5% | 0.79486
25606 | Belden Wire | 8737 060500 | 1 PR#22 PVC SHLD PVC | FT |  | 1 Year | 0.8367 | 5% | 0.79486
25607 | Belden Wire | 8737 0605000 | 1 PR #22 PVC SHLD PVC | FT |  | 1 Year | 0.8367 | 5% | 0.79486
25608 | Belden Wire | 8737 060U1000 | 1 PR#22 PVC SHLD PVC | FT |  | 1 Year | 0.8367 | 5% | 0.79486
25609 | Belden Wire | 8737 060U500 | 2 #22 PVC SHLD PVC | FT |  | 1 Year | 0.8367 | 5% | 0.79486
25610 | Belden Wire | 8740 060U1000 | #22 TW PR PVC | FT |  | 1 Year | 0.3429 | 5% | 0.32575
25611 | Belden Wire | 8740 060U500 | #22 TW PR PVC | FT |  | 1 Year | 0.3429 | 5% | 0.32575
25612 | Belden Wire | 8741 0601000 | 2 #22 TW PR FRPVC | FT |  | 1 Year | 0.6954 | 5% | 0.66063
25613 | Belden Wire | 8741 060U1000 | 2 #22 TW PR FRPVC | FT |  | 1 Year | 0.6954 | 5% | 0.66063
25614 | Belden Wire | 8741 060U500 | 2 #22 TW PR FRPVC | FT |  | 1 Year | 0.6954 | 5% | 0.66063
25615 | Belden Wire | 8742 0601000 | 3 #22 TW PR FRPVC | FT |  | 1 Year | 0.9349 | 5% | 0.88815
25616 | Belden Wire | 8742 0605000 | 3 #22 TW PR FRPVC | FT |  | 1 Year | 0.9349 | 5% | 0.88815
25617 | Belden Wire | 8743 0601000 | 6 PR #22 PVC FRPVC | FT |  | 1 Year | 2.4651 | 5% | 2.3418
25618 | Belden Wire | 8744 0601000 | 9 PR #22 PVC FRPVC | FT |  | 1 Year | 4.2314 | 5% | 4.0198
25619 | Belden Wire | 8747 0601000 | 6 PR #22 PVC PVC | FT |  | 1 Year | 1.8859 | 5% | 1.7916
25620 | Belden Wire | 8747 060500 | 6 PR #22 PVC PVC | FT |  | 1 Year | 1.8859 | 5% | 1.7916
25621 | Belden Wire | 8748 060100 | 9 PR #22 PVC PVC | FT |  | 1 Year | 3.9129 | 5% | 3.7173
25622 | Belden Wire | 8748 0601000 | 9 PR #22 PVC PVC | FT |  | 1 Year | 3.2924 | 5% | 3.1278
25623 | Belden Wire | 8749 0601000 | 15 PR #22 PVC PVC | FT |  | 1 Year | 7.6342 | 5% | 7.2525
25624 | Belden Wire | 8749 060500 | 15 PR #22 PVC PVC | FT |  | 1 Year | 7.6342 | 5% | 7.2525
25625 | Belden Wire | 8750 0601000 | 27 PR #22 PVC PVC | FT |  | 1 Year | 14.9633 | 5% | 14.2151
25626 | Belden Wire | 8751 0601000 | 51 PR #22 PVC SHLD PVC | FT |  | 1 Year | 18.0526 | 5% | 17.15
25627 | Belden Wire | 8752 0601000 | 38 PR #22 PP SHLD PVC | FT |  | 1 Year | 20.879 | 5% | 19.835
25628 | Belden Wire | 8752 060250 | 38 PR #22 PP SH PVC | FT |  | 1 Year | 20.879 | 5% | 19.835
25629 | Belden Wire | 8757 0601000 | 4 #22 TW PR FRPVC | FT |  | 1 Year | 1.25 | 5% | 1.1875
25630 | Belden Wire | 8759 0601000 | 1 PR#20 PVC SHLD PVC | FT |  | 1 Year | 1.0097 | 5% | 0.95922
25631 | Belden Wire | 8759 060U1000 | 1 PR #20 PVC SHLD PVC | FT |  | 1 Year | 1.0097 | 5% | 0.95922
25632 | Belden Wire | 8759 060U500 | 2 #20 PVC SHLD PVC | FT |  | 1 Year | 1.0097 | 5% | 0.95922
25633 | Belden Wire | 8760 0601000 | 2 #18 LDPE SH PVC | FT |  | 1 Year | 0.6974 | 5% | 0.66253
25634 | Belden Wire | 8760 06010000 | 2 #18 LDPE SH PVC | FT |  | 1 Year | 0.6975 | 5% | 0.66263
25635 | Belden Wire | 8760 06015000 | 2 #18 LDPE SH PVC | FT |  | 1 Year | 0.6975 | 5% | 0.66263
25636 | Belden Wire | 8760 0602000 | 2 #18 LDPE SH PVC | FT |  | 1 Year | 0.6974 | 5% | 0.66253
25637 | Belden Wire | 8760 060250 | 2 #18 LDPE SH PVC | FT |  | 1 Year | 0.6974 | 5% | 0.66253
25638 | Belden Wire | 8760 060500 | 2 #18 LDPE SH PVC | FT |  | 1 Year | 0.6974 | 5% | 0.66253
25639 | Belden Wire | 8760 0605000 | 2 #18 LDPE SH PVC | FT |  | 1 Year | 0.6974 | 5% | 0.66253
25640 | Belden Wire | 8760 060U1000 | 2 #18 LDPE SH PVC | FT |  | 1 Year | 0.6974 | 5% | 0.66253
25641 | Belden Wire | 8760 060U500 | 2 #18 LDPE SH PVC | FT |  | 1 Year | 0.6974 | 5% | 0.66253
25642 | Belden Wire | 8760MN 004100 | 1 PR #18 HDPO FS PVC | FT |  | 1 Year | 0.5564 | 5% | 0.52858
25643 | Belden Wire | 8760MN 0041000 | 1 PR #18 HDPO FS PVC | FT |  | 1 Year | 0.5564 | 5% | 0.52858
25644 | Belden Wire | 8760MN 006100 | 1 PR #18 HDPO FS PVC | FT |  | 1 Year | 0.5564 | 5% | 0.52858
25645 | Belden Wire | 8760MN 0061000 | 1 PR #18 HDPO FS PVC | FT |  | 1 Year | 0.5564 | 5% | 0.52858
25646 | Belden Wire | 8760MN 008100 | 1 PR #18 HDPO FS PVC | FT |  | 1 Year | 0.5564 | 5% | 0.52858
25647 | Belden Wire | 8760MN 0081000 | 1 PR #18 HDPO FS PVC | FT |  | 1 Year | 0.5564 | 5% | 0.52858
25648 | Belden Wire | 8760ZH 0601000 | 2 #18 LDPE SH NH LS/FRPO | FT |  | 1 Year | 0.9287 | 5% | 0.88226
25649 | Belden Wire | 8760ZH 060500 | 2 #18 LDPE SH NH LS/FRPO | FT |  | 1 Year | 0.9287 | 5% | 0.88226
25650 | Belden Wire | 8761 06010000 | 2 #22 PE FS PVC | FT |  | 1 Year | 0.5856 | 5% | 0.55632
25651 | Belden Wire | 8761 06015000 | 2 #22 PE FS PVC | FT |  | 1 Year | 0.5856 | 5% | 0.55632
25652 | Belden Wire | 8761 0602000 | 2 #22 PE FS PVC | FT |  | 1 Year | 0.5855 | 5% | 0.55622
25653 | Belden Wire | 8761 060500 | 2 #22 PE FS PVC | FT |  | 1 Year | 0.5855 | 5% | 0.55622
25654 | Belden Wire | 8761 0605000 | 2 #22 PE FS PVC | FT |  | 1 Year | 0.5855 | 5% | 0.55622
25655 | Belden Wire | 8761 060U1000 | 2 #22 PE FS PVC | FT |  | 1 Year | 0.5855 | 5% | 0.55622
25656 | Belden Wire | 8761 060U500 | 2 #22 PE FS PVC | FT |  | 1 Year | 0.5855 | 5% | 0.55622
25657 | Belden Wire | 8761MN 004100 | 1 PR #22 PO FS PVC | FT |  | 1 Year | 0.4678 | 5% | 0.44441
25658 | Belden Wire | 8761MN 0041000 | 1 PR #22 PO FS PVC | FT |  | 1 Year | 0.4678 | 5% | 0.44441
25659 | Belden Wire | 8761MN 006100 | 1 PR #22 PO FS PVC | FT |  | 1 Year | 0.4678 | 5% | 0.44441
25660 | Belden Wire | 8761MN 0061000 | 1 PR #22 PO FS PVC | FT |  | 1 Year | 0.4678 | 5% | 0.44441
25661 | Belden Wire | 8761MN 008100 | 1 PR #22 PO FS PVC | FT |  | 1 Year | 0.4678 | 5% | 0.44441
25662 | Belden Wire | 8761MN 0081000 | 1 PR #22 PO FS PVC | FT |  | 1 Year | 0.4678 | 5% | 0.44441
25663 | Belden Wire | 8761ZH 0601000 | 1 FS PR #22 PO FRNHPO | FT |  | 1 Year | 0.6541 | 5% | 0.6214
25664 | Belden Wire | 8761ZH 060500 | 1 FS PR #22 PO FRNHPO | FT |  | 1 Year | 0.6541 | 5% | 0.6214
25665 | Belden Wire | 8762 060100 | 2 #20 PE FS PVC | FT |  | 1 Year | 0.8821 | 5% | 0.83799
25666 | Belden Wire | 8762 0601000 | 2 #20 PE FS PVC | FT |  | 1 Year | 0.7419 | 5% | 0.70481
25667 | Belden Wire | 8762 06010000 | 2 #20 PE FS PVC | FT |  | 1 Year | 0.7419 | 5% | 0.70481
25668 | Belden Wire | 8762 0602000 | 2 #20 PE FS PVC | FT |  | 1 Year | 0.7419 | 5% | 0.70481
25669 | Belden Wire | 8762 060250 | 2 #20 PE FS PVC | FT |  | 1 Year | 0.8821 | 5% | 0.83799
25670 | Belden Wire | 8762 060500 | 2 #20 PE FS PVC | FT |  | 1 Year | 0.7419 | 5% | 0.70481
25671 | Belden Wire | 8762 060U1000 | 2 #20 PE FS PVC | FT |  | 1 Year | 0.7419 | 5% | 0.70481
25672 | Belden Wire | 8762 060U500 | 2 #20 PE FS PVC | FT |  | 1 Year | 0.7419 | 5% | 0.70481
25673 | Belden Wire | 8762MN 004100 | 1 FS PR #20 PO PVC | FT |  | 1 Year | 0.5925 | 5% | 0.56288
25674 | Belden Wire | 8762MN 0041000 | 1 FS PR #20 PO PVC | FT |  | 1 Year | 0.5925 | 5% | 0.56288
25675 | Belden Wire | 8762MN 006100 | 1 FS PR #20 PO PVC | FT |  | 1 Year | 0.5925 | 5% | 0.56288
25676 | Belden Wire | 8762MN 0061000 | 1 FS PR #20 PO PVC | FT |  | 1 Year | 0.5925 | 5% | 0.56288
25677 | Belden Wire | 8762MN 008100 | 1 FS PR #20 PO PVC | FT |  | 1 Year | 0.5925 | 5% | 0.56288
25678 | Belden Wire | 8762MN 0081000 | 1 FS PR #20 PO PVC | FT |  | 1 Year | 0.5925 | 5% | 0.56288
25679 | Belden Wire | 8762ZH 0601000 | 1 FS PR #20 PO FRNHPO | FT |  | 1 Year | 0.829 | 5% | 0.78755
25680 | Belden Wire | 8762ZH 060500 | 1 FS PR #20 PO FRNHPO | FT |  | 1 Year | 0.829 | 5% | 0.78755
25681 | Belden Wire | 8763 0601000 | 1SHPR#20, 1 #20 PE PVC | FT |  | 1 Year | 1.5829 | 5% | 1.5038
25682 | Belden Wire | 8764 0601000 | 9 #22 SHPR PVC | FT |  | 1 Year | 5.9522 | 5% | 5.6546
25683 | Belden Wire | 8766 0601000 | 15 #22 PVC SH PR PVC | FT |  | 1 Year | 8.5512 | 5% | 8.1236
25684 | Belden Wire | 8767 0601000 | 3 PR FS #22 PVC PVC | FT |  | 1 Year | 1.6799 | 5% | 1.5959
25685 | Belden Wire | 8767 060500 | 3 PR FS #22 PVC PVC | FT |  | 1 Year | 1.6799 | 5% | 1.5959
25686 | Belden Wire | 8767 060U500 | 3 PR FS #22 PVC PVC | FT |  | 1 Year | 1.6799 | 5% | 1.5959
25687 | Belden Wire | 8768 0601000 | 6 #22 PVC SH PR PVC | FT |  | 1 Year | 2.73 | 5% | 2.5935
25688 | Belden Wire | 8768 060500 | 6 #22 PVC SH PR PVC | FT |  | 1 Year | 2.73 | 5% | 2.5935
25689 | Belden Wire | 8768 0605000 | 6 #22 PVC SH PR PVC | FT |  | 1 Year | 2.73 | 5% | 2.5935
25690 | Belden Wire | 8769 060100 | 19 FS PR #22 HDPE PVC | FT |  | 1 Year | 13.2382 | 5% | 12.5763
25691 | Belden Wire | 8769 0601000 | 19 FS PR #22 HDPE PVC | FT |  | 1 Year | 11.1365 | 5% | 10.5797
25692 | Belden Wire | 8769 060500 | 19 FS PR #22 HDPE PVC | FT |  | 1 Year | 11.1365 | 5% | 10.5797
25693 | Belden Wire | 8770 0601000 | 3 #18 LDPE FS PVC | FT |  | 1 Year | 0.9815 | 5% | 0.93242
25694 | Belden Wire | 8770 06010000 | 3 #18 LDPE FS PVC | FT |  | 1 Year | 0.9815 | 5% | 0.93242
25695 | Belden Wire | 8770 06012000 | 3 #18 LDPE SH PVC | FT |  | 1 Year | 0.9815 | 5% | 0.93242
25696 | Belden Wire | 8770 060500 | 3 #18 LDPE FS PVC | FT |  | 1 Year | 0.9815 | 5% | 0.93242
25697 | Belden Wire | 8770 0605000 | 3 #18 LDPE FS PVC | FT |  | 1 Year | 0.9815 | 5% | 0.93242
25698 | Belden Wire | 8770 060U1000 | 3 #18 LDPE FS PVC | FT |  | 1 Year | 0.9815 | 5% | 0.93242
25699 | Belden Wire | 8770 060U500 | 3 #18 LDPE FS PVC | FT |  | 1 Year | 0.9815 | 5% | 0.93242
25700 | Belden Wire | 8770MN 004100 | 3 #18 PO FS PVC | FT |  | 1 Year | 0.8354 | 5% | 0.79363
25701 | Belden Wire | 8770MN 0041000 | 3 #18 PO FS PVC | FT |  | 1 Year | 0.8354 | 5% | 0.79363
25702 | Belden Wire | 8770MN 006100 | 3 #18 PO FS PVC | FT |  | 1 Year | 0.8354 | 5% | 0.79363
25703 | Belden Wire | 8770MN 0061000 | 3 #18 PO FS PVC | FT |  | 1 Year | 0.8354 | 5% | 0.79363
25704 | Belden Wire | 8770MN 008100 | 3 #18 PO FS PVC | FT |  | 1 Year | 0.8354 | 5% | 0.79363
25705 | Belden Wire | 8770MN 0081000 | 3 #18 PO FS PVC | FT |  | 1 Year | 0.8354 | 5% | 0.79363
25706 | Belden Wire | 8770ZH 0601000 | 3 #18 LDPO FS NHFRPO | FT |  | 1 Year | 1.0967 | 5% | 1.0419
25707 | Belden Wire | 8770ZH 060500 | 3 #18 LDPO FS NHFRPO | FT |  | 1 Year | 1.0967 | 5% | 1.0419
25708 | Belden Wire | 8771 0601000 | 3 #22 PE FS PVC | FT |  | 1 Year | 0.675 | 5% | 0.64125
25709 | Belden Wire | 8771 06010000 | 3 #22 PE FS PVC | FT |  | 1 Year | 0.675 | 5% | 0.64125
25710 | Belden Wire | 8771 060250 | 3 #22 PE FS PVC | FT |  | 1 Year | 0.675 | 5% | 0.64125
25711 | Belden Wire | 8771 060500 | 3 #22 PE FS PVC | FT |  | 1 Year | 0.675 | 5% | 0.64125
25712 | Belden Wire | 8771 060U1000 | 3 #22 PE FS PVC | FT |  | 1 Year | 0.675 | 5% | 0.64125
25713 | Belden Wire | 8771 060U500 | 3 #22 PE FS PVC | FT |  | 1 Year | 0.675 | 5% | 0.64125
25714 | Belden Wire | 8771MN 004100 | 3 #22 PO FS PVC | FT |  | 1 Year | 0.7053 | 5% | 0.67004
25715 | Belden Wire | 8771MN 0041000 | 3 #22 PO FS PVC | FT |  | 1 Year | 0.7053 | 5% | 0.67004
25716 | Belden Wire | 8771MN 006100 | 3 #22 PO FS PVC | FT |  | 1 Year | 0.7053 | 5% | 0.67004
25717 | Belden Wire | 8771MN 0061000 | 3 #22 PO FS PVC | FT |  | 1 Year | 0.7053 | 5% | 0.67004
25718 | Belden Wire | 8771MN 008100 | 3 #22 PO FS PVC | FT |  | 1 Year | 0.7053 | 5% | 0.67004
25719 | Belden Wire | 8771MN 0081000 | 3 #22 PO FS PVC | FT |  | 1 Year | 0.7053 | 5% | 0.67004
25720 | Belden Wire | 8771ZH 0601000 | 3 #22 PO FS NHFRPO | FT |  | 1 Year | 0.7217 | 5% | 0.68561
25721 | Belden Wire | 8771ZH 060500 | 3 #22 PO FS NHFRPO | FT |  | 1 Year | 0.7217 | 5% | 0.68561
25722 | Belden Wire | 8772 0601000 | 3 #20 PE FS PVC | FT |  | 1 Year | 0.8447 | 5% | 0.80246
25723 | Belden Wire | 8772 060500 | 3 #20 PE FS PVC | FT |  | 1 Year | 0.8447 | 5% | 0.80246
25724 | Belden Wire | 8772 0605000 | 3 #20 PE FS PVC | FT |  | 1 Year | 0.8447 | 5% | 0.80246
25725 | Belden Wire | 8772 060U1000 | 3 #20 PE FS PVC | FT |  | 1 Year | 0.8447 | 5% | 0.80246
25726 | Belden Wire | 8772 060U500 | 3 #20 PE FS PVC | FT |  | 1 Year | 0.8447 | 5% | 0.80246
25727 | Belden Wire | 87723 0021000 | 2 SH PR #22 FEP SOLEF | FT |  | 1 Year | 2.0573 | 5% | 1.9544
25728 | Belden Wire | 87723 002500 | 2 SH PR #22 FEP SOLEF | FT |  | 1 Year | 2.0573 | 5% | 1.9544
25729 | Belden Wire | 8772MN 004100 | 3 #20 PO FS PVC | FT |  | 1 Year | 0.6745 | 5% | 0.64077
25730 | Belden Wire | 8772MN 0041000 | 3 #20 PO FS PVC | FT |  | 1 Year | 0.6745 | 5% | 0.64077
25731 | Belden Wire | 8772MN 006100 | 3 #20 PO FS PVC | FT |  | 1 Year | 0.6745 | 5% | 0.64077
25732 | Belden Wire | 8772MN 0061000 | 3 #20 PO FS PVC | FT |  | 1 Year | 0.6745 | 5% | 0.64077
25733 | Belden Wire | 8772MN 008100 | 3 #20 PO FS PVC | FT |  | 1 Year | 0.6745 | 5% | 0.64077
25734 | Belden Wire | 8772MN 0081000 | 3 #20 PO FS PVC | FT |  | 1 Year | 0.6745 | 5% | 0.64077
25735 | Belden Wire | 8772ZH 0601000 | 3 #20 PO FS NHFRPO | FT |  | 1 Year | 0.9446 | 5% | 0.89737
25736 | Belden Wire | 8772ZH 060500 | 3 #20 PO FS NHFRPO | FT |  | 1 Year | 0.9446 | 5% | 0.89737
25737 | Belden Wire | 8773 060100 | 27 FS PR #22 HDPE PVC | FT |  | 1 Year | 20.9623 | 5% | 19.9142
25738 | Belden Wire | 8773 0601000 | 27 FS PR #22 HDPE PVC | FT |  | 1 Year | 17.6352 | 5% | 16.7534
25739 | Belden Wire | 8773 060500 | 27 FS PR #22 HDPE PVC | FT |  | 1 Year | 17.6352 | 5% | 16.7534
25740 | Belden Wire | 8774 060100 | 9 FS PR #22 HDPE PVC | FT |  | 1 Year | 6.5756 | 5% | 6.2468
25741 | Belden Wire | 8774 0601000 | 9 FS PR #22 HDPE PVC | FT |  | 1 Year | 5.5314 | 5% | 5.2548
25742 | Belden Wire | 8774 060250 | 9 FS PR #22 HDPE PVC | FT |  | 1 Year | 5.5314 | 5% | 5.2548
25743 | Belden Wire | 8774 060500 | 9 FS PR #22 HDPE PVC | FT |  | 1 Year | 5.5314 | 5% | 5.2548
25744 | Belden Wire | 87740 0021000 | 2#18 FEP SOLEF | FT |  | 1 Year | 1.7576 | 5% | 1.6697
25745 | Belden Wire | 8775 060100 | 11 FS PR #22 PP PVC | FT |  | 1 Year | 7.058 | 5% | 6.7051
25746 | Belden Wire | 8775 0601000 | 11 FS PR #22 PP PVC | FT |  | 1 Year | 5.9375 | 5% | 5.6406
25747 | Belden Wire | 8775 060500 | 11 FS PR #22 PP PVC | FT |  | 1 Year | 5.9375 | 5% | 5.6406
25748 | Belden Wire | 8776 060100 | 15 FS PR #22 PP PVC | FT |  | 1 Year | 9.8325 | 5% | 9.3409
25749 | Belden Wire | 8776 0601000 | 15 FS PR #22 PP PVC | FT |  | 1 Year | 8.2716 | 5% | 7.858
25750 | Belden Wire | 8776 060500 | 15 FS PR #22 PP PVC | FT |  | 1 Year | 8.2716 | 5% | 7.858
25751 | Belden Wire | 87760 0021000 | 2#18 FEP FS SOLEF | FT |  | 1 Year | 1.77 | 5% | 1.6815
25752 | Belden Wire | 87760 002500 | 2#18 FEP FS SOLEF | FT |  | 1 Year | 1.77 | 5% | 1.6815
25753 | Belden Wire | 87760 0025000 | 2 #18 FEP FS SOLEF | FT |  | 1 Year | 1.77 | 5% | 1.6815
25754 | Belden Wire | 87761 0021000 | 2#22 FEP FS SOLEF | FT |  | 1 Year | 1.238 | 5% | 1.1761
25755 | Belden Wire | 87761 002500 | 2#22 FEP FS SOLEF | FT |  | 1 Year | 1.238 | 5% | 1.1761
25756 | Belden Wire | 87761 0025000 | 2 #22 FEP FS SOLEF | FT |  | 1 Year | 1.238 | 5% | 1.1761
25757 | Belden Wire | 8777 060100 | 3 SHLD PR #22 PP PVC | FT |  | 1 Year | 1.5667 | 5% | 1.4884
25758 | Belden Wire | 8777 0601000 | 3 SHLD PR #22 PP PVC | FT |  | 1 Year | 1.3179 | 5% | 1.252
25759 | Belden Wire | 8777 06010000 | 3 SHLD PR #22 PP PVC | FT |  | 1 Year | 1.3179 | 5% | 1.252
25760 | Belden Wire | 8777 0601640 | 3 SHLD PR #22 PP PVC | FT |  | 1 Year | 1.3179 | 5% | 1.252
25761 | Belden Wire | 8777 060250 | 3 SHLD PR #22 PP PVC | FT |  | 1 Year | 1.5667 | 5% | 1.4884
25762 | Belden Wire | 8777 0603280 | 3 SHLD PR #22 PP PVC | FT |  | 1 Year | 1.3179 | 5% | 1.252
25763 | Belden Wire | 8777 060500 | 3 SHLD PR #22 PP PVC | FT |  | 1 Year | 1.3179 | 5% | 1.252
25764 | Belden Wire | 8777 0605000 | 3 SHLD PR #22 PP PVC | FT |  | 1 Year | 1.3179 | 5% | 1.252
25765 | Belden Wire | 8777 060U1000 | 3 SH PR #22 PP PVC | FT |  | 1 Year | 1.3179 | 5% | 1.252
25766 | Belden Wire | 8777 060U500 | 3 SHLD PR #22 PP PVC | FT |  | 1 Year | 1.3179 | 5% | 1.252
25767 | Belden Wire | 87777 0021000 | 3 SH PR #22 FEP SOLEF | FT |  | 1 Year | 4.1259 | 5% | 3.9196
25768 | Belden Wire | 87777 002500 | 3 SH PR #22 FEP SOLEF | FT |  | 1 Year | 4.1259 | 5% | 3.9196
25769 | Belden Wire | 87778 0021000 | 6 SH PR #22 FEP SOLEF | FT |  | 1 Year | 8.9863 | 5% | 8.537
25770 | Belden Wire | 87778 002500 | 6 SH PR #22 FEP SOLEF | FT |  | 1 Year | 8.9863 | 5% | 8.537
25771 | Belden Wire | 8777MN 004100 | 3 FSPR #22 PO FS PVC | FT |  | 1 Year | 0.987 | 5% | 0.93765
25772 | Belden Wire | 8777MN 0041000 | 3 FSPR #22 PO FS PVC | FT |  | 1 Year | 0.987 | 5% | 0.93765
25773 | Belden Wire | 8777MN 006100 | 3 FSPR #22 PO FS PVC | FT |  | 1 Year | 0.987 | 5% | 0.93765
25774 | Belden Wire | 8777MN 0061000 | 3 FSPR #22 PO FS PVC | FT |  | 1 Year | 0.987 | 5% | 0.93765
25775 | Belden Wire | 8777MN 008100 | 3 FSPR #22 PO FS PVC | FT |  | 1 Year | 0.987 | 5% | 0.93765
25776 | Belden Wire | 8777MN 0081000 | 3 FSPR #22 PO FS PVC | FT |  | 1 Year | 0.987 | 5% | 0.93765
25777 | Belden Wire | 8777SB 0101000 | 3 FSPR #22 PP FRNHPO | FT |  | 1 Year | 1.1112 | 5% | 1.0556
25778 | Belden Wire | 8777ZH 0601000 | 3 SH PR #22 PO FRNHPO | FT |  | 1 Year | 1.5155 | 5% | 1.4397
25779 | Belden Wire | 8777ZH 060500 | 3 #20 PO FS NHFRPO | FT |  | 1 Year | 1.5155 | 5% | 1.4397
25780 | Belden Wire | 8777ZH E4X1000 | 3 SH PR #22 PO FRNHPO | FT |  | 1 Year | 1.5155 | 5% | 1.4397
25781 | Belden Wire | 8778 060100 | 6 FS PR #22 PP PVC | FT |  | 1 Year | 3.1152 | 5% | 2.9594
25782 | Belden Wire | 8778 0601000 | 6 FS PR #22 PP PVC | FT |  | 1 Year | 2.6212 | 5% | 2.4901
25783 | Belden Wire | 8778 060250 | 6 FS PR #22 PP PVC | FT |  | 1 Year | 3.1152 | 5% | 2.9594
25784 | Belden Wire | 8778 060500 | 6 FS PR #22 PP PVC | FT |  | 1 Year | 2.6212 | 5% | 2.4901
25785 | Belden Wire | 8778 0605000 | 6 FS PR #22 PP PVC | FT |  | 1 Year | 2.6212 | 5% | 2.4901
25786 | Belden Wire | 8778MN 004100 | 6 FS PR #22 PO FS PVC | FT |  | 1 Year | 2.0913 | 5% | 1.9867
25787 | Belden Wire | 8778MN 0041000 | 6 FS PR #22 PO FS PVC | FT |  | 1 Year | 2.0913 | 5% | 1.9867
25788 | Belden Wire | 8778MN 006100 | 6 FS PR #22 PO FS PVC | FT |  | 1 Year | 2.0913 | 5% | 1.9867
25789 | Belden Wire | 8778MN 0061000 | 6 FS PR #22 PO FS PVC | FT |  | 1 Year | 2.0913 | 5% | 1.9867
25790 | Belden Wire | 8778MN 008100 | 6 FS PR #22 PO FS PVC | FT |  | 1 Year | 2.0913 | 5% | 1.9867
25791 | Belden Wire | 8778MN 0081000 | 6 FS PR #22 PO FS PVC | FT |  | 1 Year | 2.0913 | 5% | 1.9867
25792 | Belden Wire | 8779MN 004100 | 4 FS PR #22 PO FS PVC | FT |  | 1 Year | 1.3386 | 5% | 1.2717
25793 | Belden Wire | 8779MN 0041000 | 4 FS PR #22 PO FS PVC | FT |  | 1 Year | 1.3386 | 5% | 1.2717
25794 | Belden Wire | 8779MN 006100 | 4 FS PR #22 PO FS PVC | FT |  | 1 Year | 1.3386 | 5% | 1.2717
25795 | Belden Wire | 8779MN 0061000 | 4 FS PR #22 PO FS PVC | FT |  | 1 Year | 1.3386 | 5% | 1.2717
25796 | Belden Wire | 8779MN 008100 | 4 FS PR #22 PO FS PVC | FT |  | 1 Year | 1.3386 | 5% | 1.2717
25797 | Belden Wire | 8779MN 0081000 | 4 FS PR #22 PO FS PVC | FT |  | 1 Year | 1.3386 | 5% | 1.2717
25798 | Belden Wire | 8780 0601000 | 1 PR #16 PVC SHLD PVC | FT |  | 1 Year | 1.5021 | 5% | 1.427
25799 | Belden Wire | 8780 060500 | 1 PR #16 PVC SHLD PVC | FT |  | 1 Year | 1.5197 | 5% | 1.4437
25800 | Belden Wire | 8780 0605000 | 1 PR #16 PVC SHLD PVC | FT |  | 1 Year | 1.5021 | 5% | 1.427
25801 | Belden Wire | 8781MN 004100 | 5 FS PR #22 PO FS PVC | FT |  | 1 Year | 1.7016 | 5% | 1.6165
25802 | Belden Wire | 8781MN 0041000 | 5 FS PR #22 PO FS PVC | FT |  | 1 Year | 1.7016 | 5% | 1.6165
25803 | Belden Wire | 8781MN 006100 | 5 FS PR #22 PO FS PVC | FT |  | 1 Year | 1.7016 | 5% | 1.6165
25804 | Belden Wire | 8781MN 0061000 | 5 FS PR #22 PO FS PVC | FT |  | 1 Year | 1.7016 | 5% | 1.6165
25805 | Belden Wire | 8781MN 008100 | 5 FS PR #22 PO FS PVC | FT |  | 1 Year | 1.7016 | 5% | 1.6165
25806 | Belden Wire | 8781MN 0081000 | 5 FS PR #22 PO FS PVC | FT |  | 1 Year | 1.7016 | 5% | 1.6165
25807 | Belden Wire | 8782 001U1000 | 2#24 FRPVC PARALLEL | FT |  | 1 Year | 0.1674 | 5% | 0.15903
25808 | Belden Wire | 8782 0091000 | 2#24 FRPVC PARALLEL | FT |  | 1 Year | 0.1674 | 5% | 0.15903
25809 | Belden Wire | 8782 060U1000 | 2#24 FRPVC PARALLEL | FT |  | 1 Year | 0.1674 | 5% | 0.15903
25810 | Belden Wire | 8782 3681000 | 2#24 PVC PARALLEL | FT |  | 1 Year | 0.1674 | 5% | 0.15903
25811 | Belden Wire | 8786 060500 | 4 #24, 2 #22 FS PVC | FT |  | 1 Year | 1.9502 | 5% | 1.8527
25812 | Belden Wire | 8786 060U500 | 4 #24, 2 #22 FS PVC | FT |  | 1 Year | 1.9502 | 5% | 1.8527
25813 | Belden Wire | 8787 060500 | 2 #22, 8 #24 FS PVC | FT |  | 1 Year | 3.7554 | 5% | 3.5676
25814 | Belden Wire | 8787 060U500 | 2 #22, 8 #24 FS PVC | FT |  | 1 Year | 3.7554 | 5% | 3.5676
25815 | Belden Wire | 8788 060500 | 5 #22 PVC FS PVC | FT |  | 1 Year | 2.4055 | 5% | 2.2852
25816 | Belden Wire | 8790 0601000 | 1 PR #18 PVC BRD PVC | FT |  | 1 Year | 1.0342 | 5% | 0.98249
25817 | Belden Wire | 8790 060500 | 1 PR #18 PVC BRD PVC | FT |  | 1 Year | 1.0342 | 5% | 0.98249
25818 | Belden Wire | 8790 0605000 | 1 PR #18 PVC BRD PVC | FT |  | 1 Year | 1.0342 | 5% | 0.98249
25819 | Belden Wire | 8790 060U500 | 1 PR #18 PVC BRD PVC | FT |  | 1 Year | 1.0342 | 5% | 0.98249
25820 | Belden Wire | 8791 0601000 | 3 #18 PVC SRV PVC | FT |  | 1 Year | 1.6786 | 5% | 1.5947
25821 | Belden Wire | 8791 060500 | 3 #18 PVC SRV PVC | FT |  | 1 Year | 1.6786 | 5% | 1.5947
25822 | Belden Wire | 8791 0605000 | 3 #18 PVC SRV PVC | FT |  | 1 Year | 1.6786 | 5% | 1.5947
25823 | Belden Wire | 8794 6061000 | 3 #22 FRPE PVC | FT |  | 1 Year | 0.7074 | 5% | 0.67203
25824 | Belden Wire | 8794 606U1000 | 3 #22 FRPE PVC | FT |  | 1 Year | 0.7074 | 5% | 0.67203
25825 | Belden Wire | 8795 6061000 | 2 #22 FRPE PVC | FT |  | 1 Year | 0.5888 | 5% | 0.55936
25826 | Belden Wire | 8795 606U500 | 2 #22 FRPE PVC | FT |  | 1 Year | 0.5888 | 5% | 0.55936
25827 | Belden Wire | 8806 0101000 | 2 #6 PVC/NYL PVC | FT |  | 1 Year | 4.652 | 5% | 4.4194
25828 | Belden Wire | 8808 0101000 | 2 #8 PVC/NYL PVC | FT |  | 1 Year | 3.2774 | 5% | 3.1135
25829 | Belden Wire | 8808 0105000 | 2 #8 PVC/NYL PVC | FT |  | 1 Year | 3.1819 | 5% | 3.0228
25830 | Belden Wire | 8808H B591000 | 2 #8 PVC/NYL TPE | FT |  | 1 Year | 3.5254 | 5% | 3.3491
25831 | Belden Wire | 8808WB 0101000 | 2 #8 PVC/NYL PVC | FT |  | 1 Year | 3.5992 | 5% | 3.4192
25832 | Belden Wire | 8810 0101000 | 2 #10 PVC/NYL PVC | FT |  | 1 Year | 1.9034 | 5% | 1.8082
25833 | Belden Wire | 88102 0081000 | 2#24 PR FS SOLEF | FT |  | 1 Year | 6.765 | 5% | 6.4267
25834 | Belden Wire | 88102 008500 | 2#24 PR FS SOLEF | FT |  | 1 Year | 6.765 | 5% | 6.4267
25835 | Belden Wire | 88103 0081000 | 3#24 PR FS SOLEF | FT |  | 1 Year | 7.2127 | 5% | 6.8521
25836 | Belden Wire | 88103 008500 | 3#24 PR FS SOLEF | FT |  | 1 Year | 7.2127 | 5% | 6.8521
25837 | Belden Wire | 88104 0081000 | 4#24 PR FS SOLEF | FT |  | 1 Year | 7.9106 | 5% | 7.5151
25838 | Belden Wire | 88104 008500 | 4#24 PR FS SOLEF | FT |  | 1 Year | 7.9106 | 5% | 7.5151
25839 | Belden Wire | 88105 0081000 | 5#24 PR FS SOLEF | FT |  | 1 Year | 8.6421 | 5% | 8.21
25840 | Belden Wire | 88105 008500 | 5#24 PR FS SOLEF | FT |  | 1 Year | 8.6421 | 5% | 8.21
25841 | Belden Wire | 88106 0081000 | 6#24 PR FS SOLEF | FT |  | 1 Year | 12.0122 | 5% | 11.4116
25842 | Belden Wire | 88106 008500 | 6#24 PR FS SOLEF | FT |  | 1 Year | 12.0122 | 5% | 11.4116
25843 | Belden Wire | 88107 0081000 | 7 PR #24 + 1#24 FS SOLEF | FT |  | 1 Year | 15.8456 | 5% | 15.0533
25844 | Belden Wire | 88107 008500 | 7 PR #24 + 1#24 FS SOLEF | FT |  | 1 Year | 15.8456 | 5% | 15.0533
25845 | Belden Wire | 88109 0081000 | 9#24 PR FS SOLEF | FT |  | 1 Year | 19.5938 | 5% | 18.6141
25846 | Belden Wire | 88109 008500 | 9#24 PR FS SOLEF | FT |  | 1 Year | 19.5938 | 5% | 18.6141
25847 | Belden Wire | 8810H B591000 | 2 #10 PVC/NYL TPE | FT |  | 1 Year | 2.4144 | 5% | 2.2937
25848 | Belden Wire | 8810WB 0101000 | 2 #10 PVC/NYL PVC | FT |  | 1 Year | 2.1108 | 5% | 2.0053
25849 | Belden Wire | 88112 0081000 | 12#24 PR + 1#24 FS SOLEF | FT |  | 1 Year | 22.9764 | 5% | 21.8276
25850 | Belden Wire | 88112 008500 | 12#24 PR + 1#24 FS SOLEF | FT |  | 1 Year | 22.9764 | 5% | 21.8276
25851 | Belden Wire | 88118 0081000 | 18#24 PR + 1#24 FS SOLEF | FT |  | 1 Year | 38.339 | 5% | 36.422
25852 | Belden Wire | 88118 008500 | 18#24 PR + 1#24 FS SOLEF | FT |  | 1 Year | 38.339 | 5% | 36.422
25853 | Belden Wire | 8812 0101000 | 2 #12 PVC/NYL PVC | FT |  | 1 Year | 1.2753 | 5% | 1.2115
25854 | Belden Wire | 88125 0081000 | 25#24 PR FS SOLEF | FT |  | 1 Year | 46.6594 | 5% | 44.3264
25855 | Belden Wire | 88125 008500 | 25#24 PR FS SOLEF | FT |  | 1 Year | 46.6594 | 5% | 44.3264
25856 | Belden Wire | 8814 0101000 | 2 #14 PVC/NYL PVC | FT |  | 1 Year | 0.8849 | 5% | 0.84065
25857 | Belden Wire | 88232 0101000 | #20 TRIAX FFEP RG59/U TYPE | FT |  | 1 Year | 6.7483 | 5% | 6.4109
25858 | Belden Wire | 88232 010500 | #20 TRIAX FFEP RG59/U TYPE | FT |  | 1 Year | 6.7483 | 5% | 6.4109
25859 | Belden Wire | 88240 0101000 | #20 COAX FEP RG58/U | FT |  | 1 Year | 2.4763 | 5% | 2.3525
25860 | Belden Wire | 88240 010500 | #20 COAX FEP RG58/U | FT |  | 1 Year | 2.4763 | 5% | 2.3525
25861 | Belden Wire | 88241 0101000 | 23 SH FEP RG-59/U COAX | FT |  | 1 Year | 2.928 | 5% | 2.7816
25862 | Belden Wire | 88241 010500 | 23 SH FEP RG-59/U COAX | FT |  | 1 Year | 2.928 | 5% | 2.7816
25863 | Belden Wire | 88281 0101000 | #20 FEP BRD BRD SLF COAX | FT |  | 1 Year | 5.9816 | 5% | 5.6825
25864 | Belden Wire | 88281 010500 | #20 FEP BRD BRD SLF COAX | FT |  | 1 Year | 5.9816 | 5% | 5.6825
25865 | Belden Wire | 88442 002100 | 2#22 FEP FEP | FT |  | 1 Year | 1.3841 | 5% | 1.3149
25866 | Belden Wire | 88442 0021000 | 2#22 FEP FEP | FT |  | 1 Year | 1.1978 | 5% | 1.1379
25867 | Belden Wire | 88442 002500 | 2#22 FEP FEP | FT |  | 1 Year | 1.1978 | 5% | 1.1379
25868 | Belden Wire | 88444 002100 | 4#22 FEP FEP | FT |  | 1 Year | 1.9778 | 5% | 1.8789
25869 | Belden Wire | 88444 0021000 | 4#22 FEP FEP | FT |  | 1 Year | 1.7108 | 5% | 1.6253
25870 | Belden Wire | 88444 002500 | 4#22 FEP FEP | FT |  | 1 Year | 1.7108 | 5% | 1.6253
25871 | Belden Wire | 88489 0021000 | 4#18 FEP FEP | FT |  | 1 Year | 6.4538 | 5% | 6.1311
25872 | Belden Wire | 88641 002100 | 2#24 FEP FS FEP | FT |  | 1 Year | 2.7172 | 5% | 2.5813
25873 | Belden Wire | 88641 0021000 | 2#24 FEP FS FEP | FT |  | 1 Year | 2.3503 | 5% | 2.2328
25874 | Belden Wire | 88641 002500 | 2#24 FEP FS FEP | FT |  | 1 Year | 2.3503 | 5% | 2.2328
25875 | Belden Wire | 8866 002100 | #18STR 40 KV HIGH VOLT | FT |  | 1 Year | 1.6299 | 5% | 1.5484
25876 | Belden Wire | 8866 002500 | #18 STR 40 KV HIGH VOLT | FT |  | 1 Year | 1.355 | 5% | 1.2873
25877 | Belden Wire | 8866 002U500 | #18 STR 40 KV HIGH VOLT | FT |  | 1 Year | 1.355 | 5% | 1.2873
25878 | Belden Wire | 8868 002500 | #22 STR 25 KV HIGH VOLT | FT |  | 1 Year | 0.7014 | 5% | 0.66633
25879 | Belden Wire | 8869 010100 | 22 STR 17 KV HIGH VOLT | FT |  | 1 Year | 0.7537 | 5% | 0.71601
25880 | Belden Wire | 8869 010500 | 22 STR 17 KV HIGH VOLT | FT |  | 1 Year | 0.5505 | 5% | 0.52297
25881 | Belden Wire | 8870MN 004100 | 5 #18 PO FS PVC | FT |  | 1 Year | 1.6756 | 5% | 1.5918
25882 | Belden Wire | 8870MN 0041000 | 5 #18 PO FS PVC | FT |  | 1 Year | 1.6756 | 5% | 1.5918
25883 | Belden Wire | 8870MN 006100 | 5 #18 PO FS PVC | FT |  | 1 Year | 1.6756 | 5% | 1.5918
25884 | Belden Wire | 8870MN 0061000 | 5 #18 PO FS PVC | FT |  | 1 Year | 1.6756 | 5% | 1.5918
25885 | Belden Wire | 8870MN 008100 | 5 #18 PO FS PVC | FT |  | 1 Year | 1.6756 | 5% | 1.5918
25886 | Belden Wire | 8870MN 0081000 | 5 #18 PO FS PVC | FT |  | 1 Year | 1.6756 | 5% | 1.5918
25887 | Belden Wire | 8871MN 004100 | 7 #18 PO FS PVC | FT |  | 1 Year | 2.2367 | 5% | 2.1249
25888 | Belden Wire | 8871MN 0041000 | 7 #18 PO FS PVC | FT |  | 1 Year | 2.2367 | 5% | 2.1249
25889 | Belden Wire | 8871MN 006100 | 7 #18 PO FS PVC | FT |  | 1 Year | 2.2367 | 5% | 2.1249
25890 | Belden Wire | 8871MN 0061000 | 7 #18 PO FS PVC | FT |  | 1 Year | 2.2367 | 5% | 2.1249
25891 | Belden Wire | 8871MN 008100 | 7 #18 PO FS PVC | FT |  | 1 Year | 2.2367 | 5% | 2.1249
25892 | Belden Wire | 8871MN 0081000 | 7 #18 PO FS PVC | FT |  | 1 Year | 2.2367 | 5% | 2.1249
25893 | Belden Wire | 88723 002100 | 2 SH PR #22 FEP FEP | FT |  | 1 Year | 2.8295 | 5% | 2.688
25894 | Belden Wire | 88723 0021000 | 2 SH PR #22 FEP FEP | FT |  | 1 Year | 2.4472 | 5% | 2.3248
25895 | Belden Wire | 88723 002500 | 2 SH PR #22 FEP FEP | FT |  | 1 Year | 2.4472 | 5% | 2.3248
25896 | Belden Wire | 88723 0025000 | 2 SH PR #22 FEP FEP | FT |  | 1 Year | 2.4472 | 5% | 2.3248
25897 | Belden Wire | 8872MN 004100 | 9 #18 PO FS PVC | FT |  | 1 Year | 2.8011 | 5% | 2.661
25898 | Belden Wire | 8872MN 0041000 | 9 #18 PO FS PVC | FT |  | 1 Year | 2.8011 | 5% | 2.661
25899 | Belden Wire | 8872MN 006100 | 9 #18 PO FS PVC | FT |  | 1 Year | 2.8011 | 5% | 2.661
25900 | Belden Wire | 8872MN 0061000 | 9 #18 PO FS PVC | FT |  | 1 Year | 2.8011 | 5% | 2.661
25901 | Belden Wire | 8872MN 008100 | 9 #18 PO FS PVC | FT |  | 1 Year | 2.8011 | 5% | 2.661
25902 | Belden Wire | 8872MN 0081000 | 9 #18 PO FS PVC | FT |  | 1 Year | 2.8011 | 5% | 2.661
25903 | Belden Wire | 8873MN 004100 | 12 #18 PO FS PVC | FT |  | 1 Year | 3.6386 | 5% | 3.4567
25904 | Belden Wire | 8873MN 0041000 | 12 #18 PO FS PVC | FT |  | 1 Year | 3.6386 | 5% | 3.4567
25905 | Belden Wire | 8873MN 006100 | 12 #18 PO FS PVC | FT |  | 1 Year | 3.6386 | 5% | 3.4567
25906 | Belden Wire | 8873MN 0061000 | 12 #18 PO FS PVC | FT |  | 1 Year | 3.6386 | 5% | 3.4567
25907 | Belden Wire | 8873MN 008100 | 12 #18 PO FS PVC | FT |  | 1 Year | 3.6386 | 5% | 3.4567
25908 | Belden Wire | 8873MN 0081000 | 12 #18 PO FS PVC | FT |  | 1 Year | 3.6386 | 5% | 3.4567
25909 | Belden Wire | 8874MN 004100 | 15 #18 PO FS PVC | FT |  | 1 Year | 4.431 | 5% | 4.2094
25910 | Belden Wire | 8874MN 0041000 | 15 #18 PO FS PVC | FT |  | 1 Year | 4.431 | 5% | 4.2094
25911 | Belden Wire | 8874MN 006100 | 15 #18 PO FS PVC | FT |  | 1 Year | 4.431 | 5% | 4.2094
25912 | Belden Wire | 8874MN 0061000 | .5 #18 PO FS PVC | FT |  | 1 Year | 4.431 | 5% | 4.2094
25913 | Belden Wire | 8874MN 008100 | 15 #18 PO FS PVC | FT |  | 1 Year | 4.431 | 5% | 4.2094
25914 | Belden Wire | 8874MN 0081000 | 15 #18 PO FS PVC | FT |  | 1 Year | 4.431 | 5% | 4.2094
25915 | Belden Wire | 88757 0021000 | 4 PR #22 FEP FEP | FT |  | 1 Year | 8.3423 | 5% | 7.9252
25916 | Belden Wire | 8875MN 004100 | 2 FSPR #18 PO FS PVC | FT |  | 1 Year | 1.4202 | 5% | 1.3492
25917 | Belden Wire | 8875MN 0041000 | 2 FSPR #18 PO FS PVC | FT |  | 1 Year | 1.4202 | 5% | 1.3492
25918 | Belden Wire | 8875MN 006100 | 2 FSPR #18 PO FS PVC | FT |  | 1 Year | 1.4202 | 5% | 1.3492
25919 | Belden Wire | 8875MN 0061000 | 2 FSPR #18 PO FS PVC | FT |  | 1 Year | 1.4202 | 5% | 1.3492
25920 | Belden Wire | 8875MN 008100 | 2 FSPR #18 PO FS PVC | FT |  | 1 Year | 1.4202 | 5% | 1.3492
25921 | Belden Wire | 8875MN 0081000 | 2 FSPR #18 PO FS PVC | FT |  | 1 Year | 1.4202 | 5% | 1.3492
25922 | Belden Wire | 88760 002100 | 2 #18 FEP SH FEP | FT |  | 1 Year | 2.2718 | 5% | 2.1582
25923 | Belden Wire | 88760 0021000 | 2 #18 FEP SH FEP | FT |  | 1 Year | 1.9658 | 5% | 1.8675
25924 | Belden Wire | 88760 00210000 | 2 #18 FEP SH FEP | FT |  | 1 Year | 1.9658 | 5% | 1.8675
25925 | Belden Wire | 88760 00220000 | 2 #18 FEP SH FEP | FT |  | 1 Year | 1.9658 | 5% | 1.8675
25926 | Belden Wire | 88760 002500 | 2 #18 FEP SH FEP | FT |  | 1 Year | 1.9658 | 5% | 1.8675
25927 | Belden Wire | 88760 0025000 | 2 #18 FEP SH FEP | FT |  | 1 Year | 1.9658 | 5% | 1.8675
25928 | Belden Wire | 88760 002U1000 | 2 #18 FEP SH FEP | FT |  | 1 Year | 1.9658 | 5% | 1.8675
25929 | Belden Wire | 88760 002U500 | 2 #18 FEP SH FEP | FT |  | 1 Year | 1.9658 | 5% | 1.8675
25930 | Belden Wire | 88761 002100 | 2#22 FEP FS FEP | FT |  | 1 Year | 2.1765 | 5% | 2.0677
25931 | Belden Wire | 88761 0021000 | 2#22 FEP FS FEP | FT |  | 1 Year | 1.8823 | 5% | 1.7882
25932 | Belden Wire | 88761 002500 | 2#22 FEP FS FEP | FT |  | 1 Year | 1.8823 | 5% | 1.7882
25933 | Belden Wire | 88761 0025000 | 2 #22 FEP FS FEP | FT |  | 1 Year | 1.8823 | 5% | 1.7882
25934 | Belden Wire | 88761 002U1000 | 2 #22 FEP FS FEP | FT |  | 1 Year | 1.8823 | 5% | 1.7882
25935 | Belden Wire | 8876MN 004100 | 5 #20 PO FS PVC | FT |  | 1 Year | 1.4835 | 5% | 1.4093
25936 | Belden Wire | 8876MN 0041000 | 5 #20 PO FS PVC | FT |  | 1 Year | 1.4835 | 5% | 1.4093
25937 | Belden Wire | 8876MN 006100 | 5 #20 PO FS PVC | FT |  | 1 Year | 1.4835 | 5% | 1.4093
25938 | Belden Wire | 8876MN 0061000 | 5 #20 PO FS PVC | FT |  | 1 Year | 1.4835 | 5% | 1.4093
25939 | Belden Wire | 8876MN 008100 | 5 #20 PO FS PVC | FT |  | 1 Year | 1.4835 | 5% | 1.4093
25940 | Belden Wire | 8876MN 0081000 | 5 #20 PO FS PVC | FT |  | 1 Year | 1.4835 | 5% | 1.4093
25941 | Belden Wire | 88770 0021000 | 3 #18 FEP FS FEP | FT |  | 1 Year | 2.6907 | 5% | 2.5562
25942 | Belden Wire | 88770 002500 | 3 #18 FEP FS FEP | FT |  | 1 Year | 2.6907 | 5% | 2.5562
25943 | Belden Wire | 88770 0025000 | 3 #18 FEP FS FEP | FT |  | 1 Year | 2.6907 | 5% | 2.5562
25944 | Belden Wire | 88777 002100 | 3 SH PR #22 FEP FEP | FT |  | 1 Year | 5.0987 | 5% | 4.8438
25945 | Belden Wire | 88777 0021000 | 3 SH PR #22 FEP FEP | FT |  | 1 Year | 4.4112 | 5% | 4.1906
25946 | Belden Wire | 88777 002500 | 3 SH PR #22 FEP FEP | FT |  | 1 Year | 4.4112 | 5% | 4.1906
25947 | Belden Wire | 88777 0025000 | 3 SH PR #22 FEP FEP | FT |  | 1 Year | 4.4112 | 5% | 4.1906
25948 | Belden Wire | 88778 002100 | 6 SH PR #22 FEP FEP | FT |  | 1 Year | 11.1178 | 5% | 10.5619
25949 | Belden Wire | 88778 0021000 | 6 SH PR #22 FEP FEP | FT |  | 1 Year | 9.6177 | 5% | 9.1368
25950 | Belden Wire | 88778 002500 | 6 SH PR #22 FEP FEP | FT |  | 1 Year | 9.6177 | 5% | 9.1368
25951 | Belden Wire | 8877MN 004100 | 7 #20 PO FS PVC | FT |  | 1 Year | 2.0894 | 5% | 1.9849
25952 | Belden Wire | 8877MN 0041000 | 7 #20 PO FS PVC | FT |  | 1 Year | 2.0894 | 5% | 1.9849
25953 | Belden Wire | 8877MN 006100 | 7 #20 PO FS PVC | FT |  | 1 Year | 2.0894 | 5% | 1.9849
25954 | Belden Wire | 8877MN 0061000 | 7 #20 PO FS PVC | FT |  | 1 Year | 2.0894 | 5% | 1.9849
25955 | Belden Wire | 8877MN 008100 | 7 #20 PO FS PVC | FT |  | 1 Year | 2.0894 | 5% | 1.9849
25956 | Belden Wire | 8877MN 0081000 | 7 #20 PO FS PVC | FT |  | 1 Year | 2.0894 | 5% | 1.9849
25957 | Belden Wire | 8878MN 004100 | 9 #20 PO FS PVC | FT |  | 1 Year | 2.6871 | 5% | 2.5527
25958 | Belden Wire | 8878MN 0041000 | 9 #20 PO FS PVC | FT |  | 1 Year | 2.6871 | 5% | 2.5527
25959 | Belden Wire | 8878MN 006100 | 9 #20 PO FS PVC | FT |  | 1 Year | 2.6871 | 5% | 2.5527
25960 | Belden Wire | 8878MN 0061000 | 9 #20 PO FS PVC | FT |  | 1 Year | 2.6871 | 5% | 2.5527
25961 | Belden Wire | 8878MN 008100 | 9 #20 PO FS PVC | FT |  | 1 Year | 2.6871 | 5% | 2.5527
25962 | Belden Wire | 8878MN 0081000 | 9 #20 PO FS PVC | FT |  | 1 Year | 2.6871 | 5% | 2.5527
25963 | Belden Wire | 8880MN 004100 | 12 #20 PO FS PVC | FT |  | 1 Year | 3.587 | 5% | 3.4076
25964 | Belden Wire | 8880MN 0041000 | 12 #20 PO FS PVC | FT |  | 1 Year | 3.587 | 5% | 3.4076
25965 | Belden Wire | 8880MN 006100 | 12 #20 PO FS PVC | FT |  | 1 Year | 3.587 | 5% | 3.4076
25966 | Belden Wire | 8880MN 0061000 | 12 #20 PO FS PVC | FT |  | 1 Year | 3.587 | 5% | 3.4076
25967 | Belden Wire | 8880MN 008100 | 12 #20 PO FS PVC | FT |  | 1 Year | 3.587 | 5% | 3.4076
25968 | Belden Wire | 8880MN 0081000 | 12 #20 PO FS PVC | FT |  | 1 Year | 3.587 | 5% | 3.4076
25969 | Belden Wire | 8881MN 004100 | 15 #20 PO FS PVC | FT |  | 1 Year | 4.1799 | 5% | 3.9709
25970 | Belden Wire | 8881MN 0041000 | 15 #20 PO FS PVC | FT |  | 1 Year | 4.1799 | 5% | 3.9709
25971 | Belden Wire | 8881MN 006100 | 15 #20 PO FS PVC | FT |  | 1 Year | 4.1799 | 5% | 3.9709
25972 | Belden Wire | 8881MN 0061000 | 15 #20 PO FS PVC | FT |  | 1 Year | 4.1799 | 5% | 3.9709
25973 | Belden Wire | 8881MN 008100 | 15 #20 PO FS PVC | FT |  | 1 Year | 4.1799 | 5% | 3.9709
25974 | Belden Wire | 8881MN 0081000 | 15 #20 PO FS PVC | FT |  | 1 Year | 4.1799 | 5% | 3.9709
25975 | Belden Wire | 8882MN 004100 | 5 #22 PO FS PVC | FT |  | 1 Year | 1.1744 | 5% | 1.1157
25976 | Belden Wire | 8882MN 0041000 | 5 #22 PO FS PVC | FT |  | 1 Year | 1.1744 | 5% | 1.1157
25977 | Belden Wire | 8882MN 006100 | 5 #22 PO FS PVC | FT |  | 1 Year | 1.1744 | 5% | 1.1157
25978 | Belden Wire | 8882MN 0061000 | 5 #22 PO FS PVC | FT |  | 1 Year | 1.1744 | 5% | 1.1157
25979 | Belden Wire | 8882MN 008100 | 5 #22 PO FS PVC | FT |  | 1 Year | 1.1744 | 5% | 1.1157
25980 | Belden Wire | 8882MN 0081000 | 5 #22 PO FS PVC | FT |  | 1 Year | 1.1744 | 5% | 1.1157
25981 | Belden Wire | 8883MN 004100 | 7 #22 PO FS PVC | FT |  | 1 Year | 1.65 | 5% | 1.5675
25982 | Belden Wire | 8883MN 0041000 | 7 #22 PO FS PVC | FT |  | 1 Year | 1.65 | 5% | 1.5675
25983 | Belden Wire | 8883MN 006100 | 7 #22 PO FS PVC | FT |  | 1 Year | 1.65 | 5% | 1.5675
25984 | Belden Wire | 8883MN 0061000 | 7 #22 PO FS PVC | FT |  | 1 Year | 1.65 | 5% | 1.5675
25985 | Belden Wire | 8883MN 008100 | 7 #22 PO FS PVC | FT |  | 1 Year | 1.65 | 5% | 1.5675
25986 | Belden Wire | 8883MN 0081000 | 7 #22 PO FS PVC | FT |  | 1 Year | 1.65 | 5% | 1.5675
25987 | Belden Wire | 8884MN 004100 | 9 #22 PO FS PVC | FT |  | 1 Year | 2.1218 | 5% | 2.0157
25988 | Belden Wire | 8884MN 0041000 | 9 #22 PO FS PVC | FT |  | 1 Year | 2.1218 | 5% | 2.0157
25989 | Belden Wire | 8884MN 006100 | 9 #22 PO FS PVC | FT |  | 1 Year | 2.1218 | 5% | 2.0157
25990 | Belden Wire | 8884MN 0061000 | 9 #22 PO FS PVC | FT |  | 1 Year | 2.1218 | 5% | 2.0157
25991 | Belden Wire | 8884MN 008100 | 9 #22 PO FS PVC | FT |  | 1 Year | 2.1218 | 5% | 2.0157
25992 | Belden Wire | 8884MN 0081000 | 9 #22 PO FS PVC | FT |  | 1 Year | 2.1218 | 5% | 2.0157
25993 | Belden Wire | 8885MN 004100 | 12 #22 PO FS PVC | FT |  | 1 Year | 2.8283 | 5% | 2.6869
25994 | Belden Wire | 8885MN 0041000 | 12 #22 PO FS PVC | FT |  | 1 Year | 2.8283 | 5% | 2.6869
25995 | Belden Wire | 8885MN 006100 | 12 #22 PO FS PVC | FT |  | 1 Year | 2.8283 | 5% | 2.6869
25996 | Belden Wire | 8885MN 0061000 | 12 #22 PO FS PVC | FT |  | 1 Year | 2.8283 | 5% | 2.6869
25997 | Belden Wire | 8885MN 008100 | 12 #22 PO FS PVC | FT |  | 1 Year | 2.8283 | 5% | 2.6869
25998 | Belden Wire | 8885MN 0081000 | 12 #22 PO FS PVC | FT |  | 1 Year | 2.8283 | 5% | 2.6869
25999 | Belden Wire | 8886MN 004100 | 15 #22 PO FS PVC | FT |  | 1 Year | 3.5431 | 5% | 3.3659
26000 | Belden Wire | 8886MN 0041000 | 15 #22 PO FS PVC | FT |  | 1 Year | 3.5431 | 5% | 3.3659
26001 | Belden Wire | 8886MN 006100 | 15 #22 PO FS PVC | FT |  | 1 Year | 3.5431 | 5% | 3.3659
26002 | Belden Wire | 8886MN 0061000 | 15 #22 PO FS PVC | FT |  | 1 Year | 3.5431 | 5% | 3.3659
26003 | Belden Wire | 8886MN 008100 | 15 #22 PO FS PVC | FT |  | 1 Year | 3.5431 | 5% | 3.3659
26004 | Belden Wire | 8886MN 0081000 | 15 #22 PO FS PVC | FT |  | 1 Year | 3.5431 | 5% | 3.3659
26005 | Belden Wire | 8888 001250 | 2#18 STR PVC PARALLEL | FT |  | 1 Year | 0.8976 | 5% | 0.85272
26006 | Belden Wire | 8888 001U1000 | 2#18 STR PVC PARALLEL | FT |  | 1 Year | 0.816 | 5% | 0.7752
26007 | Belden Wire | 8890 002100 | #24 STR EPDM RED | FT |  | 1 Year | 0.7876 | 5% | 0.74822
26008 | Belden Wire | 8890 002500 | #24 STR EPDM RED | FT |  | 1 Year | 0.6734 | 5% | 0.63973
26009 | Belden Wire | 8890 010100 | #24 STR EPDM BLK | FT |  | 1 Year | 0.7876 | 5% | 0.74822
26010 | Belden Wire | 8890 010500 | #24 STR EPDM BLK | FT |  | 1 Year | 0.6734 | 5% | 0.63973
26011 | Belden Wire | 8897 002500 | #18 STR SBR RED | FT |  | 1 Year | 1.2817 | 5% | 1.2176
26012 | Belden Wire | 8897 002U500 | #18 STR SBR RED | FT |  | 1 Year | 1.2817 | 5% | 1.2176
26013 | Belden Wire | 8897 010500 | #18 STR SBR BLK | FT |  | 1 Year | 1.2817 | 5% | 1.2176
26014 | Belden Wire | 8897 010U500 | #18 STR SBR BLK | FT |  | 1 Year | 1.2817 | 5% | 1.2176
26015 | Belden Wire | 8898 002100 | #18 STR EPDM RED | FT |  | 1 Year | 1.6025 | 5% | 1.5224
26016 | Belden Wire | 8898 002500 | #18 STR EPDM RED | FT |  | 1 Year | 1.32 | 5% | 1.254
26017 | Belden Wire | 8898 010100 | #18 STR EPDM BLK | FT |  | 1 Year | 1.6025 | 5% | 1.5224
26018 | Belden Wire | 8898 010500 | #18 STR EPDM BLK | FT |  | 1 Year | 1.32 | 5% | 1.254
26019 | Belden Wire | 8899 002100 | #18 STR EPDM RED | FT |  | 1 Year | 1.1697 | 5% | 1.1112
26020 | Belden Wire | 8899 0021000 | #18 STR EPDM RED | FT |  | 1 Year | 0.8604 | 5% | 0.81738
26021 | Belden Wire | 8899 00225 | #18 STR EPDM RED | FT |  | 1 Year | 1.5227 | 5% | 1.4466
26022 | Belden Wire | 8899 002500 | #18 STR EPDM RED | FT |  | 1 Year | 0.8604 | 5% | 0.81738
26023 | Belden Wire | 8899 002U1000 | 18 STR EPDM RED | FT |  | 1 Year | 0.8604 | 5% | 0.81738
26024 | Belden Wire | 8899 002U500 | 18 STR EPDM RED | FT |  | 1 Year | 0.8604 | 5% | 0.81738
26025 | Belden Wire | 8899 004100 | #18 STR EPDM YEL | FT |  | 1 Year | 1.1697 | 5% | 1.1112
26026 | Belden Wire | 8899 004500 | #18 STR EPDM YEL | FT |  | 1 Year | 0.8604 | 5% | 0.81738
26027 | Belden Wire | 8899 005100 | #18 STR EPDM DGRN | FT |  | 1 Year | 1.1697 | 5% | 1.1112
26028 | Belden Wire | 8899 005500 | #18 STR EPDM DGRN | FT |  | 1 Year | 0.8604 | 5% | 0.81738
26029 | Belden Wire | 8899 006100 | #18 STR EPDM LBLU | FT |  | 1 Year | 1.1697 | 5% | 1.1112
26030 | Belden Wire | 8899 006500 | #18 STR EPDM LBLU | FT |  | 1 Year | 0.8604 | 5% | 0.81738
26031 | Belden Wire | 8899 009100 | #18 STR EPDM WHT | FT |  | 1 Year | 1.1697 | 5% | 1.1112
26032 | Belden Wire | 8899 009500 | #18 STR EPDM WHT | FT |  | 1 Year | 0.8604 | 5% | 0.81738
26033 | Belden Wire | 8899 010100 | 18 STR EPDM BLK | FT |  | 1 Year | 1.1697 | 5% | 1.1112
26034 | Belden Wire | 8899 0101000 | #18 STR EPDM BLK | FT |  | 1 Year | 0.8604 | 5% | 0.81738
26035 | Belden Wire | 8899 01025 | 18 STR EPDM BLK | FT |  | 1 Year | 1.5227 | 5% | 1.4466
26036 | Belden Wire | 8899 010500 | #18 STR EPDM BLK | FT |  | 1 Year | 0.8604 | 5% | 0.81738
26037 | Belden Wire | 8899 010U1000 | #18 STR EPDM BLK | FT |  | 1 Year | 0.8604 | 5% | 0.81738
26038 | Belden Wire | 8899 010U500 | 18 STR EPDM BLK | FT |  | 1 Year | 0.8604 | 5% | 0.81738
26039 | Belden Wire | 8908 001250 | #8 STR PVC BRN | FT |  | 1 Year | 7.0658 | 5% | 6.7125
26040 | Belden Wire | 8908 005250 | #8 STR PVC DGRN | FT |  | 1 Year | 7.0658 | 5% | 6.7125
26041 | Belden Wire | 8908 0071500 | #8 STR PVC VIO | FT |  | 1 Year | 6.3604 | 5% | 6.0424
26042 | Belden Wire | 8908 0101500 | #8 STR PVC BLK | FT |  | 1 Year | 6.3604 | 5% | 6.0424
26043 | Belden Wire | 8908 010250 | #8 STR PVC BLK | FT |  | 1 Year | 7.0658 | 5% | 6.7125
26044 | Belden Wire | 8908 013250 | #8 STR PVC DBLU | FT |  | 1 Year | 7.0658 | 5% | 6.7125
26045 | Belden Wire | 8910 0012000 | #10 STR PVC BRN | FT |  | 1 Year | 2.0728 | 5% | 1.9692
26046 | Belden Wire | 8910 002500 | #10 STR PVC RED | FT |  | 1 Year | 2.301 | 5% | 2.186
26047 | Belden Wire | 8910 005500 | #10 STR PVC DGRN | FT |  | 1 Year | 2.301 | 5% | 2.186
26048 | Belden Wire | 8910 009500 | #10 STR PVC WHT | FT |  | 1 Year | 2.301 | 5% | 2.186
26049 | Belden Wire | 8910 0102000 | #10 STR PVC BLK | FT |  | 1 Year | 2.0728 | 5% | 1.9692
26050 | Belden Wire | 8910 010500 | #10 STR PVC BLK | FT |  | 1 Year | 2.301 | 5% | 2.186
26051 | Belden Wire | 8910 013500 | #10 STR PVC DBLU | FT |  | 1 Year | 2.301 | 5% | 2.186
26052 | Belden Wire | 8910-0100 | GANGING KIT,CABINET,4EA 5/16 | EA |  | 1 Year | 6.31 | 5% | 5.9945
26053 | Belden Wire | 8911-0100 | 10-32 X 1/2 SCREW PHP BLK (50) | EA |  | 1 Year | 11.36 | 5% | 10.792
26054 | Belden Wire | 8911-0100-01 | SEM 10-32 X 1 PHP BAG OF 20 | EA |  | 1 Year | 10.55 | 5% | 10.0225
26055 | Belden Wire | 89120 0101000 | #18 FFEP SH FEP | FT |  | 1 Year | 3.9744 | 5% | 3.7757
26056 | Belden Wire | 8913-0100 | M6 CAGENUT (50) | EA |  | 1 Year | 34.08 | 5% | 32.376
26057 | Belden Wire | 8913-0220 | M6 CAGENUT (20) | EA |  | 1 Year | 11.65 | 5% | 11.0675
26058 | Belden Wire | 8913-0320 | M6 CLIP NUT (20) | EA |  | 1 Year | 30.73 | 5% | 29.1935
26059 | Belden Wire | 8914-0100 | M6 SCREW (50) | EA |  | 1 Year | 16.41 | 5% | 15.5895
26060 | Belden Wire | 8915 0091000 | #18 SOL PVC WHT | FT |  | 1 Year | 0.2756 | 5% | 0.26182
26061 | Belden Wire | 8915 0131000 | #18 SOL PVC DBLU | FT |  | 1 Year | 0.2756 | 5% | 0.26182
26062 | Belden Wire | 8915-0100 | 10-32 CAGENUT (50) | EA |  | 1 Year | 49.23 | 5% | 46.7685
26063 | Belden Wire | 8915-0220 | 10-32 CAGE NUT (20) | EA |  | 1 Year | 11.71 | 5% | 11.1245
26064 | Belden Wire | 8915-0320 | 10-32 CLIP NUT (20) | EA |  | 1 Year | 16.09 | 5% | 15.2855
26065 | Belden Wire | 8916 001100 | 14 STR PVC BRN | FT |  | 1 Year | 1.3571 | 5% | 1.2892
26066 | Belden Wire | 8916 0014000 | 14 STR PVC BRN | FT |  | 1 Year | 1.0033 | 5% | 0.95314
26067 | Belden Wire | 8916 001500 | 14 STR PVC BRN | FT |  | 1 Year | 1.101 | 5% | 1.0459
26068 | Belden Wire | 8916 002100 | 14 STR PVC RED | FT |  | 1 Year | 1.3571 | 5% | 1.2892
26069 | Belden Wire | 8916 0024000 | 14 STR PVC RED | FT |  | 1 Year | 1.0033 | 5% | 0.95314
26070 | Belden Wire | 8916 002500 | 14 STR PVC RED | FT |  | 1 Year | 1.101 | 5% | 1.0459
26071 | Belden Wire | 8916 003100 | 14 STR PVC ORG | FT |  | 1 Year | 1.3571 | 5% | 1.2892
26072 | Belden Wire | 8916 003500 | 14 STR PVC ORG | FT |  | 1 Year | 1.101 | 5% | 1.0459
26073 | Belden Wire | 8916 004100 | 14 STR PVC YEL | FT |  | 1 Year | 1.3571 | 5% | 1.2892
26074 | Belden Wire | 8916 004500 | 14 STR PVC YEL | FT |  | 1 Year | 1.101 | 5% | 1.0459
26075 | Belden Wire | 8916 005100 | 14 STR PVC D GRN | FT |  | 1 Year | 1.3571 | 5% | 1.2892
26076 | Belden Wire | 8916 0054000 | 14 STR PVC DGRN | FT |  | 1 Year | 1.0033 | 5% | 0.95314
26077 | Belden Wire | 8916 005500 | 14 STR PVC D GRN | FT |  | 1 Year | 1.101 | 5% | 1.0459
26078 | Belden Wire | 8916 007500 | '14 STR PVC VIO | FT |  | 1 Year | 1.101 | 5% | 1.0459
26079 | Belden Wire | 8916 008500 | #14 STR PVC GRY | FT |  | 1 Year | 1.101 | 5% | 1.0459
26080 | Belden Wire | 8916 009100 | 14 STR PVC WHT | FT |  | 1 Year | 1.3571 | 5% | 1.2892
26081 | Belden Wire | 8916 009500 | 14 STR PVC WHT | FT |  | 1 Year | 1.101 | 5% | 1.0459
26082 | Belden Wire | 8916 010100 | 14 STR PVC BLK | FT |  | 1 Year | 1.3571 | 5% | 1.2892
26083 | Belden Wire | 8916 0104000 | #14 STR PVC BLK | FT |  | 1 Year | 1.0033 | 5% | 0.95314
26084 | Belden Wire | 8916 010500 | 14 STR PVC BLK | FT |  | 1 Year | 1.101 | 5% | 1.0459
26085 | Belden Wire | 8916 013100 | 14 STR PVC D BLU | FT |  | 1 Year | 1.3571 | 5% | 1.2892
26086 | Belden Wire | 8916 013500 | 14 STR PVC D BLU | FT |  | 1 Year | 1.101 | 5% | 1.0459
26087 | Belden Wire | 8916 189100 | 14 STR PVC GRN/YEL | FT |  | 1 Year | 1.362 | 5% | 1.2939
26088 | Belden Wire | 8916 189500 | 14 STR PVC GRN/YEL | FT |  | 1 Year | 1.1185 | 5% | 1.0626
26089 | Belden Wire | 8917 001100 | 16 STR PVC BRN | FT |  | 1 Year | 0.9366 | 5% | 0.88977
26090 | Belden Wire | 8917 0011000 | 16 STR PVC BRN | FT |  | 1 Year | 0.7665 | 5% | 0.72817
26091 | Belden Wire | 8917 002100 | 16 STR PVC RED | FT |  | 1 Year | 0.9366 | 5% | 0.88977
26092 | Belden Wire | 8917 0021000 | 16 STR PVC RED | FT |  | 1 Year | 0.7665 | 5% | 0.72817
26093 | Belden Wire | 8917 002500 | 16 STR PVC RED | FT |  | 1 Year | 0.7665 | 5% | 0.72817
26094 | Belden Wire | 8917 0025000 | #16 STR PVC RED | FT |  | 1 Year | 0.6316 | 5% | 0.60002
26095 | Belden Wire | 8917 003100 | 16 STR PVC ORG | FT |  | 1 Year | 0.9366 | 5% | 0.88977
26096 | Belden Wire | 8917 0031000 | 16 STR PVC ORG | FT |  | 1 Year | 0.7665 | 5% | 0.72817
26097 | Belden Wire | 8917 004100 | 16 STR PVC YEL | FT |  | 1 Year | 0.9366 | 5% | 0.88977
26098 | Belden Wire | 8917 0041000 | 16 STR PVC YEL | FT |  | 1 Year | 0.7665 | 5% | 0.72817
26099 | Belden Wire | 8917 005100 | 16 STR PVC DGRN | FT |  | 1 Year | 0.9366 | 5% | 0.88977
26100 | Belden Wire | 8917 0051000 | 16 STR PVC DGRN | FT |  | 1 Year | 0.7665 | 5% | 0.72817
26101 | Belden Wire | 8917 005500 | 16 STR PVC DGRN | FT |  | 1 Year | 0.7665 | 5% | 0.72817
26102 | Belden Wire | 8917 0071000 | #16 STR PVC VIO | FT |  | 1 Year | 0.7665 | 5% | 0.72817
26103 | Belden Wire | 8917 0081000 | #16 STR PVC GRY | FT |  | 1 Year | 0.7665 | 5% | 0.72817
26104 | Belden Wire | 8917 009100 | 16 STR PVC WHT | FT |  | 1 Year | 0.9366 | 5% | 0.88977
26105 | Belden Wire | 8917 0091000 | 16 STR PVC WHT | FT |  | 1 Year | 0.7665 | 5% | 0.72817
26106 | Belden Wire | 8917 009500 | 16 STR PVC WHT | FT |  | 1 Year | 0.7665 | 5% | 0.72817
26107 | Belden Wire | 8917 0095000 | #16 STR PVC WHT | FT |  | 1 Year | 0.6316 | 5% | 0.60002
26108 | Belden Wire | 8917 010100 | 16 STR PVC BLK | FT |  | 1 Year | 0.9366 | 5% | 0.88977
26109 | Belden Wire | 8917 0101000 | 16 STR PVC BLK | FT |  | 1 Year | 0.7665 | 5% | 0.72817
26110 | Belden Wire | 8917 010500 | 16 STR PVC BLK | FT |  | 1 Year | 0.7665 | 5% | 0.72817
26111 | Belden Wire | 8917 0105000 | #16 STR PVC BLK | FT |  | 1 Year | 0.6316 | 5% | 0.60002
26112 | Belden Wire | 8917 013100 | 16 STR PVC DBLU | FT |  | 1 Year | 0.9366 | 5% | 0.88977
26113 | Belden Wire | 8917 0131000 | 16 STR PVC DBLU | FT |  | 1 Year | 0.7665 | 5% | 0.72817
26114 | Belden Wire | 8917 013500 | 16 STR PVC DBLU | FT |  | 1 Year | 0.7665 | 5% | 0.72817
26115 | Belden Wire | 8917 0135000 | #16 STR PVC DBLU | FT |  | 1 Year | 0.6316 | 5% | 0.60002
26116 | Belden Wire | 8917 189100 | 16 STR PVC GRN/YEL | FT |  | 1 Year | 0.9449 | 5% | 0.89765
26117 | Belden Wire | 8917 1891000 | 16 STR PVC GRN/YEL | FT |  | 1 Year | 0.7746 | 5% | 0.73587
26118 | Belden Wire | 8917-0100 | 12-24 X 1/2 SCREW PHP BLK (50) | EA |  | 1 Year | 16.46 | 5% | 15.637
26119 | Belden Wire | 8917-0320 | 12-24 CLIP NUT (20) | EA |  | 1 Year | 19.03 | 5% | 18.0785
26120 | Belden Wire | 8918 001100 | 18 STR PVC BRN | FT |  | 1 Year | 0.7546 | 5% | 0.71687
26121 | Belden Wire | 8918 0011000 | 18 STR PVC BRN | FT |  | 1 Year | 0.5175 | 5% | 0.49162
26122 | Belden Wire | 8918 002100 | 18 STR PVC RED | FT |  | 1 Year | 0.7546 | 5% | 0.71687
26123 | Belden Wire | 8918 0021000 | 18 STR PVC RED | FT |  | 1 Year | 0.5175 | 5% | 0.49162
26124 | Belden Wire | 8918 0025000 | #18 STR PVC RED | FT |  | 1 Year | 0.4619 | 5% | 0.4388
26125 | Belden Wire | 8918 003100 | 18 STR PVC ORG | FT |  | 1 Year | 0.7546 | 5% | 0.71687
26126 | Belden Wire | 8918 0031000 | 18 STR PVC ORG | FT |  | 1 Year | 0.5175 | 5% | 0.49162
26127 | Belden Wire | 8918 004100 | 18 STR PVC YEL | FT |  | 1 Year | 0.7546 | 5% | 0.71687
26128 | Belden Wire | 8918 0041000 | 18 STR PVC YEL | FT |  | 1 Year | 0.5175 | 5% | 0.49162
26129 | Belden Wire | 8918 0045000 | #18 STR PVC YEL | FT |  | 1 Year | 0.4619 | 5% | 0.4388
26130 | Belden Wire | 8918 005100 | 18 STR PVC GRN | FT |  | 1 Year | 0.7546 | 5% | 0.71687
26131 | Belden Wire | 8918 0051000 | 18 STR PVC GRN | FT |  | 1 Year | 0.5175 | 5% | 0.49162
26132 | Belden Wire | 8918 0055000 | #18 STR PVC DGRN | FT |  | 1 Year | 0.4619 | 5% | 0.4388
26133 | Belden Wire | 8918 0071000 | #18 STR PVC VIO | FT |  | 1 Year | 0.5175 | 5% | 0.49162
26134 | Belden Wire | 8918 0081000 | #18 STR PVC GRY | FT |  | 1 Year | 0.5175 | 5% | 0.49162
26135 | Belden Wire | 8918 0085000 | #18 STR PVC GRY | FT |  | 1 Year | 0.4619 | 5% | 0.4388
26136 | Belden Wire | 8918 009100 | 18 STR PVC WHT | FT |  | 1 Year | 0.7546 | 5% | 0.71687
26137 | Belden Wire | 8918 0091000 | 18 STR PVC WHT | FT |  | 1 Year | 0.5175 | 5% | 0.49162
26138 | Belden Wire | 8918 0095000 | #18 STR PVC WHT | FT |  | 1 Year | 0.4619 | 5% | 0.4388
26139 | Belden Wire | 8918 010100 | 18 STR PVC BLK | FT |  | 1 Year | 0.7546 | 5% | 0.71687
26140 | Belden Wire | 8918 0101000 | 18 STR PVC BLK | FT |  | 1 Year | 0.5175 | 5% | 0.49162
26141 | Belden Wire | 8918 0105000 | #18 STR PVC BLK | FT |  | 1 Year | 0.4619 | 5% | 0.4388
26142 | Belden Wire | 8918 013100 | 18 STR PVC D BLU | FT |  | 1 Year | 0.7546 | 5% | 0.71687
26143 | Belden Wire | 8918 0131000 | 18 STR PVC D BLU | FT |  | 1 Year | 0.5175 | 5% | 0.49162
26144 | Belden Wire | 8918 0135000 | #18 STR PVC DBLU | FT |  | 1 Year | 0.4619 | 5% | 0.4388
26145 | Belden Wire | 8918 189100 | 18 STR PVC GRN/YEL | FT |  | 1 Year | 0.7639 | 5% | 0.7257
26146 | Belden Wire | 8918 1891000 | 18 STR PVC GRN/YEL | FT |  | 1 Year | 0.5261 | 5% | 0.49979
26147 | Belden Wire | 89182 0085000 | 2 #22 FFEP FS FEP | FT |  | 1 Year | 6.2603 | 5% | 5.9473
26148 | Belden Wire | 89182 0101000 | 2 #22 FFEP FS FEP | FT |  | 1 Year | 6.2603 | 5% | 5.9473
26149 | Belden Wire | 89182 010500 | 2 #22 FFEP FS FEP | FT |  | 1 Year | 6.2603 | 5% | 5.9473
26150 | Belden Wire | 89182 0105000 | 2 #22 FFEP FS FEP | FT |  | 1 Year | 6.2603 | 5% | 5.9473
26151 | Belden Wire | 8919 0011000 | 20 STR PVC BRN | FT |  | 1 Year | 0.4125 | 5% | 0.39187
26152 | Belden Wire | 8919 002100 | 20 STR PVC RED | FT |  | 1 Year | 0.582 | 5% | 0.5529
26153 | Belden Wire | 8919 0021000 | 20 STR PVC RED | FT |  | 1 Year | 0.4125 | 5% | 0.39187
26154 | Belden Wire | 8919 0031000 | 20 STR PVC ORG | FT |  | 1 Year | 0.4125 | 5% | 0.39187
26155 | Belden Wire | 8919 004100 | 20 STR PVC YEL | FT |  | 1 Year | 0.582 | 5% | 0.5529
26156 | Belden Wire | 8919 0041000 | 20 STR PVC YEL | FT |  | 1 Year | 0.4125 | 5% | 0.39187
26157 | Belden Wire | 8919 005100 | 20 STR PVC GRN | FT |  | 1 Year | 0.582 | 5% | 0.5529
26158 | Belden Wire | 8919 0051000 | 20 STR PVC GRN | FT |  | 1 Year | 0.4125 | 5% | 0.39187
26159 | Belden Wire | 8919 0071000 | #20 STR PVC VIO | FT |  | 1 Year | 0.4125 | 5% | 0.39187
26160 | Belden Wire | 8919 0081000 | #20 STR PVC GRY | FT |  | 1 Year | 0.4125 | 5% | 0.39187
26161 | Belden Wire | 8919 009100 | 20 STR PVC WHT | FT |  | 1 Year | 0.582 | 5% | 0.5529
26162 | Belden Wire | 8919 0091000 | 20 STR PVC WHT | FT |  | 1 Year | 0.4125 | 5% | 0.39187
26163 | Belden Wire | 8919 010100 | 20 STR PVC BLK | FT |  | 1 Year | 0.582 | 5% | 0.5529
26164 | Belden Wire | 8919 0101000 | 20 STR PVC BLK | FT |  | 1 Year | 0.4125 | 5% | 0.39187
26165 | Belden Wire | 8919 0105000 | #20 STR PVC BLK | FT |  | 1 Year | 0.34 | 5% | 0.323
26166 | Belden Wire | 8919 013100 | 20 STR PVC DK.BLU | FT |  | 1 Year | 0.582 | 5% | 0.5529
26167 | Belden Wire | 8919 0131000 | 20 STR PVC DK.BLU | FT |  | 1 Year | 0.4125 | 5% | 0.39187
26168 | Belden Wire | 8919 0135000 | 20 STR PVC DBLU | FT |  | 1 Year | 0.34 | 5% | 0.323
26169 | Belden Wire | 8920 0011000 | 22 STR PVC BRN | FT |  | 1 Year | 0.319 | 5% | 0.30305
26170 | Belden Wire | 8920 002100 | 22 STR PVC RED | FT |  | 1 Year | 0.4531 | 5% | 0.43044
26171 | Belden Wire | 8920 0021000 | 22 STR PVC RED | FT |  | 1 Year | 0.319 | 5% | 0.30305
26172 | Belden Wire | 8920 0025000 | 22 STR PVC RED | FT |  | 1 Year | 0.2565 | 5% | 0.24368
26173 | Belden Wire | 8920 0031000 | 22 STR PVC ORG | FT |  | 1 Year | 0.319 | 5% | 0.30305
26174 | Belden Wire | 8920 004100 | 22 STR PVC YEL | FT |  | 1 Year | 0.4531 | 5% | 0.43044
26175 | Belden Wire | 8920 0041000 | 22 STR PVC YEL | FT |  | 1 Year | 0.319 | 5% | 0.30305
26176 | Belden Wire | 8920 0051000 | 22 STR PVC GRN | FT |  | 1 Year | 0.319 | 5% | 0.30305
26177 | Belden Wire | 8920 0071000 | #22 STR PVC VIO | FT |  | 1 Year | 0.319 | 5% | 0.30305
26178 | Belden Wire | 8920 0081000 | #22 STR PVC GRY | FT |  | 1 Year | 0.319 | 5% | 0.30305
26179 | Belden Wire | 8920 009100 | 22 STR PVC WHITE | FT |  | 1 Year | 0.4531 | 5% | 0.43044
26180 | Belden Wire | 8920 0091000 | 22 STR PVC WHITE | FT |  | 1 Year | 0.319 | 5% | 0.30305
26181 | Belden Wire | 8920 010100 | 22 STR PVC BLK | FT |  | 1 Year | 0.4531 | 5% | 0.43044
26182 | Belden Wire | 8920 0101000 | 22 STR PVC BLK | FT |  | 1 Year | 0.319 | 5% | 0.30305
26183 | Belden Wire | 8920 0105000 | #22 STR PVC BLK | FT |  | 1 Year | 0.2565 | 5% | 0.24368
26184 | Belden Wire | 8920 013100 | 22 STR PVC D BLU | FT |  | 1 Year | 0.4531 | 5% | 0.43044
26185 | Belden Wire | 8920 0131000 | 22 STR PVC D BLU | FT |  | 1 Year | 0.319 | 5% | 0.30305
26186 | Belden Wire | 89207 010100 | 2#20 FEP FEP SH FEP | FT |  | 1 Year | 6.198 | 5% | 5.8881
26187 | Belden Wire | 89207 0101000 | 2#20 FEP FEP SH FEP | FT |  | 1 Year | 5.2146 | 5% | 4.9539
26188 | Belden Wire | 89207 010500 | 2#20 FEP FEP SH FEP | FT |  | 1 Year | 5.2146 | 5% | 4.9539
26189 | Belden Wire | 89248 0101000 | #18 FFEP RG 6/U COAX | FT |  | 1 Year | 4.505 | 5% | 4.2797
26190 | Belden Wire | 89248 0102000 | #18 FFEP RG 6/U COAX | FT |  | 1 Year | 4.505 | 5% | 4.2797
26191 | Belden Wire | 89248 010500 | #18 FFEP RG 6/U COAX | FT |  | 1 Year | 4.505 | 5% | 4.2797
26192 | Belden Wire | 89259 010100 | #22 COAX FEP RG59/U | FT |  | 1 Year | 4.5186 | 5% | 4.2927
26193 | Belden Wire | 89259 0101000 | #22 COAX FEP RG59/U | FT |  | 1 Year | 3.9896 | 5% | 3.7901
26194 | Belden Wire | 89259 010500 | #22 COAX FEP RG59/U | FT |  | 1 Year | 3.9896 | 5% | 3.7901
26195 | Belden Wire | 89269 0091000 | #22 COAX FEP RG62A/U | FT |  | 1 Year | 2.8849 | 5% | 2.7407
26196 | Belden Wire | 89269 010100 | #22 COAX FEP RG62A/U | FT |  | 1 Year | 3.4289 | 5% | 3.2575
26197 | Belden Wire | 89269 0101000 | #22 COAX FEP RG62A/U | FT |  | 1 Year | 2.8849 | 5% | 2.7407
26198 | Belden Wire | 89269 010500 | #22 COAX FEP RG62A/U | FT |  | 1 Year | 2.8849 | 5% | 2.7407
26199 | Belden Wire | 89272 0061000 | 2#20 FEP BRD FEP 78 OHM | FT |  | 1 Year | 5.4673 | 5% | 5.1939
26200 | Belden Wire | 89272 006500 | 2#20 FEP BRD FEP 78 OHM | FT |  | 1 Year | 5.4673 | 5% | 5.1939
26201 | Belden Wire | 89292 0101000 | #14 COAX FEP RG11/U | FT |  | 1 Year | 6.173 | 5% | 5.8643
26202 | Belden Wire | 89292 010500 | #14 COAX FEP RG11/U | FT |  | 1 Year | 6.173 | 5% | 5.8643
26203 | Belden Wire | 89418 002100 | 4#18 FEP FS FEP | FT |  | 1 Year | 6.2301 | 5% | 5.9186
26204 | Belden Wire | 89418 0021000 | 4#18 FEP FS FEP | FT |  | 1 Year | 5.3894 | 5% | 5.1199
26205 | Belden Wire | 89418 002500 | 4#18 FEP FS FEP | FT |  | 1 Year | 5.3894 | 5% | 5.1199
26206 | Belden Wire | 89418 0025000 | 4#18 FEP FS FEP | FT |  | 1 Year | 5.3894 | 5% | 5.1199
26207 | Belden Wire | 89463 0061000 | 2 #20 FEP FS BRD FEP | FT |  | 1 Year | 3.7815 | 5% | 3.5924
26208 | Belden Wire | 89463 0062500 | 2 #20 FEP FS BRD FEP | FT |  | 1 Year | 3.7815 | 5% | 3.5924
26209 | Belden Wire | 89503 002100 | 3 PR #24 FEP FS FEP | FT |  | 1 Year | 5.8802 | 5% | 5.5862
26210 | Belden Wire | 89503 0021000 | 3 PR #24 FEP FS FEP | FT |  | 1 Year | 5.0868 | 5% | 4.8325
26211 | Belden Wire | 89503 002500 | 3 PR #24 FEP FS FEP | FT |  | 1 Year | 5.0868 | 5% | 4.8325
26212 | Belden Wire | 89504 0021000 | 4 PR #24 FS FEP FEP | FT |  | 1 Year | 5.1652 | 5% | 4.9069
26213 | Belden Wire | 89504 002500 | 4 PR #24 FS FEP FEP | FT |  | 1 Year | 5.1652 | 5% | 4.9069
26214 | Belden Wire | 89505 002100 | 5 PR #24 FEP FS FEP | FT |  | 1 Year | 7.6745 | 5% | 7.2908
26215 | Belden Wire | 89505 0021000 | 5 PR #24 FEP FS FEP | FT |  | 1 Year | 6.6388 | 5% | 6.3069
26216 | Belden Wire | 89555 3681000 | 2#23FEP BRD PRL FEP COAX | FT |  | 1 Year | 10.2178 | 5% | 9.7069
26217 | Belden Wire | 89696 0101000 | 2 PR #22 FEP SH FEP | FT |  | 1 Year | 6.206 | 5% | 5.8957
26218 | Belden Wire | 89705 0081000 | 5 #24 FS PR FFEP SLF | FT |  | 1 Year | 11.6409 | 5% | 11.0589
26219 | Belden Wire | 89705 008500 | 5 #24 FS PR FFEP SLF | FT |  | 1 Year | 11.6409 | 5% | 11.0589
26220 | Belden Wire | 89728 0081000 | 4 SH PR #24 FFEP SLF | FT |  | 1 Year | 9.6149 | 5% | 9.1342
26221 | Belden Wire | 89728 008500 | 4 SH PR #24 FFEP SLF | FT |  | 1 Year | 9.6149 | 5% | 9.1342
26222 | Belden Wire | 89729 0081000 | 2 SH PR #24 FFEP SLF | FT |  | 1 Year | 5.855 | 5% | 5.5623
26223 | Belden Wire | 89729 008500 | 2 SH PR #24 FFEP SLF | FT |  | 1 Year | 5.855 | 5% | 5.5623
26224 | Belden Wire | 89729 0085000 | 2 SH PR #24 FFEP SLF | FT |  | 1 Year | 5.855 | 5% | 5.5623
26225 | Belden Wire | 89730 0081000 | 3 SH PR #24 FFEP SLF | FT |  | 1 Year | 7.4659 | 5% | 7.0926
26226 | Belden Wire | 89730 008500 | 3 SH PR #24 FFEP SLF | FT |  | 1 Year | 7.4659 | 5% | 7.0926
26227 | Belden Wire | 89731 0081000 | 6 FS PR #24 FFEP SLF | FT |  | 1 Year | 15.651 | 5% | 14.8684
26228 | Belden Wire | 89732 0081000 | 9 #24 FS PR FFEP SLF | FT |  | 1 Year | 22.5117 | 5% | 21.3861
26229 | Belden Wire | 89734 0081000 | 12 #24 FS PR FFEP SLF | FT |  | 1 Year | 32.7802 | 5% | 31.1412
26230 | Belden Wire | 89734 008500 | 12 #24 FS PR FFEP SLF | FT |  | 1 Year | 32.7802 | 5% | 31.1412
26231 | Belden Wire | 89740 002100 | 2#18 FEP FEP | FT |  | 1 Year | 3.0577 | 5% | 2.9048
26232 | Belden Wire | 89740 0021000 | 2#18 FEP FEP | FT |  | 1 Year | 2.6453 | 5% | 2.513
26233 | Belden Wire | 89740 0023000 | 2#18 FEP FEP | FT |  | 1 Year | 2.6453 | 5% | 2.513
26234 | Belden Wire | 89740 002500 | 2#18 FEP FEP | FT |  | 1 Year | 2.6453 | 5% | 2.513
26235 | Belden Wire | 89740 0025000 | 2#18 FEP FEP | FT |  | 1 Year | 2.6453 | 5% | 2.513
26236 | Belden Wire | 89757 0081000 | 7 #24 FS PR FFEP SLF | FT |  | 1 Year | 17.9001 | 5% | 17.0051
26237 | Belden Wire | 89758 0081000 | 18 FS PR #24 FFEP SLF | FT |  | 1 Year | 50.6878 | 5% | 48.1534
26238 | Belden Wire | 89841 0021000 | 1 PR #24 FFEPR SH FEP | FT |  | 1 Year | 3.76 | 5% | 3.572
26239 | Belden Wire | 89841 002500 | 1 PR #24 FFEPR SH FEP | FT |  | 1 Year | 3.76 | 5% | 3.572
26240 | Belden Wire | 89841 0025000 | 1 PR #24 FFEPR SH FEP | FT |  | 1 Year | 3.76 | 5% | 3.572
26241 | Belden Wire | 89842 0021000 | 2 PR #24 FFEPR SH FEP | FT |  | 1 Year | 6.0698 | 5% | 5.7663
26242 | Belden Wire | 89842 002500 | 2 PR #24 FFEPR SH FEP | FT |  | 1 Year | 6.0698 | 5% | 5.7663
26243 | Belden Wire | 89855 0101000 | 2 PR #22 FEP SH FEP | FT |  | 1 Year | 7.4886 | 5% | 7.1142
26244 | Belden Wire | 89880 0031000 | #11H FFEP SH SOL COAX | FT |  | 1 Year | 7.0196 | 5% | 6.6686
26245 | Belden Wire | 89880 0031640 | #11H FFEP SH SOL COAX | FT |  | 1 Year | 7.0196 | 5% | 6.6686
26246 | Belden Wire | 89892 0011000 | 4 FS PR#20 FEP SH SLF | FT |  | 1 Year | 8.7578 | 5% | 8.3199
26247 | Belden Wire | 89892 001500 | 4 FS PR#20 FEP SH SLF | FT |  | 1 Year | 8.7578 | 5% | 8.3199
26248 | Belden Wire | 89901 E4X1000 | 4#20 SHPR SLF W/.051"VGM | FT |  | 1 Year | 8.4525 | 5% | 8.0299
26249 | Belden Wire | 89901 E4X500 | 4#20 SHPR SLF W/.051"VGM | FT |  | 1 Year | 8.4525 | 5% | 8.0299
26250 | Belden Wire | 89907 E4X1000 | #20 FPFA BRD SLF COAX | FT |  | 1 Year | 1.5515 | 5% | 1.4739
26251 | Belden Wire | 89907 E4X2500 | #20 FPFA BRD SLF COAX | FT |  | 1 Year | 1.5515 | 5% | 1.4739
26252 | Belden Wire | 89907 E4X500 | #20 FPFA BRD SLF COAX | FT |  | 1 Year | 1.5515 | 5% | 1.4739
26253 | Belden Wire | 89913 0101000 | #9-1/2FEP RG-8 TYPE COAX | FT |  | 1 Year | 8.677 | 5% | 8.2431
26254 | Belden Wire | 89913 010500 | #9-1/2FEP RG-8 TYPE COAX | FT |  | 1 Year | 8.677 | 5% | 8.2431
26255 | Belden Wire | 8X0017394 | GDM31AB-A0U-1ED | EA |  | 1 Year | 2.28 | 5% | 2.166
26256 | Belden Wire | 9010-1924 | SHELF,VENTED 19"EIA (7008) | EA |  | 1 Year | 85.85 | 5% | 81.5575
26257 | Belden Wire | 9010-1930 | SHELF,VENTED 19"EIA (30" DEEP) | EA |  | 1 Year | 101 | 5% | 95.95
26258 | Belden Wire | 9010-1936 | SHELF,VENTED,FIXED,19"EIA X36" | EA |  | 1 Year | 142.65 | 5% | 135.5175
26259 | Belden Wire | 9011 0101000 | #14 GIFPE SH FRPVC | FT |  | 1 Year | 0.2503 | 5% | 0.23778
26260 | Belden Wire | 9011-1912 | SHELF, 19"SHELF X 12"DEEP 7020 | EA |  | 1 Year | 50.5 | 5% | 47.975
26261 | Belden Wire | 9011-1918 | SHELF,FLUSH VENTED 19" (7010) | EA |  | 1 Year | 56.81 | 5% | 53.9695
26262 | Belden Wire | 9011-1918-16 | SHELF, VENTED CANT. 16 GA | EA |  | 1 Year | 44.19 | 5% | 41.9805
26263 | Belden Wire | 90116A022 | 316 SS PHILLIPS SCREW M2X.4MM | EA |  | 1 Year | 0.3 | 5% | 0.285
26264 | Belden Wire | 9012-1918 | SHELF,FLUSH SOLID 19" (7012) | EA |  | 1 Year | 55.55 | 5% | 52.7725
26265 | Belden Wire | 9012-1918-16 | SHELF, SOLID CANT. 16 GA | EA |  | 1 Year | 42.92 | 5% | 40.774
26266 | Belden Wire | 9013-1924 | SHELF,SLIDE VENT 4-PT19"(7014) | EA |  | 1 Year | 191.89 | 5% | 182.2955
26267 | Belden Wire | 9015-1909 | SHELF, 19" SWINGOUT KEYBOARD | EA |  | 1 Year | 323.18 | 5% | 307.021
26268 | Belden Wire | 9058 010U1000 | #18 GIFHDLDPE SH FS PVC | FT |  | 1 Year | 0.1952 | 5% | 0.18544
26269 | Belden Wire | 9058X 009U1000 | #18 GIFHDLDPE SH FS PVC | FT |  | 1 Year | 0.2846 | 5% | 0.27037
26270 | Belden Wire | 9058X 0101000 | #18 GIFHDLDPE SH FS PVC | FT |  | 1 Year | 0.2846 | 5% | 0.27037
26271 | Belden Wire | 9058X 010U1000 | #18 GIFHDLDPE SH FS PVC | FT |  | 1 Year | 0.2846 | 5% | 0.27037
26272 | Belden Wire | 9059M 0101000 | #18GIFHDLDPE SH FS PVC W/MSGR | FT |  | 1 Year | 0.2276 | 5% | 0.21622
26273 | Belden Wire | 9064 0101000 | #14GIFHDLDPE SH FS FRPVC | FT |  | 1 Year | 0.3364 | 5% | 0.31958
26274 | Belden Wire | 9065M 0101000 | #14 GIFHDLDPE SH FS PVC W/MSGR | FT |  | 1 Year | 0.3763 | 5% | 0.35748
26275 | Belden Wire | 9066 0101000 | #18 GIFHDLDPE SH LDPE | FT |  | 1 Year | 0.1426 | 5% | 0.13547
26276 | Belden Wire | 909627R | 2661 CBL, 8x24AWG, BK FOR SALE | FT |  | 1 Year | 1.0991 | 5% | 1.0441
26277 | Belden Wire | 90SNS1P11H | ProSNS, RG11 UNIV RIGHT ANGLE | EA |  | 1 Year | 5.6006 | 5% | 5.3206
26278 | Belden Wire | 9100 010U500 | #20 GIFHDLDPE SH FRPVC | FT |  | 1 Year | 0.1262 | 5% | 0.11989
26279 | Belden Wire | 9104N 0101000 | #20 GIFHDLDPE SH FRPVC | FT |  | 1 Year | 0.1141 | 5% | 0.10839
26280 | Belden Wire | 9104X 009U1000 | #20 GIFHDLDPE SH FRPVC | FT |  | 1 Year | 0.2155 | 5% | 0.20472
26281 | Belden Wire | 9104X 0101000 | #20 GIFHDLDPE SH FRPVC | FT |  | 1 Year | 0.2155 | 5% | 0.20472
26282 | Belden Wire | 9104X 010U1000 | #20 GIFHDLDPE SH FRPVC | FT |  | 1 Year | 0.2155 | 5% | 0.20472
26283 | Belden Wire | 911-151-161-N | LC 3MM FIBER OPTIC CONNECTOR | EA |  | 1 Year | 3.15 | 5% | 2.9925
26284 | Belden Wire | 9116 009500 | #18 GIFHDLDPE SH PVC | FT |  | 1 Year | 0.1412 | 5% | 0.13414
26285 | Belden Wire | 9116 009N1000 | #18 GIFHDLDPE SH PVC | FT |  | 1 Year | 0.1412 | 5% | 0.13414
26286 | Belden Wire | 9116 010N1000 | #18 GIFHDLDPE SH PVC | FT |  | 1 Year | 0.1412 | 5% | 0.13414
26287 | Belden Wire | 9116 010S700 | #18 GIFHDLDPE SH PVC | FT |  | 1 Year | 0.1412 | 5% | 0.13414
26288 | Belden Wire | 9116 290U1000 | #18 GIFHDLDPE SH PVC | FT |  | 1 Year | 0.1412 | 5% | 0.13414
26289 | Belden Wire | 9116P 0101000 | #18 FFEP RG6/U FLRST | FT |  | 1 Year | 0.9556 | 5% | 0.90782
26290 | Belden Wire | 9116P 010U1000 | #18 FFEP RG6/U FLRST | FT |  | 1 Year | 0.9556 | 5% | 0.90782
26291 | Belden Wire | 9116P 010U500 | #18 FFEP RG6/U FLRST | FT |  | 1 Year | 0.9556 | 5% | 0.90782
26292 | Belden Wire | 9116P 877U1000 | #18 FFEP RG6/U FLRST | FT |  | 1 Year | 0.9556 | 5% | 0.90782
26293 | Belden Wire | 9116SB 0101000 | #18 GIFHDLDPE SH FRNHPO | FT |  | 1 Year | 0.3923 | 5% | 0.37268
26294 | Belden Wire | 9116X 0091000 | #18 GIFHDLDPE SH PVC | FT |  | 1 Year | 0.2212 | 5% | 0.21014
26295 | Belden Wire | 9116X 009U1000 | #18 GIFHDLDPE SH PVC | FT |  | 1 Year | 0.2212 | 5% | 0.21014
26296 | Belden Wire | 9116X 0101000 | #18 GIFHDLDPE SH PVC | FT |  | 1 Year | 0.2212 | 5% | 0.21014
26297 | Belden Wire | 9116X 010U1000 | #18 GIFHDLDPE SH PVC | FT |  | 1 Year | 0.2212 | 5% | 0.21014
26298 | Belden Wire | 9117M 0101000 | #18 GIFHDLDPE SH PVC W/MSGR | FT |  | 1 Year | 0.1637 | 5% | 0.15552
26299 | Belden Wire | 9117MX 0101000 | #18 GIFHDLDPE SH PVC W/MSGR | FT |  | 1 Year | 0.2324 | 5% | 0.22078
26300 | Belden Wire | 9118 0081000 | #18 GIFHDLDPE SH FS FRPVC | FT |  | 1 Year | 0.1703 | 5% | 0.16179
26301 | Belden Wire | 9118 009U1000 | #18 GIFHDLDPE SH FS FRPVC | FT |  | 1 Year | 0.1703 | 5% | 0.16179
26302 | Belden Wire | 9118 010U1000 | #18GIFHDLDPE SH FS FRPVC | FT |  | 1 Year | 0.1703 | 5% | 0.16179
26303 | Belden Wire | 9118X 009U1000 | #18 GIFHDLDPE SH FS FRPVC | FT |  | 1 Year | 0.2536 | 5% | 0.24092
26304 | Belden Wire | 9118X 0101000 | #18 GIFHDLDPE SH FS FRPVC | FT |  | 1 Year | 0.2536 | 5% | 0.24092
26305 | Belden Wire | 9118X 010U1000 | #18 GIFHDLDPE SH FS FRPVC | FT |  | 1 Year | 0.2536 | 5% | 0.24092
26306 | Belden Wire | 9119M 0081000 | #18 GIFHDLDPE SH FS PVC W/MSGR | FT |  | 1 Year | 0.2032 | 5% | 0.19304
26307 | Belden Wire | 9119M 0101000 | #18 GIFHDLDPE SH FS PVC W/MSGR | FT |  | 1 Year | 0.2032 | 5% | 0.19304
26308 | Belden Wire | 9119MX 0101000 | #18 GIFHDLDPE SH FS PVC W/MSGR | FT |  | 1 Year | 0.2736 | 5% | 0.25992
26309 | Belden Wire | 912-151-161-N | LC DUPLEX 3MM FIBER OPTIC CONN | EA |  | 1 Year | 6.5 | 5% | 6.175
26310 | Belden Wire | 91253A150 | 6-32 X 5/8 FLATHEAD CAP SCREW | EA |  | 1 Year | 0.4 | 5% | 0.38
26311 | Belden Wire | 91255A144 | 6-32 THREAD, 1/4" LONG, HEX | EA |  | 1 Year | 1 | 5% | 0.95
26312 | Belden Wire | 9141 3681000 | 75 OHM VIDEO COAX | FT |  | 1 Year | 1.7739 | 5% | 1.6852
26313 | Belden Wire | 9151 009U1000 | TW PR NAT & NAT | FT |  | 1 Year | 0.2952 | 5% | 0.28044
26314 | Belden Wire | 9154 2901000 | 2 #20 PVC SHLD PVC | FT |  | 1 Year | 0.7635 | 5% | 0.72532
26315 | Belden Wire | 9154 290500 | 2 #20 PVC SHLD PVC | FT |  | 1 Year | 0.7635 | 5% | 0.72532
26316 | Belden Wire | 9154 2905000 | 2 #20 PVC SHLD PVC | FT |  | 1 Year | 0.7635 | 5% | 0.72532
26317 | Belden Wire | 9154 290U1000 | 2 #20 PVC SHLD PVC | FT |  | 1 Year | 0.7635 | 5% | 0.72532
26318 | Belden Wire | 9154 290U500 | 2 #20 PVC SHLD PVC | FT |  | 1 Year | 0.7635 | 5% | 0.72532
26319 | Belden Wire | 9154ZH 0101000 | 1 FS PR #20 PO FRNHPO | FT |  | 1 Year | 0.8521 | 5% | 0.80949
26320 | Belden Wire | 9154ZH 010500 | 1 FS PR #20 PO FRNHPO | FT |  | 1 Year | 0.8521 | 5% | 0.80949
26321 | Belden Wire | 9155 2901000 | 1 SHPR #20,2#18 FRPE PVC | FT |  | 1 Year | 1.3758 | 5% | 1.307
26322 | Belden Wire | 9155 290500 | 1 SHPR #20,2#18 FRPE PVC | FT |  | 1 Year | 1.3813 | 5% | 1.3122
26323 | Belden Wire | 9155 2905000 | 1 SHPR #20,2#18 FRPE PVC | FT |  | 1 Year | 1.3758 | 5% | 1.307
26324 | Belden Wire | 9155 290U1000 | 1 SHPR #20,2#18 FRPE PVC | FT |  | 1 Year | 1.3758 | 5% | 1.307
26325 | Belden Wire | 9156 0101000 | 2 PR #18 PO NHFRPO | FT |  | 1 Year | 1.2754 | 5% | 1.2116
26326 | Belden Wire | 9156 0601000 | 2 #18 PR PVC PVC | FT |  | 1 Year | 1.2754 | 5% | 1.2116
26327 | Belden Wire | 9156 060500 | 2 #18 PR PVC PVC | FT |  | 1 Year | 1.2754 | 5% | 1.2116
26328 | Belden Wire | 9156 0605000 | 2 #18 PR PVC PVC | FT |  | 1 Year | 1.2754 | 5% | 1.2116
26329 | Belden Wire | 9156 060U1000 | 2 #18 PR PVC PVC | FT |  | 1 Year | 1.2754 | 5% | 1.2116
26330 | Belden Wire | 9156 060U500 | 2 #18 PR PVC PVC | FT |  | 1 Year | 1.2754 | 5% | 1.2116
26331 | Belden Wire | 9156ZH 0101000 | 2 PR #18 PO NHFRPO | FT |  | 1 Year | 1.4232 | 5% | 1.352
26332 | Belden Wire | 9156ZH 010500 | 2 PR #18 PO NHFRPO | FT |  | 1 Year | 1.4232 | 5% | 1.352
26333 | Belden Wire | 9157 060100 | 4 PR #18 PVC FRPVC | FT |  | 1 Year | 3.0296 | 5% | 2.8781
26334 | Belden Wire | 9157 0601000 | 4 PR #18 PVC FRPVC | FT |  | 1 Year | 2.5494 | 5% | 2.4219
26335 | Belden Wire | 9157 060500 | 4 PR #18 PVC FRPVC | FT |  | 1 Year | 2.5494 | 5% | 2.4219
26336 | Belden Wire | 9159 0601000 | 5 #18 PR PVC FRPVC | FT |  | 1 Year | 3.5686 | 5% | 3.3902
26337 | Belden Wire | 9159 060500 | 5 #18 PR PVC FRPVC | FT |  | 1 Year | 3.5686 | 5% | 3.3902
26338 | Belden Wire | 9160 0601000 | 8 PR #22 PVC FRPVC | FT |  | 1 Year | 3.8748 | 5% | 3.6811
26339 | Belden Wire | 9161 060100 | 8 PR #18 PVC FRPVC | FT |  | 1 Year | 6.9237 | 5% | 6.5775
26340 | Belden Wire | 9161 0601000 | 8 PR #18 PVC FRPVC | FT |  | 1 Year | 5.8247 | 5% | 5.5335
26341 | Belden Wire | 9161 060500 | 8 PR #18 PVC FRPVC | FT |  | 1 Year | 5.8247 | 5% | 5.5335
26342 | Belden Wire | 9165 0101000 | 3 SH PR#22,1 75 OHM COAX | FT |  | 1 Year | 3.0934 | 5% | 2.9387
26343 | Belden Wire | 9165 010500 | 3 SH PR#22,1 75 OHM COAX | FT |  | 1 Year | 3.0934 | 5% | 2.9387
26344 | Belden Wire | 9167 0011000 | #20 GIFHDLDPE SH FS PVC | FT |  | 1 Year | 0.4817 | 5% | 0.45761
26345 | Belden Wire | 9167 0101000 | #20 GIFHDLDPE SH FS PVC | FT |  | 1 Year | 0.4817 | 5% | 0.45761
26346 | Belden Wire | 9167 0121000 | #20 GIFHDLDPE SH FS PVC | FT |  | 1 Year | 0.4817 | 5% | 0.45761
26347 | Belden Wire | 9167 2901000 | #20 GIFHDLDPE SH FS PVC | FT |  | 1 Year | 0.4817 | 5% | 0.45761
26348 | Belden Wire | 9171 0601000 | 5 SHLD PR#22,2#16,2 COAX | FT |  | 1 Year | 10.0927 | 5% | 9.5881
26349 | Belden Wire | 9171 060500 | 5 SHLD PR#22,2#16,2 COAX | FT |  | 1 Year | 10.0927 | 5% | 9.5881
26350 | Belden Wire | 91771A150 | 18-8 SS FLTHD+ FOR G37MP | EA |  | 1 Year | 0.2 | 5% | 0.19
26351 | Belden Wire | 9180 0601000 | 2 #26 FHDPE FS FRPVC | FT |  | 1 Year | 0.6162 | 5% | 0.58539
26352 | Belden Wire | 9180 Z4B1000 | 2 #26 FHDPE FS FRPVC | FT |  | 1 Year | 0.6162 | 5% | 0.58539
26353 | Belden Wire | 9182 0101000 | 2 #22 FHDPE SHLD PVC | FT |  | 1 Year | 2.2791 | 5% | 2.1651
26354 | Belden Wire | 9182 010500 | 2 #22 FHDPE SHLD PVC | FT |  | 1 Year | 2.2791 | 5% | 2.1651
26355 | Belden Wire | 9182 0105000 | 2 #22 FHDPE SHLD PVC | FT |  | 1 Year | 2.2791 | 5% | 2.1651
26356 | Belden Wire | 9182 010U500 | 2 #22 FHDPE SHLD PVC | FT |  | 1 Year | 2.2791 | 5% | 2.1651
26357 | Belden Wire | 91828A111 | 18-8 SS HEX NUT M2 | EA |  | 1 Year | 0.2 | 5% | 0.19
26358 | Belden Wire | 9184 0101000 | 2 PR #22 FHDPE SHLD PVC | FT |  | 1 Year | 1.7283 | 5% | 1.6419
26359 | Belden Wire | 9184 010500 | 2 PR #22 FHDPE SHLD PVC | FT |  | 1 Year | 1.7283 | 5% | 1.6419
26360 | Belden Wire | 9192 0041000 | 75 OHM TRIAX | FT |  | 1 Year | 3.0845 | 5% | 2.9303
26361 | Belden Wire | 9201 0101000 | #20PE BRD PVCRG58/U TYPE | FT |  | 1 Year | 0.4762 | 5% | 0.45239
26362 | Belden Wire | 9201 010500 | #20PE BRD PVCRG58/U TYPE | FT |  | 1 Year | 0.4801 | 5% | 0.4561
26363 | Belden Wire | 9201 010U1000 | #20PE BRD PVCRG58/U TYPE | FT |  | 1 Year | 0.4762 | 5% | 0.45239
26364 | Belden Wire | 9201 010U500 | #20PE BRD PVCRG58/U TYPE | FT |  | 1 Year | 0.4801 | 5% | 0.4561
26365 | Belden Wire | 9203 0101000 | M17/28-RG058 COAX | FT |  | 1 Year | 0.925 | 5% | 0.87875
26366 | Belden Wire | 9203 010500 | M17/28-RG058 COAX | FT |  | 1 Year | 0.9288 | 5% | 0.88236
26367 | Belden Wire | 9204 0101000 | M17/29 RG59 COAX | FT |  | 1 Year | 1.5399 | 5% | 1.4629
26368 | Belden Wire | 9204 010500 | M17/29 RG59 COAX | FT |  | 1 Year | 1.5399 | 5% | 1.4629
26369 | Belden Wire | 9207 010100 | 100 OHM TWINAX | FT |  | 1 Year | 1.8945 | 5% | 1.7998
26370 | Belden Wire | 9207 0101000 | 100 OHM TWINAX | FT |  | 1 Year | 1.5937 | 5% | 1.514
26371 | Belden Wire | 9207 0101640 | 100 OHM TWINAX | FT |  | 1 Year | 1.5937 | 5% | 1.514
26372 | Belden Wire | 9207 010500 | 100 OHM TWINAX | FT |  | 1 Year | 1.5937 | 5% | 1.514
26373 | Belden Wire | 9207 0105000 | 100 OHM TWINAX | FT |  | 1 Year | 1.5937 | 5% | 1.514
26374 | Belden Wire | 9207 010U500 | 100 OHM TWINAX | FT |  | 1 Year | 1.5937 | 5% | 1.514
26375 | Belden Wire | 9209 010U1000 | 75 OHM MINI VIDEO CABLE | FT |  | 1 Year | 0.9364 | 5% | 0.88958
26376 | Belden Wire | 9209 010U500 | 75 OHM MINI VIDEO CABLE | FT |  | 1 Year | 0.9424 | 5% | 0.89528
26377 | Belden Wire | 9209A 010U1000 | #23 FRSFPE SH FRPVC | FT |  | 1 Year | 1.4162 | 5% | 1.3454
26378 | Belden Wire | 9212 0101000 | M17/6-RG11 COAX | FT |  | 1 Year | 1.9969 | 5% | 1.8971
26379 | Belden Wire | 9221 010100 | 75 OHM MINIATURE COAX | FT |  | 1 Year | 0.8761 | 5% | 0.83229
26380 | Belden Wire | 9221 010500 | 75 OHM MINIATURE COAX | FT |  | 1 Year | 0.6346 | 5% | 0.60287
26381 | Belden Wire | 9221 010U500 | 75 OHM MINIATURE COAX | FT |  | 1 Year | 0.6346 | 5% | 0.60287
26382 | Belden Wire | 9222 004100 | 50 OHM TRIAX | FT |  | 1 Year | 1.2776 | 5% | 1.2137
26383 | Belden Wire | 9222 004500 | 50 OHM TRIAX | FT |  | 1 Year | 1.2776 | 5% | 1.2137
26384 | Belden Wire | 9222 004U500 | 50 OHM TRIAX | FT |  | 1 Year | 1.2776 | 5% | 1.2137
26385 | Belden Wire | 9223 010100 | #22 LOW NOISE COAX CABLE | FT |  | 1 Year | 1.5467 | 5% | 1.4694
26386 | Belden Wire | 9223 0101000 | #22 LOW NOISE COAX CABLE | FT |  | 1 Year | 1.1596 | 5% | 1.1016
26387 | Belden Wire | 9223 010500 | #22 LOW NOISE COAX CABLE | FT |  | 1 Year | 1.1792 | 5% | 1.1202
26388 | Belden Wire | 9224 0101000 | #22AWG LOW NOISE COAX | FT |  | 1 Year | 1.7244 | 5% | 1.6382
26389 | Belden Wire | 9224 010U500 | #22AWG LOW NOISE COAX | FT |  | 1 Year | 1.7244 | 5% | 1.6382
26390 | Belden Wire | 9228 0101000 | RG-62A/U TYPE COAX | FT |  | 1 Year | 0.992 | 5% | 0.9424
26391 | Belden Wire | 9228 0102000 | RG-62A/U TYPE COAX | FT |  | 1 Year | 0.992 | 5% | 0.9424
26392 | Belden Wire | 9228 010500 | RG-62A/U TYPE COAX | FT |  | 1 Year | 0.992 | 5% | 0.9424
26393 | Belden Wire | 9228 0105000 | RG-62A/U TYPE COAX | FT |  | 1 Year | 0.992 | 5% | 0.9424
26394 | Belden Wire | 9231 0081000 | #20 PE DBL BRD PVC | FT |  | 1 Year | 2.0187 | 5% | 1.9178
26395 | Belden Wire | 9231 008500 | #20 PE DBL BRD PVC | FT |  | 1 Year | 2.0263 | 5% | 1.925
26396 | Belden Wire | 9232 0101000 | 75 OHM TRIAX | FT |  | 1 Year | 4.5482 | 5% | 4.3208
26397 | Belden Wire | 9232 0101500 | 75 OHM TWINAX | FT |  | 1 Year | 4.5482 | 5% | 4.3208
26398 | Belden Wire | 9232 010500 | 75 OHM TRIAX | FT |  | 1 Year | 4.5581 | 5% | 4.3302
26399 | Belden Wire | 9239 010100 | #26AWG LOW NOISE COAX | FT |  | 1 Year | 1.052 | 5% | 0.9994
26400 | Belden Wire | 9239 0101000 | #26 AWG LOW NOISE COAX | FT |  | 1 Year | 0.7813 | 5% | 0.74223
26401 | Belden Wire | 9239 010500 | #26AWG LOW NOISE COAX | FT |  | 1 Year | 0.7851 | 5% | 0.74584
26402 | Belden Wire | 9244 0101000 | RG-59/U TYPE COAX | FT |  | 1 Year | 0.5389 | 5% | 0.51196
26403 | Belden Wire | 9244 010U1000 | RG-59/U TYPE COAX | FT |  | 1 Year | 0.5389 | 5% | 0.51196
26404 | Belden Wire | 9244 010U500 | RG-59/U TYPE COAX | FT |  | 1 Year | 0.5429 | 5% | 0.51576
26405 | Belden Wire | 9248 0101640 | #18 PE/GIFHDPE SH CORE | FT |  | 1 Year | 0.6297 | 5% | 0.59822
26406 | Belden Wire | 9250 0101000 | RG 22B/U TWINAX | FT |  | 1 Year | 4.4588 | 5% | 4.2359
26407 | Belden Wire | 9250 010500 | RG 22B/U TWINAX | FT |  | 1 Year | 4.4588 | 5% | 4.2359
26408 | Belden Wire | 9251 0101000 | #13 PE BRD PVC | FT |  | 1 Year | 2.2371 | 5% | 2.1252
26409 | Belden Wire | 9251 010500 | #13 PE BRD PVC | FT |  | 1 Year | 2.2534 | 5% | 2.1407
26410 | Belden Wire | 9252 0101000 | M17/157-00001 COAX | FT |  | 1 Year | 0.9146 | 5% | 0.86887
26411 | Belden Wire | 9258 0091000 | RG-8X TYPE COAX | FT |  | 1 Year | 0.9558 | 5% | 0.90801
26412 | Belden Wire | 9258 0101000 | RG-8X TYPE COAX | FT |  | 1 Year | 0.9558 | 5% | 0.90801
26413 | Belden Wire | 9258 010500 | RG-8X TYPE COAX | FT |  | 1 Year | 0.9558 | 5% | 0.90801
26414 | Belden Wire | 9258 010U1000 | RG-8X TYPE COAX | FT |  | 1 Year | 0.9558 | 5% | 0.90801
26415 | Belden Wire | 9258 010U500 | RG-8X TYPE COAX | FT |  | 1 Year | 0.9558 | 5% | 0.90801
26416 | Belden Wire | 9259 0101200 | #22 PE RG 59/U TYPE | FT |  | 1 Year | 0.6055 | 5% | 0.57522
26417 | Belden Wire | 9259 0101500 | #22 PE RG 59/U TYPE | FT |  | 1 Year | 0.6055 | 5% | 0.57522
26418 | Belden Wire | 9259 0105000 | #22 PE RG 59/U TYPE | FT |  | 1 Year | 0.6055 | 5% | 0.57522
26419 | Belden Wire | 9260 060100 | 6 #20 PVC BRD PVC | FT |  | 1 Year | 4.6745 | 5% | 4.4408
26420 | Belden Wire | 9260 0601000 | 6 #20 PVC BRD PVC | FT |  | 1 Year | 3.9327 | 5% | 3.7361
26421 | Belden Wire | 9260 060500 | 6 #20 PVC BRD PVC | FT |  | 1 Year | 3.9327 | 5% | 3.7361
26422 | Belden Wire | 9260 0605000 | 6 #20 PVC BRD PVC | FT |  | 1 Year | 3.9327 | 5% | 3.7361
26423 | Belden Wire | 9261 060100 | 12 #20 PVC BRD PVC | FT |  | 1 Year | 9.929 | 5% | 9.4325
26424 | Belden Wire | 9261 0601000 | 12 #20 PVC BRD PVC | FT |  | 1 Year | 8.3533 | 5% | 7.9356
26425 | Belden Wire | 9262 008100 | 12#20,1#22,PVC,FPE S PVC | FT |  | 1 Year | 9.9251 | 5% | 9.4288
26426 | Belden Wire | 9262 0081000 | 12#20,1#22,PVC,FPE S PVC | FT |  | 1 Year | 8.1667 | 5% | 7.7584
26427 | Belden Wire | 9264 0101000 | #24 USTR FRPP FS FRPVC | FT |  | 1 Year | 0.8946 | 5% | 0.84987
26428 | Belden Wire | 9265 0101000 | 1 SH PR#22,1 75 OHM COAX | FT |  | 1 Year | 1.3677 | 5% | 1.2993
26429 | Belden Wire | 9267 0101000 | #20 FPE BRD PE BRD CSM | FT |  | 1 Year | 2.3589 | 5% | 2.241
26430 | Belden Wire | 9267 010500 | #20 FPE BRD PE BRD CSM | FT |  | 1 Year | 2.3682 | 5% | 2.2498
26431 | Belden Wire | 9268 0101000 | RG-62A/U TYPE COAX | FT |  | 1 Year | 1.2729 | 5% | 1.2093
26432 | Belden Wire | 9268 010500 | RG-62A/U TYPE COAX | FT |  | 1 Year | 1.2729 | 5% | 1.2093
26433 | Belden Wire | 9268 010U1000 | RG-62A/U TYPE COAX | FT |  | 1 Year | 1.2729 | 5% | 1.2093
26434 | Belden Wire | 9269 003U1000 | RG-62A/U TYPE COAX | FT |  | 1 Year | 0.8022 | 5% | 0.76209
26435 | Belden Wire | 9269 0101000 | RG-62A/U TYPE COAX | FT |  | 1 Year | 0.8022 | 5% | 0.76209
26436 | Belden Wire | 9269 0101640 | RG-62A/U TYPE COAX | FT |  | 1 Year | 0.8022 | 5% | 0.76209
26437 | Belden Wire | 9269 0102000 | RG-62A/U TYPE COAX | FT |  | 1 Year | 0.8022 | 5% | 0.76209
26438 | Belden Wire | 9269 0103280 | RG-62A/U TYPE COAX | FT |  | 1 Year | 0.8022 | 5% | 0.76209
26439 | Belden Wire | 9269 010500 | RG-62A/U TYPE COAX | FT |  | 1 Year | 0.8022 | 5% | 0.76209
26440 | Belden Wire | 9269 0105000 | RG-62A/U TYPE COAX | FT |  | 1 Year | 0.8022 | 5% | 0.76209
26441 | Belden Wire | 9269 010U1000 | RG-62A/U TYPE COAX | FT |  | 1 Year | 0.8022 | 5% | 0.76209
26442 | Belden Wire | 9269 010U500 | RG-62A/U TYPE COAX 306 2.09 | FT |  | 1 Year | 0.8022 | 5% | 0.76209
26443 | Belden Wire | 9269 060U1000 | RG-62A/U TYPE COAX | FT |  | 1 Year | 0.8022 | 5% | 0.76209
26444 | Belden Wire | 9269 A8RU1000 | RG-62A/U TYPE COAX | FT |  | 1 Year | 0.8022 | 5% | 0.76209
26445 | Belden Wire | 9271 006100 | TW PR FS PVC | FT |  | 1 Year | 0.8084 | 5% | 0.76798
26446 | Belden Wire | 9271 0061000 | TW PR FS PVC | FT |  | 1 Year | 0.6798 | 5% | 0.64581
26447 | Belden Wire | 9271 006500 | TW PR FS PVC | FT |  | 1 Year | 0.6798 | 5% | 0.64581
26448 | Belden Wire | 9271 006U1000 | TW PR FS PVC | FT |  | 1 Year | 0.6798 | 5% | 0.64581
26449 | Belden Wire | 9272 006100 | 78 OHM TWINAX | FT |  | 1 Year | 1.6889 | 5% | 1.6045
26450 | Belden Wire | 9272 0061000 | 78 OHM TWINAX | FT |  | 1 Year | 1.4208 | 5% | 1.3498
26451 | Belden Wire | 9272 006500 | 78 OHM TWINAX | FT |  | 1 Year | 1.4208 | 5% | 1.3498
26452 | Belden Wire | 9272 006U500 | 78 OHM TWINAX | FT |  | 1 Year | 1.4208 | 5% | 1.3498
26453 | Belden Wire | 9273 010100 | M17/167-00001 COAX | FT |  | 1 Year | 5.2201 | 5% | 4.9591
26454 | Belden Wire | 9273 0101000 | M17/167-00001 COAX | FT |  | 1 Year | 4.1288 | 5% | 3.9224
26455 | Belden Wire | 9273 010500 | M17/167-00001 COAX | FT |  | 1 Year | 4.1288 | 5% | 3.9224
26456 | Belden Wire | 9273 010U1000 | M17/167-00001 COAX | FT |  | 1 Year | 4.1288 | 5% | 3.9224
26457 | Belden Wire | 9273 010U500 | M17/167-00001 COAX | FT |  | 1 Year | 4.1288 | 5% | 3.9224
26458 | Belden Wire | 9274 0101000 | RG-59/U TYPE COAX | FT |  | 1 Year | 0.6393 | 5% | 0.60733
26459 | Belden Wire | 9274 010500 | RG-59/U TYPE COAX | FT |  | 1 Year | 0.6434 | 5% | 0.61123
26460 | Belden Wire | 9275 009U1000 | #20 LDPE/GIFHDLDPE SH FRPVC | FT |  | 1 Year | 0.1944 | 5% | 0.18468
26461 | Belden Wire | 9275 0101000 | #20 LDPE/GIFHDLDPE SH FRPVC | FT |  | 1 Year | 0.1895 | 5% | 0.18002
26462 | Belden Wire | 9275 010U1000 | #20 LDPE/GIFHDLDPE SH FRPVC | FT |  | 1 Year | 0.1895 | 5% | 0.18002
26463 | Belden Wire | 9275 010U500 | #20 LDPE/GIFHDLDPE SH FRPVC | FT |  | 1 Year | 0.1976 | 5% | 0.18772
26464 | Belden Wire | 9292 0101000 | SERIES 11 75 OHM COAX. | FT |  | 1 Year | 1.1738 | 5% | 1.1151
26465 | Belden Wire | 9302 0601000 | 2 PR #22 PVC FS PVC | FT |  | 1 Year | 0.9111 | 5% | 0.86555
26466 | Belden Wire | 9302 060500 | 2 PR #22 PVC FS PVC | FT |  | 1 Year | 0.9111 | 5% | 0.86555
26467 | Belden Wire | 9302 0605000 | 2 PR #22 PVC FS PVC | FT |  | 1 Year | 0.9111 | 5% | 0.86555
26468 | Belden Wire | 9302 060U1000 | 2 PR #22 PVC FS PVC | FT |  | 1 Year | 0.9111 | 5% | 0.86555
26469 | Belden Wire | 9302 060U500 | 2 PR #22 PVC FS PVC | FT |  | 1 Year | 0.9111 | 5% | 0.86555
26470 | Belden Wire | 9305 060100 | 4 PR #22 PVC FS PVC | FT |  | 1 Year | 1.7379 | 5% | 1.651
26471 | Belden Wire | 9305 0601000 | 4 PR #22 PVC FS PVC | FT |  | 1 Year | 1.4625 | 5% | 1.3894
26472 | Belden Wire | 9305 060500 | 4 PR #22 PVC FS PVC | FT |  | 1 Year | 1.4625 | 5% | 1.3894
26473 | Belden Wire | 9305 0605000 | 4 PR #22 PVC FS PVC | FT |  | 1 Year | 1.4625 | 5% | 1.3894
26474 | Belden Wire | 9305 060U1000 | 4 PR #22 PVC FS PVC | FT |  | 1 Year | 1.4625 | 5% | 1.3894
26475 | Belden Wire | 9305 060U500 | 4 PR #22 PVC FS PVC | FT |  | 1 Year | 1.4625 | 5% | 1.3894
26476 | Belden Wire | 9306 0601000 | 6 #22 PR FS PVC | FT |  | 1 Year | 2.1696 | 5% | 2.0611
26477 | Belden Wire | 9306 060500 | 6 #22 PR FS PVC | FT |  | 1 Year | 2.1696 | 5% | 2.0611
26478 | Belden Wire | 9309 0601000 | 9 #22 PR FS PVC | FT |  | 1 Year | 2.8516 | 5% | 2.709
26479 | Belden Wire | 9309 060500 | 9 #22 PR FS PVC | FT |  | 1 Year | 2.8516 | 5% | 2.709
26480 | Belden Wire | 9310 0101000 | RG-58/U TYPE COAX | FT |  | 1 Year | 0.7169 | 5% | 0.68105
26481 | Belden Wire | 9310 010500 | RG-58/U TYPE COAX | FT |  | 1 Year | 0.7169 | 5% | 0.68105
26482 | Belden Wire | 9310 010U1000 | RG-58/U TYPE COAX | FT |  | 1 Year | 0.7169 | 5% | 0.68105
26483 | Belden Wire | 9311 0101000 | RG-58A/U TYPE COAX | FT |  | 1 Year | 1.0049 | 5% | 0.95465
26484 | Belden Wire | 9311 010500 | RG-58A/U TYPE COAX | FT |  | 1 Year | 1.0161 | 5% | 0.96529
26485 | Belden Wire | 9311 010U1000 | RG-58A/U TYPE COAX | FT |  | 1 Year | 1.0049 | 5% | 0.95465
26486 | Belden Wire | 9312 0601000 | 2 #12 PVC FS PVC | FT |  | 1 Year | 3.0101 | 5% | 2.8596
26487 | Belden Wire | 9312 060500 | 2 #12 PVC FS PVC | FT |  | 1 Year | 3.0101 | 5% | 2.8596
26488 | Belden Wire | 9314 0601000 | 2 #14 PVC SH PVC | FT |  | 1 Year | 1.8894 | 5% | 1.7949
26489 | Belden Wire | 9314 0605000 | 2 #14 PVC SH PVC | FT |  | 1 Year | 1.7536 | 5% | 1.6659
26490 | Belden Wire | 9314 060U500 | 2 #14 PVC SH PVC | FT |  | 1 Year | 1.8894 | 5% | 1.7949
26491 | Belden Wire | 9315 0601000 | 15 PR #22 PVC FS PVC | FT |  | 1 Year | 4.409 | 5% | 4.1885
26492 | Belden Wire | 9316 0601000 | 2 #16 PVC FS PVC | FT |  | 1 Year | 1.3029 | 5% | 1.2378
26493 | Belden Wire | 9316 06010000 | 2 #16 PVC FS PVC | FT |  | 1 Year | 1.3029 | 5% | 1.2378
26494 | Belden Wire | 9316 0605000 | 2 #16 PVC FS PVC | FT |  | 1 Year | 1.3029 | 5% | 1.2378
26495 | Belden Wire | 9316 060U1000 | 2 #16 PVC FS PVC | FT |  | 1 Year | 1.3029 | 5% | 1.2378
26496 | Belden Wire | 9316 060U500 | 2 #16 PVC FS PVC | FT |  | 1 Year | 1.3029 | 5% | 1.2378
26497 | Belden Wire | 9318 0601000 | 2 #18 PVC FS PVC | FT |  | 1 Year | 1.1117 | 5% | 1.0561
26498 | Belden Wire | 9318 06010000 | 2 #18 PVC SH PVC | FT |  | 1 Year | 1.1117 | 5% | 1.0561
26499 | Belden Wire | 9318 06015000 | 2 #18 PVC SHLD PVC | FT |  | 1 Year | 1.1117 | 5% | 1.0561
26500 | Belden Wire | 9318 0605000 | 2 #18 PVC SHLD PVC | FT |  | 1 Year | 1.1117 | 5% | 1.0561
26501 | Belden Wire | 9318 060U1000 | 2 #18 PVC SHLD PVC | FT |  | 1 Year | 1.1117 | 5% | 1.0561
26502 | Belden Wire | 9318 060U500 | 2 #18 PVC SHLD PVC | FT |  | 1 Year | 1.1117 | 5% | 1.0561
26503 | Belden Wire | 9318-0500 | TEMP & HUMIDITY MONITOR,MINI | EA |  | 1 Year | 458.71 | 5% | 435.7745
26504 | Belden Wire | 9318-0501 | SENSOR,TEMP 12' | EA |  | 1 Year | 55.94 | 5% | 53.143
26505 | Belden Wire | 9318-0503 | SENSOR,TEMP/AIRFLOW/HUMID 12' | EA |  | 1 Year | 265.26 | 5% | 251.997
26506 | Belden Wire | 9318-0504 | SENSOR,DOOR POSITION | EA |  | 1 Year | 27.19 | 5% | 25.8305
26507 | Belden Wire | 9318-0515 | SENSOR,POWER MONITOR 20 FT CO | EA |  | 1 Year | 223.6363 | 5% | 212.4545
26508 | Belden Wire | 9318-0516 | SENSOR,POWER MONITOR 50 FT COR | EA |  | 1 Year | 232.5757 | 5% | 220.9469
26509 | Belden Wire | 9318-0560 | TEMP & HUMIDITY MONITOR,19" | EA |  | 1 Year | 929.2566 | 5% | 882.7938
26510 | Belden Wire | 9318-0570 | OBSOLETE ENVIRONMENTAL MONITOR | EA |  | 1 Year | 993.4848 | 5% | 943.8106
26511 | Belden Wire | 9319 0601000 | 19 PR #22 PVC SHLD PVC | FT |  | 1 Year | 7.6591 | 5% | 7.2761
26512 | Belden Wire | 9319 060500 | 19 PR #22 PVC SHLD PVC | FT |  | 1 Year | 7.6591 | 5% | 7.2761
26513 | Belden Wire | 931-JCB3-Y-R | REPLACEMENT YELLOW BOOT FOR | EA |  | 1 Year | 0.25 | 5% | 0.2375
26514 | Belden Wire | 9320 0605000 | 2 #20 PVC SHLD PVC | FT |  | 1 Year | 0.8706 | 5% | 0.82707
26515 | Belden Wire | 9320 060U1000 | 2 #20 PVC SHLD PVC | FT |  | 1 Year | 0.8706 | 5% | 0.82707
26516 | Belden Wire | 9320 060U500 | 2 #20 PVC SHLD PVC | FT |  | 1 Year | 0.8706 | 5% | 0.82707
26517 | Belden Wire | 9322 0605000 | 2 #22 PVC SH PVC | FT |  | 1 Year | 0.6246 | 5% | 0.59337
26518 | Belden Wire | 9322 060U1000 | 2 #22 PVC SH PVC | FT |  | 1 Year | 0.6246 | 5% | 0.59337
26519 | Belden Wire | 9322 060U500 | 2 #22 PVC SH PVC | FT |  | 1 Year | 0.6246 | 5% | 0.59337
26520 | Belden Wire | 9327 0601000 | 27 #22 PVC SHLD PVC | FT |  | 1 Year | 11.2517 | 5% | 10.6891
26521 | Belden Wire | 9328 0601000 | 2 #22 FSPR PVC PVC | FT |  | 1 Year | 1.3329 | 5% | 1.2663
26522 | Belden Wire | 9328 060500 | 2 #22 FSPR PVC PVC | FT |  | 1 Year | 1.3329 | 5% | 1.2663
26523 | Belden Wire | 9328 0605000 | 2 #22 FSPR PVC PVC | FT |  | 1 Year | 1.3329 | 5% | 1.2663
26524 | Belden Wire | 9329 0601000 | 3 #22 FS PR PVC PVC | FT |  | 1 Year | 1.7138 | 5% | 1.6281
26525 | Belden Wire | 9329 060500 | 3 #22 FS PR PVC PVC | FT |  | 1 Year | 1.7138 | 5% | 1.6281
26526 | Belden Wire | 9329 0605000 | 3 #22 FS PR PVC PVC | FT |  | 1 Year | 1.7138 | 5% | 1.6281
26527 | Belden Wire | 9330 0601000 | 4 FSPR #22 PVC PVC | FT |  | 1 Year | 2.2285 | 5% | 2.1171
26528 | Belden Wire | 9330 060500 | 4 FSPR #22 PVC PVC | FT |  | 1 Year | 2.2285 | 5% | 2.1171
26529 | Belden Wire | 9330 0605000 | 4 FSPR #22 PVC PVC | FT |  | 1 Year | 2.2285 | 5% | 2.1171
26530 | Belden Wire | 9331 0601000 | 6 FS PR #22 PVC PVC | FT |  | 1 Year | 3.4584 | 5% | 3.2855
26531 | Belden Wire | 9331 060500 | 6 FS PR #22 PVC PVC | FT |  | 1 Year | 3.4584 | 5% | 3.2855
26532 | Belden Wire | 9332 0601000 | 9 #22 FS PR PVC PVC | FT |  | 1 Year | 5.2283 | 5% | 4.9669
26533 | Belden Wire | 9332 060500 | 9 #22 FS PR PVC PVC | FT |  | 1 Year | 5.2283 | 5% | 4.9669
26534 | Belden Wire | 9333 0601000 | 11 #22 FS PR PVC PVC | FT |  | 1 Year | 6.2061 | 5% | 5.8958
26535 | Belden Wire | 9333 060500 | 11 #22 FS PR PVC PVC | FT |  | 1 Year | 6.2061 | 5% | 5.8958
26536 | Belden Wire | 93330A462 | ALUM. THREADED ROUND STANDOFF | EA |  | 1 Year | 3.2 | 5% | 3.04
26537 | Belden Wire | 9335 0601000 | 19 #22 FS PR PVC PVC | FT |  | 1 Year | 10.2999 | 5% | 9.7849
26538 | Belden Wire | 9341 0101000 | 2 #18 PVC/NYL SHLD PVC | FT |  | 1 Year | 1.792 | 5% | 1.7024
26539 | Belden Wire | 9341 01010000 | 2 #18 PVC/NYL SHLD PVC | FT |  | 1 Year | 1.792 | 5% | 1.7024
26540 | Belden Wire | 9341 010500 | 2 #18 PVC/NYL SHLD PVC | FT |  | 1 Year | 1.792 | 5% | 1.7024
26541 | Belden Wire | 9341 0105000 | 2 #18 PVC/NYL SHLD PVC | FT |  | 1 Year | 1.792 | 5% | 1.7024
26542 | Belden Wire | 9342 0101000 | 2 #16 PVC/NYL SHLD PVC | FT |  | 1 Year | 2.5179 | 5% | 2.392
26543 | Belden Wire | 9342 01010000 | 2 #16 PVC/NYL SH PVC | FT |  | 1 Year | 2.5179 | 5% | 2.392
26544 | Belden Wire | 9342 010500 | 2 #16 PVC/NYL SHLD PVC | FT |  | 1 Year | 2.5179 | 5% | 2.392
26545 | Belden Wire | 9342 0105000 | 2 #16 PVC/NYL SHLD PVC | FT |  | 1 Year | 2.5179 | 5% | 2.392
26546 | Belden Wire | 9343 0101000 | 2 #14 PVC/NYL SHLD PVC | FT |  | 1 Year | 3.3494 | 5% | 3.1819
26547 | Belden Wire | 9343 010500 | 2 #14 PVC/NYL SHLD PVC | FT |  | 1 Year | 3.3494 | 5% | 3.1819
26548 | Belden Wire | 9344 0101000 | 2 #12 PVC/NYL SHLD PVC | FT |  | 1 Year | 4.5692 | 5% | 4.3407
26549 | Belden Wire | 9344 010500 | 2 #12 PVC/NYL SHLD PVC | FT |  | 1 Year | 4.5692 | 5% | 4.3407
26550 | Belden Wire | 9363 0602500 | 3 #22 PVC SHLD PVC | FT |  | 1 Year | 0.7665 | 5% | 0.72817
26551 | Belden Wire | 9363 0605000 | 3 #22 PVC SHLD PVC | FT |  | 1 Year | 0.7665 | 5% | 0.72817
26552 | Belden Wire | 9363 060U1000 | 3 #22 PVC SHLD PVC | FT |  | 1 Year | 0.7665 | 5% | 0.72817
26553 | Belden Wire | 9363 060U500 | 3 #22 PVC SHLD PVC | FT |  | 1 Year | 0.7665 | 5% | 0.72817
26554 | Belden Wire | 9364 06010000 | 3 #20 PVC FS PVC | FT |  | 1 Year | 1.259 | 5% | 1.196
26555 | Belden Wire | 9364 0602500 | 3 #20 PVC FS PVC | FT |  | 1 Year | 1.259 | 5% | 1.196
26556 | Belden Wire | 9364 0605000 | 3 #20 PVC FS PVC | FT |  | 1 Year | 1.259 | 5% | 1.196
26557 | Belden Wire | 9364 060U1000 | 3 #20 PVC FS PVC | FT |  | 1 Year | 1.259 | 5% | 1.196
26558 | Belden Wire | 9364 060U500 | 3 #20 PVC FS PVC | FT |  | 1 Year | 1.259 | 5% | 1.196
26559 | Belden Wire | 9365 0601000 | 3 #18 PVC FS PVC | FT |  | 1 Year | 1.6987 | 5% | 1.6138
26560 | Belden Wire | 9365 0602500 | 3 #18 PVC FS PVC | FT |  | 1 Year | 1.6987 | 5% | 1.6138
26561 | Belden Wire | 9365 0605000 | 3 #18 PVC FS PVC | FT |  | 1 Year | 1.6987 | 5% | 1.6138
26562 | Belden Wire | 9365 060U1000 | 3 #18 PVC FS PVC | FT |  | 1 Year | 1.6987 | 5% | 1.6138
26563 | Belden Wire | 9365 060U500 | 3 #18 PVC FS PVC | FT |  | 1 Year | 1.6987 | 5% | 1.6138
26564 | Belden Wire | 9366 0601000 | 3 #16 PVC FS PVC | FT |  | 1 Year | 2.1399 | 5% | 2.0329
26565 | Belden Wire | 9366 0605000 | 3 #16 PVC FS PVC | FT |  | 1 Year | 2.1399 | 5% | 2.0329
26566 | Belden Wire | 9366 060U500 | 3 #16 PVC FS PVC | FT |  | 1 Year | 2.1399 | 5% | 2.0329
26567 | Belden Wire | 9367 0601000 | 3 #14 PVC FS PVC | FT |  | 1 Year | 3.3533 | 5% | 3.1856
26568 | Belden Wire | 9367 0602500 | 3 #14 PVC FS PVC | FT |  | 1 Year | 3.112 | 5% | 2.9564
26569 | Belden Wire | 9367 060500 | 3 #14 PVC FS PVC | FT |  | 1 Year | 3.3533 | 5% | 3.1856
26570 | Belden Wire | 9367 0605000 | 3 #14 PVC FS PVC | FT |  | 1 Year | 3.112 | 5% | 2.9564
26571 | Belden Wire | 9368 0601000 | 2 PR #18 PVC SH PVC | FT |  | 1 Year | 2.8399 | 5% | 2.6979
26572 | Belden Wire | 9368 060500 | 2 PR #18 PVC SH PVC | FT |  | 1 Year | 2.8399 | 5% | 2.6979
26573 | Belden Wire | 9368 0605000 | 2 PR #18 PVC SH PVC | FT |  | 1 Year | 2.6358 | 5% | 2.504
26574 | Belden Wire | 9369 0601000 | 3 PR #18 PVC FS PVC | FT |  | 1 Year | 3.6265 | 5% | 3.4452
26575 | Belden Wire | 9369 0602500 | 3 PR #18 PVC FS PVC | FT |  | 1 Year | 3.3657 | 5% | 3.1974
26576 | Belden Wire | 9369 060500 | 3 PR #18 PVC FS PVC | FT |  | 1 Year | 3.6265 | 5% | 3.4452
26577 | Belden Wire | 9369 0605000 | 3 PR #18 PVC FS PVC | FT |  | 1 Year | 3.3657 | 5% | 3.1974
26578 | Belden Wire | 9388 0601000 | 4 PR #18 PVC SH PVC | FT |  | 1 Year | 4.7264 | 5% | 4.4901
26579 | Belden Wire | 9388 060500 | 4 PR #18 PVC SH PVC | FT |  | 1 Year | 4.7264 | 5% | 4.4901
26580 | Belden Wire | 9388 0605000 | 4 PR #18 PVC SH PVC | FT |  | 1 Year | 4.7264 | 5% | 4.4901
26581 | Belden Wire | 9389 0601000 | 6 FSPR #18 PVC PVC | FT |  | 1 Year | 7.3083 | 5% | 6.9429
26582 | Belden Wire | 9389 0602500 | 6 FSPR #18 PVC PVC | FT |  | 1 Year | 7.3083 | 5% | 6.9429
26583 | Belden Wire | 9389 060500 | 6 FSPR #18 PVC PVC | FT |  | 1 Year | 7.3083 | 5% | 6.9429
26584 | Belden Wire | 9390 0601000 | 9 FSPR #18 PVC PVC | FT |  | 1 Year | 10.5036 | 5% | 9.9784
26585 | Belden Wire | 9390 060500 | 9 FSPR #18 PVC PVC | FT |  | 1 Year | 10.5036 | 5% | 9.9784
26586 | Belden Wire | 9394 0101000 | #20 EPDM SNGLS CPE | FT |  | 1 Year | 1.1889 | 5% | 1.1295
26587 | Belden Wire | 9395 0101000 | #18 STR EPDM BRD CPE | FT |  | 1 Year | 1.4119 | 5% | 1.3413
26588 | Belden Wire | 9396 U90250 | 1 #25 PVC SHLD PVC | FT |  | 1 Year | 0.8362 | 5% | 0.79439
26589 | Belden Wire | 9397 B591000 | 2 #24 PVC DBLS PVC | FT |  | 1 Year | 1.2154 | 5% | 1.1546
26590 | Belden Wire | 9397 B59500 | 2 #24 PVC DBLS PVC | FT |  | 1 Year | 1.2338 | 5% | 1.1721
26591 | Belden Wire | 9398 B591000 | 3 #24 PVC DBLS PVC | FT |  | 1 Year | 1.6271 | 5% | 1.5457
26592 | Belden Wire | 9399 001500 | 2 #24 EPDM BRD EPDM | FT |  | 1 Year | 2.2262 | 5% | 2.1149
26593 | Belden Wire | 9402 0601000 | 2 FS PR #20 PVC PVC | FT |  | 1 Year | 1.9501 | 5% | 1.8526
26594 | Belden Wire | 9402 0605000 | 2 FS PR #20 PVC PVC | FT |  | 1 Year | 1.9501 | 5% | 1.8526
26595 | Belden Wire | 9402 060U500 | 2 FS PR #20 PVC PVC | FT |  | 1 Year | 1.9501 | 5% | 1.8526
26596 | Belden Wire | 9402MN 004100 | 2 FS PR #20 PO FS PVC | FT |  | 1 Year | 1.4606 | 5% | 1.3876
26597 | Belden Wire | 9402MN 0041000 | 2 FS PR #20 PO FS PVC | FT |  | 1 Year | 1.4606 | 5% | 1.3876
26598 | Belden Wire | 9402MN 006100 | 2 FS PR #20 PO FS PVC | FT |  | 1 Year | 1.4606 | 5% | 1.3876
26599 | Belden Wire | 9402MN 0061000 | 2 FS PR #20 PO FS PVC | FT |  | 1 Year | 1.4606 | 5% | 1.3876
26600 | Belden Wire | 9402MN 008100 | 2 FS PR #20 PO FS PVC | FT |  | 1 Year | 1.4606 | 5% | 1.3876
26601 | Belden Wire | 9402MN 0081000 | 2 FS PR #20 PO FS PVC | FT |  | 1 Year | 1.4606 | 5% | 1.3876
26602 | Belden Wire | 9405 0601000 | 2#16PVC,6#18PVC,PVC | FT |  | 1 Year | 3.9331 | 5% | 3.7364
26603 | Belden Wire | 9406 T35100 | 2 #22 FS PR PVC PVC | FT |  | 1 Year | 1.4896 | 5% | 1.4151
26604 | Belden Wire | 9406 T351000 | 2 #22 FS PR PVC PVC | FT |  | 1 Year | 1.2531 | 5% | 1.1904
26605 | Belden Wire | 9406 T35500 | 2 #22 FS PR PVC PVC | FT |  | 1 Year | 1.2531 | 5% | 1.1904
26606 | Belden Wire | 9406 T35U1000 | 2 #22 FS PR PVC PVC | FT |  | 1 Year | 1.2531 | 5% | 1.1904
26607 | Belden Wire | 9406 T35U500 | 2 #22 FS PR PVC PVC | FT |  | 1 Year | 1.2531 | 5% | 1.1904
26608 | Belden Wire | 9407 0602500 | 2 #22 PVC PVC | FT |  | 1 Year | 0.5019 | 5% | 0.4768
26609 | Belden Wire | 9407 060U1000 | 2 #22 PVC PVC | FT |  | 1 Year | 0.5019 | 5% | 0.4768
26610 | Belden Wire | 9407 060U500 | 2 #22 PVC PVC | FT |  | 1 Year | 0.5019 | 5% | 0.4768
26611 | Belden Wire | 9408 0602500 | 2 #20 PVC PVC | FT |  | 1 Year | 0.7642 | 5% | 0.72599
26612 | Belden Wire | 9408 0605000 | 2 #20 PVC PVC | FT |  | 1 Year | 0.7642 | 5% | 0.72599
26613 | Belden Wire | 9408 060U1000 | 2 #20 PVC PVC | FT |  | 1 Year | 0.7642 | 5% | 0.72599
26614 | Belden Wire | 9408 060U500 | 2 #20 PVC PVC | FT |  | 1 Year | 0.7642 | 5% | 0.72599
26615 | Belden Wire | 9409 0602500 | 2 #18 PVC PVC | FT |  | 1 Year | 0.8676 | 5% | 0.82422
26616 | Belden Wire | 9409 0605000 | 2 #18 PVC PVC | FT |  | 1 Year | 0.8678 | 5% | 0.82441
26617 | Belden Wire | 9409 060U1000 | 2 #18 PVC PVC | FT |  | 1 Year | 0.8676 | 5% | 0.82422
26618 | Belden Wire | 9409 060U500 | 2 #18 PVC PVC | FT |  | 1 Year | 0.8676 | 5% | 0.82422
26619 | Belden Wire | 9410 0601000 | 2 #16 PVC PVC | FT |  | 1 Year | 1.1605 | 5% | 1.1025
26620 | Belden Wire | 9410 0602500 | 2 #16 PVC PVC | FT |  | 1 Year | 1.1605 | 5% | 1.1025
26621 | Belden Wire | 9410 060U1000 | 2 #16 PVC PVC | FT |  | 1 Year | 1.1605 | 5% | 1.1025
26622 | Belden Wire | 9410 060U500 | 2 #16 PVC PVC | FT |  | 1 Year | 1.1605 | 5% | 1.1025
26623 | Belden Wire | 9411 0601000 | 2 #14 PVC PVC | FT |  | 1 Year | 1.7912 | 5% | 1.7016
26624 | Belden Wire | 9411 0602500 | 2 #14 PVC PVC | FT |  | 1 Year | 1.7912 | 5% | 1.7016
26625 | Belden Wire | 9411 060U500 | 2 #14 PVC PVC | FT |  | 1 Year | 1.7912 | 5% | 1.7016
26626 | Belden Wire | 9412 0601000 | 2 #12 PVC PVC | FT |  | 1 Year | 2.2617 | 5% | 2.1486
26627 | Belden Wire | 9412 0602500 | 2 #12 PVC PVC | FT |  | 1 Year | 2.2617 | 5% | 2.1486
26628 | Belden Wire | 9412 060500 | 2 #12 PVC PVC | FT |  | 1 Year | 2.2617 | 5% | 2.1486
26629 | Belden Wire | 9414 T351000 | 2 #22 PVC SHLD FRPVC | FT |  | 1 Year | 0.8743 | 5% | 0.83058
26630 | Belden Wire | 9414 T35500 | 2 #22 PVC SHLD FRPVC | FT |  | 1 Year | 0.8743 | 5% | 0.83058
26631 | Belden Wire | 9414 T35U1000 | 2 #22 PVC SHLD FRPVC | FT |  | 1 Year | 0.8743 | 5% | 0.83058
26632 | Belden Wire | 9418 060100 | 4 #18 PVC FS FRPVC | FT |  | 1 Year | 1.5063 | 5% | 1.431
26633 | Belden Wire | 9418 0601000 | 4 #18 PVC FS FRPVC | FT |  | 1 Year | 1.267 | 5% | 1.2036
26634 | Belden Wire | 9418 06010000 | 4 #18 PVC FS FRPVC | FT |  | 1 Year | 1.2671 | 5% | 1.2037
26635 | Belden Wire | 9418 060500 | 4 #18 PVC FS FRPVC | FT |  | 1 Year | 1.267 | 5% | 1.2036
26636 | Belden Wire | 9418 0605000 | 4 #18 PVC FS FRPVC | FT |  | 1 Year | 1.267 | 5% | 1.2036
26637 | Belden Wire | 9418 060U1000 | 4 #18 PVC FS FRPVC | FT |  | 1 Year | 1.267 | 5% | 1.2036
26638 | Belden Wire | 9418 060U500 | 4 #18 PVC FS FRPVC | FT |  | 1 Year | 1.267 | 5% | 1.2036
26639 | Belden Wire | 9418ZH 0101000 | 4 #18 PO FS NHFRPO | FT |  | 1 Year | 1.4142 | 5% | 1.3435
26640 | Belden Wire | 9418ZH 010500 | 4 #18 PO FS NHFRPO | FT |  | 1 Year | 1.4142 | 5% | 1.3435
26641 | Belden Wire | 9420 010100 | 5#16 EPDM CPE | FT |  | 1 Year | 5.6758 | 5% | 5.392
26642 | Belden Wire | 9420 0101000 | 5#16 EPDM CPE | FT |  | 1 Year | 4.7749 | 5% | 4.5362
26643 | Belden Wire | 9420-1906 | CABINET LIGHT KIT SINGLE 5W | EA |  | 1 Year | 218.4 | 5% | 207.48
26644 | Belden Wire | 9421 060100 | 8 #22 PVC PVC | FT |  | 1 Year | 1.2984 | 5% | 1.2335
26645 | Belden Wire | 9421 0601000 | 8 #22 PVC PVC | FT |  | 1 Year | 1.0924 | 5% | 1.0378
26646 | Belden Wire | 9421 060500 | 8 #22 PVC PVC | FT |  | 1 Year | 1.0924 | 5% | 1.0378
26647 | Belden Wire | 9421 0605000 | 8 #22 PVC PVC | FT |  | 1 Year | 1.0926 | 5% | 1.038
26648 | Belden Wire | 9421 060U1000 | 8 #22 PVC PVC | FT |  | 1 Year | 1.0924 | 5% | 1.0378
26649 | Belden Wire | 9421 060U500 | 8 #22 PVC PVC | FT |  | 1 Year | 1.0924 | 5% | 1.0378
26650 | Belden Wire | 9422 010100 | 7 #16 EPDM CPE | FT |  | 1 Year | 8.0106 | 5% | 7.6101
26651 | Belden Wire | 9423 060100 | 9 #22 PVC PVC | FT |  | 1 Year | 1.4398 | 5% | 1.3678
26652 | Belden Wire | 9423 0601000 | 9 #22 PVC PVC | FT |  | 1 Year | 1.2117 | 5% | 1.1511
26653 | Belden Wire | 9423 060500 | 9 #22 PVC PVC | FT |  | 1 Year | 1.2117 | 5% | 1.1511
26654 | Belden Wire | 9423 0605000 | 9 #22 PVC PVC | FT |  | 1 Year | 1.2118 | 5% | 1.1512
26655 | Belden Wire | 9423 060U500 | 9 #22 PVC PVC | FT |  | 1 Year | 1.2117 | 5% | 1.1511
26656 | Belden Wire | 9423MN 004100 | 9 #22 PO PVC | FT |  | 1 Year | 0.9704 | 5% | 0.92188
26657 | Belden Wire | 9423MN 0041000 | 9 #22 PO PVC | FT |  | 1 Year | 0.9704 | 5% | 0.92188
26658 | Belden Wire | 9423MN 006100 | 9 #22 PO PVC | FT |  | 1 Year | 0.9704 | 5% | 0.92188
26659 | Belden Wire | 9423MN 0061000 | 9 #22 PO PVC | FT |  | 1 Year | 0.9704 | 5% | 0.92188
26660 | Belden Wire | 9423MN 008100 | 9 #22 PO PVC | FT |  | 1 Year | 0.9704 | 5% | 0.92188
26661 | Belden Wire | 9423MN 0081000 | 9 #22 PO PVC | FT |  | 1 Year | 0.9704 | 5% | 0.92188
26662 | Belden Wire | 9427 0101000 | 16 #16 EPDM CPE | FT |  | 1 Year | 15.5041 | 5% | 14.7289
26663 | Belden Wire | 9429 010500 | 20 #16 EPDM CPE | FT |  | 1 Year | 19.1311 | 5% | 18.1745
26664 | Belden Wire | 9430 0601000 | 7 #22 PVC PVC | FT |  | 1 Year | 0.9366 | 5% | 0.88977
26665 | Belden Wire | 9430 060500 | 7 #22 PVC PVC | FT |  | 1 Year | 0.9366 | 5% | 0.88977
26666 | Belden Wire | 9430 0605000 | 7 #22 PVC PVC | FT |  | 1 Year | 0.8694 | 5% | 0.82593
26667 | Belden Wire | 9430 060U1000 | 7 #22 PVC PVC | FT |  | 1 Year | 0.9366 | 5% | 0.88977
26668 | Belden Wire | 9430 060U500 | 7 #22 PVC PVC | FT |  | 1 Year | 0.9366 | 5% | 0.88977
26669 | Belden Wire | 9430MN 004100 | 7 #22 PO PVC | FT |  | 1 Year | 0.7496 | 5% | 0.71212
26670 | Belden Wire | 9430MN 0041000 | 7 #22 PO PVC | FT |  | 1 Year | 0.7496 | 5% | 0.71212
26671 | Belden Wire | 9430MN 006100 | 7 #22 PO PVC | FT |  | 1 Year | 0.7496 | 5% | 0.71212
26672 | Belden Wire | 9430MN 0061000 | 7 #22 PO PVC | FT |  | 1 Year | 0.7496 | 5% | 0.71212
26673 | Belden Wire | 9430MN 008100 | 7 #22 PO PVC | FT |  | 1 Year | 0.7496 | 5% | 0.71212
26674 | Belden Wire | 9430MN 0081000 | 7 #22 PO PVC | FT |  | 1 Year | 0.7496 | 5% | 0.71212
26675 | Belden Wire | 9431 060100 | 20 #22 PVC PVC | FT |  | 1 Year | 3.9112 | 5% | 3.7156
26676 | Belden Wire | 9431 0601000 | 20 #22 PVC PVC | FT |  | 1 Year | 3.2907 | 5% | 3.1262
26677 | Belden Wire | 9431 060500 | 20 #22 PVC PVC | FT |  | 1 Year | 3.2907 | 5% | 3.1262
26678 | Belden Wire | 9431 0605000 | 20 #22 PVC PVC | FT |  | 1 Year | 3.2907 | 5% | 3.1262
26679 | Belden Wire | 9432 060100 | 30#22 PVC PVC | FT |  | 1 Year | 6.0633 | 5% | 5.7601
26680 | Belden Wire | 9432 0601000 | 30#22 PVC PVC | FT |  | 1 Year | 5.1006 | 5% | 4.8456
26681 | Belden Wire | 9432 060500 | 30#22 PVC PVC | FT |  | 1 Year | 5.1006 | 5% | 4.8456
26682 | Belden Wire | 9433 060100 | 40 #22 PVC PVC | FT |  | 1 Year | 9.0888 | 5% | 8.6344
26683 | Belden Wire | 9433 0601000 | 40 #22 PVC PVC | FT |  | 1 Year | 7.6466 | 5% | 7.2643
26684 | Belden Wire | 9433 0603000 | 40 #22 PVC PVC | FT |  | 1 Year | 7.6466 | 5% | 7.2643
26685 | Belden Wire | 9433 060500 | 40 #22 PVC PVC | FT |  | 1 Year | 7.6466 | 5% | 7.2643
26686 | Belden Wire | 9433 0605000 | 40 #22 PVC PVC | FT |  | 1 Year | 7.6466 | 5% | 7.2643
26687 | Belden Wire | 9434 0601000 | 50#22 PVC PVC | FT |  | 1 Year | 9.2943 | 5% | 8.8296
26688 | Belden Wire | 9434 060500 | 50#22 PVC PVC | FT |  | 1 Year | 9.2943 | 5% | 8.8296
26689 | Belden Wire | 9438 0101000 | 14 STR PE BLK | FT |  | 1 Year | 1.1163 | 5% | 1.0605
26690 | Belden Wire | 9439 060100 | 7 #20 PVC FRPVC | FT |  | 1 Year | 1.6943 | 5% | 1.6096
26691 | Belden Wire | 9439 0601000 | 7 #20 PVC FRPVC | FT |  | 1 Year | 1.4248 | 5% | 1.3536
26692 | Belden Wire | 9439 060500 | 7 #20 PVC FRPVC | FT |  | 1 Year | 1.4248 | 5% | 1.3536
26693 | Belden Wire | 9439 0605000 | 7 #20 PVC FRPVC | FT |  | 1 Year | 1.4249 | 5% | 1.3537
26694 | Belden Wire | 9439 060U1000 | 7 #20 PVC FRPVC | FT |  | 1 Year | 1.4248 | 5% | 1.3536
26695 | Belden Wire | 9439 060U500 | 7 #20 PVC FRPVC | FT |  | 1 Year | 1.4248 | 5% | 1.3536
26696 | Belden Wire | 9439MN 004100 | 7 #20 PO PVC | FT |  | 1 Year | 1.1404 | 5% | 1.0834
26697 | Belden Wire | 9439MN 0041000 | 7 #20 PO PVC | FT |  | 1 Year | 1.1404 | 5% | 1.0834
26698 | Belden Wire | 9439MN 006100 | 7 #20 PO PVC | FT |  | 1 Year | 1.1404 | 5% | 1.0834
26699 | Belden Wire | 9439MN 0061000 | 7 #20 PO PVC | FT |  | 1 Year | 1.1404 | 5% | 1.0834
26700 | Belden Wire | 9439MN 008100 | 7 #20 PO PVC | FT |  | 1 Year | 1.1404 | 5% | 1.0834
26701 | Belden Wire | 9439MN 0081000 | 7 #20 PO PVC | FT |  | 1 Year | 1.1404 | 5% | 1.0834
26702 | Belden Wire | 9443MN 004100 | 3 #20 PO PVC | FT |  | 1 Year | 0.5571 | 5% | 0.52924
26703 | Belden Wire | 9443MN 0041000 | 3 #20 PO PVC | FT |  | 1 Year | 0.5571 | 5% | 0.52924
26704 | Belden Wire | 9443MN 006100 | 3 #20 PO PVC | FT |  | 1 Year | 0.5571 | 5% | 0.52924
26705 | Belden Wire | 9443MN 0061000 | 3 #20 PO PVC | FT |  | 1 Year | 0.5571 | 5% | 0.52924
26706 | Belden Wire | 9443MN 008100 | 3 #20 PO PVC | FT |  | 1 Year | 0.5571 | 5% | 0.52924
26707 | Belden Wire | 9443MN 0081000 | 3 #20 PO PVC | FT |  | 1 Year | 0.5571 | 5% | 0.52924
26708 | Belden Wire | 9444 060100 | 4 #20 PVC FRPVC | FT |  | 1 Year | 0.9634 | 5% | 0.91523
26709 | Belden Wire | 9444 0601000 | 4 #20 PVC FRPVC | FT |  | 1 Year | 0.8105 | 5% | 0.76997
26710 | Belden Wire | 9444 060500 | 4 #20 PVC FRPVC | FT |  | 1 Year | 0.8105 | 5% | 0.76997
26711 | Belden Wire | 9444 0605000 | 4 #20 PVC FRPVC | FT |  | 1 Year | 0.8105 | 5% | 0.76997
26712 | Belden Wire | 9444 060U1000 | 4 #20 PVC FRPVC | FT |  | 1 Year | 0.8105 | 5% | 0.76997
26713 | Belden Wire | 9444 060U500 | 4 #20 PVC FRPVC | FT |  | 1 Year | 0.8105 | 5% | 0.76997
26714 | Belden Wire | 9445 060100 | 5 #20 PVC PVC | FT |  | 1 Year | 1.2162 | 5% | 1.1554
26715 | Belden Wire | 9445 0601000 | 5 #20 PVC PVC | FT |  | 1 Year | 1.0229 | 5% | 0.97175
26716 | Belden Wire | 9445 060500 | 5 #20 PVC PVC | FT |  | 1 Year | 1.0229 | 5% | 0.97175
26717 | Belden Wire | 9445 0605000 | 5 #20 PVC PVC | FT |  | 1 Year | 1.0229 | 5% | 0.97175
26718 | Belden Wire | 9445 060U1000 | 5 #20 PVC PVC | FT |  | 1 Year | 1.0229 | 5% | 0.97175
26719 | Belden Wire | 9445MN 004100 | 5 #20 PO PVC | FT |  | 1 Year | 0.8186 | 5% | 0.77767
26720 | Belden Wire | 9445MN 0041000 | 5 #20 PO PVC | FT |  | 1 Year | 0.8186 | 5% | 0.77767
26721 | Belden Wire | 9445MN 006100 | 5 #20 PO PVC | FT |  | 1 Year | 0.8186 | 5% | 0.77767
26722 | Belden Wire | 9445MN 0061000 | 5 #20 PO PVC | FT |  | 1 Year | 0.8186 | 5% | 0.77767
26723 | Belden Wire | 9445MN 008100 | 5 #20 PO PVC | FT |  | 1 Year | 0.8186 | 5% | 0.77767
26724 | Belden Wire | 9445MN 0081000 | 5 #20 PO PVC | FT |  | 1 Year | 0.8186 | 5% | 0.77767
26725 | Belden Wire | 9451 001U1000 | 2 #22 PP FS PVC FR | FT |  | 1 Year | 0.2843 | 5% | 0.27008
26726 | Belden Wire | 9451 002U1000 | 2 #22 PP FS PVC FR | FT |  | 1 Year | 0.2843 | 5% | 0.27008
26727 | Belden Wire | 9451 0035000 | 2 #22 PP FS PVC FR | FT |  | 1 Year | 0.2843 | 5% | 0.27008
26728 | Belden Wire | 9451 003U1000 | 2 #22 PP FS PVC FR | FT |  | 1 Year | 0.2843 | 5% | 0.27008
26729 | Belden Wire | 9451 0045000 | 2 #22 PO FS PVC FR | FT |  | 1 Year | 0.2843 | 5% | 0.27008
26730 | Belden Wire | 9451 004N1000 | 2 #22 PP FS PVC FR | FT |  | 1 Year | 0.2843 | 5% | 0.27008
26731 | Belden Wire | 9451 004U1000 | 2 #22 PP FS PVC FR | FT |  | 1 Year | 0.2843 | 5% | 0.27008
26732 | Belden Wire | 9451 0065000 | 2 #22 PP FS PVC FR | FT |  | 1 Year | 0.2843 | 5% | 0.27008
26733 | Belden Wire | 9451 006U1000 | 2 #22 PP FS PVC FR | FT |  | 1 Year | 0.2843 | 5% | 0.27008
26734 | Belden Wire | 9451 0075000 | 2 #22 PP FS PVC FR | FT |  | 1 Year | 0.2843 | 5% | 0.27008
26735 | Belden Wire | 9451 007U1000 | 2 #22 PP FS PVC FR | FT |  | 1 Year | 0.2843 | 5% | 0.27008
26736 | Belden Wire | 9451 0081000 | 2 #22 PP FS PVC FR | FT |  | 1 Year | 0.2843 | 5% | 0.27008
26737 | Belden Wire | 9451 008500 | 2 #22 PP FS PVC FR | FT |  | 1 Year | 0.2873 | 5% | 0.27293
26738 | Belden Wire | 9451 0085000 | 2 #22 PP FS PVC FR | FT |  | 1 Year | 0.2843 | 5% | 0.27008
26739 | Belden Wire | 9451 008N1000 | 2 #22 PP FS PVC FR | FT |  | 1 Year | 0.2843 | 5% | 0.27008
26740 | Belden Wire | 9451 008T1000 | 2 #22 PP FS PVC FR | FT |  | 1 Year | 0.2843 | 5% | 0.27008
26741 | Belden Wire | 9451 008U1000 | 2 #22 PP FS PVC FR | FT |  | 1 Year | 0.2843 | 5% | 0.27008
26742 | Belden Wire | 9451 008U500 | 2 #22 PP FS PVC FR | FT |  | 1 Year | 0.2873 | 5% | 0.27293
26743 | Belden Wire | 9451 0095000 | 2 #22 PP FS PVC FR | FT |  | 1 Year | 0.2843 | 5% | 0.27008
26744 | Belden Wire | 9451 009U1000 | 2 #22 PP FS PVC FR | FT |  | 1 Year | 0.2843 | 5% | 0.27008
26745 | Belden Wire | 9451 0101000 | 2 #22 PP FS PVC FR | FT |  | 1 Year | 0.2843 | 5% | 0.27008
26746 | Belden Wire | 9451 0105000 | 2 #22 PP FS PVC FR | FT |  | 1 Year | 0.2843 | 5% | 0.27008
26747 | Belden Wire | 9451 010N1000 | 2 #22 PP FS PVC FR | FT |  | 1 Year | 0.2843 | 5% | 0.27008
26748 | Belden Wire | 9451 010U1000 | 2 #22 PP FS PVC FR | FT |  | 1 Year | 0.2843 | 5% | 0.27008
26749 | Belden Wire | 9451 N3UU1000 | 2 #22 PP FS PVC FR | FT |  | 1 Year | 0.2843 | 5% | 0.27008
26750 | Belden Wire | 9451D 053U1000 | 2 BONDED #22 FSPR PO FRPVC | FT |  | 1 Year | 0.6389 | 5% | 0.60696
26751 | Belden Wire | 9451D A5Q2000 | 2 BONDED #22 FSPR PO FRPVC | FT |  | 1 Year | 0.6389 | 5% | 0.60696
26752 | Belden Wire | 9451D A5QU1000 | 2 BONDED #22 FSPR PO FRPVC | FT |  | 1 Year | 0.6389 | 5% | 0.60696
26753 | Belden Wire | 9451D G04U1000 | 2 BONDED #22 FSPR PO FRPVC | FT |  | 1 Year | 0.6389 | 5% | 0.60696
26754 | Belden Wire | 9451D J77U1000 | 2 BONDED #22 FSPR PO FRPVC | FT |  | 1 Year | 0.6389 | 5% | 0.60696
26755 | Belden Wire | 9451DP 0091000 | 2 FSPR #22 FEP PLENUM PVC | FT |  | 1 Year | 1.1877 | 5% | 1.1283
26756 | Belden Wire | 9451DP 009500 | 2 FSPR #22 FEP PLENUM PVC | FT |  | 1 Year | 1.1877 | 5% | 1.1283
26757 | Belden Wire | 9451DP 0095000 | 2 FSPR #22 FEP PLENUM PVC | FT |  | 1 Year | 1.1877 | 5% | 1.1283
26758 | Belden Wire | 9451P 0015000 | FSPR #22 FEP PLENUM PVC | FT |  | 1 Year | 0.5805 | 5% | 0.55147
26759 | Belden Wire | 9451P 001U1000 | FSPR #22 FEP PLENUM PVC | FT |  | 1 Year | 0.5805 | 5% | 0.55147
26760 | Belden Wire | 9451P 0025000 | FSPR #22 FEP PLENUM PVC | FT |  | 1 Year | 0.5805 | 5% | 0.55147
26761 | Belden Wire | 9451P 002U1000 | FSPR #22 FEP PLENUM PVC | FT |  | 1 Year | 0.5805 | 5% | 0.55147
26762 | Belden Wire | 9451P 0035000 | FSPR #22 FEP PLENUM PVC | FT |  | 1 Year | 0.5805 | 5% | 0.55147
26763 | Belden Wire | 9451P 003U1000 | FSPR #22 FEP PLENUM PVC | FT |  | 1 Year | 0.5805 | 5% | 0.55147
26764 | Belden Wire | 9451P 0045000 | FSPR #22 FEP PLENUM PVC | FT |  | 1 Year | 0.5805 | 5% | 0.55147
26765 | Belden Wire | 9451P 004U1000 | FSPR #22 FEP PLENUM PVC | FT |  | 1 Year | 0.5805 | 5% | 0.55147
26766 | Belden Wire | 9451P 0065000 | FSPR #22 FEP PLENUM PVC | FT |  | 1 Year | 0.5805 | 5% | 0.55147
26767 | Belden Wire | 9451P 006U1000 | FSPR #22 FEP PLENUM PVC | FT |  | 1 Year | 0.5805 | 5% | 0.55147
26768 | Belden Wire | 9451P 0075000 | FSPR #22 FEP PLENUM PVC | FT |  | 1 Year | 0.5805 | 5% | 0.55147
26769 | Belden Wire | 9451P 007U1000 | FSPR #22 FEP PLENUM PVC | FT |  | 1 Year | 0.5805 | 5% | 0.55147
26770 | Belden Wire | 9451P 0085000 | FSPR #22 FEP PLENUM PVC | FT |  | 1 Year | 0.5805 | 5% | 0.55147
26771 | Belden Wire | 9451P 008U1000 | FSPR #22 FEP PLENUM PVC | FT |  | 1 Year | 0.5805 | 5% | 0.55147
26772 | Belden Wire | 9451P 0095000 | FSPR #22 FEP PLENUM PVC | FT |  | 1 Year | 0.5805 | 5% | 0.55147
26773 | Belden Wire | 9451P 009U1000 | FSPR #22 FEP PLENUM PVC | FT |  | 1 Year | 0.5805 | 5% | 0.55147
26774 | Belden Wire | 9451P 0101000 | FSPR #22 FEP PLENUM PVC | FT |  | 1 Year | 0.5805 | 5% | 0.55147
26775 | Belden Wire | 9451P 010500 | FSPR #22 FEP PLENUM PVC | FT |  | 1 Year | 0.5805 | 5% | 0.55147
26776 | Belden Wire | 9451P 0105000 | FSPR #22 FEP PLENUM PVC | FT |  | 1 Year | 0.5805 | 5% | 0.55147
26777 | Belden Wire | 9451P 010U1000 | FSPR #22 FEP PLENUM PVC | FT |  | 1 Year | 0.5805 | 5% | 0.55147
26778 | Belden Wire | 9451P N3U5000 | FSPR #22 FEP PLENUM PVC | FT |  | 1 Year | 0.5805 | 5% | 0.55147
26779 | Belden Wire | 9451P N3UU1000 | FSPR #22 FEP PLENUM PVC | FT |  | 1 Year | 0.5805 | 5% | 0.55147
26780 | Belden Wire | 9451PS4 0081000 | BONDED FILLER COMPOSITE | FT |  | 1 Year | 2.4944 | 5% | 2.3697
26781 | Belden Wire | 9451PS4 008500 | BONDED FILLER COMPOSITE | FT |  | 1 Year | 2.4944 | 5% | 2.3697
26782 | Belden Wire | 9451PS4 0101000 | BONDED FILLER COMPOSITE | FT |  | 1 Year | 2.4944 | 5% | 2.3697
26783 | Belden Wire | 9451PS4 010500 | BONDED FILLER COMPOSITE | FT |  | 1 Year | 2.4944 | 5% | 2.3697
26784 | Belden Wire | 9451PS6 0081000 | BONDED FILLER COMPOSITE | FT |  | 1 Year | 4.8794 | 5% | 4.6354
26785 | Belden Wire | 9451PS6 008500 | BONDED FILLER COMPOSITE | FT |  | 1 Year | 4.8794 | 5% | 4.6354
26786 | Belden Wire | 9451PS6 0101000 | BONDED FILLER COMPOSITE | FT |  | 1 Year | 4.8794 | 5% | 4.6354
26787 | Belden Wire | 9451PS6 010500 | BONDED FILLER COMPOSITE | FT |  | 1 Year | 4.8794 | 5% | 4.6354
26788 | Belden Wire | 9451SB 0101000 | 2 #22 PP FS FRNHPO | FT |  | 1 Year | 0.4179 | 5% | 0.397
26789 | Belden Wire | 9451WB 010U1000 | 2 #22 PO FS PO | FT |  | 1 Year | 0.5438 | 5% | 0.51661
26790 | Belden Wire | 9452 0101000 | 2 #24 PE SHLD PVC | FT |  | 1 Year | 0.7043 | 5% | 0.66909
26791 | Belden Wire | 9452 010500 | 2 #24 PE SHLD PVC | FT |  | 1 Year | 0.7043 | 5% | 0.66909
26792 | Belden Wire | 9452 010U1000 | 2 #24 PE SHLD PVC | FT |  | 1 Year | 0.7043 | 5% | 0.66909
26793 | Belden Wire | 9452 010U500 | 2 #24 PE SHLD PVC | FT |  | 1 Year | 0.7043 | 5% | 0.66909
26794 | Belden Wire | 9455 060100 | 9 #20 PVC FRPVC | FT |  | 1 Year | 2.3486 | 5% | 2.2312
26795 | Belden Wire | 9455 0601000 | 9#20 PVC FRPVC | FT |  | 1 Year | 1.9754 | 5% | 1.8766
26796 | Belden Wire | 9455 060500 | 9#20 PVC FRPVC | FT |  | 1 Year | 1.9754 | 5% | 1.8766
26797 | Belden Wire | 9455 0605000 | 9 #20 PVC FRPVC | FT |  | 1 Year | 1.9754 | 5% | 1.8766
26798 | Belden Wire | 9455MN 004100 | 9 #20 PO PVC | FT |  | 1 Year | 1.5804 | 5% | 1.5014
26799 | Belden Wire | 9455MN 0041000 | 9 #20 PO PVC | FT |  | 1 Year | 1.5804 | 5% | 1.5014
26800 | Belden Wire | 9455MN 006100 | 9 #20 PO PVC | FT |  | 1 Year | 1.5804 | 5% | 1.5014
26801 | Belden Wire | 9455MN 0061000 | 9 #20 PO PVC | FT |  | 1 Year | 1.5804 | 5% | 1.5014
26802 | Belden Wire | 9455MN 008100 | 9 #20 PO PVC | FT |  | 1 Year | 1.5804 | 5% | 1.5014
26803 | Belden Wire | 9455MN 0081000 | 9 #20 PO PVC | FT |  | 1 Year | 1.5804 | 5% | 1.5014
26804 | Belden Wire | 9457 060100 | 12 #20 PVC FRPVC | FT |  | 1 Year | 3.4242 | 5% | 3.253
26805 | Belden Wire | 9457 0601000 | 12 #20 PVC FRPVC | FT |  | 1 Year | 2.8809 | 5% | 2.7369
26806 | Belden Wire | 9457 060500 | 12 #20 PVC FRPVC | FT |  | 1 Year | 2.8809 | 5% | 2.7369
26807 | Belden Wire | 9457 0605000 | 12 #20 PVC FRPVC | FT |  | 1 Year | 2.8809 | 5% | 2.7369
26808 | Belden Wire | 9457MN 004100 | 12 #20 PO PVC | FT |  | 1 Year | 2.1739 | 5% | 2.0652
26809 | Belden Wire | 9457MN 0041000 | 12 #20 PO PVC | FT |  | 1 Year | 2.1739 | 5% | 2.0652
26810 | Belden Wire | 9457MN 006100 | 12 #20 PO PVC | FT |  | 1 Year | 2.1739 | 5% | 2.0652
26811 | Belden Wire | 9457MN 0061000 | 12 #20 PO PVC | FT |  | 1 Year | 2.1739 | 5% | 2.0652
26812 | Belden Wire | 9457MN 008100 | 12 #20 PO PVC | FT |  | 1 Year | 2.1739 | 5% | 2.0652
26813 | Belden Wire | 9457MN 0081000 | 12 #20 PO PVC | FT |  | 1 Year | 2.1739 | 5% | 2.0652
26814 | Belden Wire | 9458 060100 | 15#20 PVC FRPVC | FT |  | 1 Year | 4.4686 | 5% | 4.2452
26815 | Belden Wire | 9458 0601000 | 15#20 PVC FRPVC | FT |  | 1 Year | 3.7596 | 5% | 3.5716
26816 | Belden Wire | 9458 060500 | 15#20 PVC FRPVC | FT |  | 1 Year | 3.7596 | 5% | 3.5716
26817 | Belden Wire | 9458 0605000 | 15 #22 PVC FRPVC | FT |  | 1 Year | 3.7596 | 5% | 3.5716
26818 | Belden Wire | 9458MN 004100 | 15 #20 PO PVC | FT |  | 1 Year | 3.006 | 5% | 2.8557
26819 | Belden Wire | 9458MN 0041000 | 15 #20 PO PVC | FT |  | 1 Year | 3.006 | 5% | 2.8557
26820 | Belden Wire | 9458MN 006100 | 15 #20 PO PVC | FT |  | 1 Year | 3.006 | 5% | 2.8557
26821 | Belden Wire | 9458MN 0061000 | 15 #20 PO PVC | FT |  | 1 Year | 3.006 | 5% | 2.8557
26822 | Belden Wire | 9458MN 008100 | 15 #20 PO PVC | FT |  | 1 Year | 3.006 | 5% | 2.8557
26823 | Belden Wire | 9458MN 0081000 | 15 #20 PO PVC | FT |  | 1 Year | 3.006 | 5% | 2.8557
26824 | Belden Wire | 9460 0105000 | 1 PR #18 LDPE FS PVC | FT |  | 1 Year | 0.9816 | 5% | 0.93252
26825 | Belden Wire | 9460 0605000 | 1 PR #18 LDPE FS PVC | FT |  | 1 Year | 0.9816 | 5% | 0.93252
26826 | Belden Wire | 9460 060U1000 | 1 PR #18 LDPE FS PVC | FT |  | 1 Year | 1.058 | 5% | 1.0051
26827 | Belden Wire | 9460 060U500 | 1 PR #18 LDPE FS PVC | FT |  | 1 Year | 1.058 | 5% | 1.0051
26828 | Belden Wire | 9461 0605000 | 2 #22 PE FS PVC | FT |  | 1 Year | 0.657 | 5% | 0.62415
26829 | Belden Wire | 9461 060U1000 | 2 #22 PE FS PVC | FT |  | 1 Year | 0.718 | 5% | 0.6821
26830 | Belden Wire | 9461 060U500 | 2 #22 PE FS PVC | FT |  | 1 Year | 0.718 | 5% | 0.6821
26831 | Belden Wire | 9462 060100 | 2 #22 PVC FS PVC | FT |  | 1 Year | 0.7846 | 5% | 0.74537
26832 | Belden Wire | 9462 0601000 | 2 #22 PVC FS PVC | FT |  | 1 Year | 0.6599 | 5% | 0.62691
26833 | Belden Wire | 9462 060500 | 2 #22 PVC FS PVC | FT |  | 1 Year | 0.6599 | 5% | 0.62691
26834 | Belden Wire | 9462 0605000 | 2 #22 PVC FS PVC | FT |  | 1 Year | 0.6599 | 5% | 0.62691
26835 | Belden Wire | 9462 060U1000 | 2 #22 PVC FS PVC | FT |  | 1 Year | 0.6599 | 5% | 0.62691
26836 | Belden Wire | 9462 060U500 | 2 #22 PVC FS PVC | FT |  | 1 Year | 0.6599 | 5% | 0.62691
26837 | Belden Wire | 9462ZH 0101000 | 2 #22 PO FS FRNHPO | FT |  | 1 Year | 0.7376 | 5% | 0.70072
26838 | Belden Wire | 9462ZH 010500 | 2 #22 PO FS FRNHPO | FT |  | 1 Year | 0.7376 | 5% | 0.70072
26839 | Belden Wire | 9463 0011000 | 78 OHM TWINAX | FT |  | 1 Year | 1.0805 | 5% | 1.0265
26840 | Belden Wire | 9463 00110000 | 78 OHM TWINAX | FT |  | 1 Year | 1.0805 | 5% | 1.0265
26841 | Belden Wire | 9463 00112000 | 78 OHM TWINAX | FT |  | 1 Year | 1.0805 | 5% | 1.0265
26842 | Belden Wire | 9463 0016000 | 78 OHM TWINAX | FT |  | 1 Year | 1.0805 | 5% | 1.0265
26843 | Belden Wire | 9463 0031000 | 78 OHM TWINAX | FT |  | 1 Year | 1.0805 | 5% | 1.0265
26844 | Belden Wire | 9463 00310000 | 78 OHM TWINAX | FT |  | 1 Year | 1.0805 | 5% | 1.0265
26845 | Belden Wire | 9463 00312000 | 78 OHM TWINAX | FT |  | 1 Year | 1.0805 | 5% | 1.0265
26846 | Belden Wire | 9463 0036000 | 78 OHM TWINAX | FT |  | 1 Year | 1.0805 | 5% | 1.0265
26847 | Belden Wire | 9463 0071000 | 78 OHM TWINAX | FT |  | 1 Year | 1.0805 | 5% | 1.0265
26848 | Belden Wire | 9463 0076000 | 78 OHM TWINAX | FT |  | 1 Year | 1.0805 | 5% | 1.0265
26849 | Belden Wire | 9463 J22100 | 78 OHM TWINAX | FT |  | 1 Year | 1.3278 | 5% | 1.2614
26850 | Belden Wire | 9463 J221000 | 78 OHM TWINAX | FT |  | 1 Year | 1.0805 | 5% | 1.0265
26851 | Belden Wire | 9463 J2210000 | 78 OHM TWINAX | FT |  | 1 Year | 1.0805 | 5% | 1.0265
26852 | Belden Wire | 9463 J2212000 | 78 OHM TWINAX | FT |  | 1 Year | 1.0805 | 5% | 1.0265
26853 | Belden Wire | 9463 J22500 | 78 OHM TWINAX | FT |  | 1 Year | 1.0805 | 5% | 1.0265
26854 | Belden Wire | 9463 J226000 | 78 OHM TWINAX | FT |  | 1 Year | 1.0805 | 5% | 1.0265
26855 | Belden Wire | 9463 J22U1000 | 78 OHM TWINAX | FT |  | 1 Year | 1.0805 | 5% | 1.0265
26856 | Belden Wire | 9463 J22U500 | 78 OHM TWINAX | FT |  | 1 Year | 1.0805 | 5% | 1.0265
26857 | Belden Wire | 9463DB S8Y1000 | 2 #20 PE FS BRD PE | FT |  | 1 Year | 1.3664 | 5% | 1.2981
26858 | Belden Wire | 9463DB S8Y5000 | 2 #20 PE FS BRD PE | FT |  | 1 Year | 1.3664 | 5% | 1.2981
26859 | Belden Wire | 9463F J221000 | #20 PE SH PVC TWINAX | FT |  | 1 Year | 1.5319 | 5% | 1.4553
26860 | Belden Wire | 9464 060U1000 | 2 #20 PO FS PVC | FT |  | 1 Year | 0.8699 | 5% | 0.8264
26861 | Belden Wire | 9464 060U500 | 2 #20 PO FS PVC | FT |  | 1 Year | 0.8699 | 5% | 0.8264
26862 | Belden Wire | 9486 0101000 | 2 #18 PVC/NYL PVC | FT |  | 1 Year | 1.3579 | 5% | 1.29
26863 | Belden Wire | 9487 0101000 | 2 #16 PVC/NYL PVC | FT |  | 1 Year | 1.8013 | 5% | 1.7112
26864 | Belden Wire | 9487 010500 | 2 #16 PVC/NYL PVC | FT |  | 1 Year | 1.8013 | 5% | 1.7112
26865 | Belden Wire | 9487 0105000 | 2 #16 PVC/NYL PVC | FT |  | 1 Year | 1.8013 | 5% | 1.7112
26866 | Belden Wire | 9488 0101000 | 2 #14 PVC/NYL PVC | FT |  | 1 Year | 2.634 | 5% | 2.5023
26867 | Belden Wire | 9488 0105000 | 2 #14 PVC/NYL PVC | FT |  | 1 Year | 2.634 | 5% | 2.5023
26868 | Belden Wire | 9489 0101000 | 2 #12 PVC/NYL PVC | FT |  | 1 Year | 3.8 | 5% | 3.61
26869 | Belden Wire | 9491 0602500 | 3 #22 PVC PVC | FT |  | 1 Year | 0.6342 | 5% | 0.60249
26870 | Belden Wire | 9491 060U1000 | 3 #22 PVC PVC | FT |  | 1 Year | 0.6342 | 5% | 0.60249
26871 | Belden Wire | 9491 060U500 | 3 #22 PVC PVC | FT |  | 1 Year | 0.6342 | 5% | 0.60249
26872 | Belden Wire | 9492 0601000 | 3 #20 PVC PVC | FT |  | 1 Year | 0.9058 | 5% | 0.86051
26873 | Belden Wire | 9492 0602500 | 3 #20 PVC PVC | FT |  | 1 Year | 0.9058 | 5% | 0.86051
26874 | Belden Wire | 9492 060U1000 | 3 #20 PVC PVC | FT |  | 1 Year | 0.9058 | 5% | 0.86051
26875 | Belden Wire | 9492 060U500 | 3 #20 PVC PVC | FT |  | 1 Year | 0.9058 | 5% | 0.86051
26876 | Belden Wire | 9493 0605000 | 3 #18 PVC PVC | FT |  | 1 Year | 1.2073 | 5% | 1.1469
26877 | Belden Wire | 9493 060U1000 | 3 #18 PVC PVC | FT |  | 1 Year | 1.2073 | 5% | 1.1469
26878 | Belden Wire | 9493 060U500 | 3 #18 PVC PVC | FT |  | 1 Year | 1.2073 | 5% | 1.1469
26879 | Belden Wire | 9494 0602500 | 3 #16 PVC PVC | FT |  | 1 Year | 1.8228 | 5% | 1.7317
26880 | Belden Wire | 9494 060U1000 | 3 #16 PVC PVC | FT |  | 1 Year | 1.8228 | 5% | 1.7317
26881 | Belden Wire | 9494 060U500 | 3 #16 PVC PVC | FT |  | 1 Year | 1.8228 | 5% | 1.7317
26882 | Belden Wire | 9495 0601000 | 3 #14 PVC PVC | FT |  | 1 Year | 2.7891 | 5% | 2.6496
26883 | Belden Wire | 9495 060500 | 3 #14 PVC PVC | FT |  | 1 Year | 2.7891 | 5% | 2.6496
26884 | Belden Wire | 9497 0001000 | TW PR BLK & ORG | FT |  | 1 Year | 0.693 | 5% | 0.65835
26885 | Belden Wire | 9498 0001000 | 3#16 PVC | FT |  | 1 Year | 1.6757 | 5% | 1.5919
26886 | Belden Wire | 9501 060100 | 2 #24 PVC FS PVC | FT |  | 1 Year | 0.5095 | 5% | 0.48402
26887 | Belden Wire | 9501 0601000 | 2 #24 PVC FS PVC | FT |  | 1 Year | 0.4286 | 5% | 0.40717
26888 | Belden Wire | 9501 06010000 | 2 #24 PVC FS PVC | FT |  | 1 Year | 0.4286 | 5% | 0.40717
26889 | Belden Wire | 9501 060500 | 2 #24 PVC FS PVC | FT |  | 1 Year | 0.4286 | 5% | 0.40717
26890 | Belden Wire | 9501 0605000 | 2 #24 PVC FS PVC | FT |  | 1 Year | 0.4286 | 5% | 0.40717
26891 | Belden Wire | 9501 060U1000 | 2 #24 PVC FS PVC | FT |  | 1 Year | 0.4286 | 5% | 0.40717
26892 | Belden Wire | 9501 060U500 | 2 #24 PVC FS PVC | FT |  | 1 Year | 0.4286 | 5% | 0.40717
26893 | Belden Wire | 9502 060100 | 2 PR #24 PVC FS PVC | FT |  | 1 Year | 0.8447 | 5% | 0.80246
26894 | Belden Wire | 9502 0601000 | 2 PR #24 PVC FS PVC | FT |  | 1 Year | 0.7107 | 5% | 0.67517
26895 | Belden Wire | 9502 060500 | 2 PR #24 PVC FS PVC | FT |  | 1 Year | 0.7107 | 5% | 0.67517
26896 | Belden Wire | 9502 0605000 | 2 PR #24 PVC FS PVC | FT |  | 1 Year | 0.7107 | 5% | 0.67517
26897 | Belden Wire | 9502 060U1000 | 2 PR #24 PVC FS PVC | FT |  | 1 Year | 0.7107 | 5% | 0.67517
26898 | Belden Wire | 9502 060U500 | 2 PR #24 PVC FS PVC | FT |  | 1 Year | 0.7107 | 5% | 0.67517
26899 | Belden Wire | 9503 060100 | 3 PR #24 PVC FS PVC | FT |  | 1 Year | 1.0924 | 5% | 1.0378
26900 | Belden Wire | 9503 0601000 | 3 PR #24 PVC FS PVC | FT |  | 1 Year | 0.9187 | 5% | 0.87276
26901 | Belden Wire | 9503 060500 | 3 PR #24 PVC FS PVC | FT |  | 1 Year | 0.9187 | 5% | 0.87276
26902 | Belden Wire | 9503 0605000 | 3 PR #24 PVC FS PVC | FT |  | 1 Year | 0.9187 | 5% | 0.87276
26903 | Belden Wire | 9503 060U1000 | 3 PR #24 PVC FS PVC | FT |  | 1 Year | 0.9187 | 5% | 0.87276
26904 | Belden Wire | 9503 060U500 | 3 PR #24 PVC FS PVC | FT |  | 1 Year | 0.9187 | 5% | 0.87276
26905 | Belden Wire | 9504 060100 | 4 PR #24 PVC FS PVC | FT |  | 1 Year | 1.3453 | 5% | 1.278
26906 | Belden Wire | 9504 0601000 | 4 PR #24 PVC FS PVC | FT |  | 1 Year | 1.1315 | 5% | 1.0749
26907 | Belden Wire | 9504 060500 | 4 PR #24 PVC FS PVC | FT |  | 1 Year | 1.1315 | 5% | 1.0749
26908 | Belden Wire | 9504 0605000 | 4 PR #24 PVC FS PVC | FT |  | 1 Year | 1.1315 | 5% | 1.0749
26909 | Belden Wire | 9504 060U1000 | 4 PR #24 PVC FS PVC | FT |  | 1 Year | 1.1315 | 5% | 1.0749
26910 | Belden Wire | 9504 060U500 | 4 PR #24 PVC FS PVC | FT |  | 1 Year | 1.1315 | 5% | 1.0749
26911 | Belden Wire | 9505 060100 | 5 PR #24 PVC FS PVC | FT |  | 1 Year | 1.5066 | 5% | 1.4313
26912 | Belden Wire | 9505 0601000 | 5 PR #24 PVC FS PVC | FT |  | 1 Year | 1.2676 | 5% | 1.2042
26913 | Belden Wire | 9505 060500 | 5 PR #24 PVC FS PVC | FT |  | 1 Year | 1.2676 | 5% | 1.2042
26914 | Belden Wire | 9505 0605000 | 5 PR #24 PVC FS PVC | FT |  | 1 Year | 1.2676 | 5% | 1.2042
26915 | Belden Wire | 9505 060U1000 | 5 PR #24 PVC FS PVC | FT |  | 1 Year | 1.2676 | 5% | 1.2042
26916 | Belden Wire | 9505 060U500 | 5 PR #24 PVC FS PVC | FT |  | 1 Year | 1.2676 | 5% | 1.2042
26917 | Belden Wire | 9506 060100 | 6 PR #24 PVC FS PVC | FT |  | 1 Year | 2.1278 | 5% | 2.0214
26918 | Belden Wire | 9506 0601000 | 6 PR #24 PVC FS PVC | FT |  | 1 Year | 1.7901 | 5% | 1.7006
26919 | Belden Wire | 9506 060500 | 6 PR #24 PVC FS PVC | FT |  | 1 Year | 1.7901 | 5% | 1.7006
26920 | Belden Wire | 9506 0605000 | 6 PR #24 PVC FS PVC | FT |  | 1 Year | 1.7901 | 5% | 1.7006
26921 | Belden Wire | 9506 060U1000 | 6 PR #24 PVC FS PVC | FT |  | 1 Year | 1.7901 | 5% | 1.7006
26922 | Belden Wire | 9506 060U500 | 6 PR #24 PVC FS PVC | FT |  | 1 Year | 1.7901 | 5% | 1.7006
26923 | Belden Wire | 9507 060100 | 7 PR #24 PVC FS PVC | FT |  | 1 Year | 2.2362 | 5% | 2.1244
26924 | Belden Wire | 9507 0601000 | 7 PR #24 PVC FS PVC | FT |  | 1 Year | 1.8813 | 5% | 1.7872
26925 | Belden Wire | 9507 060500 | 7 PR #24 PVC FS PVC | FT |  | 1 Year | 1.8813 | 5% | 1.7872
26926 | Belden Wire | 9507 060U1000 | 7 PR #24 PVC FS PVC | FT |  | 1 Year | 1.8813 | 5% | 1.7872
26927 | Belden Wire | 9507 060U500 | 7 PR #24 PVC FS PVC | FT |  | 1 Year | 1.8813 | 5% | 1.7872
26928 | Belden Wire | 9508 060100 | 8 PR #24 PVC FS PVC | FT |  | 1 Year | 2.5399 | 5% | 2.4129
26929 | Belden Wire | 9508 0601000 | 8 PR #24 PVC FS PVC | FT |  | 1 Year | 2.1371 | 5% | 2.0302
26930 | Belden Wire | 9508 060500 | 8 PR #24 PVC FS PVC | FT |  | 1 Year | 2.1371 | 5% | 2.0302
26931 | Belden Wire | 9508 0605000 | 8 PR #24 PVC FS PVC | FT |  | 1 Year | 2.1371 | 5% | 2.0302
26932 | Belden Wire | 9509 060100 | 9 PR #24 PVC FS PVC | FT |  | 1 Year | 2.826 | 5% | 2.6847
26933 | Belden Wire | 9509 0601000 | 9 PR #24 PVC FS PVC | FT |  | 1 Year | 2.3773 | 5% | 2.2584
26934 | Belden Wire | 9509 060500 | 9 PR #24 PVC FS PVC | FT |  | 1 Year | 2.3773 | 5% | 2.2584
26935 | Belden Wire | 9509 0605000 | 9 PR #24 PVC FS PVC | FT |  | 1 Year | 2.3773 | 5% | 2.2584
26936 | Belden Wire | 9510 060100 | 10 PR #24 PVC FS PVC | FT |  | 1 Year | 3.1784 | 5% | 3.0195
26937 | Belden Wire | 9510 0601000 | 10 PR #24 PVC FS PVC | FT |  | 1 Year | 2.6736 | 5% | 2.5399
26938 | Belden Wire | 9510 060500 | 10 PR #24 PVC FS PVC | FT |  | 1 Year | 2.6736 | 5% | 2.5399
26939 | Belden Wire | 9510-1901 | PANEL,HORIZ.RING 19" 1U | EA |  | 1 Year | 71.95 | 5% | 68.3525
26940 | Belden Wire | 9511-1902 | PANEL,HORIZ.RING/SADDLES 19" | EA |  | 1 Year | 87.11 | 5% | 82.7545
26941 | Belden Wire | 9511-1902-01 | PANEL,HORIZ.RING/SADDLES 19" | EA |  | 1 Year | 87.1212 | 5% | 82.7651
26942 | Belden Wire | 9512 0601000 | 2 PR #22 PVC FS PVC | FT |  | 1 Year | 1.0495 | 5% | 0.99703
26943 | Belden Wire | 9512 060500 | 2 PR #22 PVC FS PVC | FT |  | 1 Year | 1.0495 | 5% | 0.99703
26944 | Belden Wire | 9512 0605000 | 2 PR #22 PVC FS PVC | FT |  | 1 Year | 1.0495 | 5% | 0.99703
26945 | Belden Wire | 9512-1901 | PANEL,19"X 1U,CABLE MGT DUCT | EA |  | 1 Year | 40.39 | 5% | 38.3705
26946 | Belden Wire | 9512-1902 | PANEL,19"X 2U,CABLE MGT DUCT | EA |  | 1 Year | 45.44 | 5% | 43.168
26947 | Belden Wire | 9512-1902-FR | CABLE ORGANZER 2U FRONT&REAR | EA |  | 1 Year | 78.27 | 5% | 74.3565
26948 | Belden Wire | 9512-1902N | HORIZ MGR W/COVER,19"X 2U | EA |  | 1 Year | 41.9394 | 5% | 39.8424
26949 | Belden Wire | 9512-1903 | LACING BAR,19" MOUNT,1/2"W BAR | EA |  | 1 Year | 8.52 | 5% | 8.094
26950 | Belden Wire | 9513 0601000 | 3 PR #22 PVC FS PVC | FT |  | 1 Year | 1.3255 | 5% | 1.2592
26951 | Belden Wire | 9513 060500 | 3 PR #22 PVC FS PVC | FT |  | 1 Year | 1.3255 | 5% | 1.2592
26952 | Belden Wire | 9513 0605000 | 3 PR #22 PVC FS PVC | FT |  | 1 Year | 1.3255 | 5% | 1.2592
26953 | Belden Wire | 9514 0601000 | 4 PR #22 PVC FS PVC | FT |  | 1 Year | 1.7803 | 5% | 1.6913
26954 | Belden Wire | 9514 0602500 | 4 PR #22 PVC FS PVC | FT |  | 1 Year | 1.7803 | 5% | 1.6913
26955 | Belden Wire | 9514 060500 | 4 PR #22 PVC FS PVC | FT |  | 1 Year | 1.7803 | 5% | 1.6913
26956 | Belden Wire | 9514 0605000 | 4 PR #22 PVC FS PVC | FT |  | 1 Year | 1.7803 | 5% | 1.6913
26957 | Belden Wire | 9515 060100 | 15 PR #24 PVC PVC | FT |  | 1 Year | 4.7531 | 5% | 4.5154
26958 | Belden Wire | 9515 0601000 | 15 PR #24 PVC PVC | FT |  | 1 Year | 3.9989 | 5% | 3.799
26959 | Belden Wire | 9515 060500 | 15 PR #24 PVC PVC | FT |  | 1 Year | 3.9989 | 5% | 3.799
26960 | Belden Wire | 9516 0601000 | 6 #22 PR PVC FS PVC | FT |  | 1 Year | 2.5754 | 5% | 2.4466
26961 | Belden Wire | 9516 060500 | 6 #22 PR PVC FS PVC | FT |  | 1 Year | 2.5754 | 5% | 2.4466
26962 | Belden Wire | 9516 0605000 | 6 #22 PR PVC FS PVC | FT |  | 1 Year | 2.5754 | 5% | 2.4466
26963 | Belden Wire | 9519 060100 | 19 PR #24 PVC FS PVC | FT |  | 1 Year | 6.3577 | 5% | 6.0398
26964 | Belden Wire | 9519 0601000 | 19 PR #24 PVC FS PVC | FT |  | 1 Year | 5.3481 | 5% | 5.0807
26965 | Belden Wire | 9519 060500 | 19 PR #24 PVC FS PVC | FT |  | 1 Year | 5.3481 | 5% | 5.0807
26966 | Belden Wire | 9520 0601000 | 9 PR #22 PVC FS PVC | FT |  | 1 Year | 3.6864 | 5% | 3.5021
26967 | Belden Wire | 9520 060500 | 9 PR #22 PVC FS PVC | FT |  | 1 Year | 3.6864 | 5% | 3.5021
26968 | Belden Wire | 9521 0601000 | 11 PR #22 PVC FS PVC | FT |  | 1 Year | 4.2362 | 5% | 4.0244
26969 | Belden Wire | 9521 060500 | 11 PR #22 PVC FS PVC | FT |  | 1 Year | 4.2362 | 5% | 4.0244
26970 | Belden Wire | 9524 0601000 | 15 PR #22 PVC SHLD PVC | FT |  | 1 Year | 5.5011 | 5% | 5.226
26971 | Belden Wire | 9524 060500 | 15 PR #22 PVC SHLD PVC | FT |  | 1 Year | 5.5011 | 5% | 5.226
26972 | Belden Wire | 9525 060100 | 25 PR #24 PVC SHLD PVC | FT |  | 1 Year | 9.4131 | 5% | 8.9424
26973 | Belden Wire | 9525 0601000 | 25 PR #24 PVC SHLD PVC | FT |  | 1 Year | 7.9193 | 5% | 7.5233
26974 | Belden Wire | 9525 060500 | 25 PR #24 PVC SHLD PVC | FT |  | 1 Year | 7.9193 | 5% | 7.5233
26975 | Belden Wire | 9526 0601000 | 19 PR #22 PVC SH PVC | FT |  | 1 Year | 6.6558 | 5% | 6.323
26976 | Belden Wire | 9526 060500 | 19 PR #22 PVC SH PVC | FT |  | 1 Year | 6.6558 | 5% | 6.323
26977 | Belden Wire | 9527 0601000 | 27 PR #22 PVC SHLD PVC | FT |  | 1 Year | 9.3544 | 5% | 8.8867
26978 | Belden Wire | 9527 060500 | 27 PR #22 PVC SHLD PVC | FT |  | 1 Year | 9.3544 | 5% | 8.8867
26979 | Belden Wire | 9533 060100 | 3 #24 PVC FS PVC | FT |  | 1 Year | 0.6577 | 5% | 0.62481
26980 | Belden Wire | 9533 0601000 | 3 #24 PVC FS PVC | FT |  | 1 Year | 0.5529 | 5% | 0.52525
26981 | Belden Wire | 9533 060500 | 3 #24 PVC FS PVC | FT |  | 1 Year | 0.5529 | 5% | 0.52525
26982 | Belden Wire | 9533 0605000 | 3 #24 PVC FS PVC | FT |  | 1 Year | 0.5529 | 5% | 0.52525
26983 | Belden Wire | 9533 060U1000 | 3 #24 PVC FS PVC | FT |  | 1 Year | 0.5529 | 5% | 0.52525
26984 | Belden Wire | 9533 060U500 | 3 #24 PVC FS PVC | FT |  | 1 Year | 0.5529 | 5% | 0.52525
26985 | Belden Wire | 9534 060100 | 4 #24 PVC FS PVC | FT |  | 1 Year | 0.7104 | 5% | 0.67488
26986 | Belden Wire | 9534 0601000 | 4 #24 PVC FS PVC | FT |  | 1 Year | 0.5977 | 5% | 0.56781
26987 | Belden Wire | 9534 060500 | 4 #24 PVC FS PVC | FT |  | 1 Year | 0.5977 | 5% | 0.56781
26988 | Belden Wire | 9534 0605000 | 4 #24 PVC FS PVC | FT |  | 1 Year | 0.5977 | 5% | 0.56781
26989 | Belden Wire | 9534 060U1000 | 4 #24 PVC FS PVC | FT |  | 1 Year | 0.5977 | 5% | 0.56781
26990 | Belden Wire | 9534 060U500 | 4 #24 PVC FS PVC | FT |  | 1 Year | 0.5977 | 5% | 0.56781
26991 | Belden Wire | 9535 060100 | 5 #24 PVC FS PVC | FT |  | 1 Year | 0.9991 | 5% | 0.94914
26992 | Belden Wire | 9535 0601000 | 5 #24 PVC FS PVC | FT |  | 1 Year | 0.8403 | 5% | 0.79829
26993 | Belden Wire | 9535 060500 | 5 #24 PVC FS PVC | FT |  | 1 Year | 0.8403 | 5% | 0.79829
26994 | Belden Wire | 9535 0605000 | 5 #24 PVC FS PVC | FT |  | 1 Year | 0.8403 | 5% | 0.79829
26995 | Belden Wire | 9535 060U1000 | 5 #24 PVC FS PVC | FT |  | 1 Year | 0.8403 | 5% | 0.79829
26996 | Belden Wire | 9535 060U500 | 5 #24 PVC FS PVC | FT |  | 1 Year | 0.8403 | 5% | 0.79829
26997 | Belden Wire | 9536 060100 | 6 #24 PVC FS PVC | FT |  | 1 Year | 1.0769 | 5% | 1.0231
26998 | Belden Wire | 9536 0601000 | 6 #24 PVC FS PVC | FT |  | 1 Year | 0.9066 | 5% | 0.86127
26999 | Belden Wire | 9536 060500 | 6 #24 PVC FS PVC | FT |  | 1 Year | 0.9066 | 5% | 0.86127
27000 | Belden Wire | 9536 0605000 | 6 #24 PVC FS PVC | FT |  | 1 Year | 0.9066 | 5% | 0.86127
27001 | Belden Wire | 9536 060U1000 | 6 #24 PVC FS PVC | FT |  | 1 Year | 0.9066 | 5% | 0.86127
27002 | Belden Wire | 9536 060U500 | 6 #24 PVC FS PVC | FT |  | 1 Year | 0.9066 | 5% | 0.86127
27003 | Belden Wire | 9537 060100 | 7 #24 PVC FS PVC | FT |  | 1 Year | 1.3033 | 5% | 1.2381
27004 | Belden Wire | 9537 0601000 | 7 #24 PVC FS PVC | FT |  | 1 Year | 1.0962 | 5% | 1.0414
27005 | Belden Wire | 9537 060500 | 7 #24 PVC FS PVC | FT |  | 1 Year | 1.0962 | 5% | 1.0414
27006 | Belden Wire | 9537 0605000 | 7 #24 PVC FS PVC | FT |  | 1 Year | 1.0962 | 5% | 1.0414
27007 | Belden Wire | 9537 060U1000 | 7 #24 PVC FS PVC | FT |  | 1 Year | 1.0962 | 5% | 1.0414
27008 | Belden Wire | 9537 060U500 | 7 #24 PVC FS PVC | FT |  | 1 Year | 1.0962 | 5% | 1.0414
27009 | Belden Wire | 9538 060100 | 8 #24 PVC FS PVC | FT |  | 1 Year | 1.3286 | 5% | 1.2622
27010 | Belden Wire | 9538 0601000 | 8 #24 PVC FS PVC | FT |  | 1 Year | 1.1182 | 5% | 1.0623
27011 | Belden Wire | 9538 060500 | 8 #24 PVC FS PVC | FT |  | 1 Year | 1.1182 | 5% | 1.0623
27012 | Belden Wire | 9538 0605000 | 8 #24 PVC FS PVC | FT |  | 1 Year | 1.1182 | 5% | 1.0623
27013 | Belden Wire | 9538 060U1000 | 8 #24 PVC FS PVC | FT |  | 1 Year | 1.1182 | 5% | 1.0623
27014 | Belden Wire | 9538 060U500 | 8 #24 PVC FS PVC | FT |  | 1 Year | 1.1182 | 5% | 1.0623
27015 | Belden Wire | 9539 060100 | 9 #24 PVC FS PVC | FT |  | 1 Year | 1.4091 | 5% | 1.3386
27016 | Belden Wire | 9539 0601000 | 9 #24 PVC FS PVC | FT |  | 1 Year | 1.1851 | 5% | 1.1258
27017 | Belden Wire | 9539 060500 | 9 #24 PVC FS PVC | FT |  | 1 Year | 1.1851 | 5% | 1.1258
27018 | Belden Wire | 9539 0605000 | 9 #24 PVC FS PVC | FT |  | 1 Year | 1.1851 | 5% | 1.1258
27019 | Belden Wire | 9539 060U1000 | 9 #24 PVC FS PVC | FT |  | 1 Year | 1.1851 | 5% | 1.1258
27020 | Belden Wire | 9539 060U500 | 9 #24 PVC FS PVC | FT |  | 1 Year | 1.1851 | 5% | 1.1258
27021 | Belden Wire | 9540 060100 | 10 #24 PVC FS PVC | FT |  | 1 Year | 1.5264 | 5% | 1.4501
27022 | Belden Wire | 9540 0601000 | 10 #24 PVC FS PVC | FT |  | 1 Year | 1.2835 | 5% | 1.2193
27023 | Belden Wire | 9540 060500 | 10 #24 PVC FS PVC | FT |  | 1 Year | 1.2835 | 5% | 1.2193
27024 | Belden Wire | 9540 0605000 | 10 #24 PVC FS PVC | FT |  | 1 Year | 1.2835 | 5% | 1.2193
27025 | Belden Wire | 9540 060U1000 | 10 #24 PVC FS PVC | FT |  | 1 Year | 1.2835 | 5% | 1.2193
27026 | Belden Wire | 9540 060U500 | 10 #24 PVC FS PVC | FT |  | 1 Year | 1.2835 | 5% | 1.2193
27027 | Belden Wire | 9541 060100 | 15 #24 PVC FS PVC | FT |  | 1 Year | 2.0954 | 5% | 1.9906
27028 | Belden Wire | 9541 0601000 | 15 #24 PVC FS PVC | FT |  | 1 Year | 1.7633 | 5% | 1.6751
27029 | Belden Wire | 9541 060500 | 15 #24 PVC FS PVC | FT |  | 1 Year | 1.7633 | 5% | 1.6751
27030 | Belden Wire | 9541 0605000 | 15 #24 PVC FS PVC | FT |  | 1 Year | 1.7633 | 5% | 1.6751
27031 | Belden Wire | 9541 060U1000 | 15 #24 PVC FS PVC | FT |  | 1 Year | 1.7633 | 5% | 1.6751
27032 | Belden Wire | 9541 060U500 | 15 #24 PVC FS PVC | FT |  | 1 Year | 1.7633 | 5% | 1.6751
27033 | Belden Wire | 9542 060100 | 20 #24 PVC FS PVC | FT |  | 1 Year | 3.8952 | 5% | 3.7004
27034 | Belden Wire | 9542 0601000 | 20 #24 PVC FS PVC | FT |  | 1 Year | 3.2767 | 5% | 3.1129
27035 | Belden Wire | 9542 060500 | 20 #24 PVC FS PVC | FT |  | 1 Year | 3.2767 | 5% | 3.1129
27036 | Belden Wire | 9542 0605000 | 20 #24 PVC FS PVC | FT |  | 1 Year | 3.2767 | 5% | 3.1129
27037 | Belden Wire | 9542 060U500 | 20 #24 PVC FS PVC | FT |  | 1 Year | 3.2767 | 5% | 3.1129
27038 | Belden Wire | 9543 060100 | 25 #24 PVC SHLD PVC | FT |  | 1 Year | 4.3508 | 5% | 4.1333
27039 | Belden Wire | 9543 0601000 | 25 #24 PVC SHLD PVC | FT |  | 1 Year | 3.6606 | 5% | 3.4776
27040 | Belden Wire | 9543 060500 | 25 #24 PVC SHLD PVC | FT |  | 1 Year | 3.6606 | 5% | 3.4776
27041 | Belden Wire | 9543 0605000 | 25 #24 PVC SHLD PVC | FT |  | 1 Year | 3.6606 | 5% | 3.4776
27042 | Belden Wire | 9544 060100 | 30 #24 PVC FS PVC | FT |  | 1 Year | 6.9037 | 5% | 6.5585
27043 | Belden Wire | 9544 0601000 | 30 #24 PVC FS PVC | FT |  | 1 Year | 5.8074 | 5% | 5.517
27044 | Belden Wire | 9544 060500 | 30 #24 PVC FS PVC | FT |  | 1 Year | 5.8074 | 5% | 5.517
27045 | Belden Wire | 9545 060100 | 40 #24 PVC FS PVC | FT |  | 1 Year | 9.0332 | 5% | 8.5815
27046 | Belden Wire | 9545 0601000 | 40 #24 PVC FS PVC | FT |  | 1 Year | 7.5991 | 5% | 7.2191
27047 | Belden Wire | 9545 060500 | 40 #24 PVC FS PVC | FT |  | 1 Year | 7.5991 | 5% | 7.2191
27048 | Belden Wire | 9546 060100 | 50 #24 PVC FS PVC | FT |  | 1 Year | 13.3123 | 5% | 12.6467
27049 | Belden Wire | 9546 0601000 | 50 #24 PVC FS PVC | FT |  | 1 Year | 11.1999 | 5% | 10.6399
27050 | Belden Wire | 9546 060500 | 50 #24 PVC FS PVC | FT |  | 1 Year | 11.1999 | 5% | 10.6399
27051 | Belden Wire | 9550 060100 | 50 PR #24 PVC FS PVC | FT |  | 1 Year | 26.5714 | 5% | 25.2428
27052 | Belden Wire | 9550 0601000 | 50 PR #24 PVC FS PVC | FT |  | 1 Year | 22.3536 | 5% | 21.2359
27053 | Belden Wire | 9550 060500 | 50 PR #24 PVC FS PVC | FT |  | 1 Year | 22.3536 | 5% | 21.2359
27054 | Belden Wire | 9552 0601000 | 2 PR #18 PVC SH PVC | FT |  | 1 Year | 2.2661 | 5% | 2.1528
27055 | Belden Wire | 9552 060500 | 2 PR #18 PVC SH PVC | FT |  | 1 Year | 2.2661 | 5% | 2.1528
27056 | Belden Wire | 9552 0605000 | 2 PR #18 PVC SH PVC | FT |  | 1 Year | 2.2661 | 5% | 2.1528
27057 | Belden Wire | 9553 0601000 | 3 PR #18 PVC SH PVC | FT |  | 1 Year | 3.345 | 5% | 3.1778
27058 | Belden Wire | 9553 060500 | 3 PR #18 PVC SH PVC | FT |  | 1 Year | 3.345 | 5% | 3.1778
27059 | Belden Wire | 9553 0605000 | 3 PR #18 PVC SH PVC | FT |  | 1 Year | 3.345 | 5% | 3.1778
27060 | Belden Wire | 9554 0601000 | 4 PR #18 PVC SHLD PVC | FT |  | 1 Year | 4.0429 | 5% | 3.8408
27061 | Belden Wire | 9554 060500 | 4 PR #18 PVC SHLD PVC | FT |  | 1 Year | 4.0429 | 5% | 3.8408
27062 | Belden Wire | 9554 0605000 | 4 PR #18 PVC SHLD PVC | FT |  | 1 Year | 4.0429 | 5% | 3.8408
27063 | Belden Wire | 9555 0101000 | 2 CONDR PARALLEL COAX | FT |  | 1 Year | 1.8987 | 5% | 1.8038
27064 | Belden Wire | 9555 0102000 | 2 CONDR PARALLEL COAX | FT |  | 1 Year | 1.8987 | 5% | 1.8038
27065 | Belden Wire | 9555 010500 | 2 CONDR PARALLEL COAX | FT |  | 1 Year | 1.8987 | 5% | 1.8038
27066 | Belden Wire | 9556 0601000 | 6 PR #18 PVC FS PVC | FT |  | 1 Year | 6.2503 | 5% | 5.9378
27067 | Belden Wire | 9556 060500 | 6 PR #18 PVC FS PVC | FT |  | 1 Year | 6.2503 | 5% | 5.9378
27068 | Belden Wire | 9556 0605000 | 6 PR #18 PVC FS PVC | FT |  | 1 Year | 5.8006 | 5% | 5.5106
27069 | Belden Wire | 9559 0601000 | 9 PR #18 PVC SH PVC | FT |  | 1 Year | 9.2565 | 5% | 8.7937
27070 | Belden Wire | 9559 060500 | 9 PR #18 PVC SH PVC | FT |  | 1 Year | 9.2565 | 5% | 8.7937
27071 | Belden Wire | 9562 0601000 | 2 PR #24 PVC FRPVC | FT |  | 1 Year | 0.6274 | 5% | 0.59603
27072 | Belden Wire | 9562 060500 | 2 PR #24 PVC FRPVC | FT |  | 1 Year | 0.6274 | 5% | 0.59603
27073 | Belden Wire | 9562 060U1000 | 2 PR #24 PVC FRPVC | FT |  | 1 Year | 0.6274 | 5% | 0.59603
27074 | Belden Wire | 9562 060U500 | 2 PR #24 PVC FRPVC | FT |  | 1 Year | 0.6274 | 5% | 0.59603
27075 | Belden Wire | 9563 0601000 | 11 PR #18 PVC SH PVC | FT |  | 1 Year | 11.3385 | 5% | 10.7716
27076 | Belden Wire | 9563 060500 | 11 PR #18 PVC SH PVC | FT |  | 1 Year | 11.3385 | 5% | 10.7716
27077 | Belden Wire | 9565 0601000 | 15 PR #18 PVC SH PVC | FT |  | 1 Year | 13.9195 | 5% | 13.2235
27078 | Belden Wire | 9565 060500 | 15 PR #18 PVC SH PVC | FT |  | 1 Year | 13.9195 | 5% | 13.2235
27079 | Belden Wire | 9566 0601000 | 6 PR #24 PVC FRPVC | FT |  | 1 Year | 1.6769 | 5% | 1.5931
27080 | Belden Wire | 9566 060500 | 6 PR #24 PVC FRPVC | FT |  | 1 Year | 1.6769 | 5% | 1.5931
27081 | Belden Wire | 9566 060U1000 | 6 PR #24 PVC FRPVC | FT |  | 1 Year | 1.6769 | 5% | 1.5931
27082 | Belden Wire | 9566 060U500 | 6 PR #24 PVC FRPVC | FT |  | 1 Year | 1.6769 | 5% | 1.5931
27083 | Belden Wire | 9570 0601000 | 10 #24 PR PVC PVC | FT |  | 1 Year | 2.7429 | 5% | 2.6058
27084 | Belden Wire | 9570 060500 | 10 #24 PR PVC PVC | FT |  | 1 Year | 2.7429 | 5% | 2.6058
27085 | Belden Wire | 9571 002U1000 | 2 #18 PVC PVC | FT |  | 1 Year | 0.7496 | 5% | 0.71212
27086 | Belden Wire | 9571 002U500 | 2 #18 PVC PVC | FT |  | 1 Year | 0.7496 | 5% | 0.71212
27087 | Belden Wire | 9572 002U1000 | 2 #16 PVC PVC | FT |  | 1 Year | 1.0251 | 5% | 0.97384
27088 | Belden Wire | 9572 002U500 | 2 #16 PVC PVC | FT |  | 1 Year | 1.0251 | 5% | 0.97384
27089 | Belden Wire | 9574 002U1000 | 2 #18 PVC SHLD PVC | FT |  | 1 Year | 0.818 | 5% | 0.7771
27090 | Belden Wire | 9574 002U500 | 2 #18 PVC SHLD PVC | FT |  | 1 Year | 0.818 | 5% | 0.7771
27091 | Belden Wire | 9575 002U1000 | 2 #16 PVC FS PVC | FT |  | 1 Year | 1.33 | 5% | 1.2635
27092 | Belden Wire | 9575 002U500 | 2 #16 PVC FS PVC | FT |  | 1 Year | 1.33 | 5% | 1.2635
27093 | Belden Wire | 9576 010U1000 | 6 #22 PVC PVC | FT |  | 1 Year | 1.6859 | 5% | 1.6016
27094 | Belden Wire | 9578 0021000 | 4 #18 PVC SHLD PVC | FT |  | 1 Year | 1.7152 | 5% | 1.6294
27095 | Belden Wire | 9579 0021000 | 4 #16 PVC SHLD PVC | FT |  | 1 Year | 1.7819 | 5% | 1.6928
27096 | Belden Wire | 9580 0021000 | 2 #14 PVC PVC | FT |  | 1 Year | 1.8368 | 5% | 1.745
27097 | Belden Wire | 9581 0021000 | 2 #14 PVC SHLD PVC | FT |  | 1 Year | 2.038 | 5% | 1.9361
27098 | Belden Wire | 9581 002U500 | 2 #14 PVC SHLD PVC | FT |  | 1 Year | 2.038 | 5% | 1.9361
27099 | Belden Wire | 9582 0021000 | 2 #12 PVC PVC | FT |  | 1 Year | 2.3665 | 5% | 2.2482
27100 | Belden Wire | 9583 0021000 | 2 #12 PVC SHLD PVC | FT |  | 1 Year | 2.4434 | 5% | 2.3212
27101 | Belden Wire | 9585 0601000 | 25 PR #24 PVC FRPVC | FT |  | 1 Year | 6.2411 | 5% | 5.929
27102 | Belden Wire | 9585 060500 | 25 PR #24 PVC FRPVC | FT |  | 1 Year | 6.2411 | 5% | 5.929
27103 | Belden Wire | 9608 060100 | 3 #24 PVC SHLD PVC | FT |  | 1 Year | 1.2616 | 5% | 1.1985
27104 | Belden Wire | 9608 0601000 | 3 #24 PVC SHLD PVC | FT |  | 1 Year | 1.0614 | 5% | 1.0083
27105 | Belden Wire | 9608 060500 | 3 #24 PVC SHLD PVC | FT |  | 1 Year | 1.0614 | 5% | 1.0083
27106 | Belden Wire | 9609 060100 | 4 #24 PVC SHLD PVC | FT |  | 1 Year | 1.5445 | 5% | 1.4673
27107 | Belden Wire | 9609 0601000 | 4 #24 PVC SHLD PVC | FT |  | 1 Year | 1.2994 | 5% | 1.2344
27108 | Belden Wire | 9609 060500 | 4 #24 PVC SHLD PVC | FT |  | 1 Year | 1.2994 | 5% | 1.2344
27109 | Belden Wire | 9610 060100 | 5 #24 PVC SHLD PVC | FT |  | 1 Year | 1.7575 | 5% | 1.6696
27110 | Belden Wire | 9610 0601000 | 5 #24 PVC SHLD PVC | FT |  | 1 Year | 1.4784 | 5% | 1.4045
27111 | Belden Wire | 9610 060500 | 5 #24 PVC SHLD PVC | FT |  | 1 Year | 1.4784 | 5% | 1.4045
27112 | Belden Wire | 9611 060100 | 6 #24 PVC BRD PVC | FT |  | 1 Year | 2.147 | 5% | 2.0396
27113 | Belden Wire | 9611 0601000 | 6 #24 PVC BRD PVC | FT |  | 1 Year | 1.806 | 5% | 1.7157
27114 | Belden Wire | 9611 060500 | 6 #24 PVC BRD PVC | FT |  | 1 Year | 1.806 | 5% | 1.7157
27115 | Belden Wire | 9612 060100 | 7 #24 PVC SH PVC | FT |  | 1 Year | 2.4901 | 5% | 2.3656
27116 | Belden Wire | 9612 0601000 | 7 #24 PVC SH PVC | FT |  | 1 Year | 2.0946 | 5% | 1.9899
27117 | Belden Wire | 9612 060500 | 7 #24 PVC SH PVC | FT |  | 1 Year | 2.0946 | 5% | 1.9899
27118 | Belden Wire | 9613 060100 | 8 #24 PVC SHLD PVC | FT |  | 1 Year | 2.8254 | 5% | 2.6841
27119 | Belden Wire | 9613 0601000 | 8 #24 PVC SHLD PVC | FT |  | 1 Year | 2.3768 | 5% | 2.258
27120 | Belden Wire | 9613 060500 | 8 #24 PVC SHLD PVC | FT |  | 1 Year | 2.3768 | 5% | 2.258
27121 | Belden Wire | 9614 060100 | 9 #24 PVC SHLD PVC | FT |  | 1 Year | 3.5095 | 5% | 3.334
27122 | Belden Wire | 9614 0601000 | 9 #24 PVC SHLD PVC | FT |  | 1 Year | 2.9524 | 5% | 2.8048
27123 | Belden Wire | 9614 060500 | 9 #24 PVC SHLD PVC | FT |  | 1 Year | 2.9524 | 5% | 2.8048
27124 | Belden Wire | 9615 060100 | 10 #24 PVC SHLD PVC | FT |  | 1 Year | 4.384 | 5% | 4.1648
27125 | Belden Wire | 9615 0601000 | 10 #24 PVC SHLD PVC | FT |  | 1 Year | 3.6881 | 5% | 3.5037
27126 | Belden Wire | 9615 060500 | 10 #24 PVC SHLD PVC | FT |  | 1 Year | 3.6881 | 5% | 3.5037
27127 | Belden Wire | 9616 060100 | 15 #24 PVC SHLD PVC | FT |  | 1 Year | 5.8481 | 5% | 5.5557
27128 | Belden Wire | 9616 0601000 | 15 #24 PVC SHLD PVC | FT |  | 1 Year | 4.9192 | 5% | 4.6732
27129 | Belden Wire | 9616 060500 | 15 #24 PVC SHLD PVC | FT |  | 1 Year | 4.9192 | 5% | 4.6732
27130 | Belden Wire | 9617 060100 | 25 #24 PVC SH PVC | FT |  | 1 Year | 10.5561 | 5% | 10.0283
27131 | Belden Wire | 9617 0601000 | 25 #24 PVC SH PVC | FT |  | 1 Year | 8.881 | 5% | 8.4369
27132 | Belden Wire | 9617 060500 | 25 #24 PVC SH PVC | FT |  | 1 Year | 8.881 | 5% | 8.4369
27133 | Belden Wire | 9618 060100 | 37 #24 PVC SHLD PVC | FT |  | 1 Year | 16.9108 | 5% | 16.0653
27134 | Belden Wire | 9618 0601000 | 37 #24 PVC SHLD PVC | FT |  | 1 Year | 14.2266 | 5% | 13.5153
27135 | Belden Wire | 9618 060500 | 37 #24 PVC SHLD PVC | FT |  | 1 Year | 14.2266 | 5% | 13.5153
27136 | Belden Wire | 9619 060100 | 50 #24 PVC SHLD PVC | FT |  | 1 Year | 21.377 | 5% | 20.3081
27137 | Belden Wire | 9619 0601000 | 50 #24 PVC SHLD PVC | FT |  | 1 Year | 17.9838 | 5% | 17.0846
27138 | Belden Wire | 9619 060500 | 50 #24 PVC SHLD PVC | FT |  | 1 Year | 17.9838 | 5% | 17.0846
27139 | Belden Wire | 9620 060100 | 5#16 PVC FRPVC | FT |  | 1 Year | 3.3496 | 5% | 3.1821
27140 | Belden Wire | 9620 0601000 | 5#16 PVC FRPVC | FT |  | 1 Year | 2.8184 | 5% | 2.6775
27141 | Belden Wire | 9620 060500 | 5#16 PVC FRPVC | FT |  | 1 Year | 2.8184 | 5% | 2.6775
27142 | Belden Wire | 9620 0605000 | 5 #16 PVC FRPVC | FT |  | 1 Year | 2.8184 | 5% | 2.6775
27143 | Belden Wire | 9621 060100 | 9 #16 PVC FRPVC | FT |  | 1 Year | 6.6881 | 5% | 6.3537
27144 | Belden Wire | 9621 0601000 | 9 #16 PVC FRPVC | FT |  | 1 Year | 5.6263 | 5% | 5.345
27145 | Belden Wire | 9621 060500 | 9 #16 PVC FRPVC | FT |  | 1 Year | 5.6263 | 5% | 5.345
27146 | Belden Wire | 9621 0605000 | 9 #16 PVC FRPVC | FT |  | 1 Year | 5.6263 | 5% | 5.345
27147 | Belden Wire | 9622 060100 | 25#16 PVC PVC | FT |  | 1 Year | 21.2422 | 5% | 20.1801
27148 | Belden Wire | 9622 0601000 | 25#16 PVC PVC | FT |  | 1 Year | 17.8713 | 5% | 16.9777
27149 | Belden Wire | 9622 060500 | 25 #16 PVC PVC | FT |  | 1 Year | 17.8713 | 5% | 16.9777
27150 | Belden Wire | 9623 0601000 | 5#14 PVC PVC | FT |  | 1 Year | 6.3861 | 5% | 6.0668
27151 | Belden Wire | 9623 060500 | 5#14 PVC PVC | FT |  | 1 Year | 6.3861 | 5% | 6.0668
27152 | Belden Wire | 9626 060100 | 25#18 PVC PVC | FT |  | 1 Year | 11.624 | 5% | 11.0428
27153 | Belden Wire | 9626 0601000 | 25#18 PVC PVC | FT |  | 1 Year | 9.7796 | 5% | 9.2906
27154 | Belden Wire | 9626 060500 | 25#18 PVC PVC | FT |  | 1 Year | 9.7796 | 5% | 9.2906
27155 | Belden Wire | 9626 0605000 | 25 #18 PVC PVC | FT |  | 1 Year | 9.7796 | 5% | 9.2906
27156 | Belden Wire | 9637 0601000 | 25 #28 PVC SH PVC | FT |  | 1 Year | 4.7177 | 5% | 4.4818
27157 | Belden Wire | 9641 0081000 | 23 CONDR IEEE 488 CABLE | FT |  | 1 Year | 7.6931 | 5% | 7.3084
27158 | Belden Wire | 9659 010U500 | RG59/U TYPE COAX | FT |  | 1 Year | 0.9556 | 5% | 0.90782
27159 | Belden Wire | 96640A056 | 18-8 SS FLAT HEAD PHILLIPS | EA |  | 1 Year | 14.8 | 5% | 14.06
27160 | Belden Wire | 9680 0601000 | 3 PR #24 PER FS PVC | FT |  | 1 Year | 1.357 | 5% | 1.2892
27161 | Belden Wire | 9680 060500 | 3 PR #24 PER FS PVC | FT |  | 1 Year | 1.357 | 5% | 1.2892
27162 | Belden Wire | 9680 0605000 | 3 PR #24 PER FS PVC | FT |  | 1 Year | 1.357 | 5% | 1.2892
27163 | Belden Wire | 9681 0601000 | 4 PR #24 PER FS PVC | FT |  | 1 Year | 1.6285 | 5% | 1.5471
27164 | Belden Wire | 9681 060500 | 4 PR #24 PER FS PVC | FT |  | 1 Year | 1.6285 | 5% | 1.5471
27165 | Belden Wire | 9681 0605000 | 4 PR #24 PER FS PVC | FT |  | 1 Year | 1.6285 | 5% | 1.5471
27166 | Belden Wire | 9682 0601000 | 6 PR #24 PER FS PVC | FT |  | 1 Year | 2.1569 | 5% | 2.0491
27167 | Belden Wire | 9682 060500 | 6 PR #24 PER FS PVC | FT |  | 1 Year | 2.1569 | 5% | 2.0491
27168 | Belden Wire | 9683 0601000 | 9 PR #24 PER FS PVC | FT |  | 1 Year | 3.2637 | 5% | 3.1005
27169 | Belden Wire | 9683 060500 | 9 PR #24 PER FS PVC | FT |  | 1 Year | 3.2637 | 5% | 3.1005
27170 | Belden Wire | 9684 0601000 | 12PR+1#24 FRHDPE FS PVC | FT |  | 1 Year | 3.8602 | 5% | 3.6672
27171 | Belden Wire | 9684 060500 | 12PR+1#24 FRHDPE FS PVC | FT |  | 1 Year | 3.8602 | 5% | 3.6672
27172 | Belden Wire | 9685 060U1000 | 1#22 SHPR, 1#22 PVC PVC | FT |  | 1 Year | 1.2361 | 5% | 1.1743
27173 | Belden Wire | 9688 0101000 | 2PR#22FRFPE FRPE BRD PVC | FT |  | 1 Year | 0.6604 | 5% | 0.62738
27174 | Belden Wire | 9688 0102000 | 2PR#22FRFPE FRPE BRD PVC | FT |  | 1 Year | 0.6604 | 5% | 0.62738
27175 | Belden Wire | 9688 0103600 | 2PR#22FRFPE FRPE BRD PVC | FT |  | 1 Year | 0.6604 | 5% | 0.62738
27176 | Belden Wire | 9688 010500 | 2PR#22FRFPE FRPE BRD PVC | FT |  | 1 Year | 0.6604 | 5% | 0.62738
27177 | Belden Wire | 9689 0101000 | 2PR#22 SHLD 4PR#22PE PVC | FT |  | 1 Year | 1.0314 | 5% | 0.97983
27178 | Belden Wire | 9696 0101000 | 2 PR #22 PE SHLD PVC | FT |  | 1 Year | 2.3715 | 5% | 2.2529
27179 | Belden Wire | 9708 3681000 | 2#18 PVC PARALLEL | FT |  | 1 Year | 0.4896 | 5% | 0.46512
27180 | Belden Wire | 9708 368500 | 2#18 PVC PARALLEL | FT |  | 1 Year | 0.4896 | 5% | 0.46512
27181 | Belden Wire | 9708 368U1000 | 2#18 PVC PARALLEL | FT |  | 1 Year | 0.4896 | 5% | 0.46512
27182 | Belden Wire | 9708 368U500 | 2#18 PVC PARALLEL | FT |  | 1 Year | 0.4896 | 5% | 0.46512
27183 | Belden Wire | 9712 3681000 | 2#22 PVC PARALLEL | FT |  | 1 Year | 0.2444 | 5% | 0.23218
27184 | Belden Wire | 9714-0190 | BUS BAR ISOLATED ASSY 19"MTG | EA |  | 1 Year | 102.26 | 5% | 97.147
27185 | Belden Wire | 9716 3681000 | 2#16 PVC PARALLEL | FT |  | 1 Year | 0.7253 | 5% | 0.68903
27186 | Belden Wire | 9717 3681000 | 2#14 PVC PARALLEL | FT |  | 1 Year | 1.016 | 5% | 0.9652
27187 | Belden Wire | 9717 368U1000 | 2#14 PVC PARALLEL | FT |  | 1 Year | 1.016 | 5% | 0.9652
27188 | Belden Wire | 9721 060100 | 8 #16 STR PVC FRPVC | FT |  | 1 Year | 5.3045 | 5% | 5.0393
27189 | Belden Wire | 9721 0601000 | 8 #16 STR PVC FRPVC | FT |  | 1 Year | 4.4623 | 5% | 4.2392
27190 | Belden Wire | 9721 060500 | 8 #16 STR PVC FRPVC | FT |  | 1 Year | 4.4623 | 5% | 4.2392
27191 | Belden Wire | 972118Z 0105000 | 1PR#18XLPOFS TSNH BBRDARM TSNH | FT |  | 1 Year | 5.475 | 5% | 5.2012
27192 | Belden Wire | 972119Z 0105000 | 2FSPR#18XLPOFSTSNHBBRDARM TSNH | FT |  | 1 Year | 10.9036 | 5% | 10.3584
27193 | Belden Wire | 972120Z 0105000 | 5FSPR#18XLPOFSTSNHBBRDARM TSNH | FT |  | 1 Year | 21.5268 | 5% | 20.4505
27194 | Belden Wire | 972121Z 0105000 | 8FSPR#18XLPOFSTSNHBBRDARM TSNH | FT |  | 1 Year | 29.6403 | 5% | 28.1583
27195 | Belden Wire | 972122Z 0103200 | 12FSPR#18XLPOFSTSNHBBRDARMTSNH | FT |  | 1 Year | 37.8749 | 5% | 35.9812
27196 | Belden Wire | 972127Z 0105000 | 1PR#16XLPOFS TSNH BBRDARM TSNH | FT |  | 1 Year | 6.572 | 5% | 6.2434
27197 | Belden Wire | 972128Z 0105000 | 2FSPR#16XLPOFSTSNHBBRDARM TSNH | FT |  | 1 Year | 11.543 | 5% | 10.9658
27198 | Belden Wire | 972129Z 0105000 | 5FSPR#16XLPOFSTSNHBBRDARM TSNH | FT |  | 1 Year | 20.1518 | 5% | 19.1442
27199 | Belden Wire | 9728 060100 | 4 FS PR #24 FHDPE PVC | FT |  | 1 Year | 3.251 | 5% | 3.0884
27200 | Belden Wire | 9728 0601000 | 4 FS PR #24 FHDPE PVC | FT |  | 1 Year | 2.7355 | 5% | 2.5987
27201 | Belden Wire | 9728 060500 | 4 FS PR #24 FHDPE PVC | FT |  | 1 Year | 2.7355 | 5% | 2.5987
27202 | Belden Wire | 9728 0605000 | 4 FS PR #24 FHDPE PVC | FT |  | 1 Year | 2.7355 | 5% | 2.5987
27203 | Belden Wire | 9729 060100 | 2 FS PR #24 FHDPE PVC | FT |  | 1 Year | 1.6306 | 5% | 1.5491
27204 | Belden Wire | 9729 0601000 | 2 FS PR #24 FHDPE PVC | FT |  | 1 Year | 1.372 | 5% | 1.3034
27205 | Belden Wire | 9729 06010000 | 2 FS PR #24 FHDPE PVC | FT |  | 1 Year | 1.372 | 5% | 1.3034
27206 | Belden Wire | 9729 060500 | 2 FS PR #24 FHDPE PVC | FT |  | 1 Year | 1.372 | 5% | 1.3034
27207 | Belden Wire | 9729 0605000 | 2 FS PR #24 FHDPE PVC | FT |  | 1 Year | 1.372 | 5% | 1.3034
27208 | Belden Wire | 9729ZH 0601000 | 2 FS PR #24 FHDPE FHDPE | FT |  | 1 Year | 1.5779 | 5% | 1.499
27209 | Belden Wire | 9729ZH 060500 | 2 FS PR #24 FHDPE FHDPE | FT |  | 1 Year | 1.5779 | 5% | 1.499
27210 | Belden Wire | 9730 060100 | 3 FS PR #24 FHDPE PVC | FT |  | 1 Year | 2.4443 | 5% | 2.3221
27211 | Belden Wire | 9730 0601000 | 3 FS PR #24 FHDPE PVC | FT |  | 1 Year | 2.0561 | 5% | 1.9533
27212 | Belden Wire | 9730 06010000 | 3 FSPR #24 FHDPE PVC | FT |  | 1 Year | 2.0561 | 5% | 1.9533
27213 | Belden Wire | 9730 060500 | 3 FS PR #24 FHDPE PVC | FT |  | 1 Year | 2.0561 | 5% | 1.9533
27214 | Belden Wire | 9730 0605000 | 3 FS PR #24 FHDPE PVC | FT |  | 1 Year | 2.0561 | 5% | 1.9533
27215 | Belden Wire | 973079Z 0105000 | 1 PR #22 FRFPE FRPO SH TSNH | FT |  | 1 Year | 7.2178 | 5% | 6.8569
27216 | Belden Wire | 973092Z 0105000 | #18 GIFHDLDPE DBSH TSNHBBRDARM | FT |  | 1 Year | 5.5356 | 5% | 5.2588
27217 | Belden Wire | 9731 060100 | 6 FS PR #24 FHDPE PVC | FT |  | 1 Year | 5.0557 | 5% | 4.8029
27218 | Belden Wire | 9731 0601000 | 6 FS PR #24 FHDPE PVC | FT |  | 1 Year | 4.2528 | 5% | 4.0402
27219 | Belden Wire | 9731 060500 | 6 FS PR #24 FHDPE PVC | FT |  | 1 Year | 4.2528 | 5% | 4.0402
27220 | Belden Wire | 9731 0605000 | 6 FS PR #24 FHDPE PVC | FT |  | 1 Year | 4.2528 | 5% | 4.0402
27221 | Belden Wire | 973105Z 0105000 | 1PR#22FHDPESHTSNH BBRDARM TSNH | FT |  | 1 Year | 7.3829 | 5% | 7.0138
27222 | Belden Wire | 973108Z 0105000 | 3PR#22FHDPESHTSNH BBRDARM TSNH | FT |  | 1 Year | 12.3339 | 5% | 11.7172
27223 | Belden Wire | 973109Z 0105000 | 4PR#22FHDPESHTSNH BBRDARM TSNH | FT |  | 1 Year | 13.4998 | 5% | 12.8248
27224 | Belden Wire | 9732 060100 | 9 FS PR #24 FHDPE PVC | FT |  | 1 Year | 7.9589 | 5% | 7.561
27225 | Belden Wire | 9732 0601000 | 9 FS PR #24 FHDPE PVC | FT |  | 1 Year | 6.6956 | 5% | 6.3608
27226 | Belden Wire | 9732 060500 | 9 FS PR #24 FHDPE PVC | FT |  | 1 Year | 6.6956 | 5% | 6.3608
27227 | Belden Wire | 9734 0601000 | 12 FS PR #24 FHDPE PVC | FT |  | 1 Year | 9.4271 | 5% | 8.9557
27228 | Belden Wire | 9734 060500 | 12 FS PR #24 FHDPE PVC | FT |  | 1 Year | 9.4271 | 5% | 8.9557
27229 | Belden Wire | 9735 0601000 | 15 FS PR #24 FHDPE PVC | FT |  | 1 Year | 10.512 | 5% | 9.9864
27230 | Belden Wire | 9735 060500 | 15 FS PR #24 FHDPE PVC | FT |  | 1 Year | 10.512 | 5% | 9.9864
27231 | Belden Wire | 9736 0601000 | 17 FS PR #24 FHDPE PVC | FT |  | 1 Year | 17.9792 | 5% | 17.0802
27232 | Belden Wire | 9736 060500 | 17 FS PR #24 FHDPE PVC | FT |  | 1 Year | 17.9792 | 5% | 17.0802
27233 | Belden Wire | 9737 0601000 | 19 FS PR #24 FHDPE PVC | FT |  | 1 Year | 21.6276 | 5% | 20.5462
27234 | Belden Wire | 9738 0601000 | 27 FS PR #24 FHDPE PVC | FT |  | 1 Year | 24.298 | 5% | 23.0831
27235 | Belden Wire | 9740 0601000 | 2 #18 PVC FRPVC | FT |  | 1 Year | 0.5984 | 5% | 0.56848
27236 | Belden Wire | 9740 060500 | 2 #18 PVC FRPVC | FT |  | 1 Year | 0.5984 | 5% | 0.56848
27237 | Belden Wire | 9740 0605000 | 2 #18 STR PVC FRPVC | FT |  | 1 Year | 0.5984 | 5% | 0.56848
27238 | Belden Wire | 9740 060U1000 | 2 #18 PVC FRPVC | FT |  | 1 Year | 0.5984 | 5% | 0.56848
27239 | Belden Wire | 9740 060U500 | 2 #18 PVC FRPVC | FT |  | 1 Year | 0.5984 | 5% | 0.56848
27240 | Belden Wire | 9740MN 004100 | 2 #18 PO PVC | FT |  | 1 Year | 0.4793 | 5% | 0.45533
27241 | Belden Wire | 9740MN 0041000 | 2 #18 PO PVC | FT |  | 1 Year | 0.4793 | 5% | 0.45533
27242 | Belden Wire | 9740MN 006100 | 2 #18 PO PVC | FT |  | 1 Year | 0.4793 | 5% | 0.45533
27243 | Belden Wire | 9740MN 0061000 | 2 #18 PO PVC | FT |  | 1 Year | 0.4793 | 5% | 0.45533
27244 | Belden Wire | 9740MN 008100 | 2 #18 PO PVC | FT |  | 1 Year | 0.4793 | 5% | 0.45533
27245 | Belden Wire | 9740MN 0081000 | 2 #18 PO PVC | FT |  | 1 Year | 0.4793 | 5% | 0.45533
27246 | Belden Wire | 9740ZH 0101000 | 1 PR #18 PO NHFRPO | FT |  | 1 Year | 0.6691 | 5% | 0.63565
27247 | Belden Wire | 9740ZH 010500 | 1 PR #18 PO NHFRPO | FT |  | 1 Year | 0.6691 | 5% | 0.63565
27248 | Belden Wire | 9741 0601000 | 12 PR #18 PVC PVC | FT |  | 1 Year | 9.2217 | 5% | 8.7606
27249 | Belden Wire | 9742 0601000 | 15 PR #18 PVC PVC | FT |  | 1 Year | 13.8859 | 5% | 13.1916
27250 | Belden Wire | 9742 060500 | 15 PR #18 PVC PVC | FT |  | 1 Year | 13.8859 | 5% | 13.1916
27251 | Belden Wire | 9743 0601000 | 19 PR #18 PVC PVC | FT |  | 1 Year | 18.9684 | 5% | 18.02
27252 | Belden Wire | 9744 0601000 | 2 PR #22 PVC PVC | FT |  | 1 Year | 0.7033 | 5% | 0.66814
27253 | Belden Wire | 9744 060500 | 2 PR #22 PVC PVC | FT |  | 1 Year | 0.7033 | 5% | 0.66814
27254 | Belden Wire | 9744 060U1000 | 2 PR #22 PVC PVC | FT |  | 1 Year | 0.7033 | 5% | 0.66814
27255 | Belden Wire | 9744 060U500 | 2 PR #22 PVC PVC | FT |  | 1 Year | 0.7033 | 5% | 0.66814
27256 | Belden Wire | 9745 0601000 | 3 #22 PR PVC PVC | FT |  | 1 Year | 1.0184 | 5% | 0.96748
27257 | Belden Wire | 9745 060500 | 3 #22 PR PVC PVC | FT |  | 1 Year | 1.0184 | 5% | 0.96748
27258 | Belden Wire | 9745 060U1000 | 3 #22 PR PVC PVC | FT |  | 1 Year | 1.0184 | 5% | 0.96748
27259 | Belden Wire | 9745 060U500 | 3 #22 PR PVC PVC | FT |  | 1 Year | 1.0184 | 5% | 0.96748
27260 | Belden Wire | 9746 0601000 | 4 #22 PR PVC PVC | FT |  | 1 Year | 1.3128 | 5% | 1.2472
27261 | Belden Wire | 9746 060500 | 4 #22 PR PVC PVC | FT |  | 1 Year | 1.3128 | 5% | 1.2472
27262 | Belden Wire | 9747 060100 | 12 #22 PR PVC PVC | FT |  | 1 Year | 8.6794 | 5% | 8.2454
27263 | Belden Wire | 9747 0601000 | 12 #22 PR PVC PVC | FT |  | 1 Year | 7.3018 | 5% | 6.9367
27264 | Belden Wire | 9750 0601000 | 3 #20 PR PVC PVC | FT |  | 1 Year | 1.9224 | 5% | 1.8263
27265 | Belden Wire | 9750 060500 | 3 #20 PR PVC PVC | FT |  | 1 Year | 1.9224 | 5% | 1.8263
27266 | Belden Wire | 9751 060100 | 6 #20 PR PVC PVC | FT |  | 1 Year | 3.4901 | 5% | 3.3156
27267 | Belden Wire | 9751 0601000 | 6 #20 PR PVC PVC | FT |  | 1 Year | 2.9365 | 5% | 2.7897
27268 | Belden Wire | 9752 060100 | 9 PR #20 PVC PVC | FT |  | 1 Year | 4.6031 | 5% | 4.3729
27269 | Belden Wire | 9752 0601000 | 9 PR #20 PVC PVC | FT |  | 1 Year | 3.8731 | 5% | 3.6794
27270 | Belden Wire | 9752 060500 | 9 PR #20 PVC PVC | FT |  | 1 Year | 3.8731 | 5% | 3.6794
27271 | Belden Wire | 9764 0031000 | #14 GIFHDLDPE SH FS LDPE | FT |  | 1 Year | 0.3489 | 5% | 0.33145
27272 | Belden Wire | 9764 0101000 | #14 GIFHDLDPE SH FS LDPE | FT |  | 1 Year | 0.3428 | 5% | 0.32566
27273 | Belden Wire | 9767 0601000 | 37 FS PR #22 HDPE PVC | FT |  | 1 Year | 32.6835 | 5% | 31.0493
27274 | Belden Wire | 9767 060500 | 37 FS PR #22 HDPE PVC | FT |  | 1 Year | 32.6835 | 5% | 31.0493
27275 | Belden Wire | 9768 060100 | 12 FS PR #22 HDPE PVC | FT |  | 1 Year | 8.8995 | 5% | 8.4545
27276 | Belden Wire | 9768 0601000 | 12 FS PR #22 HDPE PVC | FT |  | 1 Year | 7.4866 | 5% | 7.1123
27277 | Belden Wire | 9768 060250 | 12 FS PR #22 HDPE PVC | FT |  | 1 Year | 8.8995 | 5% | 8.4545
27278 | Belden Wire | 9768 060500 | 12 FS PR #22 HDPE PVC | FT |  | 1 Year | 7.4866 | 5% | 7.1123
27279 | Belden Wire | 9769 060100 | 17 FS PR #22 HDPE PVC | FT |  | 1 Year | 11.0232 | 5% | 10.472
27280 | Belden Wire | 9769 0601000 | 17 FS PR #22 HDPE PVC | FT |  | 1 Year | 9.2735 | 5% | 8.8098
27281 | Belden Wire | 9769 060500 | 17 FS PR #22 HDPE PVC | FT |  | 1 Year | 9.2735 | 5% | 8.8098
27282 | Belden Wire | 9770 0011000 | 3 #22 PP SHLD PVC | FT |  | 1 Year | 0.7755 | 5% | 0.73672
27283 | Belden Wire | 9770 001500 | 3 #22 PP SHLD PVC | FT |  | 1 Year | 0.7755 | 5% | 0.73672
27284 | Belden Wire | 9770 0015000 | 3 #22 PP SHLD PVC | FT |  | 1 Year | 0.7756 | 5% | 0.73682
27285 | Belden Wire | 9770 001U1000 | 3 #22 PP SHLD PVC | FT |  | 1 Year | 0.7755 | 5% | 0.73672
27286 | Belden Wire | 9770 001U500 | 3 #22 PP SHLD PVC | FT |  | 1 Year | 0.7755 | 5% | 0.73672
27287 | Belden Wire | 9770ZH 0101000 | 3 #22 PO FS FRNHPO | FT |  | 1 Year | 0.8657 | 5% | 0.82242
27288 | Belden Wire | 9770ZH 010500 | 3 #22 PO FS FRNHPO | FT |  | 1 Year | 0.8657 | 5% | 0.82242
27289 | Belden Wire | 9772 060500 | 12 #22 SHTRP PP PVC PVC | FT |  | 1 Year | 7.1894 | 5% | 6.8299
27290 | Belden Wire | 9773 060100 | 3 FS PR #18 PP PVC | FT |  | 1 Year | 2.5474 | 5% | 2.42
27291 | Belden Wire | 9773 0601000 | 3 FS PR #18 PP PVC | FT |  | 1 Year | 2.1427 | 5% | 2.0356
27292 | Belden Wire | 9773 060500 | 3 FS PR #18 PP PVC | FT |  | 1 Year | 2.1427 | 5% | 2.0356
27293 | Belden Wire | 9773 0605000 | 3 FS PR #18 PP PVC | FT |  | 1 Year | 2.1427 | 5% | 2.0356
27294 | Belden Wire | 9773MN 004100 | 3 FS PR #18 PO FS PVC | FT |  | 1 Year | 1.6137 | 5% | 1.533
27295 | Belden Wire | 9773MN 0041000 | 3 FS PR #18 PO FS PVC | FT |  | 1 Year | 1.6137 | 5% | 1.533
27296 | Belden Wire | 9773MN 006100 | 3 FS PR #18 PO FS PVC | FT |  | 1 Year | 1.6137 | 5% | 1.533
27297 | Belden Wire | 9773MN 0061000 | 3 FS PR #18 PO FS PVC | FT |  | 1 Year | 1.6137 | 5% | 1.533
27298 | Belden Wire | 9773MN 008100 | 3 FS PR #18 PO FS PVC | FT |  | 1 Year | 1.6137 | 5% | 1.533
27299 | Belden Wire | 9773MN 0081000 | 3 FS PR #18 PO FS PVC | FT |  | 1 Year | 1.6137 | 5% | 1.533
27300 | Belden Wire | 9774 060100 | 6 FS PR #18 PP PVC | FT |  | 1 Year | 6.5387 | 5% | 6.2118
27301 | Belden Wire | 9774 0601000 | 6 FS PR #18 PP PVC | FT |  | 1 Year | 5.5003 | 5% | 5.2253
27302 | Belden Wire | 9774 060500 | 6 FS PR #18 PP PVC | FT |  | 1 Year | 5.5003 | 5% | 5.2253
27303 | Belden Wire | 9774 0605000 | 6 FS PR #18 PP PVC | FT |  | 1 Year | 5.5003 | 5% | 5.2253
27304 | Belden Wire | 9774MN 004100 | 6 FS PR #18 HDPO FS PVC | FT |  | 1 Year | 4.394 | 5% | 4.1743
27305 | Belden Wire | 9774MN 0041000 | 6 FS PR #18 HDPO FS PVC | FT |  | 1 Year | 4.394 | 5% | 4.1743
27306 | Belden Wire | 9774MN 006100 | 6 FS PR #18 HDPO FS PVC | FT |  | 1 Year | 4.394 | 5% | 4.1743
27307 | Belden Wire | 9774MN 0061000 | 6 FS PR #18 HDPO FS PVC | FT |  | 1 Year | 4.394 | 5% | 4.1743
27308 | Belden Wire | 9774MN 008100 | 6 FS PR #18 HDPO FS PVC | FT |  | 1 Year | 4.394 | 5% | 4.1743
27309 | Belden Wire | 9774MN 0081000 | 6 FS PR #18 HDPO FS PVC | FT |  | 1 Year | 4.394 | 5% | 4.1743
27310 | Belden Wire | 9775 060100 | 9 FS PR #18 PP PVC | FT |  | 1 Year | 10.5921 | 5% | 10.0625
27311 | Belden Wire | 9775 0601000 | 9 FS PR #18 PP PVC | FT |  | 1 Year | 8.9105 | 5% | 8.465
27312 | Belden Wire | 9775 060500 | 9 FS PR #18 PP PVC | FT |  | 1 Year | 8.9105 | 5% | 8.465
27313 | Belden Wire | 9775 0605000 | 9 FS PR #18 PP PVC | FT |  | 1 Year | 8.9105 | 5% | 8.465
27314 | Belden Wire | 9776 060100 | 12 FS PR #18 PP PVC | FT |  | 1 Year | 16.3029 | 5% | 15.4878
27315 | Belden Wire | 9776 0601000 | 12 FS PR #18 PP PVC | FT |  | 1 Year | 13.7147 | 5% | 13.029
27316 | Belden Wire | 9776 060500 | 12 FS PR #18 PP PVC | FT |  | 1 Year | 13.7147 | 5% | 13.029
27317 | Belden Wire | 9777 0601000 | 15 FS PR #18 PP PVC | FT |  | 1 Year | 15.5471 | 5% | 14.7697
27318 | Belden Wire | 9777 060500 | 15 FS PR #18 PP PVC | FT |  | 1 Year | 15.5471 | 5% | 14.7697
27319 | Belden Wire | 9778 0101000 | 1 #20 EPDM SH CPE | FT |  | 1 Year | 0.9705 | 5% | 0.92197
27320 | Belden Wire | 9779MN 004100 | 4 FS PR #18 PO FS PVC | FT |  | 1 Year | 2.9252 | 5% | 2.7789
27321 | Belden Wire | 9779MN 0041000 | 4 FS PR #18 PO FS PVC | FT |  | 1 Year | 2.9252 | 5% | 2.7789
27322 | Belden Wire | 9779MN 006100 | 4 FS PR #18 PO FS PVC | FT |  | 1 Year | 2.9252 | 5% | 2.7789
27323 | Belden Wire | 9779MN 0061000 | 4 FS PR #18 PO FS PVC | FT |  | 1 Year | 2.9252 | 5% | 2.7789
27324 | Belden Wire | 9779MN 008100 | 4 FS PR #18 PO FS PVC | FT |  | 1 Year | 2.9252 | 5% | 2.7789
27325 | Belden Wire | 9779MN 0081000 | 4 FS PR #18 PO FS PVC | FT |  | 1 Year | 2.9252 | 5% | 2.7789
27326 | Belden Wire | 9780MN 004100 | 5 FS PR #18 PO FS PVC | FT |  | 1 Year | 3.5183 | 5% | 3.3424
27327 | Belden Wire | 9780MN 0041000 | 5 FS PR #18 PO FS PVC | FT |  | 1 Year | 3.5183 | 5% | 3.3424
27328 | Belden Wire | 9780MN 006100 | 5 FS PR #18 PO FS PVC | FT |  | 1 Year | 3.5183 | 5% | 3.3424
27329 | Belden Wire | 9780MN 0061000 | 5 FS PR #18 PO FS PVC | FT |  | 1 Year | 3.5183 | 5% | 3.3424
27330 | Belden Wire | 9780MN 008100 | 5 FS PR #18 PO FS PVC | FT |  | 1 Year | 3.5183 | 5% | 3.3424
27331 | Belden Wire | 9780MN 0081000 | 5 FS PR #18 PO FS PVC | FT |  | 1 Year | 3.5183 | 5% | 3.3424
27332 | Belden Wire | 9791 0601000 | 6 #28 FRFPE SHLD PVC | FT |  | 1 Year | 1.5741 | 5% | 1.4954
27333 | Belden Wire | 9791 060500 | 6 #28 FRFPE SHLD PVC | FT |  | 1 Year | 1.5741 | 5% | 1.4954
27334 | Belden Wire | 9794 6061000 | 4 #22 FRPE PVC | FT |  | 1 Year | 0.7799 | 5% | 0.74091
27335 | Belden Wire | 9794 6065000 | 4 #22 FRPE PVC | FT |  | 1 Year | 0.7497 | 5% | 0.71222
27336 | Belden Wire | 9802 0101000 | 2 #20 PO FS PO | FT |  | 1 Year | 0.6869 | 5% | 0.65255
27337 | Belden Wire | 9802 010500 | 2 #20 PO FS PO | FT |  | 1 Year | 0.6869 | 5% | 0.65255
27338 | Belden Wire | 9803 0101000 | 3 #20 PP SH PE | FT |  | 1 Year | 0.896 | 5% | 0.8512
27339 | Belden Wire | 9804 060100 | 2 PR #28 PP SH PVC | FT |  | 1 Year | 1.8139 | 5% | 1.7232
27340 | Belden Wire | 9804 0601000 | 2 PR #28 PP SH PVC | FT |  | 1 Year | 1.5264 | 5% | 1.4501
27341 | Belden Wire | 9804 060500 | 2 PR #28 PP SH PVC | FT |  | 1 Year | 1.5264 | 5% | 1.4501
27342 | Belden Wire | 9805 060100 | 3 PR #28 PP SH PVC | FT |  | 1 Year | 2.349 | 5% | 2.2315
27343 | Belden Wire | 9805 0601000 | 3 PR #28 PP SH PVC | FT |  | 1 Year | 1.9761 | 5% | 1.8773
27344 | Belden Wire | 9805 060500 | 3 PR #28 PP SH PVC | FT |  | 1 Year | 1.9761 | 5% | 1.8773
27345 | Belden Wire | 9806 060100 | 4 PR #28 PP SH PVC | FT |  | 1 Year | 2.596 | 5% | 2.4662
27346 | Belden Wire | 9806 0601000 | 4 PR #28 PP SH PVC | FT |  | 1 Year | 2.184 | 5% | 2.0748
27347 | Belden Wire | 9806 060500 | 4 PR #28 PP SH PVC | FT |  | 1 Year | 2.184 | 5% | 2.0748
27348 | Belden Wire | 9807 060100 | 5 PR #28 PP SH PVC | FT |  | 1 Year | 3.058 | 5% | 2.9051
27349 | Belden Wire | 9807 0601000 | 5 PR #28 PP SH PVC | FT |  | 1 Year | 2.5725 | 5% | 2.4439
27350 | Belden Wire | 9807 060500 | 5 PR #28 PP SH PVC | FT |  | 1 Year | 2.5725 | 5% | 2.4439
27351 | Belden Wire | 9808 060100 | 7 PR #28 PP SH PVC | FT |  | 1 Year | 3.6451 | 5% | 3.4628
27352 | Belden Wire | 9808 0601000 | 7 PR #28 PP SH PVC | FT |  | 1 Year | 3.0662 | 5% | 2.9129
27353 | Belden Wire | 9808 060500 | 7 PR #28 PP SH PVC | FT |  | 1 Year | 3.0662 | 5% | 2.9129
27354 | Belden Wire | 9809 060100 | 9 PR #28 PP SH PVC | FT |  | 1 Year | 5.0362 | 5% | 4.7844
27355 | Belden Wire | 9809 0601000 | 9 PR #28 PP SH PVC | FT |  | 1 Year | 4.2367 | 5% | 4.0249
27356 | Belden Wire | 9809 060500 | 9 PR #28 PP SH PVC | FT |  | 1 Year | 4.2367 | 5% | 4.0249
27357 | Belden Wire | 9812 060100 | 12 PR #28 PP SH PVC | FT |  | 1 Year | 7.2003 | 5% | 6.8403
27358 | Belden Wire | 9812 0601000 | 12 PR #28 PP SH PVC | FT |  | 1 Year | 6.0573 | 5% | 5.7544
27359 | Belden Wire | 9812 060500 | 12 PR #28 PP SH PVC | FT |  | 1 Year | 6.0573 | 5% | 5.7544
27360 | Belden Wire | 9813 060100 | 13 PR #28 PP SH PVC | FT |  | 1 Year | 8.2257 | 5% | 7.8144
27361 | Belden Wire | 9813 0601000 | 13 PR #28 PP SH PVC | FT |  | 1 Year | 6.9203 | 5% | 6.5743
27362 | Belden Wire | 9813 060500 | 13 PR #28 PP SH PVC | FT |  | 1 Year | 6.9203 | 5% | 6.5743
27363 | Belden Wire | 9814 0601000 | 31 PR #28 PP SH PVC | FT |  | 1 Year | 21.4406 | 5% | 20.3686
27364 | Belden Wire | 9815 010500 | TW PR #20 PE PE BRD PE | FT |  | 1 Year | 2.0403 | 5% | 1.9383
27365 | Belden Wire | 9819 060100 | 18 PR #28 PP SH PVC | FT |  | 1 Year | 11.3742 | 5% | 10.8055
27366 | Belden Wire | 9819 0601000 | 18 PR #28 PP SH PVC | FT |  | 1 Year | 9.5686 | 5% | 9.0902
27367 | Belden Wire | 9819 060500 | 18 PR #28 PP SH PVC | FT |  | 1 Year | 9.5686 | 5% | 9.0902
27368 | Belden Wire | 9825 0601000 | 25 PR #28 PP SH PVC | FT |  | 1 Year | 10.4149 | 5% | 9.8942
27369 | Belden Wire | 9825 060500 | 25 PR #28 PP SH PVC | FT |  | 1 Year | 10.4149 | 5% | 9.8942
27370 | Belden Wire | 9829 060100 | 2 PR #24 PER SH PVC | FT |  | 1 Year | 2.5719 | 5% | 2.4433
27371 | Belden Wire | 9829 0601000 | 2 PR #24 PER SH PVC | FT |  | 1 Year | 2.1636 | 5% | 2.0554
27372 | Belden Wire | 9829 060500 | 2 PR #24 PER SH PVC | FT |  | 1 Year | 2.1636 | 5% | 2.0554
27373 | Belden Wire | 9829 0605000 | 2 PR #24 PER SH PVC | FT |  | 1 Year | 2.1636 | 5% | 2.0554
27374 | Belden Wire | 9830 0601000 | 3 PR #24 PER SH PVC | FT |  | 1 Year | 2.6224 | 5% | 2.4913
27375 | Belden Wire | 9830 060500 | 3 PR #24 PER SH PVC | FT |  | 1 Year | 2.6224 | 5% | 2.4913
27376 | Belden Wire | 9831 060100 | 4 PR #24 PER SH PVC | FT |  | 1 Year | 3.6358 | 5% | 3.454
27377 | Belden Wire | 9831 0601000 | 4 PR #24 PER SH PVC | FT |  | 1 Year | 3.0588 | 5% | 2.9059
27378 | Belden Wire | 9831 060500 | 4 PR #24 PER SH PVC | FT |  | 1 Year | 3.0588 | 5% | 2.9059
27379 | Belden Wire | 9832 060100 | 5 PR #24 PER SH PVC | FT |  | 1 Year | 4.2322 | 5% | 4.0206
27380 | Belden Wire | 9832 0601000 | 5 PR #24 PER SH PVC | FT |  | 1 Year | 3.5606 | 5% | 3.3826
27381 | Belden Wire | 9832 060500 | 5 PR #24 PER SH PVC | FT |  | 1 Year | 3.5606 | 5% | 3.3826
27382 | Belden Wire | 9833 0601000 | 7 PR #24 PER SH PVC | FT |  | 1 Year | 4.4538 | 5% | 4.2311
27383 | Belden Wire | 9833 060500 | 7 PR #24 PER SH PVC | FT |  | 1 Year | 4.4538 | 5% | 4.2311
27384 | Belden Wire | 9834 0601000 | 9 PR #24 PER SH PVC | FT |  | 1 Year | 5.3728 | 5% | 5.1042
27385 | Belden Wire | 9834 060500 | 9 PR #24 PER SH PVC | FT |  | 1 Year | 5.3728 | 5% | 5.1042
27386 | Belden Wire | 9835 0601000 | 10 PR #24 PER SH PVC | FT |  | 1 Year | 6.1452 | 5% | 5.8379
27387 | Belden Wire | 9835 060500 | 10 PR #24 PER SH PVC | FT |  | 1 Year | 6.1452 | 5% | 5.8379
27388 | Belden Wire | 9836 0601000 | 12 PR #24 PER SH PVC | FT |  | 1 Year | 9.8667 | 5% | 9.3734
27389 | Belden Wire | 9836 060500 | 12 PR #24 PER SH PVC | FT |  | 1 Year | 9.8667 | 5% | 9.3734
27390 | Belden Wire | 9837 0601000 | 18 PR #24 PER SH PVC | FT |  | 1 Year | 15.8231 | 5% | 15.0319
27391 | Belden Wire | 9837 060500 | 18 PR #24 PER SH PVC | FT |  | 1 Year | 15.8231 | 5% | 15.0319
27392 | Belden Wire | 9839 0601000 | 6 PR #24 LDPO SH PVC | FT |  | 1 Year | 3.9611 | 5% | 3.763
27393 | Belden Wire | 9839 060500 | 6 PR #24 LDPO SH PVC | FT |  | 1 Year | 3.9611 | 5% | 3.763
27394 | Belden Wire | 9841 060100 | 1 PR #24 PE SH PVC | FT |  | 1 Year | 1.4483 | 5% | 1.3759
27395 | Belden Wire | 9841 0601000 | 1 PR #24 PE SH PVC | FT |  | 1 Year | 1.2189 | 5% | 1.158
27396 | Belden Wire | 9841 06010000 | 1 PR #24 PE SH PVC | FT |  | 1 Year | 1.2189 | 5% | 1.158
27397 | Belden Wire | 9841 060500 | 1 PR #24 PE SH PVC | FT |  | 1 Year | 1.2189 | 5% | 1.158
27398 | Belden Wire | 9841 0605000 | 1 PR #24 PE SH PVC | FT |  | 1 Year | 1.2189 | 5% | 1.158
27399 | Belden Wire | 9841NH 0601000 | 1 PR #24 PO SH FRNHPO | FT |  | 1 Year | 1.4008 | 5% | 1.3308
27400 | Belden Wire | 9841ZH 060500 | 1 PR #24 PO SH FRNHPO | FT |  | 1 Year | 1.4026 | 5% | 1.3325
27401 | Belden Wire | 9842 060100 | 2 PR #24 PE SH PVC | FT |  | 1 Year | 2.0269 | 5% | 1.9256
27402 | Belden Wire | 9842 0601000 | 2 PR #24 PE SH PVC | FT |  | 1 Year | 1.7048 | 5% | 1.6196
27403 | Belden Wire | 9842 06010000 | 2 PR #24 PE SH PVC | FT |  | 1 Year | 1.7048 | 5% | 1.6196
27404 | Belden Wire | 9842 060500 | 2 PR #24 PE SH PVC | FT |  | 1 Year | 1.7048 | 5% | 1.6196
27405 | Belden Wire | 9842 0605000 | 2 PR #24 PE SH PVC | FT |  | 1 Year | 1.7048 | 5% | 1.6196
27406 | Belden Wire | 9842NH 0601000 | 2 PR #24 PO SH FRNHPO | FT |  | 1 Year | 2.0194 | 5% | 1.9184
27407 | Belden Wire | 9842ZH 060500 | 2 PR #24 PO SH FRNHPO | FT |  | 1 Year | 2.0194 | 5% | 1.9184
27408 | Belden Wire | 9843 060100 | 3 PR #24 PE SH PVC | FT |  | 1 Year | 2.8308 | 5% | 2.6893
27409 | Belden Wire | 9843 0601000 | 3 PR #24 PE SH PVC | FT |  | 1 Year | 2.3816 | 5% | 2.2625
27410 | Belden Wire | 9843 060500 | 3 PR #24 PE SH PVC | FT |  | 1 Year | 2.3816 | 5% | 2.2625
27411 | Belden Wire | 9843 0605000 | 3 PR #24 PE SH PVC | FT |  | 1 Year | 2.3816 | 5% | 2.2625
27412 | Belden Wire | 9844 0601000 | 4 PR #24 PE SH PVC | FT |  | 1 Year | 3.5206 | 5% | 3.3446
27413 | Belden Wire | 9844 060500 | 4 PR #24 PE SH PVC | FT |  | 1 Year | 3.5206 | 5% | 3.3446
27414 | Belden Wire | 9850 0101000 | #18 PE DBLBRD PVC | FT |  | 1 Year | 2.9856 | 5% | 2.8363
27415 | Belden Wire | 9855 0101000 | 2 PR #22 PE SHLD PVC | FT |  | 1 Year | 1.556 | 5% | 1.4782
27416 | Belden Wire | 9855 01010000 | 2 PR #22 PE SHLD PVC | FT |  | 1 Year | 1.556 | 5% | 1.4782
27417 | Belden Wire | 9855 010500 | 2 PR #22 PE SHLD PVC | FT |  | 1 Year | 1.556 | 5% | 1.4782
27418 | Belden Wire | 9857 0101000 | M17/31-RG63 COAX | FT |  | 1 Year | 2.3324 | 5% | 2.2158
27419 | Belden Wire | 9859 0101000 | M17/45-RG108 TWINAX | FT |  | 1 Year | 2.6101 | 5% | 2.4796
27420 | Belden Wire | 9860 0101000 | 2 #16 FPE SHLD PVC | FT |  | 1 Year | 4.7313 | 5% | 4.4947
27421 | Belden Wire | 9860 0102000 | 2 #16 FPE SHLD PVC | FT |  | 1 Year | 4.7313 | 5% | 4.4947
27422 | Belden Wire | 9860 010500 | 2 #16 FPE SHLD PVC | FT |  | 1 Year | 4.7313 | 5% | 4.4947
27423 | Belden Wire | 9862 0101000 | RG062 MIL-DTL-17H COAX | FT |  | 1 Year | 1.8131 | 5% | 1.7224
27424 | Belden Wire | 9867 002500 | 20 STR 30 KVDC HIGH VOLT | FT |  | 1 Year | 0.9203 | 5% | 0.87428
27425 | Belden Wire | 9873 060100 | 3 FS PR #20 PP PVC | FT |  | 1 Year | 2.2733 | 5% | 2.1596
27426 | Belden Wire | 9873 0601000 | 3 FS PR #20 PP PVC | FT |  | 1 Year | 1.9125 | 5% | 1.8169
27427 | Belden Wire | 9873 060250 | 3 FS PR #20 PP PVC | FT |  | 1 Year | 2.2733 | 5% | 2.1596
27428 | Belden Wire | 9873 060500 | 3 FS PR #20 PP PVC | FT |  | 1 Year | 1.9125 | 5% | 1.8169
27429 | Belden Wire | 9873 0605000 | 3 FS PR #20 PP PVC | FT |  | 1 Year | 1.9125 | 5% | 1.8169
27430 | Belden Wire | 9873MN 004100 | 3 FS PR #20 PO FS PVC | FT |  | 1 Year | 1.4411 | 5% | 1.369
27431 | Belden Wire | 9873MN 0041000 | 3 FS PR #20 PO FS PVC | FT |  | 1 Year | 1.4411 | 5% | 1.369
27432 | Belden Wire | 9873MN 006100 | 3 FS PR #20 PO FS PVC | FT |  | 1 Year | 1.4411 | 5% | 1.369
27433 | Belden Wire | 9873MN 0061000 | 3 FS PR #20 PO FS PVC | FT |  | 1 Year | 1.4411 | 5% | 1.369
27434 | Belden Wire | 9873MN 008100 | 3 FS PR #20 PO FS PVC | FT |  | 1 Year | 1.4411 | 5% | 1.369
27435 | Belden Wire | 9873MN 0081000 | 3 FS PR #20 PO FS PVC | FT |  | 1 Year | 1.4411 | 5% | 1.369
27436 | Belden Wire | 9874 060100 | 6 FS PR #20 PO PVC | FT |  | 1 Year | 4.8578 | 5% | 4.6149
27437 | Belden Wire | 9874 0601000 | 6 FS PR #20 PO PVC | FT |  | 1 Year | 4.0867 | 5% | 3.8824
27438 | Belden Wire | 9874 060500 | 6 FS PR #20 PO PVC | FT |  | 1 Year | 4.0867 | 5% | 3.8824
27439 | Belden Wire | 9874 0605000 | 6 FS PR #20 PO PVC | FT |  | 1 Year | 4.0867 | 5% | 3.8824
27440 | Belden Wire | 9874MN 004100 | 6 FSPR #20 PO FS PVC | FT |  | 1 Year | 3.0834 | 5% | 2.9292
27441 | Belden Wire | 9874MN 0041000 | 6 FSPR #20 PO FS PVC | FT |  | 1 Year | 3.0834 | 5% | 2.9292
27442 | Belden Wire | 9874MN 006100 | 6 FSPR #20 PO FS PVC | FT |  | 1 Year | 3.0834 | 5% | 2.9292
27443 | Belden Wire | 9874MN 0061000 | 6 FSPR #20 PO FS PVC | FT |  | 1 Year | 3.0834 | 5% | 2.9292
27444 | Belden Wire | 9874MN 008100 | 6 FSPR #20 PO FS PVC | FT |  | 1 Year | 3.0834 | 5% | 2.9292
27445 | Belden Wire | 9874MN 0081000 | 6 FSPR #20 PO FS PVC | FT |  | 1 Year | 3.0834 | 5% | 2.9292
27446 | Belden Wire | 9875 060100 | 9 FS PR #20 PP PVC | FT |  | 1 Year | 7.1506 | 5% | 6.7931
27447 | Belden Wire | 9875 0601000 | 9 FS PR #20 PP PVC | FT |  | 1 Year | 6.0156 | 5% | 5.7148
27448 | Belden Wire | 9875 060500 | 9 FS PR #20 PP PVC | FT |  | 1 Year | 6.0156 | 5% | 5.7148
27449 | Belden Wire | 9877 060100 | 12 #20 FS PR PP PVC | FT |  | 1 Year | 9.9926 | 5% | 9.493
27450 | Belden Wire | 9877 0601000 | 12 #20 FS PR PP PVC | FT |  | 1 Year | 8.4063 | 5% | 7.986
27451 | Belden Wire | 9877 060500 | 12 #20 FS PR PP PVC | FT |  | 1 Year | 8.4063 | 5% | 7.986
27452 | Belden Wire | 9879 0601000 | 15 FS PR #20 PP PVC | FT |  | 1 Year | 10.3674 | 5% | 9.849
27453 | Belden Wire | 9879 060500 | 15 FS PR #20 PP PVC | FT |  | 1 Year | 10.3674 | 5% | 9.849
27454 | Belden Wire | 9880 0041000 | 11H 50 OHM TRUNK CABLE | FT |  | 1 Year | 3.2945 | 5% | 3.1298
27455 | Belden Wire | 9880 0041640 | 11H 50 OHM TRUNK CABLE | FT |  | 1 Year | 3.2945 | 5% | 3.1298
27456 | Belden Wire | 9880 004500 | 11H 50 OHM TRUNK CABLE | FT |  | 1 Year | 3.2945 | 5% | 3.1298
27457 | Belden Wire | 9882MN 004100 | 4 FS PR #20 PO FS PVC | FT |  | 1 Year | 2.0863 | 5% | 1.982
27458 | Belden Wire | 9882MN 0041000 | 4 FS PR #20 PO FS PVC | FT |  | 1 Year | 2.0863 | 5% | 1.982
27459 | Belden Wire | 9882MN 006100 | 4 FS PR #20 PO FS PVC | FT |  | 1 Year | 2.0863 | 5% | 1.982
27460 | Belden Wire | 9882MN 0061000 | 4 FS PR #20 PO FS PVC | FT |  | 1 Year | 2.0863 | 5% | 1.982
27461 | Belden Wire | 9882MN 008100 | 4 FS PR #20 PO FS PVC | FT |  | 1 Year | 2.0863 | 5% | 1.982
27462 | Belden Wire | 9882MN 0081000 | 4 FS PR #20 PO FS PVC | FT |  | 1 Year | 2.0863 | 5% | 1.982
27463 | Belden Wire | 9883 0101000 | 3 SH PR #20 PP HDPE | FT |  | 1 Year | 3.457 | 5% | 3.2841
27464 | Belden Wire | 9883 010500 | 3 SH PR #20 PP HDPE | FT |  | 1 Year | 3.457 | 5% | 3.2841
27465 | Belden Wire | 988-3S11-A | LC DUPLEX FLANGED WITH SHUTTER | EA |  | 1 Year | 9.8 | 5% | 9.31
27466 | Belden Wire | 9884MN 004100 | 5 FS PR #20 PO FS PVC | FT |  | 1 Year | 2.6113 | 5% | 2.4807
27467 | Belden Wire | 9884MN 0041000 | 5 FS PR #20 PO FS PVC | FT |  | 1 Year | 2.6113 | 5% | 2.4807
27468 | Belden Wire | 9884MN 006100 | 5 FS PR #20 PO FS PVC | FT |  | 1 Year | 2.6113 | 5% | 2.4807
27469 | Belden Wire | 9884MN 0061000 | 5 FS PR #20 PO FS PVC | FT |  | 1 Year | 2.6113 | 5% | 2.4807
27470 | Belden Wire | 9884MN 008100 | 5 FS PR #20 PO FS PVC | FT |  | 1 Year | 2.6113 | 5% | 2.4807
27471 | Belden Wire | 9884MN 0081000 | 5 FS PR #20 PO FS PVC | FT |  | 1 Year | 2.6113 | 5% | 2.4807
27472 | Belden Wire | 9886 0101000 | 6 SHLD PR #20 PP HDPE | FT |  | 1 Year | 7.9615 | 5% | 7.5634
27473 | Belden Wire | 9886 010500 | 6 SHLD PR #20 PP HDPE | FT |  | 1 Year | 7.9615 | 5% | 7.5634
27474 | Belden Wire | 9888 0101000 | 50 OHM TRIAX | FT |  | 1 Year | 5.5937 | 5% | 5.314
27475 | Belden Wire | 9888 010500 | 50 OHM TRIAX | FT |  | 1 Year | 5.5937 | 5% | 5.314
27476 | Belden Wire | 9890 0101000 | 10 #20 PP SHLD PE | FT |  | 1 Year | 2.9729 | 5% | 2.8243
27477 | Belden Wire | 9890 010500 | 10 #20 PP SHLD PE | FT |  | 1 Year | 2.9729 | 5% | 2.8243
27478 | Belden Wire | 9891 006100 | 4PR1#20,3#22 SH PVC | FT |  | 1 Year | 7.1488 | 5% | 6.7914
27479 | Belden Wire | 9891 0061000 | 4PR1#20,3#22 SH PVC | FT |  | 1 Year | 6.0141 | 5% | 5.7134
27480 | Belden Wire | 9891 006500 | 4PR1#20,3#22 SH PVC | FT |  | 1 Year | 6.0141 | 5% | 5.7134
27481 | Belden Wire | 9891 0065000 | 4PR1#20,3#22 SH PVC | FT |  | 1 Year | 6.0141 | 5% | 5.7134
27482 | Belden Wire | 9892 0061000 | 4PR #20 FHDPE/PVC SH PVC | FT |  | 1 Year | 4.9157 | 5% | 4.6699
27483 | Belden Wire | 9892 006500 | 4PR #20 FHDPE/PVC SH PVC | FT |  | 1 Year | 4.9157 | 5% | 4.6699
27484 | Belden Wire | 9892 0065000 | 4 PR #20 FHDPE/PVC SH PVC | FT |  | 1 Year | 4.9157 | 5% | 4.6699
27485 | Belden Wire | 9894 0101000 | 15 #20 PP SHLD PE | FT |  | 1 Year | 5.037 | 5% | 4.7851
27486 | Belden Wire | 9898 E4X1000 | 3#24SH,3SHPR#28PP SH PVC | FT |  | 1 Year | 3.5036 | 5% | 3.3284
27487 | Belden Wire | 9899 002100 | #18 STR PVC TEST PROD RED | FT |  | 1 Year | 1.0096 | 5% | 0.95912
27488 | Belden Wire | 9899 0021000 | #18 STR PVC TEST PROD RED | FT |  | 1 Year | 0.8265 | 5% | 0.78517
27489 | Belden Wire | 9899 002500 | #18 STR PVC TEST PROD RED | FT |  | 1 Year | 0.8265 | 5% | 0.78517
27490 | Belden Wire | 9899 005500 | #18 STR PVC TEST PROD DGRN | FT |  | 1 Year | 0.8265 | 5% | 0.78517
27491 | Belden Wire | 9899 009500 | 18 STR PVC TEST PROD WHT | FT |  | 1 Year | 0.8265 | 5% | 0.78517
27492 | Belden Wire | 9899 010100 | #18 STR PVC TEST PROD BLK | FT |  | 1 Year | 1.0096 | 5% | 0.95912
27493 | Belden Wire | 9899 0101000 | #18 STR PVC TEST PROD BLK | FT |  | 1 Year | 0.8265 | 5% | 0.78517
27494 | Belden Wire | 9899 010500 | #18 STR PVC TEST PROD BLK | FT |  | 1 Year | 0.8265 | 5% | 0.78517
27495 | Belden Wire | 9901 E4X1000 | 4 #20 SH PR SH PVC | FT |  | 1 Year | 4.702 | 5% | 4.4669
27496 | Belden Wire | 9901 E4X500 | 4 #20 SH PR SH PVC | FT |  | 1 Year | 4.702 | 5% | 4.4669
27497 | Belden Wire | 9902 E4X1000 | 5 SH PR #20 FHDPE SH PVC | FT |  | 1 Year | 6.871 | 5% | 6.5274
27498 | Belden Wire | 9902 E4X500 | 5 SH PR #20 FHDPE SH PVC | FT |  | 1 Year | 6.871 | 5% | 6.5274
27499 | Belden Wire | 9903 E4X1000 | 1#24,3#28 SHPR PP SH PVC | FT |  | 1 Year | 2.3038 | 5% | 2.1886
27500 | Belden Wire | 9903 E4X500 | 1#24,3#28 SHPR PP SH PVC | FT |  | 1 Year | 2.3038 | 5% | 2.1886
27501 | Belden Wire | 9904 00250 | #4 STR PVC RED | FT |  | 1 Year | 5.2938 | 5% | 5.0291
27502 | Belden Wire | 9904 002500 | #4 STR PVC RED | FT |  | 1 Year | 4.1644 | 5% | 3.9562
27503 | Belden Wire | 9904 01050 | #4 STR PVC BLK | FT |  | 1 Year | 5.2938 | 5% | 5.0291
27504 | Belden Wire | 9904 010500 | #4 STR PVC BLK | FT |  | 1 Year | 4.1644 | 5% | 3.9562
27505 | Belden Wire | 9906 001100 | #6 STR PVC BRN | FT |  | 1 Year | 4.3245 | 5% | 4.1083
27506 | Belden Wire | 9906 0011000 | #6 STR PVC BRN | FT |  | 1 Year | 3.8688 | 5% | 3.6754
27507 | Belden Wire | 9906 002100 | #6 STR PVC RED | FT |  | 1 Year | 4.3245 | 5% | 4.1083
27508 | Belden Wire | 9906 0021000 | #6 STR PVC RED | FT |  | 1 Year | 3.8688 | 5% | 3.6754
27509 | Belden Wire | 9906 005100 | #6 STR PVC DGRN | FT |  | 1 Year | 4.3245 | 5% | 4.1083
27510 | Belden Wire | 9906 0051000 | #6 STR PVC DGRN | FT |  | 1 Year | 3.8688 | 5% | 3.6754
27511 | Belden Wire | 9906 009100 | #6 STR PVC WHT | FT |  | 1 Year | 4.3245 | 5% | 4.1083
27512 | Belden Wire | 9906 0091000 | #6 STR PVC WHT | FT |  | 1 Year | 3.8688 | 5% | 3.6754
27513 | Belden Wire | 9906 010100 | #6 STR PVC BLK | FT |  | 1 Year | 4.3245 | 5% | 4.1083
27514 | Belden Wire | 9906 0101000 | #6 STR PVC BLK | FT |  | 1 Year | 3.8688 | 5% | 3.6754
27515 | Belden Wire | 9906 013100 | #6 STR PVC DBLU | FT |  | 1 Year | 4.3245 | 5% | 4.1083
27516 | Belden Wire | 9907 E4X1000 | RG-58 TYPE COAX | FT |  | 1 Year | 0.8084 | 5% | 0.76798
27517 | Belden Wire | 9907 E4X1640 | RG-58 TYPE COAX | FT |  | 1 Year | 0.8084 | 5% | 0.76798
27518 | Belden Wire | 9907 E4X2500 | RG-58 TYPE COAX | FT |  | 1 Year | 0.8084 | 5% | 0.76798
27519 | Belden Wire | 9907 E4X3280 | RG-58 TYPE COAX | FT |  | 1 Year | 0.8084 | 5% | 0.76798
27520 | Belden Wire | 9907 E4X500 | RG-58 TYPE COAX | FT |  | 1 Year | 0.8084 | 5% | 0.76798
27521 | Belden Wire | 9907 E4X5000 | RG-58 TYPE COAX | FT |  | 1 Year | 0.8084 | 5% | 0.76798
27522 | Belden Wire | 9907 E4XU1000 | RG-58 TYPE COAX | FT |  | 1 Year | 0.8084 | 5% | 0.76798
27523 | Belden Wire | 9907NH E4XU1000 | 50 OHM HALOGEN FREE COAX | FT |  | 1 Year | 0.8697 | 5% | 0.82622
27524 | Belden Wire | 9908 002100 | #8 STR PVC RED | FT |  | 1 Year | 5.7321 | 5% | 5.4455
27525 | Belden Wire | 9908 002250 | #8 STR PVC RED | FT |  | 1 Year | 3.9895 | 5% | 3.79
27526 | Belden Wire | 9908 009100 | #8 STR PVC WHT | FT |  | 1 Year | 5.7321 | 5% | 5.4455
27527 | Belden Wire | 9908 009250 | #8 STR PVC WHT | FT |  | 1 Year | 3.9895 | 5% | 3.79
27528 | Belden Wire | 9908 010100 | #8 STR PVC BLK | FT |  | 1 Year | 5.7321 | 5% | 5.4455
27529 | Belden Wire | 9908 010250 | #8 STR PVC BLK | FT |  | 1 Year | 3.9895 | 5% | 3.79
27530 | Belden Wire | 9909 0031000 | #16 STR PVC ORG | FT |  | 1 Year | 0.5775 | 5% | 0.54863
27531 | Belden Wire | 9909 0071000 | #16 STR PVC VIO | FT |  | 1 Year | 0.5775 | 5% | 0.54863
27532 | Belden Wire | 9910 002100 | 10 STR PVC RED | FT |  | 1 Year | 3.2644 | 5% | 3.1012
27533 | Belden Wire | 9910 0022000 | #10 STR PVC RED | FT |  | 1 Year | 1.4849 | 5% | 1.4107
27534 | Belden Wire | 9910 002250 | 10 STR PVC RED | FT |  | 1 Year | 2.2307 | 5% | 2.1192
27535 | Belden Wire | 9910 004100 | 10 STR PVC YEL | FT |  | 1 Year | 3.2644 | 5% | 3.1012
27536 | Belden Wire | 9910 004250 | 10 STR PVC YEL | FT |  | 1 Year | 2.2307 | 5% | 2.1192
27537 | Belden Wire | 9910 009100 | 10 STR PVC WHT | FT |  | 1 Year | 3.2644 | 5% | 3.1012
27538 | Belden Wire | 9910 0092000 | #10 STR PVC WHT | FT |  | 1 Year | 1.4849 | 5% | 1.4107
27539 | Belden Wire | 9910 009250 | 10 STR PVC WHT | FT |  | 1 Year | 2.2307 | 5% | 2.1192
27540 | Belden Wire | 9910 010100 | 10 STR PVC BLK | FT |  | 1 Year | 3.2644 | 5% | 3.1012
27541 | Belden Wire | 9910 0102000 | #10 STR PVC BLK | FT |  | 1 Year | 1.4849 | 5% | 1.4107
27542 | Belden Wire | 9910 010250 | 10 STR PVC BLK | FT |  | 1 Year | 2.2307 | 5% | 2.1192
27543 | Belden Wire | 9910-0100-01 | PANEL,FILLER BLANK EIA (8005) | EA |  | 1 Year | 11.8961 | 5% | 11.3013
27544 | Belden Wire | 9910-0100PL-01 | 1U BLANKING PANEL BLACK | EA |  | 1 Year | 10.15 | 5% | 9.6425
27545 | Belden Wire | 9910-0100PL-02 | 1U BLANKING PANEL WHITE | EA |  | 1 Year | 10.15 | 5% | 9.6425
27546 | Belden Wire | 9911 0021000 | #18 STR PVC RED | FT |  | 1 Year | 0.5055 | 5% | 0.48022
27547 | Belden Wire | 9911 0031000 | #18 STR PVC ORG | FT |  | 1 Year | 0.5055 | 5% | 0.48022
27548 | Belden Wire | 9911 0041000 | #18 STR PVC YEL | FT |  | 1 Year | 0.5055 | 5% | 0.48022
27549 | Belden Wire | 9911 0051000 | #18 STR PVC DGRN | FT |  | 1 Year | 0.5055 | 5% | 0.48022
27550 | Belden Wire | 9911 0091000 | #18 STR PVC WHT | FT |  | 1 Year | 0.5055 | 5% | 0.48022
27551 | Belden Wire | 9911 0101000 | #18 STR PVC BLK | FT |  | 1 Year | 0.5055 | 5% | 0.48022
27552 | Belden Wire | 9911 0131000 | #18 STR PVC DBLU | FT |  | 1 Year | 0.5055 | 5% | 0.48022
27553 | Belden Wire | 9911-0200-A001 | BLANKING PNL, 2U, ANGLED | EA |  | 1 Year | 79.33 | 5% | 75.3635
27554 | Belden Wire | 9911-0201-01 | 2U SL FILLER PNL W/BELDEN LOGO | EA |  | 1 Year | 23.2727 | 5% | 22.1091
27555 | Belden Wire | 9912 001100 | 12 STR PVC BRN | FT |  | 1 Year | 2.1719 | 5% | 2.0633
27556 | Belden Wire | 9912 002100 | 12 STR PVC RED | FT |  | 1 Year | 2.1719 | 5% | 2.0633
27557 | Belden Wire | 9912 0022000 | 12 STR PVC RED | FT |  | 1 Year | 1.3239 | 5% | 1.2577
27558 | Belden Wire | 9912 002250 | 12 STR PVC RED | FT |  | 1 Year | 1.4725 | 5% | 1.3989
27559 | Belden Wire | 9912 003250 | 12 STR PVC ORG | FT |  | 1 Year | 1.4725 | 5% | 1.3989
27560 | Belden Wire | 9912 004100 | 12 STR PVC YEL | FT |  | 1 Year | 2.1719 | 5% | 2.0633
27561 | Belden Wire | 9912 004250 | 12 STR PVC YEL | FT |  | 1 Year | 1.4725 | 5% | 1.3989
27562 | Belden Wire | 9912 005100 | 12 STR PVC D GRN | FT |  | 1 Year | 2.1719 | 5% | 2.0633
27563 | Belden Wire | 9912 0052000 | #12 STR PVC DGRN | FT |  | 1 Year | 1.3239 | 5% | 1.2577
27564 | Belden Wire | 9912 005250 | 12 STR PVC D GRN | FT |  | 1 Year | 1.4725 | 5% | 1.3989
27565 | Belden Wire | 9912 008250 | #12 STR PVC GRY | FT |  | 1 Year | 1.4725 | 5% | 1.3989
27566 | Belden Wire | 9912 009100 | 12 STR PVC WHT | FT |  | 1 Year | 2.1719 | 5% | 2.0633
27567 | Belden Wire | 9912 0092000 | 312 STR PVC WHT | FT |  | 1 Year | 1.3239 | 5% | 1.2577
27568 | Belden Wire | 9912 009250 | 12 STR PVC WHT | FT |  | 1 Year | 1.4725 | 5% | 1.3989
27569 | Belden Wire | 9912 010100 | 12 STR PVC BLK | FT |  | 1 Year | 2.1719 | 5% | 2.0633
27570 | Belden Wire | 9912 0102000 | #12 STR PVC BLK | FT |  | 1 Year | 1.3239 | 5% | 1.2577
27571 | Belden Wire | 9912 010250 | 12 STR PVC BLK | FT |  | 1 Year | 1.4725 | 5% | 1.3989
27572 | Belden Wire | 9912 013100 | 12 STR PVC D BLU | FT |  | 1 Year | 2.1719 | 5% | 2.0633
27573 | Belden Wire | 9912 013250 | 12 STR PVC D BLU | FT |  | 1 Year | 1.4725 | 5% | 1.3989
27574 | Belden Wire | 9913 010100 | RG-8/U TYPE COAX | FT |  | 1 Year | 1.867 | 5% | 1.7736
27575 | Belden Wire | 9913 0101000 | RG-8/U TYPE COAX | FT |  | 1 Year | 1.5782 | 5% | 1.4993
27576 | Belden Wire | 9913 010250 | RG-8/U TYPE COAX | FT |  | 1 Year | 1.6514 | 5% | 1.5688
27577 | Belden Wire | 9913 010500 | RG-8/U TYPE COAX | FT |  | 1 Year | 1.5782 | 5% | 1.4993
27578 | Belden Wire | 9913 0105000 | RG-8/U TYPE COAX | FT |  | 1 Year | 1.5782 | 5% | 1.4993
27579 | Belden Wire | 9913F7 B59100 | #10 FHDPE SH PVC | FT |  | 1 Year | 2.0845 | 5% | 1.9803
27580 | Belden Wire | 9913F7 B591000 | #10 FHDPE SH PVC | FT |  | 1 Year | 1.7581 | 5% | 1.6702
27581 | Belden Wire | 9913F7 B59250 | #10 FHDPE SH PVC | FT |  | 1 Year | 1.84 | 5% | 1.748
27582 | Belden Wire | 9913F7 B59500 | #10 FHDPE SH PVC | FT |  | 1 Year | 1.7581 | 5% | 1.6702
27583 | Belden Wire | 9914 0101000 | RG-8/U TYPE COAX | FT |  | 1 Year | 1.6841 | 5% | 1.5999
27584 | Belden Wire | 9914 010500 | RG-8/U TYPE COAX | FT |  | 1 Year | 1.6841 | 5% | 1.5999
27585 | Belden Wire | 9916 001100 | 16 STR PVC BRN | FT |  | 1 Year | 0.8658 | 5% | 0.82251
27586 | Belden Wire | 9916 0011000 | 16 STR PVC BRN | FT |  | 1 Year | 0.6326 | 5% | 0.60097
27587 | Belden Wire | 9916 002100 | 16 STR PVC RED | FT |  | 1 Year | 0.8658 | 5% | 0.82251
27588 | Belden Wire | 9916 0021000 | 16 STR PVC RED | FT |  | 1 Year | 0.6326 | 5% | 0.60097
27589 | Belden Wire | 9916 0025000 | #16 STR PVC RED | FT |  | 1 Year | 0.5721 | 5% | 0.5435
27590 | Belden Wire | 9916 0031000 | 16 STR PVC ORG | FT |  | 1 Year | 0.6326 | 5% | 0.60097
27591 | Belden Wire | 9916 004100 | 16 STR PVC YEL | FT |  | 1 Year | 0.8658 | 5% | 0.82251
27592 | Belden Wire | 9916 0041000 | 16 STR PVC YEL | FT |  | 1 Year | 0.6326 | 5% | 0.60097
27593 | Belden Wire | 9916 005100 | 16 STR PVC D GRN | FT |  | 1 Year | 0.8658 | 5% | 0.82251
27594 | Belden Wire | 9916 0051000 | 16 STR PVC D GRN | FT |  | 1 Year | 0.6326 | 5% | 0.60097
27595 | Belden Wire | 9916 007100 | 16 STR PVC VIO | FT |  | 1 Year | 0.8658 | 5% | 0.82251
27596 | Belden Wire | 9916 0071000 | 16 STR PVC VIO | FT |  | 1 Year | 0.6326 | 5% | 0.60097
27597 | Belden Wire | 9916 0081000 | 16 STR PVC GRY | FT |  | 1 Year | 0.6326 | 5% | 0.60097
27598 | Belden Wire | 9916 009100 | 16 STR PVC WHT | FT |  | 1 Year | 0.8658 | 5% | 0.82251
27599 | Belden Wire | 9916 0091000 | 16 STR PVC WHT | FT |  | 1 Year | 0.6326 | 5% | 0.60097
27600 | Belden Wire | 9916 0095000 | #16 STR PVC WHT | FT |  | 1 Year | 0.5721 | 5% | 0.5435
27601 | Belden Wire | 9916 010100 | 16 STR PVC BLK | FT |  | 1 Year | 0.8658 | 5% | 0.82251
27602 | Belden Wire | 9916 0101000 | 16 STR PVC BLK | FT |  | 1 Year | 0.6326 | 5% | 0.60097
27603 | Belden Wire | 9916 0105000 | #16 STR PVC BLK | FT |  | 1 Year | 0.5721 | 5% | 0.5435
27604 | Belden Wire | 9916 013100 | 16 STR PVC D BLU | FT |  | 1 Year | 0.8658 | 5% | 0.82251
27605 | Belden Wire | 9916 0131000 | 16 STR PVC DBLU | FT |  | 1 Year | 0.6326 | 5% | 0.60097
27606 | Belden Wire | 9917 0101000 | #20 STR PVC BLK | FT |  | 1 Year | 0.3334 | 5% | 0.31673
27607 | Belden Wire | 9918 001100 | 18 STR PVC BRN | FT |  | 1 Year | 0.6002 | 5% | 0.57019
27608 | Belden Wire | 9918 0011000 | 18 STR PVC BRN | FT |  | 1 Year | 0.4192 | 5% | 0.39824
27609 | Belden Wire | 9918 0015000 | 18 STR PVC BRN | FT |  | 1 Year | 0.3887 | 5% | 0.36926
27610 | Belden Wire | 9918 002100 | 18 STR PVC RED | FT |  | 1 Year | 0.6002 | 5% | 0.57019
27611 | Belden Wire | 9918 0021000 | 18 STR PVC RED | FT |  | 1 Year | 0.4192 | 5% | 0.39824
27612 | Belden Wire | 9918 0025000 | 18 STR PVC RED | FT |  | 1 Year | 0.3887 | 5% | 0.36926
27613 | Belden Wire | 9918 003100 | 18 STR PVC ORG | FT |  | 1 Year | 0.6002 | 5% | 0.57019
27614 | Belden Wire | 9918 0031000 | 18 STR PVC ORG | FT |  | 1 Year | 0.4192 | 5% | 0.39824
27615 | Belden Wire | 9918 004100 | 18 STR PVC YEL | FT |  | 1 Year | 0.6002 | 5% | 0.57019
27616 | Belden Wire | 9918 0041000 | 18 STR PVC YEL | FT |  | 1 Year | 0.4192 | 5% | 0.39824
27617 | Belden Wire | 9918 005100 | 18 STR PVC DGRN | FT |  | 1 Year | 0.6002 | 5% | 0.57019
27618 | Belden Wire | 9918 0051000 | 18 STR PVC DGRN | FT |  | 1 Year | 0.4192 | 5% | 0.39824
27619 | Belden Wire | 9918 0055000 | 18 STR PVC DGRN | FT |  | 1 Year | 0.3887 | 5% | 0.36926
27620 | Belden Wire | 9918 006100 | 18 STR PVC LBLU | FT |  | 1 Year | 0.6002 | 5% | 0.57019
27621 | Belden Wire | 9918 0061000 | 18 STR PVC LBLU | FT |  | 1 Year | 0.4192 | 5% | 0.39824
27622 | Belden Wire | 9918 007100 | 18 STR PVC VIO | FT |  | 1 Year | 0.6002 | 5% | 0.57019
27623 | Belden Wire | 9918 0071000 | 18 STR PVC VIO | FT |  | 1 Year | 0.4192 | 5% | 0.39824
27624 | Belden Wire | 9918 008100 | 18 STR PVC GRY | FT |  | 1 Year | 0.6002 | 5% | 0.57019
27625 | Belden Wire | 9918 0081000 | 18 STR PVC GRY | FT |  | 1 Year | 0.4192 | 5% | 0.39824
27626 | Belden Wire | 9918 009100 | 18 STR PVC WHT | FT |  | 1 Year | 0.6002 | 5% | 0.57019
27627 | Belden Wire | 9918 0091000 | 18 STR PVC WHT | FT |  | 1 Year | 0.4192 | 5% | 0.39824
27628 | Belden Wire | 9918 0095000 | 18 STR PVC WHT | FT |  | 1 Year | 0.3887 | 5% | 0.36926
27629 | Belden Wire | 9918 010100 | 18 STR PVC BLK | FT |  | 1 Year | 0.6002 | 5% | 0.57019
27630 | Belden Wire | 9918 0101000 | 18 STR PVC BLK | FT |  | 1 Year | 0.4192 | 5% | 0.39824
27631 | Belden Wire | 9918 0105000 | 18 STR PVC BLK | FT |  | 1 Year | 0.3887 | 5% | 0.36926
27632 | Belden Wire | 9918 013100 | 18 STR PVC DBLU | FT |  | 1 Year | 0.6002 | 5% | 0.57019
27633 | Belden Wire | 9918 0131000 | 18 STR PVC DBLU | FT |  | 1 Year | 0.4192 | 5% | 0.39824
27634 | Belden Wire | 9918 0135000 | #18 STR PVC DBLU | FT |  | 1 Year | 0.3887 | 5% | 0.36926
27635 | Belden Wire | 9919 001100 | 20 STR PVC BRN | FT |  | 1 Year | 0.533 | 5% | 0.50635
27636 | Belden Wire | 9919 0011000 | 20 STR PVC BRN | FT |  | 1 Year | 0.3491 | 5% | 0.33165
27637 | Belden Wire | 9919 002100 | 20 STR PVC RED | FT |  | 1 Year | 0.533 | 5% | 0.50635
27638 | Belden Wire | 9919 0021000 | 20 STR PVC RED | FT |  | 1 Year | 0.3491 | 5% | 0.33165
27639 | Belden Wire | 9919 0031000 | 20 STR PVC ORG | FT |  | 1 Year | 0.3491 | 5% | 0.33165
27640 | Belden Wire | 9919 004100 | 20 STR PVC YEL | FT |  | 1 Year | 0.533 | 5% | 0.50635
27641 | Belden Wire | 9919 0041000 | 20 STR PVC YEL | FT |  | 1 Year | 0.3491 | 5% | 0.33165
27642 | Belden Wire | 9919 005100 | 20 STR PVC DGRN | FT |  | 1 Year | 0.533 | 5% | 0.50635
27643 | Belden Wire | 9919 0051000 | 20 STR PVC DGRN | FT |  | 1 Year | 0.3491 | 5% | 0.33165
27644 | Belden Wire | 9919 007100 | 20 STR PVC VIO | FT |  | 1 Year | 0.533 | 5% | 0.50635
27645 | Belden Wire | 9919 0071000 | 20 STR PVC VIO | FT |  | 1 Year | 0.3491 | 5% | 0.33165
27646 | Belden Wire | 9919 0081000 | 20 STR PVC GRY | FT |  | 1 Year | 0.3491 | 5% | 0.33165
27647 | Belden Wire | 9919 009100 | 20 STR PVC WHT | FT |  | 1 Year | 0.533 | 5% | 0.50635
27648 | Belden Wire | 9919 0091000 | 20 STR PVC WHT | FT |  | 1 Year | 0.3491 | 5% | 0.33165
27649 | Belden Wire | 9919 010100 | 20 STR PVC BLK | FT |  | 1 Year | 0.533 | 5% | 0.50635
27650 | Belden Wire | 9919 0101000 | 20 STR PVC BLK | FT |  | 1 Year | 0.3491 | 5% | 0.33165
27651 | Belden Wire | 9919 013100 | 20 STR PVC DBLU | FT |  | 1 Year | 0.533 | 5% | 0.50635
27652 | Belden Wire | 9919 0131000 | 20 STR PVC DBLU | FT |  | 1 Year | 0.3491 | 5% | 0.33165
27653 | Belden Wire | 9920 0021000 | #20 STR PVC RED | FT |  | 1 Year | 0.3752 | 5% | 0.35644
27654 | Belden Wire | 9920 0041000 | #20 STR PVC YEL | FT |  | 1 Year | 0.3752 | 5% | 0.35644
27655 | Belden Wire | 9920 0061000 | #20 STR PVC LBLU | FT |  | 1 Year | 0.3752 | 5% | 0.35644
27656 | Belden Wire | 9920 0081000 | #20 STR PVC GRY | FT |  | 1 Year | 0.3752 | 5% | 0.35644
27657 | Belden Wire | 9920 0091000 | #20 STR PVC WHT | FT |  | 1 Year | 0.3752 | 5% | 0.35644
27658 | Belden Wire | 9920 0101000 | #20 STR PVC BLK | FT |  | 1 Year | 0.3752 | 5% | 0.35644
27659 | Belden Wire | 9920 0131000 | #20 STR PVC DBLU | FT |  | 1 Year | 0.3752 | 5% | 0.35644
27660 | Belden Wire | 9920 0135000 | #20 STR PVC DBLU | FT |  | 1 Year | 0.3368 | 5% | 0.31996
27661 | Belden Wire | 9921 001100 | 22 STR PVC BRN | FT |  | 1 Year | 0.4314 | 5% | 0.40983
27662 | Belden Wire | 9921 0011000 | 22 STR PVC BRN | FT |  | 1 Year | 0.2865 | 5% | 0.27217
27663 | Belden Wire | 9921 002100 | 22 STR PVC RED | FT |  | 1 Year | 0.4314 | 5% | 0.40983
27664 | Belden Wire | 9921 0021000 | 22 STR PVC RED | FT |  | 1 Year | 0.2865 | 5% | 0.27217
27665 | Belden Wire | 9921 0025000 | #22 STR PVC RED | FT |  | 1 Year | 0.2578 | 5% | 0.24491
27666 | Belden Wire | 9921 003100 | 22 STR PVC ORG | FT |  | 1 Year | 0.4314 | 5% | 0.40983
27667 | Belden Wire | 9921 0031000 | 22 STR PVC ORG | FT |  | 1 Year | 0.2865 | 5% | 0.27217
27668 | Belden Wire | 9921 004100 | 22 STR PVC YEL | FT |  | 1 Year | 0.4314 | 5% | 0.40983
27669 | Belden Wire | 9921 0041000 | 22 STR PVC YEL | FT |  | 1 Year | 0.2865 | 5% | 0.27217
27670 | Belden Wire | 9921 0045000 | #22 STR PVC YEL | FT |  | 1 Year | 0.2578 | 5% | 0.24491
27671 | Belden Wire | 9921 005100 | 22 STR PVC D GRN | FT |  | 1 Year | 0.4314 | 5% | 0.40983
27672 | Belden Wire | 9921 0051000 | 22 STR PVC D GRN | FT |  | 1 Year | 0.2865 | 5% | 0.27217
27673 | Belden Wire | 9921 006100 | 22 STR PVC LBLU | FT |  | 1 Year | 0.4314 | 5% | 0.40983
27674 | Belden Wire | 9921 0061000 | 22 STR PVC LBLU | FT |  | 1 Year | 0.2865 | 5% | 0.27217
27675 | Belden Wire | 9921 007100 | 22 STR PVC VIO | FT |  | 1 Year | 0.4314 | 5% | 0.40983
27676 | Belden Wire | 9921 0071000 | 22 STR PVC VIO | FT |  | 1 Year | 0.2865 | 5% | 0.27217
27677 | Belden Wire | 9921 008100 | 22 STR PVC GRY | FT |  | 1 Year | 0.4314 | 5% | 0.40983
27678 | Belden Wire | 9921 0081000 | .2 STR PVC GRY | FT |  | 1 Year | 0.2865 | 5% | 0.27217
27679 | Belden Wire | 9921 0085000 | #22 STR PVC GRY | FT |  | 1 Year | 0.2578 | 5% | 0.24491
27680 | Belden Wire | 9921 009100 | 22 STR PVC WHT | FT |  | 1 Year | 0.4314 | 5% | 0.40983
27681 | Belden Wire | 9921 0091000 | 22 STR PVC WHT | FT |  | 1 Year | 0.2865 | 5% | 0.27217
27682 | Belden Wire | 9921 010100 | 22 STR PVC BLK | FT |  | 1 Year | 0.4314 | 5% | 0.40983
27683 | Belden Wire | 9921 0101000 | 22 STR PVC BLK | FT |  | 1 Year | 0.2865 | 5% | 0.27217
27684 | Belden Wire | 9921 0105000 | #22 STR PVC BLK | FT |  | 1 Year | 0.2578 | 5% | 0.24491
27685 | Belden Wire | 9921 013100 | 22 STR PVC D BLU | FT |  | 1 Year | 0.4314 | 5% | 0.40983
27686 | Belden Wire | 9921 0131000 | 22 STR PVC D BLU | FT |  | 1 Year | 0.2865 | 5% | 0.27217
27687 | Belden Wire | 9921 0135000 | #22 STR PVC DBLU | FT |  | 1 Year | 0.2578 | 5% | 0.24491
27688 | Belden Wire | 9923 0011000 | 24 STR PVC BRN | FT |  | 1 Year | 0.2373 | 5% | 0.22543
27689 | Belden Wire | 9923 002100 | 24 STR PVC RED | FT |  | 1 Year | 0.3693 | 5% | 0.35084
27690 | Belden Wire | 9923 0021000 | 24 STR PVC RED | FT |  | 1 Year | 0.2373 | 5% | 0.22543
27691 | Belden Wire | 9923 0025000 | #24 STR PVC RED | FT |  | 1 Year | 0.2135 | 5% | 0.20282
27692 | Belden Wire | 9923 0031000 | 24 STR PVC ORG | FT |  | 1 Year | 0.2373 | 5% | 0.22543
27693 | Belden Wire | 9923 0041000 | 24 STR PVC YEL | FT |  | 1 Year | 0.2373 | 5% | 0.22543
27694 | Belden Wire | 9923 0051000 | 24 STR PVC GRN | FT |  | 1 Year | 0.2373 | 5% | 0.22543
27695 | Belden Wire | 9923 0071000 | 24 STR PVC VIO | FT |  | 1 Year | 0.2373 | 5% | 0.22543
27696 | Belden Wire | 9923 0081000 | 24 STR PVC GRY | FT |  | 1 Year | 0.2373 | 5% | 0.22543
27697 | Belden Wire | 9923 009100 | 24 STR PVC WHT | FT |  | 1 Year | 0.3693 | 5% | 0.35084
27698 | Belden Wire | 9923 0091000 | 24 STR PVC WHT | FT |  | 1 Year | 0.2373 | 5% | 0.22543
27699 | Belden Wire | 9923 010100 | 24 STR PVC BLK | FT |  | 1 Year | 0.3693 | 5% | 0.35084
27700 | Belden Wire | 9923 0101000 | 24 STR PVC BLK | FT |  | 1 Year | 0.2373 | 5% | 0.22543
27701 | Belden Wire | 9923 0105000 | #24 STR PVC BLK | FT |  | 1 Year | 0.2135 | 5% | 0.20282
27702 | Belden Wire | 9923 0131000 | 24 STR PVC D BLU | FT |  | 1 Year | 0.2373 | 5% | 0.22543
27703 | Belden Wire | 9924 0011000 | 24 STR PVC BRN | FT |  | 1 Year | 0.2853 | 5% | 0.27103
27704 | Belden Wire | 9924 0021000 | 24 STR PVC RED | FT |  | 1 Year | 0.2853 | 5% | 0.27103
27705 | Belden Wire | 9924 0031000 | 24 STR PVC ORG | FT |  | 1 Year | 0.2853 | 5% | 0.27103
27706 | Belden Wire | 9924 0041000 | 24 STR PVC YEL | FT |  | 1 Year | 0.2853 | 5% | 0.27103
27707 | Belden Wire | 9924 0091000 | 24 STR PVC WHT | FT |  | 1 Year | 0.2853 | 5% | 0.27103
27708 | Belden Wire | 9924 0095000 | #24 STR PVC WHT | FT |  | 1 Year | 0.2592 | 5% | 0.24624
27709 | Belden Wire | 9924 0101000 | 24 STR PVC BLK | FT |  | 1 Year | 0.2853 | 5% | 0.27103
27710 | Belden Wire | 9924 0105000 | #24 STR PVC BLK | FT |  | 1 Year | 0.2592 | 5% | 0.24624
27711 | Belden Wire | 9924 0131000 | 24 STR PVC D. BLU | FT |  | 1 Year | 0.2853 | 5% | 0.27103
27712 | Belden Wire | 9925 060100 | 3 #24 FHDPE SH PVC | FT |  | 1 Year | 1.099 | 5% | 1.044
27713 | Belden Wire | 9925 0601000 | 3 #24 FHDPE SH PVC | FT |  | 1 Year | 0.9242 | 5% | 0.87799
27714 | Belden Wire | 9925 060500 | 3 #24 FHDPE SH PVC | FT |  | 1 Year | 0.9242 | 5% | 0.87799
27715 | Belden Wire | 9926 0011000 | 26 STR PVC BRN | FT |  | 1 Year | 0.2187 | 5% | 0.20777
27716 | Belden Wire | 9926 002100 | 26 STR PVC RED | FT |  | 1 Year | 0.3465 | 5% | 0.32917
27717 | Belden Wire | 9926 0021000 | 26 STR PVC RED | FT |  | 1 Year | 0.2187 | 5% | 0.20777
27718 | Belden Wire | 9926 0031000 | 26 STR PVC ORG | FT |  | 1 Year | 0.2187 | 5% | 0.20777
27719 | Belden Wire | 9926 0041000 | 26 STR PVC YEL | FT |  | 1 Year | 0.2187 | 5% | 0.20777
27720 | Belden Wire | 9926 0051000 | 26 STR PVC GRN | FT |  | 1 Year | 0.2187 | 5% | 0.20777
27721 | Belden Wire | 9926 0071000 | 26 STR PVC VIO | FT |  | 1 Year | 0.2187 | 5% | 0.20777
27722 | Belden Wire | 9926 0081000 | 26 STR PVC GRY | FT |  | 1 Year | 0.2187 | 5% | 0.20777
27723 | Belden Wire | 9926 0091000 | 26 STR PVC WHT | FT |  | 1 Year | 0.2187 | 5% | 0.20777
27724 | Belden Wire | 9926 010100 | 26 STR PVC BLK | FT |  | 1 Year | 0.3465 | 5% | 0.32917
27725 | Belden Wire | 9926 0101000 | 26 STR PVC BLK | FT |  | 1 Year | 0.2187 | 5% | 0.20777
27726 | Belden Wire | 9926 0131000 | 26 STR PVC D. BLU | FT |  | 1 Year | 0.2187 | 5% | 0.20777
27727 | Belden Wire | 9927 060100 | 4 #24 FHDPE SH PVC | FT |  | 1 Year | 1.346 | 5% | 1.2787
27728 | Belden Wire | 9927 0601000 | 4 #24 FHDPE SH PVC | FT |  | 1 Year | 1.1321 | 5% | 1.0755
27729 | Belden Wire | 9927 060500 | 4 #24 FHDPE SH PVC | FT |  | 1 Year | 1.1321 | 5% | 1.0755
27730 | Belden Wire | 9927 0605000 | 4 #24 FHDPE SH PVC | FT |  | 1 Year | 1.1321 | 5% | 1.0755
27731 | Belden Wire | 9928 001100 | 28 STR PVC BRN | FT |  | 1 Year | 0.3241 | 5% | 0.30789
27732 | Belden Wire | 9928 0011000 | 28 STR PVC BRN | FT |  | 1 Year | 0.2108 | 5% | 0.20026
27733 | Belden Wire | 9928 002100 | 28 STR PVC RED | FT |  | 1 Year | 0.3241 | 5% | 0.30789
27734 | Belden Wire | 9928 0021000 | 28 STR PVC RED | FT |  | 1 Year | 0.2108 | 5% | 0.20026
27735 | Belden Wire | 9928 003100 | 28 STR PVC ORG | FT |  | 1 Year | 0.3241 | 5% | 0.30789
27736 | Belden Wire | 9928 0031000 | 28 STR PVC ORG | FT |  | 1 Year | 0.2108 | 5% | 0.20026
27737 | Belden Wire | 9928 004100 | 28 STR PVC YEL | FT |  | 1 Year | 0.3241 | 5% | 0.30789
27738 | Belden Wire | 9928 0041000 | 28 STR PVC YEL | FT |  | 1 Year | 0.2108 | 5% | 0.20026
27739 | Belden Wire | 9928 005100 | 28 STR PVC GRN | FT |  | 1 Year | 0.3241 | 5% | 0.30789
27740 | Belden Wire | 9928 0051000 | 28 STR PVC GRN | FT |  | 1 Year | 0.2108 | 5% | 0.20026
27741 | Belden Wire | 9928 007100 | 28 STR PVC VIO | FT |  | 1 Year | 0.3241 | 5% | 0.30789
27742 | Belden Wire | 9928 0081000 | #28 STR PVC GRY | FT |  | 1 Year | 0.2108 | 5% | 0.20026
27743 | Belden Wire | 9928 009100 | 28 STR PVC WHT | FT |  | 1 Year | 0.3241 | 5% | 0.30789
27744 | Belden Wire | 9928 0091000 | 28 STR PVC WHT | FT |  | 1 Year | 0.2108 | 5% | 0.20026
27745 | Belden Wire | 9928 010100 | 28 STR PVC BLK | FT |  | 1 Year | 0.3241 | 5% | 0.30789
27746 | Belden Wire | 9928 0101000 | 28 STR PVC BLK | FT |  | 1 Year | 0.2108 | 5% | 0.20026
27747 | Belden Wire | 9928 013100 | 28 STR PVC DBLU | FT |  | 1 Year | 0.3241 | 5% | 0.30789
27748 | Belden Wire | 9928 0131000 | 28 STR PVC DBLU | FT |  | 1 Year | 0.2108 | 5% | 0.20026
27749 | Belden Wire | 9929 060100 | 5 #24 FHDPE SH PVC | FT |  | 1 Year | 1.7544 | 5% | 1.6667
27750 | Belden Wire | 9929 0601000 | 5 #24 FHDPE SH PVC | FT |  | 1 Year | 1.4763 | 5% | 1.4025
27751 | Belden Wire | 9929 060500 | 5 #24 FHDPE SH PVC | FT |  | 1 Year | 1.4763 | 5% | 1.4025
27752 | Belden Wire | 9930 0011000 | 30 STR PVC BRN | FT |  | 1 Year | 0.2274 | 5% | 0.21603
27753 | Belden Wire | 9930 002100 | 30 STR PVC RED | FT |  | 1 Year | 0.3432 | 5% | 0.32604
27754 | Belden Wire | 9930 0021000 | 30 STR PVC RED | FT |  | 1 Year | 0.2274 | 5% | 0.21603
27755 | Belden Wire | 9930 003100 | 30 STR PVC ORG | FT |  | 1 Year | 0.3432 | 5% | 0.32604
27756 | Belden Wire | 9930 0041000 | 30 STR PVC YEL | FT |  | 1 Year | 0.2274 | 5% | 0.21603
27757 | Belden Wire | 9930 005100 | 30 STR PVC GRN | FT |  | 1 Year | 0.3432 | 5% | 0.32604
27758 | Belden Wire | 9930 0051000 | 30 STR PVC GRN | FT |  | 1 Year | 0.2274 | 5% | 0.21603
27759 | Belden Wire | 9930 007100 | 30 STR PVC VIO | FT |  | 1 Year | 0.3432 | 5% | 0.32604
27760 | Belden Wire | 9930 008100 | 30 STR PVC GRY | FT |  | 1 Year | 0.3432 | 5% | 0.32604
27761 | Belden Wire | 9930 009100 | 30 STR PVC WHT | FT |  | 1 Year | 0.3432 | 5% | 0.32604
27762 | Belden Wire | 9930 0091000 | 30 STR PVC WHT | FT |  | 1 Year | 0.2274 | 5% | 0.21603
27763 | Belden Wire | 9930 010100 | 30 STR PVC BLK | FT |  | 1 Year | 0.3432 | 5% | 0.32604
27764 | Belden Wire | 9930 0101000 | 30 STR PVC BLK | FT |  | 1 Year | 0.2274 | 5% | 0.21603
27765 | Belden Wire | 9930 013100 | 30 STR PVC DBLU | FT |  | 1 Year | 0.3432 | 5% | 0.32604
27766 | Belden Wire | 9930 0131000 | 30 STR PVC DBLU | FT |  | 1 Year | 0.2274 | 5% | 0.21603
27767 | Belden Wire | 9931 060100 | 6 #24 FHDPE SH PVC | FT |  | 1 Year | 1.868 | 5% | 1.7746
27768 | Belden Wire | 9931 0601000 | 6 #24 FHDPE SH PVC | FT |  | 1 Year | 1.5716 | 5% | 1.493
27769 | Belden Wire | 9931 060500 | 6 #24 FHDPE SH PVC | FT |  | 1 Year | 1.5716 | 5% | 1.493
27770 | Belden Wire | 9931 0605000 | 6 #24 FHDPE SH PVC | FT |  | 1 Year | 1.5716 | 5% | 1.493
27771 | Belden Wire | 9932 060100 | 7 #24 FHDPE SH PVC | FT |  | 1 Year | 2.0284 | 5% | 1.927
27772 | Belden Wire | 9932 0601000 | 7 #24 FHDPE SH PVC | FT |  | 1 Year | 1.7062 | 5% | 1.6209
27773 | Belden Wire | 9932 060500 | 7 #24 FHDPE SH PVC | FT |  | 1 Year | 1.7062 | 5% | 1.6209
27774 | Belden Wire | 9933 060100 | 8 #24 FHDPE SH PVC | FT |  | 1 Year | 2.0843 | 5% | 1.9801
27775 | Belden Wire | 9933 0601000 | 8 #24 FHDPE SH PVC | FT |  | 1 Year | 1.7533 | 5% | 1.6656
27776 | Belden Wire | 9933 06010000 | 8 #24 FHDPE SH PVC | FT |  | 1 Year | 1.7533 | 5% | 1.6656
27777 | Belden Wire | 9933 060500 | 8 #24 FHDPE SH PVC | FT |  | 1 Year | 1.7533 | 5% | 1.6656
27778 | Belden Wire | 9934 060100 | 9 #24 FHDPE SH PVC | FT |  | 1 Year | 2.4801 | 5% | 2.3561
27779 | Belden Wire | 9934 0601000 | 9 #24 FHDPE SH PVC | FT |  | 1 Year | 2.0865 | 5% | 1.9822
27780 | Belden Wire | 9934 060500 | 9 #24 FHDPE SH PVC | FT |  | 1 Year | 2.0865 | 5% | 1.9822
27781 | Belden Wire | 9934 0605000 | 9 #24 FHDPE SH PVC | FT |  | 1 Year | 2.0865 | 5% | 1.9822
27782 | Belden Wire | 9935 060100 | 10 #24 FHDPE SH PVC | FT |  | 1 Year | 2.5802 | 5% | 2.4512
27783 | Belden Wire | 9935 0601000 | 10 #24 FHDPE SH PVC | FT |  | 1 Year | 2.1706 | 5% | 2.0621
27784 | Belden Wire | 9935 060500 | 10 #24 FHDPE SH PVC | FT |  | 1 Year | 2.1706 | 5% | 2.0621
27785 | Belden Wire | 9936 060100 | 15 #24 FHDPE SH PVC | FT |  | 1 Year | 3.9573 | 5% | 3.7594
27786 | Belden Wire | 9936 0601000 | 15 #24 FHDPE SH PVC | FT |  | 1 Year | 3.3289 | 5% | 3.1625
27787 | Belden Wire | 9936 060500 | 15 #24 FHDPE SH PVC | FT |  | 1 Year | 3.3289 | 5% | 3.1625
27788 | Belden Wire | 9937 060100 | 25 #24 FHDPE SH PVC | FT |  | 1 Year | 6.3368 | 5% | 6.02
27789 | Belden Wire | 9937 0601000 | 25 #24 FHDPE SH PVC | FT |  | 1 Year | 5.3312 | 5% | 5.0646
27790 | Belden Wire | 9937 060500 | 25 #24 FHDPE SH PVC | FT |  | 1 Year | 5.3312 | 5% | 5.0646
27791 | Belden Wire | 9938 060100 | 37 #24 FHDPE SH PVC | FT |  | 1 Year | 10.6495 | 5% | 10.117
27792 | Belden Wire | 9938 0601000 | 37 #24 FHDPE SH PVC | FT |  | 1 Year | 8.9594 | 5% | 8.5114
27793 | Belden Wire | 9938 060500 | 37 #24 FHDPE SH PVC | FT |  | 1 Year | 8.9594 | 5% | 8.5114
27794 | Belden Wire | 9939 060100 | 3 #22 PVC SH PVC | FT |  | 1 Year | 1.1144 | 5% | 1.0587
27795 | Belden Wire | 9939 0601000 | 3 #22 PVC SH PVC | FT |  | 1 Year | 0.9372 | 5% | 0.89034
27796 | Belden Wire | 9939 060500 | 3 #22 PVC SH PVC | FT |  | 1 Year | 0.9372 | 5% | 0.89034
27797 | Belden Wire | 9939 0605000 | 3 #22 PVC SH PVC | FT |  | 1 Year | 0.9372 | 5% | 0.89034
27798 | Belden Wire | 9940 060100 | 4 #22 PVC SH PVC | FT |  | 1 Year | 1.3469 | 5% | 1.2796
27799 | Belden Wire | 9940 0601000 | 4 #22 PVC SH PVC | FT |  | 1 Year | 1.1332 | 5% | 1.0765
27800 | Belden Wire | 9940 060500 | 4 #22 PVC SH PVC | FT |  | 1 Year | 1.1332 | 5% | 1.0765
27801 | Belden Wire | 9940 0605000 | 4 #22 PVC SH PVC | FT |  | 1 Year | 1.1332 | 5% | 1.0765
27802 | Belden Wire | 9941 060100 | 5 #22 PVC SH PVC | FT |  | 1 Year | 1.6141 | 5% | 1.5334
27803 | Belden Wire | 9941 0601000 | 5 #22 PVC SH PVC | FT |  | 1 Year | 1.358 | 5% | 1.2901
27804 | Belden Wire | 9941 060500 | 5 #22 PVC SH PVC | FT |  | 1 Year | 1.358 | 5% | 1.2901
27805 | Belden Wire | 9941 0605000 | 5 #22 PVC SH PVC | FT |  | 1 Year | 1.358 | 5% | 1.2901
27806 | Belden Wire | 9942 060100 | 6 #22 PVC SH PVC | FT |  | 1 Year | 1.8014 | 5% | 1.7113
27807 | Belden Wire | 9942 0601000 | 6 #22 PVC SH PVC | FT |  | 1 Year | 1.5154 | 5% | 1.4396
27808 | Belden Wire | 9942 060500 | 6 #22 PVC SH PVC | FT |  | 1 Year | 1.5154 | 5% | 1.4396
27809 | Belden Wire | 9942 0605000 | 6 #22 PVC SH PVC | FT |  | 1 Year | 1.5154 | 5% | 1.4396
27810 | Belden Wire | 9943 060100 | 7 #22 PVC SH PVC | FT |  | 1 Year | 2.1895 | 5% | 2.08
27811 | Belden Wire | 9943 0601000 | 7 #22 PVC SH PVC | FT |  | 1 Year | 1.8421 | 5% | 1.75
27812 | Belden Wire | 9943 060500 | 7 #22 PVC SH PVC | FT |  | 1 Year | 1.8421 | 5% | 1.75
27813 | Belden Wire | 9943 0605000 | 7 #22 PVC SH PVC | FT |  | 1 Year | 1.8421 | 5% | 1.75
27814 | Belden Wire | 9944 060100 | 8 #22 PVC SH PVC | FT |  | 1 Year | 2.3104 | 5% | 2.1949
27815 | Belden Wire | 9944 0601000 | 8 #22 PVC SH PVC | FT |  | 1 Year | 1.9435 | 5% | 1.8463
27816 | Belden Wire | 9944 060500 | 8 #22 PVC SH PVC | FT |  | 1 Year | 1.9435 | 5% | 1.8463
27817 | Belden Wire | 9944 0605000 | 8 #22 PVC SH PVC | FT |  | 1 Year | 1.9435 | 5% | 1.8463
27818 | Belden Wire | 9945 060100 | 9 #22 PVC SH PVC | FT |  | 1 Year | 2.6208 | 5% | 2.4898
27819 | Belden Wire | 9945 0601000 | 9 #22 PVC SH PVC | FT |  | 1 Year | 2.2044 | 5% | 2.0942
27820 | Belden Wire | 9945 060500 | 9 #22 PVC SH PVC | FT |  | 1 Year | 2.2044 | 5% | 2.0942
27821 | Belden Wire | 9945 0605000 | 9 #22 PVC SH PVC | FT |  | 1 Year | 2.2044 | 5% | 2.0942
27822 | Belden Wire | 9946 060100 | 10 #22 PVC SH PVC | FT |  | 1 Year | 2.9398 | 5% | 2.7928
27823 | Belden Wire | 9946 0601000 | 10 #22 PVC SH PVC | FT |  | 1 Year | 2.4732 | 5% | 2.3495
27824 | Belden Wire | 9946 060500 | 10 #22 PVC SH PVC | FT |  | 1 Year | 2.4732 | 5% | 2.3495
27825 | Belden Wire | 9946 0605000 | 10 #22 PVC SH PVC | FT |  | 1 Year | 2.4732 | 5% | 2.3495
27826 | Belden Wire | 9947 060100 | 15 #22 PVC SHLD PVC | FT |  | 1 Year | 4.027 | 5% | 3.8256
27827 | Belden Wire | 9947 0601000 | 15 #22 PVC SHLD PVC | FT |  | 1 Year | 3.3873 | 5% | 3.2179
27828 | Belden Wire | 9947 060500 | 15 #22 PVC SHLD PVC | FT |  | 1 Year | 3.3873 | 5% | 3.2179
27829 | Belden Wire | 9947 0605000 | 15 #22 PVC SHLD PVC | FT |  | 1 Year | 3.3873 | 5% | 3.2179
27830 | Belden Wire | 9948 060100 | 25 #22 PVC SHLD PVC | FT |  | 1 Year | 8.301 | 5% | 7.8859
27831 | Belden Wire | 9948 0601000 | 25 #22 PVC SHLD PVC | FT |  | 1 Year | 6.9836 | 5% | 6.6344
27832 | Belden Wire | 9948 0604000 | 25 #22 PVC SH PVC | FT |  | 1 Year | 6.9836 | 5% | 6.6344
27833 | Belden Wire | 9948 060500 | 25 #22 PVC SHLD PVC | FT |  | 1 Year | 6.9836 | 5% | 6.6344
27834 | Belden Wire | 9949 060100 | 37 #22 PVC SHLD PVC | FT |  | 1 Year | 10.8521 | 5% | 10.3095
27835 | Belden Wire | 9949 0601000 | 37 #22 PVC SHLD PVC | FT |  | 1 Year | 9.1295 | 5% | 8.673
27836 | Belden Wire | 9949 060500 | 37 #22 PVC SHLD PVC | FT |  | 1 Year | 9.1295 | 5% | 8.673
27837 | Belden Wire | 9950 060100 | 50 #22 PVC SHLD PVC | FT |  | 1 Year | 16.5903 | 5% | 15.7608
27838 | Belden Wire | 9950 0601000 | 50 #22 PVC SHLD PVC | FT |  | 1 Year | 13.9567 | 5% | 13.2589
27839 | Belden Wire | 9950 060500 | 50 #22 PVC SHLD PVC | FT |  | 1 Year | 13.9567 | 5% | 13.2589
27840 | Belden Wire | 9951 0091000 | 1 #16 PVC/NY SHLD PVC | FT |  | 1 Year | 2.2032 | 5% | 2.093
27841 | Belden Wire | 9952 009100 | 2 #16 PVC/NY SHLD PVC | FT |  | 1 Year | 3.3654 | 5% | 3.1971
27842 | Belden Wire | 9952 0091000 | 2 #16 PVC/NY SHLD PVC | FT |  | 1 Year | 2.8313 | 5% | 2.6897
27843 | Belden Wire | 9952 009500 | 2 #16 PVC/NY SHLD PVC | FT |  | 1 Year | 2.8313 | 5% | 2.6897
27844 | Belden Wire | 9953 009100 | 3 #16 PVC/NY SHLD PVC | FT |  | 1 Year | 4.6611 | 5% | 4.428
27845 | Belden Wire | 9953 0091000 | 3 #16 PVC/NY SHLD PVC | FT |  | 1 Year | 3.9209 | 5% | 3.7249
27846 | Belden Wire | 9953 009500 | 3 #16 PVC/NY SHLD PVC | FT |  | 1 Year | 3.9209 | 5% | 3.7249
27847 | Belden Wire | 9954 009100 | 4 #16 PVC/NY SHLD PVC | FT |  | 1 Year | 5.8767 | 5% | 5.5829
27848 | Belden Wire | 9954 0091000 | 4 #16 PVC/NY SHLD PVC | FT |  | 1 Year | 4.9443 | 5% | 4.6971
27849 | Belden Wire | 9954 009500 | 4 #16 PVC/NY SHLD PVC | FT |  | 1 Year | 4.9443 | 5% | 4.6971
27850 | Belden Wire | 9961 0091000 | 1 #20 PVC/NY SHLD PVC | FT |  | 1 Year | 1.1697 | 5% | 1.1112
27851 | Belden Wire | 9961 009500 | 1 #20 PVC/NY SHLD PVC | FT |  | 1 Year | 1.1697 | 5% | 1.1112
27852 | Belden Wire | 9962 009100 | 2 #20 PVC/NY SHLD PVC | FT |  | 1 Year | 2.2434 | 5% | 2.1312
27853 | Belden Wire | 9962 0091000 | 2 #20 PVC/NY SHLD PVC | FT |  | 1 Year | 1.8867 | 5% | 1.7924
27854 | Belden Wire | 9962 009500 | 2 #20 PVC/NY SHLD PVC | FT |  | 1 Year | 1.8867 | 5% | 1.7924
27855 | Belden Wire | 9963 009100 | 3 #20 PVC/NY SHLD PVC | FT |  | 1 Year | 2.7525 | 5% | 2.6149
27856 | Belden Wire | 9963 0091000 | 3 #20 PVC/NY SHLD PVC | FT |  | 1 Year | 2.3149 | 5% | 2.1992
27857 | Belden Wire | 9963 009500 | 3 #20 PVC/NY SHLD PVC | FT |  | 1 Year | 2.3149 | 5% | 2.1992
27858 | Belden Wire | 9964 009100 | 4 #20 PVC/NYL SHLD PVC | FT |  | 1 Year | 3.3706 | 5% | 3.2021
27859 | Belden Wire | 9964 0091000 | 4 #20 PVC/NYL SHLD PVC | FT |  | 1 Year | 2.8356 | 5% | 2.6938
27860 | Belden Wire | 9964 009500 | 4 #20 PVC/NYL SHLD PVC | FT |  | 1 Year | 2.8356 | 5% | 2.6938
27861 | Belden Wire | 9965 0091000 | 1 #22 PVC/NY SHLD PVC | FT |  | 1 Year | 1.2046 | 5% | 1.1444
27862 | Belden Wire | 9966 009100 | 2 #22 PVC/NY SHLD PVC | FT |  | 1 Year | 1.8605 | 5% | 1.7675
27863 | Belden Wire | 9966 0091000 | 2 #22 PVC/NY SHLD PVC | FT |  | 1 Year | 1.5657 | 5% | 1.4874
27864 | Belden Wire | 9966 009500 | 2 #22 PVC/NY SHLD PVC | FT |  | 1 Year | 1.5657 | 5% | 1.4874
27865 | Belden Wire | 9967 009100 | 3 #22 PVC/NY SHLD PVC | FT |  | 1 Year | 2.3659 | 5% | 2.2476
27866 | Belden Wire | 9967 0091000 | 3 #22 PVC/NY SHLD PVC | FT |  | 1 Year | 1.9902 | 5% | 1.8907
27867 | Belden Wire | 9967 009500 | 3 #22 PVC/NY SHLD PVC | FT |  | 1 Year | 1.9902 | 5% | 1.8907
27868 | Belden Wire | 9968 009100 | 4 #22 PVC/NY SHLD PVC | FT |  | 1 Year | 2.7314 | 5% | 2.5948
27869 | Belden Wire | 9968 0091000 | 4 #22 PVC/NY SHLD PVC | FT |  | 1 Year | 2.2968 | 5% | 2.182
27870 | Belden Wire | 9968 009500 | 4 #22 PVC/NY SHLD PVC | FT |  | 1 Year | 2.2968 | 5% | 2.182
27871 | Belden Wire | 9975 0011000 | 24 SOL PVC BRN | FT |  | 1 Year | 0.1572 | 5% | 0.14934
27872 | Belden Wire | 9975 002100 | 24 SOL PVC RED | FT |  | 1 Year | 0.245 | 5% | 0.23275
27873 | Belden Wire | 9975 0021000 | 24 SOL PVC RED | FT |  | 1 Year | 0.1572 | 5% | 0.14934
27874 | Belden Wire | 9975 0025000 | #24 SOL PVC RED | FT |  | 1 Year | 0.1424 | 5% | 0.13528
27875 | Belden Wire | 9975 0031000 | 24 SOL PVC ORG | FT |  | 1 Year | 0.1572 | 5% | 0.14934
27876 | Belden Wire | 9975 0041000 | 24 SOL PVC YEL | FT |  | 1 Year | 0.1572 | 5% | 0.14934
27877 | Belden Wire | 9975 0051000 | 24 SOL PVC GRN | FT |  | 1 Year | 0.1572 | 5% | 0.14934
27878 | Belden Wire | 9975 0071000 | 24 SOL PVC VIO | FT |  | 1 Year | 0.1572 | 5% | 0.14934
27879 | Belden Wire | 9975 0081000 | 24 SOL PVC GRY | FT |  | 1 Year | 0.1572 | 5% | 0.14934
27880 | Belden Wire | 9975 0091000 | 24 SOL PVC WHT | FT |  | 1 Year | 0.1572 | 5% | 0.14934
27881 | Belden Wire | 9975 010100 | 24 SOL PVC BLK | FT |  | 1 Year | 0.245 | 5% | 0.23275
27882 | Belden Wire | 9975 0101000 | 24 SOL PVC BLK | FT |  | 1 Year | 0.1572 | 5% | 0.14934
27883 | Belden Wire | 9975 0105000 | #24 SOL PVC BLK | FT |  | 1 Year | 0.1424 | 5% | 0.13528
27884 | Belden Wire | 9975 0131000 | 24 SOL PVC DBLU | FT |  | 1 Year | 0.1572 | 5% | 0.14934
27885 | Belden Wire | 9976 0011000 | 26 SOL PVC BRN | FT |  | 1 Year | 0.1394 | 5% | 0.13243
27886 | Belden Wire | 9976 002100 | 26 SOL PVC RED | FT |  | 1 Year | 0.2226 | 5% | 0.21147
27887 | Belden Wire | 9976 0021000 | 26 SOL PVC RED | FT |  | 1 Year | 0.1394 | 5% | 0.13243
27888 | Belden Wire | 9976 0031000 | 26 SOL PVC ORG | FT |  | 1 Year | 0.1394 | 5% | 0.13243
27889 | Belden Wire | 9976 0041000 | 26 SOL PVC YEL | FT |  | 1 Year | 0.1394 | 5% | 0.13243
27890 | Belden Wire | 9976 0051000 | 26 SOL PVC GRN | FT |  | 1 Year | 0.1394 | 5% | 0.13243
27891 | Belden Wire | 9976 0081000 | 26 SOL PVC GRY | FT |  | 1 Year | 0.1394 | 5% | 0.13243
27892 | Belden Wire | 9976 009100 | 26 SOL PVC WHT | FT |  | 1 Year | 0.2226 | 5% | 0.21147
27893 | Belden Wire | 9976 0091000 | 26 SOL PVC WHT | FT |  | 1 Year | 0.1394 | 5% | 0.13243
27894 | Belden Wire | 9976 010100 | 26 SOL PVC BLK | FT |  | 1 Year | 0.2226 | 5% | 0.21147
27895 | Belden Wire | 9976 0101000 | 26 SOL PVC BLK | FT |  | 1 Year | 0.1394 | 5% | 0.13243
27896 | Belden Wire | 9976 0131000 | 26 SOL PVC DBLU | FT |  | 1 Year | 0.1394 | 5% | 0.13243
27897 | Belden Wire | 9977 002100 | 28 SOL PVC RED | FT |  | 1 Year | 0.257 | 5% | 0.24415
27898 | Belden Wire | 9977 0021000 | 28 SOL PVC RED | FT |  | 1 Year | 0.1699 | 5% | 0.1614
27899 | Belden Wire | 9977 0041000 | 28 SOL PVC YEL | FT |  | 1 Year | 0.1699 | 5% | 0.1614
27900 | Belden Wire | 9977 005100 | 28 SOL PVC GRN | FT |  | 1 Year | 0.257 | 5% | 0.24415
27901 | Belden Wire | 9977 0051000 | 28 SOL PVC GRN | FT |  | 1 Year | 0.1699 | 5% | 0.1614
27902 | Belden Wire | 9977 009100 | 28 SOL PVC WHT | FT |  | 1 Year | 0.257 | 5% | 0.24415
27903 | Belden Wire | 9977 0091000 | 28 SOL PVC WHT | FT |  | 1 Year | 0.1699 | 5% | 0.1614
27904 | Belden Wire | 9977 010100 | 28 SOL PVC BLK | FT |  | 1 Year | 0.257 | 5% | 0.24415
27905 | Belden Wire | 9977 0101000 | 28 SOL PVC BLK | FT |  | 1 Year | 0.1699 | 5% | 0.1614
27906 | Belden Wire | 9978 001100 | 30 SOL PVC BRN | FT |  | 1 Year | 0.3091 | 5% | 0.29364
27907 | Belden Wire | 9978 002100 | 30 SOL PVC RED | FT |  | 1 Year | 0.3091 | 5% | 0.29364
27908 | Belden Wire | 9978 0021000 | 30 SOL PVC RED | FT |  | 1 Year | 0.2076 | 5% | 0.19722
27909 | Belden Wire | 9978 003100 | 30 SOL PVC ORG | FT |  | 1 Year | 0.3091 | 5% | 0.29364
27910 | Belden Wire | 9978 0031000 | 30 SOL PVC ORG | FT |  | 1 Year | 0.2076 | 5% | 0.19722
27911 | Belden Wire | 9978 004100 | 30 SOL PVC YEL | FT |  | 1 Year | 0.3091 | 5% | 0.29364
27912 | Belden Wire | 9978 0041000 | 30 SOL PVC YEL | FT |  | 1 Year | 0.2076 | 5% | 0.19722
27913 | Belden Wire | 9978 005100 | 30 SOL PVC GRN | FT |  | 1 Year | 0.3091 | 5% | 0.29364
27914 | Belden Wire | 9978 0051000 | 30 SOL PVC GRN | FT |  | 1 Year | 0.2076 | 5% | 0.19722
27915 | Belden Wire | 9978 007100 | 30 SOL PVC VIO | FT |  | 1 Year | 0.3091 | 5% | 0.29364
27916 | Belden Wire | 9978 0071000 | 30 SOL PVC VIO | FT |  | 1 Year | 0.2076 | 5% | 0.19722
27917 | Belden Wire | 9978 008100 | 30 SOL PVC GRY | FT |  | 1 Year | 0.3091 | 5% | 0.29364
27918 | Belden Wire | 9978 009100 | 30 SOL PVC WHT | FT |  | 1 Year | 0.3091 | 5% | 0.29364
27919 | Belden Wire | 9978 0091000 | 30 SOL PVC WHT | FT |  | 1 Year | 0.2076 | 5% | 0.19722
27920 | Belden Wire | 9978 010100 | 30 SOL PVC BLK | FT |  | 1 Year | 0.3091 | 5% | 0.29364
27921 | Belden Wire | 9978 0101000 | 30 SOL PVC BLK | FT |  | 1 Year | 0.2076 | 5% | 0.19722
27922 | Belden Wire | 9978 013100 | 30 SOL PVC DBLU | FT |  | 1 Year | 0.3091 | 5% | 0.29364
27923 | Belden Wire | 9978 0131000 | 30 SOL PVC DBLU | FT |  | 1 Year | 0.2076 | 5% | 0.19722
27924 | Belden Wire | 9979 0041000 | #22 SOL PVC YEL | FT |  | 1 Year | 0.1744 | 5% | 0.16568
27925 | Belden Wire | 9979 0101000 | #22 SOL PVC BLK | FT |  | 1 Year | 0.1744 | 5% | 0.16568
27926 | Belden Wire | 9980 0011000 | 16 STR PVC BRN | FT |  | 1 Year | 0.5585 | 5% | 0.53058
27927 | Belden Wire | 9980 002100 | 16 STR PVC RED | FT |  | 1 Year | 0.7581 | 5% | 0.72019
27928 | Belden Wire | 9980 0021000 | 16 STR PVC RED | FT |  | 1 Year | 0.5585 | 5% | 0.53058
27929 | Belden Wire | 9980 0031000 | 16 STR PVC ORG | FT |  | 1 Year | 0.5585 | 5% | 0.53058
27930 | Belden Wire | 9980 0041000 | 16 STR PVC YEL | FT |  | 1 Year | 0.5585 | 5% | 0.53058
27931 | Belden Wire | 9980 0051000 | 16 STR PVC GRN | FT |  | 1 Year | 0.5585 | 5% | 0.53058
27932 | Belden Wire | 9980 0081000 | #16 STR PVC GRY | FT |  | 1 Year | 0.5585 | 5% | 0.53058
27933 | Belden Wire | 9980 009100 | 16 STR PVC WHT | FT |  | 1 Year | 0.7581 | 5% | 0.72019
27934 | Belden Wire | 9980 0091000 | 16 STR PVC WHT | FT |  | 1 Year | 0.5585 | 5% | 0.53058
27935 | Belden Wire | 9980 010100 | 16 STR PVC BLK | FT |  | 1 Year | 0.7581 | 5% | 0.72019
27936 | Belden Wire | 9980 0101000 | 16 STR PVC BLK | FT |  | 1 Year | 0.5585 | 5% | 0.53058
27937 | Belden Wire | 9980 013100 | 16 STR PVC DBLU | FT |  | 1 Year | 0.7581 | 5% | 0.72019
27938 | Belden Wire | 9980 0131000 | 16 STR PVC DBLU | FT |  | 1 Year | 0.5585 | 5% | 0.53058
27939 | Belden Wire | 9981 001100 | 18 STR PVC BRN | FT |  | 1 Year | 0.5863 | 5% | 0.55699
27940 | Belden Wire | 9981 0011000 | 18 STR PVC BRN | FT |  | 1 Year | 0.4157 | 5% | 0.39492
27941 | Belden Wire | 9981 002100 | 18 STR PVC RED | FT |  | 1 Year | 0.5863 | 5% | 0.55699
27942 | Belden Wire | 9981 0021000 | 18 STR PVC RED | FT |  | 1 Year | 0.4157 | 5% | 0.39492
27943 | Belden Wire | 9981 003100 | 18 STR PVC ORG | FT |  | 1 Year | 0.5863 | 5% | 0.55699
27944 | Belden Wire | 9981 0031000 | 18 STR PVC ORG | FT |  | 1 Year | 0.4157 | 5% | 0.39492
27945 | Belden Wire | 9981 004100 | 18 STR PVC YEL | FT |  | 1 Year | 0.5863 | 5% | 0.55699
27946 | Belden Wire | 9981 0041000 | 18 STR PVC YEL | FT |  | 1 Year | 0.4157 | 5% | 0.39492
27947 | Belden Wire | 9981 005100 | 18 STR PVC DK.GRN | FT |  | 1 Year | 0.5863 | 5% | 0.55699
27948 | Belden Wire | 9981 0051000 | 18 STR PVC DK.GRN | FT |  | 1 Year | 0.4157 | 5% | 0.39492
27949 | Belden Wire | 9981 007100 | 18 STR PVC VIO | FT |  | 1 Year | 0.5863 | 5% | 0.55699
27950 | Belden Wire | 9981 0071000 | 18 STR PVC VIO | FT |  | 1 Year | 0.4157 | 5% | 0.39492
27951 | Belden Wire | 9981 009100 | 18 STR PVC WHT | FT |  | 1 Year | 0.5863 | 5% | 0.55699
27952 | Belden Wire | 9981 0091000 | 18 STR PVC WHT | FT |  | 1 Year | 0.4157 | 5% | 0.39492
27953 | Belden Wire | 9981 010100 | 18 STR PVC BLK | FT |  | 1 Year | 0.5863 | 5% | 0.55699
27954 | Belden Wire | 9981 0101000 | 18 STR PVC BLK | FT |  | 1 Year | 0.4157 | 5% | 0.39492
27955 | Belden Wire | 9981 013100 | 18 STR PVC D. BLU | FT |  | 1 Year | 0.5863 | 5% | 0.55699
27956 | Belden Wire | 9981 0131000 | 18 STR PVC D. BLU | FT |  | 1 Year | 0.4157 | 5% | 0.39492
27957 | Belden Wire | 9982 0011000 | 20 STR PVC BRN | FT |  | 1 Year | 0.3234 | 5% | 0.30723
27958 | Belden Wire | 9982 002100 | 20 STR PVC RED | FT |  | 1 Year | 0.5506 | 5% | 0.52307
27959 | Belden Wire | 9982 0021000 | 20 STR PVC RED | FT |  | 1 Year | 0.3234 | 5% | 0.30723
27960 | Belden Wire | 9982 0031000 | 20 STR PVC ORG | FT |  | 1 Year | 0.3234 | 5% | 0.30723
27961 | Belden Wire | 9982 004100 | 20 STR PVC YEL | FT |  | 1 Year | 0.5506 | 5% | 0.52307
27962 | Belden Wire | 9982 005100 | 20 STR PVC DK.GRN | FT |  | 1 Year | 0.5506 | 5% | 0.52307
27963 | Belden Wire | 9982 0051000 | 20 STR PVC DK.GRN | FT |  | 1 Year | 0.3234 | 5% | 0.30723
27964 | Belden Wire | 9982 009100 | 20 STR PVC WHT | FT |  | 1 Year | 0.5506 | 5% | 0.52307
27965 | Belden Wire | 9982 010100 | 20 STR PVC BLK | FT |  | 1 Year | 0.5506 | 5% | 0.52307
27966 | Belden Wire | 9982 0101000 | 20 STR PVC BLK | FT |  | 1 Year | 0.3234 | 5% | 0.30723
27967 | Belden Wire | 9982 013100 | 20 STR PVC DK.BLU | FT |  | 1 Year | 0.5506 | 5% | 0.52307
27968 | Belden Wire | 9982 0131000 | 20 STR PVC DK.BLU | FT |  | 1 Year | 0.3234 | 5% | 0.30723
27969 | Belden Wire | 9983 001100 | 22 STR PVC BRN | FT |  | 1 Year | 0.4292 | 5% | 0.40774
27970 | Belden Wire | 9983 0011000 | 22 STR PVC BRN | FT |  | 1 Year | 0.266 | 5% | 0.2527
27971 | Belden Wire | 9983 002100 | 22 STR PVC RED | FT |  | 1 Year | 0.4292 | 5% | 0.40774
27972 | Belden Wire | 9983 0021000 | 22 STR PVC RED | FT |  | 1 Year | 0.266 | 5% | 0.2527
27973 | Belden Wire | 9983 003100 | 22 STR PVC ORG | FT |  | 1 Year | 0.4292 | 5% | 0.40774
27974 | Belden Wire | 9983 0031000 | 22 STR PVC ORG | FT |  | 1 Year | 0.266 | 5% | 0.2527
27975 | Belden Wire | 9983 004100 | 22 STR PVC YEL | FT |  | 1 Year | 0.4292 | 5% | 0.40774
27976 | Belden Wire | 9983 0041000 | 22 STR PVC YEL | FT |  | 1 Year | 0.266 | 5% | 0.2527
27977 | Belden Wire | 9983 005100 | 22 STR PVC GRN | FT |  | 1 Year | 0.4292 | 5% | 0.40774
27978 | Belden Wire | 9983 0051000 | 22 STR PVC GRN | FT |  | 1 Year | 0.266 | 5% | 0.2527
27979 | Belden Wire | 9983 0071000 | 22 STR PVC VIO | FT |  | 1 Year | 0.266 | 5% | 0.2527
27980 | Belden Wire | 9983 0081000 | 22 STR PVC GRY | FT |  | 1 Year | 0.266 | 5% | 0.2527
27981 | Belden Wire | 9983 009100 | 22 STR PVC WHT | FT |  | 1 Year | 0.4292 | 5% | 0.40774
27982 | Belden Wire | 9983 0091000 | 22 STR PVC WHT | FT |  | 1 Year | 0.266 | 5% | 0.2527
27983 | Belden Wire | 9983 010100 | 22 STR PVC BLK | FT |  | 1 Year | 0.4292 | 5% | 0.40774
27984 | Belden Wire | 9983 0101000 | 22 STR PVC BLK | FT |  | 1 Year | 0.266 | 5% | 0.2527
27985 | Belden Wire | 9983 013100 | 22 STR PVC DK.BLU | FT |  | 1 Year | 0.4292 | 5% | 0.40774
27986 | Belden Wire | 9983 0131000 | 22 STR PVC DK.BLU | FT |  | 1 Year | 0.266 | 5% | 0.2527
27987 | Belden Wire | 9984 0011000 | 24 STR PVC BRN | FT |  | 1 Year | 0.2368 | 5% | 0.22496
27988 | Belden Wire | 9984 002100 | 24 STR PVC RED | FT |  | 1 Year | 0.3686 | 5% | 0.35017
27989 | Belden Wire | 9984 0021000 | 24 STR PVC RED | FT |  | 1 Year | 0.2368 | 5% | 0.22496
27990 | Belden Wire | 9984 003100 | 24 STR PVC ORG | FT |  | 1 Year | 0.3686 | 5% | 0.35017
27991 | Belden Wire | 9984 0031000 | 24 STR PVC ORG | FT |  | 1 Year | 0.2368 | 5% | 0.22496
27992 | Belden Wire | 9984 004100 | 24 STR PVC YEL | FT |  | 1 Year | 0.3686 | 5% | 0.35017
27993 | Belden Wire | 9984 0041000 | 24 STR PVC YEL | FT |  | 1 Year | 0.2368 | 5% | 0.22496
27994 | Belden Wire | 9984 005100 | 24 STR PVC GRN | FT |  | 1 Year | 0.3686 | 5% | 0.35017
27995 | Belden Wire | 9984 0051000 | 24 STR PVC GRN | FT |  | 1 Year | 0.2368 | 5% | 0.22496
27996 | Belden Wire | 9984 0081000 | 24 STR PVC GRY | FT |  | 1 Year | 0.2368 | 5% | 0.22496
27997 | Belden Wire | 9984 009100 | 24 STR PVC WHT | FT |  | 1 Year | 0.3686 | 5% | 0.35017
27998 | Belden Wire | 9984 0091000 | 24 STR PVC WHT | FT |  | 1 Year | 0.2368 | 5% | 0.22496
27999 | Belden Wire | 9984 010100 | 24 STR PVC BLK | FT |  | 1 Year | 0.3686 | 5% | 0.35017
28000 | Belden Wire | 9984 0101000 | 24 STR PVC BLK | FT |  | 1 Year | 0.2368 | 5% | 0.22496
28001 | Belden Wire | 9984 013100 | 24 STR PVC DK.BLU | FT |  | 1 Year | 0.3686 | 5% | 0.35017
28002 | Belden Wire | 9984 0131000 | 24 STR PVC DK.BLU | FT |  | 1 Year | 0.2368 | 5% | 0.22496
28003 | Belden Wire | 9985 001100 | 26 STR PVC BRN | FT |  | 1 Year | 0.3468 | 5% | 0.32946
28004 | Belden Wire | 9985 0011000 | 26 STR PVC BRN | FT |  | 1 Year | 0.2187 | 5% | 0.20777
28005 | Belden Wire | 9985 002100 | 26 STR PVC RED | FT |  | 1 Year | 0.3468 | 5% | 0.32946
28006 | Belden Wire | 9985 0021000 | 26 STR PVC RED | FT |  | 1 Year | 0.2187 | 5% | 0.20777
28007 | Belden Wire | 9985 003100 | 26 STR PVC ORG | FT |  | 1 Year | 0.3468 | 5% | 0.32946
28008 | Belden Wire | 9985 0031000 | 26 STR PVC ORG | FT |  | 1 Year | 0.2187 | 5% | 0.20777
28009 | Belden Wire | 9985 004100 | 26 STR PVC YEL | FT |  | 1 Year | 0.3468 | 5% | 0.32946
28010 | Belden Wire | 9985 0041000 | 26 STR PVC YEL | FT |  | 1 Year | 0.2187 | 5% | 0.20777
28011 | Belden Wire | 9985 005100 | 26 STR PVC GRN | FT |  | 1 Year | 0.3468 | 5% | 0.32946
28012 | Belden Wire | 9985 0051000 | 26 STR PVC GRN | FT |  | 1 Year | 0.2187 | 5% | 0.20777
28013 | Belden Wire | 9985 008100 | 26 STR PVC GRY | FT |  | 1 Year | 0.3468 | 5% | 0.32946
28014 | Belden Wire | 9985 0081000 | 26 STR PVC GRY | FT |  | 1 Year | 0.2187 | 5% | 0.20777
28015 | Belden Wire | 9985 009100 | 26 STR PVC WHT | FT |  | 1 Year | 0.3468 | 5% | 0.32946
28016 | Belden Wire | 9985 0091000 | 26 STR PVC WHT | FT |  | 1 Year | 0.2187 | 5% | 0.20777
28017 | Belden Wire | 9985 010100 | 26 STR PVC BLK | FT |  | 1 Year | 0.3468 | 5% | 0.32946
28018 | Belden Wire | 9985 0101000 | 26 STR PVC BLK | FT |  | 1 Year | 0.2187 | 5% | 0.20777
28019 | Belden Wire | 9985 013100 | 26 STR PVC DK.BLU | FT |  | 1 Year | 0.3468 | 5% | 0.32946
28020 | Belden Wire | 9985 0131000 | 26 STR PVC DK.BLU | FT |  | 1 Year | 0.2187 | 5% | 0.20777
28021 | Belden Wire | 9986 0011000 | 28 STR PVC BRN | FT |  | 1 Year | 0.2109 | 5% | 0.20036
28022 | Belden Wire | 9986 002100 | 28 STR PVC RED | FT |  | 1 Year | 0.3242 | 5% | 0.30799
28023 | Belden Wire | 9986 0021000 | 28 STR PVC RED | FT |  | 1 Year | 0.2109 | 5% | 0.20036
28024 | Belden Wire | 9986 003100 | 28 STR PVC ORG | FT |  | 1 Year | 0.3242 | 5% | 0.30799
28025 | Belden Wire | 9986 0031000 | 28 STR PVC ORG | FT |  | 1 Year | 0.2109 | 5% | 0.20036
28026 | Belden Wire | 9986 0041000 | 28 STR PVC YEL | FT |  | 1 Year | 0.2109 | 5% | 0.20036
28027 | Belden Wire | 9986 0051000 | 28 STR PVC GRN | FT |  | 1 Year | 0.2109 | 5% | 0.20036
28028 | Belden Wire | 9986 0071000 | #28 STR PVC VIO | FT |  | 1 Year | 0.2109 | 5% | 0.20036
28029 | Belden Wire | 9986 0081000 | 28 STR PVC GRY | FT |  | 1 Year | 0.2109 | 5% | 0.20036
28030 | Belden Wire | 9986 009100 | 28 STR PVC WHT | FT |  | 1 Year | 0.3242 | 5% | 0.30799
28031 | Belden Wire | 9986 0091000 | 28 STR PVC WHT | FT |  | 1 Year | 0.2109 | 5% | 0.20036
28032 | Belden Wire | 9986 010100 | 28 STR PVC BLK | FT |  | 1 Year | 0.3242 | 5% | 0.30799
28033 | Belden Wire | 9986 0101000 | 28 STR PVC BLK | FT |  | 1 Year | 0.2109 | 5% | 0.20036
28034 | Belden Wire | 9986 0131000 | 28 STR PVC DBLU | FT |  | 1 Year | 0.2109 | 5% | 0.20036
28035 | Belden Wire | 9987 0021000 | 30 STR PVC RED | FT |  | 1 Year | 0.23 | 5% | 0.2185
28036 | Belden Wire | 9987 0071000 | 30 STR PVC VIO | FT |  | 1 Year | 0.23 | 5% | 0.2185
28037 | Belden Wire | 9987 009100 | 30 STR PVC WHT | FT |  | 1 Year | 0.347 | 5% | 0.32965
28038 | Belden Wire | 9987 0091000 | 30 STR PVC WHT | FT |  | 1 Year | 0.23 | 5% | 0.2185
28039 | Belden Wire | 9987 010100 | 30 STR PVC BLK | FT |  | 1 Year | 0.347 | 5% | 0.32965
28040 | Belden Wire | 9987 0101000 | 30 STR PVC BLK | FT |  | 1 Year | 0.23 | 5% | 0.2185
28041 | Belden Wire | 9989 0011000 | #14 STR PVC BRN | FT |  | 1 Year | 0.7972 | 5% | 0.75734
28042 | Belden Wire | 9989 0021000 | #14 STR PVC RED | FT |  | 1 Year | 0.7972 | 5% | 0.75734
28043 | Belden Wire | 9989 0071000 | #14 STR PVC VIO | FT |  | 1 Year | 0.7972 | 5% | 0.75734
28044 | Belden Wire | 9989 0091000 | #14 STR PVC WHT | FT |  | 1 Year | 0.7972 | 5% | 0.75734
28045 | Belden Wire | 9989 0101000 | #14 STR PVC BLK | FT |  | 1 Year | 0.7972 | 5% | 0.75734
28046 | Belden Wire | 9989 0131000 | #14 STR PVC DBLU | FT |  | 1 Year | 0.7972 | 5% | 0.75734
28047 | Belden Wire | 9990 0601000 | 3 FS PR #24 PE PVC | FT |  | 1 Year | 1.5813 | 5% | 1.5022
28048 | Belden Wire | 9990 060500 | 3 FS PR #24 PE PVC | FT |  | 1 Year | 1.5813 | 5% | 1.5022
28049 | Belden Wire | 9991 060100 | 6 FS PR #24 PE PVC | FT |  | 1 Year | 3.3631 | 5% | 3.1949
28050 | Belden Wire | 9991 0601000 | 6 FS PR #24 PE PVC | FT |  | 1 Year | 2.8294 | 5% | 2.6879
28051 | Belden Wire | 9991 060500 | 6 FS PR #24 PE PVC | FT |  | 1 Year | 2.8294 | 5% | 2.6879
28052 | Belden Wire | 9992 060100 | 9 FS PR #24 PE PVC | FT |  | 1 Year | 4.9671 | 5% | 4.7187
28053 | Belden Wire | 9992 0601000 | 9 FS PR #24 PE PVC | FT |  | 1 Year | 4.1786 | 5% | 3.9697
28054 | Belden Wire | 9992 060500 | 9 FS PR #24 PE PVC | FT |  | 1 Year | 4.1786 | 5% | 3.9697
28055 | Belden Wire | 9993 060100 | 12 FS PR #24 PE PVC | FT |  | 1 Year | 6.8921 | 5% | 6.5475
28056 | Belden Wire | 9993 0601000 | 12 FS PR #24 PE PVC | FT |  | 1 Year | 5.7973 | 5% | 5.5074
28057 | Belden Wire | 9995 0601000 | 25 FS PR #24 PE PVC | FT |  | 1 Year | 17.6913 | 5% | 16.8067
28058 | Belden Wire | 9995 060500 | 25 FS PR #24 PE PVC | FT |  | 1 Year | 17.6913 | 5% | 16.8067
28059 | Belden Wire | 9998 008500 | 3#16 SJT PE PVC | FT |  | 1 Year | 4.5552 | 5% | 4.3274
28060 | Belden Wire | 9BF1-141001 | PWR STRIP ASSY, 4' 14OUT SURGE | EA |  | 1 Year | 167.3247 | 5% | 158.9585
28061 | Belden Wire | 9BG1-101001 | PWR STRIP ASSY, 10OUT 20AMP | EA |  | 1 Year | 228.8484 | 5% | 217.406
28062 | Belden Wire | 9BG1-141001 | PWR STRIP ASSY, 4' 14OUT 20AMP | EA |  | 1 Year | 194.5454 | 5% | 184.8181
28063 | Belden Wire | 9BG1-141002 | PWR STRIP ASSY, 14OUT 20AMP | EA |  | 1 Year | 163.94 | 5% | 155.743
28064 | Belden Wire | 9BG2-081001 | PWR STRIP ASSY, 8OUT 20AMP TL | EA |  | 1 Year | 168.73 | 5% | 160.2935
28065 | Belden Wire | 9L26010 008H100 | 10 #26 STR PVC RIBBON | FT |  | 1 Year | 0.5872 | 5% | 0.55784
28066 | Belden Wire | 9L26010 008H300 | 10 #26 STR PVC RIBBON | FT |  | 1 Year | 0.5872 | 5% | 0.55784
28067 | Belden Wire | 9L26016 008H100 | 16 #26 STR PVC RIBBON | FT |  | 1 Year | 1.0269 | 5% | 0.97555
28068 | Belden Wire | 9L26020 008H100 | 20 #26 STR PVC RIBBON | FT |  | 1 Year | 1.3036 | 5% | 1.2384
28069 | Belden Wire | 9L26026 008H100 | 26 #26 STR PVC RIBBON | FT |  | 1 Year | 1.6528 | 5% | 1.5702
28070 | Belden Wire | 9L28009 008H100 | 9 #28 STR PVC RIBBON (SMI 80) | FT |  | 1 Year | 0.5537 | 5% | 0.52601
28071 | Belden Wire | 9L28009 008H300 | 9 #28 STR PVC RIBBON | FT |  | 1 Year | 0.5537 | 5% | 0.52601
28072 | Belden Wire | 9L28010 008H100 | 10 #28 STR PVC RIBBON | FT |  | 1 Year | 0.5738 | 5% | 0.54511
28073 | Belden Wire | 9L28010 008H300 | 10 #28 STR PVC RIBBON | FT |  | 1 Year | 0.5738 | 5% | 0.54511
28074 | Belden Wire | 9L28014 008H100 | 14 #28 STR PVC RIBBON | FT |  | 1 Year | 0.8003 | 5% | 0.76028
28075 | Belden Wire | 9L28014 008H300 | 14 #28 STR PVC RIBBON | FT |  | 1 Year | 0.8003 | 5% | 0.76028
28076 | Belden Wire | 9L28015 008H100 | 15 #28 STR PVC RIBBON | FT |  | 1 Year | 0.8197 | 5% | 0.77871
28077 | Belden Wire | 9L28016 008H100 | 16 #28 STR PVC RIBBON | FT |  | 1 Year | 0.9181 | 5% | 0.87219
28078 | Belden Wire | 9L28020 008H100 | 20 #28 STR PVC RIBBON (SMI80) | FT |  | 1 Year | 1.1539 | 5% | 1.0962
28079 | Belden Wire | 9L28025 008H100 | 25 #28 STR PVC RIBBON | FT |  | 1 Year | 1.4657 | 5% | 1.3924
28080 | Belden Wire | 9L28026 008H100 | 26 #28 STR PVC RIBBON | FT |  | 1 Year | 1.5129 | 5% | 1.4373
28081 | Belden Wire | 9L28034 008H100 | 34 #28 STR PVC RIBBON | FT |  | 1 Year | 1.9993 | 5% | 1.8993
28082 | Belden Wire | 9L28040 008H100 | 40 #28 STR PVC RIBBON(SMI80) | FT |  | 1 Year | 2.2617 | 5% | 2.1486
28083 | Belden Wire | 9L28050 008H100 | 50 #28 STR PVC RIBBON | FT |  | 1 Year | 2.7952 | 5% | 2.6554
28084 | Belden Wire | 9L28064 008H100 | 64 #28 STR PVC RIBBON | FT |  | 1 Year | 3.5923 | 5% | 3.4127
28085 | Belden Wire | 9L28309 010100 | 9 #28 PVC FS PVC RIBBON | FT |  | 1 Year | 3.9491 | 5% | 3.7516
28086 | Belden Wire | 9L28310 010100 | 10 #28 PVC FS PVC RIBBON | FT |  | 1 Year | 4.3839 | 5% | 4.1647
28087 | Belden Wire | 9L28320 010100 | 20 #28 PVC FS PVC RIBBON | FT |  | 1 Year | 8.7666 | 5% | 8.3283
28088 | Belden Wire | 9L28325 010100 | 25 #28 PVC FS PVC RIBBON | FT |  | 1 Year | 10.6341 | 5% | 10.1024
28089 | Belden Wire | 9L28326 010100 | 26 #28 PVC FS PVC RIBBON | FT |  | 1 Year | 11.378 | 5% | 10.8091
28090 | Belden Wire | 9L30050 008H100 | 50 #30 STR PVC RIBBON | FT |  | 1 Year | 3.112 | 5% | 2.9564
28091 | Belden Wire | 9LG1-101001 | PWR STRIP ASSY, 10OUT 20AMP | EA |  | 1 Year | 456.909 | 5% | 434.0635
28092 | Belden Wire | 9OB2-241001 | PWR STRIP ASSY, 24OUT 30AMP | EA |  | 1 Year | 2513.0303 | 5% | 2387.3788
28093 | Belden Wire | 9PJ2-421001 | PWR STRIP ASSY, 42OUT 30AMP | EA |  | 1 Year | 1158.21 | 5% | 1100.2995
28094 | Belden Wire | 9R28010 000100 | 10 #28 PVC RAINBOW | FT |  | 1 Year | 1.4069 | 5% | 1.3366
28095 | Belden Wire | 9R28014 000100 | 14 #28 PVC RAINBOW | FT |  | 1 Year | 2.0058 | 5% | 1.9055
28096 | Belden Wire | 9R28016 000100 | 16 #28 PVC RAINBOW | FT |  | 1 Year | 2.2729 | 5% | 2.1593
28097 | Belden Wire | 9R28020 000100 | 20 #28 PVC RAINBOW | FT |  | 1 Year | 2.8222 | 5% | 2.6811
28098 | Belden Wire | 9R28025 000100 | 25 #28 PVC RAINBOW | FT |  | 1 Year | 3.5553 | 5% | 3.3775
28099 | Belden Wire | 9R28026 000100 | 26 #28 PVC RAINBOW | FT |  | 1 Year | 3.7162 | 5% | 3.5304
28100 | Belden Wire | 9R28034 000100 | 34 #28 PVC RAINBOW | FT |  | 1 Year | 4.783 | 5% | 4.5438
28101 | Belden Wire | 9R28037 000100 | 37 #28 PVC RAINBOW | FT |  | 1 Year | 5.2492 | 5% | 4.9867
28102 | Belden Wire | 9R28050 000100 | 50 #28 PVC RAINBOW | FT |  | 1 Year | 7.1118 | 5% | 6.7562
28103 | Belden Wire | 9R28060 000100 | 60 #28 PVC RAINBOW | FT |  | 1 Year | 8.5039 | 5% | 8.0787
28104 | Belden Wire | 9R28064 000100 | 64 #28 PVC RAINBOW | FT |  | 1 Year | 9.0367 | 5% | 8.5849
28105 | Belden Wire | 9SG1-081001 | PWR STRIP ASSY, 8OUT 20AMP | EA |  | 1 Year | 1222.1818 | 5% | 1161.0727
28106 | Belden Wire | 9V28010 000H100 | 5 PR #28 PVC VARI-TWIST | FT |  | 1 Year | 1.2595 | 5% | 1.1965
28107 | Belden Wire | 9V28014 000H100 | 7 PR #28 PVC VARI-TWIST | FT |  | 1 Year | 1.7747 | 5% | 1.686
28108 | Belden Wire | 9V28016 000H100 | 8 PR #28 PVC VARI-TWIST | FT |  | 1 Year | 1.9899 | 5% | 1.8904
28109 | Belden Wire | 9V28026 000H100 | 13 PR #28 PVC VARI-TWIST | FT |  | 1 Year | 3.1865 | 5% | 3.0272
28110 | Belden Wire | 9V28050 000H100 | 25 PR #28 PVC VARI-TWIST | FT |  | 1 Year | 6.2593 | 5% | 5.9463
28111 | Belden Wire | 9V28064 000H100 | 32 PR #28 PVC VARI-TWIST | FT |  | 1 Year | 8.0472 | 5% | 7.6448
28112 | Belden Wire | A0266833 | WIRE DISPENSER, LARGE | EA |  | 1 Year | 58.2733 | 5% | 55.3596
28113 | Belden Wire | A0266834 | WIRE DISPENSER, SMALL | EA |  | 1 Year | 47.9085 | 5% | 45.5131
28114 | Belden Wire | A0269923 | BIX MULTIPLYING CONNECTOR 2A | EA |  | 1 Year | 9.5125 | 5% | 9.0369
28115 | Belden Wire | A0269925 | BIX MULTIPLYING CONNECTO | EA |  | 1 Year | 9.5125 | 5% | 9.0369
28116 | Belden Wire | A0270164 | BIX MOUNT 250-PAIR | EA |  | 1 Year | 26.0677 | 5% | 24.7643
28117 | Belden Wire | A0270165 | BIX CONNECTING TOOL | EA |  | 1 Year | 70.9842 | 5% | 67.435
28118 | Belden Wire | A0270166 | BIX TEST PROBE, 1-PAIR | EA |  | 1 Year | 27.3008 | 5% | 25.9358
28119 | Belden Wire | A0270171 | BIX TEST CONNECTOR, | EA |  | 1 Year | 195.4468 | 5% | 185.6745
28120 | Belden Wire | A0275397 | PLAN HOLDER | EA |  | 1 Year | 42.4503 | 5% | 40.3278
28121 | Belden Wire | A0276394 | COVER FOR QMBIX10A | EA |  | 1 Year | 29.9318 | 5% | 28.4352
28122 | Belden Wire | A0276396 | LOCKING COVER FOR QMBIX1 | EA |  | 1 Year | 43.1903 | 5% | 41.0308
28123 | Belden Wire | A0277853 | BIX MOUNT & LOCKING COVER | EA |  | 1 Year | 33.5458 | 5% | 31.8685
28124 | Belden Wire | A0277854 | BIX MOUNT & SNAP-ON COVER | EA |  | 1 Year | 28.8094 | 5% | 27.3689
28125 | Belden Wire | A0284798 | BIX MOUNT 50-PAIR | EA |  | 1 Year | 14.6172 | 5% | 13.8863
28126 | Belden Wire | A0285986 | LOCKING COVER FOR BIX MOUNT | EA |  | 1 Year | 33.2407 | 5% | 31.5787
28127 | Belden Wire | A0316446 | TRAY:ORGANIZER 12IN. | EA |  | 1 Year | 24.7151 | 5% | 23.4793
28128 | Belden Wire | A0318904 | ORGANIZER:TRAY ASSY | EA |  | 1 Year | 83.793 | 5% | 79.6034
28129 | Belden Wire | A0321584 | TERMINATION:SMALL OFFICE | EA |  | 1 Year | 590.5792 | 5% | 561.0502
28130 | Belden Wire | A0321585 | ORGANIZER TRAY 16IN. | EA |  | 1 Year | 41.2375 | 5% | 39.1756
28131 | Belden Wire | A0321586 | TRAY:ASSEMBLY 12IN. | EA |  | 1 Year | 38.4648 | 5% | 36.5416
28132 | Belden Wire | A0321775 | BIX-PAC VERSION 10-8, 8 | EA |  | 1 Year | 363.5652 | 5% | 345.3869
28133 | Belden Wire | A0321776 | BIX-PAC VERSION 10-10 | EA |  | 1 Year | 437.7506 | 5% | 415.8631
28134 | Belden Wire | A0325091 | BIX BRIDGING CLIP, | EA |  | 1 Year | 1.7134 | 5% | 1.6277
28135 | Belden Wire | A0325493 | BIX BRIDGING CLIP, | EA |  | 1 Year | 1.7134 | 5% | 1.6277
28136 | Belden Wire | A0327325 | BIX TRUNK ACCESS BLOCK, | EA |  | 1 Year | 79.3729 | 5% | 75.4043
28137 | Belden Wire | A0327326 | BIX TRUNK ACCESS BLOCK, | EA |  | 1 Year | 132.8084 | 5% | 126.168
28138 | Belden Wire | A0330863 | BIX MODULAR JACK CONN 12-PORT | EA |  | 1 Year | 80.1586 | 5% | 76.1507
28139 | Belden Wire | A0330864 | BIX MODULAR JACK CONN 8-PORT | EA |  | 1 Year | 80.1586 | 5% | 76.1507
28140 | Belden Wire | A0335015 | TRAY:ORGANIZER 8IN. | EA |  | 1 Year | 23.3856 | 5% | 22.2163
28141 | Belden Wire | A0340838 | LOCKING COVER FOR QMBIX1 | EA |  | 1 Year | 37.2109 | 5% | 35.3504
28142 | Belden Wire | A0341173 | BIX MODULAR JACK CONN 6-PORT | EA |  | 1 Year | 80.1586 | 5% | 76.1507
28143 | Belden Wire | A0352331 | BIX RACK MOUNTING BRACKET KIT | EA |  | 1 Year | 51.0596 | 5% | 48.5066
28144 | Belden Wire | A0371899 | BIX DVO OUTLET, SURFACE, | EA |  | 1 Year | 7.7573 | 5% | 7.3694
28145 | Belden Wire | A0371900 | BIX DVO OUTLET, SURFACE, | EA |  | 1 Year | 7.7573 | 5% | 7.3694
28146 | Belden Wire | A0371912 | BIX DVO OUTLET, SURFACE, | EA |  | 1 Year | 12.7435 | 5% | 12.1063
28147 | Belden Wire | A0371915 | BIX DVO OUTLET, SURFACE, | EA |  | 1 Year | 12.7435 | 5% | 12.1063
28148 | Belden Wire | A0371945 | BIX DVO OUTLET, FLUSH, | EA |  | 1 Year | 7.7573 | 5% | 7.3694
28149 | Belden Wire | A0371946 | BIX DVO OUTLET, FLUSH, | EA |  | 1 Year | 7.7573 | 5% | 7.3694
28150 | Belden Wire | A0371953 | BIX DVO OUTLET, FLUSH, | EA |  | 1 Year | 12.7435 | 5% | 12.1063
28151 | Belden Wire | A0371954 | BIX DVO OUTLET, FLUSH, | EA |  | 1 Year | 12.7435 | 5% | 12.1063
28152 | Belden Wire | A0394328 | FIBER:SPLICE ORGANIZER 1 | EA |  | 1 Year | 24.7151 | 5% | 23.4793
28153 | Belden Wire | A0394329 | COVER:16IN. FOR | EA |  | 1 Year | 12.4428 | 5% | 11.8207
28154 | Belden Wire | A0394330 | COVER:12IN FOR ORGANIZER | EA |  | 1 Year | 10.7951 | 5% | 10.2553
28155 | Belden Wire | A0394331 | COVER:8IN. FOR ORGANIZER | EA |  | 1 Year | 7.4202 | 5% | 7.0492
28156 | Belden Wire | A0396018 | BIX MODULAR CONNECTOR | EA |  | 1 Year | 26.9185 | 5% | 25.5726
28157 | Belden Wire | A0396695 | ORGANIZER PANEL, GREY | EA |  | 1 Year | 157.1818 | 5% | 149.3227
28158 | Belden Wire | A0398873 | MM SC SIMP. ADAPTER 1/PK | EA |  | 1 Year | 5.9193 | 5% | 5.6233
28159 | Belden Wire | A0403641 | OPTIMAX CRIMPING TOOL#1 | EA |  | 1 Year | 156.4857 | 5% | 148.6614
28160 | Belden Wire | A0403977 | ORGANIZER PANEL, BLACK | EA |  | 1 Year | 123.9091 | 5% | 117.7136
28161 | Belden Wire | A0405255 | MDVO FP FLUSH 1P GREY | EA |  | 1 Year | 3.0719 | 5% | 2.9183
28162 | Belden Wire | A0405256 | MDVO FP FLUSH 1P ALMOND | EA |  | 1 Year | 3.0719 | 5% | 2.9183
28163 | Belden Wire | A0405257 | MDVO FP FLUSH 1P WHITE | EA |  | 1 Year | 3.0719 | 5% | 2.9183
28164 | Belden Wire | A0405294 | MDVO FP FLUSH 8P GREY | EA |  | 1 Year | 3.0719 | 5% | 2.9183
28165 | Belden Wire | A0405295 | MDVO FP FLUSH 8P ALMOND | EA |  | 1 Year | 3.0719 | 5% | 2.9183
28166 | Belden Wire | A0405296 | MDVO FP FLUSH 8P WHITE | EA |  | 1 Year | 3.0719 | 5% | 2.9183
28167 | Belden Wire | A0405298 | MDVO FP FLUSH 8P BLACK | EA |  | 1 Year | 3.0719 | 5% | 2.9183
28168 | Belden Wire | A0405539 | MDVO BLANK INSERT, BLACK | EA |  | 1 Year | 0.3687 | 5% | 0.35026
28169 | Belden Wire | A0406995 | MDVO BNC COAXIAL MODULE, | EA |  | 1 Year | 11.7722 | 5% | 11.1836
28170 | Belden Wire | A0406996 | MDVO BNC COAXIAL MODULE, | EA |  | 1 Year | 11.7722 | 5% | 11.1836
28171 | Belden Wire | A0406999 | MDVO VIDEO F COAXIAL | EA |  | 1 Year | 5.8861 | 5% | 5.5918
28172 | Belden Wire | A0407007 | MDVO ST FIBER MODULE, | EA |  | 1 Year | 14.1429 | 5% | 13.4358
28173 | Belden Wire | A0407071 | MDVO MODULAR FURNITURE | EA |  | 1 Year | 3.3791 | 5% | 3.2101
28174 | Belden Wire | A0407072 | MDVO MODULAR FURNITURE | EA |  | 1 Year | 3.3791 | 5% | 3.2101
28175 | Belden Wire | A0407073 | MDVO MODULAR FURNITURE | EA |  | 1 Year | 3.3791 | 5% | 3.2101
28176 | Belden Wire | A0407074 | MDVO MODULAR FURNITURE | EA |  | 1 Year | 3.3791 | 5% | 3.2101
28177 | Belden Wire | A0408443 | BIX CONNECTOR, PCB, 4-PA | EA |  | 1 Year | 2.198 | 5% | 2.0881
28178 | Belden Wire | A0408829 | OPTIMAX FIBER CLEAVER | EA |  | 1 Year | 554.9438 | 5% | 527.1966
28179 | Belden Wire | A0409651 | MDVO DECO ADAPTER, | EA |  | 1 Year | 3.5142 | 5% | 3.3385
28180 | Belden Wire | A0410469 | BIX PATCH CORD, | EA |  | 1 Year | 7.3222 | 5% | 6.9561
28181 | Belden Wire | A0410471 | BIX PATCH CORD, | EA |  | 1 Year | 7.7832 | 5% | 7.394
28182 | Belden Wire | A0410473 | BIX PATCH CORD, | EA |  | 1 Year | 8.4582 | 5% | 8.0353
28183 | Belden Wire | A0410475 | BIX PATCH CORD, | EA |  | 1 Year | 9.2006 | 5% | 8.7406
28184 | Belden Wire | A0410493 | BIX PATCH CORD, | EA |  | 1 Year | 10.2578 | 5% | 9.7449
28185 | Belden Wire | A0410494 | BIX PATCH CORD, | EA |  | 1 Year | 8.4582 | 5% | 8.0353
28186 | Belden Wire | A0410495 | BIX PATCH CORD, | EA |  | 1 Year | 9.313 | 5% | 8.8474
28187 | Belden Wire | A0410496 | BIX PATCH CORD, | EA |  | 1 Year | 10.3479 | 5% | 9.8305
28188 | Belden Wire | A0410497 | BIX PATCH CORD, | EA |  | 1 Year | 12.0349 | 5% | 11.4332
28189 | Belden Wire | A0620806 | MDVO FP FLUSH 12P GREY | EA |  | 1 Year | 5.9101 | 5% | 5.6146
28190 | Belden Wire | A0620807 | MDVO FP FLUSH 12P ALMOND | EA |  | 1 Year | 5.9101 | 5% | 5.6146
28191 | Belden Wire | A0620808 | MDVO FP FLUSH 12P WHITE | EA |  | 1 Year | 5.9101 | 5% | 5.6146
28192 | Belden Wire | A0620809 | MDVO FP FLUSH 12P BLACK | EA |  | 1 Year | 5.9101 | 5% | 5.6146
28193 | Belden Wire | A0643205 | MDVO MULTIMEDIA OUTLET | EA |  | 1 Year | 25.0412 | 5% | 23.7891
28194 | Belden Wire | A0643206 | MDVO MULTIMEDIA OUTLET | EA |  | 1 Year | 25.0412 | 5% | 23.7891
28195 | Belden Wire | A0643207 | MDVO MULTIMEDIA OUTLET | EA |  | 1 Year | 25.0412 | 5% | 23.7891
28196 | Belden Wire | A0643208 | MDVO MULTIMEDIA OUTLET | EA |  | 1 Year | 25.0412 | 5% | 23.7891
28197 | Belden Wire | A0644488 | PANEL ORGANIZER 1U | EA |  | 1 Year | 20.7385 | 5% | 19.7016
28198 | Belden Wire | A0644489 | PANEL ORGANIZER 1U | EA |  | 1 Year | 48.76 | 5% | 46.322
28199 | Belden Wire | A0644490 | 2U ORGANIZER PANEL | EA |  | 1 Year | 59.5735 | 5% | 56.5948
28200 | Belden Wire | A0644492 | 2U ORGANIZER PANEL | EA |  | 1 Year | 80.67 | 5% | 76.6365
28201 | Belden Wire | A0644499 | BLANK FILLER PANEL, 2U, GREY | EA |  | 1 Year | 31.78 | 5% | 30.191
28202 | Belden Wire | A0644652 | BIX DVO OUTLET, SURFACE, | EA |  | 1 Year | 7.7573 | 5% | 7.3694
28203 | Belden Wire | A0644656 | BIX DVO OUTLET, SURFACE, | EA |  | 1 Year | 12.7435 | 5% | 12.1063
28204 | Belden Wire | A0644657 | BIX DVO OUTLET, SURFACE, | EA |  | 1 Year | 12.7435 | 5% | 12.1063
28205 | Belden Wire | A0644666 | BIX DVO OUTLET, FLUSH, | EA |  | 1 Year | 7.7573 | 5% | 7.3694
28206 | Belden Wire | A0644667 | BIX DVO OUTLET, FLUSH, | EA |  | 1 Year | 7.7573 | 5% | 7.3694
28207 | Belden Wire | A0644670 | BIX DVO OUTLET, FLUSH, | EA |  | 1 Year | 12.7435 | 5% | 12.1063
28208 | Belden Wire | A0644671 | BIX DVO OUTLET, FLUSH, | EA |  | 1 Year | 12.7435 | 5% | 12.1063
28209 | Belden Wire | A0645267 | MDVO FP ANGLED 4P | EA |  | 1 Year | 3.3731 | 5% | 3.2044
28210 | Belden Wire | A0645268 | MDVO FP ANGLED 4P ALMOND | EA |  | 1 Year | 3.3731 | 5% | 3.2044
28211 | Belden Wire | A0645269 | MDVO FP ANGLED 4P WHITE | EA |  | 1 Year | 3.3731 | 5% | 3.2044
28212 | Belden Wire | A0645270 | MDVO FP ANGLED 4P BLACK | EA |  | 1 Year | 3.3731 | 5% | 3.2044
28213 | Belden Wire | A0645271 | MDVO SIDE ENTRY BOX, | EA |  | 1 Year | 4.1198 | 5% | 3.9138
28214 | Belden Wire | A0645272 | MDVO SIDE ENTRY BOX, | EA |  | 1 Year | 4.1198 | 5% | 3.9138
28215 | Belden Wire | A0645273 | MDVO SIDE ENTRY BOX, | EA |  | 1 Year | 4.1198 | 5% | 3.9138
28216 | Belden Wire | A0649254 | MM SC DUP. ADAPTER 1/PK | EA |  | 1 Year | 11.169 | 5% | 10.6105
28217 | Belden Wire | A0649869 | FIBER OPTIC SPLICE | EA |  | 1 Year | 83.793 | 5% | 79.6034
28218 | Belden Wire | A306LCALCAP110M | OM3 6F LC_SX LC_SX 110M | EA |  | 1 Year | 952.7951 | 5% | 905.1553
28219 | Belden Wire | A306LCALCAP120M | OM3 6F LC_SX LC_SX 120M | EA |  | 1 Year | 1009.5937 | 5% | 959.114
28220 | Belden Wire | A306LCBLCBP010M | OM3 6F LC_SX LC_SX 10M | EA |  | 1 Year | 384.8088 | 5% | 365.5684
28221 | Belden Wire | A308LCALCSP067M | OM3 8F LC_SX LC_SX 67M | EA |  | 1 Year | 737.8977 | 5% | 701.0028
28222 | Belden Wire | A312LCALCAP007M | OM3 12F LC_SX LC_SX 7M | EA |  | 1 Year | 455.7794 | 5% | 432.9904
28223 | Belden Wire | A312LCALCAP05M5 | OM3 12F LC_SX LC_SX 5.5M | EA |  | 1 Year | 447.2597 | 5% | 424.8967
28224 | Belden Wire | A312LCALCAP07M5 | OM3 12F LC_SX LC_SX 7.5M | EA |  | 1 Year | 458.6194 | 5% | 435.6884
28225 | Belden Wire | A312LCALCAP08M5 | OM3 12F LC_SX LC_SX 8.5M | EA |  | 1 Year | 464.2992 | 5% | 441.0842
28226 | Belden Wire | A312LCAMFEP010M | OM3 12F LC_SX MPO12_F 10M | EA |  | 1 Year | 369.8088 | 5% | 351.3184
28227 | Belden Wire | A312LDELDEP010M | OM3 12F LC_DX LC_DX 10M | EA |  | 1 Year | 497.6149 | 5% | 472.7342
28228 | Belden Wire | A312LDELDEP012M | OM3 12F LC_DX LC_DX 12M | EA |  | 1 Year | 508.9747 | 5% | 483.526
28229 | Belden Wire | A312LDELDEP013M | OM3 12F LC_DX LC_DX 13M | EA |  | 1 Year | 514.6545 | 5% | 488.9218
28230 | Belden Wire | A312LDELDEP08M5 | OM3 12F LC_DX LC_DX 8.5M | EA |  | 1 Year | 489.0952 | 5% | 464.6404
28231 | Belden Wire | A312LDEMFEP010M | OM3 12F LC_DX MPO12_F 10M | EA |  | 1 Year | 382.2068 | 5% | 363.0965
28232 | Belden Wire | A312LDHLDHP040M | OM3 12F LC_DX LC_DX 40M | EA |  | 1 Year | 668.0108 | 5% | 634.6103
28233 | Belden Wire | A324LCALCAP010M | OM3 24F LC_SX LC_SX 10M | EA |  | 1 Year | 926.3265 | 5% | 880.0102
28234 | Belden Wire | A324LCALCAP013M | OM3 24F LC_SX LC_SX 13M | EA |  | 1 Year | 954.6122 | 5% | 906.8816
28235 | Belden Wire | A324LCALCAP017M | OM3 24F LC_SX LC_SX 17M | EA |  | 1 Year | 992.3265 | 5% | 942.7102
28236 | Belden Wire | A324LCALCAP021M | OM3 24F LC_SX LC_SX 21M | EA |  | 1 Year | 1030.0408 | 5% | 978.5388
28237 | Belden Wire | A324LCALCAP037M | OM3 24F LC_SX LC_SX 37M | EA |  | 1 Year | 1180.898 | 5% | 1121.8531
28238 | Belden Wire | A324LCALCAP040M | OM3 24F LC_SX LC_SX 40M | EA |  | 1 Year | 1209.1837 | 5% | 1148.7245
28239 | Belden Wire | A324LCALDFP013M | OM3 24F LC_SX LC_DX 13M | EA |  | 1 Year | 979.4082 | 5% | 930.4378
28240 | Belden Wire | A324LCALDFP016M | OM3 24F LC_SX LC_DX 16M | EA |  | 1 Year | 1007.6939 | 5% | 957.3092
28241 | Belden Wire | A324LCALDFP017M | OM3 24F LC_SX LC_DX 17M | EA |  | 1 Year | 1017.1224 | 5% | 966.2663
28242 | Belden Wire | A324LCALDFP020M | OM3 24F LC_SX LC_DX 20M | EA |  | 1 Year | 1045.4082 | 5% | 993.1378
28243 | Belden Wire | A324LCAMFEP010M | OM3 24F LC_SX MPO12_F 10M | EA |  | 1 Year | 720.3061 | 5% | 684.2908
28244 | Belden Wire | A324LDELDEP010M | OM3 24F LC_DX LC_DX 10M | EA |  | 1 Year | 975.9184 | 5% | 927.1225
28245 | Belden Wire | A324LDEMFEP010M | OM3 24F LC_DX MPO12_F 10M | EA |  | 1 Year | 745.102 | 5% | 707.8469
28246 | Belden Wire | A336LCALCAP010M | OM3 36F LC_SX LC_SX 10M | EA |  | 1 Year | 1389.4898 | 5% | 1320.0153
28247 | Belden Wire | A336LCAMFEP010M | OM3 36F LC_SX MPO12_F 10M | EA |  | 1 Year | 1080.4592 | 5% | 1026.4362
28248 | Belden Wire | A336LDELDEP010M | OM3 36F LC_DX LC_DX 10M | EA |  | 1 Year | 1463.8776 | 5% | 1390.6837
28249 | Belden Wire | A336LDEMFEP010M | OM3 36F LC_DX MPO12_F 10M | EA |  | 1 Year | 1117.6531 | 5% | 1061.7704
28250 | Belden Wire | A348LCALCAP010M | OM3 48F LC_SX LC_SX 10M | EA |  | 1 Year | 1852.6531 | 5% | 1760.0204
28251 | Belden Wire | A348LCAMFEP010M | OM3 48F LC_SX MPO12_F 10M | EA |  | 1 Year | 1440.6122 | 5% | 1368.5816
28252 | Belden Wire | A348LDELDEP010M | OM3 48F LC_DX LC_DX 10M | EA |  | 1 Year | 1951.8367 | 5% | 1854.2449
28253 | Belden Wire | A348LDEMFEP010M | OM3 48F LC_DX MPO12_F 10M | EA |  | 1 Year | 1490.2041 | 5% | 1415.6939
28254 | Belden Wire | A406SDESD1A055M | OM4 6F SC_DX SC_DX 55M | EA |  | 1 Year | 1149.1818 | 5% | 1091.7227
28255 | Belden Wire | A406SDESD1A071M | OM4 6F SC_DX SC_DX 71M | EA |  | 1 Year | 1368.6098 | 5% | 1300.1793
28256 | Belden Wire | A406SDESD1A125M | OM4 6F SC_DX SC_DX 125M | EA |  | 1 Year | 2109.1794 | 5% | 2003.7204
28257 | Belden Wire | A406SDESD1A130M | OM4 6F SC_DX SC_DX 130M | EA |  | 1 Year | 2177.7507 | 5% | 2068.8632
28258 | Belden Wire | A406SDESD1A155M | OM4 6F SC_DX SC_DX 155M | EA |  | 1 Year | 2632.4864 | 5% | 2500.8621
28259 | Belden Wire | A406SDESD1A160M | OM4 6F SC_DX SC_DX 160M | EA |  | 1 Year | 2704.6667 | 5% | 2569.4334
28260 | Belden Wire | A406SDESD1A185M | OM4 6F SC_DX SC_DX 185M | EA |  | 1 Year | 3065.568 | 5% | 2912.2896
28261 | Belden Wire | A412LCALCAP005M | OM4 12F LC_SX LC_SX 5M | EA |  | 1 Year | 517.0162 | 5% | 491.1654
28262 | Belden Wire | A412LCALCAP010M | OM4 12F LC_SX LC_SX 10M | EA |  | 1 Year | 556.7876 | 5% | 528.9482
28263 | Belden Wire | A412LCALCAP015M | OM4 12F LC_SX LC_SX 15M | EA |  | 1 Year | 596.5589 | 5% | 566.731
28264 | Belden Wire | A412LCALCAP020M | OM4 12F LC_SX LC_SX 20M | EA |  | 1 Year | 636.3302 | 5% | 604.5137
28265 | Belden Wire | A412LCALCAP025M | OM4 12F LC_SX LC_SX 25M | EA |  | 1 Year | 676.1015 | 5% | 642.2964
28266 | Belden Wire | A412LCALCAP030M | OM4 12F LC_SX LC_SX 30M | EA |  | 1 Year | 715.8729 | 5% | 680.0793
28267 | Belden Wire | A412LCALCAP035M | OM4 12F LC_SX LC_SX 35M | EA |  | 1 Year | 755.6442 | 5% | 717.862
28268 | Belden Wire | A412LCALCAP040M | OM4 12F LC_SX LC_SX 40M | EA |  | 1 Year | 795.4155 | 5% | 755.6447
28269 | Belden Wire | A412LCALCAP045M | OM4 12F LC_SX LC_SX 45M | EA |  | 1 Year | 835.1869 | 5% | 793.4276
28270 | Belden Wire | A412LCALCAP050M | OM4 12F LC_SX LC_SX 50M | EA |  | 1 Year | 874.9582 | 5% | 831.2103
28271 | Belden Wire | A412LCALCAP060M | OM4 12F LC_SX LC_SX 60M | EA |  | 1 Year | 954.5009 | 5% | 906.7759
28272 | Belden Wire | A412LCALCAP070M | OM4 12F LC_SX LC_SX 70M | EA |  | 1 Year | 1034.0435 | 5% | 982.3413
28273 | Belden Wire | A412LCALCAP080M | OM4 12F LC_SX LC_SX 80M | EA |  | 1 Year | 1113.5862 | 5% | 1057.9069
28274 | Belden Wire | A412LCALCAP090M | OM4 12F LC_SX LC_SX 90M | EA |  | 1 Year | 1193.1288 | 5% | 1133.4724
28275 | Belden Wire | A412LCALCAP100M | OM4 12F LC_SX LC_SX 100M | EA |  | 1 Year | 1272.6715 | 5% | 1209.0379
28276 | Belden Wire | A412LCALDEP005M | OM4 12F LC_SX LC_DX 5M | EA |  | 1 Year | 523.2917 | 5% | 497.1271
28277 | Belden Wire | A412LCALDEP010M | OM4 12F LC_SX LC_DX 10M | EA |  | 1 Year | 563.0631 | 5% | 534.9099
28278 | Belden Wire | A412LCALDEP015M | OM4 12F LC_SX LC_DX 15M | EA |  | 1 Year | 602.8344 | 5% | 572.6927
28279 | Belden Wire | A412LCALDEP020M | OM4 12F LC_SX LC_DX 20M | EA |  | 1 Year | 642.6057 | 5% | 610.4754
28280 | Belden Wire | A412LCALDEP025M | OM4 12F LC_SX LC_DX 25M | EA |  | 1 Year | 682.3771 | 5% | 648.2582
28281 | Belden Wire | A412LCALDEP030M | OM4 12F LC_SX LC_DX 30M | EA |  | 1 Year | 722.1484 | 5% | 686.041
28282 | Belden Wire | A412LCALDEP035M | OM4 12F LC_SX LC_DX 35M | EA |  | 1 Year | 761.9197 | 5% | 723.8237
28283 | Belden Wire | A412LCALDEP040M | OM4 12F LC_SX LC_DX 40M | EA |  | 1 Year | 801.691 | 5% | 761.6064
28284 | Belden Wire | A412LCALDEP045M | OM4 12F LC_SX LC_DX 45M | EA |  | 1 Year | 841.4624 | 5% | 799.3893
28285 | Belden Wire | A412LCALDEP050M | OM4 12F LC_SX LC_DX 50M | EA |  | 1 Year | 881.2337 | 5% | 837.172
28286 | Belden Wire | A412LCALDEP060M | OM4 12F LC_SX LC_DX 60M | EA |  | 1 Year | 960.7764 | 5% | 912.7376
28287 | Belden Wire | A412LCALDEP070M | OM4 12F LC_SX LC_DX 70M | EA |  | 1 Year | 1040.319 | 5% | 988.303
28288 | Belden Wire | A412LCALDEP080M | OM4 12F LC_SX LC_DX 80M | EA |  | 1 Year | 1119.8617 | 5% | 1063.8686
28289 | Belden Wire | A412LCALDEP090M | OM4 12F LC_SX LC_DX 90M | EA |  | 1 Year | 1199.4044 | 5% | 1139.4342
28290 | Belden Wire | A412LCALDEP100M | OM4 12F LC_SX LC_DX 100M | EA |  | 1 Year | 1278.947 | 5% | 1214.9996
28291 | Belden Wire | A412LCAMFEP010M | OM4 12F LC_SX MPO12_F 10M | EA |  | 1 Year | 480.6651 | 5% | 456.6318
28292 | Belden Wire | A412LCBLCBP012M | OM4 12F LC_SX LC_SX 12M | EA |  | 1 Year | 572.6961 | 5% | 544.0613
28293 | Belden Wire | A412LCBLCBP015M | OM4 12F LC_SX LC_SX 15M | EA |  | 1 Year | 596.5589 | 5% | 566.731
28294 | Belden Wire | A412LCBLCBP017M | OM4 12F LC_SX LC_SX 17M | EA |  | 1 Year | 612.4674 | 5% | 581.844
28295 | Belden Wire | A412LCBLCBP027M | OM4 12F LC_SX LC_SX 27M | EA |  | 1 Year | 692.0101 | 5% | 657.4096
28296 | Belden Wire | A412LCBLCBP030M | OM4 12F LC_SX LC_SX 30M | EA |  | 1 Year | 715.8729 | 5% | 680.0793
28297 | Belden Wire | A412LDELDEP005M | OM4 12F LC_DX LC_DX 5M | EA |  | 1 Year | 529.5672 | 5% | 503.0888
28298 | Belden Wire | A412LDELDEP015M | OM4 12F LC_DX LC_DX 15M | EA |  | 1 Year | 609.1099 | 5% | 578.6544
28299 | Belden Wire | A412LDELDEP020M | OM4 12F LC_DX LC_DX 20M | EA |  | 1 Year | 648.8812 | 5% | 616.4371
28300 | Belden Wire | A412LDELDEP025M | OM4 12F LC_DX LC_DX 25M | EA |  | 1 Year | 688.6526 | 5% | 654.22
28301 | Belden Wire | A412LDELDEP030M | OM4 12F LC_DX LC_DX 30M | EA |  | 1 Year | 728.4239 | 5% | 692.0027
28302 | Belden Wire | A412LDELDEP035M | OM4 12F LC_DX LC_DX 35M | EA |  | 1 Year | 768.1952 | 5% | 729.7854
28303 | Belden Wire | A412LDELDEP040M | OM4 12F LC_DX LC_DX 40M | EA |  | 1 Year | 807.9666 | 5% | 767.5683
28304 | Belden Wire | A412LDELDEP045M | OM4 12F LC_DX LC_DX 45M | EA |  | 1 Year | 847.7379 | 5% | 805.351
28305 | Belden Wire | A412LDELDEP050M | OM4 12F LC_DX LC_DX 50M | EA |  | 1 Year | 887.5092 | 5% | 843.1337
28306 | Belden Wire | A412LDELDEP060M | OM4 12F LC_DX LC_DX 60M | EA |  | 1 Year | 967.0519 | 5% | 918.6993
28307 | Belden Wire | A412LDELDEP070M | OM4 12F LC_DX LC_DX 70M | EA |  | 1 Year | 1046.5945 | 5% | 994.2648
28308 | Belden Wire | A412LDELDEP080M | OM4 12F LC_DX LC_DX 80M | EA |  | 1 Year | 1126.1372 | 5% | 1069.8303
28309 | Belden Wire | A412LDELDEP090M | OM4 12F LC_DX LC_DX 90M | EA |  | 1 Year | 1205.6799 | 5% | 1145.3959
28310 | Belden Wire | A412LDELDEP100M | OM4 12F LC_DX LC_DX 100M | EA |  | 1 Year | 1285.2225 | 5% | 1220.9614
28311 | Belden Wire | A412LDEMFEP010M | OM4 12F LC_DX MPO12_F 10M | EA |  | 1 Year | 486.9406 | 5% | 462.5936
28312 | Belden Wire | A424LCALCAP010M | OM4 24F LC_SX LC_SX 10M | EA |  | 1 Year | 1086.5306 | 5% | 1032.2041
28313 | Belden Wire | A424LCAMFEP010M | OM4 24F LC_SX MPO12_F 10M | EA |  | 1 Year | 934.2857 | 5% | 887.5714
28314 | Belden Wire | A424LCBLCBP012M | OM4 24F LC_SX LC_SX 12M | EA |  | 1 Year | 1112.9388 | 5% | 1057.2919
28315 | Belden Wire | A424LCBLCBP015M | OM4 24F LC_SX LC_SX 15M | EA |  | 1 Year | 1152.551 | 5% | 1094.9234
28316 | Belden Wire | A424LCBLCBP018M | OM4 24F LC_SX LC_SX 18M | EA |  | 1 Year | 1192.1633 | 5% | 1132.5551
28317 | Belden Wire | A424LDELDEP010M | OM4 24F LC_DX LC_DX 10M | EA |  | 1 Year | 1111.6327 | 5% | 1056.0511
28318 | Belden Wire | A424LDEMFEP010M | OM4 24F LC_DX MPO12_F 10M | EA |  | 1 Year | 946.8367 | 5% | 899.4949
28319 | Belden Wire | A436LCALCAP010M | OM4 36F LC_SX LC_SX 10M | EA |  | 1 Year | 1629.7959 | 5% | 1548.3061
28320 | Belden Wire | A436LCAMFEP010M | OM4 36F LC_SX MPO12_F 10M | EA |  | 1 Year | 1401.4286 | 5% | 1331.3572
28321 | Belden Wire | A436LDELDEP010M | OM4 36F LC_DX LC_DX 10M | EA |  | 1 Year | 1667.449 | 5% | 1584.0765
28322 | Belden Wire | A436LDEMFEP010M | OM4 36F LC_DX MPO12_F 10M | EA |  | 1 Year | 1420.2551 | 5% | 1349.2423
28323 | Belden Wire | A448LCALCAP010M | OM4 48F LC_SX LC_SX 10M | EA |  | 1 Year | 2173.0612 | 5% | 2064.4081
28324 | Belden Wire | A448LCAMFEP010M | OM4 48F LC_SX MPO12_F 10M | EA |  | 1 Year | 1868.5714 | 5% | 1775.1428
28325 | Belden Wire | A448LCBLCBP034M | OM4 48F LC_SX LC_SX 34M | EA |  | 1 Year | 2806.8571 | 5% | 2666.5142
28326 | Belden Wire | A448LCBLCBP037M | OM4 48F LC_SX LC_SX 37M | EA |  | 1 Year | 2886.0816 | 5% | 2741.7775
28327 | Belden Wire | A448LCBLCBP044M | OM4 48F LC_SX LC_SX 44M | EA |  | 1 Year | 3070.9388 | 5% | 2917.3919
28328 | Belden Wire | A448LCBLCBP046M | OM4 48F LC_SX LC_SX 46M | EA |  | 1 Year | 3123.7551 | 5% | 2967.5673
28329 | Belden Wire | A448LCBLCBP062M | OM4 48F LC_SX LC_SX 62M | EA |  | 1 Year | 3546.2857 | 5% | 3368.9714
28330 | Belden Wire | A448LCBLCBP078M | OM4 48F LC_SX LC_SX 78M | EA |  | 1 Year | 3968.8163 | 5% | 3770.3755
28331 | Belden Wire | A448LDELDEP010M | OM4 48F LC_DX LC_DX 10M | EA |  | 1 Year | 2223.2653 | 5% | 2112.102
28332 | Belden Wire | A448LDEMFEP010M | OM4 48F LC_DX MPO12_F 10M | EA |  | 1 Year | 1893.6735 | 5% | 1798.9898
28333 | Belden Wire | A948SCBSCBP030M | OM4 48F SC_SX SC_SX 30M | EA |  | 1 Year | 2701.2245 | 5% | 2566.1633
28334 | Belden Wire | AC300250 | FXM MODULE 6-FIBER SC SIMPLEX, | EA |  | 1 Year | 140.0438 | 5% | 133.0416
28335 | Belden Wire | AC301420 | ADAP. STRIP 6 SC DUPLEX | EA |  | 1 Year | 62.6325 | 5% | 59.5009
28336 | Belden Wire | AC302348 | ADAP. STRIP 6 SC/APC BLACK | EA |  | 1 Year | 42.1574 | 5% | 40.0495
28337 | Belden Wire | AC302349 | ADAP. STRIP 12 SC/APC BLACK | EA |  | 1 Year | 76.2825 | 5% | 72.4684
28338 | Belden Wire | AC303324 | MDVO SC SM W/Green Shutter | EA |  | 1 Year | 26.7903 | 5% | 25.4508
28339 | Belden Wire | AC303325 | MDVO SC SM W/Green Shutter | EA |  | 1 Year | 26.7903 | 5% | 25.4508
28340 | Belden Wire | AC303326 | RED SHUTTER DOOR FOR SC SIMP | EA |  | 1 Year | 7.0227 | 5% | 6.6716
28341 | Belden Wire | AC303554 | MDVO MULTI-BOX MPO-LC MM | EA |  | 1 Year | 414.75 | 5% | 394.0125
28342 | Belden Wire | AC303555 | MDVO MULTI-BOX MPO-LC MM | EA |  | 1 Year | 414.75 | 5% | 394.0125
28343 | Belden Wire | AC303556 | MDVO MULTI-BOX MPO-LC SM | EA |  | 1 Year | 539.175 | 5% | 512.2162
28344 | Belden Wire | AC303557 | MDVO MULTI-BOX MPO-LC SM | EA |  | 1 Year | 456.225 | 5% | 433.4137
28345 | Belden Wire | ADR2S | ALUMINUM DUAL LUG | EA |  | 1 Year | 2.5 | 5% | 2.375
28346 | Belden Wire | ADSL18 | DROP BONDING CONNECTOR | EA |  | 1 Year | 12 | 5% | 11.4
28347 | Belden Wire | ADSL36 | DROP BONDING CONNECTOR | EA |  | 1 Year | 15 | 5% | 14.25
28348 | Belden Wire | AI412FFW | ADAPTOR CABLE TO F FEM | EA |  | 1 Year | 20 | 5% | 19
28349 | Belden Wire | AI500FMMC2 | ADAPTOR CABLE TO F MALE | EA |  | 1 Year | 24 | 5% | 22.8
28350 | Belden Wire | AI500TRBK3 | ADAPTOR CABLE TERM | EA |  | 1 Year | 26 | 5% | 24.7
28351 | Belden Wire | AI500TRBMC2 | ADAPTOR CABLE TERM | EA |  | 1 Year | 28 | 5% | 26.6
28352 | Belden Wire | AI565FFTX | ADAPTOR CABLE TO F FEM | EA |  | 1 Year | 27 | 5% | 25.65
28353 | Belden Wire | AI625TRBK3 | ADAPTOR CABLE TERM | EA |  | 1 Year | 25 | 5% | 23.75
28354 | Belden Wire | AI750FFK | ADAPTOR CABLE TO F FEM | EA |  | 1 Year | 42.5 | 5% | 40.375
28355 | Belden Wire | AI750FFW | ADAPTOR CABLE TO F FEM | EA |  | 1 Year | 42 | 5% | 39.9
28356 | Belden Wire | AI750FMMC2 | ADAPTOR CABLE TO F MALE | EA |  | 1 Year | 40 | 5% | 38
28357 | Belden Wire | AI750TRBK3 | ADAPTOR CABLE TERM | EA |  | 1 Year | 35 | 5% | 33.25
28358 | Belden Wire | AI860FFQR | ADAPTER CABLE TO F FEM | EA |  | 1 Year | 50 | 5% | 47.5
28359 | Belden Wire | AI875FFW3 | ADAPTOR CABLE TO F FEM | EA |  | 1 Year | 50 | 5% | 47.5
28360 | Belden Wire | AI875NFK3 | ADAPTOR CABLE TO N FEM | EA |  | 1 Year | 50 | 5% | 47.5
28361 | Belden Wire | AI875TRBK3 | ADAPTOR CABLE TERM | EA |  | 1 Year | 36 | 5% | 34.2
28362 | Belden Wire | AMF9011 | AMF9011 ASSEMBLY RIGHT ANGLE | EA |  | 1 Year | 12.67 | 5% | 12.0365
28363 | Belden Wire | AMF906 | AMF906 ASSEMBLY | EA |  | 1 Year | 12.67 | 5% | 12.0365
28364 | Belden Wire | AS06LCALCAP086M | OS2 6F LC_SX LC_SX 86M | EA |  | 1 Year | 723.0452 | 5% | 686.8929
28365 | Belden Wire | AS06LCALCAP120M | OS2 6F LC_SX LC_SX 120M | EA |  | 1 Year | 868.0572 | 5% | 824.6543
28366 | Belden Wire | AS12LCALCAP005M | OS2 12F LC_SX LC_SX 5M | EA |  | 1 Year | 499.0054 | 5% | 474.0551
28367 | Belden Wire | AS12LCALCAP010M | OS2 12F LC_SX LC_SX 10M | EA |  | 1 Year | 520.7659 | 5% | 494.7276
28368 | Belden Wire | AS12LCALCAP015M | OS2 12F LC_SX LC_SX 15M | EA |  | 1 Year | 542.5264 | 5% | 515.4001
28369 | Belden Wire | AS12LCALCAP020M | OS2 12F LC_SX LC_SX 20M | EA |  | 1 Year | 564.2869 | 5% | 536.0726
28370 | Belden Wire | AS12LCALCAP025M | OS2 12F LC_SX LC_SX 25M | EA |  | 1 Year | 586.0475 | 5% | 556.7451
28371 | Belden Wire | AS12LCALCAP030M | OS2 12F LC_SX LC_SX 30M | EA |  | 1 Year | 607.808 | 5% | 577.4176
28372 | Belden Wire | AS12LCALCAP035M | OS2 12F LC_SX LC_SX 35M | EA |  | 1 Year | 629.5685 | 5% | 598.0901
28373 | Belden Wire | AS12LCALCAP040M | OS2 12F LC_SX LC_SX 40M | EA |  | 1 Year | 651.329 | 5% | 618.7625
28374 | Belden Wire | AS12LCALCAP045M | OS2 12F LC_SX LC_SX 45M | EA |  | 1 Year | 673.0895 | 5% | 639.435
28375 | Belden Wire | AS12LCALCAP050M | OS2 12F LC_SX LC_SX 50M | EA |  | 1 Year | 694.85 | 5% | 660.1075
28376 | Belden Wire | AS12LCALCAP060M | OS2 12F LC_SX LC_SX 60M | EA |  | 1 Year | 738.371 | 5% | 701.4524
28377 | Belden Wire | AS12LCALCAP070M | OS2 12F LC_SX LC_SX 70M | EA |  | 1 Year | 781.8921 | 5% | 742.7975
28378 | Belden Wire | AS12LCALCAP080M | OS2 12F LC_SX LC_SX 80M | EA |  | 1 Year | 825.4131 | 5% | 784.1424
28379 | Belden Wire | AS12LCALCAP090M | OS2 12F LC_SX LC_SX 90M | EA |  | 1 Year | 868.9341 | 5% | 825.4874
28380 | Belden Wire | AS12LCALCAP100M | OS2 12F LC_SX LC_SX 100M | EA |  | 1 Year | 912.4551 | 5% | 866.8323
28381 | Belden Wire | AS12LCAMFEP010M | OS2 12F LC_SX MPO12_F 10M | EA |  | 1 Year | 407.1435 | 5% | 386.7863
28382 | Belden Wire | AS12LDELDEP005M | OS2 12F LC_DX LC_DX 5M | EA |  | 1 Year | 511.5564 | 5% | 485.9786
28383 | Belden Wire | AS12LDELDEP015M | OS2 12F LC_DX LC_DX 15M | EA |  | 1 Year | 555.0775 | 5% | 527.3236
28384 | Belden Wire | AS12LDELDEP020M | OS2 12F LC_DX LC_DX 20M | EA |  | 1 Year | 576.838 | 5% | 547.9961
28385 | Belden Wire | AS12LDELDEP025M | OS2 12F LC_DX LC_DX 25M | EA |  | 1 Year | 598.5985 | 5% | 568.6686
28386 | Belden Wire | AS12LDELDEP030M | OS2 12F LC_DX LC_DX 30M | EA |  | 1 Year | 620.359 | 5% | 589.341
28387 | Belden Wire | AS12LDELDEP035M | OS2 12F LC_DX LC_DX 35M | EA |  | 1 Year | 642.1195 | 5% | 610.0135
28388 | Belden Wire | AS12LDELDEP040M | OS2 12F LC_DX LC_DX 40M | EA |  | 1 Year | 663.88 | 5% | 630.686
28389 | Belden Wire | AS12LDELDEP045M | OS2 12F LC_DX LC_DX 45M | EA |  | 1 Year | 685.6405 | 5% | 651.3585
28390 | Belden Wire | AS12LDELDEP050M | OS2 12F LC_DX LC_DX 50M | EA |  | 1 Year | 707.401 | 5% | 672.0309
28391 | Belden Wire | AS12LDELDEP060M | OS2 12F LC_DX LC_DX 60M | EA |  | 1 Year | 750.9221 | 5% | 713.376
28392 | Belden Wire | AS12LDELDEP070M | OS2 12F LC_DX LC_DX 70M | EA |  | 1 Year | 794.4431 | 5% | 754.7209
28393 | Belden Wire | AS12LDELDEP080M | OS2 12F LC_DX LC_DX 80M | EA |  | 1 Year | 837.9641 | 5% | 796.0659
28394 | Belden Wire | AS12LDELDEP090M | OS2 12F LC_DX LC_DX 90M | EA |  | 1 Year | 881.4851 | 5% | 837.4108
28395 | Belden Wire | AS12LDELDEP100M | OS2 12F LC_DX LC_DX 100M | EA |  | 1 Year | 925.0061 | 5% | 878.7558
28396 | Belden Wire | AS12LDEMFEP010M | OS2 12F LC_DX MPO12_F 10M | EA |  | 1 Year | 413.419 | 5% | 392.748
28397 | Belden Wire | AS24LCALCAP010M | OS2 24F LC_SX LC_SX 10M | EA |  | 1 Year | 1026.7347 | 5% | 975.398
28398 | Belden Wire | AS24LCALCAP215M | OS2 24F LC_SX LC_SX 215M | EA |  | 1 Year | 2547.3158 | 5% | 2419.95
28399 | Belden Wire | AS24LCAMFEP010M | OS2 24F LC_SX MPO12_F 10M | EA |  | 1 Year | 799.4898 | 5% | 759.5153
28400 | Belden Wire | AS24LDELDEP010M | OS2 24F LC_DX LC_DX 10M | EA |  | 1 Year | 1051.8367 | 5% | 999.2449
28401 | Belden Wire | AS24LDEMFEP010M | OS2 24F LC_DX MPO12_F 10M | EA |  | 1 Year | 812.0408 | 5% | 771.4388
28402 | Belden Wire | AS36LCALCAP010M | OS2 36F LC_SX LC_SX 10M | EA |  | 1 Year | 1540.102 | 5% | 1463.0969
28403 | Belden Wire | AS36LCAMFEP010M | OS2 36F LC_SX MPO12_F 10M | EA |  | 1 Year | 1199.2347 | 5% | 1139.273
28404 | Belden Wire | AS36LDELDEP010M | OS2 36F LC_DX LC_DX 10M | EA |  | 1 Year | 1577.7551 | 5% | 1498.8673
28405 | Belden Wire | AS36LDEMFEP010M | OS2 36F LC_DX MPO12_F 10M | EA |  | 1 Year | 1218.0612 | 5% | 1157.1581
28406 | Belden Wire | AS48LCALCAP010M | OS2 48F LC_SX LC_SX 10M | EA |  | 1 Year | 2053.4694 | 5% | 1950.7959
28407 | Belden Wire | AS48LCALDFP035M | FXPC OS2 LC_SX LC_DX 48F 35M | EA |  | 1 Year | 2439.7959 | 5% | 2317.8061
28408 | Belden Wire | AS48LCAMFEP010M | OS2 48F LC_SX MPO12_F 10M | EA |  | 1 Year | 1598.9796 | 5% | 1519.0306
28409 | Belden Wire | AS48LDELDEP010M | OS2 48F LC_DX LC_DX 10M | EA |  | 1 Year | 2103.6735 | 5% | 1998.4898
28410 | Belden Wire | AS48LDEMFEP010M | OS2 48F LC_DX MPO12_F 10M | EA |  | 1 Year | 1624.0816 | 5% | 1542.8775
28411 | Belden Wire | ATMM300 008CUT | CAT3 300PR ATMM CMR CUT | FT |  | 1 Year | 20.3028 | 5% | 19.2877
28412 | Belden Wire | ATMM400 008CUT | CAT3 400PR ATMM CMR CUT | FT |  | 1 Year | 27.0847 | 5% | 25.7305
28413 | Belden Wire | ATP10-10006KV | 10dB-1GHz ATTENUATOR | EA |  | 1 Year | 6.433 | 5% | 6.1113
28414 | Belden Wire | ATP1-10006KV | 1dB-1GHz ATTENUATOR | EA |  | 1 Year | 6.433 | 5% | 6.1113
28415 | Belden Wire | ATP16-10006KV | 16dB-1GHz ATTENUATOR | EA |  | 1 Year | 6.433 | 5% | 6.1113
28416 | Belden Wire | ATP20-10006KV | 20dB-1GHz ATTENUATOR | EA |  | 1 Year | 6.433 | 5% | 6.1113
28417 | Belden Wire | ATP3-10006KV | 3dB-1GHz ATTENUATOR | EA |  | 1 Year | 6.433 | 5% | 6.1113
28418 | Belden Wire | ATP6-10006KV | 6dB-1GHz ATTENUATOR | EA |  | 1 Year | 6.433 | 5% | 6.1113
28419 | Belden Wire | ATP8-10006KV | 8dB-1GHz ATTENUATOR | EA |  | 1 Year | 6.433 | 5% | 6.1113
28420 | Belden Wire | AV2183R100005 | 4K UHD MEDIA PATCH CORD, CMR | EA |  | 1 Year | 24.0269 | 5% | 22.8256
28421 | Belden Wire | AV2183R100007 | 4K UHD MEDIA PATCH CORD, CMR | EA |  | 1 Year | 26.322 | 5% | 25.0059
28422 | Belden Wire | AV2183R100017 | 4K UHD MEDIA PATCH CORD, CMR | EA |  | 1 Year | 35.3504 | 5% | 33.5829
28423 | Belden Wire | AV2183R100050 | 4K UHD MEDIA PATCH CORD, CMR | EA |  | 1 Year | 67.6704 | 5% | 64.2869
28424 | Belden Wire | AV2183R106005 | 4K UHD MEDIA PATCH CORD, CMR | EA |  | 1 Year | 24.0269 | 5% | 22.8256
28425 | Belden Wire | AV2183R106007 | 4K UHD MEDIA PATCH CORD, CMR | EA |  | 1 Year | 26.322 | 5% | 25.0059
28426 | Belden Wire | AV2183R106017 | 4K UHD MEDIA PATCH CORD, CMR | EA |  | 1 Year | 35.3504 | 5% | 33.5829
28427 | Belden Wire | AV2183R106050 | 4K UHD MEDIA PATCH CORD, CMR | EA |  | 1 Year | 67.6704 | 5% | 64.2869
28428 | Belden Wire | AX100041 | FIBEREXPRESS, RACK MOUNT | EA |  | 1 Year | 206.6493 | 5% | 196.3168
28429 | Belden Wire | AX100045 | FIBEREXPRESS 12/24 PORT | EA |  | 1 Year | 34.2416 | 5% | 32.5295
28430 | Belden Wire | AX100045+CN | FIBEREXPRESS 12/24 PORT | EA |  | 1 Year | 34.2416 | 5% | 32.5295
28431 | Belden Wire | AX100046 | RIGHT SIDE CABLE ENTRYBR | EA |  | 1 Year | 64.3971 | 5% | 61.1772
28432 | Belden Wire | AX100066 | FX BLANK ADAPTER STRIP, BLACK | EA |  | 1 Year | 12.8263 | 5% | 12.185
28433 | Belden Wire | AX100068 | FIBEREXPRESS, RACK MOUNT BLACK | EA |  | 1 Year | 304.878 | 5% | 289.6341
28434 | Belden Wire | AX100073 | RIGHT SIDE CABLE ENTRYBR | EA |  | 1 Year | 64.3971 | 5% | 61.1772
28435 | Belden Wire | AX100079 | SPLICE ORGANIZER TRAY 8 | EA |  | 1 Year | 24.7151 | 5% | 23.4793
28436 | Belden Wire | AX100080 | ADAP. STRIP 12 ST SIMPLE | EA |  | 1 Year | 106.3125 | 5% | 100.9969
28437 | Belden Wire | AX100082 | ADAP. STRIP 12 FC BLACK, | EA |  | 1 Year | 131.4726 | 5% | 124.899
28438 | Belden Wire | AX100082+TW | ADAP. STRIP 12 FC BLACK, | EA |  | 1 Year | 131.4725 | 5% | 124.8989
28439 | Belden Wire | AX100084 | ADAP. STRIP 12 SC SIMPLE | EA |  | 1 Year | 60.2438 | 5% | 57.2316
28440 | Belden Wire | AX100084+CN | ADAP. STRIP 12 SC SIMPLE | EA |  | 1 Year | 85.2354 | 5% | 80.9736
28441 | Belden Wire | AX100084+TW | ADAP. STRIP 12 SC SIMPLE | EA |  | 1 Year | 91.2871 | 5% | 86.7227
28442 | Belden Wire | AX100088 | ADAP. STRIP 6 ST SIMPLEX | EA |  | 1 Year | 57.1725 | 5% | 54.3139
28443 | Belden Wire | AX100092 | ADAP. STRIP 6 SC SIMPLEX | EA |  | 1 Year | 34.1382 | 5% | 32.4313
28444 | Belden Wire | AX100092+CN | ADAP. STRIP 6 SC SIMPLEX | EA |  | 1 Year | 43.1802 | 5% | 41.0212
28445 | Belden Wire | AX100092+TW | ADP. STRIP 6 SC SIMPLEX | EA |  | 1 Year | 46.246 | 5% | 43.9337
28446 | Belden Wire | AX100093+TW | STRIP 6 SC-S MM,GRAY | EA |  | 1 Year | 61.8568 | 5% | 58.764
28447 | Belden Wire | AX100094 | ADAPT. STRIP 3 SC,DUPLEX | EA |  | 1 Year | 28.917 | 5% | 27.4712
28448 | Belden Wire | AX100094+CN | ADAPT. STRIP 3 SC,DUPLEX | EA |  | 1 Year | 41.3815 | 5% | 39.3124
28449 | Belden Wire | AX100094+TW | ADAPT. STRIP 3 SC,DUPLEX | EA |  | 1 Year | 41.3815 | 5% | 39.3124
28450 | Belden Wire | AX100098 | ADAPT. STRIP 6 SC, DUPLEX | EA |  | 1 Year | 49.8015 | 5% | 47.3114
28451 | Belden Wire | AX100099+TW | STRIP 6 SC-D MM,GRAY | EA |  | 1 Year | 97.6649 | 5% | 92.7817
28452 | Belden Wire | AX100116 | F'EXPRESS, RACK MOUNT PATCH | EA |  | 1 Year | 733.7808 | 5% | 697.0918
28453 | Belden Wire | AX100171 | EZ-MDVO UTP MODULE, | EA |  | 1 Year | 4.1098 | 5% | 3.9043
28454 | Belden Wire | AX100175 | EZ-MDVO UTP MODULE, | EA |  | 1 Year | 4.1098 | 5% | 3.9043
28455 | Belden Wire | AX100177 | EZ-MDVO UTP MODULE, | EA |  | 1 Year | 4.1098 | 5% | 3.9043
28456 | Belden Wire | AX100178 | EZ-MDVO UTP MODULE, | EA |  | 1 Year | 4.1098 | 5% | 3.9043
28457 | Belden Wire | AX100182 | EZ-MDVO ID CAP, BLANK, | EA |  | 1 Year | 0.2891 | 5% | 0.27465
28458 | Belden Wire | AX100183 | EZ-MDVO ID CAP, BLANK, | EA |  | 1 Year | 0.2891 | 5% | 0.27465
28459 | Belden Wire | AX100184 | EZ-MDVO ID CAP, BLANK, | EA |  | 1 Year | 0.2891 | 5% | 0.27465
28460 | Belden Wire | AX100185 | EZ-MDVO ID CAP, BLANK, | EA |  | 1 Year | 0.2891 | 5% | 0.27465
28461 | Belden Wire | AX100186 | EZ-MDVO ID CAP, BLANK, | EA |  | 1 Year | 0.2891 | 5% | 0.27465
28462 | Belden Wire | AX100188 | EZ-MDVO ID CAP, BLANK, | EA |  | 1 Year | 0.2891 | 5% | 0.27465
28463 | Belden Wire | AX100189 | EZ-MDVO ID CAP, BLANK, | EA |  | 1 Year | 0.2891 | 5% | 0.27465
28464 | Belden Wire | AX100191 | EZ-MDVO ID CAP, BLANK, | EA |  | 1 Year | 0.2891 | 5% | 0.27465
28465 | Belden Wire | AX100194 | EZ-MDVO ID CAP, DATA, | EA |  | 1 Year | 0.2891 | 5% | 0.27465
28466 | Belden Wire | AX100195 | EZ-MDVO ID CAP, DATA, | EA |  | 1 Year | 0.2891 | 5% | 0.27465
28467 | Belden Wire | AX100196 | EZ-MDVO ID CAP, DATA | EA |  | 1 Year | 0.2891 | 5% | 0.27465
28468 | Belden Wire | AX100197 | EZ-MDVO ID CAP, DATA, | EA |  | 1 Year | 0.2891 | 5% | 0.27465
28469 | Belden Wire | AX100198 | EZ-MDVO ID CAP, DATA, | EA |  | 1 Year | 0.2891 | 5% | 0.27465
28470 | Belden Wire | AX100199 | EZ-MDVO ID CAP, DATA, | EA |  | 1 Year | 0.2891 | 5% | 0.27465
28471 | Belden Wire | AX100200 | EZ-MDVO ID CAP, DATA, | EA |  | 1 Year | 0.2891 | 5% | 0.27465
28472 | Belden Wire | AX100205 | EZ-MDVO ID CAP, VOICE, | EA |  | 1 Year | 0.2891 | 5% | 0.27465
28473 | Belden Wire | AX100206 | EZ-MDVO ID CAP, VOICE, | EA |  | 1 Year | 0.2891 | 5% | 0.27465
28474 | Belden Wire | AX100207 | EZ-MDVO ID CAP, VOICE, | EA |  | 1 Year | 0.2891 | 5% | 0.27465
28475 | Belden Wire | AX100210 | EZ-MDVO ID CAP, VOICE, | EA |  | 1 Year | 0.2891 | 5% | 0.27465
28476 | Belden Wire | AX100219 | MULTI-USER OUTLET BOX, | EA |  | 1 Year | 53.2032 | 5% | 50.543
28477 | Belden Wire | AX100220 | MULTI-USER OUTLET BOX, | EA |  | 1 Year | 53.2032 | 5% | 50.543
28478 | Belden Wire | AX100221 | MULTI-USER OUTLET BOX, | EA |  | 1 Year | 53.2032 | 5% | 50.543
28479 | Belden Wire | AX100222 | MULTI-USER OUTLET BOX, | EA |  | 1 Year | 53.2032 | 5% | 50.543
28480 | Belden Wire | AX100223 | MDVO ADAPTER STRIP, | EA |  | 1 Year | 18.1012 | 5% | 17.1961
28481 | Belden Wire | AX100224 | HD BIX CONNECTOR MODULES | EA |  | 1 Year | 89.5512 | 5% | 85.0736
28482 | Belden Wire | AX100226 | GROUND BRACKET ASSY | EA |  | 1 Year | 13.7451 | 5% | 13.0578
28483 | Belden Wire | AX100249 | ORGANIZER TRAY, 3U, BLAC | EA |  | 1 Year | 95.98 | 5% | 91.181
28484 | Belden Wire | AX100281 | MDVO PATCH BOX | EA |  | 1 Year | 46.1652 | 5% | 43.8569
28485 | Belden Wire | AX100282 | MDVO PATCH BOX 12-PORT | EA |  | 1 Year | 46.1652 | 5% | 43.8569
28486 | Belden Wire | AX100284 | CAT5E HD-BIX PATCH BOX 12-PORT | EA |  | 1 Year | 90.3538 | 5% | 85.8361
28487 | Belden Wire | AX100304 | MDVO 106 ADAPTER, | EA |  | 1 Year | 3.4453 | 5% | 3.273
28488 | Belden Wire | AX100305 | MDVO 106 ADAPTER, | EA |  | 1 Year | 3.4453 | 5% | 3.273
28489 | Belden Wire | AX100306 | MDVO 106 ADAPTER, | EA |  | 1 Year | 3.4453 | 5% | 3.273
28490 | Belden Wire | AX100307 | MDVO 106 ADAPTER, | EA |  | 1 Year | 3.4453 | 5% | 3.273
28491 | Belden Wire | AX100308 | MDVO 106 ADAPTER, | EA |  | 1 Year | 3.4453 | 5% | 3.273
28492 | Belden Wire | AX100309 | MDVO 106 ADAPTER, | EA |  | 1 Year | 3.4453 | 5% | 3.273
28493 | Belden Wire | AX100310 | MDVO 106 ADAPTER, | EA |  | 1 Year | 3.4453 | 5% | 3.273
28494 | Belden Wire | AX100311 | MDVO 106 ADAPTER, | EA |  | 1 Year | 3.4453 | 5% | 3.273
28495 | Belden Wire | AX100334 | PS5 BIX DVO OUTLET,FLUSH | EA |  | 1 Year | 11.5954 | 5% | 11.0156
28496 | Belden Wire | AX100335 | PS5 BIX DVO OUTLET,FLUSH | EA |  | 1 Year | 11.5954 | 5% | 11.0156
28497 | Belden Wire | AX100336 | PS5 BIX DVO OUTLET,FLUSH | EA |  | 1 Year | 11.5954 | 5% | 11.0156
28498 | Belden Wire | AX100337 | PS5 BIX DVO OUTLET,FLUSH | EA |  | 1 Year | 11.5954 | 5% | 11.0156
28499 | Belden Wire | AX100338 | PS5 BIX DVO OUTLET,FLUSH | EA |  | 1 Year | 11.5954 | 5% | 11.0156
28500 | Belden Wire | AX100339 | PS5 BIX DVO OUTLET,FLUSH | EA |  | 1 Year | 11.5954 | 5% | 11.0156
28501 | Belden Wire | AX100342 | PS5 BIX DVO OUTLET,FLUSH | EA |  | 1 Year | 19.2304 | 5% | 18.2689
28502 | Belden Wire | AX100344 | PS5 BIX DVO OUTLET,FLUSH | EA |  | 1 Year | 19.2304 | 5% | 18.2689
28503 | Belden Wire | AX100345 | PS5 BIX DVO OUTLET,FLUSH | EA |  | 1 Year | 19.2304 | 5% | 18.2689
28504 | Belden Wire | AX100346 | PS5 BIX DVO OUTLET,FLUSH | EA |  | 1 Year | 19.2304 | 5% | 18.2689
28505 | Belden Wire | AX100347 | PS5 BIX DVO OUTLET,FLUSH | EA |  | 1 Year | 19.2304 | 5% | 18.2689
28506 | Belden Wire | AX100348 | PS5 BIX DVO OUTLET,FLUSH | EA |  | 1 Year | 19.2304 | 5% | 18.2689
28507 | Belden Wire | AX100349 | PS5 BIX DVO OUTLET,FLUSH | EA |  | 1 Year | 19.2304 | 5% | 18.2689
28508 | Belden Wire | AX100350 | PS5 BIX DVO OUTLET,FLUSH | EA |  | 1 Year | 35.3306 | 5% | 33.5641
28509 | Belden Wire | AX100351 | PS5 BIX DVO OUTLET,FLUSH | EA |  | 1 Year | 35.3306 | 5% | 33.5641
28510 | Belden Wire | AX100352 | PS5 BIX DVO OUTLET,FLUSH | EA |  | 1 Year | 35.3306 | 5% | 33.5641
28511 | Belden Wire | AX100353 | PS5 BIX DVO OUTLET,FLUSH | EA |  | 1 Year | 35.3306 | 5% | 33.5641
28512 | Belden Wire | AX100354 | PS5 BIX DVO OUTLET,FLUSH | EA |  | 1 Year | 35.3306 | 5% | 33.5641
28513 | Belden Wire | AX100355 | PS5 BIX DVO OUTLET,FLUSH | EA |  | 1 Year | 35.3306 | 5% | 33.5641
28514 | Belden Wire | AX100356 | PS5 BIX DVO OUTLET,FLUSH | EA |  | 1 Year | 35.3306 | 5% | 33.5641
28515 | Belden Wire | AX100357 | PS5 BIX DVO OUTLET,FLUSH | EA |  | 1 Year | 35.3306 | 5% | 33.5641
28516 | Belden Wire | AX100382 | PS5 BIX DVO OUTLET, | EA |  | 1 Year | 11.5954 | 5% | 11.0156
28517 | Belden Wire | AX100383 | PS5 BIX DVO OUTLET, | EA |  | 1 Year | 11.5954 | 5% | 11.0156
28518 | Belden Wire | AX100384 | PS5 BIX DVO OUTLET, | EA |  | 1 Year | 11.5954 | 5% | 11.0156
28519 | Belden Wire | AX100385 | PS5 BIX DVO OUTLET, | EA |  | 1 Year | 11.5954 | 5% | 11.0156
28520 | Belden Wire | AX100386 | PS5 BIX DVO OUTLET, | EA |  | 1 Year | 11.5954 | 5% | 11.0156
28521 | Belden Wire | AX100387 | PS5 BIX DVO OUTLET, | EA |  | 1 Year | 11.5954 | 5% | 11.0156
28522 | Belden Wire | AX100388 | PS5 BIX DVO OUTLET, | EA |  | 1 Year | 11.5954 | 5% | 11.0156
28523 | Belden Wire | AX100389 | PS5 BIX DVO OUTLET, | EA |  | 1 Year | 11.5954 | 5% | 11.0156
28524 | Belden Wire | AX100391 | PS5 BIX DVO OUTLET, | EA |  | 1 Year | 19.2304 | 5% | 18.2689
28525 | Belden Wire | AX100392 | PS5 BIX DVO OUTLET, | EA |  | 1 Year | 19.2304 | 5% | 18.2689
28526 | Belden Wire | AX100393 | PS5 BIX DVO OUTLET, | EA |  | 1 Year | 19.2304 | 5% | 18.2689
28527 | Belden Wire | AX100394 | PS5 BIX DVO OUTLET, | EA |  | 1 Year | 19.2304 | 5% | 18.2689
28528 | Belden Wire | AX100395 | PS5 BIX DVO OUTLET, | EA |  | 1 Year | 19.2304 | 5% | 18.2689
28529 | Belden Wire | AX100396 | PS5 BIX DVO OUTLET, | EA |  | 1 Year | 19.2304 | 5% | 18.2689
28530 | Belden Wire | AX100397 | PS5 BIX DVO OUTLET, | EA |  | 1 Year | 19.2304 | 5% | 18.2689
28531 | Belden Wire | AX100398 | PS5 BIX DVO OUTLET, | EA |  | 1 Year | 35.3306 | 5% | 33.5641
28532 | Belden Wire | AX100399 | PS5 BIX DVO OUTLET, | EA |  | 1 Year | 35.3306 | 5% | 33.5641
28533 | Belden Wire | AX100400 | PS5 BIX DVO OUTLET, | EA |  | 1 Year | 35.3306 | 5% | 33.5641
28534 | Belden Wire | AX100401 | PS5 BIX DVO OUTLET, | EA |  | 1 Year | 35.3306 | 5% | 33.5641
28535 | Belden Wire | AX100402 | PS5 BIX DVO OUTLET, | EA |  | 1 Year | 35.3306 | 5% | 33.5641
28536 | Belden Wire | AX100403 | PS5 BIX DVO OUTLET, | EA |  | 1 Year | 35.3306 | 5% | 33.5641
28537 | Belden Wire | AX100405 | PS5 BIX DVO OUTLET, | EA |  | 1 Year | 35.3306 | 5% | 33.5641
28538 | Belden Wire | AX100437 | COLOR-CODED ICON KIT, | EA |  | 1 Year | 1.7552 | 5% | 1.6674
28539 | Belden Wire | AX100438 | COLOR-CODED ICON KIT, | EA |  | 1 Year | 1.7552 | 5% | 1.6674
28540 | Belden Wire | AX100440 | COLOR-CODED ICON KIT, | EA |  | 1 Year | 1.7552 | 5% | 1.6674
28541 | Belden Wire | AX100442 | COLOR-CODED ICON KIT, | EA |  | 1 Year | 1.7552 | 5% | 1.6674
28542 | Belden Wire | AX100443 | COLOR-CODED ICON KIT, | EA |  | 1 Year | 1.7552 | 5% | 1.6674
28543 | Belden Wire | AX100444 | COLOR-CODED ICON KIT, | EA |  | 1 Year | 1.7552 | 5% | 1.6674
28544 | Belden Wire | AX100445 | COLOR-CODED ICON KIT, | EA |  | 1 Year | 1.7552 | 5% | 1.6674
28545 | Belden Wire | AX100458 | PS5 HD-BIX CONNECTOR | EA |  | 1 Year | 74.3398 | 5% | 70.6228
28546 | Belden Wire | AX100461 | PS5 HD-110 CONNECTORMODU | EA |  | 1 Year | 79.3764 | 5% | 75.4076
28547 | Belden Wire | AX100463 | HD REAR CABLE BRACKET, | EA |  | 1 Year | 24.5974 | 5% | 23.3675
28548 | Belden Wire | AX100491 | PS5 HD-110 PATCH BOX,12- | EA |  | 1 Year | 114.2 | 5% | 108.49
28549 | Belden Wire | AX100494 | F/P ASSY 110 12P T568B/A | EA |  | 1 Year | 78.6395 | 5% | 74.7075
28550 | Belden Wire | AX100495 | FX SMALL WALL-MOUNT PANEL BK | EA |  | 1 Year | 189.5724 | 5% | 180.0938
28551 | Belden Wire | AX100496+CA | FX SMALL WALL-MOUNT PANEL GY | EA |  | 1 Year | 157.977 | 5% | 150.0781
28552 | Belden Wire | AX100528 | ADAP. STRIP 12 ST SIMPLE | EA |  | 1 Year | 100.742 | 5% | 95.7049
28553 | Belden Wire | AX100528+TW | ADAP. STRIP 12 ST SIMPLE | EA |  | 1 Year | 103.7917 | 5% | 98.6021
28554 | Belden Wire | AX100530 | ADAP. STRIP 12 FC BLACK, | EA |  | 1 Year | 142.1275 | 5% | 135.0211
28555 | Belden Wire | AX100530+TW | ADAP. STRIP 12 FC BLACK, | EA |  | 1 Year | 142.1273 | 5% | 135.0209
28556 | Belden Wire | AX100533+TW | STRIP 12 SC-S SM,GRAY | EA |  | 1 Year | 146.5096 | 5% | 139.1841
28557 | Belden Wire | AX100534 | ADAP. STRIP 6 ST SIMPLEX | EA |  | 1 Year | 61.1648 | 5% | 58.1066
28558 | Belden Wire | AX100536 | ADAP. STRIP 6-FC, MM-SM, | EA |  | 1 Year | 73.2829 | 5% | 69.6188
28559 | Belden Wire | AX100536+TW | ADAP. STRIP 6-FC, MM-SM, | EA |  | 1 Year | 73.283 | 5% | 69.6188
28560 | Belden Wire | AX100538 | ADAP. STRIP 6 SC SIMPLEX | EA |  | 1 Year | 38.745 | 5% | 36.8077
28561 | Belden Wire | AX100538+TW | ADAP. STRIP 6 SC SIMPLEX | EA |  | 1 Year | 60.862 | 5% | 57.8189
28562 | Belden Wire | AX100540 | FX MEDIUM WALL-MOUNT PANEL BK | EA |  | 1 Year | 272.8217 | 5% | 259.1806
28563 | Belden Wire | AX100542 | FX LARGE WALL-MOUNT PANEL BK | EA |  | 1 Year | 377.2588 | 5% | 358.3959
28564 | Belden Wire | AX100577 | EZ-MDVO KEYST.RJ45 A/B | EA |  | 1 Year | 5.2236 | 5% | 4.9624
28565 | Belden Wire | AX100581 | EZ-MDVO KEYST.RJ45 A/B | EA |  | 1 Year | 5.2236 | 5% | 4.9624
28566 | Belden Wire | AX100582 | EZ-MDVO KEYST.RJ45 A/B | EA |  | 1 Year | 5.2236 | 5% | 4.9624
28567 | Belden Wire | AX100583 | EZ-MDVO KEYST.RJ45 A/B | EA |  | 1 Year | 5.2236 | 5% | 4.9624
28568 | Belden Wire | AX100584 | EZ-MDVO KEYST.RJ45 A/B | EA |  | 1 Year | 5.2236 | 5% | 4.9624
28569 | Belden Wire | AX100586 | EZ-MDVO KEYST.RJ45 A/B | EA |  | 1 Year | 5.2236 | 5% | 4.9624
28570 | Belden Wire | AX100589 | EZ-MDVO KEYST.RJ11 USOC | EA |  | 1 Year | 4.1098 | 5% | 3.9043
28571 | Belden Wire | AX100590 | EZ-MDVO KEYST.RJ11 USOC | EA |  | 1 Year | 4.1098 | 5% | 3.9043
28572 | Belden Wire | AX100593 | EZ-MDVO KEYST.RJ11 USOC | EA |  | 1 Year | 4.1098 | 5% | 3.9043
28573 | Belden Wire | AX100594 | EZ-MDVO KEYST.RJ11 USOC | EA |  | 1 Year | 4.1098 | 5% | 3.9043
28574 | Belden Wire | AX100595 | EZ-MDVO KEYST.RJ11 USOC | EA |  | 1 Year | 4.1098 | 5% | 3.9043
28575 | Belden Wire | AX100597 | EZ-MDVO KEYST.RJ11 USOC | EA |  | 1 Year | 4.1098 | 5% | 3.9043
28576 | Belden Wire | AX100598 | EZ-MDVO KEYST.RJ11 USOC | EA |  | 1 Year | 4.1098 | 5% | 3.9043
28577 | Belden Wire | AX100599 | PS5 BIX CONN. MOD(T568A) | EA |  | 1 Year | 19.9383 | 5% | 18.9414
28578 | Belden Wire | AX100601 | NXTOBF1AM-01 PS5 BIX DVO | EA |  | 1 Year | 10.3978 | 5% | 9.8779
28579 | Belden Wire | AX100602 | NXTOBF2AM-01 PS5 BIX DVO | EA |  | 1 Year | 17.4747 | 5% | 16.601
28580 | Belden Wire | AX100605 | NXTOBF2BM-01 PS5 BIX DVO | EA |  | 1 Year | 17.4747 | 5% | 16.601
28581 | Belden Wire | AX100613 | PS5 DVO DOUBLE GANG FACE | EA |  | 1 Year | 5.3761 | 5% | 5.1073
28582 | Belden Wire | AX100614 | PS5 DVO DOUBLE GANG FACE | EA |  | 1 Year | 5.3761 | 5% | 5.1073
28583 | Belden Wire | AX100615 | PS5 DVO DOUBLE GANG FACE | EA |  | 1 Year | 5.3761 | 5% | 5.1073
28584 | Belden Wire | AX100616 | PS5 DVO DOUBLE GANG FACEPLATE | EA |  | 1 Year | 5.12 | 5% | 4.864
28585 | Belden Wire | AX100640 | PS5 DVO FACEPLATE, FLUSH | EA |  | 1 Year | 5.3761 | 5% | 5.1073
28586 | Belden Wire | AX100641 | PS5 DVO FACEPLATE, FLUSH | EA |  | 1 Year | 5.3761 | 5% | 5.1073
28587 | Belden Wire | AX100642 | PS5 DVO FACEPLATE, FLUSH | EA |  | 1 Year | 5.3761 | 5% | 5.1073
28588 | Belden Wire | AX100643 | PS5 DVO FACEPLATE, FLUSH | EA |  | 1 Year | 5.3761 | 5% | 5.1073
28589 | Belden Wire | AX100647 | EZ-MDVO UTP MODULE, CAT5E, | EA |  | 1 Year | 5.3978 | 5% | 5.1279
28590 | Belden Wire | AX100654 | EZ-MDVO UTP MODULE, CAT5E, | EA |  | 1 Year | 5.3978 | 5% | 5.1279
28591 | Belden Wire | AX100655 | EZ-MDVO UTP MODULE, CAT5E, | EA |  | 1 Year | 5.3978 | 5% | 5.1279
28592 | Belden Wire | AX100690-S | 110 WIRING BLK 100PR W/0 LEGS | EA |  | 1 Year | 17.8376 | 5% | 16.9457
28593 | Belden Wire | AX100691-S | 100PR 110 WIRING BLOCK LEGS | EA |  | 1 Year | 19.492 | 5% | 18.5174
28594 | Belden Wire | AX100692-S | 300PR 110 WIRING BLOCK LEGS | EA |  | 1 Year | 47.8296 | 5% | 45.4381
28595 | Belden Wire | AX100693-S | 100PR 110 XC KIT (C4) LEGS | EA |  | 1 Year | 39.389 | 5% | 37.4196
28596 | Belden Wire | AX100694-S | 100PR 110 XC KIT (C5) LEGS | EA |  | 1 Year | 38.3537 | 5% | 36.436
28597 | Belden Wire | AX100695-S | 300PR 110 XC KIT (C4) LEGS | EA |  | 1 Year | 109.9744 | 5% | 104.4757
28598 | Belden Wire | AX100696-S | 300PR 110 XC KIT (C5) LEGS | EA |  | 1 Year | 107.4084 | 5% | 102.038
28599 | Belden Wire | AX100705-S | CABLE MANAG.TROUGH W/O LEGS | EA |  | 1 Year | 10.4212 | 5% | 9.9001
28600 | Belden Wire | AX100706-S | CABLE MANAG.TROUGH WITH LEG | EA |  | 1 Year | 15.148 | 5% | 14.3906
28601 | Belden Wire | AX100721-S | LABEL STRIP, CLEAR | EA |  | 1 Year | 0.5514 | 5% | 0.52383
28602 | Belden Wire | AX100749 | 110 TOOL ASSEMBLY | EA |  | 1 Year | 67.6041 | 5% | 64.2239
28603 | Belden Wire | AX100781 | VELCRO SADDLE, (25 PER BAG) | EA |  | 1 Year | 23.7662 | 5% | 22.5779
28604 | Belden Wire | AX100783 | Velcro Cable Ties 8"L x 0.5" W | EA |  | 1 Year | 23.8442 | 5% | 22.652
28605 | Belden Wire | AX100784 | Velcro Cable Ties 12" x 0.5" W | EA |  | 1 Year | 31.9091 | 5% | 30.3136
28606 | Belden Wire | AX100786 | WALL MOUNT BRACKET, 4U, | EA |  | 1 Year | 211.5758 | 5% | 200.997
28607 | Belden Wire | AX100792 | HORIZONTAL CABLE MANAGEM | EA |  | 1 Year | 74.4545 | 5% | 70.7318
28608 | Belden Wire | AX100793 | HORIZ. CABLE MGMT KIT, 1U, BL | EA |  | 1 Year | 53.11 | 5% | 50.4545
28609 | Belden Wire | AX100794 | HORIZONTAL CABLE MANAGEM | EA |  | 1 Year | 82.79 | 5% | 78.6505
28610 | Belden Wire | AX100795 | HORIZONTAL CABLE MANAGEM | EA |  | 1 Year | 82.79 | 5% | 78.6505
28611 | Belden Wire | AX100797 | HORIZONTAL CABLE MANAGEM | EA |  | 1 Year | 98.7792 | 5% | 93.8402
28612 | Belden Wire | AX100910 | Cleave Inspection Microscope | EA |  | 1 Year | 168.3 | 5% | 159.885
28613 | Belden Wire | AX100925 | MDVO MODULAR FURNITURE A | EA |  | 1 Year | 4.4388 | 5% | 4.2169
28614 | Belden Wire | AX100926 | MDVO MODULAR FURNITURE A | EA |  | 1 Year | 4.4388 | 5% | 4.2169
28615 | Belden Wire | AX100927 | MDVO MODULAR FURNITURE A | EA |  | 1 Year | 4.4388 | 5% | 4.2169
28616 | Belden Wire | AX100928 | MDVO MOD FURN ADAP 4-PORT BLK | EA |  | 1 Year | 4.0353 | 5% | 3.8335
28617 | Belden Wire | AX100934 | FIBER EXPRESS MANAGER, 23 IN | EA |  | 1 Year | 582.2669 | 5% | 553.1536
28618 | Belden Wire | AX100935 | FIBER EXPRESS MANAGER, 23 IN | EA |  | 1 Year | 640.4936 | 5% | 608.4689
28619 | Belden Wire | AX100936 | FIBER EXPRESS MANAGER, | EA |  | 1 Year | 107.5781 | 5% | 102.1992
28620 | Belden Wire | AX100937 | FXM MODULE 6-FIBER FC, S | EA |  | 1 Year | 120.2569 | 5% | 114.2441
28621 | Belden Wire | AX100943 | FIBER EXPRESS MANAGER, | EA |  | 1 Year | 134.0719 | 5% | 127.3683
28622 | Belden Wire | AX100944 | FIBER EXPRESS MANAGER, | EA |  | 1 Year | 123.3226 | 5% | 117.1565
28623 | Belden Wire | AX100944+CN | FIBER EXPRESS MANAGER | EA |  | 1 Year | 93.5461 | 5% | 88.8688
28624 | Belden Wire | AX100945 | FXM FLEX KIT (19IN.) | EA |  | 1 Year | 84.8042 | 5% | 80.564
28625 | Belden Wire | AX100951 | OPTIMAX 2 REFURBISH.KIT | EA |  | 1 Year | 89.8355 | 5% | 85.3437
28626 | Belden Wire | AX101033 | FLEX MODULE, USOC, GREY | EA |  | 1 Year | 4.6885 | 5% | 4.4541
28627 | Belden Wire | AX101036 | FLEX MODULE, USOC, BLACK | EA |  | 1 Year | 4.6885 | 5% | 4.4541
28628 | Belden Wire | AX101040 | FLEX MODULE, USOC, GREEN | EA |  | 1 Year | 4.6885 | 5% | 4.4541
28629 | Belden Wire | AX101041 | FLEX MODULE, USOC, BLUE | EA |  | 1 Year | 4.6885 | 5% | 4.4541
28630 | Belden Wire | AX101054 | CAT5E JACK MDVO BROWN TIA 606 | EA |  | 1 Year | 6.9302 | 5% | 6.5837
28631 | Belden Wire | AX101073 | CAT6+ JACK MDVO BROWN TIA 606 | EA |  | 1 Year | 9.5284 | 5% | 9.052
28632 | Belden Wire | AX101074 | OPTIMAX 50 UM ST TYPE CONN | EA |  | 1 Year | 22.6034 | 5% | 21.4732
28633 | Belden Wire | AX101084 | FIBEREXPRESS MANAGER, SHELF | EA |  | 1 Year | 556.9602 | 5% | 529.1122
28634 | Belden Wire | AX101085 | FIBEREXPRESS MANAGER, SH | EA |  | 1 Year | 712.391 | 5% | 676.7714
28635 | Belden Wire | AX101085+CN | FIBEREXPRESS MANAGER, SH | EA |  | 1 Year | 712.391 | 5% | 676.7714
28636 | Belden Wire | AX101089 | FXM CONNECTOR MODULE 6ST | EA |  | 1 Year | 166.32 | 5% | 158.004
28637 | Belden Wire | AX101090 | FXM MODULE 12-FIB. PRE-TERM | EA |  | 1 Year | 967.2649 | 5% | 918.9017
28638 | Belden Wire | AX101091 | FXM MODULE 12-FIB. PRE-TERM | EA |  | 1 Year | 541.5379 | 5% | 514.461
28639 | Belden Wire | AX101092 | FXM CONNECTOR MODULE, 3SC DPLX | EA |  | 1 Year | 116.8729 | 5% | 111.0293
28640 | Belden Wire | AX101093 | LABEL HOLDER 7.4 IN (100/PK) | EA |  | 1 Year | 211.14 | 5% | 200.583
28641 | Belden Wire | AX101099 | FXM GROUND KIT | EA |  | 1 Year | 30.1354 | 5% | 28.6286
28642 | Belden Wire | AX101100 | BREAKOUT KIT-6FIBERS Cable Ass | EA |  | 1 Year | 33.6986 | 5% | 32.0137
28643 | Belden Wire | AX101101 | BREAKOUT KIT-12FIBERS CableAss | EA |  | 1 Year | 38.911 | 5% | 36.9654
28644 | Belden Wire | AX101114 | FXM MODULE 12-FIB. PRE-TERM | EA |  | 1 Year | 541.5379 | 5% | 514.461
28645 | Belden Wire | AX101115 | ADAP. STRIP 6 MT-RJ SIMP | EA |  | 1 Year | 53.6677 | 5% | 50.9843
28646 | Belden Wire | AX101115+TW | ADAP. STRIP 6 MT-RJ SIMP | EA |  | 1 Year | 53.6677 | 5% | 50.9843
28647 | Belden Wire | AX101117 | ADAP. STRIP 12 MT-RJ SIM | EA |  | 1 Year | 99.6753 | 5% | 94.6915
28648 | Belden Wire | AX101117+TW | ADAP. STRIP 12 MT-RJ SIM | EA |  | 1 Year | 99.6754 | 5% | 94.6916
28649 | Belden Wire | AX101173 | PATCH PANEL CABLE TIE BA | EA |  | 1 Year | 13.33 | 5% | 12.6635
28650 | Belden Wire | AX101186 | FXM CON. MOD. 12 FIB. ST/ST SM | EA |  | 1 Year | 177.1876 | 5% | 168.3282
28651 | Belden Wire | AX101187 | FXM CON. MOD. 12 FIB. ST/ST MM | EA |  | 1 Year | 252.315 | 5% | 239.6992
28652 | Belden Wire | AX101187+CN | FXM CON. MOD. 12 FIBERS | EA |  | 1 Year | 122.0533 | 5% | 115.9506
28653 | Belden Wire | AX101188 | FXM MODULE 12-FIB. PRE- | EA |  | 1 Year | 1112.3546 | 5% | 1056.7369
28654 | Belden Wire | AX101189 | FXM MODULE 12 FIB. PRE- | EA |  | 1 Year | 765.1092 | 5% | 726.8537
28655 | Belden Wire | AX101307 | CAT5E JACK KCONN GREY | EA |  | 1 Year | 6.402 | 5% | 6.0819
28656 | Belden Wire | AX101307-B24 | CAT5E JACK KCONN GREY 24-PACK | EA |  | 1 Year | 146.198 | 5% | 138.8881
28657 | Belden Wire | AX101308 | CAT5E JACK KCONN ALMOND | EA |  | 1 Year | 6.402 | 5% | 6.0819
28658 | Belden Wire | AX101308-B24 | CAT5E JACK KCONN ALM 24-PACK | EA |  | 1 Year | 146.198 | 5% | 138.8881
28659 | Belden Wire | AX101309 | CAT5E JACK KCONN ELEC WHITE | EA |  | 1 Year | 6.402 | 5% | 6.0819
28660 | Belden Wire | AX101309-B24 | CAT5E JACK KCONN E-WH 24-PACK | EA |  | 1 Year | 146.198 | 5% | 138.8881
28661 | Belden Wire | AX101310 | CAT5E JACK KCONN BLACK | EA |  | 1 Year | 6.402 | 5% | 6.0819
28662 | Belden Wire | AX101310-B24 | CAT5E JACK KCONN BLACK | EA |  | 1 Year | 146.198 | 5% | 138.8881
28663 | Belden Wire | AX101311 | CAT5E JACK KCONN ORANGE TIA606 | EA |  | 1 Year | 6.402 | 5% | 6.0819
28664 | Belden Wire | AX101312 | CAT5E JACK KCONN RED TIA606 | EA |  | 1 Year | 6.402 | 5% | 6.0819
28665 | Belden Wire | AX101313 | CAT5E JACK KCONN YELLOW TIA606 | EA |  | 1 Year | 6.402 | 5% | 6.0819
28666 | Belden Wire | AX101314 | CAT5E JACK KCONN GREEN TIA606 | EA |  | 1 Year | 6.402 | 5% | 6.0819
28667 | Belden Wire | AX101315 | CAT5E JACK KCONN BLUE TIA606 | EA |  | 1 Year | 6.402 | 5% | 6.0819
28668 | Belden Wire | AX101316 | CAT5E JACK KCONN PURPLE TIA606 | EA |  | 1 Year | 6.402 | 5% | 6.0819
28669 | Belden Wire | AX101317 | CAT5E JACK KCONN BROWN TIA606 | EA |  | 1 Year | 6.402 | 5% | 6.0819
28670 | Belden Wire | AX101318 | CAT6+ JACK KCONN GREY | EA |  | 1 Year | 8.8026 | 5% | 8.3625
28671 | Belden Wire | AX101318-B24 | CAT6+ JACK KCONN GREY | EA |  | 1 Year | 200.6784 | 5% | 190.6445
28672 | Belden Wire | AX101319 | CAT6+ JACK KCONN ALMOND | EA |  | 1 Year | 8.8026 | 5% | 8.3625
28673 | Belden Wire | AX101319-B24 | CAT6+ JACK KCONN ALMOND | EA |  | 1 Year | 200.6784 | 5% | 190.6445
28674 | Belden Wire | AX101320 | CAT6+ JACK KCONN ELEC WHITE | EA |  | 1 Year | 8.8026 | 5% | 8.3625
28675 | Belden Wire | AX101320-B24 | CAT6+ JACK KCONN ELEC WHITE | EA |  | 1 Year | 200.6784 | 5% | 190.6445
28676 | Belden Wire | AX101321 | CAT6+ JACK KCONN BLACK | EA |  | 1 Year | 8.8026 | 5% | 8.3625
28677 | Belden Wire | AX101321-B24 | CAT6+ JACK KCONN BLACK | EA |  | 1 Year | 200.6784 | 5% | 190.6445
28678 | Belden Wire | AX101322 | CAT6+ JACK KCONN ORANGE TIA606 | EA |  | 1 Year | 8.8026 | 5% | 8.3625
28679 | Belden Wire | AX101323 | CAT6+ JACK KCONN RED TIA606 | EA |  | 1 Year | 8.8026 | 5% | 8.3625
28680 | Belden Wire | AX101324 | CAT6+ JACK KCONN YELLOW TIA606 | EA |  | 1 Year | 8.8026 | 5% | 8.3625
28681 | Belden Wire | AX101325 | CAT6+ JACK KCONN GREEN TIA606 | EA |  | 1 Year | 8.8026 | 5% | 8.3625
28682 | Belden Wire | AX101326 | CAT6+ JACK KCONN BLUE TIA606 | EA |  | 1 Year | 8.8026 | 5% | 8.3625
28683 | Belden Wire | AX101327 | CAT6+ JACK KCONN PURPLE TIA606 | EA |  | 1 Year | 8.8026 | 5% | 8.3625
28684 | Belden Wire | AX101328 | CAT6+ JACK KCONN BROWN TIA606 | EA |  | 1 Year | 8.8026 | 5% | 8.3625
28685 | Belden Wire | AX101407 | ADAP. STRIP 3 SC DUPLEX, | EA |  | 1 Year | 32.6026 | 5% | 30.9725
28686 | Belden Wire | AX101407+TW | ADAP. STRIP 3 SC DUPLEX, | EA |  | 1 Year | 61.1648 | 5% | 58.1066
28687 | Belden Wire | AX101409 | ADAP. STRIP 6 SC DUPLEX, | EA |  | 1 Year | 57.1725 | 5% | 54.3139
28688 | Belden Wire | AX101410+TW | STRIP 6 SC-D SM,GRAY | EA |  | 1 Year | 146.5096 | 5% | 139.1841
28689 | Belden Wire | AX101431 | INTERFACE PLATE 2-PORT SG GREY | EA |  | 1 Year | 2.7345 | 5% | 2.5978
28690 | Belden Wire | AX101432 | INTERFACE PLATE 2-PORT SG ALM | EA |  | 1 Year | 2.7345 | 5% | 2.5978
28691 | Belden Wire | AX101433 | INTERFACE PLATE 2-PORT SG WHI | EA |  | 1 Year | 2.7345 | 5% | 2.5978
28692 | Belden Wire | AX101434 | INTERFACE PLATE 2-PORT, | EA |  | 1 Year | 2.7345 | 5% | 2.5978
28693 | Belden Wire | AX101435 | INTERFACE PLATE 4-PORT SG GREY | EA |  | 1 Year | 2.7345 | 5% | 2.5978
28694 | Belden Wire | AX101436 | INTERFACE PLATE 4-PORT, ALM | EA |  | 1 Year | 2.7345 | 5% | 2.5978
28695 | Belden Wire | AX101437 | INTERFACE PLATE 4-PORT, WHI | EA |  | 1 Year | 2.7345 | 5% | 2.5978
28696 | Belden Wire | AX101438 | INTERFACE PLATE 4-PORT, | EA |  | 1 Year | 2.7345 | 5% | 2.5978
28697 | Belden Wire | AX101439 | INTERFACE PLATE 6-PORT, | EA |  | 1 Year | 2.7345 | 5% | 2.5978
28698 | Belden Wire | AX101440 | INTERFACE PLATE 6-PORT, | EA |  | 1 Year | 2.7345 | 5% | 2.5978
28699 | Belden Wire | AX101441 | INTERFACE PLATE 6-PORT, WHI | EA |  | 1 Year | 2.7345 | 5% | 2.5978
28700 | Belden Wire | AX101442 | INTERFACE PLATE 6-PORT, | EA |  | 1 Year | 2.7345 | 5% | 2.5978
28701 | Belden Wire | AX101447 | GIGABIX CONN POLARIZED 4-PAIR | EA |  | 1 Year | 9.0751 | 5% | 8.6213
28702 | Belden Wire | AX101456 | FLEX PATCH PANEL 24-P 1U BLK | EA |  | 1 Year | 32.2131 | 5% | 30.6024
28703 | Belden Wire | AX101458 | FLEX PATCH PANEL 48-P 2U BLK | EA |  | 1 Year | 57.2727 | 5% | 54.4091
28704 | Belden Wire | AX101468 | GIGABIX PATCH CORD ORGANIZER | EA |  | 1 Year | 44.7735 | 5% | 42.5348
28705 | Belden Wire | AX101469 | GIGABIX CABLE MANAGEMENT | EA |  | 1 Year | 37.7307 | 5% | 35.8442
28706 | Belden Wire | AX101470 | GIGABIX TERM. KIT 72-PORT | EA |  | 1 Year | 160.1876 | 5% | 152.1782
28707 | Belden Wire | AX101471 | GIGABIX TERM. KIT 300-PAIR | EA |  | 1 Year | 160.1876 | 5% | 152.1782
28708 | Belden Wire | AX101472 | GIGABIX MOUNT,12-CONN,(EMPTY) | EA |  | 1 Year | 39.6098 | 5% | 37.6293
28709 | Belden Wire | AX101474 | INTERFACE/MDVO SURFACE | EA |  | 1 Year | 3.9367 | 5% | 3.7399
28710 | Belden Wire | AX101475 | INTERFACE/MDVO SURFACE | EA |  | 1 Year | 3.9367 | 5% | 3.7399
28711 | Belden Wire | AX101476 | INTERFACE/MDVO SURFACE | EA |  | 1 Year | 3.9367 | 5% | 3.7399
28712 | Belden Wire | AX101478 | GIGABIX MANAGEMENT RING | EA |  | 1 Year | 4.4228 | 5% | 4.2017
28713 | Belden Wire | AX101482 | FXM MODULE 8-FIBER FC, M | EA |  | 1 Year | 158.223 | 5% | 150.3118
28714 | Belden Wire | AX101484 | FXM MODULE 72-FIBER, MTP | EA |  | 1 Year | 215.271 | 5% | 204.5074
28715 | Belden Wire | AX101519 | VELCRO-TIE, 18 INCH LONG | EA |  | 1 Year | 43.1592 | 5% | 41.0012
28716 | Belden Wire | AX101521 | GIGABIX COVER | EA |  | 1 Year | 21.2228 | 5% | 20.1617
28717 | Belden Wire | AX101527 | FXM MODULE 12-FIB LC, SM | EA |  | 1 Year | 166.32 | 5% | 158.004
28718 | Belden Wire | AX101527+CN | FXM MODULE 12-FIB LC, SM | EA |  | 1 Year | 128.8598 | 5% | 122.4168
28719 | Belden Wire | AX101528 | FXM MODULE 12-FIB LC, MM | EA |  | 1 Year | 153.4208 | 5% | 145.7498
28720 | Belden Wire | AX101528+CN | FXM MODULE 12-FIB LC, MM | EA |  | 1 Year | 100.2243 | 5% | 95.2131
28721 | Belden Wire | AX101529 | FXM MODULE 12-FIB PRE- | EA |  | 1 Year | 889.8836 | 5% | 845.3894
28722 | Belden Wire | AX101530 | FXM MODULE 12-FIB PRE- | EA |  | 1 Year | 791.0077 | 5% | 751.4573
28723 | Belden Wire | AX101531 | FXM MODULE 12-FIB PRE- | EA |  | 1 Year | 541.5379 | 5% | 514.461
28724 | Belden Wire | AX101531+CN | FXM MODULE 12-FIB PRE- | EA |  | 1 Year | 645.2473 | 5% | 612.9849
28725 | Belden Wire | AX101532 | LFLEX BIX GIGABIX LABELS | EA |  | 1 Year | 62 | 5% | 58.9
28726 | Belden Wire | AX101533 | LFLEX BIX/GIGABIX, WHITE , | EA |  | 1 Year | 55.8 | 5% | 53.01
28727 | Belden Wire | AX101534 | LFLEX BIX/GIGABIX, ORANG E, | EA |  | 1 Year | 62 | 5% | 58.9
28728 | Belden Wire | AX101535 | LFLEX BIX/GIGABIX, RED,( | EA |  | 1 Year | 62 | 5% | 58.9
28729 | Belden Wire | AX101536 | LFLEX BIX/GIGABIX, YELLO | EA |  | 1 Year | 62 | 5% | 58.9
28730 | Belden Wire | AX101537 | LFLEX BIX/GIGABIX, GREEN , | EA |  | 1 Year | 62 | 5% | 58.9
28731 | Belden Wire | AX101538 | LFLEX BIX/GIGABIX, BLUE, | EA |  | 1 Year | 62 | 5% | 58.9
28732 | Belden Wire | AX101539 | LFLEX BIX/GIGABIX, PURPLE, | EA |  | 1 Year | 62 | 5% | 58.9
28733 | Belden Wire | AX101540 | LFLEX BIX/GIGABIX, BROWN , | EA |  | 1 Year | 62 | 5% | 58.9
28734 | Belden Wire | AX101541 | LFLEX BIX/GIGABIX, SILVER, | EA |  | 1 Year | 62 | 5% | 58.9
28735 | Belden Wire | AX101542 | LFLEX BIX MOD. JACK LABELS, | EA |  | 1 Year | 62 | 5% | 58.9
28736 | Belden Wire | AX101543 | LFLEX BIX MOD. JACK | EA |  | 1 Year | 62 | 5% | 58.9
28737 | Belden Wire | AX101544 | LFLEX BIX MOD. JACK | EA |  | 1 Year | 62 | 5% | 58.9
28738 | Belden Wire | AX101545 | LFLEX BIX MOD. JACK LABELS, | EA |  | 1 Year | 62 | 5% | 58.9
28739 | Belden Wire | AX101546 | LFLEX BIX MOD. JACK | EA |  | 1 Year | 62 | 5% | 58.9
28740 | Belden Wire | AX101547 | LFLEX BIX MOD. JACK LABELS, | EA |  | 1 Year | 62 | 5% | 58.9
28741 | Belden Wire | AX101548 | LFLEX BIX MOD. JACK LABELS, | EA |  | 1 Year | 62 | 5% | 58.9
28742 | Belden Wire | AX101550 | LFLEX BIX MOD. JACK LABELS, | EA |  | 1 Year | 62 | 5% | 58.9
28743 | Belden Wire | AX101551 | LFLEX FLEX PATCH PNL, WHI, | EA |  | 1 Year | 74.25 | 5% | 70.5375
28744 | Belden Wire | AX101552 | LFLEX FACEPLATES LABELS, | EA |  | 1 Year | 93.5 | 5% | 88.825
28745 | Belden Wire | AX101553 | LFLEX PORT ID LABELS,WHI | EA |  | 1 Year | 62 | 5% | 58.9
28746 | Belden Wire | AX101554 | LFLEX HDPP LABELS,WHI | EA |  | 1 Year | 49.5 | 5% | 47.025
28747 | Belden Wire | AX101555 | LFLEX Cable Label (0.24 OD) PA | EA |  | 1 Year | 149 | 5% | 141.55
28748 | Belden Wire | AX101557 | LFLEX 110 XC LABELS,GRAY | EA |  | 1 Year | 46.5 | 5% | 44.175
28749 | Belden Wire | AX101558 | LFLEX 110 XC LABELS,WHITE | EA |  | 1 Year | 46.5 | 5% | 44.175
28750 | Belden Wire | AX101559 | LFLEX 110 XC LABELS, ORA | EA |  | 1 Year | 46.5 | 5% | 44.175
28751 | Belden Wire | AX101560 | LFLEX 110 XC LABELS, RED | EA |  | 1 Year | 46.5 | 5% | 44.175
28752 | Belden Wire | AX101562 | LFLEX 110XC LABELS, | EA |  | 1 Year | 46.5 | 5% | 44.175
28753 | Belden Wire | AX101563 | LFLEX 110XC LABELS, BLUE, | EA |  | 1 Year | 46.5 | 5% | 44.175
28754 | Belden Wire | AX101564 | LFLEX 110XC LABELS, PURPLE, | EA |  | 1 Year | 46.5 | 5% | 44.175
28755 | Belden Wire | AX101621 | FXM MODULE 8-FIB LC, MM | EA |  | 1 Year | 96.2033 | 5% | 91.3931
28756 | Belden Wire | AX101713 | FXM MODULE 12-FIB SCDUPL | EA |  | 1 Year | 166.32 | 5% | 158.004
28757 | Belden Wire | AX101713+CN | FXM MODULE 12-FIB SCDUPL | EA |  | 1 Year | 151.8995 | 5% | 144.3045
28758 | Belden Wire | AX101714 | FXM MODULE 12-FIB SC DUPLEX | EA |  | 1 Year | 153.4208 | 5% | 145.7498
28759 | Belden Wire | AX101714+CN | FXM MODULE 12-FIB SCDUPL | EA |  | 1 Year | 113.9216 | 5% | 108.2255
28760 | Belden Wire | AX101729 | FX STRIP 12-FIBER, LC D, | EA |  | 1 Year | 49.8015 | 5% | 47.3114
28761 | Belden Wire | AX101729+TW | FX STRIP 12-FIBER, LC D, | EA |  | 1 Year | 80.3079 | 5% | 76.2925
28762 | Belden Wire | AX101731 | FX STRIP 12-FIBER, LC D, | EA |  | 1 Year | 57.1725 | 5% | 54.3139
28763 | Belden Wire | AX101731+TW | FX STRIP 12-FIBER, LC D, | EA |  | 1 Year | 92.6827 | 5% | 88.0486
28764 | Belden Wire | AX101732+TW | STRIP 6 LC-D SM, GRAY | EA |  | 1 Year | 138.1009 | 5% | 131.1959
28765 | Belden Wire | AX101741 | FX STRIP 24-FIBER, LC D, | EA |  | 1 Year | 91.5705 | 5% | 86.992
28766 | Belden Wire | AX101743 | FX STRIP 24-FIBER, LC DUPLEX, | EA |  | 1 Year | 106.3125 | 5% | 100.9969
28767 | Belden Wire | AX101743+CA | FX STRIP 24-FIBER, LC DUPLEX, | EA |  | 1 Year | 101.25 | 5% | 96.1875
28768 | Belden Wire | AX101743+TW | FX STRIP 24-FIBER, LC D, | EA |  | 1 Year | 106.3125 | 5% | 100.9969
28769 | Belden Wire | AX101745 | MEDIAFLEX SINGLE-GANG FA | EA |  | 1 Year | 2.4014 | 5% | 2.2813
28770 | Belden Wire | AX101746 | MEDIAFLEX FACEPLATE SG ALM | EA |  | 1 Year | 2.4014 | 5% | 2.2813
28771 | Belden Wire | AX101747 | MEDIAFLEX FACEPLATE SG ELEC WH | EA |  | 1 Year | 2.4014 | 5% | 2.2813
28772 | Belden Wire | AX101748 | MEDIAFLEX SINGLE-GANG FA | EA |  | 1 Year | 2.4014 | 5% | 2.2813
28773 | Belden Wire | AX101749 | KIT MFLEX MDVO INSERTS (10/PK) | EA |  | 1 Year | 8.5733 | 5% | 8.1446
28774 | Belden Wire | AX101750 | KIT MFLEX MDVO INSERTS (10/PK) | EA |  | 1 Year | 8.5733 | 5% | 8.1446
28775 | Belden Wire | AX101751 | KIT MFLEX MDVO INSERTS (10/PK) | EA |  | 1 Year | 8.5733 | 5% | 8.1446
28776 | Belden Wire | AX101752 | KIT MFLEX MDVO INSERTS (10/PK) | EA |  | 1 Year | 8.5733 | 5% | 8.1446
28777 | Belden Wire | AX101753 | KIT MFLEX MDVO INSERTS(10/PK) | EA |  | 1 Year | 9.8451 | 5% | 9.3528
28778 | Belden Wire | AX101754 | KIT MFLEX MDVO INSERTS(10/PK) | EA |  | 1 Year | 9.8451 | 5% | 9.3528
28779 | Belden Wire | AX101756 | KIT MFLEX MDVO INSERTS(10/PK) | EA |  | 1 Year | 9.8451 | 5% | 9.3528
28780 | Belden Wire | AX101757 | KIT MFLEX FILLER INSERT(10/PK) | EA |  | 1 Year | 5.2047 | 5% | 4.9445
28781 | Belden Wire | AX101758 | KIT MFLEX FILLER INSERT(10/PK) | EA |  | 1 Year | 5.2047 | 5% | 4.9445
28782 | Belden Wire | AX101759 | KIT MFLEX FILLER INSERT(10/PK) | EA |  | 1 Year | 5.2047 | 5% | 4.9445
28783 | Belden Wire | AX101760 | KIT MFLEX FILLER INSERT(10/PK) | EA |  | 1 Year | 5.2047 | 5% | 4.9445
28784 | Belden Wire | AX101761 | KIT MFLEX FILLER INSERT(10/PK) | EA |  | 1 Year | 6.2634 | 5% | 5.9502
28785 | Belden Wire | AX101762 | KIT MFLEX FILLER INSERT(10/PK) | EA |  | 1 Year | 6.2634 | 5% | 5.9502
28786 | Belden Wire | AX101763 | KIT MFLEX FILLER INSERT(10/PK) | EA |  | 1 Year | 6.2634 | 5% | 5.9502
28787 | Belden Wire | AX101764 | KIT MFLEX FILLER INSERT(10/PK) | EA |  | 1 Year | 6.2634 | 5% | 5.9502
28788 | Belden Wire | AX101765 | MEDIAFLEX UTP INSERT 2-P | EA |  | 1 Year | 22.099 | 5% | 20.994
28789 | Belden Wire | AX101766 | MEDIAFLEX UTP INSERT 2-P | EA |  | 1 Year | 22.099 | 5% | 20.994
28790 | Belden Wire | AX101767 | MEDIAFLEX UTP INSERT 2-P | EA |  | 1 Year | 22.099 | 5% | 20.994
28791 | Belden Wire | AX101769 | MEDIAFLEX UTP INSERT 2-P | EA |  | 1 Year | 13.5101 | 5% | 12.8346
28792 | Belden Wire | AX101770 | MEDIAFLEX UTP INSERT 2-P | EA |  | 1 Year | 13.5101 | 5% | 12.8346
28793 | Belden Wire | AX101771 | MEDIAFLEX UTP INSERT 2-P | EA |  | 1 Year | 13.5101 | 5% | 12.8346
28794 | Belden Wire | AX101772 | MEDIAFLEX UTP INSERT 2-P | EA |  | 1 Year | 13.5101 | 5% | 12.8346
28795 | Belden Wire | AX101773 | CLEAR WINDOW FOR MEDIAFL | EA |  | 1 Year | 11.1535 | 5% | 10.5958
28796 | Belden Wire | AX101774 | OPAQUE WINDOW FOR MEDIAF | EA |  | 1 Year | 11.1535 | 5% | 10.5958
28797 | Belden Wire | AX101775 | OPAQUE WINDOW FOR MEDIAF | EA |  | 1 Year | 11.1535 | 5% | 10.5958
28798 | Belden Wire | AX101776 | OPAQUE WINDOW - MEDIAFLE | EA |  | 1 Year | 11.1535 | 5% | 10.5958
28799 | Belden Wire | AX101777 | OPAQUE WINDOW FOR MEDIAF | EA |  | 1 Year | 11.1535 | 5% | 10.5958
28800 | Belden Wire | AX101778 | MEDIAFLEX F/P KIT, 2-POR | EA |  | 1 Year | 5.2183 | 5% | 4.9574
28801 | Belden Wire | AX101779 | MEDIAFLEX F/P KIT, 2-POR | EA |  | 1 Year | 5.2183 | 5% | 4.9574
28802 | Belden Wire | AX101780 | MEDIAFLEX F/P KIT, 2-POR | EA |  | 1 Year | 5.2183 | 5% | 4.9574
28803 | Belden Wire | AX101781 | MEDIAFLEX F/P KIT, 2-POR | EA |  | 1 Year | 5.2183 | 5% | 4.9574
28804 | Belden Wire | AX101782 | MEDIAFLEX F/P KIT, 4-POR | EA |  | 1 Year | 5.2183 | 5% | 4.9574
28805 | Belden Wire | AX101783 | MEDIAFLEX F/P KIT, 4-POR | EA |  | 1 Year | 5.2183 | 5% | 4.9574
28806 | Belden Wire | AX101784 | MEDIAFLEX F/P KIT, 4-POR | EA |  | 1 Year | 5.2183 | 5% | 4.9574
28807 | Belden Wire | AX101785 | MEDIAFLEX F/P KIT, 4-POR | EA |  | 1 Year | 5.2183 | 5% | 4.9574
28808 | Belden Wire | AX101786 | MEDIAFLEX F/P KIT, 6-POR | EA |  | 1 Year | 5.2183 | 5% | 4.9574
28809 | Belden Wire | AX101787 | MEDIAFLEX F/P KIT, 6-POR | EA |  | 1 Year | 5.2183 | 5% | 4.9574
28810 | Belden Wire | AX101788 | MEDIAFLEX F/P KIT, 6-POR | EA |  | 1 Year | 5.2183 | 5% | 4.9574
28811 | Belden Wire | AX101789 | MEDIAFLEX F/P KIT, 6-POR | EA |  | 1 Year | 5.2183 | 5% | 4.9574
28812 | Belden Wire | AX101790 | CLEAR DUST COVER FOR 8-M | EA |  | 1 Year | 20.6959 | 5% | 19.6611
28813 | Belden Wire | AX101797 | 5 INCH UNIVERSAL OFFSET | EA |  | 1 Year | 91.1176 | 5% | 86.5617
28814 | Belden Wire | AX101798 | 5 INCH UNIVERSAL OFFSET | EA |  | 1 Year | 82.8342 | 5% | 78.6925
28815 | Belden Wire | AX101799 | 5 INCH UNIVERSAL OFFSET | EA |  | 1 Year | 91.6898 | 5% | 87.1053
28816 | Belden Wire | AX101800 | 5 INCH UNIVERSAL OFFSETB | EA |  | 1 Year | 83.3544 | 5% | 79.1867
28817 | Belden Wire | AX101801 | 23 INCH UNIVERSAL EXTENS | EA |  | 1 Year | 34.9749 | 5% | 33.2262
28818 | Belden Wire | AX101802 | 23 INCH UNIVERSAL EXTENS | EA |  | 1 Year | 31.7953 | 5% | 30.2055
28819 | Belden Wire | AX101821 | LFLEX MEDIAFLEX LABELS, | EA |  | 1 Year | 93.5 | 5% | 88.825
28820 | Belden Wire | AX101823 | RCA MDVO INSERT GREY, WH | EA |  | 1 Year | 6.3846 | 5% | 6.0654
28821 | Belden Wire | AX101824 | RCA MDVO INSERT ALMOND, | EA |  | 1 Year | 6.3846 | 5% | 6.0654
28822 | Belden Wire | AX101825 | RCA MDVO INSERT WHITE, W | EA |  | 1 Year | 6.3846 | 5% | 6.0654
28823 | Belden Wire | AX101826 | RCA MDVO INSERT BLACK, W | EA |  | 1 Year | 6.3846 | 5% | 6.0654
28824 | Belden Wire | AX101827 | RCA MDVO INSERT GREY, YE | EA |  | 1 Year | 6.3846 | 5% | 6.0654
28825 | Belden Wire | AX101828 | RCA MDVO INSERT ALMOND, | EA |  | 1 Year | 6.3846 | 5% | 6.0654
28826 | Belden Wire | AX101829 | RCA MDVO INSERT WHITE, Y | EA |  | 1 Year | 6.3846 | 5% | 6.0654
28827 | Belden Wire | AX101830 | RCA MDVO INSERT BLACK, Y | EA |  | 1 Year | 6.3846 | 5% | 6.0654
28828 | Belden Wire | AX101831 | RCA MDVO INSERT GREY, RED | EA |  | 1 Year | 6.3846 | 5% | 6.0654
28829 | Belden Wire | AX101832 | RCA MDVO INSERT ALMOND, | EA |  | 1 Year | 6.3846 | 5% | 6.0654
28830 | Belden Wire | AX101833 | RCA MDVO INSERT WHITE, R | EA |  | 1 Year | 6.3846 | 5% | 6.0654
28831 | Belden Wire | AX101834 | RCA MDVO INSERT BLACK, R | EA |  | 1 Year | 6.3846 | 5% | 6.0654
28832 | Belden Wire | AX101836 | RCA MDVO INSERT ALMOND, | EA |  | 1 Year | 6.3846 | 5% | 6.0654
28833 | Belden Wire | AX101837 | RCA MDVO INSERT WHITE, B | EA |  | 1 Year | 6.3846 | 5% | 6.0654
28834 | Belden Wire | AX101838 | RCA MDVO INSERT BLACK, B | EA |  | 1 Year | 6.3846 | 5% | 6.0654
28835 | Belden Wire | AX101840 | S-VHS MDVO INSERT, | EA |  | 1 Year | 13.0361 | 5% | 12.3843
28836 | Belden Wire | AX101841 | S-VHS MDVO INSERT, | EA |  | 1 Year | 13.0361 | 5% | 12.3843
28837 | Belden Wire | AX101842 | S-VHS MDVO INSERT, | EA |  | 1 Year | 13.0361 | 5% | 12.3843
28838 | Belden Wire | AX101852 | MEDIAFLEX TERMINATION STATION | EA |  | 1 Year | 8.1691 | 5% | 7.7606
28839 | Belden Wire | AX101868 | WINDOWS FOR INTERFACE, M | EA |  | 1 Year | 22.4181 | 5% | 21.2972
28840 | Belden Wire | AX101869 | MEDIAFLEX DOUBLE GANG FA | EA |  | 1 Year | 4.1507 | 5% | 3.9432
28841 | Belden Wire | AX101870 | MEDIAFLEX FACEPLATE DG ALM | EA |  | 1 Year | 4.1507 | 5% | 3.9432
28842 | Belden Wire | AX101871 | MEDIAFLEX FACEPLATE DG ELEC WH | EA |  | 1 Year | 4.1507 | 5% | 3.9432
28843 | Belden Wire | AX101872 | MEDIAFLEX DOUBLE GANG FA | EA |  | 1 Year | 4.1507 | 5% | 3.9432
28844 | Belden Wire | AX101873 | MEDIAFLEX DOUBLE GANG AD | EA |  | 1 Year | 8.2144 | 5% | 7.8037
28845 | Belden Wire | AX101874 | MEDIAFLEX SURF ADAP BOX DG ALM | EA |  | 1 Year | 8.2144 | 5% | 7.8037
28846 | Belden Wire | AX101875 | MEDIAFLEX SURF ADAP BOX DG WHI | EA |  | 1 Year | 8.2144 | 5% | 7.8037
28847 | Belden Wire | AX101876 | MEDIAFLEX DOUBLE GANG AD | EA |  | 1 Year | 8.2144 | 5% | 7.8037
28848 | Belden Wire | AX101878 | MEDIAFLEX RCA INSERT ALM | EA |  | 1 Year | 12.3073 | 5% | 11.6919
28849 | Belden Wire | AX101879 | MEDIAFLEX RCA INSERT ELEC WHI | EA |  | 1 Year | 12.3073 | 5% | 11.6919
28850 | Belden Wire | AX101880 | MEDIAFLEX RCA IDC INSERT | EA |  | 1 Year | 12.3073 | 5% | 11.6919
28851 | Belden Wire | AX101881 | MEDIAFLEX SVHS IDC INSER | EA |  | 1 Year | 13.978 | 5% | 13.2791
28852 | Belden Wire | AX101883 | MEDIAFLEX SVHS INSERT ELEC WHI | EA |  | 1 Year | 13.978 | 5% | 13.2791
28853 | Belden Wire | AX101884 | MEDIAFLEX SVHS IDC INSER | EA |  | 1 Year | 13.978 | 5% | 13.2791
28854 | Belden Wire | AX101885 | MEDIAFLEX SVGA IDC INSER | EA |  | 1 Year | 22.3672 | 5% | 21.2488
28855 | Belden Wire | AX101886 | MEDIAFLEX SVGA IDC INSER | EA |  | 1 Year | 22.3672 | 5% | 21.2488
28856 | Belden Wire | AX101887 | MEDIAFLEX SVGA INSERT ELEC WHI | EA |  | 1 Year | 22.3672 | 5% | 21.2488
28857 | Belden Wire | AX101888 | MEDIAFLEX SVGA IDC INSER | EA |  | 1 Year | 22.3672 | 5% | 21.2488
28858 | Belden Wire | AX101935 | MEDIAFLEX SC SM DUPLEX 3 | EA |  | 1 Year | 24.8862 | 5% | 23.6419
28859 | Belden Wire | AX101936 | MEDIAFLEX SC DX SM INSERT ALM | EA |  | 1 Year | 24.8862 | 5% | 23.6419
28860 | Belden Wire | AX101937 | MFLEX SC DX SM INSERT ELEC WHI | EA |  | 1 Year | 24.8862 | 5% | 23.6419
28861 | Belden Wire | AX101938 | MEDIAFLEX SC SM DUPLEX 3 | EA |  | 1 Year | 24.8862 | 5% | 23.6419
28862 | Belden Wire | AX101939 | MEDIAFLEX SC MM DUPLEX 3 | EA |  | 1 Year | 16.5946 | 5% | 15.7649
28863 | Belden Wire | AX101940 | MEDIAFLEX SC DX MM INSERT ALM | EA |  | 1 Year | 16.5946 | 5% | 15.7649
28864 | Belden Wire | AX101941 | MFLEX SC DX MM INSERT ELEC WHI | EA |  | 1 Year | 16.5946 | 5% | 15.7649
28865 | Belden Wire | AX101942 | MEDIAFLEX SC MM DUPLEX 3 | EA |  | 1 Year | 16.5946 | 5% | 15.7649
28866 | Belden Wire | AX101943 | FXM 1U RACK MOUNT PATCHP | EA |  | 1 Year | 218.5705 | 5% | 207.642
28867 | Belden Wire | AX101945 | GIGABIX CAT6+ PATCHCORD | EA |  | 1 Year | 17.9154 | 5% | 17.0196
28868 | Belden Wire | AX101948 | GIGABIX CAT6+ PATCHCORD | EA |  | 1 Year | 21.3671 | 5% | 20.2987
28869 | Belden Wire | AX101949 | GIGABIX CAT6+ PATCHCORD | EA |  | 1 Year | 24.2497 | 5% | 23.0372
28870 | Belden Wire | AX101951 | GIGABIX CAT6+ PATCHCORD | EA |  | 1 Year | 13.362 | 5% | 12.6939
28871 | Belden Wire | AX101952 | GIGABIX CAT6+ PATCHCORD | EA |  | 1 Year | 14.55 | 5% | 13.8225
28872 | Belden Wire | AX101953 | GIGABIX CAT6+ PATCHCORD | EA |  | 1 Year | 15.7005 | 5% | 14.9155
28873 | Belden Wire | AX101954 | GIGABIX CAT6+ PATCHCORD | EA |  | 1 Year | 16.8883 | 5% | 16.0439
28874 | Belden Wire | AX101956 | GIGABIX CAT6+ PATCHCORD | EA |  | 1 Year | 25.4994 | 5% | 24.2244
28875 | Belden Wire | AX101957 | GIGABIX CAT6+ PATCHCORD | EA |  | 1 Year | 13.362 | 5% | 12.6939
28876 | Belden Wire | AX101958 | GIGABIX CAT6+ PATCHCORD | EA |  | 1 Year | 14.55 | 5% | 13.8225
28877 | Belden Wire | AX101959 | GIGABIX CAT6+ PATCHCORD | EA |  | 1 Year | 15.7005 | 5% | 14.9155
28878 | Belden Wire | AX101960 | GIGABIX CAT6+ PATCHCORD | EA |  | 1 Year | 16.8883 | 5% | 16.0439
28879 | Belden Wire | AX101962 | GIGABIX CAT6+ PATCHCORD | EA |  | 1 Year | 25.4994 | 5% | 24.2244
28880 | Belden Wire | AX101963 | GIGABIX CAT5E PATCHCORD B | EA |  | 1 Year | 14.8716 | 5% | 14.128
28881 | Belden Wire | AX101964 | GIGABIX PS5E PATCHCORD B | EA |  | 1 Year | 15.8613 | 5% | 15.0682
28882 | Belden Wire | AX101967 | GIGABIX CAT5E PATCHCORD B | EA |  | 1 Year | 20.1175 | 5% | 19.1116
28883 | Belden Wire | AX101968 | GIGABIX CAT5E PATCHCORD B | EA |  | 1 Year | 24.8808 | 5% | 23.6368
28884 | Belden Wire | AX101969 | GIGABIX CAT5E PATCHCORD B | EA |  | 1 Year | 11.0981 | 5% | 10.5432
28885 | Belden Wire | AX101970 | GIGABIX CAT5E PATCHCORD B | EA |  | 1 Year | 12.0507 | 5% | 11.4482
28886 | Belden Wire | AX101971 | GIGABIX CAT5E PATCHCORD B | EA |  | 1 Year | 13.0155 | 5% | 12.3647
28887 | Belden Wire | AX101972 | GIGABIX CAT5E PATCHCORD B | EA |  | 1 Year | 13.9808 | 5% | 13.2818
28888 | Belden Wire | AX101973 | GIGABIX CAT5E PATCHCORD B | EA |  | 1 Year | 16.3438 | 5% | 15.5266
28889 | Belden Wire | AX101974 | GIGABIX CAT5E PATCHCORD B | EA |  | 1 Year | 21.1443 | 5% | 20.0871
28890 | Belden Wire | AX101975 | GIGABIX CAT5E PATCHCORD B | EA |  | 1 Year | 11.0981 | 5% | 10.5432
28891 | Belden Wire | AX101976 | GIGABIX CAT5E PATCHCORD B | EA |  | 1 Year | 12.0507 | 5% | 11.4482
28892 | Belden Wire | AX101977 | GIGABIX CAT5E PATCHCORD B | EA |  | 1 Year | 13.0155 | 5% | 12.3647
28893 | Belden Wire | AX101978 | GIGABIX CAT5E PATCHCORD B | EA |  | 1 Year | 13.9808 | 5% | 13.2818
28894 | Belden Wire | AX101979 | GIGABIX CAT5E PATCHCORD B | EA |  | 1 Year | 16.3438 | 5% | 15.5266
28895 | Belden Wire | AX101980 | GIGABIX CAT5E PATCHCORD B | EA |  | 1 Year | 21.1443 | 5% | 20.0871
28896 | Belden Wire | AX101985 | GIGABIX RACK MOUNT TERM. KIT | EA |  | 1 Year | 206.0129 | 5% | 195.7123
28897 | Belden Wire | AX101986 | GIGABIX RACK MOUNT PANEL | EA |  | 1 Year | 136.2471 | 5% | 129.4347
28898 | Belden Wire | AX101987 | GIGABIX / MEDIAFLEX ADAPTER | EA |  | 1 Year | 12.5813 | 5% | 11.9522
28899 | Belden Wire | AX101988 | MDVO MM OUTLET BOX WHITE | EA |  | 1 Year | 27.5706 | 5% | 26.1921
28900 | Belden Wire | AX102005 | 1-PORT S/S SG FACEPLATE | EA |  | 1 Year | 10.1959 | 5% | 9.6861
28901 | Belden Wire | AX102006 | 1-PORT S/S SG FACEPLATE | EA |  | 1 Year | 9.6757 | 5% | 9.1919
28902 | Belden Wire | AX102007 | 2-PORT S/S SG FACEPLATE | EA |  | 1 Year | 9.6757 | 5% | 9.1919
28903 | Belden Wire | AX102008 | 3-PORT S/S SG FACEPLATE | EA |  | 1 Year | 9.6757 | 5% | 9.1919
28904 | Belden Wire | AX102009 | 4-PORT S/S SG FACEPLATE | EA |  | 1 Year | 10.9242 | 5% | 10.378
28905 | Belden Wire | AX102010 | 6-PORT S/S SG FACEPLATE | EA |  | 1 Year | 10.9242 | 5% | 10.378
28906 | Belden Wire | AX102011 | 4-PORT S/S DG FACEPLATE | EA |  | 1 Year | 17.5085 | 5% | 16.6331
28907 | Belden Wire | AX102012 | 6-PORT S/S DG FACEPLATE | EA |  | 1 Year | 17.5085 | 5% | 16.6331
28908 | Belden Wire | AX102013 | 12-PORT S/S DG FACEPLATE | EA |  | 1 Year | 24.7615 | 5% | 23.5234
28909 | Belden Wire | AX102017 | COLORED BEZEL MDVO-STYLE | EA |  | 1 Year | 0.3512 | 5% | 0.33364
28910 | Belden Wire | AX102019 | COLORED BEZEL MDVO-STYLE | EA |  | 1 Year | 0.3512 | 5% | 0.33364
28911 | Belden Wire | AX102023 | COLORED BEZEL MDVO-STYLE | EA |  | 1 Year | 0.3512 | 5% | 0.33364
28912 | Belden Wire | AX102024 | COLORED BEZEL MDVO-STYLE | EA |  | 1 Year | 0.3512 | 5% | 0.33364
28913 | Belden Wire | AX102032 | FXM 1U RACK MOUNT PANEL | EA |  | 1 Year | 86.0735 | 5% | 81.7698
28914 | Belden Wire | AX102033 | FXM 1U RACK MOUNT PANEL | EA |  | 1 Year | 91.8668 | 5% | 87.2735
28915 | Belden Wire | AX102035 | DECORA INSERT 1P VERT AL | EA |  | 1 Year | 5.6739 | 5% | 5.3902
28916 | Belden Wire | AX102036 | DECORA INSERT 1P VERT WH | EA |  | 1 Year | 5.6739 | 5% | 5.3902
28917 | Belden Wire | AX102037 | DECORA INSERT 1P VERT BL | EA |  | 1 Year | 5.6739 | 5% | 5.3902
28918 | Belden Wire | AX102039 | DECORA INSERT 1P HORZ AL | EA |  | 1 Year | 5.6739 | 5% | 5.3902
28919 | Belden Wire | AX102040 | DECORA INSERT 1P HORZ WH | EA |  | 1 Year | 5.6739 | 5% | 5.3902
28920 | Belden Wire | AX102041 | DECORA INSERT 1P HORZ BL | EA |  | 1 Year | 5.6739 | 5% | 5.3902
28921 | Belden Wire | AX102043 | DECORA INSERT 2P VERT AL | EA |  | 1 Year | 5.6739 | 5% | 5.3902
28922 | Belden Wire | AX102044 | DECORA INSERT 2P VERT WH | EA |  | 1 Year | 5.6739 | 5% | 5.3902
28923 | Belden Wire | AX102073 | GIGABIX FRAME 1152-PORT BLACK | EA |  | 1 Year | 2014.445 | 5% | 1913.7227
28924 | Belden Wire | AX102082 | GIGABIX FRAME END KIT BLACK | EA |  | 1 Year | 207.9744 | 5% | 197.5757
28925 | Belden Wire | AX102089 | MDVO LC KEY DUP MM RD-GY | EA |  | 1 Year | 20.9999 | 5% | 19.9499
28926 | Belden Wire | AX102090 | MDVO LC KEY DUP MM GN-GY | EA |  | 1 Year | 20.9999 | 5% | 19.9499
28927 | Belden Wire | AX102091 | MDVO LC KEY DUP MM YL-GY | EA |  | 1 Year | 20.9999 | 5% | 19.9499
28928 | Belden Wire | AX102093 | MDVO LC KEY DUP MM OR-GY | EA |  | 1 Year | 20.9999 | 5% | 19.9499
28929 | Belden Wire | AX102094 | MDVO LC KEY DUP MM BL-GY | EA |  | 1 Year | 20.9999 | 5% | 19.9499
28930 | Belden Wire | AX102095 | MDVO LC KEY DUP MM RD-AL | EA |  | 1 Year | 20.9999 | 5% | 19.9499
28931 | Belden Wire | AX102096 | MDVO LC KEY DUP MM GN-AL | EA |  | 1 Year | 20.9999 | 5% | 19.9499
28932 | Belden Wire | AX102097 | MDVO LC KEY DUP MM YL-AL | EA |  | 1 Year | 20.9999 | 5% | 19.9499
28933 | Belden Wire | AX102098 | MDVO LC KEY DUP MM BK-AL | EA |  | 1 Year | 20.9999 | 5% | 19.9499
28934 | Belden Wire | AX102099 | MDVO LC KEY DUP MM OR-AL | EA |  | 1 Year | 20.9999 | 5% | 19.9499
28935 | Belden Wire | AX102100 | MDVO LC KEY DUP MM BL-AL | EA |  | 1 Year | 20.9999 | 5% | 19.9499
28936 | Belden Wire | AX102105 | MDVO LC KEY DUP MM OR-WH | EA |  | 1 Year | 20.9999 | 5% | 19.9499
28937 | Belden Wire | AX102107 | MDVO LC KEY DUP MM RD-BK | EA |  | 1 Year | 20.9999 | 5% | 19.9499
28938 | Belden Wire | AX102109 | MDVO LC KEY DUP MM YL-BK | EA |  | 1 Year | 20.9999 | 5% | 19.9499
28939 | Belden Wire | AX102111 | MDVO LC KEY DUP MM OR-BK | EA |  | 1 Year | 20.9999 | 5% | 19.9499
28940 | Belden Wire | AX102112 | MDVO LC KEY DUP MM BL-BK | EA |  | 1 Year | 20.9999 | 5% | 19.9499
28941 | Belden Wire | AX102113 | FXM MOD 12F MM LC KEY RD | EA |  | 1 Year | 171.6947 | 5% | 163.11
28942 | Belden Wire | AX102114 | FXM MOD 12F MM LC KEY GN | EA |  | 1 Year | 171.6947 | 5% | 163.11
28943 | Belden Wire | AX102115 | FXM MOD 12F MM LC KEY YL | EA |  | 1 Year | 171.6947 | 5% | 163.11
28944 | Belden Wire | AX102116 | FXM MOD 12F MM LC KEY BK | EA |  | 1 Year | 171.6947 | 5% | 163.11
28945 | Belden Wire | AX102117 | FXM MOD 12F MM LC KEY OR | EA |  | 1 Year | 171.6947 | 5% | 163.11
28946 | Belden Wire | AX102118 | FXM MOD 12F MM LC KEY BL | EA |  | 1 Year | 171.6947 | 5% | 163.11
28947 | Belden Wire | AX102119 | LC KEY DUP 12F MM RD/BK | EA |  | 1 Year | 60.2438 | 5% | 57.2316
28948 | Belden Wire | AX102122 | LC KEY DUP 12F MM BK/BK | EA |  | 1 Year | 60.2438 | 5% | 57.2316
28949 | Belden Wire | AX102128 | LC KEY DUP 24F MM BK/BK | EA |  | 1 Year | 112.455 | 5% | 106.8322
28950 | Belden Wire | AX102129 | LC KEY DUP 24F MM OR/BK | EA |  | 1 Year | 112.455 | 5% | 106.8322
28951 | Belden Wire | AX102130 | FX ADAP STRIP MM 12P | EA |  | 1 Year | 112.455 | 5% | 106.8322
28952 | Belden Wire | AX102145 | GIGABIX FRAME OVERHEAD K | EA |  | 1 Year | 118.4626 | 5% | 112.5395
28953 | Belden Wire | AX102146 | GIGABIX COLOR-CODED CLIP GREY | EA |  | 1 Year | 0.5198 | 5% | 0.49381
28954 | Belden Wire | AX102151 | GIGABIX COLOR-CODED CLIP RED | EA |  | 1 Year | 0.5198 | 5% | 0.49381
28955 | Belden Wire | AX102152 | GIGABIX COLOR-CODED CLIP YEL | EA |  | 1 Year | 0.5198 | 5% | 0.49381
28956 | Belden Wire | AX102154 | GIGABIX COLOR-CODED CLIP BLUE | EA |  | 1 Year | 0.5198 | 5% | 0.49381
28957 | Belden Wire | AX102155 | GIGABIX COLOR-CODED CLIP PUR | EA |  | 1 Year | 0.5198 | 5% | 0.49381
28958 | Belden Wire | AX102187 | FXM MOD CLEAR 12-FIB | EA |  | 1 Year | 151.8995 | 5% | 144.3045
28959 | Belden Wire | AX102188 | FXM MOD CLEAR 12-FIB | EA |  | 1 Year | 113.9216 | 5% | 108.2255
28960 | Belden Wire | AX102190 | GIGABIX MGNT RING ADAPTE | EA |  | 1 Year | 17.3825 | 5% | 16.5134
28961 | Belden Wire | AX102205 | OPTIMAX LC KEYED MM 62.5 | EA |  | 1 Year | 24.3364 | 5% | 23.1196
28962 | Belden Wire | AX102206 | OPTIMAX LC KEYED MM 62.5 | EA |  | 1 Year | 24.3364 | 5% | 23.1196
28963 | Belden Wire | AX102207 | OPTIMAX LC KEYED MM 62.5 | EA |  | 1 Year | 24.3364 | 5% | 23.1196
28964 | Belden Wire | AX102209 | MDVO LC DUP MM MOD GREY | EA |  | 1 Year | 19.1035 | 5% | 18.1483
28965 | Belden Wire | AX102213 | MDVO LC DUP SM MOD GREY | EA |  | 1 Year | 24.0406 | 5% | 22.8386
28966 | Belden Wire | AX102219 | Keystone FX PP Strip LC 12F SM | EA |  | 1 Year | 133.3395 | 5% | 126.6725
28967 | Belden Wire | AX102219+TW | KEYSTONE FX PP STRIP, LC | EA |  | 1 Year | 146.6629 | 5% | 139.3298
28968 | Belden Wire | AX102220 | Keystone FX PP Strip LC 12F MM | EA |  | 1 Year | 114.3185 | 5% | 108.6026
28969 | Belden Wire | AX102220+TW | KEYSTONE FX PP STRIP, LC | EA |  | 1 Year | 109.2076 | 5% | 103.7472
28970 | Belden Wire | AX102221 | Keystone FX PP Strip ST 6F | EA |  | 1 Year | 133.3395 | 5% | 126.6725
28971 | Belden Wire | AX102221+TW | KEYSTONE FX PP STRIP, ST | EA |  | 1 Year | 44.2405 | 5% | 42.0285
28972 | Belden Wire | AX102223 | KEYSTONE FX PP STRIP, 6- | EA |  | 1 Year | 66.3686 | 5% | 63.0502
28973 | Belden Wire | AX102223+TW | KEYSTONE FX PP STRIP, 6- | EA |  | 1 Year | 66.3686 | 5% | 63.0502
28974 | Belden Wire | AX102248 | KCONN FACEPLATE 4-P SG ALMOND | EA |  | 1 Year | 2.601 | 5% | 2.4709
28975 | Belden Wire | AX102249 | KCONN FACEPLATE 4-P SG WHITE | EA |  | 1 Year | 2.601 | 5% | 2.4709
28976 | Belden Wire | AX102250 | KCONN FACEPLATE 6-P SG ALMOND | EA |  | 1 Year | 2.601 | 5% | 2.4709
28977 | Belden Wire | AX102251 | KCONN FACEPLATE 6-P SG WHITE | EA |  | 1 Year | 2.601 | 5% | 2.4709
28978 | Belden Wire | AX102256 | KCONN FACEPLATE 12-P DG ALM | EA |  | 1 Year | 3.9015 | 5% | 3.7064
28979 | Belden Wire | AX102257 | KCONN FACEPLATE 12-P DG WHI | EA |  | 1 Year | 3.9015 | 5% | 3.7064
28980 | Belden Wire | AX102269 | 10GX JACK MDVO GREY | EA |  | 1 Year | 17.3249 | 5% | 16.4587
28981 | Belden Wire | AX102270 | 10GX JACK MDVO ALMOND | EA |  | 1 Year | 17.3249 | 5% | 16.4587
28982 | Belden Wire | AX102271 | 10GX JACK MDVO WHITE | EA |  | 1 Year | 17.3249 | 5% | 16.4587
28983 | Belden Wire | AX102272 | 10GX JACK MDVO BLACK | EA |  | 1 Year | 17.3249 | 5% | 16.4587
28984 | Belden Wire | AX102273 | 10GX JACK MDVO ORANGE TIA606 | EA |  | 1 Year | 17.3249 | 5% | 16.4587
28985 | Belden Wire | AX102274 | 10GX JACK MDVO RED TIA606 | EA |  | 1 Year | 17.3249 | 5% | 16.4587
28986 | Belden Wire | AX102275 | 10GX JACK MDVO YELLOW TIA606 | EA |  | 1 Year | 17.3249 | 5% | 16.4587
28987 | Belden Wire | AX102276 | 10GX JACK MDVO GREEN TIA606 | EA |  | 1 Year | 17.3249 | 5% | 16.4587
28988 | Belden Wire | AX102277 | 10GX JACK MDVO BLUE TIA606 | EA |  | 1 Year | 17.3249 | 5% | 16.4587
28989 | Belden Wire | AX102278 | 10GX JACK MDVO PURPLE TIA 606 | EA |  | 1 Year | 17.3249 | 5% | 16.4587
28990 | Belden Wire | AX102279 | 10GX JACK MDVO BROWN TIA 606 | EA |  | 1 Year | 17.3249 | 5% | 16.4587
28991 | Belden Wire | AX102280 | 10GX JACK KCONN GREY | EA |  | 1 Year | 16.0055 | 5% | 15.2052
28992 | Belden Wire | AX102281 | 10GX JACK KCONN ALMOND | EA |  | 1 Year | 16.0055 | 5% | 15.2052
28993 | Belden Wire | AX102282 | 10GX JACK KCONN ELEC WHITE | EA |  | 1 Year | 16.0055 | 5% | 15.2052
28994 | Belden Wire | AX102283 | 10GX JACK KCONN BLACK | EA |  | 1 Year | 16.0055 | 5% | 15.2052
28995 | Belden Wire | AX102284 | 10GX JACK KCONN ORANGE TIA606 | EA |  | 1 Year | 16.0055 | 5% | 15.2052
28996 | Belden Wire | AX102285 | 10GX JACK KCONN RED TIA606 | EA |  | 1 Year | 16.0055 | 5% | 15.2052
28997 | Belden Wire | AX102286 | 10GX JACK KCONN YELLOW TIA606 | EA |  | 1 Year | 16.0055 | 5% | 15.2052
28998 | Belden Wire | AX102287 | 10GX JACK KCONN GREEN TIA606 | EA |  | 1 Year | 16.0055 | 5% | 15.2052
28999 | Belden Wire | AX102288 | 10GX JACK KCONN BLUE TIA606 | EA |  | 1 Year | 16.0055 | 5% | 15.2052
29000 | Belden Wire | AX102289 | 10GX JACK KCONN PURPLE TIA606 | EA |  | 1 Year | 16.0055 | 5% | 15.2052
29001 | Belden Wire | AX102290 | 10GX JACK KCONN BROWN TIA606 | EA |  | 1 Year | 16.0055 | 5% | 15.2052
29002 | Belden Wire | AX102291 | KCONN MOD FURN ADAP 3-P WHI | EA |  | 1 Year | 3.1212 | 5% | 2.9651
29003 | Belden Wire | AX102292 | KCONN MOD FURN ADAP 3-P BLK | EA |  | 1 Year | 3.1212 | 5% | 2.9651
29004 | Belden Wire | AX102299 | LFLEX KEYCONNECT PATCH PNL,WHI | EA |  | 1 Year | 74.25 | 5% | 70.5375
29005 | Belden Wire | AX102305 | FXM MODULE 24-FIBER,LC, | EA |  | 1 Year | 252.315 | 5% | 239.6992
29006 | Belden Wire | AX102305+CN | FXM MODULE 24-FIBER,LC, | EA |  | 1 Year | 236.2427 | 5% | 224.4306
29007 | Belden Wire | AX102306 | FXM MODULE 24-FIBER,LC, | EA |  | 1 Year | 226.5165 | 5% | 215.1907
29008 | Belden Wire | AX102306+CN | FXM MODULE 24-FIBER,LC, | EA |  | 1 Year | 186.1307 | 5% | 176.8242
29009 | Belden Wire | AX102307 | FXM MODULE 24-FIBER | EA |  | 1 Year | 1680.8913 | 5% | 1596.8467
29010 | Belden Wire | AX102308+CN | FXM MODULE 24-FIBER | EA |  | 1 Year | 1218.7983 | 5% | 1157.8584
29011 | Belden Wire | AX102309 | FXM MODULE 24-FIBER | EA |  | 1 Year | 976.1854 | 5% | 927.3761
29012 | Belden Wire | AX102310 | SECURE/KEYED LC FXM MOD | EA |  | 1 Year | 263.0644 | 5% | 249.9112
29013 | Belden Wire | AX102311 | SECURE/KEYED LC FXM MOD | EA |  | 1 Year | 263.0644 | 5% | 249.9112
29014 | Belden Wire | AX102312 | SECURE/KEYED LC FXM MOD | EA |  | 1 Year | 263.0644 | 5% | 249.9112
29015 | Belden Wire | AX102313 | SECURE/KEYED LC FXM MOD | EA |  | 1 Year | 263.0644 | 5% | 249.9112
29016 | Belden Wire | AX102314 | SECURE/KEYED LC FXM MOD | EA |  | 1 Year | 263.0644 | 5% | 249.9112
29017 | Belden Wire | AX102315 | SECURE/KEYED LC FXM MOD | EA |  | 1 Year | 263.0644 | 5% | 249.9112
29018 | Belden Wire | AX102334 | MEDIAFLEX SVGA FEED THRO | EA |  | 1 Year | 21.3086 | 5% | 20.2432
29019 | Belden Wire | AX102335 | MEDIAFLEX SVGA FEED THRO | EA |  | 1 Year | 21.3086 | 5% | 20.2432
29020 | Belden Wire | AX102336 | MEDIAFLEX SVGA COUPLER INSERT | EA |  | 1 Year | 21.3086 | 5% | 20.2432
29021 | Belden Wire | AX102337 | MEDIAFLEX SVGA FEED THRO | EA |  | 1 Year | 21.3086 | 5% | 20.2432
29022 | Belden Wire | AX102362 | FXM PRETERM 12F, MPO-K1 | EA |  | 1 Year | 597.4307 | 5% | 567.5592
29023 | Belden Wire | AX102363 | FXM PRETERM 12F, MPO-K2 | EA |  | 1 Year | 597.4307 | 5% | 567.5592
29024 | Belden Wire | AX102364 | FXM PRETERM 12F, MPO-K3 | EA |  | 1 Year | 597.4307 | 5% | 567.5592
29025 | Belden Wire | AX102365 | FXM PRETERM 12F, MPO-K4 | EA |  | 1 Year | 597.4307 | 5% | 567.5592
29026 | Belden Wire | AX102366 | FXM PRETERM 12F, MPO-K5 | EA |  | 1 Year | 597.4307 | 5% | 567.5592
29027 | Belden Wire | AX102367 | FXM PRETERM 12F, MPO-K6 | EA |  | 1 Year | 597.4307 | 5% | 567.5592
29028 | Belden Wire | AX102368 | FXM PRETERM 12F, MPO-K1 | EA |  | 1 Year | 726.8233 | 5% | 690.4821
29029 | Belden Wire | AX102369 | FXM PRETERM 12F, MPO-K2 | EA |  | 1 Year | 726.8233 | 5% | 690.4821
29030 | Belden Wire | AX102370 | FXM PRETERM 12F, MPO-K3 | EA |  | 1 Year | 726.8233 | 5% | 690.4821
29031 | Belden Wire | AX102371 | FXM PRETERM 12F, MPO-K4 | EA |  | 1 Year | 726.8233 | 5% | 690.4821
29032 | Belden Wire | AX102372 | FXM PRETERM 12F, MPO-K5 | EA |  | 1 Year | 726.8233 | 5% | 690.4821
29033 | Belden Wire | AX102373 | FXM PRETERM 12F, MPO-K6 | EA |  | 1 Year | 726.8233 | 5% | 690.4821
29034 | Belden Wire | AX102410 | KIT MFLEX KCONN INSERTS(10/PK) | EA |  | 1 Year | 7.2107 | 5% | 6.8502
29035 | Belden Wire | AX102411 | KIT MFLEX KCONN INSERTS(10/PK) | EA |  | 1 Year | 7.2107 | 5% | 6.8502
29036 | Belden Wire | AX102412 | KIT MFLEX KCONN INSERTS(10/PK) | EA |  | 1 Year | 8.2805 | 5% | 7.8665
29037 | Belden Wire | AX102413 | KIT MFLEX KCONN INSERTS(10/PK) | EA |  | 1 Year | 8.2805 | 5% | 7.8665
29038 | Belden Wire | AX102424 | KEYSTONE LC KEYED MODULE | EA |  | 1 Year | 23.6714 | 5% | 22.4878
29039 | Belden Wire | AX102425 | KEYSTONE LC KEYED MODULE | EA |  | 1 Year | 23.6714 | 5% | 22.4878
29040 | Belden Wire | AX102426 | KEYSTONE LC KEYED MODULE | EA |  | 1 Year | 23.6714 | 5% | 22.4878
29041 | Belden Wire | AX102427 | KEYSTONE LC KEYED MODULE | EA |  | 1 Year | 23.6714 | 5% | 22.4878
29042 | Belden Wire | AX102428 | KCONN MFLEX FP KIT 4-P ALM | EA |  | 1 Year | 6.0423 | 5% | 5.7402
29043 | Belden Wire | AX102429 | KCONN MFLEX FP KIT 4-P ELEC WH | EA |  | 1 Year | 6.0423 | 5% | 5.7402
29044 | Belden Wire | AX102430 | KCONN MFLEX FP KIT 6-P ALM | EA |  | 1 Year | 6.2227 | 5% | 5.9116
29045 | Belden Wire | AX102431 | KCONN MFLEX FP KIT 6-P ELEC WH | EA |  | 1 Year | 6.2227 | 5% | 5.9116
29046 | Belden Wire | AX102432 | KCONN MFLEX FP KIT 4-P ALM | EA |  | 1 Year | 6.0423 | 5% | 5.7402
29047 | Belden Wire | AX102433 | KCONN MFLEX FP KIT 4-P ELEC WH | EA |  | 1 Year | 6.0423 | 5% | 5.7402
29048 | Belden Wire | AX102434 | KEYSTONE MEDIAFLEX DG FP | EA |  | 1 Year | 8.2088 | 5% | 7.7984
29049 | Belden Wire | AX102436 | KEYSTONE MEDIAFLEX DG FP | EA |  | 1 Year | 8.2088 | 5% | 7.7984
29050 | Belden Wire | AX102437 | KEYSTONE MEDIAFLEX DG FP | EA |  | 1 Year | 8.2088 | 5% | 7.7984
29051 | Belden Wire | AX102480 | MEDIAFLEX SINGLE GANG AD | EA |  | 1 Year | 6.7649 | 5% | 6.4267
29052 | Belden Wire | AX102481 | MEDIAFLEX SINGLE GANG AD | EA |  | 1 Year | 6.7649 | 5% | 6.4267
29053 | Belden Wire | AX102482 | MEDIAFLEX SINGLE GANG AD | EA |  | 1 Year | 6.7649 | 5% | 6.4267
29054 | Belden Wire | AX102483 | MEDIAFLEX SINGLE GANG AD | EA |  | 1 Year | 6.7649 | 5% | 6.4267
29055 | Belden Wire | AX102484 | MEDIAFLEX SINGLE GANG AD | EA |  | 1 Year | 6.7649 | 5% | 6.4267
29056 | Belden Wire | AX102485 | MEDIAFLEX SINGLE GANG AD | EA |  | 1 Year | 6.7649 | 5% | 6.4267
29057 | Belden Wire | AX102512 | VELCRO SADDLE KIT WITH # | EA |  | 1 Year | 31.31 | 5% | 29.7445
29058 | Belden Wire | AX102513 | VELCRO SADDLE KIT WITH 1 | EA |  | 1 Year | 31.31 | 5% | 29.7445
29059 | Belden Wire | AX102514 | MAX-BRACKET-4U ADJUSTABL | EA |  | 1 Year | 85.91 | 5% | 81.6145
29060 | Belden Wire | AX102515 | 75FT ROLL X 1/2IN BULK V | EA |  | 1 Year | 56.32 | 5% | 53.504
29061 | Belden Wire | AX102516 | FIBER CABLE SLACK MANAGE | EA |  | 1 Year | 38.9538 | 5% | 37.0061
29062 | Belden Wire | AX102517 | FIBER CABLE SLACK MANAGE | EA |  | 1 Year | 92.5038 | 5% | 87.8786
29063 | Belden Wire | AX102519 | KEYSTONE MEDIAFLEX DG FP | EA |  | 1 Year | 8.2088 | 5% | 7.7984
29064 | Belden Wire | AX102520 | KEYSTONE MEDIAFLEX DG FP | EA |  | 1 Year | 8.2088 | 5% | 7.7984
29065 | Belden Wire | AX102521 | KEYSTONE MEDIAFLEX DG FP | EA |  | 1 Year | 8.2088 | 5% | 7.7984
29066 | Belden Wire | AX102522 | KEYSTONE MEDIAFLEX DG FP | EA |  | 1 Year | 8.2088 | 5% | 7.7984
29067 | Belden Wire | AX102523 | KEYSTONE MEDIAFLEX DG FP | EA |  | 1 Year | 8.2088 | 5% | 7.7984
29068 | Belden Wire | AX102524 | KEYSTONE MEDIAFLEX DG FP | EA |  | 1 Year | 8.2088 | 5% | 7.7984
29069 | Belden Wire | AX102562 | 10GX JACK MDVO IVORY | EA |  | 1 Year | 17.3249 | 5% | 16.4587
29070 | Belden Wire | AX102564 | CAT5E JACK MDVO IVORY | EA |  | 1 Year | 6.6002 | 5% | 6.2702
29071 | Belden Wire | AX102566 | MEDIAFLEX F/P KIT, 2-POR | EA |  | 1 Year | 4.0372 | 5% | 3.8353
29072 | Belden Wire | AX102567 | MEDIAFLEX F/P KIT, 4-POR | EA |  | 1 Year | 4.8318 | 5% | 4.5902
29073 | Belden Wire | AX102568 | MEDIAFLEX F/P KIT, 6-POR | EA |  | 1 Year | 4.8958 | 5% | 4.651
29074 | Belden Wire | AX102569 | MEDIAFLEX SINGLE-GANG FA | EA |  | 1 Year | 2.0618 | 5% | 1.9587
29075 | Belden Wire | AX102570 | MEDIAFLEX DOUBLE GANG FA | EA |  | 1 Year | 3.7334 | 5% | 3.5467
29076 | Belden Wire | AX102572 | KIT MFLEX MDVO INSERTS (10/PK) | EA |  | 1 Year | 7.9498 | 5% | 7.5523
29077 | Belden Wire | AX102573 | KIT MFLEX MDVO INSERTS(10/PK) | EA |  | 1 Year | 9.1291 | 5% | 8.6726
29078 | Belden Wire | AX102574 | MEDIAFLEX UTP INSERT 2-P | EA |  | 1 Year | 19.6008 | 5% | 18.6208
29079 | Belden Wire | AX102575 | MEDIAFLEX UTP INSERT 2-P | EA |  | 1 Year | 11.983 | 5% | 11.3839
29080 | Belden Wire | AX102576 | KIT MFLEX FILLER INSERT(10/PK) | EA |  | 1 Year | 5.2047 | 5% | 4.9445
29081 | Belden Wire | AX102577 | KIT MFLEX FILLER INSERT | EA |  | 1 Year | 6.2634 | 5% | 5.9502
29082 | Belden Wire | AX102578 | MEDIAFLEX RCA IDC INSERT | EA |  | 1 Year | 11.4123 | 5% | 10.8417
29083 | Belden Wire | AX102579 | MEDIAFLEX SVHS IDC INSER | EA |  | 1 Year | 12.9614 | 5% | 12.3133
29084 | Belden Wire | AX102580 | MEDIAFLEX SVGA IDC INSER | EA |  | 1 Year | 20.7405 | 5% | 19.7035
29085 | Belden Wire | AX102581 | MEDIAFLEX SVGA FEED THRO | EA |  | 1 Year | 21.3086 | 5% | 20.2432
29086 | Belden Wire | AX102582 | INTERFACE PLATE 2-PORT, | EA |  | 1 Year | 2.6564 | 5% | 2.5236
29087 | Belden Wire | AX102583 | INTERFACE PLATE 4-PORT, | EA |  | 1 Year | 2.6564 | 5% | 2.5236
29088 | Belden Wire | AX102584 | INTERFACE PLATE 6-PORT, | EA |  | 1 Year | 2.6564 | 5% | 2.5236
29089 | Belden Wire | AX102585 | MDVO FP FLUSH 1P IVORY | EA |  | 1 Year | 3.0719 | 5% | 2.9183
29090 | Belden Wire | AX102586 | MDVO FP FLUSH 8P IVORY | EA |  | 1 Year | 3.0719 | 5% | 2.9183
29091 | Belden Wire | AX102587 | MDVO FP FLUSH 12P IVORY | EA |  | 1 Year | 5.9101 | 5% | 5.6146
29092 | Belden Wire | AX102588 | MDVO FP ANGLED 4P IVORY | EA |  | 1 Year | 3.4406 | 5% | 3.2686
29093 | Belden Wire | AX102589 | NORDX FACEPLATE SURFACE | EA |  | 1 Year | 4.2268 | 5% | 4.0155
29094 | Belden Wire | AX102590 | MDVO SIDE ENTRY BOX, | EA |  | 1 Year | 4.2022 | 5% | 3.9921
29095 | Belden Wire | AX102591 | MDVO 106 ADAPTER, | EA |  | 1 Year | 3.5142 | 5% | 3.3385
29096 | Belden Wire | AX102592 | MDVO 106 ADAPTER, | EA |  | 1 Year | 3.5142 | 5% | 3.3385
29097 | Belden Wire | AX102593 | MDVO DECO ADAPTER, | EA |  | 1 Year | 3.5142 | 5% | 3.3385
29098 | Belden Wire | AX102594 | MDVO MODULAR FURNITURE A | EA |  | 1 Year | 4.116 | 5% | 3.9102
29099 | Belden Wire | AX102595 | MDVO MULTIMEDIA OUTLET | EA |  | 1 Year | 25.0412 | 5% | 23.7891
29100 | Belden Wire | AX102596 | MDVO SC FIBER MODULE, | EA |  | 1 Year | 25.9432 | 5% | 24.646
29101 | Belden Wire | AX102598 | MDVO BNC COAXIAL MODULE, | EA |  | 1 Year | 11.7722 | 5% | 11.1836
29102 | Belden Wire | AX102600 | MDVO BLANK INSERT, IVORY | EA |  | 1 Year | 0.3687 | 5% | 0.35026
29103 | Belden Wire | AX102601 | RCA MDVO INSERT IVORY, W | EA |  | 1 Year | 6.2021 | 5% | 5.892
29104 | Belden Wire | AX102602 | RCA MDVO INSERT IVORY, Y | EA |  | 1 Year | 6.2021 | 5% | 5.892
29105 | Belden Wire | AX102603 | RCA MDVO INSERT IVORY, R | EA |  | 1 Year | 6.2021 | 5% | 5.892
29106 | Belden Wire | AX102605 | SVHS MDVO INSERT IVORY, | EA |  | 1 Year | 13.0361 | 5% | 12.3843
29107 | Belden Wire | AX102606 | COLORED BEZEL MDVO-STYLE | EA |  | 1 Year | 0.3512 | 5% | 0.33364
29108 | Belden Wire | AX102608 | MEDIAFLEX SINGLE-GANG FA | EA |  | 1 Year | 2.0618 | 5% | 1.9587
29109 | Belden Wire | AX102609 | MEDIAFLEX DOUBLE GANG FA | EA |  | 1 Year | 3.7334 | 5% | 3.5467
29110 | Belden Wire | AX102610 | MEDIAFLEX DOUBLE GANG AD | EA |  | 1 Year | 7.9797 | 5% | 7.5807
29111 | Belden Wire | AX102612 | KIT MFLEX MDVO INSERTS (10/PK) | EA |  | 1 Year | 7.9498 | 5% | 7.5523
29112 | Belden Wire | AX102613 | KIT MFLEX MDVO INSERTS(10/PK) | EA |  | 1 Year | 9.1291 | 5% | 8.6726
29113 | Belden Wire | AX102614 | KIT MFLEX FILLER INSERT(10/PK) | EA |  | 1 Year | 5.2047 | 5% | 4.9445
29114 | Belden Wire | AX102615 | KIT MFLEX FILLER INSERT(10/PK) | EA |  | 1 Year | 6.2634 | 5% | 5.9502
29115 | Belden Wire | AX102617 | MEDIAFLEX SVHS IDC INSER | EA |  | 1 Year | 12.9614 | 5% | 12.3133
29116 | Belden Wire | AX102618 | MEDIAFLEX SVGA IDC INSER | EA |  | 1 Year | 20.7405 | 5% | 19.7035
29117 | Belden Wire | AX102619 | MEDIAFLEX SC SM DUPLEX 3 | EA |  | 1 Year | 24.8862 | 5% | 23.6419
29118 | Belden Wire | AX102620 | MEDIAFLEX SC MM DUPLEX 3 | EA |  | 1 Year | 16.5946 | 5% | 15.7649
29119 | Belden Wire | AX102621 | MEDIAFLEX F/P KIT, 2-POR | EA |  | 1 Year | 4.0372 | 5% | 3.8353
29120 | Belden Wire | AX102622 | MEDIAFLEX F/P KIT, 4-POR | EA |  | 1 Year | 4.8318 | 5% | 4.5902
29121 | Belden Wire | AX102623 | MEDIAFLEX F/P KIT, 6-POR | EA |  | 1 Year | 4.8958 | 5% | 4.651
29122 | Belden Wire | AX102625 | 3.5MM STEREO INSERT MDVO | EA |  | 1 Year | 5.5585 | 5% | 5.2806
29123 | Belden Wire | AX102627 | 3.5MM STEREO INSERT MDVO | EA |  | 1 Year | 5.5585 | 5% | 5.2806
29124 | Belden Wire | AX102630 | MEDIAFLEX SVGA FEED THRO | EA |  | 1 Year | 21.3086 | 5% | 20.2432
29125 | Belden Wire | AX102634 | FXM MODULE 12-FIB SC DUP | EA |  | 1 Year | 175.875 | 5% | 167.0812
29126 | Belden Wire | AX102636 | MEDIAFLEX DB9 FEED THROU | EA |  | 1 Year | 20.7405 | 5% | 19.7035
29127 | Belden Wire | AX102637 | MEDIAFLEX DB9 FEED THROU | EA |  | 1 Year | 20.7405 | 5% | 19.7035
29128 | Belden Wire | AX102638 | MEDIAFLEX DB9 FEED THROU | EA |  | 1 Year | 20.7405 | 5% | 19.7035
29129 | Belden Wire | AX102639 | MEDIAFLEX DB9 FEED THROU | EA |  | 1 Year | 20.7405 | 5% | 19.7035
29130 | Belden Wire | AX102640 | MEDIAFLEX DB9 FEED THROU | EA |  | 1 Year | 20.7405 | 5% | 19.7035
29131 | Belden Wire | AX102648 | MDVO MODULAR FURNITURE | EA |  | 1 Year | 3.3791 | 5% | 3.2101
29132 | Belden Wire | AX102649 | MEDIAFLEX SC SM DUPLEX 3 | EA |  | 1 Year | 24.8862 | 5% | 23.6419
29133 | Belden Wire | AX102650 | MEDIAFLEX SC MM DUPLEX 3 | EA |  | 1 Year | 16.5946 | 5% | 15.7649
29134 | Belden Wire | AX102651 | KCONN SIDE ENTRY BOX 1-P WHI | EA |  | 1 Year | 3.1212 | 5% | 2.9651
29135 | Belden Wire | AX102652 | KCONN SIDE ENTRY BOX 2-P WHI | EA |  | 1 Year | 4.6348 | 5% | 4.4031
29136 | Belden Wire | AX102653 | KCONN SIDE ENTRY BOX 4-P WHI | EA |  | 1 Year | 8.0111 | 5% | 7.6105
29137 | Belden Wire | AX102654 | KCONN SIDE ENTRY BOX 6-P WHI | EA |  | 1 Year | 10.3 | 5% | 9.785
29138 | Belden Wire | AX102655 | KCONN FACEPLATE 2-P SG WHI | EA |  | 1 Year | 2.601 | 5% | 2.4709
29139 | Belden Wire | AX102657 | KCONN SURF ADAP BOX SG WHI | EA |  | 1 Year | 3.4333 | 5% | 3.2616
29140 | Belden Wire | AX102660 | KCONN FACEPLATE 1-P SG WHI | EA |  | 1 Year | 2.601 | 5% | 2.4709
29141 | Belden Wire | AX102661 | KCONN FACEPLATE 3-P SG WHITE | EA |  | 1 Year | 2.601 | 5% | 2.4709
29142 | Belden Wire | AX102670 | KCONN FACEPLATE, 6-P DG ALM | EA |  | 1 Year | 3.9015 | 5% | 3.7064
29143 | Belden Wire | AX102671 | KCONN FACEPLATE, 6-P DG WHI | EA |  | 1 Year | 3.9015 | 5% | 3.7064
29144 | Belden Wire | AX102677 | 10GX IDC CONNECTING BLOC | EA |  | 1 Year | 2.4825 | 5% | 2.3584
29145 | Belden Wire | AX102679 | 10GX IDC CONNECTING BLOC | EA |  | 1 Year | 0.412 | 5% | 0.3914
29146 | Belden Wire | AX102680 | 10GX IDC CONNECTING BLOC | EA |  | 1 Year | 0.412 | 5% | 0.3914
29147 | Belden Wire | AX102691 | CAT6+ HNESS-R 8-P CMR, 20M | EA |  | 1 Year | 411.476 | 5% | 390.9022
29148 | Belden Wire | AX102727 | KIT MFLEX MDVO INSERTS (10/PK) | EA |  | 1 Year | 7.4558 | 5% | 7.083
29149 | Belden Wire | AX102728 | KIT MFLEX MDVO INSERTS (10/PK) | EA |  | 1 Year | 7.4558 | 5% | 7.083
29150 | Belden Wire | AX102729 | KIT MFLEX MDVO INSERTS (10/PK) | EA |  | 1 Year | 7.4558 | 5% | 7.083
29151 | Belden Wire | AX102730 | KIT MFLEX MDVO INSERTS (10/PK) | EA |  | 1 Year | 7.4558 | 5% | 7.083
29152 | Belden Wire | AX102731 | KIT MFLEX MDVO INSERTS (10/PK) | EA |  | 1 Year | 7.4558 | 5% | 7.083
29153 | Belden Wire | AX102732 | KIT MFLEX MDVO INSERTS (10/PK) | EA |  | 1 Year | 7.4558 | 5% | 7.083
29154 | Belden Wire | AX102738 | KIT MFLEX KCONN INSERTS(10/PK) | EA |  | 1 Year | 8.2805 | 5% | 7.8665
29155 | Belden Wire | AX102777 | INTERFACE PLATE 2-PORT, | EA |  | 1 Year | 2.6564 | 5% | 2.5236
29156 | Belden Wire | AX102778 | INTERFACE PLATE 4-PORT, | EA |  | 1 Year | 2.6564 | 5% | 2.5236
29157 | Belden Wire | AX102779 | INTERFACE PLATE 6-PORT, | EA |  | 1 Year | 2.6564 | 5% | 2.5236
29158 | Belden Wire | AX102782 | LABEL HOLDER 5.5 IN (100/PK) | EA |  | 1 Year | 157.08 | 5% | 149.226
29159 | Belden Wire | AX102790 | COLOR BEZEL MDVO-STYLE M | EA |  | 1 Year | 0.3512 | 5% | 0.33364
29160 | Belden Wire | AX102791 | COLORED BEZEL MDVO-STYLE | EA |  | 1 Year | 0.3512 | 5% | 0.33364
29161 | Belden Wire | AX102792 | COLORED BEZEL MDVO-STYLE | EA |  | 1 Year | 0.3512 | 5% | 0.33364
29162 | Belden Wire | AX102900 | KCONN MOD FURN ADAP 4-P WHI | EA |  | 1 Year | 3.7454 | 5% | 3.5581
29163 | Belden Wire | AX102901 | KCONN MOD FURN ADAP 4-P BLK | EA |  | 1 Year | 3.7454 | 5% | 3.5581
29164 | Belden Wire | AX102902 | KCONN WALL PHONE PLATE WHITE | EA |  | 1 Year | 3.2252 | 5% | 3.0639
29165 | Belden Wire | AX102903 | KCONN F-COAX MODULE ALM | EA |  | 1 Year | 5.4101 | 5% | 5.1396
29166 | Belden Wire | AX102904 | KCONN F-COAX MODULE E-WH | EA |  | 1 Year | 5.4101 | 5% | 5.1396
29167 | Belden Wire | AX102905 | KCONN F-COAX MODULE BLK | EA |  | 1 Year | 5.4101 | 5% | 5.1396
29168 | Belden Wire | AX102907 | KCONN F-COAX MODULE E-WH | EA |  | 1 Year | 5.3893 | 5% | 5.1198
29169 | Belden Wire | AX102908 | KCONN F-COAX MODULE BLK | EA |  | 1 Year | 5.3893 | 5% | 5.1198
29170 | Belden Wire | AX103070 | FXM MODULE 24-FIB, LCMM-AQUA | EA |  | 1 Year | 226.5165 | 5% | 215.1907
29171 | Belden Wire | AX103070+CN | FXM MODULE 24-FIB, LCMM-AQUA | EA |  | 1 Year | 226.5165 | 5% | 215.1907
29172 | Belden Wire | AX103071 | FXM MODULE 12-FIB, LCMM-AQUA | EA |  | 1 Year | 153.4208 | 5% | 145.7498
29173 | Belden Wire | AX103114 | KCONN PATCH PANEL 24-P 1U BLK | EA |  | 1 Year | 41.5 | 5% | 39.425
29174 | Belden Wire | AX103115 | KCONN PATCH PANEL 48-P 2U BLK | EA |  | 1 Year | 74.5 | 5% | 70.775
29175 | Belden Wire | AX103116 | KCONN PATCH PANEL 72-P 2U BLK | EA |  | 1 Year | 93.5 | 5% | 88.825
29176 | Belden Wire | AX103116+CN | KCONN PATCH PANEL 72-P 2U BLK | EA |  | 1 Year | 93.5 | 5% | 88.825
29177 | Belden Wire | AX103121 | KCONN PATCH PANEL 48-P 1U BLK | EA |  | 1 Year | 74.5 | 5% | 70.775
29178 | Belden Wire | AX103121+CN | KCONN PATCH PANEL 48-P 1U BLK | EA |  | 1 Year | 74.5 | 5% | 70.775
29179 | Belden Wire | AX103142 | Optimax Enhanced install TK | EA |  | 1 Year | 1161.576 | 5% | 1103.4972
29180 | Belden Wire | AX103146 | Optimax Enhanced Inst TK Basic | EA |  | 1 Year | 541.008 | 5% | 513.9576
29181 | Belden Wire | AX103147 | Optimax Enhanced Inst TK Upgrd | EA |  | 1 Year | 210.0384 | 5% | 199.5365
29182 | Belden Wire | AX103148 | Optimax Install Instr Manual | EA |  | 1 Year | 55.1616 | 5% | 52.4035
29183 | Belden Wire | AX103149 | Cleaver's Ceramic Blade repl | EA |  | 1 Year | 178.5 | 5% | 169.575
29184 | Belden Wire | AX103150 | Cleaver's LS Baseplate repl | EA |  | 1 Year | 211.0992 | 5% | 200.5442
29185 | Belden Wire | AX103151 | Universal Fiber/Cable Stripper | EA |  | 1 Year | 48.96 | 5% | 46.512
29186 | Belden Wire | AX103152 | Optimax Univ Install Tool | EA |  | 1 Year | 58.344 | 5% | 55.4268
29187 | Belden Wire | AX103153 | Optimax Install Tool Table Top | EA |  | 1 Year | 58.344 | 5% | 55.4268
29188 | Belden Wire | AX103155 | KEYSTONE LC KEYED MODULE | EA |  | 1 Year | 23.6714 | 5% | 22.4878
29189 | Belden Wire | AX103156 | KEYSTONE LC KEYED MODULE | EA |  | 1 Year | 23.6714 | 5% | 22.4878
29190 | Belden Wire | AX103157 | KEYSTONE LC KEYED MODULE | EA |  | 1 Year | 23.6714 | 5% | 22.4878
29191 | Belden Wire | AX103248 | ANGLEFLEX PATCH PANEL 24-P 1U | EA |  | 1 Year | 65 | 5% | 61.75
29192 | Belden Wire | AX103248+CN | ANGLEFLEX PATCH PANEL 24-P 1U | EA |  | 1 Year | 65 | 5% | 61.75
29193 | Belden Wire | AX103249 | ANGLEFLEX PATCH PANEL 48-P 2U | EA |  | 1 Year | 117 | 5% | 111.15
29194 | Belden Wire | AX103249+CN | ANGLEFLEX PATCH PANEL 48-P 2U | EA |  | 1 Year | 117 | 5% | 111.15
29195 | Belden Wire | AX103253 | CAT6+ KCONN PATCH PANEL 24-P | EA |  | 1 Year | 234.2 | 5% | 222.49
29196 | Belden Wire | AX103253-SCM | CAT6+ KEYCONNECT PATCH PANEL | EA |  | 1 Year | 234.2 | 5% | 222.49
29197 | Belden Wire | AX103254 | 10GX KCONN PATCH PANEL 24-P 1U | EA |  | 1 Year | 429.3 | 5% | 407.835
29198 | Belden Wire | AX103255 | CAT6+ KCONN PATCH PANEL 48-P | EA |  | 1 Year | 468.3 | 5% | 444.885
29199 | Belden Wire | AX103255-SCM | CAT6+ KEYCONNECT PATCH PANEL | EA |  | 1 Year | 468.3 | 5% | 444.885
29200 | Belden Wire | AX103256 | 10GX KCONN PATCH PANEL 48-P 2U | EA |  | 1 Year | 858.6 | 5% | 815.67
29201 | Belden Wire | AX103257 | LFLEX ANGLEFLEX PATCH PNL,WHI | EA |  | 1 Year | 74.25 | 5% | 70.5375
29202 | Belden Wire | AX103258 | CAT5E HD-110 PATCH PANEL 24-P | EA |  | 1 Year | 165.1 | 5% | 156.845
29203 | Belden Wire | AX103259 | CAT5E HD-110 PATCH PANEL 48-P | EA |  | 1 Year | 330.2 | 5% | 313.69
29204 | Belden Wire | AX103260 | CAT5E HD-BIX PATCH PANEL 24-P | EA |  | 1 Year | 165.1 | 5% | 156.845
29205 | Belden Wire | AX103261 | CAT5E HD-BIX PATCH PANEL 48-P | EA |  | 1 Year | 330.2 | 5% | 313.69
29206 | Belden Wire | AX103262 | CAT5E ULTRA-HD PATCH PANL 48-P | EA |  | 1 Year | 288.1 | 5% | 273.695
29207 | Belden Wire | AX103263 | CAT6+ ULTRA-HD PATCH PANL 48-P | EA |  | 1 Year | 426.2 | 5% | 404.89
29208 | Belden Wire | AX103264 | 10GX ULTRA-HD PATCH PANEL 48-P | EA |  | 1 Year | 816.5 | 5% | 775.675
29209 | Belden Wire | AX103265 | LFLEX HDPP LABELS WHI | EA |  | 1 Year | 74.25 | 5% | 70.5375
29210 | Belden Wire | AX103272 | FXU 1U MGNT BRACKET BLACK | EA |  | 1 Year | 72.828 | 5% | 69.1866
29211 | Belden Wire | AX103900 | FXU RM SPLICE ENCL 4U BLACK | EA |  | 1 Year | 494.7 | 5% | 469.965
29212 | Belden Wire | AX103910 | FXU 4UPP 23" BRACKETS | EA |  | 1 Year | 96.9 | 5% | 92.055
29213 | Belden Wire | AX103912 | FXU 8 INCH SPLICE TRAY | EA |  | 1 Year | 117.3 | 5% | 111.435
29214 | Belden Wire | AX103913 | FXU 10 INCH SPLICE TRAY | EA |  | 1 Year | 127.5 | 5% | 121.125
29215 | Belden Wire | AX103914 | FXU 12 INCH SPLICE TRAY | EA |  | 1 Year | 137.7 | 5% | 130.815
29216 | Belden Wire | AX103917 | FXU CASSETTE | EA |  | 1 Year | 51 | 5% | 48.45
29217 | Belden Wire | AX103918 | FXU CASSETTE | EA |  | 1 Year | 27.54 | 5% | 26.163
29218 | Belden Wire | AX103922 | KCONN FACEPLATE 1-P SG ALM | EA |  | 1 Year | 2.601 | 5% | 2.4709
29219 | Belden Wire | AX103923 | KCONN FACEPLATE 2-P SG ALM | EA |  | 1 Year | 2.601 | 5% | 2.4709
29220 | Belden Wire | AX103924 | KCONN FACEPLATE 3-P SG ALMOND | EA |  | 1 Year | 2.8611 | 5% | 2.718
29221 | Belden Wire | AX103925 | KCONN MOD FURN ADAP 3-P ALM | EA |  | 1 Year | 3.1212 | 5% | 2.9651
29222 | Belden Wire | AX103926 | KCONN MOD FURN ADAP 4-P ALM | EA |  | 1 Year | 3.7454 | 5% | 3.5581
29223 | Belden Wire | AX103928 | FXU WALL-MOUNT PATCH PANEL | EA |  | 1 Year | 235.62 | 5% | 223.839
29224 | Belden Wire | AX103930 | FXU WM SPLICE ENCL BLACK | EA |  | 1 Year | 224.4 | 5% | 213.18
29225 | Belden Wire | AX103932 | FXU 2" EXTENSION WALL, BLACK | EA |  | 1 Year | 86.7 | 5% | 82.365
29226 | Belden Wire | AX103932+AA | FXU 2" EXTENSION WALL BLACK | EA |  | 1 Year | 152.1053 | 5% | 144.5
29227 | Belden Wire | AX103933 | FXU 2" EXTENSION WALL, GREY | EA |  | 1 Year | 152.1053 | 5% | 144.5
29228 | Belden Wire | AX103934 | LOCK WM PPANEL OR SPLICE ENCL | EA |  | 1 Year | 19.38 | 5% | 18.411
29229 | Belden Wire | AX104002 | FXU PPANEL/SPLICE ENCL FLEXKIT | EA |  | 1 Year | 79.56 | 5% | 75.582
29230 | Belden Wire | AX104006 | 10GX IDC PERMANENT LINK | EA |  | 1 Year | 182.07 | 5% | 172.9665
29231 | Belden Wire | AX104013 | CAT5E KCONN PATCH PANEL 24-P | EA |  | 1 Year | 165.1 | 5% | 156.845
29232 | Belden Wire | AX104014 | CAT5E KCONN PATCH PANEL 48-P | EA |  | 1 Year | 330.2 | 5% | 313.69
29233 | Belden Wire | AX104015 | 10GX KCONN RJ45 COUPLER,OR | EA |  | 1 Year | 27.5 | 5% | 26.125
29234 | Belden Wire | AX104016 | 10GX KCONN RJ45 COUPLER,RD | EA |  | 1 Year | 27.5 | 5% | 26.125
29235 | Belden Wire | AX104017 | 10GX KCONN RJ45 COUPLER,YL | EA |  | 1 Year | 27.5 | 5% | 26.125
29236 | Belden Wire | AX104018 | 10GX KCONN RJ45 COUPLER,GN | EA |  | 1 Year | 27.5 | 5% | 26.125
29237 | Belden Wire | AX104019 | 10GX KCONN RJ45 COUPLER,BL | EA |  | 1 Year | 27.5 | 5% | 26.125
29238 | Belden Wire | AX104023 | 10GX KCONN RJ45 COUPLER,WH | EA |  | 1 Year | 27.5 | 5% | 26.125
29239 | Belden Wire | AX104024 | 10GX KCONN RJ45 COUPLER,BK | EA |  | 1 Year | 27.5 | 5% | 26.125
29240 | Belden Wire | AX104120 | KCONN 106 ADAPTER 2-P ALMOND | EA |  | 1 Year | 3.2252 | 5% | 3.0639
29241 | Belden Wire | AX104121 | KCONN 106 ADAPTER 2-P WHITE | EA |  | 1 Year | 3.2252 | 5% | 3.0639
29242 | Belden Wire | AX104122 | KCONN 106 ADAPTER 2-P BLACK | EA |  | 1 Year | 3.2252 | 5% | 3.0639
29243 | Belden Wire | AX104123 | KCONN 106 ADAPTER 4-P ALMOND | EA |  | 1 Year | 3.2252 | 5% | 3.0639
29244 | Belden Wire | AX104124 | KCONN 106 ADAPTER 4-P WHITE | EA |  | 1 Year | 3.2252 | 5% | 3.0639
29245 | Belden Wire | AX104125 | KCONN 106 ADAPTER 4-P BLACK | EA |  | 1 Year | 3.2252 | 5% | 3.0639
29246 | Belden Wire | AX104126 | KCONN WALLPHONE PLATE SSTEEL | EA |  | 1 Year | 10.1959 | 5% | 9.6861
29247 | Belden Wire | AX104127 | KCONN SURF ADAP BOX SG ALM | EA |  | 1 Year | 3.4333 | 5% | 3.2616
29248 | Belden Wire | AX104128 | KCONN SURF ADAP BOX SG ALM | EA |  | 1 Year | 3.4333 | 5% | 3.2616
29249 | Belden Wire | AX104129 | KCONN SURF ADAP BOX SG WHI | EA |  | 1 Year | 3.4333 | 5% | 3.2616
29250 | Belden Wire | AX104130 | KCONN SURF ADAP BOX DG ALM | EA |  | 1 Year | 5.8262 | 5% | 5.5349
29251 | Belden Wire | AX104131 | KCONN SURF ADAP BOX DG WHI | EA |  | 1 Year | 5.8262 | 5% | 5.5349
29252 | Belden Wire | AX104132 | KCONN SIDE ENTRY BOX 1-P ALM | EA |  | 1 Year | 3.1212 | 5% | 2.9651
29253 | Belden Wire | AX104133 | KCONN SIDE ENTRY BOX 2-P ALM | EA |  | 1 Year | 4.6348 | 5% | 4.4031
29254 | Belden Wire | AX104134 | KCONN SIDE ENTRY BOX 4-P ALM | EA |  | 1 Year | 8.0111 | 5% | 7.6105
29255 | Belden Wire | AX104135 | KCONN SIDE ENTRY BOX 6-P ALM | EA |  | 1 Year | 10.3 | 5% | 9.785
29256 | Belden Wire | AX104137 | Termination Holder | EA |  | 1 Year | 31.5771 | 5% | 29.9982
29257 | Belden Wire | AX104138 | 10GX IDC PATCH PANEL | EA |  | 1 Year | 134.93 | 5% | 128.1835
29258 | Belden Wire | AX104139 | 10GX IDC CONNECTING BLOCK | EA |  | 1 Year | 9.785 | 5% | 9.2957
29259 | Belden Wire | AX104141 | 10GX KCONN COUPLER PPANEL 24P | EA |  | 1 Year | 735.2 | 5% | 698.44
29260 | Belden Wire | AX104142 | 10GX KCONN COUPLER PPANEL 48P | EA |  | 1 Year | 1470.3 | 5% | 1396.785
29261 | Belden Wire | AX104152 | 10GX JACK KCONN ORANGE (DARK) | EA |  | 1 Year | 16.0055 | 5% | 15.2052
29262 | Belden Wire | AX104153 | 10GX JACK KCONN RED (DARK) | EA |  | 1 Year | 16.0055 | 5% | 15.2052
29263 | Belden Wire | AX104154 | 10GX JACK KCONN YELLOW (DARK) | EA |  | 1 Year | 16.0055 | 5% | 15.2052
29264 | Belden Wire | AX104155 | 10GX JACK KCONN GREEN (DARK) | EA |  | 1 Year | 16.0055 | 5% | 15.2052
29265 | Belden Wire | AX104157 | 10GX JACK KCONN PURPLE (DARK) | EA |  | 1 Year | 16.0055 | 5% | 15.2052
29266 | Belden Wire | AX104160 | KCONN FACEPLATE 1-P SG BLACK | EA |  | 1 Year | 2.601 | 5% | 2.4709
29267 | Belden Wire | AX104161 | KCONN FACEPLATE 2-P SG BLACK | EA |  | 1 Year | 2.601 | 5% | 2.4709
29268 | Belden Wire | AX104162 | KCONN FACEPLATE 3-P SG BLACK | EA |  | 1 Year | 2.601 | 5% | 2.4709
29269 | Belden Wire | AX104163 | KCONN FACEPLATE 4-P SG BLACK | EA |  | 1 Year | 2.601 | 5% | 2.4709
29270 | Belden Wire | AX104164 | KCONN FACEPLATE 6-P SG BLACK | EA |  | 1 Year | 2.601 | 5% | 2.4709
29271 | Belden Wire | AX104165 | KCONN FACEPLATE 6-P DG BLACK | EA |  | 1 Year | 3.9015 | 5% | 3.7064
29272 | Belden Wire | AX104166 | KCONN FACEPLATE 12-P DG BLACK | EA |  | 1 Year | 3.9015 | 5% | 3.7064
29273 | Belden Wire | AX104182-B24 | CAT5E JACK KCONN ORANGE | EA |  | 1 Year | 146.198 | 5% | 138.8881
29274 | Belden Wire | AX104183 | CAT5E JACK KCONN RED (DARK) | EA |  | 1 Year | 6.402 | 5% | 6.0819
29275 | Belden Wire | AX104183-B24 | CAT5E JACK KCONN RED | EA |  | 1 Year | 146.198 | 5% | 138.8881
29276 | Belden Wire | AX104184 | CAT5E JACK KCONN YELLOW (DARK) | EA |  | 1 Year | 6.402 | 5% | 6.0819
29277 | Belden Wire | AX104184-B24 | CAT5E JACK KCONN YELLOW | EA |  | 1 Year | 146.198 | 5% | 138.8881
29278 | Belden Wire | AX104185-B24 | CAT5E JACK KCONN GREEN | EA |  | 1 Year | 146.198 | 5% | 138.8881
29279 | Belden Wire | AX104186-B24 | CAT5E JACK KCONN BLUE | EA |  | 1 Year | 146.198 | 5% | 138.8881
29280 | Belden Wire | AX104187 | CAT5E JACK KCONN PURPLE (DARK) | EA |  | 1 Year | 6.402 | 5% | 6.0819
29281 | Belden Wire | AX104187-B24 | CAT5E JACK KCONN PURPLE | EA |  | 1 Year | 146.198 | 5% | 138.8881
29282 | Belden Wire | AX104188-B24 | CAT5E JACK KCONN BROWN | EA |  | 1 Year | 146.198 | 5% | 138.8881
29283 | Belden Wire | AX104189-B24 | CAT6+ JACK KCONN ORANGE | EA |  | 1 Year | 200.6784 | 5% | 190.6445
29284 | Belden Wire | AX104190-B24 | CAT6+ JACK KCONN RED | EA |  | 1 Year | 200.6784 | 5% | 190.6445
29285 | Belden Wire | AX104191-B24 | CAT6+ JACK KCONN YELLOW | EA |  | 1 Year | 200.6784 | 5% | 190.6445
29286 | Belden Wire | AX104192-B24 | CAT6+ JACK KCONN GREEN | EA |  | 1 Year | 200.6784 | 5% | 190.6445
29287 | Belden Wire | AX104193-B24 | CAT6+ JACK KCONN BLUE | EA |  | 1 Year | 200.6784 | 5% | 190.6445
29288 | Belden Wire | AX104194-B24 | CAT6+ JACK KCONN PURPLE | EA |  | 1 Year | 200.6784 | 5% | 190.6445
29289 | Belden Wire | AX104195 | CAT6+ JACK KCONN BROWN (DARK) | EA |  | 1 Year | 8.8026 | 5% | 8.3625
29290 | Belden Wire | AX104195-B24 | CAT6+ JACK KCONN BROWN | EA |  | 1 Year | 200.6784 | 5% | 190.6445
29291 | Belden Wire | AX104197 | KCONN FACEPLATE 2-P SG IVORY | EA |  | 1 Year | 2.601 | 5% | 2.4709
29292 | Belden Wire | AX104198 | KCONN FACEPLATE 4-P SG IVORY | EA |  | 1 Year | 2.601 | 5% | 2.4709
29293 | Belden Wire | AX104200 | KCONN FACEPLATE 12-P DG IVORY | EA |  | 1 Year | 3.9015 | 5% | 3.7064
29294 | Belden Wire | AX104206 | CAT6+ KCONN RJ45 COUPLER,OR | EA |  | 1 Year | 15.3423 | 5% | 14.5752
29295 | Belden Wire | AX104207 | CAT6+ KCONN RJ45 COUPLER,RD | EA |  | 1 Year | 15.3423 | 5% | 14.5752
29296 | Belden Wire | AX104208 | CAT6+ KCONN RJ45 COUPLER,YL | EA |  | 1 Year | 15.3423 | 5% | 14.5752
29297 | Belden Wire | AX104209 | CAT6+ KCONN RJ45 COUPLER,GN | EA |  | 1 Year | 15.3423 | 5% | 14.5752
29298 | Belden Wire | AX104210 | CAT6+ KCONN RJ45 COUPLER,BL | EA |  | 1 Year | 15.3423 | 5% | 14.5752
29299 | Belden Wire | AX104213 | CAT6+ KCONN RJ45 COUPLER,GY | EA |  | 1 Year | 15.3423 | 5% | 14.5752
29300 | Belden Wire | AX104214 | CAT6+ KCONN RJ45 COUPLER,WH | EA |  | 1 Year | 15.3423 | 5% | 14.5752
29301 | Belden Wire | AX104215 | CAT6+ KCONN RJ45 COUPLER,BK | EA |  | 1 Year | 15.3423 | 5% | 14.5752
29302 | Belden Wire | AX104225 | FRONT-TO-BACK TROUGH KIT | EA |  | 1 Year | 176.13 | 5% | 167.3235
29303 | Belden Wire | AX104225-S | FRONT-TO-BACK TROUGH KIT | EA |  | 1 Year | 180.765 | 5% | 171.7267
29304 | Belden Wire | AX104226 | 18" Overhead Cable Mgnt Kit | EA |  | 1 Year | 199.305 | 5% | 189.3398
29305 | Belden Wire | AX104227 | CAT6+ KCONN COUPLER PPANEL 24P | EA |  | 1 Year | 483.9 | 5% | 459.705
29306 | Belden Wire | AX104228 | CAT6+ KCONN COUPLER PPANEL 48P | EA |  | 1 Year | 967.8 | 5% | 919.41
29307 | Belden Wire | AX104229 | KCONN BLANK MODULE, IVORY | EA |  | 1 Year | 0.3433 | 5% | 0.32613
29308 | Belden Wire | AX104230 | KCONN FACEPLATE 1-P SSTEEL | EA |  | 1 Year | 9.6757 | 5% | 9.1919
29309 | Belden Wire | AX104231 | KCONN FACEPLATE 2-P SSTEEL | EA |  | 1 Year | 9.6757 | 5% | 9.1919
29310 | Belden Wire | AX104232 | KCONN FACEPLATE 4-P SSTEEL | EA |  | 1 Year | 10.9242 | 5% | 10.378
29311 | Belden Wire | AX104233 | KCONN FACEPLATE 6-P SSTEEL | EA |  | 1 Year | 10.9242 | 5% | 10.378
29312 | Belden Wire | AX104234 | KCONN FACEPLATE 12-P SSTEEL | EA |  | 1 Year | 24.7615 | 5% | 23.5234
29313 | Belden Wire | AX104268 | Brilliance Basic Kit | EA |  | 1 Year | 423.3 | 5% | 402.135
29314 | Belden Wire | AX104270 | Brilliance Field Kit | EA |  | 1 Year | 1575.9 | 5% | 1497.105
29315 | Belden Wire | AX104271 | Brilliance Precision Kit | EA |  | 1 Year | 3350.7 | 5% | 3183.165
29316 | Belden Wire | AX104272 | Brilliance Installation Pouch | EA |  | 1 Year | 232.56 | 5% | 220.932
29317 | Belden Wire | AX104273 | Brilliance Installation Guide | EA |  | 1 Year | 35.7 | 5% | 33.915
29318 | Belden Wire | AX104274 | Brilliance Demonstration Video | EA |  | 1 Year | 40.8 | 5% | 38.76
29319 | Belden Wire | AX104276 | Brilliance Support Handle | EA |  | 1 Year | 130.56 | 5% | 124.032
29320 | Belden Wire | AX104278 | FiberExpress Tweezers | EA |  | 1 Year | 17.34 | 5% | 16.473
29321 | Belden Wire | AX104279 | FiberExpress Pen Marker | EA |  | 1 Year | 15.3 | 5% | 14.535
29322 | Belden Wire | AX104280 | FiberExpress Scissors | EA |  | 1 Year | 35.7 | 5% | 33.915
29323 | Belden Wire | AX104281 | FiberExpress Waste Bottle | EA |  | 1 Year | 14.28 | 5% | 13.566
29324 | Belden Wire | AX104282 | FiberExpress Safety Glasses | EA |  | 1 Year | 16.32 | 5% | 15.504
29325 | Belden Wire | AX104283 | BRILLIANCE VFL-250 W/CORDS | EA |  | 1 Year | 423.3 | 5% | 402.135
29326 | Belden Wire | AX104285 | Brilliance Field Cleaver | EA |  | 1 Year | 504.9 | 5% | 479.655
29327 | Belden Wire | AX104286 | Brilliance Precision Cleaver | EA |  | 1 Year | 2371.5 | 5% | 2252.925
29328 | Belden Wire | AX104289 | Support Handle LC Adapter | EA |  | 1 Year | 38.76 | 5% | 36.822
29329 | Belden Wire | AX104290 | Support Handle SC Adapter | EA |  | 1 Year | 22.44 | 5% | 21.318
29330 | Belden Wire | AX104291 | Support Handle ST Adapter | EA |  | 1 Year | 22.44 | 5% | 21.318
29331 | Belden Wire | AX104293 | Brilliance Spare Blade (FC-7) | EA |  | 1 Year | 280.5 | 5% | 266.475
29332 | Belden Wire | AX104294 | Brill Repl Leaf Spring Base Pl | EA |  | 1 Year | 198.9 | 5% | 188.955
29333 | Belden Wire | AX104303 | BAR FOR PP BRACKET, BLACK | EA |  | 1 Year | 20.5836 | 5% | 19.5544
29334 | Belden Wire | AX104454 | SHORT BRACKETS/BAR KIT | EA |  | 1 Year | 35.343 | 5% | 33.5759
29335 | Belden Wire | AX104456 | KCONN BLANK MODULE, DGRAY | EA |  | 1 Year | 0.3433 | 5% | 0.32613
29336 | Belden Wire | AX104457 | KCONN MOD FURN ADAP 3-P DGRAY | EA |  | 1 Year | 3.1212 | 5% | 2.9651
29337 | Belden Wire | AX104459 | KCONN FURN ADAP 4P D-GY | EA |  | 1 Year | 3.7454 | 5% | 3.5581
29338 | Belden Wire | AX104462 | FXM Module Blank - Grey | EA |  | 1 Year | 26.775 | 5% | 25.4362
29339 | Belden Wire | AX104463 | FXM Module Blank - Clear | EA |  | 1 Year | 26.52 | 5% | 25.194
29340 | Belden Wire | AX104464 | KCONN FACEPLATE 4-P SG DGRAY | EA |  | 1 Year | 2.601 | 5% | 2.4709
29341 | Belden Wire | AX104474 | GIGABIX CROSS CONN DEEP | EA |  | 1 Year | 2123.5253 | 5% | 2017.349
29342 | Belden Wire | AX104475 | KCONN 106 ADAPTER 2-P DGRAY | EA |  | 1 Year | 3.2252 | 5% | 3.0639
29343 | Belden Wire | AX104476 | KCONN 106 ADAPTER 4-P DGRAY | EA |  | 1 Year | 3.2252 | 5% | 3.0639
29344 | Belden Wire | AX104479 | KSTONE FP 4-PORT DG FLUSH | EA |  | 1 Year | 17.5099 | 5% | 16.6344
29345 | Belden Wire | AX104480 | KSTONE FP 6-PORT DG FLUSH | EA |  | 1 Year | 17.5099 | 5% | 16.6344
29346 | Belden Wire | AX104482 | KIT MFLEX KCONN INSERTS(10/PK) | EA |  | 1 Year | 7.2107 | 5% | 6.8502
29347 | Belden Wire | AX104483 | KIT MFLEX KCONN INSERTS(10/PK) | EA |  | 1 Year | 8.2805 | 5% | 7.8665
29348 | Belden Wire | AX104485 | KEYSTONE MEDIAFLEX SG FP | EA |  | 1 Year | 6.0423 | 5% | 5.7402
29349 | Belden Wire | AX104486 | KEYSTONE MEDIAFLEX SG FP | EA |  | 1 Year | 6.2227 | 5% | 5.9116
29350 | Belden Wire | AX104487 | KEYSTONE MEDIAFLEX SG FP | EA |  | 1 Year | 6.0423 | 5% | 5.7402
29351 | Belden Wire | AX104488 | KEYSTONE MEDIAFLEX DG FP | EA |  | 1 Year | 8.2088 | 5% | 7.7984
29352 | Belden Wire | AX104489 | KEYSTONE MEDIAFLEX SG FP | EA |  | 1 Year | 6.0423 | 5% | 5.7402
29353 | Belden Wire | AX104490 | KEYSTONE MEDIAFLEX SG FP | EA |  | 1 Year | 6.2227 | 5% | 5.9116
29354 | Belden Wire | AX104491 | KEYSTONE MEDIAFLEX SG FP | EA |  | 1 Year | 6.0423 | 5% | 5.7402
29355 | Belden Wire | AX104492 | KEYSTONE MEDIAFLEX DG FP | EA |  | 1 Year | 8.2088 | 5% | 7.7984
29356 | Belden Wire | AX104493 | KEYSTONE MEDIAFLEX SG FP | EA |  | 1 Year | 4.1524 | 5% | 3.9448
29357 | Belden Wire | AX104494 | KEYSTONE MEDIAFLEX SG FP | EA |  | 1 Year | 4.1524 | 5% | 3.9448
29358 | Belden Wire | AX104495 | KCONN MFLEX FP KIT 2-P ELEC WH | EA |  | 1 Year | 4.1524 | 5% | 3.9448
29359 | Belden Wire | AX104496 | KCONN MFLEX FP KIT 2-P BLACK | EA |  | 1 Year | 4.1524 | 5% | 3.9448
29360 | Belden Wire | AX104497 | KCONN MFLEX FP KIT 2-P GREY | EA |  | 1 Year | 4.1524 | 5% | 3.9448
29361 | Belden Wire | AX104498 | KCONN MFLEX FP KIT 2-P ALM | EA |  | 1 Year | 4.1524 | 5% | 3.9448
29362 | Belden Wire | AX104499 | KCONN MFLEX FP KIT 2-P ELEC WH | EA |  | 1 Year | 4.1524 | 5% | 3.9448
29363 | Belden Wire | AX104500 | KCONN MFLEX FP KIT 2-P BLACK | EA |  | 1 Year | 4.1524 | 5% | 3.9448
29364 | Belden Wire | AX104501 | 10GX SHIELDED KEYCONNECT RJ45 | EA |  | 1 Year | 34.5 | 5% | 32.775
29365 | Belden Wire | AX104508-B25 | LC DUPLEX ICON, BLUE, PK25 | EA |  | 1 Year | 36.6186 | 5% | 34.7877
29366 | Belden Wire | AX104509-B25 | LC DUPLEX ICON, ORANGE, PK25 | EA |  | 1 Year | 36.6186 | 5% | 34.7877
29367 | Belden Wire | AX104510-B25 | LC DUPLEX ICON, BLACK, PK25 | EA |  | 1 Year | 36.6186 | 5% | 34.7877
29368 | Belden Wire | AX104511-B25 | LC DUPLEX ICON, YELLOW, PK25 | EA |  | 1 Year | 36.6186 | 5% | 34.7877
29369 | Belden Wire | AX104512-B25 | LC DUPLEX ICON, GREEN, PK25 | EA |  | 1 Year | 36.6186 | 5% | 34.7877
29370 | Belden Wire | AX104513-B25 | LC DUPLEX ICON, RED, PK25 | EA |  | 1 Year | 36.6186 | 5% | 34.7877
29371 | Belden Wire | AX104514-B25 | LC DUPLEX ICON, AQUA, PK25 | EA |  | 1 Year | 36.6186 | 5% | 34.7877
29372 | Belden Wire | AX104552 | CAT6A PLUG TEST ADAPT | EA |  | 1 Year | 36.975 | 5% | 35.1262
29373 | Belden Wire | AX104562 | 10GX Shielded Modular Jack | EA |  | 1 Year | 22.5743 | 5% | 21.4456
29374 | Belden Wire | AX104563 | KCONN SHIELDED PPANEL 24-P 1U | EA |  | 1 Year | 69.72 | 5% | 66.234
29375 | Belden Wire | AX104564 | KCONN SHIELDED PPANEL 48-P 2U | EA |  | 1 Year | 125.16 | 5% | 118.902
29376 | Belden Wire | AX104565 | KCONN FACEPLATE 1-P SG IVORY | EA |  | 1 Year | 2.601 | 5% | 2.4709
29377 | Belden Wire | AX104566 | KCONN FACEPLATE 6-P DG IVORY | EA |  | 1 Year | 3.9015 | 5% | 3.7064
29378 | Belden Wire | AX104567 | KCONN F-COAX MODULE IVO | EA |  | 1 Year | 5.4101 | 5% | 5.1396
29379 | Belden Wire | AX104568 | ANGLEFLEX PATCH PANEL 24-P 1U | EA |  | 1 Year | 503.2 | 5% | 478.04
29380 | Belden Wire | AX104569 | ANGLEFLEX PATCH PANEL 24-P 1U | EA |  | 1 Year | 754.5 | 5% | 716.775
29381 | Belden Wire | AX104570 | ANGLEFLEX PATCH PANEL 48-P 2U | EA |  | 1 Year | 1006.4 | 5% | 956.08
29382 | Belden Wire | AX104571 | ANGLEFLEX PATCH PANEL 48-P 2U | EA |  | 1 Year | 1508.9 | 5% | 1433.455
29383 | Belden Wire | AX104572 | COLOR CODE ICON KIT | EA |  | 1 Year | 17.5954 | 5% | 16.7156
29384 | Belden Wire | AX104573 | KEYCONNECT BNC 75 SURFACE | EA |  | 1 Year | 11.2363 | 5% | 10.6745
29385 | Belden Wire | AX104574 | KEYCONNECT BNC 75 SURFACE | EA |  | 1 Year | 11.2363 | 5% | 10.6745
29386 | Belden Wire | AX104575 | KEYCONNECT BNC 75 SURFACE | EA |  | 1 Year | 11.2363 | 5% | 10.6745
29387 | Belden Wire | AX104576 | KEYCONNECT BNC 75 SURFACE | EA |  | 1 Year | 6.7538 | 5% | 6.4161
29388 | Belden Wire | AX104591 | KCONN PATCH PANEL 48-P 1U BLK | EA |  | 1 Year | 962.6 | 5% | 914.47
29389 | Belden Wire | AX104592 | KCONN PATCH PANEL 48-P 1U TITA | EA |  | 1 Year | 1428.2 | 5% | 1356.79
29390 | Belden Wire | AX104593 | B'liance Spare Blade FC-7R&8R | EA |  | 1 Year | 336.6 | 5% | 319.77
29391 | Belden Wire | AX104594-01 | Mediaflex Angle DG 12P Adapter | EA |  | 1 Year | 6.7538 | 5% | 6.4161
29392 | Belden Wire | AX104594-02 | Mediaflex Angle DG 12P Adapter | EA |  | 1 Year | 6.7538 | 5% | 6.4161
29393 | Belden Wire | AX104594-04 | Mediaflex Angle DG 12P Adapter | EA |  | 1 Year | 6.7538 | 5% | 6.4161
29394 | Belden Wire | AX104594-14 | Mediaflex Angle DG 12P Adapter | EA |  | 1 Year | 6.7538 | 5% | 6.4161
29395 | Belden Wire | AX104595 | Cat 5e Shielded Modular Jack | EA |  | 1 Year | 7.8722 | 5% | 7.4786
29396 | Belden Wire | AX104596 | Cat 6+ Shielded Modular Jack | EA |  | 1 Year | 11.9675 | 5% | 11.3691
29397 | Belden Wire | AX104599 | KCONN ANGLED PPANEL 24P 1U BLK | EA |  | 1 Year | 90.9563 | 5% | 86.4085
29398 | Belden Wire | AX104599+CN | KCONN ANGLED PPANEL 24P 1U BLK | EA |  | 1 Year | 115.5 | 5% | 109.725
29399 | Belden Wire | AX104600 | KCONN ANGLED PPANEL 48P 1U BLK | EA |  | 1 Year | 122.4563 | 5% | 116.3335
29400 | Belden Wire | AX104600-VLB | KCONN ANGLED PPANEL 48P 1U VLB | EA |  | 1 Year | 122.4563 | 5% | 116.3335
29401 | Belden Wire | AX104601 | KCONN ANGLED PPANEL 48P 2U BLK | EA |  | 1 Year | 122.4563 | 5% | 116.3335
29402 | Belden Wire | AX104601+CA | KCONN ANGLED PPANEL 48P 2U BLK | EA |  | 1 Year | 149 | 5% | 141.55
29403 | Belden Wire | AX104601+CN | KCONN ANGLED PPANEL 48P 2U BLK | EA |  | 1 Year | 149 | 5% | 141.55
29404 | Belden Wire | AX104604 | SUPPORT HANDLE LC KEYED ADAPT | EA |  | 1 Year | 43.0666 | 5% | 40.9133
29405 | Belden Wire | AX104615 | KEYCONNECT ADAPTER, 12 PT | EA |  | 1 Year | 20.7 | 5% | 19.665
29406 | Belden Wire | AX104622 | KCONN SHD ANGLED PPANEL 24P 1U | EA |  | 1 Year | 122.4563 | 5% | 116.3335
29407 | Belden Wire | AX104622+CA | KCONN SHD ANGLED PPANEL 24P 1U | EA |  | 1 Year | 145 | 5% | 137.75
29408 | Belden Wire | AX104623 | KCONN SHD ANGLED PPANEL 48P 2U | EA |  | 1 Year | 185.0625 | 5% | 175.8094
29409 | Belden Wire | AX104623+CA | KCONN SHD ANGLED PPANEL 48P 2U | EA |  | 1 Year | 235 | 5% | 223.25
29410 | Belden Wire | AX104624-04 | MDVO SC SM MODULE, BLACK | EA |  | 1 Year | 19.7676 | 5% | 18.7792
29411 | Belden Wire | AX104630-BK | KeyConnect-CommScope Black, | EA |  | 1 Year | 1 | 5% | 0.95
29412 | Belden Wire | AX104630-EW | KeyConnect-CommScope White, | EA |  | 1 Year | 1 | 5% | 0.95
29413 | Belden Wire | AX104632-BK | KCONN COLOR ICON KIT(BLACK)FOR | EA |  | 1 Year | 4.0576 | 5% | 3.8547
29414 | Belden Wire | AX104632-BL | KCONN COLOR ICON KIT(BLUE)FOR | EA |  | 1 Year | 4.0576 | 5% | 3.8547
29415 | Belden Wire | AX104632-EW | KCONN COLOR ICON KIT(WHITE)FOR | EA |  | 1 Year | 4.0576 | 5% | 3.8547
29416 | Belden Wire | AX104632-GN | KCONN COLOR ICON KIT(GREEN)FOR | EA |  | 1 Year | 4.0576 | 5% | 3.8547
29417 | Belden Wire | AX104632-GY | KCONN COLOR ICON KIT(GRAY)FOR | EA |  | 1 Year | 4.0576 | 5% | 3.8547
29418 | Belden Wire | AX104632-OR | KCONN COLOR ICON KIT(ORANG)FOR | EA |  | 1 Year | 4.0576 | 5% | 3.8547
29419 | Belden Wire | AX104632-PR | KCONN COLOR ICON KIT(PURPL)FOR | EA |  | 1 Year | 4.0576 | 5% | 3.8547
29420 | Belden Wire | AX104632-RD | KCONN COLOR ICON KIT(RED)FOR | EA |  | 1 Year | 4.0576 | 5% | 3.8547
29421 | Belden Wire | AX104632-YE | KCONN COLOR ICON KIT(YELLO)FOR | EA |  | 1 Year | 4.0576 | 5% | 3.8547
29422 | Belden Wire | AX104681 | FX UHD 1U PATCH PANEL HOUSING | EA |  | 1 Year | 284.58 | 5% | 270.351
29423 | Belden Wire | AX104682 | FX UHD 2U PATCH PANEL HOUSING | EA |  | 1 Year | 474.3 | 5% | 450.585
29424 | Belden Wire | AX104683 | FX UHD 4U PATCH PANEL HOUSING | EA |  | 1 Year | 862.3636 | 5% | 819.2454
29425 | Belden Wire | AX104684 | FX UHD 1U SPLICE HOUSING KIT | EA |  | 1 Year | 765 | 5% | 726.75
29426 | Belden Wire | AX104685 | FX UHD PATCH CORD RELEASE TOOL | EA |  | 1 Year | 117.3 | 5% | 111.435
29427 | Belden Wire | AX104686 | FXM MODULE 24-FIBER OM4 | EA |  | 1 Year | 1215.726 | 5% | 1154.9397
29428 | Belden Wire | AX104687 | KCONN Tamper Resist FP, 4p,WH | EA |  | 1 Year | 25.2297 | 5% | 23.9682
29429 | Belden Wire | AX104688 | KCONN Tamper Resist FP, 4p,WH | EA |  | 1 Year | 16.3863 | 5% | 15.567
29430 | Belden Wire | AX104689 | H/Care Faceplate S/Driver bit | EA |  | 1 Year | 9.1035 | 5% | 8.6483
29431 | Belden Wire | AX104695 | BREAK OUT KIT 6-F | EA |  | 1 Year | 42.6044 | 5% | 40.4742
29432 | Belden Wire | AX104696 | BREAK OUT KIT 12-F, | EA |  | 1 Year | 47.8064 | 5% | 45.4161
29433 | Belden Wire | AX104705 | FX UHD SPLICE ACCESSORY KIT | EA |  | 1 Year | 200.379 | 5% | 190.36
29434 | Belden Wire | AX104934 | FIBEREXPRESS RACK MOUNT | EA |  | 1 Year | 490.2503 | 5% | 465.7378
29435 | Belden Wire | AX105002-S1 | SM SC DUPLEX ADAPTER 1/PK | EA |  | 1 Year | 13.8685 | 5% | 13.1751
29436 | Belden Wire | AX105004-B25 | LC, BLUE, DX, FLANGED 25/PK | EA |  | 1 Year | 319.4028 | 5% | 303.4327
29437 | Belden Wire | AX105004-S1 | LC, BLUE, DX, FLANGED 1/PK | EA |  | 1 Year | 13.5252 | 5% | 12.8489
29438 | Belden Wire | AX105005-B25 | SC, BLUE, SX, FLANGED 25/PK | EA |  | 1 Year | 143.7904 | 5% | 136.6009
29439 | Belden Wire | AX105006-B25 | ST, METAL, SX, FLANGED 25/PK | EA |  | 1 Year | 398.4732 | 5% | 378.5495
29440 | Belden Wire | AX105007-B25 | MPO KEY-UP KEY-DOWN, SX, 25/PK | EA |  | 1 Year | 410.193 | 5% | 389.6833
29441 | Belden Wire | AX105007-S1 | MPO KEY-UP KEY-DOWN, SX, 1/PK | EA |  | 1 Year | 12.8092 | 5% | 12.1687
29442 | Belden Wire | AX105008-B25 | SC/APC, GREEN, SX, 25/PK | EA |  | 1 Year | 192.474 | 5% | 182.8503
29443 | Belden Wire | AX105009-B25 | HYB LC TO LC UNIV. KEYED 25/PK | EA |  | 1 Year | 176.868 | 5% | 168.0246
29444 | Belden Wire | AX105010-B25 | MPO KEY-UP KEY-UP, SX, FLANGED | EA |  | 1 Year | 398.4732 | 5% | 378.5495
29445 | Belden Wire | AX105010-S1 | MPO KEY-UP KEY-UP, SX, FLANGED | EA |  | 1 Year | 15.9389 | 5% | 15.142
29446 | Belden Wire | AX105156 | CAT6+ PATCH PANEL BCAST 24P 1U | EA |  | 1 Year | 254.1 | 5% | 241.395
29447 | Belden Wire | AX105157 | CAT6+ PATCH PANEL BCAST 48P 2U | EA |  | 1 Year | 507.1 | 5% | 481.745
29448 | Belden Wire | AX105158-AL | MEDIAFLEX SVGA-STEREO INSERT | EA |  | 1 Year | 37.2255 | 5% | 35.3642
29449 | Belden Wire | AX105158-BK | MEDIAFLEX SVGA-STEREO INSERT | EA |  | 1 Year | 37.2255 | 5% | 35.3642
29450 | Belden Wire | AX105158-EW | MEDIAFLEX SVGA-STEREO INSERT | EA |  | 1 Year | 37.2255 | 5% | 35.3642
29451 | Belden Wire | AX105162 | FX UHD PATCH CORD TRAY COVER | EA |  | 1 Year | 126.7452 | 5% | 120.4079
29452 | Belden Wire | AX105164 | FX UHD STANDARD SHELF 1U | EA |  | 1 Year | 198.9 | 5% | 188.955
29453 | Belden Wire | AX105165 | FX UHD RECESSED SHELF 1U | EA |  | 1 Year | 198.9 | 5% | 188.955
29454 | Belden Wire | AX105166 | FX UHD STANDARD SHELF 4U | EA |  | 1 Year | 300.9 | 5% | 285.855
29455 | Belden Wire | AX105167 | FX UHD RECESSED SHELF 4U | EA |  | 1 Year | 300.9 | 5% | 285.855
29456 | Belden Wire | AX105168 | GIGABIX CAT6+ PATCHCORD | EA |  | 1 Year | 40.83 | 5% | 38.7885
29457 | Belden Wire | AX105174 | FX UHD 1U SPLICE HOUSING KIT | EA |  | 1 Year | 606.9 | 5% | 576.555
29458 | Belden Wire | AX105200-B25 | FX BR UNIVERSAL LC OM1 25/PK | EA |  | 1 Year | 405.7055 | 5% | 385.4202
29459 | Belden Wire | AX105200-S1 | FX BR UNIVERSAL LC OM1 1/PK | EA |  | 1 Year | 17.0825 | 5% | 16.2284
29460 | Belden Wire | AX105202-B25 | FX BR UNIVERSAL LC OM3-4 25/PK | EA |  | 1 Year | 405.7055 | 5% | 385.4202
29461 | Belden Wire | AX105202-S1 | FX BR UNIVERSAL LC OM3-4 1/PK | EA |  | 1 Year | 17.0825 | 5% | 16.2284
29462 | Belden Wire | AX105203-B25 | FX BR UNIVERSAL LC SM 25/PK | EA |  | 1 Year | 477.3019 | 5% | 453.4368
29463 | Belden Wire | AX105203-S1 | FX BR UNIVERSAL LC SM 1/PK | EA |  | 1 Year | 20.092 | 5% | 19.0874
29464 | Belden Wire | AX105205-B25 | FX BR UNIVERSAL SC OM1 25/PK | EA |  | 1 Year | 422.6166 | 5% | 401.4858
29465 | Belden Wire | AX105205-S1 | FX BR UNIVERSAL SC OM1 1/PK | EA |  | 1 Year | 17.7893 | 5% | 16.8998
29466 | Belden Wire | AX105207-B25 | FX BR UNIVERSAL SC OM3-4 25/PK | EA |  | 1 Year | 422.6166 | 5% | 401.4858
29467 | Belden Wire | AX105207-S1 | FX BR UNIVERSAL SC OM3-4 1/PK | EA |  | 1 Year | 17.7893 | 5% | 16.8998
29468 | Belden Wire | AX105208-B25 | FX BR UNIVERSAL SC SM 25/PK | EA |  | 1 Year | 494.213 | 5% | 469.5023
29469 | Belden Wire | AX105208-S1 | FX BR UNIVERSAL SC SM 1/PK | EA |  | 1 Year | 20.8095 | 5% | 19.769
29470 | Belden Wire | AX105209-B25 | FX BR UNIVERSAL SC APC 25/PK | EA |  | 1 Year | 512.5806 | 5% | 486.9516
29471 | Belden Wire | AX105209-S1 | FX BR UNIVERSAL SC APC 1/PK | EA |  | 1 Year | 21.5807 | 5% | 20.5017
29472 | Belden Wire | AX105210-B25 | FX BR UNIVERSAL ST OM1 25/PK | EA |  | 1 Year | 450.7839 | 5% | 428.2447
29473 | Belden Wire | AX105210-S1 | FX BR UNIVERSAL ST OM1 1/PK | EA |  | 1 Year | 18.9781 | 5% | 18.0292
29474 | Belden Wire | AX105212-B25 | FX BR UNIVERSAL ST OM3-4 25/PK | EA |  | 1 Year | 450.7839 | 5% | 428.2447
29475 | Belden Wire | AX105212-S1 | FX BR UNIVERSAL ST OM3-4 1/PK | EA |  | 1 Year | 18.9781 | 5% | 18.0292
29476 | Belden Wire | AX105213-B25 | FX BR UNIVERSAL ST SM 25/PK | EA |  | 1 Year | 522.3803 | 5% | 496.2613
29477 | Belden Wire | AX105213-S1 | FX BR UNIVERSAL ST SM 1/PK | EA |  | 1 Year | 21.9983 | 5% | 20.8984
29478 | Belden Wire | AX105214-B25 | FX BR UNIV JACKT 2MM BOOT 25/P | EA |  | 1 Year | 35.0753 | 5% | 33.3215
29479 | Belden Wire | AX105215-B25 | FX BR UNIV JACKT 3MM BOOT 25/P | EA |  | 1 Year | 35.0753 | 5% | 33.3215
29480 | Belden Wire | AX105252-B25 | FX BR UNIVERSAL LC OM4 EV 25/P | EA |  | 1 Year | 405.7055 | 5% | 385.4202
29481 | Belden Wire | AX105252-S1 | FX BR UNIVERSAL LC OM4 EV 1/PK | EA |  | 1 Year | 17.0825 | 5% | 16.2284
29482 | Belden Wire | AX105253-B25 | FX BR UNIVERSAL SC OM4 EV 25/P | EA |  | 1 Year | 422.6166 | 5% | 401.4858
29483 | Belden Wire | AX105253-S1 | FX BR UNIVERSAL SC OM4 EV 1/PK | EA |  | 1 Year | 17.7893 | 5% | 16.8998
29484 | Belden Wire | AX105254-B25 | FX BR UNIVERSAL ST OM4 EV 25/P | EA |  | 1 Year | 450.7839 | 5% | 428.2447
29485 | Belden Wire | AX105254-S1 | FX BR UNIVERSAL ST OM4 EV 1/PK | EA |  | 1 Year | 18.9781 | 5% | 18.0292
29486 | Belden Wire | AX105300 | 10GX KCONN ANG.COUPLER PP 24 | EA |  | 1 Year | 772 | 5% | 733.4
29487 | Belden Wire | AX105301 | 10GX KCONN ANG.COUPLER PP 48P | EA |  | 1 Year | 1543.9 | 5% | 1466.705
29488 | Belden Wire | AX105323 | FXM PRE-TERM MOD 24F OM4 | EA |  | 1 Year | 1346.7562 | 5% | 1279.4184
29489 | Belden Wire | AX105334-AL | KCONN AUDIO 3.5MM F/F COUP, AL | EA |  | 1 Year | 9.9878 | 5% | 9.4884
29490 | Belden Wire | AX105334-BK | KCONN AUDIO 3.5MM F/F COUP, BK | EA |  | 1 Year | 9.9878 | 5% | 9.4884
29491 | Belden Wire | AX105334-EW | KCONN AUDIO 3.5MM F/F COUP, EW | EA |  | 1 Year | 9.9878 | 5% | 9.4884
29492 | Belden Wire | AX105335-AL | KCONN AUDIO 3.5MM F/SOLDER, AL | EA |  | 1 Year | 15.9181 | 5% | 15.1222
29493 | Belden Wire | AX105335-BK | KCONN AUDIO 3.5MM F/SOLDER, BK | EA |  | 1 Year | 15.9181 | 5% | 15.1222
29494 | Belden Wire | AX105335-EW | KCONN AUDIO 3.5MM F/SOLDER, EW | EA |  | 1 Year | 15.9181 | 5% | 15.1222
29495 | Belden Wire | AX105336-AL | KCONN S-VIDEO F/F COUPER, AL | EA |  | 1 Year | 16.9585 | 5% | 16.1106
29496 | Belden Wire | AX105336-BK | KCONN S-VIDEO F/F COUPER, BK | EA |  | 1 Year | 16.9585 | 5% | 16.1106
29497 | Belden Wire | AX105336-EW | KCONN S-VIDEO F/F COUPER, EW | EA |  | 1 Year | 16.9585 | 5% | 16.1106
29498 | Belden Wire | AX105337-AL | KCONN RCA-RD COUPLER, ALM | EA |  | 1 Year | 8.0111 | 5% | 7.6105
29499 | Belden Wire | AX105337-BK | KCONN RCA-RD COUPLER, BLK | EA |  | 1 Year | 8.0111 | 5% | 7.6105
29500 | Belden Wire | AX105337-EW | KCONN RCA-RD COUPLER, E-WH | EA |  | 1 Year | 8.0111 | 5% | 7.6105
29501 | Belden Wire | AX105338-AL | KCONN RCA-WH COUPLER, ALM | EA |  | 1 Year | 8.0111 | 5% | 7.6105
29502 | Belden Wire | AX105338-BK | KCONN RCA-WH COUPLER, BLK | EA |  | 1 Year | 8.0111 | 5% | 7.6105
29503 | Belden Wire | AX105338-EW | KCONN RCA-WH COUPLER, E-WH | EA |  | 1 Year | 8.0111 | 5% | 7.6105
29504 | Belden Wire | AX105339-AL | KCONN RCA-YE COUPLER, ALM | EA |  | 1 Year | 8.0111 | 5% | 7.6105
29505 | Belden Wire | AX105339-BK | KCONN RCA-YE COUPLER, BLK | EA |  | 1 Year | 8.0111 | 5% | 7.6105
29506 | Belden Wire | AX105339-EW | KCONN RCA-YE COUPLER, E-WH | EA |  | 1 Year | 8.0111 | 5% | 7.6105
29507 | Belden Wire | AX105340-AL | KCONN RCA-GN COUPLER, ALM | EA |  | 1 Year | 8.0111 | 5% | 7.6105
29508 | Belden Wire | AX105340-BK | KCONN RCA-GN COUPLER, BLK | EA |  | 1 Year | 8.0111 | 5% | 7.6105
29509 | Belden Wire | AX105340-EW | KCONN RCA-GN COUPLER, E-WH | EA |  | 1 Year | 8.0111 | 5% | 7.6105
29510 | Belden Wire | AX105341-AL | KCONN RCA-BL COUPLER, ALM | EA |  | 1 Year | 8.0111 | 5% | 7.6105
29511 | Belden Wire | AX105341-BK | KCONN RCA-BL COUPLER, BLK | EA |  | 1 Year | 8.0111 | 5% | 7.6105
29512 | Belden Wire | AX105341-EW | KCONN RCA-BL COUPLER, E-WH | EA |  | 1 Year | 8.0111 | 5% | 7.6105
29513 | Belden Wire | AX105342-AL | KCONN USB3 A-A F/F COUPER, AL | EA |  | 1 Year | 24.7615 | 5% | 23.5234
29514 | Belden Wire | AX105342-BK | KCONN USB3 A-A F/F COUPER, BK | EA |  | 1 Year | 24.7615 | 5% | 23.5234
29515 | Belden Wire | AX105342-EW | KCONN USB3 A-A F/F COUPER, EW | EA |  | 1 Year | 24.7615 | 5% | 23.5234
29516 | Belden Wire | AX105343-AL | KCONN USB2 A-A F/F COUPER, AL | EA |  | 1 Year | 22.2646 | 5% | 21.1514
29517 | Belden Wire | AX105343-BK | KCONN USB2 A-A F/F COUPER, BK | EA |  | 1 Year | 22.2646 | 5% | 21.1514
29518 | Belden Wire | AX105343-EW | KCONN USB2 A-A F/F COUPER, EW | EA |  | 1 Year | 22.2646 | 5% | 21.1514
29519 | Belden Wire | AX105344-AL | KCONN USB2 B-B F/F COUPER, AL | EA |  | 1 Year | 22.2646 | 5% | 21.1514
29520 | Belden Wire | AX105344-BK | KCONN USB2 B-B F/F COUPER, BK | EA |  | 1 Year | 22.2646 | 5% | 21.1514
29521 | Belden Wire | AX105344-EW | KCONN USB2 B-B F/F COUPER, EW | EA |  | 1 Year | 22.2646 | 5% | 21.1514
29522 | Belden Wire | AX105345-AL | KCONN HDMI COUPLER, ALM | EA |  | 1 Year | 25.3858 | 5% | 24.1165
29523 | Belden Wire | AX105345-BK | KCONN HDMI COUPLER, BLACK | EA |  | 1 Year | 25.3858 | 5% | 24.1165
29524 | Belden Wire | AX105345-EW | KCONN HDMI COUPLER, E-WH | EA |  | 1 Year | 25.3858 | 5% | 24.1165
29525 | Belden Wire | AX105346-AL | KCONN F-COAX 3GHZ, ALM | EA |  | 1 Year | 5.6182 | 5% | 5.3373
29526 | Belden Wire | AX105346-BK | KCONN F-COAX 3GHZ, BLK | EA |  | 1 Year | 5.6182 | 5% | 5.3373
29527 | Belden Wire | AX105346-EW | KCONN F-COAX 3GHZ, E-WH | EA |  | 1 Year | 5.6182 | 5% | 5.3373
29528 | Belden Wire | AX105348 | 10GX KCONN ANG.COUPLER PP 48P | EA |  | 1 Year | 1465 | 5% | 1391.75
29529 | Belden Wire | AX105349 | CAT6+ KCONN ANG.COUPLER PP 24P | EA |  | 1 Year | 520.8 | 5% | 494.76
29530 | Belden Wire | AX105350 | CAT6+ KCONN ANG.COUPLER PP 48P | EA |  | 1 Year | 1041.5 | 5% | 989.425
29531 | Belden Wire | AX105351 | CAT6+ KCONN ANG.COUPLER PP 48P | EA |  | 1 Year | 962.6 | 5% | 914.47
29532 | Belden Wire | AX105352-AL | KCONN SIDE ENTRY BOX 1P ALM | EA |  | 1 Year | 3.1212 | 5% | 2.9651
29533 | Belden Wire | AX105352-BK | KCONN SIDE ENTRY BOX 1P BLACK | EA |  | 1 Year | 3.1212 | 5% | 2.9651
29534 | Belden Wire | AX105352-EW | KCONN SIDE ENTRY BOX 1P E-WH | EA |  | 1 Year | 3.1212 | 5% | 2.9651
29535 | Belden Wire | AX105352-GS | KCONN SIDE ENTRY BOX 1P DGRAY | EA |  | 1 Year | 3.1212 | 5% | 2.9651
29536 | Belden Wire | AX105353-AL | KCONN SIDE ENTRY BOX 2P ALM | EA |  | 1 Year | 4.6348 | 5% | 4.4031
29537 | Belden Wire | AX105353-BK | KCONN SIDE ENTRY BOX 2P BLACK | EA |  | 1 Year | 4.6348 | 5% | 4.4031
29538 | Belden Wire | AX105353-EW | KCONN SIDE ENTRY BOX 2P E-WH | EA |  | 1 Year | 4.6348 | 5% | 4.4031
29539 | Belden Wire | AX105354-AL | KCONN SIDE ENTRY BOX 4P ALM | EA |  | 1 Year | 8.0111 | 5% | 7.6105
29540 | Belden Wire | AX105354-BK | KCONN SIDE ENTRY BOX 4P BLACK | EA |  | 1 Year | 8.0111 | 5% | 7.6105
29541 | Belden Wire | AX105354-EW | KCONN SIDE ENTRY BOX 4P E-WH | EA |  | 1 Year | 8.0111 | 5% | 7.6105
29542 | Belden Wire | AX105354-GY | KCONN SIDE ENTRY BOX 4P GREY | EA |  | 1 Year | 8.0111 | 5% | 7.6105
29543 | Belden Wire | AX105355-AL | KCONN SIDE ENTRY BOX 6P ALM | EA |  | 1 Year | 10.3 | 5% | 9.785
29544 | Belden Wire | AX105355-BK | KCONN SIDE ENTRY BOX 6P BLACK | EA |  | 1 Year | 9.9 | 5% | 9.405
29545 | Belden Wire | AX105355-EW | KCONN SIDE ENTRY BOX 6P E-WH | EA |  | 1 Year | 10.3 | 5% | 9.785
29546 | Belden Wire | AX105355-GY | KCONN SIDE ENTRY BOX 6P GREY | EA |  | 1 Year | 9.9 | 5% | 9.405
29547 | Belden Wire | AX105357 | CAT5E KCONN ANG,PPANEL 24P 1U | EA |  | 1 Year | 202 | 5% | 191.9
29548 | Belden Wire | AX105358 | CAT5E KCONN ANG,PPANEL 48P 2U | EA |  | 1 Year | 403.9 | 5% | 383.705
29549 | Belden Wire | AX105359 | CAT5E KCONN ANG,PPANEL 48P 1U | EA |  | 1 Year | 324.9 | 5% | 308.655
29550 | Belden Wire | AX105360 | CAT6+ KCONN ANG,PPANEL 24P 1U | EA |  | 1 Year | 271 | 5% | 257.45
29551 | Belden Wire | AX105361 | CAT6+ KCONN ANG,PPANEL 48P 2U | EA |  | 1 Year | 542 | 5% | 514.9
29552 | Belden Wire | AX105362 | CAT6+ KCONN ANG,PPANEL 48P 1U | EA |  | 1 Year | 463 | 5% | 439.85
29553 | Belden Wire | AX105363 | 10GX KCONN ANG,PPANEL 24P 1U | EA |  | 1 Year | 466.2 | 5% | 442.89
29554 | Belden Wire | AX105364 | 10GX KCONN ANG,PPANEL 48P 2U | EA |  | 1 Year | 932.3 | 5% | 885.685
29555 | Belden Wire | AX105365 | 10GX KCONN ANG,PPANEL 48P 1U | EA |  | 1 Year | 853.4 | 5% | 810.73
29556 | Belden Wire | AX105366 | 10GX KCONN VERT.MOUNT | EA |  | 1 Year | 257.4 | 5% | 244.53
29557 | Belden Wire | AX105367 | CAT6+ KCONN VERT.MOUNT | EA |  | 1 Year | 173.6 | 5% | 164.92
29558 | Belden Wire | AX105371 | 3U96 PORTS KEYCONNECT PP | EA |  | 1 Year | 129.15 | 5% | 122.6925
29559 | Belden Wire | AX105373 | FXM PRE-TERM MOD 24F OM4 | EA |  | 1 Year | 1346.7562 | 5% | 1279.4184
29560 | Belden Wire | AX105379 | FX UHD 4U 23'' PATCH PANEL | EA |  | 1 Year | 1014.9 | 5% | 964.155
29561 | Belden Wire | AX105384 | KCONN F-COAX MODULE D-GY | EA |  | 1 Year | 5.3893 | 5% | 5.1198
29562 | Belden Wire | AX105393 | ID TUBE 1/2 X 17 | EA |  | 1 Year | 5.049 | 5% | 4.7965
29563 | Belden Wire | AX105505-AL | MDVO LC DUP LOMM MOD, ALM | EA |  | 1 Year | 19.7676 | 5% | 18.7792
29564 | Belden Wire | AX105505-BK | MDVO LC DUP LOMM MOD, BLK | EA |  | 1 Year | 19.7676 | 5% | 18.7792
29565 | Belden Wire | AX105505-WH | MDVO LC DUP LOMM MOD, WHI | EA |  | 1 Year | 19.7676 | 5% | 18.7792
29566 | Belden Wire | AX105505-YE | MDVO LC DUP LOMM MOD, YEL | EA |  | 1 Year | 19.7676 | 5% | 18.7792
29567 | Belden Wire | AX105520 | CAT6+ HD PATCH PANEL 24-P | EA |  | 1 Year | 234.2 | 5% | 222.49
29568 | Belden Wire | AX105521 | CAT6+ HD PATCH PANEL 48-P | EA |  | 1 Year | 468.3 | 5% | 444.885
29569 | Belden Wire | AX105537 | FX ADAPT. STRIP 12F, LC DUPLEX | EA |  | 1 Year | 62.6325 | 5% | 59.5009
29570 | Belden Wire | AX105538 | FXM SPLICE HOLDER KIT (4 X SPL | EA |  | 1 Year | 25.5 | 5% | 24.225
29571 | Belden Wire | AX105559 | GIGABIX CAT6+ PATCHCORD | EA |  | 1 Year | 32.33 | 5% | 30.7135
29572 | Belden Wire | AX105561 | FX ADAPT. STRIP 24F, LC DUPLEX | EA |  | 1 Year | 117.2325 | 5% | 111.3709
29573 | Belden Wire | AX105563 | FX UHD 1U PATCH PANEL HOUSING | EA |  | 1 Year | 284.58 | 5% | 270.351
29574 | Belden Wire | AX105564 | FX UHD 2U PATCH PANEL HOUSING | EA |  | 1 Year | 474.3 | 5% | 450.585
29575 | Belden Wire | AX105565 | FX UHD 4U PATCH PANEL HOUSING | EA |  | 1 Year | 862.359 | 5% | 819.241
29576 | Belden Wire | AX105566 | RAPID TERM. TOOL ASSEMBLY | EA |  | 1 Year | 82.1916 | 5% | 78.082
29577 | Belden Wire | AX105568 | RAPID TERM. TOOL HEADSETT | EA |  | 1 Year | 26.01 | 5% | 24.7095
29578 | Belden Wire | AX105569 | RAPID TERM. TOOL POUCH | EA |  | 1 Year | 15.606 | 5% | 14.8257
29579 | Belden Wire | AX105575 | FXM MODULE 12-FIBER OM4 | EA |  | 1 Year | 661.3082 | 5% | 628.2428
29580 | Belden Wire | AX105646-B25 | SC/APC DX ADAPTER (25/PK) | EA |  | 1 Year | 514.998 | 5% | 489.2481
29581 | Belden Wire | AX105672 | FX UHD PATCH TRAY COVER 19IN | EA |  | 1 Year | 126.7452 | 5% | 120.4079
29582 | Belden Wire | AX105673 | FX UHD STANDARD SHELF 1U | EA |  | 1 Year | 198.9 | 5% | 188.955
29583 | Belden Wire | AX105674 | FX UHD RECESSED SHELF 1U | EA |  | 1 Year | 198.9 | 5% | 188.955
29584 | Belden Wire | AX105675 | FX UHD STANDARD SHELF 4U | EA |  | 1 Year | 300.9 | 5% | 285.855
29585 | Belden Wire | AX105676 | FX UHD RECESSED SHELF 4U | EA |  | 1 Year | 300.9 | 5% | 285.855
29586 | Belden Wire | AX105677 | FX UHD 1U SPLICE HOUSING KIT | EA |  | 1 Year | 606.9 | 5% | 576.555
29587 | Belden Wire | AX105678 | FX UHD 1U SPLICE HOUSING KIT | EA |  | 1 Year | 765 | 5% | 726.75
29588 | Belden Wire | AX105691-B25 | SC DX ADAPTER OM3 AQUA (25/PK) | EA |  | 1 Year | 530.145 | 5% | 503.6377
29589 | Belden Wire | AX105692-B25 | SC DX ADAPT OM4 VIOLET (25/PK) | EA |  | 1 Year | 530.145 | 5% | 503.6377
29590 | Belden Wire | AX105700 | FX UHD FIBER MGT SPOOL KIT | EA |  | 1 Year | 76.5 | 5% | 72.675
29591 | Belden Wire | AX105766 | FX UHD FIBER MGT SPOOL 4 SPARE | EA |  | 1 Year | 25.5 | 5% | 24.225
29592 | Belden Wire | AX105770 | KCONN MFLEX FP KIT DG 6-P, BLK | EA |  | 1 Year | 8.2088 | 5% | 7.7984
29593 | Belden Wire | AX105771 | KCONN MFLEX FP KIT DG 8-P, GRY | EA |  | 1 Year | 8.2088 | 5% | 7.7984
29594 | Belden Wire | AX105772 | KCONN MFLEX FP KIT DG 8-P, BLK | EA |  | 1 Year | 8.2088 | 5% | 7.7984
29595 | Belden Wire | AX105773 | KCONN MFLEX FP KIT DG 6-P, GRY | EA |  | 1 Year | 8.2088 | 5% | 7.7984
29596 | Belden Wire | AX105774 | KCONN MFLEX FP KIT DG 6-P, BLK | EA |  | 1 Year | 8.2088 | 5% | 7.7984
29597 | Belden Wire | AX105775 | KCONN MFLEX FP KIT DG 8-P, GRY | EA |  | 1 Year | 8.2088 | 5% | 7.7984
29598 | Belden Wire | AX105776 | KCONN MFLEX FP KIT DG 8-P, BLK | EA |  | 1 Year | 8.2088 | 5% | 7.7984
29599 | Belden Wire | AX105777 | KCONN MFLEX FP KIT SG 2-P, IVO | EA |  | 1 Year | 4.1512 | 5% | 3.9436
29600 | Belden Wire | AX105778 | KCONN MFLEX FP KIT SG 4-P, IVO | EA |  | 1 Year | 6.0423 | 5% | 5.7402
29601 | Belden Wire | AX105779 | KCONN MFLEX FP KIT SG 6-P, IVO | EA |  | 1 Year | 6.2227 | 5% | 5.9116
29602 | Belden Wire | AX105780 | KCONN MFLEX FP KIT SG 2-P, IVO | EA |  | 1 Year | 4.1524 | 5% | 3.9448
29603 | Belden Wire | AX105781 | KCONN MFLEX FP KIT SG 4-P, IVO | EA |  | 1 Year | 6.0423 | 5% | 5.7402
29604 | Belden Wire | AX105782 | KCONN MFLEX FP KIT DG 8-P, IVO | EA |  | 1 Year | 8.2088 | 5% | 7.7984
29605 | Belden Wire | AX105783 | KCONN MFLEX FP KIT DG 8-P, IVO | EA |  | 1 Year | 8.2088 | 5% | 7.7984
29606 | Belden Wire | AX105784 | KCONN MFLEX FP KIT DG 12P, IVO | EA |  | 1 Year | 8.2088 | 5% | 7.7984
29607 | Belden Wire | AX105785 | KCONN MFLEX FP KIT DG 6-P, IVO | EA |  | 1 Year | 8.2088 | 5% | 7.7984
29608 | Belden Wire | AX105786 | KCONN MFLEX FP KIT DG 8-P, IVO | EA |  | 1 Year | 8.2088 | 5% | 7.7984
29609 | Belden Wire | AX105787 | KIT MFLEX KCONN INSERTS(10/PK) | EA |  | 1 Year | 8.2805 | 5% | 7.8665
29610 | Belden Wire | AX105788 | KIT MFLEX KCONN INSERTS(10/PK) | EA |  | 1 Year | 7.2107 | 5% | 6.8502
29611 | Belden Wire | AX105812 | FX UHD BEZEL PANEL 1U BLACK | EA |  | 1 Year | 96.9 | 5% | 92.055
29612 | Belden Wire | AX105813 | FX UHD BEZEL PANEL 1U TITANIUM | EA |  | 1 Year | 96.9 | 5% | 92.055
29613 | Belden Wire | AX105816 | 6-PORT KEYCONNECT MEDIA | EA |  | 1 Year | 16.3863 | 5% | 15.567
29614 | Belden Wire | AX106512-BK | 6-PORT KEYCONNECT MEDIA | EA |  | 1 Year | 16.3863 | 5% | 15.567
29615 | Belden Wire | AX106512-EW | 6-PORT KEYCONNECT MEDIA | EA |  | 1 Year | 16.3863 | 5% | 15.567
29616 | Belden Wire | AX106559 | GIGABIX CAT6+ PATCHCORD | EA |  | 1 Year | 40.83 | 5% | 38.7885
29617 | Belden Wire | AX106560 | GIGABIX CAT6+ PATCHCORD | EA |  | 1 Year | 52.33 | 5% | 49.7135
29618 | Belden Wire | AX106572-AL | DECO ADAPTER BLANK | EA |  | 1 Year | 3.4853 | 5% | 3.311
29619 | Belden Wire | AX106572-BK | DECO ADAPTER BLANK | EA |  | 1 Year | 3.4853 | 5% | 3.311
29620 | Belden Wire | AX106572-EW | DECO ADAPTER BLANK | EA |  | 1 Year | 3.4853 | 5% | 3.311
29621 | Belden Wire | AX106572-GY | DECO ADAPTER BLANK | EA |  | 1 Year | 3.4853 | 5% | 3.311
29622 | Belden Wire | AX106573-AL | KEYCONNECT DECO ADAPTER 2-P | EA |  | 1 Year | 3.4853 | 5% | 3.311
29623 | Belden Wire | AX106573-BK | KEYCONNECT DECO ADAPTER 2-P | EA |  | 1 Year | 3.4853 | 5% | 3.311
29624 | Belden Wire | AX106573-EW | KEYCONNECT DECO ADAPTER 2-P | EA |  | 1 Year | 3.4853 | 5% | 3.311
29625 | Belden Wire | AX106573-GY | KEYCONNECT DECO ADAPTER 2-P | EA |  | 1 Year | 3.4853 | 5% | 3.311
29626 | Belden Wire | AX106574-AL | KEYCONNECT DECO ADAPTER 3-P | EA |  | 1 Year | 3.4853 | 5% | 3.311
29627 | Belden Wire | AX106574-BK | KEYCONNECT DECO ADAPTER 3-P | EA |  | 1 Year | 3.4853 | 5% | 3.311
29628 | Belden Wire | AX106574-EW | KEYCONNECT DECO ADAPTER 3-P | EA |  | 1 Year | 3.4853 | 5% | 3.311
29629 | Belden Wire | AX106574-GY | KEYCONNECT DECO ADAPTER 3-P | EA |  | 1 Year | 3.4853 | 5% | 3.311
29630 | Belden Wire | AX106575-AL | KEYCONNECT DECO ADAPTER 4-P | EA |  | 1 Year | 3.4853 | 5% | 3.311
29631 | Belden Wire | AX106575-BK | KEYCONNECT DECO ADAPTER 4-P | EA |  | 1 Year | 3.4853 | 5% | 3.311
29632 | Belden Wire | AX106575-EW | KEYCONNECT DECO ADAPTER 4-P | EA |  | 1 Year | 3.4853 | 5% | 3.311
29633 | Belden Wire | AX106575-GY | KEYCONNECT DECO ADAPTER 4-P | EA |  | 1 Year | 3.4853 | 5% | 3.311
29634 | Belden Wire | AX106576-AL | KEYCONNECT DECO ADAPTER 6-P | EA |  | 1 Year | 3.4853 | 5% | 3.311
29635 | Belden Wire | AX106576-BK | KEYCONNECT DECO ADAPTER 6-P | EA |  | 1 Year | 3.4853 | 5% | 3.311
29636 | Belden Wire | AX106576-EW | KEYCONNECT DECO ADAPTER 6-P | EA |  | 1 Year | 3.4853 | 5% | 3.311
29637 | Belden Wire | AX106576-GY | KEYCONNECT DECO ADAPTER 6-P | EA |  | 1 Year | 3.4853 | 5% | 3.311
29638 | Belden Wire | AX106617 | KCONN ANG MFLEX KIT 2P GRAY | EA |  | 1 Year | 4.1524 | 5% | 3.9448
29639 | Belden Wire | AX106618 | KCONN ANG MFLEX KIT 2P ALM | EA |  | 1 Year | 4.1524 | 5% | 3.9448
29640 | Belden Wire | AX106619 | KCONN ANG MFLEX KIT 2P ELW | EA |  | 1 Year | 4.1524 | 5% | 3.9448
29641 | Belden Wire | AX106620 | KCONN ANG MFLEX KIT 2P BLK | EA |  | 1 Year | 4.1524 | 5% | 3.9448
29642 | Belden Wire | AX106621 | KCONN ANG MFLEX KIT 4P GRAY | EA |  | 1 Year | 6.0423 | 5% | 5.7402
29643 | Belden Wire | AX106622 | KCONN ANG MFLEX KIT 4P ALM | EA |  | 1 Year | 6.0423 | 5% | 5.7402
29644 | Belden Wire | AX106623 | KCONN ANG MFLEX KIT 4P ELW | EA |  | 1 Year | 6.0423 | 5% | 5.7402
29645 | Belden Wire | AX106624 | KCONN ANG MFLEX KIT 4P BLK | EA |  | 1 Year | 6.0423 | 5% | 5.7402
29646 | Belden Wire | AX106625 | KCONN ANG MFLEX KIT 6P GRAY | EA |  | 1 Year | 6.2227 | 5% | 5.9116
29647 | Belden Wire | AX106626 | KCONN ANG MFLEX KIT 6P ALM | EA |  | 1 Year | 6.2227 | 5% | 5.9116
29648 | Belden Wire | AX106627 | KCONN ANG MFLEX KIT 6P ELW | EA |  | 1 Year | 6.2227 | 5% | 5.9116
29649 | Belden Wire | AX106628 | KCONN ANG MFLEX KIT 6P BLK | EA |  | 1 Year | 6.2227 | 5% | 5.9116
29650 | Belden Wire | AX106629 | KCONN ANG MFLEX KIT 2P GRAY | EA |  | 1 Year | 4.1524 | 5% | 3.9448
29651 | Belden Wire | AX106630 | KCONN ANG MFLEX KIT 2P ALM | EA |  | 1 Year | 4.1524 | 5% | 3.9448
29652 | Belden Wire | AX106631 | KCONN ANG MFLEX KIT 2P ELW | EA |  | 1 Year | 4.1524 | 5% | 3.9448
29653 | Belden Wire | AX106632 | KCONN ANG MFLEX KIT 2P BLK | EA |  | 1 Year | 4.1524 | 5% | 3.9448
29654 | Belden Wire | AX106633 | KCONN ANG MFLEX KIT 4P GRAY | EA |  | 1 Year | 6.0423 | 5% | 5.7402
29655 | Belden Wire | AX106634 | KCONN ANG MFLEX KIT 4P ALM | EA |  | 1 Year | 6.0423 | 5% | 5.7402
29656 | Belden Wire | AX106635 | KCONN ANG MFLEX KIT 4P ELW | EA |  | 1 Year | 6.0423 | 5% | 5.7402
29657 | Belden Wire | AX106636 | KCONN ANG MFLEX KIT 4P BLK | EA |  | 1 Year | 6.0423 | 5% | 5.7402
29658 | Belden Wire | AX106637 | KCONN ANG MFLEX KIT 6P GRAY | EA |  | 1 Year | 8.2088 | 5% | 7.7984
29659 | Belden Wire | AX106638 | KCONN ANG MFLEX KIT 6P ALM | EA |  | 1 Year | 8.2088 | 5% | 7.7984
29660 | Belden Wire | AX106639 | KCONN ANG MFLEX KIT 6P ELW | EA |  | 1 Year | 8.2088 | 5% | 7.7984
29661 | Belden Wire | AX106640 | KCONN ANG MFLEX KIT 6P BLK | EA |  | 1 Year | 8.2088 | 5% | 7.7984
29662 | Belden Wire | AX106641 | KCONN ANG MFLEX KIT 8P GRAY | EA |  | 1 Year | 8.2088 | 5% | 7.7984
29663 | Belden Wire | AX106642 | KCONN ANG MFLEX KIT 8P ALM | EA |  | 1 Year | 8.2088 | 5% | 7.7984
29664 | Belden Wire | AX106643 | KCONN ANG MFLEX KIT 8P ELW | EA |  | 1 Year | 8.2088 | 5% | 7.7984
29665 | Belden Wire | AX106644 | KCONN ANG MFLEX KIT 8P BLK | EA |  | 1 Year | 8.2088 | 5% | 7.7984
29666 | Belden Wire | AX106645 | KCONN ANG MFLEX KIT 12P GRAY | EA |  | 1 Year | 8.2088 | 5% | 7.7984
29667 | Belden Wire | AX106646 | KCONN ANG MFLEX KIT 12P ALM | EA |  | 1 Year | 8.2088 | 5% | 7.7984
29668 | Belden Wire | AX106647 | KCONN ANG MFLEX KIT 12P ELW | EA |  | 1 Year | 8.2088 | 5% | 7.7984
29669 | Belden Wire | AX106648 | KCONN ANG MFLEX KIT 12P BLK | EA |  | 1 Year | 8.2088 | 5% | 7.7984
29670 | Belden Wire | AX106649 | KCONN ANG MFLEX KIT 6P GRAY | EA |  | 1 Year | 8.2088 | 5% | 7.7984
29671 | Belden Wire | AX106650 | KCONN ANG MFLEX KIT 6P ALM | EA |  | 1 Year | 8.2088 | 5% | 7.7984
29672 | Belden Wire | AX106651 | KCONN ANG MFLEX KIT 6P ELW | EA |  | 1 Year | 8.2088 | 5% | 7.7984
29673 | Belden Wire | AX106652 | KCONN ANG MFLEX KIT 6P BLK | EA |  | 1 Year | 8.2088 | 5% | 7.7984
29674 | Belden Wire | AX106653 | KCONN ANG MFLEX KIT 8P GRAY | EA |  | 1 Year | 8.2088 | 5% | 7.7984
29675 | Belden Wire | AX106654 | KCONN ANG MFLEX KIT 8P ALM | EA |  | 1 Year | 8.2088 | 5% | 7.7984
29676 | Belden Wire | AX106655 | KCONN ANG MFLEX KIT 8P ELW | EA |  | 1 Year | 8.2088 | 5% | 7.7984
29677 | Belden Wire | AX106656 | KCONN ANG MFLEX KIT 8P BLK | EA |  | 1 Year | 8.2088 | 5% | 7.7984
29678 | Belden Wire | AX106657 | MDVO ANG MFLEX KIT 2P GRAY | EA |  | 1 Year | 4.3601 | 5% | 4.1421
29679 | Belden Wire | AX106658 | MDVO ANG MFLEX KIT 2P ALM | EA |  | 1 Year | 4.3601 | 5% | 4.1421
29680 | Belden Wire | AX106659 | MDVO ANG MFLEX KIT 2P ELW | EA |  | 1 Year | 4.3601 | 5% | 4.1421
29681 | Belden Wire | AX106660 | MDVO ANG MFLEX KIT 2P BLK | EA |  | 1 Year | 4.3601 | 5% | 4.1421
29682 | Belden Wire | AX106661 | MDVO ANG MFLEX KIT 4P GRAY | EA |  | 1 Year | 5.2183 | 5% | 4.9574
29683 | Belden Wire | AX106662 | MDVO ANG MFLEX KIT 4P ALM | EA |  | 1 Year | 5.2183 | 5% | 4.9574
29684 | Belden Wire | AX106663 | MDVO ANG MFLEX KIT 4P ELW | EA |  | 1 Year | 5.2183 | 5% | 4.9574
29685 | Belden Wire | AX106664 | MDVO ANG MFLEX KIT 4P BLK | EA |  | 1 Year | 5.2183 | 5% | 4.9574
29686 | Belden Wire | AX106665 | MDVO ANG MFLEX KIT 6P GRAY | EA |  | 1 Year | 5.2875 | 5% | 5.0231
29687 | Belden Wire | AX106666 | MDVO ANG MFLEX KIT 6P ALM | EA |  | 1 Year | 5.2875 | 5% | 5.0231
29688 | Belden Wire | AX106667 | MDVO ANG MFLEX KIT 6P ELW | EA |  | 1 Year | 5.2875 | 5% | 5.0231
29689 | Belden Wire | AX106668 | MDVO ANG MFLEX KIT 6P BLK | EA |  | 1 Year | 5.2875 | 5% | 5.0231
29690 | Belden Wire | AX106669 | ANG MFLEX FACEPLATE GRAY | EA |  | 1 Year | 2.2268 | 5% | 2.1155
29691 | Belden Wire | AX106670 | ANG MFLEX FACEPLATE ALM | EA |  | 1 Year | 2.2268 | 5% | 2.1155
29692 | Belden Wire | AX106671 | ANG MFLEX FACEPLATE ELW | EA |  | 1 Year | 2.2268 | 5% | 2.1155
29693 | Belden Wire | AX106672 | ANG MFLEX FACEPLATE BLK | EA |  | 1 Year | 2.2268 | 5% | 2.1155
29694 | Belden Wire | AX106673 | ANG MFLEX FACEPLATE GRAY | EA |  | 1 Year | 4.0321 | 5% | 3.8305
29695 | Belden Wire | AX106674 | ANG MFLEX FACEPLATE ALM | EA |  | 1 Year | 4.0321 | 5% | 3.8305
29696 | Belden Wire | AX106675 | ANG MFLEX FACEPLATE ELW | EA |  | 1 Year | 4.0321 | 5% | 3.8305
29697 | Belden Wire | AX106676 | ANG MFLEX FACEPLATE BLK | EA |  | 1 Year | 4.0321 | 5% | 3.8305
29698 | Belden Wire | AX106682 | KCONN SURF ADAP BOX SG GRAY | EA |  | 1 Year | 3.4333 | 5% | 3.2616
29699 | Belden Wire | AX106683 | KCONN SURF ADAP BOX SG BLK | EA |  | 1 Year | 3.4333 | 5% | 3.2616
29700 | Belden Wire | AX106684 | KCONN SURF ADAP BOX DG GRAY | EA |  | 1 Year | 5.8262 | 5% | 5.5349
29701 | Belden Wire | AX106685 | KCONN SURF ADAP BOX DG BLK | EA |  | 1 Year | 5.8262 | 5% | 5.5349
29702 | Belden Wire | AX106817 | FX UHD WALL MOUNT | EA |  | 1 Year | 127.5 | 5% | 121.125
29703 | Belden Wire | AX106818 | FX UHD WALL MOUNT | EA |  | 1 Year | 127.5 | 5% | 121.125
29704 | Belden Wire | AX106821-B25 | LC DUPLEX ICON, PURPLE, PK25 | EA |  | 1 Year | 36.6186 | 5% | 34.7877
29705 | Belden Wire | AX106822-B25 | LC DUPLEX ICON, BROWN, PK25 | EA |  | 1 Year | 36.6186 | 5% | 34.7877
29706 | Belden Wire | AX106823-B25 | LC DUPLEX ICON, WHITE, PK25 | EA |  | 1 Year | 36.6186 | 5% | 34.7877
29707 | Belden Wire | AX106824-B25 | LC DUPLEX ICON, GRAY, PK25 | EA |  | 1 Year | 36.6186 | 5% | 34.7877
29708 | Belden Wire | AX106825-B25 | LC DUPLEX ICON, ROSE, PK25 | EA |  | 1 Year | 36.6186 | 5% | 34.7877
29709 | Belden Wire | AX107021 | KCONN FACEPLATE 1-P SG GRAY | EA |  | 1 Year | 2.601 | 5% | 2.4709
29710 | Belden Wire | AX107022 | KCONN FACEPLATE 2-P SG GRAY | EA |  | 1 Year | 2.601 | 5% | 2.4709
29711 | Belden Wire | AX107023 | KCONN FACEPLATE 4-P SG GRAY | EA |  | 1 Year | 2.601 | 5% | 2.4709
29712 | Belden Wire | AX107024 | KCONN FACEPLATE 6-P SG GRAY | EA |  | 1 Year | 2.601 | 5% | 2.4709
29713 | Belden Wire | AX107025 | KCONN FACEPLATE 6-P DG GRAY | EA |  | 1 Year | 3.9015 | 5% | 3.7064
29714 | Belden Wire | AX107026 | KCONN BLANK MODULE, GRAY | EA |  | 1 Year | 0.3433 | 5% | 0.32613
29715 | Belden Wire | AX107029 | KCONN MOD FURN ADAP 3-P GRAY | EA |  | 1 Year | 3.1212 | 5% | 2.9651
29716 | Belden Wire | AX107030 | KCONN SIDE ENTRY BOX 1-P GRAY | EA |  | 1 Year | 3.1212 | 5% | 2.9651
29717 | Belden Wire | AX107031 | KCONN SIDE ENTRY BOX 2-P GRAY | EA |  | 1 Year | 4.6298 | 5% | 4.3983
29718 | Belden Wire | AX107032 | KCONN SIDE ENTRY BOX 4-P GRAY | EA |  | 1 Year | 8.0111 | 5% | 7.6105
29719 | Belden Wire | AX107033 | KCONN SIDE ENTRY BOX 6-P GRAY | EA |  | 1 Year | 10.3 | 5% | 9.785
29720 | Belden Wire | AX107034 | KCONN FURN ADAP 4P GRAY | EA |  | 1 Year | 3.7454 | 5% | 3.5581
29721 | Belden Wire | AX107248 | KCONN SIDE ENTRY BOX 4-P IVO | EA |  | 1 Year | 8.0111 | 5% | 7.6105
29722 | Belden Wire | AX107264 | KCONN FACEPLATE 2P SG ANG SST | EA |  | 1 Year | 9.6757 | 5% | 9.1919
29723 | Belden Wire | AX107265 | KCONN FACEPLATE 4P SG ANG SST | EA |  | 1 Year | 10.9242 | 5% | 10.378
29724 | Belden Wire | AX107277 | GIGABIX/MFLEX DESI STRIP | EA |  | 1 Year | 1.442 | 5% | 1.3699
29725 | Belden Wire | AX107293 | KCONN MULTIMEDIA, GRAY | EA |  | 1 Year | 28.611 | 5% | 27.1805
29726 | Belden Wire | AX107294 | KCONN MULTIMEDIA, ALMOND | EA |  | 1 Year | 28.611 | 5% | 27.1805
29727 | Belden Wire | AX107295 | KCONN MULTIMEDIA, WHITE | EA |  | 1 Year | 28.611 | 5% | 27.1805
29728 | Belden Wire | AX107296 | KCONN MULTIMEDIA, BLACK | EA |  | 1 Year | 28.611 | 5% | 27.1805
29729 | Belden Wire | AX107297 | KCONN MULTIMEDIA, IVORY | EA |  | 1 Year | 28.611 | 5% | 27.1805
29730 | Belden Wire | AX107371-B25 | FX WS AD_FL OM4 LC_DX 25/PK | EA |  | 1 Year | 201.8017 | 5% | 191.7116
29731 | Belden Wire | AX107477 | 12 PORT KEYCONNECT PATCH BOX, | EA |  | 1 Year | 110 | 5% | 104.5
29732 | Belden Wire | AX107478 | FX UHD CABLE TRAY COVER 2U | EA |  | 1 Year | 45.2574 | 5% | 42.9945
29733 | Belden Wire | AX107506 | FX UHD 4U PATCH PANEL HOUSING | EA |  | 1 Year | 845.45 | 5% | 803.1775
29734 | Belden Wire | AX107527 | LFLEX REVCONNECT PATCH PNL,WHI | EA |  | 1 Year | 86.85 | 5% | 82.5075
29735 | Belden Wire | AX107528 | KCONN FACEPLATE 4P DG ANG SST | EA |  | 1 Year | 17.5099 | 5% | 16.6344
29736 | Belden Wire | AX107529 | KCONN FACEPLATE 8P DG ANG SST | EA |  | 1 Year | 17.5099 | 5% | 16.6344
29737 | Belden Wire | AX107692 | LFLEX Fiber Flag 0.39x0.79 WH | EA |  | 1 Year | 125 | 5% | 118.75
29738 | Belden Wire | AX107693 | LFLEX Fiber Flag 1.18x0.79 WH | EA |  | 1 Year | 125 | 5% | 118.75
29739 | Belden Wire | AX107694 | LFLEX Cable Label (0.20 OD) WH | EA |  | 1 Year | 155 | 5% | 147.25
29740 | Belden Wire | AX107695 | LFLEX Cable Label (0.24 OD) WH | EA |  | 1 Year | 155 | 5% | 147.25
29741 | Belden Wire | AX107696 | LFLEX Cable Label (0.24 OD) WH | EA |  | 1 Year | 155 | 5% | 147.25
29742 | Belden Wire | AX107697 | LFLEX Cable Label (0.67 OD) WH | EA |  | 1 Year | 155 | 5% | 147.25
29743 | Belden Wire | AX107698 | LFLEX Cable Label (0.79 OD) WH | EA |  | 1 Year | 155 | 5% | 147.25
29744 | Belden Wire | AX107699 | LFLEX Cable Label (0.79 OD) WH | EA |  | 1 Year | 155 | 5% | 147.25
29745 | Belden Wire | AX107700 | LFLEX Cable Tie-on (min0.39)WH | EA |  | 1 Year | 254 | 5% | 241.3
29746 | Belden Wire | AX107701 | LFLEX Cable Tie-on (min0.39)YE | EA |  | 1 Year | 254 | 5% | 241.3
29747 | Belden Wire | AX107702 | LFLEX Cable Tie-on (min0.39)WH | EA |  | 1 Year | 239 | 5% | 227.05
29748 | Belden Wire | AX107703 | LFLEX Cable Tie-on (min0.39)YE | EA |  | 1 Year | 239 | 5% | 227.05
29749 | Belden Wire | AX107704 | LFLEX Cable Tie-on (min0.39)WH | EA |  | 1 Year | 220 | 5% | 209
29750 | Belden Wire | AX107705 | LFLEX Cable Tie-on (min0.39)YE | EA |  | 1 Year | 220 | 5% | 209
29751 | Belden Wire | AX107711 | LFLEX Label 1.89x0.35 WH | EA |  | 1 Year | 99 | 5% | 94.05
29752 | Belden Wire | AX107712 | LFLEX Label 0.94x0.47 WH | EA |  | 1 Year | 99 | 5% | 94.05
29753 | Belden Wire | AX107713 | LFLEX Label 2.16x0.87 WH | EA |  | 1 Year | 99 | 5% | 94.05
29754 | Belden Wire | AX107719 | LFLEX Cable Label (0.39 OD) WH | EA |  | 1 Year | 155 | 5% | 147.25
29755 | Belden Wire | AX107720 | LFLEX Cable Label (0.39 OD) WH | EA |  | 1 Year | 155 | 5% | 147.25
29756 | Belden Wire | AX107721 | LFLEX Fiber Flag 1.18x0.39 | EA |  | 1 Year | 125 | 5% | 118.75
29757 | Belden Wire | AX203567 | BRILLIANCE ADAPTER CORD LC-LC | EA |  | 1 Year | 38.1662 | 5% | 36.2579
29758 | Belden Wire | AX203568 | BRILLIANCE ADAPTER CORD LC-SC | EA |  | 1 Year | 40.5021 | 5% | 38.477
29759 | Belden Wire | AX203569 | BRILLIANCE ADAPTER CORD SC-SC | EA |  | 1 Year | 42.838 | 5% | 40.6961
29760 | Belden Wire | AX203895 | VFL-125 LC-SC/APC CORD 3MM & | EA |  | 1 Year | 48.9713 | 5% | 46.5227
29761 | Belden Wire | AX270172 | BIX SPECIAL SERVICE GUARD RED | EA |  | 1 Year | 0.5048 | 5% | 0.47956
29762 | Belden Wire | AX300001-S | 110 PATCHCORD 4PR GY 4FT | EA |  | 1 Year | 17.0321 | 5% | 16.1805
29763 | Belden Wire | AX300002-S | 110 PATCHCORD 4PR GY 6FT | EA |  | 1 Year | 17.5033 | 5% | 16.6281
29764 | Belden Wire | AX300003-S | 110 PATCHCORD 4PR GY 7FT | EA |  | 1 Year | 18.3175 | 5% | 17.4016
29765 | Belden Wire | AX300004-S | 110 PATCHCORD 4PR GY 7FT | EA |  | 1 Year | 16.0037 | 5% | 15.2035
29766 | Belden Wire | AX300005-S | 110 PATCHCORD 4PR GY 6FT | EA |  | 1 Year | 15.2967 | 5% | 14.5319
29767 | Belden Wire | AX300006-S | 110 PATCHCORD 1PR GY 4FT | EA |  | 1 Year | 9.7372 | 5% | 9.2503
29768 | Belden Wire | AX300007-S | 110 PATCHCORD 1PR GY 6FT | EA |  | 1 Year | 10.08 | 5% | 9.576
29769 | Belden Wire | AX300008-S | 110 PATCHCORD 4PR GY 4FT | EA |  | 1 Year | 14.8361 | 5% | 14.0943
29770 | Belden Wire | AX300009-S | 110 PATCHCORD 4PR GY 6FT | EA |  | 1 Year | 15.2967 | 5% | 14.5319
29771 | Belden Wire | AX300010-S | 110 PATCHCORD 4PR GY 4FT | EA |  | 1 Year | 14.8361 | 5% | 14.0943
29772 | Belden Wire | AX300011-S | 110 PATCHCORD 4PR GY 8FT | EA |  | 1 Year | 16.6893 | 5% | 15.8548
29773 | Belden Wire | AX300012-S | 110 PATCHCORD 1PR GY 8FT | EA |  | 1 Year | 11.0119 | 5% | 10.4613
29774 | Belden Wire | AX300016-S | 110 PATCHCORD 4PR GY 2FT | EA |  | 1 Year | 14.3754 | 5% | 13.6566
29775 | Belden Wire | AX300017-S | 110 PATCHCORD 4PR GY 20FT | EA |  | 1 Year | 22.7202 | 5% | 21.5842
29776 | Belden Wire | AX300018-S | 110 PATCHCORD 1PR GY 8FT | EA |  | 1 Year | 9.6195 | 5% | 9.1385
29777 | Belden Wire | AX300019-S | 110 PATCHCORD 1PR GY 6FT | EA |  | 1 Year | 8.8053 | 5% | 8.365
29778 | Belden Wire | AX300020-S | 110 PATCHCORD 1PR GY 10FT | EA |  | 1 Year | 9.8551 | 5% | 9.3623
29779 | Belden Wire | AX300021-S | 110 PATCHCORD 1PR GY 10FT | EA |  | 1 Year | 11.3654 | 5% | 10.7971
29780 | Belden Wire | AX300022-S | 110 PATCHCORD 1PR GY 15FT | EA |  | 1 Year | 13.2186 | 5% | 12.5577
29781 | Belden Wire | AX300023-S | 110 PATCHCORD 4PR GY 15FT | EA |  | 1 Year | 22.9558 | 5% | 21.808
29782 | Belden Wire | AX300025-S | 110 PATCHCORD 4PR GY 8FT | EA |  | 1 Year | 19.1209 | 5% | 18.1649
29783 | Belden Wire | AX300026-S | 110 PATCHCORD 4PR GY 10FT | EA |  | 1 Year | 19.8172 | 5% | 18.8263
29784 | Belden Wire | AX300027-S | 110 PATCHCORD 4PR GY 20FT | EA |  | 1 Year | 25.9767 | 5% | 24.6779
29785 | Belden Wire | AX300028-S | 110 PATCHCORD 4PR GY 2FT | EA |  | 1 Year | 14.3754 | 5% | 13.6566
29786 | Belden Wire | AX300029-S | 110 PATCHCORD 4PR GY 8FT | EA |  | 1 Year | 16.6893 | 5% | 15.8548
29787 | Belden Wire | AX300030-S | 110 PATCHCORD 4PR GY 10FT | EA |  | 1 Year | 17.3856 | 5% | 16.5163
29788 | Belden Wire | AX300031-S | 110 PATCHCORD 4PR GY 15FT | EA |  | 1 Year | 18.6604 | 5% | 17.7274
29789 | Belden Wire | AX300032-S | 110 PATCHCORD 4PR GY 20FT | EA |  | 1 Year | 22.7202 | 5% | 21.5842
29790 | Belden Wire | AX300033-S | 110 PATCHCORD 4PR GY 2FT | EA |  | 1 Year | 14.3754 | 5% | 13.6566
29791 | Belden Wire | AX300034-S | 110 PATCHCORD 4PR GY 10FT | EA |  | 1 Year | 17.3856 | 5% | 16.5163
29792 | Belden Wire | AX300035-S | 110 PATCHCORD 4PR GY 15FT | EA |  | 1 Year | 18.6604 | 5% | 17.7274
29793 | Belden Wire | AX300039-S | 110 PATCHCORD 1PR GY 2FT | EA |  | 1 Year | 9.5016 | 5% | 9.0265
29794 | Belden Wire | AX300040-S | 110 PATCHCORD 1PR GY 20FT | EA |  | 1 Year | 14.954 | 5% | 14.2063
29795 | Belden Wire | B16282 | PIN, 20 AMP CURRENT EVER-LOK | EA |  | 1 Year | 1.439 | 5% | 1.3671
29796 | Belden Wire | B96551 | TACT 4F OM1 BLK | FT |  | 1 Year | 1.6038 | 5% | 1.5236
29797 | Belden Wire | B96566 | TACT 2F OS2 BLK | FT |  | 1 Year | 0.9933 | 5% | 0.94363
29798 | Belden Wire | B96567 | TACT 6F OS2 BLK | FT |  | 1 Year | 1.6281 | 5% | 1.5467
29799 | Belden Wire | B96570 | TACT 12F OS2 BLK | FT |  | 1 Year | 2.2113 | 5% | 2.1007
29800 | Belden Wire | B96570 X | TACT 12F OS2 BLK | FT |  | 1 Year | 1.5479 | 5% | 1.4705
29801 | Belden Wire | B96571 | TACT 2F OM1 BLK | FT |  | 1 Year | 1.3487 | 5% | 1.2813
29802 | Belden Wire | B96574 | TACT 10F OM1 BLK | FT |  | 1 Year | 3.0255 | 5% | 2.8742
29803 | Belden Wire | B96575 | 12G2 DIST TACTICAL BLK | FT |  | 1 Year | 3.05 | 5% | 2.8975
29804 | Belden Wire | B96576 | TACT 24F OS2 BLK | FT |  | 1 Year | 6.1678 | 5% | 5.8594
29805 | Belden Wire | B96639 | TACT 4F OS2 BLK | FT |  | 1 Year | 1.1846 | 5% | 1.1254
29806 | Belden Wire | B96915 | DUPLX3.0 2F OM1 OFNR TB | FT |  | 1 Year | 0.2647 | 5% | 0.25146
29807 | Belden Wire | B96919 | DUPLX3.0 2F OM1 OFNP TB | FT |  | 1 Year | 0.3882 | 5% | 0.36879
29808 | Belden Wire | B98439 | TACT 12F OS2 GRN | FT |  | 1 Year | 2.4562 | 5% | 2.3334
29809 | Belden Wire | B9A011 | BO2.0 18F OM2 OFNR TB | FT |  | 1 Year | 3.1809 | 5% | 3.0219
29810 | Belden Wire | B9A019 | BO2.0 18F OM2 OFNP TB | FT |  | 1 Year | 3.499 | 5% | 3.324
29811 | Belden Wire | B9A040T | DISTR 8F OM2 OFNR TB | FT |  | 1 Year | 1.1016 | 5% | 1.0465
29812 | Belden Wire | B9A107 | DISTR 24F OM2 OFNR-ZH TB | FT |  | 1 Year | 2.3491 | 5% | 2.2316
29813 | Belden Wire | B9A136 | BO2.0 18F OM2 OFNR-ZH TB | FT |  | 1 Year | 3.5995 | 5% | 3.4195
29814 | Belden Wire | B9A630 | FI RIB OM2 2F OFNR ORG_JKT | FT |  | 1 Year | 1.1893 | 5% | 1.1298
29815 | Belden Wire | B9A640 | FI RIB OM2 2F OFNP ORG_JKT | FT |  | 1 Year | 1.0161 | 5% | 0.96529
29816 | Belden Wire | B9B019 | BO2.0 18F OM1 OFNP TB | FT |  | 1 Year | 4.1504 | 5% | 3.9429
29817 | Belden Wire | B9B107 | DISTR 24F OM1 OFNR-ZH TB | FT |  | 1 Year | 2.6907 | 5% | 2.5562
29818 | Belden Wire | B9B136 | BO2.0 18F OM1 OFNR-ZH TB | FT |  | 1 Year | 3.8562 | 5% | 3.6634
29819 | Belden Wire | B9B602 | DISTR 24F OM1 OFNR TB | FT |  | 1 Year | 3.187 | 5% | 3.0276
29820 | Belden Wire | B9B640 | FI RIB OM1 2F OFNP ORG_JKT | FT |  | 1 Year | 1.0325 | 5% | 0.98087
29821 | Belden Wire | B9C002 | DUPLX3.0 2F OM3 OFNR TB | FT |  | 1 Year | 0.4231 | 5% | 0.40194
29822 | Belden Wire | B9C003 | SMPLX3.0 1F OM3 OFNP TB | FT |  | 1 Year | 0.3037 | 5% | 0.28852
29823 | Belden Wire | B9C019 | BO2.0 18F OM3 OFNP TB | FT |  | 1 Year | 5.105 | 5% | 4.8498
29824 | Belden Wire | B9C107 | DISTR 24F OM3 OFNR-ZH TB | FT |  | 1 Year | 4.27 | 5% | 4.0565
29825 | Belden Wire | B9C130 | BO2.0 2F OM3 OFNR-ZH TB | FT |  | 1 Year | 1.1131 | 5% | 1.0574
29826 | Belden Wire | B9C131 | BO2.0 4F OM3 OFNR-ZH TB | FT |  | 1 Year | 1.8413 | 5% | 1.7492
29827 | Belden Wire | B9C135 | BO2.0 12F OM3 OFNR-ZH TB | FT |  | 1 Year | 3.867 | 5% | 3.6736
29828 | Belden Wire | B9C602 | DISTR 24F OM3 OFNR TB | FT |  | 1 Year | 4.4064 | 5% | 4.1861
29829 | Belden Wire | B9C612 | REPLACED BY FI3D024PJ | FT |  | 1 Year | 4.9028 | 5% | 4.6577
29830 | Belden Wire | B9C640 | FI RIB OM3 2F OFNP AQA_JKT | FT |  | 1 Year | 1.0486 | 5% | 0.99617
29831 | Belden Wire | B9E003 | SMPLX3.0 1F OM4 OFNP TB | FT |  | 1 Year | 0.4253 | 5% | 0.40403
29832 | Belden Wire | B9E004 | DUPLX3.0 2F OM4 OFNP TB | FT |  | 1 Year | 0.6603 | 5% | 0.62728
29833 | Belden Wire | B9E011 | BO2.0 18F OM4 OFNR TB | FT |  | 1 Year | 6.4972 | 5% | 6.1723
29834 | Belden Wire | B9E014 G75A1000 | BO2.0 4F OM4 OFNP TB | FT |  | 1 Year | 1.7071 | 5% | 1.6217
29835 | Belden Wire | B9E019 | BO2.0 18F OM4 OFNP TB | FT |  | 1 Year | 7.147 | 5% | 6.7896
29836 | Belden Wire | B9E038T | DISTR 4F OM4 OFNR TB | FT |  | 1 Year | 1.1101 | 5% | 1.0546
29837 | Belden Wire | B9E042T | DISTR 12F OM4 OFNR TB | FT |  | 1 Year | 3.1267 | 5% | 2.9704
29838 | Belden Wire | B9E107 | DISTR 24F OM4 OFNR-ZH TB | FT |  | 1 Year | 6.3246 | 5% | 6.0084
29839 | Belden Wire | B9E131 | BO2.0 4F OM4 OFNR-ZH TB | FT |  | 1 Year | 2.5779 | 5% | 2.449
29840 | Belden Wire | B9E136 | BO2.0 18F OM4 OFNR-ZH TB | FT |  | 1 Year | 7.3314 | 5% | 6.9648
29841 | Belden Wire | B9E244 | D-AIA 36F OM4 OFCP TB | FT |  | 1 Year | 12.2154 | 5% | 11.6046
29842 | Belden Wire | B9E602 | REPLACED BY FI4D024RJA | FT |  | 1 Year | 5.882 | 5% | 5.5879
29843 | Belden Wire | B9E630 | FI RIB OM4 2F OFNR AQA_JKT | FT |  | 1 Year | 1.097 | 5% | 1.0421
29844 | Belden Wire | B9E630E | FI RIB OM4 2F OFNR EV_JKT | FT |  | 1 Year | 1.097 | 5% | 1.0421
29845 | Belden Wire | B9E640 | FI RIB OM4 2F OFNP AQA_JKT | FT |  | 1 Year | 1.1126 | 5% | 1.057
29846 | Belden Wire | B9W002 | DUPLX3.0 2F OS2 OFNR TB | FT |  | 1 Year | 0.2373 | 5% | 0.22543
29847 | Belden Wire | B9W011 | REPLACED BY FISB018RB | FT |  | 1 Year | 3.2486 | 5% | 3.0862
29848 | Belden Wire | B9W019 | BO2.0 18F OS2 OFNP TB | FT |  | 1 Year | 3.5085 | 5% | 3.3331
29849 | Belden Wire | B9W107 | DISTR 24F OS2 OFNR-ZH TB | FT |  | 1 Year | 1.5431 | 5% | 1.4659
29850 | Belden Wire | B9W136 | BO2.0 18F OS2 OFNR-ZH TB | FT |  | 1 Year | 2.7214 | 5% | 2.5853
29851 | Belden Wire | B9W207 | REPLACED BY FDSM048P2 | FT |  | 1 Year | 2.0804 | 5% | 1.9764
29852 | Belden Wire | B9W630 | FI RIB OS2 2F OFNR YEL_JKT | FT |  | 1 Year | 0.9677 | 5% | 0.91931
29853 | Belden Wire | B9W640 | FI RIB OS2 2F OFNP YEL_JKT | FT |  | 1 Year | 0.9798 | 5% | 0.93081
29854 | Belden Wire | BAI412FFW3 | ADAPTOR CABLE TO F FEM BLKD | EA |  | 1 Year | 35 | 5% | 33.25
29855 | Belden Wire | BAI700FFTX | ADAPTOR CABLE TO F FEM | EA |  | 1 Year | 42 | 5% | 39.9
29856 | Belden Wire | BB3PHCT | CRIMP TOOL, 3PC BB CONNECTOR | EA |  | 1 Year | 246.3964 | 5% | 234.0766
29857 | Belden Wire | BB3PHCT-D | CRIMP TOOL REPLACEMENT DIE | EA |  | 1 Year | 129.1105 | 5% | 122.655
29858 | Belden Wire | BB3PST | STRIP TOOL, 3PC BB CONNECTOR | EA |  | 1 Year | 116.4284 | 5% | 110.607
29859 | Belden Wire | BB3PST-C | CARTRIDGE, BB3PST | EA |  | 1 Year | 34.6293 | 5% | 32.8978
29860 | Belden Wire | BHBC03X | VERT MANAGER BACK COVER 3.6"W | EA |  | 1 Year | 73.03 | 5% | 69.3785
29861 | Belden Wire | BHBC06X | VERT MANAGER BACK COVER 6"W | EA |  | 1 Year | 73.59 | 5% | 69.9105
29862 | Belden Wire | BHBC10X | VERT MANAGER BACK COVER 10"W | EA |  | 1 Year | 102.58 | 5% | 97.451
29863 | Belden Wire | BHBC12X | VERT MANAGER BACK COVER 12"W | EA |  | 1 Year | 111.99 | 5% | 106.3905
29864 | Belden Wire | BHDB03X | DIVIDER BAR, 3.6"W | EA |  | 1 Year | 9.4 | 5% | 8.93
29865 | Belden Wire | BHDB06X | DIVIDER BAR, 6"W | EA |  | 1 Year | 10.72 | 5% | 10.184
29866 | Belden Wire | BHDB10X | DIVIDER BAR, 10"W | EA |  | 1 Year | 11.85 | 5% | 11.2575
29867 | Belden Wire | BHDB12X | DIVIDER BAR, 12"W | EA |  | 1 Year | 12.79 | 5% | 12.1505
29868 | Belden Wire | BHDK03X | VERT MANAGER DOOR PAIR, 3.6"W | EA |  | 1 Year | 101.43 | 5% | 96.3585
29869 | Belden Wire | BHDK06X | VERTICAL MANAGER DOOR PAIR,6"W | EA |  | 1 Year | 129.88 | 5% | 123.386
29870 | Belden Wire | BHDK10X | VERT MANAGER DOOR PAIR, 10"W | EA |  | 1 Year | 149.27 | 5% | 141.8065
29871 | Belden Wire | BHDK12X | VERT MANAGER DOOR PAIR, 12"W | EA |  | 1 Year | 163.75 | 5% | 155.5625
29872 | Belden Wire | BHFB11U | RACK MOUNT FINGER BRACKET, 11U | EA |  | 1 Year | 42.34 | 5% | 40.223
29873 | Belden Wire | BHFS11U | FINGER KIT 11U | EA |  | 1 Year | 24.09 | 5% | 22.8855
29874 | Belden Wire | BHGL03X | GATE KIT, 3.6"W | EA |  | 1 Year | 16.18 | 5% | 15.371
29875 | Belden Wire | BHGL06X | GATE KIT, 6"W | EA |  | 1 Year | 18.06 | 5% | 17.157
29876 | Belden Wire | BHGL10X | GATE KIT, 10"W | EA |  | 1 Year | 19.77 | 5% | 18.7815
29877 | Belden Wire | BHGL12X | GATE KIT, 12"W | EA |  | 1 Year | 19.94 | 5% | 18.943
29878 | Belden Wire | BHGR03X | RETENTION GATE,3.6(INCLUDES 6) | EA |  | 1 Year | 51.01 | 5% | 48.4595
29879 | Belden Wire | BHGR06X | RETENTION GATE, 6"(INCLUDES 6) | EA |  | 1 Year | 54.01 | 5% | 51.3095
29880 | Belden Wire | BHGR10X | RETENTION GATE,10"(INCLUDES 6) | EA |  | 1 Year | 60.78 | 5% | 57.741
29881 | Belden Wire | BHGR12X | RETENTION GATE,12"(INCLUDES 6) | EA |  | 1 Year | 62.49 | 5% | 59.3655
29882 | Belden Wire | BHH191UC | HORIZONTAL MGR W/CVRS 19"W 1U | EA |  | 1 Year | 79.8 | 5% | 75.81
29883 | Belden Wire | BHH191UFR | HORIZONTAL MGR W/CVRS 19"W 1U | EA |  | 1 Year | 120.14 | 5% | 114.133
29884 | Belden Wire | BHH191UR | HORIZONTAL MGR W/CVRS 19"W 1U | EA |  | 1 Year | 79.8 | 5% | 75.81
29885 | Belden Wire | BHH192UC | HORIZONTAL MGR W/CVRS 19"W 2U | EA |  | 1 Year | 81.87 | 5% | 77.7765
29886 | Belden Wire | BHH192UR | HORIZONTAL MGR W/CVRS 19"W 2U | EA |  | 1 Year | 81.87 | 5% | 77.7765
29887 | Belden Wire | BHH193UC | HORIZONTAL MGR W/CVRS 19"W 3U | EA |  | 1 Year | 120.65 | 5% | 114.6175
29888 | Belden Wire | BHH193UR | HORIZONTAL MGR W/CVRS 19"W 3U | EA |  | 1 Year | 120.65 | 5% | 114.6175
29889 | Belden Wire | BHH194UC | HORIZONTAL MGR W/CVRS 19"W 4U | EA |  | 1 Year | 127.79 | 5% | 121.4005
29890 | Belden Wire | BHH194UR | HORIZONTAL MGR W/CVRS 19"W 4U | EA |  | 1 Year | 127.79 | 5% | 121.4005
29891 | Belden Wire | BHPF100 | FASTENERS, VERT MGR (100) | EA |  | 1 Year | 54.95 | 5% | 52.2025
29892 | Belden Wire | BHRR194 | RELAY RACK, 84 X 19, ALUM. | EA |  | 1 Year | 237.43 | 5% | 225.5585
29893 | Belden Wire | BHRR6194 | RELAY RACK, 84X19X6, ALUM. | EA |  | 1 Year | 657.83 | 5% | 624.9385
29894 | Belden Wire | BHSK020 | KIT,SLACK MGT SPOOL W/CHANNELS | EA |  | 1 Year | 78.49 | 5% | 74.5655
29895 | Belden Wire | BHSM100 | TIE MOUNTS, VERT MGR (100) | EA |  | 1 Year | 80 | 5% | 76
29896 | Belden Wire | BHSP020 | KIT,SLACK MGT SPOOL (SET OF 2) | EA |  | 1 Year | 30.11 | 5% | 28.6045
29897 | Belden Wire | BHTD196 | TRANS CHANNEL,LOWER,DBL 19 X 6 | EA |  | 1 Year | 237.17 | 5% | 225.3115
29898 | Belden Wire | BHTL196 | TRANSITION CHANNEL, LWR 19 X 6 | EA |  | 1 Year | 207.41 | 5% | 197.0395
29899 | Belden Wire | BHTT196 | TRANSITION CHANNEL,TOP 19 X 6 | EA |  | 1 Year | 180.3 | 5% | 171.285
29900 | Belden Wire | BHVH003 | VERT MGR HD W/ DOORS 3.6"W | EA |  | 1 Year | 380.23 | 5% | 361.2185
29901 | Belden Wire | BHVH006 | VERT MGR HD W/ DOORS 6"W | EA |  | 1 Year | 400.15 | 5% | 380.1425
29902 | Belden Wire | BHVH010 | VERT MGR HD W/ DOORS 10"W | EA |  | 1 Year | 431.88 | 5% | 410.286
29903 | Belden Wire | BHVH012 | VERT MGR HD W/ DOORS 12"W | EA |  | 1 Year | 459.79 | 5% | 436.8005
29904 | Belden Wire | BHVHH03 | VERT MGR HD DOUBLE W/DRS 3.6"W | EA |  | 1 Year | 760.46 | 5% | 722.437
29905 | Belden Wire | BHVHH06 | VERT MGR HD DOUBLE W/DRS 6"W | EA |  | 1 Year | 800.27 | 5% | 760.2565
29906 | Belden Wire | BHVHH10 | VERT MGR HD DOUBLE W/DRS 10"W | EA |  | 1 Year | 863.75 | 5% | 820.5625
29907 | Belden Wire | BHVHH12 | VERT MGR HD DOUBLE W/DRS 12"W | EA |  | 1 Year | 919.56 | 5% | 873.582
29908 | Belden Wire | BHVHL03 | VERT MGR COMBO W/DRS 3.6"W | EA |  | 1 Year | 677.3 | 5% | 643.435
29909 | Belden Wire | BHVHL06 | VERT MGR LD/HD COMBO W/DRS 6"W | EA |  | 1 Year | 701.29 | 5% | 666.2255
29910 | Belden Wire | BHVHL10 | VERT MGR LD/HD COMBO W/DR 10"W | EA |  | 1 Year | 753.37 | 5% | 715.7015
29911 | Belden Wire | BHVHL12 | VERT MGR LD/HD COMBO W/DR 12"W | EA |  | 1 Year | 787.28 | 5% | 747.916
29912 | Belden Wire | BHVL003 | VERT MGR LOW DENSITY 3.6"W | EA |  | 1 Year | 297.07 | 5% | 282.2165
29913 | Belden Wire | BHVL006 | VERT MGR LOW DENSITY 6"W | EA |  | 1 Year | 301.15 | 5% | 286.0925
29914 | Belden Wire | BHVL010 | VERT MGR LOW DENSITY 10"W | EA |  | 1 Year | 321.49 | 5% | 305.4155
29915 | Belden Wire | BHVL012 | VERT MGR LOW DENSITY 12"W | EA |  | 1 Year | 327.5 | 5% | 311.125
29916 | Belden Wire | BI875FFK3 | ADAPTOR CABLE TO F FEM BLKD | EA |  | 1 Year | 39 | 5% | 37.05
29917 | Belden Wire | BJH2E12 | HDMI 1.4 HIGH SPEED CABLE 12ft | EA |  | 1 Year | 19.9 | 5% | 18.905
29918 | Belden Wire | BJH2E3 | HDMI 1.4 HIGH SPEED CABLE 3 FT | EA |  | 1 Year | 2.8918 | 5% | 2.7472
29919 | Belden Wire | BJH2E6 | HDMI 1.4 HIGH SPEED CABLE 6 FT | EA |  | 1 Year | 3.655 | 5% | 3.4722
29920 | Belden Wire | BLAJS616-00B | ADJUS JUNCTION SPLICE KIT-BK | EA |  | 1 Year | 52.7859 | 5% | 50.1466
29921 | Belden Wire | BLBS301-15B | BUTTSPLICEKIT-1.5X3/8STRIGR-BK | EA |  | 1 Year | 9.7902 | 5% | 9.3007
29922 | Belden Wire | BLBS301-20B | ButtSpliceKit-2x3/8"Strigr-BK | EA |  | 1 Year | 11.3636 | 5% | 10.7954
29923 | Belden Wire | BLBSH299-15B | HEAVY-DUTY BUTT-SPLICE KIT-BK | EA |  | 1 Year | 29.0909 | 5% | 27.6364
29924 | Belden Wire | BLBSHU299-15B | UL ClassHeavyDutyButtSplice-BK | EA |  | 1 Year | 31.8182 | 5% | 30.2273
29925 | Belden Wire | BLBSS487-00B | Butt-Swivel Splice Kit-BK | EA |  | 1 Year | 29.7521 | 5% | 28.2645
29926 | Belden Wire | BLBSS487-0UB | ULClass ButtSwivelSpliceKit-BK | EA |  | 1 Year | 31.405 | 5% | 29.8347
29927 | Belden Wire | BLBSS488-0UB | ULClass JunctSwivelSplicKit-BK | EA |  | 1 Year | 28.0992 | 5% | 26.6942
29928 | Belden Wire | BLBSU301-15B | UL CLASS BUTT-SPLICE KIT-BK | EA |  | 1 Year | 15.1515 | 5% | 14.3939
29929 | Belden Wire | BLCBK609-001 | CLAMP BRKT KIT, 1.80"W (PAIR) | EA |  | 1 Year | 6.3636 | 5% | 6.0454
29930 | Belden Wire | BLCKE700-06B | Cbl Rnw Closing kit, 6"-BK | EA |  | 1 Year | 19.7947 | 5% | 18.805
29931 | Belden Wire | BLCKE700-12B | CBL RNW CLOSING KIT, 12"-BK | EA |  | 1 Year | 22.1408 | 5% | 21.0338
29932 | Belden Wire | BLCKE700-18B | CBL RNW CLOSING KIT, 18"-BK | EA |  | 1 Year | 25.0733 | 5% | 23.8196
29933 | Belden Wire | BLCKE700-24B | Cbl Rnw Closing kit, 24"-BK | EA |  | 1 Year | 27.7126 | 5% | 26.327
29934 | Belden Wire | BLCR697-038 | THREADED ROD COUPLER, 3/8-16 | EA |  | 1 Year | 6.8364 | 5% | 6.4946
29935 | Belden Wire | BLCR697-058 | THREADED ROD COUPLER, 5/8-11 | EA |  | 1 Year | 7.6364 | 5% | 7.2546
29936 | Belden Wire | BLCRP596-06B | CBL RET POST, 6", SINGLE BK | EA |  | 1 Year | 21.2987 | 5% | 20.2338
29937 | Belden Wire | BLCRP596-56B | CBL RET POST, 6", QTY = 50 BK | EA |  | 1 Year | 1064.9351 | 5% | 1011.6883
29938 | Belden Wire | BLCSB406-038 | Ceil Sup Brkt for 3/8" rod-BK | EA |  | 1 Year | 9.0909 | 5% | 8.6364
29939 | Belden Wire | BLCSB406-038B | CEILING SPPT BRKT 3/8 | EA |  | 1 Year | 6.06 | 5% | 5.757
29940 | Belden Wire | BLCSB406-058 | Ceil Sup Brkt for 5/8" rod-BK | EA |  | 1 Year | 9.0909 | 5% | 8.6364
29941 | Belden Wire | BLCSB959-15B | 15" 90° CORNER SUP BRACKET-BK | EA |  | 1 Year | 86.3896 | 5% | 82.0701
29942 | Belden Wire | BLCSB959-24B | 24" 90 CORNER SUP BRACKET-BK | EA |  | 1 Year | 90.9091 | 5% | 86.3636
29943 | Belden Wire | BLCSK362-06B | Cent Sup Kit, Cbl Rnw, 6"-BK | EA |  | 1 Year | 44.3636 | 5% | 42.1454
29944 | Belden Wire | BLCSK362-12B | Cent Sup Kit, Cbl Rnw, 12"-BK | EA |  | 1 Year | 42.8099 | 5% | 40.6694
29945 | Belden Wire | BLCSK362-18B | Cent Sup Kit, Cbl Rnw, 18"-BK | EA |  | 1 Year | 49.3223 | 5% | 46.8562
29946 | Belden Wire | BLCSK362-24B | Cent Sup Kit, Cbl Rnw, 24"-BK | EA |  | 1 Year | 52.8926 | 5% | 50.248
29947 | Belden Wire | BLDT-05B | Telco path div, pack of 5-BK | EA |  | 1 Year | 33.9394 | 5% | 32.2424
29948 | Belden Wire | BLDU-05B | Univ path div, pack of 5-BK | EA |  | 1 Year | 33.9394 | 5% | 32.2424
29949 | Belden Wire | BLEB822-12B | 12" 90° E-BEND-BK | EA |  | 1 Year | 116.8044 | 5% | 110.9642
29950 | Belden Wire | BLEB822-18B | 18" 90° E-BEND-BK | EA |  | 1 Year | 128.0992 | 5% | 121.6942
29951 | Belden Wire | BLEB822-24B | 24" 90° E-Bend-BK | EA |  | 1 Year | 134.1598 | 5% | 127.4518
29952 | Belden Wire | BLFK309-01B | FOOT KIT, 1.5"H CABLE RUNWAY | EA |  | 1 Year | 28.04 | 5% | 26.638
29953 | Belden Wire | BLIR724-06B | 6" 90° Ins Radius Bend-BK | EA |  | 1 Year | 98.1267 | 5% | 93.2204
29954 | Belden Wire | BLIR724-12B | 12" 90° INS RADIUS BEND-BK | EA |  | 1 Year | 99.6419 | 5% | 94.6598
29955 | Belden Wire | BLIR724-18B | 18" 90° INS RADIUS BEND-BK | EA |  | 1 Year | 110.1928 | 5% | 104.6832
29956 | Belden Wire | BLIR724-24B | 24" 90° Ins Radius Bend-BK | EA |  | 1 Year | 115.1515 | 5% | 109.3939
29957 | Belden Wire | BLIR724-30B | 30" 90° Ins Radius Bend-BK | EA |  | 1 Year | 120.6612 | 5% | 114.6281
29958 | Belden Wire | BLIR724-36B | 36" 90° Ins Radius Bend-BK | EA |  | 1 Year | 126.1708 | 5% | 119.8623
29959 | Belden Wire | BLJB-001 | J-Bolt w/N&wash,1/4"-20x1-3/4" | EA |  | 1 Year | 3.2468 | 5% | 3.0845
29960 | Belden Wire | BLJB-002 | J-Bolt w/nut&wash,1/4"-20 x 2" | EA |  | 1 Year | 3.2468 | 5% | 3.0845
29961 | Belden Wire | BLJB-003 | J-Boltw/N&wash,5/16"-18x2-1/4" | EA |  | 1 Year | 3.2468 | 5% | 3.0845
29962 | Belden Wire | BLJB-004 | J-Boltw/N&wash,5/16"-18x2-3/4" | EA |  | 1 Year | 3.2468 | 5% | 3.0845
29963 | Belden Wire | BLJB-005 | J-BOLTW/N&WASH,5/16"-18X3-1/4" | EA |  | 1 Year | 3.2468 | 5% | 3.0845
29964 | Belden Wire | BLJB-006 | J-BOLTW/N&WASH,5/16"-18X3-3/4" | EA |  | 1 Year | 3.2468 | 5% | 3.0845
29965 | Belden Wire | BLJB-007 | J-Boltw/N&wash,5/16"-18x3-3/4" | EA |  | 1 Year | 3.2468 | 5% | 3.0845
29966 | Belden Wire | BLJB-008 | J-Boltw/N&wash,5/16"-18x6-1/4" | EA |  | 1 Year | 3.2468 | 5% | 3.0845
29967 | Belden Wire | BLJBC-001 | J-Bolt Clip Kit for 3/8"x2"Bar | EA |  | 1 Year | 18.1818 | 5% | 17.2727
29968 | Belden Wire | BLJBC-002 | J-BoltClipKit for 9/16"x2"Chnl | EA |  | 1 Year | 18.1818 | 5% | 17.2727
29969 | Belden Wire | BLJBC-003 | J-BoltClipKit for 1"x2"Channel | EA |  | 1 Year | 18.1818 | 5% | 17.2727
29970 | Belden Wire | BLJBC-004 | J-Bolt Clip 1/2"-13 x 4-3/8" | EA |  | 1 Year | 7.7922 | 5% | 7.4026
29971 | Belden Wire | BLJBC-005 | J-Bolt Clip 1/2"-13 x 4-7/8" | EA |  | 1 Year | 7.7922 | 5% | 7.4026
29972 | Belden Wire | BLJBK-001 | J-Bolt Kit, 1/4-20 x 1-3/4" | EA |  | 1 Year | 6.4935 | 5% | 6.1688
29973 | Belden Wire | BLJS302-15B | UL CLASS JUNCTSPLICEKIT-BK | EA |  | 1 Year | 10.101 | 5% | 9.596
29974 | Belden Wire | BLJS302-20B | JUNCTSPLICEKIT-2X3/8STRIGR-BK | EA |  | 1 Year | 12.4777 | 5% | 11.8538
29975 | Belden Wire | BLJSH298-15B | HEAVY-DUTY JUNCT-SPLICE KIT-BK | EA |  | 1 Year | 14.4628 | 5% | 13.7397
29976 | Belden Wire | BLJSHU298-15B | UL Class HD Junct-SpliceKit-BK | EA |  | 1 Year | 16.1616 | 5% | 15.3535
29977 | Belden Wire | BLJSS488-00B | Junction Swivel Splice Kit-BK | EA |  | 1 Year | 26.4463 | 5% | 25.124
29978 | Belden Wire | BLJSU302-15B | JUNCTSPLICEKIT-BK | EA |  | 1 Year | 11.7845 | 5% | 11.1953
29979 | Belden Wire | BLMCM115-12B | 12" Cbl Rnw Moveabl XMember-BK | EA |  | 1 Year | 44.4444 | 5% | 42.2222
29980 | Belden Wire | BLMCM115-18B | 18" Cbl Rnw Moveabl XMember-BK | EA |  | 1 Year | 52.5253 | 5% | 49.899
29981 | Belden Wire | BLOR723-06B | 6" 90° Out Radius Bend-BK | EA |  | 1 Year | 98.1267 | 5% | 93.2204
29982 | Belden Wire | BLOR723-12B | 12" 90° OUT RADIUS BEND-BK | EA |  | 1 Year | 99.6419 | 5% | 94.6598
29983 | Belden Wire | BLOR723-18B | 18" 90° OUT RADIUS BEND-BK | EA |  | 1 Year | 110.1928 | 5% | 104.6832
29984 | Belden Wire | BLOR723-24B | 24" 90° Out Radius Bend-BK | EA |  | 1 Year | 115.1515 | 5% | 109.3939
29985 | Belden Wire | BLOR723-30B | 30" 90° Out Radius Bend-BK | EA |  | 1 Year | 120.6612 | 5% | 114.6281
29986 | Belden Wire | BLOR723-36B | 36" 90° Out Radius Bend-BK | EA |  | 1 Year | 126.1708 | 5% | 119.8623
29987 | Belden Wire | BLPEC642-002 | ENDCAPS FOR 1-1/2"X3/8" RNW(2) | EA |  | 1 Year | 5.9091 | 5% | 5.6136
29988 | Belden Wire | BLPSR684-79B | PIPE STAND, CBL RNW,79"TALL-BK | EA |  | 1 Year | 163.7922 | 5% | 155.6026
29989 | Belden Wire | BLPSR684-85B | Pipe Stand, Cbl Rnw,85"Tall-BK | EA |  | 1 Year | 179.8701 | 5% | 170.8766
29990 | Belden Wire | BLPSR684-91B | Pipe Stand, Cbl Rnw,91"Tall-BK | EA |  | 1 Year | 180.9318 | 5% | 171.8852
29991 | Belden Wire | BLREK506-02B | 2-3" CBL RNW ELEV KIT RACK-BK | EA |  | 1 Year | 31.8182 | 5% | 30.2273
29992 | Belden Wire | BLREK506-04B | 4-6" CBL RNW ELEV KIT RACK-BK | EA |  | 1 Year | 39.0909 | 5% | 37.1364
29993 | Belden Wire | BLREK506-10B | 10-12 CBL RNW ELEV KIT RACK-BK | EA |  | 1 Year | 46.3636 | 5% | 44.0454
29994 | Belden Wire | BLREK506-12B | 2-3" Cbl Rnw ElevKitCabinet-BK | EA |  | 1 Year | 38.16 | 5% | 36.252
29995 | Belden Wire | BLREK506-16B | 4-6" Cbl Rnw ElevKitCabinet-BK | EA |  | 1 Year | 39.186 | 5% | 37.2267
29996 | Belden Wire | BLREK506-18B | 10-12" CBL RNW ELEVKITCABIN-BK | EA |  | 1 Year | 46.3636 | 5% | 44.0454
29997 | Belden Wire | BLRQ250-06B | 6" Quick Ship Cbl Rnw Kit-BK | EA |  | 1 Year | 157.2121 | 5% | 149.3515
29998 | Belden Wire | BLRQ250-12B | 12" Quick Ship Cbl Rnw Kit-BK | EA |  | 1 Year | 178.2222 | 5% | 169.3111
29999 | Belden Wire | BLRRD100-06B | 6" RNW RAD DROP, XMEMBER-BK | EA |  | 1 Year | 26.6458 | 5% | 25.3135
30000 | Belden Wire | BLRRD100-12B | 12" RNW RAD DROP, XMEMBER-BK | EA |  | 1 Year | 32.9154 | 5% | 31.2696
30001 | Belden Wire | BLRRD100-18B | 18" RNW RAD DROP, XMEMBER-BK | EA |  | 1 Year | 36.075 | 5% | 34.2713
30002 | Belden Wire | BLRRD101-11B | UNIV RNW RAD DROP, STRINGER-BK | EA |  | 1 Year | 36.6569 | 5% | 34.8241
30003 | Belden Wire | BLRRD101-12B | TELCO RNW RAD DROP, STRINGR-BK | EA |  | 1 Year | 36.6569 | 5% | 34.8241
30004 | Belden Wire | BLRRD101-13B | Misc Rnw Rad Drop, Stringer-BK | EA |  | 1 Year | 36.6569 | 5% | 34.8241
30005 | Belden Wire | BLRS250-06B | 6" UNIV CBL RUNWAY-BK | EA |  | 1 Year | 88.1543 | 5% | 83.7466
30006 | Belden Wire | BLRS250-12B | 12" UNIV CBL RUNWAY - BK | EA |  | 1 Year | 96.4187 | 5% | 91.5978
30007 | Belden Wire | BLRS250-18B | 18" UNIV CBL RUNWAY - BK | EA |  | 1 Year | 111.708 | 5% | 106.1226
30008 | Belden Wire | BLRS250-24B | 24" UNIV CBL RUNWAY - BK | EA |  | 1 Year | 130.6887 | 5% | 124.1543
30009 | Belden Wire | BLRS250-30B | 30" UNIV CBL RUNWAY - BK | EA |  | 1 Year | 143.2507 | 5% | 136.0882
30010 | Belden Wire | BLRS250-36B | 36" UNIV CBL RUNWAY - BK | EA |  | 1 Year | 168.0441 | 5% | 159.6419
30011 | Belden Wire | BLRSB408-038 | RNW SUP BRKT FOR 3/8" ROD-BK | EA |  | 1 Year | 6.0606 | 5% | 5.7576
30012 | Belden Wire | BLRSB408-038B | RNW SUP BRKT FOR 3/8" ROD-BK | EA |  | 1 Year | 4.55 | 5% | 4.3225
30013 | Belden Wire | BLRSB408-058 | Rnw Sup Brkt for 5/8" rod-BK | EA |  | 1 Year | 6.2937 | 5% | 5.979
30014 | Belden Wire | BLRSB408-058B | RNW SUP BRKT FOR 5/8" ROD-BK | EA |  | 1 Year | 6.82 | 5% | 6.479
30015 | Belden Wire | BLRSK313-45B | 45°RNWSPLKIT-1.5X3/8"STRING-BK | EA |  | 1 Year | 35.3535 | 5% | 33.5858
30016 | Belden Wire | BLRSK314-90B | 90°RNWSPLKIT-1.5X3/8"STRING-BK | EA |  | 1 Year | 38.5675 | 5% | 36.6391
30017 | Belden Wire | BLRSS470-12B | 12" CBL RNWSTANDOFF SUP KIT-BK | EA |  | 1 Year | 61.9835 | 5% | 58.8843
30018 | Belden Wire | BLRT252-06B | 6" TELCO Cbl Runway - BK | EA |  | 1 Year | 101.6129 | 5% | 96.5323
30019 | Belden Wire | BLRT252-12B | 12" TELCO CBL RUNWAY - BK | EA |  | 1 Year | 109.6774 | 5% | 104.1935
30020 | Belden Wire | BLRT252-18B | 18" TELCO CBL RUNWAY - BK | EA |  | 1 Year | 121.7009 | 5% | 115.6159
30021 | Belden Wire | BLRT252-24B | 24" TELCO Cbl Runway - BK | EA |  | 1 Year | 125.9531 | 5% | 119.6554
30022 | Belden Wire | BLRTR595-15B | 3" CRACKTORNW MPLATE 15-18"-BK | EA |  | 1 Year | 40.1691 | 5% | 38.1606
30023 | Belden Wire | BLRTR595-9B | 3" CRACKTORNW MPLATE 9-12"-BK | EA |  | 1 Year | 36.855 | 5% | 35.0122
30024 | Belden Wire | BLRU275-06B | 6" UL Cable Runway - BK | EA |  | 1 Year | 114.303 | 5% | 108.5878
30025 | Belden Wire | BLRU275-12B | 12" UL CABLE RUNWAY - BK | EA |  | 1 Year | 122.4242 | 5% | 116.303
30026 | Belden Wire | BLRU275-18B | 18" UL CABLE RUNWAY - BK | EA |  | 1 Year | 139.1515 | 5% | 132.1939
30027 | Belden Wire | BLRU275-24B | 24" UL Cable Runway - BK | EA |  | 1 Year | 157.5758 | 5% | 149.697
30028 | Belden Wire | BLRW250-06B | 6" Cbl Rnw WalltoRack Kit-BK | EA |  | 1 Year | 111.039 | 5% | 105.487
30029 | Belden Wire | BLRW250-12B | 12" CBL RNW WALLTORACK KIT-BK | EA |  | 1 Year | 126.8312 | 5% | 120.4896
30030 | Belden Wire | BLTCK310-38 | THREADED CEILING KIT, 3/8" ROD | EA |  | 1 Year | 21.7818 | 5% | 20.6927
30031 | Belden Wire | BLTCK310-58 | THREADED CEILING KIT, 5/8" ROD | EA |  | 1 Year | 28.7879 | 5% | 27.3485
30032 | Belden Wire | BLTR440-001 | Thread Rod, 3/8-16 UNC, 6' L | EA |  | 1 Year | 16.1212 | 5% | 15.3151
30033 | Belden Wire | BLTR440-002 | THREAD ROD, 5/8-11 UNC, 6' L | EA |  | 1 Year | 30.303 | 5% | 28.7878
30034 | Belden Wire | BLTR440-003 | Thread Rod, 3/8-16 UNC, 12' L | EA |  | 1 Year | 28.0808 | 5% | 26.6768
30035 | Belden Wire | BLTR440-004 | Thread Rod, 5/8-11 UNC, 12' L | EA |  | 1 Year | 51.2397 | 5% | 48.6777
30036 | Belden Wire | BLTRC085-010 | THREADED ROD COVER, 10 FT, BLK | EA |  | 1 Year | 18.8571 | 5% | 17.9142
30037 | Belden Wire | BLTSB312-06B | 6" TriangSupBrckt Kit, Alum | EA |  | 1 Year | 57.1429 | 5% | 54.2858
30038 | Belden Wire | BLTSB312-12B | 12" TRIANGSUPBRCKT KIT, ALUM | EA |  | 1 Year | 59.0909 | 5% | 56.1364
30039 | Belden Wire | BLTSB312-18B | 18" TRIANGSUPBRCKT KIT, ALUM | EA |  | 1 Year | 68.1818 | 5% | 64.7727
30040 | Belden Wire | BLTSB746-12B | 12" TRIANGSUPBRCKT KIT, STEEL | EA |  | 1 Year | 42.4242 | 5% | 40.303
30041 | Belden Wire | BLTSB746-18B | TRIANG BKT KIT, 18", STEEL | EA |  | 1 Year | 44.7552 | 5% | 42.5174
30042 | Belden Wire | BLTSB746-24B | 24" TriangSupBrckt Kit, Steel | EA |  | 1 Year | 50.3497 | 5% | 47.8322
30043 | Belden Wire | BLVBS489-00B | Vertical Swivel Splice Kit-BK | EA |  | 1 Year | 23.1405 | 5% | 21.9835
30044 | Belden Wire | BLVWB608-00B | VERT WALL BRACKET, PAIR, BLACK | EA |  | 1 Year | 16.5657 | 5% | 15.7374
30045 | Belden Wire | BLWAS421-06B | 6" WallAngleSup Kit, Cbl Rnw | EA |  | 1 Year | 19.8182 | 5% | 18.8273
30046 | Belden Wire | BLWAS421-12B | 12" WALLANGLESUP KIT, CBL RNW | EA |  | 1 Year | 24.2424 | 5% | 23.0303
30047 | Belden Wire | BLWAS421-18B | 18" WALLANGLESUP KIT, CBL RNW | EA |  | 1 Year | 28.2828 | 5% | 26.8687
30048 | Belden Wire | BLWAS421-24B | 24" WALLANGLESUP KIT, CBL RNW | EA |  | 1 Year | 32.3232 | 5% | 30.707
30049 | Belden Wire | BNCTL | TERMINATOR, W/LANYARD | EA |  | 1 Year | 0.8865 | 5% | 0.84217
30050 | Belden Wire | BRKTLOGO 9 B&S | GEPCO ID STRIP BLK & SN 9" | EA |  | 1 Year | 35 | 5% | 33.25
30051 | Belden Wire | BSP-11U-12PK | SECURE PATCH ENCL, 11U X 12D | EA |  | 1 Year | 609.1 | 5% | 578.645
30052 | Belden Wire | BSP-11U-12SK | SECURE PATCH ENCL, 11U X 12D | EA |  | 1 Year | 578.16 | 5% | 549.252
30053 | Belden Wire | BSP-11U-6PK | SECURE PATCH ENCL, 11U X 6D | EA |  | 1 Year | 541.12 | 5% | 514.064
30054 | Belden Wire | BSP-11U-6SK | SECURE PATCH ENCL, 11U X 6D | EA |  | 1 Year | 481.81 | 5% | 457.7195
30055 | Belden Wire | BSP-22U-12MK | SECURE PATCH ENCL, 22U X 12D | EA |  | 1 Year | 770.78 | 5% | 732.241
30056 | Belden Wire | BSP-22U-12PK | SECURE PATCH ENCL, 22U X 12D | EA |  | 1 Year | 746.11 | 5% | 708.8045
30057 | Belden Wire | BSP-22U-12SK | SECURE PATCH ENCL, 22U X 12D | EA |  | 1 Year | 671.49 | 5% | 637.9155
30058 | Belden Wire | BSP-22U-6PK | SECURE PATCH ENCL, 22U X 6D | EA |  | 1 Year | 663.68 | 5% | 630.496
30059 | Belden Wire | BSP-22U-6SK | SECURE PATCH ENCL, 22U X 6D | EA |  | 1 Year | 629.97 | 5% | 598.4715
30060 | Belden Wire | BSP-44U-6MK | SECURE PATCH ENCL,44U X 6D | EA |  | 1 Year | 1221.38 | 5% | 1160.311
30061 | Belden Wire | BSP-44U-6PK | SECURE PATCH ENCL,44U X 6D | EA |  | 1 Year | 1260.98 | 5% | 1197.931
30062 | Belden Wire | BSP-44U-6SK | SECURE PATCH ENCL,44U X 6D | EA |  | 1 Year | 1196.93 | 5% | 1137.0835
30063 | Belden Wire | BSP-CBRKT | BSP UNIV. CONNECTOR ASSY, 6"D | EA |  | 1 Year | 79.89 | 5% | 75.8955
30064 | Belden Wire | BSP-D44U-6MK | SECURE PATCH ENCL,44U X 6D 2 | EA |  | 1 Year | 2442.76 | 5% | 2320.622
30065 | Belden Wire | BSP-D44U-6PK | SECURE PATCH ENCL,44U X 6D 2 | EA |  | 1 Year | 2521.95 | 5% | 2395.8525
30066 | Belden Wire | BSP-D44U-6SK | SECURE PATCH ENCL,44U X 6D 2 | EA |  | 1 Year | 2393.85 | 5% | 2274.1575
30067 | Belden Wire | BSTSNS11KIT | KIT, SNS11AS | EA |  | 1 Year | 245 | 5% | 232.75
30068 | Belden Wire | BSTSNS6BNCKIT | KIT, BNC CONNECTORS AND TOOLS | EA |  | 1 Year | 223 | 5% | 211.85
30069 | Belden Wire | BU-35-0 | INSULATOR WELDING CLIP PVC | EA |  | 1 Year | 22.4 | 5% | 21.28
30070 | Belden Wire | BYA1938 | FI RIB OM2 2F LSZH ORG_JKT | FT |  | 1 Year | 1.0314 | 5% | 0.97983
30071 | Belden Wire | BYB1938 | FI RIB OM1 2F LSZH ORG_JKT | FT |  | 1 Year | 1.047 | 5% | 0.99465
30072 | Belden Wire | BYC1938 | FI RIB OM3 2F LSZH AQA_JKT | FT |  | 1 Year | 1.0741 | 5% | 1.0204
30073 | Belden Wire | BYE1938 | FI RIB OM4 2F LSZH AQA_JKT | FT |  | 1 Year | 1.1365 | 5% | 1.0797
30074 | Belden Wire | BYE1938E | FI RIB OM4 2F LSZH EV_JKT | FT |  | 1 Year | 1.1365 | 5% | 1.0797
30075 | Belden Wire | BYW1938 | FI RIB OS2 2F LSZH YEL_JKT | FT |  | 1 Year | 0.9938 | 5% | 0.94411
30076 | Belden Wire | C0054642 | BIX CONNECTING TOOL POUC | EA |  | 1 Year | 15.2126 | 5% | 14.452
30077 | Belden Wire | C1200-CT | B-SEAL TAPE 1/8 X 1 1/2 X 15' | EA |  | 1 Year | 28 | 5% | 26.6
30078 | Belden Wire | C1228 | BINDER TAPE 2" X 25' G1243 | EA |  | 1 Year | 20 | 5% | 19
30079 | Belden Wire | C1229 | BINDER TAPE 4" X 25' G124 | EA |  | 1 Year | 14.75 | 5% | 14.0125
30080 | Belden Wire | C1233 | DIAPER TAPE POROUS FOAM WRAP | EA |  | 1 Year | 20.45 | 5% | 19.4275
30081 | Belden Wire | C1241 | PLASTIC MESH SPLIC WRAP 4"X96" | EA |  | 1 Year | 13 | 5% | 12.35
30082 | Belden Wire | C1259BS | 107A2 RURAL C-WIRE TERM. BLOCK | EA |  | 1 Year | 42.5 | 5% | 40.375
30083 | Belden Wire | C2055 | BONDING COIN-LONG,CBL BONDING | EA |  | 1 Year | 2.5 | 5% | 2.375
30084 | Belden Wire | C2056 | BONDING COIN-SHORT,CABLE BOND | EA |  | 1 Year | 3.25 | 5% | 3.0875
30085 | Belden Wire | C2057 | BOND STUD COIN I,CABLE BONDING | EA |  | 1 Year | 2.75 | 5% | 2.6125
30086 | Belden Wire | C2058 | BOND STUD COIN II,CABLE BNDING | EA |  | 1 Year | 2.5 | 5% | 2.375
30087 | Belden Wire | C2175 | JC CLOSURE W/O ENCAP 2" DIA SP | EA |  | 1 Year | 75.85 | 5% | 72.0575
30088 | Belden Wire | C2187-1 | PEE WEE CLOSURE 1/2" W/OCOMP. | EA |  | 1 Year | 225 | 5% | 213.75
30089 | Belden Wire | C3253 | PLUGGING KIT G6039PT | EA |  | 1 Year | 60 | 5% | 57
30090 | Belden Wire | C4011 | BOND BRAID/WEBGUARD KIT | EA |  | 1 Year | 75 | 5% | 71.25
30091 | Belden Wire | C4025HS | CLAMP WITH HEAT SHIELD | EA |  | 1 Year | 2.8 | 5% | 2.66
30092 | Belden Wire | C4039 | BULLET BOND PUNCH TOOL | EA |  | 1 Year | 117 | 5% | 111.15
30093 | Belden Wire | C4040 | BULLET BOND CLIP,CABLE BONDING | EA |  | 1 Year | 3 | 5% | 2.85
30094 | Belden Wire | C4040-1 | NUTS FOR C4040 | EA |  | 1 Year | 0.75 | 5% | 0.7125
30095 | Belden Wire | C4043 | BULLET BOND CLIP 1000 | EA |  | 1 Year | 3.5 | 5% | 3.325
30096 | Belden Wire | C4045 | SIX GROUND CLIP | EA |  | 1 Year | 1.38 | 5% | 1.311
30097 | Belden Wire | C4047 | G PROTECTOR CLIP,UP TO 1/4"CA. | EA |  | 1 Year | 1.21 | 5% | 1.1495
30098 | Belden Wire | C4058 | G PROTR CLIP, UP TO 3/8"OD CA. | EA |  | 1 Year | 1.5 | 5% | 1.425
30099 | Belden Wire | C4066 | 11 X CONN.-BONDS 2 BURRIED DRP | EA |  | 1 Year | 7.5 | 5% | 7.125
30100 | Belden Wire | C4079 | BOND BAR,TIN PLTD CU.-25'ROLL | EA |  | 1 Year | 66.65 | 5% | 63.3175
30101 | Belden Wire | C4080 | BOND BAR/INSL TBG KIT-25'ROLLS | EA |  | 1 Year | 112.069 | 5% | 106.4655
30102 | Belden Wire | C4251 | HEAT SHIELD,PLACED UNDER BOND | EA |  | 1 Year | 0.517 | 5% | 0.49115
30103 | Belden Wire | C4430 | C TERMINAL WRENCH | EA |  | 1 Year | 75 | 5% | 71.25
30104 | Belden Wire | C4432 | T-SHEAR (TABING SHEARS) | EA |  | 1 Year | 200 | 5% | 190
30105 | Belden Wire | C4436 | SPLICERS SNIPS | EA |  | 1 Year | 66 | 5% | 62.7
30106 | Belden Wire | C4437 | SPLCERS KNIFE, POUCH, & SNIPS | EA |  | 1 Year | 120 | 5% | 114
30107 | Belden Wire | C4438 | SPLICERS KNIFE | EA |  | 1 Year | 36 | 5% | 34.2
30108 | Belden Wire | C4439 | SPLICERS POUCH -HOLDS SNIPS & | EA |  | 1 Year | 21 | 5% | 19.95
30109 | Belden Wire | C4440 | SPLICERS KNIFE & POUCH | EA |  | 1 Year | 56 | 5% | 53.2
30110 | Belden Wire | C4460 | MINI-REGULARTOR G30 | EA |  | 1 Year | 199 | 5% | 189.05
30111 | Belden Wire | C4464 | PNEUMATIC IMPACT TOOL | EA |  | 1 Year | 1100 | 5% | 1045
30112 | Belden Wire | C4472 | QUICK CHANGE HOSE - 40' | EA |  | 1 Year | 270 | 5% | 256.5
30113 | Belden Wire | C4480 | REGULATOR LHT 150 PSI G8500L | EA |  | 1 Year | 550 | 5% | 522.5
30114 | Belden Wire | C501100001 | PATCHCORD BCAT5E CMR BLK 1FT | EA |  | 1 Year | 4.545 | 5% | 4.3177
30115 | Belden Wire | C501100002 | PATCHCORD BCAT5E CMR BLK 2FT | EA |  | 1 Year | 4.8 | 5% | 4.56
30116 | Belden Wire | C501100003 | PATCHCORD BCAT5E CMR BLK 3FT | EA |  | 1 Year | 5.055 | 5% | 4.8022
30117 | Belden Wire | C501100004 | PATCHCORD BCAT5E CMR BLK 4FT | EA |  | 1 Year | 5.31 | 5% | 5.0445
30118 | Belden Wire | C501100005 | PATCHCORD BCAT5E CMR BLK 5FT | EA |  | 1 Year | 5.565 | 5% | 5.2868
30119 | Belden Wire | C501100006 | PATCHCORD BCAT5E CMR BLK 6FT | EA |  | 1 Year | 5.82 | 5% | 5.529
30120 | Belden Wire | C501100007 | PATCHCORD BCAT5E CMR BLK 7FT | EA |  | 1 Year | 6.075 | 5% | 5.7713
30121 | Belden Wire | C501100008 | PATCHCORD BCAT5E CMR BLK 8FT | EA |  | 1 Year | 6.33 | 5% | 6.0135
30122 | Belden Wire | C501100009 | PATCHCORD BCAT5E CMR BLK 9FT | EA |  | 1 Year | 6.585 | 5% | 6.2557
30123 | Belden Wire | C501100010 | PATCHCORD BCAT5E CMR BLK 10FT | EA |  | 1 Year | 6.84 | 5% | 6.498
30124 | Belden Wire | C501100011 | PATCHCORD BCAT5E CMR BLK 11FT | EA |  | 1 Year | 7.095 | 5% | 6.7402
30125 | Belden Wire | C501100012 | PATCHCORD BCAT5E CMR BLK 12FT | EA |  | 1 Year | 7.35 | 5% | 6.9825
30126 | Belden Wire | C501100013 | PATCHCORD BCAT5E CMR BLK 13FT | EA |  | 1 Year | 7.605 | 5% | 7.2248
30127 | Belden Wire | C501100014 | PATCHCORD BCAT5E CMR BLK 14FT | EA |  | 1 Year | 7.86 | 5% | 7.467
30128 | Belden Wire | C501100015 | PATCHCORD BCAT5E CMR BLK 15FT | EA |  | 1 Year | 8.115 | 5% | 7.7092
30129 | Belden Wire | C501100016 | PATCHCORD BCAT5E CMR BLK 16FT | EA |  | 1 Year | 8.37 | 5% | 7.9515
30130 | Belden Wire | C501100018 | PATCHCORD BCAT5E CMR BLK 18FT | EA |  | 1 Year | 8.88 | 5% | 8.436
30131 | Belden Wire | C501100020 | PATCHCORD BCAT5E CMR BLK 20FT | EA |  | 1 Year | 9.39 | 5% | 8.9205
30132 | Belden Wire | C501100025 | PATCHCORD BCAT5E CMR BLK 25FT | EA |  | 1 Year | 10.665 | 5% | 10.1317
30133 | Belden Wire | C501100030 | PATCHCORD BCAT5E CMR BLK 30FT | EA |  | 1 Year | 11.94 | 5% | 11.343
30134 | Belden Wire | C501100031 | PATCHCORD BCAT5E CMR BLK 31FT | EA |  | 1 Year | 12.195 | 5% | 11.5853
30135 | Belden Wire | C501100033 | PATCHCORD BCAT5E CMR BLK 33FT | EA |  | 1 Year | 12.705 | 5% | 12.0697
30136 | Belden Wire | C501100035 | PATCHCORD BCAT5E CMR BLK 35FT | EA |  | 1 Year | 13.215 | 5% | 12.5542
30137 | Belden Wire | C501100037 | PATCHCORD BCAT5E CMR BLK 37FT | EA |  | 1 Year | 13.725 | 5% | 13.0387
30138 | Belden Wire | C501100040 | PATCHCORD BCAT5E CMR BLK 40FT | EA |  | 1 Year | 14.49 | 5% | 13.7655
30139 | Belden Wire | C501100043 | PATCHCORD BCAT5E CMR BLK 43FT | EA |  | 1 Year | 15.255 | 5% | 14.4923
30140 | Belden Wire | C501100045 | PATCHCORD BCAT5E CMR BLK 45FT | EA |  | 1 Year | 15.765 | 5% | 14.9767
30141 | Belden Wire | C501100050 | PATCHCORD BCAT5E CMR BLK 50FT | EA |  | 1 Year | 17.04 | 5% | 16.188
30142 | Belden Wire | C501100055 | PATCHCORD BCAT5E CMR BLK 55FT | EA |  | 1 Year | 18.315 | 5% | 17.3993
30143 | Belden Wire | C501100060 | PATCHCORD BCAT5E CMR BLK 60FT | EA |  | 1 Year | 19.59 | 5% | 18.6105
30144 | Belden Wire | C501100075 | PATCHCORD BCAT5E CMR BLK 75FT | EA |  | 1 Year | 23.415 | 5% | 22.2442
30145 | Belden Wire | C501100100 | PATCHCORD BCAT5E CMR BLK 100FT | EA |  | 1 Year | 29.79 | 5% | 28.3005
30146 | Belden Wire | C501100125 | PATCHCORD BCAT5E CMR BLK 125FT | EA |  | 1 Year | 39.3525 | 5% | 37.3849
30147 | Belden Wire | C501100130 | PATCHCORD BCAT5E CMR BLK 130FT | EA |  | 1 Year | 40.755 | 5% | 38.7172
30148 | Belden Wire | C501100150 | PATCHCORD BCAT5E CMR BLK 150FT | EA |  | 1 Year | 46.365 | 5% | 44.0468
30149 | Belden Wire | C501100175 | PATCHCORD BCAT5E CMR BLK 175FT | EA |  | 1 Year | 53.3775 | 5% | 50.7086
30150 | Belden Wire | C501100200 | PATCHCORD BCAT5E CMR BLK 200FT | EA |  | 1 Year | 60.39 | 5% | 57.3705
30151 | Belden Wire | C501100225 | PATCHCORD BCAT5E CMR BLK 225FT | EA |  | 1 Year | 70.2713 | 5% | 66.7577
30152 | Belden Wire | C501100250 | PATCHCORD BCAT5E CMR BLK 250FT | EA |  | 1 Year | 77.6025 | 5% | 73.7224
30153 | Belden Wire | C501101001 | PATCHCORD BCAT5E CMR BRN 1FT | EA |  | 1 Year | 4.545 | 5% | 4.3177
30154 | Belden Wire | C501101002 | PATCHCORD BCAT5E CMR BRN 2FT | EA |  | 1 Year | 4.8 | 5% | 4.56
30155 | Belden Wire | C501101003 | PATCHCORD BCAT5E CMR BRN 3FT | EA |  | 1 Year | 5.055 | 5% | 4.8022
30156 | Belden Wire | C501101004 | PATCHCORD BCAT5E CMR BRN 4FT | EA |  | 1 Year | 5.31 | 5% | 5.0445
30157 | Belden Wire | C501101010 | PATCHCORD BCAT5E CMR BRN 10FT | EA |  | 1 Year | 6.84 | 5% | 6.498
30158 | Belden Wire | C501101014 | PATCHCORD BCAT5E CMR BRN 14FT | EA |  | 1 Year | 7.86 | 5% | 7.467
30159 | Belden Wire | C501101025 | PATCHCORD BCAT5E CMR BRN 25FT | EA |  | 1 Year | 10.665 | 5% | 10.1317
30160 | Belden Wire | C501101050 | PATCHCORD BCAT5E CMR BRN 50FT | EA |  | 1 Year | 17.04 | 5% | 16.188
30161 | Belden Wire | C501102001 | PATCHCORD BCAT5E CMR RED 1FT | EA |  | 1 Year | 4.545 | 5% | 4.3177
30162 | Belden Wire | C501102002 | PATCHCORD BCAT5E CMR RED 2FT | EA |  | 1 Year | 4.8 | 5% | 4.56
30163 | Belden Wire | C501102003 | PATCHCORD BCAT5E CMR RED 3FT | EA |  | 1 Year | 5.055 | 5% | 4.8022
30164 | Belden Wire | C501102004 | PATCHCORD BCAT5E CMR RED 4FT | EA |  | 1 Year | 5.31 | 5% | 5.0445
30165 | Belden Wire | C501102005 | PATCHCORD BCAT5E CMR RED 5FT | EA |  | 1 Year | 5.565 | 5% | 5.2868
30166 | Belden Wire | C501102006 | PATCHCORD BCAT5E CMR RED 6FT | EA |  | 1 Year | 5.82 | 5% | 5.529
30167 | Belden Wire | C501102007 | PATCHCORD BCAT5E CMR RED 7FT | EA |  | 1 Year | 6.075 | 5% | 5.7713
30168 | Belden Wire | C501102008 | PATCHCORD BCAT5E CMR RED 8FT | EA |  | 1 Year | 6.33 | 5% | 6.0135
30169 | Belden Wire | C501102010 | PATCHCORD BCAT5E CMR RED 10FT | EA |  | 1 Year | 6.84 | 5% | 6.498
30170 | Belden Wire | C501102011 | PATCHCORD BCAT5E CMR RED 11FT | EA |  | 1 Year | 7.095 | 5% | 6.7402
30171 | Belden Wire | C501102012 | PATCHCORD BCAT5E CMR RED 12FT | EA |  | 1 Year | 7.35 | 5% | 6.9825
30172 | Belden Wire | C501102014 | PATCHCORD BCAT5E CMR RED 14FT | EA |  | 1 Year | 7.86 | 5% | 7.467
30173 | Belden Wire | C501102015 | PATCHCORD BCAT5E CMR RED 15FT | EA |  | 1 Year | 8.115 | 5% | 7.7092
30174 | Belden Wire | C501102016 | PATCHCORD BCAT5E CMR RED 16FT | EA |  | 1 Year | 8.37 | 5% | 7.9515
30175 | Belden Wire | C501102017 | PATCHCORD BCAT5E CMR RED 17FT | EA |  | 1 Year | 8.625 | 5% | 8.1937
30176 | Belden Wire | C501102020 | PATCHCORD BCAT5E CMR RED 20FT | EA |  | 1 Year | 9.39 | 5% | 8.9205
30177 | Belden Wire | C501102025 | PATCHCORD BCAT5E CMR RED 25FT | EA |  | 1 Year | 10.665 | 5% | 10.1317
30178 | Belden Wire | C501102030 | PATCHCORD BCAT5E CMR RED 30FT | EA |  | 1 Year | 11.94 | 5% | 11.343
30179 | Belden Wire | C501102035 | PATCHCORD BCAT5E CMR RED 35FT | EA |  | 1 Year | 13.215 | 5% | 12.5542
30180 | Belden Wire | C501102040 | PATCHCORD BCAT5E CMR RED 40FT | EA |  | 1 Year | 14.49 | 5% | 13.7655
30181 | Belden Wire | C501102045 | PATCHCORD BCAT5E CMR RED 45FT | EA |  | 1 Year | 15.765 | 5% | 14.9767
30182 | Belden Wire | C501102050 | PATCHCORD BCAT5E CMR RED 50FT | EA |  | 1 Year | 17.04 | 5% | 16.188
30183 | Belden Wire | C501102100 | PATCHCORD BCAT5E CMR RED 100FT | EA |  | 1 Year | 29.79 | 5% | 28.3005
30184 | Belden Wire | C501102130 | PATCHCORD BCAT5E CMR RED 130FT | EA |  | 1 Year | 40.755 | 5% | 38.7172
30185 | Belden Wire | C501103001 | PATCHCORD BCAT5E CMR ORA 1FT | EA |  | 1 Year | 4.545 | 5% | 4.3177
30186 | Belden Wire | C501103002 | PATCHCORD BCAT5E CMR ORA 2FT | EA |  | 1 Year | 4.8 | 5% | 4.56
30187 | Belden Wire | C501103003 | PATCHCORD BCAT5E CMR ORA 3FT | EA |  | 1 Year | 5.055 | 5% | 4.8022
30188 | Belden Wire | C501103004 | PATCHCORD BCAT5E CMR ORA 4FT | EA |  | 1 Year | 5.31 | 5% | 5.0445
30189 | Belden Wire | C501103005 | PATCHCORD BCAT5E CMR ORA 5FT | EA |  | 1 Year | 5.565 | 5% | 5.2868
30190 | Belden Wire | C501103006 | PATCHCORD BCAT5E CMR ORA 6FT | EA |  | 1 Year | 5.82 | 5% | 5.529
30191 | Belden Wire | C501103007 | PATCHCORD BCAT5E CMR ORA 7FT | EA |  | 1 Year | 6.075 | 5% | 5.7713
30192 | Belden Wire | C501103010 | PATCHCORD BCAT5E CMR ORA 10FT | EA |  | 1 Year | 6.84 | 5% | 6.498
30193 | Belden Wire | C501103012 | PATCHCORD BCAT5E CMR ORA 12FT | EA |  | 1 Year | 7.35 | 5% | 6.9825
30194 | Belden Wire | C501103014 | PATCHCORD BCAT5E CMR ORA 14FT | EA |  | 1 Year | 7.86 | 5% | 7.467
30195 | Belden Wire | C501103015 | PATCHCORD BCAT5E CMR ORA 15FT | EA |  | 1 Year | 8.115 | 5% | 7.7092
30196 | Belden Wire | C501103020 | PATCHCORD BCAT5E CMR ORA 20FT | EA |  | 1 Year | 9.39 | 5% | 8.9205
30197 | Belden Wire | C501103025 | PATCHCORD BCAT5E CMR ORA 25FT | EA |  | 1 Year | 10.665 | 5% | 10.1317
30198 | Belden Wire | C501103030 | PATCHCORD BCAT5E CMR ORA 30FT | EA |  | 1 Year | 11.94 | 5% | 11.343
30199 | Belden Wire | C501103040 | PATCHCORD BCAT5E CMR ORA 40FT | EA |  | 1 Year | 14.49 | 5% | 13.7655
30200 | Belden Wire | C501103050 | PATCHCORD BCAT5E CMR ORA 50FT | EA |  | 1 Year | 17.04 | 5% | 16.188
30201 | Belden Wire | C501103060 | PATCHCORD BCAT5E CMR ORA 60FT | EA |  | 1 Year | 19.59 | 5% | 18.6105
30202 | Belden Wire | C501103100 | PATCHCORD BCAT5E CMR ORA 100FT | EA |  | 1 Year | 29.79 | 5% | 28.3005
30203 | Belden Wire | C501103150 | PATCHCORD BCAT5E CMR ORA 150FT | EA |  | 1 Year | 46.365 | 5% | 44.0468
30204 | Belden Wire | C501104001 | PATCHCORD BCAT5E CMR YEL 1FT | EA |  | 1 Year | 4.545 | 5% | 4.3177
30205 | Belden Wire | C501104002 | PATCHCORD BCAT5E CMR YEL 2FT | EA |  | 1 Year | 4.8 | 5% | 4.56
30206 | Belden Wire | C501104003 | PATCHCORD BCAT5E CMR YEL 3FT | EA |  | 1 Year | 5.055 | 5% | 4.8022
30207 | Belden Wire | C501104004 | PATCHCORD BCAT5E CMR YEL 4FT | EA |  | 1 Year | 5.31 | 5% | 5.0445
30208 | Belden Wire | C501104005 | PATCHCORD BCAT5E CMR YEL 5FT | EA |  | 1 Year | 5.565 | 5% | 5.2868
30209 | Belden Wire | C501104006 | PATCHCORD BCAT5E CMR YEL 6FT | EA |  | 1 Year | 5.82 | 5% | 5.529
30210 | Belden Wire | C501104007 | PATCHCORD BCAT5E CMR YEL 7FT | EA |  | 1 Year | 6.075 | 5% | 5.7713
30211 | Belden Wire | C501104008 | PATCHCORD BCAT5E CMR YEL 8FT | EA |  | 1 Year | 6.33 | 5% | 6.0135
30212 | Belden Wire | C501104009 | PATCHCORD BCAT5E CMR YEL 9FT | EA |  | 1 Year | 6.585 | 5% | 6.2557
30213 | Belden Wire | C501104010 | PATCHCORD BCAT5E CMR YEL 10FT | EA |  | 1 Year | 6.84 | 5% | 6.498
30214 | Belden Wire | C501104011 | PATCHCORD BCAT5E CMR YEL 11FT | EA |  | 1 Year | 7.095 | 5% | 6.7402
30215 | Belden Wire | C501104012 | PATCHCORD BCAT5E CMR YEL 12FT | EA |  | 1 Year | 7.35 | 5% | 6.9825
30216 | Belden Wire | C501104013 | PATCHCORD BCAT5E CMR YEL 13FT | EA |  | 1 Year | 7.605 | 5% | 7.2248
30217 | Belden Wire | C501104014 | PATCHCORD BCAT5E CMR YEL 14FT | EA |  | 1 Year | 7.86 | 5% | 7.467
30218 | Belden Wire | C501104015 | PATCHCORD BCAT5E CMR YEL 15FT | EA |  | 1 Year | 8.115 | 5% | 7.7092
30219 | Belden Wire | C501104017 | PATCHCORD BCAT5E CMR YEL 17FT | EA |  | 1 Year | 8.625 | 5% | 8.1937
30220 | Belden Wire | C501104018 | PATCHCORD BCAT5E CMR YEL 18FT | EA |  | 1 Year | 8.88 | 5% | 8.436
30221 | Belden Wire | C501104020 | PATCHCORD BCAT5E CMR YEL 20FT | EA |  | 1 Year | 9.39 | 5% | 8.9205
30222 | Belden Wire | C501104022 | PATCHCORD BCAT5E CMR YEL 22FT | EA |  | 1 Year | 9.9 | 5% | 9.405
30223 | Belden Wire | C501104025 | PATCHCORD BCAT5E CMR YEL 25FT | EA |  | 1 Year | 10.665 | 5% | 10.1317
30224 | Belden Wire | C501104026 | PATCHCORD BCAT5E CMR YEL 26FT | EA |  | 1 Year | 10.92 | 5% | 10.374
30225 | Belden Wire | C501104028 | PATCHCORD BCAT5E CMR YEL 28FT | EA |  | 1 Year | 11.43 | 5% | 10.8585
30226 | Belden Wire | C501104030 | PATCHCORD BCAT5E CMR YEL 30FT | EA |  | 1 Year | 11.94 | 5% | 11.343
30227 | Belden Wire | C501104032 | PATCHCORD BCAT5E CMR YEL 32FT | EA |  | 1 Year | 12.45 | 5% | 11.8275
30228 | Belden Wire | C501104033 | PATCHCORD BCAT5E CMR YEL 33FT | EA |  | 1 Year | 12.705 | 5% | 12.0697
30229 | Belden Wire | C501104034 | PATCHCORD BCAT5E CMR YEL 34FT | EA |  | 1 Year | 12.96 | 5% | 12.312
30230 | Belden Wire | C501104035 | PATCHCORD BCAT5E CMR YEL 35FT | EA |  | 1 Year | 13.215 | 5% | 12.5542
30231 | Belden Wire | C501104036 | PATCHCORD BCAT5E CMR YEL 36FT | EA |  | 1 Year | 13.47 | 5% | 12.7965
30232 | Belden Wire | C501104038 | PATCHCORD BCAT5E CMR YEL 38FT | EA |  | 1 Year | 13.98 | 5% | 13.281
30233 | Belden Wire | C501104040 | PATCHCORD BCAT5E CMR YEL 40FT | EA |  | 1 Year | 14.49 | 5% | 13.7655
30234 | Belden Wire | C501104044 | PATCHCORD BCAT5E CMR YEL 44FT | EA |  | 1 Year | 15.51 | 5% | 14.7345
30235 | Belden Wire | C501104045 | PATCHCORD BCAT5E CMR YEL 45FT | EA |  | 1 Year | 15.765 | 5% | 14.9767
30236 | Belden Wire | C501104050 | PATCHCORD BCAT5E CMR YEL 50FT | EA |  | 1 Year | 17.04 | 5% | 16.188
30237 | Belden Wire | C501104054 | PATCHCORD BCAT5E CMR YEL 54FT | EA |  | 1 Year | 18.06 | 5% | 17.157
30238 | Belden Wire | C501104055 | PATCHCORD BCAT5E CMR YEL 55FT | EA |  | 1 Year | 18.315 | 5% | 17.3993
30239 | Belden Wire | C501104060 | PATCHCORD BCAT5E CMR YEL 60FT | EA |  | 1 Year | 19.59 | 5% | 18.6105
30240 | Belden Wire | C501104065 | PATCHCORD BCAT5E CMR YEL 65FT | EA |  | 1 Year | 20.865 | 5% | 19.8217
30241 | Belden Wire | C501104075 | PATCHCORD BCAT5E CMR YEL 75FT | EA |  | 1 Year | 23.415 | 5% | 22.2442
30242 | Belden Wire | C501104080 | PATCHCORD BCAT5E CMR YEL 80FT | EA |  | 1 Year | 24.69 | 5% | 23.4555
30243 | Belden Wire | C501104090 | PATCHCORD BCAT5E CMR YEL 90FT | EA |  | 1 Year | 27.24 | 5% | 25.878
30244 | Belden Wire | C501104095 | PATCHCORD BCAT5E CMR YEL 95FT | EA |  | 1 Year | 28.515 | 5% | 27.0892
30245 | Belden Wire | C501104100 | PATCHCORD BCAT5E CMR YEL 100FT | EA |  | 1 Year | 29.79 | 5% | 28.3005
30246 | Belden Wire | C501104105 | PATCHCORD BCAT5E CMR YEL 105FT | EA |  | 1 Year | 33.7425 | 5% | 32.0554
30247 | Belden Wire | C501104110 | PATCHCORD BCAT5E CMR YEL 110FT | EA |  | 1 Year | 35.145 | 5% | 33.3878
30248 | Belden Wire | C501104125 | PATCHCORD BCAT5E CMR YEL 125FT | EA |  | 1 Year | 39.3525 | 5% | 37.3849
30249 | Belden Wire | C501104140 | PATCHCORD BCAT5E CMR YEL 140FT | EA |  | 1 Year | 43.56 | 5% | 41.382
30250 | Belden Wire | C501104145 | PATCHCORD BCAT5E CMR YEL 145FT | EA |  | 1 Year | 44.9625 | 5% | 42.7144
30251 | Belden Wire | C501104155 | PATCHCORD BCAT5E CMR YEL 155FT | EA |  | 1 Year | 47.7675 | 5% | 45.3791
30252 | Belden Wire | C501104180 | PATCHCORD BCAT5E CMR YEL 180FT | EA |  | 1 Year | 54.78 | 5% | 52.041
30253 | Belden Wire | C501104191 | PATCHCORD BCAT5E CMR YEL 191FT | EA |  | 1 Year | 57.8655 | 5% | 54.9722
30254 | Belden Wire | C501105001 | PATCHCORD BCAT5E CMR GRN 1FT | EA |  | 1 Year | 4.545 | 5% | 4.3177
30255 | Belden Wire | C501105002 | PATCHCORD BCAT5E CMR GRN 2FT | EA |  | 1 Year | 4.8 | 5% | 4.56
30256 | Belden Wire | C501105003 | PATCHCORD BCAT5E CMR GRN 3FT | EA |  | 1 Year | 5.055 | 5% | 4.8022
30257 | Belden Wire | C501105004 | PATCHCORD BCAT5E CMR GRN 4FT | EA |  | 1 Year | 5.31 | 5% | 5.0445
30258 | Belden Wire | C501105005 | PATCHCORD BCAT5E CMR GRN 5FT | EA |  | 1 Year | 5.565 | 5% | 5.2868
30259 | Belden Wire | C501105006 | PATCHCORD BCAT5E CMR GRN 6FT | EA |  | 1 Year | 5.82 | 5% | 5.529
30260 | Belden Wire | C501105007 | PATCHCORD BCAT5E CMR GRN 7FT | EA |  | 1 Year | 6.075 | 5% | 5.7713
30261 | Belden Wire | C501105008 | PATCHCORD BCAT5E CMR GRN 8FT | EA |  | 1 Year | 6.33 | 5% | 6.0135
30262 | Belden Wire | C501105009 | PATCHCORD BCAT5E CMR GRN 9FT | EA |  | 1 Year | 6.585 | 5% | 6.2557
30263 | Belden Wire | C501105010 | PATCHCORD BCAT5E CMR GRN 10FT | EA |  | 1 Year | 6.84 | 5% | 6.498
30264 | Belden Wire | C501105011 | PATCHCORD BCAT5E CMR GRN 11FT | EA |  | 1 Year | 7.095 | 5% | 6.7402
30265 | Belden Wire | C501105012 | PATCHCORD BCAT5E CMR GRN 12FT | EA |  | 1 Year | 7.35 | 5% | 6.9825
30266 | Belden Wire | C501105013 | PATCHCORD BCAT5E CMR GRN 13FT | EA |  | 1 Year | 7.605 | 5% | 7.2248
30267 | Belden Wire | C501105014 | PATCHCORD BCAT5E CMR GRN 14FT | EA |  | 1 Year | 7.86 | 5% | 7.467
30268 | Belden Wire | C501105015 | PATCHCORD BCAT5E CMR GRN 15FT | EA |  | 1 Year | 8.115 | 5% | 7.7092
30269 | Belden Wire | C501105018 | PATCHCORD BCAT5E CMR GRN 18FT | EA |  | 1 Year | 8.88 | 5% | 8.436
30270 | Belden Wire | C501105020 | PATCHCORD BCAT5E CMR GRN 20FT | EA |  | 1 Year | 9.39 | 5% | 8.9205
30271 | Belden Wire | C501105022 | PATCHCORD BCAT5E CMR GRN 22FT | EA |  | 1 Year | 9.9 | 5% | 9.405
30272 | Belden Wire | C501105025 | PATCHCORD BCAT5E CMR GRN 25FT | EA |  | 1 Year | 10.665 | 5% | 10.1317
30273 | Belden Wire | C501105030 | PATCHCORD BCAT5E CMR GRN 30FT | EA |  | 1 Year | 11.94 | 5% | 11.343
30274 | Belden Wire | C501105035 | PATCHCORD BCAT5E CMR GRN 35FT | EA |  | 1 Year | 13.215 | 5% | 12.5542
30275 | Belden Wire | C501105036 | PATCHCORD BCAT5E CMR GRN 36FT | EA |  | 1 Year | 13.47 | 5% | 12.7965
30276 | Belden Wire | C501105040 | PATCHCORD BCAT5E CMR GRN 40FT | EA |  | 1 Year | 14.49 | 5% | 13.7655
30277 | Belden Wire | C501105042 | PATCHCORD BCAT5E CMR GRN 42FT | EA |  | 1 Year | 15 | 5% | 14.25
30278 | Belden Wire | C501105045 | PATCHCORD BCAT5E CMR GRN 45FT | EA |  | 1 Year | 15.765 | 5% | 14.9767
30279 | Belden Wire | C501105050 | PATCHCORD BCAT5E CMR GRN 50FT | EA |  | 1 Year | 17.04 | 5% | 16.188
30280 | Belden Wire | C501105055 | PATCHCORD BCAT5E CMR GRN 55FT | EA |  | 1 Year | 18.315 | 5% | 17.3993
30281 | Belden Wire | C501105060 | PATCHCORD BCAT5E CMR GRN 60FT | EA |  | 1 Year | 19.59 | 5% | 18.6105
30282 | Belden Wire | C501105070 | PATCHCORD BCAT5E CMR GRN 70FT | EA |  | 1 Year | 22.14 | 5% | 21.033
30283 | Belden Wire | C501105075 | PATCHCORD BCAT5E CMR GRN 75FT | EA |  | 1 Year | 23.415 | 5% | 22.2442
30284 | Belden Wire | C501105080 | PATCHCORD BCAT5E CMR GRN 80FT | EA |  | 1 Year | 24.69 | 5% | 23.4555
30285 | Belden Wire | C501105090 | PATCHCORD BCAT5E CMR GRN 90FT | EA |  | 1 Year | 27.24 | 5% | 25.878
30286 | Belden Wire | C501105100 | PATCHCORD BCAT5E CMR GRN 100FT | EA |  | 1 Year | 29.79 | 5% | 28.3005
30287 | Belden Wire | C501105110 | PATCHCORD BCAT5E CMR GRN 110FT | EA |  | 1 Year | 35.145 | 5% | 33.3878
30288 | Belden Wire | C501105125 | PATCHCORD BCAT5E CMR GRN 125FT | EA |  | 1 Year | 39.3525 | 5% | 37.3849
30289 | Belden Wire | C501105130 | PATCHCORD BCAT5E CMR GRN 130FT | EA |  | 1 Year | 40.755 | 5% | 38.7172
30290 | Belden Wire | C501105150 | PATCHCORD BCAT5E CMR GRN 150FT | EA |  | 1 Year | 46.365 | 5% | 44.0468
30291 | Belden Wire | C501106001 | PATCHCORD BCAT5E CMR BLU 1FT | EA |  | 1 Year | 4.545 | 5% | 4.3177
30292 | Belden Wire | C501106002 | PATCHCORD BCAT5E CMR BLU 2FT | EA |  | 1 Year | 4.8 | 5% | 4.56
30293 | Belden Wire | C501106003 | PATCHCORD BCAT5E CMR BLU 3FT | EA |  | 1 Year | 5.055 | 5% | 4.8022
30294 | Belden Wire | C501106004 | PATCHCORD BCAT5E CMR BLU 4FT | EA |  | 1 Year | 5.31 | 5% | 5.0445
30295 | Belden Wire | C501106005 | PATCHCORD BCAT5E CMR BLU 5FT | EA |  | 1 Year | 5.565 | 5% | 5.2868
30296 | Belden Wire | C501106006 | PATCHCORD BCAT5E CMR BLU 6FT | EA |  | 1 Year | 5.82 | 5% | 5.529
30297 | Belden Wire | C501106007 | PATCHCORD BCAT5E CMR BLU 7FT | EA |  | 1 Year | 6.075 | 5% | 5.7713
30298 | Belden Wire | C501106008 | PATCHCORD BCAT5E CMR BLU 8FT | EA |  | 1 Year | 6.33 | 5% | 6.0135
30299 | Belden Wire | C501106009 | PATCHCORD BCAT5E CMR BLU 9FT | EA |  | 1 Year | 6.585 | 5% | 6.2557
30300 | Belden Wire | C501106010 | PATCHCORD BCAT5E CMR BLU 10FT | EA |  | 1 Year | 6.84 | 5% | 6.498
30301 | Belden Wire | C501106011 | PATCHCORD BCAT5E CMR BLU 11FT | EA |  | 1 Year | 7.095 | 5% | 6.7402
30302 | Belden Wire | C501106012 | PATCHCORD BCAT5E CMR BLU 12FT | EA |  | 1 Year | 7.35 | 5% | 6.9825
30303 | Belden Wire | C501106013 | PATCHCORD BCAT5E CMR BLU 13FT | EA |  | 1 Year | 7.605 | 5% | 7.2248
30304 | Belden Wire | C501106014 | PATCHCORD BCAT5E CMR BLU 14FT | EA |  | 1 Year | 7.86 | 5% | 7.467
30305 | Belden Wire | C501106015 | PATCHCORD BCAT5E CMR BLU 15FT | EA |  | 1 Year | 8.115 | 5% | 7.7092
30306 | Belden Wire | C501106016 | PATCHCORD BCAT5E CMR BLU 16FT | EA |  | 1 Year | 8.37 | 5% | 7.9515
30307 | Belden Wire | C501106017 | PATCHCORD BCAT5E CMR BLU 17FT | EA |  | 1 Year | 8.625 | 5% | 8.1937
30308 | Belden Wire | C501106018 | PATCHCORD BCAT5E CMR BLU 18FT | EA |  | 1 Year | 8.88 | 5% | 8.436
30309 | Belden Wire | C501106020 | PATCHCORD BCAT5E CMR BLU 20FT | EA |  | 1 Year | 9.39 | 5% | 8.9205
30310 | Belden Wire | C501106022 | PATCHCORD BCAT5E CMR BLU 22FT | EA |  | 1 Year | 9.9 | 5% | 9.405
30311 | Belden Wire | C501106025 | PATCHCORD BCAT5E CMR BLU 25FT | EA |  | 1 Year | 10.665 | 5% | 10.1317
30312 | Belden Wire | C501106026 | PATCHCORD BCAT5E CMR BLU 26FT | EA |  | 1 Year | 10.92 | 5% | 10.374
30313 | Belden Wire | C501106033 | PATCHCORD BCAT5E CMR BLU 33FT | EA |  | 1 Year | 12.705 | 5% | 12.0697
30314 | Belden Wire | C501106035 | PATCHCORD BCAT5E CMR BLU 35FT | EA |  | 1 Year | 13.215 | 5% | 12.5542
30315 | Belden Wire | C501106036 | PATCHCORD BCAT5E CMR BLU 36FT | EA |  | 1 Year | 13.47 | 5% | 12.7965
30316 | Belden Wire | C501106040 | PATCHCORD BCAT5E CMR BLU 40FT | EA |  | 1 Year | 14.49 | 5% | 13.7655
30317 | Belden Wire | C501106043 | PATCHCORD BCAT5E CMR BLU 43FT | EA |  | 1 Year | 15.255 | 5% | 14.4923
30318 | Belden Wire | C501106045 | PATCHCORD BCAT5E CMR BLU 45FT | EA |  | 1 Year | 15.765 | 5% | 14.9767
30319 | Belden Wire | C501106050 | PATCHCORD BCAT5E CMR BLU 50FT | EA |  | 1 Year | 17.04 | 5% | 16.188
30320 | Belden Wire | C501106053 | PATCHCORD BCAT5E CMR BLU 53FT | EA |  | 1 Year | 17.805 | 5% | 16.9147
30321 | Belden Wire | C501106060 | PATCHCORD BCAT5E CMR BLU 60FT | EA |  | 1 Year | 19.59 | 5% | 18.6105
30322 | Belden Wire | C501106070 | PATCHCORD BCAT5E CMR BLU 70FT | EA |  | 1 Year | 22.14 | 5% | 21.033
30323 | Belden Wire | C501106075 | PATCHCORD BCAT5E CMR BLU 75FT | EA |  | 1 Year | 23.415 | 5% | 22.2442
30324 | Belden Wire | C501106080 | PATCHCORD BCAT5E CMR BLU 80FT | EA |  | 1 Year | 24.69 | 5% | 23.4555
30325 | Belden Wire | C501106085 | PATCHCORD BCAT5E CMR BLU 85FT | EA |  | 1 Year | 25.965 | 5% | 24.6668
30326 | Belden Wire | C501106090 | PATCHCORD BCAT5E CMR BLU 90FT | EA |  | 1 Year | 27.24 | 5% | 25.878
30327 | Belden Wire | C501106099 | PATCHCORD BCAT5E CMR BLU 99FT | EA |  | 1 Year | 29.535 | 5% | 28.0582
30328 | Belden Wire | C501106100 | PATCHCORD BCAT5E CMR BLU 100FT | EA |  | 1 Year | 29.79 | 5% | 28.3005
30329 | Belden Wire | C501106110 | PATCHCORD BCAT5E CMR BLU 110FT | EA |  | 1 Year | 35.145 | 5% | 33.3878
30330 | Belden Wire | C501106111 | PATCHCORD BCAT5E CMR BLU 111FT | EA |  | 1 Year | 35.4255 | 5% | 33.6542
30331 | Belden Wire | C501106112 | PATCHCORD BCAT5E CMR BLU 112FT | EA |  | 1 Year | 35.706 | 5% | 33.9207
30332 | Belden Wire | C501106113 | PATCHCORD BCAT5E CMR BLU 113FT | EA |  | 1 Year | 35.9865 | 5% | 34.1872
30333 | Belden Wire | C501106114 | PATCHCORD BCAT5E CMR BLU 114FT | EA |  | 1 Year | 36.267 | 5% | 34.4537
30334 | Belden Wire | C501106115 | PATCHCORD BCAT5E CMR BLU 115FT | EA |  | 1 Year | 36.5475 | 5% | 34.7201
30335 | Belden Wire | C501106116 | PATCHCORD BCAT5E CMR BLU 116FT | EA |  | 1 Year | 36.828 | 5% | 34.9866
30336 | Belden Wire | C501106117 | PATCHCORD BCAT5E CMR BLU 117FT | EA |  | 1 Year | 37.1085 | 5% | 35.2531
30337 | Belden Wire | C501106118 | PATCHCORD BCAT5E CMR BLU 118FT | EA |  | 1 Year | 37.389 | 5% | 35.5196
30338 | Belden Wire | C501106119 | PATCHCORD BCAT5E CMR BLU 119FT | EA |  | 1 Year | 37.6695 | 5% | 35.786
30339 | Belden Wire | C501106120 | PATCHCORD BCAT5E CMR BLU 120FT | EA |  | 1 Year | 37.95 | 5% | 36.0525
30340 | Belden Wire | C501106121 | PATCHCORD BCAT5E CMR BLU 121FT | EA |  | 1 Year | 38.2305 | 5% | 36.319
30341 | Belden Wire | C501106122 | PATCHCORD BCAT5E CMR BLU 122FT | EA |  | 1 Year | 38.511 | 5% | 36.5855
30342 | Belden Wire | C501106123 | PATCHCORD BCAT5E CMR BLU 123FT | EA |  | 1 Year | 38.7915 | 5% | 36.8519
30343 | Belden Wire | C501106124 | PATCHCORD BCAT5E CMR BLU 124FT | EA |  | 1 Year | 39.072 | 5% | 37.1184
30344 | Belden Wire | C501106125 | PATCHCORD BCAT5E CMR BLU 125FT | EA |  | 1 Year | 39.3525 | 5% | 37.3849
30345 | Belden Wire | C501106126 | PATCHCORD BCAT5E CMR BLU 126FT | EA |  | 1 Year | 39.633 | 5% | 37.6514
30346 | Belden Wire | C501106127 | PATCHCORD BCAT5E CMR BLU 127FT | EA |  | 1 Year | 39.9135 | 5% | 37.9178
30347 | Belden Wire | C501106128 | PATCHCORD BCAT5E CMR BLU 128FT | EA |  | 1 Year | 40.194 | 5% | 38.1843
30348 | Belden Wire | C501106129 | PATCHCORD BCAT5E CMR BLU 129FT | EA |  | 1 Year | 40.4745 | 5% | 38.4508
30349 | Belden Wire | C501106140 | PATCHCORD BCAT5E CMR BLU 140FT | EA |  | 1 Year | 43.56 | 5% | 41.382
30350 | Belden Wire | C501106150 | PATCHCORD BCAT5E CMR BLU 150FT | EA |  | 1 Year | 46.365 | 5% | 44.0468
30351 | Belden Wire | C501107001 | PATCHCORD BCAT5E CMR PUR 1FT | EA |  | 1 Year | 4.545 | 5% | 4.3177
30352 | Belden Wire | C501107002 | PATCHCORD BCAT5E CMR PUR 2FT | EA |  | 1 Year | 4.8 | 5% | 4.56
30353 | Belden Wire | C501107003 | PATCHCORD BCAT5E CMR PUR 3FT | EA |  | 1 Year | 5.055 | 5% | 4.8022
30354 | Belden Wire | C501107004 | PATCHCORD BCAT5E CMR PUR 4FT | EA |  | 1 Year | 5.31 | 5% | 5.0445
30355 | Belden Wire | C501107005 | PATCHCORD BCAT5E CMR PUR 5FT | EA |  | 1 Year | 5.565 | 5% | 5.2868
30356 | Belden Wire | C501107006 | PATCHCORD BCAT5E CMR PUR 6FT | EA |  | 1 Year | 5.82 | 5% | 5.529
30357 | Belden Wire | C501107007 | PATCHCORD BCAT5E CMR PUR 7FT | EA |  | 1 Year | 6.075 | 5% | 5.7713
30358 | Belden Wire | C501107008 | PATCHCORD BCAT5E CMR PUR 8FT | EA |  | 1 Year | 6.33 | 5% | 6.0135
30359 | Belden Wire | C501107009 | PATCHCORD BCAT5E CMR PUR 9FT | EA |  | 1 Year | 6.585 | 5% | 6.2557
30360 | Belden Wire | C501107010 | PATCHCORD BCAT5E CMR PUR 10FT | EA |  | 1 Year | 6.84 | 5% | 6.498
30361 | Belden Wire | C501107014 | PATCHCORD BCAT5E CMR PUR 14FT | EA |  | 1 Year | 7.86 | 5% | 7.467
30362 | Belden Wire | C501107015 | PATCHCORD BCAT5E CMR PUR 15FT | EA |  | 1 Year | 8.115 | 5% | 7.7092
30363 | Belden Wire | C501107020 | PATCHCORD BCAT5E CMR PUR 20FT | EA |  | 1 Year | 9.39 | 5% | 8.9205
30364 | Belden Wire | C501107025 | PATCHCORD BCAT5E CMR PUR 25FT | EA |  | 1 Year | 10.665 | 5% | 10.1317
30365 | Belden Wire | C501107030 | PATCHCORD BCAT5E CMR PUR 30FT | EA |  | 1 Year | 11.94 | 5% | 11.343
30366 | Belden Wire | C501107035 | PATCHCORD BCAT5E CMR PUR 35FT | EA |  | 1 Year | 13.215 | 5% | 12.5542
30367 | Belden Wire | C501107040 | PATCHCORD BCAT5E CMR PUR 40FT | EA |  | 1 Year | 14.49 | 5% | 13.7655
30368 | Belden Wire | C501107045 | PATCHCORD BCAT5E CMR PUR 45FT | EA |  | 1 Year | 15.765 | 5% | 14.9767
30369 | Belden Wire | C501107060 | PATCHCORD BCAT5E CMR PUR 60FT | EA |  | 1 Year | 19.59 | 5% | 18.6105
30370 | Belden Wire | C501107070 | PATCHCORD BCAT5E CMR PUR 70FT | EA |  | 1 Year | 22.14 | 5% | 21.033
30371 | Belden Wire | C501107080 | PATCHCORD BCAT5E CMR PUR 80FT | EA |  | 1 Year | 24.69 | 5% | 23.4555
30372 | Belden Wire | C501107090 | PATCHCORD BCAT5E CMR PUR 90FT | EA |  | 1 Year | 27.24 | 5% | 25.878
30373 | Belden Wire | C501107100 | PATCHCORD BCAT5E CMR PUR 100FT | EA |  | 1 Year | 29.79 | 5% | 28.3005
30374 | Belden Wire | C501107110 | PATCHCORD BCAT5E CMR PUR 110FT | EA |  | 1 Year | 35.145 | 5% | 33.3878
30375 | Belden Wire | C501108001 | PATCHCORD BCAT5E CMR GRY 1FT | EA |  | 1 Year | 4.545 | 5% | 4.3177
30376 | Belden Wire | C501108002 | PATCHCORD BCAT5E CMR GRY 2FT | EA |  | 1 Year | 4.8 | 5% | 4.56
30377 | Belden Wire | C501108003 | PATCHCORD BCAT5E CMR GRY 3FT | EA |  | 1 Year | 5.055 | 5% | 4.8022
30378 | Belden Wire | C501108004 | PATCHCORD BCAT5E CMR GRY 4FT | EA |  | 1 Year | 5.31 | 5% | 5.0445
30379 | Belden Wire | C501108005 | PATCHCORD BCAT5E CMR GRY 5FT | EA |  | 1 Year | 5.565 | 5% | 5.2868
30380 | Belden Wire | C501108006 | PATCHCORD BCAT5E CMR GRY 6FT | EA |  | 1 Year | 5.82 | 5% | 5.529
30381 | Belden Wire | C501108007 | PATCHCORD BCAT5E CMR GRY 7FT | EA |  | 1 Year | 6.075 | 5% | 5.7713
30382 | Belden Wire | C501108008 | PATCHCORD BCAT5E CMR GRY 8FT | EA |  | 1 Year | 6.33 | 5% | 6.0135
30383 | Belden Wire | C501108009 | PATCHCORD BCAT5E CMR GRY 9FT | EA |  | 1 Year | 6.585 | 5% | 6.2557
30384 | Belden Wire | C501108010 | PATCHCORD BCAT5E CMR GRY 10FT | EA |  | 1 Year | 6.84 | 5% | 6.498
30385 | Belden Wire | C501108011 | PATCHCORD BCAT5E CMR GRY 11FT | EA |  | 1 Year | 7.095 | 5% | 6.7402
30386 | Belden Wire | C501108012 | PATCHCORD BCAT5E CMR GRY 12FT | EA |  | 1 Year | 7.35 | 5% | 6.9825
30387 | Belden Wire | C501108013 | PATCHCORD BCAT5E CMR GRY 13FT | EA |  | 1 Year | 7.605 | 5% | 7.2248
30388 | Belden Wire | C501108014 | PATCHCORD BCAT5E CMR GRY 14FT | EA |  | 1 Year | 7.86 | 5% | 7.467
30389 | Belden Wire | C501108015 | PATCHCORD BCAT5E CMR GRY 15FT | EA |  | 1 Year | 8.115 | 5% | 7.7092
30390 | Belden Wire | C501108016 | PATCHCORD BCAT5E CMR GRY 16FT | EA |  | 1 Year | 8.37 | 5% | 7.9515
30391 | Belden Wire | C501108020 | PATCHCORD BCAT5E CMR GRY 20FT | EA |  | 1 Year | 9.39 | 5% | 8.9205
30392 | Belden Wire | C501108025 | PATCHCORD BCAT5E CMR GRY 25FT | EA |  | 1 Year | 10.665 | 5% | 10.1317
30393 | Belden Wire | C501108030 | PATCHCORD BCAT5E CMR GRY 30FT | EA |  | 1 Year | 11.94 | 5% | 11.343
30394 | Belden Wire | C501108035 | PATCHCORD BCAT5E CMR GRY 35FT | EA |  | 1 Year | 13.215 | 5% | 12.5542
30395 | Belden Wire | C501108040 | PATCHCORD BCAT5E CMR GRY 40FT | EA |  | 1 Year | 14.49 | 5% | 13.7655
30396 | Belden Wire | C501108050 | PATCHCORD BCAT5E CMR GRY 50FT | EA |  | 1 Year | 17.04 | 5% | 16.188
30397 | Belden Wire | C501108070 | PATCHCORD BCAT5E CMR GRY 70FT | EA |  | 1 Year | 22.14 | 5% | 21.033
30398 | Belden Wire | C501108075 | PATCHCORD BCAT5E CMR GRY 75FT | EA |  | 1 Year | 23.415 | 5% | 22.2442
30399 | Belden Wire | C501108100 | PATCHCORD BCAT5E CMR GRY 100FT | EA |  | 1 Year | 29.79 | 5% | 28.3005
30400 | Belden Wire | C501108105 | PATCHCORD BCAT5E CMR GRY 105FT | EA |  | 1 Year | 33.7425 | 5% | 32.0554
30401 | Belden Wire | C501108150 | PATCHCORD BCAT5E CMR GRY 150FT | EA |  | 1 Year | 46.365 | 5% | 44.0468
30402 | Belden Wire | C501109001 | PATCHCORD BCAT5E CMR WHI 1FT | EA |  | 1 Year | 4.545 | 5% | 4.3177
30403 | Belden Wire | C501109002 | PATCHCORD BCAT5E CMR WHI 2FT | EA |  | 1 Year | 4.8 | 5% | 4.56
30404 | Belden Wire | C501109003 | PATCHCORD BCAT5E CMR WHI 3FT | EA |  | 1 Year | 5.055 | 5% | 4.8022
30405 | Belden Wire | C501109004 | PATCHCORD BCAT5E CMR WHI 4FT | EA |  | 1 Year | 5.31 | 5% | 5.0445
30406 | Belden Wire | C501109005 | PATCHCORD BCAT5E CMR WHI 5FT | EA |  | 1 Year | 5.565 | 5% | 5.2868
30407 | Belden Wire | C501109006 | PATCHCORD BCAT5E CMR WHI 6FT | EA |  | 1 Year | 5.82 | 5% | 5.529
30408 | Belden Wire | C501109007 | PATCHCORD BCAT5E CMR WHI 7FT | EA |  | 1 Year | 6.075 | 5% | 5.7713
30409 | Belden Wire | C501109008 | PATCHCORD BCAT5E CMR WHI 8FT | EA |  | 1 Year | 6.33 | 5% | 6.0135
30410 | Belden Wire | C501109009 | PATCHCORD BCAT5E CMR WHI 9FT | EA |  | 1 Year | 6.585 | 5% | 6.2557
30411 | Belden Wire | C501109010 | PATCHCORD BCAT5E CMR WHI 10FT | EA |  | 1 Year | 6.84 | 5% | 6.498
30412 | Belden Wire | C501109011 | PATCHCORD BCAT5E CMR WHI 11FT | EA |  | 1 Year | 7.095 | 5% | 6.7402
30413 | Belden Wire | C501109012 | PATCHCORD BCAT5E CMR WHI 12FT | EA |  | 1 Year | 7.35 | 5% | 6.9825
30414 | Belden Wire | C501109013 | PATCHCORD BCAT5E CMR WHI 13FT | EA |  | 1 Year | 7.605 | 5% | 7.2248
30415 | Belden Wire | C501109015 | PATCHCORD BCAT5E CMR WHI 15FT | EA |  | 1 Year | 8.115 | 5% | 7.7092
30416 | Belden Wire | C501109016 | PATCHCORD BCAT5E CMR WHI 16FT | EA |  | 1 Year | 8.37 | 5% | 7.9515
30417 | Belden Wire | C501109018 | PATCHCORD BCAT5E CMR WHI 18FT | EA |  | 1 Year | 8.88 | 5% | 8.436
30418 | Belden Wire | C501109020 | PATCHCORD BCAT5E CMR WHI 20FT | EA |  | 1 Year | 9.39 | 5% | 8.9205
30419 | Belden Wire | C501109025 | PATCHCORD BCAT5E CMR WHI 25FT | EA |  | 1 Year | 10.665 | 5% | 10.1317
30420 | Belden Wire | C501109030 | PATCHCORD BCAT5E CMR WHI 30FT | EA |  | 1 Year | 11.94 | 5% | 11.343
30421 | Belden Wire | C501109035 | PATCHCORD BCAT5E CMR WHI 35FT | EA |  | 1 Year | 13.215 | 5% | 12.5542
30422 | Belden Wire | C501109040 | PATCHCORD BCAT5E CMR WHI 40FT | EA |  | 1 Year | 14.49 | 5% | 13.7655
30423 | Belden Wire | C501109075 | PATCHCORD BCAT5E CMR WHI 75FT | EA |  | 1 Year | 23.415 | 5% | 22.2442
30424 | Belden Wire | C501109100 | PATCHCORD BCAT5E CMR WHI 100FT | EA |  | 1 Year | 29.79 | 5% | 28.3005
30425 | Belden Wire | C501112001 | PATCHCORD BCAT5E CMR LTRD 1FT | EA |  | 1 Year | 4.545 | 5% | 4.3177
30426 | Belden Wire | C501112002 | PATCHCORD BCAT5E CMR LTRD 2FT | EA |  | 1 Year | 4.8 | 5% | 4.56
30427 | Belden Wire | C501112003 | PATCHCORD BCAT5E CMR LTRD 3FT | EA |  | 1 Year | 5.055 | 5% | 4.8022
30428 | Belden Wire | C501112004 | PATCHCORD BCAT5E CMR LTRD 4FT | EA |  | 1 Year | 5.31 | 5% | 5.0445
30429 | Belden Wire | C501112005 | PATCHCORD BCAT5E CMR LTRD 5FT | EA |  | 1 Year | 5.565 | 5% | 5.2868
30430 | Belden Wire | C501112006 | PATCHCORD BCAT5E CMR LTRD 6FT | EA |  | 1 Year | 5.82 | 5% | 5.529
30431 | Belden Wire | C501112007 | PATCHCORD BCAT5E CMR LTRD 7FT | EA |  | 1 Year | 6.075 | 5% | 5.7713
30432 | Belden Wire | C501112008 | PATCHCORD BCAT5E CMR LTRD 8FT | EA |  | 1 Year | 6.33 | 5% | 6.0135
30433 | Belden Wire | C501112009 | PATCHCORD BCAT5E CMR LTRD 9FT | EA |  | 1 Year | 6.585 | 5% | 6.2557
30434 | Belden Wire | C501112010 | PATCHCORD BCAT5E CMR LTRD 10FT | EA |  | 1 Year | 6.84 | 5% | 6.498
30435 | Belden Wire | C501112011 | PATCHCORD BCAT5E CMR LTRD 11FT | EA |  | 1 Year | 7.095 | 5% | 6.7402
30436 | Belden Wire | C501112012 | PATCHCORD BCAT5E CMR LTRD 12FT | EA |  | 1 Year | 7.35 | 5% | 6.9825
30437 | Belden Wire | C501112013 | PATCHCORD BCAT5E CMR LTRD 13FT | EA |  | 1 Year | 7.605 | 5% | 7.2248
30438 | Belden Wire | C501112015 | PATCHCORD BCAT5E CMR LTRD 15FT | EA |  | 1 Year | 8.115 | 5% | 7.7092
30439 | Belden Wire | C501112020 | PATCHCORD BCAT5E CMR LTRD 20FT | EA |  | 1 Year | 9.39 | 5% | 8.9205
30440 | Belden Wire | C501112025 | PATCHCORD BCAT5E CMR LTRD 25FT | EA |  | 1 Year | 10.665 | 5% | 10.1317
30441 | Belden Wire | C501112030 | PATCHCORD BCAT5E CMR LTRD 30FT | EA |  | 1 Year | 11.94 | 5% | 11.343
30442 | Belden Wire | C501112040 | PATCHCORD BCAT5E CMR LTRD 40FT | EA |  | 1 Year | 14.49 | 5% | 13.7655
30443 | Belden Wire | C501112050 | PATCHCORD BCAT5E CMR LTRD 50FT | EA |  | 1 Year | 17.04 | 5% | 16.188
30444 | Belden Wire | C501112060 | PATCHCORD BCAT5E CMR LTRD 60FT | EA |  | 1 Year | 19.59 | 5% | 18.6105
30445 | Belden Wire | C501112120 | PATCHCORD BCAT5E CMR LTRD 120F | EA |  | 1 Year | 37.95 | 5% | 36.0525
30446 | Belden Wire | C501112130 | PATCHCORD BCAT5E CMR LTRD 130F | EA |  | 1 Year | 40.755 | 5% | 38.7172
30447 | Belden Wire | C501112140 | PATCHCORD BCAT5E CMR LTRD 140F | EA |  | 1 Year | 43.56 | 5% | 41.382
30448 | Belden Wire | C501113001 | PATCHCORD BCAT5E CMR LTOR 1FT | EA |  | 1 Year | 4.545 | 5% | 4.3177
30449 | Belden Wire | C501113002 | PATCHCORD BCAT5E CMR LTOR 2FT | EA |  | 1 Year | 4.8 | 5% | 4.56
30450 | Belden Wire | C501113003 | PATCHCORD BCAT5E CMR LTOR 3FT | EA |  | 1 Year | 5.055 | 5% | 4.8022
30451 | Belden Wire | C501113004 | PATCHCORD BCAT5E CMR LTOR 4FT | EA |  | 1 Year | 5.31 | 5% | 5.0445
30452 | Belden Wire | C501113006 | PATCHCORD BCAT5E CMR LTOR 6FT | EA |  | 1 Year | 5.82 | 5% | 5.529
30453 | Belden Wire | C501113007 | PATCHCORD BCAT5E CMR LTOR 7FT | EA |  | 1 Year | 6.075 | 5% | 5.7713
30454 | Belden Wire | C501113010 | PATCHCORD BCAT5E CMR LTOR 10FT | EA |  | 1 Year | 6.84 | 5% | 6.498
30455 | Belden Wire | C501113015 | PATCHCORD BCAT5E CMR LTOR 15FT | EA |  | 1 Year | 8.115 | 5% | 7.7092
30456 | Belden Wire | C501113025 | PATCHCORD BCAT5E CMR LTOR 25FT | EA |  | 1 Year | 10.665 | 5% | 10.1317
30457 | Belden Wire | C501113035 | PATCHCORD BCAT5E CMR LTOR 35FT | EA |  | 1 Year | 13.215 | 5% | 12.5542
30458 | Belden Wire | C501114001 | PATCHCORD BCAT5E CMR LTYE 1FT | EA |  | 1 Year | 4.545 | 5% | 4.3177
30459 | Belden Wire | C501114002 | PATCHCORD BCAT5E CMR LTYE 2FT | EA |  | 1 Year | 4.8 | 5% | 4.56
30460 | Belden Wire | C501114003 | PATCHCORD BCAT5E CMR LTYE 3FT | EA |  | 1 Year | 5.055 | 5% | 4.8022
30461 | Belden Wire | C501114004 | PATCHCORD BCAT5E CMR LTYE 4FT | EA |  | 1 Year | 5.31 | 5% | 5.0445
30462 | Belden Wire | C501114005 | PATCHCORD BCAT5E CMR LTYE 5FT | EA |  | 1 Year | 5.565 | 5% | 5.2868
30463 | Belden Wire | C501114006 | PATCHCORD BCAT5E CMR LTYE 6FT | EA |  | 1 Year | 5.82 | 5% | 5.529
30464 | Belden Wire | C501114007 | PATCHCORD BCAT5E CMR LTYE 7FT | EA |  | 1 Year | 6.075 | 5% | 5.7713
30465 | Belden Wire | C501114008 | PATCHCORD BCAT5E CMR LTYE 8FT | EA |  | 1 Year | 6.33 | 5% | 6.0135
30466 | Belden Wire | C501114009 | PATCHCORD BCAT5E CMR LTYE 9FT | EA |  | 1 Year | 6.585 | 5% | 6.2557
30467 | Belden Wire | C501114010 | PATCHCORD BCAT5E CMR LTYE 10FT | EA |  | 1 Year | 6.84 | 5% | 6.498
30468 | Belden Wire | C501114011 | PATCHCORD BCAT5E CMR LTYE 11FT | EA |  | 1 Year | 7.095 | 5% | 6.7402
30469 | Belden Wire | C501114012 | PATCHCORD BCAT5E CMR LTYE 12FT | EA |  | 1 Year | 7.35 | 5% | 6.9825
30470 | Belden Wire | C501114013 | PATCHCORD BCAT5E CMR LTYE 13FT | EA |  | 1 Year | 7.605 | 5% | 7.2248
30471 | Belden Wire | C501114014 | PATCHCORD BCAT5E CMR LTYE 14FT | EA |  | 1 Year | 7.86 | 5% | 7.467
30472 | Belden Wire | C501114015 | PATCHCORD BCAT5E CMR LTYE 15FT | EA |  | 1 Year | 8.115 | 5% | 7.7092
30473 | Belden Wire | C501114020 | PATCHCORD BCAT5E CMR LTYE 20FT | EA |  | 1 Year | 9.39 | 5% | 8.9205
30474 | Belden Wire | C501114025 | PATCHCORD BCAT5E CMR LTYE 25FT | EA |  | 1 Year | 10.665 | 5% | 10.1317
30475 | Belden Wire | C501114033 | PATCHCORD BCAT5E CMR LTYE 33FT | EA |  | 1 Year | 12.705 | 5% | 12.0697
30476 | Belden Wire | C501114050 | PATCHCORD BCAT5E CMR LTYE 50FT | EA |  | 1 Year | 17.04 | 5% | 16.188
30477 | Belden Wire | C501115002 | PATCHCORD BCAT5E CMR LTGN 2FT | EA |  | 1 Year | 4.8 | 5% | 4.56
30478 | Belden Wire | C501115003 | PATCHCORD BCAT5E CMR LTGN 3FT | EA |  | 1 Year | 5.055 | 5% | 4.8022
30479 | Belden Wire | C501115004 | PATCHCORD BCAT5E CMR LTGN 4FT | EA |  | 1 Year | 5.31 | 5% | 5.0445
30480 | Belden Wire | C501115005 | PATCHCORD BCAT5E CMR LTGN 5FT | EA |  | 1 Year | 5.565 | 5% | 5.2868
30481 | Belden Wire | C501115007 | PATCHCORD BCAT5E CMR LTGN 7FT | EA |  | 1 Year | 6.075 | 5% | 5.7713
30482 | Belden Wire | C501115008 | PATCHCORD BCAT5E CMR LTGN 8FT | EA |  | 1 Year | 6.33 | 5% | 6.0135
30483 | Belden Wire | C501115010 | PATCHCORD BCAT5E CMR LTGN 10FT | EA |  | 1 Year | 6.84 | 5% | 6.498
30484 | Belden Wire | C501115011 | PATCHCORD BCAT5E CMR LTGN 11FT | EA |  | 1 Year | 7.095 | 5% | 6.7402
30485 | Belden Wire | C501115012 | PATCHCORD BCAT5E CMR LTGN 12FT | EA |  | 1 Year | 7.35 | 5% | 6.9825
30486 | Belden Wire | C501115015 | PATCHCORD BCAT5E CMR LTGN 15FT | EA |  | 1 Year | 8.115 | 5% | 7.7092
30487 | Belden Wire | C501115020 | PATCHCORD BCAT5E CMR LTGN 20FT | EA |  | 1 Year | 9.39 | 5% | 8.9205
30488 | Belden Wire | C501115025 | PATCHCORD BCAT5E CMR LTGN 25FT | EA |  | 1 Year | 10.665 | 5% | 10.1317
30489 | Belden Wire | C501115030 | PATCHCORD BCAT5E CMR LTGN 30FT | EA |  | 1 Year | 11.94 | 5% | 11.343
30490 | Belden Wire | C501115035 | PATCHCORD BCAT5E CMR LTGN 35FT | EA |  | 1 Year | 13.215 | 5% | 12.5542
30491 | Belden Wire | C501115040 | PATCHCORD BCAT5E CMR LTGN 40FT | EA |  | 1 Year | 14.49 | 5% | 13.7655
30492 | Belden Wire | C501115050 | PATCHCORD BCAT5E CMR LTGN 50FT | EA |  | 1 Year | 17.04 | 5% | 16.188
30493 | Belden Wire | C501116001 | PATCHCORD BCAT5E CMR LTBL 1FT | EA |  | 1 Year | 4.545 | 5% | 4.3177
30494 | Belden Wire | C501116002 | PATCHCORD BCAT5E CMR LTBL 2FT | EA |  | 1 Year | 4.8 | 5% | 4.56
30495 | Belden Wire | C501116003 | PATCHCORD BCAT5E CMR LTBL 3FT | EA |  | 1 Year | 5.055 | 5% | 4.8022
30496 | Belden Wire | C501116004 | PATCHCORD BCAT5E CMR LTBL 4FT | EA |  | 1 Year | 5.31 | 5% | 5.0445
30497 | Belden Wire | C501116005 | PATCHCORD BCAT5E CMR LTBL 5FT | EA |  | 1 Year | 5.565 | 5% | 5.2868
30498 | Belden Wire | C501116006 | PATCHCORD BCAT5E CMR LTBL 6FT | EA |  | 1 Year | 5.82 | 5% | 5.529
30499 | Belden Wire | C501116007 | PATCHCORD BCAT5E CMR LTBL 7FT | EA |  | 1 Year | 6.075 | 5% | 5.7713
30500 | Belden Wire | C501116008 | PATCHCORD BCAT5E CMR LTBL 8FT | EA |  | 1 Year | 6.33 | 5% | 6.0135
30501 | Belden Wire | C501116009 | PATCHCORD BCAT5E CMR LTBL 9FT | EA |  | 1 Year | 6.585 | 5% | 6.2557
30502 | Belden Wire | C501116010 | PATCHCORD BCAT5E CMR LTBL 10FT | EA |  | 1 Year | 6.84 | 5% | 6.498
30503 | Belden Wire | C501116011 | PATCHCORD BCAT5E CMR LTBL 11FT | EA |  | 1 Year | 7.095 | 5% | 6.7402
30504 | Belden Wire | C501116013 | PATCHCORD BCAT5E CMR LTBL 13FT | EA |  | 1 Year | 7.605 | 5% | 7.2248
30505 | Belden Wire | C501116014 | PATCHCORD BCAT5E CMR LTBL 14FT | EA |  | 1 Year | 7.86 | 5% | 7.467
30506 | Belden Wire | C501116015 | PATCHCORD BCAT5E CMR LTBL 15FT | EA |  | 1 Year | 8.115 | 5% | 7.7092
30507 | Belden Wire | C501116020 | PATCHCORD BCAT5E CMR LTBL 20FT | EA |  | 1 Year | 9.39 | 5% | 8.9205
30508 | Belden Wire | C501116025 | PATCHCORD BCAT5E CMR LTBL 25FT | EA |  | 1 Year | 10.665 | 5% | 10.1317
30509 | Belden Wire | C501116030 | PATCHCORD BCAT5E CMR LTBL 30FT | EA |  | 1 Year | 11.94 | 5% | 11.343
30510 | Belden Wire | C501116035 | PATCHCORD BCAT5E CMR LTBL 35FT | EA |  | 1 Year | 13.215 | 5% | 12.5542
30511 | Belden Wire | C501116040 | PATCHCORD BCAT5E CMR LTBL 40FT | EA |  | 1 Year | 14.49 | 5% | 13.7655
30512 | Belden Wire | C501116050 | PATCHCORD BCAT5E CMR LTBL 50FT | EA |  | 1 Year | 17.04 | 5% | 16.188
30513 | Belden Wire | C501116060 | PATCHCORD BCAT5E CMR LTBL 60FT | EA |  | 1 Year | 19.59 | 5% | 18.6105
30514 | Belden Wire | C501116085 | PATCHCORD BCAT5E CMR LTBL 85FT | EA |  | 1 Year | 25.965 | 5% | 24.6668
30515 | Belden Wire | C501116100 | PATCHCORD BCAT5E CMR LTBL 100F | EA |  | 1 Year | 29.79 | 5% | 28.3005
30516 | Belden Wire | C501116150 | PATCHCORD BCAT5E CMR LTBL 150F | EA |  | 1 Year | 46.365 | 5% | 44.0468
30517 | Belden Wire | C501116200 | PATCHCORD BCAT5E CMR LTBL 200F | EA |  | 1 Year | 60.39 | 5% | 57.3705
30518 | Belden Wire | C501117001 | PATCHCORD BCAT5E CMR LTPU 1FT | EA |  | 1 Year | 4.545 | 5% | 4.3177
30519 | Belden Wire | C501117002 | PATCHCORD BCAT5E CMR LTPU 2FT | EA |  | 1 Year | 4.8 | 5% | 4.56
30520 | Belden Wire | C501117003 | PATCHCORD BCAT5E CMR LTPU 3FT | EA |  | 1 Year | 5.055 | 5% | 4.8022
30521 | Belden Wire | C501117004 | PATCHCORD BCAT5E CMR LTPU 4FT | EA |  | 1 Year | 5.31 | 5% | 5.0445
30522 | Belden Wire | C501117005 | PATCHCORD BCAT5E CMR LTPU 5FT | EA |  | 1 Year | 5.565 | 5% | 5.2868
30523 | Belden Wire | C501117007 | PATCHCORD BCAT5E CMR LTPU 7FT | EA |  | 1 Year | 6.075 | 5% | 5.7713
30524 | Belden Wire | C501117010 | PATCHCORD BCAT5E CMR LTPU 10FT | EA |  | 1 Year | 6.84 | 5% | 6.498
30525 | Belden Wire | C501117015 | PATCHCORD BCAT5E CMR LTPU 15FT | EA |  | 1 Year | 8.115 | 5% | 7.7092
30526 | Belden Wire | C501117020 | PATCHCORD BCAT5E CMR LTPU 20FT | EA |  | 1 Year | 9.39 | 5% | 8.9205
30527 | Belden Wire | C501117025 | PATCHCORD BCAT5E CMR LTPU 25FT | EA |  | 1 Year | 10.665 | 5% | 10.1317
30528 | Belden Wire | C501117030 | PATCHCORD BCAT5E CMR LTPU 30FT | EA |  | 1 Year | 11.94 | 5% | 11.343
30529 | Belden Wire | C501117035 | PATCHCORD BCAT5E CMR LTPU 35FT | EA |  | 1 Year | 13.215 | 5% | 12.5542
30530 | Belden Wire | C501200015 | PIGTAIL-A BCAT5E CMR BLK 15FT | EA |  | 1 Year | 6.828 | 5% | 6.4866
30531 | Belden Wire | C501200020 | PIGTAIL-A BCAT5E CMR BLK 20FT | EA |  | 1 Year | 8.103 | 5% | 7.6978
30532 | Belden Wire | C501200025 | PIGTAIL-A BCAT5E CMR BLK 25FT | EA |  | 1 Year | 9.378 | 5% | 8.9091
30533 | Belden Wire | C501200035 | PIGTAIL-A BCAT5E CMR BLK 35FT | EA |  | 1 Year | 11.928 | 5% | 11.3316
30534 | Belden Wire | C501200050 | PIGTAIL-A BCAT5E CMR BLK 50FT | EA |  | 1 Year | 15.753 | 5% | 14.9653
30535 | Belden Wire | C501200075 | PIGTAIL-A BCAT5E CMR BLK 75FT | EA |  | 1 Year | 22.128 | 5% | 21.0216
30536 | Belden Wire | C501200100 | PIGTAIL-A BCAT5E CMR BLK 100F | EA |  | 1 Year | 28.503 | 5% | 27.0778
30537 | Belden Wire | C501202090 | PIGTAIL-A BCAT5E CMR RED 90FT | EA |  | 1 Year | 25.953 | 5% | 24.6553
30538 | Belden Wire | C501203090 | PIGTAIL-A BCAT5E CMR ORA 90FT | EA |  | 1 Year | 25.953 | 5% | 24.6553
30539 | Belden Wire | C501204015 | PIGTAIL-A BCAT5E CMR YEL 15FT | EA |  | 1 Year | 6.828 | 5% | 6.4866
30540 | Belden Wire | C501204020 | PIGTAIL-A BCAT5E CMR YEL 20FT | EA |  | 1 Year | 8.103 | 5% | 7.6978
30541 | Belden Wire | C501204025 | PIGTAIL-A BCAT5E CMR YEL 25FT | EA |  | 1 Year | 9.378 | 5% | 8.9091
30542 | Belden Wire | C501204035 | PIGTAIL-A BCAT5E CMR YEL 35FT | EA |  | 1 Year | 11.928 | 5% | 11.3316
30543 | Belden Wire | C501204050 | PIGTAIL-A BCAT5E CMR YEL 50FT | EA |  | 1 Year | 15.753 | 5% | 14.9653
30544 | Belden Wire | C501204075 | PIGTAIL-A BCAT5E CMR YEL 75FT | EA |  | 1 Year | 22.128 | 5% | 21.0216
30545 | Belden Wire | C501204100 | PIGTAIL-A BCAT5E CMR YEL 100F | EA |  | 1 Year | 28.503 | 5% | 27.0778
30546 | Belden Wire | C501205015 | PIGTAIL-A BCAT5E CMR GRN 15FT | EA |  | 1 Year | 6.828 | 5% | 6.4866
30547 | Belden Wire | C501205020 | PIGTAIL-A BCAT5E CMR GRN 20FT | EA |  | 1 Year | 8.103 | 5% | 7.6978
30548 | Belden Wire | C501205025 | PIGTAIL-A BCAT5E CMR GRN 25FT | EA |  | 1 Year | 9.378 | 5% | 8.9091
30549 | Belden Wire | C501205035 | PIGTAIL-A BCAT5E CMR GRN 35FT | EA |  | 1 Year | 11.928 | 5% | 11.3316
30550 | Belden Wire | C501205050 | PIGTAIL-A BCAT5E CMR GRN 50FT | EA |  | 1 Year | 15.753 | 5% | 14.9653
30551 | Belden Wire | C501205075 | PIGTAIL-A BCAT5E CMR GRN 75FT | EA |  | 1 Year | 22.128 | 5% | 21.0216
30552 | Belden Wire | C501205100 | PIGTAIL-A BCAT5E CMR GRN 100F | EA |  | 1 Year | 28.503 | 5% | 27.0778
30553 | Belden Wire | C501206015 | PIGTAIL-A BCAT5E CMR BLU 15FT | EA |  | 1 Year | 6.828 | 5% | 6.4866
30554 | Belden Wire | C501206020 | PIGTAIL-A BCAT5E CMR BLU 20FT | EA |  | 1 Year | 8.103 | 5% | 7.6978
30555 | Belden Wire | C501206025 | PIGTAIL-A BCAT5E CMR BLU 25FT | EA |  | 1 Year | 9.378 | 5% | 8.9091
30556 | Belden Wire | C501206035 | PIGTAIL-A BCAT5E CMR BLU 35FT | EA |  | 1 Year | 11.928 | 5% | 11.3316
30557 | Belden Wire | C501206050 | PIGTAIL-A BCAT5E CMR BLU 50FT | EA |  | 1 Year | 15.753 | 5% | 14.9653
30558 | Belden Wire | C501206075 | PIGTAIL-A BCAT5E CMR BLU 75FT | EA |  | 1 Year | 22.128 | 5% | 21.0216
30559 | Belden Wire | C501206100 | PIGTAIL-A BCAT5E CMR BLU 100F | EA |  | 1 Year | 28.503 | 5% | 27.0778
30560 | Belden Wire | C501208020 | PIGTAIL-A BCAT5E CMR GRY 20FT | EA |  | 1 Year | 8.103 | 5% | 7.6978
30561 | Belden Wire | C501208050 | PIGTAIL-A BCAT5E CMR GRY 50FT | EA |  | 1 Year | 15.753 | 5% | 14.9653
30562 | Belden Wire | C501208055 | PIGTAIL-A BCAT5E CMR GRY 55FT | EA |  | 1 Year | 17.028 | 5% | 16.1766
30563 | Belden Wire | C501208060 | PIGTAIL-A BCAT5E CMR GRY 60FT | EA |  | 1 Year | 18.303 | 5% | 17.3879
30564 | Belden Wire | C501208075 | PIGTAIL-A BCAT5E CMR GRY 75FT | EA |  | 1 Year | 22.128 | 5% | 21.0216
30565 | Belden Wire | C501208100 | PIGTAIL-A BCAT5E CMR GRY 100F | EA |  | 1 Year | 28.503 | 5% | 27.0778
30566 | Belden Wire | C501209015 | PIGTAIL-A BCAT5E CMR WHI 15FT | EA |  | 1 Year | 6.828 | 5% | 6.4866
30567 | Belden Wire | C501209020 | PIGTAIL-A BCAT5E CMR WHI 20FT | EA |  | 1 Year | 8.103 | 5% | 7.6978
30568 | Belden Wire | C501209025 | PIGTAIL-A BCAT5E CMR WHI 25FT | EA |  | 1 Year | 9.378 | 5% | 8.9091
30569 | Belden Wire | C501209035 | PIGTAIL-A BCAT5E CMR WHI 35FT | EA |  | 1 Year | 11.928 | 5% | 11.3316
30570 | Belden Wire | C501209050 | PIGTAIL-A BCAT5E CMR WHI 50FT | EA |  | 1 Year | 15.753 | 5% | 14.9653
30571 | Belden Wire | C501209075 | PIGTAIL-A BCAT5E CMR WHI 75FT | EA |  | 1 Year | 22.128 | 5% | 21.0216
30572 | Belden Wire | C501209100 | PIGTAIL-A BCAT5E CMR WHI 100F | EA |  | 1 Year | 28.503 | 5% | 27.0778
30573 | Belden Wire | C501300015 | PIGTAIL-B BCAT5E CMR BLK 15FT | EA |  | 1 Year | 6.828 | 5% | 6.4866
30574 | Belden Wire | C501300020 | PIGTAIL-B BCAT5E CMR BLK 20FT | EA |  | 1 Year | 8.103 | 5% | 7.6978
30575 | Belden Wire | C501300025 | PIGTAIL-B BCAT5E CMR BLK 25FT | EA |  | 1 Year | 9.378 | 5% | 8.9091
30576 | Belden Wire | C501300035 | PIGTAIL-B BCAT5E CMR BLK 35FT | EA |  | 1 Year | 11.928 | 5% | 11.3316
30577 | Belden Wire | C501300050 | PIGTAIL-B BCAT5E CMR BLK 50FT | EA |  | 1 Year | 15.753 | 5% | 14.9653
30578 | Belden Wire | C501300075 | PIGTAIL-B BCAT5E CMR BLK 75FT | EA |  | 1 Year | 22.128 | 5% | 21.0216
30579 | Belden Wire | C501300100 | PIGTAIL-B BCAT5E CMR BLK 100F | EA |  | 1 Year | 28.503 | 5% | 27.0778
30580 | Belden Wire | C501304015 | PIGTAIL-B BCAT5E CMR YEL 15FT | EA |  | 1 Year | 6.828 | 5% | 6.4866
30581 | Belden Wire | C501304020 | PIGTAIL-B BCAT5E CMR YEL 20FT | EA |  | 1 Year | 8.103 | 5% | 7.6978
30582 | Belden Wire | C501304025 | PIGTAIL-B BCAT5E CMR YEL 25FT | EA |  | 1 Year | 9.378 | 5% | 8.9091
30583 | Belden Wire | C501304035 | PIGTAIL-B BCAT5E CMR YEL 35FT | EA |  | 1 Year | 11.928 | 5% | 11.3316
30584 | Belden Wire | C501304050 | PIGTAIL-B BCAT5E CMR YEL 50FT | EA |  | 1 Year | 15.753 | 5% | 14.9653
30585 | Belden Wire | C501304075 | PIGTAIL-B BCAT5E CMR YEL 75FT | EA |  | 1 Year | 22.128 | 5% | 21.0216
30586 | Belden Wire | C501304100 | PIGTAIL-B BCAT5E CMR YEL 100F | EA |  | 1 Year | 28.503 | 5% | 27.0778
30587 | Belden Wire | C501305015 | PIGTAIL-B BCAT5E CMR GRN 15FT | EA |  | 1 Year | 6.828 | 5% | 6.4866
30588 | Belden Wire | C501305020 | PIGTAIL-B BCAT5E CMR GRN 20FT | EA |  | 1 Year | 8.103 | 5% | 7.6978
30589 | Belden Wire | C501305025 | PIGTAIL-B BCAT5E CMR GRN 25FT | EA |  | 1 Year | 9.378 | 5% | 8.9091
30590 | Belden Wire | C501305030 | T568B-OPN BCAT5E CMR GRN 30FT | EA |  | 1 Year | 10.653 | 5% | 10.1204
30591 | Belden Wire | C501305035 | PIGTAIL-B BCAT5E CMR GRN 35FT | EA |  | 1 Year | 11.928 | 5% | 11.3316
30592 | Belden Wire | C501305050 | PIGTAIL-B BCAT5E CMR GRN 50FT | EA |  | 1 Year | 15.753 | 5% | 14.9653
30593 | Belden Wire | C501305075 | PIGTAIL-B BCAT5E CMR GRN 75FT | EA |  | 1 Year | 22.128 | 5% | 21.0216
30594 | Belden Wire | C501305100 | PIGTAIL-B BCAT5E CMR GRN 100F | EA |  | 1 Year | 28.503 | 5% | 27.0778
30595 | Belden Wire | C501306015 | PIGTAIL-B BCAT5E CMR BLU 15FT | EA |  | 1 Year | 6.828 | 5% | 6.4866
30596 | Belden Wire | C501306020 | PIGTAIL-B BCAT5E CMR BLU 20FT | EA |  | 1 Year | 8.103 | 5% | 7.6978
30597 | Belden Wire | C501306025 | PIGTAIL-B BCAT5E CMR BLU 25FT | EA |  | 1 Year | 9.378 | 5% | 8.9091
30598 | Belden Wire | C501306030 | T568B-OPN BCAT5E CMR BLU 30FT | EA |  | 1 Year | 10.653 | 5% | 10.1204
30599 | Belden Wire | C501306035 | PIGTAIL-B BCAT5E CMR BLU 35FT | EA |  | 1 Year | 11.928 | 5% | 11.3316
30600 | Belden Wire | C501306050 | PIGTAIL-B BCAT5E CMR BLU 50FT | EA |  | 1 Year | 15.753 | 5% | 14.9653
30601 | Belden Wire | C501306075 | PIGTAIL-B BCAT5E CMR BLU 75FT | EA |  | 1 Year | 22.128 | 5% | 21.0216
30602 | Belden Wire | C501306100 | PIGTAIL-B BCAT5E CMR BLU 100F | EA |  | 1 Year | 28.503 | 5% | 27.0778
30603 | Belden Wire | C501308015 | PIGTAIL-B BCAT5E CMR GRY 15FT | EA |  | 1 Year | 6.828 | 5% | 6.4866
30604 | Belden Wire | C501308020 | PIGTAIL-B BCAT5E CMR GRY 20FT | EA |  | 1 Year | 8.103 | 5% | 7.6978
30605 | Belden Wire | C501308025 | PIGTAIL-B BCAT5E CMR GRY 25FT | EA |  | 1 Year | 9.378 | 5% | 8.9091
30606 | Belden Wire | C501308030 | PIGTAIL-B BCAT5E CMR GRY 30FT | EA |  | 1 Year | 10.653 | 5% | 10.1204
30607 | Belden Wire | C501308035 | PIGTAIL-B BCAT5E CMR GRY 35FT | EA |  | 1 Year | 11.928 | 5% | 11.3316
30608 | Belden Wire | C501308050 | PIGTAIL-B BCAT5E CMR GRY 50FT | EA |  | 1 Year | 15.753 | 5% | 14.9653
30609 | Belden Wire | C501308075 | PIGTAIL-B BCAT5E CMR GRY 75FT | EA |  | 1 Year | 22.128 | 5% | 21.0216
30610 | Belden Wire | C501308100 | PIGTAIL-B BCAT5E CMR GRY 100F | EA |  | 1 Year | 28.503 | 5% | 27.0778
30611 | Belden Wire | C501309010 | PIGTAIL-B BCAT5E CMR WHI 10FT | EA |  | 1 Year | 5.553 | 5% | 5.2753
30612 | Belden Wire | C501309015 | PIGTAIL-B BCAT5E CMR WHI 15FT | EA |  | 1 Year | 6.828 | 5% | 6.4866
30613 | Belden Wire | C501309020 | PIGTAIL-B BCAT5E CMR WHI 20FT | EA |  | 1 Year | 8.103 | 5% | 7.6978
30614 | Belden Wire | C501309025 | PIGTAIL-B BCAT5E CMR WHI 25FT | EA |  | 1 Year | 9.378 | 5% | 8.9091
30615 | Belden Wire | C501309035 | PIGTAIL-B BCAT5E CMR WHI 35FT | EA |  | 1 Year | 11.928 | 5% | 11.3316
30616 | Belden Wire | C501309050 | PIGTAIL-B BCAT5E CMR WHI 50FT | EA |  | 1 Year | 15.753 | 5% | 14.9653
30617 | Belden Wire | C501309075 | PIGTAIL-B BCAT5E CMR WHI 75FT | EA |  | 1 Year | 22.128 | 5% | 21.0216
30618 | Belden Wire | C501309100 | PIGTAIL-B BCAT5E CMR WHI 100F | EA |  | 1 Year | 28.503 | 5% | 27.0778
30619 | Belden Wire | C501400007 | XOVERCORD BCAT5E CMR BLK 7FT | EA |  | 1 Year | 6.075 | 5% | 5.7713
30620 | Belden Wire | C501402002 | XOVERCORD BCAT5E CMR RED 2FT | EA |  | 1 Year | 4.8 | 5% | 4.56
30621 | Belden Wire | C501402003 | XOVERCORD BCAT5E CMR RED 3FT | EA |  | 1 Year | 5.055 | 5% | 4.8022
30622 | Belden Wire | C501402004 | XOVERCORD BCAT5E CMR RED 4FT | EA |  | 1 Year | 5.31 | 5% | 5.0445
30623 | Belden Wire | C501402005 | XOVERCORD BCAT5E CMR RED 5FT | EA |  | 1 Year | 5.565 | 5% | 5.2868
30624 | Belden Wire | C501402007 | XOVERCORD BCAT5E CMR RED 7FT | EA |  | 1 Year | 6.075 | 5% | 5.7713
30625 | Belden Wire | C501402010 | XOVERCORD BCAT5E CMR RED 10FT | EA |  | 1 Year | 6.84 | 5% | 6.498
30626 | Belden Wire | C501402015 | XOVERCORD BCAT5E CMR RED 15FT | EA |  | 1 Year | 8.115 | 5% | 7.7092
30627 | Belden Wire | C501402025 | XOVERCORD BCAT5E CMR RED 25FT | EA |  | 1 Year | 10.665 | 5% | 10.1317
30628 | Belden Wire | C501402030 | XOVERCORD BCAT5E CMR RED 30FT | EA |  | 1 Year | 11.94 | 5% | 11.343
30629 | Belden Wire | C501402035 | XOVERCORD BCAT5E CMR RED 35FT | EA |  | 1 Year | 13.215 | 5% | 12.5542
30630 | Belden Wire | C501402050 | XOVERCORD BCAT5E CMR RED 50FT | EA |  | 1 Year | 17.04 | 5% | 16.188
30631 | Belden Wire | C501403006 | XOVERCORD BCAT5E CMR ORA 6FT | EA |  | 1 Year | 5.82 | 5% | 5.529
30632 | Belden Wire | C501403010 | XOVERCORD BCAT5E CMR ORA 10FT | EA |  | 1 Year | 6.84 | 5% | 6.498
30633 | Belden Wire | C501403020 | XOVERCORD BCAT5E CMR ORA 20FT | EA |  | 1 Year | 9.39 | 5% | 8.9205
30634 | Belden Wire | C501404004 | XOVERCORD BCAT5E CMR YEL 4FT | EA |  | 1 Year | 5.31 | 5% | 5.0445
30635 | Belden Wire | C501404005 | XOVERCORD BCAT5E CMR YEL 5FT | EA |  | 1 Year | 5.565 | 5% | 5.2868
30636 | Belden Wire | C501404007 | XOVERCORD BCAT5E CMR YEL 7FT | EA |  | 1 Year | 6.075 | 5% | 5.7713
30637 | Belden Wire | C501404010 | XOVERCORD BCAT5E CMR YEL 10FT | EA |  | 1 Year | 6.84 | 5% | 6.498
30638 | Belden Wire | C501405004 | XOVERCORD BCAT5E CMR GRN 4FT | EA |  | 1 Year | 5.31 | 5% | 5.0445
30639 | Belden Wire | C501406010 | XOVERCORD BCAT5E CMR BLU 10FT | EA |  | 1 Year | 6.84 | 5% | 6.498
30640 | Belden Wire | C501406015 | XOVERCORD BCAT5E CMR BLU 15FT | EA |  | 1 Year | 8.115 | 5% | 7.7092
30641 | Belden Wire | C501406066 | XOVERCORD BCAT5E CMR BLU 66FT | EA |  | 1 Year | 21.12 | 5% | 20.064
30642 | Belden Wire | C501407007 | XOVERCORD BCAT5E CMR PUR 7FT | EA |  | 1 Year | 6.075 | 5% | 5.7713
30643 | Belden Wire | C501407015 | XOVERCORD BCAT5E CMR PUR 15FT | EA |  | 1 Year | 8.115 | 5% | 7.7092
30644 | Belden Wire | C501407035 | XOVERCORD BCAT5E CMR PUR 35FT | EA |  | 1 Year | 13.215 | 5% | 12.5542
30645 | Belden Wire | C501408007 | XOVERCORD BCAT5E CMR GY 7FT | EA |  | 1 Year | 6.075 | 5% | 5.7713
30646 | Belden Wire | C501408015 | XOVERCORD BCAT5E CMR GY 15FT | EA |  | 1 Year | 8.115 | 5% | 7.7092
30647 | Belden Wire | C501408025 | XOVERCORD BCAT5E CMR GY 25FT | EA |  | 1 Year | 10.665 | 5% | 10.1317
30648 | Belden Wire | C501412007 | XOVERCORD BCAT5E CMR LTRD 7FT | EA |  | 1 Year | 6.075 | 5% | 5.7713
30649 | Belden Wire | C501412035 | XOVERCORD BCAT5E CMR LTRD 35FT | EA |  | 1 Year | 13.215 | 5% | 12.5542
30650 | Belden Wire | C501414007 | XOVERCORD BCAT5E CMR LTYE 7FT | EA |  | 1 Year | 6.075 | 5% | 5.7713
30651 | Belden Wire | C501414025 | XOVERCORD BCAT5E CMR LTYE 25FT | EA |  | 1 Year | 10.665 | 5% | 10.1317
30652 | Belden Wire | C501414030 | XOVERCORD BCAT5E CMR LTYE 30FT | EA |  | 1 Year | 11.94 | 5% | 11.343
30653 | Belden Wire | C501414035 | XOVERCORD BCAT5E CMR LTYE 35FT | EA |  | 1 Year | 13.215 | 5% | 12.5542
30654 | Belden Wire | C501414040 | XOVERCORD BCAT5E CMR LTYE 40FT | EA |  | 1 Year | 14.49 | 5% | 13.7655
30655 | Belden Wire | C501502003 | IEEEXOVER BCAT5E CMR RED 3FT | EA |  | 1 Year | 5.055 | 5% | 4.8022
30656 | Belden Wire | C501502004 | IEEEXOVER BCAT5E CMR RED 4FT | EA |  | 1 Year | 5.31 | 5% | 5.0445
30657 | Belden Wire | C501502005 | IEEEXOVER BCAT5E CMR RED 5FT | EA |  | 1 Year | 5.565 | 5% | 5.2868
30658 | Belden Wire | C501502007 | IEEEXOVER BCAT5E CMR RED 7FT | EA |  | 1 Year | 6.075 | 5% | 5.7713
30659 | Belden Wire | C501502010 | IEEEXOVER BCAT5E CMR RED 10FT | EA |  | 1 Year | 6.84 | 5% | 6.498
30660 | Belden Wire | C501502015 | IEEEXOVER BCAT5E CMR RED 15FT | EA |  | 1 Year | 8.115 | 5% | 7.7092
30661 | Belden Wire | C501504001 | IEEEXOVER BCAT5E CMR YEL 1FT | EA |  | 1 Year | 4.545 | 5% | 4.3177
30662 | Belden Wire | C501504002 | IEEEXOVER BCAT5E CMR YEL 2FT | EA |  | 1 Year | 4.8 | 5% | 4.56
30663 | Belden Wire | C501504004 | IEEEXOVER BCAT5E CMR YEL 4FT | EA |  | 1 Year | 5.31 | 5% | 5.0445
30664 | Belden Wire | C501504005 | IEEEXOVER BCAT5E CMR YEL 5FT | EA |  | 1 Year | 5.565 | 5% | 5.2868
30665 | Belden Wire | C501504007 | IEEEXOVER BCAT5E CMR YEL 7FT | EA |  | 1 Year | 6.075 | 5% | 5.7713
30666 | Belden Wire | C501505010 | IEEEXOVER BCAT5E CMR GRN 10FT | EA |  | 1 Year | 6.84 | 5% | 6.498
30667 | Belden Wire | C501606099 | ROVERCORD BCAT5E CMR BLU 99FT | EA |  | 1 Year | 29.535 | 5% | 28.0582
30668 | Belden Wire | C501606148 | ROVERCORD BCAT5E CMR BLU 148FT | EA |  | 1 Year | 45.804 | 5% | 43.5138
30669 | Belden Wire | C501N00015 | PATCHCORD BCAT5E CMR BLK 15FT | EA |  | 1 Year | 7.89 | 5% | 7.4955
30670 | Belden Wire | C502103003 | PATCHCORD BCAT5E CMP ORA 3FT | EA |  | 1 Year | 6.126 | 5% | 5.8197
30671 | Belden Wire | C502103007 | PATCHCORD BCAT5E CMP ORA 7FT | EA |  | 1 Year | 8.574 | 5% | 8.1453
30672 | Belden Wire | C502103010 | PATCHCORD BCAT5E CMP ORA 10FT | EA |  | 1 Year | 10.41 | 5% | 9.8895
30673 | Belden Wire | C502103015 | PATCHCORD BCAT5E CMP ORA 15FT | EA |  | 1 Year | 13.47 | 5% | 12.7965
30674 | Belden Wire | C502103020 | PATCHCORD BCAT5E CMP ORA 20FT | EA |  | 1 Year | 16.53 | 5% | 15.7035
30675 | Belden Wire | C502104007 | PATCHCORD BCAT5E CMP YEL 7FT | EA |  | 1 Year | 8.574 | 5% | 8.1453
30676 | Belden Wire | C502104020 | PATCHCORD BCAT5E CMP YEL 20FT | EA |  | 1 Year | 16.53 | 5% | 15.7035
30677 | Belden Wire | C502104025 | PATCHCORD BCAT5E CMP YEL 25FT | EA |  | 1 Year | 19.59 | 5% | 18.6105
30678 | Belden Wire | C502104035 | PATCHCORD BCAT5E CMP YEL 35FT | EA |  | 1 Year | 25.71 | 5% | 24.4245
30679 | Belden Wire | C502104075 | PATCHCORD BCAT5E CMP YEL 75FT | EA |  | 1 Year | 50.19 | 5% | 47.6805
30680 | Belden Wire | C502105050 | PATCHCORD BCAT5E CMP GRN 50FT | EA |  | 1 Year | 34.89 | 5% | 33.1455
30681 | Belden Wire | C502105075 | PATCHCORD BCAT5E CMP GRN 75FT | EA |  | 1 Year | 50.19 | 5% | 47.6805
30682 | Belden Wire | C502105080 | PATCHCORD BCAT5E CMP GRN 80FT | EA |  | 1 Year | 53.25 | 5% | 50.5875
30683 | Belden Wire | C502105100 | PATCHCORD BCAT5E CMP GRN 100FT | EA |  | 1 Year | 65.49 | 5% | 62.2155
30684 | Belden Wire | C502105150 | PATCHCORD BCAT5E CMP GRN 150FT | EA |  | 1 Year | 105.27 | 5% | 100.0065
30685 | Belden Wire | C502106002 | PATCHCORD BCAT5E CMP BLU 2FT | EA |  | 1 Year | 5.514 | 5% | 5.2383
30686 | Belden Wire | C502106003 | PATCHCORD BCAT5E CMP BLU 3FT | EA |  | 1 Year | 6.126 | 5% | 5.8197
30687 | Belden Wire | C502106004 | PATCHCORD BCAT5E CMP BLU 4FT | EA |  | 1 Year | 6.738 | 5% | 6.4011
30688 | Belden Wire | C502106005 | PATCHCORD BCAT5E CMP BLU 5FT | EA |  | 1 Year | 7.35 | 5% | 6.9825
30689 | Belden Wire | C502106006 | PATCHCORD BCAT5E CMP BLU 6FT | EA |  | 1 Year | 7.962 | 5% | 7.5639
30690 | Belden Wire | C502106007 | PATCHCORD BCAT5E CMP BLU 7FT | EA |  | 1 Year | 8.574 | 5% | 8.1453
30691 | Belden Wire | C502106010 | PATCHCORD BCAT5E CMP BLU 10FT | EA |  | 1 Year | 10.41 | 5% | 9.8895
30692 | Belden Wire | C502106015 | PATCHCORD BCAT5E CMP BLU 15FT | EA |  | 1 Year | 13.47 | 5% | 12.7965
30693 | Belden Wire | C502106020 | PATCHCORD BCAT5E CMP BLU 20FT | EA |  | 1 Year | 16.53 | 5% | 15.7035
30694 | Belden Wire | C502106025 | PATCHCORD BCAT5E CMP BLU 25FT | EA |  | 1 Year | 19.59 | 5% | 18.6105
30695 | Belden Wire | C502106030 | PATCHCORD BCAT5E CMP BLU 30FT | EA |  | 1 Year | 22.65 | 5% | 21.5175
30696 | Belden Wire | C502106050 | PATCHCORD BCAT5E CMP BLU 50FT | EA |  | 1 Year | 34.89 | 5% | 33.1455
30697 | Belden Wire | C502106075 | PATCHCORD BCAT5E CMP BLU 75FT | EA |  | 1 Year | 50.19 | 5% | 47.6805
30698 | Belden Wire | C502106080 | PATCHCORD BCAT5E CMP BLU 80FT | EA |  | 1 Year | 53.25 | 5% | 50.5875
30699 | Belden Wire | C502106090 | PATCHCORD BCAT5E CMP BLU 90FT | EA |  | 1 Year | 59.37 | 5% | 56.4015
30700 | Belden Wire | C502106100 | PATCHCORD BCAT5E CMP BLU 100FT | EA |  | 1 Year | 65.49 | 5% | 62.2155
30701 | Belden Wire | C502107025 | PATCHCORD BCAT5E CMP VIO 25FT | EA |  | 1 Year | 19.59 | 5% | 18.6105
30702 | Belden Wire | C502108004 | PATCHCORD BCAT5E CMP GRY 4FT | EA |  | 1 Year | 6.738 | 5% | 6.4011
30703 | Belden Wire | C502108005 | PATCHCORD BCAT5E CMP GRY 5FT | EA |  | 1 Year | 7.35 | 5% | 6.9825
30704 | Belden Wire | C502108007 | PATCHCORD BCAT5E CMP GRY 7FT | EA |  | 1 Year | 8.574 | 5% | 8.1453
30705 | Belden Wire | C502108010 | PATCHCORD BCAT5E CMP GRY 10FT | EA |  | 1 Year | 10.41 | 5% | 9.8895
30706 | Belden Wire | C502108025 | PATCHCORD BCAT5E CMP GRY 25FT | EA |  | 1 Year | 19.59 | 5% | 18.6105
30707 | Belden Wire | C502108035 | PATCHCORD BCAT5E CMP GRY 35FT | EA |  | 1 Year | 25.71 | 5% | 24.4245
30708 | Belden Wire | C502108050 | PATCHCORD BCAT5E CMP GRY 50FT | EA |  | 1 Year | 34.89 | 5% | 33.1455
30709 | Belden Wire | C502108066 | PATCHCORD BCAT5E CMP GRY 66FT | EA |  | 1 Year | 44.682 | 5% | 42.4479
30710 | Belden Wire | C502109003 | PATCHCORD BCAT5E CMP WHI 3FT | EA |  | 1 Year | 6.126 | 5% | 5.8197
30711 | Belden Wire | C502109004 | PATCHCORD BCAT5E CMP WHI 4FT | EA |  | 1 Year | 6.738 | 5% | 6.4011
30712 | Belden Wire | C502109006 | PATCHCORD BCAT5E CMP WHI 6FT | EA |  | 1 Year | 7.962 | 5% | 7.5639
30713 | Belden Wire | C502109007 | PATCHCORD BCAT5E CMP WHI 7FT | EA |  | 1 Year | 8.574 | 5% | 8.1453
30714 | Belden Wire | C502109010 | PATCHCORD BCAT5E CMP WHI 10FT | EA |  | 1 Year | 10.41 | 5% | 9.8895
30715 | Belden Wire | C502109015 | PATCHCORD BCAT5E CMP WHI 15FT | EA |  | 1 Year | 13.47 | 5% | 12.7965
30716 | Belden Wire | C502109020 | PATCHCORD BCAT5E CMP WHI 20FT | EA |  | 1 Year | 16.53 | 5% | 15.7035
30717 | Belden Wire | C502109025 | PATCHCORD BCAT5E CMP WHI 25FT | EA |  | 1 Year | 19.59 | 5% | 18.6105
30718 | Belden Wire | C502109050 | PATCHCORD BCAT5E CMP WHI 50FT | EA |  | 1 Year | 34.89 | 5% | 33.1455
30719 | Belden Wire | C502116025 | PATCHCORD BCAT5E CMP LTBL 25FT | EA |  | 1 Year | 19.59 | 5% | 18.6105
30720 | Belden Wire | C502116050 | PATCHCORD BCAT5E CMP LTBL 50FT | EA |  | 1 Year | 34.89 | 5% | 33.1455
30721 | Belden Wire | C502206015 | PIGTAIL-A BCAT5E CMP BLU 15FT | EA |  | 1 Year | 12.183 | 5% | 11.5738
30722 | Belden Wire | C502206020 | PIGTAIL-A BCAT5E CMP BLU 20FT | EA |  | 1 Year | 15.243 | 5% | 14.4809
30723 | Belden Wire | C502206025 | PIGTAIL-A BCAT5E CMP BLU 25FT | EA |  | 1 Year | 18.303 | 5% | 17.3879
30724 | Belden Wire | C502206035 | PIGTAIL-A BCAT5E CMP BLU 35FT | EA |  | 1 Year | 24.423 | 5% | 23.2018
30725 | Belden Wire | C502206050 | PIGTAIL-A BCAT5E CMP BLU 50FT | EA |  | 1 Year | 33.603 | 5% | 31.9229
30726 | Belden Wire | C502206075 | PIGTAIL-A BCAT5E CMP BLU 75FT | EA |  | 1 Year | 48.903 | 5% | 46.4578
30727 | Belden Wire | C502206100 | PIGTAIL-A BCAT5E CMP BLU 100F | EA |  | 1 Year | 64.203 | 5% | 60.9928
30728 | Belden Wire | C502208015 | PIGTAIL-A BCAT5E CMP GRY 15FT | EA |  | 1 Year | 12.183 | 5% | 11.5738
30729 | Belden Wire | C502208020 | PIGTAIL-A BCAT5E CMP GRY 20FT | EA |  | 1 Year | 15.243 | 5% | 14.4809
30730 | Belden Wire | C502208025 | PIGTAIL-A BCAT5E CMP GRY 25FT | EA |  | 1 Year | 18.303 | 5% | 17.3879
30731 | Belden Wire | C502208035 | PIGTAIL-A BCAT5E CMP GRY 35FT | EA |  | 1 Year | 24.423 | 5% | 23.2018
30732 | Belden Wire | C502208050 | PIGTAIL-A BCAT5E CMP GRY 50FT | EA |  | 1 Year | 33.603 | 5% | 31.9229
30733 | Belden Wire | C502208075 | PIGTAIL-A BCAT5E CMP GRY 75FT | EA |  | 1 Year | 48.903 | 5% | 46.4578
30734 | Belden Wire | C502208100 | PIGTAIL-A BCAT5E CMP GRY 100F | EA |  | 1 Year | 64.203 | 5% | 60.9928
30735 | Belden Wire | C502209015 | PIGTAIL-A BCAT5E CMP WHI 15FT | EA |  | 1 Year | 12.183 | 5% | 11.5738
30736 | Belden Wire | C502209020 | PIGTAIL-A BCAT5E CMP WHI 20FT | EA |  | 1 Year | 15.243 | 5% | 14.4809
30737 | Belden Wire | C502209025 | PIGTAIL-A BCAT5E CMP WHI 25FT | EA |  | 1 Year | 18.303 | 5% | 17.3879
30738 | Belden Wire | C502209035 | PIGTAIL-A BCAT5E CMP WHI 35FT | EA |  | 1 Year | 24.423 | 5% | 23.2018
30739 | Belden Wire | C502209050 | PIGTAIL-A BCAT5E CMP WHI 50FT | EA |  | 1 Year | 33.603 | 5% | 31.9229
30740 | Belden Wire | C502209075 | PIGTAIL-A BCAT5E CMP WHI 75FT | EA |  | 1 Year | 48.903 | 5% | 46.4578
30741 | Belden Wire | C502209100 | PIGTAIL-A BCAT5E CMP WHI 100F | EA |  | 1 Year | 64.203 | 5% | 60.9928
30742 | Belden Wire | C502304010 | PIGTAIL-B BCAT5E CMP YEL 10FT | EA |  | 1 Year | 9.123 | 5% | 8.6668
30743 | Belden Wire | C502304020 | PIGTAIL-B BCAT5E CMP YEL 20F | EA |  | 1 Year | 15.243 | 5% | 14.4809
30744 | Belden Wire | C502304030 | PIGTAIL-B BCAT5E CMP YEL 30F | EA |  | 1 Year | 21.363 | 5% | 20.2949
30745 | Belden Wire | C502304040 | PIGTAIL-B BCAT5E CMP YEL 40F | EA |  | 1 Year | 27.483 | 5% | 26.1089
30746 | Belden Wire | C502304050 | PIGTAIL-B BCAT5E CMP YEL 50F | EA |  | 1 Year | 33.603 | 5% | 31.9229
30747 | Belden Wire | C502304060 | PIGTAIL-B BCAT5E CMP YEL 60F | EA |  | 1 Year | 39.723 | 5% | 37.7368
30748 | Belden Wire | C502304070 | PIGTAIL-B BCAT5E CMP YEL 70F | EA |  | 1 Year | 45.843 | 5% | 43.5509
30749 | Belden Wire | C502306010 | PIGTAIL-B BCAT5E CMP BLU 10F | EA |  | 1 Year | 9.123 | 5% | 8.6668
30750 | Belden Wire | C502306015 | PIGTAIL-B BCAT5E CMP BLU 15FT | EA |  | 1 Year | 12.183 | 5% | 11.5738
30751 | Belden Wire | C502306020 | PIGTAIL-B BCAT5E CMP BLU 20FT | EA |  | 1 Year | 15.243 | 5% | 14.4809
30752 | Belden Wire | C502306025 | PIGTAIL-B BCAT5E CMP BLU 25FT | EA |  | 1 Year | 18.303 | 5% | 17.3879
30753 | Belden Wire | C502306030 | PIGTAIL-B BCAT5E CMP BLU 30F | EA |  | 1 Year | 21.363 | 5% | 20.2949
30754 | Belden Wire | C502306035 | PIGTAIL-B BCAT5E CMP BLU 35FT | EA |  | 1 Year | 24.423 | 5% | 23.2018
30755 | Belden Wire | C502306040 | PIGTAIL-B BCAT5E CMP BLU 40F | EA |  | 1 Year | 27.483 | 5% | 26.1089
30756 | Belden Wire | C502306050 | PIGTAIL-B BCAT5E CMP BLU 50FT | EA |  | 1 Year | 33.603 | 5% | 31.9229
30757 | Belden Wire | C502306060 | PIGTAIL-B BCAT5E CMP BLU 60F | EA |  | 1 Year | 39.723 | 5% | 37.7368
30758 | Belden Wire | C502306070 | PIGTAIL-B BCAT5E CMP BLU 70F | EA |  | 1 Year | 45.843 | 5% | 43.5509
30759 | Belden Wire | C502306075 | PIGTAIL-B BCAT5E CMP BLU 75FT | EA |  | 1 Year | 48.903 | 5% | 46.4578
30760 | Belden Wire | C502306100 | PIGTAIL-B BCAT5E CMP BLU 100F | EA |  | 1 Year | 64.203 | 5% | 60.9928
30761 | Belden Wire | C502308015 | PIGTAIL-B BCAT5E CMP GRY 15FT | EA |  | 1 Year | 12.183 | 5% | 11.5738
30762 | Belden Wire | C502308020 | PIGTAIL-B BCAT5E CMP GRY 20FT | EA |  | 1 Year | 15.243 | 5% | 14.4809
30763 | Belden Wire | C502308025 | PIGTAIL-B BCAT5E CMP GRY 25FT | EA |  | 1 Year | 18.303 | 5% | 17.3879
30764 | Belden Wire | C502308030 | PIGTAIL-B BCAT5E CMP GRY 30FT | EA |  | 1 Year | 21.363 | 5% | 20.2949
30765 | Belden Wire | C502308035 | PIGTAIL-B BCAT5E CMP GRY 35FT | EA |  | 1 Year | 24.423 | 5% | 23.2018
30766 | Belden Wire | C502308050 | PIGTAIL-B BCAT5E CMP GRY 50FT | EA |  | 1 Year | 33.603 | 5% | 31.9229
30767 | Belden Wire | C502308075 | PIGTAIL-B BCAT5E CMP GRY 75FT | EA |  | 1 Year | 48.903 | 5% | 46.4578
30768 | Belden Wire | C502308100 | PIGTAIL-B BCAT5E CMP GRY 100F | EA |  | 1 Year | 64.203 | 5% | 60.9928
30769 | Belden Wire | C502309010 | PIGTAIL-B BCAT5E CMP WHI 10FT | EA |  | 1 Year | 9.123 | 5% | 8.6668
30770 | Belden Wire | C502309015 | PIGTAIL-B BCAT5E CMP WHI 15FT | EA |  | 1 Year | 12.183 | 5% | 11.5738
30771 | Belden Wire | C502309020 | PIGTAIL-B BCAT5E CMP WHI 20FT | EA |  | 1 Year | 15.243 | 5% | 14.4809
30772 | Belden Wire | C502309025 | PIGTAIL-B BCAT5E CMP WHI 25FT | EA |  | 1 Year | 18.303 | 5% | 17.3879
30773 | Belden Wire | C502309035 | PIGTAIL-B BCAT5E CMP WHI 35FT | EA |  | 1 Year | 24.423 | 5% | 23.2018
30774 | Belden Wire | C502309050 | PIGTAIL-B BCAT5E CMP WHI 50FT | EA |  | 1 Year | 33.603 | 5% | 31.9229
30775 | Belden Wire | C502309075 | PIGTAIL-B BCAT5E CMP WHI 75FT | EA |  | 1 Year | 48.903 | 5% | 46.4578
30776 | Belden Wire | C502309100 | PIGTAIL-B BCAT5E CMP WHI 100F | EA |  | 1 Year | 64.203 | 5% | 60.9928
30777 | Belden Wire | C502607005 | ROVERCORD BCAT5E CMP PUR 5FT | EA |  | 1 Year | 7.35 | 5% | 6.9825
30778 | Belden Wire | C531200025 | PIGTAIL-A CAT5E CMR BLK 25FT | EA |  | 1 Year | 9.378 | 5% | 8.9091
30779 | Belden Wire | C531202010 | PIGTAIL-A CAT5E CMR RED 10FT | EA |  | 1 Year | 5.553 | 5% | 5.2753
30780 | Belden Wire | C531202025 | PIGTAIL-A CAT5E CMR RED 25FT | EA |  | 1 Year | 9.378 | 5% | 8.9091
30781 | Belden Wire | C531202050 | PIGTAIL-A CAT5E CMR RED 50FT | EA |  | 1 Year | 15.753 | 5% | 14.9653
30782 | Belden Wire | C531204025 | PIGTAIL-A CAT5E CMR YEL 25FT | EA |  | 1 Year | 9.378 | 5% | 8.9091
30783 | Belden Wire | C531204035 | PIGTAIL-A CAT5E CMR YEL 35FT | EA |  | 1 Year | 11.928 | 5% | 11.3316
30784 | Belden Wire | C531204050 | PIGTAIL-A CAT5E CMR YEL 50FT | EA |  | 1 Year | 15.753 | 5% | 14.9653
30785 | Belden Wire | C531204075 | PIGTAIL-A CAT5E CMR YEL 75FT | EA |  | 1 Year | 22.128 | 5% | 21.0216
30786 | Belden Wire | C531205025 | PIGTAIL-A CAT5E CMR GN 25FT | EA |  | 1 Year | 9.378 | 5% | 8.9091
30787 | Belden Wire | C531205050 | PIGTAIL-A CAT5E CMR GN 50FT | EA |  | 1 Year | 15.753 | 5% | 14.9653
30788 | Belden Wire | C531206005 | PIGTAIL-A CAT5E CMR BLU 5FT | EA |  | 1 Year | 4.278 | 5% | 4.0641
30789 | Belden Wire | C531206015 | PIGTAIL-A CAT5E CMR BLU 15FT | EA |  | 1 Year | 6.828 | 5% | 6.4866
30790 | Belden Wire | C531206020 | PIGTAIL-A CAT5E CMR BLU 20FT | EA |  | 1 Year | 8.103 | 5% | 7.6978
30791 | Belden Wire | C531206025 | PIGTAIL-A CAT5E CMR BLU 25FT | EA |  | 1 Year | 9.378 | 5% | 8.9091
30792 | Belden Wire | C531206035 | PIGTAIL-A CAT5E CMR BLU 35FT | EA |  | 1 Year | 11.928 | 5% | 11.3316
30793 | Belden Wire | C531206050 | PIGTAIL-A CAT5E CMR BLU 50FT | EA |  | 1 Year | 15.753 | 5% | 14.9653
30794 | Belden Wire | C531206075 | PIGTAIL-A CAT5E CMR BLU 75FT | EA |  | 1 Year | 22.128 | 5% | 21.0216
30795 | Belden Wire | C531206100 | PIGTAIL-A CAT5E CMR BLU 100FT | EA |  | 1 Year | 28.503 | 5% | 27.0778
30796 | Belden Wire | C531208002 | iIGTAIL-A CAT5E CMR GRY 2FT | EA |  | 1 Year | 3.513 | 5% | 3.3373
30797 | Belden Wire | C531208006 | PIGTAIL-A CAT5E CMR GRY 6FT | EA |  | 1 Year | 4.533 | 5% | 4.3064
30798 | Belden Wire | C531208007 | PIGTAIL-A CAT5E CMR GRY 7FT | EA |  | 1 Year | 4.788 | 5% | 4.5486
30799 | Belden Wire | C531208010 | PIGTAIL-A CAT5E CMR GRY 10FT | EA |  | 1 Year | 5.553 | 5% | 5.2753
30800 | Belden Wire | C531208015 | PIGTAIL-A CAT5E CMR GRY 15FT | EA |  | 1 Year | 6.828 | 5% | 6.4866
30801 | Belden Wire | C531208020 | PIGTAIL-A CAT5E CMR GRY 20FT | EA |  | 1 Year | 8.103 | 5% | 7.6978
30802 | Belden Wire | C531208025 | PIGTAIL-A CAT5E CMR GRY 25FT | EA |  | 1 Year | 9.378 | 5% | 8.9091
30803 | Belden Wire | C531208035 | PIGTAIL-A CAT5E CMR GRY 35FT | EA |  | 1 Year | 11.928 | 5% | 11.3316
30804 | Belden Wire | C531208045 | PIGTAIL-A CAT5E CMR GRY 45FT | EA |  | 1 Year | 14.478 | 5% | 13.7541
30805 | Belden Wire | C531208050 | PIGTAIL-A CAT5E CMR GRY 50FT | EA |  | 1 Year | 15.753 | 5% | 14.9653
30806 | Belden Wire | C531208055 | PIGTAIL-A CAT5E CMR GRY 55FT | EA |  | 1 Year | 17.028 | 5% | 16.1766
30807 | Belden Wire | C531208060 | PIGTAIL-A CAT5E CMR GRY 60FT | EA |  | 1 Year | 18.303 | 5% | 17.3879
30808 | Belden Wire | C531208075 | PIGTAIL-A CAT5E CMR GRY 75FT | EA |  | 1 Year | 22.128 | 5% | 21.0216
30809 | Belden Wire | C531208080 | PIGTAIL-A CAT5E CMR GRY 80FT | EA |  | 1 Year | 23.403 | 5% | 22.2328
30810 | Belden Wire | C531208085 | PIGTAIL-A CAT5E CMR GRY 85FT | EA |  | 1 Year | 24.678 | 5% | 23.4441
30811 | Belden Wire | C531208100 | PIGTAIL-A CAT5E CMR GRY 100FT | EA |  | 1 Year | 28.503 | 5% | 27.0778
30812 | Belden Wire | C531208105 | PIGTAIL-A CAT5E CMR GRY 105F | EA |  | 1 Year | 32.4555 | 5% | 30.8327
30813 | Belden Wire | C531208110 | PIGTAIL-A CAT5E CMR GRY 110F | EA |  | 1 Year | 33.858 | 5% | 32.1651
30814 | Belden Wire | C531208140 | PIGTAIL-A CAT5E CMR GRY 140F | EA |  | 1 Year | 42.273 | 5% | 40.1594
30815 | Belden Wire | C531209015 | PIGTAIL-A CAT5E CMR WHI 15FT | EA |  | 1 Year | 6.828 | 5% | 6.4866
30816 | Belden Wire | C531209020 | PIGTAIL-A CAT5E CMR WHI 20FT | EA |  | 1 Year | 8.103 | 5% | 7.6978
30817 | Belden Wire | C531209025 | PIGTAIL-A CAT5E CMR WHI 25FT | EA |  | 1 Year | 9.378 | 5% | 8.9091
30818 | Belden Wire | C531209035 | PIGTAIL-A CAT5E CMR WHI 35FT | EA |  | 1 Year | 11.928 | 5% | 11.3316
30819 | Belden Wire | C531209050 | PIGTAIL-A CAT5E CMR WHI 50FT | EA |  | 1 Year | 15.753 | 5% | 14.9653
30820 | Belden Wire | C531209075 | PIGTAIL-A CAT5E CMR WHI 75FT | EA |  | 1 Year | 22.128 | 5% | 21.0216
30821 | Belden Wire | C531209100 | PIGTAIL-A CAT5E CMR WHI 100FT | EA |  | 1 Year | 28.503 | 5% | 27.0778
30822 | Belden Wire | C531302025 | PIGTAIL-B CAT5E CMR RED 25FT | EA |  | 1 Year | 9.378 | 5% | 8.9091
30823 | Belden Wire | C531306015 | PIGTAIL-B CAT5E CMR BLU 15FT | EA |  | 1 Year | 6.828 | 5% | 6.4866
30824 | Belden Wire | C531306020 | PIGTAIL-B CAT5E CMR BLU 20FT | EA |  | 1 Year | 8.103 | 5% | 7.6978
30825 | Belden Wire | C531306025 | PIGTAIL-B CAT5E CMR BLU 25FT | EA |  | 1 Year | 9.378 | 5% | 8.9091
30826 | Belden Wire | C531306035 | PIGTAIL-B CAT5E CMR BLU 35FT | EA |  | 1 Year | 11.928 | 5% | 11.3316
30827 | Belden Wire | C531306050 | PIGTAIL-B CAT5E CMR BLU 50FT | EA |  | 1 Year | 15.753 | 5% | 14.9653
30828 | Belden Wire | C531306075 | PIGTAIL-B CAT5E CMR BLU 75FT | EA |  | 1 Year | 22.128 | 5% | 21.0216
30829 | Belden Wire | C531306100 | PIGTAIL-B CAT5E CMR BLU 100FT | EA |  | 1 Year | 28.503 | 5% | 27.0778
30830 | Belden Wire | C531308015 | PIGTAIL-B CAT5E CMR GRY 15FT | EA |  | 1 Year | 6.828 | 5% | 6.4866
30831 | Belden Wire | C531308020 | PIGTAIL-B CAT5E CMR GRY 20FT | EA |  | 1 Year | 8.103 | 5% | 7.6978
30832 | Belden Wire | C531308025 | PIGTAIL-B CAT5E CMR GRY 25FT | EA |  | 1 Year | 9.378 | 5% | 8.9091
30833 | Belden Wire | C531308030 | PIGTAIL-B CAT5E CMR GRY 30FT | EA |  | 1 Year | 10.653 | 5% | 10.1204
30834 | Belden Wire | C531308035 | PIGTAIL-B CAT5E CMR GRY 35FT | EA |  | 1 Year | 11.928 | 5% | 11.3316
30835 | Belden Wire | C531308050 | PIGTAIL-B CAT5E CMR GRY 50FT | EA |  | 1 Year | 15.753 | 5% | 14.9653
30836 | Belden Wire | C531308055 | PIGTAIL-B CAT5E CMR GRY 55FT | EA |  | 1 Year | 17.028 | 5% | 16.1766
30837 | Belden Wire | C531308075 | PIGTAIL-B CAT5E CMR GRY 75FT | EA |  | 1 Year | 22.128 | 5% | 21.0216
30838 | Belden Wire | C531308100 | PIGTAIL-B CAT5E CMR GRY 100FT | EA |  | 1 Year | 28.503 | 5% | 27.0778
30839 | Belden Wire | C531309015 | PIGTAIL-B CAT5E CMR WHI 15FT | EA |  | 1 Year | 6.828 | 5% | 6.4866
30840 | Belden Wire | C531309020 | PIGTAIL-B CAT5E CMR WHI 20FT | EA |  | 1 Year | 8.103 | 5% | 7.6978
30841 | Belden Wire | C531309025 | PIGTAIL-B CAT5E CMR WHI 25FT | EA |  | 1 Year | 9.378 | 5% | 8.9091
30842 | Belden Wire | C531309035 | PIGTAIL-B CAT5E CMR WHI 35FT | EA |  | 1 Year | 11.928 | 5% | 11.3316
30843 | Belden Wire | C531309050 | PIGTAIL-B CAT5E CMR WHI 50FT | EA |  | 1 Year | 15.753 | 5% | 14.9653
30844 | Belden Wire | C531309075 | PIGTAIL-B CAT5E CMR WHI 75FT | EA |  | 1 Year | 22.128 | 5% | 21.0216
30845 | Belden Wire | C531309100 | PIGTAIL-B CAT5E CMR WHI 100FT | EA |  | 1 Year | 28.503 | 5% | 27.0778
30846 | Belden Wire | C532206015 | PIGTAIL-A CAT5E CMP BLU 15FT | EA |  | 1 Year | 12.183 | 5% | 11.5738
30847 | Belden Wire | C532206020 | PIGTAIL-A CAT5E CMP BLU 20FT | EA |  | 1 Year | 15.243 | 5% | 14.4809
30848 | Belden Wire | C532206025 | PIGTAIL-A CAT5E CMP BLU 25FT | EA |  | 1 Year | 18.303 | 5% | 17.3879
30849 | Belden Wire | C532206035 | PIGTAIL-A CAT5E CMP BLU 35FT | EA |  | 1 Year | 24.423 | 5% | 23.2018
30850 | Belden Wire | C532206050 | PIGTAIL-A CAT5E CMP BLU 50FT | EA |  | 1 Year | 33.603 | 5% | 31.9229
30851 | Belden Wire | C532206075 | PIGTAIL-A CAT5E CMP BLU 75FT | EA |  | 1 Year | 48.903 | 5% | 46.4578
30852 | Belden Wire | C532206100 | PIGTAIL-A CAT5E CMP BLU 100FT | EA |  | 1 Year | 64.203 | 5% | 60.9928
30853 | Belden Wire | C532208015 | PIGTAIL-A CAT5E CMP GRY 15FT | EA |  | 1 Year | 12.183 | 5% | 11.5738
30854 | Belden Wire | C532208020 | PIGTAIL-A CAT5E CMP GRY 20FT | EA |  | 1 Year | 15.243 | 5% | 14.4809
30855 | Belden Wire | C532208025 | PIGTAIL-A CAT5E CMP GRY 25FT | EA |  | 1 Year | 18.303 | 5% | 17.3879
30856 | Belden Wire | C532208035 | PIGTAIL-A CAT5E CMP GRY 35FT | EA |  | 1 Year | 24.423 | 5% | 23.2018
30857 | Belden Wire | C532208050 | PIGTAIL-A CAT5E CMP GRY 50FT | EA |  | 1 Year | 33.603 | 5% | 31.9229
30858 | Belden Wire | C532208075 | PIGTAIL-A CAT5E CMP GRY 75FT | EA |  | 1 Year | 48.903 | 5% | 46.4578
30859 | Belden Wire | C532208099 | PIGTAIL-A CAT5E CMP GRY 99FT | EA |  | 1 Year | 63.591 | 5% | 60.4114
30860 | Belden Wire | C532208100 | PIGTAIL-A CAT5E CMP GRY 100FT | EA |  | 1 Year | 64.203 | 5% | 60.9928
30861 | Belden Wire | C532209015 | PIGTAIL-A CAT5E CMP WHI 15FT | EA |  | 1 Year | 12.183 | 5% | 11.5738
30862 | Belden Wire | C532209020 | PIGTAIL-A CAT5E CMP WHI 20FT | EA |  | 1 Year | 15.243 | 5% | 14.4809
30863 | Belden Wire | C532209025 | PIGTAIL-A CAT5E CMP WHI 25FT | EA |  | 1 Year | 18.303 | 5% | 17.3879
30864 | Belden Wire | C532209030 | PIGTAIL-A CAT5E CMP WHI 30FT | EA |  | 1 Year | 21.363 | 5% | 20.2949
30865 | Belden Wire | C532209035 | PIGTAIL-A CAT5E CMP WHI 35FT | EA |  | 1 Year | 24.423 | 5% | 23.2018
30866 | Belden Wire | C532209050 | PIGTAIL-A CAT5E CMP WHI 50FT | EA |  | 1 Year | 33.603 | 5% | 31.9229
30867 | Belden Wire | C532209075 | PIGTAIL-A CAT5E CMP WHI 75FT | EA |  | 1 Year | 48.903 | 5% | 46.4578
30868 | Belden Wire | C532209100 | PIGTAIL-A CAT5E CMP WHI 100FT | EA |  | 1 Year | 64.203 | 5% | 60.9928
30869 | Belden Wire | C532306015 | PIGTAIL-B CAT5E CMP BLU 15FT | EA |  | 1 Year | 12.183 | 5% | 11.5738
30870 | Belden Wire | C532306020 | PIGTAIL-B CAT5E CMP BLU 20FT | EA |  | 1 Year | 15.243 | 5% | 14.4809
30871 | Belden Wire | C532306025 | PIGTAIL-B CAT5E CMP BLU 25FT | EA |  | 1 Year | 18.303 | 5% | 17.3879
30872 | Belden Wire | C532306035 | PIGTAIL-B CAT5E CMP BLU 35FT | EA |  | 1 Year | 24.423 | 5% | 23.2018
30873 | Belden Wire | C532306050 | PIGTAIL-B CAT5E CMP BLU 50FT | EA |  | 1 Year | 33.603 | 5% | 31.9229
30874 | Belden Wire | C532306075 | PIGTAIL-B CAT5E CMP BLU 75FT | EA |  | 1 Year | 48.903 | 5% | 46.4578
30875 | Belden Wire | C532306100 | PIGTAIL-B CAT5E CMP BLU 100FT | EA |  | 1 Year | 64.203 | 5% | 60.9928
30876 | Belden Wire | C532308015 | PIGTAIL-B CAT5E CMP GRY 15FT | EA |  | 1 Year | 12.183 | 5% | 11.5738
30877 | Belden Wire | C532308020 | PIGTAIL-B CAT5E CMP GRY 20FT | EA |  | 1 Year | 15.243 | 5% | 14.4809
30878 | Belden Wire | C532308025 | PIGTAIL-B CAT5E CMP GRY 25FT | EA |  | 1 Year | 18.303 | 5% | 17.3879
30879 | Belden Wire | C532308035 | PIGTAIL-B CAT5E CMP GRY 35FT | EA |  | 1 Year | 24.423 | 5% | 23.2018
30880 | Belden Wire | C532308050 | PIGTAIL-B CAT5E CMP GRY 50FT | EA |  | 1 Year | 33.603 | 5% | 31.9229
30881 | Belden Wire | C532308075 | PIGTAIL-B CAT5E CMP GRY 75FT | EA |  | 1 Year | 48.903 | 5% | 46.4578
30882 | Belden Wire | C532308100 | PIGTAIL-B CAT5E CMP GRY 100FT | EA |  | 1 Year | 64.203 | 5% | 60.9928
30883 | Belden Wire | C532309015 | PIGTAIL-B CAT5E CMP WHI 15FT | EA |  | 1 Year | 12.183 | 5% | 11.5738
30884 | Belden Wire | C532309020 | PIGTAIL-B CAT5E CMP WHI 20FT | EA |  | 1 Year | 15.243 | 5% | 14.4809
30885 | Belden Wire | C532309025 | PIGTAIL-B CAT5E CMP WHI 25FT | EA |  | 1 Year | 18.303 | 5% | 17.3879
30886 | Belden Wire | C532309035 | PIGTAIL-B CAT5E CMP WHI 35FT | EA |  | 1 Year | 24.423 | 5% | 23.2018
30887 | Belden Wire | C532309050 | PIGTAIL-B CAT5E CMP WHI 50FT | EA |  | 1 Year | 33.603 | 5% | 31.9229
30888 | Belden Wire | C532309075 | PIGTAIL-B CAT5E CMP WHI 75FT | EA |  | 1 Year | 48.903 | 5% | 46.4578
30889 | Belden Wire | C532309100 | PIGTAIL-B CAT5E CMP WHI 100FT | EA |  | 1 Year | 64.203 | 5% | 60.9928
30890 | Belden Wire | C5F1100001 | PATCHCORD CAT5EF CMR BLK 1FT | EA |  | 1 Year | 5.977 | 5% | 5.6782
30891 | Belden Wire | C5F1100002 | PATCHCORD CAT5EF CMR BLK 2FT | EA |  | 1 Year | 6.377 | 5% | 6.0581
30892 | Belden Wire | C5F1100003 | PATCHCORD CAT5EF CMR BLK 3FT | EA |  | 1 Year | 6.777 | 5% | 6.4382
30893 | Belden Wire | C5F1100004 | PATCHCORD CAT5EF CMR BLK 4FT | EA |  | 1 Year | 7.177 | 5% | 6.8181
30894 | Belden Wire | C5F1100005 | PATCHCORD CAT5EF CMR BLK 5FT | EA |  | 1 Year | 7.577 | 5% | 7.1982
30895 | Belden Wire | C5F1100006 | PATCHCORD CAT5EF CMR BLK 6FT | EA |  | 1 Year | 7.977 | 5% | 7.5781
30896 | Belden Wire | C5F1100007 | PATCHCORD CAT5EF CMR BLK 7FT | EA |  | 1 Year | 8.377 | 5% | 7.9581
30897 | Belden Wire | C5F1100008 | PATCHCORD CAT5EF CMR BLK 8FT | EA |  | 1 Year | 8.777 | 5% | 8.3381
30898 | Belden Wire | C5F1100009 | PATCHCORD CAT5EF CMR BLK 9FT | EA |  | 1 Year | 9.177 | 5% | 8.7181
30899 | Belden Wire | C5F1100010 | PATCHCORD CAT5EF CMR BLK 10FT | EA |  | 1 Year | 9.577 | 5% | 9.0982
30900 | Belden Wire | C5F1100011 | PATCHCORD CAT5EF CMR BLK 11FT | EA |  | 1 Year | 9.977 | 5% | 9.4781
30901 | Belden Wire | C5F1100012 | PATCHCORD CAT5EF CMR BLK 12FT | EA |  | 1 Year | 10.377 | 5% | 9.8582
30902 | Belden Wire | C5F1100013 | PATCHCORD CAT5EF CMR BLK 13FT | EA |  | 1 Year | 10.777 | 5% | 10.2381
30903 | Belden Wire | C5F1100014 | PATCHCORD CAT5EF CMR BLK 14FT | EA |  | 1 Year | 11.177 | 5% | 10.6181
30904 | Belden Wire | C5F1100015 | PATCHCORD CAT5EF CMR BLK 15FT | EA |  | 1 Year | 11.577 | 5% | 10.9981
30905 | Belden Wire | C5F1100020 | PATCHCORD CAT5EF CMR BLK 20FT | EA |  | 1 Year | 13.577 | 5% | 12.8981
30906 | Belden Wire | C5F1100025 | PATCHCORD CAT5EF CMR BLK 25FT | EA |  | 1 Year | 15.577 | 5% | 14.7981
30907 | Belden Wire | C5F1100035 | PATCHCORD CAT5EF CMR BLK 35FT | EA |  | 1 Year | 19.577 | 5% | 18.5982
30908 | Belden Wire | C5F1100040 | PATCHCORD CAT5EF CMR BLK 40FT | EA |  | 1 Year | 21.577 | 5% | 20.4981
30909 | Belden Wire | C5F1100050 | PATCHCORD CAT5EF CMR BLK 50FT | EA |  | 1 Year | 25.577 | 5% | 24.2981
30910 | Belden Wire | C5F1100066 | PATCHCORD CAT5EF CMR BLK 66FT | EA |  | 1 Year | 31.977 | 5% | 30.3781
30911 | Belden Wire | C5F1100086 | PATCHCORD CAT5EF CMR BLK 86FT | EA |  | 1 Year | 39.977 | 5% | 37.9781
30912 | Belden Wire | C5F1106001 | PATCHCORD CAT5EF CMR BLU 1FT | EA |  | 1 Year | 5.977 | 5% | 5.6782
30913 | Belden Wire | C5F1106002 | PATCHCORD CAT5EF CMR BLU 2FT | EA |  | 1 Year | 6.377 | 5% | 6.0581
30914 | Belden Wire | C5F1106003 | PATCHCORD CAT5EF CMR BLU 3FT | EA |  | 1 Year | 6.777 | 5% | 6.4382
30915 | Belden Wire | C5F1106004 | PATCHCORD CAT5EF CMR BLU 4FT | EA |  | 1 Year | 7.177 | 5% | 6.8181
30916 | Belden Wire | C5F1106005 | PATCHCORD CAT5EF CMR BLU 5FT | EA |  | 1 Year | 7.577 | 5% | 7.1982
30917 | Belden Wire | C5F1106006 | PATCHCORD CAT5EF CMR BLU 6FT | EA |  | 1 Year | 7.977 | 5% | 7.5781
30918 | Belden Wire | C5F1106007 | PATCHCORD CAT5EF CMR BLU 7FT | EA |  | 1 Year | 8.377 | 5% | 7.9581
30919 | Belden Wire | C5F1106008 | PATCHCORD CAT5EF CMR BLU 8FT | EA |  | 1 Year | 8.777 | 5% | 8.3381
30920 | Belden Wire | C5F1106009 | PATCHCORD CAT5EF CMR BLU 9FT | EA |  | 1 Year | 9.177 | 5% | 8.7181
30921 | Belden Wire | C5F1106010 | PATCHCORD CAT5EF CMR BLU 10FT | EA |  | 1 Year | 9.577 | 5% | 9.0982
30922 | Belden Wire | C5F1106011 | PATCHCORD CAT5EF CMR BLU 11FT | EA |  | 1 Year | 9.977 | 5% | 9.4781
30923 | Belden Wire | C5F1106012 | PATCHCORD CAT5EF CMR BLU 12FT | EA |  | 1 Year | 10.377 | 5% | 9.8582
30924 | Belden Wire | C5F1106013 | PATCHCORD CAT5EF CMR BLU 13FT | EA |  | 1 Year | 10.777 | 5% | 10.2381
30925 | Belden Wire | C5F1106014 | PATCHCORD CAT5EF CMR BLU 14FT | EA |  | 1 Year | 11.177 | 5% | 10.6181
30926 | Belden Wire | C5F1106015 | PATCHCORD CAT5EF CMR BLU 15FT | EA |  | 1 Year | 11.577 | 5% | 10.9981
30927 | Belden Wire | C5F1106020 | PATCHCORD CAT5EF CMR BLU 20FT | EA |  | 1 Year | 13.577 | 5% | 12.8981
30928 | Belden Wire | C5F1106025 | PATCHCORD CAT5EF CMR BLU 25FT | EA |  | 1 Year | 15.577 | 5% | 14.7981
30929 | Belden Wire | C5F1106027 | PATCHCORD CAT5EF CMR BLU 27FT | EA |  | 1 Year | 16.377 | 5% | 15.5581
30930 | Belden Wire | C5F1106066 | PATCHCORD CAT5EF CMR BLU 66FT | EA |  | 1 Year | 31.977 | 5% | 30.3781
30931 | Belden Wire | C5F1106082 | PATCHCORD CAT5EF CMR BLU 82FT | EA |  | 1 Year | 38.377 | 5% | 36.4582
30932 | Belden Wire | C5F1106100 | PATCHCORD CAT5EF CMR BLU 100FT | EA |  | 1 Year | 45.577 | 5% | 43.2981
30933 | Belden Wire | C5F1108001 | PATCHCORD CAT5EF CMR GRY 1FT | EA |  | 1 Year | 5.977 | 5% | 5.6782
30934 | Belden Wire | C5F1108002 | PATCHCORD CAT5EF CMR GRY 2FT | EA |  | 1 Year | 6.377 | 5% | 6.0581
30935 | Belden Wire | C5F1108003 | PATCHCORD CAT5EF CMR GRY 3FT | EA |  | 1 Year | 6.777 | 5% | 6.4382
30936 | Belden Wire | C5F1108004 | PATCHCORD CAT5EF CMR GRY 4FT | EA |  | 1 Year | 7.177 | 5% | 6.8181
30937 | Belden Wire | C5F1108005 | PATCHCORD CAT5EF CMR GRY 5FT | EA |  | 1 Year | 7.577 | 5% | 7.1982
30938 | Belden Wire | C5F1108006 | PATCHCORD CAT5EF CMR GRY 6FT | EA |  | 1 Year | 7.977 | 5% | 7.5781
30939 | Belden Wire | C5F1108007 | PATCHCORD CAT5EF CMR GRY 7FT | EA |  | 1 Year | 8.377 | 5% | 7.9581
30940 | Belden Wire | C5F1108008 | PATCHCORD CAT5EF CMR GRY 8FT | EA |  | 1 Year | 8.777 | 5% | 8.3381
30941 | Belden Wire | C5F1108009 | PATCHCORD CAT5EF CMR GRY 9FT | EA |  | 1 Year | 9.177 | 5% | 8.7181
30942 | Belden Wire | C5F1108010 | PATCHCORD CAT5EF CMR GRY 10FT | EA |  | 1 Year | 9.577 | 5% | 9.0982
30943 | Belden Wire | C5F1108011 | PATCHCORD CAT5EF CMR GRY 11FT | EA |  | 1 Year | 9.977 | 5% | 9.4781
30944 | Belden Wire | C5F1108012 | PATCHCORD CAT5EF CMR GRY 12FT | EA |  | 1 Year | 10.377 | 5% | 9.8582
30945 | Belden Wire | C5F1108013 | PATCHCORD CAT5EF CMR GRY 13FT | EA |  | 1 Year | 10.777 | 5% | 10.2381
30946 | Belden Wire | C5F1108014 | PATCHCORD CAT5EF CMR GRY 14FT | EA |  | 1 Year | 11.177 | 5% | 10.6181
30947 | Belden Wire | C5F1108015 | PATCHCORD CAT5EF CMR GRY 15FT | EA |  | 1 Year | 11.577 | 5% | 10.9981
30948 | Belden Wire | C5F1108020 | PATCHCORD CAT5EF CMR GRY 20FT | EA |  | 1 Year | 13.577 | 5% | 12.8981
30949 | Belden Wire | C5F1108025 | PATCHCORD CAT5EF CMR GRY 25FT | EA |  | 1 Year | 15.577 | 5% | 14.7981
30950 | Belden Wire | C5F1108050 | PATCHCORD CAT5EF CMR GRY 50FT | EA |  | 1 Year | 25.577 | 5% | 24.2981
30951 | Belden Wire | C5F1108095 | PATCHCORD CAT5EF CMR GRY 95FT | EA |  | 1 Year | 43.577 | 5% | 41.3981
30952 | Belden Wire | C5F1109001 | PATCHCORD CAT5EF CMR WHT 1FT | EA |  | 1 Year | 5.977 | 5% | 5.6782
30953 | Belden Wire | C5F1109002 | PATCHCORD CAT5EF CMR WHT 2FT | EA |  | 1 Year | 6.377 | 5% | 6.0581
30954 | Belden Wire | C5F1109003 | PATCHCORD CAT5EF CMR WHT 3FT | EA |  | 1 Year | 6.777 | 5% | 6.4382
30955 | Belden Wire | C5F1109004 | PATCHCORD CAT5EF CMR WHT 4FT | EA |  | 1 Year | 7.177 | 5% | 6.8181
30956 | Belden Wire | C5F1109005 | PATCHCORD CAT5EF CMR WHT 5FT | EA |  | 1 Year | 7.577 | 5% | 7.1982
30957 | Belden Wire | C5F1109006 | PATCHCORD CAT5EF CMR WHT 6FT | EA |  | 1 Year | 7.977 | 5% | 7.5781
30958 | Belden Wire | C5F1109007 | PATCHCORD CAT5EF CMR WHT 7FT | EA |  | 1 Year | 8.377 | 5% | 7.9581
30959 | Belden Wire | C5F1109008 | PATCHCORD CAT5EF CMR WHT 8FT | EA |  | 1 Year | 8.777 | 5% | 8.3381
30960 | Belden Wire | C5F1109009 | PATCHCORD CAT5EF CMR WHT 9FT | EA |  | 1 Year | 9.177 | 5% | 8.7181
30961 | Belden Wire | C5F1109010 | PATCHCORD CAT5EF CMR WHT 10FT | EA |  | 1 Year | 9.577 | 5% | 9.0982
30962 | Belden Wire | C5F1109011 | PATCHCORD CAT5EF CMR WHT 11FT | EA |  | 1 Year | 9.977 | 5% | 9.4781
30963 | Belden Wire | C5F1109012 | PATCHCORD CAT5EF CMR WHT 12FT | EA |  | 1 Year | 10.377 | 5% | 9.8582
30964 | Belden Wire | C5F1109013 | PATCHCORD CAT5EF CMR WHT 13FT | EA |  | 1 Year | 10.777 | 5% | 10.2381
30965 | Belden Wire | C5F1109014 | PATCHCORD CAT5EF CMR WHT 14FT | EA |  | 1 Year | 11.177 | 5% | 10.6181
30966 | Belden Wire | C5F1109015 | PATCHCORD CAT5EF CMR WHT 15FT | EA |  | 1 Year | 11.577 | 5% | 10.9981
30967 | Belden Wire | C5F1109020 | PATCHCORD CAT5EF CMR WHT 20FT | EA |  | 1 Year | 13.577 | 5% | 12.8981
30968 | Belden Wire | C5F1109025 | PATCHCORD CAT5EF CMR WHT 25FT | EA |  | 1 Year | 15.577 | 5% | 14.7981
30969 | Belden Wire | C5F1109050 | PATCHCORD CAT5EF CMR WHT 50FT | EA |  | 1 Year | 25.577 | 5% | 24.2981
30970 | Belden Wire | C5F1206015 | PIGTAIL CAT5EF CMR BLU 15FT | EA |  | 1 Year | 9.9039 | 5% | 9.4087
30971 | Belden Wire | C5F1206020 | PIGTAIL CAT5EF CMR BLU 20FT | EA |  | 1 Year | 11.9039 | 5% | 11.3087
30972 | Belden Wire | C5F1206025 | PIGTAIL CAT5EF CMR BLU 25FT | EA |  | 1 Year | 13.9039 | 5% | 13.2087
30973 | Belden Wire | C5F1206030 | PIGTAIL CAT5EF CMR BLU 30FT | EA |  | 1 Year | 15.9039 | 5% | 15.1087
30974 | Belden Wire | C5F1206035 | PIGTAIL CAT5EF CMR BLU 35FT | EA |  | 1 Year | 17.9039 | 5% | 17.0087
30975 | Belden Wire | C5F1206040 | PIGTAIL CAT5EF CMR BLU 40FT | EA |  | 1 Year | 19.9039 | 5% | 18.9087
30976 | Belden Wire | C5F1206045 | PIGTAIL CAT5EF CMR BLU 45FT | EA |  | 1 Year | 21.9039 | 5% | 20.8087
30977 | Belden Wire | C5F1206050 | PIGTAIL CAT5EF CMR BLU 50FT | EA |  | 1 Year | 23.9039 | 5% | 22.7087
30978 | Belden Wire | C5F1206055 | PIGTAIL CAT5EF CMR BLU 55FT | EA |  | 1 Year | 25.9039 | 5% | 24.6087
30979 | Belden Wire | C5F1206060 | PIGTAIL CAT5EF CMR BLU 60FT | EA |  | 1 Year | 27.9039 | 5% | 26.5087
30980 | Belden Wire | C5F1206065 | PIGTAIL CAT5EF CMR BLU 65FT | EA |  | 1 Year | 29.9039 | 5% | 28.4087
30981 | Belden Wire | C5F1206070 | PIGTAIL CAT5EF CMR BLU 70FT | EA |  | 1 Year | 31.9039 | 5% | 30.3087
30982 | Belden Wire | C5F1206075 | PIGTAIL CAT5EF CMR BLU 75FT | EA |  | 1 Year | 33.9039 | 5% | 32.2087
30983 | Belden Wire | C5F1206080 | PIGTAIL CAT5EF CMR BLU 80FT | EA |  | 1 Year | 35.9039 | 5% | 34.1087
30984 | Belden Wire | C5F1206085 | PIGTAIL CAT5EF CMR BLU 85FT | EA |  | 1 Year | 37.9039 | 5% | 36.0087
30985 | Belden Wire | C5F1206090 | PIGTAIL CAT5EF CMR BLU 90FT | EA |  | 1 Year | 39.9039 | 5% | 37.9087
30986 | Belden Wire | C5F1206095 | PIGTAIL CAT5EF CMR BLU 95FT | EA |  | 1 Year | 41.9039 | 5% | 39.8087
30987 | Belden Wire | C5F1206100 | PIGTAIL CAT5EF CMR BLU 100FT | EA |  | 1 Year | 43.9039 | 5% | 41.7087
30988 | Belden Wire | C5F1208015 | PIGTAIL CAT5EF CMR GRY 15FT | EA |  | 1 Year | 9.9039 | 5% | 9.4087
30989 | Belden Wire | C5F1208020 | PIGTAIL CAT5EF CMR GRY 20FT | EA |  | 1 Year | 11.9039 | 5% | 11.3087
30990 | Belden Wire | C5F1208025 | PIGTAIL CAT5EF CMR GRY 25FT | EA |  | 1 Year | 13.9039 | 5% | 13.2087
30991 | Belden Wire | C5F1208030 | PIGTAIL CAT5EF CMR GRY 30FT | EA |  | 1 Year | 15.9039 | 5% | 15.1087
30992 | Belden Wire | C5F1208035 | PIGTAIL CAT5EF CMR GRY 35FT | EA |  | 1 Year | 17.9039 | 5% | 17.0087
30993 | Belden Wire | C5F1208040 | PIGTAIL CAT5EF CMR GRY 40FT | EA |  | 1 Year | 19.9039 | 5% | 18.9087
30994 | Belden Wire | C5F1208045 | PIGTAIL CAT5EF CMR GRY 45FT | EA |  | 1 Year | 21.9039 | 5% | 20.8087
30995 | Belden Wire | C5F1208050 | PIGTAIL CAT5EF CMR GRY 50FT | EA |  | 1 Year | 23.9039 | 5% | 22.7087
30996 | Belden Wire | C5F1208055 | PIGTAIL CAT5EF CMR GRY 55FT | EA |  | 1 Year | 25.9039 | 5% | 24.6087
30997 | Belden Wire | C5F1208060 | PIGTAIL CAT5EF CMR GRY 60FT | EA |  | 1 Year | 27.9039 | 5% | 26.5087
30998 | Belden Wire | C5F1208065 | PIGTAIL CAT5EF CMR GRY 65FT | EA |  | 1 Year | 29.9039 | 5% | 28.4087
30999 | Belden Wire | C5F1208070 | PIGTAIL CAT5EF CMR GRY 70FT | EA |  | 1 Year | 31.9039 | 5% | 30.3087
31000 | Belden Wire | C5F1208075 | PIGTAIL CAT5EF CMR GRY 75FT | EA |  | 1 Year | 33.9039 | 5% | 32.2087
31001 | Belden Wire | C5F1208080 | PIGTAIL CAT5EF CMR GRY 80FT | EA |  | 1 Year | 35.9039 | 5% | 34.1087
31002 | Belden Wire | C5F1208085 | PIGTAIL CAT5EF CMR GRY 85FT | EA |  | 1 Year | 37.9039 | 5% | 36.0087
31003 | Belden Wire | C5F1208090 | PIGTAIL CAT5EF CMR GRY 90FT | EA |  | 1 Year | 39.9039 | 5% | 37.9087
31004 | Belden Wire | C5F1208095 | PIGTAIL CAT5EF CMR GRY 95FT | EA |  | 1 Year | 41.9039 | 5% | 39.8087
31005 | Belden Wire | C5F1208100 | PIGTAIL CAT5EF CMR GRY 100FT | EA |  | 1 Year | 43.9039 | 5% | 41.7087
31006 | Belden Wire | C5F1306015 | PIGTAIL CAT5EF CMR BLU 15FT | EA |  | 1 Year | 9.9039 | 5% | 9.4087
31007 | Belden Wire | C5F1306020 | PIGTAIL CAT5EF CMR BLU 20FT | EA |  | 1 Year | 11.9039 | 5% | 11.3087
31008 | Belden Wire | C5F1306025 | PIGTAIL CAT5EF CMR BLU 25FT | EA |  | 1 Year | 13.9039 | 5% | 13.2087
31009 | Belden Wire | C5F1306030 | PIGTAIL CAT5EF CMR BLU 30FT | EA |  | 1 Year | 15.9039 | 5% | 15.1087
31010 | Belden Wire | C5F1306035 | PIGTAIL CAT5EF CMR BLU 35FT | EA |  | 1 Year | 17.9039 | 5% | 17.0087
31011 | Belden Wire | C5F1306040 | PIGTAIL CAT5EF CMR BLU 40FT | EA |  | 1 Year | 19.9039 | 5% | 18.9087
31012 | Belden Wire | C5F1306045 | PIGTAIL CAT5EF CMR BLU 45FT | EA |  | 1 Year | 21.9039 | 5% | 20.8087
31013 | Belden Wire | C5F1306050 | PIGTAIL CAT5EF CMR BLU 50FT | EA |  | 1 Year | 23.9039 | 5% | 22.7087
31014 | Belden Wire | C5F1306055 | PIGTAIL CAT5EF CMR BLU 55FT | EA |  | 1 Year | 25.9039 | 5% | 24.6087
31015 | Belden Wire | C5F1306060 | PIGTAIL CAT5EF CMR BLU 60FT | EA |  | 1 Year | 27.9039 | 5% | 26.5087
31016 | Belden Wire | C5F1306065 | PIGTAIL CAT5EF CMR BLU 65FT | EA |  | 1 Year | 29.9039 | 5% | 28.4087
31017 | Belden Wire | C5F1306070 | PIGTAIL CAT5EF CMR BLU 70FT | EA |  | 1 Year | 31.9039 | 5% | 30.3087
31018 | Belden Wire | C5F1306075 | PIGTAIL CAT5EF CMR BLU 75FT | EA |  | 1 Year | 33.9039 | 5% | 32.2087
31019 | Belden Wire | C5F1306080 | PIGTAIL CAT5EF CMR BLU 80FT | EA |  | 1 Year | 35.9039 | 5% | 34.1087
31020 | Belden Wire | C5F1306085 | PIGTAIL CAT5EF CMR BLU 85FT | EA |  | 1 Year | 37.9039 | 5% | 36.0087
31021 | Belden Wire | C5F1306090 | PIGTAIL CAT5EF CMR BLU 90FT | EA |  | 1 Year | 39.9039 | 5% | 37.9087
31022 | Belden Wire | C5F1306095 | PIGTAIL CAT5EF CMR BLU 95FT | EA |  | 1 Year | 41.9039 | 5% | 39.8087
31023 | Belden Wire | C5F1306100 | PIGTAIL CAT5EF CMR BLU 100FT | EA |  | 1 Year | 43.9039 | 5% | 41.7087
31024 | Belden Wire | C5F1308015 | PIGTAIL CAT5EF CMR GRY 15FT | EA |  | 1 Year | 9.9039 | 5% | 9.4087
31025 | Belden Wire | C5F1308020 | PIGTAIL CAT5EF CMR GRY 20FT | EA |  | 1 Year | 11.9039 | 5% | 11.3087
31026 | Belden Wire | C5F1308025 | PIGTAIL CAT5EF CMR GRY 25FT | EA |  | 1 Year | 13.9039 | 5% | 13.2087
31027 | Belden Wire | C5F1308030 | PIGTAIL CAT5EF CMR GRY 30FT | EA |  | 1 Year | 15.9039 | 5% | 15.1087
31028 | Belden Wire | C5F1308035 | PIGTAIL CAT5EF CMR GRY 35FT | EA |  | 1 Year | 17.9039 | 5% | 17.0087
31029 | Belden Wire | C5F1308040 | PIGTAIL CAT5EF CMR GRY 40FT | EA |  | 1 Year | 19.9039 | 5% | 18.9087
31030 | Belden Wire | C5F1308045 | PIGTAIL CAT5EF CMR GRY 45FT | EA |  | 1 Year | 21.9039 | 5% | 20.8087
31031 | Belden Wire | C5F1308050 | PIGTAIL CAT5EF CMR GRY 50FT | EA |  | 1 Year | 23.9039 | 5% | 22.7087
31032 | Belden Wire | C5F1308055 | PIGTAIL CAT5EF CMR GRY 55FT | EA |  | 1 Year | 25.9039 | 5% | 24.6087
31033 | Belden Wire | C5F1308060 | PIGTAIL CAT5EF CMR GRY 60FT | EA |  | 1 Year | 27.9039 | 5% | 26.5087
31034 | Belden Wire | C5F1308065 | PIGTAIL CAT5EF CMR GRY 65FT | EA |  | 1 Year | 29.9039 | 5% | 28.4087
31035 | Belden Wire | C5F1308070 | PIGTAIL CAT5EF CMR GRY 70FT | EA |  | 1 Year | 31.9039 | 5% | 30.3087
31036 | Belden Wire | C5F1308075 | PIGTAIL CAT5EF CMR GRY 75FT | EA |  | 1 Year | 33.9039 | 5% | 32.2087
31037 | Belden Wire | C5F1308080 | PIGTAIL CAT5EF CMR GRY 80FT | EA |  | 1 Year | 35.9039 | 5% | 34.1087
31038 | Belden Wire | C5F1308085 | PIGTAIL CAT5EF CMR GRY 85FT | EA |  | 1 Year | 37.9039 | 5% | 36.0087
31039 | Belden Wire | C5F1308090 | PIGTAIL CAT5EF CMR GRY 90FT | EA |  | 1 Year | 39.9039 | 5% | 37.9087
31040 | Belden Wire | C5F1308095 | PIGTAIL CAT5EF CMR GRY 95FT | EA |  | 1 Year | 41.9039 | 5% | 39.8087
31041 | Belden Wire | C5F1308100 | PIGTAIL CAT5EF CMR GRY 100FT | EA |  | 1 Year | 43.9039 | 5% | 41.7087
31042 | Belden Wire | C5F1409025 | XOVERCORD CAT5EF CMR WHT 25FT | EA |  | 1 Year | 15.577 | 5% | 14.7981
31043 | Belden Wire | C5PFCF-B25 | CAT5E FIELD CRIMPED PLUG KIT | EA |  | 1 Year | 74.7823 | 5% | 71.0432
31044 | Belden Wire | C601100001 | PATCHCORD BCAT6+ CMR BLK 1FT | EA |  | 1 Year | 8.3325 | 5% | 7.9159
31045 | Belden Wire | C601100002 | PATCHCORD BCAT6+ CMR BLK 2FT | EA |  | 1 Year | 8.8 | 5% | 8.36
31046 | Belden Wire | C601100003 | PATCHCORD BCAT6+ CMR BLK 3FT | EA |  | 1 Year | 9.2675 | 5% | 8.8041
31047 | Belden Wire | C601100004 | PATCHCORD BCAT6+ CMR BLK 4FT | EA |  | 1 Year | 9.735 | 5% | 9.2482
31048 | Belden Wire | C601100005 | PATCHCORD BCAT6+ CMR BLK 5FT | EA |  | 1 Year | 10.2025 | 5% | 9.6924
31049 | Belden Wire | C601100006 | PATCHCORD BCAT6+ CMR BLK 6FT | EA |  | 1 Year | 10.67 | 5% | 10.1365
31050 | Belden Wire | C601100006A06 | 3600 PRE-TERM ASSY BLK 6FT | EA |  | 1 Year | 89.958 | 5% | 85.4601
31051 | Belden Wire | C601100006A08 | 8P HARNESS B3600 CMR BLK 6FT | EA |  | 1 Year | 117.7 | 5% | 111.815
31052 | Belden Wire | C601100007 | PATCHCORD BCAT6+ CMR BLK 7FT | EA |  | 1 Year | 11.1375 | 5% | 10.5806
31053 | Belden Wire | C601100007A06 | 3600 PRE-TERM ASSY, BK, 7FT, | EA |  | 1 Year | 94.7265 | 5% | 89.9902
31054 | Belden Wire | C601100007A08 | 8P HARNESS B3600 CMR BLK 7FT | EA |  | 1 Year | 123.684 | 5% | 117.4998
31055 | Belden Wire | C601100008 | PATCHCORD BCAT6+ CMR BLK 8FT | EA |  | 1 Year | 11.605 | 5% | 11.0247
31056 | Belden Wire | C601100008A06 | 3600 PRE-TERM ASSY, BK, 8FT, | EA |  | 1 Year | 99.495 | 5% | 94.5203
31057 | Belden Wire | C601100008A08 | 8P HARNESS B3600 CMR BLK 8FT | EA |  | 1 Year | 129.668 | 5% | 123.1846
31058 | Belden Wire | C601100009 | PATCHCORD BCAT6+ CMR BLK 9FT | EA |  | 1 Year | 12.0725 | 5% | 11.4689
31059 | Belden Wire | C601100009A06 | 3600 PRE-TERM ASSY BLK 9FT | EA |  | 1 Year | 104.2635 | 5% | 99.0503
31060 | Belden Wire | C601100009A08 | 8P HARNESS B3600 CMR BLK 9FT | EA |  | 1 Year | 135.652 | 5% | 128.8694
31061 | Belden Wire | C601100010 | PATCHCORD BCAT6+ CMR BLK 10FT | EA |  | 1 Year | 12.54 | 5% | 11.913
31062 | Belden Wire | C601100010A06 | 3600 PRE-TERM ASSY BLK 10FT | EA |  | 1 Year | 109.032 | 5% | 103.5804
31063 | Belden Wire | C601100010A08 | 8P HARNESS B3600 CMR BLK 10FT | EA |  | 1 Year | 141.636 | 5% | 134.5542
31064 | Belden Wire | C601100011 | PATCHCORD BCAT6+ CMR BLK 11FT | EA |  | 1 Year | 13.0075 | 5% | 12.3571
31065 | Belden Wire | C601100011A06 | 3600 PRE-TERM ASSY BLK 11FT | EA |  | 1 Year | 113.8005 | 5% | 108.1105
31066 | Belden Wire | C601100011A08 | 8P HARNESS B3600 CMR BLK 11FT | EA |  | 1 Year | 147.62 | 5% | 140.239
31067 | Belden Wire | C601100012 | PATCHCORD BCAT6+ CMR BLK 12FT | EA |  | 1 Year | 13.475 | 5% | 12.8012
31068 | Belden Wire | C601100012A06 | 3600 PRE-TERM ASSY BLK 12FT | EA |  | 1 Year | 118.569 | 5% | 112.6405
31069 | Belden Wire | C601100012A08 | 8P HARNESS B3600 CMR BLK 12FT | EA |  | 1 Year | 153.604 | 5% | 145.9238
31070 | Belden Wire | C601100013 | PATCHCORD BCAT6+ CMR BLK 13FT | EA |  | 1 Year | 13.9425 | 5% | 13.2454
31071 | Belden Wire | C601100013A06 | 3600 PRE-TERM ASSY BLK 13FT | EA |  | 1 Year | 123.3375 | 5% | 117.1706
31072 | Belden Wire | C601100013A08 | 8P HARNESS B3600 CMR BLK 13FT | EA |  | 1 Year | 159.588 | 5% | 151.6086
31073 | Belden Wire | C601100014 | PATCHCORD BCAT6+ CMR BLK 14FT | EA |  | 1 Year | 14.41 | 5% | 13.6895
31074 | Belden Wire | C601100014A06 | 3600 PRE-TERM ASSY BLK 14FT | EA |  | 1 Year | 128.106 | 5% | 121.7007
31075 | Belden Wire | C601100014A08 | 8P HARNESS B3600 CMR BLK 14FT | EA |  | 1 Year | 165.572 | 5% | 157.2934
31076 | Belden Wire | C601100015 | PATCHCORD BCAT6+ CMR BLK 15FT | EA |  | 1 Year | 14.8775 | 5% | 14.1336
31077 | Belden Wire | C601100015A06 | 3600 PRE-TERM ASSY BLK 15FT | EA |  | 1 Year | 132.8745 | 5% | 126.2308
31078 | Belden Wire | C601100015A08 | 8P HARNESS B3600 CMR BLK 15FT | EA |  | 1 Year | 171.556 | 5% | 162.9782
31079 | Belden Wire | C601100016 | PATCHCORD BCAT6+ CMR BLK 16FT | EA |  | 1 Year | 15.345 | 5% | 14.5777
31080 | Belden Wire | C601100016A06 | 3600 PRE-TERM ASSY BLK 16FT | EA |  | 1 Year | 137.643 | 5% | 130.7609
31081 | Belden Wire | C601100016A08 | 8P HARNESS B3600 CMR BLK 16FT | EA |  | 1 Year | 177.54 | 5% | 168.663
31082 | Belden Wire | C601100017 | PATCHCORD BCAT6+ CMR BLK 17FT | EA |  | 1 Year | 15.8125 | 5% | 15.0219
31083 | Belden Wire | C601100017A06 | 3600 PRE-TERM ASSY BLK 17FT | EA |  | 1 Year | 142.4115 | 5% | 135.2909
31084 | Belden Wire | C601100017A08 | 8P HARNESS B3600 CMR BLK 17FT | EA |  | 1 Year | 183.524 | 5% | 174.3478
31085 | Belden Wire | C601100018 | PATCHCORD BCAT6+ CMR BLK 18FT | EA |  | 1 Year | 16.28 | 5% | 15.466
31086 | Belden Wire | C601100018A06 | 3600 PRE-TERM ASSY BLK 18FT | EA |  | 1 Year | 147.18 | 5% | 139.821
31087 | Belden Wire | C601100018A08 | 8P HARNESS B3600 CMR BLK 18FT | EA |  | 1 Year | 189.508 | 5% | 180.0326
31088 | Belden Wire | C601100019 | PATCHCORD BCAT6+ CMR BLK 19FT | EA |  | 1 Year | 16.7475 | 5% | 15.9101
31089 | Belden Wire | C601100019A06 | 3600 PRE-TERM ASSY BLK 19FT | EA |  | 1 Year | 151.9485 | 5% | 144.3511
31090 | Belden Wire | C601100019A08 | 8P HARNESS B3600 CMR BLK 19FT | EA |  | 1 Year | 195.492 | 5% | 185.7174
31091 | Belden Wire | C601100020 | PATCHCORD BCAT6+ CMR BLK 20FT | EA |  | 1 Year | 17.215 | 5% | 16.3543
31092 | Belden Wire | C601100020A06 | 3600 PRE-TERM ASSY BLK 20FT | EA |  | 1 Year | 156.717 | 5% | 148.8812
31093 | Belden Wire | C601100020A08 | 8P HARNESS B3600 CMR BLK 20FT | EA |  | 1 Year | 201.476 | 5% | 191.4022
31094 | Belden Wire | C601100021 | PATCHCORD BCAT6+ CMR BLK 21FT | EA |  | 1 Year | 17.6825 | 5% | 16.7984
31095 | Belden Wire | C601100021A06 | 3600 PRE-TERM ASSY BLK 21FT | EA |  | 1 Year | 161.4855 | 5% | 153.4112
31096 | Belden Wire | C601100021A08 | 8P HARNESS B3600 CMR BLK 21FT | EA |  | 1 Year | 207.46 | 5% | 197.087
31097 | Belden Wire | C601100022 | PATCHCORD BCAT6+ CMR BLK 22FT | EA |  | 1 Year | 18.15 | 5% | 17.2425
31098 | Belden Wire | C601100022A06 | 3600 PRE-TERM ASSY BLK 22FT | EA |  | 1 Year | 166.254 | 5% | 157.9413
31099 | Belden Wire | C601100022A08 | 8P HARNESS B3600 CMR BLK 22FT | EA |  | 1 Year | 213.444 | 5% | 202.7718
31100 | Belden Wire | C601100023 | PATCHCORD BCAT6+ CMR BLK 23FT | EA |  | 1 Year | 18.6175 | 5% | 17.6866
31101 | Belden Wire | C601100023A06 | 3600 PRE-TERM ASSY BLK 23FT | EA |  | 1 Year | 171.0225 | 5% | 162.4714
31102 | Belden Wire | C601100023A08 | 8P HARNESS B3600 CMR BLK 23FT | EA |  | 1 Year | 219.428 | 5% | 208.4566
31103 | Belden Wire | C601100024 | PATCHCORD BCAT6+ CMR BLK 24FT | EA |  | 1 Year | 19.085 | 5% | 18.1307
31104 | Belden Wire | C601100024A06 | 3600 PRE-TERM ASSY BLK 24FT | EA |  | 1 Year | 175.791 | 5% | 167.0014
31105 | Belden Wire | C601100024A08 | 8P HARNESS B3600 CMR BLK 24FT | EA |  | 1 Year | 225.412 | 5% | 214.1414
31106 | Belden Wire | C601100025 | PATCHCORD BCAT6+ CMR BLK 25FT | EA |  | 1 Year | 19.5525 | 5% | 18.5749
31107 | Belden Wire | C601100025A06 | 3600 PRE-TERM ASSY BLK 25FT | EA |  | 1 Year | 180.5595 | 5% | 171.5315
31108 | Belden Wire | C601100025A08 | 8P HARNESS B3600 CMR BLK 25FT | EA |  | 1 Year | 231.396 | 5% | 219.8262
31109 | Belden Wire | C601100025A12 | 12P HARNESS B3600 CMR BLK 25FT | EA |  | 1 Year | 333.069 | 5% | 316.4155
31110 | Belden Wire | C601100026 | PATCHCORD BCAT6+ CMR BLK 26FT | EA |  | 1 Year | 20.02 | 5% | 19.019
31111 | Belden Wire | C601100026A06 | 3600 PRE-TERM ASSY BLK 26FT | EA |  | 1 Year | 185.328 | 5% | 176.0616
31112 | Belden Wire | C601100026A08 | 8P HARNESS B3600 CMR BLK 26FT | EA |  | 1 Year | 237.38 | 5% | 225.511
31113 | Belden Wire | C601100027 | PATCHCORD BCAT6+ CMR BLK 27FT | EA |  | 1 Year | 20.4875 | 5% | 19.4631
31114 | Belden Wire | C601100027A06 | 3600 PRE-TERM ASSY BLK 27FT | EA |  | 1 Year | 190.0965 | 5% | 180.5917
31115 | Belden Wire | C601100027A08 | 8P HARNESS B3600 CMR BLK 27FT | EA |  | 1 Year | 243.364 | 5% | 231.1958
31116 | Belden Wire | C601100028 | PATCHCORD BCAT6+ CMR BLK 28FT | EA |  | 1 Year | 20.955 | 5% | 19.9072
31117 | Belden Wire | C601100028A06 | 3600 PRE-TERM ASSY BLK 28FT | EA |  | 1 Year | 194.865 | 5% | 185.1217
31118 | Belden Wire | C601100028A08 | 8P HARNESS B3600 CMR BLK 28FT | EA |  | 1 Year | 249.348 | 5% | 236.8806
31119 | Belden Wire | C601100029 | PATCHCORD BCAT6+ CMR BLK 29FT | EA |  | 1 Year | 21.4225 | 5% | 20.3514
31120 | Belden Wire | C601100029A06 | 3600 PRE-TERM ASSY BLK 29FT | EA |  | 1 Year | 199.6335 | 5% | 189.6518
31121 | Belden Wire | C601100029A08 | 8P HARNESS B3600 CMR BLK 29FT | EA |  | 1 Year | 255.332 | 5% | 242.5654
31122 | Belden Wire | C601100030 | PATCHCORD BCAT6+ CMR BLK 30FT | EA |  | 1 Year | 21.89 | 5% | 20.7955
31123 | Belden Wire | C601100030A06 | 3600 PRE-TERM ASSY BLK 30FT | EA |  | 1 Year | 204.402 | 5% | 194.1819
31124 | Belden Wire | C601100030A08 | 8P HARNESS B3600 CMR BLK 30FT | EA |  | 1 Year | 261.316 | 5% | 248.2502
31125 | Belden Wire | C601100031A06 | 3600 PRE-TERM ASSY BLK 31FT | EA |  | 1 Year | 209.1705 | 5% | 198.712
31126 | Belden Wire | C601100031A08 | 8P HARNESS B3600 CMR BLK 31FT | EA |  | 1 Year | 267.3 | 5% | 253.935
31127 | Belden Wire | C601100032 | PATCHCORD BCAT6+ CMR BLK 32FT | EA |  | 1 Year | 22.825 | 5% | 21.6837
31128 | Belden Wire | C601100032A06 | 3600 PRE-TERM ASSY BLK 32FT | EA |  | 1 Year | 213.939 | 5% | 203.242
31129 | Belden Wire | C601100032A08 | 8P HARNESS B3600 CMR BLK 32FT | EA |  | 1 Year | 273.284 | 5% | 259.6198
31130 | Belden Wire | C601100033 | PATCHCORD BCAT6+ CMR BLK 33FT | EA |  | 1 Year | 23.2925 | 5% | 22.1279
31131 | Belden Wire | C601100033A06 | 3600 PRE-TERM ASSY BLK 33FT | EA |  | 1 Year | 218.7075 | 5% | 207.7721
31132 | Belden Wire | C601100033A08 | 8P HARNESS B3600 CMR BLK 33FT | EA |  | 1 Year | 279.268 | 5% | 265.3046
31133 | Belden Wire | C601100034 | PATCHCORD BCAT6+ CMR BLK 34FT | EA |  | 1 Year | 23.76 | 5% | 22.572
31134 | Belden Wire | C601100034A06 | 3600 PRE-TERM ASSY BLK 34FT | EA |  | 1 Year | 223.476 | 5% | 212.3022
31135 | Belden Wire | C601100034A08 | 8P HARNESS B3600 CMR BLK 34FT | EA |  | 1 Year | 285.252 | 5% | 270.9894
31136 | Belden Wire | C601100035 | PATCHCORD BCAT6+ CMR BLK 35FT | EA |  | 1 Year | 24.2275 | 5% | 23.0161
31137 | Belden Wire | C601100035A06 | 3600 PRE-TERM ASSY BLK 35FT | EA |  | 1 Year | 228.2445 | 5% | 216.8323
31138 | Belden Wire | C601100035A08 | 8P HARNESS B3600 CMR BLK 35FT | EA |  | 1 Year | 291.236 | 5% | 276.6742
31139 | Belden Wire | C601100036 | PATCHCORD BCAT6+ CMR BLK 36FT | EA |  | 1 Year | 24.695 | 5% | 23.4602
31140 | Belden Wire | C601100036A06 | 3600 PRE-TERM ASSY BLK 36FT | EA |  | 1 Year | 233.013 | 5% | 221.3623
31141 | Belden Wire | C601100036A08 | 8P HARNESS B3600 CMR BLK 36FT | EA |  | 1 Year | 297.22 | 5% | 282.359
31142 | Belden Wire | C601100037A06 | 3600 PRE-TERM ASSY BLK 37FT | EA |  | 1 Year | 237.7815 | 5% | 225.8924
31143 | Belden Wire | C601100037A08 | 8P HARNESS B3600 CMR BLK 37FT | EA |  | 1 Year | 303.204 | 5% | 288.0438
31144 | Belden Wire | C601100038A06 | 3600 PRE-TERM ASSY BLK 38FT | EA |  | 1 Year | 242.55 | 5% | 230.4225
31145 | Belden Wire | C601100038A08 | 8P HARNESS B3600 CMR BLK 38FT | EA |  | 1 Year | 309.188 | 5% | 293.7286
31146 | Belden Wire | C601100039A06 | 3600 PRE-TERM ASSY BLK 39FT | EA |  | 1 Year | 247.3185 | 5% | 234.9526
31147 | Belden Wire | C601100039A08 | 8P HARNESS B3600 CMR BLK 39FT | EA |  | 1 Year | 315.172 | 5% | 299.4134
31148 | Belden Wire | C601100040 | PATCHCORD BCAT6+ CMR BLK 40FT | EA |  | 1 Year | 26.565 | 5% | 25.2368
31149 | Belden Wire | C601100040A06 | 3600 PRE-TERM ASSY BLK 40FT | EA |  | 1 Year | 252.087 | 5% | 239.4826
31150 | Belden Wire | C601100040A08 | 8P HARNESS B3600 CMR BLK 40FT | EA |  | 1 Year | 321.156 | 5% | 305.0982
31151 | Belden Wire | C601100041A06 | 3600 PRE-TERM ASSY BLK 41FT | EA |  | 1 Year | 256.8555 | 5% | 244.0127
31152 | Belden Wire | C601100041A08 | 8P HARNESS B3600 CMR BLK 41FT | EA |  | 1 Year | 327.14 | 5% | 310.783
31153 | Belden Wire | C601100042 | PATCHCORD BCAT6+ CMR BLK 42FT | EA |  | 1 Year | 27.5 | 5% | 26.125
31154 | Belden Wire | C601100042A06 | 3600 PRE-TERM ASSY BLK 42FT | EA |  | 1 Year | 261.624 | 5% | 248.5428
31155 | Belden Wire | C601100042A08 | 8P HARNESS B3600 CMR BLK 42FT | EA |  | 1 Year | 333.124 | 5% | 316.4678
31156 | Belden Wire | C601100043A06 | 3600 PRE-TERM ASSY BLK 43FT | EA |  | 1 Year | 266.3925 | 5% | 253.0729
31157 | Belden Wire | C601100043A08 | 8P HARNESS B3600 CMR BLK 43FT | EA |  | 1 Year | 339.108 | 5% | 322.1526
31158 | Belden Wire | C601100044A06 | 3600 PRE-TERM ASSY BLK 44FT | EA |  | 1 Year | 271.161 | 5% | 257.6029
31159 | Belden Wire | C601100044A08 | 8P HARNESS B3600 CMR BLK 44FT | EA |  | 1 Year | 345.092 | 5% | 327.8374
31160 | Belden Wire | C601100045 | PATCHCORD BCAT6+ CMR BLK 45FT | EA |  | 1 Year | 28.9025 | 5% | 27.4574
31161 | Belden Wire | C601100045A06 | 3600 PRE-TERM ASSY BLK 45FT | EA |  | 1 Year | 275.9295 | 5% | 262.133
31162 | Belden Wire | C601100045A08 | 8P HARNESS B3600 CMR BLK 45FT | EA |  | 1 Year | 351.076 | 5% | 333.5222
31163 | Belden Wire | C601100046A06 | 3600 PRE-TERM ASSY BLK 46FT | EA |  | 1 Year | 280.698 | 5% | 266.6631
31164 | Belden Wire | C601100046A08 | 8P HARNESS B3600 CMR BLK 46FT | EA |  | 1 Year | 357.06 | 5% | 339.207
31165 | Belden Wire | C601100047A06 | 3600 PRE-TERM ASSY BLK 47FT | EA |  | 1 Year | 285.4665 | 5% | 271.1932
31166 | Belden Wire | C601100047A08 | 8P HARNESS B3600 CMR BLK 47FT | EA |  | 1 Year | 363.044 | 5% | 344.8918
31167 | Belden Wire | C601100048 | PATCHCORD BCAT6+ CMR BLK 48FT | EA |  | 1 Year | 30.305 | 5% | 28.7897
31168 | Belden Wire | C601100048A06 | 3600 PRE-TERM ASSY BLK 48FT | EA |  | 1 Year | 290.235 | 5% | 275.7233
31169 | Belden Wire | C601100048A08 | 8P HARNESS B3600 CMR BLK 48FT | EA |  | 1 Year | 369.028 | 5% | 350.5766
31170 | Belden Wire | C601100049A06 | 3600 PRE-TERM ASSY BLK 49FT | EA |  | 1 Year | 295.0035 | 5% | 280.2533
31171 | Belden Wire | C601100049A08 | 8P HARNESS B3600 CMR BLK 49FT | EA |  | 1 Year | 375.012 | 5% | 356.2614
31172 | Belden Wire | C601100050 | PATCHCORD BCAT6+ CMR BLK 50FT | EA |  | 1 Year | 31.24 | 5% | 29.678
31173 | Belden Wire | C601100050A06 | 3600 PRE-TERM ASSY BLK 50FT | EA |  | 1 Year | 299.772 | 5% | 284.7834
31174 | Belden Wire | C601100050A08 | 8P HARNESS B3600 CMR BLK 50FT | EA |  | 1 Year | 380.996 | 5% | 361.9462
31175 | Belden Wire | C601100050A12 | 12P HARNESS B3600 CMR BLK 50FT | EA |  | 1 Year | 543.444 | 5% | 516.2718
31176 | Belden Wire | C601100051A06 | 3600 PRE-TERM ASSY BLK 51FT | EA |  | 1 Year | 304.5405 | 5% | 289.3135
31177 | Belden Wire | C601100051A08 | 8P HARNESS B3600 CMR BLK 51FT | EA |  | 1 Year | 386.98 | 5% | 367.631
31178 | Belden Wire | C601100052 | PATCHCORD BCAT6+ CMR BLK 52FT | EA |  | 1 Year | 32.175 | 5% | 30.5662
31179 | Belden Wire | C601100052A08 | 8P HARNESS B3600 CMR BLK 52FT | EA |  | 1 Year | 392.964 | 5% | 373.3158
31180 | Belden Wire | C601100053 | PATCHCORD BCAT6+ CMR BLK 53FT | EA |  | 1 Year | 32.6425 | 5% | 31.0104
31181 | Belden Wire | C601100053A06 | 3600 PRE-TERM ASSY BLK 53FT | EA |  | 1 Year | 314.0775 | 5% | 298.3736
31182 | Belden Wire | C601100053A08 | 8P HARNESS B3600 CMR BLK 53FT | EA |  | 1 Year | 398.948 | 5% | 379.0006
31183 | Belden Wire | C601100054A08 | 8P HARNESS B3600 CMR BLK 54FT | EA |  | 1 Year | 404.932 | 5% | 384.6854
31184 | Belden Wire | C601100055 | PATCHCORD BCAT6+ CMR BLK 55FT | EA |  | 1 Year | 33.5775 | 5% | 31.8986
31185 | Belden Wire | C601100055A06 | 3600 PRE-TERM ASSY BLK 55FT | EA |  | 1 Year | 323.6145 | 5% | 307.4338
31186 | Belden Wire | C601100055A08 | 8P HARNESS B3600 CMR BLK 55FT | EA |  | 1 Year | 410.916 | 5% | 390.3702
31187 | Belden Wire | C601100056 | PATCHCORD BCAT6+ CMR BLK 56FT | EA |  | 1 Year | 34.045 | 5% | 32.3428
31188 | Belden Wire | C601100056A08 | 8P HARNESS B3600 CMR BLK 56FT | EA |  | 1 Year | 416.9 | 5% | 396.055
31189 | Belden Wire | C601100056A12 | 12P HARNESS B3600 CMR BLK 56FT | EA |  | 1 Year | 593.934 | 5% | 564.2373
31190 | Belden Wire | C601100057A08 | 8P HARNESS B3600 CMR BLK 57FT | EA |  | 1 Year | 422.884 | 5% | 401.7398
31191 | Belden Wire | C601100058A08 | 8P HARNESS B3600 CMR BLK 58FT | EA |  | 1 Year | 428.868 | 5% | 407.4246
31192 | Belden Wire | C601100059A06 | 3600 PRE-TERM ASSY BLK 59FT | EA |  | 1 Year | 342.6885 | 5% | 325.5541
31193 | Belden Wire | C601100059A08 | 8P HARNESS B3600 CMR BLK 59FT | EA |  | 1 Year | 434.852 | 5% | 413.1094
31194 | Belden Wire | C601100060 | PATCHCORD BCAT6+ CMR BLK 60T | EA |  | 1 Year | 35.915 | 5% | 34.1193
31195 | Belden Wire | C601100060A06 | 3600 PRE-TERM ASSY BLK 60FT | EA |  | 1 Year | 347.457 | 5% | 330.0841
31196 | Belden Wire | C601100060A08 | 8P HARNESS B3600 CMR BLK 60FT | EA |  | 1 Year | 440.836 | 5% | 418.7942
31197 | Belden Wire | C601100061A06 | 3600 PRE-TERM ASSY BLK 61FT | EA |  | 1 Year | 352.2255 | 5% | 334.6142
31198 | Belden Wire | C601100061A08 | 8P HARNESS B3600 CMR BLK 61FT | EA |  | 1 Year | 446.82 | 5% | 424.479
31199 | Belden Wire | C601100062A08 | 8P HARNESS B3600 CMR BLK 62FT | EA |  | 1 Year | 452.804 | 5% | 430.1638
31200 | Belden Wire | C601100063A08 | 8P HARNESS B3600 CMR BLK 63FT | EA |  | 1 Year | 458.788 | 5% | 435.8486
31201 | Belden Wire | C601100064A08 | 8P HARNESS B3600 CMR BLK 64FT | EA |  | 1 Year | 464.772 | 5% | 441.5334
31202 | Belden Wire | C601100065A06 | 3600 PRE-TERM ASSY BLK 65FT | EA |  | 1 Year | 371.2995 | 5% | 352.7345
31203 | Belden Wire | C601100065A08 | 8P HARNESS B3600 CMR BLK 65FT | EA |  | 1 Year | 470.756 | 5% | 447.2182
31204 | Belden Wire | C601100066 | PATCHCORD BCAT6+ CMR BLK 66FT | EA |  | 1 Year | 38.72 | 5% | 36.784
31205 | Belden Wire | C601100066A06 | 3600 PRE-TERM ASSY BLK 66FT | EA |  | 1 Year | 376.068 | 5% | 357.2646
31206 | Belden Wire | C601100066A08 | 8P HARNESS B3600 CMR BLK 66FT | EA |  | 1 Year | 476.74 | 5% | 452.903
31207 | Belden Wire | C601100067A06 | 3600 PRE-TERM ASSY BLK 67FT | EA |  | 1 Year | 380.8365 | 5% | 361.7947
31208 | Belden Wire | C601100067A08 | 8P HARNESS B3600 CMR BLK 67FT | EA |  | 1 Year | 482.724 | 5% | 458.5878
31209 | Belden Wire | C601100068A08 | 8P HARNESS B3600 CMR BLK 68FT | EA |  | 1 Year | 488.708 | 5% | 464.2726
31210 | Belden Wire | C601100069A08 | 8P HARNESS B3600 CMR BLK 69FT | EA |  | 1 Year | 494.692 | 5% | 469.9574
31211 | Belden Wire | C601100070 | PATCHCORD BCAT6+ CMR BLK 70FT | EA |  | 1 Year | 40.59 | 5% | 38.5605
31212 | Belden Wire | C601100070A06 | 3600 PRE-TERM ASSY BLK 70FT | EA |  | 1 Year | 395.142 | 5% | 375.3849
31213 | Belden Wire | C601100070A08 | 8P HARNESS B3600 CMR BLK 70FT | EA |  | 1 Year | 500.676 | 5% | 475.6422
31214 | Belden Wire | C601100071A08 | 8P HARNESS B3600 CMR BLK 71FT | EA |  | 1 Year | 506.66 | 5% | 481.327
31215 | Belden Wire | C601100072A08 | 8P HARNESS B3600 CMR BLK 72FT | EA |  | 1 Year | 512.644 | 5% | 487.0118
31216 | Belden Wire | C601100073A06 | 3600 PRE-TERM ASSY BLK 73FT | EA |  | 1 Year | 409.4475 | 5% | 388.9751
31217 | Belden Wire | C601100073A08 | 8P HARNESS B3600 CMR BLK 73FT | EA |  | 1 Year | 518.628 | 5% | 492.6966
31218 | Belden Wire | C601100074A08 | 8P HARNESS B3600 CMR BLK 74FT | EA |  | 1 Year | 524.612 | 5% | 498.3814
31219 | Belden Wire | C601100075 | PATCHCORD BCAT6+ CMR BLK 75FT | EA |  | 1 Year | 42.9275 | 5% | 40.7811
31220 | Belden Wire | C601100075A06 | 3600 PRE-TERM ASSY BLK 75FT | EA |  | 1 Year | 418.9845 | 5% | 398.0353
31221 | Belden Wire | C601100075A08 | 8P HARNESS B3600 CMR BLK 75FT | EA |  | 1 Year | 530.596 | 5% | 504.0662
31222 | Belden Wire | C601100075A12 | 12P HARNESS B3600 CMR BLK 75FT | EA |  | 1 Year | 753.819 | 5% | 716.128
31223 | Belden Wire | C601100076A08 | 8P HARNESS B3600 CMR BLK 76FT | EA |  | 1 Year | 536.58 | 5% | 509.751
31224 | Belden Wire | C601100077A08 | 8P HARNESS B3600 CMR BLK 77FT | EA |  | 1 Year | 542.564 | 5% | 515.4358
31225 | Belden Wire | C601100078A08 | 8P HARNESS B3600 CMR BLK 78FT | EA |  | 1 Year | 548.548 | 5% | 521.1206
31226 | Belden Wire | C601100079A08 | 8P HARNESS B3600 CMR BLK 79FT | EA |  | 1 Year | 554.532 | 5% | 526.8054
31227 | Belden Wire | C601100080 | PATCHCORD BCAT6+ CMR BLK 80FT | EA |  | 1 Year | 45.265 | 5% | 43.0018
31228 | Belden Wire | C601100080A06 | 3600 PRE-TERM ASSY BLK 80FT | EA |  | 1 Year | 442.827 | 5% | 420.6856
31229 | Belden Wire | C601100080A08 | 8P HARNESS B3600 CMR BLK 80FT | EA |  | 1 Year | 560.516 | 5% | 532.4902
31230 | Belden Wire | C601100081A08 | 8P HARNESS B3600 CMR BLK 81FT | EA |  | 1 Year | 566.5 | 5% | 538.175
31231 | Belden Wire | C601100082A06 | 3600 PRE-TERM ASSY BLK 82FT | EA |  | 1 Year | 452.364 | 5% | 429.7458
31232 | Belden Wire | C601100082A08 | 8P HARNESS B3600 CMR BLK 82FT | EA |  | 1 Year | 572.484 | 5% | 543.8598
31233 | Belden Wire | C601100083A06 | 3600 PRE-TERM ASSY BLK 83FT | EA |  | 1 Year | 457.1325 | 5% | 434.2759
31234 | Belden Wire | C601100083A08 | 8P HARNESS B3600 CMR BLK 83FT | EA |  | 1 Year | 578.468 | 5% | 549.5446
31235 | Belden Wire | C601100084A08 | 8P HARNESS B3600 CMR BLK 84FT | EA |  | 1 Year | 584.452 | 5% | 555.2294
31236 | Belden Wire | C601100085A06 | 3600 PRE-TERM ASSY BLK 85FT | EA |  | 1 Year | 466.6695 | 5% | 443.336
31237 | Belden Wire | C601100085A08 | 8P HARNESS B3600 CMR BLK 85FT | EA |  | 1 Year | 590.436 | 5% | 560.9142
31238 | Belden Wire | C601100086A08 | 8P HARNESS B3600 CMR BLK 86FT | EA |  | 1 Year | 596.42 | 5% | 566.599
31239 | Belden Wire | C601100087A08 | 8P HARNESS B3600 CMR BLK 87FT | EA |  | 1 Year | 602.404 | 5% | 572.2838
31240 | Belden Wire | C601100088A08 | 8P HARNESS B3600 CMR BLK 88FT | EA |  | 1 Year | 608.388 | 5% | 577.9686
31241 | Belden Wire | C601100089A08 | 8P HARNESS B3600 CMR BLK 89FT | EA |  | 1 Year | 614.372 | 5% | 583.6534
31242 | Belden Wire | C601100090 | PATCHCORD BCAT6+ CMR BLK 90FT | EA |  | 1 Year | 49.94 | 5% | 47.443
31243 | Belden Wire | C601100090A06 | 3600 PRE-TERM ASSY BLK 90FT | EA |  | 1 Year | 490.512 | 5% | 465.9864
31244 | Belden Wire | C601100090A08 | 8P HARNESS B3600 CMR BLK 90FT | EA |  | 1 Year | 620.356 | 5% | 589.3382
31245 | Belden Wire | C601100091A08 | 8P HARNESS B3600 CMR BLK 91FT | EA |  | 1 Year | 626.34 | 5% | 595.023
31246 | Belden Wire | C601100092A08 | 8P HARNESS B3600 CMR BLK 92FT | EA |  | 1 Year | 632.324 | 5% | 600.7078
31247 | Belden Wire | C601100093A08 | 8P HARNESS B3600 CMR BLK 93FT | EA |  | 1 Year | 638.308 | 5% | 606.3926
31248 | Belden Wire | C601100094A08 | 8P HARNESS B3600 CMR BLK 94FT | EA |  | 1 Year | 644.292 | 5% | 612.0774
31249 | Belden Wire | C601100095A06 | 3600 PRE-TERM ASSY BLK 95FT | EA |  | 1 Year | 514.3545 | 5% | 488.6368
31250 | Belden Wire | C601100095A08 | 8P HARNESS B3600 CMR BLK 95FT | EA |  | 1 Year | 650.276 | 5% | 617.7622
31251 | Belden Wire | C601100096A08 | 8P HARNESS B3600 CMR BLK 96FT | EA |  | 1 Year | 656.26 | 5% | 623.447
31252 | Belden Wire | C601100097A08 | 8P HARNESS B3600 CMR BLK 97FT | EA |  | 1 Year | 662.244 | 5% | 629.1318
31253 | Belden Wire | C601100098A08 | 8P HARNESS B3600 CMR BLK 98FT | EA |  | 1 Year | 668.228 | 5% | 634.8166
31254 | Belden Wire | C601100099A06 | 3600 PRE-TERM ASSY BLK 99FT | EA |  | 1 Year | 533.4285 | 5% | 506.7571
31255 | Belden Wire | C601100099A08 | 8P HARNESS B3600 CMR BLK 99FT | EA |  | 1 Year | 674.212 | 5% | 640.5014
31256 | Belden Wire | C601100100 | PATCHCORD BCAT6+ CMR BLK 100FT | EA |  | 1 Year | 54.615 | 5% | 51.8843
31257 | Belden Wire | C601100100A06 | 3600 PRE-TERM ASSY BLK 100FT | EA |  | 1 Year | 538.197 | 5% | 511.2871
31258 | Belden Wire | C601100100A08 | 8P HARNESS B3600 CMR BLK 100FT | EA |  | 1 Year | 680.196 | 5% | 646.1862
31259 | Belden Wire | C601100105A06 | 3600 PRE-TERM ASSY BLK 105FT | EA |  | 1 Year | 612.1088 | 5% | 581.5034
31260 | Belden Wire | C601100105A08 | 8P HARNESS B3600 CMR BLK 105FT | EA |  | 1 Year | 772.948 | 5% | 734.3006
31261 | Belden Wire | C601100110A06 | 3600 PRE-TERM ASSY BLK 110FT | EA |  | 1 Year | 638.3355 | 5% | 606.4187
31262 | Belden Wire | C601100110A08 | 8P HARNESS B3600 CMR BLK 110FT | EA |  | 1 Year | 805.86 | 5% | 765.567
31263 | Belden Wire | C601100115A06 | 3600 PRE-TERM ASSY BLK 115FT | EA |  | 1 Year | 664.5623 | 5% | 631.3342
31264 | Belden Wire | C601100115A08 | 8P HARNESS B3600 CMR BLK 115FT | EA |  | 1 Year | 838.772 | 5% | 796.8334
31265 | Belden Wire | C601100120A06 | 3600 PRE-TERM ASSY BLK 120FT | EA |  | 1 Year | 690.789 | 5% | 656.2495
31266 | Belden Wire | C601100120A08 | 8P HARNESS B3600 CMR BLK 120FT | EA |  | 1 Year | 871.684 | 5% | 828.0998
31267 | Belden Wire | C601100122A06 | 3600 PRE-TERM ASSY BLK 122FT | EA |  | 1 Year | 701.2797 | 5% | 666.2157
31268 | Belden Wire | C601100125A06 | 3600 PRE-TERM ASSY BLK 125FT | EA |  | 1 Year | 717.0158 | 5% | 681.165
31269 | Belden Wire | C601100125A08 | 8P HARNESS B3600 CMR BLK 125FT | EA |  | 1 Year | 904.596 | 5% | 859.3662
31270 | Belden Wire | C601100130A06 | 3600 PRE-TERM ASSY BLK 130FT | EA |  | 1 Year | 743.2425 | 5% | 706.0804
31271 | Belden Wire | C601100130A08 | 8P HARNESS B3600 CMR BLK 130FT | EA |  | 1 Year | 937.508 | 5% | 890.6326
31272 | Belden Wire | C601100135A06 | 3600 PRE-TERM ASSY BLK 135FT | EA |  | 1 Year | 769.4693 | 5% | 730.9958
31273 | Belden Wire | C601100135A08 | 8P HARNESS B3600 CMR BLK 135FT | EA |  | 1 Year | 970.42 | 5% | 921.899
31274 | Belden Wire | C601100140A06 | 3600 PRE-TERM ASSY BLK 140FT | EA |  | 1 Year | 795.696 | 5% | 755.9112
31275 | Belden Wire | C601100140A08 | 8P HARNESS B3600 CMR BLK 140FT | EA |  | 1 Year | 1003.332 | 5% | 953.1654
31276 | Belden Wire | C601100145A06 | 3600 PRE-TERM ASSY BLK 145FT | EA |  | 1 Year | 821.9228 | 5% | 780.8267
31277 | Belden Wire | C601100145A08 | 8P HARNESS B3600 CMR BLK 145FT | EA |  | 1 Year | 1036.244 | 5% | 984.4318
31278 | Belden Wire | C601100150 | PATCHCORD BCAT6+ CMR BLK 150FT | EA |  | 1 Year | 85.0025 | 5% | 80.7524
31279 | Belden Wire | C601100150A06 | 3600 PRE-TERM ASSY BLK 150FT | EA |  | 1 Year | 848.1495 | 5% | 805.742
31280 | Belden Wire | C601100150A08 | 8P HARNESS B3600 CMR BLK 150FT | EA |  | 1 Year | 1069.156 | 5% | 1015.6982
31281 | Belden Wire | C601100152A06 | 3600 PRE-TERM ASSY BLK 152FT | EA |  | 1 Year | 858.6402 | 5% | 815.7082
31282 | Belden Wire | C601100155A06 | 3600 PRE-TERM ASSY BLK 155FT | EA |  | 1 Year | 874.3763 | 5% | 830.6575
31283 | Belden Wire | C601100155A08 | 8P HARNESS B3600 CMR BLK 155FT | EA |  | 1 Year | 1102.068 | 5% | 1046.9646
31284 | Belden Wire | C601100160A06 | 3600 PRE-TERM ASSY BLK 160FT | EA |  | 1 Year | 900.603 | 5% | 855.5728
31285 | Belden Wire | C601100160A08 | 8P HARNESS B3600 CMR BLK 160FT | EA |  | 1 Year | 1134.98 | 5% | 1078.231
31286 | Belden Wire | C601100165A06 | 3600 PRE-TERM ASSY BLK 165FT | EA |  | 1 Year | 926.8298 | 5% | 880.4883
31287 | Belden Wire | C601100165A08 | 8P HARNESS B3600 CMR BLK 165FT | EA |  | 1 Year | 1167.892 | 5% | 1109.4974
31288 | Belden Wire | C601100170A06 | 3600 PRE-TERM ASSY BLK 170FT | EA |  | 1 Year | 953.0565 | 5% | 905.4037
31289 | Belden Wire | C601100170A08 | 8P HARNESS B3600 CMR BLK 170FT | EA |  | 1 Year | 1200.804 | 5% | 1140.7638
31290 | Belden Wire | C601100175 | PATCHCORD BCAT6+ CMR BLK 175FT | EA |  | 1 Year | 97.8588 | 5% | 92.9659
31291 | Belden Wire | C601100175A06 | 3600 PRE-TERM ASSY BLK 175FT | EA |  | 1 Year | 979.2833 | 5% | 930.3191
31292 | Belden Wire | C601100175A08 | 8P HARNESS B3600 CMR BLK 175FT | EA |  | 1 Year | 1233.716 | 5% | 1172.0302
31293 | Belden Wire | C601100177A06 | 3600 PRE-TERM ASSY BLK 177FT | EA |  | 1 Year | 989.774 | 5% | 940.2853
31294 | Belden Wire | C601100180A06 | 3600 PRE-TERM ASSY BLK 180FT | EA |  | 1 Year | 1005.51 | 5% | 955.2345
31295 | Belden Wire | C601100180A08 | 8P HARNESS B3600 CMR BLK 180FT | EA |  | 1 Year | 1266.628 | 5% | 1203.2966
31296 | Belden Wire | C601100185A06 | 3600 PRE-TERM ASSY BLK 185FT | EA |  | 1 Year | 1031.7368 | 5% | 980.15
31297 | Belden Wire | C601100185A08 | 8P HARNESS B3600 CMR BLK 185FT | EA |  | 1 Year | 1299.54 | 5% | 1234.563
31298 | Belden Wire | C601100190A06 | 3600 PRE-TERM ASSY BLK 190FT | EA |  | 1 Year | 1057.9635 | 5% | 1005.0653
31299 | Belden Wire | C601100190A08 | 8P HARNESS B3600 CMR BLK 190FT | EA |  | 1 Year | 1332.452 | 5% | 1265.8294
31300 | Belden Wire | C601100195A06 | 3600 PRE-TERM ASSY BLK 195FT | EA |  | 1 Year | 1084.1903 | 5% | 1029.9808
31301 | Belden Wire | C601100195A08 | 8P HARNESS B3600 CMR BLK 195FT | EA |  | 1 Year | 1365.364 | 5% | 1297.0958
31302 | Belden Wire | C601100197A06 | 3600 PRE-TERM ASSY BLK 197FT | EA |  | 1 Year | 1094.681 | 5% | 1039.947
31303 | Belden Wire | C601100200 | PATCHCORD BCAT6+ CMR BLK 200FT | EA |  | 1 Year | 110.715 | 5% | 105.1792
31304 | Belden Wire | C601100200A06 | 3600 PRE-TERM ASSY BLK 200FT | EA |  | 1 Year | 1110.417 | 5% | 1054.8961
31305 | Belden Wire | C601100200A08 | 8P HARNESS B3600 CMR BLK 200FT | EA |  | 1 Year | 1398.276 | 5% | 1328.3622
31306 | Belden Wire | C601100205A06 | 3600 PRE-TERM ASSY BLK 205FT | EA |  | 1 Year | 1185.5209 | 5% | 1126.2449
31307 | Belden Wire | C601100205A08 | 8P HARNESS B3600 CMR BLK 205FT | EA |  | 1 Year | 1492.524 | 5% | 1417.8978
31308 | Belden Wire | C601100210A06 | 3600 PRE-TERM ASSY BLK 210FT | EA |  | 1 Year | 1212.9398 | 5% | 1152.2928
31309 | Belden Wire | C601100210A08 | 8P HARNESS B3600 CMR BLK 210FT | EA |  | 1 Year | 1526.932 | 5% | 1450.5854
31310 | Belden Wire | C601100215A06 | 3600 PRE-TERM ASSY BLK 215FT | EA |  | 1 Year | 1240.3586 | 5% | 1178.3407
31311 | Belden Wire | C601100215A08 | 8P HARNESS B3600 CMR BLK 215FT | EA |  | 1 Year | 1561.34 | 5% | 1483.273
31312 | Belden Wire | C601100220A06 | 3600 PRE-TERM ASSY BLK 220FT | EA |  | 1 Year | 1267.7775 | 5% | 1204.3886
31313 | Belden Wire | C601100220A08 | 8P HARNESS B3600 CMR BLK 220FT | EA |  | 1 Year | 1595.748 | 5% | 1515.9606
31314 | Belden Wire | C601100225A06 | 3600 PRE-TERM ASSY BLK 225FT | EA |  | 1 Year | 1295.1964 | 5% | 1230.4366
31315 | Belden Wire | C601100225A08 | 8P HARNESS B3600 CMR BLK 225FT | EA |  | 1 Year | 1630.156 | 5% | 1548.6482
31316 | Belden Wire | C601100230A06 | 3600 PRE-TERM ASSY BLK 230FT | EA |  | 1 Year | 1322.6153 | 5% | 1256.4845
31317 | Belden Wire | C601100230A08 | 8P HARNESS B3600 CMR BLK 230FT | EA |  | 1 Year | 1664.564 | 5% | 1581.3358
31318 | Belden Wire | C601100235A06 | 3600 PRE-TERM ASSY BLK 235FT | EA |  | 1 Year | 1350.0341 | 5% | 1282.5324
31319 | Belden Wire | C601100235A08 | 8P HARNESS B3600 CMR BLK 235FT | EA |  | 1 Year | 1698.972 | 5% | 1614.0234
31320 | Belden Wire | C601100240A06 | 3600 PRE-TERM ASSY BLK 240FT | EA |  | 1 Year | 1377.453 | 5% | 1308.5803
31321 | Belden Wire | C601100240A08 | 8P HARNESS B3600 CMR BLK 240FT | EA |  | 1 Year | 1733.38 | 5% | 1646.711
31322 | Belden Wire | C601100245A06 | 3600 PRE-TERM ASSY BLK 245FT | EA |  | 1 Year | 1404.8719 | 5% | 1334.6283
31323 | Belden Wire | C601100245A08 | 8P HARNESS B3600 CMR BLK 245FT | EA |  | 1 Year | 1767.788 | 5% | 1679.3986
31324 | Belden Wire | C601100250 | PATCHCORD BCAT6+ CMR BLK 250FT | EA |  | 1 Year | 142.2713 | 5% | 135.1577
31325 | Belden Wire | C601100250A06 | 6P HARNESS B3600 CMR BLK 250FT | EA |  | 1 Year | 1432.2908 | 5% | 1360.6763
31326 | Belden Wire | C601100250A08 | 8P HARNESS B3600 CMR BLK 250FT | EA |  | 1 Year | 1802.196 | 5% | 1712.0862
31327 | Belden Wire | C601100255A06 | 3600 PRE-TERM ASSY BLK 255FT | EA |  | 1 Year | 1459.7096 | 5% | 1386.7241
31328 | Belden Wire | C601100255A08 | 8P HARNESS B3600 CMR BLK 255FT | EA |  | 1 Year | 1836.604 | 5% | 1744.7738
31329 | Belden Wire | C601100260A06 | 3600 PRE-TERM ASSY BLK 260FT | EA |  | 1 Year | 1487.1285 | 5% | 1412.7721
31330 | Belden Wire | C601100260A08 | 8P HARNESS B3600 CMR BLK 260FT | EA |  | 1 Year | 1871.012 | 5% | 1777.4614
31331 | Belden Wire | C601100265A06 | 3600 PRE-TERM ASSY BLK 265FT | EA |  | 1 Year | 1514.5474 | 5% | 1438.82
31332 | Belden Wire | C601100265A08 | 8P HARNESS B3600 CMR BLK 265FT | EA |  | 1 Year | 1905.42 | 5% | 1810.149
31333 | Belden Wire | C601100270A06 | 3600 PRE-TERM ASSY BLK 270FT | EA |  | 1 Year | 1541.9663 | 5% | 1464.868
31334 | Belden Wire | C601100270A08 | 8P HARNESS B3600 CMR BLK 270FT | EA |  | 1 Year | 1939.828 | 5% | 1842.8366
31335 | Belden Wire | C601100275A06 | 3600 PRE-TERM ASSY BLK 275FT | EA |  | 1 Year | 1569.3851 | 5% | 1490.9158
31336 | Belden Wire | C601100275A08 | 8P HARNESS B3600 CMR BLK 275FT | EA |  | 1 Year | 1974.236 | 5% | 1875.5242
31337 | Belden Wire | C601100280A06 | 3600 PRE-TERM ASSY BLK 280FT | EA |  | 1 Year | 1596.804 | 5% | 1516.9638
31338 | Belden Wire | C601100280A08 | 8P HARNESS B3600 CMR BLK 280FT | EA |  | 1 Year | 2008.644 | 5% | 1908.2118
31339 | Belden Wire | C601100285A06 | 3600 PRE-TERM ASSY BLK 285FT | EA |  | 1 Year | 1624.2229 | 5% | 1543.0118
31340 | Belden Wire | C601100285A08 | 8P HARNESS B3600 CMR BLK 285FT | EA |  | 1 Year | 2043.052 | 5% | 1940.8994
31341 | Belden Wire | C601100290A06 | 3600 PRE-TERM ASSY BLK 290FT | EA |  | 1 Year | 1651.6418 | 5% | 1569.0597
31342 | Belden Wire | C601100290A08 | 8P HARNESS B3600 CMR BLK 290FT | EA |  | 1 Year | 2077.46 | 5% | 1973.587
31343 | Belden Wire | C601100295A08 | 8P HARNESS B3600 CMR BLK 295FT | EA |  | 1 Year | 2055.3 | 5% | 1952.535
31344 | Belden Wire | C601101001 | PATCHCORD BCAT6+ CMR BRN 1FT | EA |  | 1 Year | 8.3325 | 5% | 7.9159
31345 | Belden Wire | C601101002 | PATCHCORD BCAT6+ CMR BRN 2FT | EA |  | 1 Year | 8.8 | 5% | 8.36
31346 | Belden Wire | C601101003 | PATCHCORD BCAT6+ CMR BRN 3FT | EA |  | 1 Year | 9.2675 | 5% | 8.8041
31347 | Belden Wire | C601101004 | PATCHCORD BCAT6+ CMR BRN 4FT | EA |  | 1 Year | 9.735 | 5% | 9.2482
31348 | Belden Wire | C601101005 | PATCHCORD BCAT6+ CMR BRN 5FT | EA |  | 1 Year | 10.2025 | 5% | 9.6924
31349 | Belden Wire | C601101006 | PATCHCORD BCAT6+ CMR BRN 6FT | EA |  | 1 Year | 10.67 | 5% | 10.1365
31350 | Belden Wire | C601101007 | PATCHCORD BCAT6+ CMR BRN 7FT | EA |  | 1 Year | 11.1375 | 5% | 10.5806
31351 | Belden Wire | C601101008 | PATCHCORD BCAT6+ CMR BRN 8FT | EA |  | 1 Year | 11.605 | 5% | 11.0247
31352 | Belden Wire | C601101010 | PATCHCORD BCAT6+ CMR BRN 10FT | EA |  | 1 Year | 12.54 | 5% | 11.913
31353 | Belden Wire | C601101015 | PATCHCORD BCAT6+ CMR BRN 15FT | EA |  | 1 Year | 14.8775 | 5% | 14.1336
31354 | Belden Wire | C601101025 | PATCHCORD BCAT6+ CMR BRN 25FT | EA |  | 1 Year | 19.5525 | 5% | 18.5749
31355 | Belden Wire | C601102001 | PATCHCORD BCAT6+ CMR RED 1FT | EA |  | 1 Year | 8.3325 | 5% | 7.9159
31356 | Belden Wire | C601102002 | PATCHCORD BCAT6+ CMR RED 2FT | EA |  | 1 Year | 8.8 | 5% | 8.36
31357 | Belden Wire | C601102003 | PATCHCORD BCAT6+ CMR RED 3FT | EA |  | 1 Year | 9.2675 | 5% | 8.8041
31358 | Belden Wire | C601102004 | PATCHCORD BCAT6+ CMR RED 4FT | EA |  | 1 Year | 9.735 | 5% | 9.2482
31359 | Belden Wire | C601102005 | PATCHCORD BCAT6+ CMR RED 5FT | EA |  | 1 Year | 10.2025 | 5% | 9.6924
31360 | Belden Wire | C601102006 | PATCHCORD BCAT6+ CMR RED 6FT | EA |  | 1 Year | 10.67 | 5% | 10.1365
31361 | Belden Wire | C601102007 | PATCHCORD BCAT6+ CMR RED 7FT | EA |  | 1 Year | 11.1375 | 5% | 10.5806
31362 | Belden Wire | C601102008 | PATCHCORD BCAT6+ CMR RED 8FT | EA |  | 1 Year | 11.605 | 5% | 11.0247
31363 | Belden Wire | C601102009 | PATCHCORD BCAT6+ CMR RED 9FT | EA |  | 1 Year | 12.0725 | 5% | 11.4689
31364 | Belden Wire | C601102010 | PATCHCORD BCAT6+ CMR RED 10FT | EA |  | 1 Year | 12.54 | 5% | 11.913
31365 | Belden Wire | C601102011 | PATCHCORD BCAT6+ CMR RED 11FT | EA |  | 1 Year | 13.0075 | 5% | 12.3571
31366 | Belden Wire | C601102012 | PATCHCORD BCAT6+ CMR RED 12FT | EA |  | 1 Year | 13.475 | 5% | 12.8012
31367 | Belden Wire | C601102013 | PATCHCORD BCAT6+ CMR RED 13FT | EA |  | 1 Year | 13.9425 | 5% | 13.2454
31368 | Belden Wire | C601102014 | PATCHCORD BCAT6+ CMR RED 14FT | EA |  | 1 Year | 14.41 | 5% | 13.6895
31369 | Belden Wire | C601102015 | PATCHCORD BCAT6+ CMR RED 15FT | EA |  | 1 Year | 14.8775 | 5% | 14.1336
31370 | Belden Wire | C601102016 | PATCHCORD BCAT6+ CMR RED 16FT | EA |  | 1 Year | 15.345 | 5% | 14.5777
31371 | Belden Wire | C601102017 | PATCHCORD BCAT6+ CMR RED 17FT | EA |  | 1 Year | 15.8125 | 5% | 15.0219
31372 | Belden Wire | C601102018 | PATCHCORD BCAT6+ CMR RED 18FT | EA |  | 1 Year | 16.28 | 5% | 15.466
31373 | Belden Wire | C601102019 | PATCHCORD BCAT6+ CMR RED 19FT | EA |  | 1 Year | 16.7475 | 5% | 15.9101
31374 | Belden Wire | C601102020 | PATCHCORD BCAT6+ CMR RED 20FT | EA |  | 1 Year | 17.215 | 5% | 16.3543
31375 | Belden Wire | C601102021 | PATCHCORD BCAT6+ CMR RED 21FT | EA |  | 1 Year | 17.6825 | 5% | 16.7984
31376 | Belden Wire | C601102022 | PATCHCORD BCAT6+ CMR RED 22FT | EA |  | 1 Year | 18.15 | 5% | 17.2425
31377 | Belden Wire | C601102024 | PATCHCORD BCAT6+ CMR RED 24FT | EA |  | 1 Year | 19.085 | 5% | 18.1307
31378 | Belden Wire | C601102025 | PATCHCORD BCAT6+ CMR RED 25FT | EA |  | 1 Year | 19.5525 | 5% | 18.5749
31379 | Belden Wire | C601102026 | PATCHCORD BCAT6+ CMR RED 26FT | EA |  | 1 Year | 20.02 | 5% | 19.019
31380 | Belden Wire | C601102028 | PATCHCORD BCAT6+ CMR RED 28FT | EA |  | 1 Year | 20.955 | 5% | 19.9072
31381 | Belden Wire | C601102030 | PATCHCORD BCAT6+ CMR RED 30FT | EA |  | 1 Year | 21.89 | 5% | 20.7955
31382 | Belden Wire | C601102032 | PATCHCORD BCAT6+ CMR RED 32FT | EA |  | 1 Year | 22.825 | 5% | 21.6837
31383 | Belden Wire | C601102033 | PATCHCORD BCAT6+ CMR RED 33FT | EA |  | 1 Year | 23.2925 | 5% | 22.1279
31384 | Belden Wire | C601102034 | PATCHCORD BCAT6+ CMR RED 34FT | EA |  | 1 Year | 23.76 | 5% | 22.572
31385 | Belden Wire | C601102035 | PATCHCORD BCAT6+ CMR RED 35FT | EA |  | 1 Year | 24.2275 | 5% | 23.0161
31386 | Belden Wire | C601102036 | PATCHCORD BCAT6+ CMR RED 36FT | EA |  | 1 Year | 24.695 | 5% | 23.4602
31387 | Belden Wire | C601102038 | PATCHCORD BCAT6+ CMR RED 38FT | EA |  | 1 Year | 25.63 | 5% | 24.3485
31388 | Belden Wire | C601102040 | PATCHCORD BCAT6+ CMR RED 40FT | EA |  | 1 Year | 26.565 | 5% | 25.2368
31389 | Belden Wire | C601102045 | PATCHCORD BCAT6+ CMR RED 45FT | EA |  | 1 Year | 28.9025 | 5% | 27.4574
31390 | Belden Wire | C601102050 | PATCHCORD BCAT6+ CMR RED 50FT | EA |  | 1 Year | 31.24 | 5% | 29.678
31391 | Belden Wire | C601102055 | PATCHCORD BCAT6+ CMR RED 55FT | EA |  | 1 Year | 33.5775 | 5% | 31.8986
31392 | Belden Wire | C601102055A06 | 3600 PRE-TERM ASSY RED 55FT | EA |  | 1 Year | 323.6145 | 5% | 307.4338
31393 | Belden Wire | C601102060 | PATCHCORD BCAT6+ CMR RED 60FT | EA |  | 1 Year | 35.915 | 5% | 34.1193
31394 | Belden Wire | C601102065A06 | 3600 PRE-TERM ASSY RED 65FT | EA |  | 1 Year | 371.2995 | 5% | 352.7345
31395 | Belden Wire | C601102066 | PATCHCORD BCAT6+ CMR RED 66FT | EA |  | 1 Year | 38.72 | 5% | 36.784
31396 | Belden Wire | C601102075 | PATCHCORD BCAT6+ CMR RED 75FT | EA |  | 1 Year | 42.9275 | 5% | 40.7811
31397 | Belden Wire | C601102082 | PATCHCORD BCAT6+ CMR RED 82FT | EA |  | 1 Year | 46.2 | 5% | 43.89
31398 | Belden Wire | C601102100 | PATCHCORD BCAT6+ CMR RED 100FT | EA |  | 1 Year | 54.615 | 5% | 51.8843
31399 | Belden Wire | C601102115 | PATCHCORD BCAT6+ CMR RED 115FT | EA |  | 1 Year | 67.0038 | 5% | 63.6536
31400 | Belden Wire | C601102132 | PATCHCORD BCAT6+ CMR RED 132FT | EA |  | 1 Year | 75.746 | 5% | 71.9587
31401 | Belden Wire | C601102164 | PATCHCORD BCAT6+ CMR RED 164FT | EA |  | 1 Year | 92.202 | 5% | 87.5919
31402 | Belden Wire | C601103001 | PATCHCORD BCAT6+ CMR ORA 1FT | EA |  | 1 Year | 8.3325 | 5% | 7.9159
31403 | Belden Wire | C601103002 | PATCHCORD BCAT6+ CMR ORA 2FT | EA |  | 1 Year | 8.8 | 5% | 8.36
31404 | Belden Wire | C601103003 | PATCHCORD BCAT6+ CMR ORA 3FT | EA |  | 1 Year | 9.2675 | 5% | 8.8041
31405 | Belden Wire | C601103004 | PATCHCORD BCAT6+ CMR ORA 4FT | EA |  | 1 Year | 9.735 | 5% | 9.2482
31406 | Belden Wire | C601103005 | PATCHCORD BCAT6+ CMR ORA 5FT | EA |  | 1 Year | 10.2025 | 5% | 9.6924
31407 | Belden Wire | C601103006 | PATCHCORD BCAT6+ CMR ORA 6FT | EA |  | 1 Year | 10.67 | 5% | 10.1365
31408 | Belden Wire | C601103007 | PATCHCORD BCAT6+ CMR ORA 7FT | EA |  | 1 Year | 11.1375 | 5% | 10.5806
31409 | Belden Wire | C601103008 | PATCHCORD BCAT6+ CMR ORA 8FT | EA |  | 1 Year | 11.605 | 5% | 11.0247
31410 | Belden Wire | C601103009 | PATCHCORD BCAT6+ CMR ORA 9FT | EA |  | 1 Year | 12.0725 | 5% | 11.4689
31411 | Belden Wire | C601103010 | PATCHCORD BCAT6+ CMR ORA 10FT | EA |  | 1 Year | 12.54 | 5% | 11.913
31412 | Belden Wire | C601103011 | PATCHCORD BCAT6+ CMR ORA 11FT | EA |  | 1 Year | 13.0075 | 5% | 12.3571
31413 | Belden Wire | C601103012 | PATCHCORD BCAT6+ CMR ORA 12FT | EA |  | 1 Year | 13.475 | 5% | 12.8012
31414 | Belden Wire | C601103013 | PATCHCORD BCAT6+ CMR ORA 13FT | EA |  | 1 Year | 13.9425 | 5% | 13.2454
31415 | Belden Wire | C601103014 | PATCHCORD BCAT6+ CMR ORA 14FT | EA |  | 1 Year | 14.41 | 5% | 13.6895
31416 | Belden Wire | C601103015 | PATCHCORD BCAT6+ CMR ORA 15FT | EA |  | 1 Year | 14.8775 | 5% | 14.1336
31417 | Belden Wire | C601103016 | PATCHCORD BCAT6+ CMR ORA 16FT | EA |  | 1 Year | 15.345 | 5% | 14.5777
31418 | Belden Wire | C601103017 | PATCHCORD BCAT6+ CMR ORA 17FT | EA |  | 1 Year | 15.8125 | 5% | 15.0219
31419 | Belden Wire | C601103018 | PATCHCORD BCAT6+ CMR ORA 18FT | EA |  | 1 Year | 16.28 | 5% | 15.466
31420 | Belden Wire | C601103019 | PATCHCORD BCAT6+ CMR ORA 19FT | EA |  | 1 Year | 16.7475 | 5% | 15.9101
31421 | Belden Wire | C601103020 | PATCHCORD BCAT6+ CMR ORA 20FT | EA |  | 1 Year | 17.215 | 5% | 16.3543
31422 | Belden Wire | C601103023 | PATCHCORD BCAT6+ CMR ORA 23FT | EA |  | 1 Year | 18.6175 | 5% | 17.6866
31423 | Belden Wire | C601103025 | PATCHCORD BCAT6+ CMR ORA 25FT | EA |  | 1 Year | 19.5525 | 5% | 18.5749
31424 | Belden Wire | C601103026 | PATCHCORD BCAT6+ CMR ORA 26FT | EA |  | 1 Year | 20.02 | 5% | 19.019
31425 | Belden Wire | C601103027 | PATCHCORD BCAT6+ CMR ORA 27FT | EA |  | 1 Year | 20.4875 | 5% | 19.4631
31426 | Belden Wire | C601103028 | PATCHCORD BCAT6+ CMR ORA 28FT | EA |  | 1 Year | 20.955 | 5% | 19.9072
31427 | Belden Wire | C601103029 | PATCHCORD BCAT6+ CMR ORA 29FT | EA |  | 1 Year | 21.4225 | 5% | 20.3514
31428 | Belden Wire | C601103030 | PATCHCORD BCAT6+ CMR ORA 30FT | EA |  | 1 Year | 21.89 | 5% | 20.7955
31429 | Belden Wire | C601103033 | PATCHCORD BCAT6+ CMR ORA 33FT | EA |  | 1 Year | 23.2925 | 5% | 22.1279
31430 | Belden Wire | C601103035 | PATCHCORD BCAT6+ CMR ORA 35FT | EA |  | 1 Year | 24.2275 | 5% | 23.0161
31431 | Belden Wire | C601103040 | PATCHCORD BCAT6+ CMR ORA 40FT | EA |  | 1 Year | 26.565 | 5% | 25.2368
31432 | Belden Wire | C601103045 | PATCHCORD BCAT6+ CMR ORA 45FT | EA |  | 1 Year | 28.9025 | 5% | 27.4574
31433 | Belden Wire | C601103050 | PATCHCORD BCAT6+ CMR ORA 50FT | EA |  | 1 Year | 31.24 | 5% | 29.678
31434 | Belden Wire | C601103055 | PATCHCORD BCAT6+ CMR ORA 55FT | EA |  | 1 Year | 33.5775 | 5% | 31.8986
31435 | Belden Wire | C601103060 | PATCHCORD BCAT6+ CMR ORA 60FT | EA |  | 1 Year | 35.915 | 5% | 34.1193
31436 | Belden Wire | C601103066 | PATCHCORD BCAT6+ CMR ORA 66FT | EA |  | 1 Year | 38.72 | 5% | 36.784
31437 | Belden Wire | C601103075 | PATCHCORD BCAT6+ CMR ORA 75FT | EA |  | 1 Year | 42.9275 | 5% | 40.7811
31438 | Belden Wire | C601103082 | PATCHCORD BCAT6+ CMR ORA 82FT | EA |  | 1 Year | 46.2 | 5% | 43.89
31439 | Belden Wire | C601103090 | PATCHCORD BCAT6+ CMR ORA 90FT | EA |  | 1 Year | 49.94 | 5% | 47.443
31440 | Belden Wire | C601103100 | PATCHCORD BCAT6+ CMR ORA 100FT | EA |  | 1 Year | 54.615 | 5% | 51.8843
31441 | Belden Wire | C601103115 | PATCHCORD BCAT6+ CMR ORA 115FT | EA |  | 1 Year | 67.0038 | 5% | 63.6536
31442 | Belden Wire | C601103125 | PATCHCORD BCAT6+ CMR ORA 125FT | EA |  | 1 Year | 72.1463 | 5% | 68.539
31443 | Belden Wire | C601103132 | PATCHCORD BCAT6+ CMR ORA 132FT | EA |  | 1 Year | 75.746 | 5% | 71.9587
31444 | Belden Wire | C601103150 | PATCHCORD BCAT6+ CMR ORA 150FT | EA |  | 1 Year | 85.0025 | 5% | 80.7524
31445 | Belden Wire | C601103164 | PATCHCORD BCAT6+ CMR ORA 164FT | EA |  | 1 Year | 92.202 | 5% | 87.5919
31446 | Belden Wire | C601103175 | PATCHCORD BCAT6+ CMR ORA 175FT | EA |  | 1 Year | 97.8588 | 5% | 92.9659
31447 | Belden Wire | C601103200 | PATCHCORD BCAT6+ CMR ORA 200FT | EA |  | 1 Year | 110.715 | 5% | 105.1792
31448 | Belden Wire | C601103210 | PATCHCORD BCAT6+ CMR ORA 210FT | EA |  | 1 Year | 120.7663 | 5% | 114.728
31449 | Belden Wire | C601103225 | PATCHCORD BCAT6+ CMR ORA 225FT | EA |  | 1 Year | 128.8306 | 5% | 122.3891
31450 | Belden Wire | C601103250 | PATCHCORD BCAT6+ CMR ORA 250FT | EA |  | 1 Year | 142.2713 | 5% | 135.1577
31451 | Belden Wire | C601103275 | PATCHCORD BCAT6+ CMR ORA 275FT | EA |  | 1 Year | 155.7119 | 5% | 147.9263
31452 | Belden Wire | C601104001 | PATCHCORD BCAT6+ CMR YEL 1FT | EA |  | 1 Year | 8.3325 | 5% | 7.9159
31453 | Belden Wire | C601104002 | PATCHCORD BCAT6+ CMR YEL 2FT | EA |  | 1 Year | 8.8 | 5% | 8.36
31454 | Belden Wire | C601104003 | PATCHCORD BCAT6+ CMR YEL 3FT | EA |  | 1 Year | 9.2675 | 5% | 8.8041
31455 | Belden Wire | C601104004 | PATCHCORD BCAT6+ CMR YEL 4FT | EA |  | 1 Year | 9.735 | 5% | 9.2482
31456 | Belden Wire | C601104005 | PATCHCORD BCAT6+ CMR YEL 5FT | EA |  | 1 Year | 10.2025 | 5% | 9.6924
31457 | Belden Wire | C601104006 | PATCHCORD BCAT6+ CMR YEL 6FT | EA |  | 1 Year | 10.67 | 5% | 10.1365
31458 | Belden Wire | C601104007 | PATCHCORD BCAT6+ CMR YEL 7FT | EA |  | 1 Year | 11.1375 | 5% | 10.5806
31459 | Belden Wire | C601104008 | PATCHCORD BCAT6+ CMR YEL 8FT | EA |  | 1 Year | 11.605 | 5% | 11.0247
31460 | Belden Wire | C601104009 | PATCHCORD BCAT6+ CMR YEL 9FT | EA |  | 1 Year | 12.0725 | 5% | 11.4689
31461 | Belden Wire | C601104010 | PATCHCORD BCAT6+ CMR YEL 10FT | EA |  | 1 Year | 12.54 | 5% | 11.913
31462 | Belden Wire | C601104011 | PATCHCORD BCAT6+ CMR YEL 11FT | EA |  | 1 Year | 13.0075 | 5% | 12.3571
31463 | Belden Wire | C601104012 | PATCHCORD BCAT6+ CMR YE 12FT | EA |  | 1 Year | 13.475 | 5% | 12.8012
31464 | Belden Wire | C601104013 | PATCHCORD BCAT6+ CMR YEL 13FT | EA |  | 1 Year | 13.9425 | 5% | 13.2454
31465 | Belden Wire | C601104014 | PATCHCORD BCAT6+ CMR YEL 14FT | EA |  | 1 Year | 14.41 | 5% | 13.6895
31466 | Belden Wire | C601104014A06 | 3600 PRE-TERM ASSY YEL 14FT | EA |  | 1 Year | 128.106 | 5% | 121.7007
31467 | Belden Wire | C601104015 | PATCHCORD BCAT6+ CMR YEL 15FT | EA |  | 1 Year | 14.8775 | 5% | 14.1336
31468 | Belden Wire | C601104016 | PATCHCORD BCAT6+ CMR YEL 16FT | EA |  | 1 Year | 15.345 | 5% | 14.5777
31469 | Belden Wire | C601104017 | PATCHCORD BCAT6+ CMR YEL 17FT | EA |  | 1 Year | 15.8125 | 5% | 15.0219
31470 | Belden Wire | C601104018 | PATCHCORD BCAT6+ CMR YEL 18FT | EA |  | 1 Year | 16.28 | 5% | 15.466
31471 | Belden Wire | C601104020 | PATCHCORD BCAT6+ CMR YEL 20FT | EA |  | 1 Year | 17.215 | 5% | 16.3543
31472 | Belden Wire | C601104021 | PATCHCORD BCAT6+ CMR YEL 21FT | EA |  | 1 Year | 17.6825 | 5% | 16.7984
31473 | Belden Wire | C601104022 | PATCHCORD BCAT6+ CMR YEL 22FT | EA |  | 1 Year | 18.15 | 5% | 17.2425
31474 | Belden Wire | C601104024 | PATCHCORD BCAT6+ CMR YEL 24FT | EA |  | 1 Year | 19.085 | 5% | 18.1307
31475 | Belden Wire | C601104025 | PATCHCORD BCAT6+ CMR YEL 25FT | EA |  | 1 Year | 19.5525 | 5% | 18.5749
31476 | Belden Wire | C601104026 | PATCHCORD BCAT6+ CMR YEL 26FT | EA |  | 1 Year | 20.02 | 5% | 19.019
31477 | Belden Wire | C601104028 | PATCHCORD BCAT6+ CMR YEL 28FT | EA |  | 1 Year | 20.955 | 5% | 19.9072
31478 | Belden Wire | C601104030 | PATCHCORD BCAT6+ CMR YEL 30FT | EA |  | 1 Year | 21.89 | 5% | 20.7955
31479 | Belden Wire | C601104031 | PATCHCORD BCAT6+ CMR YEL 31FT | EA |  | 1 Year | 22.3575 | 5% | 21.2396
31480 | Belden Wire | C601104032 | PATCHCORD BCAT6+ CMR YEL 32FT | EA |  | 1 Year | 22.825 | 5% | 21.6837
31481 | Belden Wire | C601104033 | PATCHCORD BCAT6+ CMR YEL 33FT | EA |  | 1 Year | 23.2925 | 5% | 22.1279
31482 | Belden Wire | C601104034 | PATCHCORD BCAT6+ CMR YEL 34FT | EA |  | 1 Year | 23.76 | 5% | 22.572
31483 | Belden Wire | C601104035 | PATCHCORD BCAT6+ CMR YEL 35FT | EA |  | 1 Year | 24.2275 | 5% | 23.0161
31484 | Belden Wire | C601104036 | PATCHCORD BCAT6+ CMR YEL 36FT | EA |  | 1 Year | 24.695 | 5% | 23.4602
31485 | Belden Wire | C601104038 | PATCHCORD BCAT6+ CMR YEL 38FT | EA |  | 1 Year | 25.63 | 5% | 24.3485
31486 | Belden Wire | C601104040 | PATCHCORD BCAT6+ CMR YEL 40FT | EA |  | 1 Year | 26.565 | 5% | 25.2368
31487 | Belden Wire | C601104045 | PATCHCORD BCAT6+ CMR YEL 45FT | EA |  | 1 Year | 28.9025 | 5% | 27.4574
31488 | Belden Wire | C601104050 | PATCHCORD BCAT6+ CMR YEL 50FT | EA |  | 1 Year | 31.24 | 5% | 29.678
31489 | Belden Wire | C601104055 | PATCHCORD BCAT6+ CMR YEL 55FT | EA |  | 1 Year | 33.5775 | 5% | 31.8986
31490 | Belden Wire | C601104060 | PATCHCORD BCAT6+ CMR YEL 60FT | EA |  | 1 Year | 35.915 | 5% | 34.1193
31491 | Belden Wire | C601104066 | PATCHCORD BCAT6+ CMR YEL 66FT | EA |  | 1 Year | 38.72 | 5% | 36.784
31492 | Belden Wire | C601104080 | PATCHCORD BCAT6+ CMR YEL 80FT | EA |  | 1 Year | 45.265 | 5% | 43.0018
31493 | Belden Wire | C601104082 | PATCHCORD BCAT6+ CMR YEL 82FT | EA |  | 1 Year | 46.2 | 5% | 43.89
31494 | Belden Wire | C601104100 | PATCHCORD BCAT6+ CMR YEL 100FT | EA |  | 1 Year | 54.615 | 5% | 51.8843
31495 | Belden Wire | C601104100A06 | 3600 PRE-TERM ASSY YEL 100FT | EA |  | 1 Year | 538.197 | 5% | 511.2871
31496 | Belden Wire | C601104115 | PATCHCORD BCAT6+ CMR YEL 115FT | EA |  | 1 Year | 67.0038 | 5% | 63.6536
31497 | Belden Wire | C601104132 | PATCHCORD BCAT6+ CMR YEL 132FT | EA |  | 1 Year | 75.746 | 5% | 71.9587
31498 | Belden Wire | C601104150 | PATCHCORD BCAT6+ CMR YEL 150FT | EA |  | 1 Year | 85.0025 | 5% | 80.7524
31499 | Belden Wire | C601104164 | PATCHCORD BCAT6+ CMR YEL 164FT | EA |  | 1 Year | 92.202 | 5% | 87.5919
31500 | Belden Wire | C601104245 | PATCHCORD BCAT6+ CMR YEL 245FT | EA |  | 1 Year | 139.5831 | 5% | 132.6039
31501 | Belden Wire | C601105001 | PATCHCORD BCAT6+ CMR GRN 1FT | EA |  | 1 Year | 8.3325 | 5% | 7.9159
31502 | Belden Wire | C601105002 | PATCHCORD BCAT6+ CMR GRN 2FT | EA |  | 1 Year | 8.8 | 5% | 8.36
31503 | Belden Wire | C601105003 | PATCHCORD BCAT6+ CMR GRN 3FT | EA |  | 1 Year | 9.2675 | 5% | 8.8041
31504 | Belden Wire | C601105004 | PATCHCORD BCAT6+ CMR GRN 4FT | EA |  | 1 Year | 9.735 | 5% | 9.2482
31505 | Belden Wire | C601105005 | PATCHCORD BCAT6+ CMR GRN 5FT | EA |  | 1 Year | 10.2025 | 5% | 9.6924
31506 | Belden Wire | C601105006 | PATCHCORD BCAT6+ CMR GRN 6FT | EA |  | 1 Year | 10.67 | 5% | 10.1365
31507 | Belden Wire | C601105007 | PATCHCORD BCAT6+ CMR GRN 7FT | EA |  | 1 Year | 11.1375 | 5% | 10.5806
31508 | Belden Wire | C601105008 | PATCHCORD BCAT6+ CMR GRN 8FT | EA |  | 1 Year | 11.605 | 5% | 11.0247
31509 | Belden Wire | C601105009 | PATCHCORD BCAT6+ CMR GRN 9FT | EA |  | 1 Year | 12.0725 | 5% | 11.4689
31510 | Belden Wire | C601105010 | PATCHCORD BCAT6+ CMR GRN 10FT | EA |  | 1 Year | 12.54 | 5% | 11.913
31511 | Belden Wire | C601105011 | PATCHCORD BCAT6+ CMR GRN 11FT | EA |  | 1 Year | 13.0075 | 5% | 12.3571
31512 | Belden Wire | C601105012 | PATCHCORD BCAT6+ CMR GRN 12FT | EA |  | 1 Year | 13.475 | 5% | 12.8012
31513 | Belden Wire | C601105013 | PATCHCORD BCAT6+ CMR GRN 13FT | EA |  | 1 Year | 13.9425 | 5% | 13.2454
31514 | Belden Wire | C601105014 | PATCHCORD BCAT6+ CMR GRN 14FT | EA |  | 1 Year | 14.41 | 5% | 13.6895
31515 | Belden Wire | C601105015 | PATCHCORD BCAT6+ CMR GRN 15FT | EA |  | 1 Year | 14.8775 | 5% | 14.1336
31516 | Belden Wire | C601105016 | PATCHCORD BCAT6+ CMR GRN 16FT | EA |  | 1 Year | 15.345 | 5% | 14.5777
31517 | Belden Wire | C601105016A06 | 3600 PRE-TERM ASSY GRN 16FT | EA |  | 1 Year | 137.643 | 5% | 130.7609
31518 | Belden Wire | C601105017 | PATCHCORD BCAT6+ CMR GRN 17FT | EA |  | 1 Year | 15.8125 | 5% | 15.0219
31519 | Belden Wire | C601105018 | PATCHCORD BCAT6+ CMR GRN 18FT | EA |  | 1 Year | 16.28 | 5% | 15.466
31520 | Belden Wire | C601105019 | PATCHCORD BCAT6+ CMR GRN 19FT | EA |  | 1 Year | 16.7475 | 5% | 15.9101
31521 | Belden Wire | C601105020 | PATCHCORD BCAT6+ CMR GRN 20FT | EA |  | 1 Year | 17.215 | 5% | 16.3543
31522 | Belden Wire | C601105022 | PATCHCORD BCAT6+ CMR GRN 22FT | EA |  | 1 Year | 18.15 | 5% | 17.2425
31523 | Belden Wire | C601105024 | PATCHCORD BCAT6+ CMR GRN 24FT | EA |  | 1 Year | 19.085 | 5% | 18.1307
31524 | Belden Wire | C601105025 | PATCHCORD BCAT6+ CMR GRN 25FT | EA |  | 1 Year | 19.5525 | 5% | 18.5749
31525 | Belden Wire | C601105026 | PATCHCORD BCAT6+ CMR GRN 26FT | EA |  | 1 Year | 20.02 | 5% | 19.019
31526 | Belden Wire | C601105027 | PATCHCORD BCAT6+ CMR GRN 27FT | EA |  | 1 Year | 20.4875 | 5% | 19.4631
31527 | Belden Wire | C601105028 | PATCHCORD BCAT6+ CMR GRN 28FT | EA |  | 1 Year | 20.955 | 5% | 19.9072
31528 | Belden Wire | C601105029 | PATCHCORD BCAT6+ CMR GRN 29FT | EA |  | 1 Year | 21.4225 | 5% | 20.3514
31529 | Belden Wire | C601105030 | PATCHCORD BCAT6+ CMR GRN 30FT | EA |  | 1 Year | 21.89 | 5% | 20.7955
31530 | Belden Wire | C601105033 | PATCHCORD BCAT6+ CMR GRN 33FT | EA |  | 1 Year | 23.2925 | 5% | 22.1279
31531 | Belden Wire | C601105035 | PATCHCORD BCAT6+ CMR GRN 35FT | EA |  | 1 Year | 24.2275 | 5% | 23.0161
31532 | Belden Wire | C601105040 | PATCHCORD BCAT6+ CMR GRN 40FT | EA |  | 1 Year | 26.565 | 5% | 25.2368
31533 | Belden Wire | C601105045 | PATCHCORD BCAT6+ CMR GRN 45FT | EA |  | 1 Year | 28.9025 | 5% | 27.4574
31534 | Belden Wire | C601105050 | PATCHCORD BCAT6+ CMR GRN 50FT | EA |  | 1 Year | 31.24 | 5% | 29.678
31535 | Belden Wire | C601105055 | PATCHCORD BCAT6+ CMR GRN 55FT | EA |  | 1 Year | 33.5775 | 5% | 31.8986
31536 | Belden Wire | C601105060 | PATCHCORD BCAT6+ CMR GRN 60FT | EA |  | 1 Year | 35.915 | 5% | 34.1193
31537 | Belden Wire | C601105065 | PATCHCORD BCAT6+ CMR GRN 65FT | EA |  | 1 Year | 38.2525 | 5% | 36.3399
31538 | Belden Wire | C601105066 | PATCHCORD BCAT6+ CMR GRN 66FT | EA |  | 1 Year | 38.72 | 5% | 36.784
31539 | Belden Wire | C601105070 | PATCHCORD BCAT6+ CMR GRN 70FT | EA |  | 1 Year | 40.59 | 5% | 38.5605
31540 | Belden Wire | C601105075A06 | 3600 PRE-TERM ASSY GRN 75FT | EA |  | 1 Year | 418.9845 | 5% | 398.0353
31541 | Belden Wire | C601105082 | PATCHCORD BCAT6+ CMR GRN 82FT | EA |  | 1 Year | 46.2 | 5% | 43.89
31542 | Belden Wire | C601105085 | PATCHCORD BCAT6+ CMR GRN 85FT | EA |  | 1 Year | 47.6025 | 5% | 45.2224
31543 | Belden Wire | C601105090 | PATCHCORD BCAT6+ CMR GRN 90FT | EA |  | 1 Year | 49.94 | 5% | 47.443
31544 | Belden Wire | C601105100 | PATCHCORD BCAT6+ CMR GRN 100FT | EA |  | 1 Year | 54.615 | 5% | 51.8843
31545 | Belden Wire | C601105115 | PATCHCORD BCAT6+ CMR GRN 115FT | EA |  | 1 Year | 67.0038 | 5% | 63.6536
31546 | Belden Wire | C601105132 | PATCHCORD BCAT6+ CMR GRN 132FT | EA |  | 1 Year | 75.746 | 5% | 71.9587
31547 | Belden Wire | C601105150 | PATCHCORD BCAT6+ CMR GRN 150FT | EA |  | 1 Year | 85.0025 | 5% | 80.7524
31548 | Belden Wire | C601105164 | PATCHCORD BCAT6+ CMR GRN 164FT | EA |  | 1 Year | 92.202 | 5% | 87.5919
31549 | Belden Wire | C601105200 | PATCHCORD BCAT6+ CMR GRN 200FT | EA |  | 1 Year | 110.715 | 5% | 105.1792
31550 | Belden Wire | C601105210 | PATCHCORD BCAT6+ CMR GRN 210FT | EA |  | 1 Year | 120.7663 | 5% | 114.728
31551 | Belden Wire | C601106001 | PATCHCORD BCAT6+ CMR BLU 1FT | EA |  | 1 Year | 8.3325 | 5% | 7.9159
31552 | Belden Wire | C601106002 | PATCHCORD BCAT6+ CMR BLU 2FT | EA |  | 1 Year | 8.8 | 5% | 8.36
31553 | Belden Wire | C601106003 | PATCHCORD BCAT6+ CMR BLU 3FT | EA |  | 1 Year | 9.2675 | 5% | 8.8041
31554 | Belden Wire | C601106004 | PATCHCORD BCAT6+ CMR BLU 4FT | EA |  | 1 Year | 9.735 | 5% | 9.2482
31555 | Belden Wire | C601106005 | PATCHCORD BCAT6+ CMR BLU 5FT | EA |  | 1 Year | 10.2025 | 5% | 9.6924
31556 | Belden Wire | C601106006 | PATCHCORD BCAT6+ CMR BLU 6FT | EA |  | 1 Year | 10.67 | 5% | 10.1365
31557 | Belden Wire | C601106006A08 | 8P HARNESS B3600 CMR BLU 6FT | EA |  | 1 Year | 117.7 | 5% | 111.815
31558 | Belden Wire | C601106007 | PATCHCORD BCAT6+ CMR BLU 7FT | EA |  | 1 Year | 11.1375 | 5% | 10.5806
31559 | Belden Wire | C601106007A08 | 8P HARNESS B3600 CMR BLU 7FT | EA |  | 1 Year | 123.684 | 5% | 117.4998
31560 | Belden Wire | C601106008 | PATCHCORD BCAT6+ CMR BLU 8FT | EA |  | 1 Year | 11.605 | 5% | 11.0247
31561 | Belden Wire | C601106008A08 | 8P HARNESS B3600 CMR BLU 8FT | EA |  | 1 Year | 129.668 | 5% | 123.1846
31562 | Belden Wire | C601106009 | PATCHCORD BCAT6+ CMR BLU 9FT | EA |  | 1 Year | 12.0725 | 5% | 11.4689
31563 | Belden Wire | C601106009A08 | 8P HARNESS B3600 CMR BLU 9FT | EA |  | 1 Year | 135.652 | 5% | 128.8694
31564 | Belden Wire | C601106010 | PATCHCORD BCAT6+ CMR BLU 10FT | EA |  | 1 Year | 12.54 | 5% | 11.913
31565 | Belden Wire | C601106010A06 | 3600 PRE-TERM ASSY BLU 10FT | EA |  | 1 Year | 109.032 | 5% | 103.5804
31566 | Belden Wire | C601106010A08 | 8P HARNESS B3600 CMR BLU 10FT | EA |  | 1 Year | 141.636 | 5% | 134.5542
31567 | Belden Wire | C601106011A06 | 3600 PRE-TERM ASSY BLU 11FT | EA |  | 1 Year | 113.8005 | 5% | 108.1105
31568 | Belden Wire | C601106011A08 | 8P HARNESS B3600 CMR BLU 11FT | EA |  | 1 Year | 147.62 | 5% | 140.239
31569 | Belden Wire | C601106012 | PATCHCORD BCAT6+ CMR BL 12FT | EA |  | 1 Year | 13.475 | 5% | 12.8012
31570 | Belden Wire | C601106012A06 | 3600 PRE-TERM ASSY BLU 12FT | EA |  | 1 Year | 118.569 | 5% | 112.6405
31571 | Belden Wire | C601106012A08 | 8P HARNESS B3600 CMR BLU 12FT | EA |  | 1 Year | 153.604 | 5% | 145.9238
31572 | Belden Wire | C601106013 | PATCHCORD BCAT6+ CMR BLU 13FT | EA |  | 1 Year | 13.9425 | 5% | 13.2454
31573 | Belden Wire | C601106013A06 | 3600 PRE-TERM ASSY BLU 13FT | EA |  | 1 Year | 123.3375 | 5% | 117.1706
31574 | Belden Wire | C601106013A08 | 8P HARNESS B3600 CMR BLU 13FT | EA |  | 1 Year | 159.588 | 5% | 151.6086
31575 | Belden Wire | C601106014 | PATCHCORD BCAT6+ CMR BLU 14FT | EA |  | 1 Year | 14.41 | 5% | 13.6895
31576 | Belden Wire | C601106014A06 | 3600 PRE-TERM ASSY BLU 14FT | EA |  | 1 Year | 128.106 | 5% | 121.7007
31577 | Belden Wire | C601106014A08 | 8P HARNESS B3600 CMR BLU 14FT | EA |  | 1 Year | 165.572 | 5% | 157.2934
31578 | Belden Wire | C601106015 | PATCHCORD BCAT6+ CMR BLU 15FT | EA |  | 1 Year | 14.8775 | 5% | 14.1336
31579 | Belden Wire | C601106015A06 | 3600 PRE-TERM ASSY BLU 15FT | EA |  | 1 Year | 132.8745 | 5% | 126.2308
31580 | Belden Wire | C601106015A08 | 8P HARNESS B3600 CMR BLU 15FT | EA |  | 1 Year | 171.556 | 5% | 162.9782
31581 | Belden Wire | C601106016 | PATCHCORD BCAT6+ CMR BLU 16FT | EA |  | 1 Year | 15.345 | 5% | 14.5777
31582 | Belden Wire | C601106016A06 | 3600 PRE-TERM ASSY BLU 16FT | EA |  | 1 Year | 137.643 | 5% | 130.7609
31583 | Belden Wire | C601106016A08 | 8P HARNESS B3600 CMR BLU 16FT | EA |  | 1 Year | 177.54 | 5% | 168.663
31584 | Belden Wire | C601106017 | PATCHCORD BCAT6+ CMR BLU 17FT | EA |  | 1 Year | 15.8125 | 5% | 15.0219
31585 | Belden Wire | C601106017A06 | 3600 PRE-TERM ASSY BLU 17FT | EA |  | 1 Year | 142.4115 | 5% | 135.2909
31586 | Belden Wire | C601106017A08 | 8P HARNESS B3600 CMR BLU 17FT | EA |  | 1 Year | 183.524 | 5% | 174.3478
31587 | Belden Wire | C601106018 | PATCHCORD BCAT6+ CMR BLU 18FT | EA |  | 1 Year | 16.28 | 5% | 15.466
31588 | Belden Wire | C601106018A06 | 3600 PRE-TERM ASSY BLU 18FT | EA |  | 1 Year | 147.18 | 5% | 139.821
31589 | Belden Wire | C601106018A08 | 8P HARNESS B3600 CMR BLU 18FT | EA |  | 1 Year | 189.508 | 5% | 180.0326
31590 | Belden Wire | C601106019 | PATCHCORD BCAT6+ CMR BLU 19FT | EA |  | 1 Year | 16.7475 | 5% | 15.9101
31591 | Belden Wire | C601106019A06 | 3600 PRE-TERM ASSY BLU 19FT | EA |  | 1 Year | 151.9485 | 5% | 144.3511
31592 | Belden Wire | C601106019A08 | 8P HARNESS B3600 CMR BLU 19FT | EA |  | 1 Year | 195.492 | 5% | 185.7174
31593 | Belden Wire | C601106020 | PATCHCORD BCAT6+ CMR BLU 20FT | EA |  | 1 Year | 17.215 | 5% | 16.3543
31594 | Belden Wire | C601106020A06 | 3600 PRE-TERM ASSY BLU 20FT | EA |  | 1 Year | 156.717 | 5% | 148.8812
31595 | Belden Wire | C601106020A08 | 8P HARNESS B3600 CMR BLU 20FT | EA |  | 1 Year | 201.476 | 5% | 191.4022
31596 | Belden Wire | C601106021 | PATCHCORD BCAT6+ CMR BLU 21FT | EA |  | 1 Year | 17.6825 | 5% | 16.7984
31597 | Belden Wire | C601106021A06 | 3600 PRE-TERM ASSY BLU 21FT | EA |  | 1 Year | 161.4855 | 5% | 153.4112
31598 | Belden Wire | C601106021A08 | 8P HARNESS B3600 CMR BLU 21FT | EA |  | 1 Year | 207.46 | 5% | 197.087
31599 | Belden Wire | C601106022 | PATCHCORD BCAT6+ CMR BLU 22FT | EA |  | 1 Year | 18.15 | 5% | 17.2425
31600 | Belden Wire | C601106022A06 | 3600 PRE-TERM ASSY BLU 22FT | EA |  | 1 Year | 166.254 | 5% | 157.9413
31601 | Belden Wire | C601106022A08 | 8P HARNESS B3600 CMR BLU 22FT | EA |  | 1 Year | 213.444 | 5% | 202.7718
31602 | Belden Wire | C601106023 | PATCHCORD BCAT6+ CMR BLU 23FT | EA |  | 1 Year | 18.6175 | 5% | 17.6866
31603 | Belden Wire | C601106023A06 | 3600 PRE-TERM ASSY BLU 23FT | EA |  | 1 Year | 171.0225 | 5% | 162.4714
31604 | Belden Wire | C601106023A08 | 8P HARNESS B3600 CMR BLU 23FT | EA |  | 1 Year | 219.428 | 5% | 208.4566
31605 | Belden Wire | C601106024 | PATCHCORD BCAT6+ CMR BLU 24FT | EA |  | 1 Year | 19.085 | 5% | 18.1307
31606 | Belden Wire | C601106024A06 | 3600 PRE-TERM ASSY BLU 24FT | EA |  | 1 Year | 175.791 | 5% | 167.0014
31607 | Belden Wire | C601106024A08 | 8P HARNESS B3600 CMR BLU 24FT | EA |  | 1 Year | 225.412 | 5% | 214.1414
31608 | Belden Wire | C601106025 | PATCHCORD BCAT6+ CMR BLU 25FT | EA |  | 1 Year | 19.5525 | 5% | 18.5749
31609 | Belden Wire | C601106025A06 | 3600 PRE-TERM ASSY BLU 25FT | EA |  | 1 Year | 180.5595 | 5% | 171.5315
31610 | Belden Wire | C601106025A08 | 8P HARNESS B3600 CMR BLU 25FT | EA |  | 1 Year | 231.396 | 5% | 219.8262
31611 | Belden Wire | C601106026 | PATCHCORD BCAT6+ CMR BLU 26FT | EA |  | 1 Year | 20.02 | 5% | 19.019
31612 | Belden Wire | C601106026A06 | 3600 PRE-TERM ASSY BLU 26FT | EA |  | 1 Year | 185.328 | 5% | 176.0616
31613 | Belden Wire | C601106026A08 | 8P HARNESS B3600 CMR BLU 26FT | EA |  | 1 Year | 237.38 | 5% | 225.511
31614 | Belden Wire | C601106027 | PATCHCORD BCAT6+ CMR BLU 27FT | EA |  | 1 Year | 20.4875 | 5% | 19.4631
31615 | Belden Wire | C601106027A06 | 3600 PRE-TERM ASSY BLU 27FT | EA |  | 1 Year | 190.0965 | 5% | 180.5917
31616 | Belden Wire | C601106027A08 | 8P HARNESS B3600 CMR BLU 27FT | EA |  | 1 Year | 243.364 | 5% | 231.1958
31617 | Belden Wire | C601106028 | PATCHCORD BCAT6+ CMR BLU 28FT | EA |  | 1 Year | 20.955 | 5% | 19.9072
31618 | Belden Wire | C601106028A06 | 3600 PRE-TERM ASSY BLU 28FT | EA |  | 1 Year | 194.865 | 5% | 185.1217
31619 | Belden Wire | C601106028A08 | 8P HARNESS B3600 CMR BLU 28FT | EA |  | 1 Year | 249.348 | 5% | 236.8806
31620 | Belden Wire | C601106029A06 | 3600 PRE-TERM ASSY BLU 29FT | EA |  | 1 Year | 199.6335 | 5% | 189.6518
31621 | Belden Wire | C601106029A08 | 8P HARNESS B3600 CMR BLU 29FT | EA |  | 1 Year | 255.332 | 5% | 242.5654
31622 | Belden Wire | C601106030 | PATCHCORD BCAT6+ CMR BLU 30FT | EA |  | 1 Year | 21.89 | 5% | 20.7955
31623 | Belden Wire | C601106030A06 | 3600 PRE-TERM ASSY BLU 30FT | EA |  | 1 Year | 204.402 | 5% | 194.1819
31624 | Belden Wire | C601106030A08 | 8P HARNESS B3600 CMR BLU 30FT | EA |  | 1 Year | 261.316 | 5% | 248.2502
31625 | Belden Wire | C601106031A06 | 3600 PRE-TERM ASSY BLU 31FT | EA |  | 1 Year | 209.1705 | 5% | 198.712
31626 | Belden Wire | C601106031A08 | 8P HARNESS B3600 CMR BLU 31FT | EA |  | 1 Year | 267.3 | 5% | 253.935
31627 | Belden Wire | C601106032 | PATCHCORD BCAT6+ CMR BLU 32FT | EA |  | 1 Year | 22.825 | 5% | 21.6837
31628 | Belden Wire | C601106032A06 | 3600 PRE-TERM ASSY BLU 32FT | EA |  | 1 Year | 213.939 | 5% | 203.242
31629 | Belden Wire | C601106032A08 | 8P HARNESS B3600 CMR BLU 32FT | EA |  | 1 Year | 273.284 | 5% | 259.6198
31630 | Belden Wire | C601106033 | PATCHCORD BCAT6+ CMR BLU 33FT | EA |  | 1 Year | 23.2925 | 5% | 22.1279
31631 | Belden Wire | C601106033A06 | 3600 PRE-TERM ASSY BLU 33FT | EA |  | 1 Year | 218.7075 | 5% | 207.7721
31632 | Belden Wire | C601106033A08 | 8P HARNESS B3600 CMR BLU 33FT | EA |  | 1 Year | 279.268 | 5% | 265.3046
31633 | Belden Wire | C601106034 | PATCHCORD BCAT6+ CMR BLU 34FT | EA |  | 1 Year | 23.76 | 5% | 22.572
31634 | Belden Wire | C601106034A06 | 3600 PRE-TERM ASSY BLU 34FT | EA |  | 1 Year | 223.476 | 5% | 212.3022
31635 | Belden Wire | C601106034A08 | 8P HARNESS B3600 CMR BLU 34FT | EA |  | 1 Year | 285.252 | 5% | 270.9894
31636 | Belden Wire | C601106035 | PATCHCORD BCAT6+ CMR BLU 35FT | EA |  | 1 Year | 24.2275 | 5% | 23.0161
31637 | Belden Wire | C601106035A06 | 3600 PRE-TERM ASSY BLU 35FT | EA |  | 1 Year | 228.2445 | 5% | 216.8323
31638 | Belden Wire | C601106035A08 | 8P HARNESS B3600 CMR BLU 35FT | EA |  | 1 Year | 291.236 | 5% | 276.6742
31639 | Belden Wire | C601106036 | PATCHCORD BCAT6+ CMR BLU 36FT | EA |  | 1 Year | 24.695 | 5% | 23.4602
31640 | Belden Wire | C601106036A06 | 3600 PRE-TERM ASSY BLU 36FT | EA |  | 1 Year | 233.013 | 5% | 221.3623
31641 | Belden Wire | C601106036A08 | 8P HARNESS B3600 CMR BLU 36FT | EA |  | 1 Year | 297.22 | 5% | 282.359
31642 | Belden Wire | C601106037A06 | 3600 PRE-TERM ASSY BLU 37FT | EA |  | 1 Year | 237.7815 | 5% | 225.8924
31643 | Belden Wire | C601106037A08 | 8P HARNESS B3600 CMR BLU 37FT | EA |  | 1 Year | 303.204 | 5% | 288.0438
31644 | Belden Wire | C601106038 | PATCHCORD BCAT6+ CMR BLU 38FT | EA |  | 1 Year | 25.63 | 5% | 24.3485
31645 | Belden Wire | C601106038A06 | 3600 PRE-TERM ASSY BLU 38FT | EA |  | 1 Year | 242.55 | 5% | 230.4225
31646 | Belden Wire | C601106038A08 | 8P HARNESS B3600 CMR BLU 38FT | EA |  | 1 Year | 309.188 | 5% | 293.7286
31647 | Belden Wire | C601106039 | PATCHCORD BCAT6+ CMR BLU 39FT | EA |  | 1 Year | 26.0975 | 5% | 24.7926
31648 | Belden Wire | C601106039A06 | 3600 PRE-TERM ASSY BLU 39FT | EA |  | 1 Year | 247.3185 | 5% | 234.9526
31649 | Belden Wire | C601106039A08 | 8P HARNESS B3600 CMR BLU 39FT | EA |  | 1 Year | 315.172 | 5% | 299.4134
31650 | Belden Wire | C601106040 | PATCHCORD BCAT6+ CMR BLU 40FT | EA |  | 1 Year | 26.565 | 5% | 25.2368
31651 | Belden Wire | C601106040A06 | 3600 PRE-TERM ASSY BLU 40FT | EA |  | 1 Year | 252.087 | 5% | 239.4826
31652 | Belden Wire | C601106040A08 | 8P HARNESS B3600 CMR BLU 40FT | EA |  | 1 Year | 321.156 | 5% | 305.0982
31653 | Belden Wire | C601106041 | PATCHCORD BCAT6+ CMR BLU 41FT | EA |  | 1 Year | 27.0325 | 5% | 25.6809
31654 | Belden Wire | C601106041A06 | 3600 PRE-TERM ASSY BLU 41FT | EA |  | 1 Year | 256.8555 | 5% | 244.0127
31655 | Belden Wire | C601106041A08 | 8P HARNESS B3600 CMR BLU 41FT | EA |  | 1 Year | 327.14 | 5% | 310.783
31656 | Belden Wire | C601106042A06 | 3600 PRE-TERM ASSY BLU 42FT | EA |  | 1 Year | 261.624 | 5% | 248.5428
31657 | Belden Wire | C601106042A08 | 8P HARNESS B3600 CMR BLU 42FT | EA |  | 1 Year | 333.124 | 5% | 316.4678
31658 | Belden Wire | C601106043A06 | 3600 PRE-TERM ASSY BLU 43FT | EA |  | 1 Year | 266.3925 | 5% | 253.0729
31659 | Belden Wire | C601106043A08 | 8P HARNESS B3600 CMR BLU 43FT | EA |  | 1 Year | 339.108 | 5% | 322.1526
31660 | Belden Wire | C601106044A06 | 3600 PRE-TERM ASSY BLU 44FT | EA |  | 1 Year | 271.161 | 5% | 257.6029
31661 | Belden Wire | C601106044A08 | 8P HARNESS B3600 CMR BLU 44FT | EA |  | 1 Year | 345.092 | 5% | 327.8374
31662 | Belden Wire | C601106045 | PATCHCORD BCAT6+ CMR BLU 45FT | EA |  | 1 Year | 28.9025 | 5% | 27.4574
31663 | Belden Wire | C601106045A06 | 3600 PRE-TERM ASSY BLU 45FT | EA |  | 1 Year | 275.9295 | 5% | 262.133
31664 | Belden Wire | C601106045A08 | 8P HARNESS B3600 CMR BLU 45FT | EA |  | 1 Year | 351.076 | 5% | 333.5222
31665 | Belden Wire | C601106046 | PATCHCORD BCAT6+ CMR BLU 46FT | EA |  | 1 Year | 29.37 | 5% | 27.9015
31666 | Belden Wire | C601106046A06 | 3600 PRE-TERM ASSY BLU 46FT | EA |  | 1 Year | 280.698 | 5% | 266.6631
31667 | Belden Wire | C601106046A08 | 8P HARNESS B3600 CMR BLU 46FT | EA |  | 1 Year | 357.06 | 5% | 339.207
31668 | Belden Wire | C601106047A06 | 3600 PRE-TERM ASSY BLU 47FT | EA |  | 1 Year | 285.4665 | 5% | 271.1932
31669 | Belden Wire | C601106047A08 | 8P HARNESS B3600 CMR BLU 47FT | EA |  | 1 Year | 363.044 | 5% | 344.8918
31670 | Belden Wire | C601106048 | PATCHCORD BCAT6+ CMR BLU 48FT | EA |  | 1 Year | 30.305 | 5% | 28.7897
31671 | Belden Wire | C601106048A06 | 3600 PRE-TERM ASSY BLU 48FT | EA |  | 1 Year | 290.235 | 5% | 275.7233
31672 | Belden Wire | C601106048A08 | 8P HARNESS B3600 CMR BLU 48FT | EA |  | 1 Year | 369.028 | 5% | 350.5766
31673 | Belden Wire | C601106049 | PATCHCORD BCAT6+ CMR BLU 49FT | EA |  | 1 Year | 30.7725 | 5% | 29.2339
31674 | Belden Wire | C601106049A06 | 3600 PRE-TERM ASSY BLU 49FT | EA |  | 1 Year | 295.0035 | 5% | 280.2533
31675 | Belden Wire | C601106049A08 | 8P HARNESS B3600 CMR BLU 49FT | EA |  | 1 Year | 375.012 | 5% | 356.2614
31676 | Belden Wire | C601106050 | PATCHCORD BCAT6+ CMR BLU 50FT | EA |  | 1 Year | 31.24 | 5% | 29.678
31677 | Belden Wire | C601106050A06 | 3600 PRE-TERM ASSY BLU 50FT | EA |  | 1 Year | 299.772 | 5% | 284.7834
31678 | Belden Wire | C601106050A08 | 8P HARNESS B3600 CMR BLU 50FT | EA |  | 1 Year | 380.996 | 5% | 361.9462
31679 | Belden Wire | C601106051A08 | 8P HARNESS B3600 CMR BLU 51FT | EA |  | 1 Year | 386.98 | 5% | 367.631
31680 | Belden Wire | C601106052 | PATCHCORD BCAT6+ CMR BLU 52FT | EA |  | 1 Year | 32.175 | 5% | 30.5662
31681 | Belden Wire | C601106052A06 | 6P HARNESS B3600 CMR BLU 52FT | EA |  | 1 Year | 309.309 | 5% | 293.8435
31682 | Belden Wire | C601106052A08 | 8P HARNESS B3600 CMR BLU 52FT | EA |  | 1 Year | 392.964 | 5% | 373.3158
31683 | Belden Wire | C601106053 | PATCHCORD BCAT6+ CMR BLU 53FT | EA |  | 1 Year | 32.6425 | 5% | 31.0104
31684 | Belden Wire | C601106053A08 | 8P HARNESS B3600 CMR BLU 53FT | EA |  | 1 Year | 398.948 | 5% | 379.0006
31685 | Belden Wire | C601106054A06 | 3600 PRE-TERM ASSY BLU 54FT | EA |  | 1 Year | 318.846 | 5% | 302.9037
31686 | Belden Wire | C601106054A08 | 8P HARNESS B3600 CMR BLU 54FT | EA |  | 1 Year | 404.932 | 5% | 384.6854
31687 | Belden Wire | C601106055 | PATCHCORD BCAT6+ CMR BLU 55FT | EA |  | 1 Year | 33.5775 | 5% | 31.8986
31688 | Belden Wire | C601106055A06 | 3600 PRE-TERM ASSY BLU 55FT | EA |  | 1 Year | 323.6145 | 5% | 307.4338
31689 | Belden Wire | C601106055A08 | 8P HARNESS B3600 CMR BLU 55FT | EA |  | 1 Year | 410.916 | 5% | 390.3702
31690 | Belden Wire | C601106056A08 | 8P HARNESS B3600 CMR BLU 56FT | EA |  | 1 Year | 416.9 | 5% | 396.055
31691 | Belden Wire | C601106057A08 | 8P HARNESS B3600 CMR BLU 57FT | EA |  | 1 Year | 422.884 | 5% | 401.7398
31692 | Belden Wire | C601106058 | PATCHCORD BCAT6+ CMR BLU 58FT | EA |  | 1 Year | 34.98 | 5% | 33.231
31693 | Belden Wire | C601106058A08 | 8P HARNESS B3600 CMR BLU 58FT | EA |  | 1 Year | 428.868 | 5% | 407.4246
31694 | Belden Wire | C601106059A08 | 8P HARNESS B3600 CMR BLU 59FT | EA |  | 1 Year | 434.852 | 5% | 413.1094
31695 | Belden Wire | C601106060 | PATCHCORD BCAT6+ CMR BLU 60FT | EA |  | 1 Year | 35.915 | 5% | 34.1193
31696 | Belden Wire | C601106060A06 | 3600 PRE-TERM ASSY BLU 60FT | EA |  | 1 Year | 347.457 | 5% | 330.0841
31697 | Belden Wire | C601106060A08 | 8P HARNESS B3600 CMR BLU 60FT | EA |  | 1 Year | 440.836 | 5% | 418.7942
31698 | Belden Wire | C601106061A08 | 8P HARNESS B3600 CMR BLU 61FT | EA |  | 1 Year | 446.82 | 5% | 424.479
31699 | Belden Wire | C601106062A06 | 3600 PRE-TERM ASSY BLU 62FT | EA |  | 1 Year | 356.994 | 5% | 339.1443
31700 | Belden Wire | C601106062A08 | 8P HARNESS B3600 CMR BLU 62FT | EA |  | 1 Year | 452.804 | 5% | 430.1638
31701 | Belden Wire | C601106063A08 | 8P HARNESS B3600 CMR BLU 63FT | EA |  | 1 Year | 458.788 | 5% | 435.8486
31702 | Belden Wire | C601106064A06 | 3600 PRE-TERM ASSY BLU 64FT | EA |  | 1 Year | 366.531 | 5% | 348.2045
31703 | Belden Wire | C601106064A08 | 8P HARNESS B3600 CMR BLU 64FT | EA |  | 1 Year | 464.772 | 5% | 441.5334
31704 | Belden Wire | C601106065 | PATCHCORD BCAT6+ CMR BLU 65FT | EA |  | 1 Year | 38.2525 | 5% | 36.3399
31705 | Belden Wire | C601106065A06 | 3600 PRE-TERM ASSY BLU 65FT | EA |  | 1 Year | 371.2995 | 5% | 352.7345
31706 | Belden Wire | C601106065A08 | 8P HARNESS B3600 CMR BLU 65FT | EA |  | 1 Year | 470.756 | 5% | 447.2182
31707 | Belden Wire | C601106066 | PATCHCORD BCAT6+ CMR BLU 66FT | EA |  | 1 Year | 38.72 | 5% | 36.784
31708 | Belden Wire | C601106066A08 | 8P HARNESS B3600 CMR BLU 66FT | EA |  | 1 Year | 476.74 | 5% | 452.903
31709 | Belden Wire | C601106067A08 | 8P HARNESS B3600 CMR BLU 67FT | EA |  | 1 Year | 482.724 | 5% | 458.5878
31710 | Belden Wire | C601106068A06 | 3600 PRE-TERM ASSY BLU 68FT | EA |  | 1 Year | 385.605 | 5% | 366.3247
31711 | Belden Wire | C601106068A08 | 8P HARNESS B3600 CMR BLU 68FT | EA |  | 1 Year | 488.708 | 5% | 464.2726
31712 | Belden Wire | C601106069A08 | 8P HARNESS B3600 CMR BLU 69FT | EA |  | 1 Year | 494.692 | 5% | 469.9574
31713 | Belden Wire | C601106070 | PATCHCORD BCAT6+ CMR BLU 70FT | EA |  | 1 Year | 40.59 | 5% | 38.5605
31714 | Belden Wire | C601106070A06 | 3600 PRE-TERM ASSY BLU 70FT | EA |  | 1 Year | 395.142 | 5% | 375.3849
31715 | Belden Wire | C601106070A08 | 8P HARNESS B3600 CMR BLU 70FT | EA |  | 1 Year | 500.676 | 5% | 475.6422
31716 | Belden Wire | C601106071A08 | 8P HARNESS B3600 CMR BLU 71FT | EA |  | 1 Year | 506.66 | 5% | 481.327
31717 | Belden Wire | C601106072A08 | 8P HARNESS B3600 CMR BLU 72FT | EA |  | 1 Year | 512.644 | 5% | 487.0118
31718 | Belden Wire | C601106073A08 | 8P HARNESS B3600 CMR BLU 73FT | EA |  | 1 Year | 518.628 | 5% | 492.6966
31719 | Belden Wire | C601106074A08 | 8P HARNESS B3600 CMR BLU 74FT | EA |  | 1 Year | 524.612 | 5% | 498.3814
31720 | Belden Wire | C601106075 | PATCHCORD BCAT6+ CMR BLU 75FT | EA |  | 1 Year | 42.9275 | 5% | 40.7811
31721 | Belden Wire | C601106075A06 | 3600 PRE-TERM ASSY BLU 75FT | EA |  | 1 Year | 418.9845 | 5% | 398.0353
31722 | Belden Wire | C601106075A08 | 8P HARNESS B3600 CMR BLU 75FT | EA |  | 1 Year | 530.596 | 5% | 504.0662
31723 | Belden Wire | C601106076A06 | 3600 PRE-TERM ASSY BLU 76FT | EA |  | 1 Year | 423.753 | 5% | 402.5653
31724 | Belden Wire | C601106076A08 | 8P HARNESS B3600 CMR BLU 76FT | EA |  | 1 Year | 536.58 | 5% | 509.751
31725 | Belden Wire | C601106077A08 | 8P HARNESS B3600 CMR BLU 77FT | EA |  | 1 Year | 542.564 | 5% | 515.4358
31726 | Belden Wire | C601106078A08 | 8P HARNESS B3600 CMR BLU 78FT | EA |  | 1 Year | 548.548 | 5% | 521.1206
31727 | Belden Wire | C601106079A08 | 8P HARNESS B3600 CMR BLU 79FT | EA |  | 1 Year | 554.532 | 5% | 526.8054
31728 | Belden Wire | C601106080 | PATCHCORD BCAT6+ CMR BLU 80FT | EA |  | 1 Year | 45.265 | 5% | 43.0018
31729 | Belden Wire | C601106080A06 | 3600 PRE-TERM ASSY BLU 80FT | EA |  | 1 Year | 442.827 | 5% | 420.6856
31730 | Belden Wire | C601106080A08 | 8P HARNESS B3600 CMR BLU 80FT | EA |  | 1 Year | 560.516 | 5% | 532.4902
31731 | Belden Wire | C601106081A08 | 8P HARNESS B3600 CMR BLU 81FT | EA |  | 1 Year | 566.5 | 5% | 538.175
31732 | Belden Wire | C601106082 | PATCHCORD BCAT6+ CMR BLU 82FT | EA |  | 1 Year | 46.2 | 5% | 43.89
31733 | Belden Wire | C601106082A08 | 8P HARNESS B3600 CMR BLU 82FT | EA |  | 1 Year | 572.484 | 5% | 543.8598
31734 | Belden Wire | C601106083A08 | 8P HARNESS B3600 CMR BLU 83FT | EA |  | 1 Year | 578.468 | 5% | 549.5446
31735 | Belden Wire | C601106084A08 | 8P HARNESS B3600 CMR BLU 84FT | EA |  | 1 Year | 584.452 | 5% | 555.2294
31736 | Belden Wire | C601106085A06 | 3600 PRE-TERM ASSY BLU 85FT | EA |  | 1 Year | 466.6695 | 5% | 443.336
31737 | Belden Wire | C601106085A08 | 8P HARNESS B3600 CMR BLU 85FT | EA |  | 1 Year | 590.436 | 5% | 560.9142
31738 | Belden Wire | C601106086A08 | 8P HARNESS B3600 CMR BLU 86FT | EA |  | 1 Year | 596.42 | 5% | 566.599
31739 | Belden Wire | C601106087A08 | 8P HARNESS B3600 CMR BLU 87FT | EA |  | 1 Year | 602.404 | 5% | 572.2838
31740 | Belden Wire | C601106088A08 | 8P HARNESS B3600 CMR BLU 88FT | EA |  | 1 Year | 608.388 | 5% | 577.9686
31741 | Belden Wire | C601106089A08 | 8P HARNESS B3600 CMR BLU 89FT | EA |  | 1 Year | 614.372 | 5% | 583.6534
31742 | Belden Wire | C601106090 | PATCHCORD BCAT6+ CMR BLU 90FT | EA |  | 1 Year | 49.94 | 5% | 47.443
31743 | Belden Wire | C601106090A06 | 3600 PRE-TERM ASSY BLU 90FT | EA |  | 1 Year | 490.512 | 5% | 465.9864
31744 | Belden Wire | C601106090A08 | 8P HARNESS B3600 CMR BLU 90FT | EA |  | 1 Year | 620.356 | 5% | 589.3382
31745 | Belden Wire | C601106091A08 | 8P HARNESS B3600 CMR BLU 91FT | EA |  | 1 Year | 626.34 | 5% | 595.023
31746 | Belden Wire | C601106092A08 | 8P HARNESS B3600 CMR BLU 92FT | EA |  | 1 Year | 632.324 | 5% | 600.7078
31747 | Belden Wire | C601106093A08 | 8P HARNESS B3600 CMR BLU 93FT | EA |  | 1 Year | 638.308 | 5% | 606.3926
31748 | Belden Wire | C601106094A08 | 8P HARNESS B3600 CMR BLU 94FT | EA |  | 1 Year | 644.292 | 5% | 612.0774
31749 | Belden Wire | C601106095 | PATCHCORD BCAT6+ CMR BLU 95FT | EA |  | 1 Year | 52.2775 | 5% | 49.6636
31750 | Belden Wire | C601106095A06 | 3600 PRE-TERM ASSY BLU 95FT | EA |  | 1 Year | 514.3545 | 5% | 488.6368
31751 | Belden Wire | C601106095A08 | 8P HARNESS B3600 CMR BLU 95FT | EA |  | 1 Year | 650.276 | 5% | 617.7622
31752 | Belden Wire | C601106096A08 | 8P HARNESS B3600 CMR BLU 96FT | EA |  | 1 Year | 656.26 | 5% | 623.447
31753 | Belden Wire | C601106097A08 | 8P HARNESS B3600 CMR BLU 97FT | EA |  | 1 Year | 662.244 | 5% | 629.1318
31754 | Belden Wire | C601106098A08 | 8P HARNESS B3600 CMR BLU 98FT | EA |  | 1 Year | 668.228 | 5% | 634.8166
31755 | Belden Wire | C601106099 | PATCHCORD BCAT6+ CMR BLU 99FT | EA |  | 1 Year | 54.1475 | 5% | 51.4401
31756 | Belden Wire | C601106099A08 | 8P HARNESS B3600 CMR BLU 99FT | EA |  | 1 Year | 674.212 | 5% | 640.5014
31757 | Belden Wire | C601106100 | PATCHCORD BCAT6+ CMR BLU 100FT | EA |  | 1 Year | 54.615 | 5% | 51.8843
31758 | Belden Wire | C601106100A06 | 3600 PRE-TERM ASSY BLU 100FT | EA |  | 1 Year | 538.197 | 5% | 511.2871
31759 | Belden Wire | C601106100A08 | 8P HARNESS B3600 CMR BLU 100FT | EA |  | 1 Year | 680.196 | 5% | 646.1862
31760 | Belden Wire | C601106105A06 | 3600 PRE-TERM ASSY BLU 105FT | EA |  | 1 Year | 612.1088 | 5% | 581.5034
31761 | Belden Wire | C601106105A08 | 8P HARNESS B3600 CMR BLU 105FT | EA |  | 1 Year | 772.948 | 5% | 734.3006
31762 | Belden Wire | C601106110 | PATCHCORD BCAT6+ CMR BLU 110FT | EA |  | 1 Year | 64.4325 | 5% | 61.2109
31763 | Belden Wire | C601106110A06 | 3600 PRE-TERM ASSY BLU 110FT | EA |  | 1 Year | 638.3355 | 5% | 606.4187
31764 | Belden Wire | C601106110A08 | 8P HARNESS B3600 CMR BLU 110FT | EA |  | 1 Year | 805.86 | 5% | 765.567
31765 | Belden Wire | C601106115 | PATCHCORD BCAT6+ CMR BLU 115FT | EA |  | 1 Year | 67.0038 | 5% | 63.6536
31766 | Belden Wire | C601106115A06 | 3600 PRE-TERM ASSY BLU 115FT | EA |  | 1 Year | 664.5623 | 5% | 631.3342
31767 | Belden Wire | C601106115A08 | 8P HARNESS B3600 CMR BLU 115FT | EA |  | 1 Year | 838.772 | 5% | 796.8334
31768 | Belden Wire | C601106120 | PATCHCORD BCAT6+ CMR BLU 120FT | EA |  | 1 Year | 69.575 | 5% | 66.0962
31769 | Belden Wire | C601106120A06 | 3600 PRE-TERM ASSY BLU 120FT | EA |  | 1 Year | 690.789 | 5% | 656.2495
31770 | Belden Wire | C601106120A08 | 8P HARNESS B3600 CMR BLU 120FT | EA |  | 1 Year | 871.684 | 5% | 828.0998
31771 | Belden Wire | C601106125 | PATCHCORD BCAT6+ CMR BLU 125FT | EA |  | 1 Year | 72.1463 | 5% | 68.539
31772 | Belden Wire | C601106125A06 | 3600 PRE-TERM ASSY BLU 125FT | EA |  | 1 Year | 717.0158 | 5% | 681.165
31773 | Belden Wire | C601106125A08 | 8P HARNESS B3600 CMR BLU 125FT | EA |  | 1 Year | 904.596 | 5% | 859.3662
31774 | Belden Wire | C601106130A06 | 3600 PRE-TERM ASSY BLU 130FT | EA |  | 1 Year | 743.2425 | 5% | 706.0804
31775 | Belden Wire | C601106130A08 | 8P HARNESS B3600 CMR BLU 130FT | EA |  | 1 Year | 937.508 | 5% | 890.6326
31776 | Belden Wire | C601106132 | PATCHCORD BCAT6+ CMR BLU 132FT | EA |  | 1 Year | 75.746 | 5% | 71.9587
31777 | Belden Wire | C601106135A06 | 3600 PRE-TERM ASSY BLU 135FT | EA |  | 1 Year | 769.4693 | 5% | 730.9958
31778 | Belden Wire | C601106135A08 | 8P HARNESS B3600 CMR BLU 135FT | EA |  | 1 Year | 970.42 | 5% | 921.899
31779 | Belden Wire | C601106140A06 | 3600 PRE-TERM ASSY BLU 140FT | EA |  | 1 Year | 795.696 | 5% | 755.9112
31780 | Belden Wire | C601106140A08 | 8P HARNESS B3600 CMR BLU 140FT | EA |  | 1 Year | 1003.332 | 5% | 953.1654
31781 | Belden Wire | C601106145A06 | 3600 PRE-TERM ASSY BLU 145FT | EA |  | 1 Year | 821.9228 | 5% | 780.8267
31782 | Belden Wire | C601106145A08 | 8P HARNESS B3600 CMR BLU 145FT | EA |  | 1 Year | 1036.244 | 5% | 984.4318
31783 | Belden Wire | C601106150 | PATCHCORD BCAT6+ CMR BLU 150FT | EA |  | 1 Year | 85.0025 | 5% | 80.7524
31784 | Belden Wire | C601106150A06 | 3600 PRE-TERM ASSY BLU 150FT | EA |  | 1 Year | 848.1495 | 5% | 805.742
31785 | Belden Wire | C601106150A08 | 8P HARNESS B3600 CMR BLU 150FT | EA |  | 1 Year | 1069.156 | 5% | 1015.6982
31786 | Belden Wire | C601106155A06 | 3600 PRE-TERM ASSY BLU 155FT | EA |  | 1 Year | 874.3763 | 5% | 830.6575
31787 | Belden Wire | C601106155A08 | 8P HARNESS B3600 CMR BLU 155FT | EA |  | 1 Year | 1102.068 | 5% | 1046.9646
31788 | Belden Wire | C601106160A06 | 3600 PRE-TERM ASSY BLU 160FT | EA |  | 1 Year | 900.603 | 5% | 855.5728
31789 | Belden Wire | C601106160A08 | 8P HARNESS B3600 CMR BLU 160FT | EA |  | 1 Year | 1134.98 | 5% | 1078.231
31790 | Belden Wire | C601106164 | PATCHCORD BCAT6+ CMR BLU 164FT | EA |  | 1 Year | 92.202 | 5% | 87.5919
31791 | Belden Wire | C601106165A06 | 3600 PRE-TERM ASSY BLU 165FT | EA |  | 1 Year | 926.8298 | 5% | 880.4883
31792 | Belden Wire | C601106165A08 | 8P HARNESS B3600 CMR BLU 165FT | EA |  | 1 Year | 1167.892 | 5% | 1109.4974
31793 | Belden Wire | C601106170A06 | 3600 PRE-TERM ASSY BLU 170FT | EA |  | 1 Year | 953.0565 | 5% | 905.4037
31794 | Belden Wire | C601106170A08 | 8P HARNESS B3600 CMR BLU 170FT | EA |  | 1 Year | 1200.804 | 5% | 1140.7638
31795 | Belden Wire | C601106175A06 | 3600 PRE-TERM ASSY BLU 175FT | EA |  | 1 Year | 979.2833 | 5% | 930.3191
31796 | Belden Wire | C601106175A08 | 8P HARNESS B3600 CMR BLU 175FT | EA |  | 1 Year | 1233.716 | 5% | 1172.0302
31797 | Belden Wire | C601106180A06 | 3600 PRE-TERM ASSY BLU 180FT | EA |  | 1 Year | 1005.51 | 5% | 955.2345
31798 | Belden Wire | C601106180A08 | 8P HARNESS B3600 CMR BLU 180FT | EA |  | 1 Year | 1266.628 | 5% | 1203.2966
31799 | Belden Wire | C601106185A06 | 3600 PRE-TERM ASSY BLU 185FT | EA |  | 1 Year | 1031.7368 | 5% | 980.15
31800 | Belden Wire | C601106185A08 | 8P HARNESS B3600 CMR BLU 185FT | EA |  | 1 Year | 1299.54 | 5% | 1234.563
31801 | Belden Wire | C601106190A06 | 3600 PRE-TERM ASSY BLU 190FT | EA |  | 1 Year | 1057.9635 | 5% | 1005.0653
31802 | Belden Wire | C601106190A08 | 8P HARNESS B3600 CMR BLU 190FT | EA |  | 1 Year | 1332.452 | 5% | 1265.8294
31803 | Belden Wire | C601106195A06 | 3600 PRE-TERM ASSY BLU 195FT | EA |  | 1 Year | 1084.1903 | 5% | 1029.9808
31804 | Belden Wire | C601106195A08 | 8P HARNESS B3600 CMR BLU 195FT | EA |  | 1 Year | 1365.364 | 5% | 1297.0958
31805 | Belden Wire | C601106200A06 | 3600 PRE-TERM ASSY BLU 200FT | EA |  | 1 Year | 1110.417 | 5% | 1054.8961
31806 | Belden Wire | C601106200A08 | 8P HARNESS B3600 CMR BLU 200FT | EA |  | 1 Year | 1398.276 | 5% | 1328.3622
31807 | Belden Wire | C601106205A06 | 3600 PRE-TERM ASSY BLU 205FT | EA |  | 1 Year | 1185.5209 | 5% | 1126.2449
31808 | Belden Wire | C601106205A08 | 8P HARNESS B3600 CMR BLU 205FT | EA |  | 1 Year | 1492.524 | 5% | 1417.8978
31809 | Belden Wire | C601106210A06 | 3600 PRE-TERM ASSY BLU 210FT | EA |  | 1 Year | 1212.9398 | 5% | 1152.2928
31810 | Belden Wire | C601106210A08 | 8P HARNESS B3600 CMR BLU 210FT | EA |  | 1 Year | 1526.932 | 5% | 1450.5854
31811 | Belden Wire | C601106215A06 | 3600 PRE-TERM ASSY BLU 215FT | EA |  | 1 Year | 1240.3586 | 5% | 1178.3407
31812 | Belden Wire | C601106215A08 | 8P HARNESS B3600 CMR BLU 215FT | EA |  | 1 Year | 1561.34 | 5% | 1483.273
31813 | Belden Wire | C601106220A06 | 3600 PRE-TERM ASSY BLU 220FT | EA |  | 1 Year | 1267.7775 | 5% | 1204.3886
31814 | Belden Wire | C601106220A08 | 8P HARNESS B3600 CMR BLU 220FT | EA |  | 1 Year | 1595.748 | 5% | 1515.9606
31815 | Belden Wire | C601106225A06 | 3600 PRE-TERM ASSY BLU 225FT | EA |  | 1 Year | 1295.1964 | 5% | 1230.4366
31816 | Belden Wire | C601106225A08 | 8P HARNESS B3600 CMR BLU 225FT | EA |  | 1 Year | 1630.156 | 5% | 1548.6482
31817 | Belden Wire | C601106230A06 | 3600 PRE-TERM ASSY BLU 230FT | EA |  | 1 Year | 1322.6153 | 5% | 1256.4845
31818 | Belden Wire | C601106230A08 | 8P HARNESS B3600 CMR BLU 230FT | EA |  | 1 Year | 1664.564 | 5% | 1581.3358
31819 | Belden Wire | C601106235A06 | 3600 PRE-TERM ASSY BLU 235FT | EA |  | 1 Year | 1350.0341 | 5% | 1282.5324
31820 | Belden Wire | C601106235A08 | 8P HARNESS B3600 CMR BLU 235FT | EA |  | 1 Year | 1698.972 | 5% | 1614.0234
31821 | Belden Wire | C601106240A06 | 3600 PRE-TERM ASSY BLU 240FT | EA |  | 1 Year | 1377.453 | 5% | 1308.5803
31822 | Belden Wire | C601106240A08 | 8P HARNESS B3600 CMR BLU 240FT | EA |  | 1 Year | 1733.38 | 5% | 1646.711
31823 | Belden Wire | C601106245A06 | 3600 PRE-TERM ASSY BLU 245FT | EA |  | 1 Year | 1404.8719 | 5% | 1334.6283
31824 | Belden Wire | C601106245A08 | 8P HARNESS B3600 CMR BLU 245FT | EA |  | 1 Year | 1767.788 | 5% | 1679.3986
31825 | Belden Wire | C601106250A06 | 3600 PRE-TERM ASSY BLU 250FT | EA |  | 1 Year | 1432.2908 | 5% | 1360.6763
31826 | Belden Wire | C601106250A08 | 8P HARNESS B3600 CMR BLU 250FT | EA |  | 1 Year | 1802.196 | 5% | 1712.0862
31827 | Belden Wire | C601106255A06 | 3600 PRE-TERM ASSY BLU 255FT | EA |  | 1 Year | 1459.7096 | 5% | 1386.7241
31828 | Belden Wire | C601106255A08 | 8P HARNESS B3600 CMR BLU 255FT | EA |  | 1 Year | 1836.604 | 5% | 1744.7738
31829 | Belden Wire | C601106260A06 | 3600 PRE-TERM ASSY BLU 260FT | EA |  | 1 Year | 1487.1285 | 5% | 1412.7721
31830 | Belden Wire | C601106260A08 | 8P HARNESS B3600 CMR BLU 260FT | EA |  | 1 Year | 1871.012 | 5% | 1777.4614
31831 | Belden Wire | C601106265A06 | 3600 PRE-TERM ASSY BLU 265FT | EA |  | 1 Year | 1514.5474 | 5% | 1438.82
31832 | Belden Wire | C601106265A08 | 8P HARNESS B3600 CMR BLU 265FT | EA |  | 1 Year | 1905.42 | 5% | 1810.149
31833 | Belden Wire | C601106270A06 | 3600 PRE-TERM ASSY BLU 270FT | EA |  | 1 Year | 1541.9663 | 5% | 1464.868
31834 | Belden Wire | C601106270A08 | 8P HARNESS B3600 CMR BLU 270FT | EA |  | 1 Year | 1939.828 | 5% | 1842.8366
31835 | Belden Wire | C601106275A06 | 3600 PRE-TERM ASSY BLU 275FT | EA |  | 1 Year | 1569.3851 | 5% | 1490.9158
31836 | Belden Wire | C601106275A08 | 8P HARNESS B3600 CMR BLU 275FT | EA |  | 1 Year | 1974.236 | 5% | 1875.5242
31837 | Belden Wire | C601106280A06 | 3600 PRE-TERM ASSY BLU 280FT | EA |  | 1 Year | 1596.804 | 5% | 1516.9638
31838 | Belden Wire | C601106280A08 | 8P HARNESS B3600 CMR BLU 280FT | EA |  | 1 Year | 2008.644 | 5% | 1908.2118
31839 | Belden Wire | C601106285A06 | 3600 PRE-TERM ASSY BLU 285FT | EA |  | 1 Year | 1624.2229 | 5% | 1543.0118
31840 | Belden Wire | C601106285A08 | 8P HARNESS B3600 CMR BLU 285FT | EA |  | 1 Year | 2043.052 | 5% | 1940.8994
31841 | Belden Wire | C601106290A06 | 3600 PRE-TERM ASSY BLU 290FT | EA |  | 1 Year | 1651.6418 | 5% | 1569.0597
31842 | Belden Wire | C601106290A08 | 8P HARNESS B3600 CMR BLU 290FT | EA |  | 1 Year | 2077.46 | 5% | 1973.587
31843 | Belden Wire | C601106295A06 | 3600 PRE-TERM ASSY BLU 295FT | EA |  | 1 Year | 1580.56 | 5% | 1501.532
31844 | Belden Wire | C601106295A08 | 8P HARNESS B3600 CMR BLU 295FT | EA |  | 1 Year | 2055.3 | 5% | 1952.535
31845 | Belden Wire | C601107001 | PATCHCORD BCAT6+ CMR PUR 1FT | EA |  | 1 Year | 8.3325 | 5% | 7.9159
31846 | Belden Wire | C601107002 | PATCHCORD BCAT6+ CMR PUR 2FT | EA |  | 1 Year | 8.8 | 5% | 8.36
31847 | Belden Wire | C601107003 | PATCHCORD BCAT6+ CMR PUR 3FT | EA |  | 1 Year | 9.2675 | 5% | 8.8041
31848 | Belden Wire | C601107004 | PATCHCORD BCAT6+ CMR PUR 4FT | EA |  | 1 Year | 9.735 | 5% | 9.2482
31849 | Belden Wire | C601107005 | PATCHCORD BCAT6+ CMR PUR 5FT | EA |  | 1 Year | 10.2025 | 5% | 9.6924
31850 | Belden Wire | C601107006 | PATCHCORD BCAT6+ CMR PUR 6FT | EA |  | 1 Year | 10.67 | 5% | 10.1365
31851 | Belden Wire | C601107007 | PATCHCORD BCAT6+ CMR PUR 7FT | EA |  | 1 Year | 11.1375 | 5% | 10.5806
31852 | Belden Wire | C601107008 | PATCHCORD BCAT6+ CMR PUR 8FT | EA |  | 1 Year | 11.605 | 5% | 11.0247
31853 | Belden Wire | C601107009 | PATCHCORD BCAT6+ CMR PUR 9FT | EA |  | 1 Year | 12.0725 | 5% | 11.4689
31854 | Belden Wire | C601107010 | PATCHCORD BCAT6+ CMR PUR 10FT | EA |  | 1 Year | 12.54 | 5% | 11.913
31855 | Belden Wire | C601107012 | PATCHCORD BCAT6+ CMR PUR 12FT | EA |  | 1 Year | 13.475 | 5% | 12.8012
31856 | Belden Wire | C601107014 | PATCHCORD BCAT6+ CMR PUR 14FT | EA |  | 1 Year | 14.41 | 5% | 13.6895
31857 | Belden Wire | C601107015 | PATCHCORD BCAT6+ CMR PUR 15FT | EA |  | 1 Year | 14.8775 | 5% | 14.1336
31858 | Belden Wire | C601107016 | PATCHCORD BCAT6+ CMR PUR 16FT | EA |  | 1 Year | 15.345 | 5% | 14.5777
31859 | Belden Wire | C601107017 | PATCHCORD BCAT6+ CMR PUR 17FT | EA |  | 1 Year | 15.8125 | 5% | 15.0219
31860 | Belden Wire | C601107018 | PATCHCORD BCAT6+ CMR PUR 18FT | EA |  | 1 Year | 16.28 | 5% | 15.466
31861 | Belden Wire | C601107019 | PATCHCORD BCAT6+ CMR PUR 19FT | EA |  | 1 Year | 16.7475 | 5% | 15.9101
31862 | Belden Wire | C601107020 | PATCHCORD BCAT6+ CMR PUR 20FT | EA |  | 1 Year | 17.215 | 5% | 16.3543
31863 | Belden Wire | C601107021 | PATCHCORD BCAT6+ CMR PUR 21FT | EA |  | 1 Year | 17.6825 | 5% | 16.7984
31864 | Belden Wire | C601107022 | PATCHCORD BCAT6+ CMR PUR 22FT | EA |  | 1 Year | 18.15 | 5% | 17.2425
31865 | Belden Wire | C601107025 | PATCHCORD BCAT6+ CMR PUR 25FT | EA |  | 1 Year | 19.5525 | 5% | 18.5749
31866 | Belden Wire | C601107027 | PATCHCORD BCAT6+ CMR PUR 27FT | EA |  | 1 Year | 20.4875 | 5% | 19.4631
31867 | Belden Wire | C601107028 | PATCHCORD BCAT6+ CMR PUR 28FT | EA |  | 1 Year | 20.955 | 5% | 19.9072
31868 | Belden Wire | C601107029 | PATCHCORD BCAT6+ CMR PUR 29FT | EA |  | 1 Year | 21.4225 | 5% | 20.3514
31869 | Belden Wire | C601107031 | PATCHCORD BCAT6+ CMR PUR 31FT | EA |  | 1 Year | 22.3575 | 5% | 21.2396
31870 | Belden Wire | C601107032 | PATCHCORD BCAT6+ CMR PUR 32FT | EA |  | 1 Year | 22.825 | 5% | 21.6837
31871 | Belden Wire | C601107033 | PATCHCORD BCAT6+ CMR PUR 33FT | EA |  | 1 Year | 23.2925 | 5% | 22.1279
31872 | Belden Wire | C601107034 | PATCHCORD BCAT6+ CMR PUR 34FT | EA |  | 1 Year | 23.76 | 5% | 22.572
31873 | Belden Wire | C601107035 | PATCHCORD BCAT6+ CMR PUR 35FT | EA |  | 1 Year | 24.2275 | 5% | 23.0161
31874 | Belden Wire | C601107036 | PATCHCORD BCAT6+ CMR PUR 36FT | EA |  | 1 Year | 24.695 | 5% | 23.4602
31875 | Belden Wire | C601107037 | PATCHCORD BCAT6+ CMR PUR 37FT | EA |  | 1 Year | 25.1625 | 5% | 23.9044
31876 | Belden Wire | C601107038 | PATCHCORD BCAT6+ CMR PUR 38FT | EA |  | 1 Year | 25.63 | 5% | 24.3485
31877 | Belden Wire | C601107039 | PATCHCORD BCAT6+ CMR PUR 39FT | EA |  | 1 Year | 26.0975 | 5% | 24.7926
31878 | Belden Wire | C601107040 | PATCHCORD BCAT6+ CMR PUR 40FT | EA |  | 1 Year | 26.565 | 5% | 25.2368
31879 | Belden Wire | C601107041 | PATCHCORD BCAT6+ CMR PUR 41FT | EA |  | 1 Year | 27.0325 | 5% | 25.6809
31880 | Belden Wire | C601107043 | PATCHCORD BCAT6+ CMR PUR 43FT | EA |  | 1 Year | 27.9675 | 5% | 26.5691
31881 | Belden Wire | C601107046 | PATCHCORD BCAT6+ CMR PUR 46FT | EA |  | 1 Year | 29.37 | 5% | 27.9015
31882 | Belden Wire | C601107048 | PATCHCORD BCAT6+ CMR PUR 48FT | EA |  | 1 Year | 30.305 | 5% | 28.7897
31883 | Belden Wire | C601107049 | PATCHCORD BCAT6+ CMR PUR 49FT | EA |  | 1 Year | 30.7725 | 5% | 29.2339
31884 | Belden Wire | C601107050 | PATCHCORD BCAT6+ CMR PUR 50FT | EA |  | 1 Year | 31.24 | 5% | 29.678
31885 | Belden Wire | C601107052 | PATCHCORD BCAT6+ CMR PUR 52FT | EA |  | 1 Year | 32.175 | 5% | 30.5662
31886 | Belden Wire | C601107055 | PATCHCORD BCAT6+ CMR PUR 55FT | EA |  | 1 Year | 33.5775 | 5% | 31.8986
31887 | Belden Wire | C601107060 | PATCHCORD BCAT6+ CMR PUR 60FT | EA |  | 1 Year | 35.915 | 5% | 34.1193
31888 | Belden Wire | C601107070 | PATCHCORD BCAT6+ CMR PUR 70FT | EA |  | 1 Year | 40.59 | 5% | 38.5605
31889 | Belden Wire | C601107080 | PATCHCORD BCAT6+ CMR PUR 80FT | EA |  | 1 Year | 45.265 | 5% | 43.0018
31890 | Belden Wire | C601107082 | PATCHCORD BCAT6+ CMR PUR 82FT | EA |  | 1 Year | 46.2 | 5% | 43.89
31891 | Belden Wire | C601107165 | PATCHCORD BCAT6+ CMR PUR 165FT | EA |  | 1 Year | 92.7163 | 5% | 88.0805
31892 | Belden Wire | C601107263 | PATCHCORD BCAT6+ CMR PUR 263FT | EA |  | 1 Year | 149.2604 | 5% | 141.7974
31893 | Belden Wire | C601108001 | PATCHCORD BCAT6+ CMR GRY 1FT | EA |  | 1 Year | 8.3325 | 5% | 7.9159
31894 | Belden Wire | C601108002 | PATCHCORD BCAT6+ CMR GRY 2FT | EA |  | 1 Year | 8.8 | 5% | 8.36
31895 | Belden Wire | C601108003 | PATCHCORD BCAT6+ CMR GRY 3FT | EA |  | 1 Year | 9.2675 | 5% | 8.8041
31896 | Belden Wire | C601108004 | PATCHCORD BCAT6+ CMR GRY 4FT | EA |  | 1 Year | 9.735 | 5% | 9.2482
31897 | Belden Wire | C601108005 | PATCHCORD BCAT6+ CMR GRY 5FT | EA |  | 1 Year | 10.2025 | 5% | 9.6924
31898 | Belden Wire | C601108006 | PATCHCORD BCAT6+ CMR GRY 6FT | EA |  | 1 Year | 10.67 | 5% | 10.1365
31899 | Belden Wire | C601108007 | PATCHCORD BCAT6+ CMR GRY 7FT | EA |  | 1 Year | 11.1375 | 5% | 10.5806
31900 | Belden Wire | C601108008 | PATCHCORD BCAT6+ CMR GRY 8FT | EA |  | 1 Year | 11.605 | 5% | 11.0247
31901 | Belden Wire | C601108009 | PATCHCORD BCAT6+ CMR GRY 9FT | EA |  | 1 Year | 12.0725 | 5% | 11.4689
31902 | Belden Wire | C601108010 | PATCHCORD BCAT6+ CMR GRY 10FT | EA |  | 1 Year | 12.54 | 5% | 11.913
31903 | Belden Wire | C601108011 | PATCHCORD BCAT6+ CMR GRY 11FT | EA |  | 1 Year | 13.0075 | 5% | 12.3571
31904 | Belden Wire | C601108012 | PATCHCORD BCAT6+ CMR GRY 12FT | EA |  | 1 Year | 13.475 | 5% | 12.8012
31905 | Belden Wire | C601108012A06 | 3600 PRE-TERM ASSY GRY 12FT | EA |  | 1 Year | 118.569 | 5% | 112.6405
31906 | Belden Wire | C601108013 | PATCHCORD BCAT6+ CMR GRY 13FT | EA |  | 1 Year | 13.9425 | 5% | 13.2454
31907 | Belden Wire | C601108014 | PATCHCORD BCAT6+ CMR GRY 14FT | EA |  | 1 Year | 14.41 | 5% | 13.6895
31908 | Belden Wire | C601108015 | PATCHCORD BCAT6+ CMR GRY 15FT | EA |  | 1 Year | 14.8775 | 5% | 14.1336
31909 | Belden Wire | C601108016 | PATCHCORD BCAT6+ CMR GRY 16FT | EA |  | 1 Year | 15.345 | 5% | 14.5777
31910 | Belden Wire | C601108017 | PATCHCORD BCAT6+ CMR GRY 17FT | EA |  | 1 Year | 15.8125 | 5% | 15.0219
31911 | Belden Wire | C601108018 | PATCHCORD BCAT6+ CMR GRY 18FT | EA |  | 1 Year | 16.28 | 5% | 15.466
31912 | Belden Wire | C601108019 | PATCHCORD BCAT6+ CMR GRY 19FT | EA |  | 1 Year | 16.7475 | 5% | 15.9101
31913 | Belden Wire | C601108020 | PATCHCORD BCAT6+ CMR GRY 20FT | EA |  | 1 Year | 17.215 | 5% | 16.3543
31914 | Belden Wire | C601108021 | PATCHCORD BCAT6+ CMR GRY 21FT | EA |  | 1 Year | 17.6825 | 5% | 16.7984
31915 | Belden Wire | C601108022 | PATCHCORD BCAT6+ CMR GRY 22FT | EA |  | 1 Year | 18.15 | 5% | 17.2425
31916 | Belden Wire | C601108023 | PATCHCORD BCAT6+ CMR GRY 23FT | EA |  | 1 Year | 18.6175 | 5% | 17.6866
31917 | Belden Wire | C601108024 | PATCHCORD BCAT6+ CMR GRY 24FT | EA |  | 1 Year | 19.085 | 5% | 18.1307
31918 | Belden Wire | C601108025 | PATCHCORD BCAT6+ CMR GRY 25FT | EA |  | 1 Year | 19.5525 | 5% | 18.5749
31919 | Belden Wire | C601108027 | PATCHCORD BCAT6+ CMR GRY 27FT | EA |  | 1 Year | 20.4875 | 5% | 19.4631
31920 | Belden Wire | C601108030 | PATCHCORD BCAT6+ CMR GRY 30FT | EA |  | 1 Year | 21.89 | 5% | 20.7955
31921 | Belden Wire | C601108032 | PATCHCORD BCAT6+ CMR GRY 32FT | EA |  | 1 Year | 22.825 | 5% | 21.6837
31922 | Belden Wire | C601108033 | PATCHCORD BCAT6+ CMR GRY 33FT | EA |  | 1 Year | 23.2925 | 5% | 22.1279
31923 | Belden Wire | C601108034 | PATCHCORD BCAT6+ CMR GRY 34FT | EA |  | 1 Year | 23.76 | 5% | 22.572
31924 | Belden Wire | C601108035 | PATCHCORD BCAT6+ CMR GRY 35FT | EA |  | 1 Year | 24.2275 | 5% | 23.0161
31925 | Belden Wire | C601108040 | PATCHCORD BCAT6+ CMR GRY 40FT | EA |  | 1 Year | 26.565 | 5% | 25.2368
31926 | Belden Wire | C601108045 | PATCHCORD BCAT6+ CMR GRY 45FT | EA |  | 1 Year | 28.9025 | 5% | 27.4574
31927 | Belden Wire | C601108046 | PATCHCORD BCAT6+ CMR GRY 46FT | EA |  | 1 Year | 29.37 | 5% | 27.9015
31928 | Belden Wire | C601108050 | PATCHCORD BCAT6+ CMR GRY 50FT | EA |  | 1 Year | 31.24 | 5% | 29.678
31929 | Belden Wire | C601108052 | PATCHCORD BCAT6+ CMR GRY 52FT | EA |  | 1 Year | 32.175 | 5% | 30.5662
31930 | Belden Wire | C601108055 | PATCHCORD BCAT6+ CMR GRY 55FT | EA |  | 1 Year | 33.5775 | 5% | 31.8986
31931 | Belden Wire | C601108056 | PATCHCORD BCAT6+ CMR GRY 56FT | EA |  | 1 Year | 34.045 | 5% | 32.3428
31932 | Belden Wire | C601108060 | PATCHCORD BCAT6+ CMR GRY 60FT | EA |  | 1 Year | 35.915 | 5% | 34.1193
31933 | Belden Wire | C601108065 | PATCHCORD BCAT6+ CMR GRY 65FT | EA |  | 1 Year | 38.2525 | 5% | 36.3399
31934 | Belden Wire | C601108066 | PATCHCORD BCAT6+ CMR GRY 66FT | EA |  | 1 Year | 38.72 | 5% | 36.784
31935 | Belden Wire | C601108070 | PATCHCORD BCAT6+ CMR GRY 70FT | EA |  | 1 Year | 40.59 | 5% | 38.5605
31936 | Belden Wire | C601108075 | PATCHCORD BCAT6+ CMR GRY 75FT | EA |  | 1 Year | 42.9275 | 5% | 40.7811
31937 | Belden Wire | C601108080 | PATCHCORD BCAT6+ CMR GRY 80FT | EA |  | 1 Year | 45.265 | 5% | 43.0018
31938 | Belden Wire | C601108082 | PATCHCORD BCAT6+ CMR GRY 82FT | EA |  | 1 Year | 46.2 | 5% | 43.89
31939 | Belden Wire | C601108085 | PATCHCORD BCAT6+ CMR GRY 85FT | EA |  | 1 Year | 47.6025 | 5% | 45.2224
31940 | Belden Wire | C601108090 | PATCHCORD BCAT6+ CMR GRY 90FT | EA |  | 1 Year | 49.94 | 5% | 47.443
31941 | Belden Wire | C601108095 | PATCHCORD BCAT6+ CMR GRY 95FT | EA |  | 1 Year | 52.2775 | 5% | 49.6636
31942 | Belden Wire | C601108098 | PATCHCORD BCAT6+ CMR GRY 98FT | EA |  | 1 Year | 53.68 | 5% | 50.996
31943 | Belden Wire | C601108099 | PATCHCORD BCAT6+ CMR GRY 99FT | EA |  | 1 Year | 54.1475 | 5% | 51.4401
31944 | Belden Wire | C601108100 | PATCHCORD BCAT6+ CMR GRY 100FT | EA |  | 1 Year | 54.615 | 5% | 51.8843
31945 | Belden Wire | C601108110 | PATCHCORD BCAT6+ CMR GRY 110FT | EA |  | 1 Year | 64.4325 | 5% | 61.2109
31946 | Belden Wire | C601108115 | PATCHCORD BCAT6+ CMR GRY 115FT | EA |  | 1 Year | 67.0038 | 5% | 63.6536
31947 | Belden Wire | C601108130 | PATCHCORD BCAT6+ CMR GRY 130FT | EA |  | 1 Year | 74.7175 | 5% | 70.9816
31948 | Belden Wire | C601108132 | PATCHCORD BCAT6+ CMR GRY 132FT | EA |  | 1 Year | 75.746 | 5% | 71.9587
31949 | Belden Wire | C601108150 | PATCHCORD BCAT6+ CMR GRY 150FT | EA |  | 1 Year | 85.0025 | 5% | 80.7524
31950 | Belden Wire | C601108160 | PATCHCORD BCAT6+ CMR GRY 160FT | EA |  | 1 Year | 90.145 | 5% | 85.6377
31951 | Belden Wire | C601108164 | PATCHCORD BCAT6+ CMR GRY 164FT | EA |  | 1 Year | 92.202 | 5% | 87.5919
31952 | Belden Wire | C601108180 | PATCHCORD BCAT6+ CMR GRY 180FT | EA |  | 1 Year | 100.43 | 5% | 95.4085
31953 | Belden Wire | C601108197 | PATCHCORD BCAT6+ CMR GRY 197FT | EA |  | 1 Year | 109.1723 | 5% | 103.7137
31954 | Belden Wire | C601108200 | PATCHCORD BCAT6+ CMR GRY 200FT | EA |  | 1 Year | 110.715 | 5% | 105.1792
31955 | Belden Wire | C601108210 | PATCHCORD BCAT6+ CMR GRY 210FT | EA |  | 1 Year | 120.7663 | 5% | 114.728
31956 | Belden Wire | C601108220 | PATCHCORD BCAT6+ CMR GRY 220FT | EA |  | 1 Year | 126.1425 | 5% | 119.8354
31957 | Belden Wire | C601108225 | PATCHCORD BCAT6+ CMR GRY 225FT | EA |  | 1 Year | 128.8306 | 5% | 122.3891
31958 | Belden Wire | C601109001 | PATCHCORD BCAT6+ CMR WHI 1FT | EA |  | 1 Year | 8.3325 | 5% | 7.9159
31959 | Belden Wire | C601109002 | PATCHCORD BCAT6+ CMR WHI 2FT | EA |  | 1 Year | 8.8 | 5% | 8.36
31960 | Belden Wire | C601109003 | PATCHCORD BCAT6+ CMR WHI 3FT | EA |  | 1 Year | 9.2675 | 5% | 8.8041
31961 | Belden Wire | C601109004 | PATCHCORD BCAT6+ CMR WHI 4FT | EA |  | 1 Year | 9.735 | 5% | 9.2482
31962 | Belden Wire | C601109005 | PATCHCORD BCAT6+ CMR WHI 5FT | EA |  | 1 Year | 10.2025 | 5% | 9.6924
31963 | Belden Wire | C601109006 | PATCHCORD BCAT6+ CMR WHI 6FT | EA |  | 1 Year | 10.67 | 5% | 10.1365
31964 | Belden Wire | C601109006A06 | 3600 PRE-TERM ASSY WHI 6FT | EA |  | 1 Year | 89.958 | 5% | 85.4601
31965 | Belden Wire | C601109006A08 | 8P HARNESS B3600 CMR WHI 6FT | EA |  | 1 Year | 117.7 | 5% | 111.815
31966 | Belden Wire | C601109007 | PATCHCORD BCAT6+ CMR WHI 7FT | EA |  | 1 Year | 11.1375 | 5% | 10.5806
31967 | Belden Wire | C601109007A06 | 3600 PRE-TERM ASSY WHI 7FT | EA |  | 1 Year | 94.7265 | 5% | 89.9902
31968 | Belden Wire | C601109007A08 | 8P HARNESS B3600 CMR WHI 7FT | EA |  | 1 Year | 123.684 | 5% | 117.4998
31969 | Belden Wire | C601109008 | PATCHCORD BCAT6+ CMR WHI 8FT | EA |  | 1 Year | 11.605 | 5% | 11.0247
31970 | Belden Wire | C601109008A06 | 3600 PRE-TERM ASSY WHI 8FT | EA |  | 1 Year | 99.495 | 5% | 94.5203
31971 | Belden Wire | C601109008A08 | 8P HARNESS B3600 CMR WHI 8FT | EA |  | 1 Year | 129.668 | 5% | 123.1846
31972 | Belden Wire | C601109009 | PATCHCORD BCAT6+ CMR WHI 9FT | EA |  | 1 Year | 12.0725 | 5% | 11.4689
31973 | Belden Wire | C601109009A06 | 3600 PRE-TERM ASSY WHI 9FT | EA |  | 1 Year | 104.2635 | 5% | 99.0503
31974 | Belden Wire | C601109009A08 | 8P HARNESS B3600 CMR WHI 9FT | EA |  | 1 Year | 135.652 | 5% | 128.8694
31975 | Belden Wire | C601109010 | PATCHCORD BCAT6+ CMR WHI 10FT | EA |  | 1 Year | 12.54 | 5% | 11.913
31976 | Belden Wire | C601109010A06 | 3600 PRE-TERM ASSY WHI 10FT | EA |  | 1 Year | 109.032 | 5% | 103.5804
31977 | Belden Wire | C601109010A08 | 8P HARNESS B3600 CMR WHI 10FT | EA |  | 1 Year | 141.636 | 5% | 134.5542
31978 | Belden Wire | C601109011 | PATCHCORD BCAT6+ CMR WHI 11FT | EA |  | 1 Year | 13.0075 | 5% | 12.3571
31979 | Belden Wire | C601109011A06 | 3600 PRE-TERM ASSY WHI 11FT | EA |  | 1 Year | 113.8005 | 5% | 108.1105
31980 | Belden Wire | C601109011A08 | 8P HARNESS B3600 CMR WHI 11FT | EA |  | 1 Year | 147.62 | 5% | 140.239
31981 | Belden Wire | C601109012 | PATCHCORD BCAT6+ CMR WHI 12FT | EA |  | 1 Year | 13.475 | 5% | 12.8012
31982 | Belden Wire | C601109012A06 | 3600 PRE-TERM ASSY WHI 12FT | EA |  | 1 Year | 118.569 | 5% | 112.6405
31983 | Belden Wire | C601109012A08 | 8P HARNESS B3600 CMR WHI 12FT | EA |  | 1 Year | 153.604 | 5% | 145.9238
31984 | Belden Wire | C601109013 | PATCHCORD BCAT6+ CMR WHI 13FT | EA |  | 1 Year | 13.9425 | 5% | 13.2454
31985 | Belden Wire | C601109013A06 | 3600 PRE-TERM ASSY WHI 13FT | EA |  | 1 Year | 123.3375 | 5% | 117.1706
31986 | Belden Wire | C601109013A08 | 8P HARNESS B3600 CMR WHI 13FT | EA |  | 1 Year | 159.588 | 5% | 151.6086
31987 | Belden Wire | C601109014 | PATCHCORD BCAT6+ CMR WHI 14FT | EA |  | 1 Year | 14.41 | 5% | 13.6895
31988 | Belden Wire | C601109014A06 | 3600 PRE-TERM ASSY WHI 14FT | EA |  | 1 Year | 128.106 | 5% | 121.7007
31989 | Belden Wire | C601109014A08 | 8P HARNESS B3600 CMR WHI 14FT | EA |  | 1 Year | 165.572 | 5% | 157.2934
31990 | Belden Wire | C601109015 | PATCHCORD BCAT6+ CMR WHI 15FT | EA |  | 1 Year | 14.8775 | 5% | 14.1336
31991 | Belden Wire | C601109015A06 | 3600 PRE-TERM ASSY WHI 15FT | EA |  | 1 Year | 132.8745 | 5% | 126.2308
31992 | Belden Wire | C601109015A08 | 8P HARNESS B3600 CMR WHI 15FT | EA |  | 1 Year | 171.556 | 5% | 162.9782
31993 | Belden Wire | C601109016 | PATCHCORD BCAT6+ CMR WHI 16FT | EA |  | 1 Year | 15.345 | 5% | 14.5777
31994 | Belden Wire | C601109016A06 | 3600 PRE-TERM ASSY WHI 16FT | EA |  | 1 Year | 137.643 | 5% | 130.7609
31995 | Belden Wire | C601109016A08 | 8P HARNESS B3600 CMR WHI 16FT | EA |  | 1 Year | 177.54 | 5% | 168.663
31996 | Belden Wire | C601109017 | PATCHCORD BCAT6+ CMR WHI 17FT | EA |  | 1 Year | 15.8125 | 5% | 15.0219
31997 | Belden Wire | C601109017A06 | 3600 PRE-TERM ASSY WHI 17FT | EA |  | 1 Year | 142.4115 | 5% | 135.2909
31998 | Belden Wire | C601109017A08 | 8P HARNESS B3600 CMR WHI 17FT | EA |  | 1 Year | 183.524 | 5% | 174.3478
31999 | Belden Wire | C601109018 | PATCHCORD BCAT6+ CMR WHI 18FT | EA |  | 1 Year | 16.28 | 5% | 15.466
32000 | Belden Wire | C601109018A06 | 3600 PRE-TERM ASSY WHI 18FT | EA |  | 1 Year | 147.18 | 5% | 139.821
32001 | Belden Wire | C601109018A08 | 8P HARNESS B3600 CMR WHI 18FT | EA |  | 1 Year | 189.508 | 5% | 180.0326
32002 | Belden Wire | C601109019 | PATCHCORD BCAT6+ CMR WHI 19FT | EA |  | 1 Year | 16.7475 | 5% | 15.9101
32003 | Belden Wire | C601109019A06 | 3600 PRE-TERM ASSY WHI 19FT | EA |  | 1 Year | 151.9485 | 5% | 144.3511
32004 | Belden Wire | C601109019A08 | 8P HARNESS B3600 CMR WHI 19FT | EA |  | 1 Year | 195.492 | 5% | 185.7174
32005 | Belden Wire | C601109020 | PATCHCORD BCAT6+ CMR WHI 20FT | EA |  | 1 Year | 17.215 | 5% | 16.3543
32006 | Belden Wire | C601109020A06 | 3600 PRE-TERM ASSY WHI 20FT | EA |  | 1 Year | 156.717 | 5% | 148.8812
32007 | Belden Wire | C601109020A08 | 8P HARNESS B3600 CMR WHI 20FT | EA |  | 1 Year | 201.476 | 5% | 191.4022
32008 | Belden Wire | C601109021A06 | 3600 PRE-TERM ASSY WHI 21FT | EA |  | 1 Year | 161.4855 | 5% | 153.4112
32009 | Belden Wire | C601109021A08 | 8P HARNESS B3600 CMR WHI 21FT | EA |  | 1 Year | 207.46 | 5% | 197.087
32010 | Belden Wire | C601109022 | PATCHCORD BCAT6+ CMR WHI 22FT | EA |  | 1 Year | 18.15 | 5% | 17.2425
32011 | Belden Wire | C601109022A06 | 3600 PRE-TERM ASSY WHI 22FT | EA |  | 1 Year | 166.254 | 5% | 157.9413
32012 | Belden Wire | C601109022A08 | 8P HARNESS B3600 CMR WHI 22FT | EA |  | 1 Year | 213.444 | 5% | 202.7718
32013 | Belden Wire | C601109023 | PATCHCORD BCAT6+ CMR WHI 23FT | EA |  | 1 Year | 18.6175 | 5% | 17.6866
32014 | Belden Wire | C601109023A06 | 3600 PRE-TERM ASSY WHI 23FT | EA |  | 1 Year | 171.0225 | 5% | 162.4714
32015 | Belden Wire | C601109023A08 | 8P HARNESS B3600 CMR WHI 23FT | EA |  | 1 Year | 219.428 | 5% | 208.4566
32016 | Belden Wire | C601109024 | PATCHCORD BCAT6+ CMR WHI 24FT | EA |  | 1 Year | 19.085 | 5% | 18.1307
32017 | Belden Wire | C601109024A06 | 3600 PRE-TERM ASSY WHI 24FT | EA |  | 1 Year | 175.791 | 5% | 167.0014
32018 | Belden Wire | C601109024A08 | 8P HARNESS B3600 CMR WHI 24FT | EA |  | 1 Year | 225.412 | 5% | 214.1414
32019 | Belden Wire | C601109025 | PATCHCORD BCAT6+ CMR WHI 25FT | EA |  | 1 Year | 19.5525 | 5% | 18.5749
32020 | Belden Wire | C601109025A06 | 3600 PRE-TERM ASSY WHI 25FT | EA |  | 1 Year | 180.5595 | 5% | 171.5315
32021 | Belden Wire | C601109025A08 | 8P HARNESS B3600 CMR WHI 25FT | EA |  | 1 Year | 231.396 | 5% | 219.8262
32022 | Belden Wire | C601109026 | PATCHCORD BCAT6+ CMR WHI 26FT | EA |  | 1 Year | 20.02 | 5% | 19.019
32023 | Belden Wire | C601109026A06 | 3600 PRE-TERM ASSY WHI 26FT | EA |  | 1 Year | 185.328 | 5% | 176.0616
32024 | Belden Wire | C601109026A08 | 8P HARNESS B3600 CMR WHI 26FT | EA |  | 1 Year | 237.38 | 5% | 225.511
32025 | Belden Wire | C601109027 | PATCHCORD BCAT6+ CMR WHI 27FT | EA |  | 1 Year | 20.4875 | 5% | 19.4631
32026 | Belden Wire | C601109027A06 | 3600 PRE-TERM ASSY WHI 27FT | EA |  | 1 Year | 190.0965 | 5% | 180.5917
32027 | Belden Wire | C601109027A08 | 8P HARNESS B3600 CMR WHI 27FT | EA |  | 1 Year | 243.364 | 5% | 231.1958
32028 | Belden Wire | C601109028A06 | 3600 PRE-TERM ASSY WHI 28FT | EA |  | 1 Year | 194.865 | 5% | 185.1217
32029 | Belden Wire | C601109028A08 | 8P HARNESS B3600 CMR WHI 28FT | EA |  | 1 Year | 249.348 | 5% | 236.8806
32030 | Belden Wire | C601109029A06 | 3600 PRE-TERM ASSY WHI 29FT | EA |  | 1 Year | 199.6335 | 5% | 189.6518
32031 | Belden Wire | C601109029A08 | 8P HARNESS B3600 CMR WHI 29FT | EA |  | 1 Year | 255.332 | 5% | 242.5654
32032 | Belden Wire | C601109030 | PATCHCORD BCAT6+ CMR WHI 30FT | EA |  | 1 Year | 21.89 | 5% | 20.7955
32033 | Belden Wire | C601109030A06 | 3600 PRE-TERM ASSY WHI 30FT | EA |  | 1 Year | 204.402 | 5% | 194.1819
32034 | Belden Wire | C601109030A08 | 8P HARNESS B3600 CMR WHI 30FT | EA |  | 1 Year | 261.316 | 5% | 248.2502
32035 | Belden Wire | C601109031A06 | 3600 PRE-TERM ASSY WHI 31FT | EA |  | 1 Year | 209.1705 | 5% | 198.712
32036 | Belden Wire | C601109031A08 | 8P HARNESS B3600 CMR WHI 31FT | EA |  | 1 Year | 267.3 | 5% | 253.935
32037 | Belden Wire | C601109032 | PATCHCORD BCAT6+ CMR WHI 32FT | EA |  | 1 Year | 22.825 | 5% | 21.6837
32038 | Belden Wire | C601109032A06 | 3600 PRE-TERM ASSY WHI 32FT | EA |  | 1 Year | 213.939 | 5% | 203.242
32039 | Belden Wire | C601109032A08 | 8P HARNESS B3600 CMR WHI 32FT | EA |  | 1 Year | 273.284 | 5% | 259.6198
32040 | Belden Wire | C601109033 | PATCHCORD BCAT6+ CMR WHI 33FT | EA |  | 1 Year | 23.2925 | 5% | 22.1279
32041 | Belden Wire | C601109033A06 | 3600 PRE-TERM ASSY WHI 33FT | EA |  | 1 Year | 218.7075 | 5% | 207.7721
32042 | Belden Wire | C601109033A08 | 8P HARNESS B3600 CMR WHI 33FT | EA |  | 1 Year | 279.268 | 5% | 265.3046
32043 | Belden Wire | C601109034 | PATCHCORD BCAT6+ CMR WHI 34FT | EA |  | 1 Year | 23.76 | 5% | 22.572
32044 | Belden Wire | C601109034A06 | 3600 PRE-TERM ASSY WHI 34FT | EA |  | 1 Year | 223.476 | 5% | 212.3022
32045 | Belden Wire | C601109034A08 | 8P HARNESS B3600 CMR WHI 34FT | EA |  | 1 Year | 285.252 | 5% | 270.9894
32046 | Belden Wire | C601109035 | PATCHCORD BCAT6+ CMR WHI 35FT | EA |  | 1 Year | 24.2275 | 5% | 23.0161
32047 | Belden Wire | C601109035A06 | 3600 PRE-TERM ASSY WHI 35FT | EA |  | 1 Year | 228.2445 | 5% | 216.8323
32048 | Belden Wire | C601109035A08 | 8P HARNESS B3600 CMR WHI 35FT | EA |  | 1 Year | 291.236 | 5% | 276.6742
32049 | Belden Wire | C601109036 | PATCHCORD BCAT6+ CMR WHI 36FT | EA |  | 1 Year | 24.695 | 5% | 23.4602
32050 | Belden Wire | C601109036A06 | 3600 PRE-TERM ASSY WHI 36FT | EA |  | 1 Year | 233.013 | 5% | 221.3623
32051 | Belden Wire | C601109036A08 | 8P HARNESS B3600 CMR WHI 36FT | EA |  | 1 Year | 297.22 | 5% | 282.359
32052 | Belden Wire | C601109037 | PATCHCORD BCAT6+ CMR WHI 37FT | EA |  | 1 Year | 25.1625 | 5% | 23.9044
32053 | Belden Wire | C601109037A06 | 3600 PRE-TERM ASSY WHI 37FT | EA |  | 1 Year | 237.7815 | 5% | 225.8924
32054 | Belden Wire | C601109037A08 | 8P HARNESS B3600 CMR WHI 37FT | EA |  | 1 Year | 303.204 | 5% | 288.0438
32055 | Belden Wire | C601109038A06 | 3600 PRE-TERM ASSY WHI 38FT | EA |  | 1 Year | 242.55 | 5% | 230.4225
32056 | Belden Wire | C601109038A08 | 8P HARNESS B3600 CMR WHI 38FT | EA |  | 1 Year | 309.188 | 5% | 293.7286
32057 | Belden Wire | C601109039A06 | 3600 PRE-TERM ASSY WHI 39FT | EA |  | 1 Year | 247.3185 | 5% | 234.9526
32058 | Belden Wire | C601109039A08 | 8P HARNESS B3600 CMR WHI 39FT | EA |  | 1 Year | 315.172 | 5% | 299.4134
32059 | Belden Wire | C601109040 | PATCHCORD BCAT6+ CMR WHI 40FT | EA |  | 1 Year | 26.565 | 5% | 25.2368
32060 | Belden Wire | C601109040A06 | 3600 PRE-TERM ASSY WHI 40FT | EA |  | 1 Year | 252.087 | 5% | 239.4826
32061 | Belden Wire | C601109040A08 | 8P HARNESS B3600 CMR WHI 40FT | EA |  | 1 Year | 321.156 | 5% | 305.0982
32062 | Belden Wire | C601109041A06 | 3600 PRE-TERM ASSY WHI 41FT | EA |  | 1 Year | 256.8555 | 5% | 244.0127
32063 | Belden Wire | C601109041A08 | 8P HARNESS B3600 CMR WHI 41FT | EA |  | 1 Year | 327.14 | 5% | 310.783
32064 | Belden Wire | C601109042 | PATCHCORD BCAT6+ CMR WHI 42FT | EA |  | 1 Year | 27.5 | 5% | 26.125
32065 | Belden Wire | C601109042A06 | 3600 PRE-TERM ASSY WHI 42FT | EA |  | 1 Year | 261.624 | 5% | 248.5428
32066 | Belden Wire | C601109042A08 | 8P HARNESS B3600 CMR WHI 42FT | EA |  | 1 Year | 333.124 | 5% | 316.4678
32067 | Belden Wire | C601109043A06 | 3600 PRE-TERM ASSY WHI 43FT | EA |  | 1 Year | 266.3925 | 5% | 253.0729
32068 | Belden Wire | C601109043A08 | 8P HARNESS B3600 CMR WHI 43FT | EA |  | 1 Year | 339.108 | 5% | 322.1526
32069 | Belden Wire | C601109044A06 | 3600 PRE-TERM ASSY WHI 44FT | EA |  | 1 Year | 271.161 | 5% | 257.6029
32070 | Belden Wire | C601109044A08 | 8P HARNESS B3600 CMR WHI 44FT | EA |  | 1 Year | 345.092 | 5% | 327.8374
32071 | Belden Wire | C601109045 | PATCHCORD BCAT6+ CMR WHI 45FT | EA |  | 1 Year | 28.9025 | 5% | 27.4574
32072 | Belden Wire | C601109045A06 | 3600 PRE-TERM ASSY WHI 45FT | EA |  | 1 Year | 275.9295 | 5% | 262.133
32073 | Belden Wire | C601109045A08 | 8P HARNESS B3600 CMR WHI 45FT | EA |  | 1 Year | 351.076 | 5% | 333.5222
32074 | Belden Wire | C601109046A06 | 3600 PRE-TERM ASSY WHI 46FT | EA |  | 1 Year | 280.698 | 5% | 266.6631
32075 | Belden Wire | C601109046A08 | 8P HARNESS B3600 CMR WHI 46FT | EA |  | 1 Year | 357.06 | 5% | 339.207
32076 | Belden Wire | C601109047A06 | 3600 PRE-TERM ASSY WHI 47FT | EA |  | 1 Year | 285.4665 | 5% | 271.1932
32077 | Belden Wire | C601109047A08 | 8P HARNESS B3600 CMR WHI 47FT | EA |  | 1 Year | 363.044 | 5% | 344.8918
32078 | Belden Wire | C601109048A06 | 3600 PRE-TERM ASSY WHI 48FT | EA |  | 1 Year | 290.235 | 5% | 275.7233
32079 | Belden Wire | C601109048A08 | 8P HARNESS B3600 CMR WHI 48FT | EA |  | 1 Year | 369.028 | 5% | 350.5766
32080 | Belden Wire | C601109049 | PATCHCORD BCAT6+ CMR WHI 49FT | EA |  | 1 Year | 30.7725 | 5% | 29.2339
32081 | Belden Wire | C601109049A06 | 3600 PRE-TERM ASSY WHI 49FT | EA |  | 1 Year | 295.0035 | 5% | 280.2533
32082 | Belden Wire | C601109049A08 | 8P HARNESS B3600 CMR WHI 49FT | EA |  | 1 Year | 375.012 | 5% | 356.2614
32083 | Belden Wire | C601109050 | PATCHCORD BCAT6+ CMR WHI 50FT | EA |  | 1 Year | 31.24 | 5% | 29.678
32084 | Belden Wire | C601109050A06 | 3600 PRE-TERM ASSY WHI 50FT | EA |  | 1 Year | 299.772 | 5% | 284.7834
32085 | Belden Wire | C601109050A08 | 8P HARNESS B3600 CMR WHI 50FT | EA |  | 1 Year | 380.996 | 5% | 361.9462
32086 | Belden Wire | C601109051A08 | 8P HARNESS B3600 CMR WHI 51FT | EA |  | 1 Year | 386.98 | 5% | 367.631
32087 | Belden Wire | C601109052A08 | 8P HARNESS B3600 CMR WHI 52FT | EA |  | 1 Year | 392.964 | 5% | 373.3158
32088 | Belden Wire | C601109053A08 | 8P HARNESS B3600 CMR WHI 53FT | EA |  | 1 Year | 398.948 | 5% | 379.0006
32089 | Belden Wire | C601109054 | PATCHCORD BCAT6+ CMR WHI 54FT | EA |  | 1 Year | 33.11 | 5% | 31.4545
32090 | Belden Wire | C601109054A08 | 8P HARNESS B3600 CMR WHI 54FT | EA |  | 1 Year | 404.932 | 5% | 384.6854
32091 | Belden Wire | C601109055 | PATCHCORD BCAT6+ CMR WHI 55FT | EA |  | 1 Year | 33.5775 | 5% | 31.8986
32092 | Belden Wire | C601109055A06 | 3600 PRE-TERM ASSY, WH, 55FT, | EA |  | 1 Year | 323.6145 | 5% | 307.4338
32093 | Belden Wire | C601109055A08 | 8P HARNESS B3600 CMR WHI 55FT | EA |  | 1 Year | 410.916 | 5% | 390.3702
32094 | Belden Wire | C601109056A08 | 8P HARNESS B3600 CMR WHI 56FT | EA |  | 1 Year | 416.9 | 5% | 396.055
32095 | Belden Wire | C601109056A12 | 12P HARNESS B3600 CMR WHI 56FT | EA |  | 1 Year | 593.934 | 5% | 564.2373
32096 | Belden Wire | C601109057A08 | 8P HARNESS B3600 CMR WHI 57FT | EA |  | 1 Year | 422.884 | 5% | 401.7398
32097 | Belden Wire | C601109058A08 | 8P HARNESS B3600 CMR WHI 58FT | EA |  | 1 Year | 428.868 | 5% | 407.4246
32098 | Belden Wire | C601109058A12 | 12P HARNESS B3600 CMR WHI 58FT | EA |  | 1 Year | 610.764 | 5% | 580.2258
32099 | Belden Wire | C601109059 | PATCHCORD BCAT6+ CMR WHI 59FT | EA |  | 1 Year | 35.4475 | 5% | 33.6751
32100 | Belden Wire | C601109059A08 | 8P HARNESS B3600 CMR WHI 59FT | EA |  | 1 Year | 434.852 | 5% | 413.1094
32101 | Belden Wire | C601109060 | PATCHCORD BCAT6+ CMR WHI 60FT | EA |  | 1 Year | 35.915 | 5% | 34.1193
32102 | Belden Wire | C601109060A06 | 3600 PRE-TERM ASSY WHI 60FT | EA |  | 1 Year | 347.457 | 5% | 330.0841
32103 | Belden Wire | C601109060A08 | 8P HARNESS B3600 CMR WHI 60FT | EA |  | 1 Year | 440.836 | 5% | 418.7942
32104 | Belden Wire | C601109061A08 | 8P HARNESS B3600 CMR WHI 61FT | EA |  | 1 Year | 446.82 | 5% | 424.479
32105 | Belden Wire | C601109062A08 | 8P HARNESS B3600 CMR WHI 62FT | EA |  | 1 Year | 452.804 | 5% | 430.1638
32106 | Belden Wire | C601109063A08 | 8P HARNESS B3600 CMR WHI 63FT | EA |  | 1 Year | 458.788 | 5% | 435.8486
32107 | Belden Wire | C601109064A08 | 8P HARNESS B3600 CMR WHI 64FT | EA |  | 1 Year | 464.772 | 5% | 441.5334
32108 | Belden Wire | C601109065 | PATCHCORD BCAT6+ CMR WHI 65FT | EA |  | 1 Year | 38.2525 | 5% | 36.3399
32109 | Belden Wire | C601109065A06 | 3600 PRE-TERM ASSY, WH, 65FT, | EA |  | 1 Year | 371.2995 | 5% | 352.7345
32110 | Belden Wire | C601109065A08 | 8P HARNESS B3600 CMR WHI 65FT | EA |  | 1 Year | 470.756 | 5% | 447.2182
32111 | Belden Wire | C601109066 | PATCHCORD BCAT6+ CMR WHI 66FT | EA |  | 1 Year | 38.72 | 5% | 36.784
32112 | Belden Wire | C601109066A08 | 8P HARNESS B3600 CMR WHI 66FT | EA |  | 1 Year | 476.74 | 5% | 452.903
32113 | Belden Wire | C601109067A08 | 8P HARNESS B3600 CMR WHI 67FT | EA |  | 1 Year | 482.724 | 5% | 458.5878
32114 | Belden Wire | C601109068A08 | 8P HARNESS B3600 CMR WHI 68FT | EA |  | 1 Year | 488.708 | 5% | 464.2726
32115 | Belden Wire | C601109069A08 | 8P HARNESS B3600 CMR WHI 69FT | EA |  | 1 Year | 494.692 | 5% | 469.9574
32116 | Belden Wire | C601109070 | PATCHCORD BCAT6+ CMR WHI 70FT | EA |  | 1 Year | 40.59 | 5% | 38.5605
32117 | Belden Wire | C601109070A06 | 3600 PRE-TERM ASSY, WH, 70FT, | EA |  | 1 Year | 395.142 | 5% | 375.3849
32118 | Belden Wire | C601109070A08 | 8P HARNESS B3600 CMR WHI 70FT | EA |  | 1 Year | 500.676 | 5% | 475.6422
32119 | Belden Wire | C601109071A08 | 8P HARNESS B3600 CMR WHI 71FT | EA |  | 1 Year | 506.66 | 5% | 481.327
32120 | Belden Wire | C601109072A08 | 8P HARNESS B3600 CMR WHI 72FT | EA |  | 1 Year | 512.644 | 5% | 487.0118
32121 | Belden Wire | C601109073A08 | 8P HARNESS B3600 CMR WHI 73FT | EA |  | 1 Year | 518.628 | 5% | 492.6966
32122 | Belden Wire | C601109074A08 | 8P HARNESS B3600 CMR WHI 74FT | EA |  | 1 Year | 524.612 | 5% | 498.3814
32123 | Belden Wire | C601109075 | PATCHCORD BCAT6+ CMR WHI 75FT | EA |  | 1 Year | 42.9275 | 5% | 40.7811
32124 | Belden Wire | C601109075A06 | 3600 PRE-TERM ASSY WHI 75FT | EA |  | 1 Year | 418.9845 | 5% | 398.0353
32125 | Belden Wire | C601109075A08 | 8P HARNESS B3600 CMR WHI 75FT | EA |  | 1 Year | 530.596 | 5% | 504.0662
32126 | Belden Wire | C601109076A08 | 8P HARNESS B3600 CMR WHI 76FT | EA |  | 1 Year | 536.58 | 5% | 509.751
32127 | Belden Wire | C601109077A08 | 8P HARNESS B3600 CMR WHI 77FT | EA |  | 1 Year | 542.564 | 5% | 515.4358
32128 | Belden Wire | C601109078A08 | 8P HARNESS B3600 CMR WHI 78FT | EA |  | 1 Year | 548.548 | 5% | 521.1206
32129 | Belden Wire | C601109079A08 | 8P HARNESS B3600 CMR WHI 79FT | EA |  | 1 Year | 554.532 | 5% | 526.8054
32130 | Belden Wire | C601109080 | PATCHCORD BCAT6+ CMR WHI 80FT | EA |  | 1 Year | 45.265 | 5% | 43.0018
32131 | Belden Wire | C601109080A06 | 3600 PRE-TERM ASSY WHI 80FT | EA |  | 1 Year | 442.827 | 5% | 420.6856
32132 | Belden Wire | C601109080A08 | 8P HARNESS B3600 CMR WHI 80FT | EA |  | 1 Year | 560.516 | 5% | 532.4902
32133 | Belden Wire | C601109081A08 | 8P HARNESS B3600 CMR WHI 81FT | EA |  | 1 Year | 566.5 | 5% | 538.175
32134 | Belden Wire | C601109082 | PATCHCORD BCAT6+ CMR WHI 82FT | EA |  | 1 Year | 46.2 | 5% | 43.89
32135 | Belden Wire | C601109082A08 | 8P HARNESS B3600 CMR WHI 82FT | EA |  | 1 Year | 572.484 | 5% | 543.8598
32136 | Belden Wire | C601109083A08 | 8P HARNESS B3600 CMR WHI 83FT | EA |  | 1 Year | 578.468 | 5% | 549.5446
32137 | Belden Wire | C601109084A08 | 8P HARNESS B3600 CMR WHI 84FT | EA |  | 1 Year | 584.452 | 5% | 555.2294
32138 | Belden Wire | C601109085A06 | 3600 PRE-TERM ASSY WHI 85FT | EA |  | 1 Year | 466.6695 | 5% | 443.336
32139 | Belden Wire | C601109085A08 | 8P HARNESS B3600 CMR WHI 85FT | EA |  | 1 Year | 590.436 | 5% | 560.9142
32140 | Belden Wire | C601109086A08 | 8P HARNESS B3600 CMR WHI 86FT | EA |  | 1 Year | 596.42 | 5% | 566.599
32141 | Belden Wire | C601109087 | PATCHCORD BCAT6+ CMR WHI 87FT | EA |  | 1 Year | 48.5375 | 5% | 46.1106
32142 | Belden Wire | C601109087A08 | 8P HARNESS B3600 CMR WHI 87FT | EA |  | 1 Year | 602.404 | 5% | 572.2838
32143 | Belden Wire | C601109088A08 | 8P HARNESS B3600 CMR WHI 88FT | EA |  | 1 Year | 608.388 | 5% | 577.9686
32144 | Belden Wire | C601109089A08 | 8P HARNESS B3600 CMR WHI 89FT | EA |  | 1 Year | 614.372 | 5% | 583.6534
32145 | Belden Wire | C601109090A06 | 3600 PRE-TERM ASSY WHI 90FT | EA |  | 1 Year | 490.512 | 5% | 465.9864
32146 | Belden Wire | C601109090A08 | 8P HARNESS B3600 CMR WHI 90FT | EA |  | 1 Year | 620.356 | 5% | 589.3382
32147 | Belden Wire | C601109091A08 | 8P HARNESS B3600 CMR WHI 91FT | EA |  | 1 Year | 626.34 | 5% | 595.023
32148 | Belden Wire | C601109092A08 | 8P HARNESS B3600 CMR WHI 92FT | EA |  | 1 Year | 632.324 | 5% | 600.7078
32149 | Belden Wire | C601109093A08 | 8P HARNESS B3600 CMR WHI 93FT | EA |  | 1 Year | 638.308 | 5% | 606.3926
32150 | Belden Wire | C601109094A08 | 8P HARNESS B3600 CMR WHI 94FT | EA |  | 1 Year | 644.292 | 5% | 612.0774
32151 | Belden Wire | C601109095A06 | 3600 PRE-TERM ASSY WHI 95FT | EA |  | 1 Year | 514.3545 | 5% | 488.6368
32152 | Belden Wire | C601109095A08 | 8P HARNESS B3600 CMR WHI 95FT | EA |  | 1 Year | 650.276 | 5% | 617.7622
32153 | Belden Wire | C601109096 | PATCHCORD BCAT6+ CMR WHI 96FT | EA |  | 1 Year | 52.745 | 5% | 50.1077
32154 | Belden Wire | C601109096A08 | 8P HARNESS B3600 CMR WHI 96FT | EA |  | 1 Year | 656.26 | 5% | 623.447
32155 | Belden Wire | C601109097A08 | 8P HARNESS B3600 CMR WHI 97FT | EA |  | 1 Year | 662.244 | 5% | 629.1318
32156 | Belden Wire | C601109098A08 | 8P HARNESS B3600 CMR WHI 98FT | EA |  | 1 Year | 668.228 | 5% | 634.8166
32157 | Belden Wire | C601109099 | PATCHCORD BCAT6+ CMR WHI 99FT | EA |  | 1 Year | 54.1475 | 5% | 51.4401
32158 | Belden Wire | C601109099A08 | 8P HARNESS B3600 CMR WHI 99FT | EA |  | 1 Year | 674.212 | 5% | 640.5014
32159 | Belden Wire | C601109100A06 | 3600 PRE-TERM ASSY WHI 100FT | EA |  | 1 Year | 538.197 | 5% | 511.2871
32160 | Belden Wire | C601109100A08 | 8P HARNESS B3600 CMR WHI 100FT | EA |  | 1 Year | 680.196 | 5% | 646.1862
32161 | Belden Wire | C601109105 | PATCHCORD BCAT6+ CMR WHI 105FT | EA |  | 1 Year | 61.8613 | 5% | 58.7682
32162 | Belden Wire | C601109105A06 | 3600 PRE-TERM ASSY WHI 105FT | EA |  | 1 Year | 612.1088 | 5% | 581.5034
32163 | Belden Wire | C601109105A08 | 8P HARNESS B3600 CMR WHI 105FT | EA |  | 1 Year | 772.948 | 5% | 734.3006
32164 | Belden Wire | C601109110 | PATCHCORD BCAT6+ CMR WHI 110FT | EA |  | 1 Year | 64.4325 | 5% | 61.2109
32165 | Belden Wire | C601109110A06 | 3600 PRE-TERM ASSY WHI 110FT | EA |  | 1 Year | 638.3355 | 5% | 606.4187
32166 | Belden Wire | C601109110A08 | 8P HARNESS B3600 CMR WHI 110FT | EA |  | 1 Year | 805.86 | 5% | 765.567
32167 | Belden Wire | C601109115 | PATCHCORD BCAT6+ CMR WHI 115FT | EA |  | 1 Year | 67.0038 | 5% | 63.6536
32168 | Belden Wire | C601109115A06 | 3600 PRE-TERM ASSY WHI 115FT | EA |  | 1 Year | 664.5623 | 5% | 631.3342
32169 | Belden Wire | C601109115A08 | 8P HARNESS B3600 CMR WHI 115FT | EA |  | 1 Year | 838.772 | 5% | 796.8334
32170 | Belden Wire | C601109120A06 | 3600 PRE-TERM ASSY WHI 120FT | EA |  | 1 Year | 690.789 | 5% | 656.2495
32171 | Belden Wire | C601109120A08 | 8P HARNESS B3600 CMR WHI 120FT | EA |  | 1 Year | 871.684 | 5% | 828.0998
32172 | Belden Wire | C601109125A06 | 3600 PRE-TERM ASSY WHI 125FT | EA |  | 1 Year | 717.0158 | 5% | 681.165
32173 | Belden Wire | C601109125A08 | 8P HARNESS B3600 CMR WHI 125FT | EA |  | 1 Year | 904.596 | 5% | 859.3662
32174 | Belden Wire | C601109130 | PATCHCORD BCAT6+ CMR WHI 130FT | EA |  | 1 Year | 74.7175 | 5% | 70.9816
32175 | Belden Wire | C601109130A06 | 3600 PRE-TERM ASSY WHI 130FT | EA |  | 1 Year | 743.2425 | 5% | 706.0804
32176 | Belden Wire | C601109130A08 | 8P HARNESS B3600 CMR WHI 130FT | EA |  | 1 Year | 937.508 | 5% | 890.6326
32177 | Belden Wire | C601109132 | PATCHCORD BCAT6+ CMR WHI 132FT | EA |  | 1 Year | 75.746 | 5% | 71.9587
32178 | Belden Wire | C601109135A06 | 3600 PRE-TERM ASSY WHI 135FT | EA |  | 1 Year | 769.4693 | 5% | 730.9958
32179 | Belden Wire | C601109135A08 | 8P HARNESS B3600 CMR WHI 135FT | EA |  | 1 Year | 970.42 | 5% | 921.899
32180 | Belden Wire | C601109140A06 | 3600 PRE-TERM ASSY WHI 140FT | EA |  | 1 Year | 795.696 | 5% | 755.9112
32181 | Belden Wire | C601109140A08 | 8P HARNESS B3600 CMR WHI 140FT | EA |  | 1 Year | 1003.332 | 5% | 953.1654
32182 | Belden Wire | C601109145A06 | 3600 PRE-TERM ASSY WHI 145FT | EA |  | 1 Year | 821.9228 | 5% | 780.8267
32183 | Belden Wire | C601109145A08 | 8P HARNESS B3600 CMR WHI 145FT | EA |  | 1 Year | 1036.244 | 5% | 984.4318
32184 | Belden Wire | C601109150A06 | 3600 PRE-TERM ASSY WHI 150FT | EA |  | 1 Year | 848.1495 | 5% | 805.742
32185 | Belden Wire | C601109150A08 | 8P HARNESS B3600 CMR WHI 150FT | EA |  | 1 Year | 1069.156 | 5% | 1015.6982
32186 | Belden Wire | C601109155A06 | 3600 PRE-TERM ASSY WHI 155FT | EA |  | 1 Year | 874.3763 | 5% | 830.6575
32187 | Belden Wire | C601109155A08 | 8P HARNESS B3600 CMR WHI 155FT | EA |  | 1 Year | 1102.068 | 5% | 1046.9646
32188 | Belden Wire | C601109156 | PATCHCORD BCAT6+ CMR WHI 156FT | EA |  | 1 Year | 88.088 | 5% | 83.6836
32189 | Belden Wire | C601109160A06 | 3600 PRE-TERM ASSY WHI 160FT | EA |  | 1 Year | 900.603 | 5% | 855.5728
32190 | Belden Wire | C601109160A08 | 8P HARNESS B3600 CMR WHI 160FT | EA |  | 1 Year | 1134.98 | 5% | 1078.231
32191 | Belden Wire | C601109164 | PATCHCORD BCAT6+ CMR WHI 164FT | EA |  | 1 Year | 92.202 | 5% | 87.5919
32192 | Belden Wire | C601109165A06 | 3600 PRE-TERM ASSY WHI 165FT | EA |  | 1 Year | 926.8298 | 5% | 880.4883
32193 | Belden Wire | C601109165A08 | 8P HARNESS B3600 CMR WHI 165FT | EA |  | 1 Year | 1167.892 | 5% | 1109.4974
32194 | Belden Wire | C601109170A06 | 3600 PRE-TERM ASSY WHI 170FT | EA |  | 1 Year | 953.0565 | 5% | 905.4037
32195 | Belden Wire | C601109170A08 | 8P HARNESS B3600 CMR WHI 170FT | EA |  | 1 Year | 1200.804 | 5% | 1140.7638
32196 | Belden Wire | C601109175A06 | 3600 PRE-TERM ASSY WHI 175FT | EA |  | 1 Year | 979.2833 | 5% | 930.3191
32197 | Belden Wire | C601109175A08 | 8P HARNESS B3600 CMR WHI 175FT | EA |  | 1 Year | 1233.716 | 5% | 1172.0302
32198 | Belden Wire | C601109180A06 | 3600 PRE-TERM ASSY WHI 180FT | EA |  | 1 Year | 1005.51 | 5% | 955.2345
32199 | Belden Wire | C601109180A08 | 8P HARNESS B3600 CMR WHI 180FT | EA |  | 1 Year | 1266.628 | 5% | 1203.2966
32200 | Belden Wire | C601109185A06 | 3600 PRE-TERM ASSY WHI 185FT | EA |  | 1 Year | 1031.7368 | 5% | 980.15
32201 | Belden Wire | C601109185A08 | 8P HARNESS B3600 CMR WHI 185FT | EA |  | 1 Year | 1299.54 | 5% | 1234.563
32202 | Belden Wire | C601109190A06 | 3600 PRE-TERM ASSY WHI 190FT | EA |  | 1 Year | 1057.9635 | 5% | 1005.0653
32203 | Belden Wire | C601109190A08 | 8P HARNESS B3600 CMR WHI 190FT | EA |  | 1 Year | 1332.452 | 5% | 1265.8294
32204 | Belden Wire | C601109195A06 | 3600 PRE-TERM ASSY WHI 195FT | EA |  | 1 Year | 1084.1903 | 5% | 1029.9808
32205 | Belden Wire | C601109195A08 | 8P HARNESS B3600 CMR WHI 195FT | EA |  | 1 Year | 1365.364 | 5% | 1297.0958
32206 | Belden Wire | C601109200A06 | 3600 PRE-TERM ASSY WHI 200FT | EA |  | 1 Year | 1110.417 | 5% | 1054.8961
32207 | Belden Wire | C601109200A08 | 8P HARNESS B3600 CMR WHI 200FT | EA |  | 1 Year | 1398.276 | 5% | 1328.3622
32208 | Belden Wire | C601109205A06 | 3600 PRE-TERM ASSY WHI 205FT | EA |  | 1 Year | 1185.5209 | 5% | 1126.2449
32209 | Belden Wire | C601109205A08 | 8P HARNESS B3600 CMR WHI 205FT | EA |  | 1 Year | 1492.524 | 5% | 1417.8978
32210 | Belden Wire | C601109210A06 | 3600 PRE-TERM ASSY WHI 210FT | EA |  | 1 Year | 1212.9398 | 5% | 1152.2928
32211 | Belden Wire | C601109210A08 | 8P HARNESS B3600 CMR WHI 210FT | EA |  | 1 Year | 1526.932 | 5% | 1450.5854
32212 | Belden Wire | C601109215A06 | 3600 PRE-TERM ASSY WHI 215FT | EA |  | 1 Year | 1240.3586 | 5% | 1178.3407
32213 | Belden Wire | C601109215A08 | 8P HARNESS B3600 CMR WHI 215FT | EA |  | 1 Year | 1561.34 | 5% | 1483.273
32214 | Belden Wire | C601109220A06 | 3600 PRE-TERM ASSY WHI 220FT | EA |  | 1 Year | 1267.7775 | 5% | 1204.3886
32215 | Belden Wire | C601109220A08 | 8P HARNESS B3600 CMR WHI 220FT | EA |  | 1 Year | 1595.748 | 5% | 1515.9606
32216 | Belden Wire | C601109225A06 | 3600 PRE-TERM ASSY WHI 225FT | EA |  | 1 Year | 1295.1964 | 5% | 1230.4366
32217 | Belden Wire | C601109225A08 | 8P HARNESS B3600 CMR WHI 225FT | EA |  | 1 Year | 1630.156 | 5% | 1548.6482
32218 | Belden Wire | C601109230 | PATCHCORD BCAT6+ CMR WHI 230FT | EA |  | 1 Year | 131.5188 | 5% | 124.9429
32219 | Belden Wire | C601109230A06 | 3600 PRE-TERM ASSY WHI 230FT | EA |  | 1 Year | 1322.6153 | 5% | 1256.4845
32220 | Belden Wire | C601109230A08 | 8P HARNESS B3600 CMR WHI 230FT | EA |  | 1 Year | 1664.564 | 5% | 1581.3358
32221 | Belden Wire | C601109235A06 | 3600 PRE-TERM ASSY WHI 235FT | EA |  | 1 Year | 1350.0341 | 5% | 1282.5324
32222 | Belden Wire | C601109235A08 | 8P HARNESS B3600 CMR WHI 235FT | EA |  | 1 Year | 1698.972 | 5% | 1614.0234
32223 | Belden Wire | C601109240A06 | 3600 PRE-TERM ASSY WHI 240FT | EA |  | 1 Year | 1377.453 | 5% | 1308.5803
32224 | Belden Wire | C601109240A08 | 8P HARNESS B3600 CMR WHI 240FT | EA |  | 1 Year | 1733.38 | 5% | 1646.711
32225 | Belden Wire | C601109245A06 | 3600 PRE-TERM ASSY WHI 245FT | EA |  | 1 Year | 1404.8719 | 5% | 1334.6283
32226 | Belden Wire | C601109245A08 | 8P HARNESS B3600 CMR WHI 245FT | EA |  | 1 Year | 1767.788 | 5% | 1679.3986
32227 | Belden Wire | C601109250A06 | 3600 PRE-TERM ASSY WHI 250FT | EA |  | 1 Year | 1432.2908 | 5% | 1360.6763
32228 | Belden Wire | C601109250A08 | 8P HARNESS B3600 CMR WHI 250FT | EA |  | 1 Year | 1802.196 | 5% | 1712.0862
32229 | Belden Wire | C601109255A06 | 3600 PRE-TERM ASSY WHI 255FT | EA |  | 1 Year | 1459.7096 | 5% | 1386.7241
32230 | Belden Wire | C601109255A08 | 8P HARNESS B3600 CMR WHI 255FT | EA |  | 1 Year | 1836.604 | 5% | 1744.7738
32231 | Belden Wire | C601109260A06 | 3600 PRE-TERM ASSY WHI 260FT | EA |  | 1 Year | 1487.1285 | 5% | 1412.7721
32232 | Belden Wire | C601109260A08 | 8P HARNESS B3600 CMR WHI 260FT | EA |  | 1 Year | 1871.012 | 5% | 1777.4614
32233 | Belden Wire | C601109265A06 | 3600 PRE-TERM ASSY WHI 265FT | EA |  | 1 Year | 1514.5474 | 5% | 1438.82
32234 | Belden Wire | C601109265A08 | 8P HARNESS B3600 CMR WHI 265FT | EA |  | 1 Year | 1905.42 | 5% | 1810.149
32235 | Belden Wire | C601109270A08 | 8P HARNESS B3600 CMR WHI 270FT | EA |  | 1 Year | 1939.828 | 5% | 1842.8366
32236 | Belden Wire | C601109275A08 | 8P HARNESS B3600 CMR WHI 275FT | EA |  | 1 Year | 1974.236 | 5% | 1875.5242
32237 | Belden Wire | C601109280A08 | 8P HARNESS B3600 CMR WHI 280FT | EA |  | 1 Year | 2008.644 | 5% | 1908.2118
32238 | Belden Wire | C601109285A08 | 8P HARNESS B3600 CMR WHI 285FT | EA |  | 1 Year | 2043.052 | 5% | 1940.8994
32239 | Belden Wire | C601109290A08 | 8P HARNESS B3600 CMR WHI 290FT | EA |  | 1 Year | 2077.46 | 5% | 1973.587
32240 | Belden Wire | C601109295A06 | 3600 PRE-TERM ASSY WHI 295FT | EA |  | 1 Year | 1580.56 | 5% | 1501.532
32241 | Belden Wire | C601109295A08 | 8P HARNESS B3600 CMR WHI 295FT | EA |  | 1 Year | 2055.3 | 5% | 1952.535
32242 | Belden Wire | C601112001 | PATCHCORD BCAT6+ CMR LTRD 1FT | EA |  | 1 Year | 8.3325 | 5% | 7.9159
32243 | Belden Wire | C601112002 | PATCHCORD BCAT6+ CMR LTRD 2FT | EA |  | 1 Year | 8.8 | 5% | 8.36
32244 | Belden Wire | C601112003 | PATCHCORD BCAT6+ CMR LTRD 3FT | EA |  | 1 Year | 9.2675 | 5% | 8.8041
32245 | Belden Wire | C601112004 | PATCHCORD BCAT6+ CMR LTRD 4FT | EA |  | 1 Year | 9.735 | 5% | 9.2482
32246 | Belden Wire | C601112005 | PATCHCORD BCAT6+ CMR LTRD 5FT | EA |  | 1 Year | 10.2025 | 5% | 9.6924
32247 | Belden Wire | C601112006 | PATCHCORD BCAT6+ CMR LTRD 6FT | EA |  | 1 Year | 10.67 | 5% | 10.1365
32248 | Belden Wire | C601112007 | PATCHCORD BCAT6+ CMR LTRD 7FT | EA |  | 1 Year | 11.1375 | 5% | 10.5806
32249 | Belden Wire | C601112008 | PATCHCORD BCAT6+ CMR LTRD 8FT | EA |  | 1 Year | 11.605 | 5% | 11.0247
32250 | Belden Wire | C601112009 | PATCHCORD BCAT6+ CMR LTRD 9FT | EA |  | 1 Year | 12.0725 | 5% | 11.4689
32251 | Belden Wire | C601112010 | PATCHCORD BCAT6+ CMR LTRD 10FT | EA |  | 1 Year | 12.54 | 5% | 11.913
32252 | Belden Wire | C601112011 | PATCHCORD BCAT6+ CMR LTRD 11FT | EA |  | 1 Year | 13.0075 | 5% | 12.3571
32253 | Belden Wire | C601112012 | PATCHCORD BCAT6+ CMR LTRD 12FT | EA |  | 1 Year | 13.475 | 5% | 12.8012
32254 | Belden Wire | C601112013 | PATCHCORD BCAT6+ CMR LTRD 13FT | EA |  | 1 Year | 13.9425 | 5% | 13.2454
32255 | Belden Wire | C601112014 | PATCHCORD BCAT6+ CMR LTRD 14FT | EA |  | 1 Year | 14.41 | 5% | 13.6895
32256 | Belden Wire | C601112015 | PATCHCORD BCAT6+ CMR LTRD 15FT | EA |  | 1 Year | 14.8775 | 5% | 14.1336
32257 | Belden Wire | C601112017 | PATCHCORD BCAT6+ CMR LTRD 17FT | EA |  | 1 Year | 15.8125 | 5% | 15.0219
32258 | Belden Wire | C601112020 | PATCHCORD BCAT6+ CMR LTRD 20FT | EA |  | 1 Year | 17.215 | 5% | 16.3543
32259 | Belden Wire | C601112025 | PATCHCORD BCAT6+ CMR LTRD 25FT | EA |  | 1 Year | 19.5525 | 5% | 18.5749
32260 | Belden Wire | C601112030 | PATCHCORD BCAT6+ CMR LTRD 30FT | EA |  | 1 Year | 21.89 | 5% | 20.7955
32261 | Belden Wire | C601112035 | PATCHCORD BCAT6+ CMR LTRD 35FT | EA |  | 1 Year | 24.2275 | 5% | 23.0161
32262 | Belden Wire | C601112050 | PATCHCORD BCAT6+ CMR LTRD 50FT | EA |  | 1 Year | 31.24 | 5% | 29.678
32263 | Belden Wire | C601112060 | PATCHCORD BCAT6+ CMR LTRD 60FT | EA |  | 1 Year | 35.915 | 5% | 34.1193
32264 | Belden Wire | C601112100 | PATCHCORD BCAT6+ CMR LTRD 100F | EA |  | 1 Year | 54.615 | 5% | 51.8843
32265 | Belden Wire | C601113001 | PATCHCORD BCAT6+ CMR LTOR 1FT | EA |  | 1 Year | 8.3325 | 5% | 7.9159
32266 | Belden Wire | C601113002 | PATCHCORD BCAT6+ CMR LTOR 2FT | EA |  | 1 Year | 8.8 | 5% | 8.36
32267 | Belden Wire | C601113003 | PATCHCORD BCAT6+ CMR LTOR 3FT | EA |  | 1 Year | 9.2675 | 5% | 8.8041
32268 | Belden Wire | C601113004 | PATCHCORD BCAT6+ CMR LTOR 4FT | EA |  | 1 Year | 9.735 | 5% | 9.2482
32269 | Belden Wire | C601113005 | PATCHCORD BCAT6+ CMR LTOR 5FT | EA |  | 1 Year | 10.2025 | 5% | 9.6924
32270 | Belden Wire | C601113006 | PATCHCORD BCAT6+ CMR LTOR 6FT | EA |  | 1 Year | 10.67 | 5% | 10.1365
32271 | Belden Wire | C601113007 | PATCHCORD BCAT6+ CMR LTOR 7FT | EA |  | 1 Year | 11.1375 | 5% | 10.5806
32272 | Belden Wire | C601113010 | PATCHCORD BCAT6+ CMR LTOR 10FT | EA |  | 1 Year | 12.54 | 5% | 11.913
32273 | Belden Wire | C601113015 | PATCHCORD BCAT6+ CMR LTOR 15FT | EA |  | 1 Year | 14.8775 | 5% | 14.1336
32274 | Belden Wire | C601113020 | PATCHCORD BCAT6+ CMR LTOR 20FT | EA |  | 1 Year | 17.215 | 5% | 16.3543
32275 | Belden Wire | C601113025 | PATCHCORD BCAT6+ CMR LTOR 25FT | EA |  | 1 Year | 19.5525 | 5% | 18.5749
32276 | Belden Wire | C601113030 | PATCHCORD BCAT6+ CMR LTOR 30FT | EA |  | 1 Year | 21.89 | 5% | 20.7955
32277 | Belden Wire | C601113035 | PATCHCORD BCAT6+ CMR LTOR 35FT | EA |  | 1 Year | 24.2275 | 5% | 23.0161
32278 | Belden Wire | C601113050 | PATCHCORD BCAT6+ CMR LTOR 50FT | EA |  | 1 Year | 31.24 | 5% | 29.678
32279 | Belden Wire | C601113100 | PATCHCORD BCAT6+ CMR LTOR 100F | EA |  | 1 Year | 54.615 | 5% | 51.8843
32280 | Belden Wire | C601114001 | PATCHCORD BCAT6+ CMR LTYE 1FT | EA |  | 1 Year | 8.3325 | 5% | 7.9159
32281 | Belden Wire | C601114002 | PATCHCORD BCAT6+ CMR LTYE 2FT | EA |  | 1 Year | 8.8 | 5% | 8.36
32282 | Belden Wire | C601114003 | PATCHCORD BCAT6+ CMR LTYE 3FT | EA |  | 1 Year | 9.2675 | 5% | 8.8041
32283 | Belden Wire | C601114004 | PATCHCORD BCAT6+ CMR LTYE 4FT | EA |  | 1 Year | 9.735 | 5% | 9.2482
32284 | Belden Wire | C601114005 | PATCHCORD BCAT6+ CMR LTYE 5FT | EA |  | 1 Year | 10.2025 | 5% | 9.6924
32285 | Belden Wire | C601114006 | PATCHCORD BCAT6+ CMR LTYE 6FT | EA |  | 1 Year | 10.67 | 5% | 10.1365
32286 | Belden Wire | C601114007 | PATCHCORD BCAT6+ CMR LTYE 7FT | EA |  | 1 Year | 11.1375 | 5% | 10.5806
32287 | Belden Wire | C601114008 | PATCHCORD BCAT6+ CMR LTYE 8FT | EA |  | 1 Year | 11.605 | 5% | 11.0247
32288 | Belden Wire | C601114009 | PATCHCORD BCAT6+ CMR LTYE 9FT | EA |  | 1 Year | 12.0725 | 5% | 11.4689
32289 | Belden Wire | C601114010 | PATCHCORD BCAT6+ CMR LTYE 10FT | EA |  | 1 Year | 12.54 | 5% | 11.913
32290 | Belden Wire | C601114011 | PATCHCORD BCAT6+ CMR LTYE 11FT | EA |  | 1 Year | 13.0075 | 5% | 12.3571
32291 | Belden Wire | C601114012 | PATCHCORD BCAT6+ CMR LTYE 12FT | EA |  | 1 Year | 13.475 | 5% | 12.8012
32292 | Belden Wire | C601114013 | PATCHCORD BCAT6+ CMR LTYE 13FT | EA |  | 1 Year | 13.9425 | 5% | 13.2454
32293 | Belden Wire | C601114014 | PATCHCORD BCAT6+ CMR LTYE 14FT | EA |  | 1 Year | 14.41 | 5% | 13.6895
32294 | Belden Wire | C601114015 | PATCHCORD BCAT6+ CMR LTYE 15FT | EA |  | 1 Year | 14.8775 | 5% | 14.1336
32295 | Belden Wire | C601114017 | PATCHCORD BCAT6+ CMR LTYE 17FT | EA |  | 1 Year | 15.8125 | 5% | 15.0219
32296 | Belden Wire | C601114020 | PATCHCORD BCAT6+ CMR LTYE 20FT | EA |  | 1 Year | 17.215 | 5% | 16.3543
32297 | Belden Wire | C601114025 | PATCHCORD BCAT6+ CMR LTYE 25FT | EA |  | 1 Year | 19.5525 | 5% | 18.5749
32298 | Belden Wire | C601114030 | PATCHCORD BCAT6+ CMR LTYE 30FT | EA |  | 1 Year | 21.89 | 5% | 20.7955
32299 | Belden Wire | C601114035 | PATCHCORD BCAT6+ CMR LTYE 35FT | EA |  | 1 Year | 24.2275 | 5% | 23.0161
32300 | Belden Wire | C601114050 | PATCHCORD BCAT6+ CMR LTYE 50FT | EA |  | 1 Year | 31.24 | 5% | 29.678
32301 | Belden Wire | C601115001 | PATCHCORD BCAT6+ CMR LTGN 1FT | EA |  | 1 Year | 8.3325 | 5% | 7.9159
32302 | Belden Wire | C601115002 | PATCHCORD BCAT6+ CMR LTGN 2FT | EA |  | 1 Year | 8.8 | 5% | 8.36
32303 | Belden Wire | C601115003 | PATCHCORD BCAT6+ CMR LTGN 3FT | EA |  | 1 Year | 9.2675 | 5% | 8.8041
32304 | Belden Wire | C601115004 | PATCHCORD BCAT6+ CMR LTGN 4FT | EA |  | 1 Year | 9.735 | 5% | 9.2482
32305 | Belden Wire | C601115005 | PATCHCORD BCAT6+ CMR LTGN 5FT | EA |  | 1 Year | 10.2025 | 5% | 9.6924
32306 | Belden Wire | C601115006 | PATCHCORD BCAT6+ CMR LTGN 6FT | EA |  | 1 Year | 10.67 | 5% | 10.1365
32307 | Belden Wire | C601115007 | PATCHCORD BCAT6+ CMR LTGN 7FT | EA |  | 1 Year | 11.1375 | 5% | 10.5806
32308 | Belden Wire | C601115008 | PATCHCORD BCAT6+ CMR LTGN 8FT | EA |  | 1 Year | 11.605 | 5% | 11.0247
32309 | Belden Wire | C601115009 | PATCHCORD BCAT6+ CMR LTGN 9FT | EA |  | 1 Year | 12.0725 | 5% | 11.4689
32310 | Belden Wire | C601115010 | PATCHCORD BCAT6+ CMR LTGN 10FT | EA |  | 1 Year | 12.54 | 5% | 11.913
32311 | Belden Wire | C601115011 | PATCHCORD BCAT6+ CMR LTGN 11FT | EA |  | 1 Year | 13.0075 | 5% | 12.3571
32312 | Belden Wire | C601115012 | PATCHCORD BCAT6+ CMR LTGN 12FT | EA |  | 1 Year | 13.475 | 5% | 12.8012
32313 | Belden Wire | C601115013 | PATCHCORD BCAT6+ CMR LTGN 13FT | EA |  | 1 Year | 13.9425 | 5% | 13.2454
32314 | Belden Wire | C601115015 | PATCHCORD BCAT6+ CMR LTGN 15FT | EA |  | 1 Year | 14.8775 | 5% | 14.1336
32315 | Belden Wire | C601115019 | PATCHCORD BCAT6+ CMR LTGN 19FT | EA |  | 1 Year | 16.7475 | 5% | 15.9101
32316 | Belden Wire | C601115020 | PATCHCORD BCAT6+ CMR LTGN 20FT | EA |  | 1 Year | 17.215 | 5% | 16.3543
32317 | Belden Wire | C601115022 | PATCHCORD BCAT6+ CMR LTGN 22FT | EA |  | 1 Year | 18.15 | 5% | 17.2425
32318 | Belden Wire | C601115025 | PATCHCORD BCAT6+ CMR LTGN 25FT | EA |  | 1 Year | 19.5525 | 5% | 18.5749
32319 | Belden Wire | C601115028 | PATCHCORD BCAT6+ CMR LTGN 28FT | EA |  | 1 Year | 20.955 | 5% | 19.9072
32320 | Belden Wire | C601115030 | PATCHCORD BCAT6+ CMR LTGN 30FT | EA |  | 1 Year | 21.89 | 5% | 20.7955
32321 | Belden Wire | C601115035 | PATCHCORD BCAT6+ CMR LTGN 35FT | EA |  | 1 Year | 24.2275 | 5% | 23.0161
32322 | Belden Wire | C601115040 | PATCHCORD BCAT6+ CMR LTGN 40FT | EA |  | 1 Year | 26.565 | 5% | 25.2368
32323 | Belden Wire | C601115050 | PATCHCORD BCAT6+ CMR LTGN 50FT | EA |  | 1 Year | 31.24 | 5% | 29.678
32324 | Belden Wire | C601115055 | PATCHCORD BCAT6+ CMR LTGN 55FT | EA |  | 1 Year | 33.5775 | 5% | 31.8986
32325 | Belden Wire | C601115065 | PATCHCORD BCAT6+ CMR LTGN 65FT | EA |  | 1 Year | 38.2525 | 5% | 36.3399
32326 | Belden Wire | C601115075 | PATCHCORD BCAT6+ CMR LTGN 75FT | EA |  | 1 Year | 42.9275 | 5% | 40.7811
32327 | Belden Wire | C601115100 | PATCHCORD BCAT6+ CMR LTGN 100F | EA |  | 1 Year | 54.615 | 5% | 51.8843
32328 | Belden Wire | C601116001 | PATCHCORD BCAT6+ CMR LTBL 1FT | EA |  | 1 Year | 8.3325 | 5% | 7.9159
32329 | Belden Wire | C601116002 | PATCHCORD BCAT6+ CMR LTBL 2FT | EA |  | 1 Year | 8.8 | 5% | 8.36
32330 | Belden Wire | C601116003 | PATCHCORD BCAT6+ CMR LTBL 3FT | EA |  | 1 Year | 9.2675 | 5% | 8.8041
32331 | Belden Wire | C601116004 | PATCHCORD BCAT6+ CMR LTBL 4FT | EA |  | 1 Year | 9.735 | 5% | 9.2482
32332 | Belden Wire | C601116005 | PATCHCORD BCAT6+ CMR LTBL 5FT | EA |  | 1 Year | 10.2025 | 5% | 9.6924
32333 | Belden Wire | C601116006 | PATCHCORD BCAT6+ CMR LTBL 6FT | EA |  | 1 Year | 10.67 | 5% | 10.1365
32334 | Belden Wire | C601116007 | PATCHCORD BCAT6+ CMR LTBL 7FT | EA |  | 1 Year | 11.1375 | 5% | 10.5806
32335 | Belden Wire | C601116008 | PATCHCORD BCAT6+ CMR LTBL 8FT | EA |  | 1 Year | 11.605 | 5% | 11.0247
32336 | Belden Wire | C601116009 | PATCHCORD BCAT6+ CMR LTBL 9FT | EA |  | 1 Year | 12.0725 | 5% | 11.4689
32337 | Belden Wire | C601116010 | PATCHCORD BCAT6+ CMR LTBL 10FT | EA |  | 1 Year | 12.54 | 5% | 11.913
32338 | Belden Wire | C601116011 | PATCHCORD BCAT6+ CMR LTBL 11FT | EA |  | 1 Year | 13.0075 | 5% | 12.3571
32339 | Belden Wire | C601116012 | PATCHCORD BCAT6+ CMR LTBL 12FT | EA |  | 1 Year | 13.475 | 5% | 12.8012
32340 | Belden Wire | C601116013 | PATCHCORD BCAT6+ CMR LTBL 13FT | EA |  | 1 Year | 13.9425 | 5% | 13.2454
32341 | Belden Wire | C601116014 | PATCHCORD BCAT6+ CMR LTBL 14FT | EA |  | 1 Year | 14.41 | 5% | 13.6895
32342 | Belden Wire | C601116015 | PATCHCORD BCAT6+ CMR LTBL 15FT | EA |  | 1 Year | 14.8775 | 5% | 14.1336
32343 | Belden Wire | C601116016 | PATCHCORD BCAT6+ CMR LTBL 16FT | EA |  | 1 Year | 15.345 | 5% | 14.5777
32344 | Belden Wire | C601116017 | PATCHCORD BCAT6+ CMR LTBL 17FT | EA |  | 1 Year | 15.8125 | 5% | 15.0219
32345 | Belden Wire | C601116018 | PATCHCORD BCAT6+ CMR LTBL 18FT | EA |  | 1 Year | 16.28 | 5% | 15.466
32346 | Belden Wire | C601116020 | PATCHCORD BCAT6+ CMR LTBL 20FT | EA |  | 1 Year | 17.215 | 5% | 16.3543
32347 | Belden Wire | C601116025 | PATCHCORD BCAT6+ CMR LTBL 25FT | EA |  | 1 Year | 19.5525 | 5% | 18.5749
32348 | Belden Wire | C601116026 | PATCHCORD BCAT6+ CMR LTBL 26FT | EA |  | 1 Year | 20.02 | 5% | 19.019
32349 | Belden Wire | C601116030 | PATCHCORD BCAT6+ CMR LTBL 30FT | EA |  | 1 Year | 21.89 | 5% | 20.7955
32350 | Belden Wire | C601116032 | PATCHCORD BCAT6+ CMR LTBL 32FT | EA |  | 1 Year | 22.825 | 5% | 21.6837
32351 | Belden Wire | C601116035 | PATCHCORD BCAT6+ CMR LTBL 35FT | EA |  | 1 Year | 24.2275 | 5% | 23.0161
32352 | Belden Wire | C601116039 | PATCHCORD BCAT6+ CMR LTBL 39FT | EA |  | 1 Year | 26.0975 | 5% | 24.7926
32353 | Belden Wire | C601116040 | PATCHCORD BCAT6+ CMR LTBL 40FT | EA |  | 1 Year | 26.565 | 5% | 25.2368
32354 | Belden Wire | C601116048 | PATCHCORD BCAT6+ CMR LTBL 48FT | EA |  | 1 Year | 30.305 | 5% | 28.7897
32355 | Belden Wire | C601116050 | PATCHCORD BCAT6+ CMR LTBL 50FT | EA |  | 1 Year | 31.24 | 5% | 29.678
32356 | Belden Wire | C601116060 | PATCHCORD BCAT6+ CMR LTBL 60FT | EA |  | 1 Year | 35.915 | 5% | 34.1193
32357 | Belden Wire | C601116070 | PATCHCORD BCAT6+ CMR LTBL 70FT | EA |  | 1 Year | 40.59 | 5% | 38.5605
32358 | Belden Wire | C601116075 | PATCHCORD BCAT6+ CMR LTBL 75FT | EA |  | 1 Year | 42.9275 | 5% | 40.7811
32359 | Belden Wire | C601116080 | PATCHCORD BCAT6+ CMR LTBL 80FT | EA |  | 1 Year | 45.265 | 5% | 43.0018
32360 | Belden Wire | C601116090 | PATCHCORD BCAT6+ CMR LTBL 90FT | EA |  | 1 Year | 49.94 | 5% | 47.443
32361 | Belden Wire | C601116100 | PATCHCORD BCAT6+ CMR LTBL 100 | EA |  | 1 Year | 54.615 | 5% | 51.8843
32362 | Belden Wire | C601116125 | PATCHCORD BCAT6+ CMR LTBL 125 | EA |  | 1 Year | 72.1463 | 5% | 68.539
32363 | Belden Wire | C601116150 | PATCHCORD BCAT6+ CMR LTBL 150 | EA |  | 1 Year | 85.0025 | 5% | 80.7524
32364 | Belden Wire | C601116175 | PATCHCORD BCAT6+ CMR LTBL 175 | EA |  | 1 Year | 97.8588 | 5% | 92.9659
32365 | Belden Wire | C601116263 | PATCHCORD BCAT6+ CMR LTBL 263 | EA |  | 1 Year | 149.2604 | 5% | 141.7974
32366 | Belden Wire | C601117001 | PATCHCORD BCAT6+ CMR LTPU 1FT | EA |  | 1 Year | 8.3325 | 5% | 7.9159
32367 | Belden Wire | C601117002 | PATCHCORD BCAT6+ CMR LTPU 2FT | EA |  | 1 Year | 8.8 | 5% | 8.36
32368 | Belden Wire | C601117003 | PATCHCORD BCAT6+ CMR LTPU 3FT | EA |  | 1 Year | 9.2675 | 5% | 8.8041
32369 | Belden Wire | C601117004 | PATCHCORD BCAT6+ CMR LTPU 4FT | EA |  | 1 Year | 9.735 | 5% | 9.2482
32370 | Belden Wire | C601117005 | PATCHCORD BCAT6+ CMR LTPU 5FT | EA |  | 1 Year | 10.2025 | 5% | 9.6924
32371 | Belden Wire | C601117006 | PATCHCORD BCAT6+ CMR LTPR 6FT | EA |  | 1 Year | 10.67 | 5% | 10.1365
32372 | Belden Wire | C601117007 | PATCHCORD BCAT6+ CMR LTPR 7FT | EA |  | 1 Year | 11.1375 | 5% | 10.5806
32373 | Belden Wire | C601117010 | PATCHCORD BCAT6+ CMR LTPR 10FT | EA |  | 1 Year | 12.54 | 5% | 11.913
32374 | Belden Wire | C601117015 | PATCHCORD BCAT6+ CMR LTPR 15FT | EA |  | 1 Year | 14.8775 | 5% | 14.1336
32375 | Belden Wire | C601117020 | PATCHCORD BCAT6+ CMR LTPU 20FT | EA |  | 1 Year | 17.215 | 5% | 16.3543
32376 | Belden Wire | C601117025 | PATCHCORD BCAT6+ CMR LTPR 25FT | EA |  | 1 Year | 19.5525 | 5% | 18.5749
32377 | Belden Wire | C601117030 | PATCHCORD BCAT6+ CMR LTPU 30FT | EA |  | 1 Year | 21.89 | 5% | 20.7955
32378 | Belden Wire | C601117040 | PATCHCORD BCAT6+ CMR LTPU 40FT | EA |  | 1 Year | 26.565 | 5% | 25.2368
32379 | Belden Wire | C601117045 | PATCHCORD BCAT6+ CMR LTPU 45FT | EA |  | 1 Year | 28.9025 | 5% | 27.4574
32380 | Belden Wire | C601117050 | PATCHCORD BCAT6+ CMR LTPU 50FT | EA |  | 1 Year | 31.24 | 5% | 29.678
32381 | Belden Wire | C601117060 | PATCHCORD BCAT6+ CMR LTPU 60FT | EA |  | 1 Year | 35.915 | 5% | 34.1193
32382 | Belden Wire | C601200015 | PIGTAIL-A BCAT6+ CMR BLK 15FT | EA |  | 1 Year | 12.518 | 5% | 11.8921
32383 | Belden Wire | C601200020 | PIGTAIL-A BCAT6+ CMR BLK 20FT | EA |  | 1 Year | 14.8555 | 5% | 14.1127
32384 | Belden Wire | C601200025 | PIGTAIL-A BCAT6+ CMR BLK 25FT | EA |  | 1 Year | 17.193 | 5% | 16.3333
32385 | Belden Wire | C601200035 | PIGTAIL-A BCAT6+ CMR BLK 35FT | EA |  | 1 Year | 21.868 | 5% | 20.7746
32386 | Belden Wire | C601200035A06 | 3600 PRETERM ASSY BLK 35FT | EA |  | 1 Year | 209.8404 | 5% | 199.3484
32387 | Belden Wire | C601200040A06 | 3600 PRETERM ASSY BLK 40FT | EA |  | 1 Year | 233.6829 | 5% | 221.9988
32388 | Belden Wire | C601200050 | PIGTAIL-A BCAT6+ CMR BLK 50FT | EA |  | 1 Year | 28.8805 | 5% | 27.4365
32389 | Belden Wire | C601200050A06 | 3600 PRETERM ASSY BLK 50FT | EA |  | 1 Year | 281.3679 | 5% | 267.2995
32390 | Belden Wire | C601200065A06 | 3600 PRETERM ASSY BLK 65FT | EA |  | 1 Year | 352.8954 | 5% | 335.2506
32391 | Belden Wire | C601200075 | PIGTAIL-A BCAT6+ CMR BLK 75FT | EA |  | 1 Year | 40.568 | 5% | 38.5396
32392 | Belden Wire | C601200085A06 | 3600 PRETERM ASSY BLK 85FT | EA |  | 1 Year | 448.2654 | 5% | 425.8521
32393 | Belden Wire | C601200100 | PIGTAIL-A BCAT6+ CMR BLK 100F | EA |  | 1 Year | 52.2555 | 5% | 49.6427
32394 | Belden Wire | C601200100A06 | 3600 PRETERM ASSY BLK 100FT | EA |  | 1 Year | 519.7929 | 5% | 493.8033
32395 | Belden Wire | C601200120A06 | 3600 PRETERM ASSY BLK 120FT | EA |  | 1 Year | 672.3849 | 5% | 638.7657
32396 | Belden Wire | C601200130A06 | 3600 PRETERM ASSY BLK 130FT | EA |  | 1 Year | 724.8384 | 5% | 688.5965
32397 | Belden Wire | C601200165A06 | 3600 PRETERM ASSY BLK 165FT | EA |  | 1 Year | 908.4257 | 5% | 863.0044
32398 | Belden Wire | C601202020 | PIGTAIL-A BCAT6+ CMR RED 20FT | EA |  | 1 Year | 14.8555 | 5% | 14.1127
32399 | Belden Wire | C601204015 | PIGTAIL-A BCAT6+ CMR YEL 15FT | EA |  | 1 Year | 12.518 | 5% | 11.8921
32400 | Belden Wire | C601204020 | PIGTAIL-A BCAT6+ CMR YEL 20FT | EA |  | 1 Year | 14.8555 | 5% | 14.1127
32401 | Belden Wire | C601204025 | PIGTAIL-A BCAT6+ CMR YEL 25FT | EA |  | 1 Year | 17.193 | 5% | 16.3333
32402 | Belden Wire | C601204035 | PIGTAIL-A BCAT6+ CMR YEL 35FT | EA |  | 1 Year | 21.868 | 5% | 20.7746
32403 | Belden Wire | C601204050 | PIGTAIL-A BCAT6+ CMR YEL 50FT | EA |  | 1 Year | 28.8805 | 5% | 27.4365
32404 | Belden Wire | C601204075 | PIGTAIL-A BCAT6+ CMR YEL 75FT | EA |  | 1 Year | 40.568 | 5% | 38.5396
32405 | Belden Wire | C601204100 | PIGTAIL-A BCAT6+ CMR YEL 100F | EA |  | 1 Year | 52.2555 | 5% | 49.6427
32406 | Belden Wire | C601205015 | PIGTAIL-A BCAT6+ CMR GRN 15FT | EA |  | 1 Year | 12.518 | 5% | 11.8921
32407 | Belden Wire | C601205020 | PIGTAIL-A BCAT6+ CMR GRN 20FT | EA |  | 1 Year | 14.8555 | 5% | 14.1127
32408 | Belden Wire | C601205025 | PIGTAIL-A BCAT6+ CMR GRN 25FT | EA |  | 1 Year | 17.193 | 5% | 16.3333
32409 | Belden Wire | C601205035 | PIGTAIL-A BCAT6+ CMR GRN 35FT | EA |  | 1 Year | 21.868 | 5% | 20.7746
32410 | Belden Wire | C601205050 | PIGTAIL-A BCAT6+ CMR GRN 50FT | EA |  | 1 Year | 28.8805 | 5% | 27.4365
32411 | Belden Wire | C601205075 | PIGTAIL-A BCAT6+ CMR GRN 75FT | EA |  | 1 Year | 40.568 | 5% | 38.5396
32412 | Belden Wire | C601205100 | PIGTAIL-A BCAT6+ CMR GRN 100F | EA |  | 1 Year | 52.2555 | 5% | 49.6427
32413 | Belden Wire | C601206015 | PIGTAIL-A BCAT6+ CMR BLU 15FT | EA |  | 1 Year | 12.518 | 5% | 11.8921
32414 | Belden Wire | C601206020 | PIGTAIL-A BCAT6+ CMR BLU 20FT | EA |  | 1 Year | 14.8555 | 5% | 14.1127
32415 | Belden Wire | C601206025 | PIGTAIL-A BCAT6+ CMR BLU 25FT | EA |  | 1 Year | 17.193 | 5% | 16.3333
32416 | Belden Wire | C601206035 | PIGTAIL-A BCAT6+ CMR BLU 35FT | EA |  | 1 Year | 21.868 | 5% | 20.7746
32417 | Belden Wire | C601206035A06 | 3600 PRETERM ASSY BLU 35FT | EA |  | 1 Year | 209.8404 | 5% | 199.3484
32418 | Belden Wire | C601206040A06 | 3600 PRETERM ASSY BLU 40FT | EA |  | 1 Year | 233.6829 | 5% | 221.9988
32419 | Belden Wire | C601206050 | PIGTAIL-A BCAT6+ CMR BLU 50FT | EA |  | 1 Year | 28.8805 | 5% | 27.4365
32420 | Belden Wire | C601206050A06 | 3600 PRETERM ASSY BLU 50FT | EA |  | 1 Year | 281.3679 | 5% | 267.2995
32421 | Belden Wire | C601206065A06 | 3600 PRETERM ASSY BLU 65FT | EA |  | 1 Year | 352.8954 | 5% | 335.2506
32422 | Belden Wire | C601206075 | PIGTAIL-A BCAT6+ CMR BLU 75FT | EA |  | 1 Year | 40.568 | 5% | 38.5396
32423 | Belden Wire | C601206085A06 | 3600 PRETERM ASSY BLU 85FT | EA |  | 1 Year | 448.2654 | 5% | 425.8521
32424 | Belden Wire | C601206100 | PIGTAIL-A BCAT6+ CMR BLU 100F | EA |  | 1 Year | 52.2555 | 5% | 49.6427
32425 | Belden Wire | C60120612MA06 | 3600 PRETERM ASSY BLU 12M | EA |  | 1 Year | 242.91 | 5% | 230.7645
32426 | Belden Wire | C601206130A06 | 3600 PRETERM ASSY BLU 130FT | EA |  | 1 Year | 724.8384 | 5% | 688.5965
32427 | Belden Wire | C601208015 | PIGTAIL-A BCAT6+ CMR GRY 15FT | EA |  | 1 Year | 12.518 | 5% | 11.8921
32428 | Belden Wire | C601208020 | PIGTAIL-A BCAT6+ CMR GRY 20FT | EA |  | 1 Year | 14.8555 | 5% | 14.1127
32429 | Belden Wire | C601208025 | PIGTAIL-A BCAT6+ CMR GRY 25FT | EA |  | 1 Year | 17.193 | 5% | 16.3333
32430 | Belden Wire | C601208030 | PIGTAIL-A BCAT6+ CMR GRY 30FT | EA |  | 1 Year | 19.5305 | 5% | 18.554
32431 | Belden Wire | C601208035 | PIGTAIL-A BCAT6+ CMR GRY 35FT | EA |  | 1 Year | 21.868 | 5% | 20.7746
32432 | Belden Wire | C601208050 | PIGTAIL-A BCAT6+ CMR GRY 50FT | EA |  | 1 Year | 28.8805 | 5% | 27.4365
32433 | Belden Wire | C601208065 | PIGTAIL-A BCAT6+ CMR GRY 65FT | EA |  | 1 Year | 35.893 | 5% | 34.0983
32434 | Belden Wire | C601208075 | PIGTAIL-A BCAT6+ CMR GRY 75FT | EA |  | 1 Year | 40.568 | 5% | 38.5396
32435 | Belden Wire | C601208100 | PIGTAIL-A BCAT6+ CMR GRY 100F | EA |  | 1 Year | 52.2555 | 5% | 49.6427
32436 | Belden Wire | C601208130 | PIGTAIL-A BCAT6+ CMR GRY 130FT | EA |  | 1 Year | 72.358 | 5% | 68.7401
32437 | Belden Wire | C601209010 | PIGTAIL-A BCAT6+ CMR WHI 10FT | EA |  | 1 Year | 10.1805 | 5% | 9.6715
32438 | Belden Wire | C601209015 | PIGTAIL-A BCAT6+ CMR WHI 15FT | EA |  | 1 Year | 12.518 | 5% | 11.8921
32439 | Belden Wire | C601209020 | PIGTAIL-A BCAT6+ CMR WHI 20FT | EA |  | 1 Year | 14.8555 | 5% | 14.1127
32440 | Belden Wire | C601209025 | PIGTAIL-A BCAT6+ CMR WHI 25FT | EA |  | 1 Year | 17.193 | 5% | 16.3333
32441 | Belden Wire | C601209035 | PIGTAIL-A BCAT6+ CMR WHI 35FT | EA |  | 1 Year | 21.868 | 5% | 20.7746
32442 | Belden Wire | C601209050 | PIGTAIL-A BCAT6+ CMR WHI 50FT | EA |  | 1 Year | 28.8805 | 5% | 27.4365
32443 | Belden Wire | C601209075 | PIGTAIL-A BCAT6+ CMR WHI 75FT | EA |  | 1 Year | 40.568 | 5% | 38.5396
32444 | Belden Wire | C601209100 | PIGTAIL-A BCAT6+ CMR WHI 100F | EA |  | 1 Year | 52.2555 | 5% | 49.6427
32445 | Belden Wire | C601300015 | PIGTAIL-B BCAT6+ CMR BLK 15FT | EA |  | 1 Year | 12.518 | 5% | 11.8921
32446 | Belden Wire | C601300020 | PIGTAIL-B BCAT6+ CMR BLK 20FT | EA |  | 1 Year | 14.8555 | 5% | 14.1127
32447 | Belden Wire | C601300025 | PIGTAIL-B BCAT6+ CMR BLK 25FT | EA |  | 1 Year | 17.193 | 5% | 16.3333
32448 | Belden Wire | C601300035 | PIGTAIL-B BCAT6+ CMR BLK 35FT | EA |  | 1 Year | 21.868 | 5% | 20.7746
32449 | Belden Wire | C601300050 | PIGTAIL-B BCAT6+ CMR BLK 50FT | EA |  | 1 Year | 28.8805 | 5% | 27.4365
32450 | Belden Wire | C601300075 | PIGTAIL-B BCAT6+ CMR BLK 75FT | EA |  | 1 Year | 40.568 | 5% | 38.5396
32451 | Belden Wire | C601300100 | PIGTAIL-B BCAT6+ CMR BLK 100F | EA |  | 1 Year | 52.2555 | 5% | 49.6427
32452 | Belden Wire | C601304015 | PIGTAIL-B BCAT6+ CMR YEL 15FT | EA |  | 1 Year | 12.518 | 5% | 11.8921
32453 | Belden Wire | C601304020 | PIGTAIL-B BCAT6+ CMR YEL 20FT | EA |  | 1 Year | 14.8555 | 5% | 14.1127
32454 | Belden Wire | C601304025 | PIGTAIL-B BCAT6+ CMR YEL 25FT | EA |  | 1 Year | 17.193 | 5% | 16.3333
32455 | Belden Wire | C601304035 | PIGTAIL-B BCAT6+ CMR YEL 35FT | EA |  | 1 Year | 21.868 | 5% | 20.7746
32456 | Belden Wire | C601304050 | PIGTAIL-B BCAT6+ CMR YEL 50FT | EA |  | 1 Year | 28.8805 | 5% | 27.4365
32457 | Belden Wire | C601304075 | PIGTAIL-B BCAT6+ CMR YEL 75FT | EA |  | 1 Year | 40.568 | 5% | 38.5396
32458 | Belden Wire | C601304100 | PIGTAIL-B BCAT6+ CMR YEL 100F | EA |  | 1 Year | 52.2555 | 5% | 49.6427
32459 | Belden Wire | C601305015 | PIGTAIL-B BCAT6+ CMR GRN 15FT | EA |  | 1 Year | 12.518 | 5% | 11.8921
32460 | Belden Wire | C601305020 | PIGTAIL-B BCAT6+ CMR GRN 20FT | EA |  | 1 Year | 14.8555 | 5% | 14.1127
32461 | Belden Wire | C601305025 | PIGTAIL-B BCAT6+ CMR GRN 25FT | EA |  | 1 Year | 17.193 | 5% | 16.3333
32462 | Belden Wire | C601305035 | PIGTAIL-B BCAT6+ CMR GRN 35FT | EA |  | 1 Year | 21.868 | 5% | 20.7746
32463 | Belden Wire | C601305050 | PIGTAIL-B BCAT6+ CMR GRN 50FT | EA |  | 1 Year | 28.8805 | 5% | 27.4365
32464 | Belden Wire | C601305075 | PIGTAIL-B BCAT6+ CMR GRN 75FT | EA |  | 1 Year | 40.568 | 5% | 38.5396
32465 | Belden Wire | C601305100 | PIGTAIL-B BCAT6+ CMR GRN 100F | EA |  | 1 Year | 52.2555 | 5% | 49.6427
32466 | Belden Wire | C601306015 | PIGTAIL-B BCAT6+ CMR BLU 15FT | EA |  | 1 Year | 12.518 | 5% | 11.8921
32467 | Belden Wire | C601306020 | PIGTAIL-B BCAT6+ CMR BLU 20FT | EA |  | 1 Year | 14.8555 | 5% | 14.1127
32468 | Belden Wire | C601306025 | PIGTAIL-B BCAT6+ CMR BLU 25FT | EA |  | 1 Year | 17.193 | 5% | 16.3333
32469 | Belden Wire | C601306030 | T568B-OPN BCAT6+ CMR BLU 30FT | EA |  | 1 Year | 19.5305 | 5% | 18.554
32470 | Belden Wire | C601306035 | PIGTAIL-B BCAT6+ CMR BLU 35FT | EA |  | 1 Year | 21.868 | 5% | 20.7746
32471 | Belden Wire | C601306040 | PIGTAIL-B BCAT6+ CMR BLU 40FT | EA |  | 1 Year | 24.2055 | 5% | 22.9952
32472 | Belden Wire | C601306045 | PIGTAIL-B BCAT6+ CMR BLU 45FT | EA |  | 1 Year | 26.543 | 5% | 25.2158
32473 | Belden Wire | C601306050 | PIGTAIL-B BCAT6+ CMR BLU 50FT | EA |  | 1 Year | 28.8805 | 5% | 27.4365
32474 | Belden Wire | C601306075 | PIGTAIL-B BCAT6+ CMR BLU 75FT | EA |  | 1 Year | 40.568 | 5% | 38.5396
32475 | Belden Wire | C601306100 | PIGTAIL-B BCAT6+ CMR BLU 100F | EA |  | 1 Year | 52.2555 | 5% | 49.6427
32476 | Belden Wire | C601308007 | PIGTAIL-B BCAT6+ CMR GRY 7FT | EA |  | 1 Year | 8.778 | 5% | 8.3391
32477 | Belden Wire | C601308015 | PIGTAIL-B BCAT6+ CMR GRY 15FT | EA |  | 1 Year | 12.518 | 5% | 11.8921
32478 | Belden Wire | C601308020 | PIGTAIL-B BCAT6+ CMR GRY 20FT | EA |  | 1 Year | 14.8555 | 5% | 14.1127
32479 | Belden Wire | C601308025 | PIGTAIL-B BCAT6+ CMR GRY 25FT | EA |  | 1 Year | 17.193 | 5% | 16.3333
32480 | Belden Wire | C601308030 | PIGTAIL-B BCAT6+ CMR GRY 30FT | EA |  | 1 Year | 19.5305 | 5% | 18.554
32481 | Belden Wire | C601308035 | PIGTAIL-B BCAT6+ CMR GRY 35FT | EA |  | 1 Year | 21.868 | 5% | 20.7746
32482 | Belden Wire | C601308050 | PIGTAIL-B BCAT6+ CMR GRY 50FT | EA |  | 1 Year | 28.8805 | 5% | 27.4365
32483 | Belden Wire | C601308060 | T568B-OPN BCAT6+ CMR GRY 60FT | EA |  | 1 Year | 33.5555 | 5% | 31.8777
32484 | Belden Wire | C601308075 | PIGTAIL-B BCAT6+ CMR GRY 75FT | EA |  | 1 Year | 40.568 | 5% | 38.5396
32485 | Belden Wire | C601308100 | PIGTAIL-B BCAT6+ CMR GRY 100F | EA |  | 1 Year | 52.2555 | 5% | 49.6427
32486 | Belden Wire | C601308130 | PIGTAIL-B BCAT6+ CMR GRY 130F | EA |  | 1 Year | 72.358 | 5% | 68.7401
32487 | Belden Wire | C601309010 | PIGTAIL-B BCAT6+ CMR WHI 10FT | EA |  | 1 Year | 10.1805 | 5% | 9.6715
32488 | Belden Wire | C601309015 | PIGTAIL-B BCAT6+ CMR WHI 15FT | EA |  | 1 Year | 12.518 | 5% | 11.8921
32489 | Belden Wire | C601309020 | PIGTAIL-B BCAT6+ CMR WHI 20FT | EA |  | 1 Year | 14.8555 | 5% | 14.1127
32490 | Belden Wire | C601309025 | PIGTAIL-B BCAT6+ CMR WHI 25FT | EA |  | 1 Year | 17.193 | 5% | 16.3333
32491 | Belden Wire | C601309035 | PIGTAIL-B BCAT6+ CMR WHI 35FT | EA |  | 1 Year | 21.868 | 5% | 20.7746
32492 | Belden Wire | C601309050 | PIGTAIL-B BCAT6+ CMR WHI 50FT | EA |  | 1 Year | 28.8805 | 5% | 27.4365
32493 | Belden Wire | C601309075 | PIGTAIL-B BCAT6+ CMR WHI 75FT | EA |  | 1 Year | 40.568 | 5% | 38.5396
32494 | Belden Wire | C601309100 | PIGTAIL-B BCAT6+ CMR WHI 100F | EA |  | 1 Year | 52.2555 | 5% | 49.6427
32495 | Belden Wire | C601400008 | XOVERCORD BCAT6+ CMR BLK 8FT | EA |  | 1 Year | 11.605 | 5% | 11.0247
32496 | Belden Wire | C601400010 | XOVERCORD BCAT6+ CMR BLK 10FT | EA |  | 1 Year | 12.54 | 5% | 11.913
32497 | Belden Wire | C601402001 | XOVERCORD BCAT6+ CMR RED 1FT | EA |  | 1 Year | 8.3325 | 5% | 7.9159
32498 | Belden Wire | C601402002 | XOVERCORD BCAT6+ CMR RED 2FT | EA |  | 1 Year | 8.8 | 5% | 8.36
32499 | Belden Wire | C601402003 | XOVERCORD BCAT6+ CMR RED 3FT | EA |  | 1 Year | 9.2675 | 5% | 8.8041
32500 | Belden Wire | C601402004 | XOVERCORD BCAT6+ CMR RED 4FT | EA |  | 1 Year | 9.735 | 5% | 9.2482
32501 | Belden Wire | C601402005 | XOVERCORD BCAT6+ CMR RED 5FT | EA |  | 1 Year | 10.2025 | 5% | 9.6924
32502 | Belden Wire | C601402006 | XOVERCORD BCAT6+ CMR RED 6FT | EA |  | 1 Year | 10.67 | 5% | 10.1365
32503 | Belden Wire | C601402007 | XOVERCORD BCAT6+ CMR RED 7FT | EA |  | 1 Year | 11.1375 | 5% | 10.5806
32504 | Belden Wire | C601402008 | XOVERCORD BCAT6+ CMR RED 8FT | EA |  | 1 Year | 11.605 | 5% | 11.0247
32505 | Belden Wire | C601402010 | XOVERCORD BCAT6+ CMR RED 10FT | EA |  | 1 Year | 12.54 | 5% | 11.913
32506 | Belden Wire | C601402015 | XOVERCORD BCAT6+ CMR RED 15FT | EA |  | 1 Year | 14.8775 | 5% | 14.1336
32507 | Belden Wire | C601402020 | XOVERCORD BCAT6+ CMR RED 20FT | EA |  | 1 Year | 17.215 | 5% | 16.3543
32508 | Belden Wire | C601402025 | XOVERCORD BCAT6+ CMR RED 25FT | EA |  | 1 Year | 19.5525 | 5% | 18.5749
32509 | Belden Wire | C601402030 | XOVERCORD BCAT6+ CMR RED 30FT | EA |  | 1 Year | 21.89 | 5% | 20.7955
32510 | Belden Wire | C601402035 | XOVERCORD BCAT6+ CMR RED 35FT | EA |  | 1 Year | 24.2275 | 5% | 23.0161
32511 | Belden Wire | C601402050 | XOVERCORD BCAT6+ CMR RED 50FT | EA |  | 1 Year | 31.24 | 5% | 29.678
32512 | Belden Wire | C601402066 | XOVERCORD BCAT6+ CMR RED 66FT | EA |  | 1 Year | 38.72 | 5% | 36.784
32513 | Belden Wire | C601402099 | XOVERCORD BCAT6+ CMR RED 99FT | EA |  | 1 Year | 54.1475 | 5% | 51.4401
32514 | Belden Wire | C601402156 | XOVERCORD BCAT6+ CMR RED 156FT | EA |  | 1 Year | 88.088 | 5% | 83.6836
32515 | Belden Wire | C601403001 | XOVERCORD BCAT6+ CMR ORA 1FT | EA |  | 1 Year | 8.3325 | 5% | 7.9159
32516 | Belden Wire | C601403002 | XOVERCORD BCAT6+ CMR ORA 2FT | EA |  | 1 Year | 8.8 | 5% | 8.36
32517 | Belden Wire | C601403003 | XOVERCORD BCAT6+ CMR ORA 3FT | EA |  | 1 Year | 9.2675 | 5% | 8.8041
32518 | Belden Wire | C601403004 | XOVERCORD BCAT6+ CMR ORA 4FT | EA |  | 1 Year | 9.735 | 5% | 9.2482
32519 | Belden Wire | C601403005 | XOVERCORD BCAT6+ CMR ORA 5FT | EA |  | 1 Year | 10.2025 | 5% | 9.6924