## Category 15
Olympus America Inc. - PC67954
Category 15: Optical Imaging |  |  |  | 2019-03-27
* Remains unchanged from September 27, 2018
Manufacturer/Brand Name | SKU/Part Number | Product Name/Description | List Price | Total Discount | NYS Net Price
Olympus America Inc. | 5-I100 | IX3-EXMAD;STAGE ADAPTER FOR LIGHT INTENSITY MEASUREMENT, REQUIRES IX3-HOW-2 ADAPTER, OHI-3664 POWER METER AND OHI-9742-10 OPTICAL SENSOR | 1967 | 9.5% | 1780.135
Olympus America Inc. | CS-S-MPC | CS-S-MPC-V1; MANUAL PROCESS MANAGER | 424 | 9.5% | 383.72
Olympus America Inc. | CS-S-NC | CS-S-NC-V1; NETCAM | 684 | 9.5% | 619.02
Olympus America Inc. | DI-DE10TEF | DE10TEF;1.0X F-MOUNT FOR NIKON TE INVERTED SIDE PHOTO | 399 | 4.5% | 381.045
Olympus America Inc. | FV31-RSDM560 | FV31-RSDM560;Reverse spectral DM560 | 4269 | 4.5% | 4076.895
Olympus America Inc. | IX3CTIRF1L | E0435878; 1-Line Motorized IX3 cellTIRF Illuminator. Requires: controller and laser | 22889 | 4.5% | 21858.995
Olympus America Inc. | OCT-19002SX6 | 19002-SX625; AT-GFP/FITC LP 480/30X, 505BS (2), 515LP (2) | 800 | 5% | 760
Olympus America Inc. | OSF-0015Z | TRITC-B-OMF-ZERO;EX:5 25/40,EM585/40,DM:555ZPIXEL | 1349 | 4.5% | 1288.295
Olympus America Inc. | OSF-FF582-75 | FF01-582/75-25; 582/75 NM BRIGHTLINE BANDPASS FILTERS 25 | 355 | 4.5% | 339.025
Olympus America Inc. | OSI-FSWITCH | FSWITCH;FOOT SWITCH FOR SMARTS HUTTER WITH BNC CONNECTION | 103 | 4.5% | 98.365
Olympus America Inc. | OSI-P-30/P | P30/P;SUTTER VERTICAL MICROPIPETTE PULLER PLAT/IRID | 4040 | 0% | 4040
Olympus America Inc. | OSI-X040500 | X040500; CHAMBER INSERT,WARNER ROUND ALUMINUM | 113 | 4.5% | 107.915
Olympus America Inc. | OTH-MK-ZD | MK-ZD; Stage adapter for Prior Z-Deck | 500 | 4.5% | 477.5
Olympus America Inc. | 0226-0000E | 0226-0000E; MXMS-40TPI, adjustment screws, 40TPI, MXMS | 100 | 4.5% | 95.5
Olympus America Inc. | 12X12MN-OL-05 | 12"X12" PRECISION STAGE, MANUAL TRAVEL, 0.0005MM SCALES | 15000 | 0% | 15000
Olympus America Inc. | 12X12MO-OL-05 | 12"X12" PRECISION STAGE, MOTORIZED TRAVEL, 0.0005MM SCALES | 23100 | 0% | 23100
Olympus America Inc. | 12X4MN-OL-05 | 12"X4" PRECISION STAGE, MANUAL TRAVEL, 0.0005MM SCALES | 13500 | 0% | 13500
Olympus America Inc. | 12X6MN-OL-05 | 12"X6" PRECISION STAGE, MANUAL TRAVEL, 0.0005MM SCALES | 14100 | 0% | 14100
Olympus America Inc. | 12X6MO-OL-05 | 12"X6" PRECISION STAGE, MOTORIZED TRAVEL, 0.0005MM SCALES | 22200 | 0% | 22200
Olympus America Inc. | 13X13MN-05 | 13"X13" PRECISION STAGE, MANUAL TRAVEL, 0.0005MM SCALES | 15264 | 0% | 15264
Olympus America Inc. | 1620-020-110 | PELICAN CASE 1620 WITH FOAM | 230 | 0% | 230
Olympus America Inc. | 16X8MN-OL-05 | 16"X8" PRECISION STAGE, MANUAL TRAVEL, 0.0005MM SCALES | 17550 | 0% | 17550
Olympus America Inc. | 16X8MO-OL-05 | 16"X8" PRECISION STAGE, MOTORIZED TRAVEL, 0.0005MM SCALES | 25650 | 0% | 25650
Olympus America Inc. | 1-CX135 | CX22PL100XO;PLAN ACH 100X OIL FOR CX22,NA1.25,WD 0.13 | 376 | 9.5% | 340.28
Olympus America Inc. | 1-CXPL100XO | CXPL100XO; Plan Achromat Objective for CX23/33, 100X/1.25, WD 0.13, Oil, Spring-Loaded Retraction Stopper | 368 | 9.5% | 333.04
Olympus America Inc. | 1-CXPL20X | CXPL20X; 20x PLAN Objective for CX23/33 | 220 | 9.5% | 199.1
Olympus America Inc. | 1-G500 | MM6-OB1X;STM6/7 1X OBJECTIVE LENS,NA 0.03,WD 59.6MM | 710 | 0% | 710
Olympus America Inc. | 1-G511 | MM6-OB3X-2;STM6/7 3X OBJECTIVE LENS, NA 0.09,WD 76.8MM | 601 | 0% | 601
Olympus America Inc. | 1-G520 | MM6-OB5X;STM6/7 5X OBJECTIVE LENS,NA0.13,WD 65.4MM | 684 | 0% | 684
Olympus America Inc. | 1-G530 | MM6-OB10X;STM6/7 10X OBJECTIVE LENS,NA0.2,WD 50.5MM | 1098 | 0% | 1098
Olympus America Inc. | 1-MVX063 | MVXPLAPO0.63X;0.63X MVX OBJECTIVE NA0.15 WD 87MM | 2552 | 9.5% | 2309.56
Olympus America Inc. | 1-MVX100 | MVXPLAPO1X;1X MVX OBJECTIVE NA0.25 WD65MM | 2552 | 9.5% | 2309.56
Olympus America Inc. | 1-MVX200 | MVXPLAPO2XC;2X MVX OBJECTIVE NA0.50 WD20MM | 3709 | 9.5% | 3356.645
Olympus America Inc. | 1-S817 | 110ALK0.3X; 0.30-0.36X AUX OBJ,WD 350-250MM,SF/SD/SZ30/SZ40 | 270 | 9.5% | 244.35
Olympus America Inc. | 1-S818 | 110ALK0.4X; O.40-0.47X AUX OBJ,WD 250-180MM,SF/SD/SZ30/SZ40 | 270 | 9.5% | 244.35
Olympus America Inc. | 1-S819-2 | 110AL0.5X-2;0.5X AUX OBJ,WD200MM SF/SD/SZ30/SZ40/SZ2 LEAD FR | 183 | 9.5% | 165.615
Olympus America Inc. | 1-S820-2 | 110AL0.75X-2;0.75X AUX OBJ WD1 30MM SF/SD/SZ30/SZ40/SZ2 | 183 | 9.5% | 165.615
Olympus America Inc. | 1-S821 | 110AL1.5X;1.5X AUX OBJ, WD 61MM, SF/SD/SZ30/SZ40 | 183 | 9.5% | 165.615
Olympus America Inc. | 1-S822-2 | 110AL2X;2X AUX OBJ WD 38MM SF/SD/SZ30/SZ40/SZ2 LEAD FREE | 174 | 9.5% | 157.47
Olympus America Inc. | 1-S826 | 110AL0.62X;0.62X AUX OBJ, WD 1 60MM, SF/SD/SZ30/SZ40 | 229 | 9.5% | 207.245
Olympus America Inc. | 1-SX110 | SZX-ACH1X;1X ACHROMAT OBJ FOR SZX9, NA 0.10, WD 90MM | 583 | 9.5% | 527.615
Olympus America Inc. | 1-SX1122 | SZX-ACH1.25X-2;1.25X ACHROMAT OBJ FOR SZX10 NA0.125 WD68MM | 594 | 9.5% | 537.57
Olympus America Inc. | 1-SX2054 | DFPL0.5X-4; 0.5X PLAN ACHROMAT OBJ FOR SZX9, NA0.05, WD 171MM | 719 | 9.5% | 650.695
Olympus America Inc. | 1-SX2074 | DFPL0.75X-4;0.75X PLAN ACH OBJ FOR SZX9, NA0.075, WD116MM | 1019 | 9.5% | 922.195
Olympus America Inc. | 1-SX2104 | DFPLAPO1X-4;1X PLAN APO OBJECTIVE, NA 0.10, WD 81MM | 1027 | 9.5% | 929.435
Olympus America Inc. | 1-SX212 | DFPLAPO1.25X;1.25X PL APO OBJ FOR SZX7/9/10 | 1275 | 9.5% | 1153.875
Olympus America Inc. | 1-SX2154 | DFPL1.5X4; 1.5X PLAN ACHROMAT OBJ FOR SZX9, NA0.15, WD45.5MM | 1197 | 9.5% | 1083.285
Olympus America Inc. | 1-SX2204 | DFPL2X-4;2.0X PLAN ACHROMAT OB J FOR SZX9, NA0.20, WD34MM | 1379 | 9.5% | 1247.995
Olympus America Inc. | 1-SX603 | SDFPLFL0.3X;0.3X PL FL OBJ FOR SZX16, NA 0.045 WD 141MM | 1740 | 9.5% | 1574.7
Olympus America Inc. | 1-SX605 | SDFPLAPO0.5XP;0.5XPF PL FL OBJ FOR SZX16, NA .075 WD 70.5 MM | 1740 | 9.5% | 1574.7
Olympus America Inc. | 1-SX945 | SDFPLAPO0.8X;PL APO OBJ FOR SZX 16, NA .12 WD 81 MM | 1798 | 9.5% | 1627.19
Olympus America Inc. | 1-SX950 | SDFPLAPO1XPF;1X SDF PL APO PF OBJ FOR SZX16, NA .15 WD 60MM | 1798 | 9.5% | 1627.19
Olympus America Inc. | 1-SX965 | SDFPLAPO1.6XPF; 1.6X SDF PL APO PF OBJ FOR SZX16, NA.24 WDSX | 2319 | 9.5% | 2098.695
Olympus America Inc. | 1-SX970 | SDFPLAPO2XPF;2X SDF PL APO PF OBJ W/CC FOR SZX 16, NA .30 WD | 3507 | 9.5% | 3173.835
Olympus America Inc. | 1-U2B0522 | PLCN4X-1-7; PLAN ACHROMAT 4X OBJECTIVE, NA 0.10, WD 18.5MM | 89 | 9.5% | 80.545
Olympus America Inc. | 1-U2B0532 | PLCN10X-1-7; PLAN ACHROMAT 10X OBJECTIVE, NA 0.25, WD 10.6MM | 146 | 9.5% | 132.13
Olympus America Inc. | 1-U2B0552 | PLCN20X-1-7;PLAN ACHROMAT 20X OBJECTIVE,NA0.40,WD1.2MM | 233 | 9.5% | 210.865
Olympus America Inc. | 1-U2B0572 | PLCN40X-1-7;PLAN ACHROMAT 40X OBJECTIVE,NA0.65,WD0.6MM | 320 | 9.5% | 289.6
Olympus America Inc. | 1-U2B0652 | PLCN100XO-1-7; PLAN ACHROMAT 100X OIL OBJ, NA 1.25, WD 0.13MM | 464 | 9.5% | 419.92
Olympus America Inc. | 1-U2B0662 | PLCN100XOI-1-7; PLAN ACHROMAT 100X OIL OBJ W/ IRIS, NA 1.25-0.6, WD 0.13 | 783 | 9.5% | 708.615
Olympus America Inc. | 1-U2B1312 | PLCN60X-1-7;PLAN ACHROMAT 60X OBJECTIVE,NA0.8,WD0.2MM | 493 | 9.5% | 446.165
Olympus America Inc. | 1-U2B221 | PLN2X; PLAN ACHROMAT 2X OBJECTIVE, NA 0.06, WD 5.8MM | 540 | 9.5% | 488.7
Olympus America Inc. | 1-U2B221C | PLN2XCY;PLAN ACHROMAT 2X OBJECTIVE W/ND FILTER,NA 0.06,WD 5.8MM | 597 | 9.5% | 540.285
Olympus America Inc. | 1-U2B222 | PLN4X; PLAN ACHROMAT 4X OBJECTIVE, NA 0.10, WD 18.5MM | 101 | 9.5% | 91.405
Olympus America Inc. | 1-U2B222C | PLN4XCY; PLAN ACHROMAT 4X OBJECTIVE W/ND FILTER, NA 0.10, WD 18.5MM | 157 | 9.5% | 142.085
Olympus America Inc. | 1-U2B223 | PLN10X; PLAN ACHROMAT 10X OBJECTIVE, NA 0.25, WD 10.6MM | 265 | 9.5% | 239.825
Olympus America Inc. | 1-U2B223C | PLN10XCY; PLAN ACHROMAT 10X OBJECTIVE W/ND FILTER, NA0.25, WD10.6MM | 313 | 9.5% | 283.265
Olympus America Inc. | 1-U2B225 | PLN20X;PLAN ACHROMAT 20X OBJECTIVE,NA0.40 WD1.2MM | 327 | 9.5% | 295.935
Olympus America Inc. | 1-U2B225C | PLN20XCY; PLAN ACHROMAT 20X OBJECTIVE W/ND FILTER, NA 0.40, WD 1.2MM | 378 | 9.5% | 342.09
Olympus America Inc. | 1-U2B227 | PLN40X;PLAN ACHROMAT 40X OBJECTIVE,NA0.65 WD0.6MM | 486 | 9.5% | 439.83
Olympus America Inc. | 1-U2B228 | LPLN40X; PLAN ACHROMAT 40X CC, NA0.60, WD3.4-4.1MM | 1200 | 9.5% | 1086
Olympus America Inc. | 1-U2B230 | PLN50XOI; PLAN ACHROMAT 50X OIL OBJ W/ IRIS, NA 0.9-0.5, WD 0.2MM | 1095 | 9.5% | 990.975
Olympus America Inc. | 1-U2B235 | PLN100XO;PLAN ACHROMAT 100X OIL OBJECTIVE,NA1.25 WD0.15MM | 866 | 9.5% | 783.73
Olympus America Inc. | 1-U2B335 | PLFLN100X; PLAN FLUOR 100X DRY OBJ, NA 0.95, WD 0.2, W/CC | 3390 | 9.5% | 3067.95
Olympus America Inc. | 1-U2B375 | LUCPLFLN20X; LWD U PLAN FLUOR 20X OBJ, NA 0.45, WD 6.6-7.8MM, W/CC | 1440 | 9.5% | 1303.2
Olympus America Inc. | 1-U2B377 | LUCPLFLN40X; LWD U PLAN FLUOR 40X OBJ, NA 0.6, WD 2.7-4.0, W/CC | 2065 | 9.5% | 1868.825
Olympus America Inc. | 1-U2B381 | LUCPLFLN60X; LWD U PLAN FLUOR 60X OBJ, NA 0.7, WD 1.5-2.2, W/CC | 4796 | 9.5% | 4340.38
Olympus America Inc. | 1-U2B522 | UPLFLN4X;U PLAN FLUORITE 4X OBJECTIVE,NA 0.13, WD 17MM | 436 | 9.5% | 394.58
Olympus America Inc. | 1-U2B523C | PLFLN10XCY ;PLAN FLUORITE 10X OBJECTIVE W/ND FILTER, NA 0.30, WD 10MM | 858 | 9.5% | 776.49
Olympus America Inc. | 1-U2B524 | UPLFLN10X2;U PLAN FLUORITE 10X OBJECTIVE;NA 0.3, WD 10MM | 779 | 9.5% | 704.995
Olympus America Inc. | 1-U2B525 | UPLFLN20X; U PLAN FLUORITE 20X OBJECTIVE, NA 0.5,WD 2.1MM | 925 | 9.5% | 837.125
Olympus America Inc. | 1-U2B526 | UCPLFLN20X; C PLAN FLUOR 20X OBJECTIVE, NA 0.7, WD 0.8-1.8MM, W/CC | 4586 | 9.5% | 4150.33
Olympus America Inc. | 1-U2B527 | UPLFLN40X;U PLAN FLUORITE 40X OBJECTIVE,NA 0.75,WD 0.51MM | 1012 | 9.5% | 915.86
Olympus America Inc. | 1-U2B530 | UPLFLN40XO; U PLAN FLUORITE 40X OIL OBJ, NA 1.30, WD 0.2MM, BFP1 | 4430 | 9.5% | 4009.15
Olympus America Inc. | 1-U2B531 | UPLFLN60X; U PLAN FLUORITE 60X OBJ, NA0.9, WD 0.2MM, W/CC | 2726 | 9.5% | 2467.03
Olympus America Inc. | 1-U2B532 | UPLFLN60XOI;U PLAN FLUORITE 60X OIL OBJ,NA1.25-0.65,WD0.12 | 2848 | 9.5% | 2577.44
Olympus America Inc. | 1-U2B5352 | UPLFLN100XO2;U PLAN FLUORITE 1 00X OIL OBJ,NA1.30,WD0.20MM | 2095 | 9.5% | 1895.975
Olympus America Inc. | 1-U2B5362 | UPLFLN100XOI2; U PLAN FLUORITE 100X OIL OBJ, NA 1.3-0.6, WD 0.20MM | 2688 | 9.5% | 2432.64
Olympus America Inc. | 1-U2B615 | APON100XHOTIRF;APO100XOIL OBJ,NA 1.7,WD 0.08MM,REQ:9-U992 | 19741 | 4.5% | 18852.655
Olympus America Inc. | 1-U2B616 | PLAPON60XOTIRFM;PLAN APO OBJ,NA1.45,WD0.1MM,W/C-COLLAR | 8272 | 0% | 8272
Olympus America Inc. | 1-U2B618D | UAPO150XO/DATA; U APO 150X W/DATA; NA 1.45, WD 0.1, W/CC | 19040 | 0% | 19040
Olympus America Inc. | 1-U2B709 | UPLSAPO30XS;UPLSAPO N 30X SI OIL OBJ,NA 1.05,WD 0.8MM, W/CC | 13405 | 9.5% | 12131.525
Olympus America Inc. | 1-U2B710 | UPLSAPO40XS; UPLSAPO 40X SI OIL OBJ, NA 1.25, WD 0.3MM,W/CC, BFP1 | 14254 | 9.5% | 12899.87
Olympus America Inc. | 1-U2B7122 | UPLSAPO60XS2; UPLSAPO 60X SI OIL OBJ,NA 1.30,WD 0.30MM, W/CC | 12187 | 9.5% | 11029.235
Olympus America Inc. | 1-U2B714 | UPLSAPO100XS;UPLSAPO 100X SI OIL OBJ,NA 1.35,WD 0.20MM,W/CC | 13005 | 9.5% | 11769.525
Olympus America Inc. | 1-U2B720 | APON60XOTIRF;APO 60X TIRFM OBJ, NA 1.49, WD 0.1MM, W/CC, BFP1 | 9565 | 4.5% | 9134.575
Olympus America Inc. | 1-U2B725 | UAPON100XOTIRF;UAPO 100XTIRF OBJ, NA 1.49,WD 0.1MM, W/CC | 9341 | 4.5% | 8920.655
Olympus America Inc. | 1-U2B730 | UAPON150XOTIRF; UAPO 150XTIRF OBJ, NA 1.45, WD 0.08MM, W/CC | 18005 | 4.5% | 17194.775
Olympus America Inc. | 1-U2B766 | UAPON20XW340; UAPON 20X WATER 340NM OBJ, NA 0.7, WD 0.35MM | 4222 | 9.5% | 3820.91
Olympus America Inc. | 1-U2B767S | UAPO40X/340PSF; U APO 40X 340NM&PSF-ENHANCED OBJECTIVE, NA 0.9, WD 0.2MM **SPECIAL ORDER** | 7766 | 0% | 7766
Olympus America Inc. | 1-U2B769 | UAPON40XW340; UAPON 40X WATER OBJ, NA 1.15, WD 0.25MM, W/CC, BFP1 | 4222 | 9.5% | 3820.91
Olympus America Inc. | 1-U2B770 | UAPON40XO340-2; UAPON 40X OIL 340NM OBJ, NA 1.35, WD 0.1MM | 3149 | 9.5% | 2849.845
Olympus America Inc. | 1-U2B822 | UPLSAPO4X;U PLAN S-APO 4X OBJECTIVE,NA0.16,WD13MM | 1624 | 9.5% | 1469.72
Olympus America Inc. | 1-U2B824 | UPLSAPO10X2;U PLANS S-APO 10X OBJECTIVE; NA 0.4, WD 3.1MM | 2255 | 9.5% | 2040.775
Olympus America Inc. | 1-U2B825 | UPLSAPO20X; U PLAN S-APO 20X OBJECTIVE, NA 0.75, WD 0.6MM | 2435 | 9.5% | 2203.675
Olympus America Inc. | 1-U2B826 | UPLSAPO20XO;U PLAN S-APO 20X OIL OBJECTIVE, NA 0.85, WD 0.17MM | 2809 | 9.5% | 2542.145
Olympus America Inc. | 1-U2B827 | UPLSAPO40X;U PLAN S-APO 40X OBJECTIVE,NA0.90,WD0.20 | 3644 | 9.5% | 3297.82
Olympus America Inc. | 1-U2B828 | UPLSAPO40X2;U PLAN S-APO 40X OBJ, NA 0.95, WD 0.18MM, W/CC | 3825 | 9.5% | 3461.625
Olympus America Inc. | 1-U2B832 | UPLSAPO60XO; U PLAN S-APO 60X OIL OBJ,NA1.35,WD 0.15MM, BFP1 | 5089 | 9.5% | 4605.545
Olympus America Inc. | 1-U2B836 | UPLSAPO100XO;U PLAN S-APO 100X OIL OBJ, NA 1.40, WD 0.13 | 6178 | 9.5% | 5591.09
Olympus America Inc. | 1-U2B836S | UPLSAPO100XOPSF;U PLAN S-APO 100X OIL PSF OBJ,NA1.40,WD0.13MM;**Special Order** | 9116 | 0% | 9116
Olympus America Inc. | 1-U2B893 | UPLSAPO60XW;U PLAN S-APO 60X W OBJ,NA1.2,WD0.28,W/CC0.13-0.21 | 9505 | 9.5% | 8602.025
Olympus America Inc. | 1-U2B893I | UPLSAPO60XWIR; U PLAN S-APO 60XW OBJ, IR-ENHANCED; NA1.2, WD 0.28 W/CC,**SPECIAL ORDER** | 18594 | 0% | 18594
Olympus America Inc. | 1-U2B893S | UPLSAPO60XWPSF;U PLAN S-APO 60XW PSF-ENHANCED OBJ; NA 1.20, WD 0.28MM; **Special Order** | 17675 | 0% | 17675
Olympus America Inc. | 1-U2B920 | PLAPON1.25X; PLAN APO 1.25X OBJECTIVE, NA 0.04, WD 5.0MM | 1695 | 9.5% | 1533.975
Olympus America Inc. | 1-U2B921 | PLAPON2X;PLAN APO 2X OBJECTIVE,NA 0.08,WD 6.2MM | 1380 | 9.5% | 1248.9
Olympus America Inc. | 1-U2B933 | PLAPON60XO; PLAN APO 60X OIL OBJ, NA 1.42, WD 0.15MM, BFP1 | 5801 | 9.5% | 5249.905
Olympus America Inc. | 1-U2B934S | PLAPON60XOPSF; PLAN APO 60X OIL PSF-ENHANCED OBJ;NA 1.42,WD 0.15MM,BFP1 **Special Order** | 13644 | 0% | 13644
Olympus America Inc. | 1-U2B965 | XLUMPLFLN20XW; SUPER 20X WATER NA 1.0,WD 2MM, 38 DEG ACCD 2MM | 6978 | 9.5% | 6315.09
Olympus America Inc. | 1-U2B985 | XLPLN25XSVMP2;25X/1.0NA,WD 4MM,W/ CC,SCALEVIEW IMM MPE | 28090 | 9.5% | 25421.45
Olympus America Inc. | 1-U2B987 | XLSLPLN25XSVMP2;25X/.95NA,WD 8MM,W/ CC,SCALEVIEW IMM MPE | 31212 | 9.5% | 28246.86
Olympus America Inc. | 1-U2B989 | XLSLPLN25XGMP;25X/1.0NA OIL,WD 8MM,CC 1.41-1.52,M25, FOR MPE | 26010 | 9.5% | 23539.05
Olympus America Inc. | 1-U2B991 | PLAPON60XOSC2; SUPER CORRECTED 60X OIL OBJ, NA 1.4, WD 0.12, BFP1 | 13541 | 9.5% | 12254.605
Olympus America Inc. | 1-U2C0532 | PLCN10XPH-1-7; PLAN C ACHROMAT 10X PH OBJ, Ph1, NA 0.25, WD 10.6MM | 291 | 9.5% | 263.355
Olympus America Inc. | 1-U2C0552 | PLCN20XPH-1-7; PLAN C ACHROMAT 20X OBJ, PH1, NA0.40, WD1.2MM | 373 | 9.5% | 337.565
Olympus America Inc. | 1-U2C0572 | PLCN40XPH-1-7; PLAN C ACHROMAT 40X OBJ, PH2, NA0.65, WD0.6MM | 493 | 9.5% | 446.165
Olympus America Inc. | 1-U2C0652 | PLCN100XOPH-1-7; PLAN C ACHROMAT 100X OIL OBJ, PH3, NA1.25, WD0.15MM | 732 | 9.5% | 662.46
Olympus America Inc. | 1-U2C145 | LCACHN20XPH; LWD ACHROMAT 20X PH OBJ, PhC, NA 0.4, WD 3.2mm | 502 | 9.5% | 454.31
Olympus America Inc. | 1-U2C147 | LCACHN40XPH; LWD ACHROMAT 40X PH OBJ, Ph2, NA 0.55, WD 2.2mm | 1045 | 9.5% | 945.725
Olympus America Inc. | 1-U2C223 | PLN10XPH; PLAN ACHROMAT 10X OBJ, Ph1, NA 0.25, WD 10.6MM | 403 | 9.5% | 364.715
Olympus America Inc. | 1-U2C223N | PLN10XPH/NH;PLAN ACH 10X PH NEGATIVE HI;NA 0.25, WD 10.55MM | 1520 | 0% | 1520
Olympus America Inc. | 1-U2C225 | PLN20XPH; PLAN ACHROMAT 20X OBJ, Ph1, NA 0.40, WD 1.2mm | 486 | 9.5% | 439.83
Olympus America Inc. | 1-U2C225N | PLN20XPH/NH;PLAN ACH 20X PH NEGATIVE HIGH,NA 0.40, WD 1.2MM | 1857 | 9.5% | 1680.585
Olympus America Inc. | 1-U2C227 | PLN40XPH; PLAN ACHROMAT 40X OBJ, Ph2, NA 0.65, WD 0.6mm | 733 | 9.5% | 663.365
Olympus America Inc. | 1-U2C227N | PLN40XPH/NH;PLAN ACH 40X PH NEGATIVE HIGH,NA 0.65,WD 0.6MM | 1959 | 9.5% | 1772.895
Olympus America Inc. | 1-U2C235 | PLN100XOPH; PLAN ACHROMAT 100X OBJ, Ph3, NA 1.25, WD 0.15mm | 1267 | 9.5% | 1146.635
Olympus America Inc. | 1-U2C235N | PLN100XOPH/NH;PL ACH 100X PH OIL NEGA HI;NA 1.25,WD 0.15MM | 2432 | 9.5% | 2200.96
Olympus America Inc. | 1-U2C243 | CPLN10XPH; C PLAN ACHROMAT 10X PH OBJ, PhC, NA 0.25, WD 10mm | 434 | 9.5% | 392.77
Olympus America Inc. | 1-U2C375 | LUCPLFLN20XPH; LWD UPLAN FLUOR 20X PH OBJ, Ph1, NA 0.45, WD 6.6-7.8mm, W/CC | 1440 | 9.5% | 1303.2
Olympus America Inc. | 1-U2C377 | LUCPLFLN40XPH; LWD UPLAN FLUOR 40X PH OBJ, Ph2, NA 0.6, WD 3.0-4.2, W/CC | 2084 | 9.5% | 1886.02
Olympus America Inc. | 1-U2C381 | LUCPLFLN60XPH; LWD UPLAN FLUOR 60X PH OBJ, Ph2, NA 0.7, WD 1.5-2.2, W/CC | 4796 | 9.5% | 4340.38
Olympus America Inc. | 1-U2C522 | UPLFLN4XPH;U PLAN FLUORITE 4X PHASE OBJ,PHL,NA 0.13 WD 17MM | 618 | 9.5% | 559.29
Olympus America Inc. | 1-U2C524 | UPLFLN10X2PH;U PLAN FL 10X PHASE OBJ.;PH1, NA 0.3, WD 10MM | 1110 | 9.5% | 1004.55
Olympus America Inc. | 1-U2C525 | UPLFLN20XPH; U PLAN FLUORITE 20X PHASE OBJ, PH1, NA 0.5, WD 2.1MM | 1237 | 9.5% | 1119.485
Olympus America Inc. | 1-U2C525N | UPLFLN20XPH/NH;U PLAN FLUORITE PH NEGATIVE HIGH,NA0.5,WD=1.6 | 1665 | 0% | 1665
Olympus America Inc. | 1-U2C526 | UCPLFLN20XPH; C PLAN FL 20X PHASE OBJ, Ph2, NA 0.7, WD 0.8-1.8MM, W/CC | 4889 | 9.5% | 4424.545
Olympus America Inc. | 1-U2C527 | UPLFLN40XPH;U PLAN FLUORITE 40X PH2 OBJ,NA 0.75,WD 0.51MM | 1439 | 9.5% | 1302.295
Olympus America Inc. | 1-U2C532 | UPLFLN60XOIPH;U PLAN FL 60X O/I PH3 OBJ,NA1.25-0.65,WD0.12 | 3073 | 9.5% | 2781.065
Olympus America Inc. | 1-U2C5352 | UPLFLN100XO2PH;U PLAN FLUOR 10 0X OIL PH3 OBJ, NA 1.3,WD 0.2 | 2989 | 9.5% | 2705.045
Olympus America Inc. | 1-U2C536N | UPLFLN100XOPH/NH;U PLAN FL PH NEGATIVE HIGH,NA1.3,WD=0.2 | 4058 | 0% | 4058
Olympus America Inc. | 1-U2C543 | CPLFLN10XPH; C PLAN FLUOR 10X PHASE OBJ, PhC, NA 0.3, WD 9.5mm | 1066 | 9.5% | 964.73
Olympus America Inc. | 1-U2C836 | UPLSAPO100XOPH; U PLAN S-APO 100X OIL PHASE OBJ, PH3, NA 1.4, WD 0.13MM | 4756 | 9.5% | 4304.18
Olympus America Inc. | 1-U2C934 | PLAPON60XOPH; PLAN APO N 60X PHASE OIL OBJ, Ph3, NA 1.42, WD 0.15MM, BFP1 | 5811 | 9.5% | 5258.955
Olympus America Inc. | 1-U2D123 | ACHN10XP;ACHROMAT 10X POL OBJ,NA 0.25,WD 6MM | 341 | 9.5% | 308.605
Olympus America Inc. | 1-U2D125 | ACHN20XP;ACHROMAT 20X POL OBJ,NA0.4,WD 3MM | 426 | 9.5% | 385.53
Olympus America Inc. | 1-U2D127 | ACHN40XP;ACHROMAT 40X POL OBJ,NA 0.65,WD 0.45MM | 579 | 9.5% | 523.995
Olympus America Inc. | 1-U2D135 | ACHN100XOP;ACHROMAT 100X OIL P OL OBJ, NA1.25,WD 0.13MM | 857 | 9.5% | 775.585
Olympus America Inc. | 1-U2D222 | PLN4XP; PLAN ACHROMAT 4X POL OBJECTIVE, NA 0.1, WD 18.5MM | 224 | 9.5% | 202.72
Olympus America Inc. | 1-U2D522 | UPLFLN4XP; POL UPLANFL 4X OBJ,NA:0.13,WD:17MM | 793 | 9.5% | 717.665
Olympus America Inc. | 1-U2D523 | UPLFLN10XP; POL UPLANFL 10X OBJ,NA:0.3,WD:10MM | 1036 | 9.5% | 937.58
Olympus America Inc. | 1-U2D525 | UPLFLN20XP; POL UPLANFL 20X OBJ,NA:0.5,WD:2.1MM | 1157 | 9.5% | 1047.085
Olympus America Inc. | 1-U2D527 | UPLFLN40XP; POL UPLANFL 40X OBJ,NA:0.75,WD:0.51MM | 1705 | 9.5% | 1543.025
Olympus America Inc. | 1-U2D535 | UPLFLN100XOP; POL UPLANFL 100X OIL OBJ,NA:1.3,WD:0.2MM | 3414 | 9.5% | 3089.67
Olympus America Inc. | 1-U2I354 | WLI100XMRTC;MIRAU100X AND NA0. 8 WD 0.7 F=180MM, ***120+ days lead time*** | 12564 | 0% | 12564
Olympus America Inc. | 1-U2M222 | MPLN5X-1-7;M PLAN 5X OBJECTIVE NA 0.1, WD 20MM | 373 | 9.5% | 337.565
Olympus America Inc. | 1-U2M223 | MPLN10X-1-7;M PLAN 10X OBJECTIVE, NA 0.25, WD 10.6MM | 622 | 9.5% | 562.91
Olympus America Inc. | 1-U2M225 | MPLN20X-1-7;M PLAN 20X OBJECTIVE, NA 0.4, WD 1.3MM | 741 | 9.5% | 670.605
Olympus America Inc. | 1-U2M230 | MPLN50X-1-7;M PLAN 50X OBJECTIVE, NA 0.75, WD 0.38MM | 851 | 9.5% | 770.155
Olympus America Inc. | 1-U2M234 | MPLN100X-1-7;M PLAN 100X OBJECTIVE, NA 0.9, WD 0.21MM | 1911 | 9.5% | 1729.455
Olympus America Inc. | 1-U2M265 | SLMPLN20x; SUPER LWD MPLAN ACH 20x NA 0.25, WD 25mm | 2366 | 9.5% | 2141.23
Olympus America Inc. | 1-U2M270 | SLMPLN50x; SUPER LWD MPLAN ACH 50x, NA 0.35 WD 18mm | 3005 | 9.5% | 2719.525
Olympus America Inc. | 1-U2M275 | SLMPLN100x;SUPER LWD MPLAN ACH 100x, NA 0.60 WD 7.5mm | 5483 | 9.5% | 4962.115
Olympus America Inc. | 1-U2M342 | LMPLFLN5X;LWD M PLAN FL 5X OBJECTIVE, NA 0.13, WD 22.5MM | 936 | 9.5% | 847.08
Olympus America Inc. | 1-U2M343 | LMPLFLN10X;LWD M PLAN FL 10X OBJECTIVE, NA 0.25, WD 21MM | 1259 | 9.5% | 1139.395
Olympus America Inc. | 1-U2M345 | LMPLFLN20X;LWD M PLAN FL 20C OBJECTIVE, NA 0.4, WD 12MM | 1772 | 9.5% | 1603.66
Olympus America Inc. | 1-U2M350 | LMPLFLN50X;LWD M PLAN FL 50X OBJECTIVE, NA 0.5, WD 10.6MM | 2679 | 9.5% | 2424.495
Olympus America Inc. | 1-U2M354 | LMPLFLN100X;LWD M PLAN FL 100X OBJECTIVE, NA 0.8, WD 3.4MM | 5800 | 9.5% | 5249
Olympus America Inc. | 1-U2M442 | LMPLN5XIR;LWD M PLAN 5X OBJ, NA 0.10, WD 23MM, NEAR IR | 2341 | 9.5% | 2118.605
Olympus America Inc. | 1-U2M443 | LMPLN10XIR;LWD M PLAN 10X OBJ,NA 0.3, WD 18MM, NEAR IR | 3132 | 9.5% | 2834.46
Olympus America Inc. | 1-U2M445 | LCPLN20XIR;LWD/CC PLAN 20X OBJ, NA 0.45, WD 8.3MM, NEAR IR | 4387 | 9.5% | 3970.235
Olympus America Inc. | 1-U2M450 | LCPLN50XIR;LWD/CC PLAN 50X OBJ, NA 0.65, WD 4.5MM, NEAR IR | 5247 | 9.5% | 4748.535
Olympus America Inc. | 1-U2M454 | LCPLN100XIR;LWD/CC PLAN 100X O BJ, NA 0.85, WD 1.3MM, NEAR IR | 7909 | 9.5% | 7157.645
Olympus America Inc. | 1-U2M522 | MPLFLN5X;M PLAN FL 5X OBJECTIVE, NA 0.15, WD 20MM | 808 | 9.5% | 731.24
Olympus America Inc. | 1-U2M523 | MPLFLN10X;M PLAN FL 10X OBJECTIVE, NA 0.3, WD 11MM | 1055 | 9.5% | 954.775
Olympus America Inc. | 1-U2M525 | MPLFLN20X;M PLAN FL 20X OBJECTIVE, NA 0.45, WD 3.1MM | 1156 | 9.5% | 1046.18
Olympus America Inc. | 1-U2M527 | MPLFLN40X;M PLAN FLN40X OBJ NA0.75,WD0.63MM | 1298 | 9.5% | 1174.69
Olympus America Inc. | 1-U2M530 | MPLFLN50X;M PLAN FL 50X OBJECTIVE, NA0.8, WD 1MM | 1632 | 9.5% | 1476.96
Olympus America Inc. | 1-U2M534 | MPLFLN100X:M PLAN FL 100X OBJECTIVE, NA 0.9, WD 1MM | 2208 | 9.5% | 1998.24
Olympus America Inc. | 1-U2M583 | UMPLFLN10XW; LWD PLAN FLUOR 10X WTR DIPPING OBJ, NA 0.3, WD 3.5MM, IR | 849 | 9.5% | 768.345
Olympus America Inc. | 1-U2M585 | UMPLFLN20XW; LWD PLAN FLUOR 20X WTR DIPPING OBJ, NA 0.5, WD 3.5MM, IR | 1657 | 9.5% | 1499.585
Olympus America Inc. | 1-U2M587 | LUMPLFLN40XW; LWD PLAN FLUOR 40X WTR DIPPING OBJ, NA 0.8, WD 3.3MM, IR | 2556 | 9.5% | 2313.18
Olympus America Inc. | 1-U2M592 | LUMPLFLN60XW; LWD PLAN FLUOR 60X WTR DIPPING OBJ, NA 1.0, WD 2.0MM, IR | 3068 | 9.5% | 2776.54
Olympus America Inc. | 1-U2M672 | LUMFLN60XW; LWD FLUOR 60X WTR DIPPING OBJ, NA 1.1, WD 1.5MM, IR, W/CC | 9453 | 9.5% | 8554.965
Olympus America Inc. | 1-U2M920 | MPLFLN1;25X;M PLAN FL 1.25X OBJECTIVE, NA0.04,WD3.5MM | 2552 | 9.5% | 2309.56
Olympus America Inc. | 1-U2M921 | MPLFLN2.5X;M PLAN FL 2.5X OBJECTIVE, NA0.08, WD10.7MM | 1562 | 9.5% | 1413.61
Olympus America Inc. | 1-U2M930 | MPLAPON50X;M PLAN APOCHROMAT 50X/0.95, WD:0.35 | 4172 | 9.5% | 3775.66
Olympus America Inc. | 1-U2M931 | MPLAPON60X;M PLAN APO 60X OBJ,NA 0.90, WD 0.40MM | 2885 | 9.5% | 2610.925
Olympus America Inc. | 1-U2M934 | MPLAPON100X;M PLAN APOCHROMAT 100X/0.95, WD:0.35 | 5316 | 0% | 5316
Olympus America Inc. | 1-U2M935 | MPLAPON100XO; M PLAN APO 100X OIL OBJ, NA 1.40, WD 0.10MM | 4831 | 9.5% | 4372.055
Olympus America Inc. | 1-U2M945 | LCPLFLN20XLCD;LWD PLAN FL N LCD OB,NAO.45,WD 8.3-7.4MM,W/CC | 3779 | 9.5% | 3419.995
Olympus America Inc. | 1-U2N222 | MPLN5XBD;M PLAN 5X BD OBJECTIVE, NA 0.1, WD 12MM | 663 | 9.5% | 600.015
Olympus America Inc. | 1-U2N223 | MPLN10XBD;M PLAN 10X BD OBJECTIVE, NA 0.25, WD 6.5MM | 851 | 9.5% | 770.155
Olympus America Inc. | 1-U2N225 | MPLN20XBD;M PLAN 20X BD OBJECTIVE, NA 0.4, WD 1.3MM | 1014 | 9.5% | 917.67
Olympus America Inc. | 1-U2N230 | MPLN50XBD;M PLAN 50X BD OBJECTIVE, NA 0.75, WD 0.38MM | 1207 | 9.5% | 1092.335
Olympus America Inc. | 1-U2N234 | MPLN100XBD;M PLAN 100X BD OBJECTIVE, NA 0.9, WD 0.21MM | 2267 | 9.5% | 2051.635
Olympus America Inc. | 1-U2N342 | LMPLFLN5XBD;LWD M PLAN FL 5X BD OBJECTIVE, NA 0.13, WD 15MM | 1195 | 9.5% | 1081.475
Olympus America Inc. | 1-U2N343 | LMPLFLN10XBD;LWD M PLAN FL 10X BD OBJ, NA 0.25, WD 10MM | 1544 | 9.5% | 1397.32
Olympus America Inc. | 1-U2N345 | LMPLFLN20XBD;LWD M PLAN FL 20X BD OBJECTIVE, NA 0.4, WD 12MM | 2546 | 9.5% | 2304.13
Olympus America Inc. | 1-U2N350 | LMPLFLN50XBD;LWD M PLAN FL 50X BD OBJ, NA 0.5, WD 10.6MM | 3028 | 9.5% | 2740.34
Olympus America Inc. | 1-U2N354 | LMPLFLN100XBD;LWD M PLAN FL 10 0X BD OBJ, NA 0.8, WD 3.3MM | 6407 | 9.5% | 5798.335
Olympus America Inc. | 1-U2N355S | LMPLFLN100X IR;LWD MPLAN FL 100XIR OBJ NA 0.8 WD 3.4MM; ***120+ days lead time*** | 7053 | 0% | 7053
Olympus America Inc. | 1-U2N522 | MPLFLN5XBD;M PLAN FL 5X BD OBJECTIVE, NA 015, WD 12MM | 869 | 9.5% | 786.445
Olympus America Inc. | 1-U2N523 | MPLFLN10XBD;M PLAN FL 10X BD OBJECTIVE, NA 0.3, WD 6.5MM | 1189 | 9.5% | 1076.045
Olympus America Inc. | 1-U2N525 | MPLFLN20XBD;M PLAN FL 20X BD OBJECTIVE, NA 0.45, WD 3MM | 1514 | 9.5% | 1370.17
Olympus America Inc. | 1-U2N550 | MPLFLN50XBD;M PLAN FL 50X BD OBJECTIVE, NA 0.8, WD 1MM | 2109 | 9.5% | 1908.645
Olympus America Inc. | 1-U2N554 | MPLFLN100XBD;M PLAN FL 100X BD OBJECTIVE, NA 0.9, WD 1MM | 3309 | 9.5% | 2994.645
Olympus America Inc. | 1-U2N555 | MPLFLN150XBD;M PLAN FL 150X BD OBJECTIVE NA 0.9, WD 1MM | 6070 | 9.5% | 5493.35
Olympus America Inc. | 1-U2PC144 | CACHN10XIPC; ACHROMAT 10X PHASE IPC OBJ,NA 0.25,WD 8.8MM | 276 | 9.5% | 249.78
Olympus America Inc. | 1-U2PC145 | LCACHN20XIPC; LWD ACHROMAT 20X PHASE IPC OBJ,NA0.4,WD 3.2MM | 542 | 9.5% | 490.51
Olympus America Inc. | 1-U2PC147 | LCACHN40XIPC; LWD ACHROMAT 40X PH IPC OBJ, NA0.55,WD 2.2MM | 1010 | 9.5% | 914.05
Olympus America Inc. | 1-U2PC522 | UPLFLN4XIPC; U PLAN FLUORITE 4X PHASE IPC OBJ, NA 0.13, WD 16.4MM | 622 | 9.5% | 562.91
Olympus America Inc. | 1-U2R522 | MPLFLN5XBDP;M PLAN FL 5X BDP OBJECTIVE, NA 0.15, WD 12MM | 1025 | 9.5% | 927.625
Olympus America Inc. | 1-U2R523 | MPLFLN10XBDP;M PLAN FL 10X BDP OBJECTIVE, NA 0.25, WD 6.5MM | 1405 | 9.5% | 1271.525
Olympus America Inc. | 1-U2R525 | MPLFLN20XBDP;M PLAN FL 20X BDP OBJECTIVE, NA 0.4, WD 3MM | 1666 | 9.5% | 1507.73
Olympus America Inc. | 1-U2R530 | MPLFLN50XBDP;M PLAN FL 50X BDP OBJECTIVE, NA 0.75, WD 1MM | 2098 | 9.5% | 1898.69
Olympus America Inc. | 1-U2R534 | MPLFLN100XBDP;M PLAN FL 100X B DP OBJECTIVE, NA 0.9, WD 1MM | 3226 | 9.5% | 2919.53
Olympus America Inc. | 1-U2Z146 | LCACHN20XRC; LWD ACHROMAT 20X RELIEF OBJ, RC2, NA 0.4, WD 2.8MM | 1082 | 9.5% | 979.21
Olympus America Inc. | 1-U2Z148 | LCACHN40XRC; LWD ACHROMAT 40X RELIEF OBJ, RC3, NA 0.55, WD 1.9MM | 2160 | 9.5% | 1954.8
Olympus America Inc. | 1-U2Z244 | CPLN10XRC; LWD ACHROMAT RELIEF 10X OBJ, RC1, NA 0.25, WD 9.7MM | 902 | 9.5% | 816.31
Olympus America Inc. | 1-U2Z375 | LUCPLFLN20XRC; LWD U PLAN FL 20X RELIEF OBJ, RC2, NA 0.45, WD 6.6-7.8MM, W/CC | 2195 | 9.5% | 1986.475
Olympus America Inc. | 1-U2Z377 | LUCPLFLN40XRC; LWD U 6PLAN FL 40X RELIEF OBJ, RC3, NA 0.6, WD 3.0-4.2MM, W/CC | 2701 | 9.5% | 2444.405
Olympus America Inc. | 1-U2Z544 | CPLFLN10XRC; C PLAN FLUOR 10X RELIEF OBJ, RC1, NA0.3, WD 9.0MM | 1351 | 9.5% | 1222.655
Olympus America Inc. | 1-U4M534S | MPLFLN100MIV; ***120+ days lead time*** | 11826 | 0% | 11826
Olympus America Inc. | 1-UB828 | UPLAPO40XOI;U PLAN APO 40X OIL OBJ,I,NA 1.00-0.50,WD 0.12MM | 4464 | 9.5% | 4039.92
Olympus America Inc. | 1-UB828CUT | UPLAPO40XOI-CUT:DEMO LENS LONGITUDINAL SECTION FOR TEACHING | 3377 | 9.5% | 3056.185
Olympus America Inc. | 1-UB947 | XLFLUOR2X/340;2X MACRO OBJECTIVE, NA 0.14,WD 21.27 M34X1 | 4394 | 9.5% | 3976.57
Olympus America Inc. | 1-UB950 | XLFLUOR4X/340:4X MACRO OBJECTIVE, NA0.28,WD 29.5MM M34X1 | 5279 | 9.5% | 4777.495
Olympus America Inc. | 1-UM963 | XLUMPLFL10XW-SP;XLUMPLFL 10XW OBJ.NA0.60,WD3,PF75,SCREW M34 | 17173 | 0% | 17173
Olympus America Inc. | 1-UN530 | UMPLFL50XBD;U M PLAN FL BD 50X OBJ, NA 0.80, WD 0.66MM | 1877 | 0% | 1877
Olympus America Inc. | 1X35SQ-M SINGLE | #1 35x35mm coverslip holder | 750 | 4.5% | 716.25
Olympus America Inc. | 2-G750 | MM6-OCC10X;10X EYEPIECE W/CROSSHAIR, FOR STM6/7 | 289 | 0% | 289
Olympus America Inc. | 2-G760 | MM6-OC10X;10X EYEPIECE, FOR STM6/7 | 222 | 0% | 222
Olympus America Inc. | 2-P791 | CT-5;CENTERING TELESCOPE FOR PHASE CONTRAST | 232 | 9.5% | 209.96
Olympus America Inc. | 2-S110 | WHSZ10X;EYEPIECE 10X W/OUT DIOPTER ADJUSTMENT IN ESD CAPA | 116 | 9.5% | 104.98
Olympus America Inc. | 2-S110H | WHSZ10X-H;EYEPIECE 10X WITH ES D CAPABILITY, FN22, FOCUSABLE | 139 | 9.5% | 125.795
Olympus America Inc. | 2-S155H | WHSZ15X-H;EYEPIECE 15X WITH ES D CAPABILITY,FV16,FOCUSABLE | 194 | 9.5% | 175.57
Olympus America Inc. | 2-S210 | WHSZ20X;EYEPIECE 20X WITH OUT DIOPTER ADJUSTER | 165 | 9.5% | 149.325
Olympus America Inc. | 2-S210H | WHSZ20X-H;EYEPIECE 20X WITH ES D CAPABILITY,FN12.5,FOCUSABLE | 238 | 9.5% | 215.39
Olympus America Inc. | 2-S310H | WHSZ30X-H;EYEPIECE 30X WITH ES D CAPABILITY,FN7 FOCUSABLE | 285 | 9.5% | 257.925
Olympus America Inc. | 2-U0502 | WHB10X;WIDEFIELD 10X EYEPIECE FN20 | 112 | 9.5% | 101.36
Olympus America Inc. | 2-U050H2 | WHB10XH;WIDEFIELD 10X EYEPIECE FN20, FOCUSABLE | 164 | 9.5% | 148.42
Olympus America Inc. | 2-U060 | WHC15X; WIDEFIELD 15X EYEPIECE FN12 | 167 | 9.5% | 151.135
Olympus America Inc. | 2-U060H | WHC15XH;WIDEFIELD 15X EYEPIECE FN12 FOCUSING | 167 | 9.5% | 151.135
Olympus America Inc. | 2-U1007 | WHN10X-1-7;10X EYEPIECE FOR BX,IX HI EYEPNT,RETSHELF,FN:22 | 215 | 9.5% | 194.575
Olympus America Inc. | 2-U100H6 | WHN10X-H-1-7;10X EYEPIECE,FOC.BX,IX HI EPNT,RET SHELF,FN:22 | 255 | 9.5% | 230.775
Olympus America Inc. | 2-U1026 | CROSSWHN10X-1-7;10X EYEPIECE, HIEYEPT,CROSSHR,BX,IX,FN 22 | 340 | 9.5% | 307.7
Olympus America Inc. | 2-U102H2 | WHN10XH-OCM10-100;CROSS 10X EYEPIECE,FOC,HIEYEPT,OCM10/100 | 802 | 0% | 802
Olympus America Inc. | 2-U150 | WH15X;WH 15X,EYEPIE,HIEYEPT,WI DEFD,RET SHELF,BX,IX,FN 14 | 213 | 9.5% | 192.765
Olympus America Inc. | 2-U500H | SWH10X-H;SWH 10-H,SUPWD,EYPI,H IEYPT,FOC,BX,AX,FN 26.5 | 328 | 9.5% | 296.84
Olympus America Inc. | 2-U502 | CROSS-SWH10X:SWH 10X,SUPWD,EYE PI,HIEPT,FOC,CRS,BX,AX,FN 26.5 | 447 | 9.5% | 404.535
Olympus America Inc. | 2-U504 | MICRO-SWH10X;SWH 10X,SUPWD,EYE P,HIEP,SCART,FOC,BX,AX,FN 26.5 | 447 | 9.5% | 404.535
Olympus America Inc. | 2-U795 | OSM-D4AD; DIGITAL ADAPTOR FOR U-OSM | 739 | 9.5% | 668.795
Olympus America Inc. | 2-U933 | U-CT30-2;CENTERING TELESCOPE,LONG TRAVEL FOR ALL BX-IX | 239 | 9.5% | 216.295
Olympus America Inc. | 3-MVX100 | MVX-TTRS;MVX10 TILTING TRINOCU LAR HEAD | 5564 | 9.5% | 5035.42
Olympus America Inc. | 3-MVX200 | MVX-TLU-MVX10 TUBE LENS UNIT | 1045 | 9.5% | 945.725
Olympus America Inc. | 3-MVX300 | MVX-CA2X;MVX 2X MAGNIFICATION CHANGER | 2435 | 9.5% | 2203.675
Olympus America Inc. | 3-U1143 | U-CBI30-2-2;BINOCULAR OBSERVATION TUBE,FN20 | 407 | 9.5% | 368.335
Olympus America Inc. | 3-U1152 | U-CTR30-2-2;TRINOCULAR OBSERVATION TUBE,50/50 LIGHT SPLIT | 885 | 9.5% | 800.925
Olympus America Inc. | 3-U117 | U-CTBI TILTING BINOCULAR OBS TUBE/FN18 | 1012 | 9.5% | 915.86
Olympus America Inc. | 3-U134IRE | U-TR30IR-1-2;TRINOCULAR OBSERVATION TUBE,NEAR IR,ECO GLASS | 2309 | 9.5% | 2089.645
Olympus America Inc. | 3-U137 | U-TBI-3-CLI; TILTING BINOCULAR OBS TUBE,5-35 DEG ,REVERSE | 1626 | 9.5% | 1471.53
Olympus America Inc. | 3-U140EC | U-ETBI-1-2;TILT/TELESCOPE OBS TUBE,ERECT,0.25/DEGREE,ECOGLAS | 1961 | 9.5% | 1774.705
Olympus America Inc. | 3-U141EC | U-TTBI-1-2;TILT/TELESCOPE OBS TUBE,INVERTED,0-25DEG.ECOGLASS | 1829 | 9.5% | 1655.245
Olympus America Inc. | 3-U148 | U-TBI90;TILTING BINOCULAR HEAD FOR IX/IX2,35-85 DEGREES | 1883 | 9.5% | 1704.115
Olympus America Inc. | 3-U157EC | U-ETR-4;TRINOCULAR OBSER TUBE,ERECT,100%PHOTO IMPRVD IR,ECOG | 3427 | 9.5% | 3101.435
Olympus America Inc. | 3-U189EC | U-SWETTR-5;TILTING ERECT TRINO C FN26 5-35DEG 100:0 50:50 | 6263 | 9.5% | 5668.015
Olympus America Inc. | 3-U192EC | U-SWBI30-1-2;SUPERWIDE BINOCULAR OBSV.TUBE 26.5FN, ECO GLASS | 2390 | 9.5% | 2162.95
Olympus America Inc. | 3-U194EC | U-SWTR-3-2;SUPERWIDE TRINOCULA R OBSERVATION,26.5FN,ECO GLASS | 2596 | 9.5% | 2349.38
Olympus America Inc. | 3-U210EC | WI-DPMC-1-5;DOUBLE PORT MAGNIFICATION, CHANGER/OBSERV. UNIT | 8530 | 9.5% | 7719.65
Olympus America Inc. | 3-U211 | DPMC0.25X;INTERNAL 0.25x ADAPTER FOR WI-DPMC | 1303 | 9.5% | 1179.215
Olympus America Inc. | 3-U212 | DPMC0.35X; INTERNAL 0.35X ADAPTER LENS FOR WI-DPMC | 1303 | 0% | 1303
Olympus America Inc. | 3-U224 | U-BI30-2-2;BINOC. OBSERV TUBE | 1080 | 9.5% | 977.4
Olympus America Inc. | 3-U224P | U-BI30P-1-5;BINOC OBS TUBE,POL,CX/BX,FN22,ACCPTS CROSSWHN10X | 1098 | 9.5% | 993.69
Olympus America Inc. | 3-U234 | U-TR30-2-2;TRINOC,OBSERV.TUBE 100:0,80:20,0:100% POSITIONS | 1855 | 9.5% | 1678.775
Olympus America Inc. | 3-U234IR | U-TR30NIR;TRINOC OBSERV.TUBE 1 00:0,50,0-100% IR-IMPROVED | 2308 | 9.5% | 2088.74
Olympus America Inc. | 3-U243 | U-BI90-1-2;IX BINOC OBSERV. TUBE | 874 | 9.5% | 790.97
Olympus America Inc. | 3-U245 | U-BI90CT-1-2;IX BINOC. OBSERV.TUBE W/CENTER TELESCOPE | 1454 | 9.5% | 1315.87
Olympus America Inc. | 3-U253 | U-TR30H-1-2;IX TRINOC WITH HIGH EYES TUBES,REQS.IX70 CAM.ADP | 1724 | 9.5% | 1560.22
Olympus America Inc. | 3-U300 | CKX-TBI;CKX41 TILTING BINOCULAR OBSERVATION TUBE W/EYEPIECES | 2021 | 9.5% | 1829.005
Olympus America Inc. | 3-U330 | U-TTR-2;TILTING TRINOC HEAD 50:50,100:0,0:100% POSITIONS | 3024 | 9.5% | 2736.72
Olympus America Inc. | 3-U341 | U-TTLBI;TILTING TELESCOPING LI FTNG BINOC HEAD, INVERTD IMAGE | 3162 | 9.5% | 2861.61
Olympus America Inc. | 3-U801 | U-SPT;SIN PHOTO/VIDEO PORT USED ALL TRI OBS TUBE, EXCEPT IX | 57 | 9.5% | 51.585
Olympus America Inc. | 3-U803 | U-DPT-2;DOUB PHOTO/VIDEO PORT,USED ALL TRI OB TUBE,EXCPT IX | 3168 | 9.5% | 2867.04
Olympus America Inc. | 3-U806 | U-DPTS;MODULAR DUAL PORT FOR USE W/TRINOCULAR OBS TUBE | 2979 | 9.5% | 2695.995
Olympus America Inc. | 3-U807 | U-PMDPTS:PHOTO TUBE FOR U-DPTS,ALL TRI OB TUBE,EXCPT IX | 357 | 9.5% | 323.085
Olympus America Inc. | 3-U808 | U-CMDPTS: C-MOUNT ADAPTER FOR U-DPT3 | 357 | 9.5% | 323.085
Olympus America Inc. | 3-U811 | SPACER FOR U-MPH AND MANUAL KNOB | 41 | 9.5% | 37.105
Olympus America Inc. | 3-U820 | IX-SPT;SINGLE PHOTO/VIDEO TUBE,IX TRINOC OBS TUBE,SIDEPORT | 112 | 9.5% | 101.36
Olympus America Inc. | 3-U826 | U-DPCAD;DUAL PORT WITH C-MOUNT ADAPTER | 2957 | 9.5% | 2676.085
Olympus America Inc. | 3-U836 | U-SIP; IMAGE SPLITTER FOR FRET USING IX2/BX PRIMARY IMAGE | 8871 | 9.5% | 8028.255
Olympus America Inc. | 3-U840EC | U-TLU-1-2;SINGLE PORT TUBE, TUBE LENS,ACCPTS CAM ADPTRS,ECOG | 535 | 9.5% | 484.175
Olympus America Inc. | 3-U840IEC | U-TLUIR-1-2;SINGLE PORT TUBE LENS ACCPTS CAM ADPTRS,IR,ECOGL | 797 | 9.5% | 721.285
Olympus America Inc. | 3-U850E2 | U-SWTLU-SP (ECO), SUPER WIDE SINGLE PORT TUBE, FN26.5; ***120+ days lead time*** | 4077 | 0% | 4077
Olympus America Inc. | 45NF790 | 45NF790; FV notch filter in the illumination pillar for ZDC2 | 535 | 4.5% | 510.925
Olympus America Inc. | 4-CX3-HLDT | CX3-HLDT; Double Slide Holder for CX33/43 Microscope | 105 | 9.5% | 95.025
Olympus America Inc. | 4-CX3-SHP | CX3-SHP; Plane Slide Holder for CX33/43 | 85 | 9.5% | 76.925
Olympus America Inc. | 4-IN100 | HCS302-STC20A;H&C STAGE W/STC2 00 TEMP CNTRLER WINTEMP SFTWRE | 7725 | 0% | 7725
Olympus America Inc. | 4-IN100A | KIT; CONSISTS OF 4-IN100 & 4-IN150 INSTALLED TOGETHER | 8755 | 0% | 8755
Olympus America Inc. | 4-IN125 | XY-HCS302;PRECISION XY POSITIO NER W/ADAPTERS | 1030 | 0% | 1030
Olympus America Inc. | 4-IN145 | SP06-HCS302;1.5MM SPACER SET TO INCREASE SMPLE CHAMBER HGHT | 258 | 0% | 258
Olympus America Inc. | 4-IN150 | SP12-HCS302;3MM SPACER SET TO INCREASE SAMPLE CHAMBER HGHT | 258 | 0% | 258
Olympus America Inc. | 4-IN200 | HCS402-STC20A;H&C STAGE W/STC2 00 TEMP CNTRLER WINTEMP SOFTWR | 8500 | 0% | 8500
Olympus America Inc. | 4-IN225 | XY-HCS402;PRECISION XY POSITION W/ADAPTERS HCS402 | 1000 | 0% | 1000
Olympus America Inc. | 4-IN230 | MT1-OLY-G2;ADAPTER FOR HCS402STAGE TO U-SRG2 STAGE | 258 | 0% | 258
Olympus America Inc. | 4-IN250 | SP12-HCS402;3MM SPACER SET TO INCREASE SAMPLE CHAMBER HEIGHT | 250 | 0% | 250
Olympus America Inc. | 4-IN300 | DITO5;C-MOUNT DIGITAL MICROSCOPE CAMERA W/TEMP OVERLAY 5MEGA | 5000 | 0% | 5000
Olympus America Inc. | 4-IN315 | BS60STC200; STC200 STANDALONE TEMP CONT BS60-WARMSTAGE RS232 | 1900 | 0% | 1900
Olympus America Inc. | 4-IN325 | WP115C;CIRCULATING WATER PUMP | 206 | 0% | 206
Olympus America Inc. | 4-IN335 | WP115V;WATER PUMP FOR FRAME COOLING | 185 | 0% | 185
Olympus America Inc. | 4-IN350 | LN2-P2AF2;LIQUID NITROGEN COOLING ACCESSORY | 2060 | 0% | 2060
Olympus America Inc. | 4-LB406A | BH2-SH;GRAD MECH STAGE,HORIZ CONTROL KNOBS,B2-HR FINGERS,BH2 | 1271 | 9.5% | 1150.255
Olympus America Inc. | 4-LC106 | CK2-SS;STAGE EXTENSION PLATE FOR CK2,CK30,CK40 | 29 | 9.5% | 26.245
Olympus America Inc. | 4-LC300 | CK40-MVR;CK30/40 ATTACHABLE ME CH STAGE | 328 | 9.5% | 296.84
Olympus America Inc. | 4-LC305 | CK40-CPG30;GLASS STAGE INSERT PLATE FOR CK40 | 245 | 9.5% | 221.725
Olympus America Inc. | 4-LC310 | CKX3-MVR; CKX53 ATTACHABLE MECHANICAL STAGE | 719 | 9.5% | 650.695
Olympus America Inc. | 4-LC315 | IX2-BCTP;HEMACYTOMETER HOLDER FOR CK40-MVR | 187 | 9.5% | 169.235
Olympus America Inc. | 4-LM300 | CK40M-CP STAGE PLATE FOR CK40-MVR WITH CK40M | 170 | 9.5% | 153.85
Olympus America Inc. | 4-LM301 | CK40M-MS MIRROR UNIT FOR CK40-MVR WITH CK40M | 123 | 9.5% | 111.315
Olympus America Inc. | 4-MGX500 | GX-CP; TWO STAGE INSERT PLATES TEAR DROP & RECTANGULAR | 419 | 0% | 419
Olympus America Inc. | 4-MGX660 | GX-SFR:MECHANICAL STAGE W/RIGHT HAND FLEXIBLE DRIVE CONTROL | 2437 | 0% | 2437
Olympus America Inc. | 4-MGX690 | GX-SVR; RIGHT HAND FLEXIBLE STAGE FOR GX MICROSCOPES | 2785 | 0% | 2785
Olympus America Inc. | 4-S101 | SZH-SG;GLIDING STAGE FOR SZ, S ZH/10 AND SZX12/9 | 208 | 9.5% | 188.24
Olympus America Inc. | 4-S102 | SZH-SC;CUP STAGE FOR SZ, SZH/1 0 AND SZX12/9 | 265 | 9.5% | 239.825
Olympus America Inc. | 4-U100 | U-SP; NON-CERAMIC PLAIN STAGE WITHOUT MECHANICAL MOVEMENT. COATING SUBJECT TO WEAR. | 382 | 9.5% | 345.71
Olympus America Inc. | 4-U130 | U-SVRB-4;RIGHT HAND MECHANICAL STAGE, RACKLESS, LONG STALK | 535 | 9.5% | 484.175
Olympus America Inc. | 4-U131 | U-SVRO;RIGHT HAND MECHANICAL STAGE, OIL CHANNELS | 679 | 9.5% | 614.495
Olympus America Inc. | 4-U132 | U-SVRC; RIGHT HAND MECHANICAL STAGE FOR BX45 | 569 | 9.5% | 514.945
Olympus America Inc. | 4-U1323 | U-SVRC-CY;LOW TORQUE MECHANICAL, WIRE STAGE FOR BX45/46 | 609 | 9.5% | 551.145
Olympus America Inc. | 4-U133 | U-SVRM; RIGHT HAND MECHANICAL STAGE, FOR LOW BX-LWSH2 MOUNT | 569 | 9.5% | 514.945
Olympus America Inc. | 4-U135 | U-SVLB-4; LEFT HAND MECHANICAL STAGE, RACKLESS, LONG STALK | 569 | 9.5% | 514.945
Olympus America Inc. | 4-U136 | U-SVLO;LEFT HAND MECHANICAL STAGE, OIL CHANNELS | 679 | 9.5% | 614.495
Olympus America Inc. | 4-U137 | U-SVLC;LEFT HAND MECHANICAL STAGE FOR BX45 | 569 | 9.5% | 514.945
Olympus America Inc. | 4-U138 | U-SVLM; LEFT HAND MECHANICAL STAGE, FOR LOW BX-LWSH2 MOUNT | 569 | 9.5% | 514.945
Olympus America Inc. | 4-U140 | BX3-SHEA; STAGE EXTENSION ADAPTER, 2 PARTS | 250 | 9.5% | 226.25
Olympus America Inc. | 4-U141 | U-HLD-4; LEFT RELEASE SLIDE HOLDER, DOUBLE SLIDE, THIN | 49 | 9.5% | 44.345
Olympus America Inc. | 4-U142 | U-HLDT-4; LEFT RELEASE SLIDE HOLDER, DOUBLE SLIDE, THICK | 46 | 9.5% | 41.63
Olympus America Inc. | 4-U143 | U-HRD-4; RIGHT RELEASE SLIDE HOLDER, DOUBLE SLIDE, THIN | 49 | 9.5% | 44.345
Olympus America Inc. | 4-U144 | U-HRDT-4; RIGHT RELEASE SLIDE HOLDER, DOUBLE SLIDE, THICK | 49 | 9.5% | 44.345
Olympus America Inc. | 4-U145 | U-HLS-4; LEFT RELEASE SINGLE SLIDE HOLDER,THIN | 49 | 9.5% | 44.345
Olympus America Inc. | 4-U146 | U-HLST-4, LEFT RELEASE SINGLE SLIDE HOLDER, THICK | 49 | 9.5% | 44.345
Olympus America Inc. | 4-U1552 | WHITE STAGE COVER-2;FOR BX BX2-SV STAGES (RACKLESS VERSION) | 35 | 0% | 35
Olympus America Inc. | 4-U157 | U-SHGT, RUBBER CAPS F/BX CONTROL KNOBS,THICK, SET OF 2 | 28 | 9.5% | 25.34
Olympus America Inc. | 4-U158 | U-SHG, RUBBER CAPS F/BX CONTROL KNOBS, THIN, SET OF 2 | 28 | 9.5% | 25.34
Olympus America Inc. | 4-U167 | BX3-SSU-1-2;ULTRASONIC STAGE FOR BX3/IX3,PIEZO TECH LIN ENCO | 11435 | 4.5% | 10920.425
Olympus America Inc. | 4-U173 | IX3-SSU;SCANNING STAGE, ENCODED WITH ULTRASONIC MOTOR | 16033 | 4.5% | 15311.515
Olympus America Inc. | 4-U195 | U-HLDT;SPEC HLDR LEFT CURVED FINGER,2 SLDS,RT HD STG,THK VER | 335 | 0% | 335
Olympus America Inc. | 4-U201 | IX2-SP;PLAIN STAGE FOR IX81/71/51 | 609 | 9.5% | 551.145
Olympus America Inc. | 4-U205 | IX-MVR;MECHANICAL ATTACHABLE STAGE FOR IX-SP, IX70/50 | 1217 | 9.5% | 1101.385
Olympus America Inc. | 4-U221 | IX-SVL2; THREE PLATE LEFT HAND MECH STAGE, SHORT HANDLE | 1626 | 9.5% | 1471.53
Olympus America Inc. | 4-U222 | IX3-SVL; LEFT HANDLE STAGE,SHORT STALK | 2712 | 9.5% | 2454.36
Olympus America Inc. | 4-U231 | WI-FSH; FIXED STAGE ADAPTER FOR IX-SVL2 AND WI-STAD | 224 | 9.5% | 202.72
Olympus America Inc. | 4-U233 | WI-STAD; STAGE ADAPTER.BX2STAGES ON BX2WI STANDS | 1111 | 9.5% | 1005.455
Olympus America Inc. | 4-U234 | BX3-STAD; STAGE ADAPTER FOR MANUAL STAGE | 1062 | 9.5% | 961.11
Olympus America Inc. | 4-U240 | IX2-GS;GLIDING STAGE | 2093 | 9.5% | 1894.165
Olympus America Inc. | 4-U290 | IX-CP50;STAGE PLATE INSERT 50MM DIAMETER OPEN | 186 | 9.5% | 168.33
Olympus America Inc. | 4-U291 | IX-SCL;STAGE CLIPS, 2, FOR IX STAGE | 82 | 9.5% | 74.21
Olympus America Inc. | 4-U292 | IX2-GCP;GLASS INSERT,INCLUDE RUBBER BANDS FOR OBJECTIVE | 340 | 9.5% | 307.7
Olympus America Inc. | 4-U295 | CKX3-CP; METAL STAGE PLATE INSERT 50MM DIAMETER OPEN | 186 | 9.5% | 168.33
Olympus America Inc. | 4-U310 | IX2-SFR;CROSS STAGE WITH FLEXIBLE RIGHT HANDlE | 1637 | 9.5% | 1481.485
Olympus America Inc. | 4-U316 | IX2-NPS;NOSEPIECE STAGE FOR IX/IX2 W/FOCUS MECH. INSERT PT | 3478 | 9.5% | 3147.59
Olympus America Inc. | 4-U320 | IX3-SVR;RIGHT HANDLE STAGE | 1573 | 9.5% | 1423.565
Olympus America Inc. | 4-U321 | IX3-HO35D;35MM DISH HOLDER | 261 | 9.5% | 236.205
Olympus America Inc. | 4-U321H | IX3-HO35DF;DISH FIXING UNIT FOR IX3-HO35D, AUTOCLAVABLE | 156 | 9.5% | 141.18
Olympus America Inc. | 4-U323 | IX3-HOS;SLIDE HOLDER | 206 | 9.5% | 186.43
Olympus America Inc. | 4-U324 | IX3-HOW-2;WELL PLATE HOLDER | 206 | 9.5% | 186.43
Olympus America Inc. | 4-U352 | U-SRG2; CIRCULAR ROTATING, MECHANICAL TRACK,W/ CLIPS | 986 | 9.5% | 892.33
Olympus America Inc. | 4-U3552 | U-SRP-1-2; CIRCULAR ROTATING CENTERABLE STAGE 360 DEEGREES | 2361 | 9.5% | 2136.705
Olympus America Inc. | 4-U390 | U-FMP;ATTACH MECH STAGE, KNURLED X/Y CONTROLS FOR U-SRP | 749 | 9.5% | 677.845
Olympus America Inc. | 4-U512 | U-SIC4R2; RIGHT HAND MECHANICAL STAGE, 4X4 TRAVEL | 1939 | 9.5% | 1754.795
Olympus America Inc. | 4-U517 | U-SIC4L2; LEFT HAND MECHANICAL STAGE, 4X4 TRAVEL | 1939 | 0% | 1939
Olympus America Inc. | 4-U520 | U-SIC64; RIGHT HAND MECHANICAL STAGE, 150X100MM TRAVEL | 4516 | 0% | 4516
Olympus America Inc. | 4-U5302 | MX-SIC6R2; 6X6 INCH XY STAGE FOR MX51 | 5168 | 0% | 5168
Olympus America Inc. | 4-U531 | MX-SIC8;MX50 8X8 MECHANICAL STAGE, RIGHT HANDED | 5689 | 0% | 5689
Olympus America Inc. | 4-U531R | MX-SIC8R;MECHANICAL STAGE 8" | 5689 | 0% | 5689
Olympus America Inc. | 4-U535 | MX-STAD;STAGE ADAPTER FOR MOUNTING 4X4 STAGE ON MX40 | 186 | 0% | 186
Olympus America Inc. | 4-U602 | U-WHP2;WAFER HOLDER BASE PLATE FOR BH2-WHR43, U-SIC4R/L2 | 340 | 0% | 340
Olympus America Inc. | 4-U603 | U-MSSP; SOLID SPECIMEN PLATE FOR U-SVRB/LB-4 STAGES | 291 | 0% | 291
Olympus America Inc. | 4-U604 | U-MSSP4; SOLID SPECIMEN PLATE FOR U-SIC4R/L2 | 291 | 0% | 291
Olympus America Inc. | 4-U605 | U-MSSPG;GLASS SPECIMEN PLATE FOR U-SIC4R/L2 STAGES | 342 | 0% | 342
Olympus America Inc. | 4-U607 | U-WHP64; WAFER HOLDER PLATE FOR U-SIC64 STAGE | 353 | 0% | 353
Olympus America Inc. | 4-U608 | U-SPG64; GLASS PLATE FOR U-SIC64 STAGE | 304 | 0% | 304
Olympus America Inc. | 4-U609 | U-SP64; STAGE PLATE FOR U-SIC64 STAGE, TAPPED HOLES | 279 | 0% | 279
Olympus America Inc. | 4-U620 | MX-WHPR86;WAFER HOLDER FOR 6 & 8 INCH WAFERS, FOR MX-SIC8 | 1137 | 0% | 1137
Olympus America Inc. | 4-U621 | MX-WHPR128;WAFER HOLDER FOR 8" & 12" WAFERS FOR MX-SIC1412 | 1494 | 0% | 1494
Olympus America Inc. | 4-U630 | MX-SPG1412;STAGE GLASS PLATE FOR MX-SIC1412 | 463 | 0% | 463
Olympus America Inc. | 4-U640 | MX-MH6;MASK HOLDER FOR 6 INCH MASKS,MX-SIC1412 | 678 | 0% | 678
Olympus America Inc. | 4-U904 | BX-LWSH2; LOW STAGE HOLDER FOR BX2 MICROSCOPE FRAMES | 113 | 9.5% | 102.265
Olympus America Inc. | 4-U921 | IX-HOT;TERASAKI PLATE HOLDER 7 2/60 WELL FOR IX-MVR STAGE | 82 | 9.5% | 74.21
Olympus America Inc. | 4-U922 | IX-HOS;HOLDER FOR 1X3 SLIDE 54MM PETRI DISH, IX-MVR STAGE | 82 | 9.5% | 74.21
Olympus America Inc. | 4-U923 | IX-HOP;PETRI DISH HOLDER 65MM, 54MM, 35MM FOR IX-MVR STAGE | 82 | 9.5% | 74.21
Olympus America Inc. | 4-U931 | IX-SUSP;STEEL PLATE FOR MOUNTING MANIPULATORS ON IX | 475 | 9.5% | 429.875
Olympus America Inc. | 4-U942 | IX-CLM96;96 WELL PLATE CLICK STOP MECHANISM, IX-MVR STAGE | 272 | 9.5% | 246.16
Olympus America Inc. | 4-U950 | CKX3-HO35DM; 35MM MULTIPLE DISH HOLDER FOR CKX | 344 | 9.5% | 311.32
Olympus America Inc. | 4-U951 | CKX3-HOUN; UNIVERSAL HOLDER FOR CKX | 365 | 9.5% | 330.325
Olympus America Inc. | 5-0540 | MMFS01 FOOT SWITCH | 151 | 0% | 151
Olympus America Inc. | 5-CX23-FS | CX23-FS; Field Stop Attachment for Kohler Illumination | 165 | 9.5% | 149.325
Olympus America Inc. | 5-G100 | MM6C-VL;REFLECTED LIGHT ILLUMINATOR, FOR STM6/7 | 736 | 0% | 736
Olympus America Inc. | 5-G110 | MM6C-KMAS;REFLECTED BF/DIC ILLUMINATOR, FOR STM6/7 | 2023 | 0% | 2023
Olympus America Inc. | 5-G120 | MM6C-RLAS;REFLECTED BF/DF/DIC ILLUMINATOR, FOR STM6/7 | 3493 | 0% | 3493
Olympus America Inc. | 5-G140 | MM6-VLR;REFLECTED BF/DIC ILLUMINATOR FOR STM6-LM | 2026 | 0% | 2026
Olympus America Inc. | 5-G150 | MM6-VLU;UNIVERSAL REFLECTED ILLUMINATOR FOR STM6-LM | 3200 | 0% | 3200
Olympus America Inc. | 5-G160 | MM6-LGRAD;RING LIGHT GUIDE ADAPTER FOR MM6-VL/MM6C-VL | 95 | 0% | 95
Olympus America Inc. | 5-G300 | MM6C-DC250-2 2 AXIS 0.5UM COUNTER | 2312 | 0% | 2312
Olympus America Inc. | 5-LC255 | TL-3-115; TL-3 LOW VOLTAGE TRANSFORMER-LSGA, SZ-CHI | 193 | 9.5% | 174.665
Olympus America Inc. | 5-MVX100 | MVX-RFA;MVX COAXIAL FLUORESCENCE ILLUMINATOR 4 POSITION | 5216 | 9.5% | 4720.48
Olympus America Inc. | 5-S119 | LS-20H-M;SOCKET & REFLECTOR FOR ILL-K, ILL-B AND BHTU | 44 | 9.5% | 39.82
Olympus America Inc. | 5-S205 | LG-DF;DUAL FLEXIBLE LIGHT GUIDE | 297 | 9.5% | 268.785
Olympus America Inc. | 5-S206 | LG-DFI;LIGHT GUIDE,BIFURCATED GOOSENECK LGHT GD&FLEXIBLE SIN | 398 | 9.5% | 360.19
Olympus America Inc. | 5-S207 | LG-DI;LIGHT GUIDE WITH BIFURCATED FIBER OPTICS | 340 | 9.5% | 307.7
Olympus America Inc. | 5-S208 | LG-R66;RING LIGHT GUIDE | 651 | 9.5% | 589.155
Olympus America Inc. | 5-S2092 | SZX2-ILR66-1-2; LED 4-PART RING ILLUM FOR SZX16 (OTHERS W/ADAPTER | 1380 | 9.5% | 1248.9
Olympus America Inc. | 5-S210 | HLL301;COLLECTOR LENS | 96 | 9.5% | 86.88
Olympus America Inc. | 5-S219 | SZX2-RHS;HAND SWITCH FOR SZX2-ILR66 (LED 4-PART RING ILLUM) | 1408 | 9.5% | 1274.24
Olympus America Inc. | 5-S2192 | SZX2-RHS-1-2;HAND SWITCH FOR SZX2-ILR66 (LED 4-PART RING ILLUM)<br> | 1408 | 9.5% | 1274.24
Olympus America Inc. | 5-S300 | LG-PS2;OLYMPUS FIBER OPTIC LIGHT SOURCE | 608 | 9.5% | 550.24
Olympus America Inc. | 5-S3015 | LG-PS2-5;OLYMPUS FIBER OPTIC 100W LIGHT SOURCE ROHS | 670 | 9.5% | 606.35
Olympus America Inc. | 5-S310 | LG-SF;OLY FLEX LIGHT GUIDE FOR LG-PS2 | 192 | 9.5% | 173.76
Olympus America Inc. | 5-S318 | SZ2-LGR;RING LIGHT GUIDE | 436 | 9.5% | 394.58
Olympus America Inc. | 5-S322 | SZ2-TLGAD;TRANSMITTED LIGHT GUIDE ADAPTER BETW.SZ2-LGSF&ILA | 63 | 9.5% | 57.015
Olympus America Inc. | 5-S323 | SZ2-LGHL;LIGHT GUIDE HOLDER | 71 | 9.5% | 64.255
Olympus America Inc. | 5-S324 | SZ2-LGBST;STAND FOR SZ2-LGB | 82 | 9.5% | 74.21
Olympus America Inc. | 5-S325 | SZX2-ILD;LED COAXIAL ILLUMINATOR FOR SZX16/10/7 REQ 5-S326 | 1690 | 9.5% | 1529.45
Olympus America Inc. | 5-S326 | SZX2-ILPS;POWER SUPPLY FOR LED COAXIAL ILLUMINATOR 5-S325 | 733 | 9.5% | 663.365
Olympus America Inc. | 5-S329 | SZ2-LGCL-1-2;COLLECTOR LENS FOR SZ2-LGDI/GLSI | 60 | 9.5% | 54.3
Olympus America Inc. | 5-S331 | SZ2-CLS; LED LIGHT GUIDE ILLUMINATOR, INCL SZ2-ST ADAPT, AC ADAPT, NO POWER CORD | 480 | 9.5% | 434.4
Olympus America Inc. | 5-S333 | SZ2-CLSST; STAND FOR SZ2-CLS, REQUIRES SZ2-CLSTAD<br> | 126 | 9.5% | 114.03
Olympus America Inc. | 5-S334 | SZ2-CLSTAD; STAND ADAPTER FOR SZ2-CLS, REQUIRES SZ2-CLSST<br> | 84 | 9.5% | 76.02
Olympus America Inc. | 5-S335-2 | SZ2-CLGSF-1-2; SINGLE FLEXIBLE LIGHT GUIDE FOR SZ2-CLS | 157 | 9.5% | 142.085
Olympus America Inc. | 5-S336-2 | SZ2-CLGDF-1-2; DUAL FLEXIBLE LIGHT GUIDE FOR SZ2-CLS | 313 | 9.5% | 283.265
Olympus America Inc. | 5-S337-2 | SZ2-CLGSI-1-2; SINGLE GOOSENECK LIGHT GUIDE FOR SZ2-CLS | 209 | 9.5% | 189.145
Olympus America Inc. | 5-S338-2 | SZ2-CLGDI-1-2; DUAL GOOSENECK LIGHT GUIDE FOR SZ2-CLS | 313 | 9.5% | 283.265
Olympus America Inc. | 5-S339-2 | SZ2-CLGR-1-2; SIX POINT RING LIGHT GUIDE FOR SZ2-CLS | 625 | 9.5% | 565.625
Olympus America Inc. | 5-S347 | SZ2-CLGCL; COLLECTOR LENS FOR SZ2-CLGSI OR SZ2-CLGDI<br> | 74 | 9.5% | 66.97
Olympus America Inc. | 5-S400-15 | U-LLG150; LIQUID LIGHT GUIDE FOR U-HGLGPS, 1.5M | 693 | 9.5% | 627.165
Olympus America Inc. | 5-S400-30 | U-LLG300; LIQUID LIGHT GUIDE FOR U-HGLGPS, 3.0M | 1119 | 9.5% | 1012.695
Olympus America Inc. | 5-SX600 | SZX-RFA;STEREO FLUORESCENCE ILLUMINATOR WITH 4-POS.SLIDER | 3875 | 9.5% | 3506.875
Olympus America Inc. | 5-SX610 | SZX-MGFP; SZX GFP LONGPASS FOR SZX-RFA, 475/30x, 505DM, 510LP | 2115 | 9.5% | 1914.075
Olympus America Inc. | 5-SX611 | SZX-MGFPA; SZX GFP FOR SZX-RFA, 475/30x, 485DM, 552/115m | 2213 | 9.5% | 2002.765
Olympus America Inc. | 5-SX612 | SZX-MGFPHQ; SZX GFP HQ FOR SZX-RFA, 470/20x, 485DM, 530/40m | 2367 | 9.5% | 2142.135
Olympus America Inc. | 5-SX615 | SZX-MG; SZX GREEN FOR SZX-RFA, 510/100x, 580DM, 590LP | 1204 | 9.5% | 1089.62
Olympus America Inc. | 5-SX625 | SZX-MF;BLANK CUBE FOR SZX-RFA,FOR CUSTOM FILTER SETS | 757 | 9.5% | 685.085
Olympus America Inc. | 5-SX630 | SZX-CCV FLUORESCENCE SHIELD FOR SZX-RFL2 ILLUMINATOR | 261 | 9.5% | 236.205
Olympus America Inc. | 5-SX635 | SZX-MYFPHQ;YFP CUBE SZX-RFA EX 495-540HQ DM505 BA515-610HQ | 3362 | 9.5% | 3042.61
Olympus America Inc. | 5-SX640 | SZX2-MRFP;RFP CUBE FOR SZX-RFA | 2367 | 9.5% | 2142.135
Olympus America Inc. | 5-SX711 | SZX-FGFPA; GFP FILTER SET FOR SZX-RFA3, EX460-490,EM510-550 | 1887 | 9.5% | 1707.735
Olympus America Inc. | 5-SX800 | SZX2-RFA16;SZX16 FLUO ILL W/5POS FILTER TURRET & C/F | 8761 | 9.5% | 7928.705
Olympus America Inc. | 5-SX800A | SZX2-RFA16A;MOTORIZED SZX16 FLUO ILL W/5-POS FILTER TURRET | 10629 | 9.5% | 9619.245
Olympus America Inc. | 5-SX801 | SZX2-CCV;SHIELD FOR FLUOR ILLUMINATOR | 146 | 9.5% | 132.13
Olympus America Inc. | 5-SX803 | SZX2-FUV;UV FILTER SET FOR SZX2-RFA16,EX330-385. EM 420 | 691 | 9.5% | 625.355
Olympus America Inc. | 5-SX805 | SZX22-FBV; SZX2 BLUE-VIOLET FOR SZX22-RFA16, 420/40x, 475LP | 691 | 9.5% | 625.355
Olympus America Inc. | 5-SX808 | SZX2-FCFPHQ; SZX2 CFP HQ FOR SZX2-RFA16, 435/20x, 485/50m | 2294 | 9.5% | 2076.07
Olympus America Inc. | 5-SX810 | SZX22-FGFP; SZX2 GFP/GREEN LONGPASS FOR SZX22-RFA16, 475/30x, 510LP | 1381 | 9.5% | 1249.805
Olympus America Inc. | 5-SX811 | SZX22-FGFPA; SZX2 GFP/GREEN FOR SZX22-RFA16, 475/30x, 530/40m | 1381 | 9.5% | 1249.805
Olympus America Inc. | 5-SX812 | SZX22-FGFPHQ; SZX2 GFP HQ GFP FOR SZX22-RFA16, 470/20x, 517/45m | 1840 | 9.5% | 1665.2
Olympus America Inc. | 5-SX817 | SZX2-FYFPHQ; SZX2 YFP HQYFP FOR SZX2-RFA, 495/10x, 535/50m | 1840 | 9.5% | 1665.2
Olympus America Inc. | 5-SX821 | SZX2-FRFP1; SZX2 RFP FOR SZX2-RFA16, 540/20x, 575LP | 1381 | 9.5% | 1249.805
Olympus America Inc. | 5-SX822 | SZX2-FRFP2; SZX2 RFP FOR SZX2-RFA16, 560/40x, 610LP | 1381 | 9.5% | 1249.805
Olympus America Inc. | 5-UL1035 | U-LS30-4-5:6V/30W LAMP SOCKET FOR BX FRAMES AND SZX STANDS | 33 | 9.5% | 29.865
Olympus America Inc. | 5-UL1043 | U-LS30-3-5;6V/30W LAMP SOCKET FOR IX & CKX FRAMES,SMALL HOUS | 33 | 9.5% | 29.865
Olympus America Inc. | 5-UL105 | U-LS30-5;30W LAMP SOCKET FOR SZX2 STANDS | 33 | 9.5% | 29.865
Olympus America Inc. | 5-UL1227 | U-LH100-3-7;12V/100W HALOGEN L AMPHOUSE,WEEE/ROHS COMPLIANT | 662 | 9.5% | 599.11
Olympus America Inc. | 5-UL1227I | U-LH100IR-1-7;12V/100W HALOGEN LAMPHOUSE,NEAR IR, WEEE/ROHS | 662 | 9.5% | 599.11
Olympus America Inc. | 5-UL1237 | U-LH100L-3-7;12V/100W HALOGEN LAMPHOUSE,0.8M LONG CORD,WEEE | 662 | 9.5% | 599.11
Olympus America Inc. | 5-UL141 | U-LH50HG-5;50W MERCURY LAMPHOUSEFOR HBO50WAC-L1 | 1811 | 9.5% | 1638.955
Olympus America Inc. | 5-UL1507 | U-LH100HG-1-7;100W MERCURY W/COLLECTOR, CENTER MIRROR | 1512 | 9.5% | 1368.36
Olympus America Inc. | 5-UL1567 | U-LH100HGAPO1-7;100W MERCURY L H W/CHROMATIC CORR, MIRROR | 1992 | 9.5% | 1802.76
Olympus America Inc. | 5-UL166 | U-LH75XEAPO-1-6;APO XENON LAMP HOUSE,CENT MIRR,ECO | 2448 | 9.5% | 2215.44
Olympus America Inc. | 5-UL170 | U-HGLGPS; ILLUM BODY,7 LEVELS, 130W BULB, NO LG OR ADAPTER | 4020 | 9.5% | 3638.1
Olympus America Inc. | 5-UL180 | U-DULHA;DUAL LAMPHOUSE ADAPTER | 1626 | 9.5% | 1471.53
Olympus America Inc. | 5-UL185 | U-LH100ADP; LAMPHOUSE ADPTR FOR BX63 TO MOUNT 12V/100W HAL | 1501 | 9.5% | 1358.405
Olympus America Inc. | 5-UL186 | U-LHEAD; EXTENSION ADAPTER FOR U-AW INSTALLS | 1062 | 9.5% | 961.11
Olympus America Inc. | 5-UL221 | IX-ILL100LH-1-5 PILLAR,100W LAMPHOUSE, CENTERALBE, FOR | 1484 | 9.5% | 1343.02
Olympus America Inc. | 5-UL2615 | IX-ILL100-1-5;IX.PILL,ROTATABLE COND. MOUNT REQ. LH | 2037 | 9.5% | 1843.485
Olympus America Inc. | 5-UL267 | IX2-ILL30-5; 30W TRANSMITTED ILLUMINATOR FOR IX53, REQ. LAMP | 598 | 9.5% | 541.19
Olympus America Inc. | 5-UL270 | Q6622; IX2-ILL30 ADAPTER FOR IX73, IX83 | 417 | 9.5% | 377.385
Olympus America Inc. | 5-UL300 | BX3-SHT; BX3 MANUAL TRANSMITTED SHUTTER | 180 | 9.5% | 162.9
Olympus America Inc. | 5-UL3152 | U-LHLEDC-1-2; TRANSMITTED WHITE LED FOR BX43, BX46, BX63 | 1062 | 9.5% | 961.11
Olympus America Inc. | 5-UL316 | U-LHLEDC100; 100W LED FOR BX53F2 ONLY | 1200 | 9.5% | 1086
Olympus America Inc. | 5-UL3182 | IX3-LHLEDC-1-2; LED LIGHT SOURCE FOR IX3-ILL | 937 | 9.5% | 847.985
Olympus America Inc. | 5-UL320 | U-LS30ADP;6V30HAL LH ADAPTER FOR BX43/46. REQS HAL LH&PS | 284 | 9.5% | 257.02
Olympus America Inc. | 5-UL361 | IX2-ILL100-1-5;IX TRANSM'TED LIGHT ILLUM. PILLAR, ROHS | 2037 | 9.5% | 1843.485
Olympus America Inc. | 5-UL365 | IX3-ILL; 100W TRANSMITTED LIGHT PILLAR FOR IX83/IX73/IX53 | 1779 | 9.5% | 1609.995
Olympus America Inc. | 5-UL400 | BX3M-LEDR; RL LED LAMP HOUSING, WHITE 5700K | 711 | 9.5% | 643.455
Olympus America Inc. | 5-UL410 | BX3M-LEDT; TL LED LAMP HOUSING, WHITE 5700K | 711 | 9.5% | 643.455
Olympus America Inc. | 5-UL501 | LG-ULHAD;STAND AND LAMPHOUSE ADAPTER FOR FV-ULHFI FIBEROPTIC | 1408 | 9.5% | 1274.24
Olympus America Inc. | 5-UL530 | U-UCLDUV-SP;COLLECTOR LENS FOR 334NM,NA0.2 | 1795 | 0% | 1795
Olympus America Inc. | 5-UL601K | F31;FIBER OPTICS ADAPT ASSY | 333 | 9.5% | 301.365
Olympus America Inc. | 5-UL603 | U-LGAD; ADAPTER FOR FIBER LIGHT GUIDES, 100W LAMPHOUSE PORTS | 360 | 9.5% | 325.8
Olympus America Inc. | 5-UL604 | U-LLGAD; LIGHT GUIDE ADAPTER FOR U-HGLGPS | 323 | 9.5% | 292.315
Olympus America Inc. | 5-UL705 | U-RMT-1-5; EXTENSION CABLE FOR HAL LAMPHOUSE, 2M | 122 | 9.5% | 110.41
Olympus America Inc. | 5-UL710 | U-LHAD; ADAPTER TO MOUNT U-DP TO LAMPHOUSE PORT | 343 | 9.5% | 310.415
Olympus America Inc. | 5-UL795 | U-RCV; DARKFIELD CONVERSION LENS FOR XE/HG LAMPS, BX-URA2 | 473 | 9.5% | 428.065
Olympus America Inc. | 5-UR196 | CKX3-RFA; CKX53 FL ILL W/BLUE &GREEN EXCITATION ON SLIDER | 4058 | 9.5% | 3672.49
Olympus America Inc. | 5-UR210 | U-KMAS; REFLECTED BF ILLUMIN,SHORT,LH100 MOUNT, BXFM W/ILHS | 909 | 0% | 909
Olympus America Inc. | 5-UR210AD | ADAPTER FOR U-KMAS AND CX31P REFLECTED POL | 1457 | 0% | 1457
Olympus America Inc. | 5-UR210ADSP | ADAPTER FOR U-KMAS AND CX31P REFLECTED POL | 1364 | 0% | 1364
Olympus America Inc. | 5-UR213 | BX3M-KMA-S; LED ILLUMINATOR, RL, BF, ESD | 1365 | 0% | 1365
Olympus America Inc. | 5-UR215 | BX-ILHS; MOUNT FOR REFLECTED ILLUMINATOR, U-KMSD TO BXFM | 151 | 0% | 151
Olympus America Inc. | 5-UR403 | IX3-RFA;STRAIGHT ILLUMINATOR | 1161 | 9.5% | 1050.705
Olympus America Inc. | 5-UR404 | IX3-RFAL;L-SHAPED ILLUMINATOR | 1925 | 9.5% | 1742.125
Olympus America Inc. | 5-UR404FE | IX3-RFALFE;L-SHAPED ILLUMINATOR W/FLY-EYE | 3741 | 9.5% | 3385.605
Olympus America Inc. | 5-UR405 | LASER PORT MODIFICATION FOR 5UR410 | 770 | 9.5% | 696.85
Olympus America Inc. | 5-UR416A2 | IX3-RFACA-1-3; MOTORIZED IX3 FLUORESCENCE TURRET | 2387 | 9.5% | 2160.235
Olympus America Inc. | 5-UR417-1 | IX53-RFAC-1-2; MANUAL FLUORESCENCE TURRET FOR IX53 | 1365 | 9.5% | 1235.325
Olympus America Inc. | 5-UR420 | M-ILLUMINATOR;THREE WAVELENGTH ILLUMINATOR FROM ONE HG LAMP | 52154 | 0% | 52154
Olympus America Inc. | 5-UR479 | IX2-RFAEVA-2-5;TIRFM FIBER ILLUMINATOR CLASS 3B VERSION ROHS | 9273 | 4.5% | 8855.715
Olympus America Inc. | 5-UR483 | IX2-RFACB2-TL-SP;TUBE LENS FOR IX2 LASER PORT-B M20 THREAD | 1632 | 4.5% | 1558.56
Olympus America Inc. | 5-UR487 | IX2-RFACB2-R;LASER PORT TYPE B FOR IX2,R SIDE M20 THREAD | 8239 | 4.5% | 7868.245
Olympus America Inc. | 5-UR491 | IRM/TIRFM ILLUMINATOR UNIT FOR IX2-RFAEVA **SPECIAL ORDER** | 5463 | 0% | 5463
Olympus America Inc. | 5-UR495 | IX2-LZRPRT-C;LASER PORT C FOR IX2,REQS.DM MIRROR,SERV.INSTAL | 5518 | 4.5% | 5269.69
Olympus America Inc. | 5-UR510 | U-URBC;UNIVERSAL ILLUM CUBE TURRET, HOLDS 4 CUBES, BX60 | 2758 | 0% | 2758
Olympus America Inc. | 5-UR7005 | BX-URA2-5; UNIV REFLECTED ILLUM, BX2, 6 CUBE TURRET | 2928 | 9.5% | 2649.84
Olympus America Inc. | 5-UR703 | BX3M-ARMAD; BX3M HEIGHT ADAPTER, ADDITIONAL 40MM | 902 | 0% | 902
Olympus America Inc. | 5-UR705 | BX-ARM; TRANSMITTED LIGHT ARM FOR BX2 FRAMES | 200 | 9.5% | 181
Olympus America Inc. | 5-UR7105 | BX-RFA-1-5; FLUORECENCE ILLUMIN, BX2, FOR REXBA, 6 | 3564 | 9.5% | 3225.42
Olympus America Inc. | 5-UR710A5 | BX-RFAA-1-5; FLUORESCENCE ILLUM, 6 CUBE TURRET, | 5410 | 9.5% | 4896.05
Olympus America Inc. | 5-UR710LP | BX-RFA-KAI:DUAL LASER PORT MOD. INCLUDES RFA & WPORTS; ***120+ days lead time*** | 5738 | 0% | 5738
Olympus America Inc. | 5-UR711A | BX-RFA8A; FLUORESCENCE ILLUMINATOR, 8-POS TURRET, MOTORIZED | 11144 | 0% | 11144
Olympus America Inc. | 5-UR715 | BX-URBC-SP; CUBE TURRET FOR BX2FL ILLUMINATORS,REQ ALIGNMENT; ***120+ days lead time*** | 1499 | 0% | 1499
Olympus America Inc. | 5-UR716 | BX-URBCA; ADDITIONAL CUBE TURRET FOR BX-URBCA | 2884 | 0% | 2884
Olympus America Inc. | 5-UR720 | BX-RLA2;REFLECTED LIGHT ILLUMINATOR WITH BF/DF SLIDER | 1634 | 9.5% | 1478.77
Olympus America Inc. | 5-UR720A5 | BX-RLAA-5; REFLECTED LIGHT ILLUMIN, BF/DF SLIDER,MOTORIZE | 4508 | 9.5% | 4079.74
Olympus America Inc. | 5-UR725 | BX-ILH; MOUNT FOR REFLECTED IL LUMIN U-RLA2 TO BXFM | 361 | 0% | 361
Olympus America Inc. | 5-UR726 | BX-ILHSPU;COUNTER SPRING FOR BX-ILH, BXFM, W/OBS. TUBES | 341 | 0% | 341
Olympus America Inc. | 5-UR727 | BX3M-ILH; BXFM MOUNT FOR BX3M RL ILL, U-CBC MOUNT AVAIL | 352 | 4.5% | 336.16
Olympus America Inc. | 5-UR730 | BX3-ARM;TRANSMITTED LIGHT ARM FOR BX3 | 208 | 9.5% | 188.24
Olympus America Inc. | 5-UR731 | BX3M-RLA-S; ILLUMINATOR, RF, BF/DF, ESD | 1715 | 9.5% | 1552.075
Olympus America Inc. | 5-UR733 | BX3M-URAS-S; 4 POSITION CODED ILLUMINATOR, RF, ESD | 3074 | 9.5% | 2781.97
Olympus America Inc. | 5-UR735 | BX3-URA;FL ILLUMINTR BX3 8-POS TURRET | 2914 | 9.5% | 2637.17
Olympus America Inc. | 5-UR740 | BX3-RFAS;FL ILLUMINTR BX3 ADVNCD CODED 8-POS TURRET | 4610 | 9.5% | 4172.05
Olympus America Inc. | 5-UR740A | BX3-RFAA;BX3 MOTORIZED FL ILLU M 8-POS TUR, W/SHTTR, FLY-EYE | 4152 | 9.5% | 3757.56
Olympus America Inc. | 5-UR745 | BX3M-RLAS-S; LED CODED ILLUMINATOR, RF, BF/DF/POL, ESD | 3736 | 9.5% | 3381.08
Olympus America Inc. | 5-UR750 | U-ILLAD;SPECIAL ILLUMINATION ADAPTER FOR BX-RFA,(AS/FS POS) | 4378 | 0% | 4378
Olympus America Inc. | 5-UR811 | U-RFSS;UNIVERSAL RECTANGULAR FIELD STOP FITS BX2AND IX2 ILLU | 1046 | 9.5% | 946.63
Olympus America Inc. | 5-UT100 | U-RFLT50HG;POWER SUPPLY FOR 50W MERCURY LAMPHOUSE | 1015 | 9.5% | 918.575
Olympus America Inc. | 5-UT110 | U-RFLT50-200;50W MERCURY POWER SUPPLY FOR CX40 220V VERSION | 994 | 9.5% | 899.57
Olympus America Inc. | 5-UT155 | U-RFL-T;POWER SUPPLY FOR 100W HG LAMPHOUSE, ROHS | 1908 | 9.5% | 1726.74
Olympus America Inc. | 5-UT260 | U-RX-T;POWER SUPPLY FOR 75W XENON LAMPHOUSE, ROHS | 3315 | 9.5% | 3000.075
Olympus America Inc. | 5-UT301 | TL4-5; 6V/30W POWER UNIT,100-120V,220-240V INPUT, WEEE | 354 | 9.5% | 320.37
Olympus America Inc. | 5-UT410 | TH4-100-1-5;12V/100W POWER SUPPLY,100V INPUT, ROHS | 602 | 9.5% | 544.81
Olympus America Inc. | 5-UT411 | TH4-200-1-5;12V/100W POWER SUPPLY,200V INPUT, ROHS | 635 | 9.5% | 574.675
Olympus America Inc. | 5-UT415 | TH4-HS-1-5;HAND SWITCH FOR TH4W/INTNSTY CNTRL DIAL, ROHS | 163 | 9.5% | 147.515
Olympus America Inc. | 5-UT5002 | U-LEDPS-1-2; POWER SUPPLY FOR IX3-LHLEDC | 2079 | 9.5% | 1881.495
Olympus America Inc. | 5-UT530 | BX3M-PSLED; BX3M POWER SUPPLY FOR LED | 663 | 4.5% | 633.165
Olympus America Inc. | 6-U1112 | U-AC2-7; ABBE CONDENSER, NA 1.1, 4X-100X COVERAGE | 189 | 9.5% | 171.045
Olympus America Inc. | 6-U1218 | U-SC3-8; STRAIN FREE SWING CONDENSER, NA 0.9/0.17, 1.25X-100X COVERAGE | 609 | 9.5% | 551.145
Olympus America Inc. | 6-U130 | U-AAC;ACHROMATIC/APLANATIC CON D.NA 1.40 APERT IRIS,10X-100X | 1120 | 9.5% | 1013.6
Olympus America Inc. | 6-U140 | U-ULC-2;ULTRA LOW NA CONDNSER NA 0.16,APERTURE IRIS,1.25X-4X | 760 | 9.5% | 687.8
Olympus America Inc. | 6-U160 | SZX2-1/4-SP;1/4 WAVEPLATE FOR SZX16 2X OBJECTIVE | 2416 | 0% | 2416
Olympus America Inc. | 6-U1702 | U-LC; ABBE CONDENSR, 2X - 100X FULL FOV, EASE OF USE | 666 | 9.5% | 602.73
Olympus America Inc. | 6-U180 | U-DCD;DARKFLD COND,DRY,NA 0.92/0.80,APERTURE IRIS, 10X-40X | 940 | 9.5% | 850.7
Olympus America Inc. | 6-U185 | U-DCW;DARKFD COND,OIL,NA 1.40/ 1.20,APERTURE IRIS 10X-100X | 940 | 9.5% | 850.7
Olympus America Inc. | 6-U190 | U-LWCD;LONG WD COND. NA 0.65,APERTURE DIA, WD=12MM | 669 | 9.5% | 605.445
Olympus America Inc. | 6-U192 | WI-LWCD-SP;LONG WD CONDENSER NA0.55 W/AS,WD=27MM | 2995 | 0% | 2995
Olympus America Inc. | 6-U211 | IX2-LWUCD;LONG WD DIC/PHASE CONDENSER,NA0.55,WD27MM | 1032 | 9.5% | 933.96
Olympus America Inc. | 6-U220 | IX-ULWCD;IX LONG WD PHASE CONDENSER,NA 0.30,WD 73MM, 4 POSIT | 974 | 9.5% | 881.47
Olympus America Inc. | 6-U240 | IX2-MLWCD;RELIEF/PHASE CONDENSER,NA0.5,WD45MM | 2622 | 9.5% | 2372.91
Olympus America Inc. | 6-U250A | IX3-MLWCDA;MOTORIZED MIDDLE WORKING DISTANCE COND | 7630 | 4.5% | 7286.65
Olympus America Inc. | 6-U2701 | IX3-LWUCDA-1-2; MOTORIZED LWD IX3 CONDENSER | 4865 | 4.5% | 4646.075
Olympus America Inc. | 6-U310 | U-POC-2;SWING CONDNSR,STRAIN FREE,NA 0.90,APTER IRIS,4X-100X | 1336 | 9.5% | 1209.08
Olympus America Inc. | 6-U451 | U-PCD2; PHASE TURRET COND. PH1,PH2, PH3, DF,OPEN, NA 1.1 | 1005 | 9.5% | 909.525
Olympus America Inc. | 6-U523 | WI-TP137; QUARTER WAVE TINT PLATE FOR CONDENSER | 1024 | 9.5% | 926.72
Olympus America Inc. | 6-U525 | U-TLO;OIL TOP LENS UNIVERSAL CONDENSER, NA 1.40, NO PHASE | 639 | 9.5% | 578.295
Olympus America Inc. | 6-U526 | U-TLD;DRY TOP LENS UNIVERSAL CONDENSER, NA 0.90 | 530 | 9.5% | 479.65
Olympus America Inc. | 6-U5282 | U-UCD8-2; UNIVERSAL CONDENSER, 8-POS, DIC/PH/POL, VER. 2 | 2773 | 9.5% | 2509.565
Olympus America Inc. | 6-U528A | U-UCD8A; UNIVERSAL CONDENSER, 8-POS, MOTORIZED | 5546 | 9.5% | 5019.13
Olympus America Inc. | 6-U5292A | BX3-UCD8A-1-2;8-POS MOT COND,5-LG,3-SM,AS,POL,TL IN/OT | 4152 | 4.5% | 3965.16
Olympus America Inc. | 6-U541 | WI-UCD; LONG WD UNIVERSAL 4 POSITION CONDENSER WD 5.7MM | 3174 | 9.5% | 2872.47
Olympus America Inc. | 6-U542 | WI-DICD; LONG WORKING DISTANCE SINGLE DIC CONDENSER WD 5.7MM | 1549 | 9.5% | 1401.845
Olympus America Inc. | 6-U543 | WI-OBCD; LONG WD SINGLE OBLIQUE CONDENSER, WD5.7 | 1946 | 9.5% | 1761.13
Olympus America Inc. | 6-U552 | IX2-DICD;DIC CONDENSER,WATER/DRY/OIL TOP LENS REQ. | 2209 | 9.5% | 1999.145
Olympus America Inc. | 6-U610 | CX-AL;AUXILARY LENS FOR CH/CX CONDENSERS, CENTERABLE | 75 | 9.5% | 67.875
Olympus America Inc. | 6-U620 | CX-SLC;SLIDER CONDENSER FOR CX 2 ACCEPTS PH OR AL ATTCHMTS | 259 | 9.5% | 234.395
Olympus America Inc. | 6-U621 | CX-PH1;PHASE RING FOR CX-SLC CONDENSER,PH1 | 94 | 9.5% | 85.07
Olympus America Inc. | 6-U622 | CX-PH2;PHASE RING FOR CX-SLC CONDENSER, PH2 | 94 | 9.5% | 85.07
Olympus America Inc. | 6-U623 | CX-PH3;PHASE RING FOR CX-SLC CONDENSER, PH3 | 94 | 9.5% | 85.07
Olympus America Inc. | 6-U631 | CX-PCD-2; PHASE TURRET CONDENSER, PH1,PH2,PH3,DF OPEN | 866 | 9.5% | 783.73
Olympus America Inc. | 6-U640 | CX-LA;LOW MAGNIFICATION ATTACHMENT FOR CX-SLC, FOR 2X OBJ | 237 | 9.5% | 214.485
Olympus America Inc. | 6-U680 | CX-DCD;DRY DARKFIELD CONDESER,NA 0.80-0.92, 10-40X OBJ | 838 | 9.5% | 758.39
Olympus America Inc. | 6-U910 | IX-ADUCD;ADAPTER TO MOUNT UNIV COND ON 100W IX PILLARS | 550 | 9.5% | 497.75
Olympus America Inc. | 7-C005 | U-CBS;INTERFACE CONTROL BOX FOR CODED COMPONENTS & U-HSEXP | 708 | 9.5% | 640.74
Olympus America Inc. | 7-C330 | U-HSEXP;DP21 EXPOSE BUTTON FOR U-CBS, UNIV MOUNT | 763 | 4.5% | 728.665
Olympus America Inc. | 7-D716-51 | DP-PXU-1-51;DP73 PCI EXPRESS UNIT FOR NOTEBOOK PC | 1073 | 9.5% | 971.065
Olympus America Inc. | 7-D773-51 | DP73-1-51; 17MP COLOR CAMERA,PIXEL SHIFTING COOLED | 8262 | 0% | 8262
Olympus America Inc. | 7-D773W51 | DP73WDR-1-51;17MP CLR CAMERA,PIXEL SHIFT COOLED,WIDE DYNAM | 8951 | 0% | 8951
Olympus America Inc. | 7-DP21DKT | DP21-DKT;1394A CONNECTION CABLE FOR DESKTOPPC.DP2-TWAIN | 166 | 4.5% | 158.53
Olympus America Inc. | 7-DP21-LPT | DP21-LPT;LAPTOP CONNECTION CABLE, DP2-TWAIN, AC ADAPTOR | 222 | 4.5% | 212.01
Olympus America Inc. | 7-DP22-1 | DP22 2.8MP COLOR CAMERA, DP2-SAL STAND ALONE KIT, NO PWR CRD | 4381 | 0% | 4381
Olympus America Inc. | 7-DP22-CSE | DP22 2.8 MP Color Camera & cellSens Entry Software Bundle | 4600 | 0% | 4600
Olympus America Inc. | 7-DP22-CSS | DP22 COLOR CAMERA KIT WITH CELLSENS STANDARD LICENSE | 5541 | 0% | 5541
Olympus America Inc. | 7-DP22-CU12 | DP22-CU-1-2; 2.8MP COLOR CAMERA, 2.7M USB 3.0 CABLE | 4157 | 9.5% | 3762.085
Olympus America Inc. | 7-DP27-1 | DP27 5MP COLOR CAMERA, DP2-SAL STAND ALONE KIT, NO PWR CRD | 7769 | 0% | 7769
Olympus America Inc. | 7-DP27-CU12 | DP27-CU-1-2; 5MP COLOR CAMERA, 2.7M USB 3.0 CABLE | 6426 | 9.5% | 5815.53
Olympus America Inc. | 7-DP2-DKTB | DP2-DKTB;IEE E 1394A/B PCIE BOARD | 601 | 9.5% | 543.905
Olympus America Inc. | 7-DP2-SAL-12 | DP2-SAL-1-2; DP22/27 STAND ALONE CONTROL BOX, AC ADAPTER | 902 | 9.5% | 816.31
Olympus America Inc. | 7-DP74-CU | DP74 Color CMOS Camera, Cooled 20.8 MP Pixel-Shift, 60 FPS | 8155 | 4.5% | 7788.025
Olympus America Inc. | 7-DP80-1 | DP80;DUAL CCD 12.7 MP CLR/1.4MP MONO CAM,PIXEL-SHIFT COOLED | 11965 | 4.5% | 11426.575
Olympus America Inc. | 7-DP80-CSD | DP80 Dual Color-Monochrome Camera & cellSens Dimension Software Bundle | 15295 | 4.5% | 14606.725
Olympus America Inc. | 7-DP80-CSE | DP80 Dual Color-Monochrome Camera & cellSens Entry Software Bundle | 11800 | 0% | 11800
Olympus America Inc. | 7-DP80-CSS | DP80 Dual Color-Monochrome Camera & cellSens Standard Software Bundle | 12400 | 0% | 12400
Olympus America Inc. | 7-U110A | PM-CBK-3 SET;AUTO CONTROL UNIT/PM-10AK EXPOSURE BODY W/CORD | 782 | 0% | 782
Olympus America Inc. | 7-U210A | PM-CB20 SET;AUTO. CONTROL UNIT/PM20 AUTO EXPOSURE BODY,CORD | 2639 | 0% | 2639
Olympus America Inc. | 7-U312A | PM-CB30 SET;AUTOMATIC CONTROL FOR PM30 AUTO EXP. BODY, CORD | 5185 | 0% | 5185
Olympus America Inc. | 7-U704A | U-ACAD SET;5 VOLT ELEC. ADAPTER PWR SUP,PWR 2 FILM BK, CORD | 327 | 0% | 327
Olympus America Inc. | 81-301-00 | TMC FRONT SUPPORT BAR | 170 | 0% | 170
Olympus America Inc. | 81-325-02 | TMC SUB-SHELF | 185 | 0% | 185
Olympus America Inc. | 818-ST2-UVDB | 818-ST-UVDB;FINAL ASSY DETECTOR (NEWPORT) | 1978 | 4.5% | 1888.99
Olympus America Inc. | 8-B103 | 6V15WTP;6V, 2.5A, 15W PRECENTE RED LOW VOLTAGE BULB FOR EHS | 15 | 9.5% | 13.575
Olympus America Inc. | 8-B150 | 120V20WLSK;120V, 20W BULB FOR LSK | 10 | 9.5% | 9.05
Olympus America Inc. | 8-B153 | 120V20W CHK;120V, 20W SILVERED BACK, BULB FOR VM-ILA, CHK | 9 | 9.5% | 8.145
Olympus America Inc. | 8-B154 | 220V 20W BULB FOR CHK | 9 | 9.5% | 8.145
Olympus America Inc. | 8-B155 | 220V-20W BULB FOR LSK | 10 | 9.5% | 9.05
Olympus America Inc. | 8-B192UL | USH-103OL; 100-WATT MERCURY BURNER, 300 HOUR | 195 | 9.5% | 176.475
Olympus America Inc. | 8-B400 | SHI-130OL; DC130W LIGHT BULB FOR U-HGLGPS | 940 | 9.5% | 850.7
Olympus America Inc. | 8-C101 | 6V5ATB-1;6-8V, 5A TB-1, BULB FOR AH, E, F, LSD, LSE, MTX | 11 | 9.5% | 9.955
Olympus America Inc. | 8-C102 | LS30;6-8V, 30W PRECENTERED BULB AND SOCKET FOR BHA, BHB, IMT | 28 | 9.5% | 25.34
Olympus America Inc. | 8-C103 | LS15;6V,15W PRECENTERED BULB AND SOCKET,BHC,BHM,BHMJ,VM-LSG | 28 | 9.5% | 25.34
Olympus America Inc. | 8-C201 | F6V2AGB;6V,2A GB FROSTED TUNGSTEN BULB FOR SZ,TM-LSG-2,LSP | 11 | 9.5% | 9.955
Olympus America Inc. | 8-C406 | JC12V100WHAL-L;12V,100W HALOGEN BULB,BHS,AH2/3,U-LH,AX-LH | 43 | 9.5% | 38.915
Olympus America Inc. | 8-C409 | 12V 75W HALOGEN BULB | 87 | 9.5% | 78.735
Olympus America Inc. | 8-C411 | JCR12V100WB;12V,100W HALOGEN BULB FOR LG-PS2 | 71 | 9.5% | 64.255
Olympus America Inc. | 8-G101 | 6V5WGE;6V, 5W TUNGSTEN BULB, BX DUAL & MUTI-VIEWING BODIES | 11 | 9.5% | 9.955
Olympus America Inc. | 8-G102 | 6V10WGE;6V, 10W TUNGSTEN BULB FOR BH-DO, BH2-LDO/MDO | 13 | 9.5% | 11.765
Olympus America Inc. | 8-M102 | 6V2AGB-4;6V,2A TUNGSTEN BULB FOR CK,LSM,MG,STM,LSN,LSP | 11 | 9.5% | 9.955
Olympus America Inc. | 8-M103 | 6V-2A LOW VOLTAGE BULB FOR MI | 10 | 9.5% | 9.05
Olympus America Inc. | 8-S110 | 12V22WHAL;12V22W BULB WITH MIRROR REFLECTOR FOR SZ2-LGB | 47 | 9.5% | 42.535
Olympus America Inc. | 8-S310 | JC15W50WC HALOGEN BULB | 95 | 9.5% | 85.975
Olympus America Inc. | 8-S315 | 10WFLR RINGLIGHT | 221 | 9.5% | 200.005
Olympus America Inc. | 9-B213 | 32.5LB100-F;CLEAR BLUE FILTER 32.5MM, FOR CH-CD | 25 | 9.5% | 22.625
Olympus America Inc. | 9-B301 | 45C;CLEAR BLUE FILTER, 45MM, FOR AH | 29 | 9.5% | 26.245
Olympus America Inc. | 9-B320 | 45-G533;CLEAR GREEN FILTER, 45MM, FOR AH, BH, CH, CH2, BH2 | 29 | 9.5% | 26.245
Olympus America Inc. | 9-B323 | 43IF550W45; 45MM GREEN INTERFERENCE 550NM FILTER | 160 | 9.5% | 144.8
Olympus America Inc. | 9-B324 | 45IF550;GREEN INTERFERENCE 550NM FILTER, 45MM, FOR CK2-SL | 118 | 9.5% | 106.79
Olympus America Inc. | 9-B330 | 45Y-48;CLEAR YELLOW FILTER, 45MM, FOR AH, LB, BH, BH2 | 29 | 9.5% | 26.245
Olympus America Inc. | 9-G100 | MM6-PO;POLARIZER SLIDER FOR MM 6-VLU | 227 | 0% | 227
Olympus America Inc. | 9-G110 | MM6-ND;ND FILTER SLIDER FOR MM 6-VLU,REQUIRES ANY 25MM FILTER | 212 | 0% | 212
Olympus America Inc. | 9-H316 | 46S-LBA4; BX53F2 AMBER FILTER | 200 | 9.5% | 181
Olympus America Inc. | 9-H371 | 43ND-12W45;12 % NEUTRAL DENSITY FILTER, 45MM, 12 % TRANSMISS | 118 | 9.5% | 106.79
Olympus America Inc. | 9-H377 | 43ND-6W45;6 % NEUTRAL DENSITY FILTER, 45MM, 6 % TRANSMISSION | 118 | 9.5% | 106.79
Olympus America Inc. | 9-H378 | 43ND-25W45;25 % NEUTRAL DENSITY FILTER, 45MM, 25 % TRANSMISS | 112 | 9.5% | 101.36
Olympus America Inc. | 9-H390 | FILTER, LIGHT BALANCING LB-45, 45MM | 30 | 9.5% | 27.15
Olympus America Inc. | 9-H392 | FILTER, LIGHT BALANCING LB-200, 45MM | 32 | 9.5% | 28.96
Olympus America Inc. | 9-H973 | FILTER, ND-6, 32.5MM MOUNTED, PME | 108 | 9.5% | 97.74
Olympus America Inc. | 9-I201 | 45HM850IR;850NM HOT MIRROR, 45MM, CUTS AT 850NM, BX50WI | 206 | 4.5% | 196.73
Olympus America Inc. | 9-LG101 | 30.5S-G533;GREEN FILTER INTERNAL FILTER FOR LGPS2 | 44 | 0% | 44
Olympus America Inc. | 9-LG110 | 30.5S-LBD LIGHT BALANCING INTERNAL FILTER FOR LG-PS2 | 120 | 0% | 120
Olympus America Inc. | 9-M505 | 20ND6-W;6 % NEUTRAL DENSITY FILTER, AND HOLDER FOR CH3-RFA | 75 | 9.5% | 67.875
Olympus America Inc. | 9-M506 | 20ND25-W;25 % NEUTRAL DENSITY FILTER AND HOLDER FOR CH3-RFA | 75 | 9.5% | 67.875
Olympus America Inc. | 9-U115 | 45-LBD-IF; 45MM LIGHT BALANCING DAYLIGHT FILTER | 71 | 9.5% | 64.255
Olympus America Inc. | 9-U150 | 45-IF546;NARROWBAND GREEN INTER FLTR,546NM,45MM,BX,TRANS LT | 710 | 9.5% | 642.55
Olympus America Inc. | 9-U171 | 45-ND6; 45MM ND FILTER, 6% TRANSMISSON | 113 | 9.5% | 102.265
Olympus America Inc. | 9-U173 | 45-ND25; 45MM ND FILTER, 25% TRANSMISSION | 105 | 9.5% | 95.025
Olympus America Inc. | 9-U174 | 45-ND50; 45MM ND FILTER, 50% TRANSMISSION | 113 | 9.5% | 102.265
Olympus America Inc. | 9-U206 | BXWI-CFA-KT137;FILTER ADAPTER, 2 FILTERS,45MM,BX50WI,AX,IX,BX | 783 | 9.5% | 708.615
Olympus America Inc. | 9-U207 | KT138/139 BXWI;FIL HOLDER,LOLLIPOP TYPE,45MM,BX50WI,AX,IX | 327 | 9.5% | 295.935
Olympus America Inc. | 9-U210 | U-OCM10/100; Eyepiece reticle: 1mm micrometer. 0.1mm intervals. 24mm diameter for WHN, WH, WHS eyepieces | 42 | 9.5% | 38.01
Olympus America Inc. | 9-U211 | U-OCMCROSS; Eyepiece reticle: Crosshair. 24mm diameter for WHN, WH, WHS eyepieces | 39 | 9.5% | 35.295
Olympus America Inc. | 9-U212 | U-OCM10/100X; Eyepiece reticle: Crosshair with 10mm micrometer along x-axis. 0.1mm intervals. 24mm diameter for WHN, WH, WHS eyepieces | 50 | 9.5% | 45.25
Olympus America Inc. | 9-U213 | U-OCM10/100XY; Eyepiece reticle: Crosshair with 10mm micrometers along x and y axes. 0.1mm intervals. 0.1mm intervals. 24mm diameter for WHN, WH, WHS eyepieces | 87 | 9.5% | 78.735
Olympus America Inc. | 9-U214 | U-OCMSQ5/5; Eyepiece reticle: 5x5 grid (5mm x 5mm). 25 squares with 1mm x 1mm dimensions. 24mm diameter for WHN, WH, WHS eyepieces | 58 | 9.5% | 52.49
Olympus America Inc. | 9-U217 | U-OCMSQ10/10; Eyepiece reticle: 10x10 grid (10mm x 10mm). 100 squares with 1mm x 1mm dimensions. 24mm diameter for WHN, WH, WHS eyepieces | 58 | 9.5% | 52.49
Olympus America Inc. | 9-U218 | U-OCMSQ10/100; Eyepiece reticle: 100x100 grid (10mm x 10mm). 10,000 squares with 0.1mm x 0.1mm dimensions. 24mm diameter for WHN, WH, WHS eyepieces | 44 | 9.5% | 39.82
Olympus America Inc. | 9-U241 | KR-283-24;RETICLE .500"/100DIV | 80 | 4.5% | 76.4
Olympus America Inc. | 9-U242 | KR-204-B24;RETICLE .400" IN 10 0 PARTS | 80 | 4.5% | 76.4
Olympus America Inc. | 9-U312 | CAP-G0.4;CORECTION CAP,0.4MM THICK, GLASS, FOR LCPLAPO OBJ | 1127 | 0% | 1127
Olympus America Inc. | 9-U330 | XL-CAP; WATER IMMERSION CAP FOR XLUMPLFLUOR 2X/4X;WD2.7MM | 219 | 9.5% | 198.195
Olympus America Inc. | 9-U3743 | BX3-25ND6; BX3 ND FILTER IN SLIDER, 6% TRANSMISSION | 82 | 9.5% | 74.21
Olympus America Inc. | 9-U3745 | BX3-25ND25; BX3 ND FILTER IN SLIDER, 25% TRANSMISSION | 82 | 9.5% | 74.21
Olympus America Inc. | 9-U500 | U-FC;FILTER CASSETTE HOLDS 3 4 5MM FILTERS, ATTACH TO LT WELL | 112 | 9.5% | 101.36
Olympus America Inc. | 9-U505 | U-POFW; 4PLACE 32FILTER WHEELE 2ROTATABLE/FILTER POCKET | 738 | 9.5% | 667.89
Olympus America Inc. | 9-U610 | 25LBD;LIGHT BALANCING DAYLIGHT FILTER,25MM,BX,IX,AX SLIDERS | 117 | 9.5% | 105.885
Olympus America Inc. | 9-U611 | 25IF550;GREEN INTERFERENCE 550NM FIL,25MM,BX,IX,AX SLIDERS | 117 | 9.5% | 105.885
Olympus America Inc. | 9-U612 | 25FR;FROSTED DIFFUSING FILTER 25MM, BX, IX, AX SLIDERS | 53 | 9.5% | 47.965
Olympus America Inc. | 9-U620 | 25ND1.5; 1.5% TRANS ND FILTER, 25MM FOR IX3/AX FL ILLUM | 85 | 9.5% | 76.925
Olympus America Inc. | 9-U621 | 25ND6; 6% TRANS ND FILTER, 25MM FOR IX3/AX FL ILLUM | 78 | 9.5% | 70.59
Olympus America Inc. | 9-U623 | 25ND25; 25% TRANS ND FILTER, 25MM FOR IX3/AX FL ILLUM | 78 | 9.5% | 70.59
Olympus America Inc. | 9-U625 | 25ND50; 50% TRANS ND FILTER, 25MM FOR IX3/AX FL ILLUM | 85 | 9.5% | 76.925
Olympus America Inc. | 9-U701 | 32LBD;DAYLIGHT BALANCING FILTER FOR BX45 | 93 | 9.5% | 84.165
Olympus America Inc. | 9-U705 | 32IF550;550NM INTERFERENCE GREEN FILTER FOR BX45 | 100 | 9.5% | 90.5
Olympus America Inc. | 9-U713 | 32LND6;NEUTRAL DENSITY FILTER FOR BX45, 6% TRANS | 71 | 9.5% | 64.255
Olympus America Inc. | 9-U715 | 32LND25;NEUTRAL DENSITY FILTER FOR BX45, 25% TRANS | 71 | 9.5% | 64.255
Olympus America Inc. | 9-U721 | 32ND6;6 % NEUTRAL DENSITY FILTER, 32MM, IX SL, AX TRANS LT | 101 | 9.5% | 91.405
Olympus America Inc. | 9-U722 | 32ND12;12 % NEUTRAL DENSITY FILTER, 32MM, IX SL, AX TRANS LT | 101 | 9.5% | 91.405
Olympus America Inc. | 9-U723 | 32ND25;25 % NEUTRAL DENSITY FILTER, 32MM, IX SL, AX TRANS LT | 101 | 9.5% | 91.405
Olympus America Inc. | 9-U724 | 32ND50;50 % NEUTRAL DENSITY FILTER, 32MM, IX SL, AX TRANS LT | 101 | 9.5% | 91.405
Olympus America Inc. | 9-U731 | U-25LBD;DAYLIGHT BLUE FILTER SLIDER | 71 | 9.5% | 64.255
Olympus America Inc. | 9-U732 | U-25LBA; LIGHT BALANCING AMBER FILTER SLIDER | 103 | 9.5% | 93.215
Olympus America Inc. | 9-U733 | U-25FR; FROSTED FILTER SLIDER | 57 | 9.5% | 51.585
Olympus America Inc. | 9-U734 | 45FR; 45MM FROSTED DIFFUSION FILTER, IX3 | 33 | 9.5% | 29.865
Olympus America Inc. | 9-U735 | U-25IF550; INTERFERENCE GREEN 550NM FILTER SLIDER | 112 | 9.5% | 101.36
Olympus America Inc. | 9-U736 | U-25; EMPTY FILTER SLIDER, FOR 25MM DIA& 2.6MM THICKNESS FILTERS | 64 | 0% | 64
Olympus America Inc. | 9-U737 | U-25L42; UV CUT FILTER SLIDER, 420NM LONGPASS | 112 | 9.5% | 101.36
Olympus America Inc. | 9-U738 | U-25Y48; YELLOW FILTER SLIDER, PHOTORESIST OBSERVATION, 480NM | 112 | 9.5% | 101.36
Olympus America Inc. | 9-U743 | U-25ND6;BX2 NEUTRAL DENSITY FILTER IN SLIDER, 6% TRANS | 82 | 9.5% | 74.21
Olympus America Inc. | 9-U745 | U-25ND25;BX2 NEUTRAL DENSITY FILTER IN SLIDER, 25% TRANS | 82 | 9.5% | 74.21
Olympus America Inc. | 9-U746 | U-25ND50;BX2 NEUTRAL DENSITY FILTER IN SLIDER, 50% TRANS | 112 | 9.5% | 101.36
Olympus America Inc. | 9-U751 | U-BP1100IR;1100 NM BAND PASS FILTER SLIDER, SILICON OBS. | 1293 | 9.5% | 1170.165
Olympus America Inc. | 9-U752 | U-BP1200IR;1200 NM BAND PASS FILTER SLIDER, SILICON OBS. | 1293 | 9.5% | 1170.165
Olympus America Inc. | 9-U753 | 32PO;32MM ROUND POLARIZER FOR VISIBLE TO 775NM | 254 | 9.5% | 229.87
Olympus America Inc. | 9-U754 | 32POIR; 32MM ROUND IR POLARIZER FOR 900NM | 1205 | 9.5% | 1090.525
Olympus America Inc. | 9-U755 | 32BP775;775NM/100 BANDPASS FILTER | 389 | 9.5% | 352.045
Olympus America Inc. | 9-U759 | 32IR900; 900NM AND ABOVE BAND PASS FILTER | 740 | 9.5% | 669.7
Olympus America Inc. | 9-U900 | FNR20;WH 10X EYEPIECE FIELD NUMBER REDUCE, FROM FN22 TO FN20 | 16 | 9.5% | 14.48
Olympus America Inc. | 9-U961 | 45SCF; 45MM ROUND HEAT CUT FILTER , 450-1100NM | 1189 | 9.5% | 1076.045
Olympus America Inc. | 9-U991 | APO100X-CG;COVER GLASS N-1,78,DIAMETER 20MM,10 PCS SET | 790 | 0% | 790
Olympus America Inc. | 9-U992 | HIGHINDEX-CG;COVERGLASS,HIGH RI,20MM DIA,10 PCS SET | 430 | 9.5% | 389.15
Olympus America Inc. | AAO-AOTF8CA | AOTFnC-400-650; AA OPTOELECTRONIC 8 CHANNEL AOTF | 4785 | 0% | 4785
Olympus America Inc. | AAO-CBLSCF | CBL-SCF200SCF-RG316; AA OPTOELECTRONICS RF CABLE FOR AOTF | 50 | 0% | 50
Olympus America Inc. | AAO-CBLSMA | CBL-SAM200SAM-RG233; AA OPTOELECTRONICS RF CABLE SMA | 35 | 0% | 35
Olympus America Inc. | AD-QC5300-S1 | QC5300-OL6-VED2;HEIDENHAIN IK5000 SOFTWARE & CUSTOM | 9136 | 0% | 9136
Olympus America Inc. | AF600700 | EYESHADE FOR WH10X | 6.82 | 0% | 6.82
Olympus America Inc. | AL456ARM | AL120 BACK MACRO ARM FOR 4, 5 & 6 INCH WAFERS | 3524 | 0% | 3524
Olympus America Inc. | AL4ARM | AL120 4IN ARM FOR BACK MACRO INSPECTIONS | 510 | 0% | 510
Olympus America Inc. | AL5ARM | AL120 5IN ARM FOR BACK MACRO INSPECTIONS | 510 | 0% | 510
Olympus America Inc. | AL64-CASE1 | SHIPPING CASE FOR AL120-64 LOADER | 1151 | 0% | 1151
Olympus America Inc. | AL64-CASE2 | SHIPPING CASE FOR AL120-64 VACUUM STAGE | 1006 | 0% | 1006
Olympus America Inc. | AL86180 | AL120 AUTO LOADER MICRO 8IN 6IN 180UM MIN THICKNESS | 44196 | 0% | 44196
Olympus America Inc. | ALARM3L | AL120 ARM, 3 INCH WAFERS-LONG | 2946 | 0% | 2946
Olympus America Inc. | ALARM3S | AL120 ARM FOR 3INCH WAFERS -SHORT | 2946 | 0% | 2946
Olympus America Inc. | AL-CC | AL120 CONTACT CENTERING UNIT | 3805 | 0% | 3805
Olympus America Inc. | AL-CC-AE | AL120 CONTACT CENTERING UNIT SET-UP | 1301 | 0% | 1301
Olympus America Inc. | AL-GA | AL120 MODIFICATION FOR GALLIUM ARSENIDE INSPECTION KIT | 1158 | 0% | 1158
Olympus America Inc. | AL-L-34-SP | AL120 AUTO LOADER FOR 3 & 4 INCH WAFERS SPECIAL PRODUCTION, MICROSCOPE TRANSFER | 75338 | 0% | 75338
Olympus America Inc. | AL-L4-RA | AL120 4INCH SPECIAL PRODUCTION WAFER LOADER FOR RAYTHEON | 48342 | 0% | 48342
Olympus America Inc. | AL-L6-150 | AL120 AUTO LOADER MICRO 6IN WAFERS 150UM MIN THICKNESS | 28662 | 0% | 28662
Olympus America Inc. | AL-L6-AN | AL120-L6-AN; SPECIAL PRODUCTION WAFER LOADER FOR ANADIGICS | 49854 | 0% | 49854
Olympus America Inc. | AL-L6ARM | AL120 6IN ARM FOR BACK MACRO INSPECTIONS | 435 | 0% | 435
Olympus America Inc. | AL-L6BC-SP | AL120-L6-2, SPECIAL PRODUCTION WAFER LOADER FOR 2 INCH WAFERS, 120 DAY LEAD TIME, CANNOT BE RETURNED OR CANCELLED | 87247 | 0% | 87247
Olympus America Inc. | AL-L6-BRL | AL120 6INCH RL SPECIAL PRODUCTION WAFER LOADER FOR BAE | 49500 | 0% | 49500
Olympus America Inc. | AL-L6-BTL | AL120 6INCH TL SPECIAL PRODUCTION WAFER LOADER FOR BAE | 50327 | 0% | 50327
Olympus America Inc. | AL-L6-DMEA2 | AL120-L6 WAFER LOADER FOR DMEA | 51663 | 0% | 51663
Olympus America Inc. | AL-L86 | AL120 AUTO LOADER MICRO 8IN 6IN | 33960 | 0% | 33960
Olympus America Inc. | AL-LMB-34-SP | AL120 AUTO LOADER FOR 3 & 4 INCH WAFERS SPECIAL PRODUCTION, TOP MACRO, MICROSCOPE TRANSFER | 86666 | 0% | 86666
Olympus America Inc. | AL-LMB6-B2 | AL120 2INCH LMB SPECIAL PRODUCTION WAFER LOADER FOR BROADCOM | 101994 | 0% | 101994
Olympus America Inc. | AL-LMB86 | AL120 AUTO LOADER MICRO TOP/BACK MACRO 8IN 6IN | 60692 | 0% | 60692
Olympus America Inc. | ALLMB86A | AL120 WAFER LOADER FOR 6 & 8 IN WAFERS - SPECIAL PRODUCTION | 93001 | 0% | 93001
Olympus America Inc. | AL-LMB86-VS8H | AL120 6&8 INCH SPECIAL PRODUCTION WAFER LOADER & VACUUM STAGE FOR HONEYWELL | 95331 | 0% | 95331
Olympus America Inc. | AL-LMB-PE | AL120 FRONT PANEL FOR AL120-LMB SERIES | 141 | 0% | 141
Olympus America Inc. | AL-L-PE | AL120 FRONT PANEL FOR AL120-L SERIES | 141 | 0% | 141
Olympus America Inc. | ALMB6150 | AL120 AUTO LOADER MICRO TOP/BACK MACRO 6IN 150UM MIN THKNESS | 44702 | 0% | 44702
Olympus America Inc. | ALMB86 | AL120 AUTOLOADER MICRO TOP/BACK MACRO 86IN 180UM MIN THKNES | 78827 | 0% | 78827
Olympus America Inc. | AL-OFK | ADDITIONAL ORIENTATION FLAT SENSOR KIT | 1013 | 0% | 1013
Olympus America Inc. | AL-RC | AL120 REMOTE CONTROLLER | 346 | 0% | 346
Olympus America Inc. | AL-REG2 | AL120 VACUUM PRESSURE REGULATO | 1279 | 0% | 1279
Olympus America Inc. | AL-SLK | AL120 STAGE LOCK KIT | 1722 | 0% | 1722
Olympus America Inc. | ALTRM61A-2 | AL120-TRY-M61A, AL120 FIXING TRAY FOR AL120 AND MX61A | 3085 | 0% | 3085
Olympus America Inc. | ALTRMX61A-1 | AL120 FIXING TRAY FOR AL120 AND MX61A 01 | 3085 | 0% | 3085
Olympus America Inc. | ALTRYM51 | AL120 FIXING TRAY FOR MX51 MICROSCOPE | 3953 | 0% | 3953
Olympus America Inc. | ALTRYM61 | AL120 FIXING TRAY FOR AL120AND MX61 | 1397 | 0% | 1397
Olympus America Inc. | AL-TRY-MX50 | AL120 FIXING TRAY FOR AL120AND MX50 | 2307 | 0% | 2307
Olympus America Inc. | ALTRYMX50MOD | MODIFICATION TO MX61 TRAY FOR MX50 | 689 | 0% | 689
Olympus America Inc. | AL-VS6 | AL120 6IN VACUUM STAGE 360DEGREE ROTATION | 5540 | 0% | 5540
Olympus America Inc. | AL-VS6TL-2 | AL120 6INCH TRANSMITTED LIGHT VACUUM STAGE SPECIAL PRODUCTION | 19586 | 0% | 19586
Olympus America Inc. | AL-VS8 | AL120 8IN VACUUM STAGE 360DEGREE ROTATION | 5540 | 0% | 5540
Olympus America Inc. | AL-WG4 | AL120 WAFER GUIDE FOR 4 INCH CONTACT CENTERING | 1158 | 0% | 1158
Olympus America Inc. | AL-WG5 | AL120 WAFER GUIDE FOR 5 INCH CONTACT CENTERING | 1158 | 0% | 1158
Olympus America Inc. | AL-WG6 | AL120 WAFER GUIDE FOR 6 INCH CONTACT CENTERING | 1158 | 0% | 1158
Olympus America Inc. | AMM04921-0002 | AMM04921-0002,NEW CAMERA MOUNT WITH MICROMETERS | 3338 | 4.5% | 3187.79
Olympus America Inc. | APECA-KIT-SP | Customized 2x Objectives; ***120+ days lead time*** | 1162 | 0% | 1162
Olympus America Inc. | B-0501 | 19OCM10/100;19MM DIA MICROMETER DISC,10MM/100 UNITS | 43 | 9.5% | 38.915
Olympus America Inc. | B-0502 | 19OCMCROSS;19MM DIA,MICROMETER DISC,CROSSHAIR | 43 | 9.5% | 38.915
Olympus America Inc. | B-0503 | 19OCM10/100SQ;19MM DIA,MICROMETER DISC,10MM SQU/10000 SQU | 63 | 9.5% | 57.015
Olympus America Inc. | B-0504 | 19OCM5/10SQ;19MM DIA,MICROMETER DISC,5MM SQU/100 SQU | 63 | 9.5% | 57.015
Olympus America Inc. | B-0505 | 19OCM0.4/40I;19MM DIA,MICROMETER DISC,0.4 INCH/40 UNITS | 43 | 9.5% | 38.915
Olympus America Inc. | B-0506 | 19OCM10/100XY;19MM DIA,MICROMETER DISC,CROSS,10MM/100 ON X&Y | 55 | 9.5% | 49.775
Olympus America Inc. | B-0507 | 19OCM10/100X;19MM DIA,MICROMETER DISC,CROSS,10MM/100 ON X | 55 | 9.5% | 49.775
Olympus America Inc. | B-0508 | 19OCM5/5SQ;19MM DIA,MICROMETER DISC,5MM SQU/100 SQU | 63 | 9.5% | 57.015
Olympus America Inc. | B-0509 | 19OCM10/10SQ;19MM DIA,MICROMETER DISC,10MM SQU/100 SQU | 63 | 9.5% | 57.015
Olympus America Inc. | B-0550 | OBM1/100; 1mm stage micrometer on 1"x3" slide. 0.01mm intervals. 100 divisions of 1mm. | 91 | 9.5% | 82.355
Olympus America Inc. | B-0552 | OBM1/100SQ; Cross-style stage micrometer on 1"x3" slide. 2mm x 2mm with 0.2mm line width. 0.01mm intervals. 20 divisions of 0.2mm. | 164 | 9.5% | 148.42
Olympus America Inc. | B-0681 | POINTER;EYEPIECE POINTER WITH SHARPENED POINTS FOR CH2,CH30 | 3 | 4.5% | 2.865
Olympus America Inc. | B-0898 | GR MARKNG STAIN;GREEN INK FOR OBJECTIVE MARKER | 13 | 4.5% | 12.415
Olympus America Inc. | B63LIA-TILLRIZ | Removable illumination unit and modified BX frame for Wash U<br> | 42840 | 0% | 42840
Olympus America Inc. | B-L0501 | 20.4OCM10/100;20.4MM DIA,MICROMETER DISC,10MM/100 UNITS | 63 | 9.5% | 57.015
Olympus America Inc. | B-L0502 | 20.4OCMCROSS;20.4MM DIA,MICROMETER DISC,CROSSHAIR | 63 | 9.5% | 57.015
Olympus America Inc. | B-L0503 | 20.4OCM10/100SQ;20.4MM DIA,MICROMETER DIS,10MM SQU/10000 SQU | 63 | 9.5% | 57.015
Olympus America Inc. | B-L0505 | 20.4OCM7/7SQ;20.4MM DIA,MICROMETER DICS,7MM SQU/49 SQU | 63 | 9.5% | 57.015
Olympus America Inc. | B-L0506 | 20.4OCM10/100XY;20.4MM DIA MICRO DISC,CROSS,10MM/100 X & Y | 63 | 9.5% | 57.015
Olympus America Inc. | B-L0507 | 20.4OCM10/100X;20.4MM DIA,MICROMETER DISC,CROSS,10MM/100 X | 63 | 9.5% | 57.015
Olympus America Inc. | B-L0509 | 20.4OCM10/10SQ;20.4MM DIA,MICROMETER DISC,10MM SQU/100 SQU | 63 | 9.5% | 57.015
Olympus America Inc. | B-L0730 | CH2-FH;CH2 FILTER HOLDER,32.5MM FIL,SNAPS INTO BOTTOM CH2-CD | 11 | 9.5% | 9.955
Olympus America Inc. | BO-15160 | 15-160; Oasis 160 Heating & Cooling System (2to45C) | 3125 | 0% | 3125
Olympus America Inc. | BO-152019R | 152019R; Objective Thermal Spacer (RMS, 0.8" x 36 tpi) 9mm | 127 | 4.5% | 121.285
Olympus America Inc. | BO-1915O | 403-1926-19-15-O; Stable Z Olympus Stage Adapter | 746 | 4.5% | 712.43
Olympus America Inc. | BO-1917 | 1917; Tubing Kit for Oasis 160 chiller to cooling adapter | 94 | 0% | 94
Olympus America Inc. | BO-191903 | 19-19-03 ; 9mm Stage Spacer Kit | 64 | 4.5% | 61.12
Olympus America Inc. | BO-19-19-03 | 19-19-03; 9mm Stage Spacer Kit | 64 | 4.5% | 61.12
Olympus America Inc. | BO-4031926 | 403-1926; Stable Z Starter Set | 1499 | 4.5% | 1431.545
Olympus America Inc. | BO-40CVS | 40-1313-0319;BIOPTECHS 40MM COVERSLIPS(250 CT) | 205 | 4.5% | 195.775
Olympus America Inc. | BO-96WELL | 060319-2-2003; FCS2 SBS / 96 Well Plate Adapter | 949 | 4.5% | 906.295
Olympus America Inc. | BO-ADAPTER | 060319-2-2611; FCS2 Marzhauser, ASI, Ludl & Prior Adapter | 823 | 4.5% | 785.965
Olympus America Inc. | BO-CDISH | 0420041500C; 0.17mm thick glass (clear, no temp control) | 41 | 0% | 41
Olympus America Inc. | BO-CDISHB | 0420041500B; 0.17mm thick glass (black, no temp control) | 41 | 0% | 41
Olympus America Inc. | BO-CFLEX-50 | 2020822;BIOPTECHS C-FLEX TUBING 50' | 127 | 0% | 127
Olympus America Inc. | BO-CGLID | 04200312; DELTA-T COVERGLASS LID | 190 | 4.5% | 181.45
Olympus America Inc. | BO-CLRNG | 04200318;BIOPTECHS DELTA-T COOLING RING | 190 | 4.5% | 181.45
Olympus America Inc. | BO-CO2PUMP | 3384-1; CO2 METERING PERI-PUMP | 247 | 0% | 247
Olympus America Inc. | BO-CONNK | 162003-1; 1/16" Perfusion Adapter Set | 29 | 0% | 29
Olympus America Inc. | BO-CULTCYL14 | 070303-14;GLASS CUTURE CYL. 14MMX5MM H | 32 | 4.5% | 30.56
Olympus America Inc. | BO-DELTA-T | 0420-4; DELTA-T STARTER SET:SPEC.STAGE INSRT | 4238 | 4.5% | 4047.29
Olympus America Inc. | BO-DELTPRIOR | 04202602; DELTA-T Adapter for Marzhauser, ASI, Ludl & Prior | 696 | 4.5% | 664.68
Olympus America Inc. | BODELTT4 | 0420-4-03; Delta T Culture Dish Controller | 3163 | 4.5% | 3020.665
Olympus America Inc. | BO-DTPUMP | 0420131616; Delta T Micro-Perfusion Pump | 1195 | 0% | 1195
Olympus America Inc. | BO-FCS2 | 060319131616; FCS2 Micro-Perfusion Pump (Low-Flow) | 1195 | 0% | 1195
Olympus America Inc. | BO-FCS2-DMIRB | 060319-2-12; FCS2 Leica DMIRB Triple Plate Adapter | 696 | 4.5% | 664.68
Olympus America Inc. | BO-FCS2-SET | 40-1313-0319; 40MM COVERSLIPS (250 CT) | 5060 | 4.5% | 4832.3
Olympus America Inc. | BO-FCS3-AD | 21-060319-3-08; FCS3 UNIVERSAL UPRIGHT ADAPTER | 1265 | 4.5% | 1208.075
Olympus America Inc. | BO-FCS3-SET | 21-060319-3; FCS3 STARTER SET | 5060 | 4.5% | 4832.3
Olympus America Inc. | BOHTDLID | 04200803; DELTA-T HEATED LID | 380 | 4.5% | 362.9
Olympus America Inc. | BO-HTDLIDP | 0420080316;BIOPTECHS DELTA-T PERFUSE HEATED LID | 474 | 4.5% | 452.67
Olympus America Inc. | BO-OBHTL | 150819-12-08; Objective Heater, Large (30-37mm) | 886 | 4.5% | 846.13
Olympus America Inc. | BO-OBHTS | 150819-19; Objective Heater, Standard (19-27mm) | 791 | 4.5% | 755.405
Olympus America Inc. | BO-OBJCT | 150803; Objective Controller | 1898 | 4.5% | 1812.59
Olympus America Inc. | BO-OBTSP | 152019R; Obj Thermal Spacer (RMS, 0.8" x 36 tpi) 9mm | 127 | 4.5% | 121.285
Olympus America Inc. | BO-OUIS2 | 150819-13; Objective Heater, Medium (23-33mm) | 842 | 4.5% | 804.11
Olympus America Inc. | BO-RNDAD | 060319-2-1415; FCS2 IX STAGE ADAPTER | 475 | 4.5% | 453.625
Olympus America Inc. | BO-STADP | 04201415; DELTA-T IX STAGE ADAPTER | 696 | 4.5% | 664.68
Olympus America Inc. | BO-TSCF062ID | 060319192016;FCS2/3 SNGL TUBE PUMP SET (4PK) C-FLEX .062" ID | 138 | 0% | 138
Olympus America Inc. | BSPLCOV | BSPLATE/COVERS FOR EDR7200 | 5900 | 4.5% | 5634.5
Olympus America Inc. | BX43-BCH3 | BX43-3 system for Boston Children's hospital | 12298 | 0% | 12298
Olympus America Inc. | BX43-CODEDKIT | BX43 KIT INCL. FRAME, CTRL BOX,LED LAMPHSE,INTERFACE CABLE | 3425 | 0% | 3425
Olympus America Inc. | BX43TF | BX43F;MICROSCOPE FRAME WITH TRANSMITD ARM,LED ILLUM | 1353 | 9.5% | 1224.465
Olympus America Inc. | BX43-UPGRD5 | BX43 Upgrade KIT INCL. FRAME, LED, 5 POS CODED NP | 2448 | 0% | 2448
Olympus America Inc. | BX43-UPGRD6 | BX43 Upgrade KIT INCL. FRAME, LED, 6 POS CODED NP W/DIC | 2652 | 0% | 2652
Olympus America Inc. | BX45CASE | BX45CASE;BX45 DEMO SHIPPING CASE WITH WHEELS | 550 | 0% | 550
Olympus America Inc. | BX46-CODEDKIT | BX46 KIT INCL. FRAME, CTRL BOX,LED LAMPHSE,INTERFACE CABLE | 4518 | 0% | 4518
Olympus America Inc. | BX46TF | BX46F;MICROSCOPE FRAME,W/5-POS NOSPC | 2604 | 9.5% | 2356.62
Olympus America Inc. | BX46TF-NP6 | BX46F; BX46 MICROSCOPE FRAME WITH CODED 6 POS NOSEPIECE | 3761 | 9.5% | 3403.705
Olympus America Inc. | BX46TF-NP7 | BX46F;MICROSCOPE FRAME W/7-POS NOSEPIECE | 3814 | 0% | 3814
Olympus America Inc. | BX51RF-6 | BX51RF-6: MICROSCOPE FRAME,REFLECTED LIGHT, ROHS | 1795 | 0% | 1795
Olympus America Inc. | BX51WIF | BX51WIF;MICROSCOPE STAND WITH FRONT FINE/COARSE FOCUS | 5384 | 0% | 5384
Olympus America Inc. | BX53F2 | BX53F2; MICROSCOPE FRAME FOR U-LHLEDC100 | 3380 | 9.5% | 3058.9
Olympus America Inc. | BX53MRF | BX53MRF-S; MICROSCOPE FRAME, RL, ESD | 1803 | 0% | 1803
Olympus America Inc. | BX53MRF-COD | BX53MRF, CODED RLAS ILL & 6POS NP, MIX, CONRL BOX, PWR CORD | 9655 | 0% | 9655
Olympus America Inc. | BX53MRF-CODST | BX53MRF, CODED RLAS ILL & 6POS NP, MIX, CONRL BOX, STG 64, SP, CAPS, PWR CORD | 13887 | 0% | 13887
Olympus America Inc. | BX53MTRF | BX53MTRF-S; MICROSCOPE FRAME, RL/TL, ESD | 3561 | 0% | 3561
Olympus America Inc. | BX53MTRF-COD | BX53MTRF, CODED RLAS ILL & 6POS NP, MIX, CONRL BOX, PWR CORD | 11822 | 0% | 11822
Olympus America Inc. | BX53MTRF-CODFL | BX53MTRF, CODED URAS ILL & 6POS NP, MIX, CONRL BOX, BFDFDIC CUBES, PWR CORD | 13648 | 0% | 13648
Olympus America Inc. | BX53-NCPH | BX53 Multi observation system for NCPH | 39062 | 0% | 39062
Olympus America Inc. | BX53TF | BX53F; MICROSCOPE FRAME FOR 12V100W HAL TRANS LIGHT (NOT INCLUDED) | 3375 | 9.5% | 3054.375
Olympus America Inc. | BX61TRF5 | BX61TRF-1-5; MICROSCOPE FRAME W/ ARM, INTERNAL Z-MOTOR | 7189 | 0% | 7189
Olympus America Inc. | BX61WIF5 | BX61WIF-5;MICROSCOPE FRAME FOR FIXED STAGE,INTERNAL Z-MOTOR | 10122 | 4.5% | 9666.51
Olympus America Inc. | BX63-ADVFL | Advanced fluorescence kit for BX63 | 40800 | 0% | 40800
Olympus America Inc. | BX63-BSCFL | Basic fluorescence kit for BX63 | 27540 | 0% | 27540
Olympus America Inc. | BX63-BSCTM | Basic transmitted light kit for BX63 | 25500 | 0% | 25500
Olympus America Inc. | BX63-PC-CASE | ATA-STYLE SHIPPING CASE FOR BX63 PC, WITH CASTERS | 932 | 0% | 932
Olympus America Inc. | BX63-SYSTEM-CASE | ATA-STYLE SHIPPING CASE FOR BX63 SYSTEM, WITH CASTERS | 989 | 0% | 989
Olympus America Inc. | BX63TF | BX63F;MOTORIZED MICROSCOPE FRAME, W/Z-MOT,TPC & LED TRANS | 8313 | 4.5% | 7938.915
Olympus America Inc. | BXFMAF5 | BXFMA-F-1-5; MOTORIZED FOCUSING MDULEINC, BF/DF REF. | 15150 | 0% | 15150
Olympus America Inc. | BXFMF | BXFM-F;MICROSCOPE FOCUSING MODULE, W/32MM PILLAR MOUNT | 756 | 0% | 756
Olympus America Inc. | C-0100 | LENS PAPER;LENS CLEANING TISSUE,100 SHEETS | 5 | 9.5% | 4.525
Olympus America Inc. | C-0900 | CH3-CH;CORD HOLDER FOR CH30 STUDENT MICROSCOPE | 22 | 9.5% | 19.91
Olympus America Inc. | CASE-LUDL43 | DEMONSTARTION CASE FOR THE LUDL43 STAGE | 614 | 0% | 614
Olympus America Inc. | CASE-MLE | TOPTICA MLE HARD SHIPPING CASE | 1416 | 0% | 1416
Olympus America Inc. | CASE-RTCE | RTCE HARD SHIPPING CASE | 937 | 0% | 937
Olympus America Inc. | CASE-SZXACC | DEMONSTARTION CASE FOR THE SZ15 | 481 | 0% | 481
Olympus America Inc. | CASE-TIRF1L | TIRF1L HARD SHIPPING CASE | 1697 | 0% | 1697
Olympus America Inc. | CBS-10385SWO | 10385SWO COMBINER; MPE DEMO COMBINER SHIPPING CASE | 2862 | 0% | 2862
Olympus America Inc. | CBS-112X74 | DEMO CASE FOR 112x74 STAGE | 711 | 0% | 711
Olympus America Inc. | CBS-130CNTRL | DEMO CASE FOR 130X85 CONTRLLER | 738 | 0% | 738
Olympus America Inc. | CBS-130X85 | DEMO CASE FOR 130x85 MARZHAUSER STAGE | 711 | 0% | 711
Olympus America Inc. | CBS-1822 | CBS-1822;PC PROTECTIVE CASE, 600 DENIER NYLON, ID22X18X7 | 164 | 0% | 164
Olympus America Inc. | CBS-453221CF | OLY-453221CF ( Molded Case) 45x 32 x 21. | 3273 | 0% | 3273
Olympus America Inc. | CBS-453230CF | OLY-453230CF (Molded Case) 45x 32 x 30. | 4142 | 0% | 4142
Olympus America Inc. | CBS-482833 | OLY-482833 Spectra case(fabricated Case like for compressor | 2105 | 0% | 2105
Olympus America Inc. | CBS-F10SYS | FV1000 SYSTEM CASE | 2400 | 0% | 2400
Olympus America Inc. | CBS-GXCNTRL | DEMO CASE FOR GX CONTROLLER | 759 | 0% | 759
Olympus America Inc. | CCSW-V1 | CKX-CCSW ; CONFLUENCY CHECKER SOFTWARE | 896 | 9.5% | 810.88
Olympus America Inc. | CDI-INSTALL | CDI-Install; VS120 Installation fee | 2601 | 0% | 2601
Olympus America Inc. | CELLTIRF-2-4 | CELLTIRF MODIFICATION FROM 2TO 4 LINE. REQ DICHROICS | 13719 | 4.5% | 13101.645
Olympus America Inc. | CELLTIRF-CASE1 | 4203-535;CELLTIRF SHIPPING CASE FOR ILLUMINATOR/ACCESSORIES | 600 | 4.5% | 573
Olympus America Inc. | CELLTIRF-CASE2 | 4203-445;CELLTIRF SHIPPING CASE FOR QTY 2 LASER SYSTEMS | 500 | 4.5% | 477.5
Olympus America Inc. | CENTRAL-DP72 | OCI DEMO; CENTRAL-DP72 KIT | 0 | 4.5% | 0
Olympus America Inc. | CIT-BNC2BARE1M | CIT-17-0330-1-1M; BNC TO BARE WIRE 1M CABLE | 21 | 4.5% | 20.055
Olympus America Inc. | CIT-BNC2BARE2M | CIT-17-0330-1-2M; BNC TO BARE WIRE 2M CABLE | 23 | 4.5% | 21.965
Olympus America Inc. | CIT-PHONO6FT | CIT-17-0317-1-2;LASBB-2-OBIS INTRLCK CABLE | 22 | 4.5% | 21.01
Olympus America Inc. | CIT-SMB2BARE | CIT-17-0317-2-1;OBIS-2-NIUSB TTL CABLE | 24 | 4.5% | 22.92
Olympus America Inc. | CIT-SMB2BNC | CABLE - SMB TO BNC (5FT, MALE TO MALE) | 32 | 4.5% | 30.56
Olympus America Inc. | CIT-SMB2SMB5 | CABLE - SMB TO SMB (5FT, MALE TO MALE) | 32 | 4.5% | 30.56
Olympus America Inc. | CIT-SMB2SMB8 | CABLE - SMB TO SMB (8FT, MALE TO MALE) | 33 | 4.5% | 31.515
Olympus America Inc. | CKX53-BSC | CKX53 brightfield configuration for web store; includes: CKX53SF-1-2 1-U2PC144 1-U2PC145 OMT-010 U-IL200 UYCP-11 | 3710 | 0% | 3710
Olympus America Inc. | CKX53-FL | CKX53 fluorescence configuration for web store; Includes: CKX53SF-1-2 1-U2PC144 1-U2PC145 1-U2PC147 1-U2PC522 4-LC310 5-UR196 U-CD500 U-CD501 U-IL200 OMT-010 U-IL200 UYCP-11 | 10643 | 0% | 10643
Olympus America Inc. | CKX53SF-1-2 | CKX53SF-1-2; MICROSCOPE FRAME W/ TRI,STAGE,NOSEPC,LED ILL, EYEPIECES<br> | 3070 | 9.5% | 2778.35
Olympus America Inc. | CKX-EXF-30 | CKX-EXF-30;CKX ILLUMIN, ND FILTER AND OEX-0131 | 8725 | 0% | 8725
Olympus America Inc. | CMR-FRAP_SAFETY | E0431991; LASER SAFETY KIT FOR FRAP SYSTEM WHEN W/O TIRF | 4889 | 9.5% | 4424.545
Olympus America Inc. | COH_MPEDET | COHERENT MPE DETECT WAND | 1400 | 0% | 1400
Olympus America Inc. | COH_VISDET | COHERENT VIS DETECT WAND | 1695 | 4.5% | 1618.725
Olympus America Inc. | COVER001 | COVER-001;DUST COVER, SHEET TYPE FOR DUAL OBSV SETUPS | 19 | 9.5% | 17.195
Olympus America Inc. | COVER002 | COVER-002;DUST COVER, SHEET TYPE FOR MULTI OBS SETUPS | 29 | 9.5% | 26.245
Olympus America Inc. | COVER012 | COVER012; DUST COVER FOR CKX MICROSCOPES | 18 | 9.5% | 16.29
Olympus America Inc. | COVER015 | COVER015: DUST COVER, HOOD TYPE FOR CX2 MICROSCOPES | 13 | 9.5% | 11.765
Olympus America Inc. | COVER018 | COVER-018;DUST COVER, HOOD TYPE FOR BX2 MICROSCOPES | 24 | 9.5% | 21.72
Olympus America Inc. | COVER019 | COVER-019 FOR OLS OR STM UNITS | 33 | 0% | 33
Olympus America Inc. | COVER020 | COVER-020; DUST COVER, HOOD TYPE FOR IX2 MICROSCOPE | 18 | 9.5% | 16.29
Olympus America Inc. | COVER024 | COVER-024 FOR MX UNITS | 49 | 9.5% | 44.345
Olympus America Inc. | CS-DI-DT-V1 | CS-DI-DT-V1; CELLSENS DIMENSION DESKTOP | 1046 | 4.5% | 998.93
Olympus America Inc. | CS-DI-V1 | CS-DI-V1; CELLSENS DIMENSION - VERSION 1 | 4932 | 4.5% | 4710.06
Olympus America Inc. | CS-EN-V1 | CS-EN-V1; CELLSENS ENTRY - VERSION 1 | 709 | 9.5% | 641.645
Olympus America Inc. | CS-S-CC | CS-S-CC-V1; CONFLUENCY CHECKER | 516 | 9.5% | 466.98
Olympus America Inc. | CS-S-CCD | CS-S-CCD-V1; HIGH END CAMERA | 836 | 4.5% | 798.38
Olympus America Inc. | CS-S-CM | CS-S-CM-V1; COUNT & MEASURE FULL | 2622 | 4.5% | 2504.01
Olympus America Inc. | CS-S-DBCE | CS-S-DBCE-V1; DATABASE CLIENT | 2035 | 4.5% | 1943.425
Olympus America Inc. | CS-S-DBCO | CS-S-DBCO-V1; DATABASE CORE | 4408 | 4.5% | 4209.64
Olympus America Inc. | CS-S-DE | CS-S-DE-V1; 3D DECONVOLUTION | 6824 | 4.5% | 6516.92
Olympus America Inc. | CS-S-HDV | CS-S-HDV-V1; HIGH END DEVICE | 836 | 4.5% | 798.38
Olympus America Inc. | CS-S-LSA | CS-S-LSA-V1; LIFE SCIENCE ANALYSIS | 908 | 4.5% | 867.14
Olympus America Inc. | CS-S-MA | CS-S-MA-V1; MULTICHANNEL ACQUISITION | 516 | 4.5% | 492.78
Olympus America Inc. | CS-S-MP | CS-S-MP-V1; MULTI POSITION | 1571 | 4.5% | 1500.305
Olympus America Inc. | CS-S-PM | CS-S-PM-V1; PHOTO MANIPULATION | 1377 | 4.5% | 1315.035
Olympus America Inc. | CS-S-RT | CS-S-RT-V1; ONLINE RATIO AND KINECTICS | 1571 | 4.5% | 1500.305
Olympus America Inc. | CS-S-TR | N5689600; CELLSENS TRACKING MOULE | 1400 | 4.5% | 1337
Olympus America Inc. | CS-ST-V1 | CS-ST-V1; CELLSENS STANDARD - VERSION 1 | 1466 | 4.5% | 1400.03
Olympus America Inc. | CS-S-WN | CS-S-WN-V1; WELL PLATE NAVIGATOR | 1571 | 4.5% | 1500.305
Olympus America Inc. | CS-UG-E2D-V1.17 | N5689300; CELLSENS ENTRY TO DIMEN | 4677 | 4.5% | 4466.535
Olympus America Inc. | CS-UG-E2S-V1.17 | N5689400; CELLSENS ENTRY TO STD | 1200 | 9.5% | 1086
Olympus America Inc. | CS-UG-S2D-V1.17 | N5689500; CELLSENS STANDARD TO DI | 3935 | 4.5% | 3757.925
Olympus America Inc. | CSUW1-FV | CSU-W1-FV; SD-OSR fiber Yokogawa scanner | 4955 | 0% | 4955
Olympus America Inc. | CTIRF-ODB-AD | E0435620;CELLTIRF ODB TO USB PC ADAPTER,INC P/S AND COMM CBL | 1073 | 4.5% | 1024.715
Olympus America Inc. | CTLAS640-100 | CELLTIRF 640-100MW LASER ONLY | 9934 | 4.5% | 9486.97
Olympus America Inc. | CUBE-IOCAB | 1072166,IO INTERFACE CABLE FOR CUBE | 280 | 4.5% | 267.4
Olympus America Inc. | CV10001KDEMOCAM | C9100-14-KIT-DEMO;HAMAMATSU 1K EMCCD FOR CV1000 | 52000 | 0% | 52000
Olympus America Inc. | CV1000AP1K | CV1000 CAMERA APERTURE FOR 1K CAMERA | 51 | 0% | 51
Olympus America Inc. | CV1000LENS1K | CV1000 RELAY LENS FOR 1K EM-CCD CAMERA | 8076 | 0% | 8076
Olympus America Inc. | CV10-405LASER | 405 LASER ASSY FOR REPLACEMENT | 28600 | 0% | 28600
Olympus America Inc. | CV10-405SHUTTER | 405 SHUTTER ASSY | 1030 | 0% | 1030
Olympus America Inc. | CV10-488LASER | 488 LASER ASSY FOR REPLACEMENT | 34320 | 0% | 34320
Olympus America Inc. | CV10-488SHUTTER | 488 SHUTTER ASSY | 1030 | 0% | 1030
Olympus America Inc. | CV10-561LASER | 561 LASER ASSY FOR REPLACEMENT | 38610 | 0% | 38610
Olympus America Inc. | CV10-561SHUTTER | 561 SHUTTER ASSY | 1051 | 0% | 1051
Olympus America Inc. | CV10ACCS | CV1KAT07-S1/H02/H03,CV1000HOLDER FOR CHAMBER SLIDE | 11340 | 0% | 11340
Olympus America Inc. | CV10ACGM | CV10ACGM; CO2 GAS MIXING UTILITY BOX | 6480 | 0% | 6480
Olympus America Inc. | CV10ACMW | CV1KPRT/AT06;CV1000 MULTI-WELL PLATE HOLDER | 4860 | 0% | 4860
Olympus America Inc. | CV10ACMWI | CV1000 SAMPLE HOLDER FOR MULTI-WELL PLATE W/ INCUBATOR | 26000 | 0% | 26000
Olympus America Inc. | CV10ACS35 | CV1000 SAMPLE HOLDER FOR SINGLE 35MM DISH W/STAGE HEATE | 6318 | 0% | 6318
Olympus America Inc. | CV10ACSG | CV1KPRT/AT08;CV1000 SAMPLE HOLDER FOR GLASS SLIDE | 3240 | 0% | 3240
Olympus America Inc. | CV10ACT35 | CV1KAT03-S1/B; CV1000 TRIPLE 35MM DISH HOLDER W/HEAT | 13770 | 0% | 13770
Olympus America Inc. | CV10ACT356X3 | CV1KAPRT/ATP05 X3/R01, SINGLE DISH TYPE F/MATSUN AMI,MATTEKX | 486 | 0% | 486
Olympus America Inc. | CV10-ADJCAMMT | EMCCD CAMERA MOUNT WITH ADJUSTER | 5062 | 0% | 5062
Olympus America Inc. | CV10-AFSHUTTER | AF SHUTTER ASSY | 1030 | 0% | 1030
Olympus America Inc. | CV10APRTATP5 | CV1KPRT/ATP05, ADAPTER FOR IWAKI 35MM DISH | 162 | 0% | 162
Olympus America Inc. | CV10APRTATP6 | CV1KPRT/ATP06, ADAPTER FOR MATTEK AND MATSUNAMI 35MM DISH | 162 | 0% | 162
Olympus America Inc. | CV10APRTATP7 | CV1KPRT/ATP07, ADAPTER FOR GREINER 35MM DISH | 162 | 0% | 162
Olympus America Inc. | CV10APRTATP8 | CV1KPRT/ATP08, ADAPTER FOR IBIDI 35MM DISH | 162 | 0% | 162
Olympus America Inc. | CV10APRTATP9 | CV1KPRT/ATP09, ADAPTER FOR BD 35MM DISH | 162 | 0% | 162
Olympus America Inc. | CV10BF | CV1KBF-BF, BRIGHTFIELD LED TRANSMISSION | 4050 | 0% | 4050
Olympus America Inc. | CV10-CALBEAD | INVITROGEN TETRASPECK CALIBRATION SLIDE FOR CV1000 | 420 | 0% | 420
Olympus America Inc. | CV10CALXY | CV1KAT08-S0/CAL1,ATTACHMENT FOR SLIDE GLASS WITH XY ADJUST | 4293 | 0% | 4293
Olympus America Inc. | CV10CAMMNT | AMM04921-0002,NEW CAMERA MOUNT WITH MICROMETERS | 3240 | 0% | 3240
Olympus America Inc. | CV10CHILLER | PAP03B-SP-13-SK357; AIR COOLER & VENT KIT FOR CV10COOLBOX | 19527 | 0% | 19527
Olympus America Inc. | CV10COOLBOX | CVASCSYS: YOKOGAWA BOX TO COOL CV1000. REQUIRES AIR COOLER | 12300 | 0% | 12300
Olympus America Inc. | CV10D0CCB | CV1000-D0-CC-L11-M301-H-D/AF/M X1/BF1; CV1000 COOLED CCD 488 | 239899 | 0% | 239899
Olympus America Inc. | CV10D0EHB1 | CV1000 488,512 EMCCD, 1 DISK,GAS MIX | 207485 | 0% | 207485
Olympus America Inc. | CV10D0EHBY | CV1000-D0-EH-L21-M301-E-D/AF/AT01/MX1/BF1; CSU CORE | 283500 | 0% | 283500
Olympus America Inc. | CV10D0EHBY1 | CV1000 488/561, 512 EMCCD, 1DISK, GAS MIX | 231380 | 0% | 231380
Olympus America Inc. | CV10D0EHDB1 | CV1000 405/488, 512 EMCCD, 1DISK, GAS MIX | 224495 | 0% | 224495
Olympus America Inc. | CV10D0EHDBY | CV1000-D0-EH-L31-M301-E-D/AF/AT01/MX1/BF1; CSU CORE | 304500 | 0% | 304500
Olympus America Inc. | CV10D0EHDBY1 | CV1000 405/488/561, 512 EMCCD, 1 DISK, GAS MIX | 248390 | 0% | 248390
Olympus America Inc. | CV10D0EKB1 | CV1000 488, 1024 EMCCD, 1 DISK GAS MIX | 245555 | 0% | 245555
Olympus America Inc. | CV10D0EKBY1 | CV1000 488/561, 1024 EMCCD, 1 DISK, GAS MIX | 269450 | 0% | 269450
Olympus America Inc. | CV10D0EKDB1 | CV1000 405/488, 1024 EMCCD, 1DISK, GAS MIX | 262565 | 0% | 262565
Olympus America Inc. | CV10D0EKDBY1 | CV1000 405/488/561, 1024 EMCCD, 1 DISK, GAS MIX | 286460 | 0% | 286460
Olympus America Inc. | CV10D2EHB1 | CV1000 488, 512 EMCCD, 2 DISK,GAS MIX | 260135 | 0% | 260135
Olympus America Inc. | CV10D2EHBY1 | CV1000 488/561, 512 EMCCD, 2DISK, GAS MIX | 284030 | 0% | 284030
Olympus America Inc. | CV10D2EHDB1 | CV1000 405/488,512 EMCCD, 2DISK, GAS MIX | 277145 | 0% | 277145
Olympus America Inc. | CV10D2EHDBY | CV1000-D2-EH-L31-M301-E-D/AF/AT01/MX1/BF1; CSU CORE | 301041 | 0% | 301041
Olympus America Inc. | CV10D2EHDBY1 | CV1000 405/488/561,512 EMCCD,2DISK,GAS MIX | 301041 | 0% | 301041
Olympus America Inc. | CV10D2EHVBY1 | CV1000-D2-EH-L21-H-D /AF /MX1/BF1, CV1000 445/488/561 | 359238 | 0% | 359238
Olympus America Inc. | CV10D2EKB1 | CV1000 488, 1024 EMCCD, 2DISK, GAS MIX | 298205 | 0% | 298205
Olympus America Inc. | CV10D2EKBY1 | CV1000 488/561, 1024 EMCCD, 2DISK, GAS MIX | 322100 | 0% | 322100
Olympus America Inc. | CV10D2EKBYR | CV1000-D2-Ek-L21-M301-H-D/AF/MX1/BF1; 2 disk,BYR, AF, BF | 357819 | 0% | 357819
Olympus America Inc. | CV10D2EKDB1 | CV1000 405/488, 1024 EMCCD, 2DISK, GAS MIX | 315215 | 0% | 315215
Olympus America Inc. | CV10D2EKDBY1 | CV1000 405/488/561, 1024 EMCCD, 2 DISK, GAS MIX | 339111 | 0% | 339111
Olympus America Inc. | CV10-DISHFIXPLATE | FIXING PLATE FOR DISH | 559 | 0% | 559
Olympus America Inc. | CV10DM-DBY | DICHROIC MIRROR 405/488/561 | 4433 | 0% | 4433
Olympus America Inc. | CV10FUSE10 | CV1KPRT-MT016; QUANT FIVE 1.0AMP FUSES (FUSE 2) FOR CV1000 | 29 | 0% | 29
Olympus America Inc. | CV10FUSE32 | CV1KPRT-MT015; QUANT FIVE 3.2AMP FUSES (FUSE 1) FOR CV1000 | 29 | 0% | 29
Olympus America Inc. | CV10-GASKET-DISH | ATTACHMENT GASKET FOR COVER (DISH, CGC) | 29 | 0% | 29
Olympus America Inc. | CV10-LASERCABLE | FLAT CABLE FOR LASERS (BAG OF 20 CABLES) | 101 | 0% | 101
Olympus America Inc. | CV10LENSCBL | CV1KPRT-MT001; 20 RIBBON CABLES FOR CV1000 OBJ LENS | 44 | 0% | 44
Olympus America Inc. | CV10MWINC | CV1KAT05-S1/PP01,MICROPLATE ATTACHMENT,INCUBATOR WITH PUMP | 32700 | 0% | 32700
Olympus America Inc. | CV10OBJHLDR | CV1KOBJ-P1; OBJECTIVE LENS HOLDER | 4290 | 0% | 4290
Olympus America Inc. | CV10OBJP1 | OBJECTIVE HEATING BASE AT POS 1 | 2430 | 0% | 2430
Olympus America Inc. | CV10OBJP2 | CV1KOBJ-P2-H/B;CV1000 OBJECTIVE HEATING BASE AT POSITION 2 | 4290 | 0% | 4290
Olympus America Inc. | CV10OBJP3 | CV1KOBJ-P3-H/B;CV1000 OBJECTIVE HEATING BASE AT POSITION 3 | 4290 | 0% | 4290
Olympus America Inc. | CV10OBJP4 | CV1KOBJ-P4-H/B;CV1000 OBJECTIVE HEATING BASE AT POSITION 4 | 4290 | 0% | 4290
Olympus America Inc. | CV10OBJP5 | CV1KOBJ-P5-H/B;CV1000 OBJECTIVE HEATING BASE AT POSITION 5 | 4290 | 0% | 4290
Olympus America Inc. | CV10OBJP6 | CV1KOBJ-P6-H/B;CV1000 OBJECTIVE HEATING BASE AT POSITION 6 | 4290 | 0% | 4290
Olympus America Inc. | CV10PRTAJT01 | CV1KPRT/AJT01, M3850KA;CV1000 XY ADJUSTMENT | 2918 | 0% | 2918
Olympus America Inc. | CV10PRTAJT02 | ADJUSTING SCALE FOR XY STAGE | 944 | 0% | 944
Olympus America Inc. | CV10PRTAJT03 | ADJUSTING SCALE FOR XY STAGE WITH MOUNT PLATE | 1859 | 0% | 1859
Olympus America Inc. | CV10PRTAJT04 | ADUSTING TOOL FOR AUTOFOCUS UNIT | 273 | 0% | 273
Olympus America Inc. | CV10PRTMXP01 | CV1KPRT/MXP01: CV1000 PROPORTIONAL VALVE FOR CO2 MIXER | 1859 | 0% | 1859
Olympus America Inc. | CV10PRTMXP02 | CV10PRTMXP02: 2MM TUBING FOR CO2 MIXER AND WATER PUMP | 20 | 0% | 20
Olympus America Inc. | CV10PRTMXP04 | CV10PRTMXP02: 6MM GREEN TUBING FOR CO2 MIXER | 20 | 0% | 20
Olympus America Inc. | CV10-RS232CABLE | RS232C CABLE | 944 | 0% | 944
Olympus America Inc. | CV10SERVICE | QUOTE CS12K-0044-2;CV1000SERVICE UNIT | 319545 | 0% | 319545
Olympus America Inc. | CV10SHDEMO | 12483-R, TWO DEMO CASES FOR MAIN UNIT AND ACC.. | 10226 | 0% | 10226
Olympus America Inc. | CV10SHIPCASE | CV1KPRT/CASE1;CV1000 SHIPPING CASE | 4986 | 0% | 4986
Olympus America Inc. | CV10-UTBCABLE | CV1000-UTB COMMUNICATION CABLE | 944 | 0% | 944
Olympus America Inc. | CV10ZD2DBY | CV1000 405/488/561, 2 DISK, NO CCD | 275931 | 0% | 275931
Olympus America Inc. | CV10ZD2EKDBY | CV1000 405/488/561,1024 EMCCD,2 DISK,GAS MIX | 327951 | 0% | 327951
Olympus America Inc. | CV10ZEH | CV1000 512x512 EMCCD AND ACCESSORIES | 52020 | 0% | 52020
Olympus America Inc. | CV10ZEKRL | AMH06368-0001, 1024 CAMERA,BOX, APERTURE, AND RELAY LENS | 125000 | 0% | 125000
Olympus America Inc. | CV1ACCSATP12 | CV1KAPRT/ATP12/H01, CHAMBER TYPE FOR IWAKI | 1620 | 0% | 1620
Olympus America Inc. | CV1ACCSATP13 | CV1KAPRT/ATP13/H02, CHAMBER TYPE FOR NUNC(LAB-TEK I) 8WELL | 1620 | 0% | 1620
Olympus America Inc. | CV1ACCSATP14 | CV1KAPRT/ATP14/H03, CHAMBER TYPE FOR NUNC( LAB-TEK II ) | 1620 | 0% | 1620
Olympus America Inc. | CV1ACCSATP15 | CV1KAPRT/ATP15/H04, CHAMBER TYPE FOR MATSUNAMI | 1620 | 0% | 1620
Olympus America Inc. | CV1ACCSATP16 | CV1KAPRT/ATP16/H05,CHAMBER TYPE FOR SLIDE GLASS | 1620 | 0% | 1620
Olympus America Inc. | CV1KPRT-ATP24 | CV1KPRT/ATP24; HUMIDIFICATOIN BLOTTER | 230 | 0% | 230
Olympus America Inc. | CV1KPRT-PMP01 | CV1KPRT/PMP01; WATER PUMP SUPPLY SET | 6700 | 0% | 6700
Olympus America Inc. | CX23LFS1-2 | CX23LEDRFS1-1-2; CX23SET,BI,4/10/40/100XOB,EYEP,RTSTG,LEDILL | 1377 | 9.5% | 1246.185
Olympus America Inc. | CX23LFS1K | CX23LEDRFS1; CX23SET,BI,4/10/40/100XOB,EYEP,RTSTG,PWR,CVR | 1367 | 9.5% | 1237.135
Olympus America Inc. | CX23LFS2 | CX23LEDRFS2; CX23,BI,4/10/40XOB,EYEP,RTSTG,LED | 1137 | 9.5% | 1028.985
Olympus America Inc. | CX23LFS2-2 | CX23LEDFS2-1-2; CX22SET,BI,4/10/40X OB,EYEP,RTSTG,LEDILL | 1137 | 9.5% | 1028.985
Olympus America Inc. | CX23LFS2K | CX23LEDRFS2;CX23SET,BI,4/10/40 XOB,EYEP,RTS TG,PWR,CVR | 1140 | 0% | 1140
Olympus America Inc. | CX23RTFS2 | CX23RTFS2; CX23 Upright Microscope Set, Trinocular Head, Right-Hand Stage Controller, 4x, 10x, 40x Objectives, LED Illumination | 1350 | 9.5% | 1221.75
Olympus America Inc. | CX33RTFS2 | CX33RTFS2; CX33 Upright Microscope Set, Trinocular Head, Right-Hand Stage Controller, 4x, 10x, 40x Objectives, LED Illumination | 1800 | 9.5% | 1629
Olympus America Inc. | CX43RF | CX43RF; CX43 Upright Microscope Frame, Right-Hand Stage Controller, Fixed Condensor, LED Illumination | 895 | 9.5% | 809.975
Olympus America Inc. | CX-CAMERA | Camera Kit for CX Student Microscope packages - This Camera Kit for CX Student Microscope packages adds imaging capability to your microscope. This value packed kit includes everything you need including Olympus LC20 2.0 MP digital camera and LC Micro Software with 1/3” (5.9mm diagonal) Bayer-msk color CMOS chip, data transfer using a USB2 connection, 16 full frames per second (1600 x 1200), Digital Binning Modes of 2x2; Side camera port intermediate tube; and 0.5x c-mount adapter (No need for a photo port on your microscope head - this adapter will convert your Olympus CX binocular microscope to a camera ready system). | 3075 | 0% | 3075
Olympus America Inc. | CX-CCASE | CX CARRYING CASE BLACK NYLON STUDENT CARRYING CASE | 126 | 0% | 126
Olympus America Inc. | CX-DCASE | CX-DCASE; CX31 41 WORKSHOP SHIPPING CASE HOLDS 2 MICROSCOPES | 469 | 0% | 469
Olympus America Inc. | CX-WCASE | CH20-WBS2;CH20/CX21 WOODEN BOX | 175 | 0% | 175
Olympus America Inc. | D-A6984616 | A6984616; Microsoft Basic Optical Mouse P58-00061, 3 Button, USB | 20 | 0% | 20
Olympus America Inc. | D-EWS03-64-8 | 3000011872747.1; Dell T3620, Xeon Processor E3-1220 v5, Quad Core 3.0Ghz, 16GB 2133MHz DDR4, 2TB HDD | 2050 | 0% | 2050
Olympus America Inc. | D-EWS05-64-1 | 725366635; DELL T3620 E3 3.0GHZ,32GB RAM, 2TB HD | 2260 | 0% | 2260
Olympus America Inc. | D-EWS05-64-2 | 726095174; DELL T3620 E3 3.0GHZ,16GB RAM, 2TB HD | 2050 | 0% | 2050
Olympus America Inc. | D-EWS05-64-4 | 730964618; DELL T3620 i7 3.40GHZ, 16GB 2133MHz DDR4 RAM, 2TB HD | 2600 | 0% | 2600
Olympus America Inc. | DI-109 | 109;BONDER ADAPTER (REPLACEMENT PART ONLY) | 39 | 4.5% | 37.245
Olympus America Inc. | DI-114 | 114;TILT MOUNT FOR LEICA/WILD 25MM | 319 | 4.5% | 304.645
Olympus America Inc. | DI-116 | 116;TILT MOUNT FOR 24.5MM | 319 | 4.5% | 304.645
Olympus America Inc. | DI-118 | 118;TILTING MOUNT FOR 32MM | 319 | 4.5% | 304.645
Olympus America Inc. | DI-124 | 124;NON-TILT MOUNT FOR LEICA/WILD 25MM | 275 | 4.5% | 262.625
Olympus America Inc. | DI-126 | 126;NON-TILT MOUNT FOR 24.5MM | 275 | 4.5% | 262.625
Olympus America Inc. | DI-128 | 128;NON-TILT MOUNT FOR 32MM | 209 | 4.5% | 199.595
Olympus America Inc. | DI-131 | 131;NON-TILT MOUNT FOR MEIJI EMZ | 269 | 4.5% | 256.895
Olympus America Inc. | DI-132 | D-132;TILTING MOUNT FOR MEIJI EMZ | 319 | 4.5% | 304.645
Olympus America Inc. | DI-135 | 135;NON-TILT MOUNT FOR 1/4" 20 CAMERA | 249 | 4.5% | 237.795
Olympus America Inc. | DI-136 | 136;TILT & FOCUS MOUNT FOR 1/4 " 20 CAMERA | 725 | 4.5% | 692.375
Olympus America Inc. | DI-137 | 137;TILT MOUNT FOR 1/4" 20CAMERA MOUNT | 309 | 4.5% | 295.095
Olympus America Inc. | DI-144 | 144;TILT MOUNT FOR WILD 20MM | 319 | 4.5% | 304.645
Olympus America Inc. | DI-146 | TILT FOCUS MOUNT FOR 76MM STEREO PODS | 429 | 4.5% | 409.695
Olympus America Inc. | DI-161 | 161;TILT ADAPTER, LENGTH 9.4" | 319 | 4.5% | 304.645
Olympus America Inc. | DI-171 | 171;NON TILT ADAPTER, LENGTH 9.4" | 209 | 4.5% | 199.595
Olympus America Inc. | DI-AAAQ5401 | AAAQ5401; CUSTOM SMS25W WITH 41.5" ARTICULATING ARM | 1115 | 4.5% | 1064.825
Olympus America Inc. | DI-AVP | AVP;15.75 VERTICLE SHORT POST BOOMSTAND | 159 | 4.5% | 151.845
Olympus America Inc. | DI-BMX-CLAMP | BMX-CLAMP;CLAMP FOR OLY BX LESS U-SPT TUBE | 119 | 4.5% | 113.645
Olympus America Inc. | DI-BRKNOB | CUSTOM *-13 & *-520; Sub Base Vert Stop & Knob 1/4-20 Brass | 25 | 4.5% | 23.875
Olympus America Inc. | DI-BVP | BVP; 24" VERTICAL POST | 209 | 4.5% | 199.595
Olympus America Inc. | DI-CMTC-T2 | CMTC-T2;C-MOUNT TO T-MOUNT ADAPTER | 119 | 4.5% | 113.645
Olympus America Inc. | DI-D10ADC | D10ADC;1.0X C-MOUNT FOR AO DIA STAR | 559 | 4.5% | 533.845
Olympus America Inc. | DI-D10AMC | D10AMC;1.0X C-MOUNT FOR MICROS TAR, EPISTAR | 559 | 4.5% | 533.845
Olympus America Inc. | DI-D10BXF | D10BXF;1.0X F-MOUNT FOR OLYMPUS BX’ | 459 | 4.5% | 438.345
Olympus America Inc. | DI-D10BXTC | D10BXTC;1.0X C-MOUNT W/TWIST FOCUS FOR OLYMPUS BX | 459 | 4.5% | 438.345
Olympus America Inc. | DI-D10DEC | D10DEC;1.0X C-MOUNT COUPLER FOR LECIA DME & CME PHOTOTUBE | 219 | 4.5% | 209.145
Olympus America Inc. | DI-D10DMC | D10DMC;1.0X C-MOUNT FOR DMR SERIES 37MM PHOTOPORT | 135 | 4.5% | 128.925
Olympus America Inc. | DI-D10E8F | D10E8F;1.0X C-MOUNT FOR NIKON E800 | 659 | 4.5% | 629.345
Olympus America Inc. | DI-D10GXC | D10GXC;1.0X C-MOUNT FOR OLYMPUS GX METALLURGICAL | 659 | 4.5% | 629.345
Olympus America Inc. | DI-D10HCC | D10HCC;10.X C-MOUNT FOR LEICA HC STYLE PORT | 169 | 4.5% | 161.395
Olympus America Inc. | DI-D10HCF | D10HCF;1.0X C-MOUNT FOR LEICA HC SERIES | 649 | 4.5% | 619.795
Olympus America Inc. | DI-D10IXC | D10IXC;1.0X C-MOUNT FOR OLYMPUS IX SIDEPORT | 219 | 4.5% | 209.145
Olympus America Inc. | DI-D10IXF | D10IXF;1.0X F-MOUNT FOR IX SID EPORT/TRINOC | 869 | 4.5% | 829.895
Olympus America Inc. | DI-D10LZC | D10LZC;1.0X C-MOUNT FOR MZ SERIES 10 445 924 TRINOC | 389 | 4.5% | 371.495
Olympus America Inc. | DI-D10LZF | D10LZF;1.0X C-MOUNT FOR MZ SERIES 10 445 924 TRINOC | 659 | 4.5% | 629.345
Olympus America Inc. | DI-D10NLC | D10NLC; 1.0X C-MOUNT FOR 38MM ISO PHOTOPORT | 135 | 4.5% | 128.925
Olympus America Inc. | DI-D10PEC | D10PEC;1.0X C-MOUNT COUPLER FOR OLYMPUS PME3 | 549 | 4.5% | 524.295
Olympus America Inc. | DI-D10PGC | D10PGC;1.0X C-MOUNT FOR OLYMPUS PMG | 219 | 4.5% | 209.145
Olympus America Inc. | DI-D10ZAC | D10ZAC;1.0X C-MOUNT FOR ZEISS AXIO SERIES | 219 | 4.5% | 209.145
Olympus America Inc. | DI-D10ZNC | D10ZNC;1.0X C-MOUNT FOR ZEISS NEWER TRINOC | 219 | 4.5% | 209.145
Olympus America Inc. | DI-DD12IXC | DD12IXC;1.2X C-MOUNT FOR OLYMPUS IX SIDEPORT/TRINOC | 699 | 4.5% | 667.545
Olympus America Inc. | DI-DE CLAMP | DE CLAMP;HR SERIES BOTTOM CLAMP FOR LEICA DME PHOTOTUBE | 160 | 4.5% | 152.8
Olympus America Inc. | DI-DE10BXC | DE10BXC;1.0X C-MOUNT FOR OLYMPUS STANDARD PHOTO PORT | 139 | 4.5% | 132.745
Olympus America Inc. | DI-DE10BXF | DE10BXF;1.0X F-MOUNT FOR OLYMPUS STANDARD PHOTO PORT | 359 | 4.5% | 342.845
Olympus America Inc. | DI-DE10HCC | DE10HCC;1.0X C-MOUNT FOR LEICA HC PHOTO PORT | 139 | 4.5% | 132.745
Olympus America Inc. | DI-DE10HCF | DE10HCF;1.0X F-MOUNT FOR LEICA HC PHOTO PORT | 359 | 4.5% | 342.845
Olympus America Inc. | DI-DE10IXC | DE10IXC;1.0X C-MOUNT FOR OLYMPUS IX-0 PHOTO PORT | 199 | 4.5% | 190.045
Olympus America Inc. | DI-DE10IXF | DE10IXF;1.0X F-MOUNT FOR OLYMPUS IX-0 PHOTO PORT | 399 | 4.5% | 381.045
Olympus America Inc. | DI-DE10LZC | DE10LZC;1.0X C-MOUNT FOR LEICA M-STEREO PHOTO PORT | 199 | 4.5% | 190.045
Olympus America Inc. | DI-DE10LZF | DE10LZF;1.0X F-MOUNT FOR LEICA M-STEREO PHOTO PORT | 399 | 4.5% | 381.045
Olympus America Inc. | DI-DE10MVC | DE10MVC;1.0X C-MOUNT FOR OLYMPUS MVX PHOTO PORT | 199 | 4.5% | 190.045
Olympus America Inc. | DI-DE10NVC | DE10NVC;1.0X C-MOUNT FOR NIKON STANDARD STEREO PHOTO | 139 | 4.5% | 132.745
Olympus America Inc. | DI-DE10NVF | DE10NVF;1.0X F-MOUNT FOR NIKON STANDARD STEREO PHOTO | 359 | 4.5% | 342.845
Olympus America Inc. | DI-DE10NYC | DE10NYC;1.0X C-MNT FOR NIKON STNDRD UPRIGHT TRINOC PHOTO | 139 | 4.5% | 132.745
Olympus America Inc. | DI-DE10NYF | DE10NYF;1.0X F-MNT FOR NIKON S TNDRD UPRIGHT TRINOC PHOTO PRT | 359 | 4.5% | 342.845
Olympus America Inc. | DI-DE10TAC | DE10TAC;1.0X C-MOUNT FOR NIKON NI-U DIGITAL HEAD PHOTO PORT | 199 | 4.5% | 190.045
Olympus America Inc. | DI-DE10TAF | DE10TAF;1.0X F-MOUNT FOR NIKON NI-U DIGITAL HEAD PHOTO PORT | 359 | 4.5% | 342.845
Olympus America Inc. | DI-DE10TEC | DE10TEC;1.0X C-MOUNT FOR NIKON TE INVERTED SIDE PHOTO | 199 | 4.5% | 190.045
Olympus America Inc. | DI-DE10TIC | DE10TIC;1.0X C-MOUNT FOR NIKON TI INVERTED SIDE PHOTO | 199 | 4.5% | 190.045
Olympus America Inc. | DI-DE10TIF | DE10TIF;1.0X F-MOUNT FOR NIKON TI INVERTED SIDE PHOTO | 399 | 4.5% | 381.045
Olympus America Inc. | DI-DE10ZNC | DE10ZNC;1.0X C-MOUNT FOR ZEISS STD. 30MM SERIES | 139 | 4.5% | 132.745
Olympus America Inc. | DI-DE10ZNF | DE10ZNF; 1.0X F-MOUNT FOR ZEISS STD. 30MM SERIES | 359 | 4.5% | 342.845
Olympus America Inc. | DI-DE10ZPC | DE10ZPC;1.0X C-MOUNT FOR ZEISS PRIMO SERIES | 139 | 4.5% | 132.745
Olympus America Inc. | DI-DE10ZPF | DE10ZPF;1.0X F-MOUNT FOR ZEISS PRIMO SERIES | 359 | 4.5% | 342.845
Olympus America Inc. | DI-DE12BXC | DE12BXC;1.2X C-MOUNT FOR OLYMPUS STANDARD PHOTO PORT | 659 | 4.5% | 629.345
Olympus America Inc. | DI-DE12BXT | DE12BXT; 1.2X OLYMPUS STD PHOTO PORT SERIES | 659 | 4.5% | 629.345
Olympus America Inc. | DI-DE12HCC | DE12HCC;1.2X C-MOUNT FOR LEICA HC PHOTO PORT | 659 | 4.5% | 629.345
Olympus America Inc. | DI-DE12IXC | DE12IXC;1.2X C-MOUNT FOR OLYMPUS IX-70,80 SERIES PHOTO | 749 | 4.5% | 715.295
Olympus America Inc. | DI-DE12LZC | DE12LZC;1.2X C-MOUNT FOR LEICA M-STEREO PHOTO PORT | 729 | 4.5% | 696.195
Olympus America Inc. | DI-DE12MVC | DE12MVC;1.2X C-MOUNT FOR OLYMPUS MVX PHOTO PORT | 749 | 4.5% | 715.295
Olympus America Inc. | DI-DE12NVC | DE12NVC;1.2X C-MOUNT FOR NIKON STANDARD STEREO PHOTO | 659 | 4.5% | 629.345
Olympus America Inc. | DI-DE12NYC | DE12NYC;1.2X C-MNT FOR NIKON STNDRD UPRIGHT TRINOC PHOTO | 659 | 4.5% | 629.345
Olympus America Inc. | DI-DE12TAC | DE12TAC;1.2X C-MOUNT FOR NIKON NI-U DIGITAL HEAD PHOTO | 659 | 4.5% | 629.345
Olympus America Inc. | DI-DE12TEC | DE12TEC;1.2X C-MOUNT FOR NIKON TE INVERTED SIDE PHOTO | 749 | 4.5% | 715.295
Olympus America Inc. | DI-DE12TIC | DE12TIC;1.2X C-MOUNT FOR NIKON TI INVERTED SIDE PHOTO | 659 | 4.5% | 629.345
Olympus America Inc. | DI-DE12ZPC | DE12ZPC;1.2X C-MOUNT FOR ZEISS PRIMO SERIES | 659 | 4.5% | 629.345
Olympus America Inc. | DI-DE20BXC | DE20BXC;2.0X C-MOUNT FOR OLYMPUS STANDARD PHOTO PORT | 778 | 4.5% | 742.99
Olympus America Inc. | DI-DE20BXT | DE20BXT;2.0X FOR OLYMPUS STANDARD PHOTO PORT SERIES | 659 | 4.5% | 629.345
Olympus America Inc. | DI-DE20HCC | DE20HCC;2.0X C-MOUNT FOR LEICA HC PHOTO PORT | 778 | 4.5% | 742.99
Olympus America Inc. | DI-DE20IXC | DE20IXC;2.0X C-MOUNT FOR OLYMPUS IX-70,80 SERIES PHOTO | 848 | 4.5% | 809.84
Olympus America Inc. | DI-DE20LZC | DE20LZC;2.0X C-MOUNT FOR LEICA M-STEREO PHOTO PORT | 848 | 4.5% | 809.84
Olympus America Inc. | DI-DE20LZT | DE20LZT; 2.0X FOR LEICA M-STEREO PHOTO PORT | 879 | 4.5% | 839.445
Olympus America Inc. | DI-DE20MVC | DE20MVC;2.0X C-MOUNT FOR OLYMPUS MVX PHOTO PORT | 848 | 4.5% | 809.84
Olympus America Inc. | DI-DE20NVC | DE20NVC;2.0X C-MOUNT FOR NIKON STANDARD STEREO PHOTO | 778 | 4.5% | 742.99
Olympus America Inc. | DI-DE20NYC | DE20NYC;2.0X C-MNT FOR NIKON STNDRD UPRIGHT TRINOC PHOTO | 778 | 4.5% | 742.99
Olympus America Inc. | DI-DE20TAC | DE20TAC;2.0X C-MOUNT FOR NIKON NI-U DIGITAL HEAD PHOTO | 778 | 4.5% | 742.99
Olympus America Inc. | DI-DE20TEC | DE20TEC;2.0X C-MOUNT FOR NIKON TE INVERTED SIDE PHOTO | 848 | 4.5% | 809.84
Olympus America Inc. | DI-DE20TIC | DE20TIC;2.0X C-MOUNT FOR NIKON TI INVERTED SIDE PHOTO | 778 | 4.5% | 742.99
Olympus America Inc. | DI-DE20ZNC | DE20ZNC;2.0X C-MOUNT FOR ZEISS STD. 30MM SERIES | 778 | 4.5% | 742.99
Olympus America Inc. | DI-DE20ZNT | DE20ZNT; 2.0X FOR ZEISS STD. 30MM SERIES | 659 | 4.5% | 629.345
Olympus America Inc. | DI-DE20ZPC | DE20ZPC;2.0X C-MOUNT FOR ZEISS PRIMO SERIES | 778 | 4.5% | 742.99
Olympus America Inc. | DI-DE25BXC | DE25BXC;2.5X C-MOUNT FOR OLYMPUS STANDARD PHOTO PORT | 778 | 4.5% | 742.99
Olympus America Inc. | DI-DE25BXT | DE25BXT;2.5X FOR OLYMPUS STANDARD PHOTO PORT SERIES | 659 | 4.5% | 629.345
Olympus America Inc. | DI-DE25HCC | DE25HCC;2.5X C-MOUNT FOR LEICA HC PHOTO PORT | 778 | 4.5% | 742.99
Olympus America Inc. | DI-DE25IXC | DE25IXC;2.5X C-MOUNT FOR OLYMPUS IX-70,80 SERIES PHOTO | 848 | 4.5% | 809.84
Olympus America Inc. | DI-DE25LZC | DE25LZC;2.5X C-MOUNT FOR LEICA M-STEREO PHOTO PORT | 848 | 4.5% | 809.84
Olympus America Inc. | DI-DE25MVC | DE25MVC;2.5X C-MOUNT FOR OLYMPUS MVX PHOTO PORT | 848 | 4.5% | 809.84
Olympus America Inc. | DI-DE25NVC | DE25NVC;2.5X C-MOUNT FOR NIKON STANDARD STEREO PHOTO | 778 | 4.5% | 742.99
Olympus America Inc. | DI-DE25NYC | DE25NYC;2.5X FOR NIKON STANDARD UPRIGHT TRINOC PHOTO | 778 | 4.5% | 742.99
Olympus America Inc. | DI-DE25TAC | DE25TAC;2.5X C-MOUNT FOR NIKON NI-U DIGITAL HEAD PHOTO | 778 | 4.5% | 742.99
Olympus America Inc. | DI-DE25TEC | DE25TEC;2.5X C-MOUNT FOR NIKON TE INVERTED SIDE PHOTO | 848 | 4.5% | 809.84
Olympus America Inc. | DI-DE25TIC | DE25TIC;2.5X C-MOUNT FOR NIKON TI INVERTED SIDE PHOTO | 778 | 4.5% | 742.99
Olympus America Inc. | DI-DE25ZNC | DE25ZNC;2.5X C-MOUNT FOR ZEISS STD. 30MM SERIES | 778 | 4.5% | 742.99
Olympus America Inc. | DI-DE25ZPC | DE25ZPC;2.5X C-MOUNT FOR ZEISS PRIMO SERIES | 778 | 4.5% | 742.99
Olympus America Inc. | DI-DE50BXC | DE50BXC;0.5X C-MOUNT FOR OLYMPUS STANDARD PHOTO PORT | 549 | 4.5% | 524.295
Olympus America Inc. | DI-DE50HCC | DE50HCC; 0.5X C-MOUNT FOR LEICA HC PHOTO PORT | 549 | 4.5% | 524.295
Olympus America Inc. | DI-DE50IXC | DE50IXC; 0.5X C-MOUNT FOR OLYMPUS IX-0 PHOTO PORT | 599 | 4.5% | 572.045
Olympus America Inc. | DI-DE50LZC | DE50LZC;0.5X C-MOUNT FOR LEICA M-STEREO PHOTO PORT | 599 | 4.5% | 572.045
Olympus America Inc. | DI-DE50MVC | DE50MVC;0.5X C-MOUNT FOR OLYMPUS MVX PHOTO PORT | 599 | 4.5% | 572.045
Olympus America Inc. | DI-DE50NVC | DE50NVC;0.5X C-MOUNT FOR NIKON STANDARD STEREO PHOTO | 549 | 4.5% | 524.295
Olympus America Inc. | DI-DE50NYC | DE50NYC;0.5X C-MNT FOR NIKON STNDRD UPRGHT TRINOC PHOTO | 549 | 4.5% | 524.295
Olympus America Inc. | DI-DE50TAC | DE50TAC;0.5X C-MOUNT FOR NIKON NI-U DIGITAL HEAD PHOTO | 599 | 4.5% | 572.045
Olympus America Inc. | DI-DE50TEC | DE50TEC;0.5X C-MOUNT FOR NIKON TE INVERTED SIDE PHOTO | 599 | 4.5% | 572.045
Olympus America Inc. | DI-DE50TIC | DE50TIC;0.5X C-MOUNT FOR NIKON TI INVERTED SIDE PHOTO | 599 | 4.5% | 572.045
Olympus America Inc. | DI-DE50ZNC | DE50ZNC;0.5X C-MOUNT FOR ZEISS STD. 30MM SERIES | 549 | 4.5% | 524.295
Olympus America Inc. | DI-DE63BXC | DE63BXC;0.63X C-MOUNT FOR OLYMPUS STNDRD PHOTO PORT | 549 | 4.5% | 524.295
Olympus America Inc. | DI-DE63HCC | DE63HCC;0.63X C-MOUNT FOR LEICA HC PHOTO PORT | 549 | 4.5% | 524.295
Olympus America Inc. | DI-DE63IXC | DE63IXC;0.63X C-MOUNT FOR OLYMPUS IX-0 PHOTO PORT | 599 | 4.5% | 572.045
Olympus America Inc. | DI-DE63LZC | DE63LZC;0.63X C-MOUNT FOR LEICA M-STEREO PHOTO PORT | 599 | 4.5% | 572.045
Olympus America Inc. | DI-DE63MVC | DE63MVC;0.63X C-MOUNT FOR OLYMPUS MVX PHOTO PORT | 599 | 4.5% | 572.045
Olympus America Inc. | DI-DE63NVC | DE63NVC;0.63X C-MOUNT FOR NIKON STANDARD STEREO PHOTO | 549 | 4.5% | 524.295
Olympus America Inc. | DI-DE63NYC | DE63NYC;.63X CMOUNT FOR NIKON STND UPRGHT TRINOC PHOTO PORT | 549 | 4.5% | 524.295
Olympus America Inc. | DI-DE63TAC | DE63TAC;0.63X C-MNT FOR NIKON NI-U DIGITAL HEAD PHOTO PORT | 599 | 4.5% | 572.045
Olympus America Inc. | DI-DE63TEC | DE63TEC;0.63X C-MOUNT FOR NIKON TE INVERTED SIDE PHOTO | 599 | 4.5% | 572.045
Olympus America Inc. | DI-DE63TIC | DE63TIC;0.63X C-MOUNT FOR NIKON TI INVERTED SIDE PHOTO | 599 | 4.5% | 572.045
Olympus America Inc. | DI-DE63ZNC | DE63ZNC;0.63X C-MOUNT FOR ZEISS STD. 30MM SERIES | 549 | 4.5% | 524.295
Olympus America Inc. | DI-DE63ZPC | DE63ZPC;0.63X C-MOUNT FOR ZEISS PRIMO SERIES | 549 | 4.5% | 524.295
Olympus America Inc. | DI-EOSC-T2 | EOSC-T2;T-MOUNT FOR CANON EOS 35MM SLR | 37 | 4.5% | 35.335
Olympus America Inc. | DI-GGD | #GGD; GROUND GLASS DIFFUSER, 63.5MM DIA X 1.6MM | 25 | 4.5% | 23.875
Olympus America Inc. | DI-GN-TLB-F | #GN-TLB-F; FLEXIBLE ARM FOR FOSTEC BUNDLE LENS | 104 | 4.5% | 99.32
Olympus America Inc. | DI-HC-CLAMP | HC-CLAMP;CLAMP FOR LEICA HX STYLE PHOTOPORT | 139 | 4.5% | 132.745
Olympus America Inc. | DI-HP-109 | HP-109; REPLACEMENT - HORIZONTAL POLE AND 109 ADAPTER | 219 | 4.5% | 209.145
Olympus America Inc. | DI-HR070-CMT | HR070-CMT;0.70X C-MOUNT HR COUPLER LESS CLAMP | 559 | 4.5% | 533.845
Olympus America Inc. | DI-HRD076-CMT | HRD076-CMT;0.76X C-MOUNT HRD COUPLER LESS CLAMP | 1219 | 4.5% | 1164.145
Olympus America Inc. | DI-HRD076-NIK | HRD076-NIK;0.76X F-MOUNT HRD COUPLER LESS CLAMP | 1219 | 4.5% | 1164.145
Olympus America Inc. | DI-IX CLAMP | IX CLAMP;CLAMP FOR OLYMPUS IX SIDEPORT/TRINOC | 319 | 4.5% | 304.645
Olympus America Inc. | DI-L CLAMP | L CLAMP;CLAMP FOR LEICA DMR W/ 37MM PORT | 139 | 4.5% | 132.745
Olympus America Inc. | DI-LZ CLAMP | LZ CLAMP;FOR LEICA MZ SERIES 1 0 445 924 TRINOCULAR | 319 | 4.5% | 304.645
Olympus America Inc. | DI-M400 CLAMP | M400 CLAMP;CLAMP FOR WILD M400MICROSCOPE | 659 | 4.5% | 629.345
Olympus America Inc. | DI-MEF3 CLAMP | MEF3 CLAMP;CLAMP FOR REICHERT MEF3 | 659 | 4.5% | 629.345
Olympus America Inc. | DI-MIC43-T2 | MIC43-T2; T-MOUNT FOR MICRO 4/3 SLR CAMERA | 37 | 4.5% | 35.335
Olympus America Inc. | DI-NIKC-T2 | NIKC-T2;T-MOUNT FOR NIKON 35MM SLR CAMERA | 37 | 4.5% | 35.335
Olympus America Inc. | DI-NIKL-CMTC | NIKL-CMTC;ADAPTS NIKON SLR LENS TO C-MOUNT | 116 | 4.5% | 110.78
Olympus America Inc. | DI-NLW CLAMP | NLW CLAMP;CLAMP FOR 38MM ISO PHOTOPORT | 119 | 4.5% | 113.645
Olympus America Inc. | DI-NVOF1 | #NVOF1; NVO TO ACCEPT FOSTEC SPOT LENS A08084 | 199 | 4.5% | 190.045
Olympus America Inc. | DI-O CLAMP | O CLAMP;CLAMP FOR NIKON OPTI, LABO, DIAPHOT | 119 | 4.5% | 113.645
Olympus America Inc. | DI-OD | #OD; OPAL GLASS DIFFUSER 63.5MM x 3.2MM | 39 | 4.5% | 37.245
Olympus America Inc. | DI-OLYC-T2 | OLYC-T2;OLYMPUS TMOUNT FOR OM SLR BODY | 37 | 4.5% | 35.335
Olympus America Inc. | DI-P CLAMP | P CLAMP;CLAMP FOR ALL 25MM PHOTOTUBES | 119 | 4.5% | 113.645
Olympus America Inc. | DI-PBD | #PBD; REPLACEMENT - TLB POLARIZER FOR FILTER WELL | 430 | 4.5% | 410.65
Olympus America Inc. | DI-RPV2 CLAMP | RPV2 CLAMP;CLAMP FOR REICHERT POLYVAR | 879 | 4.5% | 839.445
Olympus America Inc. | DI-SB25 | #SB25; REPLACEMENT - SLIDER BLOCK WITH KNOBS FOR SMS25 | 179 | 0% | 179
Olympus America Inc. | DI-SB3 | SB3; REPLACEMENT - HEAVY DUTY BASE FOR SMS25 | 759 | 4.5% | 724.845
Olympus America Inc. | DI-SMS15B | SMS15B;STAND W/24" VERT POLE &TABLE CLAMP | 649 | 4.5% | 619.795
Olympus America Inc. | DI-SMS16A | SMS16A;STD BOOM STAND W/15.75" VERTICLE POLE | 579 | 4.5% | 552.945
Olympus America Inc. | DI-SMS16A-NB | SMS16A-NB;SMS16A BOOM STAND NO BASE | 529 | 4.5% | 505.195
Olympus America Inc. | DI-SMS16A-TM | SMS16A-TM;SMS16A TABLE MOUNT VERSION | 629 | 4.5% | 600.695
Olympus America Inc. | DI-SMS16B | SMS16B;STD BOOM STAND W/ 24" V ERTICLE POLE | 599 | 4.5% | 572.045
Olympus America Inc. | DI-SMS16B-NB | SMS16B-NB;SMS16B BOOM STAND NO BASE | 549 | 4.5% | 524.295
Olympus America Inc. | DI-SMS16B-TM | SMS16B-TM;SMS16B TABLE MOUNT VERSION | 649 | 4.5% | 619.795
Olympus America Inc. | DI-SMS20-18 | SMS20-18;HEAVY DUTY BOOM STAND-OLYMPUS SZ, SZX | 2269 | 4.5% | 2166.895
Olympus America Inc. | DI-SMS20-18-NB | SMS20-18-NB;BOOM STAND W/OUT BASE FOR OLY SZX | 1949 | 4.5% | 1861.295
Olympus America Inc. | DI-SMS20-18-TC | SMS20-18-TC;SMS20-18-TC;SMS20TABLE CLAMP VERSION | 2059 | 4.5% | 1966.345
Olympus America Inc. | DI-SMS20-18-TM | SMS20-18-TM;SMS20 TABLE MOUNT VERSION | 2049 | 4.5% | 1956.795
Olympus America Inc. | DI-SMS20-19 | SMS20-19;HEAVY DUTY BOOM STAND-NIKON SMZ | 2499 | 4.5% | 2386.545
Olympus America Inc. | DI-SMS20-19-NB | SMS20-19-NB;HEAVY DUTY STAND FOR NIKON SMZ-U LESS BASE | 2169 | 4.5% | 2071.395
Olympus America Inc. | DI-SMS20-19-TC | SMS20-19-TC;SMS20 TABLE CLAMP VERSION | 2269 | 4.5% | 2166.895
Olympus America Inc. | DI-SMS20-19-TM | SMS20-19-TM;SMS20 TABLE MOUNT VERSION | 2269 | 4.5% | 2166.895
Olympus America Inc. | DI-SMS20-20-TM | SMS20-20-TM;SMS20 TABLE MOUNT VERSION | 2049 | 4.5% | 1956.795
Olympus America Inc. | DI-SMS20-28 | SMS20-28;HD BOOM STAND-LEICA MZ & 445 616 SHORT | 2479 | 4.5% | 2367.445
Olympus America Inc. | DI-SMS20-28-NB | SMS20-28-NB;SMS20 HEAVY DUTY BOOM STAND W/OUT BASE | 2159 | 4.5% | 2061.845
Olympus America Inc. | DI-SMS2030TM | SMS20-30-TM;SMS20 TABLE MT BMSTD FOR SZX2-RFA16 FOCUS MNT | 2169 | 4.5% | 2071.395
Olympus America Inc. | DI-SMS-2031 | SMS20-31;SMS20 W/32MM MNT F/SZ X2-FOF/H, WGHTD BASE | 2269 | 4.5% | 2166.895
Olympus America Inc. | DI-SMS2031TC | SMS20-31-TC;SMS20 TM BMSTD, SZX2-FO,FOF,FOFH,AO2 FOCUS MT | 2049 | 4.5% | 1956.795
Olympus America Inc. | DI-SMS2031TM | SMS20-31-TM;SMS20 TM BMSTD, SZX2-FO,FOF,FOFH, AO2 FOCUS MT | 2049 | 4.5% | 1956.795
Olympus America Inc. | DI-SMS25 | SMS25;MED DUTY ARTICULATING ARM BOOM STAND | 1409 | 4.5% | 1345.595
Olympus America Inc. | DI-SMS25-AR | SMS25-AR;ARTICULATING ARM ONLY | 859 | 4.5% | 820.345
Olympus America Inc. | DI-SMS25-NB | SMS25-NB;SMS25 WITHOUT SB3BASE | 1089 | 4.5% | 1039.995
Olympus America Inc. | DI-SMS25PD | SMS25PD;ARTICULATING ARM W/PEDESTAL & SB3 | 1299 | 4.5% | 1240.545
Olympus America Inc. | DI-SMS25PD-NB | sms25pd-nb;articluatin arm w/pedestal-no base | 969 | 4.5% | 925.395
Olympus America Inc. | DI-SMS25TCPD | SMS25TCPD;SMS25 W/PEDESTAL & TABLE CLAMP | 1189 | 4.5% | 1135.495
Olympus America Inc. | DI-SMS25TCVP | SMS25TCVP; ARTICULATING BOOM STAND w/29.5 and 14.5 travel | 1299 | 4.5% | 1240.545
Olympus America Inc. | DI-SMS25TM | SMS25TM;ARMTICULATION ARM W/TABLE MOUNT TM25 | 969 | 4.5% | 925.395
Olympus America Inc. | DI-SMS25TMPD | SMS25TMPD;SMS25 W/TABLE MOUNT AND PEDESTAL | 1089 | 4.5% | 1039.995
Olympus America Inc. | DI-SMS25TMVP | SMS25TMVP;SMS25 W/TABLE MOUNT TM1 & VERT. POLE | 1299 | 4.5% | 1240.545
Olympus America Inc. | DI-SMS25W | SMS25W;ARTICULATING ARM W/WALL MOUNT WMOUNT25 | 969 | 4.5% | 925.395
Olympus America Inc. | DI-SMS6A | SMS6A; DUAL ARM BALL BEARING BOOM STAND W/15 3/4 VERT POLE | 759 | 4.5% | 724.845
Olympus America Inc. | DI-SMS6B | SMS6B;DUAL ARM BALL BEARING BOOM STAND | 759 | 4.5% | 724.845
Olympus America Inc. | DI-SMS6B-NB | SMS6B-NB;SMS6B WITHOUT THE BASE | 709 | 4.5% | 677.095
Olympus America Inc. | DI-SMS6B-TC | SMS6B-TC;SMS6B TABLE CLAMP VERSION | 859 | 4.5% | 820.345
Olympus America Inc. | DI-SMS6B-TM | SMS6B-TM;SMS6B TABLE MOUNT VERSION | 859 | 4.5% | 820.345
Olympus America Inc. | DI-SMZ1 CLAMP | SMZ1 CLAMP;CLAMP FOR NIKON SMZ-1 EYEPIECE TUBE | 759 | 4.5% | 724.845
Olympus America Inc. | DI-TLB1006 | TLB1006;STEREO SAND-ZIESS 32MM | 539 | 4.5% | 514.745
Olympus America Inc. | DI-TLB1007 | TLB1007;STEREO STAND-WILD 25MM | 759 | 4.5% | 724.845
Olympus America Inc. | DI-TLB1016 | TLB1016;STEREO STAND-MEIJI EMZ-1 MOUNT COLUMN | 639 | 4.5% | 610.245
Olympus America Inc. | DI-TLB1018 | TLB1018;STEREO STAND-OLYMPUS 32MM 254MM MOUNTING POST | 639 | 4.5% | 610.245
Olympus America Inc. | DI-TLB1019 | TLB1019;STEREO STAND-NIKON 32MM | 539 | 4.5% | 514.745
Olympus America Inc. | DI-TLB1026 | TLB1026;STEREO STAN-LIECA W/ 445 615 OR 616 | 539 | 4.5% | 514.745
Olympus America Inc. | DI-TLB3006 | TLB3006; FOR ZEISS 32MM POLES | 2379 | 4.5% | 2271.945
Olympus America Inc. | DI-TLB3006-NF | TLB3006-NF;FIBER OPTIC BASE-ZE ISS 32MM | 1299 | 4.5% | 1240.545
Olympus America Inc. | DI-TLB3006-ZF | TLB3006-ZF;FIBER-OPTIC BASE WITH FLAT MIRROR | 1419 | 4.5% | 1355.145
Olympus America Inc. | DI-TLB3007 | TLB3007;FIBER OPTIC BASE WILD 25MM | 2699 | 4.5% | 2577.545
Olympus America Inc. | DI-TLB3007-NF | TLB3007-NF;FIBER OPTIC BASE FOR WILD 25MM | 1849 | 4.5% | 1765.795
Olympus America Inc. | DI-TLB3016 | TLB3016;FIBER OPTIC BASE-MEIJI EMZ-1 | 2269 | 4.5% | 2166.895
Olympus America Inc. | DI-TLB3016-NF | TLB3016-NF; FOR MEIJI EMZ-1POLES | 1339 | 4.5% | 1278.745
Olympus America Inc. | DI-TLB3018 | TLB3018;FIBER OPTIC BASE FOR OLYMPUS 32MM | 2379 | 4.5% | 2271.945
Olympus America Inc. | DI-TLB3018-NF | TLB3018-NF;FOR OLYMPUS SZH, SZX 32 MM POLES | 1299 | 4.5% | 1240.545
Olympus America Inc. | DI-TLB4006 | TLB4006;20 WATT BASE-ZEISS 32MM | 2169 | 4.5% | 2071.395
Olympus America Inc. | DI-TLB4007 | TLB4007;20 WATT BASE-WILD 25MM | 2489 | 4.5% | 2376.995
Olympus America Inc. | DI-TLB4016 | TLB4016;20 WATT BASE-MEIJI EMZ-1 | 2489 | 4.5% | 2376.995
Olympus America Inc. | DI-TLB4018 | TLB4018;20 WATT BASE-OLYMPUS 32MM | 2169 | 4.5% | 2071.395
Olympus America Inc. | DI-TLB4019 | TLB4019;20 WATT BASE-NIKON 32MM | 2169 | 4.5% | 2071.395
Olympus America Inc. | DI-TLB4026 | TLB4026;20 WATT BASE-LEICA W/ 445615 & 616 | 2019 | 4.5% | 1928.145
Olympus America Inc. | DI-V CLAMP | V CLAMP;CLAMP FOR OLYMPUS BH2, VANOX, SZX | 119 | 4.5% | 113.645
Olympus America Inc. | DI-VP18 | #VP18; TLB4018 Vertical Pole | 122 | 4.5% | 116.51
Olympus America Inc. | DI-Z CLAMP | Z CLAMP;CLAMP FOR ZEISS AXIOPH OT-PLAN-SKOP | 149 | 4.5% | 142.295
Olympus America Inc. | DI-ZN CLAMP | ZN CLAMP;CLAMP FOR NEWER ZEISS 45 29 02 TRINOC | 119 | 4.5% | 113.645
Olympus America Inc. | DI-ZU CLAMP | ZU CLAMP;CLAMP FOR ZEISS UNIVERSAL | 549 | 4.5% | 524.295
Olympus America Inc. | DI-ZV CLAMP | ZV CLAMP;CLAMP FOR ZIESS AXIOV ERT 25C & CF1 | 659 | 4.5% | 629.345
Olympus America Inc. | DI-ZW CLAMP | ZW CLAMP;CLAMP FOR 30MM ID PHOTO & EYETUBE | 549 | 4.5% | 524.295
Olympus America Inc. | D-KBUSB | DELL USB KEYBOARD FOR PRECISION, OPTIPLEX PC, KB216 - BLACK | 20 | 0% | 20
Olympus America Inc. | D-M24FPW2 | 3000010055530.1; 24-INCH 16:10 RATIO FLAT PANEL MONITOR,1920x1200 | 825 | 0% | 825
Olympus America Inc. | D-M27FPW | 647946358; 27-INCH 16:9 RATIO FLAT PANEL MONITOR,2560X1440D | 1000 | 0% | 1000
Olympus America Inc. | D-M27FPW-1 | 737050771; 223-9379 27" ULTRA SHARP FLAT LCD MONITOR W/STND | 995 | 0% | 995
Olympus America Inc. | D-M27FPW2 | 737584659; DELL 27-INCH 16:9 RATIO FLAT PANEL, 4K UHD, HDMI, DP PORT - P2715Q | 785 | 0% | 785
Olympus America Inc. | D-M27FPW3 | 3000012208656.1; DELL ULTRASHARP 27-INCH U2717D | 770 | 0% | 770
Olympus America Inc. | DOR-12X6MO-OLY-01 | 12x6" Motorized Measuring Stage with Controller and Joystick for STM7-MF/MFA | 20140 | 0% | 20140
Olympus America Inc. | DOR-16X8MO-OLY-01 | 16x8" Motorized Measuring Stage with Controller and Joystick for STM7-MF/MFA | 22340 | 0% | 22340
Olympus America Inc. | DOR-8X4MO-OLY-01 | 8x4" Motorized Measuring Stage with Controller and Joystick for STM7-SF/SFA | 17940 | 0% | 17940
Olympus America Inc. | DOR-MM6-NV-CONV | Navitart Zoom 6000 Lens Mount for STM6/7 | 1554 | 0% | 1554
Olympus America Inc. | DOR-QC1303-VDC-OLY | Heidenhain 3 Axis DRO with video for 2D CNC | 4452 | 0% | 4452
Olympus America Inc. | DOR-QC1303-VD-OLY | Heidenhain 3 Axis DRO with video | 3759 | 0% | 3759
Olympus America Inc. | DOR-QC1303-ZVC | Heidenhain 3 Axis DRO ZVC with video | 4452 | 0% | 4452
Olympus America Inc. | DOR-SERVICE | Dorsey on-sight Service (1 Day) | 2500 | 0% | 2500
Olympus America Inc. | DOR-SERVICE-2 | Dorsey on-sight Service (2 Days) | 3500 | 0% | 3500
Olympus America Inc. | DOR-STD-5061 | AR Round Connectors to AR 9-Pin Connectors | 85 | 0% | 85
Olympus America Inc. | DOR-STD-5064 | Dorsey Stage Joystick | 1100 | 0% | 1100
Olympus America Inc. | DOR-STD-5064 | STD-5064; Joystick for Dorsey Motoroized Stages | 1100 | 0% | 1100
Olympus America Inc. | DP152500 | AC-ADAPTER FOR U-CBM<br> | 417.12 | 4.5% | 398.3496
Olympus America Inc. | DS-BX101 | BX-DSU-1-5; DSU for BX2/BX2WI, Inc. G&R cubes, Req. IX2-UCB | 34001 | 4.5% | 32470.955
Olympus America Inc. | DS-BX111 | BX-DSUA-SP; DSU w/ motorized frame turret for BX2/BX2WI, Inc. G&R cubes, Req. IX2-UCB **SPECIAL ORDER** | 36130 | 0% | 36130
Olympus America Inc. | DS-D110 | DSU-D1; OPTION DISK FOR STANDARD OBJECTIVES | 1332 | 4.5% | 1272.06
Olympus America Inc. | DS-D120 | DSU-D2; STANDARD DISK INCL. IX 2-DSU/BX-DSU | 1332 | 4.5% | 1272.06
Olympus America Inc. | DS-D130 | DSU-D3; OPTION DISK FOR UPLANA PO60X/W | 1332 | 4.5% | 1272.06
Olympus America Inc. | DS-D140 | DSU-D4; OPTION DISK FOR LUMPLA N60/W | 1332 | 4.5% | 1272.06
Olympus America Inc. | DS-D150 | DSU-D5; OPTION DISK FOR XLUMPL ANFL20X/W | 1332 | 4.5% | 1272.06
Olympus America Inc. | DS-D160 | SPECIAL DISK PATTER FOR 1KFPS, 128X128 CAMERA IMAGING | 7372 | 0% | 7372
Olympus America Inc. | DS-D230 | PINHOLE NIPKOW DISK FOR IX/BX DSU, FOR 30X 40X 60X OBJECTIVES, **SPECIAL ORDER** | 1895 | 0% | 1895
Olympus America Inc. | D-SIIGRS232A | A0764009; SIIG 2 PORT CYBERSER IAL DUAL RS-232 PCI EXPRESS | 100 | 0% | 100
Olympus America Inc. | DS-IX101 | IX2-DSU-1-5; DISK SCANNING UNIT (DSU) FOR IX2, W/ FILTERS | 30125 | 4.5% | 28769.375
Olympus America Inc. | DS-IX111 | IX2-DSUA-SP; DSU UNIT FOR IX2 W/ MOT FRAME TURRET, NO FILTERS **SPECIAL ORDER** | 31965 | 0% | 31965
Olympus America Inc. | DS-IX120 | IX3-DSU;DISC SCANNING UNIT FOR IX3 | 31034 | 4.5% | 29637.47
Olympus America Inc. | DS-SR100 | DU-DSSRM-SP; DISK-SCANNING SUPER RES MICROSCPE UPGRD FOR DSU | 130050 | 0% | 130050
Olympus America Inc. | DS-U100 | DSU-CAD;DSU CAMERA ADAPTER, 1X C-MOUNT | 2367 | 4.5% | 2260.485
Olympus America Inc. | DS-U150 | DSU-CADFLU;CAMERA ADAPTER FOR LUDL, 1X C-MOUNT | 3017 | 4.5% | 2881.235
Olympus America Inc. | DS-U160 | DSU-CADFLA;CAMERA ADAPTER FOR SUTTER & PRIOR, 1X C-MOUNT | 3017 | 4.5% | 2881.235
Olympus America Inc. | DS-U170 | DSU-CAD0.6X; TV ADAPTER, 0.6X **SPECIAL ORDER** | 6607 | 0% | 6607
Olympus America Inc. | DS-U180 | DSU-DISK;DSU DISK MOTOR UNIT WITH NO DISK | 3377 | 0% | 3377
Olympus America Inc. | DSU-N404 | NIPKOW DISC FOR MVX10-DSU SYSTEM | 1895 | 0% | 1895
Olympus America Inc. | DSX-10X | DSX-HR OBJECTIVE LENS 10X NA 0.3 WD 30MM | 1996 | 9.5% | 1806.38
Olympus America Inc. | DSX-10X-KIT | DSX KIT INCL, DSX-10X, NA 0.3 WD 30mm, and LED illuminator | 2974 | 9.5% | 2691.47
Olympus America Inc. | DSX110-10LED | LED unit for DSX-10X | 978 | 9.5% | 885.09
Olympus America Inc. | DSX110-SZAD | DSX-SZAD; SZ frame adapter for DSX110-ZH | 461 | 9.5% | 417.205
Olympus America Inc. | DSX110-TF | Tilting Frame for DSX110 | 5728 | 9.5% | 5183.84
Olympus America Inc. | DSX110-ZH | Wide Zoom Head for DSX110 | 8741 | 9.5% | 7910.605
Olympus America Inc. | DSX-1X | DSX-WZ OBJECTIVE LENS 1X NA 0.025 WD 138MM | 1812 | 9.5% | 1639.86
Olympus America Inc. | DSX-3.6X | DSX-WZ OBJECTIVE LENS 3.6X NA 0.09 WD 50MM | 1812 | 9.5% | 1639.86
Olympus America Inc. | DSX-3D-SW | 3D MEASURING SOFTWARE | 2168 | 9.5% | 1962.04
Olympus America Inc. | DSX-40X | DSX-HR OBJECTIVE LENS 40X NA 0.8 WD 4.5MM | 2305 | 9.5% | 2086.025
Olympus America Inc. | DSX-500-FR | UPRIGHT FRAME FOR DSX-HR 500 | 3290 | 9.5% | 2977.45
Olympus America Inc. | DSX500ST | 100X100 MM MOTORIZED STAGE FOR UPRIGHT FRAME DSX500 | 7235 | 9.5% | 6547.675
Olympus America Inc. | DSX510-FR | Upright frame for DSX510<br> | 3290 | 9.5% | 2977.45
Olympus America Inc. | DSX510-IFR | Inverted frame for DSX510i<br> | 7476 | 9.5% | 6765.78
Olympus America Inc. | DSX510-IMST | 50x25 mm manual stage for DSX500i | 2128 | 9.5% | 1925.84
Olympus America Inc. | DSX510-IST | 50x25 mm motorized stage for DSX510i | 7235 | 9.5% | 6547.675
Olympus America Inc. | DSX-ADV | ADVANCED APPLICATIONS TRAINING FOR DSX SOFTWARE | 2500 | 0% | 2500
Olympus America Inc. | DSX-ASW-SHDR | DSX- SUPER HDR IMAGING SOFTWARE | 881 | 9.5% | 797.305
Olympus America Inc. | DSX-BSW | DSX SOFTWARE LICENSE | 144 | 9.5% | 130.32
Olympus America Inc. | DSX-CAL | DSX INSTALLATION AND NIST CALIBRATION PERFORMED BY LICENSED OLYMPUS ENGINEER | 2550 | 0% | 2550
Olympus America Inc. | DSX-CALADV | DSX NIST CALIBRATION PERFORMED BY LICENSED OLYMPUS ENGINEER AND ADVANCED APPLICATION TRAINING (1-DAY EACH) | 4000 | 0% | 4000
Olympus America Inc. | DSXCALSTD | HR CALIBRATION SAMPLE FOR DSX 500 AND DSX500I | 295 | 9.5% | 266.975
Olympus America Inc. | DSXCALSWZ | WZ CALIBRATION SAMPLE FOR DSX1 | 295 | 9.5% | 266.975
Olympus America Inc. | DSX-CB | CONTROL BOX FOR DSX SYSTEM 500, 500I, AND 100 | 2525 | 9.5% | 2285.125
Olympus America Inc. | DSX-CP | Stage insert plates for DSX510-IMST, DSX510-IST | 403 | 9.5% | 364.715
Olympus America Inc. | DSXCTRKIT2 | DSX KIT INCL. CONTROLLER, 64 Bit PC SET, MONITOR & SOFTWARE | 8082 | 9.5% | 7314.21
Olympus America Inc. | DSX-DPO1X | DSX100 POLARIZER PLATE FOR THE DSXPLFL1X | 335 | 9.5% | 303.175
Olympus America Inc. | DSX-DPO3.6X | DSX100 POLARIZER PLATE FOR THE DSXPLFL3.6X | 335 | 9.5% | 303.175
Olympus America Inc. | DSX-EDGE | EDGE DETECTING MEASUREMENT | 1977 | 0% | 1977
Olympus America Inc. | DSX-HRZH-3 | DSX510/510i HIGH RESOLUTION ZOOM HEAD | 16447 | 9.5% | 14884.535
Olympus America Inc. | DSX-ILT | LED TRANSMITTED LIGHT ILLUMINATOR | 1439 | 9.5% | 1302.295
Olympus America Inc. | DSX-JIGCAL | CALIBRATION JIG WITH AIST CERTIFICATION | 4810 | 9.5% | 4353.05
Olympus America Inc. | DSX-LEDPS | DSX-ILPS; HIGH INTENSITY LED POWER SUPPLY | 1445 | 9.5% | 1307.725
Olympus America Inc. | DSX-MON | 23 INCH TOUCH PANEL DISPLAY | 1087 | 9.5% | 983.735
Olympus America Inc. | DSX-MON-2 | 23 INCH TOUCH PANEL DISPLAY | 1087 | 9.5% | 983.735
Olympus America Inc. | DSX-PAM | PARTICLE ANALYSIS (CD-ROM) | 1977 | 0% | 1977
Olympus America Inc. | DSX-PCIBD | PCI BOARD FOR DSX | 2175 | 9.5% | 1968.375
Olympus America Inc. | DSX-PCSET | PC WINDOWS 7 ENGLISH,PCI BOARD,KEYBOARD,MOUSE AND POWER CBLE | 4278 | 9.5% | 3871.59
Olympus America Inc. | DSX-PCSET64-5 | DSX-CTRL-E-1-5; DSX SERIES PERSONAL COMPUTER,WINDOWS 7, 64 BIT | 4278 | 9.5% | 3871.59
Olympus America Inc. | DSX-POAD1X | DSX100 ANTI-HALATION UNIT FOR THE DSXPLFL1X | 1076 | 9.5% | 973.78
Olympus America Inc. | DSX-POAD3.6X | DSX100 ANTI-HALATION UNIT FOR THE DSXPLFL3.6X | 1076 | 9.5% | 973.78
Olympus America Inc. | DSX-UYCP-11 | DSX-UYCP-11;POWER CABLE FOR TOUCH PANEL DSX-TLCD | 34 | 9.5% | 30.77
Olympus America Inc. | DSX-WZ | WIDE ZOOM SYSTEM HEAD AND TILTING FRAME DSX100 | 14468 | 9.5% | 13093.54
Olympus America Inc. | DSX-WZ-STAD | MOTORIZED STAGE ADAPTER FOR THE DSX100 | 300 | 9.5% | 271.5
Olympus America Inc. | DSY-64121-27 | DORSEY - STABILIZING BRACKET | 108 | 4.5% | 103.14
Olympus America Inc. | E97D10-S006 | E97D10-S006-00;D10-BGR-ODB-TERMINATOR | 48 | 4.5% | 45.84
Olympus America Inc. | EO-67-072 | 67-072; LONG PASS DICHROIC FILTER 440-500(R)/513-730(T) | 325 | 4.5% | 310.375
Olympus America Inc. | EO-67-075 | 67-075; LONG PASS DICHROIC FILTER 520-585(R)/600-800(T) | 325 | 4.5% | 310.375
Olympus America Inc. | EO-87-059 | 87-059; LONG PASS DICHROIC FILTER 325-435(R)/444-850(T) | 325 | 4.5% | 310.375
Olympus America Inc. | EO-NT56-959 | CALIBRATED SURFACE ROUGHNESS STANDARD WITH CERTIFICATE | 372 | 4.5% | 355.26
Olympus America Inc. | F10-450LPXR | SPUTTER COATED DICHROIC MIRROR 450NM LONG PASS | 250 | 0% | 250
Olympus America Inc. | F10474LPXRXT | LONGPASS DICHROIC FOR PENTA;T474LPXR-XT, 12.7MM, 2MM THICK | 325 | 0% | 325
Olympus America Inc. | F10-474LPXR-XT | T474LPXR-XT; LP DM FOR FV1200 PENTA CH, 12.7mm DIA x 2mm | 325 | 0% | 325
Olympus America Inc. | F10-565SPXR | SPUTTER COATED SHORTPASS DICHROIC MIRROR 565NM | 325 | 0% | 325
Olympus America Inc. | F10635DCSPXR | SHORTPASS DICHROIC FOR PENTA; 635DCSPXR, 12.7MM,2MM THICK | 425 | 0% | 425
Olympus America Inc. | F10-635DCSPXR | 635DCSPXR; SP DM FOR FV1200 PENTA CH 12.7mm DIA x 2mm | 425 | 0% | 425
Olympus America Inc. | F10745SPXRXT | SHORTPASS DICHROIC FOR PENTA;T745SPXR-XT, 12.7MM, 2MM THICK | 425 | 0% | 425
Olympus America Inc. | F10-745SPXR-XT | T745SPXR-XT; SP DM FOR FV1200 PENTA CH 12.7mm DIA x 2mm | 425 | 0% | 425
Olympus America Inc. | F10ANALOG | FV10-ANALOG; PHYSIOLOGY ANALOG SIGNAL INPUT BOX | 14524 | 0% | 14524
Olympus America Inc. | F10AVPX | ANTI-VIBRATION PLATFORM, 36"X 30"X2", TAPPED HOLES | 1800 | 0% | 1800
Olympus America Inc. | F10AVPXLEG | M-ND01-A;VIBRATION ISOLATOR FOR F10ZVPX | 154 | 0% | 154
Olympus America Inc. | F10AVT2 | 400148-01-0058;ANTI-VIBRATION TABLE,36"D X 30"W,TAPPED HOLES | 4919 | 0% | 4919
Olympus America Inc. | F10AVT3-30RL | VIS-HG-30, 30" RAIL FOR AVT3 | 286 | 0% | 286
Olympus America Inc. | F10AVT3-RAIL | VIS-HG-36, 36" RAIL FOR NEWPORT TABLE | 328 | 0% | 328
Olympus America Inc. | F10AVT3-TIE | SINGLE FRONT SUPPORT RAIL, 36" | 125 | 0% | 125
Olympus America Inc. | F10AVT4 | ANTI-VIBRATION TABLE,36"D x 30"W,TAPPED HOLES, METRIC | 4919 | 0% | 4919
Olympus America Inc. | F10AVT48-30 | 9101-02-46/GR48/PA2/RC4/SRKIT;ANTI-VIB TABLE,48"D X 30"W,TAPPED HOLES | 5344 | 0% | 5344
Olympus America Inc. | F10AVT48-30E | 9101-02-45/GR/PA2/RC4/SRKIT;ANTI-VIB TBLE,48"D X 30" TAPPED | 5344 | 0% | 5344
Olympus America Inc. | F10AVT48-30F | ANTI-VIB TABLE,30"D X 48"W,TAPPED HOLES | 6860 | 0% | 6860
Olympus America Inc. | F10AVT4S | ANTI-VIBRATION TABLE,36"D x 30"W,SMOOTH TOP | 4686 | 0% | 4686
Olympus America Inc. | F10AVT6 | ANTI-VIBRATION TABLE,42"D X 30"W,TAPPED HOLES | 4690 | 0% | 4690
Olympus America Inc. | F10AVT7 | ANTI-VIBRATION TABLE,47"D X 41"W,TAPPED HOLES | 6863 | 0% | 6863
Olympus America Inc. | F10AVTM | 400147-10-0001;ANTI-VIBRATION TABLE,72"D X 48"W, FOR MPH | 8265 | 0% | 8265
Olympus America Inc. | F10AVTMAOM | 400147-12-0001;ANTI-VIBRATION TABLE,96"D X 59"W, FOR MPH W/A | 10954 | 0% | 10954
Olympus America Inc. | F10AVTMSIM | 1206-4800-59120-99;ANTI-VIBRA TABLE,120"X 59",FOR MPH W/SIM | 14592 | 0% | 14592
Olympus America Inc. | F10AVT-TMC | 63-544;750X1200MM TMC TABLE,NO ACCESSORY | 4580 | 0% | 4580
Olympus America Inc. | F10AVT-TMCAR | 81-303-01; TMC TABLE ARM REST | 60 | 0% | 60
Olympus America Inc. | F10AVT-TMCFB | 81-301-02; TMC TABLE 48" FRONT ARMREST BAR FOR TABLE 63-544 | 190 | 0% | 190
Olympus America Inc. | F10AVT-TMCRB | 81-302-02; TMC TABLE 48" REAR SUPPORT BAR FOR TABLE 63-544 | 190 | 0% | 190
Olympus America Inc. | F10AVT-TMCRC | 83-014-01; SET OF 4RETRACTABLE CASTERS | 515 | 0% | 515
Olympus America Inc. | F10AVT-TMCS2 | 81-312-02; TMC TABLE SLIDING SHELF 10" X 32" | 125 | 0% | 125
Olympus America Inc. | F10AVT-TMCSH | 81-313-02; TMC TABLE 14" X 32"SHELF FOR TABLE 63-544 | 180 | 0% | 180
Olympus America Inc. | F10AVT-TMCSS | 81-325-04; 14" X 40" SUB SHIELF | 195 | 0% | 195
Olympus America Inc. | F10BXSSPST | TR100/M, 100MM POST | 11 | 0% | 11
Olympus America Inc. | F10BXSTBS | PH3E, STAGE SUPPORT BASE | 34 | 0% | 34
Olympus America Inc. | F10BXSTFK | CF125, BASE FORK | 14 | 0% | 14
Olympus America Inc. | F10BXSTPST | TR150/M, 150MM POST | 11 | 0% | 11
Olympus America Inc. | F10BXSTSC | SS6M16D, SCREWS FOR STAGE SUPPORT | 18 | 0% | 18
Olympus America Inc. | F10BXSTSP | AS50-14-30,SPACER FOR MANUAL STAGE | 3 | 0% | 3
Olympus America Inc. | F10CASE | FV1200 SHIPPING CASE | 3800 | 0% | 3800
Olympus America Inc. | F10CFBMGR2 | FV1000 FILTER CORE SET; BX61,M_AR/543/635NM | 93669 | 0% | 93669
Olympus America Inc. | F10CFBMYR2 | FV1000 FILTER CORE SET; BX61,M_AR/559/632NM | 118319 | 0% | 118319
Olympus America Inc. | F10CFBSYR2 | FV1000 FILTER CORE SET; BX61, 473/559/635NM | 114450 | 0% | 114450
Olympus America Inc. | F10CFIMGR2 | FV1000 FILTER CORE SET; IX81,M_AR/543/635NM | 93669 | 0% | 93669
Olympus America Inc. | F10CFIMYR2 | FV1000 FILTER CORE SET; IX81,M_AR/559/635NM | 118319 | 0% | 118319
Olympus America Inc. | F10CFISYR2 | FV1000 FILTER CORE SET; IX81, 473/559/635NM | 117865 | 0% | 117865
Olympus America Inc. | F10CFWMGR2 | FV1000 FILTER CORE SET; BX61WI, M_AR/543/635NM | 93628 | 0% | 93628
Olympus America Inc. | F10CFWMYR2 | FV1000 FILTER CORE SET; BX61WI, M_AR/559/635NM | 118279 | 0% | 118279
Olympus America Inc. | F10CFWSYR2 | FV1000 FILTER CORE SET;BX61WI, 473/559/635NM | 114411 | 0% | 114411
Olympus America Inc. | F10CSBMGR2 | FV1000 SPECTRAL CORE SET; BX61, M_AR/543/635NM | 135792 | 0% | 135792
Olympus America Inc. | F10CSEBGRI | ZT488/543/633/748RPC; EX BEAMSPLITTER, FILTER ONLY | 2320 | 0% | 2320
Olympus America Inc. | F10CSESYRI | ZT473/561/633/748RPC;QUAD MIRROR, 12.7MM AT 2MM THICK | 2320 | 0% | 2320
Olympus America Inc. | F10CSIMGR2 | FV1000 SPECTRAL CORE SET;IX81,M_AR/543/635NM | 135792 | 0% | 135792
Olympus America Inc. | F10CSIMYRW | FV1000 SPECTRAL CORE SET; IX81,M_AR/559/635NM WITH THREE YEA | 223159 | 0% | 223159
Olympus America Inc. | F10-CSUVBY | OLP-0054, SPUTTER COATED DM FOR CSU WITH 445/488/561 | 5540 | 0% | 5540
Olympus America Inc. | F10CSWMGR2 | FV1000 SPECTRAL CORE SET; BX61WI, M_AR/543/635NM | 135775 | 0% | 135775
Olympus America Inc. | F10CV10CASE1 | CV1000 MAIN CASE WITH SPRING ASSIST | 4500 | 0% | 4500
Olympus America Inc. | F10CV10CASE2 | CV1000 ACCESSORIES CASE | 2300 | 0% | 2300
Olympus America Inc. | F10DESK | FV10-SDESKE; SYSTEM DESK | 4286 | 0% | 4286
Olympus America Inc. | F10DET4T | FV1000 4TH CH FLUORESCENCE AND TRANSMITTED DETECTORS | 18214 | 0% | 18214
Olympus America Inc. | F10DETX4CH | FV10-OP4CH;OPTIONAL 4TH-CH CON FOCAL DETECTOR | 10714 | 0% | 10714
Olympus America Inc. | F10DETXEMC | FV10-OSDMOPT;EMPTY EM BEAMSPLI TTER CUBE FOR FV10-OPD | 537 | 0% | 537
Olympus America Inc. | F10DETXEXC | FV10-ODMOPT;EMPTY EX BEAMSPLIT TER CUBE FOR FV10-OPD | 537 | 0% | 537
Olympus America Inc. | F10DETXFPT | FV10-FPT; OPTIONAL FC FIBER OUTPUT PORT FOR EXT DET | 1501 | 0% | 1501
Olympus America Inc. | F10DETXNC | FV10-OPD;2CH NON-CONFOCAL DETECTOR FOR FV10-SU | 19285 | 0% | 19285
Olympus America Inc. | F10DID | FV5-DID;LASER SAFETY NOSEPIECE INSERT | 178 | 0% | 178
Olympus America Inc. | F10EM670LP | ET670LP; LONGPASS EMISSION FILTER DIA=12.7MM,T=MAX3.5MM | 325 | 0% | 325
Olympus America Inc. | F10-ET430-24 | SPUTTER COATED BANDPASS EMISSION FILTER430/24 | 325 | 0% | 325
Olympus America Inc. | F10ET515-30M | ET515/30m; SPUTTER COATED BANDPASS EMISSION FILTER 515/30m (per quote SM04578) | 325 | 0% | 325
Olympus America Inc. | F10ET590-50M | ET590/50m; SPUTTER COATED BANDPASS EMISSION FILTER 590/50m (per quote SM04578) | 325 | 0% | 325
Olympus America Inc. | F10ET600-40M | SPUTTER COATED BANDPASS EMISSION FILTER 600/40 | 325 | 0% | 325
Olympus America Inc. | F10-ET690-50 | SPUTTER COATED BANDPASS EMISSION FILTER 690/50 | 325 | 0% | 325
Olympus America Inc. | F10ET690-50M | BANDPASS FILTER FOR PENTA;ET690/50M, 2.7MM, 3.5MM THICK | 375 | 0% | 375
Olympus America Inc. | F10-ET690-50M | ET690/50M; BLOCKING FILTER FOR FV1200 PENTA CH 12.7mm DIA | 325 | 0% | 325
Olympus America Inc. | F10-EVA-1-2 | FV10-EVA-1-2; TIRF MODULE FOR USE ON THE FV1200 | 15024 | 0% | 15024
Olympus America Inc. | F10FIR | FV10-FIR;EPI FL FIBER ILL UNIT INCLUDING SHUTTER | 4287 | 0% | 4287
Olympus America Inc. | F10FUR | FV10-FUR;LASER COLLIMATOR & FIBER 440-633NM | 4287 | 0% | 4287
Olympus America Inc. | F10FUR748 | F10FURV; 748NM FIBER OPTICS AND COLLIMATOR | 7055 | 0% | 7055
Olympus America Inc. | F10-HQ770LP | LONGPASS CH2 FOR PENTA;HQ770LP, 3.5MM, 2MM THICK | 350 | 0% | 350
Olympus America Inc. | F10ISCMAIN | 332621-FV10I-REV 1024;SHIPPING CASE FV10I LOW PROFILE BASE | 762 | 0% | 762
Olympus America Inc. | F10ISCMON | 393123-FVMON-REV 1024;SHIPPING CASE FV10I ACCESSORIES | 1026 | 0% | 1026
Olympus America Inc. | F10LAARM | FV5-LAMAR;MULTI-LINE ARGON LASER SET | 14548 | 0% | 14548
Olympus America Inc. | F10LADAR | FV10-MARAD;ADAPTOR UNIT FOR MAR LASER | 1787 | 0% | 1787
Olympus America Inc. | F10LAHER2 | FV5-LAHER-2;RED NENE LASER SET | 4287 | 0% | 4287
Olympus America Inc. | F10LCOMD | FV1000 LASER COMBINER W/DUAL OUTPUT PORTS & SIM | 96750 | 0% | 96750
Olympus America Inc. | F10LCOMS | FV1000 LASER COMBINER W/SINGLE OUTPUT PORT | 30747 | 0% | 30747
Olympus America Inc. | F10LD405MGR | FV1000 405LD SET FOR M-AR/543/ 635 LASER | 19685 | 0% | 19685
Olympus America Inc. | F10LD405MYR | FV1000 405LD SET FOR M-AR/559/ 635 LASER | 19785 | 0% | 19785
Olympus America Inc. | F10LD405SYR | FV1000 405LD SET FOR 473/559/6 35NM LASER | 17605 | 0% | 17605
Olympus America Inc. | F10LD440FD | FV1000 440LD SET FOR FILTER DETECTOR & M-AR LASER | 21667 | 0% | 21667
Olympus America Inc. | F10LD440SPD | FV1000 440LD SET FOR SPECTRAL DETECTOR & M-AR LASER | 20210 | 0% | 20210
Olympus America Inc. | F10LD440SYR2 | F10LD440SYR2;FV10/FV12 440LD SET FOR 473/559/635NM LASERS | 21043 | 0% | 21043
Olympus America Inc. | F10LD440SYR3 | F10LD440SYR3;FV10/FV12 440LD SET FOR 473/559/635NM LASERS | 21043 | 0% | 21043
Olympus America Inc. | F10LD559 | FV10-LD559;LASER DIODE, 559NM, 20MW | 32359 | 0% | 32359
Olympus America Inc. | F10LD559-AD | FV10-LD559-AD;LD559 BASE PLATE FOR OLD STYLE LASER COMB | 965 | 0% | 965
Olympus America Inc. | F10LD748-1 | FV10-LD748-SET; F10FUR748, F10LDIF,F10SD750,FV-LDPS,F10LD748 | 60286 | 0% | 60286
Olympus America Inc. | F10LDDVMGFD | FV1000 405/440LD SET FOR FILTER DETECTOR & M-AR/543/635NM | 39270 | 0% | 39270
Olympus America Inc. | F10LDDVMGSP | FV1000 405/440LD SET FOR SPECTRAL DETECTOR & M-AR/543/635NM | 39370 | 0% | 39370
Olympus America Inc. | F10LDDVMYFD | FV1000 405/440LD SET FOR FILTER DETECTOR & M-AR/559/635NM | 39370 | 0% | 39370
Olympus America Inc. | F10LDDVMYSP | FV1000 405/440LD SET FOR SPECTRAL DETECTOR & M-AR/559/635NM | 37914 | 0% | 37914
Olympus America Inc. | F10LDDVSY | FV1000 405/440LD SET FOR 473/5 59/635NM LASERS | 39270 | 0% | 39270
Olympus America Inc. | F10LDDVSY2 | F10LDDVSY2;FV10/FV12 405/440LDSET FOR 473/559/635NM LASERS | 39270 | 0% | 39270
Olympus America Inc. | F10LDDVSY3 | F10LDDVSY3;FV10/FV12 405/440LD SET FOR 473/559/635NM LASERS | 39270 | 0% | 39270
Olympus America Inc. | F10LDIF | FV10-LDIF;LASER DIODE INTERFACE UNIT | 4161 | 0% | 4161
Olympus America Inc. | F10LMCOMD | FV10-MCOMB/DSET;LASER COMBINER WITH DUAL OUTPUTS | 55600 | 0% | 55600
Olympus America Inc. | F10LMCOMUP | LASER COMBINER UPGRADE FROM SINGLE TO DUAL | 24880 | 0% | 24880
Olympus America Inc. | F10MB3S | FV1000 BX61 MICROSCOPE SET, W/RIGHT HANDLE STAGE | 28145 | 0% | 28145
Olympus America Inc. | F10MCDM594 | Multicombiner upgrade for 594NM Diode | 1122 | 0% | 1122
Olympus America Inc. | F10MCOMDWL | LASER COMBINER WITH DUALOUTPUT S AND DMYR LASERS | 123707 | 0% | 123707
Olympus America Inc. | F10MCOMSWL | LASER COMBINER WITH SINGLE OUTPUTS AND DMYR LASERS | 97958 | 0% | 97958
Olympus America Inc. | F10MI3ZDC | FV1000 IX81-ZDC MICROSCOPE SET, W/O X-Y STAGE | 57163 | 0% | 57163
Olympus America Inc. | F10MI4 | FV1000 IX81 MICROSCOPE SET, W/O STAGE | 37992 | 0% | 37992
Olympus America Inc. | F10MI4ZDC | FV1000 IX81-ZDC MICROSCOPE SET, W/O X-Y STAGE | 57770 | 0% | 57770
Olympus America Inc. | F10MI5S | FV1000 IX81 MICROSCOPE SET, W/RIGHT HANDLE STAGE | 39892 | 0% | 39892
Olympus America Inc. | F10MIR2 | FV1000 IX81 MICROSCOPE SET,W/RIGHT HANDLE STAGE | 33579 | 0% | 33579
Olympus America Inc. | F10MISC | 405LD UPGRADE KIT (405LDHP LASER HEAD) | 15109 | 0% | 15109
Olympus America Inc. | F10MP0001 | FV10MP-BXD;C-CHANNEL EXTERNAL DETECTOR FOR FV1000-MPE-BX2 | 31212 | 0% | 31212
Olympus America Inc. | F10MP0002 | FV10MP-IXD;2-CHANNEL EXTERNAL DETECTOR FOR FV1000-MPE-IX2 | 31212 | 0% | 31212
Olympus America Inc. | F10MP0004 | F10MP-MV/G;V/G FL CUBE FOR EXTERNAL DETECTOR | 2289 | 0% | 2289
Olympus America Inc. | F10MP0005 | F10MP-MC/Y;C/Y FL CUBE FOR EXTERNAL DETECTOR | 2289 | 0% | 2289
Olympus America Inc. | F10MP0006 | F10MP-MG/R;G/R FL CUBE FOR EXTERNAL DETECTOR | 2359 | 0% | 2359
Olympus America Inc. | F10MP0007 | F10MP-LCU;AOM ATTENATOR CONTROL UNIT | 31212 | 0% | 31212
Olympus America Inc. | F10MP0009 | F10MP-FSHTF;HIGH SPEED SHUTTER UNIT | 9364 | 0% | 9364
Olympus America Inc. | F10MP0010 | F10MP-ND;MOTORIZED LASER POWER ATTENATOR UNIT | 15606 | 0% | 15606
Olympus America Inc. | F10MP0012 | F10MP-LABN;LASER DELIVER UNIT FOR BASIC FV1000-BX61 | 46818 | 0% | 46818
Olympus America Inc. | F10MP0015 | F10MP-LAIA;LASER DELIVER UNIT FOR AOM FV1000-IX81 | 78030 | 0% | 78030
Olympus America Inc. | F10MP0018 | F10MP-BA685RIF;685NM BARRIER FILTER FOR FV1000-SU | 2081 | 0% | 2081
Olympus America Inc. | F10MP0019 | F10MP-ADM720;720NM DICHROIC MIRROR FOR FV10-ASU | 1249 | 0% | 1249
Olympus America Inc. | F10MP0020 | F10MP-FIR240;2.4M LONG EPI FIBER ILLUMINATOR UNIT | 4162 | 0% | 4162
Olympus America Inc. | F10MP0080 | 650DCSPXR, 30X42X1MM, R-690-10 64, T-430-625NM | 825 | 0% | 825
Olympus America Inc. | F10MP0081 | 650DCSPXR, 30X42X2MM, R-690-10 64, T-430-625NM | 825 | 0% | 825
Olympus America Inc. | F10MP0090 | MOTORIZED STAGE FOR BEAM EXPANDER/FV1000-MPE, REF#56430 | 7700 | 0% | 7700
Olympus America Inc. | F10MP0210 | BX2WI LASER DELIVERY SET FOR BASIC SYSTEM | 86625 | 0% | 86625
Olympus America Inc. | F10MP0431 | UPRIGHT MICROSCOPE SET BX61WIMP-3 | 24211 | 0% | 24211
Olympus America Inc. | F10MP0440 | INVERTED MICROSCOPE SET IX81MP-1 | 32227 | 0% | 32227
Olympus America Inc. | F10MP1110 | FVMP SET 10(FV1000FD/MC-MGR/MP O FOR WI) | 223240 | 0% | 223240
Olympus America Inc. | F10MP1120 | FVMP SET 20(FV1000SP/MC-MGR/MP O FOR WI) | 270043 | 0% | 270043
Olympus America Inc. | F10MPAVW | IR ALIGNMENT VIEWER,7215D-PSAC | 2000 | 0% | 2000
Olympus America Inc. | F10MW4 | FV1000 BX61WI MICROSCOPE SET,W/O STAGE | 27705 | 0% | 27705
Olympus America Inc. | F10MW4S | FV1000 BX61WI MICROSCOPE SET,W/ STAGE | 37343 | 0% | 37343
Olympus America Inc. | F10OSIM405 | FV1000 SIM SCANNER SET WITH 40 5NM LASER DIODE | 79158 | 0% | 79158
Olympus America Inc. | F10OSRASW | FV10-OSRASW;FV1000/FV1200 SUPER RESOLUTION SW/CONTROL | 5100 | 0% | 5100
Olympus America Inc. | F10PC30LB | 30 INCH LCD FLAT PANEL MONITOR | 2618 | 0% | 2618
Olympus America Inc. | F10PC30LB2 | 30 INCH LCD FLAT PANEL MONITOR | 1951 | 0% | 1951
Olympus America Inc. | F10PC30LB3 | 658554705; DELL ULTRASHARP 30"MONITOR, 2560X1600 | 1600 | 0% | 1600
Olympus America Inc. | F10PC30LB4 | 736358857;DELL ULTRASHARP 30" PREMIERCOLOR MONITOR,2560X1600 | 1600 | 0% | 1600
Olympus America Inc. | F10PC4B21 | CORE2DUO E8400 3GHZ,4GB RAM,1TB HD,XP F10ASW V2.0 PREINSTALL | 4131 | 0% | 4131
Olympus America Inc. | F10PC5A20-R | CORE2DUO E8600 3.36GHZ,3GB RAM 1TB HD,F10ASW V2.0 (REFURB) | 3410 | 0% | 3410
Olympus America Inc. | F10PC6B30-R | I7-870 2.93GHZ 4GB RAM,2TB HD WIN 7-32BIT | 3864 | 0% | 3864
Olympus America Inc. | F10PC7A40 | E5-1620 3.60GHZ 8GB RAM,2TB HD,WIN 7-64BIT | 3850 | 0% | 3850
Olympus America Inc. | F10PCBPLT | I7/2GHZ-16GB 500G HD FIREPRO/1GB DVD WIN7PRO 64BIT MS-OFFI | 3512 | 0% | 3512
Olympus America Inc. | F10PCDVI-D | DVI-D VIDEO CABLE FOR NEC 30"MONITOR | 0 | 0% | 0
Olympus America Inc. | F10PCIB | FV10-PCIB;PC INTERFACE BOARD | 1714 | 0% | 1714
Olympus America Inc. | F10PCPSTABLE | LINE POWER STABILIZER FOR PSU AND PC | 198 | 0% | 198
Olympus America Inc. | F10PENTA2DM | ZT405/458/514/559/635RPC;EX DM MOUNTED IN FRAME | 4156 | 0% | 4156
Olympus America Inc. | F10PENTADM | F10SUEDMF, F10ZTDBYRI, OAI-MICSERV, PENTA POLYCHROIC | 1653 | 0% | 1653
Olympus America Inc. | F10PSDMGR-B | FV1000-SPECTRAL DET. SYS. PACKAGE BX61-405/M_AR/543/635NM | 178929 | 0% | 178929
Olympus America Inc. | F10PSDMGR-I | FV1000-SPECTRAL DET. SYS. PACKAGE IX81-405/M_AR/543/635NM | 178929 | 0% | 178929
Olympus America Inc. | F10PSDMGR-W | FV1000-SPECTRAL DET. SYS. PACKAGE BX61WI-405M_AR/543/635NM | 178929 | 0% | 178929
Olympus America Inc. | F10PSDMYR-B | FV1000-SPECTRAL DET. SYS. PACKAGE BX61-405/M_AR/559/635NM | 199240 | 0% | 199240
Olympus America Inc. | F10PSDMYR-I | FV1000-SPECTRAL DET. SYS. PACKAGE IX81-405/M_AR/559/635NM | 199240 | 0% | 199240
Olympus America Inc. | F10PSDMYR-W | FV1000-SPECTRAL DET. SYS. PACKAGE BX61WI-405M_AR/559/635NM | 199240 | 0% | 199240
Olympus America Inc. | F10PSMYR-B | FV1000-SPECTRAL DET. SYS.PACKAGE;BX61-M_AR/559/635NM | 176753 | 0% | 176753
Olympus America Inc. | F10PSMYR-I | FV1000-SPECTRAL DET. SYS.PACKAGE;IX81-M_AR/559/635NM | 176753 | 0% | 176753
Olympus America Inc. | F10PSMYR-W | FV1000-SPECTRAL DET. SYS.PACKAGE;BX61WI-M_AR/559/635NM | 176753 | 0% | 176753
Olympus America Inc. | F10PSSYR-B | FV1000-SPECTRAL DET. SYS.PACKAGE;BX61-473/559/635NM | 173073 | 0% | 173073
Olympus America Inc. | F10PSSYR-I | FV1000-SPECTRAL DET. SYS.PACKAGE;IX81-473/559/635NM | 173073 | 0% | 173073
Olympus America Inc. | F10PSSYR-W | FV1000-SPECTRAL DET. SYS.PACKAGE;BX61WI-473/559/635NM | 173073 | 0% | 173073
Olympus America Inc. | F10PSU | FV10-PSU;POWER SUPPLY UNIT | 11357 | 0% | 11357
Olympus America Inc. | F10PSU2 | FV10-PSU-2; POWER SUPPLY UNIT | 12795 | 0% | 12795
Olympus America Inc. | F10PSU2-R | FV10-PSU-2; POWER SUPPLY UNIT | 12422 | 0% | 12422
Olympus America Inc. | F10PZT | FV1000 OBJECTIVE PIEZO FOCUSING DEVICE SET | 15091 | 0% | 15091
Olympus America Inc. | F10RISER1 | FVMPE-RS RISER UNIT WITH MODIFIED BX63LF FRAME W/O | 45219 | 0% | 45219
Olympus America Inc. | F10RSCBL | FV5-RSCBL;RS232 SERIAL DIRECT CABLE,DB9 FEMALE TO FEMALE | 55 | 0% | 55
Olympus America Inc. | F10S480B | FV10-BA465-495;CFP BARRIER FILTER | 1501 | 0% | 1501
Olympus America Inc. | F10S535B | FV10-BA520-550;YFP BARRIER FILTER | 1501 | 0% | 1501
Olympus America Inc. | F10S570B | Custom Barrier Filter 570-585 | 1020 | 0% | 1020
Olympus America Inc. | F10S575L | F10BA575-675;BARRIER FILTER | 1501 | 0% | 1501
Olympus America Inc. | F10S598B | F10BA575-620;BARRIER FILTER | 1501 | 0% | 1501
Olympus America Inc. | F10S605B | Custom Barrier Filter 605-620 | 1020 | 0% | 1020
Olympus America Inc. | F10S695B | FV10-BA660-730; BARRIER FILTER | 1668 | 0% | 1668
Olympus America Inc. | F10S700B | ET700/75M; FV 12.7MM,MAGNETRON BA, BLOCKED 380-650NM | 325 | 0% | 325
Olympus America Inc. | F10SCALERA2 | SCALEVIEW-A2;1L CLEARING & IMMERSION REAGENT FOR MICROSCOPY | 323 | 0% | 323
Olympus America Inc. | F10SD510-1 | FV10-SDM510-SP3; EMISSION BEAMSPLITTER, 510NM ? | 1501 | 0% | 1501
Olympus America Inc. | F10SD510-5 | FV10-SDM510-SP4; EMISSION BEAMSPLITTER, 510NM | 1501 | 0% | 1501
Olympus America Inc. | F10SD510-7 | FV10-SDM510-SP7; EMISSION BEAMSPLITTER, 510NM | 1501 | 0% | 1501
Olympus America Inc. | F10SD565 | t565lpxr-uf2; EMISSION BEAMSPLITTER, 565NM | 440 | 0% | 440
Olympus America Inc. | F10SD590 | Custom Emission Beam Splitter 590NM | 816 | 0% | 816
Olympus America Inc. | F10SEBGRI | 488/543/635/748NM EX BEAMSPLIT TER | 2675 | 0% | 2675
Olympus America Inc. | F10SEBYRI | DM-IDMBYR/748; 488/560/633/748NM EX BEAMSPLITTER | 3565 | 0% | 3565
Olympus America Inc. | F10SEDBG | FV10-DMVBG; 405/488/543NM EX B EAMSPLITTER | 2572 | 0% | 2572
Olympus America Inc. | F10SEDBY | FV10-DMVBY; EXCITATION DICHROI C MIRROR 405/488/559NM | 2675 | 0% | 2675
Olympus America Inc. | F10SEDGY | FV10SEDGY;405/515/559 EX BEAMS PLITTER | 1292 | 0% | 1292
Olympus America Inc. | F10SEDS | FV10-DM405/473; DM405/473 EX B EAMSPLITTER | 1714 | 0% | 1714
Olympus America Inc. | F10SEDSY | FV10-DMVSY;405/473/559NM EX BE AMSPLITTER | 2858 | 0% | 2858
Olympus America Inc. | F10SEDV | FV10-DM440; 405-440NM EX BEAMS PLITTER | 1501 | 0% | 1501
Olympus America Inc. | F10SEDVM | FV10-DM440/515; 440/515NM EX B EAMSPLITTER | 2145 | 0% | 2145
Olympus America Inc. | F10SEGBY | FV10SEDGY;405/515/559 EX BEAMSPLITTER | 1292 | 0% | 1292
Olympus America Inc. | F10SEMLA | 458/515NM EX BEAMSPLITTER | 2145 | 0% | 2145
Olympus America Inc. | F10SESYRI | FV1000 473/559/635/748NM EX BE AMSPLITTER | 2675 | 0% | 2675
Olympus America Inc. | F10SEVBYR | 440/488/568/633NM EX BEAMSPLIT TER | 3699 | 0% | 3699
Olympus America Inc. | F10SEVMYR | 440/515/568/633NM EX BEAMSPLIT TER | 3699 | 0% | 3699
Olympus America Inc. | F10SF4DMGR | FV1000 FILTER SET FOR FV10DETX 4CH & F10OSLD405/F10OFLD405 | 5900 | 0% | 5900
Olympus America Inc. | F10SFSMYR2 | FV10-FSBYR561; FILTER SET FOR FV10-SPD;458/488/515/561/633EX | 9524 | 0% | 9524
Olympus America Inc. | F10SHASLOT | FV10-SHASLOT;SHUTTER UNIT FOR 2CH IX NON-DESCAN DETECTOR | 537 | 0% | 537
Olympus America Inc. | F10SIMBS515 | FV10-ADM515;515NM BEAMSPLITTER MIRROR CUBE FOR ASU | 2858 | 0% | 2858
Olympus America Inc. | F10SIMBSDB | FV10-ADM405/488;BS FOR SIM SCAN UNIT,10% TRANS OF MAIN 488NM | 2496 | 0% | 2496
Olympus America Inc. | F10SIMBSDB2 | FV10-ADMV/B-2;BS FOR SIM SCAN UNIT,15% TRANS OF MAIN 488NM | 2933 | 0% | 2933
Olympus America Inc. | F10SIMBSDS | FV10-ADM405/473;405/473NM BEAM SPLITTER MIRROR CUBE FOR ASU | 2858 | 0% | 2858
Olympus America Inc. | F10SIMBSM1 | F10SIMBSM1;BS MIRROR FOR F10SI MEBSC, 10% SIM LASER REF | 694 | 0% | 694
Olympus America Inc. | F10SIMBSV | FV10-ADM450; 450 BEAMSPLITTER CUBE FOR SIM SCAN UNIT | 2572 | 0% | 2572
Olympus America Inc. | F10SIMBSY | FV10-ADM559;559NM BEAMSPLITTER MIRROR CUBE FOR ASU | 2858 | 0% | 2858
Olympus America Inc. | F10SIMFBDMYR | FV1000-FILTER PKG;BX61-405/ /M-AR/559/635NM,SIM & DP COMB | 203949 | 0% | 203949
Olympus America Inc. | F10SIMFBDSYR | FV1000-FILTER PKG;BX61-405/473/559/635NM,SIM & DP COMB | 200589 | 0% | 200589
Olympus America Inc. | F10SIMFIDMYR | FV1000-FILTER PKG;IX81-405/M-AR/559/635NM,SIM & DP COMB | 203949 | 0% | 203949
Olympus America Inc. | F10SIMFIDSYR | FV1000-FILTER PKG;IX81-405/473/559/635NM,SIM & DP COMB | 200589 | 0% | 200589
Olympus America Inc. | F10SIMFWDMYR | FV1000-FILTER PKG;BX61WI-405/M-AR/559/635NM,SIM & DP COMB | 203949 | 0% | 203949
Olympus America Inc. | F10SIMFWDSYR | FV1000-FILTER PKG;BX61WI-405 /473/559/635NM,SIM & DP COMB | 200589 | 0% | 200589
Olympus America Inc. | F10SIMSU | FV10-ASU; OPTIONAL SIM SCAN UNIT | 27748 | 0% | 27748
Olympus America Inc. | F10SIMSUDP | FV10-ASU/D,DUALPORT SIM SCANNER FOR IR/VIS STIMULATION | 35056 | 0% | 35056
Olympus America Inc. | F10SNPXL-W | FV10-SNPXLU; SINGLE NOSEPIECE WITH DIC PRISM FOR XL OBJ | 2144 | 0% | 2144
Olympus America Inc. | F10SPIXENCXY | H117P1I4;PROSCAN ENCODED XY STAGE F/IX2,4.5X3" TRAVEL, 1MM | 18830 | 0% | 18830
Olympus America Inc. | F10SRE-W | FV10-SRE;SWING NOSEPIECE WITH DIC PRISM | 4287 | 0% | 4287
Olympus America Inc. | F10STWIL-W | FV10-STWIL;40MM EXT STRUCTURAL FRAME FOR FV1000 SCAN UNIT | 3870 | 0% | 3870
Olympus America Inc. | F10SUAD-B | FV10-SUBX;SCAN UNIT ADAPTER FOR BX61 W/AUTO FL TURRET | 3643 | 0% | 3643
Olympus America Inc. | F10SUAD-I | FV10-SUIX; SCAN UNIT ADAPTER WITH IX81 W/AUTO FL TURRET | 3643 | 0% | 3643
Olympus America Inc. | F10SUEDMF | FV10-DM-OPT;EXCITATION BEAMSPL ITTER MIRROR FRAM FOR FV1000SU | 261 | 0% | 261
Olympus America Inc. | F10SUEDMF-SP | FV10-DMOPT-BAYL;EXCITATION BEAMSPLITTER MIRROR FRAME F/FV100 | 216 | 0% | 216
Olympus America Inc. | F10SULM450 | FV10-MDM450; LASER MIXING BEAM SPLITTER IN SU FOR 405LD,440L | 2145 | 0% | 2145
Olympus America Inc. | F10SWA | FV10-ASW; FV1000 PREMIUM SOFTWARE | 26783 | 0% | 26783
Olympus America Inc. | F10SWA1 | FV10-ASW-V1; FV1000 PREMIUN SOFTWARE, V1.5 | 26524 | 0% | 26524
Olympus America Inc. | F10SWA1T4 | FV10-ASW-UP4: FV1200 SOFTWARE VER 4 UPGRADE | 2680 | 0% | 2680
Olympus America Inc. | F10SWA4RS | FV10-ASWRS-V4; REVIEW STATION SOFTWRE V4, REQ F10PC5A20 OR | 2893 | 0% | 2893
Olympus America Inc. | F10SWDMP | FV10-DMPASW;DIFFUSION MEASUREM NT PACKAGE SW | 11905 | 0% | 11905
Olympus America Inc. | F10SWIF2 | FV1000 PC INTERFACE CARD AND SOFTWARE LICENSE | 29034 | 0% | 29034
Olympus America Inc. | F10SWMMP | F10MMASW; MAPPING AND MULTI POINT SOFTWARE | 10060 | 0% | 10060
Olympus America Inc. | F10SWSTP | FV10-MSASW; SCANNING STAGE CONTROL SOFTWARE FOR F10PCSWA3 | 5627 | 0% | 5627
Olympus America Inc. | F10TD | FV10-TD;TRANSMITTED LIGHT DETECTOR | 7501 | 0% | 7501
Olympus America Inc. | F10TIRF | FV10-EVA;EVA ILLUMINATOR W/FL OBSERVATION CUBE FOR 488NM | 16499 | 0% | 16499
Olympus America Inc. | F10TIRFCBY | F10TIRF-FL CUBE, 488/561EX, 52 0/40 & 595/40EM | 1951 | 0% | 1951
Olympus America Inc. | F10TLID | FV10-TLID; TRANSMITTED LIGHT HOUSING PORT LID | 620 | 0% | 620
Olympus America Inc. | F10TSBD | T7284, TETRASPECK BEADS | 325 | 0% | 325
Olympus America Inc. | F10WIAD-W | FV10-WIAD40;FL ILL RISER W/40MM EXT WI-NPA & COND. RAISER | 6191 | 0% | 6191
Olympus America Inc. | F10WIAD-WSP2 | FV10MP-WIAD40-SP2; FL ILL RIS W/40MM EXT WI-NPA &COND.RIS | 6191 | 0% | 6191
Olympus America Inc. | F10ZAVTAOM | 5108H-59104-31;ANTI-VIBRA TABLE,120"X 59",FOR MPH W/SIM | 7390 | 0% | 7390
Olympus America Inc. | F10ZAVTNPN | LEG STAND AND ACCESSPRIES FOR MULTIPHOTON TABLE TOP | 6795 | 0% | 6795
Olympus America Inc. | F10ZDMYOR | 559/594/635 Custom Polychroic DM for FV1200 INCLUDING LCOM MOD | 21420 | 0% | 21420
Olympus America Inc. | F10ZDMYTOM | 405/515/561 Custom Polychroic DM for FV1200 | 1224 | 0% | 1224
Olympus America Inc. | F10ZL748MGRI | KIT F10LD748, F10FUR748, F10CSEBGRI,F10SUEDMF, F10SD750 | 30600 | 0% | 30600
Olympus America Inc. | F10ZLD748DMYR | F10LD748, F10FUR748,F10SEBYRI, F10SD750 | 31518 | 0% | 31518
Olympus America Inc. | F10ZMCOMBUP | FV1000 M-LASER DUAL COMBINER AND FILTER SET FOR AN/NJS DEMO | 179777 | 0% | 179777
Olympus America Inc. | F10ZMP1126SP | FV1000-MPE-SPD-BX61WI DMYR FOR BASIC/AOM W/SIM405 | 424480 | 0% | 424480
Olympus America Inc. | F10ZMPE005-2 | FV1000-MPE/CLSM FILTER SET; BX 61WI,MGR, W/O IR DELIVERY UNIT | 241096 | 0% | 241096
Olympus America Inc. | F10ZMPE220 | FV1000-MPE BX2WI LASER DELIVERY SYSTEM FOR AOM SYSTEM | 95130 | 0% | 95130
Olympus America Inc. | F10ZND405 | FV1000 ND FILTER FOR FV-LD405H TO FV-LD405D CONVERSION | 1373 | 0% | 1373
Olympus America Inc. | F10ZO748LD | FV1000 748LD SET FOR USTAR CENTER | 37313 | 0% | 37313
Olympus America Inc. | F10ZS770LP1 | ET770LP;LONG PASS BARRIER FILTER | 1111 | 0% | 1111
Olympus America Inc. | F10ZSILGAL1 | SILVER COATED GALVO UNIT | 20399 | 0% | 20399
Olympus America Inc. | F10ZSILGALVO | SILVER COATED GALVO UNIT | 22193 | 0% | 22193
Olympus America Inc. | F10ZT860LPXR | ZT860LPXR; SIM MIXING DICHROIC FOR MPE. 42X30X2MM W/NOTCH | 850 | 0% | 850
Olympus America Inc. | F10-ZT-DBYOR | ZT405/458/514/559/635; BARE FILTER | 3800 | 0% | 3800
Olympus America Inc. | F12ADP594 | FV12-LCM594KIT; adapter for 594 laser head | 12240 | 0% | 12240
Olympus America Inc. | F12AX8256 | FV12MPE-4-U(E);FV1200MPE USER'S MANUAL SET FOR VER4 | 155 | 0% | 155
Olympus America Inc. | F12AX8270 | FV12MPE-4-S(E);FV1200MPE SERVICE MANUAL FOR VER4 | 163 | 0% | 163
Olympus America Inc. | F12BA573-613 | 593/40 BrightLine Bandpass Filter, 12.7mm (unhoused) | 400 | 0% | 400
Olympus America Inc. | F12BA663-733 | 698/70 BrightLine Bandpass Filter, 12.7mm (unhoused) | 475 | 0% | 475
Olympus America Inc. | F12CFBMGR | FV1200 FILTER CORE SET; BX61,M_AR/543/635NM | 77225 | 0% | 77225
Olympus America Inc. | F12CFBMYR | FV1200 FILTER CORE SET;BX61,M_AR/559/635NM | 94298 | 0% | 94298
Olympus America Inc. | F12CFBMYR1 | FV1200 FILTER CORE SET; BX61,M_AR/561/635NM | 94298 | 0% | 94298
Olympus America Inc. | F12CFBS | FV1200 FILTER CORE SET; BX61,473NM | 70268 | 0% | 70268
Olympus America Inc. | F12CFBS2 | FV1200 FILTER CORE SET; BX61, 473NM | 70268 | 0% | 70268
Olympus America Inc. | F12CFBSG | FV1200 FILTER CORE SET; BX61, 473/543NM | 67405 | 0% | 67405
Olympus America Inc. | F12CFBSYR | FV1200 FILTER CORE SET; BX61, 473/559/635NM | 87118 | 0% | 87118
Olympus America Inc. | F12CFI3MGR | FV1200 FILTER CORE SET; IX83, M_AR/543/635NM | 76334 | 0% | 76334
Olympus America Inc. | F12CFI3MYR | FV1200 FILTER CORE SET; IX83,M_AR/559/635NM | 93409 | 0% | 93409
Olympus America Inc. | F12CFI3S | FV1200 FILTER CORE SET; IX83, 473NM | 67356 | 0% | 67356
Olympus America Inc. | F12CFI3S2 | FV1200 FILTER CORE SET; IX83, 473NM | 67356 | 0% | 67356
Olympus America Inc. | F12CFI3SG | FV1200 FILTER CORE SET; IX83, 473/543NM | 64578 | 0% | 64578
Olympus America Inc. | F12CFI3SYR | FV1200 FILTER CORE SET; IX83, 473/559/635NM | 86227 | 0% | 86227
Olympus America Inc. | F12CFIMGR | FV1200 FILTER CORE SET; IX81, M_AR/543/635NM | 77225 | 0% | 77225
Olympus America Inc. | F12CFIMYR | FV1200 FILTER CORE SET; IX81 M_AR/559/635NM | 94298 | 0% | 94298
Olympus America Inc. | F12CFIS | FV1200 FILTER CORE SET; IX81, 473NM | 70268 | 0% | 70268
Olympus America Inc. | F12CFISG | FV1200 FILTER CORE SET, IX81, 473/543NM | 67405 | 0% | 67405
Olympus America Inc. | F12CFISYR | FV1200 FILTER CORE SET; IX81, 473/559/635NM | 87118 | 0% | 87118
Olympus America Inc. | F12CFWMGR | FV1200 FILTER CORE SET; BX61 WI,M_AR/543/635NM | 77225 | 0% | 77225
Olympus America Inc. | F12CFWMYR | FV1200 FILTER CORE SET;BX61WI,M_AR/559/635NM | 94298 | 0% | 94298
Olympus America Inc. | F12CFWS | FV1200 FILTER CORE SET; BX61WI, 473NM | 70268 | 0% | 70268
Olympus America Inc. | F12CFWS2 | FV1200 FILTER CORE SET; BX61WI, 473NM | 70268 | 0% | 70268
Olympus America Inc. | F12CFWSG | FV1200 FILTER CORE SET; BX61WI, 473/543NM | 67405 | 0% | 67405
Olympus America Inc. | F12CFWSYR | FV1200 FILTER CORE SET; BX61WI, 473/559/635NM | 87118 | 0% | 87118
Olympus America Inc. | F12CI3MEX | FV1200MPE EXCL CORE SET FOR IX83 | 67668 | 0% | 67668
Olympus America Inc. | F12CIMEX | F12CIMEXE EXCL CORE SET FOR IX81 | 67668 | 0% | 67668
Olympus America Inc. | F12CS514-75 | 1176564; SAPPHIRE 514 CDRH LASER SYSTEM: 75MW | 13949 | 0% | 13949
Olympus America Inc. | F12CS588-FP | 1277038; SAPPHIRE 588-FP OEM LASER HEAD WEC: 40MW | 11205 | 0% | 11205
Olympus America Inc. | F12CSBMGR | FV1200 SPECTRAL CORE SET; BX61,M_AR/543/635NM | 115165 | 0% | 115165
Olympus America Inc. | F12CSBMYR | FV1200 SPECTRAL CORE SET; BX61,M_AR/559/635NM | 132238 | 0% | 132238
Olympus America Inc. | F12CSBSYR | FV1200 SPECTRAL CORE SET; BX61, 473/559/635NM | 125057 | 0% | 125057
Olympus America Inc. | F12CSI3MGR | FV1200 SPECTRAL CORE SET;IX83, M_AR/543/635NM | 114274 | 0% | 114274
Olympus America Inc. | F12CSI3MYR | FV1200 SPECTRAL CORE SET; IX83, M_AR/559/635NM | 131349 | 0% | 131349
Olympus America Inc. | F12CSI3SYR | FV1200 SPECTRAL CORE SET;IX83, 473/559/635NM | 124167 | 0% | 124167
Olympus America Inc. | F12CSIMGR | FV1200 SPECTRAL CORE SET; IX81, M_AR/543/635NM | 115165 | 0% | 115165
Olympus America Inc. | F12CSIMYR | FV1200 SPECTRAL CORE SET; IX81, M_AR/559/635NM | 132238 | 0% | 132238
Olympus America Inc. | F12CSINTLOCK | 1102726; ASSY: INTLK DEFEAT CONN W/ LAMP: SAPPHIRE P.S. | 58 | 0% | 58
Olympus America Inc. | F12CSISYR | FV1200 SPECTRAL CORE SET; IX81473/559/635NM | 125057 | 0% | 125057
Olympus America Inc. | F12CSLPDRV | 1189089; SAPPHIRE LP USB CDRH DRIVER UNIT W/ DISPLAY | 1525 | 0% | 1525
Olympus America Inc. | F12CSLPHSINK | 1110061; SAPPHIRE LP HEATSINK ROHS COMPL. | 446 | 0% | 446
Olympus America Inc. | F12CSWMGR | FV1200 SPECTRAL CORE SET BX61 WI,M_AR/543/635NM | 115165 | 0% | 115165
Olympus America Inc. | F12CSWMYR | FV1200 SPECTRAL CORE SET; BX61WI,M_AR/559/635NM | 132238 | 0% | 132238
Olympus America Inc. | F12CSWSYR | FV1200 SPECTRAL CORE SET; BX61WI, 473/559/635NM | 125057 | 0% | 125057
Olympus America Inc. | F12CWMEX | FV1200MPE EXCL CORE SET FOR BX61WI | 67651 | 0% | 67651
Olympus America Inc. | F12CWMEXM | FV1200MPE EXCL CORE SET FOR BX61WI MOTORIZED | 67651 | 0% | 67651
Olympus America Inc. | F12DSNPM34 | WI-DSNPM34;M34 SINGLE NOSEPIECE FOR FV1200/1000 | 677 | 0% | 677
Olympus America Inc. | F12FIRECARD | C1394A;FIREWIRE CARD, LOW PROFILE | 71 | 0% | 71
Olympus America Inc. | F12-GALVO | LSM SILVER GALVO SET FOR FV1200 | 22193 | 0% | 22193
Olympus America Inc. | F12GASP | FV12-HSD;OPTIONAL HIGH SENSITIVITY GAASP DESCAN DETECTOR | 44449 | 0% | 44449
Olympus America Inc. | F12HGAD | FV12-HGAD;FL ILL ADAPTOR FOR FV1200 | 1306 | 0% | 1306
Olympus America Inc. | F12IX3GCP | IX3-GCP-FV;SPECIAL GLASS INSERT PLATE | 634 | 0% | 634
Olympus America Inc. | F12IX3TFC | FV12-IXCOV;IX3 TRANSMISSION FILTER COVER | 344 | 0% | 344
Olympus America Inc. | F12LCCOLLI | TC12FC543; FC/PC Triplet Collimator, f=11.80mm,543nm,NA=0.28 | 800 | 0% | 800
Olympus America Inc. | F12LCM588 | LASER COMBINER MODIFICATION KIT FOR LD588 | 6243 | 0% | 6243
Olympus America Inc. | F12LD588UPK | FV1200 System 588nm Upgrade Kit - Univ. of Michigan | 1383 | 0% | 1383
Olympus America Inc. | F12LD588UPK2 | FV1200 System 588nm Upgrade Kit 2 - Univ. of Michigan | 2855 | 0% | 2855
Olympus America Inc. | F12LHUVP | SNV-02E-10C; MICROCHIP UV LASER, 355NM, 13MW, PULSED | 16671 | 0% | 16671
Olympus America Inc. | F12LPUVP | MLC-03A-DR1; MICROCHIP POWER SUPPLY | 1473 | 0% | 1473
Olympus America Inc. | F12MBF | FV1200 BX61 MICROSCOPE SET, W/O STAGE | 28077 | 0% | 28077
Olympus America Inc. | F12MBS | FV1200 BX61 MICROSCOPE SET, W/ STAGE | 28831 | 0% | 28831
Olympus America Inc. | F12MHBVE | FITER CUBE FOR OPT. HIGH SENSI TVTY DESCAN DETECT.(405-458/51 | 2223 | 0% | 2223
Olympus America Inc. | F12MHBY | FITER CUBE FOR OPT. HIGH SENSI TVTY DESCAN DETECTOR(488/559) | 2223 | 0% | 2223
Olympus America Inc. | F12MHOPT | OPTIONAL FILTER CUBE F/HIGH SENSITIVITY DESCAN DETECTOR | 1112 | 0% | 1112
Olympus America Inc. | F12MHSY | FITER CUBE FOR OPT. HIGH SENSI TVTY DESCAN DETECTOR(473/559) | 2223 | 0% | 2223
Olympus America Inc. | F12MHYR | FITER CUBE FOR OPT. HIGH SENSI TVTY DESCAN DETECTOR(559/635) | 2223 | 0% | 2223
Olympus America Inc. | F12MI | FV1200 IX81 MICROSCOPE SET, W/O STAGE | 38421 | 0% | 38421
Olympus America Inc. | F12MI3S1 | FV1200 IX83 MICROSCOPE SET,W/RIGHT HANDLE STAGE. OT F12MIS1 | 47178 | 0% | 47178
Olympus America Inc. | F12MI3Z1 | FV1200 IX83-ZDC MICROSCOPE SET, W/O X-Y STAGE. OT F12MIZ1 | 59527 | 0% | 59527
Olympus America Inc. | F12MIS | FV1200 IX81 MICROSCOPE SET, W/RIGHT HANDLE STAGE | 40321 | 0% | 40321
Olympus America Inc. | F12MIZ | FV1200 IX81-ZDC MICROSCOPE SETW/O X-Y STAGE | 58199 | 0% | 58199
Olympus America Inc. | F12MMI | FV1200MPE IX81 MICROSCOPE SET,W/O STAGE | 38547 | 0% | 38547
Olympus America Inc. | F12MMIS | FV1200MPE IX81 MICROSCOPE SET,W/RIGHT HANDLE STAGE | 40448 | 0% | 40448
Olympus America Inc. | F12MMIZ | FV1200MPE I81-ZDC MICROSCOPE SET, W/O X-Y STAGE | 58200 | 0% | 58200
Olympus America Inc. | F12MW | FV1200 BX61WI MICROSCOPE SET,NO TRI,LAMPS,NOSE PIECE OR STG | 16917 | 0% | 16917
Olympus America Inc. | F12MWL | FV1200 BX61WI MICROSCOPE SET, NO STAGE, HAL LAMP OR TRINOC | 28438 | 0% | 28438
Olympus America Inc. | F12MWS | FV1200 BX61 WI MICROSCOPE SET,W/TRI & STAGE, NOSE PIECE | 33143 | 0% | 33143
Olympus America Inc. | F12PCUPGRADE | FV1200 PC workstation upgrade | 8280 | 0% | 8280
Olympus America Inc. | F12PENTA3AFL | AUX EMISSION DM&BA FILTER SET FOR F12PENTA3DM, FD, GAASP DSD | 6763 | 0% | 6763
Olympus America Inc. | F12PENTA3DM | 405/448/543/588/635; EX DM MOUNTED IN FRAME | 12485 | 0% | 12485
Olympus America Inc. | F12S440B | 440/40 BrightLine Bandpass Filter, 12.7 mm (unhoused) | 400 | 0% | 400
Olympus America Inc. | F12S510B | FF01-510/42; 510/42 BrightLine Bandpass Filter, 12.7mm (unhoused) | 370 | 0% | 370
Olympus America Inc. | F12S550B | FF01-550/32-12.7-D; 550/32 BrightLine bandpass filter, 12.7 mm (unhoused) | 450 | 0% | 450
Olympus America Inc. | F12S708LB | FF01-708/75-12.7-D; Barrier filter | 500 | 0% | 500
Olympus America Inc. | F12SD473 | Di02-R442-12.7-D; Emission beamsplitter, 473 nm | 405 | 0% | 405
Olympus America Inc. | F12SD560 | FF560-Di01-12.7-D; Emission beamsplitter, 560nm | 255 | 0% | 255
Olympus America Inc. | F12SD640 | FF640-FDi01-12.7-D; Emission beamsplitter, 640 nm | 500 | 0% | 500
Olympus America Inc. | F12SDM640 | 640 BrightLine Dichroic Beamsplitter, 25.2 x 35.6mm (unhoused) | 400 | 0% | 400
Olympus America Inc. | F12SEVMYR | 440/515/568/633NM EX BEAMSPLITTER | 1150 | 0% | 1150
Olympus America Inc. | F12SWA | F12SWA; FV1200 SW VER 4, IF CARD, MANUALS | 24144 | 0% | 24144
Olympus America Inc. | F12SWAM | F12SWAM;FV1200MPE SW VER. 4 IFCARD,MANUALS,SAFETY KITS | 30802 | 0% | 30802
Olympus America Inc. | F12SWAME | F12SWAME;FV1200MPE SW VER. 4, IF CARD,MANUALS,SAFETY KITS | 28811 | 0% | 28811
Olympus America Inc. | F12UVSIMUP | UV SIM upgrade kit for OHSU | 52020 | 0% | 52020
Olympus America Inc. | F12VIBBRKT | VIB-BRKT; ISOLATOR MOUNTING BRACKET | 45 | 0% | 45
Olympus America Inc. | F12VIBISO | VIB320-4485; VIBE ISOLATOR 44-85 LBS | 550 | 0% | 550
Olympus America Inc. | F12VIBPLATE | VIP320-2430A; PLATE FOR ANTIVIB PLATFORM FOR IX83 | 985 | 0% | 985
Olympus America Inc. | F12VIBPLT2 | 04SI71845; CUSTOM VIP3200-Y PLATFORM FOR IX83 FV1200 | 3300 | 0% | 3300
Olympus America Inc. | F12VIBPLT3 | VIP320-2430-120260; VIBE PLATFORM 24"X30", 120-260LBS | 2495 | 0% | 2495
Olympus America Inc. | F12Z635-80 | KIT; 635NM 80MW DIODE LASER | 11263 | 0% | 11263
Olympus America Inc. | F12Z640LDAD | FV12-OBIS-BP;LD MOUNT for OBIS 640LD on M-COMBINER | 2165 | 0% | 2165
Olympus America Inc. | F12ZBXWP | F12ZBXWP; GANTRY FRAME FOR FVMPE-RS | 156060 | 0% | 156060
Olympus America Inc. | F12ZDCBA | FV12-ZDCBA;IX3-ZDC BARRIER FILTER SET FOR FV1200 | 1132 | 0% | 1132
Olympus America Inc. | F12ZEM450BP | ET450/50M; EMISSION FILTER, BLOCKING 405/488/543/588/640 | 506 | 0% | 506
Olympus America Inc. | F12ZEM515BP | ET515/30M; EMISSION FILTER, BLOCKING 405/488/543/588/640 | 506 | 0% | 506
Olympus America Inc. | F12ZEM565BP | ET565/20M; EMISSION FILTER, BLOCKING 405/488/543/588/640 | 506 | 0% | 506
Olympus America Inc. | F12ZFOLIO | FV1200FB-HUNT; FV1200 system for Folio Photonics | 168300 | 0% | 168300
Olympus America Inc. | F12ZLCDM514R | ZT518DCRB-UF2; BEAMSPLITTER FOR F30LCMODADL LASER COMBINER | 1266 | 0% | 1266
Olympus America Inc. | F12ZMCCOV | FV12-OBIS-CV;MULTICOMBINER COVER FOR OBIS | 688 | 0% | 688
Olympus America Inc. | F12ZMHEM690B | ET690/70M; EM FILTER, BLOCK 405/488/543/588/640 FOR F12MHOPT | 506 | 0% | 506
Olympus America Inc. | F12ZPENTEXDM | ZT405/488/543/588/640RPC-UF2; EX BEAMSPLITTER | 5911 | 0% | 5911
Olympus America Inc. | F12ZSDM490 | T490LPXRR; EMISSION BEAMSPLITTER, 490NM | 350 | 0% | 350
Olympus America Inc. | F12ZSDM540 | T540LPXRR; EMISSION BEAMSPLITTER, 540NM | 350 | 0% | 350
Olympus America Inc. | F12ZSDM585 | T585LPXRR; EMISSION BEAMSPLITTER, 585NM | 350 | 0% | 350
Olympus America Inc. | F12ZSDM640 | T640LPXRR; EMISSION BEAMSPLITTER, 640NM | 350 | 0% | 350
Olympus America Inc. | F12ZT355 | T370LPXR-UF2; SIM MIXING DM, REF355, TRN405-635, 30X40X2MM | 894 | 0% | 894
Olympus America Inc. | F30-552-MOD | F30ADP552 (i.e.FV30-ADP552-SP) & F30NDMVBOIR2 (i.e.FV30-NDM458/552-SP); Customized 458/552/IR NDD DM and adapter for 552 laser diode | 25346 | 0% | 25346
Olympus America Inc. | F30ADM800 | FV30-ADM800;800NM DM FOR SIM SCANNER | 3002 | 4.5% | 2866.91
Olympus America Inc. | F30ADMOPT | F30ADMDMOPT;EMPTY DM HOLDER FOR SIM SCANNER | 801 | 4.5% | 764.955
Olympus America Inc. | F30ADP405 | FV30-ADP405;ADAPTOR FOR 405LASER HEAD | 3202 | 4.5% | 3057.91
Olympus America Inc. | F30ADP458 | FV30-ADP458;ADAPTOR FOR 458LASER HEAD | 3202 | 4.5% | 3057.91
Olympus America Inc. | F30ADP561 | FV12-LCM561(BF7025);OBIS 561 adaptor for FV10-MCOMB | 1020 | 0% | 1020
Olympus America Inc. | F30ADP588 | FV30-ADP588;ADAPTOR FOR 588LASER HEAD | 3202 | 4.5% | 3057.91
Olympus America Inc. | F30ADP640 | FV30-ADP640; Adaptor for 640 laser head | 3202 | 4.5% | 3057.91
Olympus America Inc. | F30AGAPD | FV30-AGAPD;ADDITIONAL GAASP NDDS FOR EPI LIGHT PATH | 40016 | 4.5% | 38215.28
Olympus America Inc. | F30ARXD | FV30-ARXD;ADDITIONAL NDDS FOR EPI LIGHT PATH | 19208 | 4.5% | 18343.64
Olympus America Inc. | F30BA750RXD | FV30-BA750RXD;750NM SHORT PASS FILTER FOR RXD | 1601 | 4.5% | 1528.955
Olympus America Inc. | F30BA750TXD | FV30-BA750TXD;750NM SHORT PASS FILTER FOR TXD | 1601 | 4.5% | 1528.955
Olympus America Inc. | F30BAOPT | Empty barrier filter mount for FVMPE-RS | 2040 | 4.5% | 1948.2
Olympus America Inc. | F30BPBXL | FV30-BPBXL;BASE PLATE W/SCREWS FOR BX63LF | 1802 | 4.5% | 1720.91
Olympus America Inc. | F30BX63CBH | BX63L-CBH;CONTROL BOX FOR BX63LF | 7392 | 4.5% | 7059.36
Olympus America Inc. | F30BX63CSLNP | BX63L-DSLNPS;CODED SLIDE NOSEPIECE | 6603 | 4.5% | 6305.865
Olympus America Inc. | F30BX63CSWNP | BX63L-DSGNPS;CODED SWING NOSEPIECE | 6204 | 4.5% | 5924.82
Olympus America Inc. | F30BX63D6RES | BX63L-D6RES;CODED 6-POSITION NOSEPIECE | 1002 | 4.5% | 956.91
Olympus America Inc. | F30BX63LF | BX63LF;BX63 UPRIGHT MICROSCOPE FRAME FOR LASER CONFOCAL USE | 14007 | 4.5% | 13376.685
Olympus America Inc. | F30BX63LF-IA | FVMPE-RS BX63LF Riser Frame | 45219 | 0% | 45219
Olympus America Inc. | F30BX63LF-IA-ADP | Stage adaptor for FVMPE-RS BX63LF Riser Frame | 20400 | 4.5% | 19482
Olympus America Inc. | F30BX63NPA40 | BX63L-NPA40;40MM EXTENDED NOSEPIECE ARM | 5402 | 4.5% | 5158.91
Olympus America Inc. | F30BX63READ | BX63L-READ;NOSEPIECE ADAPTOR | 601 | 4.5% | 573.955
Olympus America Inc. | F30BX63SVLAD | BX63L-SVLAD;STAGE ADAPTOR | 801 | 4.5% | 764.955
Olympus America Inc. | F30CO375LH16 | 1185045; 375nm LASER DIODE; 16mw | 9644 | 4.5% | 9210.02
Olympus America Inc. | F30CO375LH50 | 1185046; 375nm LASER DIODE; 50mw | 11404 | 4.5% | 10890.82
Olympus America Inc. | F30CO405-50 | 1178752;LASER DIODE SYSTEM 405NM,CW 50MW | 12460 | 4.5% | 11899.3
Olympus America Inc. | F30CO405LH100 | 1185049; 405nm LASER DIODE; 100mw | 6794 | 4.5% | 6488.27
Olympus America Inc. | F30CO405LH140 | 1265576; 405nm LASER DIODE; 140mw | 8154 | 4.5% | 7787.07
Olympus America Inc. | F30CO405LH200 | 1185050; 405nm LASER DIODE; 200mw | 11404 | 4.5% | 10890.82
Olympus America Inc. | F30CO422LH100 | 1224333; 422nm LASER DIODE; 100mw | 11404 | 4.5% | 10890.82
Olympus America Inc. | F30CO445-75 | 1178758; 445nm LASER DIODE SYSTEM;75mW | 13800 | 4.5% | 13179
Olympus America Inc. | F30CO445LH75 | 1185051; 445nm LASER DIODE; 75mw | 9644 | 4.5% | 9210.02
Olympus America Inc. | F30CO458LH75 | 1228315; 458nm LASER DIODE; 75mw | 9644 | 4.5% | 9210.02
Olympus America Inc. | F30CO473LH75 | 1185052; 473nm LASER DIODE; 75mw | 9644 | 4.5% | 9210.02
Olympus America Inc. | F30CO488-100 | 1226420; ;488nm LASER DIODE SYSTEM;100mW | 16180 | 4.5% | 15451.9
Olympus America Inc. | F30CO488-20 | 1178768;OBIS 488nm LS 20mW LASER SYSTEM | 14250 | 4.5% | 13608.75
Olympus America Inc. | F30CO488LH100 | 1226419; 488nm LASER DIODE; 100mw | 10812 | 4.5% | 10325.46
Olympus America Inc. | F30CO488LH150 | 1220123; 488nm LASER DIODE; 150mw | 11153 | 4.5% | 10651.115
Olympus America Inc. | F30CO488LH20 | 1178767; 488nm LASER DIODE; 20mw | 7331 | 4.5% | 7001.105
Olympus America Inc. | F30CO488LH50 | 1185053; 488nm LASER DIODE; 50mw | 8433 | 4.5% | 8053.515
Olympus America Inc. | F30CO488LH60 | 1178769; 488nm LASER DIODE; 60mw | 8160 | 4.5% | 7792.8
Olympus America Inc. | F30CO488LH80 | 1230933; 488nm LASER DIODE; 80mw | 10065 | 4.5% | 9612.075
Olympus America Inc. | F30CO505LH50 | 1270955; 505nm LASER DIODE; 50mw | 9644 | 4.5% | 9210.02
Olympus America Inc. | F30CO514-15 | 1216052;514nm PIGTAIL LASER DIODE SYSTEM;15mW | 16893 | 4.5% | 16132.815
Olympus America Inc. | F30CO514LH20 | 1178771; 514nm LASER DIODE; 20mw | 7604 | 4.5% | 7261.82
Olympus America Inc. | F30CO515-40 | 1202822; 515nm LASER DIODE SYSTEM;40mW | 9978 | 4.5% | 9528.99
Olympus America Inc. | F30CO520LH40 | 1202826; 520nm LASER DIODE; 40mw | 5298 | 4.5% | 5059.59
Olympus America Inc. | F30CO532LH100 | 1261781; 532nm LASER DIODE; 100mw | 11424 | 4.5% | 10909.92
Olympus America Inc. | F30CO532LH150 | 1280718; 532nm LASER DIODE; 150mw | 12785 | 4.5% | 12209.675
Olympus America Inc. | F30CO532LH20 | 1261777; 532nm LASER DIODE; 20mw | 6584 | 4.5% | 6287.72
Olympus America Inc. | F30CO532LH50 | 1261779; 532nm LASER DIODE; 50mw | 8025 | 4.5% | 7663.875
Olympus America Inc. | F30CO532LH80 | 1264453; 532nm LASER DIODE; 80mw | 9725 | 4.5% | 9287.375
Olympus America Inc. | F30CO552-20 | 1178780;552NM LS 20MW LASER SYSTEM | 11002 | 4.5% | 10506.91
Olympus America Inc. | F30CO552LH100 | 1230941; 552nm LASER DIODE; 100mw | 13125 | 4.5% | 12534.375
Olympus America Inc. | F30CO552LH150 | 1284009; 552nm LASER DIODE; 150mw | 15233 | 4.5% | 14547.515
Olympus America Inc. | F30CO552LH20 | 1178779; 552nm LASER DIODE; 20mw | 8012 | 4.5% | 7651.46
Olympus America Inc. | F30CO552LH60 | 1230937; 552nm LASER DIODE; 60mw | 9317 | 4.5% | 8897.735
Olympus America Inc. | F30CO552LH80 | 1230939; 552nm LASER DIODE; 80mw | 12173 | 4.5% | 11625.215
Olympus America Inc. | F30CO561-100 | 1253302; 561nm LASER DIODE SYSTEM;100mW | 18013 | 4.5% | 17202.415
Olympus America Inc. | F30CO561-20 | 1223780;561nm LASER DIODE SYSTEM;20 mW | 15876 | 4.5% | 15161.58
Olympus America Inc. | F30CO561LH100 | 1253301; 561nm LASER DIODE; 100mw | 13125 | 4.5% | 12534.375
Olympus America Inc. | F30CO561LH150 | 1280720; 561nm LASER DIODE; 150mw | 15233 | 4.5% | 14547.515
Olympus America Inc. | F30CO561LH20 | 1223779; 561nm LASER DIODE; 20 mw | 8012 | 4.5% | 7651.46
Olympus America Inc. | F30CO561LH50 | 1230935; 561nm LASER DIODE; 50 mw | 9317 | 4.5% | 8897.735
Olympus America Inc. | F30CO561LH80 | 1253299; 561nm LASER DIODE; 80 mw | 12173 | 4.5% | 11625.215
Olympus America Inc. | F30CO594-20 | 1233469;594nm LASER SYSTEM,20mW | 16428 | 4.5% | 15688.74
Olympus America Inc. | F30CO594LH20 | 1233468; 594nm LASER DIODE; 20mw | 8854 | 4.5% | 8455.57
Olympus America Inc. | F30CO594LH60 | 1233470; 594nm LASER DIODE; 60mw | 11031 | 4.5% | 10534.605
Olympus America Inc. | F30CO640-100 | 1178790;640NM LASER DIODE SYSTEM;100MW | 8085 | 4.5% | 7721.175
Olympus America Inc. | F30CO640-40 | 1178788;640nm LASER DIODE SYSTEM;40mW | 6220 | 4.5% | 5940.1
Olympus America Inc. | F30CO640LH100 | 1185055; 640nm LASER DIODE; 100mw | 3394 | 4.5% | 3241.27
Olympus America Inc. | F30CO647LH120 | 1196627; 647nm LASER DIODE; 120mw | 4618 | 4.5% | 4410.19
Olympus America Inc. | F30CO660LH100 | 1185057; 660nm LASER DIODE; 100mw | 2170 | 4.5% | 2072.35
Olympus America Inc. | F30CO685LH40 | 1202346; 685nm LASER DIODE; 40mw | 2714 | 4.5% | 2591.87
Olympus America Inc. | F30CO-6PWS | 1211389; PSUPPLY FOR 6 LASERS W/O POWER CABLES | 375 | 4.5% | 358.125
Olympus America Inc. | F30CO-6REM | 1203909; REMOTE FOR 6 LASERS + POWER CABLES | 1575 | 4.5% | 1504.125
Olympus America Inc. | F30CO730LH30 | 1196629; 730nm LASER DIODE; 30mw | 4618 | 4.5% | 4410.19
Olympus America Inc. | F30CO785LH50 | 1185058; 785nm LASER DIODE; 50mw | 2170 | 4.5% | 2072.35
Olympus America Inc. | F30COMB4S | FV30-COMB4S;VIS LASER COMBINER SET | 45818 | 4.5% | 43756.19
Olympus America Inc. | F30CS458-20 | 1137900;LASER DIODE 458NM,CW 20MW | 9005 | 4.5% | 8599.775
Olympus America Inc. | F30CS552-50 | 1190711;Sapphire 552-50 CW CDRH USB Laser Head | 12746 | 4.5% | 12172.43
Olympus America Inc. | F30CS588-20 | 1138134;LASER DIODE 588NM,CW 20MW | 11432 | 4.5% | 10917.56
Olympus America Inc. | F30CSLP | 1170412;LASER DIODE USB CW CDRH DRIVER UNIT | 1864 | 4.5% | 1780.12
Olympus America Inc. | F30DIC900 | FV30-DIC900;900NM IR-DIC ATTACHMENT W/ FILTER&POLARIZER | 2403 | 4.5% | 2294.865
Olympus America Inc. | F30DWL2000XY | DIG-PAS DWL2000XY DUAL AXIS DIGITAL LEVEL | 0 | 0% | 0
Olympus America Inc. | F30-ET500LP | LONGPASS EMISSION BLOCKING FILTER FOR 458NM OD6 AND ABOVE | 425 | 4.5% | 405.875
Olympus America Inc. | F30ETTR | FV30-ETTR;LASER SAFE ERECT IMAGE TILTING TRINOCULAR | 4202 | 4.5% | 4012.91
Olympus America Inc. | F30EXDCU | FV30-EXDCU;NONE DESCANNED DETECTOR CONTROL UNIT | 2722 | 4.5% | 2599.51
Olympus America Inc. | F30F475R | FV30-F475R;NDD FILTER CUBE FOR 475NM AND RED FLUORESCENCE | 3402 | 4.5% | 3248.91
Olympus America Inc. | F30FCY | FV30-FCY;NDD FILTER CUBE FOR CYAN AND YELLOW FLUORESCENCE | 3402 | 4.5% | 3248.91
Olympus America Inc. | F30FGR | FV30-FGR;NDD FILTER CUBE FOR GREEN AND RED FLUORESCENCE | 3402 | 4.5% | 3248.91
Olympus America Inc. | F30FOPT | FV30-FOPT;EMPTY FILTER CUBE FOR NDDS | 901 | 4.5% | 860.455
Olympus America Inc. | F30FRCY5 | FV30-FRCY5;NDD FILTER CUBE FOR RED AND CY5 FLUORESCENCE | 3402 | 4.5% | 3248.91
Olympus America Inc. | F30FURBB | FV30-FURBB;BROADBAND LASER FIBER UNIT | 8204 | 4.5% | 7834.82
Olympus America Inc. | F30FVG | FV30-FVG;NDD FILTER CUBE FOR VIOLET AND GREEN FLUORESCENCE | 3402 | 4.5% | 3248.91
Olympus America Inc. | F30-GAPD-4 | 4 Channel GaAsP NDD Epi for FVMPE-RS | 122400 | 4.5% | 116892
Olympus America Inc. | F30GOGGLE | FV30-GOGGLE;LASER SAFETY GOGGLE | 1601 | 4.5% | 1528.955
Olympus America Inc. | F30-HM-IRD-2 | FV31SP-OPTGAASl; Additional 2 channel NIR detector and controlling units for FV3000<br> | 127500 | 0% | 127500
Olympus America Inc. | F30HSUMP | FV30-HSUMP;HYBRID SCANNING UNIT W/ AG MIRRORS, 400-1600NM | 60824 | 4.5% | 58086.92
Olympus America Inc. | F30HSUMPS | HYBRID SCAN CORE SET FOR BX63LF,PSU,STANDS,MANUAL,SAFETY | 83048 | 0% | 83048
Olympus America Inc. | F30HSUMPS-G | HYBRID SCAN SET FOR GF,400-1600NM,PSU,STANDS,MANUAL,SAFETY | 83048 | 0% | 83048
Olympus America Inc. | F30HSUMPS-I | HYBRID SCAN SET FOR IX83,400-1600NM,PSU,STANDS,MANUAL,SAFETY | 83292 | 0% | 83292
Olympus America Inc. | F30INNFOCUS | Inner Focus Unit for FVMPE-RS | 61200 | 4.5% | 58446
Olympus America Inc. | F30LADAB | FV30-LADAB;AOM AND BROADBAND AOM UNIT FOR DUAL LINES SYSTEM | 63985 | 4.5% | 61105.675
Olympus America Inc. | F30LASA | FV30-LASA;AOM UNIT FOR 700-1060NM LASER INTRODUCTION | 25594 | 4.5% | 24442.27
Olympus America Inc. | F30LASA-CUST | Customized AOM for HP laser sharing | 40800 | 4.5% | 38964
Olympus America Inc. | F30LASB | FV30-LASB;BROADBAND AOM UNIT FOR 1300NM INTRODUCTION OPTIC | 31993 | 4.5% | 30553.315
Olympus America Inc. | F30-LASER-SHARE | Laser sharing unit for FVMPE-RS | 15300 | 4.5% | 14611.5
Olympus America Inc. | F30LATAA | FV30-LATAA;2 AOMS UNIT FOR TWIN LASERS SYSTEM 700-1060NM | 63985 | 4.5% | 61105.675
Olympus America Inc. | F30LATAB | FV30-LATAB;AOM AND BROADBAND AOM UNIT FOR TWIN LASERS | 63985 | 4.5% | 61105.675
Olympus America Inc. | F30LATABMTR | FV30-LATAB-MTR; Special order F30LATAB for shared twin MPE-RS | 63985 | 0% | 63985
Olympus America Inc. | F30LATABMTR1 | FV30-LATAB-MTR1; SPECIAL ORDER F30LATAB | 62730 | 4.5% | 59907.15
Olympus America Inc. | F30LAUS | FV30-LAUS;AUTO-ALIGN LASER INTRODUCTION OPTIC,SINGLE LINE | 63001 | 4.5% | 60165.955
Olympus America Inc. | F30LAUT | FV30-LAUT;AUTO-ALIGN LASER INTRODUCTION OPTIC,TWO LINES | 147658 | 4.5% | 141013.39
Olympus America Inc. | F30LBL4E | FV30-LBL4E;LASER SAFETY LABEL IN ENGLISH | 143 | 4.5% | 136.565
Olympus America Inc. | F30LBL4J | FV30-LBL4J;LASER SAFETY LABEL IN JAPANESE | 142 | 4.5% | 135.61
Olympus America Inc. | F30LCDM552 | zt561dcrb-uf3; Chroma DM for FV30-ADP552-SP | 1460 | 4.5% | 1394.3
Olympus America Inc. | F30LCMODADL | LASER COMB MOD,Base plate,shutter,Interlock,heat sink | 15302 | 4.5% | 14613.41
Olympus America Inc. | F30LCU | FV30-LCU;VIS LASER CONTROL UNIT | 24611 | 4.5% | 23503.505
Olympus America Inc. | F30LCUMP | FV30-LCUMP;MPE LASER CONTROL UNIT FOR ONE LINE | 17719 | 4.5% | 16921.645
Olympus America Inc. | F30LPADP | FV30-LPADP;LASER PORT ADAPTER | 701 | 4.5% | 669.455
Olympus America Inc. | F30MP-E | FV30-MP-E;INSTRUCTION MANUAL IN ENGLISH | 322 | 4.5% | 307.51
Olympus America Inc. | F30-MPERS-SW | FVMPE-RS SW; SORS SOFTWARE FOR COLUMBIA U - WEI MIN | 14001 | 0% | 14001
Olympus America Inc. | F30NDM690 | FV30-NDM690;690NM NON DESCAN DM IN FL TURRET | 2002 | 4.5% | 1911.91
Olympus America Inc. | F30NDM760 | FV30-NDM760;760NM NON DESCAN DM IN FL TURRET | 4002 | 4.5% | 3821.91
Olympus America Inc. | F30NDMCGIR | zt458/552/nir-trans-pc-uf2; Chroma DM for FV30-NDM458/552-SP | 5400 | 4.5% | 5157
Olympus America Inc. | F30NDMOPT | Empty NDM mount for FVMPE-RS | 3366 | 4.5% | 3214.53
Olympus America Inc. | F30NDMVBOIR | FV30-NDMVBOIR;VBOIR NON DESCAN DM IN FL TURRET | 6003 | 4.5% | 5732.865
Olympus America Inc. | F30NDMVBOIR1 | 458/588/640/IR NON DESCAN DM IN FL TURRET | 6003 | 4.5% | 5732.865
Olympus America Inc. | F30NDMVBOIR1A | zt405-458-640tpc_t690-1300; custom NDM filter for Wash U | 5600 | 4.5% | 5348
Olympus America Inc. | F30NRDMVCOIR | FV30-NRDMVCOIR;VCOIR DM CUBE IN IX83 TURRET | 6001 | 4.5% | 5730.955
Olympus America Inc. | F30-OLP-0103 | FVMPE-RS ADM DM FOR VIS/IR SIM 1000-1300 HOLDER NOT INCLUDED | 1950 | 4.5% | 1862.25
Olympus America Inc. | F30PCA10 | FOR F30,E5-1620 3.6GHZ 16GB RAM,2TB HD,240MB SSD,WIN 7-64BIT | 5457 | 4.5% | 5211.435
Olympus America Inc. | F30PCA11 | FV10&30PC,2TB HD,128&256GB SSDs,32GB DDR3,WIN 7-64BIT Pro | 3850 | 4.5% | 3676.75
Olympus America Inc. | F30PCA11B | FV10&30PC, 4PORT DB9 SER PCIE RS232 16C450/550 SI- | 50 | 4.5% | 47.75
Olympus America Inc. | F30PCA11C | FV10&30PC, BACKLIT KEYBOARD | 100 | 4.5% | 95.5
Olympus America Inc. | F30PCA12 | FV10&30PC,HP Z440,2TB HD,128&256GB SSDs,32GB DDR4,WIN 7-64BT | 3850 | 4.5% | 3676.75
Olympus America Inc. | F30PCA13 | FV10&30PC,HP Z440,2TB HD,128&256GB SSDs,32GB DDR4,WIN7-64 BT | 3870 | 4.5% | 3695.85
Olympus America Inc. | F30PCA14 | FV Workstation, HP Z440, 2TB HD, 512 & 256GB SSDs, 64GB DDR4 2133, WIN7-64OS | 4000 | 4.5% | 3820
Olympus America Inc. | F30PCIB | FV30-PCIB;PCI-E CONFOCAL INTERFACE BOARD | 11075 | 4.5% | 10576.625
Olympus America Inc. | F30PQPMA1 | PQ FLIM ADD-ON UNIT for FVMPE-RS,1CH,SPDS w/trigger PQ PMA Hybrid 1CH | 103671 | 4.5% | 99005.805
Olympus America Inc. | F30PSU | FV30-PSU;POWER SUPPLY &ELECTRONIC CONTROL UNIT | 19689 | 4.5% | 18802.995
Olympus America Inc. | F30PZNADP | FV30-PZNADP;PIEZO NOSEPIECE ADAPTER FOR BX63LF W/ | 4002 | 4.5% | 3821.91
Olympus America Inc. | F30PZT | P-915K594;FVMPE-RS OBJECTIVE PIEZO FOCUSING DEVICE | 14150 | 4.5% | 13513.25
Olympus America Inc. | F30RFABXL | FV30-RFABXL;FLUORESCENCE ILLUMINATION UNIT | 17007 | 4.5% | 16241.685
Olympus America Inc. | F30RXD | FV30-RXD;2 CH NDDS FOR EPI LIGHT PATH;UPGRADABLE | 20808 | 4.5% | 19871.64
Olympus America Inc. | F30SDM570 | FV30-SDM570;570NM DM SEPARATING CH1/2 WITH CH3/4 | 1802 | 4.5% | 1720.91
Olympus America Inc. | F30SDM-M | FV30-SDM-M;MIRROR UNIT BETWEEN CH1/2 AND CH3/4 FOR NDDS | 1702 | 4.5% | 1625.41
Olympus America Inc. | F30SDMOPT | FV30-SDMOPT;EMPTY DM HOLDER BETWEEN CH1/2 AND CH3/4 | 601 | 4.5% | 573.955
Olympus America Inc. | F30SIMMP | FV30-SIMMP;IR/VIS STIMULATION UNIT FOR 400-1600NM | 40017 | 4.5% | 38216.235
Olympus America Inc. | F30SNPM34 | BX63L-SNPM34;M34 SINGLE NOSEPIECE FOR FVMPE-RS WI | 677 | 4.5% | 646.535
Olympus America Inc. | F30STB4MP | FV30-STB4MP;SUPPORTING STAND OF SCANNING UNIT | 2002 | 4.5% | 1911.91
Olympus America Inc. | F30SW | FV30S-SW;ACQUISITION SOFTWARE LICENSE | 11206 | 4.5% | 10701.73
Olympus America Inc. | F30SWCDR | FV30S-CDR;SOFTWARE CD-ROM | 62 | 4.5% | 59.21
Olympus America Inc. | F30SWDT | FV30S-SWDT;DESKTOP SOFTWARE LICENSE | 2002 | 4.5% | 1911.91
Olympus America Inc. | F30SWMM | FV30S-MM;MAPPING AND MULTIPOINTS SOFTWARE LICENSE | 6883 | 4.5% | 6573.265
Olympus America Inc. | F30SWMMDT | FV30S-MMDT;MAPPING AND MULTIPOINTS SOFTWARE LICENSE | 802 | 4.5% | 765.91
Olympus America Inc. | F30SWMP | FV30S-SWMPL;ACQ. SOFTWARE WITH IR LASER CONTROL LICENSE | 22010 | 4.5% | 21019.55
Olympus America Inc. | F30SWMPL | FV30S-MPL;IR LASER CONTROL SOFTWARE LICENSE | 3201 | 4.5% | 3056.955
Olympus America Inc. | F30SWMS | FV30S-MS;MULTIPLE AREAS TIME LAPSE SOFTWARE LICENSE | 4322 | 4.5% | 4127.51
Olympus America Inc. | F30SWOPCDR | FV30S-OPCDR;OPTIONAL LICENSE CR-ROM | 62 | 4.5% | 59.21
Olympus America Inc. | F30SWPIEZO | FV30S-PIEZO;PIEZO DRIVE CONTROL SOFTWARE LICENSE | 1602 | 4.5% | 1529.91
Olympus America Inc. | F30SWSEQM | FV30S-SEQM;SEQUENCER MANAGER SOFTWARE LICENSE | 4003 | 4.5% | 3822.865
Olympus America Inc. | F30SWSEQM1 | FV30S-SEQM-0552;SPECTIAL ACQ.SOFTWARE W/ SEQUENCER SOFTWARE | 27011 | 0% | 27011
Olympus America Inc. | F30SWSEQM2 | FV30S-SEQM-0553;SPECTIAL ACQ.SOFTWARE W/ SEQUENCER SOFTWARE | 27012 | 0% | 27012
Olympus America Inc. | F30SWSET | FV30S-SET;IR LASER,SEQUENCER CTRL&ACQ SW | 21610 | 4.5% | 20637.55
Olympus America Inc. | F30SWSETDT | DESKTOP MULTIPOINT MAPPING &TILING ANALYSIS SW | 3201 | 4.5% | 3056.955
Olympus America Inc. | F30SWSETM | FV30S-M-SET;IR LASER,SEQ.CTRL&ACQ.;MP MAPPING SW | 28492 | 4.5% | 27209.86
Olympus America Inc. | F30SWSETMP | FV30S-MP-SET;IR LASER,SEQ., PIEZO CTRL&ACQ.;MP MAPPING SW | 30093 | 4.5% | 28738.815
Olympus America Inc. | F30SWSETP | FV30S-P-SET;IR LASER,SEQ.,PIEZO CTRL&ACQ. SW | 23210 | 4.5% | 22165.55
Olympus America Inc. | F30SWSETS | FV30S-S-SET;IR LASER, SEQUENCER,STAGE CTRL&ACQ. SW | 25931 | 4.5% | 24764.105
Olympus America Inc. | F30SWSETSM | FV30S-SM-SET;IR LASER,SEQ.,STAGE CTRL&ACQ;MP. MAPPING SW | 32814 | 4.5% | 31337.37
Olympus America Inc. | F30SWSETSMP | FV30S-SMP-SET;IR LASER,SEQ.,STAGE,PIEZO CTRL;MP MAPPING SW | 34413 | 4.5% | 32864.415
Olympus America Inc. | F30SWSETSP | FV30S-SP-SET;IR LASER,SEQ.,STAGE,PIEZO CTRL&ACQ. | 27531 | 4.5% | 26292.105
Olympus America Inc. | F30SWTILE | FV30S-TILE;TILING SOFTWARE LICENSE FOR REVIEW STATION | 802 | 4.5% | 765.91
Olympus America Inc. | F30TBSIMB | FV30-TBSIMB;LASER SHIELD TUBE FOR SIM UNIT OF BX | 2216 | 4.5% | 2116.28
Olympus America Inc. | F30TBSUB | FV30-TBSUB;LASER SHIELD TUBE FOR SCANNING UNIT OF BX | 2216 | 4.5% | 2116.28
Olympus America Inc. | F30TD | FV30-TD;TRANSMITTED DETECTOR FOR FVMPE-RS | 9107 | 4.5% | 8697.185
Olympus America Inc. | F30TD-IA | F30ZTILL-R Removable TD adaptor for F30BX63LF-IA | 25500 | 4.5% | 24352.5
Olympus America Inc. | F30TSW-IMA | IMAGO1.5-OLY: MAYACHITRA IMAGO STITCHING, ARCHIVING SW | 3500 | 4.5% | 3342.5
Olympus America Inc. | F30TXDBX | FV30-TXDBX;2CH TRANSMITTED NDDS,NEED ADDITIONAL | 32013 | 4.5% | 30572.415
Olympus America Inc. | F30U-FDICTIR | U-FDICTIR;IR-DIC ANALYZER | 2002 | 4.5% | 1911.91
Olympus America Inc. | F30ZBA850RXD | 850NM NON DESCAN BLOCKING FILTER | 4080 | 4.5% | 3896.4
Olympus America Inc. | F30ZCARSFS | Customized Filter Set for CARS detection use with F30TXDBX/F30RXD | 3300 | 4.5% | 3151.5
Olympus America Inc. | F30ZDEMOKEYA | FVMPE-RS DEMO DONGLE, 20PIECES | 457776 | 0% | 457776
Olympus America Inc. | F30ZDEMOSW | FVMPE-RS DEMO DONGLE, 1 PIECES | 22889 | 4.5% | 21858.995
Olympus America Inc. | F30ZDEMOSW5 | FVMPE-DEMO-OAI; FVMPE-RS/FV3000 demo dongle | 306 | 0% | 306
Olympus America Inc. | F30ZMOCKUP | FVMPE-RS-OAI;NEUROSCIENCE MOCKUP W/ SCOPE | 28483 | 0% | 28483
Olympus America Inc. | F30ZNDM850 | 850NM NON DESCAN DM IN FL TURRET | 3923 | 4.5% | 3746.465
Olympus America Inc. | F30ZSWACSE | FV30 ACQ SW W/ SEQUENCER MANAGER | 27012 | 4.5% | 25796.46
Olympus America Inc. | F30ZT1064RDC | REFLECTING FILTER FOR 1040NM LINE OF INSIGHT DUO FOR SIM | 1205 | 4.5% | 1150.775
Olympus America Inc. | F5-C470B | HQ470/20;BANDPASS FILTER 460-4 80NM, BLOCKS 442NM | 0 | 0% | 0
Olympus America Inc. | F5-C475B | HQ475/30;BANDPASS FILTER 460-4 90NM, BLOCKS 442NM | 0 | 0% | 0
Olympus America Inc. | F5-CMDBY | 405-488-568PC; EXCITATION BEAM SPLITTER, REFLECTS 442NM, 515N | 1502 | 0% | 1502
Olympus America Inc. | F5-CMV | Q455LP; FV500 EXCITATION BEAMS PLITTER FOR HECD442 Q4551P | 256 | 0% | 256
Olympus America Inc. | F5-CMVM | 442-514PC; FV500 EX-BS, REFLECTS 442NM/514NN, AR | 1502 | 0% | 1502
Olympus America Inc. | F5-CS605 | 605DCLPP;FV500 EMISSION BEAMSP LITTER 605DCLP AT 40 DEGREES | 217 | 0% | 217
Olympus America Inc. | F5-S488B | FV5-BA480-495;480-495NM CFP BA NDPASS FILTER FOR FV-LHARM | 1395 | 0% | 1395
Olympus America Inc. | F5-S495B | FV5-BA480-510;480-510NM CFP WIDE BANPDASS FILTER FOR FV-LHAR | 1395 | 0% | 1395
Olympus America Inc. | F5-S550B | FV5-BA535-565;535-565NM YFP BA NDPASS FILTER FOR FV-LHARM | 1395 | 0% | 1395
Olympus America Inc. | F5-S560L | FV5-BA560IF;560NM LONGPASS FILTER | 1228 | 0% | 1228
Olympus America Inc. | F5-S660L | FV5-BA660LF; 660NM LONGPASS FILTER | 1228 | 0% | 1228
Olympus America Inc. | F5-SEMLA | FV5-DM458/515;458/515NM EXCITATION BEAMSPLITTER FOR FV-LHARM | 1681 | 0% | 1681
Olympus America Inc. | F5-SWBAS3T5 | FV500 SOFTWARE UPGRADE FROM VE R 3 TO 5, FOR FV-PC2K/XP | 4444 | 0% | 4444
Olympus America Inc. | F5-SWBAS4T5 | FV500 SOFTWARE UPGRADE FROM VE R 4 TO 5,FOR FV-PC2K/XP | 3550 | 0% | 3550
Olympus America Inc. | F-A08500 | A08500;FOSTEC GOOSENECK DUAL CHROME | 217 | 0% | 217
Olympus America Inc. | FM1-U2B991 | PLAPON60XOSC2;SUPER CHROMATIC ABE. CORR. OBJ W/1.4NA | 13541 | 0% | 13541
Olympus America Inc. | FM3-U193 | MX-SWETTR(F);SUPERWIDE TILTING TRINOCULAR | 6354 | 0% | 6354
Olympus America Inc. | FM3-U210EC | WI-DPMC-1-5(F);DOUBLE PORT MAGNIFICATION, CHANGER/OBSERV. UN | 8530 | 0% | 8530
Olympus America Inc. | FM4-U290 | IX-CP50(F);STAGE PLATE INSERT 50MM DIAMETER OPEN | 186 | 0% | 186
Olympus America Inc. | FM6-U121 | U-SC3(F); SWING CONDENSER, NA 0.9/0.17, 1.25X-100X COVERAGE | 609 | 0% | 609
Olympus America Inc. | FM6-U211 | IX2-LWUCD(F);LONG WD DIC/PHASE CONDENSER,NA0.55 WD27MM | 1121 | 0% | 1121
Olympus America Inc. | FM6-U261 | IX2-LWUCDA-2(F);MOTORIZED DIC/PHASE CONDENSER,NA0.55,WD27MM | 3560 | 0% | 3560
Olympus America Inc. | FM6-U262 | IX2-LWUCDA2-5(F);6-POS,MOT IX COND. 3-LARGE, 3-SMALL | 3738 | 0% | 3738
Olympus America Inc. | FM6-U270 | IX3-LWUCDA; MOT CONDENSER PHASE/DIC | 4865 | 0% | 4865
Olympus America Inc. | FM6-U523 | WI-TP137(F); QUARTER WAVE TINT PLATE FOR CONDENSER | 1024 | 0% | 1024
Olympus America Inc. | FM6-U526 | U-TLD(F);DRY TOP LENS UNIVERSAL CONDENSER, NA 0.90 | 530 | 0% | 530
Olympus America Inc. | FM6-U528A | U-UCD8A-2(F);UNIVERSAL CONDENSER,8-POS,MOTORIZED | 5546 | 0% | 5546
Olympus America Inc. | FM6-U541 | WI-UCD(F);LONG WD UNIVERSAL 4POSITION CONDENSER WD 5.7MM | 3174 | 0% | 3174
Olympus America Inc. | FM6-U542 | WI-DICD(F);LONG WORKING DISTANCE SINGLE DIC CONDENSER WD 5. | 1549 | 0% | 1549
Olympus America Inc. | FM9-U505 | U-FWPO(F);4PLACE 32FILTER WHEE LE 2 ROTATABLE/FILTER POCKET | 738 | 0% | 738
Olympus America Inc. | FM9-U753 | 32PO(F);32MM ROUND POLARIZER FOR VISIBLE TO 775NM | 254 | 0% | 254
Olympus America Inc. | FM9-U754 | 32POIR(F); 32MM ROUND IR POLARIZER FOR 900NM | 1205 | 0% | 1205
Olympus America Inc. | FM9-U755 | 32BP775(F);775NM/100 BANDPASS FILTER | 389 | 0% | 389
Olympus America Inc. | FM9-U759 | 32IR900(F);900NM AND ABOVE BAND PASS FILTER | 740 | 0% | 740
Olympus America Inc. | FMCOVER002 | COVER-002;DUST COVER,SHEET TYPE FOR MULTI OBS SET UPS | 29 | 0% | 29
Olympus America Inc. | FMU2-CD111 | U-DICI0(F);NOMARSKI PRISM FOR 10X OBJ,0.9 TOP,UNIV CONDENSER | 712 | 0% | 712
Olympus America Inc. | FMU2-CD112 | U-DIC20(F);NOMARSKI PRISM FOR 20X OBJ,0.9 TOP, UNIV CONDENSR | 712 | 0% | 712
Olympus America Inc. | FMU2-CD114 | U-DIC40(F);NOMARSKI PRISM FOR 40X OBJ,0.9 TOP,UNIV CONDENSER | 712 | 0% | 712
Olympus America Inc. | FMU2-CD116 | U-DIC60(F);NOMARSKI PRISM FOR 60X OBJ,0.9 TOP UNIV CONDENSER | 869 | 0% | 869
Olympus America Inc. | FMU2-CD120 | U-DIC100HC(F);NOMARSKI PRISM FOR 100X OBJ,HIGH CONTRAST,0.9 | 869 | 0% | 869
Olympus America Inc. | FMU2-CD229 | WI-DIC10HR(F);NOMAR PRISM 10X LUMPL FL W, WI-UCD COND | 879 | 0% | 879
Olympus America Inc. | FMU2-CD230 | WI-DIC10HR(F);NOMAR PRISM 10X LUMPL FL W, WI-UCD COND | 838 | 9.5% | 758.39
Olympus America Inc. | FMU2-CD231 | WI-DIC20HR(F);NOMAR PRISM 20X LUMPL FL W, WI-UCD COND | 879 | 0% | 879
Olympus America Inc. | FMU2-CD232 | WI-DIC40HR(F);NOMAR PRISM 40X LUMPL FL W, WI-UCD COND | 879 | 0% | 879
Olympus America Inc. | FMU2-CD233 | WI-DIC60HR(F);NOMAR PRISM 60X LUMPL FL W, WI-UCD COND | 879 | 0% | 879
Olympus America Inc. | FMU2-CD331 | WI-DICXLU20HR;DIC CONDENSER PRISM HR,XLUMPLFLN20XW, WI-UCD | 1204 | 0% | 1204
Olympus America Inc. | FMU2-CD410 | IX2-DIC100(F);NOMARSKI PRISM FOR100X OBJECTIVE,38MMIX2-LWUC | 1264 | 0% | 1264
Olympus America Inc. | FMU2-CD411 | IX2-DIC10(F);NOMARSKI PRISM FOR 10X OBJECTIVE,30MM,IX2-LWUCD | 849 | 0% | 849
Olympus America Inc. | FMU2-CD412 | IX2-DIC20(F);NOMARSKI PRISM FOR 20X OBJECTIVE,30MM,IX2-LWUCD | 849 | 0% | 849
Olympus America Inc. | FMU2-CD413 | IX2-DIC30;NOMARSKI PRISM FOR 30X OBJECTIVE,30MM,IX2-LWUCD | 1069 | 0% | 1069
Olympus America Inc. | FMU2-CD414 | IX2-DIC40(F);NOMARSKI PRISM FOR 40X OBJECTIVE,38MM,IX2-LWUCD | 849 | 0% | 849
Olympus America Inc. | FMU2-CD416 | IX2-DIC60(F);NOMARSKI PRISM FOR 60X OBJECTIVE,38MM,IX2-LWUCD | 1168 | 0% | 1168
Olympus America Inc. | FMU2-CD980 | WI-DIC25HR; DIC PRISM FOR XLPL N25XWMP OBJ, WI-UCD COND, BXWI | 1017 | 0% | 1017
Olympus America Inc. | FMU2-CD980D | U-DIC25HR;DIC PRISM FOR XLPLN2 5XWMP OBJ, 0.9 TOP, UNIV COND | 1017 | 0% | 1017
Olympus America Inc. | FMU2-CD980O | WI-EVADIC25HR;DIC PRISM FOR XL PLN25XWMP OBJ,1.4TOP,UNIV COND | 1017 | 0% | 1017
Olympus America Inc. | FMU-CD111 | U-DP10(F);DIC PRISM FOR 10XUPL FL/UPLAPO,0.9 TOP,UNIV COND | 693 | 0% | 693
Olympus America Inc. | FMU-CD122 | U-DPA20(F);DIC PRISM FOR 20X U PLAPO; 0.9 TOP, UNIV COND | 660 | 0% | 660
Olympus America Inc. | FMU-CD264 | U-DPO40S(F);DIC CONDENSER PRISM FOR 40X APO OIL OBJS,DRY TOP | 726 | 0% | 726
Olympus America Inc. | FMU-CD267 | U-DPO60S(F);DIC CONDENSER PRISM FOR 60X APO OIL ONJS DRY TOP | 804 | 0% | 804
Olympus America Inc. | FMU-I125100 | U-IFCBL100; CONNECTION CABLE FOR IX3 MOT ACCESS 100CM | 204 | 0% | 204
Olympus America Inc. | FMU-I822 | IX2-TVRAC;IX81 MOTORIZED BOTTOM PORT UNIT W/C-MOUNT,INSTALL | 6625 | 0% | 6625
Olympus America Inc. | FMU-IF185 | U-IFFH(F);INTERFACE CARD FOR FOCUS HANDLE BX-FH | 1747 | 0% | 1747
Olympus America Inc. | FMU-IT300 | WI-ARMAD(F);RAISING ADAPTER FOR ILLUMINATOR & WI-NPA,40MM | 925 | 0% | 925
Olympus America Inc. | FMU-M606 | U-MDICT3(F);CUBE HOUSING W/FIXED ANALYZER FOR TRANS DIC | 525 | 0% | 525
Olympus America Inc. | FMU-M6061 | IX2-MDICT(F);F10 IX/BX/WI ANALYZER CUBE FOR DIC W/IX2-RFACA | 483 | 0% | 483
Olympus America Inc. | FMU-M620 | U-MWU2(F);WIDE UV EX330-85,DM4 00 EM420 | 959 | 0% | 959
Olympus America Inc. | FMU-M623 | U-MNUA2(F);NARROW UV CUBE,EX36 0-70,DM400,EM420-60 BANDPASS | 2066 | 0% | 2066
Olympus America Inc. | FMU-M630 | U-MWBV2(F);WIDE BV CUBE, EX400-40 DM455,EM475 | 1290 | 0% | 1290
Olympus America Inc. | FMU-M631 | U-MNBV2(F);NARROW BV CUBE,EX42 0-40,EM455,EM475 | 1290 | 0% | 1290
Olympus America Inc. | FMU-M636I | IX3-FDICT; ANALYZER CUBE FOR DIC W/IX3-RFACS | 400 | 0% | 400
Olympus America Inc. | FMU-M643 | U-MNB2(F);NARROW BLUE CUBE,EX 470-90, DM500, EM515 | 1180 | 0% | 1180
Olympus America Inc. | FMU-M6553 | U-MNIBA3(F);NARROW IF BLUE CUBE,EX470-90,DM505,EM510-50 BAND | 2066 | 0% | 2066
Olympus America Inc. | FMU-M660 | U-MWG2(F);WIDE GREEN CUBE,EX51 0-50, DM570, EM590 | 959 | 0% | 959
Olympus America Inc. | FMU-M6653 | U-MWIG3(F);WIDE IF GREEN CUBE,EX520 50,DM565,EM580IF | 2066 | 0% | 2066
Olympus America Inc. | FMU-M720 | U-FUW;FL-CUBE, UV WIDE HI PERF | 1662 | 0% | 1662
Olympus America Inc. | FMU-M723 | U-FUNA;FL-CUBE, UV NARRW BP HI PERF | 1662 | 0% | 1662
Olympus America Inc. | FMU-M730 | U-FBVW;FL-CUBE, BLU VIOLET WIDE HI PERF | 1662 | 0% | 1662
Olympus America Inc. | FMU-M7543 | U-FBN;FL-CUBE, BLU NARRW HI PERF | 1662 | 0% | 1662
Olympus America Inc. | FMU-M7553 | U-FBNA;FL-CUBE, BLU NARRW BP HI PERF | 1662 | 0% | 1662
Olympus America Inc. | FMU-M7653 | U-FGW;FL-CUBE, GREEN WIDE HI PERF | 1662 | 0% | 1662
Olympus America Inc. | FMU-M7663 | U-FGWA;FL-CUBE, GREEN WIDE BP HI PERF | 1662 | 0% | 1662
Olympus America Inc. | FMU-P106 | U-DICTS(F);TRANSMITTED DIC PRISM SLIDER,SHIFT TYPE | 2896 | 0% | 2896
Olympus America Inc. | FMU-P230 | IX-LWPO(F);POLARIZER TO MOUNT IN IX-LWUCD ON IX | 663 | 0% | 663
Olympus America Inc. | FMU-P2452 | WI-DICTHRA2(F);DIC PRISM FOR WI-SRE3/WI-SNPXLU2 | 2794 | 0% | 2794
Olympus America Inc. | FMU-R101 | WI-RMSAD(F);RMS OBJ ADAPTER ON WI-SNPLXU | 186 | 0% | 186
Olympus America Inc. | FMU-R173 | WI-SSNP(F);SWING/SLIDE NOSEPIECE | 3364 | 0% | 3364
Olympus America Inc. | FMU-R175 | U-SLRE(F);SLIDER NOSEPIECE FRONT THREAD M34XI/BACK RMS | 1761 | 0% | 1761
Olympus America Inc. | FMU-R914 | U-HSTR2(F): HANDSET FOR BX2 MOTORIZED COMPONENTS | 571 | 0% | 571
Olympus America Inc. | FMU-R915 | U-HSTR2-5(F);HANDSET FOR BX2 MOTORIZED COMPONENTS | 571 | 0% | 571
Olympus America Inc. | FMU-R942 | U-FH-5(F);REMOTE FOCUS HANDLE FOR MOTORIZED FRAMES BX61/62 | 1529 | 0% | 1529
Olympus America Inc. | FMU-V1127 | U-TV1X-2-7(F); CCD CAMERA ADAPTER,1X, REQ CAMERA MOUNT,BX/IX | 76 | 0% | 76
Olympus America Inc. | FMU-V3127 | U-CMAD3-1-7(F); C-MOUNT CAMERA ADAPTER FOR BX/IX2 | 162 | 0% | 162
Olympus America Inc. | FMZ-A1225 | N9039782: IMMERSION OIL,SPECIAL ORDER | 40 | 0% | 40
Olympus America Inc. | FP12CFBMYR | FV1200M FILTER CORE&SW; BX61WI-M, M_AR/559/635NM | 182185 | 0% | 182185
Olympus America Inc. | FP12CFBS | FV1200M FILTER CORE&SW BX61WI-M, 473NM | 148738 | 0% | 148738
Olympus America Inc. | FP12CFBSG | FV1200M FILTER CORE&SW; BX61WI-M, 473/543NM | 137732 | 0% | 137732
Olympus America Inc. | FP12CFBSYR | FV1200M FILTER CORE&SW; BX61WI-M, 473/559/635NM | 171155 | 0% | 171155
Olympus America Inc. | FP12CFBSYR1 | FV1200M FILTER CORE&SW; BX61WI-M, 473/561/635NM | 171154 | 0% | 171154
Olympus America Inc. | FP12CFI3MGR | FV1200 FILTER CORE SET; IX83,M_AR/543/635NM | 150089 | 0% | 150089
Olympus America Inc. | FP12CFI3MYR | FV1200 FILTER CORE SET; IX83, M_AR/559/635NM | 175551 | 0% | 175551
Olympus America Inc. | FP12CFI3S | FV1200 FILTER CORE SET; IX83, 473NM | 140245 | 0% | 140245
Olympus America Inc. | FP12CFI3SG | FV1200 FILTER CORE SET; IX83, 473/543NM | 133048 | 0% | 133048
Olympus America Inc. | FP12CFIMYR | FV1200 FILTER CORE SET; IX81, M_AR/559/635NM | 176879 | 0% | 176879
Olympus America Inc. | FP12CFIS | FV1200 FILTER CORE SET; IX81, 473NM | 141573 | 0% | 141573
Olympus America Inc. | FP12CFISG | FV1200 FILTER CORE SET; IX81, 473/543NM | 133720 | 0% | 133720
Olympus America Inc. | FP12CFWMGR | FV1200M FILTER CORE&SW; BX61WI _MAR/543/635NM | 155960 | 0% | 155960
Olympus America Inc. | FP12CFWMYR | FV1200M FILTER CORE&SW; BX61WI, M_AR/559/635NM | 182185 | 0% | 182185
Olympus America Inc. | FP12CFWS | FV1200M FILTER CORE&SW; BX61WI, 473NM | 145821 | 0% | 145821
Olympus America Inc. | FP12CFWSG | FV1200M FILTER CORE&SW; BX61WI, 473/543NM | 137732 | 0% | 137732
Olympus America Inc. | FP12CFWSYR | FV1200M FILTER CORE&SW; BX61WI, 473/5559/635NM | 171155 | 0% | 171155
Olympus America Inc. | FP12CI3MEX | FV1200MPE EXCL CORE &SW FOR IX83 | 104652 | 0% | 104652
Olympus America Inc. | FP12CIMEX | FV1200MPE EXCL CORE &SW FOR IX81 | 104652 | 0% | 104652
Olympus America Inc. | FP12CSBMGR | FV1200M SPECTRAL CORE&SW; BX61WI-M, M_AR/543/635NM | 214233 | 0% | 214233
Olympus America Inc. | FP12CSBMYR | FV1200M SPECTRAL CORE&SW;BX61WI_M, M_AR/559/635NM | 240458 | 0% | 240458
Olympus America Inc. | FP12CSBSYR | FV1200M SPECTRAL CORE&SW; BX61WI-M, 473/559/635NM | 229427 | 0% | 229427
Olympus America Inc. | FP12CSI3MGR | FV1200 SPECTRAL CORE SET;IX83, M_AR/543/635NM | 210799 | 0% | 210799
Olympus America Inc. | FP12CSI3MYR | FV1200 SPECTRAL CORE SET;IX83, M_AR/559/635NM | 236769 | 0% | 236769
Olympus America Inc. | FP12CSI3SYR | FV1200 SPECTRAL CORE SET;IX83, 473/559/635NM | 225846 | 0% | 225846
Olympus America Inc. | FP12CSIMGR | FV1200 SPECTRAL CORE SET;IX81, M_AR/543/635NM | 212153 | 0% | 212153
Olympus America Inc. | FP12CSIMYR | FV1200 SPECTRAL CORE SET;IX81, M_AR/559/635NM | 238124 | 0% | 238124
Olympus America Inc. | FP12CSISYR | FV1200 SPECTRAL CORE SET;IX81, 473/559/635NM | 227200 | 0% | 227200
Olympus America Inc. | FP12CSWMGR | FV1200M SPECTRAL CORE&SW;BX61WI, M_AR/543/635NM | 214233 | 0% | 214233
Olympus America Inc. | FP12CSWMYR | FV1200M SPECTRAL CORE&SW;BX61WI, M_AR/559/635NM | 245268 | 0% | 245268
Olympus America Inc. | FP12CSWSYR | FV1200M SPECTRAL CORE&SW;BX61WI-M, 473/559/635NM | 229427 | 0% | 229427
Olympus America Inc. | FP12CWMEX | FV1200MPE EXCL CORE&SW FOR BX61WI | 105661 | 0% | 105661
Olympus America Inc. | FP12CWMEXM | FV1200MPE EXCL CORE &SW FOR BX61WI MOTORIZED | 107775 | 0% | 107775
Olympus America Inc. | FP12IXAD | FV12MP-IXDAD;EXTERNAL DETECTORUNIT ADAPTOR FOR IX83 | 529 | 0% | 529
Olympus America Inc. | FP12LCULAT | FV10MP-LCUDS-INS+FV10MP-LATDS-LNS;INSIGHT TWIN DS PARTS | 75785 | 0% | 75785
Olympus America Inc. | FP12LDBPL-I | FV10MP-BPIL; MICROSCOPE BASE PLATE FOR F10MP-MPSU W/ IX83IX | 1242 | 0% | 1242
Olympus America Inc. | FP12M690R | FV12-NRDM690; FL-CUBE, 690NM SP DM CUBE FOR IX83NDD | 1257 | 0% | 1257
Olympus America Inc. | FP12NP40ROD | 40; 14 IN OPTICAL SUPPORT ROD, 1.5 IN DIA, 1/4-20 THREAD | 160 | 0% | 160
Olympus America Inc. | FP12NPAPTMNT | P100-AI31; PERFORMA APERTURE M NT 3 AXIS, 100TPI | 180 | 0% | 180
Olympus America Inc. | FP12NPBK7CONC | KPC043AR.16; BK7 PLANO-CONCAVE LENS, 25.4MM DIA | 120 | 0% | 120
Olympus America Inc. | FP12NPBK7CONV | KPX091AR.16; BK7 PLANO-CONVEX LENS, 25.4MM DIA | 130 | 0% | 130
Olympus America Inc. | FP12NPBTAP | Q-XE-TA-1; BEAM TUBE ADAPTER PLATE | 60 | 0% | 60
Olympus America Inc. | FP12NPCBENCLO | Q-OC-1; CUBIC ENCLOSURE, 1IN,OPTICAL MNTS, AEGIS | 300 | 0% | 300
Olympus America Inc. | FP12NPCCPA | Q-XE-CP-1; CUBE COVER PLATE ASSEMBLY | 40 | 0% | 40
Olympus America Inc. | FP12NPCF | PS-F; CLAMPING FORK, STANDARD SLOT FOR 1IN PED | 20 | 0% | 20
Olympus America Inc. | FP12NPCRA | Q-XE-RA-1; AEGIS QUBE SR SERIES ROD ADAPTOR | 60 | 0% | 60
Olympus America Inc. | FP12NPESS | 71445; ELECTRONIC SAFETY SHUTTER 1.5 IN | 2200 | 0% | 2200
Olympus America Inc. | FP12NPFLT | LT10-F; FOCUSING LENS TUBE, 1IN DIA | 60 | 0% | 60
Olympus America Inc. | FP12NPGLP | 10GL08AR.16; GLAN LASER POLARIZER 650NM-1000NM | 2100 | 0% | 2100
Olympus America Inc. | FP12NPHFWAVE | 10RP52-2;1/2 WAVEPLATE, ACHROMATIC NIR | 1600 | 0% | 1600
Olympus America Inc. | FP12NPINTB1 | Q-BT-1; BEAM TUBE, 1 INCH, AEGIS QUBE SERIES | 20 | 0% | 20
Olympus America Inc. | FP12NPINTB2 | Q-BT-2; BEAM TUBE, 2 INCH, AEGIS QUBE SERIES | 26 | 0% | 26
Olympus America Inc. | FP12NPINTB3 | Q-BT-3; BEAM TUBE, 3 INCH, AEGIS QUBE SERIES | 32 | 0% | 32
Olympus America Inc. | FP12NPINTB4_5 | Q-BT-4.5; BEAM TUBE, 4.5 IN, AEGIS QUBE SERIES | 36 | 0% | 36
Olympus America Inc. | FP12NPLTA | LT10-20; LENS TUBE ASSEMBLY,1IN LT SERIES, 2 IN LENGTH | 30 | 0% | 30
Olympus America Inc. | FP12NPMAGPED | SR-3Z; 1.5 IN OPTICAL PEDESTAL PILLAR 3 IN HI, 1/4-20 | 80 | 0% | 80
Olympus America Inc. | FP12NPMMA | SR-ADP; MIRROR MOUNT ADAPTOR 1.5 IN PILLARS, 8-32 1/4-20 | 30 | 0% | 30
Olympus America Inc. | FP12NPMOTATTEN | 18SI70144;ATTEN, VAR, TI:SAPPH, MOT, VA-BB CUSTOM | 10000 | 0% | 10000
Olympus America Inc. | FP12NPOMP | SP-3; 0.5 IN OPTICAL MOUNTING POST, 3IN HI, 8-32 1/4-20 | 11 | 0% | 11
Olympus America Inc. | FP12NPOPH | VPH-3-P; OPTICAL POST HOLDER W/BASE, 3.19IN HI 0.5 IN POST | 35 | 0% | 35
Olympus America Inc. | FP12NPPMR | LT10-PR; POST MOUNTING RING 1IN LT SERIES | 51 | 0% | 51
Olympus America Inc. | FP12NPPOL | Q-XIPR-1; AEGIS POLARIZER-WAVE PLATE ROTATOR, 1IN | 500 | 0% | 500
Olympus America Inc. | FP12NPPPH | Q-TMS-3; OPTICAL PEDESTAL POST HLDR W CLMPNG FORK, 3 IN | 96 | 0% | 96
Olympus America Inc. | FP12NPPPS | SR-0.25-S; PEDESTAL PILLAR SPACER, 0.25 IN HI, 1.5IN DIA | 20 | 0% | 20
Olympus America Inc. | FP12NPPS-3E | PS-3E; OPTICAL PED EXTENSION, 3 IN HI, 1 IN DIA, 8-32 THR | 52 | 0% | 52
Olympus America Inc. | FP12NPRODFRK | SR-F; PEDESTAL PILLAR CLAMPING FORK 1.5 IN DIA, 1/4-20 M6 | 32 | 0% | 32
Olympus America Inc. | FP12NPRR | LT10-RR; RETAINING RING, 1 IN LT SERIES | 10 | 0% | 10
Olympus America Inc. | FP12NPSCROD | SR-SC; SLIDING CLAMP, ROD, 8-3 2 | 120 | 0% | 120
Olympus America Inc. | FP12NPTBCNCT | Q-BT-C; BEAM TUBE CONNECTOR, AEGIS QUBE SERIES | 60 | 0% | 60
Olympus America Inc. | FP12NPTURNMR | 10Q20UF.35P; UF TURN MIRROR, 25.4MM, P POL, 680-1060NM | 1100 | 0% | 1100
Olympus America Inc. | FP12RLDSINS2 | FV-INS FOROCA;INSIGHT-2L LASER DEL UNIT W/O AOM FOR BASIC MPE | 107011 | 0% | 107011
Olympus America Inc. | FP12ZPCIB | FP12ZPCIB;PCIB For OCI SPECIAL ORDER | 2081 | 0% | 2081
Olympus America Inc. | FP15LDL | FP15MPE LASER DELIV. OPTICS W/FIXED BEAM SIZE,680-1100NM | 61492 | 0% | 61492
Olympus America Inc. | FP15LDL2 | FP15MPE LASER DELIV. OPT W/MOTOR. BEX, 680-1100NM, TEMPLE U. | 61492 | 0% | 61492
Olympus America Inc. | FP15LDL-OT | FP15MPE LASER DELIV. OPTICS BOX W/ AOM | 60664 | 0% | 60664
Olympus America Inc. | FP15LD-OT-2 | FP15MPE LASER DELIV. OPTIC BOX W/ AOM FOR TEMPLE U. | 39128 | 0% | 39128
Olympus America Inc. | FP15QTAODRU2 | MDS1C-B6-36-110;RF DRIVER FOR MQ110-A3-UV | 3999 | 0% | 3999
Olympus America Inc. | FP15QTAODRUV | MDS1C-D6-36-110; RF DRIVER FOR MQ110-A3-UV | 3920 | 0% | 3920
Olympus America Inc. | FP15QTAOMDL | MDS1C-B6-34-85.135; AOM DRIVER FOR 680-1100NM | 4044 | 0% | 4044
Olympus America Inc. | FP15QTAOML | MT110-B50A1.5-IR-HK;AOM FOR 680-1100NM | 5366 | 0% | 5366
Olympus America Inc. | FP15QTAOMUV | MQ110-A3-UV; AO MODULATOR 325-425nm, LINEAR INPUT POL | 3936 | 0% | 3936
Olympus America Inc. | FP15QTCBL3 | CBL-SAM300SAM-RG223;RF CABLE SMA CONNECTORS, 3M | 64 | 0% | 64
Olympus America Inc. | FP1-AD34TRMS | FV10MP-SLRE-SP2 ADAPTOR FORM34 to RMS CONVERSION | 494 | 0% | 494
Olympus America Inc. | FP1AVTACP | AIR COMPRESSOR FOR PNEUMATIC ISOLATORS | 1379 | 0% | 1379
Olympus America Inc. | FP1AVTACPF | AIR REGULATOR/FILTER | 180 | 0% | 180
Olympus America Inc. | FP1AVTAOM | ANTI-VIBRA TABLE,1500X2400X203MM, W/CABLE HOLE, FOR AOM SYS | 10131 | 0% | 10131
Olympus America Inc. | FP1AVTBAS | ANTI-VIBRA TABLE,1200X1800X203MM,W/CABLE HOLD, FOR BASIC SYS | 8622 | 0% | 8622
Olympus America Inc. | FP1AVTDS2 | ANTI-VIBRA TABLE,1250X1500MM,BASIC OR M-EXCL; NO TIE BARS | 8771 | 0% | 8771
Olympus America Inc. | FP1AVTDSTC | ANTI-VIBRA TABLE,1250X1500MM,BASIC OR M-EXCL W/TIEBAR&CAST | 10817 | 0% | 10817
Olympus America Inc. | FP1AVTIBWB | FP1AVTIBWB;I-B/W-B TABLE,2200X2325X203 W/HOLE,597 LEG HT,ARF | 28392 | 0% | 28392
Olympus America Inc. | FP1AVTIBWBL | FP1AVTIBWB;OLA I-B/W-B,2200X 2325X203W/HOLE,59 7LEG HT, ARF | 29000 | 0% | 29000
Olympus America Inc. | FP1AVTLEG | I-2000-428;ISOLATERS, 22 IN. HEIGHT, SET OF 4, 660-8000 LBS | 3990 | 0% | 3990
Olympus America Inc. | FP1AVTOTAOM | M-RS2000-58-8; OPTICAL TABLE 1 500 X 2400 X 203 MM, METRIC M6 | 4924 | 0% | 4924
Olympus America Inc. | FP1AVTRD | 04SI67737&S-2000A-428-TC;1700x 2400x203 TABLE &SUPPORT SYS | 19702 | 0% | 19702
Olympus America Inc. | FP1AVTRD-TB | 04SI67738;TIE BAR FOR 04SI67737 TABLE TOP | 1749 | 0% | 1749
Olympus America Inc. | FP1AVTSIM | ANTI-VIBRA TABLE,1500X3000X203MM, W/CABLE HOLD, FOR SIM SYS | 12138 | 0% | 12138
Olympus America Inc. | FP1AVTSIM2 | R2-150150H-OLY;ANTI-VIBRA TABLE,1500X1500MM,FOR SIM SYS | 10027 | 0% | 10027
Olympus America Inc. | FP1AVTSIMTC | TCB-150150-OLY;TIE BAR & CASTER FOR FP1AVTSIM2 | 2216 | 0% | 2216
Olympus America Inc. | FP1AVTTDS2C | 04SI69019; SPECIAL ANTI-VIBRA TABLE, 1500X1810X203MM | 12000 | 0% | 12000
Olympus America Inc. | FP1AVTTDS2L | 04SI72046,CUSTOM 1500 X 2400 X 800.1 MM TABLE W/HOLE | 14000 | 0% | 14000
Olympus America Inc. | FP1AVTTWN2 | R2-170170H-OLY;ANTI-VIBRA TABLE,1700X1700MM,FOR TWIN SYS | 16891 | 0% | 16891
Olympus America Inc. | FP1AVTTWN2C | 04SI69020; SPECIAL ANTI-VIBRA TABLE, 1700X1810X203MM | 16891 | 0% | 16891
Olympus America Inc. | FP1AVTTWNTC | TCB-170170-OLY;TIE BAR & CASTER FOR FP1AVTTWN2 | 2386 | 0% | 2386
Olympus America Inc. | FP1AVTWMWB | FP1AVTWMWB;W-M/W-B TABLE 2100x 2200X203 W/HOLE,597 LEG HT,ARF | 27560 | 0% | 27560
Olympus America Inc. | FP1AVTWMWM | FP1AVTWMWM; W-M/W-M TABLE 1925X2000X203 W/hole,597 LEG | 27560 | 0% | 27560
Olympus America Inc. | FP1CAP | FV10MP-CAP;FV1000MP LASER SAFETY CAP FOR OBJECTIVES | 132 | 0% | 132
Olympus America Inc. | FP1CARS | CARS ADD ON UNIT FOR FV1000MPE-WI | 177220 | 0% | 177220
Olympus America Inc. | FP1CARSCRATE | WOODEN SHIPPING CRATE FOR CARS UNIT | 360 | 0% | 360
Olympus America Inc. | FP1CARSNP-SP | 01S121753;MPE CARS ADD-ON NP COMPONENTS | 93710 | 0% | 93710
Olympus America Inc. | FP1CFIMGR2 | FV1000-MPE/CLSM FILTER CORE SET, IX81WI,M_AR/543/635NM | 145272 | 0% | 145272
Olympus America Inc. | FP1CFIMYR2 | FV1000-MPE/CLSM FILTER CORE SET, IX81WI,M_AR/559/635NM | 170662 | 0% | 170662
Olympus America Inc. | FP1CFIR2 | FV1000-MPE/CLSM FILTER CORE SET, IX81WI, 635NM | 121453 | 0% | 121453
Olympus America Inc. | FP1CFIS2 | FV1000-MPE/CLSM FILTER CORE SET, IX81WI, 473NM | 130880 | 0% | 130880
Olympus America Inc. | FP1CFWMGR2 | FV1000-MPE/CLSM FILTER CORE SET, BX61WI,M_AR/543/635NM | 145272 | 0% | 145272
Olympus America Inc. | FP1CFWMGR2M | FV1000-MPE/CLSM FILTER CORE;BX 61WI,M_AR/543/635,MOTOR FL IL | 145272 | 0% | 145272
Olympus America Inc. | FP1CFWMYR | FV1000-MPE FILTER CORE SET; BX 61WI. M_AR/559/635NM | 168485 | 0% | 168485
Olympus America Inc. | FP1CFWMYR2 | FV1000-MPE/CLSM FILTER CORE SET,BX61WI,M_AR/559/635NM | 170662 | 0% | 170662
Olympus America Inc. | FP1CFWMYR2M | FV1000-MPE/CLSM FILTER CORE;BX 61WI,M_AR/559/635,MOTOR FL ILL | 170662 | 0% | 170662
Olympus America Inc. | FP1CFWR2 | FV1000-MPE/CLSM FILTER CORE SET, BX61WI, 635NM | 121453 | 0% | 121453
Olympus America Inc. | FP1CFWS | FV1000-MPE FILTER CORE SET; BX 61WI, 473NM | 129863 | 0% | 129863
Olympus America Inc. | FP1CFWS2 | FV1000-MPE-CLSM FILTER CORE SET, BX61WI, 473NM | 130880 | 0% | 130880
Olympus America Inc. | FP1CFWS2M | FV1000-MPE/CLSM FILTER CORE;BX 61WI, 473, MOTOR FL ILL | 130880 | 0% | 130880
Olympus America Inc. | FP1CM760 | 760DCLP-SP;EX-BS LASER,R-658-7 40,T-775-1000,DIA=12.7MM,T=2MM | 265 | 0% | 265
Olympus America Inc. | FP1CNI3 | FV1000-MPE CORE SET - MPE EXCLUSIVE, NO CLSM CAPABILITY,IX81 | 77885 | 0% | 77885
Olympus America Inc. | FP1CNW2M | FV1000-MPE CORE - NO CLSM CAPABILITY,BX61WI,MOTOR FL ILL | 77885 | 0% | 77885
Olympus America Inc. | FP1CNW3 | FV1000-MPE CORE SET - NO CLSM CAPABILITY, BX61WI | 77885 | 0% | 77885
Olympus America Inc. | FP1CONDEXT35 | OT SP ITEM;BXWI CONDENSER 35MM EXTENSION FOR SISKYOU STAGE | 582 | 0% | 582
Olympus America Inc. | FP1CSIMBS800 | Z800RDC-XR;BEAMSPLITTER,R-800,T-890-1000,42X30MM,T=2MM,W/AR | 1899 | 0% | 1899
Olympus America Inc. | FP1CSIMYR | FV1000-MPE SPECTRAL CORE SET,IX81,M_AR/55-/635NM | 210608 | 0% | 210608
Olympus America Inc. | FP1CSIMYR2 | FV1000-MPE/CLSM SPECTRAL CORE SET, IX81WI, M_AR/559/635NM | 214049 | 0% | 214049
Olympus America Inc. | FP1CSISYR2 | FV1000-MPE/CLSM SPECTRAL CORE SET, IX81WI, 473/559/635NM | 210063 | 0% | 210063
Olympus America Inc. | FP1CSWMYR | FV1000-MPE SPECTRAL CORE SET,BX61WI,M_AR/559/635NM | 210608 | 0% | 210608
Olympus America Inc. | FP1CSWMYR2 | FV1000-MPE/CLSM SPECTRAL CORE SET, BX61WI,M_AR/559/635NM | 214049 | 0% | 214049
Olympus America Inc. | FP1CSWMYR2M | FV1000-MPE/CLSM SPECT. CORE;BX61WI,M_AR/559/635,MOTOR FILL | 214049 | 0% | 214049
Olympus America Inc. | FP1CSWSYR2 | FV1000-MPE/CLSM SPECTRAL CORE SET, BX61WI, 473/559/635NM | 210063 | 0% | 210063
Olympus America Inc. | FP1CSWSYR2M | FV1000-MPE/CLSM SPECT.CORE;BX6 1WI,473/559/635,MOTOR FL ILL | 210063 | 0% | 210063
Olympus America Inc. | FP1EXDMAG | Z21010;FV1000 EXCITATION SILVER MIRROR | 325 | 0% | 325
Olympus America Inc. | FP1FDF00 | FV10-MTOPT; EMPTY FILTER CUBE FOR FORWARD DETECTOR | 1242 | 0% | 1242
Olympus America Inc. | FP1FDF475R | FV10-MT475/R; FFD FILTER UNIT FOR FV10MP-BXTD, FM4-46/DSRED | 2652 | 0% | 2652
Olympus America Inc. | FP1FDFCY | FV10-MTC/Y; C/Y FFD FILTER UNIT FOR FV10MP-BXTD, CFP/YFP | 2652 | 0% | 2652
Olympus America Inc. | FP1FDFGR | FV10-MTG/R:G/R FFD FILTER UNIT FOR FV10MP-BXTD, GFP/DSRED | 2652 | 0% | 2652
Olympus America Inc. | FP1FDFVG | FV10-MTV/G; V/G FFD FILTER UNIT FOR FV10MP-BXTD, BFP/GFP | 2652 | 0% | 2652
Olympus America Inc. | FP1FFD2-W | FV10MP-BXTD; 2CH FLUORESCENCE FORWARD DETECTOR FOR BX61WI | 33911 | 0% | 33911
Olympus America Inc. | FP1FIR240 | FV10-FIR240;2.4M LONG EPI FL FIBER ILL UNIT INCLUDING SHUTTE | 4288 | 0% | 4288
Olympus America Inc. | FP1INVERT | OBJECTIVE INVERTER; MPE OPTIMIZED; 250U, M-25 | 8000 | 0% | 8000
Olympus America Inc. | FP1LAADS | FV10MP-LAADS; BASIC LASER DELIVERY OPTICS UNIT | 19861 | 0% | 19861
Olympus America Inc. | FP1LABEL | FV10MP-LBLE; LASER SAFETY LABEL | 150 | 0% | 150
Olympus America Inc. | FP1LACDS | FV10MP-LACDS; LASER DELIVERY OPTICS UNIT, W/O AOM | 24826 | 0% | 24826
Olympus America Inc. | FP1LAOM-I | FV1000-MPE,LASER DELIVERLY OPTICS FOR IX81 AOM | 119661 | 0% | 119661
Olympus America Inc. | FP1LBAS-W | FV1000-MPE LASER DELIVERY OPTICS FOR BX61WI, BASIC | 83880 | 0% | 83880
Olympus America Inc. | FP1LCUDS | FV10MP-LCUDS; DEEP SEE LASER CONTROL UNIT; AOM2 DRIVER | 35749 | 0% | 35749
Olympus America Inc. | FP1LDALI | FV10MP-ADJ; MIRROR BOX FOR MICROSCOPE LASER ALIGNMENT | 9684 | 0% | 9684
Olympus America Inc. | FP1LDBPL-I | FV10MP-BPIL;MICROSCOPE BASE PLATE FOR F10MP-MPSU W/IX81 | 1242 | 0% | 1242
Olympus America Inc. | FP1LDBPL-W | FV10MP-BPBL;MICROSCOPE BASE PLATE FOR F10MP-MPSU W/BX61WI | 1242 | 0% | 1242
Olympus America Inc. | FP1LDBPM-W-1 | FV10MP-BPSS; MICROSCOPE BASE PLATE FOR FV10MP-MSU W/BX61WI | 1242 | 0% | 1242
Olympus America Inc. | FP1LDHWLP | 068-1550; 830NM HALFWAVELENGTH PLATE | 824 | 0% | 824
Olympus America Inc. | FP1LDLCSP | FV1200MPE Low Cost Laser Delivery Optics | 61492 | 0% | 61492
Olympus America Inc. | FP1LDSBAS | F10MPE BASIC LASER DELIV. OPTICS TO MPE/CLSM SU | 96024 | 0% | 96024
Olympus America Inc. | FP1LDSBAS2 | F12MPE BASIC LASER DELIV.OPTICS W/MPE FILTER SET | 96024 | 0% | 96024
Olympus America Inc. | FP1LDS-I | FV1000-MPE LASER DELIVERY OPTICS FOR IX81, DEEP SEE - AOM | 100370 | 0% | 100370
Olympus America Inc. | FP1LDSINSBAS | FV1000MPE UPGRADE AND LASER DELIVERY OPTICS FOR INSIGHT | 181678 | 0% | 181678
Olympus America Inc. | FP1LDSMEX | F10MPE MPE EXCLUSIVE LASER DELIVERY OPT. TO MPE DEDICATED SU | 85057 | 0% | 85057
Olympus America Inc. | FP1LDSMEX2 | F12MPE MPE EXCLUSIVE LASER DELIVERY OPT INCL MPE FIL SET | 85057 | 0% | 85057
Olympus America Inc. | FP1LDSMEX2C | F10MPE MPE EXCLU LASER DEL OPT TO MPE DEDICATED SU W/ 2CH NDD | 108650 | 0% | 108650
Olympus America Inc. | FP1LDSMEX4C | F10MPE MPE EXCLU LASER DEL OPT TO MPE DEDICATED SU W/ 4CH NDD | 122659 | 0% | 122659
Olympus America Inc. | FP1LDSSHA | F10MPE SHARED LASER DELIV.OPTICS TO MPE/CLSM SU | 91722 | 0% | 91722
Olympus America Inc. | FP1LDSSIM | F10MPE SIM SET & SIM LASER DEL IV. OPTICS TO SIM. | 152963 | 0% | 152963
Olympus America Inc. | FP1LDSTWN | F10MPE SIM SET & TWIN LASER DE LIV. OPT. TO MPE/CLSM SU & SIM | 221025 | 0% | 221025
Olympus America Inc. | FP1LDS-W | FV1000-MPE LASER DELIVERY OPTICS FOR BX61WI/IX81, DEEP SEE | 100370 | 0% | 100370
Olympus America Inc. | FP1LDTWIN2 | F12MPE SIM SET & TWIN LASER DELIV. OPT.;INCL MPE FILTER SET | 221025 | 0% | 221025
Olympus America Inc. | FP1LHWLP2 | NT48-50;ACHRO WAVEPLATE 1/2W 7 00-1000NM | 1439 | 0% | 1439
Olympus America Inc. | FP1LINSX3-1 | INSIGHT X3-OL;INSIGHT LASER 1LINE 680-1300NM,W/BASE PLATE | 270000 | 0% | 270000
Olympus America Inc. | FP1LINSX3-2 | INSIGHT X3 DUAL-OL;INSIGHT 2LINE 1045/680-1300NM, WITH BASE PLATE | 280000 | 0% | 280000
Olympus America Inc. | FP1LMTBBDS | MAITAI BB DS-OL;SP MAITAI-DEEPSEE 710-990NM 80FS,W/BASE PLATE | 205950 | 0% | 205950
Olympus America Inc. | FP1LMTEHPDS | MAITAI EHP DS-OL;SP MAITAI-DEEPSEE 690-1040NM 70FS, W/BASE PLATE | 239950 | 0% | 239950
Olympus America Inc. | FP1LMTHPDS | MAITAI HP DS-OL;SP MAITAI-DEEPSEE 690-1040NM 100FS,W/ BASE PLATE | 229950 | 0% | 229950
Olympus America Inc. | FP1LMTINWA | 1607-0546;NALCO CHILLER SOLUTION, ONE GALLON FOR INSIG | 200 | 0% | 200
Olympus America Inc. | FP1LNOPA | NOPA-VISIR+I_COMP; Spirit-NOPA-VISIR automated non-collinear OPA. 650-900 nm (signal) and 1200-2500 nm (idler). Includes an integrated bulk compressor for idler, 40-100 fs at 1200-2000 nm. | 108900 | 0% | 108900
Olympus America Inc. | FP1LSK | FV10MP-SAFETY;LASER SAFETY KIT | 2050 | 0% | 2050
Olympus America Inc. | FP1LSPIRIT | SPIRIT 1040-16; Compact, sealed, monolithic DPSS Yb femtosecond laser including built-in power attenuator and pulse selector to enable external triggering, and a closed-loop chiller for temperature stabilization | 178200 | 0% | 178200
Olympus America Inc. | FP1M690R | FV10-NRDM690-3; FL-CUBE, 690NM SHORT PASS DM CUBE FOR NDD | 1219 | 0% | 1219
Olympus America Inc. | FP1MI2 | FV1000-MPE IX81 MICROSCOPE SET W/O STAGE | 38075 | 0% | 38075
Olympus America Inc. | FP1MIS | FV1000-MPE IX81 MICROSCOPE SET W/STAGE | 38328 | 0% | 38328
Olympus America Inc. | FP1MIS3 | FV1000-MPE IX81 MICROSCOPE SET W/STAGE | 39976 | 0% | 39976
Olympus America Inc. | FP1MIS4 | FV1000-MPE IX81 MICROSCOPE SETW/STAGE | 39976 | 0% | 39976
Olympus America Inc. | FP1-MTPURGE | PURGE FILTER FOR MAI TAI | 515 | 0% | 515
Olympus America Inc. | FP1MUP | FV1000 UPGRADE TO MP F12-GALVO FP1ZPUPILLENS | 32892 | 0% | 32892
Olympus America Inc. | FP1MW | FV1000-MPE-BX61WI MICROSCOPE SET W/O STAGE | 25809 | 0% | 25809
Olympus America Inc. | FP1MW2 | FV1000-MPE-BX61WI MICROSCOPE SET W/O STAGE, NOSEPIECE | 25009 | 0% | 25009
Olympus America Inc. | FP1MW3 | FV1000-MPE BX61WI MICROSCOPE SET W/O STAGE, NOSEPIECE,F-ARM | 25009 | 0% | 25009
Olympus America Inc. | FP1MWS | FV1000-MPE BX61WI MICROSCOPE SET W/STAGE | 34915 | 0% | 34915
Olympus America Inc. | FP1MWS2 | FV1000-MPE BX61WI MICROSCOPE SET W/STAGE, W/O NOSEPIECE | 36068 | 0% | 36068
Olympus America Inc. | FP1NDD2-I | FV10MP-IXD2CH;2CH NON-DESCAN DETECTOR UNIT FOR IX | 23833 | 0% | 23833
Olympus America Inc. | FP1NDD4-I | FV10MP-IXD4CH; 4CH NON-DESCAN DETECTOR FOR IX81 | 37984 | 0% | 37984
Olympus America Inc. | FP1NDD4-I-G | FV10MP-IXD-GAP; 2CH PMT+2CH GA ASP NON-DESCAN DETECTOR F/IX81 | 114444 | 0% | 114444
Olympus America Inc. | FP1NDD4-W-G | FV10MP-BXD4CH_GA; 2CH PMT+2CH GAASP NON-DESCAN DETECTOR FOR | 85729 | 0% | 85729
Olympus America Inc. | FP1NDDM420LP | Qte JC24214; Non-descan detector DM 420nm | 350 | 0% | 350
Olympus America Inc. | FP1NDDM495LP | Qte JC24214; Non-descan detector DM 495nm | 350 | 0% | 350
Olympus America Inc. | FP1NDDM505LP | T505LPXR;NON-DESCAN DETECTOR DM 505NM | 325 | 0% | 325
Olympus America Inc. | FP1NDDM525LP | Qte JC24214; Non-descan detector DM 525nm | 350 | 0% | 350
Olympus America Inc. | FP1NDDM560LP | Qte MMS00194; Non-descan detector DM 560nm | 350 | 0% | 350
Olympus America Inc. | FP1NDDM640LP | T640LPXR;NON-DESCAN DETECTOR DM 640NM | 325 | 0% | 325
Olympus America Inc. | FP1NDEM390 | FF01-390/40-32;3.45MM W/FRAME,2MM GLASS | 669 | 0% | 669
Olympus America Inc. | FP1NDEM395 | Qte JC24227; Non-descan detector Em filter 395/25 | 725 | 0% | 725
Olympus America Inc. | FP1NDEM450 | Qte 27021; Non-descan detector EM filter 450/70 | 700 | 0% | 700
Olympus America Inc. | FP1NDEM480 | ET480/40_2P;NON-DESCAN DETECTOR EM FILTER | 675 | 0% | 675
Olympus America Inc. | FP1NDEM505 | Qte JC24214; Non-descan detector Em filter 505/20 | 725 | 0% | 725
Olympus America Inc. | FP1NDEM515 | Qte JC24214; Non-descan detector Em filter 515/30 | 725 | 0% | 725
Olympus America Inc. | FP1NDEM525 | ET525/50_2P;NON-DESCAN DETECTOR EM FILTER | 675 | 0% | 675
Olympus America Inc. | FP1NDEM560 | Qte JC24214; Non-descan detector Em filter 560/50 | 725 | 0% | 725
Olympus America Inc. | FP1NDEM605 | ET605/70_2P;NON-DESCAN DETECTOR EM FILTER | 675 | 0% | 675
Olympus America Inc. | FP1NDEM617 | Qte 27021; Non-descan detector EM filter 617/73 | 700 | 0% | 700
Olympus America Inc. | FP1NDEM617-UH | 617/73 BrightLine Bandpass filter, 32mm (unhoused) | 700 | 0% | 700
Olympus America Inc. | FP1NDEM650 | FF01-650/13-32, 3.45MM W/FRAME,2MM GLASS | 669 | 0% | 669
Olympus America Inc. | FP1NDEM665 | ET655/40_2P;NON-DESCAN DETECTOR EM FILTER | 575 | 0% | 575
Olympus America Inc. | FP1NDF200 | FV10-MROPT;EMPTY FILTER CUBE FOR MPE NON-DESCAN DETECTOR | 1206 | 0% | 1206
Olympus America Inc. | FP1NDF4BS00 | FV10MP-SDMOPT;EMPTY DM CUBE FOR 4CH NON-DESCAN DETECTOR | 1242 | 0% | 1242
Olympus America Inc. | FP1NDF4BS570 | FV10MP-SDM570;4CH NON-DESCAN DETECTOR EM BEAMSPLITER 570NM | 1987 | 0% | 1987
Olympus America Inc. | FP1NDF4CY-G | FV10-MRC/YW;CFP/YFP EM CUBE FOR 2+2 CH NON-DESCAN GaAsP DET | 4288 | 0% | 4288
Olympus America Inc. | FP1NDF4CYRXR | FV10-MRCYR/XR; 4CH NDD FILTER, CFP/YFP/DSRED,380-560NM/DSRED | 3726 | 0% | 3726
Olympus America Inc. | FP1NDF4GR-G | FV10-MRG/RW;GFP/RFP EM CUBE FOR 2+2 CH NON-DESCAN GaAsP DET | 4288 | 0% | 4288
Olympus America Inc. | FP1NDF4M-G | FV10MP-SDM-M;GaAsP NON-DESCAN DETECTOR MIRROR UNIT | 1742 | 0% | 1742
Olympus America Inc. | FP1NDF4VG-G | FV10-MRV/GW;BFP/GFP EM CUBE FOR 2+2 CH NON-DESCAN GaAsP DET | 4288 | 0% | 4288
Olympus America Inc. | FP1NDF4VGRXR | FV10-MRVGR/XR; 4CH NDD FILTER, BFP/GFP/DSRED,380-560NM/DSRED | 3726 | 0% | 3726
Olympus America Inc. | FP1NDMVBYI | FV10-NDMVBY/IR,405/473-488/559/IR DICHROIC MIRROR FL-CUBE FO | 3726 | 0% | 3726
Olympus America Inc. | FP1PCUSBCOM | U-USB232P8E;8 PORT-USB-RS232C CONVERSION FOR 115-240V | 600 | 0% | 600
Olympus America Inc. | FP1RFCTBX | FV10-RFCT-BX;CUBE TURRET FOR WI PRESET NRDM690 AT POSITION 2 | 2887 | 0% | 2887
Olympus America Inc. | FP1RFCTIX | FV10-RFCT-IX;CUBE TURRET FOR WI PRESET NRDM690 AT POSITION 2 | 2887 | 0% | 2887
Olympus America Inc. | FP1RFCTWI | FV10-RFCT-WI;CUBE TURRET FOR WI PRESET NRDM690 AT POSITION 2 | 2887 | 0% | 2887
Olympus America Inc. | FP1S685RIF | FV10-BA685RIF-2; IR BLOCKING FILTER FOR INTERNAL DETECTORS | 1883 | 0% | 1883
Olympus America Inc. | FP1SE690R | FV10-RDM690-3; 690NM MPE EX DM FOR FV1000 SCANNING UNIT | 1048 | 0% | 1048
Olympus America Inc. | FP1SESILVER2 | PRE-ALIGNED SILVER MILLAR ASSEMBLY FOR FV1200 | 1108 | 0% | 1108
Olympus America Inc. | FP1SHCE | FV1000-MPE SHIPPING CHARGE - CENTRAL TIME ZONE | 1457 | 0% | 1457
Olympus America Inc. | FP1SHEA | FV1000-MPE SHIPPING CHARGE - EASTERN TIME ZONE | 2185 | 0% | 2185
Olympus America Inc. | FP1SHMO | FV1000-MPE SHIPPING CHARGE - MOUNTAIN TIME ZONE | 1353 | 0% | 1353
Olympus America Inc. | FP1SHPA | FV1000-MPE SHIPPING CHARGE - PACIFIC TIME ZONE | 1249 | 0% | 1249
Olympus America Inc. | FP1SIMDM690 | FV10-ADM690,690NM DICHROIC MIRROR UNIT FOR FV10-ASU | 1491 | 0% | 1491
Olympus America Inc. | FP1SSTSCI | FV10MP-STAGE-GA;SCIENTIFICA SUB STAGE | 2187 | 0% | 2187
Olympus America Inc. | FP1SUMEX | FV10MP-MSU;SCAN UNIT | 56345 | 0% | 56345
Olympus America Inc. | FP1UPI4 | FV1200 CORE SET TO MPE UPGRADE, IX83 | 13251 | 0% | 13251
Olympus America Inc. | FP1UPLDB1TC2 | MPE DEL OPTICS UPGD FROM BASIC V1 TO MPE TWIN INCL 720LP DM | 179768 | 0% | 179768
Olympus America Inc. | FP1UPW3 | FV1000 CORE SET TO MPE UPGRADE, BX61WI | 12855 | 0% | 12855
Olympus America Inc. | FP1UPW-UP | FV1000 CORE SET TO MPE UPGRADE, BX61WI | 49399 | 0% | 49399
Olympus America Inc. | FP1XYZSSTG | XYZ SIDE STAGE; WITH 200MMX200MM BREADBOARD | 3250 | 0% | 3250
Olympus America Inc. | FP1ZCDSUCD | LASER DELIVERY OPTICS UNIT+CONTROLLER W/O AOM; | 37455 | 0% | 37455
Olympus America Inc. | FP1ZCTNDM-MH | FV10-RFCTNDM-MH;RFCT-BX & NDMVBY/IR FOR MH | 6612 | 0% | 6612
Olympus America Inc. | FP1ZDSAP4M3M | AP4M3M;THREAD ADAPTER, MALE TO MALE M4 TO M3 | 3 | 0% | 3
Olympus America Inc. | FP1ZDSAP6M4M | AP6M4M;THREAD ADAPTER MALE TO MALE M6 TO M4 | 3 | 0% | 3
Olympus America Inc. | FP1ZDSCOVMS | DS OPT COV MS; SET OF Z-YY0026, 027, 028, 029, 030 & 031 | 973 | 0% | 973
Olympus America Inc. | FP1ZDSMS05RM | MS05R/M;MINI SERIES POST 6.00MM X 13MM | 10 | 0% | 10
Olympus America Inc. | FP1ZDSMSA6M | MSA6/M;THREAD ADAPTER FEMALE TO FEMALE M6 TO M3 | 14 | 0% | 14
Olympus America Inc. | FP1ZDSTR75MJ | TR75/M-JP;POST 12.00MM X 75MM | 10 | 0% | 10
Olympus America Inc. | FP1ZFV1000MP-OAI | FV1000 MPE FOR JIXIN CHENG | 222646 | 0% | 222646
Olympus America Inc. | FP1ZIROPTUG | 1300NM UPG:DM CUBE+IR CUT FILTER+WAVEPLATES,IR/VIS MIXDM | 37455 | 0% | 37455
Olympus America Inc. | FP1ZLDBAS-D | FV1000MPE DUAL IR DELIVERY UNIT FOR BASIC SYSTEM | 100445 | 0% | 100445
Olympus America Inc. | FP1ZLENS | FP1ZLENS - CONSISTS OF FP1ZTUBELENS & FP1ZPUPILLENS | 13383 | 0% | 13383
Olympus America Inc. | FP1ZLENS2 | Pupil transfer lens for FV1200MPE exclusive: UC Santa Cruz | 28841 | 0% | 28841
Olympus America Inc. | FP1ZPUPILLENS | NIR PUPIL LENS ASS'Y, 1300NM EXCITATION AND MPE IMAGING | 10691 | 0% | 10691
Olympus America Inc. | FP1ZSALK640 | FV30-ADP640 for adding OBIS640LX 40 mW in optional port of FV30-COMB4S, including DM | 37455 | 0% | 37455
Olympus America Inc. | FP1ZTEMPLEUP | N9044411; complete OT shipment-2P FV Upgrade LSM system | 125695 | 0% | 125695
Olympus America Inc. | FP1ZTUBELENS | NIR TUBE LENS ASS'Y, 1300NM EXCITATION AND MPE IMAGING | 3617 | 0% | 3617
Olympus America Inc. | FP3AVT150240 | RS2000 Series Optical Table (1500 x 2400 x 203 mm, M6 Holes) with S2000 28 inch standard auto-leveling isolators | 15500 | 4.5% | 14802.5
Olympus America Inc. | FP3AVTEXT | 04SI83648; Newport custom table extender (150x975) | 3000 | 4.5% | 2865
Olympus America Inc. | FP3AVTI83B | ANTIVIB TABLE 1500X1800X203 MM, ACCESS HOLE,28" LEG for IX83 | 14942 | 4.5% | 14269.61
Olympus America Inc. | FP3AVT-INT-4 | Integrity series 4, 900 x 1800 mm x 305 mm thickness Optical Table, M6 threads, pneumatically isolated | 7395 | 0% | 7395
Olympus America Inc. | FP3AVTRSRS2 | ANTIVIB TABLE 1500X3500X203MM DOUBLER W/ EXTENSIONS,28" LEG | 26886 | 4.5% | 25676.13
Olympus America Inc. | FP3AVTSPIS | S-2000A-428;PNUEMATIC ISOLATION SUPPORT LEGS 28" HT SET OF 4 | 5412 | 4.5% | 5168.46
Olympus America Inc. | FP3AVTSTOP | M-RS2000-510-8;1500X3000X203MM TABLE TOP | 14824 | 4.5% | 14156.92
Olympus America Inc. | FP3AVTWIB | ANTIVIB TABLE 1500X1650X203MM,ACCESS HOLE,28" LEG | 14547 | 4.5% | 13892.385
Olympus America Inc. | FP3AVTWIB1 | 1500X1650X203MM TABLE,ACCESS HOLE, 28" LEG, TIE BAR READY | 15377 | 4.5% | 14685.035
Olympus America Inc. | FP3AVTWIB1-TB | CUSTOM M-TBC TIE BAR FOR 1500X 1650 MM TABLE | 1531 | 4.5% | 1462.105
Olympus America Inc. | FP3AVTWIT | ANTIVIB TABLE 1500X2000X203MM,ACCESS HOLE,28" LEG | 15339 | 4.5% | 14648.745
Olympus America Inc. | FP3AVTWIT1 | 1500X2000X203MM TABLE,ACCESS HOLE, 28" LEG,TIE BAR READY | 16192 | 4.5% | 15463.36
Olympus America Inc. | FP3AVTWIT1-TB | CUSTOM M-TBC TIE BAR FOR 1500X 2000 MM TABLE | 1531 | 4.5% | 1462.105
Olympus America Inc. | FP3ZAVTOT | MPE-RS SHARING TABLE DESIGN AND EXTENSION | 18331 | 0% | 18331
Olympus America Inc. | FP3ZAVTOT1 | ANTIVIB TABLE EXTENDER,SHARING OPTICS & SPECIAL F30LASA | 62424 | 0% | 62424
Olympus America Inc. | FPIZLCU | FV10MP-LCU W/O AOM;LASER CONTROL UNIT | 37281 | 0% | 37281
Olympus America Inc. | FSX100B-CASE | FSX100 CASE;ATA CASE,FSX100MICROSCOPE,EDGE WHEELS,HANDLE | 682 | 0% | 682
Olympus America Inc. | FSX100B-CASE-2 | FSX100 CASE;ATA CASE, FSX100MICROSCOPE, NO WHEELS OR HANDL | 589 | 0% | 589
Olympus America Inc. | FSX100BLB | TT-80MH;FSX100 REPLACEMENT BULB, 2000 HRS | 733 | 0% | 733
Olympus America Inc. | FSX100PC-CASE-1 | FSX100 PC CASE;ATA CASE,FSX100COMPUTER,EDGE WHEELS,HANDLE | 649 | 0% | 649
Olympus America Inc. | FSX-DNGL | FSX100 FIRMWARE KEY FOR OPTIONAL FUNCTIONS | 3200 | 0% | 3200
Olympus America Inc. | FV1000-MKT-CHENG | FV1000MPE Filter MGR Visible system, BX61WI frame, transmitted detector, Siskiyou motorized stage and software | 130000 | 0% | 130000
Olympus America Inc. | FV10ICONT | FV10C-CU;FV10I CONTROL UNIT | 34077 | 0% | 34077
Olympus America Inc. | FV10ICONT1 | FV10I CONTROL UNIT W/WIN7PC-64 BIT & SW VER 2.1 | 34077 | 0% | 34077
Olympus America Inc. | FV10ICONT2 | FV10C-CU2; FV10I CONTROL UNIT,WIN7-64 | 34077 | 0% | 34077
Olympus America Inc. | FV10I-DOC | Complete FV10i Oil system | 80000 | 0% | 80000
Olympus America Inc. | FV10IDONGLE | FV10I SOFTWARE DONGLE REPLACEMENT FOR FV10I | 500 | 0% | 500
Olympus America Inc. | FV10IHLDPOD | FV10C-HOP;FV10I SPECIMEN HOLDER FOR INCUBATOR POD | 909 | 0% | 909
Olympus America Inc. | FV10IHOLCH | FV10C-HOC;FV10I SPECIMEN HOLDER FOR GLASS CHAMBER | 455 | 0% | 455
Olympus America Inc. | FV10IHOLD135 | FV10C-HOD1;FV10I SPEC HOLDER FOR 1 EACH 35MM DISH | 455 | 0% | 455
Olympus America Inc. | FV10IHOLD335 | FV10C-HOD3;FV10I SPECIMEN HOLDER FOR 3 EACH 35MM DISH | 569 | 0% | 569
Olympus America Inc. | FV10IHOLDSG2 | FV10C-HOS-2;SAMPLE HOLDER FOR SLIDE GLASS TYPE 2 | 455 | 0% | 455
Olympus America Inc. | FV10IHOLDWS | FV10C-HOW;SAMPLE HOLDER FOR WELL SLIDE | 455 | 0% | 455
Olympus America Inc. | FV10I-INCUBA | INCUBATOR FOR FV10I-O W/100% MIXER (100% CO2) & HEATER | 18500 | 0% | 18500
Olympus America Inc. | FV10IOIL | FV10C-O;FV10I OIL MAIN UNIT | 102227 | 0% | 102227
Olympus America Inc. | FV10IOIL3 | FV10C-O3;FV10I OIL MAIN UNIT | 104340 | 0% | 104340
Olympus America Inc. | FV10IPSU | FV10C-PSU;FV10I POWER SUPPLY UNIT | 11359 | 0% | 11359
Olympus America Inc. | FV10ISWUGD | FV10C-SWUP-DOC;FV10I-DOC SW UPGRADE TO VER. 2.1 | 2601 | 0% | 2601
Olympus America Inc. | FV10ISWUGL | FV10C-SWUP-LIV;FV10i-DOC SW UPGRADE TO VER. 2.1 | 2601 | 0% | 2601
Olympus America Inc. | FV10IWATER3 | FV10C-W3;FV10I WATER MAIN UNIT | 125669 | 0% | 125669
Olympus America Inc. | FV10-MCOMB/S-2A | Custom FV10-MCOMB/S (1 piece), FV10-DM-OPT (5 pieces)<br> | 20400 | 0% | 20400
Olympus America Inc. | FV10MKTCHENG | FV1000 Filter MGR Visible system | 132600 | 0% | 132600
Olympus America Inc. | FV10MP-SLRE-SP3 | FV10MP-SLRE-SP3; Dual sliding nosepiece for M25 & M34; Special order. | 3494 | 0% | 3494
Olympus America Inc. | FV10-ZDCOP-SP | FV10-ZDCOP;ZDC ADAPTER FOR F10 SUAD-I AND SOFTWARE LICENSE | 6430 | 0% | 6430
Olympus America Inc. | FV12-APPLE | FV1200-SYS; FV1200 system for Apple<br> | 382500 | 0% | 382500
Olympus America Inc. | FV12MW-2 | FV1200 IX83 DVMYR Spectral system with SIM, GaAsP, and ZDC | 393776 | 0% | 393776
Olympus America Inc. | FV3000CONFOCAL-0003 | FV3000CONFOCAL-0003 | 448447 | 0% | 448447
Olympus America Inc. | FV3000CONFOCAL-0004 | FV3000CONFOCAL-0004 | 328640 | 0% | 328640
Olympus America Inc. | FV3000CONFOCAL-0005 | FV3000CONFOCAL-0005 | 400620 | 0% | 400620
Olympus America Inc. | FV3000CONFOCAL-0006 | FV3000CONFOCAL-0006 | 491901 | 0% | 491901
Olympus America Inc. | FV3000CONFOCAL-0007 | FV3000CONFOCAL-0007 | 232008 | 0% | 232008
Olympus America Inc. | FV3000CONFOCAL-0008 | FV3000CONFOCAL-0008 | 315126 | 0% | 315126
Olympus America Inc. | FV3000CONFOCAL-0009 | FV3000CONFOCAL-0009 | 289154 | 0% | 289154
Olympus America Inc. | FV3000CONFOCAL-0010 | FV3000CONFOCAL-0010 | 281410 | 0% | 281410
Olympus America Inc. | FV3000CONFOCAL-0010-A | OT components for FV3000CONFOCAL-0010 | 251502.29 | 0% | 251502.29
Olympus America Inc. | FV3000CONFOCAL-0010-B | Local components for FV3000CONFOCAL-0010 | 23356.59 | 0% | 23356.59
Olympus America Inc. | FV3000CONFOCAL-0011 | FV3000CONFOCAL-0011 | 245308 | 0% | 245308
Olympus America Inc. | FV3000CONFOCAL-0012 | FV3000CONFOCAL-0012 | 330673 | 0% | 330673
Olympus America Inc. | FV3000CONFOCAL-0013 | FV3000CONFOCAL-0013 | 455260 | 0% | 455260
Olympus America Inc. | FV3000CONFOCAL-0014 | FV3000CONFOCAL-0014 | 281448 | 0% | 281448
Olympus America Inc. | FV3000CONFOCAL-0015 | FV3000CONFOCAL-0015 | 247785 | 0% | 247785
Olympus America Inc. | FV3000CONFOCAL-0016 | Complete Confocal System: • Galvanometer Scanner • Modular All Spectral 2 Channel Standard PMT & 2 Channel GaAsP Detection Units • All Laser Diode Combiner with 4 Laser Lines: 405, 488, 561, 640nm • IX83 Frame with Second Generation Zero Drift Compensator (ZDC) • Epi-Fluorescence Light Source and Cubes • Anti-Vibration Table with Compressor and System Components Rack • HP Win7 64bit System PC with 128 & 256GB SSDs,32GB DDR4,WIN7-64 BT,30” Monitor included. • CELLSENS 1.13 DIMENSION DESKTOP LICENSE • Advanced Base Software Including Multiwell Plate Navigator, Multiple Area Time Lapse, Sequencer Manager & Olympus Super Resolution | 413233 | 0% | 413233
Olympus America Inc. | FV3000CONFOCAL-0017 | FV3000CONFOCAL-0017 | 382827 | 0% | 382827
Olympus America Inc. | FV3000CONFOCAL-0018 | Complete FV3000 system for NIH | 391603 | 0% | 391603
Olympus America Inc. | FV3000CONFOCAL-0019 | FV3000CONFOCAL-0019 | 431417 | 0% | 431417
Olympus America Inc. | FV3000CONFOCAL-0020 | FV3000CONFOCAL-0020 | 459451 | 0% | 459451
Olympus America Inc. | FV3000CONFOCAL-0021 | FV3000CONFOCAL-0021 | 316303 | 0% | 316303
Olympus America Inc. | FV3000CONFOCAL-0022 | FV3000CONFOCAL-0022 | 437477 | 0% | 437477
Olympus America Inc. | FV3000CONFOCAL-0023 | FV3000CONFOCAL-0023 | 245497 | 0% | 245497
Olympus America Inc. | FV3000CONFOCAL-0024 | FV3000CONFOCAL-0024 | 261055 | 0% | 261055
Olympus America Inc. | FV3000CONFOCAL-0025 | FV3000CONFOCAL-0025 | 259410 | 0% | 259410
Olympus America Inc. | FV3000CONFOCAL-0026 | FV3000CONFOCAL-0026 | 327463 | 0% | 327463
Olympus America Inc. | FV3000CONFOCAL-0027 | FV3000CONFOCAL-0027 | 450260 | 0% | 450260
Olympus America Inc. | FV3000CONFOCAL-0027-A | OT components for FV3000CONFOCAL-0027 | 394481 | 0% | 394481
Olympus America Inc. | FV3000CONFOCAL-0027-B | Local components for FV3000CONFOCAL-0027 | 55406 | 0% | 55406
Olympus America Inc. | FV3000CONFOCAL-0028 | FV3000CONFOCAL-0028 | 308310 | 0% | 308310
Olympus America Inc. | FV3000CONFOCAL-0029 | FV3000CONFOCAL-0029 | 486600 | 0% | 486600
Olympus America Inc. | FV3000CONFOCAL-0030 | FV3000CONFOCAL-0030 | 439010 | 0% | 439010
Olympus America Inc. | FV3000CONFOCAL-0031 | FV3000CONFOCAL-0031 | 500730 | 0% | 500730
Olympus America Inc. | FV3000CONFOCAL-0032 | FV3000CONFOCAL-0032 | 277400 | 0% | 277400
Olympus America Inc. | FV3000CONFOCAL-0033 | FV3000CONFOCAL-0033 | 441690 | 0% | 441690
Olympus America Inc. | FV3000CONFOCAL-0034 | FV3000CONFOCAL-0034 | 260420 | 0% | 260420
Olympus America Inc. | FV3000CONFOCAL-0035 | FV3000CONFOCAL-0035 | 281340 | 0% | 281340
Olympus America Inc. | FV3000CONFOCAL-0036 | FV3000CONFOCAL-0035 | 365040 | 0% | 365040
Olympus America Inc. | FV3000CONFOCAL-0037 | FV3000CONFOCAL-0037 | 196680 | 0% | 196680
Olympus America Inc. | FV3000CONFOCAL-0037-A | OT components for FV3000CONFOCAL-0037 | 181222 | 0% | 181222
Olympus America Inc. | FV3000CONFOCAL-0037-B | Local components for FV3000CONFOCAL-0037 | 15464 | 0% | 15464
Olympus America Inc. | FV3000CONFOCAL-0038 | FV3000CONFOCAL-0038 | 300200 | 0% | 300200
Olympus America Inc. | FV3000CONFOCAL-0039 | FV3000CONFOCAL-0039 | 303380 | 0% | 303380
Olympus America Inc. | FV3000CONFOCAL-0040 | FV3000CONFOCAL-0040 | 460180 | 0% | 460180
Olympus America Inc. | FV3000CONFOCAL-0041 | FV3000CONFOCAL-0041 | 290750 | 0% | 290750
Olympus America Inc. | FV3000CONFOCAL-0042 | FV3000CONFOCAL-0042 | 288150 | 0% | 288150
Olympus America Inc. | FV3000CONFOCAL-0043 | FV3000CONFOCAL-0043 | 444860 | 0% | 444860
Olympus America Inc. | FV3000CONFOCAL-0044 | FV3000CONFOCAL-0044 | 253090 | 0% | 253090
Olympus America Inc. | FV3000CONFOCAL-0045 | Complete Olympus FV3000 laser scanning confocal microscope system | 256070 | 0% | 256070
Olympus America Inc. | FV3000CONFOCAL-0046 | OCI DEMO; CR-INF1-3C KIT | 309230 | 0% | 309230
Olympus America Inc. | FV3000CONFOCAL-0047 | FV3000CONFOCAL-0047 | 224530 | 0% | 224530
Olympus America Inc. | FV3000CONFOCAL-0048 | FV3000CONFOCAL-0048 | 456170 | 0% | 456170
Olympus America Inc. | FV3000CONFOCAL-0049 | FV3000CONFOCAL-0049 | 275708.31 | 0% | 275708.31
Olympus America Inc. | FV3000CONFOCAL-0050 | FV3000CONFOCAL-0050 | 349220 | 0% | 349220
Olympus America Inc. | FV3000CONFOCAL-0051 | FV3000CONFOCAL-0051 | 260820 | 0% | 260820
Olympus America Inc. | FV3000CONFOCAL-0052 | FV3000CONFOCAL-0052 | 293510 | 0% | 293510
Olympus America Inc. | FV3000CONFOCAL-0053 | FV3000CONFOCAL-0053 | 291827.36 | 0% | 291827.36
Olympus America Inc. | FV3000CONFOCAL-0054 | FV3000CONFOCAL-0054 | 460200 | 0% | 460200
Olympus America Inc. | FV3000CONFOCAL-0055 | FV3000CONFOCAL-0055 | 217280 | 0% | 217280
Olympus America Inc. | FV3000CONFOCAL-0056 | FV3000CONFOCAL-0056 | 363840.5 | 0% | 363840.5
Olympus America Inc. | FV3000CONFOCAL-0057 | FV3000CONFOCAL-0057 | 342740 | 0% | 342740
Olympus America Inc. | FV3000CONFOCAL-0057-B | 3rd party items for FV3000CONFOCAL-0057 | 42431 | 0% | 42431
Olympus America Inc. | FV3000CONFOCAL-0058 | FV3000CONFOCAL-0058 | 346440 | 0% | 346440
Olympus America Inc. | FV3000CONFOCAL-0059 | FV3000CONFOCAL-0059 | 616000 | 0% | 616000
Olympus America Inc. | FV3000CONFOCAL-0060 | FV3000CONFOCAL-0060 | 500000 | 0% | 500000
Olympus America Inc. | FV3000CONFOCAL-0061 | FV3000CONFOCAL-0061 | 500000 | 0% | 500000
Olympus America Inc. | FV3000CONFOCAL-0062 | FV3000CONFOCAL-0062 | 500000 | 0% | 500000
Olympus America Inc. | FV3000CONFOCAL-0063 | FV3000CONFOCAL-0063 | 500000 | 0% | 500000
Olympus America Inc. | FV3000CONFOCAL-0065 | FV3000CONFOCAL-0065 | 500000 | 0% | 500000
Olympus America Inc. | FV3000CONFOCAL-0066 | FV3000CONFOCAL-0066 | 500000 | 0% | 500000
Olympus America Inc. | FV3000CONFOCAL-0067 | FV3000CONFOCAL-0067 | 500000 | 0% | 500000
Olympus America Inc. | FV3000CONFOCAL-0068 | FV3000CONFOCAL-0068 | 283720 | 0% | 283720
Olympus America Inc. | FV3000CONFOCAL-0069 | FV3000CONFOCAL-0069 | 321090 | 0% | 321090
Olympus America Inc. | FV3000CONFOCAL-0070 | FV3000CONFOCAL-0070 | 619652 | 0% | 619652
Olympus America Inc. | FV3000CONFOCAL-0071 | FV3000CONFOCAL-0071 | 211920 | 0% | 211920
Olympus America Inc. | FV3000CONFOCAL-0072 | FV3000CONFOCAL-0072 | 238070 | 0% | 238070
Olympus America Inc. | FV3000CONFOCAL-0073 | FV3000CONFOCAL-0073 | 500000 | 0% | 500000
Olympus America Inc. | FV3000CONFOCAL-0074 | FV3000CONFOCAL-0074 | 500000 | 0% | 500000
Olympus America Inc. | FV3000CONFOCAL-0075 | FV3000CONFOCAL-0075 | 500000 | 0% | 500000
Olympus America Inc. | FV3000CONFOCAL-0076 | FV3000CONFOCAL-0076 | 500000 | 0% | 500000
Olympus America Inc. | FV3000CONFOCAL-0077 | FV3000CONFOCAL-0077 | 500000 | 0% | 500000
Olympus America Inc. | FV3000CONFOCAL-0078 | FV3000CONFOCAL-0078 | 500000 | 0% | 500000
Olympus America Inc. | FV3000CONFOCAL-0079 | FV3000CONFOCAL-0079 | 500000 | 0% | 500000
Olympus America Inc. | FV3000CONFOCAL-0080 | FV3000CONFOCAL-0080 | 500000 | 0% | 500000
Olympus America Inc. | FV3000CONFOCAL-0081 | FV3000CONFOCAL-0081 | 332100 | 0% | 332100
Olympus America Inc. | FV3000CONFOCAL-0082 | FV3000CONFOCAL-0082 | 362440 | 0% | 362440
Olympus America Inc. | FV3000CONFOCAL-0083 | FV3000CONFOCAL-0083 | 500000 | 0% | 500000
Olympus America Inc. | FV3000CONFOCAL-0084 | FV3000CONFOCAL-0084 | 500000 | 0% | 500000
Olympus America Inc. | FV3000CONFOCAL-0085 | FV3000CONFOCAL-0085 | 500000 | 0% | 500000
Olympus America Inc. | FV3000CONFOCAL-0086 | FV3000CONFOCAL-0086 | 500000 | 0% | 500000
Olympus America Inc. | FV3000CONFOCAL-0087 | FV3000CONFOCAL-0087 | 500000 | 0% | 500000
Olympus America Inc. | FV3000CONFOCAL-0088 | FV3000CONFOCAL-0088 | 500000 | 0% | 500000
Olympus America Inc. | FV3000CONFOCAL-0090 | FV3000CONFOCAL-0090 | 500000 | 0% | 500000
Olympus America Inc. | FV3000CONFOCAL-0091 | FV3000CONFOCAL-0091 | 500000 | 0% | 500000
Olympus America Inc. | FV3000CONFOCAL-0092 | FV3000CONFOCAL-0092 | 500000 | 0% | 500000
Olympus America Inc. | FV3000CONFOCAL-0093 | FV3000CONFOCAL-0093 | 500000 | 0% | 500000
Olympus America Inc. | FV3000CONFOCAL-0094 | FV3000CONFOCAL-0094 | 500000 | 0% | 500000
Olympus America Inc. | FV3000CONFOCAL-0095 | FV3000CONFOCAL-0095 | 500000 | 0% | 500000
Olympus America Inc. | FV3000CONFOCAL-0096 | FV3000CONFOCAL-0096 | 500000 | 0% | 500000
Olympus America Inc. | FV3000CONFOCAL-0097 | FV3000CONFOCAL-0097 | 500000 | 0% | 500000
Olympus America Inc. | FV3000CONFOCAL-0098 | FV3000CONFOCAL-0098 | 500000 | 0% | 500000
Olympus America Inc. | FV3000CONFOCAL-0099 | FV3000CONFOCAL-0099 | 500000 | 0% | 500000
Olympus America Inc. | FV3000CONFOCAL-0100 | FV3000CONFOCAL-0100 | 500000 | 0% | 500000
Olympus America Inc. | FV3000CONFOCAL-0101 | Complete FV3000 confocal microscope system | 500000 | 0% | 500000
Olympus America Inc. | FV3000CONFOCAL-0102 | Complete FV3000 confocal microscope system | 500000 | 0% | 500000
Olympus America Inc. | FV3000CONFOCAL-0103 | Complete FV3000 confocal microscope system | 500000 | 0% | 500000
Olympus America Inc. | FV3000CONFOCAL-0104 | Complete FV3000 confocal microscope system | 500000 | 0% | 500000
Olympus America Inc. | FV3000CONFOCAL-0105 | Complete FV3000 confocal microscope system | 500000 | 0% | 500000
Olympus America Inc. | FV3000CONFOCAL-0106 | Complete FV3000 confocal microscope system | 500000 | 0% | 500000
Olympus America Inc. | FV3000CONFOCAL-0107 | Complete FV3000 confocal microscope system | 500000 | 0% | 500000
Olympus America Inc. | FV3000CONFOCAL-0108 | Complete FV3000 system for Sherbrooke University | 363593 | 0% | 363593
Olympus America Inc. | FV3000CONFOCAL-0109 | Complete FV3000 confocal microscope system | 500000 | 0% | 500000
Olympus America Inc. | FV3000CONFOCAL-0110 | Complete FV3000 confocal microscope system | 500000 | 0% | 500000
Olympus America Inc. | FV3000CONFOCAL-0111 | Complete FV3000 confocal microscope system | 500000 | 0% | 500000
Olympus America Inc. | FV3000CONFOCAL-0112 | Complete FV3000 confocal microscope system | 500000 | 0% | 500000
Olympus America Inc. | FV3000CONFOCAL-0113 | Complete FV3000 confocal microscope system | 180150 | 0% | 180150
Olympus America Inc. | FV3000CONFOCAL-0114 | Complete FV3000 confocal microscope system | 500000 | 0% | 500000
Olympus America Inc. | FV3000CONFOCAL-0115 | Complete FV3000 confocal microscope system | 500000 | 0% | 500000
Olympus America Inc. | FV3000CONFOCAL-0116 | Complete FV3000 confocal microscope system | 500000 | 0% | 500000
Olympus America Inc. | FV3000CONFOCAL-0117 | Complete FV3000 confocal microscope system | 500000 | 0% | 500000
Olympus America Inc. | FV3000CONFOCAL-0118 | Complete FV3000 confocal microscope system | 500000 | 0% | 500000
Olympus America Inc. | FV3000CONFOCAL-0119 | Complete FV3000 confocal microscope system | 500000 | 0% | 500000
Olympus America Inc. | FV3000CONFOCAL-0120 | Complete FV3000 confocal microscope system | 500000 | 0% | 500000
Olympus America Inc. | FV3000CONFOCAL-0121 | Complete FV3000 confocal microscope system | 428616 | 0% | 428616
Olympus America Inc. | FV3000CONFOCAL-0122 | Complete FV3000 confocal microscope system | 500000 | 0% | 500000
Olympus America Inc. | FV3000CONFOCAL-0123 | Complete FV3000 confocal microscope system | 500000 | 0% | 500000
Olympus America Inc. | FV3000CONFOCAL-0124 | Complete FV3000 confocal microscope system | 500000 | 0% | 500000
Olympus America Inc. | FV3000CONFOCAL-0125 | Complete FV3000 confocal microscope system | 500000 | 0% | 500000
Olympus America Inc. | FV3000CONFOCAL-0126 | Complete FV3000 confocal microscope system | 500000 | 0% | 500000
Olympus America Inc. | FV3000CONFOCAL-0127 | Complete FV3000 confocal microscope system | 500000 | 0% | 500000
Olympus America Inc. | FV3000CONFOCAL-0128 | Complete FV3000 confocal microscope system | 500000 | 0% | 500000
Olympus America Inc. | FV3000CONFOCAL-0129 | Complete FV3000 confocal microscope system | 500000 | 0% | 500000
Olympus America Inc. | FV3000CONFOCAL-0130 | Complete FV3000 confocal microscope system | 500000 | 0% | 500000
Olympus America Inc. | FV3000CONFOCAL-0131 | Complete FV3000 confocal microscope system | 500000 | 0% | 500000
Olympus America Inc. | FV3000CONFOCAL-0133 | Complete FV3000 confocal microscope system | 500000 | 0% | 500000
Olympus America Inc. | FV3000CONFOCAL-0134 | Complete FV3000 confocal microscope system | 500000 | 0% | 500000
Olympus America Inc. | FV3000CONFOCAL-0135 | Complete FV3000 confocal microscope system | 500000 | 0% | 500000
Olympus America Inc. | FV3000CONFOCAL-0137 | Complete FV3000 confocal microscope system | 500000 | 0% | 500000
Olympus America Inc. | FV3000CONFOCAL-0138 | Complete FV3000RS system for UNC | 351844 | 0% | 351844
Olympus America Inc. | FV3000CONFOCAL-0140 | Complete FV3000 confocal microscope system | 292755 | 0% | 292755
Olympus America Inc. | FV3000CONFOCAL-0141 | Complete FV3000 confocal microscope system | 500000 | 0% | 500000
Olympus America Inc. | FV3000CONFOCAL-0142 | Complete FV3000 confocal microscope system | 500000 | 0% | 500000
Olympus America Inc. | FV3000CONFOCAL-0143 | Complete FV3000 system for UNMC | 400316 | 0% | 400316
Olympus America Inc. | FV3000CONFOCAL-0144 | Complete FV3000 confocal microscope system | 500000 | 0% | 500000
Olympus America Inc. | FV3000CONFOCAL-0145 | Complete FV3000 confocal microscope system | 500000 | 0% | 500000
Olympus America Inc. | FV3000CONFOCAL-0146 | Complete FV3000 confocal microscope system | 500000 | 0% | 500000
Olympus America Inc. | FV3000CONFOCAL-0147 | Complete FV3000 confocal microscope system | 500000 | 0% | 500000
Olympus America Inc. | FV3000CONFOCAL-0148 | Complete FV3000 confocal microscope system | 500000 | 0% | 500000
Olympus America Inc. | FV3000CONFOCAL-0149 | Complete FV3000 confocal microscope system | 500000 | 0% | 500000
Olympus America Inc. | FV3000CONFOCAL-0150 | Complete FV3000 confocal microscope system | 500000 | 0% | 500000
Olympus America Inc. | FV3000CONFOCAL-0151 | Complete FV3000RS system for Yale | 386905 | 0% | 386905
Olympus America Inc. | FV3000CONFOCAL-0152 | Complete FV3000 confocal microscope system | 500000 | 0% | 500000
Olympus America Inc. | FV3000CONFOCAL-0153 | Complete FV3000 confocal microscope system | 500000 | 0% | 500000
Olympus America Inc. | FV3000CONFOCAL-0154 | Complete FV3000 confocal microscope system | 500000 | 0% | 500000
Olympus America Inc. | FV3000CONFOCAL-0155 | Complete FV3000 confocal microscope system | 500000 | 0% | 500000
Olympus America Inc. | FV3000CONFOCAL-0156 | Complete FV3000 confocal microscope system | 500000 | 0% | 500000
Olympus America Inc. | FV3000CONFOCAL-0157 | Complete FV3000 confocal microscope system | 500000 | 0% | 500000
Olympus America Inc. | FV3000CONFOCAL-0158 | Complete FV3000 confocal microscope system | 500000 | 0% | 500000
Olympus America Inc. | FV3000CONFOCAL-0159 | Complete FV3000 confocal microscope system | 500000 | 0% | 500000
Olympus America Inc. | FV3000CONFOCAL-0160 | Complete FV3000 confocal microscope system | 500000 | 0% | 500000
Olympus America Inc. | FV3000CONFOCAL-0161 | Complete FV3000 confocal microscope system | 500000 | 0% | 500000
Olympus America Inc. | FV3000CONFOCAL-0162 | Complete FV3000 confocal microscope system | 500000 | 0% | 500000
Olympus America Inc. | FV3000CONFOCAL-0163 | Complete FV3000 confocal microscope system | 500000 | 0% | 500000
Olympus America Inc. | FV3000CONFOCAL-0164 | Complete FV3000 confocal microscope system | 500000 | 0% | 500000
Olympus America Inc. | FV3000CONFOCAL-0165 | Complete FV3000 confocal microscope system | 500000 | 0% | 500000
Olympus America Inc. | FV3000CONFOCAL-0166 | Complete FV3000 confocal microscope system | 500000 | 0% | 500000
Olympus America Inc. | FV3000CONFOCAL-0167 | Complete FV3000 confocal microscope system | 500000 | 0% | 500000
Olympus America Inc. | FV3000CONFOCAL-0168 | Complete FV3000 confocal microscope system | 500000 | 0% | 500000
Olympus America Inc. | FV3000CONFOCAL-0169 | Complete FV3000 confocal microscope system | 500000 | 0% | 500000
Olympus America Inc. | FV3000CONFOCAL-0170 | Complete FV3000 confocal microscope system | 500000 | 0% | 500000
Olympus America Inc. | FV3000CONFOCAL-0171 | Complete FV3000 confocal microscope system | 500000 | 0% | 500000
Olympus America Inc. | FV3000CONFOCAL-0172 | Complete FV3000 confocal microscope system | 500000 | 0% | 500000
Olympus America Inc. | FV3000CONFOCAL-0173 | Complete FV3000 confocal microscope system | 500000 | 0% | 500000
Olympus America Inc. | FV3000CONFOCAL-0174 | Complete FV3000 confocal microscope system | 500000 | 0% | 500000
Olympus America Inc. | FV3000CONFOCAL-0175 | Complete FV3000 confocal microscope system | 500000 | 0% | 500000
Olympus America Inc. | FV3000CONFOCAL-0176 | Complete FV3000 confocal microscope system | 500000 | 0% | 500000
Olympus America Inc. | FV3000CONFOCAL-0177 | Complete FV3000 confocal microscope system | 500000 | 0% | 500000
Olympus America Inc. | FV3000CONFOCAL-0178 | Complete FV3000 confocal microscope system | 500000 | 0% | 500000
Olympus America Inc. | FV3000CONFOCAL-0179 | Complete FV3000 confocal microscope system | 500000 | 0% | 500000
Olympus America Inc. | FV3000CONFOCAL-0180 | Complete FV3000 confocal microscope system | 500000 | 0% | 500000
Olympus America Inc. | FV3000CONFOCAL-0181 | Complete FV3000 confocal microscope system | 500000 | 0% | 500000
Olympus America Inc. | FV3000CONFOCAL-0182 | Complete FV3000 confocal microscope system | 500000 | 0% | 500000
Olympus America Inc. | FV3000CONFOCAL-0183 | Complete FV3000 confocal microscope system | 500000 | 0% | 500000
Olympus America Inc. | FV3000CONFOCAL-0184 | Complete FV3000 confocal microscope system | 500000 | 0% | 500000
Olympus America Inc. | FV3000CONFOCAL-0185 | Complete FV3000 confocal microscope system | 500000 | 0% | 500000
Olympus America Inc. | FV3000CONFOCAL-0186 | Complete FV3000 confocal microscope system | 283948 | 0% | 283948
Olympus America Inc. | FV3000CONFOCAL-0187 | Complete FV3000 confocal microscope system | 500000 | 0% | 500000
Olympus America Inc. | FV3000CONFOCAL-0188 | Complete FV3000 confocal microscope system | 500000 | 0% | 500000
Olympus America Inc. | FV3000CONFOCAL-0189 | Complete FV3000 confocal microscope system | 500000 | 0% | 500000
Olympus America Inc. | FV3000CONFOCAL-0190 | Complete FV3000 confocal microscope system | 500000 | 0% | 500000
Olympus America Inc. | FV3000CONFOCAL-0191 | Complete FV3000 confocal microscope system | 500000 | 0% | 500000
Olympus America Inc. | FV3000CONFOCAL-0192 | Complete FV3000 confocal microscope system | 500000 | 0% | 500000
Olympus America Inc. | FV3000CONFOCAL-0193 | Complete FV3000 confocal microscope system | 500000 | 0% | 500000
Olympus America Inc. | FV3000CONFOCAL-0194 | Complete FV3000 confocal microscope system | 500000 | 0% | 500000
Olympus America Inc. | FV3000CONFOCAL-0195 | Complete FV3000 confocal microscope system | 262359 | 0% | 262359
Olympus America Inc. | FV3000CONFOCAL-0196 | Complete FV3000 confocal microscope system | 500000 | 0% | 500000
Olympus America Inc. | FV3000CONFOCAL-0197 | Complete FV3000 confocal microscope system | 500000 | 0% | 500000
Olympus America Inc. | FV3000CONFOCAL-0198 | Complete FV3000 confocal microscope system | 500000 | 0% | 500000
Olympus America Inc. | FV3000CONFOCAL-0199 | Complete FV3000 confocal microscope system | 500000 | 0% | 500000
Olympus America Inc. | FV3000CONFOCAL-0200 | Complete FV3000 confocal microscope system | 500000 | 0% | 500000
Olympus America Inc. | FV3000CONFOCAL-0206 | Complete FV3000 confocal microscope system | 325504 | 0% | 325504
Olympus America Inc. | FV300REPKEY | FVSW-SECKEY-USB; FV300 REPLACEMENT KEY | 200 | 4.5% | 191
Olympus America Inc. | FV30-ANALOG | FV30-ANALOG;IO BOX,6 TTL IN&6OUT,4 ANALOG IN,1 Z-OUT | 7204 | 4.5% | 6879.82
Olympus America Inc. | FV30-BB-L | BB-L; ASSY, BEAM BLOCK. TOOL HOLDER MAG BASE CLAMP | 0 | 0% | 0
Olympus America Inc. | FV30-BPIX | FV30-BPIX;BASE PLATE FOR IX83.INCLUDING FIXING SCREWES | 1801 | 4.5% | 1719.955
Olympus America Inc. | FV30-CSTOP | FV30-CSTOP;PARTS FOR FIXING CAMERA TO IX ANTIVIBLATION | 1390 | 4.5% | 1327.45
Olympus America Inc. | FV30GF | FV30GF;Motorized in vivo microscope stand | 39128 | 4.5% | 37367.24
Olympus America Inc. | FV30-GFRMP | FV30-GFRMP;Removable plate for XYZ stage of Gantry Frame | 2445 | 4.5% | 2334.975
Olympus America Inc. | FV30-GFSP | FV30-GFSP;optional Gantry xy Stage top | 2224 | 4.5% | 2123.92
Olympus America Inc. | FV30-GFXYST | FV30-GFXYST;XY manual stage for gantry frame microscope | 11116 | 4.5% | 10615.78
Olympus America Inc. | FV30-GFZST | FV30-GFZST; Manual Z stage for Gantry frame microscope | 8449 | 4.5% | 8068.795
Olympus America Inc. | FV30-ILSW | FV30-ILSW;LASER INTERLOCK SWITCH FOR IX83 STAND. | 427 | 4.5% | 407.785
Olympus America Inc. | FV30-IX3NAK2 | FVMPERSS15P0343;IX83 nosepiece adapter kit for MPE-RS | 4809 | 0% | 4809
Olympus America Inc. | FV30-MPI-E | FV30-MPI-E;SYSTEM INSTRUCTION MANUAL OF FVMPE-RS IN ENGLISH | 445 | 4.5% | 424.975
Olympus America Inc. | FV30-NRDM690 | FV30-NRDM690;690NM LP DM CUBE FOR IX83 | 2001 | 4.5% | 1910.955
Olympus America Inc. | FV30-NRDM760 | FV30-NRDM760;760NM LP DM CUBE FOR IX83 | 4001 | 4.5% | 3820.955
Olympus America Inc. | FV30-NRDMOPT | FV30-NRDMOPT;FVMPE-RS OPTIONALDM HOLDER FOR IX83 | 3001 | 4.5% | 2865.955
Olympus America Inc. | FV30-OSR | FV30-OSR;FV3000 SUPER RESOLUTION SW/CONTROL PKG | 5100 | 4.5% | 4870.5
Olympus America Inc. | FV30-PICKOFF | SP ORDER;FVMPE-RS INSIGHT LASER PICKOFF FOR FLIM | 5100 | 4.5% | 4870.5
Olympus America Inc. | FV30RACK | 5-29-26; SLIM 5 RACK 29RU 20"DEEP | 533 | 4.5% | 509.015
Olympus America Inc. | FV30-RFACA | FV30-RFACA;MOTORIZED FLUORESCENT MIRROR TURRET FOR | 4695 | 4.5% | 4483.725
Olympus America Inc. | FV30-RFAXD | FV30-RFAXD;CONNECTOR BETWEEN FV30-RFACA AND FV30-RXD | 4889 | 4.5% | 4668.995
Olympus America Inc. | FV30RKBP | RAP29; RACK BACK PANEL | 140 | 4.5% | 133.7
Olympus America Inc. | FV30RKPNLS | SP-5-29; SIDE PANELS | 300 | 4.5% | 286.5
Olympus America Inc. | FV30RKSHELF | SH-5A-26; ZERO RU SHELF | 107 | 4.5% | 102.185
Olympus America Inc. | FV30RKWHLS | 5WL; LOCKING WHEELS | 82 | 4.5% | 78.31
Olympus America Inc. | FV30SHELF | Overhead Table Shelf W/ Electrical Outlets, 6 ft. long | 3000 | 4.5% | 2865
Olympus America Inc. | FV30-SHIP | FVMPE-RS Shipping Fee | 2142 | 4.5% | 2045.61
Olympus America Inc. | FV30SIMHOLO | SLM stimulation unit for FVMPE-RS | 199900 | 0% | 199900
Olympus America Inc. | FV30SP-EXTNP | Extention tube between objective and nosepiece w/o rotation for FVMPE-RS | 48960 | 4.5% | 46756.8
Olympus America Inc. | FV30SP-GAPAD | Dual channel EPI NDD for MPE-RS | 10200 | 4.5% | 9741
Olympus America Inc. | FV30-STGMP | FV30-STGMP;Supporting stand for GF | 2002 | 4.5% | 1911.91
Olympus America Inc. | FV30-STIMP | FV30-STIMP;ADAPTER TO CONNECT SCANNER AND IX83 SCOPE FRAME | 1601 | 4.5% | 1528.955
Olympus America Inc. | FV30-TBSIMG | FV30-TBSIMG;Laser shield tube for FV30GF SIM w/ mirror. | 2216 | 4.5% | 2116.28
Olympus America Inc. | FV30-TBSIMI | FV30-TBSIMI;LASER LIGHT SHILDING PARTS FOR IX, SIM | 3077 | 4.5% | 2938.535
Olympus America Inc. | FV30-TBSUG | FV30-TBSUG;LASER SHIELD TUBE FOR FV30GFW/ MIRROR | 2216 | 4.5% | 2116.28
Olympus America Inc. | FV30-TBSUI | FV30-TBSUI;LASER LIGHT SHILDING PARTS FOR IX, MAIN | 3077 | 4.5% | 2938.535
Olympus America Inc. | FV31ABBVIE | FV3000 laser scanning confocal microscope system, without IX83 | 210597 | 4.5% | 201120.135
Olympus America Inc. | FV31-ADP445 | FV31-ADP445;Laser diode adapter kit for LD445 | 1922 | 4.5% | 1835.51
Olympus America Inc. | FV31-ADP514 | FV31-ADP514;Laser diode adapter kit for LD514 | 1922 | 4.5% | 1835.51
Olympus America Inc. | FV31-ADP594 | FV31-ADP594;Laser diode adapter kit for LD594 | 1922 | 4.5% | 1835.51
Olympus America Inc. | FV31-ADPM | FV31-ADPM;Adapter mirror for MCOMB with SCOMB. | 1708 | 4.5% | 1631.14
Olympus America Inc. | FV31-AVP | FV31-AVP;FV3000 Anti-viblation plate | 2562 | 4.5% | 2446.71
Olympus America Inc. | FV31-BCOMB | FV31-BCOMB;FV3000 Beam combining unit for additional lasers | 4269 | 4.5% | 4076.895
Olympus America Inc. | FV31-CCFUR | FV31-CCFUR;FV3000 Fiber unit between MCOMB and SCOMB | 4269 | 4.5% | 4076.895
Olympus America Inc. | FV31DEMOCS1 | FV3000 Case with pneumatic assist lift | 4740 | 0% | 4740
Olympus America Inc. | FV31DEMOCS2 | FV3000 Case #2 Accessories | 2934 | 0% | 2934
Olympus America Inc. | FV31DEMOCS3 | FV3000 Case #3 Accessories | 1782 | 0% | 1782
Olympus America Inc. | FV31-DM-NE | FV31-DM-NE;ExDM for 445/514 | 1708 | 4.5% | 1631.14
Olympus America Inc. | FV31-DM-NEO | FV31-DM-NEO;ExDM for 445/514/594 | 2135 | 4.5% | 2038.925
Olympus America Inc. | FV31-DM-OPT | FV31-DM-OPT;Option frame of excitation DM | 428 | 4.5% | 408.74
Olympus America Inc. | FV31-DM-VBO | FV31-DM-VBO;ExDM for 405/488/594 | 2135 | 4.5% | 2038.925
Olympus America Inc. | FV31-DM-VBY | FV31-DM-VBY;ExDM for 405/488/561 | 2135 | 4.5% | 2038.925
Olympus America Inc. | FV31-DM-VEO | FV31-DM-VEO;ExDM for 405/514/594 | 2135 | 4.5% | 2038.925
Olympus America Inc. | FV31-EXDM-M | FV31-EXDM-M;ExDM turret for MCOMB set | 4269 | 4.5% | 4076.895
Olympus America Inc. | FV31-EXDM-MS | FV31-EXDM-MS;ExDM turret for Main and Sub laser combiner | 5336 | 4.5% | 5095.88
Olympus America Inc. | FV31-FURBB | FV31-FURBB;Broad band fiber unit 400-640nm for FV31-MCOMB | 5977 | 4.5% | 5708.035
Olympus America Inc. | FV31-HSD | FV31-HSD;FV3000 cooled 2CH GaAsP Detection unit | 55488 | 4.5% | 52991.04
Olympus America Inc. | FV31-HSU-P | FV31-HSU-P;FV3000 Hybrid scan unit and power supply set | 89635 | 4.5% | 85601.425
Olympus America Inc. | FV31-ILLSW | FV31-ILLSW;Laser interlock safety unit for IX3-ILL | 641 | 4.5% | 612.155
Olympus America Inc. | FV31IQUIFIB | Complete FV3000 confocal laser scanning microscope system | 198683 | 4.5% | 189742.265
Olympus America Inc. | FV31-LD405 | LASER DIODE 405NM,CW 50MW | 4447 | 4.5% | 4246.885
Olympus America Inc. | FV31-LD445 | LASER DIODE 445NM,CW 75MW | 7344 | 4.5% | 7013.52
Olympus America Inc. | FV31-LD488 | LASER DIODE 488NM,CW 20MW | 4558 | 4.5% | 4352.89
Olympus America Inc. | FV31-LD514 | LASER DIODE 514NM,CW 40MW | 6667 | 4.5% | 6366.985
Olympus America Inc. | FV31-LD561 | LASER DIODE 561NM,CW 20MW | 5225 | 4.5% | 4989.875
Olympus America Inc. | FV31-LD594 | LASER DIODE 594NM,CW 20MW | 7570 | 4.5% | 7229.35
Olympus America Inc. | FV31-LD640 | LASER DIODE 640NM,CW 40MW | 2446 | 4.5% | 2335.93
Olympus America Inc. | FV31-LD752FC | LASER DIODE 752NM,CW 100MW, FC PIGTAIL | 20000 | 4.5% | 19100
Olympus America Inc. | FV31-LD752-SP | FV31-LD752SET; Customized 752nm LD introduction optics for FV3000 | 38579 | 4.5% | 36842.945
Olympus America Inc. | FV31-LDPSU | FV3000 6 CH laser diode power supply | 1089 | 4.5% | 1039.995
Olympus America Inc. | FV31-LETD | FV31-LETD;FV3000 Transmitted detector | 7257 | 4.5% | 6930.435
Olympus America Inc. | FV31-LIFTPALLET | 16350-R; FV3000 pallet ramp for lift case | 1750 | 4.5% | 1671.25
Olympus America Inc. | FV31-LPM | FV31-LPM;Laser power monitor/feed back unit | 3202 | 4.5% | 3057.91
Olympus America Inc. | FV31-MCOMB | FV31-MCOMB;FV3000 main laser AOTF combiner for up to 5 LDS | 19208 | 4.5% | 18343.64
Olympus America Inc. | FV31-PBSC | FV31-PBSC;Polarized beam splitter cube for FV31-BCOMB | 1708 | 4.5% | 1631.14
Olympus America Inc. | FV31PROTOCASE1 | 16153-R; FV3000 prototype demo case #2 | 4000 | 0% | 4000
Olympus America Inc. | FV31PROTOCASE2 | 16154-R; FV3000 prototype demo case #3 | 2500 | 0% | 2500
Olympus America Inc. | FV31-SAFI3BE | FV31-SAFI3BE;Laser safety label with instruction manual (English) | 321 | 4.5% | 306.555
Olympus America Inc. | FV31-SCOMB | FV31-SCOMB;FV3000 Sub combiner for FV31-MCOMB | 6403 | 4.5% | 6114.865
Olympus America Inc. | FV31-SD | FV31-SD;FV3000 Standard 2CH PMT Detection unit | 28812 | 4.5% | 27515.46
Olympus America Inc. | FV31S-DT | FV31S-DT;FV3000 Desktop software | 1538 | 4.5% | 1468.79
Olympus America Inc. | FV31SHIP | FV3000 Shipping Fee | 2185 | 4.5% | 2086.675
Olympus America Inc. | FV31SHIPCASE1 | 15376-R; Microscope system case with pneumatic assist lift and wire rope shock isolators | 7000 | 0% | 7000
Olympus America Inc. | FV31SHIPFEET | Set of 3 machined aluminum mounting feet | 290 | 4.5% | 276.95
Olympus America Inc. | FV31SNOW | Complete FV3000 laser scanning confocal microscope system | 216473 | 4.5% | 206731.715
Olympus America Inc. | FV31-SPCOV | FV31-SPCOV;on stage specimen cover for imaging | 1708 | 4.5% | 1631.14
Olympus America Inc. | FV31SP-DMVBYRIR | zt405/488/559/635/748rpc; Violet/blue/yellow/red/infrared 5 color excitation filter for FV3000 | 2040 | 4.5% | 1948.2
Olympus America Inc. | FV31SP-PSULDUP | FV31SP-PSULDUP; FV31-PSU upgrade kit for 752nm LD | 18595 | 4.5% | 17758.225
Olympus America Inc. | FV31SP-SDM750 | FV10-SDM750; SDM750 for FV3000 | 204 | 0% | 204
Olympus America Inc. | FV31S-RMTDK | FV31S-RMTDK;FV3000 Remote development kit software license | 4269 | 4.5% | 4076.895
Olympus America Inc. | FV31S-SW | FV31S-SW;FV3000 Advanced Base Software | 14940 | 4.5% | 14267.7
Olympus America Inc. | FV31S-SWPAD | FV31S-SWPAD;Advanced software set | 25491 | 4.5% | 24343.905
Olympus America Inc. | FV31S-SWPB | FV31S-SWPB;FV3000 Basic software set | 16007 | 4.5% | 15286.685
Olympus America Inc. | FV31S-SWPMS | FV31S-SWPMS;Motorized stage software set 2 | 20156 | 4.5% | 19248.98
Olympus America Inc. | FV31S-SWPSMS | FV31S-SWPSMS;FV3000 Basic SW & Motorized stage software set 1 | 22930 | 4.5% | 21898.15
Olympus America Inc. | FV31S-SWPT | FV31S-SWPT;FV3000 Basic SW & Timelapse software set | 19849 | 4.5% | 18955.795
Olympus America Inc. | FV31S-SWPWL | FV31S-SWPWL;Microplate software set | 21650 | 4.5% | 20675.75
Olympus America Inc. | FV31-SU-P | FV31-SU-P;FV3000 Galvo scan unit and power supply set | 51526 | 4.5% | 49207.33
Olympus America Inc. | FV31S-VCH | FV31S-VCH; FV3000 virtual channel software | 1068 | 4.5% | 1019.94
Olympus America Inc. | FV31S-WELNVG | FV31S-WELNVG;Micro plate well navigator software | 1495 | 4.5% | 1427.725
Olympus America Inc. | FV31-TCOV | FV31-TCOV;FV3000 TOP cover for scanner or detection unit | 1068 | 4.5% | 1019.94
Olympus America Inc. | FV-488BP | FV3-BA480-495;480-495NM CFP BA NDPASS FILTER FOR FV-LHARM | 1182 | 0% | 1182
Olympus America Inc. | FV4-U221 | IX-SVL2; THREE PLATE LEFT HAND MECH STAGE, SHORT HANDLE | 1562 | 0% | 1562
Olympus America Inc. | FV4-U291 | IX-SCL;STAGE CLIPS, 2, FOR IX STAGE | 78 | 0% | 78
Olympus America Inc. | FV-530BP | FVX-BA530RIF;530NM SHORTPASS EMISSION FILTER | 833 | 0% | 833
Olympus America Inc. | FV-550BP | FV3-BA535-565;535-565NM YFP BA NDPASS FILTER FOR FV-LHARM | 1182 | 0% | 1182
Olympus America Inc. | FV-590LP | FVX-BA590:590NM LONG PASS EMISSION FILTER | 833 | 0% | 833
Olympus America Inc. | FV-610LP | FVX-610IF;610NM LONG PASS EMISSION FILTER | 833 | 0% | 833
Olympus America Inc. | FV-AOTF | FV-AOTF;AOTF MODULE AND DRIVER, 458-633NM | 10404 | 0% | 10404
Olympus America Inc. | FV-AVTMH | ANTI-VIBRATION TABLE:30"X48"MOUNTING HOLES | 4940 | 0% | 4940
Olympus America Inc. | FVBX-CONV | FV1000 BX CONVERSION KIT | 22577 | 4.5% | 21561.035
Olympus America Inc. | FV-C480B | FV300 BANDPASS FILTER 465-495NM D480/30M | 178 | 0% | 178
Olympus America Inc. | FV-C535B | CV300 BANDPASS FILTER 520-550NM D535/30M | 178 | 0% | 178
Olympus America Inc. | FV-C600B | HQ600/45M; EMISSION FILTER-BLOCK 405,458,488,568 AND 633NM | 0 | 0% | 0
Olympus America Inc. | FV-C700B | HQ700/75; EMISSION FILTER-BLOCK 647NM A/R COAT | 0 | 0% | 0
Olympus America Inc. | FVCBSBXCONV | 4532/1606BXCC;BX CONVERSION KIT CASE FOR FV1000 | 4518 | 4.5% | 4314.69
Olympus America Inc. | FVCBSCASTER5 | PN CASTER5;INCH CASTERS FOR MP E SHIPPING CRATE | 39 | 4.5% | 37.245
Olympus America Inc. | FV-CLK | D647/10X; LASER LINE FILTER 647NM | 0 | 0% | 0
Olympus America Inc. | FV-CLKR2 | FV-KRMX2 LASER LINE FILTER FOR FV-KRMIX | 77 | 0% | 77
Olympus America Inc. | FV-CM635 | EMISSION BEAMSPLITTER 635DCXR | 359 | 0% | 359
Olympus America Inc. | FV-COL | FV5-COL,FV300/FV500 COLLIMATOR FOR VISIBLE LASER | 1336 | 0% | 1336
Olympus America Inc. | FV-COLV | FV300/FV500 COLLIMATOR FOR FV-FURV, 430NM-647NM | 2601 | 0% | 2601
Olympus America Inc. | FV-CS505 | FV300 EMISSION MEAMSPLITTER CF P/YFP SEPERATION 505DCXR | 330 | 0% | 330
Olympus America Inc. | FV-CSVCH | OLY_555DCPB-SP;VERTUAL CH EM-BS, 11X17X1MM FOR CLSM, W/AR | 360 | 0% | 360
Olympus America Inc. | FV-CVBADG | SP DAPI/CY3 DUAL BAND;F3VCHEM, DBG,BP430-470,BP560-615,12.7MM | 538 | 0% | 538
Olympus America Inc. | FV-CVC1H | FITC/CY5M;EM-FILTER FOR BGR LA SAERS, 16MM DIA.T=MAX5MM,W/AR | 538 | 0% | 538
Olympus America Inc. | FV-CVCDBY | FV300 VIRTUAL CH EM BS MIRROR,T483-570,R420-480,R570-630 | 669 | 0% | 669
Olympus America Inc. | FVDLSHAREBS | Dual laser sharing beamsplitter FVMPE | 8160 | 4.5% | 7792.8
Olympus America Inc. | FV-ELIF2 | FV5-PCIB3; PC I/F CARD W/ 2-CHA/D, IMAGE ROTATION CAPABILITY | 4713 | 0% | 4713
Olympus America Inc. | FV-ELIF2U | FVIO3; FV-ELIF TO FV-ELIF2 UPGRADE CARD FOR G-6210 & V4.2 | 1857 | 0% | 1857
Olympus America Inc. | FV-EMBSC3 | FV3-DM-OPT-2, EMPTY EXCITATION BEAMSPLITTER CUBE | 0 | 0% | 0
Olympus America Inc. | FV-EMDMS | FV-SDM-OPT;EMPTY DICHROIC MIRROR SLIDER | 833 | 0% | 833
Olympus America Inc. | FV-EXT-5 | FVX-EXTU;EXTENSION HEAT RADIATOR/MERCURY BURNER/BX50,BX51/61 | 911 | 0% | 911
Olympus America Inc. | FV-FCBG3 | FVX-DM488/543-2; EXCITATION BE AMSPLITTER CUBE 488/543NM | 1087 | 0% | 1087
Olympus America Inc. | FV-FCBY3 | FVX-DM488/568-2; EXCITATION BE AMSPLITTER CUBE 488/568NM | 1197 | 0% | 1197
Olympus America Inc. | FV-FCDBG3 | FV3-DMVBG; EXCITATION BEAMSPLI TTER CUBE 405/488/543NM | 2405 | 0% | 2405
Olympus America Inc. | FV-FCDVM3 | FV3-DM440/515; EXCITATION BEAM SPLITTER CUBE 405-442/515NM | 2405 | 0% | 2405
Olympus America Inc. | FV-FCVM2 | 442/515NM EXCITATION BEAMSPLIT TER FOR FV300 | 1263 | 0% | 1263
Olympus America Inc. | FV-FURD | 012005; FV300/FV500 OPTICAL FIBER FOR FV-COLD | 3202 | 0% | 3202
Olympus America Inc. | FV-FURM2 | 011526; SINGLE MODE OPTICAL FIBER W/LASER COUPLER,458-633NM | 4258 | 0% | 4258
Olympus America Inc. | FV-FURM3 | PS417225; SINGLE MODE OPTICAL FIBER W/ LASER COUPLER, 458-63 | 4258 | 0% | 4258
Olympus America Inc. | FV-FURV | FV5-FURH; OPTICAL FIBER FOR FV-LCOMV | 5295 | 0% | 5295
Olympus America Inc. | FVINVERT400S | InverterScope objective inverter. Model 400S RMS | 6925 | 0% | 6925
Olympus America Inc. | FVINVRTSTAGE | InverterScope objective inverter. Model 400S RMS | 2960 | 0% | 2960
Olympus America Inc. | FV-KRFAN-R | COOLING ASSEMBLY W/ FAN BOX FOR FV-KRLH1/2 #05229 REFURB | 421 | 0% | 421
Olympus America Inc. | FV-KRFC1 | FVX-DM488/568;FVX-DM488/568;EX CIT. FILTER CUBE/FV-KRLH1,488& | 1087 | 0% | 1087
Olympus America Inc. | FV-KRLH2-R | KRYPTON LASER HEAD 568NM&647NM 643-OLYM-A03,(RYB-5OmW)*REFURB | 19394 | 0% | 19394
Olympus America Inc. | FV-KRPS-R | POWER SUPPLY F/FV-ARLH1/FV-KRL H1/FV-KRLH2, 170B P.S. *REFURB | 721 | 0% | 721
Olympus America Inc. | FV-L1AD | FV300/500 AOTF DRIVER: AA.MOD. 8C/24VDC | 6000 | 0% | 6000
Olympus America Inc. | FV-L1ADD | L40000-428-01: AOTF DRIVER MDS4C-B66-22-74 158 | 4588 | 0% | 4588
Olympus America Inc. | FV-L1ADV | FV300/500 AOTF DRIVER 442NM-EXTENDED: AA.MOD.8C/24VDC@442NM | 3111 | 0% | 3111
Olympus America Inc. | FV-L1AM | FV300/500 AOTF MODULATOR: AA.A OTF.NC-TN | 6000 | 0% | 6000
Olympus America Inc. | FV-L1AMD | L40000-429-01: AOTF MODULATOR AOTFNC-400.650-TN | 2630 | 0% | 2630
Olympus America Inc. | FV-L1AMV | FV300/500 AOTF MODULATOR 442NM-EXTENDED: AA.AOTF.NC-TN@442NM | 3867 | 0% | 3867
Olympus America Inc. | FV-L1ARC | RC; AOTF REMOTE CONTROL UNIT | 382 | 0% | 382
Olympus America Inc. | FV-L1CU | FV300/500 LASER CONTROL UNIT | 12481 | 0% | 12481
Olympus America Inc. | FV-LACU | 458-647NM AOTF LASER CONTROL UNIT | 15228 | 0% | 15228
Olympus America Inc. | FV-LACUV | 442-647NM AOTF LASER CONTROL UNIT | 15719 | 0% | 15719
Olympus America Inc. | FV-LAMGR | AOTF LASER COMBINER-458/488/51 5/543/633NM | 18311 | 0% | 18311
Olympus America Inc. | FV-LAMYR | AOTF LASER COMBINER-458/488/51 5/567/633NM | 18446 | 0% | 18446
Olympus America Inc. | FV-LAV | AOTF LASER COMBINER-442/488NM | 13625 | 0% | 13625
Olympus America Inc. | FV-LCBYR | LASER COMBINER WITH BLUE,YELLOW,RED LASER FILTERS | 16115 | 0% | 16115
Olympus America Inc. | FV-LCFG | FV5-UNIT-G; LASER COMBINER FILTER SET,GREEN HENE | 3205 | 0% | 3205
Olympus America Inc. | FV-LCOF4 | LASER COLLIMATOR AND OPTICAL FIBER 488-633NM | 4466 | 0% | 4466
Olympus America Inc. | FV-LCOFD | FV5-FUR405; LASER COLLIMATOR AND OPTICAL FIBER 4O05NM | 9214 | 0% | 9214
Olympus America Inc. | FV-LCOFM2 | LASER COLLIMATOR AND OPTICAL FIBER 458-633NM | 4731 | 0% | 4731
Olympus America Inc. | FV-LCOFV | HECD LASER COLLIMATOR AND OPTICAL FIBER | 5155 | 0% | 5155
Olympus America Inc. | FV-LD405D | FV5-LD405: LASER DIODE 405NM | 16996 | 0% | 16996
Olympus America Inc. | FV-LD405HP | FV5-LD405-2;LASER DIODE, 405NM, 50MW | 15109 | 0% | 15109
Olympus America Inc. | FV-LD440HP | FV5-LD440-2;LASER DIODE, 440NM, 20MW | 20144 | 0% | 20144
Olympus America Inc. | FV-LD440VH | LASER DIODE 440NM,15MW | 28045 | 0% | 28045
Olympus America Inc. | FV-LDPS | FV5-LDPSU; POWER SUPPLY UNIT FOR LASER DIODE | 3005 | 0% | 3005
Olympus America Inc. | FV-LDPSS561 | 85-YCA-010; 561NM DPSS LASER HEAD AND POWER SUPPLY 10MW | 15464 | 0% | 15464
Olympus America Inc. | FV-LHARB2 | ARGON LASER HEAD (10MW@488NM),REQUIRES FV-LPAR2 | 11926 | 0% | 11926
Olympus America Inc. | FV-LHARM2 | ARGON LASER HEAD (40MW @458/48 8/515NM), REQUIRES FV-LPAR2 | 11790 | 0% | 11790
Olympus America Inc. | FV-LHHEG | GREEN-HELIUM-NEON LASER HEAD 0 5-LGP-193 | 2760 | 0% | 2760
Olympus America Inc. | FV-LHHER | RED HELIUM-NEON LASER HEAD 05 LHP-991 | 2020 | 0% | 2020
Olympus America Inc. | FV-LHKRY | KRYPTON LASER HEAD (10MW @568NM) | 21010 | 0% | 21010
Olympus America Inc. | FV-LPAR2 | ARGON LASER POWER SUPPLY UNIT FOR FV-LHARB2/LHARM2 | 5152 | 0% | 5152
Olympus America Inc. | FV-LPHE | HELIUM-NEON LASER POWER SUPPLY 05-LPL-915-065 | 1100 | 0% | 1100
Olympus America Inc. | FV-LPKR3 | 400-K06; KRYPTON LASER POWER SUPPLY FOR FV-LHKRY | 6826 | 0% | 6826
Olympus America Inc. | FV-LPKR3-R | 400-K06; KRYPTON LASER POWER SUPPLY FOR FV-LHKRY *REFURB* | 6144 | 0% | 6144
Olympus America Inc. | FV-LTV-U | FVX-LVT;LASER ENCLOSURE W/VIDEO PORT/AX70, BX51/61/61WI-S | 2445 | 0% | 2445
Olympus America Inc. | FVM25ADAPT | M25 Brass Thread Adapter | 150 | 0% | 150
Olympus America Inc. | FVM35ADAPT | M34 Brass Thread Adapter | 150 | 0% | 150
Olympus America Inc. | FVMPE-B6LIA640 | Laser delivery optics and beam-shielding tube for Wash U<br> | 112200 | 0% | 112200
Olympus America Inc. | FVMPE-RS-1143851 | QT-U1143851; FVMPE-RS Dual-line with Gantry Frame | 675403 | 0% | 675403
Olympus America Inc. | FVMPE-RS-1143852 | QT-U1143852; FVMPE-RS with Gantry Frame | 600135 | 0% | 600135
Olympus America Inc. | FVMPE-RS-DFLIM | FVMPE-RS-DFLIM; custom FLIM solution for U Michigan | 99960 | 0% | 99960
Olympus America Inc. | FVMPE-RS-DFLIMD | Pulse picker box, laser delivery unit, and extension plate for Dartmouth<br> | 99960 | 0% | 99960
Olympus America Inc. | FVMPE-RS-SIM552 | FVMPE-RS-SIM552; LCDM and NDM holders for 552<br> | 5610 | 0% | 5610
Olympus America Inc. | FV-OLP-0140 | OLP-0140; FF01-890/SP, 32mm (unhoused) | 2156 | 0% | 2156
Olympus America Inc. | FV-PCISAI5 | 2.6GHZ P4 PC FOR FLUOVIEW.W/ VER 5 UPGRADE & FV-SWB5R | 9266 | 0% | 9266
Olympus America Inc. | FV-PCSDC2 | SERIAL DIRECT CABLE,DB9 FEMALE TO FEMALE, 15 FEET LONG | 27 | 0% | 27
Olympus America Inc. | FV-PCXP3 | D945GNTLR-P4-3.6GHZ, 2GB RAM, 300GB SATA HD, CDRW/DVD, ETHER | 3451 | 0% | 3451
Olympus America Inc. | FV-PCXP3-R | D945GNTLR-P4-3.6GHZ, 2GB RAM, 300GB SATA HD, CDRW/DVD, ETHER | 3383 | 0% | 3383
Olympus America Inc. | FV-PL-W3 | FV3-PLMI-2;PUPIL TRANSFER LENS FOR BX2WI,FV-SU303 BACK MOUNT | 8324 | 0% | 8324
Olympus America Inc. | FV-PO-I | FVX-PO-I;LASER POLARIZER FOR IX71S/81S,BX61WI-B | 371 | 0% | 371
Olympus America Inc. | FV-PO-SP | AW427200;POLARIZER ASSY, U-UCD 8A-2 | 295 | 0% | 295
Olympus America Inc. | FV-REM-U | FV5-D6REM2; MOTORIZED SEXTUPLE REVOLVING NOSEPIECE | 1300 | 0% | 1300
Olympus America Inc. | FV-RE-U | FV5-D6RE2; SEXTUPLE REVOLVING NOSEPIECE | 663 | 0% | 663
Olympus America Inc. | FV-SHCE | FLUOVIEW SHIPPING AND HANDLING CHARGE - CENTRAL TIME ZONE | 573 | 0% | 573
Olympus America Inc. | FV-SHEA | FLUOVIEW SHIPPING AND HANDLING CHARGE- EASTERN TIME ZONE | 521 | 0% | 521
Olympus America Inc. | FV-SHMO | FLUOVIEW SHIPPING AND HANDLING CHARGE - MOUNTAIN TIME ZONE | 573 | 0% | 573
Olympus America Inc. | FV-SHPA | FLUOVIEW SHIPPING AND HANDLING CHARGE- PACIFIC TIME ZONE | 625 | 0% | 625
Olympus America Inc. | FV-SWB5R | REVIEW STATION V5,FOR FV-PC2K/XP | 2775 | 0% | 2775
Olympus America Inc. | FV-SWB5RT | REVIEW STATION W/TIEMPO V5,REQUIRES FV-PC2K/XP | 3922 | 0% | 3922
Olympus America Inc. | FV-SWB5RT3 | REVIEW STATION W/TIEMPO V5,3-LICENSES,REQUIRES FV-PC2K/XP | 8824 | 0% | 8824
Olympus America Inc. | FV-SWBAS2T5 | FV5-300-NTX2-CONV;ORIG FVX SOFTWARE UPGRADE TO FV300-VER 5 | 5357 | 0% | 5357
Olympus America Inc. | FV-SWBAS3T5 | FV300 SOFTWARE UPGRADE FROM VE R. 3 TO 5, FOR FV-PC2K/XP | 4444 | 0% | 4444
Olympus America Inc. | FV-SWBAS4T5 | FV300 SOFTWARE UPGRADE FROM VE R 4 TO 5,FOR FV-PC2K/SP | 3550 | 0% | 3550
Olympus America Inc. | FV-SWBAS4T5U | FV300 SOFTWARE UPGRADE FROM VERSION 4 TO 5, USB DONGLE | 3683 | 0% | 3683
Olympus America Inc. | FV-SWBASI4P5 | FV5-300-NTX2-CONV;SOFTWARE CON V. FV-NTX W/V.4 TO FV-300 V.5 | 3922 | 0% | 3922
Olympus America Inc. | FV-SWREV3T5 | FV300/FV500 REVIEW STATION SOFTWARE UPGRADE FROM VER 3 TO 5 | 1333 | 0% | 1333
Olympus America Inc. | FV-SWREV4T5 | FV300/FV500 REVIEW STATION SOFTWARE UPGRADE FROM VER 4 TO 5 | 706 | 0% | 706
Olympus America Inc. | FV-TRE-W | FV3-SWETR;TRI OBSER TUBE ERECT FOR BX61W,FVSU300 BACK MOU | 3330 | 0% | 3330
Olympus America Inc. | FV-U2B710 | UPLSAPO30XIR;30X SI OIL OBJ,NA 1.05,WD 0.8MM,CC,370-1300NM | 15685 | 0% | 15685
Olympus America Inc. | FV-U2B981 | XLPLN25XWMP2;25X/1.05NA,WD 2MM/CC,H2O IMM MPE | 24032 | 0% | 24032
Olympus America Inc. | FV-U2B988 | XLPLN10XSVMP;10X/.60NA MI,WD 8MM,CC 1.33-1.52,M34,FOR MPE | 31212 | 0% | 31212
Olympus America Inc. | FVX-BP530 | FV-EMBFS + FVX-ET530-50 | 1575 | 0% | 1575
Olympus America Inc. | FVX-ET530-50 | FVX FV300 BP FILTER; ET530-50, 13MM ROUND, 3MM THICK | 325 | 0% | 325
Olympus America Inc. | FVZ-1000MPE-UG | FV1000MPE upgrade kit | 76500 | 0% | 76500
Olympus America Inc. | FVZ-BCH-WHOLE | Whole stimulation modification module | 132600 | 0% | 132600
Olympus America Inc. | FVZ-HM-IRD-KIT | 1 Channel Near IR GaAs detector and controlling units for FV3000 | 56621 | 0% | 56621
Olympus America Inc. | FVZ-MPEUGSW | FV10-ASW Ver4.1.1.99 | 5100 | 0% | 5100
Olympus America Inc. | FV-ZMU | FV5-ZM; Z-AXIS MOTOR UNIT T | 2004 | 0% | 2004
Olympus America Inc. | FZCT1 | Z488BP SET; Z488/10X, Z488RDC,HQ525/50M | 650 | 4.5% | 620.75
Olympus America Inc. | FZCT2 | Z568BP SET;568/X, Z568RDC, HQ6 10/60M | 650 | 4.5% | 620.75
Olympus America Inc. | FZCT3 | Z488/568DBX; DUAL LASER CLEANUP FILTER, 25MM | 332 | 4.5% | 317.06
Olympus America Inc. | FZCT5 | Z488/568M; DUAL EMMISSION FILTER | 325 | 4.5% | 310.375
Olympus America Inc. | FZCT6 | Z568/10X;LASER CLEAN UP FILTER | 175 | 4.5% | 167.125
Olympus America Inc. | FZCT7 | HQ610/60M;EMISSION FILTER, BLOCKING FOR 568NM | 275 | 4.5% | 262.625
Olympus America Inc. | GX41F-5 | GX41F-5 MICROSCOPE FRAME INVERTED | 3563 | 9.5% | 3224.515
Olympus America Inc. | GX51F5 | GX51F-5 MICROSCOPE FRAME INVERTED | 10567 | 9.5% | 9563.135
Olympus America Inc. | GX71F5 | GX71F5 MICROSCOPE FRAME INVERTED | 19624 | 9.5% | 17759.72
Olympus America Inc. | HDN-1099428 | 1099428-N1, CABLE FOR STM7 W/O CB/CBA, PER AXIS | 111 | 0% | 111
Olympus America Inc. | HDN-1099430 | 1099430-02, CABLE FOR STM7 WITH CB/CBA | 247 | 0% | 247
Olympus America Inc. | HDN-54055041 | 540550-41; IK5000 encoder interface cable Olympus, STM6 25pin | 630 | 0% | 630
Olympus America Inc. | HDN-665406-34 | 665406-34,ND 1203Z 3AXIS DRO, STM7/6 W/ INTRPL, CBL REQ | 2101 | 0% | 2101
Olympus America Inc. | HDN-66540733 | 665407-33; ND 1303 3 AXIS VIDEO DIGITAL READ OUT (DRO) FOR STM7 | 4103 | 0% | 4103
Olympus America Inc. | HDN-67841501 | 678415-01; IK5000 3D Manual Interface Card and Software Kit / Cables Required | 4115 | 0% | 4115
Olympus America Inc. | HDN-681041-01 | HEIDENHAIN FOOT SWITCH | 207 | 0% | 207
Olympus America Inc. | HDN-709141-01 | 709141-01;QC-WEDGE SFTWRE WITH RS-232 CABLE REQUIRES MS EXCEL | 183 | 0% | 183
Olympus America Inc. | HDN-MT-2581 | 363409-02;Z-ENCODER FOR THE MX61 | 1610 | 0% | 1610
Olympus America Inc. | HGLG-CASE | U-HGLGPS DEMO CASE, 22X18X12IN, ROLLING | 606 | 0% | 606
Olympus America Inc. | HP-DCZ32X | M2D46A4#ABA; HP DREAMCOLOR Z32X 4K UHD MONITOR DISPLAY | 2125 | 4.5% | 2029.375
Olympus America Inc. | HP-DS3615XS | 2939599; Synology Diskstation DS3615XS NAS Server, 6 x 2TB Constellation ES SAS, 6 x 2TB WD2000FYYZ RE4 SATA | 7795 | 4.5% | 7444.225
Olympus America Inc. | HP-E220TM | L4Q76AA#ABA; HP ELITEDISPLAY E220T 21.5 IN TOUCH MONITOR | 435 | 4.5% | 415.425
Olympus America Inc. | HP-PB640G1WN7 | 2763879;PROBOOK 640 G1,4GB RAM,500GM HDD,14" LCD,WIN 7 32BIT | 1350 | 4.5% | 1289.25
Olympus America Inc. | HP-PEX2S952 | PEX2S952; RS232 2-PORT SERIAL CARD, 9-PIN | 53 | 4.5% | 50.615
Olympus America Inc. | HP-Z230TWIN7 | HP Z230 TOWER, WIN 7 64-BIT, 8GB RAM, 256GB SDD SYS, 1TB HDD | 1650 | 4.5% | 1575.75
Olympus America Inc. | HP-Z240TWIN10 | Z8W42UC; HP Z440, Intel Core i5-6500, 256GB SATA SSD, 8GB DDR4, 1TB HDD, Windows 10 Pro, MS Office 2016 | 1895 | 4.5% | 1809.725
Olympus America Inc. | HP-Z240TWIN10-1 | Z8W42UC; HP Z240T PC, Intel Core i5-6500, 8GB DDR4-2133 , 256GB SATA 1st SSD, 1TB 7200 RPM SATA 2nd HDD, Windows 10 | 1695 | 4.5% | 1618.725
Olympus America Inc. | HP-Z240TWIN7 | HP Z240 ,8GB DDR, 256GB SDD, 1TB HDD, SERIAL PORT | 1525 | 4.5% | 1456.375
Olympus America Inc. | HP-Z27XCAL | 2738438; HP Z27X DREAMCOLOR 27" MONITOR, CALIB KIT, WALL MNT | 1645 | 4.5% | 1570.975
Olympus America Inc. | HP-Z440WIN10 | Z8W31UC; HP Z440, Xeon E5-1620v3, 512GB SATA SSD, 32GB DDR4, 2x1TB HDD, Windows 10 Pro, MS Office 2016 | 3050 | 4.5% | 2912.75
Olympus America Inc. | HP-Z440WIN10-1 | Z8W31UC; HP Z440 PC, Intel Xeon E5-1620v3, 32GB DDR4-2133, 512GB SATA SSD, 2x1TB HDD, Windows 10 | 2850 | 4.5% | 2721.75
Olympus America Inc. | HPZ440WIN7-1 | 2759635;HP Z440,2X1TB HD,RAID 1,32GB DDR3,WIN7-64,SERIAL CRD | 2800 | 4.5% | 2674
Olympus America Inc. | HPZ440WIN7-2 | 2805181;HP Z440,2X1TBHD,RAID1,32GB DDR3,WIN764,SERIAL,MS OFC | 3000 | 4.5% | 2865
Olympus America Inc. | HP-Z440WIN7-3 | W6D03US; HP Z440, WINDOWS 7 PRO OS 64-BIT, 32GB DDR4-2133, INTEL XEON E5-1620v3, 512 GB SDD, 2 X 1TB HDDs, NVIDIA QUADRO K620 2GB DL-DVI(I)+DP | 2595 | 4.5% | 2478.225
Olympus America Inc. | HP-Z640WN7-1 | P7H37UC#ABA;HPZ640,2X3TBHD,512GBSSD,64GBDDR4,WN764,SERIAL | 6795 | 4.5% | 6489.225
Olympus America Inc. | HP-Z640WN7-2 | P7H38UC#ABA;HPZ640,2X2TBHD,512GBSSD,64GBDDR4,WN764,SERIAL | 6595 | 4.5% | 6298.225
Olympus America Inc. | HV243400 | N9040250; NC CENTERING BOARD | 2117 | 0% | 2117
Olympus America Inc. | IFG-300 | STAND ALONE PROCESSOR CONTROL | 3350 | 4.5% | 3199.25
Olympus America Inc. | INDADDL | ADD'L DAY OF TRAINING IMMEDIET ELY FOLLOWING DAY | 1020 | 0% | 1020
Olympus America Inc. | IND-APP2 | OLYMPUS INDUSTRIAL, TWO (2)HOURS OF APPLICATIONS | 306 | 0% | 306
Olympus America Inc. | IND-APP4 | OLYMPUS INDUSTRIAL, FOUR (4)HOURS OF APPLICATIONS SUPPORT | 561 | 0% | 561
Olympus America Inc. | IND-APP8 | OLYMPUS INDUSTRIAL, EIGHT (8)HOURS OF APPLICATIONS SUPPORT | 1071 | 0% | 1071
Olympus America Inc. | IND-FAS | FIELD APPLICATIONS SUPPORT PER HOUR | 245 | 0% | 245
Olympus America Inc. | INDINST | OLYMPUS INDUSTRIAL 1-DAY INSTALL, CALIBRATION & TRAINING | 2550 | 0% | 2550
Olympus America Inc. | INDINSTCAL | OLYMPUS INDUSTRIAL 1-DAY INSTALL & CALIBRATION | 2550 | 0% | 2550
Olympus America Inc. | INDINST-MEX | OLYMPUS INDUSTRIAL 1-DAY INSTALL, CALIBRATION & TRAIN | 2550 | 0% | 2550
Olympus America Inc. | INDINST-SA | OLYMPUS INDUSTRIAL 1-DAY INSTALL SA, CALIBRATION & | 3060 | 0% | 3060
Olympus America Inc. | IND-RAS | REMOTE APPLICATIONS SUPPORT PER HOUR | 160 | 0% | 160
Olympus America Inc. | IN-HT-A-90C | OPTIONAL HIGHER TEMPERATURE LIMIT TO 90C FOR TSA02I | 500 | 0% | 500
Olympus America Inc. | IN-MK1000A | THERMAL MICROSCOPE STG, 53X78SAMPLE AREA,W/CONTLR,-25CTO60C | 5000 | 0% | 5000
Olympus America Inc. | INSP-ADV | ADVANCED APPLICATIONS TRAINING FOR INSPECTOR SERIES SOFTWARE | 2500 | 0% | 2500
Olympus America Inc. | IO-3-780-HP | FREE SPACE ISOLATOR; 780nm, 2.7mmAp | 3000 | 4.5% | 2865
Olympus America Inc. | IX2CTIRF2A | TIR-MITICO2L,TIR-DU430L,CMR-TI R-LHA | 30519 | 4.5% | 29145.645
Olympus America Inc. | IX2CTIRF2B | TIR-MITICO2L,TIR-DU455L,CMR-TI R-LHA | 30519 | 4.5% | 29145.645
Olympus America Inc. | IX2CTIRF2C | TIR-MITICO2L,TIR-DU505L,CMR-TI R-LHA | 30519 | 4.5% | 29145.645
Olympus America Inc. | IX2CTIRF2D | TIR-MITICO2L,TIR-DU525L,CMR-TI R-LHA | 30519 | 4.5% | 29145.645
Olympus America Inc. | IX2CTIRF2E | TIR-MITICO2L,TIR-DU545L,CMR-TI R-LHA | 30519 | 4.5% | 29145.645
Olympus America Inc. | IX2CTIRF2F | TIR-MITICO2L,TIR-DU525/50R,CMR-TIR-LHA | 30519 | 4.5% | 29145.645
Olympus America Inc. | IX2CTIRF2G | TIR-MITICO2L,TIR-DU595L,CMR-TI R-LHA | 30519 | 4.5% | 29145.645
Olympus America Inc. | IX2CTIRF4A | TIR-MITICO,TIR-DU430L,TIR-DU45 5L,TIR-DU505L,CMR-TIR-LHA | 47859 | 4.5% | 45705.345
Olympus America Inc. | IX2CTIRF4B | TIR-MITICO,TIR-DU430L,TIR-DU50 5L,TIR-DU525/50R,CMR-TIR-LHA | 47859 | 4.5% | 45705.345
Olympus America Inc. | IX2CTIRF4C | TIR-MITICO,TIR-DU430L,TIR-DU50 5L,TIR-DU595L,CMR-TIR-LHA | 47859 | 4.5% | 45705.345
Olympus America Inc. | IX2CTIRF4D | TIR-MITICO,TIR-DU430L,TIR-DU52 5/50R,TIR-DU595L,CMR-TIR-LHA | 47859 | 4.5% | 45705.345
Olympus America Inc. | IX2CTIRF4E | TIR-MITICO,TIR-DU455L,TIR-DU50 5L,TIR-DU525/50R,CMR-TIR-LHA | 47859 | 4.5% | 45705.345
Olympus America Inc. | IX2CTIRF4F | TIR-MITICO,TIR-DU455L, TIR-DU505L,TIR-DU595,CMR-TIR-L | 47859 | 4.5% | 45705.345
Olympus America Inc. | IX2CTIRF4G | TIR-MITICO,TIR-DU455L,TIR-DU54 5,TIR-DU595L,CMR-TIR-LHA | 47859 | 4.5% | 45705.345
Olympus America Inc. | IX2CTIRF4H | TIR-MITICO,TIR-DU455L, TIR-DU525/50R,TIR-DU595L,CMR-T | 47859 | 4.5% | 45705.345
Olympus America Inc. | IX2CTIRF4J | TIR-MITICO,TIR-DU505L,TIR-DU525/50R,TIR-DU595L,CMR-TIR-LHA | 47859 | 4.5% | 45705.345
Olympus America Inc. | IX2UPRGHT | UPRIGHT MODULE FOR IX2 | 13806 | 4.5% | 13184.73
Olympus America Inc. | IX3CTIRF2A | 3TIR-MITICO2, TIR-DU430L, CMR-TIR-LHA | 30519 | 4.5% | 29145.645
Olympus America Inc. | IX3CTIRF2B | 3TIR-MITICO2, TIR-DU455L, CMR-TIR-LHA | 30519 | 4.5% | 29145.645
Olympus America Inc. | IX3CTIRF2C | 3TIR-MITICO2, TIR-DU505L, CMR-TIR-LHA | 30519 | 4.5% | 29145.645
Olympus America Inc. | IX3CTIRF2D | 3TIR-MITICO2, TIR-DU525L, CMR-TIR-LHA | 30519 | 4.5% | 29145.645
Olympus America Inc. | IX3CTIRF2E | 3TIR-MITICO2, TIR-DU545L, CMR-TIR-LHA | 30519 | 4.5% | 29145.645
Olympus America Inc. | IX3CTIRF2F | 3TIR-MITICO2, TIR-DU525-50, CMR-TIR-LHA | 30519 | 4.5% | 29145.645
Olympus America Inc. | IX3CTIRF2G | 3TIR-MITICO2, TIR-DU595L, CMR-TIR-LHA | 30519 | 4.5% | 29145.645
Olympus America Inc. | IX3CTIRF4A | 3TIR-MITICO,TIR-DU430L,TIR-DU455L,TIR-DU505L,CMR-TIR-LHA | 47859 | 4.5% | 45705.345
Olympus America Inc. | IX3CTIRF4B | 3TIR-MITICO,TIR-DU430L,TIR-DU505L,TIR-DU525/50R,CMR-TIR-LHA | 47859 | 4.5% | 45705.345
Olympus America Inc. | IX3CTIRF4C | 3TIR-MITICO,TIR-DU430L,TIR-DU505L,TIR-DU595L,CMR-TIR-LHA | 47859 | 4.5% | 45705.345
Olympus America Inc. | IX3CTIRF4D | 3TIR-MITICO,TIR-DU430L,TIR-DU525/50R,TIR-DU595L,CMR-TIR-LHA | 47859 | 4.5% | 45705.345
Olympus America Inc. | IX3CTIRF4E | 3TIR-MITICO,TIR-DU455L,TIR-DU505L,TIR-DU525/50R,CMR-TIR-LHA | 47859 | 4.5% | 45705.345
Olympus America Inc. | IX3CTIRF4F | 3TIR-MITICO,TIR-DU455L,TIR-DU505L,TIR-DU595,CMR-TIR-L | 47859 | 4.5% | 45705.345
Olympus America Inc. | IX3CTIRF4G | 3TIR-MITICO,TIR-DU455L,TIR-DU545L,TIR-DU595L,CMR-TIR-LHA | 47859 | 4.5% | 45705.345
Olympus America Inc. | IX3CTIRF4H | 3TIR-MITICO,TIR-DU455L,TIR-DU525/50R,TIR-DU595L,CMR-TIR-LHA | 47859 | 4.5% | 45705.345
Olympus America Inc. | IX3CTIRF4J | 3TIR-MITICO,TIR-DU505L,TIR-DU525/50R,TIR-DU595L,CMR-TIR-LHA | 47859 | 4.5% | 45705.345
Olympus America Inc. | IX3-CTIRF-AD | E0435648; IX3 UPGRADE FOR CELLTIRF, ADAPTER ONLY | 3642 | 4.5% | 3478.11
Olympus America Inc. | IX3FP | IX3-FP;FIXING PLATE ON OPTICAL BENCH | 513 | 9.5% | 464.265
Olympus America Inc. | IX3-ZDC2 | IX3-ZDC2; Z-DRIFT COMPENSATOR FOR IX83, 2ND GEN. | 11965 | 9.5% | 10828.325
Olympus America Inc. | IX53F | IX53P1F;MICROSCOPE FRAME | 6288 | 9.5% | 5690.64
Olympus America Inc. | IX73P1F | IX73P1F; MICROSCOPE FRAME WITH 1 DECK | 6971 | 9.5% | 6308.755
Olympus America Inc. | IX73P1F-30W | IX73P1F-30W; SCOPE W ONE DECK, 30W LAMP & PILLAR, NOSEPIECE | 8296 | 0% | 8296
Olympus America Inc. | IX73P2F | IX73P2F; MICROSCOPE FRAME WITH 2 DECKS | 7308 | 9.5% | 6613.74
Olympus America Inc. | IX73P2F-30W | IX73P2F-30W; SCOPE W TWO DECKS, 30W LAMP & PILLAR, NOSEPIECE | 8688 | 9.5% | 7862.64
Olympus America Inc. | IX83P1F-1 | IX83P1ZF-1-2;MICROSCOPE FRAME WITH 1 DECK | 18317 | 4.5% | 17492.735
Olympus America Inc. | IX83P2F-1 | IX83P2ZF-1-2;MICROSCOPE FRAME WITH 2 DECKS | 18534 | 4.5% | 17699.97
Olympus America Inc. | JW431700S | PRISM ASSMBLY FOR IX83P2ZF, 100% SIDE PORT UW COATED | 4977 | 0% | 4977
Olympus America Inc. | K10008333 | RINGLIGHT CUSTOM FOR 1.6X OBJE | 771 | 9.5% | 697.755
Olympus America Inc. | KMT-GLPUPG | UPGRADE TO KOMET GLP ANALYSIS FROM VERSION UPGRADE 6-7 | 4080 | 0% | 4080
Olympus America Inc. | KMT-GLPZYLA | KOMET GLP ANALYSIS SW + ZYLA5.5 | 20400 | 4.5% | 19482
Olympus America Inc. | KMT-RUPG | UPGRADE TO KOMET R ANALYSIS FROM VERSION 6-7 | 1632 | 0% | 1632
Olympus America Inc. | KMT-RZYLA | KOMET R ANALYSIS SW + ZYLA5.5 | 16320 | 4.5% | 15585.6
Olympus America Inc. | KMT-SWASSAY | KOMET R ANALYSIS SOFTWARE | 5712 | 4.5% | 5454.96
Olympus America Inc. | KMT-SWGLP | KOMET ASSAY ANALYSIS SOFTWARE | 9792 | 4.5% | 9351.36
Olympus America Inc. | KMT-VIRTCAM | IZ-VIRT-CAM; VIRTUAL CAMERA FOR KOMET | 102 | 4.5% | 97.41
Olympus America Inc. | KP-D50 | KP-D50;PACKONE DIGITAL PROCESSING COLOR CAMERA | 920 | 4.5% | 878.6
Olympus America Inc. | KR-825A;POI | KR-825A;POINTER RETICLE WITH 10MM SCALE 16mm DIA | 80 | 4.5% | 76.4
Olympus America Inc. | KS-2210-01-12 | 306104-02-0712; 2210-01-12 BENCH TOP VIBRATION ISOLATION PLATFORM | 1545 | 0% | 1545
Olympus America Inc. | KS-29000301 | 290003-01-0093 RC-4RETRACTABLE CASTERS KINETIC | 500 | 0% | 500
Olympus America Inc. | KS-290021282 | 290021-02-0802; 9100 SDR-30FC SIDE RAILS FOR FARADAY CAGE | 175 | 0% | 175
Olympus America Inc. | KS-290023-02-0802 | SDR-30; SIDE RAILS SET, 30 INCHES | 185 | 0% | 185
Olympus America Inc. | KS-29002636 | 9100 GR2-36 KINETIC GR-36GUARD RAILS | 290 | 0% | 290
Olympus America Inc. | KS-290026-48-0058 | GR-48; GUARD RAIL, 48 INCH X 2 | 320 | 0% | 320
Olympus America Inc. | KS-290026-48-0058 | GR-48; GUARD RAILS, 48 INCHES LONG | 320 | 0% | 320
Olympus America Inc. | KS-2901015833 | 290102-15-0833; SC-1036 SLIDING SHELF, 254x914mm | 225 | 0% | 225
Olympus America Inc. | KS-290148-01-0821 | 290148-01-0821; FSC-36, FIXED UNDER TABLE SHELF 36" WIDE BY 14" | 235 | 0% | 235
Olympus America Inc. | KS-290261381 | 290261-03-0081; FPD Monitor Support | 615 | 0% | 615
Olympus America Inc. | KS-290282 | 290282-01-0093 PADDED PAIRED ARMRESTS 9100 PA2 KINETIC | 90 | 0% | 90
Olympus America Inc. | KS-290313-02-0058 | FC-02; FARADAY CAGE FOR 30X48 TABLE | 1950 | 0% | 1950
Olympus America Inc. | KS-290313158 | 290313-01-0058; 30"X36" 9100 FC01 KINETIC FARADAY CAGE | 1795 | 0% | 1795
Olympus America Inc. | KS-29123833 | 290102-03-0833; SS-1230, SLIDING SHELF, 12" | 110 | 0% | 110
Olympus America Inc. | KS-29263658 | 290026-36-0058; GR-36, GUARD RAIL, 36 INCH X 2 | 305 | 0% | 305
Olympus America Inc. | KS-29822833 | 290082-02-0833; KS, KEYBOARD SHELF (10X20) | 410 | 0% | 410
Olympus America Inc. | KS-2985381 | 290805-03-0081; OSES-36 OVERHEAD SIDE EQUIPMENT SHELF 36in | 685 | 0% | 685
Olympus America Inc. | KS-509050-03 | 509050-03; PAC, AIR COMPRESSOR | 1190 | 0% | 1190
Olympus America Inc. | KS-5208-4872-21 | 5208-4872-21; 5200 series 48x72in Table with 1/4-20 1in holes | 8230 | 0% | 8230
Olympus America Inc. | KS-5308-4872-21 | 5308-4872-21; 5300 series 48x72in Table with 1/4-20 1in holes | 8840 | 0% | 8840
Olympus America Inc. | KS-91010122 | 9101-01-22 30X36 VIBR. TABLE W STAINLESS LAMINATE TOP | 3015 | 0% | 3015
Olympus America Inc. | KS-91010145 | 910101-45-0058; 30" X 36" TABLE W/2" SS TOP, 1/4-20 HOLES | 3665 | 0% | 3665
Olympus America Inc. | KS-91010146 | 9101-01-46; ANTI-VIBRATION TABLE 30X36" | 3925 | 0% | 3925
Olympus America Inc. | KS-910102-45-0058 | LABMATE I A/V TABLE, 30X48, SP | 4155 | 0% | 4155
Olympus America Inc. | KS-910112258 | 910101-22-0058; 9101-01-22, LABMATE I A/VIBRATION TABLE 30 | 3230 | 0% | 3230
Olympus America Inc. | KS-9101-22-46 | 910122-46-0058; Table 36"X48" 2" top | 4345 | 0% | 4345
Olympus America Inc. | KS-9102-2486 | 910224-86-0058;TABLE 9102-24-86,36"X72" W/4" HCOMB | 5345 | 0% | 5345
Olympus America Inc. | KS-92110112 | 290102-15-0833; SC-1036 SLIDING SHELF, 254x914mm | 2560 | 0% | 2560
Olympus America Inc. | KSC 925-1-OL | KSC-925-1-OL; Trifluor system for SZ w/Narrow GFP and TxRed filters | 3900 | 4.5% | 3724.5
Olympus America Inc. | KSC-195-809Q | KSC-195-809Q; Direct Couple Quad Flourescent Illuminator for SZX Series | 3995 | 4.5% | 3815.225
Olympus America Inc. | KSC-195-809QE | KSC-195-809QE; LLG Capable Quad Flourescent Illuminator for SZX Series | 3604 | 4.5% | 3441.82
Olympus America Inc. | KSC-195-814Q | KSC 195-814; GFP Cube, 470/40X 495BS 525/50M | 1700 | 4.5% | 1623.5
Olympus America Inc. | KSC-195-818 | KSC 195-818; mCherry Cube, 560/40X 585BS 630/75M | 1700 | 4.5% | 1623.5
Olympus America Inc. | KSC-195-820Q | KSC 195-820; DAPI Cube, 405/10X 425BS 460/50M | 1700 | 4.5% | 1623.5
Olympus America Inc. | KSC-195-823 | KSC 195-823; YFP Cube, 500/20X 515BS 535/30M | 1700 | 4.5% | 1623.5
Olympus America Inc. | KSC-195-824Q | KSC 195-824; CFP Cube, 436/20X 455BS 480/40M | 1700 | 4.5% | 1623.5
Olympus America Inc. | KSC-195-834Q | KSC 195-834; RFP Cube, 545/25X 565BS 605/70M | 1700 | 4.5% | 1623.5
Olympus America Inc. | KSC-295-814D | KSC 295-814D; GFP Cube, 470/40X 495BS 525/50M for Zeiss Pentafluar | 1850 | 4.5% | 1766.75
Olympus America Inc. | KSC-295-820D | KSC 295-820D; DAPI Cube, 405/10X 425BS 460/50M for Zeiss Pentafluar | 1850 | 4.5% | 1766.75
Olympus America Inc. | KSC-295-834D | KSC 295-834D; RFP Cube, 545/25X 565BS 605/70M for Zeiss Pentafluar | 1850 | 4.5% | 1766.75
Olympus America Inc. | KSC-295-851D | KSC 295-851D; Dual GFP/RFP Cube for Zeiss Pentafluar | 2327 | 4.5% | 2222.285
Olympus America Inc. | KS-FC01S9100 | FC-01S-9100;36"x30" FARADAY CAGE W/ROLLUP DOOR | 1855 | 0% | 1855
Olympus America Inc. | KS-GR309100 | GR-30-9100; GUARD RAILS FOR 30" TABLES | 290 | 0% | 290
Olympus America Inc. | KS-GR-72 | GR-72; GUARD RAILS FOR 72" LONG TABLE | 360 | 0% | 360
Olympus America Inc. | KS-NPN | NPN; 1212 VIBRATION ISOLATION WORKSTATION | 8531 | 0% | 8531
Olympus America Inc. | KS-PA2 | PA2; PADDED ARM RESTS | 95 | 0% | 95
Olympus America Inc. | KS-SDR369100 | SDR-36-9100; SIDE RAILS FOR 36" DEEP TABLES | 175 | 0% | 175
Olympus America Inc. | LMA-GX71PCK | LMA Package GX71 MZ Mot Stage Stream DP27 | 66676 | 0% | 66676
Olympus America Inc. | LMPLFLN100XBDV | "0622873-000 HM,100X OBJ LENS, NON-ANODIZED; ***120+ days lead time*** " | 10096 | 0% | 10096
Olympus America Inc. | LP-C005 | IX LASER TRAP MIRROR ASSEMBLY NEWPORT | 407 | 4.5% | 388.685
Olympus America Inc. | LSM-300TM27 | 300T-M27; InverterScope objective inverter. M27 Thread Size. | 6925 | 0% | 6925
Olympus America Inc. | LSM-75-EXT | TUBE-75-EXT; 75 MM INFINITY TUBE EXTENSION | 400 | 0% | 400
Olympus America Inc. | LSM-HEAT | Heated Stage; Heated Stage Attachment for XYZ Side Stage | 975 | 0% | 975
Olympus America Inc. | LSM-XYZSTAGE | XYZ-STAGE; XYZ Side STAGE | 2960 | 0% | 2960
Olympus America Inc. | LSM-ZAXIS | Z-Axis Holder; Z-axis Specimen Holder | 645 | 0% | 645
Olympus America Inc. | LU306900S | TUBE LENS FOR IX83P2F, UW COATING FOR UV TRANSMSN | 1537 | 0% | 1537
Olympus America Inc. | LV200BA2 | N2901800;LV200 TABLE FOR LAGE CAMERAS | 5236 | 0% | 5236
Olympus America Inc. | LV200F | N2901500; LV200 MAIN UNIT | 72496 | 0% | 72496
Olympus America Inc. | LV200F-MD | LV200F-MD; LV200 MOTORIZATION UNIT | 86253 | 0% | 86253
Olympus America Inc. | LV200F-MD-P | LV200 MANUAL TO MOTORIZED UPGRADE KIT | 12240 | 0% | 12240
Olympus America Inc. | LV200-IR-FILTER | E0483118;LV200 IR FILTER FOR LONG EXPOSURES | 853 | 0% | 853
Olympus America Inc. | LV200-L-COL | LV200 L collimator (part of LV200F-MD-P) | 2635 | 4.5% | 2516.425
Olympus America Inc. | LV200-TL05 | LV200 TUBE LENS 0.5X | 4609 | 0% | 4609
Olympus America Inc. | M-0260 | CK40M-PO POLARIZER INSERTS | 349 | 0% | 349
Olympus America Inc. | M-0261 | CK40M-AN ANALYZER SLIDER INSERTS CK40M | 629 | 0% | 629
Olympus America Inc. | M-0315 | U-ACAD4515-1-5; AC ADAPT SZX2-ILLT, SZX-MDCU,BX-REMCB,BX-FMA | 240 | 0% | 240
Olympus America Inc. | M-0460 | BH3-SPG6;6X6 GLASS PLATE FOR B H3 STAGE | 283 | 0% | 283
Olympus America Inc. | M-0470 | BH3-SP6;METAL STAGE INSERT 6X6INCHES FOR BH3 STAGE | 283 | 0% | 283
Olympus America Inc. | M-0550 | OBMM1/100;METRIC REFLECTED LT STAGE MICROMETER,1MM/100 UNITS | 155 | 0% | 155
Olympus America Inc. | M-0651 | HP;HAND PRESS FOR SPECIMEN MOUNTING | 171 | 0% | 171
Olympus America Inc. | M-0671 | BH3-WHP6;WAFER HOLDER BASE PLATE FOR 6X6 STAGE OF BH3 | 393 | 0% | 393
Olympus America Inc. | M-0710 | MX-AFDIC;DIC ADAPTER FOR MX-AF | 375 | 0% | 375
Olympus America Inc. | M-0901 | AA7213;TRPAZOID TOOL FOR U-NIC PRISMS | 11 | 0% | 11
Olympus America Inc. | M-0902 | MA7578;ALLEN WRENCH FOR U-NIC PRISMS | 14 | 0% | 14
Olympus America Inc. | MC-440X025 | 4-40 X 0.25INCH SOCKET CAP HEX SCREW | 3 | 0% | 3
Olympus America Inc. | MC-440X150 | 4-40 X 1.50INCH SOCKET CAP HEX SCREW | 6 | 0% | 6
Olympus America Inc. | MCY-3DV92_2DCAPT_MOD | IPPREM NETFLOAT LIC. 2D CAPTURE FOR V9.2 | 550 | 0% | 550
Olympus America Inc. | MCY-3DV92_COLOC_MOD | IPPREM 3DV9.2 COLOCALIZATION MODULE | 1100 | 0% | 1100
Olympus America Inc. | MCY-3DV92_UPG | UPGRADE FROM IPPREM TO IPPREM 3DV9.2 | 8010 | 0% | 8010
Olympus America Inc. | MCY-AQX3-CF-U1 | AQX3-CF-U1; UPGRADE AUTOQUANT X CF FROM 2.1 to X3 | 1750 | 0% | 1750
Olympus America Inc. | MCY-AQX3-CWF-U1 | AQX3-CWF-U1; UPGRADE AUTOQUANT X WF FROM 2.1 to X3 | 2700 | 0% | 2700
Olympus America Inc. | MCY-AQX3-WF-U1 | AQX3-WF-U1; UPGRADE AUTOQUANT X WF FROM 2.1 to X3 | 1750 | 0% | 1750
Olympus America Inc. | MCY-MAINT_1YR | IPPREM 3DV9.2 ANNUAL MAINTENANCE | 1600 | 0% | 1600
Olympus America Inc. | MEXW-1200MPE21 | FV1200 MPE BASIC EXT.WARRANTY (FV1200MPE BASIC EXT.WARRANTY) | 0 | 0% | 0
Olympus America Inc. | MEXW-1200MPET1 | FV1200 MPE TWIN EXT.WARRANTY (FV1200MPE TWIN EXT.WARRANTY) | 0 | 0% | 0
Olympus America Inc. | MEXW-1200MPEX1 | FV1200 MPE EXCLUSIVE EXT.WARR (FV1200MPE EXCLUSIVE EXT.WARR) | 0 | 0% | 0
Olympus America Inc. | MEXW-CARS01 | CARS ADD-ON UNIT,FV1000MPE-WI (1 YEAR EXT WARRANTY) | 0 | 0% | 0
Olympus America Inc. | MEXW-FSX0001 | FSX100 EXTENDED WARRANTY (FSX100 EXTENDED WARRANTY) | 0 | 0% | 0
Olympus America Inc. | MEXW-MPET1 | FV1000 MPE TWIN EXT.WARRANTY (FV1000MPE TWIN EXT.WARRANTY) | 0 | 0% | 0
Olympus America Inc. | MEXW-MPEX1 | FV1000 MPE EXCLUSIVE EXT.WARR (FV1000MPE EXCLUSIVE EXT.WARR) | 0 | 0% | 0
Olympus America Inc. | MEXW-Y9FV1000 | YEAR 9 AGE FEE FV1000 EXT WARR FLUOVIEW 1000 EXT WARRANTY | 0 | 0% | 0
Olympus America Inc. | MG-RYBLU-R | 643-OLYM-A01 LIFE A02 AUTO THREE LINE LASER MELLES GRIOT REF | 10401 | 4.5% | 9932.955
Olympus America Inc. | M-GX200 | GX-TV0.5XC; CCD CAMERA ADAPTER FOR FRONT PORT OF GX FRAMES | 1218 | 0% | 1218
Olympus America Inc. | M-GX201 | GX-TV0.7XC; CCD CAMERA ADAPTER FOR FRONT PORT OF GX FRAMES | 1218 | 0% | 1218
Olympus America Inc. | M-GX302 | GX-SPU-1-2;SIDE PORT UNIT FOR GX, IX FRAMES, 50-50 SPLIT | 1377 | 0% | 1377
Olympus America Inc. | M-GX310 | M-GXSPU-SP;SIDE PORT UNIT FOR GX, IX FRAMES, 100:0 SPLIT | 4566 | 0% | 4566
Olympus America Inc. | M-GX600 | GX-PO: POLARIZER SLIDER FOR GX FRAMES W/CONJUNCTION PARTS | 538 | 0% | 538
Olympus America Inc. | M-GX610 | GX-AN: ANALYZER SLIDER FOR GX FRAMES | 386 | 0% | 386
Olympus America Inc. | M-GX620 | GX-AN360; 360DEGREE ROTATABLE ANALYZER SLIDER FOR GX FRAMES | 787 | 0% | 787
Olympus America Inc. | M-GX630 | GX-FSL: EMPTY FILTER SLIDER FOR GX FRAMES 25MM FILTER | 313 | 0% | 313
Olympus America Inc. | M-GX640 | GX-SLM: EMPTY SCALE SLIDER FOR GX FRAMES | 261 | 0% | 261
Olympus America Inc. | M-GX650 | GX-SLMG: NO SCALE GLASS FOR GX-SLM TO KEEP PARFOCALLY | 175 | 0% | 175
Olympus America Inc. | M-GX680 | GX-POTP, POLARIZER WITH TINT FOR GX MICROSCOPES | 872 | 0% | 872
Olympus America Inc. | M-GX686 | GX-RTUA-1-5; MOTORIZED CUBE TURRET FOR GX MICROSCOPES | 2610 | 0% | 2610
Olympus America Inc. | M-GX700 | GX71-SLMG5: SCALE GLASS 5X FOR GX71 USED W/GX-SLM | 210 | 0% | 210
Olympus America Inc. | M-GX701 | GX71-SLMG10: SCALE GLASS 10X FOR GX71 USED W/ GX-SLM | 210 | 0% | 210
Olympus America Inc. | M-GX702 | GX71-SLMG20: SCALE GLASS 20X FOR GX71 USED W/GX-SLM | 210 | 0% | 210
Olympus America Inc. | M-GX703 | GX71-SLMG40: SCALE GLASS 40X FOR GX71 USED W/GX-SLM | 210 | 0% | 210
Olympus America Inc. | M-GX704 | GX71-SLMG50: SCALE GLASS 50X FOR GX71 USED W/ GX-SLM | 210 | 0% | 210
Olympus America Inc. | M-GX705 | GX71-SLMG100: SCALE GLASS 100X FOR GX71 USED W/ GX-SLM | 210 | 0% | 210
Olympus America Inc. | M-GX706 | GX71-SLMGS: GRAIN SIZE SCALE GLASS FOR GX71 USED W/GX-SLM | 261 | 0% | 261
Olympus America Inc. | M-GX707 | GX71-SLMGH: GRAPH SIZE SCALE GLASS FOR GX71 USED W/GX-SLM | 249 | 0% | 249
Olympus America Inc. | M-GX720 | GX51-SLMG5: SCALE GLASS SX FOR GX51 USED W/GX-SLM | 210 | 0% | 210
Olympus America Inc. | M-GX721 | GX51-SLMG10: SCALE GLASS 10X FOR GX51 USED W/ GX-SLM | 210 | 0% | 210
Olympus America Inc. | M-GX722 | GX51-SLMG20: SCALE GLASS 20X FOR GX51 USED W/GX-SLM | 210 | 0% | 210
Olympus America Inc. | M-GX723 | GX51-SLMG40: SCALE GLASS 40X FOR GX51 USED W/GX-SLM | 194 | 0% | 194
Olympus America Inc. | M-GX724 | GX51-SLMG50: SCALE GLASS 50X FOR GX51 USED W/GX-SLM | 210 | 0% | 210
Olympus America Inc. | M-GX725 | GX51-SLMG100: SCALE GLASS 100X FOR GX51 USED W/GX-SLM | 210 | 0% | 210
Olympus America Inc. | M-GX726 | GX51-SLMGS: GRAIN SIZE SCALE FOR GX51 USED W/ GX-SLM | 261 | 0% | 261
Olympus America Inc. | M-GX727 | GX51-SLMGH: GRAPH SIZE SCALE GLASS FOR GX51 USED W/GX-SLM | 261 | 0% | 261
Olympus America Inc. | M-L0664 | BD-M-AD;REDUCING ADPTR NEO TO RMS THREAD,MAINTAINS PARFOCAL | 157 | 0% | 157
Olympus America Inc. | M-L0838 | BH2-WHR43;ROTATABLE HOLDER FOR 3" & 4" WAFER BH2-MJL STAGE | 438 | 0% | 438
Olympus America Inc. | M-L0839 | BH2-WHR54;ROTATABLE HOLDER FOR 4" & 5" WAFERS BH2-MJL STAGE | 462 | 0% | 462
Olympus America Inc. | M-L0840 | BH2-WHR65;ROTATABLE HOLDER FOR 5" & 6" WAFERS BH2-MJL STAGE | 507 | 0% | 507
Olympus America Inc. | ML3154 | Tube Vue; 3"Lx1"Wx0.375"H test tube holder | 32 | 4.5% | 30.56
Olympus America Inc. | MM6-LGRAD | MM6-LGRAD ADAPTER FOR 66MM RING LIGHTS, FOR STM6/7 | 80 | 0% | 80
Olympus America Inc. | MM-MCV52 | MCV52;CANON VIXIA HF M52 CAMCORDER,MM99-43 ADAPTER,HDMI CABL | 1549 | 0% | 1549
Olympus America Inc. | MM-MM99-58 | MM99-58; C-MOUNT ADAPTER FOR 58MM FILTER THREAD | 370 | 4.5% | 353.35
Olympus America Inc. | MOUNTBX | MOUNTING DEVICE FOR OLYMPUS BX | 362 | 0% | 362
Olympus America Inc. | MPLFLN5XV | "0622872-000 LM,5X OBJ LENS, NON-ANODIZED; ***120+ days lead time*** " | 2241 | 0% | 2241
Olympus America Inc. | MTB602/M | MICROBLOCK 3-AXIS POSITIONER WITH FINE THREAD THUM | 1200 | 4.5% | 1146
Olympus America Inc. | MT-MA263/LED | MA263/LED; Freestanding LED illuminator | 370 | 4.5% | 353.35
Olympus America Inc. | MT-MA749 | MA749; MEIJI TECHNO,ERGONOMIC VIEWING HEAD | 3450 | 0% | 3450
Olympus America Inc. | MVX-110 | MVX-2RE;TWO POSITION REVOLVING NOSEPIECE FOR MVX | 556 | 9.5% | 503.18
Olympus America Inc. | MVX-200 | MVX-TV1XC;MVX 1X C-MOUNT CAMERA ADAPTER | 233 | 9.5% | 210.865
Olympus America Inc. | MVX-211 | MVX-TV0.63XC-2; 0.63X C-Mount Camera Adapter for MVX | 928 | 9.5% | 839.84
Olympus America Inc. | MVX-220 | MVX-TV1XB; MVX 1X B-4 MOUNT CAMERA ADAPTER | 644 | 9.5% | 582.82
Olympus America Inc. | MVX-MACRO | MVX-MACRO-M4/3;MACRO-BASE,TV-1X-M4/3,AND U-LLGAD-SP | 16647 | 0% | 16647
Olympus America Inc. | MVX-X100 | MVX-10X-F;STAND WITH MOTORIZED Z FOR MVX AND MVX-DSU | 62475 | 0% | 62475
Olympus America Inc. | MVX-ZB10 | MVX-ZB10;MVX10 MACRO VIEW ZOOM BODY,Z R 10:1 (0.63TO6.3) | 6375 | 9.5% | 5769.375
Olympus America Inc. | MX51F-5 | MX51F-5;MICROSCOPE REFLECTED /TRANSMITTED LIGHT FRAME | 5344 | 0% | 5344
Olympus America Inc. | MX61-FS | FIELD STOP UNIT FOR MX61 SPECIAL PRODUCTION | 1385 | 0% | 1385
Olympus America Inc. | MX-AFLMCO | AFA2M-OPU61A-SP | 2580 | 0% | 2580
Olympus America Inc. | MX-OPU61A-FI | MX-OPU61A OPERATION UNIT, MX61A FILTER INSPECTOR | 5598 | 0% | 5598
Olympus America Inc. | MZ-100x100 | 00-24-569-0000, 100X100 MOTORIZED STAGE, SPECIFY MICROSCOPE | 7827 | 4.5% | 7474.785
Olympus America Inc. | MZ-100X100P | 00-24-575-0000;100X100 SCAN PLUS ENC MOT STAGE FOR MX51 | 11454 | 4.5% | 10938.57
Olympus America Inc. | MZ-112X74 | 48-24-555-0000;112X74 MOTORIZED STAGE BOX FOR GX51/71 | 8531 | 4.5% | 8147.105
Olympus America Inc. | MZ-120X100-NIKON | 00-24-461-0000; SCAN IM120x100 STG Nikon | 8475 | 4.5% | 8093.625
Olympus America Inc. | MZ-130X85 | 48-24-641-0000;130X85 MOTORIZED STAGE FOR BX/ SZX | 7518 | 4.5% | 7179.69
Olympus America Inc. | MZ-130X85P | 00-24-651-0000;130x85 SCAN PLUS ENC MOT STAGE FOR BX/SZX | 10402 | 4.5% | 9933.91
Olympus America Inc. | MZ-150X150 | 00-24-604-0000;150X150 MOTORIZED STAGE FOR MX51 | 10917 | 4.5% | 10425.735
Olympus America Inc. | MZ-150X150P | 00-24-637-0000;150X150 SCAN PLUS ENC MOT STAGE FOR MX51 | 13420 | 4.5% | 12816.1
Olympus America Inc. | MZ-200X200 | 00-24-837-0000;200X200 MOTORIZED STAGE FOR MX61/MX61A/MX61L | 12359 | 4.5% | 11802.845
Olympus America Inc. | MZ-200x200P | 00-24-832-0000;200X200 SCAN PLUS ENC MOT STAGE FOR MX61 | 18927 | 0% | 18927
Olympus America Inc. | MZ-215X100 | 00-24-436-0000;215x100 MOTORIZED STAGE FOR BX/SZX | 9990 | 4.5% | 9540.45
Olympus America Inc. | MZ-300X300 | 00-24-124-0000;300x300 MOTORIZED STAGE FOR MX61L | 15758 | 4.5% | 15048.89
Olympus America Inc. | MZ-300x300P | 00-24-126-0000;300X300 SCAN PLUS ENC MOT STAGE FOR MX61 | 18927 | 4.5% | 18075.285
Olympus America Inc. | MZ-75X50 | 00-24-564-0000;MOTORIZED STAGE FOR BX/SZX | 7209 | 4.5% | 6884.595
Olympus America Inc. | MZ-75x50P | 00-24-594-0000;75X50 SCAN PLUS ENC MOT STAGE FOR BX/SZX | 8451 | 4.5% | 8070.705
Olympus America Inc. | MZ-ALD-CBL | 00-74-300-6873; Cable for Tango Controller/Liquid Dispenser | 180 | 4.5% | 171.9
Olympus America Inc. | MZ-ALD-H2O | 00-74-301-0000; Automatic Liquid Dispenser - Water immersion objectives | 7840 | 4.5% | 7487.2
Olympus America Inc. | MZ-ALD-OIL | 00-74-300-0000; Automatic Liquid Dispenser - Oil immersion objectives | 7840 | 4.5% | 7487.2
Olympus America Inc. | MZ-ALD-RHS | 00-74-300-6874; Remote Hand Switch for Liquid Dispenser | 370 | 4.5% | 353.35
Olympus America Inc. | MZ-AUXIO | 00-76-801-9803;AUXILIARY I/O FOR TANGO DESKTOP/PCIE | 111 | 4.5% | 106.005
Olympus America Inc. | MZ-AUXIO2 | 00-76-801-0802; AUX I/O for controller | 220 | 4.5% | 210.1
Olympus America Inc. | MZ-CABLE2 | 00-76-302-0809;3 AXIS, 2 M CABLES | 236 | 4.5% | 225.38
Olympus America Inc. | MZ-CABLE2X | 00-76-202-0808;2 AXIS, 2M CABLES | 140 | 4.5% | 133.7
Olympus America Inc. | MZ-CABLE3 | 00-76-303-2805;3 AXIS, 3 M CABLES | 256 | 4.5% | 244.48
Olympus America Inc. | MZ-CABLE-3A | 00-76-700-9811; 3-axis cable, XYZ-All Angled cables | 190 | 4.5% | 181.45
Olympus America Inc. | MZ-CABLE-3SA | 00-76-700-9812; 3-axis cable, XY-Straight & Z-Angled cables | 200 | 4.5% | 191
Olympus America Inc. | MZ-CABLEZ | 00-76-102-9803;1 AXIS, 2M CABLE | 120 | 4.5% | 114.6
Olympus America Inc. | MZ-DRO | 00-76-900-4830;PROFILER SCD DRO FOR 2D&3D MEASUREMENTS | 1586 | 4.5% | 1514.63
Olympus America Inc. | MZ-DSU1 | 00-76-110-6841;DSU-1 CONTROL UNIT FOR LED 100 W/O TANGO | 559 | 4.5% | 533.845
Olympus America Inc. | MZ-DTC | 00-76-150-1803;TANGO 3 DESKTOP CONTROLLER | 2940 | 4.5% | 2807.7
Olympus America Inc. | MZ-DTC1 | 00-76-150-1801;TANGO 1 DESKTOP CONTROLLER | 1460 | 4.5% | 1394.3
Olympus America Inc. | MZ-DTC2 | 00-76-150-1802;TANGO 2 DESKTOP CONTROLLER | 2720 | 4.5% | 2597.6
Olympus America Inc. | MZ-DTC-EN | 00-76-151-1803; TANGO 3 DESKTOP CONTROLLER W/ ENCODER INTERFACE | 3737 | 0% | 3737
Olympus America Inc. | MZ-EK100X100 | EK 100X100 MANUAL STAGE FOR SZX16, GP INCL | 1256 | 4.5% | 1199.48
Olympus America Inc. | MZ-EK7550 | 00-27-352-0000;EK 75X50 MOT STAGE W/COAX KNOB INC TANGO | 7930 | 4.5% | 7573.15
Olympus America Inc. | MZ-EK7550M | 00-22-321-0000, EK7X50MR MANUAL MEASURING STG, INC DRO | 4543 | 4.5% | 4338.565
Olympus America Inc. | MZ-ERGO2 | 00-27-322-1600;2-AXIS ERGODRIVE | 1480 | 4.5% | 1413.4
Olympus America Inc. | MZ-ERGO3 | 00-27-322-1500;3-AXIS ERGODRIVE | 1560 | 4.5% | 1489.8
Olympus America Inc. | MZ-F90 | FILTER HOLDER FOR 90MM FILTER | 779 | 4.5% | 743.945
Olympus America Inc. | MZ-FH130X85 | 48-24-527-3000;2 FILTER HOLDER INSERT FOR 130X85 STAGE | 380 | 4.5% | 362.9
Olympus America Inc. | MZ-FH200X200 | 48-24-801-1000;6 FILTER INSERT FOR 200X200STAGE | 514 | 4.5% | 490.87
Olympus America Inc. | MZ-FH215X100 | 48-24-405-1000;3 FILTER INSERT FOR 215 X 100STAGE | 411 | 4.5% | 392.505
Olympus America Inc. | MZ-FH75X50 | 48-24-527-1000;1 FILTER HOLDER INSERT FOR 75x50 STAGE | 339 | 4.5% | 323.745
Olympus America Inc. | MZ-FH90 | FILTER HOLDER INSERT 90MM FILTER 130X85 STG | 389 | 4.5% | 371.495
Olympus America Inc. | MZ-GP130X85 | 48-24-520-0810;GLASS PLATE INSERT FOR 130X85STAGE | 164 | 4.5% | 156.62
Olympus America Inc. | MZ-GP150X150 | 00-24-601-0810;GLASS PLATE INSERT FOR 150X150 STAGE | 164 | 4.5% | 156.62
Olympus America Inc. | MZ-GP200X200 | 00-24-801-0810;GLASS PLATE INSERT FOR 200X200 STAGE | 164 | 4.5% | 156.62
Olympus America Inc. | MZ-GP215x100 | 00-24-434-0810;GLASS PLATE INSERT FOR 215x100STAGE | 411 | 4.5% | 392.505
Olympus America Inc. | MZ-GP75X50 | 00-24-427-0810;GLASS PLATE INSERT FOR 75x50 STAGE | 164 | 4.5% | 156.62
Olympus America Inc. | MZ-HOL25 | S2900052;25MM FILTER HOLDER | 1128 | 4.5% | 1077.24
Olympus America Inc. | MZ-HOL47W | 00-29-350-6020;47 MM WHITE FILTER HOLDER | 659 | 4.5% | 629.345
Olympus America Inc. | MZ-INS-8020 | 00-29-411-8020; Stage insert for multi well plate (K-Style 160x110) | 240 | 4.5% | 229.2
Olympus America Inc. | MZ-INS-8030 | 00-29-411-8030; Stage insert for Terasaki 60/72/120 (K-Style 160x110) | 240 | 4.5% | 229.2
Olympus America Inc. | MZ-INS-8050 | 00-29-411-8050; Stage insert for Petri dish, Ø 36 mm (K-Style 160x110) | 180 | 4.5% | 171.9
Olympus America Inc. | MZ-INS-8060 | 00-29-411-8060; Stage insert for Petri dish, Ø 54 mm (K-Style 160x110) | 180 | 4.5% | 171.9
Olympus America Inc. | MZ-INS-8070 | 00-29-411-8070; Stage insert for Petri dish, Ø 65 mm (K-Style 160x110) | 180 | 4.5% | 171.9
Olympus America Inc. | MZ-INS-8080 | 00-29-411-8080; Stage insert for Petri dish, Ø 88.5 mm (K-Style 160x110) | 180 | 4.5% | 171.9
Olympus America Inc. | MZ-INS-8090 | 90-29-411-8090; Stage insert for 1 slide - rotatable (K-Style 160x110) | 400 | 4.5% | 382
Olympus America Inc. | MZ-INS-8110 | 38-29-411-8110; Stage insert for 3 slides (K-Style 160x110) | 520 | 4.5% | 496.6
Olympus America Inc. | MZ-INS-8180 | 00-29-411-8180; Stage insert for 2 slides (K-Style 160x110) | 300 | 4.5% | 286.5
Olympus America Inc. | MZ-INS-8220 | 00-29-411-8220; Stage insert for 4 slides (K-Style 160x110) | 580 | 4.5% | 553.9
Olympus America Inc. | MZ-IX3SCAN | 48-24-580-0000; Scan IM 120x80 motorized stage for IX3. Non-encoded. Inc. 1x3' slide insert | 7300 | 4.5% | 6971.5
Olympus America Inc. | MZ-IX3SCAN-P | 48-24-581-0000; Scan plus IM 120x80 motorized stage for IX3. Linear encoding. Inc. 1x3' slide insert | 9720 | 4.5% | 9282.6
Olympus America Inc. | MZ-JYSTK1 | 00-76-100-0823;1 AXIS JOYSTICK | 420 | 4.5% | 401.1
Olympus America Inc. | MZ-JYSTK2 | 00-76-200-0820;2 AXIS JOYSTICK | 420 | 4.5% | 401.1
Olympus America Inc. | MZ-JYSTK3 | 00-76-300-0821;3 AXIS JOYSTICK W/EXTERNAL Z WHEEL | 520 | 4.5% | 496.6
Olympus America Inc. | MZ-LEDC | 48-59-110-6800;LED 100 COLD WHITE LED LIGHT SOURCE FOR BX | 1191 | 4.5% | 1137.405
Olympus America Inc. | MZ-LEDW | 48-59-110-6810;LED 100 WARM WHITE LED LIGHT SOURCE FOR BX | 1191 | 4.5% | 1137.405
Olympus America Inc. | MZ-MFDBH2 | 48-54-501-0000, MFD for BH2 | 1441 | 4.5% | 1376.155
Olympus America Inc. | MZ-MFDBX41 | 48-54-608-0000;MFD 2 MOTORIZED FOCUS DRIVE FOR BX41 | 1441 | 4.5% | 1376.155
Olympus America Inc. | MZ-MFDBX43 | 48-54-605-0000;MFD 2 MOTORIZED FOCUS DRIVE FOR BX43 | 1441 | 4.5% | 1376.155
Olympus America Inc. | MZ-MFDBX51RF | 48-54-602-0000;MFD 2 MOTORIZED FOCUS DRIVE FOR BX51RF | 1441 | 4.5% | 1376.155
Olympus America Inc. | MZ-MFDBX51TR | 48-54-600-0000;MFD 2 MOTORIZED FOCUS DRIVE FOR BX51TRF | 1441 | 4.5% | 1376.155
Olympus America Inc. | MZ-MFDBX53F | 48-54-601-0000;MFD 2 MOTORIZED FOCUS DRIVEFOR BX53F | 1441 | 4.5% | 1376.155
Olympus America Inc. | MZ-MFDBX53M | 48-54-700-0000; MFD2 FOR BX53M | 1815 | 4.5% | 1733.325
Olympus America Inc. | MZ-MFDGX51 | 48-54-403-0000;MFD 2 MOTORIZED FOCUS DRIVE FOR GX51 | 1441 | 4.5% | 1376.155
Olympus America Inc. | MZ-MFDIX3 | 48-54-607-0000; MFD-2 Motorized Focus Drive, Operates with or without Marz. Stage | 1180 | 4.5% | 1126.9
Olympus America Inc. | MZ-MFDIX51 | 48-54-606-0000;MFD 2 FOR IX51/71 | 1441 | 4.5% | 1376.155
Olympus America Inc. | MZ-MFDMX51 | S0000877;MFD 2 MOTORIZED FOCUS DRIVE FOR MX51 | 1441 | 4.5% | 1376.155
Olympus America Inc. | MZ-MFDMX61 | 48-54-603-0000;MFD 2 MOTORIZED FOCUS DRIVE FOR MX61/61L | 1441 | 4.5% | 1376.155
Olympus America Inc. | MZ-MFD-NIKON | 45-54-500-0000; Moto Focus Drive Nikon | 1365 | 4.5% | 1303.575
Olympus America Inc. | MZ-MFDSZX10 | 48-54-620-0000;MFD 2 MOTORIZED FOCUS DRIVE FOR SZX10/SZX16 | 1750 | 4.5% | 1671.25
Olympus America Inc. | MZ-MFDSZX16R | 48-54-626-0000;MFD MOTORIZED FOCUS DRIVE FOR SZX16-RFA16 | 1750 | 4.5% | 1671.25
Olympus America Inc. | MZ-MFDTB | 48-54-500-0000,MFD FOR OLDER GEN OLY MICROSCOPES,TUBE STYLE | 1441 | 4.5% | 1376.155
Olympus America Inc. | MZ-MP130X85 | 48-24-520-0011;METAL PLATE INSERT FOR 130X85STAGE | 123 | 4.5% | 117.465
Olympus America Inc. | MZ-MP150X150 | 00-24-601-0011;METAL PLATE INSERT FOR 150X150STAGE | 123 | 4.5% | 117.465
Olympus America Inc. | MZ-MP200X200 | 00-24-801-0011;METAL PLATE INSERT FOR 200X200STAGE | 127 | 4.5% | 121.285
Olympus America Inc. | MZ-MP215X100 | 00-24-434-0011;METAL PALTE INSERT FOR 210X100STAGE | 156 | 4.5% | 148.98
Olympus America Inc. | MZ-MP75X50 | 00-24-427-0011;METAL PLATE INSERT FOR 75x50STAGE | 123 | 4.5% | 117.465
Olympus America Inc. | MZ-MRZBX53M | 48-59-300-6000; MRZ FOR BX53M CODED Z AXIS, MZ-SENSOR3D REQ | 2025 | 4.5% | 1933.875
Olympus America Inc. | MZ-MTM105x105-AL | MTM 105 x 105 - AL; Man measuring stage w/integrated measuring system | 4227 | 4.5% | 4036.785
Olympus America Inc. | MZ-MTM150X150MR | 00-31-607-0000; Manual measuring stage for MX51: 150X150, incl. DRO (profiler SCD) | 6850 | 4.5% | 6541.75
Olympus America Inc. | MZ-PCI-E | 00-76-150-0813;PCI-E 3 AXIS CONTROLLER FOR MARZHAUSER STAGE | 1850 | 4.5% | 1766.75
Olympus America Inc. | MZ-PCI-E1 | 00-76-150-0811;PCI-E 1-AXIS CONTROLLER FOR MARZHAUSER STAGE | 1040 | 4.5% | 993.2
Olympus America Inc. | MZ-PCI-E2 | 00-76-150-0812;PCI-E 2 AXIS CONTROLLER FOR MARZHAUSER STAGE | 1770 | 4.5% | 1690.35
Olympus America Inc. | MZ-PIEZO-Z | 00-55-550-0800; Piezo-Z Stage, 300µm travel, 160x110mm insert size | 11260 | 4.5% | 10753.3
Olympus America Inc. | MZ-PSD130X85 | 48-24-520-2000; Stage Insert for one slide 76x26mm or one slide 76x52mm, size 200x148x3mm | 233 | 4.5% | 222.515
Olympus America Inc. | MZ-PSD215 | 48-24-405-2000;STAGE INSERT FOR PARTICLE STD DEVICE 215X100 | 487 | 4.5% | 465.085
Olympus America Inc. | MZ-PSD7550-1 | 48-24-564-1000;STAGE INSERT FOR PARTICLE STD DEVICE 75X50 | 401 | 4.5% | 382.955
Olympus America Inc. | MZ-PZCBL | 00-76-540-0801; Connection Cable AUX I/O – BNC for Piezo-Z | 150 | 4.5% | 143.25
Olympus America Inc. | MZ-S5900008 | S5900008; Adapter plate for Z150 stage on to BX | 151 | 4.5% | 144.205
Olympus America Inc. | MZ-SENSOR3D | 00-76-901-4830; SENSOR READY 3D CONTLR FOR CODED X,Y & MRZ DEVICES | 1080 | 4.5% | 1031.4
Olympus America Inc. | MZ-SH1-75 | 00-24-527-1000;1 POSTION SLIDE HOLDER FOR 75X50 STAGE | 401 | 4.5% | 382.955
Olympus America Inc. | MZ-SH4 | 48-24-520-3000;4 POSITION SLIDE HOLDER FOR 130X85 STAGE | 599 | 4.5% | 572.045
Olympus America Inc. | MZ-SH8030 | 00-24-427-8030; SLIDE HOLER 1 SLIDE 3"X1" 160X116X7MM | 401 | 4.5% | 382.955
Olympus America Inc. | MZ-SI112X74 | 48-24-555-1000;3 SAMPLE INSERT FOR 112X74STAGE; DIA 41MM | 541 | 4.5% | 516.655
Olympus America Inc. | MZ-SI112x74U | 00-29-411-8150;STAGE INSERT INV, 20 TO 74MM DIA SAMPLES | 380 | 4.5% | 362.9
Olympus America Inc. | MZ-SIPZ00 | 00-55-500-1000; Piezo-Z Stage insert for 1 slide | 280 | 4.5% | 267.4
Olympus America Inc. | MZ-SIPZ10 | 00-55-500-1010; Piezo-Z Stage insert for Petri dish, ?36mm | 250 | 4.5% | 238.75
Olympus America Inc. | MZ-SIPZ20 | 00-55-500-1020; Piezo-Z Universal stage insert | 400 | 4.5% | 382
Olympus America Inc. | MZ-SIPZ30 | 00-55-500-1030; Piezo-Z Stage insert for 2 slides | 320 | 4.5% | 305.6
Olympus America Inc. | MZ-SL120X80 | 00-29-411-8010;SLIDE STAGE INSERT FOR 120X80 STAGE | 240 | 4.5% | 229.2
Olympus America Inc. | MZ-SZX-AD115 | 48-59-900-9270;STAGE ADAPTER FOR SZX, 115MM | 648 | 4.5% | 618.84
Olympus America Inc. | MZ-SZX-AD40 | 48-59-900-9240;STAGE ADAPTER FOR SZX, 40MM | 359 | 4.5% | 342.845
Olympus America Inc. | MZ-SZX-AD60 | 48-59-900-9250;STAGE ADAPTER FOR SZX; 60MM | 411 | 4.5% | 392.505
Olympus America Inc. | MZ-SZX-AD70 | 48-59-900-9255;STAGE ADAPTER FOR SZX, 70MM | 442 | 4.5% | 422.11
Olympus America Inc. | MZ-SZX-AD80 | 48-59-900-9280;STAGE ADAPTER FOR SZX, 80 MM | 462 | 4.5% | 441.21
Olympus America Inc. | MZ-TMINI | 00-76-100-4811; TANGO MINI CONTROLLER, 1 AXIS | 1520 | 4.5% | 1451.6
Olympus America Inc. | MZ-TMINI2 | 00-76-100-4812; TANGO MINI CONTROLLER, 2 AXIS | 1985 | 4.5% | 1895.675
Olympus America Inc. | MZ-WC200X200 | 00-29-840-8000;VACUUM WAFER CHUCK 6"-8" | 1338 | 4.5% | 1277.79
Olympus America Inc. | MZ-WC300X300 | 00-29-350-8000;WAFER CHUCK FOR 300X300 STAGE | 1441 | 4.5% | 1376.155
Olympus America Inc. | MZ-WH34 | S2900077;3 & 4 INCH ROT WAFER HOLDER FOR 130X85 STAGE | 1128 | 4.5% | 1077.24
Olympus America Inc. | MZ-Z150POL | 00-52-100-0000;Z150 ROATING & CENTERING STAGE FOR POL | 979 | 4.5% | 934.945
Olympus America Inc. | MZ-Z150POLH | 00-52-150-0000;Z150 ROTATING STAGE FOR POL W/OBJ HOLDER AK3 | 1643 | 4.5% | 1569.065
Olympus America Inc. | N-11USA111 | COMPLETE MOTOR MANIPULATOR FOR ON3-99D | 3500 | 0% | 3500
Olympus America Inc. | N-11USA112 | MOUNTING ADAPTER FOR ON3-99D MANIPULATOR | 250 | 0% | 250
Olympus America Inc. | N1496300 | MX-TILLA TRANS LIGHT MODULE | 1960 | 0% | 1960
Olympus America Inc. | N1496400 | MX-SWETTR SW TILTING TRINOC | 6082 | 0% | 6082
Olympus America Inc. | N1496500 | MX-TILLB HIGH NA TRANS LIGHT M | 2674 | 0% | 2674
Olympus America Inc. | N1496800 | MX-HGAD HI INTENSITY LAMP ADAP | 541 | 0% | 541
Olympus America Inc. | N1496900 | MX-SIC1412R2 14X12 RH STAGE | 7551 | 0% | 7551
Olympus America Inc. | N1512800 | U-MDICAF3 DIC MIRROR CUBER | 1057 | 0% | 1057
Olympus America Inc. | N2168982 | MM6C-CS150-3 150X100MM STAGE S | 8354 | 0% | 8354
Olympus America Inc. | N2194100 | MM6-ILW WHITE LED UNIT, FOR STM6/7 | 796 | 0% | 796
Olympus America Inc. | N2194200 | MM6-ILG GREEN LED UNIT, FOR STM6/7 | 771 | 0% | 771
Olympus America Inc. | N2211600 | MX61-F-5 MICROSCOPE FRAME | 11501 | 0% | 11501
Olympus America Inc. | N2211700 | MX61L-F REL/TRANS LIGHT FRAME | 14593 | 0% | 14593
Olympus America Inc. | N2212900 | U-AFA2M-DUV VIS/DUV AF UNIT 10 | 13010 | 0% | 13010
Olympus America Inc. | N2213200 | U-AFA2M-CB CONTROL BOARD | 3514 | 0% | 3514
Olympus America Inc. | N2213300 | U-AFA2M-CBL2M CABLE 2M LONG | 283 | 0% | 283
Olympus America Inc. | N2213400 | U-AFA2M-CBL3M CABLE 3M LONG | 333 | 0% | 333
Olympus America Inc. | N2215100 | MM6-FN- FOCUS NAVIGATOR | 3806 | 0% | 3806
Olympus America Inc. | N2216100 | LCPLFLN100XLCD | 6785 | 0% | 6785
Olympus America Inc. | N2216300 | LCPLFLN50XLCD | 5591 | 0% | 5591
Olympus America Inc. | N2247100 | MX61A-F, MICROSCOPE FRAME | 15613 | 0% | 15613
Olympus America Inc. | N2247300 | MX-HS61A HAND SWITCH MX61A | 1264 | 0% | 1264
Olympus America Inc. | N2247400 | U-DICRM MOTORIZED DIC SLIDER | 5713 | 0% | 5713
Olympus America Inc. | N2247500 | MX-ANM MOTORIZED ANALYZER UNIT | 1531 | 0% | 1531
Olympus America Inc. | N2247600 | U-DICPCB DIC/DUV OPTION PCB | 1012 | 0% | 1012
Olympus America Inc. | N2247800 | MX-STSP10 STAGE SPRING 10KG | 390 | 0% | 390
Olympus America Inc. | N2247900 | MX-STSP15 STAGE SPRING 15KG | 434 | 0% | 434
Olympus America Inc. | N2248000 | MX-STSP22 STAGE SPRING 22KG | 550 | 0% | 550
Olympus America Inc. | N2248300 | U-D6BDREMC | 1766 | 0% | 1766
Olympus America Inc. | N2248400 | U-P5BDREMC-1-5;5-POS MOT NOSEPIECE,CENT,BD,DIC, CLEAN RM | 2703 | 0% | 2703
Olympus America Inc. | N2248900 | MX-AFC COVER FOR U-AFA2M | 695 | 0% | 695
Olympus America Inc. | N2250500 | MM6-ETR; TRINOCULAR, for STM6/7 | 1496 | 0% | 1496
Olympus America Inc. | N2660000 | MM6-EMO, MONOCULAR OBSERVATION TUBE, ERECT, FOR STM6/7 <br> | 541 | 0% | 541
Olympus America Inc. | N2662800 | U-P5REMC-1-5;5-POS NOSEPIECE, 4-POS.CENT,DIC,CLEAN RM | 2351 | 0% | 2351
Olympus America Inc. | N4196000 | MM6-ILPS LED POWER SUPPLY, FOR STM6/7 | 660 | 0% | 660
Olympus America Inc. | N5160000 | U-AFA2M-VIS-12; VIS AF UNIT 100UW | 10255 | 0% | 10255
Olympus America Inc. | N5160200 | U-AFA2M-VISH-2 AUTO FOCUS TYPE 2 | 10240 | 0% | 10240
Olympus America Inc. | N9008391 | CX-KMAS-AD | 169 | 0% | 169
Olympus America Inc. | N9014772 | XE-HG LAMP HOUSE | 2466 | 0% | 2466
Olympus America Inc. | N-AP-11A | AP-11A: AXON HEADSTAGE ADAPTER FOR MHW-3 | 120 | 4.5% | 114.6
Olympus America Inc. | N-AP-12A | AP-12A: AXON HEADSTAGE ADAPTER | 120 | 4.5% | 114.6
Olympus America Inc. | N-AP-13-2 | AP-13-2;AXON HEADSTAGE ADPTR,ACCEPTS B-9 UNIV BALL JOINT | 155 | 4.5% | 148.025
Olympus America Inc. | N-AP-13-3 | AP-13-3;HEADSTAGE ADPTR FOR ATTACHING SOLID UNIV JOINT | 155 | 4.5% | 148.025
Olympus America Inc. | NAV-1-60162 | 1-60162; Fiber Bundle for Coax - 0.718" Input, 1M Long | 268 | 4.5% | 255.94
Olympus America Inc. | NAV-1-61622 | 1-61622; 76mm Adapter Plate for Precise Eye | 310 | 4.5% | 296.05
Olympus America Inc. | NAV-1-62226 | 1-62226, NAVITAR RING LIGHT CONTROLLER & POWER SUPPLY | 284 | 4.5% | 271.22
Olympus America Inc. | NAV-1-62350 | 1-62350, NAVITAR RING LIGHTWHITE 5500K, 60 LED | 840 | 4.5% | 802.2
Olympus America Inc. | NAV-1-62356 | 1-62356, NAVITAR FRESNEL LENS 50MM WD COUPLER FOR RING LIGHT | 179 | 4.5% | 170.945
Olympus America Inc. | NAV-3-62335 | 3-62335, NAVITAR RING LIGHT COUPLER, ZOOM 6000 | 69 | 4.5% | 65.895
Olympus America Inc. | NAV-HF25SA-1 | HF25SA-1, 25MM F/1.4 MP HIGH RES LENS | 400 | 4.5% | 382
Olympus America Inc. | NAV-ZOOM7000 | "NAVITAR- ZOOM 7000 18-108MM WITH CLOSE UP FOCUS" | 475 | 4.5% | 453.625
Olympus America Inc. | N-B-8A | B-8A;BALL JOINT FOR ATTACHING 4-8MM ELECTRODE HOLDER | 185 | 4.5% | 176.675
Olympus America Inc. | N-B-8-B | B-8B:BALL JOINT FOR D:4MM ELECTRODE/PIPETTE HOLDER | 180 | 4.5% | 171.9
Olympus America Inc. | N-B-8-C | B-8C:BALL JOINT FOR D:4MM ELECTRODE/PIPETTE HOLDER | 180 | 4.5% | 171.9
Olympus America Inc. | N-B-8D | B-8D;BALL JOINT FOR 7MM ELECTRODE HOLDER | 180 | 0% | 180
Olympus America Inc. | N-B-9 | B-9: HIGHLY RIGID BALL JOINT FOR MHW-3 | 250 | 4.5% | 238.75
Olympus America Inc. | N-BC-3L | BC-3L; ADJUSTABLE CLAMP, BALL JOINT, LEFT HANDED | 720 | 4.5% | 687.6
Olympus America Inc. | N-BC-3R | BC-3R; ADJUSTABLE CLAMP, BALL JOINT, RIGHT HANDED | 720 | 4.5% | 687.6
Olympus America Inc. | N-BC-4L | BC-4L; ADJUSTABLE CLAMP, BALL JOINT, LEFT HANDED | 805 | 4.5% | 768.775
Olympus America Inc. | N-BC-4R | BC-4R; ADJUSTABLE CLAMP, BALL JOINT, RIGHT HANDED | 805 | 4.5% | 768.775
Olympus America Inc. | N-BX2ADPTRB | SDMS10-129;TYPE B BX41 ADAPTER, SPECIAL ORDER, NO RETURNS | 1000 | 4.5% | 955
Olympus America Inc. | N-BX41NR2 | BX41-NR2 ADAPTER;BX41W/NR2;FOR N-MMN-1 + N-MMO-202ND SYSTEMS | 700 | 4.5% | 668.5
Olympus America Inc. | N-C-2L | C-2-L;3 DEM ADJUSTABLE CLAMP CIRCULAR ARC MOTION | 720 | 4.5% | 687.6
Olympus America Inc. | N-CF-3 | CF-3;TUBING BRACKET FOR CONNECTING TUBING ONTO MICROSCOPE | 47 | 4.5% | 44.885
Olympus America Inc. | N-CI1 | CI-1;HUB SYRINGE CONNECTOR FOR FLEXIBLE 1MM ID TUBING | 35 | 4.5% | 33.425
Olympus America Inc. | N-CI2 | CI-2;HUB SYRINGE CONNECTOR FOR 1MM OD GLASS PIPETTE | 35 | 4.5% | 33.425
Olympus America Inc. | N-CT-1 | CT-1;PTFE TUBING,1 METER LENGTH,2MM OD,1MM ID | 8 | 4.5% | 7.64
Olympus America Inc. | N-CT-2 | CT-2;POLYETHYLENE TUBING, 1 METER LENGTH | 8 | 4.5% | 7.64
Olympus America Inc. | N-CT-4 | CT-4; 2mm OD X 1.2m tubing | 8 | 4.5% | 7.64
Olympus America Inc. | NDP-RSCASE | NDP RS SHIPPING CASE (2011) | 1995 | 0% | 1995
Olympus America Inc. | N-EB-5N | EB-5N; Auxiliary ear bar for mice | 700 | 4.5% | 668.5
Olympus America Inc. | N-EG-401 | EG-401; Microgrinder for micropipette tips with microscope | 5400 | 4.5% | 5157
Olympus America Inc. | N-EG-45 | EG-45; Microgrinder for micropipette tips | 2300 | 4.5% | 2196.5
Olympus America Inc. | N-EMM-3NV | EMM-3NV THREE AXIS MOTORIZED MANIPULATOR, 40MM RANGE | 12000 | 4.5% | 11460
Olympus America Inc. | NEWINVEST | NEW INVESTIGATOR DISCOUNT PROGRAM | 0 | 0% | 0
Olympus America Inc. | N-G-100 | G-100:CAPILLARY TUBING (D:1/0. 88MM), L:90MM, 200PS | 155 | 4.5% | 148.025
Olympus America Inc. | N-GC1 | GC-1: PREWASHED CAPILLARY TUBE (1MMODX90MMLG,200PC) | 150 | 4.5% | 143.25
Olympus America Inc. | N-GD-1 | GD-1:CAPILLARY TUBING (D:1/0.8MM)W/100M FIBER FILLED | 195 | 4.5% | 186.225
Olympus America Inc. | N-GJ-1 | GJ-1; MAGNETIC STAND, 12X175MM PILLAR, 10X165MM ARMTH STEREOS | 165 | 4.5% | 157.575
Olympus America Inc. | N-GJ-12 | GJ-12;THIN TYPE MAGNETIC HOLDER FOR OIL HYDRLIC MANIPULATORS | 500 | 4.5% | 477.5
Olympus America Inc. | N-GJ-8 | GJ-8; MAGNETIC STAND, 14X175MM PILLAR, 12X165MM ARMMM | 160 | 4.5% | 152.8
Olympus America Inc. | N-GR-18 | N-GR-18;MANIPULATOR MOUNTING ADAPTER FOR ON-I/ONO-231D | 120 | 4.5% | 114.6
Olympus America Inc. | N-H-7 | H-7:PIPETTE HOLDER, D:1MM PIPETTE, D:4MM BAR, L:120MM | 60 | 4.5% | 57.3
Olympus America Inc. | N-HD-21 | TWO ELECTRODE | 720 | 4.5% | 687.6
Olympus America Inc. | N-HI01PK01 | 10 PACK GASKET MATERIAL FOR IM-6 INJECTOR | 17 | 4.5% | 16.235
Olympus America Inc. | N-HI-5B | HI-5B:L SHAPE VERTICAL INJ. HOLDER 1MM PIPETTE | 170 | 4.5% | 162.35
Olympus America Inc. | N-HI-7 | HI-7:INJECTION HOLDER FOR 1MM TUBE INCL. HIR ROTATNL MECH. | 190 | 4.5% | 181.45
Olympus America Inc. | N-HI-9 | HI-9; 1mm Dia Injection Holder for Pneumatic Injector | 255 | 4.5% | 243.525
Olympus America Inc. | N-HIC-1.5 | HIC-1.5;STAINLESS STL END CAP FOR MF-900 1.5MM | 35 | 4.5% | 33.425
Olympus America Inc. | N-HIK-3 | HIK-3 PIPETTE HOLDER KEEPER,FOR 3MM SCREW HOLE | 95 | 4.5% | 90.725
Olympus America Inc. | N-HIK-4 | HIK-4 PIPETTE HOLDER KEEPER,FOR 4MM SCREW HOLE | 95 | 4.5% | 90.725
Olympus America Inc. | N-IM-11-2 | IM-11-2; PNEUMATIC MICROINJECTOR | 1650 | 4.5% | 1575.75
Olympus America Inc. | N-IM-11-2A | IM-11-2A; PNEUMATIC MICROINJECTOR, FOR HUMAN USE | 1650 | 4.5% | 1575.75
Olympus America Inc. | N-IM-300 | IM-300; MOTOR-DRIVE MICROINJEC TOR W/HI-7X2 | 5300 | 4.5% | 5061.5
Olympus America Inc. | N-IM-31 | IM-31;ELECTRIC MICROINJECTOR W/COUNT MODE AND FOOTSWTCH MOD | 3600 | 4.5% | 3438
Olympus America Inc. | N-IM-5A | IM-5A;MICROINJECTOR SYRINGE, 4 80 MICROLITERS PER ROTATION | 950 | 4.5% | 907.25
Olympus America Inc. | N-IM-5B | IM-5B;MICROINJECTOR SYRINGE, 4 0 MICROLITERS PER ROTATION | 950 | 4.5% | 907.25
Olympus America Inc. | N-IM-6 | IM-6; MICROINJECTOR SYRINGE, 10 MICROLITERS PER ROTATION | 1350 | 4.5% | 1289.25
Olympus America Inc. | N-IM-9B | IM-9B;MICROINJECTOR SYRINGE, 1 0 MICROLITERS PER ROTATION | 1300 | 4.5% | 1241.5
Olympus America Inc. | N-IM-9C | IM-9C;MICROINJECTOR SYRINGE,48 0 MICROLITERS PER ROTATION | 1100 | 4.5% | 1050.5
Olympus America Inc. | N-IM-AS-2 | IM-AS-2;OIL TOP OFF KIT, SYRINGE AND VALVE SYSTEM | 25 | 4.5% | 23.875
Olympus America Inc. | N-IM-H1 | N-IM-H1;H17 HOLDER,CT1 TUBING, & CONNECTOR | 233 | 4.5% | 222.515
Olympus America Inc. | N-IM-H2 | IM-H2; Injection holder set for 1mm dia pipette | 258 | 4.5% | 246.39
Olympus America Inc. | N-IM-KP | IM-KP;REMOTE CONTROL KEYPAD FOR IM-300 MICROINJECTOR | 175 | 4.5% | 167.125
Olympus America Inc. | N-IMO10 | IMO10; O-ring for IM-11-2A 3pk | 8 | 4.5% | 7.64
Olympus America Inc. | N-IP | IP;IRON PLATE 250X200X6MM FOR MAGNETIC ACCESSORIES | 120 | 4.5% | 114.6
Olympus America Inc. | N-ITS-02 | ITS-O2; ISOLATION SYS, BX51WI FIXED STAGE W/X-Y TRANSLATN | 8400 | 4.5% | 8022
Olympus America Inc. | N-ITSO2BW | ISOLOATION SYSTEM - FV1000SPECIAL BRIDGE STAGE | 8400 | 4.5% | 8022
Olympus America Inc. | NI-USB-6501 | USB-6501; NATIONAL INSTRUMNTS USB TO TTL | 182 | 4.5% | 173.81
Olympus America Inc. | N-M-10 | M-10;COMPACT MICROMANIPULATOR,ONE DIMENSIONAL | 300 | 4.5% | 286.5
Olympus America Inc. | N-M-152 | M-152:3 AXIS MECHANICAL COARSE M/M | 870 | 4.5% | 830.85
Olympus America Inc. | N-M3333 | M-3333; MICROMANIPULATOR,ULTRA-THIN BODY | 910 | 4.5% | 869.05
Olympus America Inc. | N-MF-830 | MF-830:MICROFORGE, MAX MAG 500X | 6350 | 4.5% | 6064.25
Olympus America Inc. | N-MF-830H-CL | MF-830H/CL; EXTRA CAPILLARY HOLDER FOR MF-830, CLIP STYLE | 80 | 0% | 80
Olympus America Inc. | N-MF-900 | MF-900: MICROFORGE W/5X&10X OBJECTIVES, 10X EYEPIECE | 6750 | 4.5% | 6446.25
Olympus America Inc. | N-MF9L30 | MF-9-L300;REPLACEMENT BULB | 55 | 4.5% | 52.525
Olympus America Inc. | N-MF-OP | MF-OP; MICROFORGE OPTIONAL 35X OBJCTIVE AND QTY 2 15X EYEP | 900 | 4.5% | 859.5
Olympus America Inc. | N-MF-OPA | MF-OPA: 35X OBJECTIVE FOR MF-900 | 730 | 4.5% | 697.15
Olympus America Inc. | N-MHW103 | MHW-103;WTR HYDRO VERNIER M.M. | 6000 | 4.5% | 5730
Olympus America Inc. | N-MHW-3 | MHW-3; Three-axis Water Hydraulic Micromanipulator | 7350 | 4.5% | 7019.25
Olympus America Inc. | N-MHW-4 | MHW-4:1 AXIS WATER HYDRAULIC M/M (5:1) | 2200 | 4.5% | 2101
Olympus America Inc. | N-MHW-A | MHW-A;TILTING ADAPTER FOR MHW-30 MANIPULATOR | 120 | 4.5% | 114.6
Olympus America Inc. | N-MM-3 | MM-3 MICROMANIPULATOR, 3 AXIS CONTROL, 1 AXIS FINE MOVEMENT | 1250 | 4.5% | 1193.75
Olympus America Inc. | N-MM-89 | MM-89;MOTOR DRIVEN MANIPULATOR, BUILT IN HOMING DEVICE | 4373 | 4.5% | 4176.215
Olympus America Inc. | N-MM-92 | MM-92; MOTOR DRIVEN MANIPULATOR with BUILT IN HOMING DEVICE | 4373 | 4.5% | 4176.215
Olympus America Inc. | N-MM-92VR-CA | MM-92VR-CA; MOTOR DRIVEN MANIPULATOR with BUILT IN HOMING DEVICE CSA Cert | 4773 | 4.5% | 4558.215
Olympus America Inc. | N-MMN-1 | N-MMN-1; COARSE 3-AXIS MECH MANIPULATOR | 1320 | 4.5% | 1260.6
Olympus America Inc. | N-MMN-3 | MMN-3;COMPACT 3 DIMEN. MECH.COARSE MANIPULATOR. | 1000 | 4.5% | 955
Olympus America Inc. | N-MMN333 | MMN-333:COMPACT 3 DIMEN. MECH.COARSE MANIP.W/PIVOT&TILT XYZ. | 1550 | 4.5% | 1480.25
Olympus America Inc. | N-MMN-8 | MMN-8;CONSISTS OF MMN-330W/FINE Z&TILT MECH ON STABLE STAND | 2150 | 4.5% | 2053.25
Olympus America Inc. | N-MMN-9 | MMN-9;CONSISTS OF MMN-330 PLUS FINE Z&TILT MECH W/HEIGHT ADJ | 2300 | 4.5% | 2196.5
Olympus America Inc. | N-MMO-202ND | MMO-202ND;THREE AXIS HANGING JOYSTICK OIL HYDRAULIC MICROMAN | 7223 | 4.5% | 6897.965
Olympus America Inc. | N-MMO203 | MMO-203;3 AXIS OIL VERNIER MANIPULATOR,1 MICRONS,10MM TRAVEL | 5750 | 4.5% | 5491.25
Olympus America Inc. | N-MMO220A | MMO220A;SINGLE-AXIS OIL HYDRUL IC MICROMANIPULATORS DRUM TYPE | 2650 | 4.5% | 2530.75
Olympus America Inc. | N-MN-151 | MN-151:3 AXIS MECHANICAL JOYSTICK WITH COARSE M/M | 1520 | 4.5% | 1451.6
Olympus America Inc. | N-MN-153 | N-MN-153;MICROMANIPULATOR M-15 2 W/ADD S-AXIS FINE MOVEMENT | 1100 | 4.5% | 1050.5
Olympus America Inc. | N-MN-4 | MN-4; THREE AXIS MANUAL COARSE MANIPULATOR | 1343 | 0% | 1343
Olympus America Inc. | N-MNOADK | N-MNO-ADK;ILLUMINATION MOUNTING ADAPTER FOR CK2 | 280 | 0% | 280
Olympus America Inc. | N-MO-10 | MO-10; ONE AXIS PENCIL TYPE MANIP. DRUM CONTROLR | 2350 | 4.5% | 2244.25
Olympus America Inc. | N-MO202U | MO-202U; THREE AXIS JOYSTICK OIL HYDRAULIC MANIPULATOR | 7223 | 4.5% | 6897.965
Olympus America Inc. | N-MP-2L | MP-2L;MICROMANIPULATOR Y-AXIS | 3450 | 4.5% | 3294.75
Olympus America Inc. | N-MP-2R | MP-2R;RIGHT HANDED MANIPULATOR, X-Y MOV'T,PIVOT & TILT | 3450 | 4.5% | 3294.75
Olympus America Inc. | N-MTK-1-O1 | MTK-1-O1; IX70 Four-axis Ctrl, Hydraulic Manip-Research Only | 26500 | 4.5% | 25307.5
Olympus America Inc. | N-MTK-1-O2 | MTK-1-O2; IX71 Four-axis Ctrl, Hydraulic Manip-Research Only | 26500 | 4.5% | 25307.5
Olympus America Inc. | N-MTK-1VR-O3 | MTK-1VR-O3; IX73 Four-axis Ctrl, Hydraulic Manip-Research Only | 26500 | 4.5% | 25307.5
Olympus America Inc. | N-MWS-1 | MWS-1; Manual Manipulator for stereo microscopes | 950 | 4.5% | 907.25
Olympus America Inc. | N-MWS-1A | MWS-1A; Micromanipulator One-axis Water Hydraulic System | 3000 | 4.5% | 2865
Olympus America Inc. | N-MX4-L | MX4-L; MICROMANIPULATOR W/ TILTING MAGNETIC STAND, LEFT | 3250 | 4.5% | 3103.75
Olympus America Inc. | N-MX-4R | N-MX-4R MICROMANIPULATOR W/ TILTING MAGNETIC STAND | 3250 | 4.5% | 3103.75
Olympus America Inc. | N-NAI-20 | DUAL MOTORIZED MANIPULATOR SYS. FOR CSUSP. CELLS, ICSI | 22700 | 4.5% | 21678.5
Olympus America Inc. | N-NAI-20-2 | NAI-20-2; MICROMANIP SET FOR IX3, INC 2 MOM-202D, IX3 ADP | 22700 | 4.5% | 21678.5
Olympus America Inc. | N-NAI-3O | NAI-3O; DUAL MANUAL MANIPULATOR SYS. FOR CSUSP. CELLS, ICSI | 17500 | 4.5% | 16712.5
Olympus America Inc. | N-NL-3 | NL-3;ILLUMINATION PILLAR MOUNT FOR LEICA DMIL | 360 | 4.5% | 343.8
Olympus America Inc. | N-NMN-21 | NMN-21: THREE DIMENSIONAL MANUAL MICROMANIPULATOR | 3600 | 4.5% | 3438
Olympus America Inc. | N-NMN-25 | NMN-25; 3-AXIS MICROMANIPULATOR | 3600 | 4.5% | 3438
Olympus America Inc. | N-NMN-B | NMN-B; ROTATING ADJUSTABLE CLAMP, FOR USE W/NMN-21 | 480 | 4.5% | 458.4
Olympus America Inc. | N-NN-H-4 | NN-H-4; MOUNTING ADAPTER FOR NIKON TE300 | 420 | 4.5% | 401.1
Olympus America Inc. | N-NN-S | NN-S;DOUBLE RAIL MOUNT FOR ILL PILLAR FOR NIKON TS100 | 360 | 4.5% | 343.8
Olympus America Inc. | N-NO301D | ONO-301D;3AXIS DROP HANDLE JOYSTICK MICROMANIPULATOR (1:1) | 7200 | 4.5% | 6876
Olympus America Inc. | N-NO-AD-2 | NO-AD-2; Stage-Side Mounting Adapter for CKX53 | 300 | 4.5% | 286.5
Olympus America Inc. | N-NO-ADK | NO-ADK;ILLUMINATION MOUNTING ADAPTOR FOR CK2 | 360 | 4.5% | 343.8
Olympus America Inc. | N-NOPIX3 | NO-PIX-3; ILLUMINATOR MOUNTING ADAPTER FOR IX-71 | 360 | 4.5% | 343.8
Olympus America Inc. | N-NOPIX4 | NO-PIX-4; ILLUMINATOR MOUNTING ADAPTER FOR IX70 | 360 | 4.5% | 343.8
Olympus America Inc. | N-NOPIX5 | NO-PIX-5 ILLUMINATOR MOUNTING ADAPTER FOR IX73/83 | 480 | 4.5% | 458.4
Olympus America Inc. | N-NO-SIX-2 | NO-SIX-2;STAGE ADAPTER IX/IX2STAGE | 215 | 4.5% | 205.325
Olympus America Inc. | N-NO-SZX2A | NO-SZX2A;MOUNTING ADAPTER FOR SZX2 | 350 | 4.5% | 334.25
Olympus America Inc. | N-NOTIX-2 | NO-TIX-2;STAGE MOUNTING ADAPTER | 480 | 4.5% | 458.4
Olympus America Inc. | N-NO-TIX-3 | NO-TIX-3; IX3 Front of the Stage Mounting Adapter | 600 | 4.5% | 573
Olympus America Inc. | N-NO-WIA | NO-WIA; ADAPTER FOR BX51WI FRONT MOUNT | 600 | 4.5% | 573
Olympus America Inc. | N-NO-WIB | NO-WIB; ADAPTER FOR BX51WI REAR MOUNT | 720 | 4.5% | 687.6
Olympus America Inc. | N-NO-WIX2 | NO-WIX-2; MOUNTING ADAPTER ELE CTROPHYS, IX & IX2 | 480 | 0% | 480
Olympus America Inc. | N-NO-WIX-2 | NO-WIX-2;DOUBLE MOUNTING STAND FOR IX/IX2 FRAME & SZX BASE | 480 | 4.5% | 458.4
Olympus America Inc. | N-NO-WIX-3 | NO-WIX-3; DOUBLE MOUNTING STAND FOR IX73/IX83 PILLAR | 600 | 4.5% | 573
Olympus America Inc. | N-NR | N-NR:ROTATING ADAPTER FOR M/M | 250 | 4.5% | 238.75
Olympus America Inc. | N-NR-12 | NR-12; ROTATING ADJUSTABLE CLAMP | 500 | 4.5% | 477.5
Olympus America Inc. | N-NR2 | N-NR2 NARISHIGE NON ROTATABLE SUPPORT | 95 | 4.5% | 90.725
Olympus America Inc. | N-NR-35 | NR-35;ROTATING ADJUSTABLE CLAMP | 250 | 4.5% | 238.75
Olympus America Inc. | N-NR-89 | NR-89; Rotating Adjustable Clamp | 300 | 4.5% | 286.5
Olympus America Inc. | N-O22-5 | MMO-202N-5;THREE-AXIS JOYSTICK OIL HYDRAULIC MANIPULATOR 5:1 | 7100 | 4.5% | 6780.5
Olympus America Inc. | N-ON399D | ON3-99D; SET FOR IX/IX2 W/ILL ADP, ONO-301D(2), MM9(2), ETC | 20650 | 4.5% | 19720.75
Olympus America Inc. | N-ON399D2 | ON3-99D-2; MANIP SET FOR IX3W/ ADP, RESEARCH USE ONLY | 20650 | 4.5% | 19720.75
Olympus America Inc. | N-ON399D2A | ON3-99D-2A; MANIP SET FOR IX3W/ ADP, CLIN APPROVED | 20650 | 4.5% | 19720.75
Olympus America Inc. | N-ON-IX99-3 | ON-IX99-3; LEFT&R SIDE, MOUNTING ADAPT. IX73/IX83 PILLAR | 480 | 4.5% | 458.4
Olympus America Inc. | N-ONM2D | ONM-2D;THREE-AXIS POSITIONER W/ILL SP-MOUNT IX2 ADAPTER | 3000 | 4.5% | 2865
Olympus America Inc. | N-P-1A | P-1A:HEIGHT ADJUSTMENT PLATE FOR M/M (10MM) | 120 | 4.5% | 114.6
Olympus America Inc. | N-P-1B | P-1B:HEIGHT ADJUSTMENT PLATE FOR M/M (12MM) | 130 | 4.5% | 124.15
Olympus America Inc. | N-P-1C | N-P-1C;HEIGHT ADJUSTMENT PLATE MOUNTING MANIP, WITH 14MM BAR | 120 | 4.5% | 114.6
Olympus America Inc. | N-P-6-2 | N-P-6-2;MANIPULATION ADAPTER FOR ON-IX90 | 100 | 4.5% | 95.5
Olympus America Inc. | N-PC-100 | PC-100; Vertical Micropipette Puller F/Short Taper Pipette | 3300 | 4.5% | 3151.5
Olympus America Inc. | N-PC-10H | PC-10H; HEATING ELEMENT REPLACEMENT FOR PIP PULLER N-PC-10 | 40 | 4.5% | 38.2
Olympus America Inc. | N-PN-31 | PN-31;PIPETTE PULLER IDEAL FOR 1MM OR 1.2MM GLASS CAPILL. | 3850 | 4.5% | 3676.75
Olympus America Inc. | N-PT-A | PT-A;REPLACEMENT WIRE 100 UM FOR MICROFORGE | 40 | 4.5% | 38.2
Olympus America Inc. | N-PT-B | PT-B;REPLACEMENT WIRE 150 UM FOR MICROFORGE | 75 | 4.5% | 71.625
Olympus America Inc. | N-RA6N | HEAD HOLDING ADAPTER FOR RATS | 1150 | 4.5% | 1098.25
Olympus America Inc. | N-S001-UJA | 09USA120;CUST UNIV JOINT ATTACH, NO RETURNS | 232 | 0% | 232
Olympus America Inc. | N-SBP-2 | SBP-2; 3D ANTIVIBRATION BASE PLATE | 1920 | 4.5% | 1833.6
Olympus America Inc. | N-SG-4N | SG-4N;HEAD HOLDING ADAPTOR CLA MPLING SYSTEM FOR MICE | 1100 | 4.5% | 1050.5
Olympus America Inc. | N-SPEC-PLATE | SPECIAL MOUNTING PLATE & HEAD HOLDING DEVICE | 4700 | 4.5% | 4488.5
Olympus America Inc. | NSWC-SZPCK | NSWC Package: SZ61 sterero incl stand | 2466 | 0% | 2466
Olympus America Inc. | N-SYR-11 | SYR-11; Injection Syringe (1,060µl / Metal) | 180 | 4.5% | 171.9
Olympus America Inc. | N-SYR-12 | SYR-12;INJECTION SYRINGE 1060MICRO L/GLASS FOR IM-9A/9B | 180 | 4.5% | 171.9
Olympus America Inc. | N-SYR-13 | SYR-13; Injection Syringe (4,240µl / Metal) | 180 | 4.5% | 171.9
Olympus America Inc. | N-SYR-14 | SYR-14; Injection Syringe (4,240µl / Glass) | 180 | 4.5% | 171.9
Olympus America Inc. | N-SYR-15 | SYR-15; Injection Syringe (800µl / Metal) | 350 | 4.5% | 334.25
Olympus America Inc. | N-SYR-7 | SYR-7;SYRINGE 800 MICROLITERS W/COLLAR | 400 | 4.5% | 382
Olympus America Inc. | NTR000028-01 | Filter for MHC-L air dispenser | 30 | 4.5% | 28.65
Olympus America Inc. | NTR000201‐03 | Headplates Model 1 for unanesthetized animal 4.2mm | 25 | 4.5% | 23.875
Olympus America Inc. | NTR000202‐02 | Headplates Model 2 for unanesthetized animals 5.2mm | 25 | 4.5% | 23.875
Olympus America Inc. | NTR000203‐02 | Headplates Model 3 for unanesthetized animals 6.2mm | 25 | 4.5% | 23.875
Olympus America Inc. | NTR000204‐02 | Headplates Model 4 for unanesthetized animals 7.2mm | 25 | 4.5% | 23.875
Olympus America Inc. | NTR000205‐02 | Headplates Model 5 for unanesthetized animals 8.2mm | 25 | 4.5% | 23.875
Olympus America Inc. | NTR000206‐01 | Headplates Model 6 for unanesthetized animals 5.2‐8.2mm oval | 25 | 4.5% | 23.875
Olympus America Inc. | NTR000208‐02 | Headplates Model 8 for unanestherized animals 5.2x7.5mm | 25 | 4.5% | 23.875
Olympus America Inc. | NTR000209‐02 | Headplates Model 9 for electrophysiology 5.2x7.5mm | 35 | 4.5% | 33.425
Olympus America Inc. | NTR000210‐01 | Headplates Model 10 for unanesthetized animals 5.2mm offset | 25 | 4.5% | 23.875
Olympus America Inc. | NTR000211‐01 | Headplates Model 11 for unanesthetized animals 5.0x6.8mm tear‐shaped | 25 | 4.5% | 23.875
Olympus America Inc. | NTR000212‐01 | Headplates Model A, 4,2 mm for anesthetized animals | 25 | 4.5% | 23.875
Olympus America Inc. | NTR000213‐01 | Headplates Model B, 9 mm for anesthetized animals | 25 | 4.5% | 23.875
Olympus America Inc. | NTR000251-04 | Mobile HomeCage (MHC V4), includes 180 X 70 mm carbon cage and 10 headplates | 16000 | 4.5% | 15280
Olympus America Inc. | NTR000252-02 | HeadFix V2, includes 10 headplates | 8150 | 4.5% | 7783.25
Olympus America Inc. | NTR000253-02 | AirLift V2 (HeadFix upgrade kit), includes 180 X 70 mm carbon cage | 8950 | 4.5% | 8547.25
Olympus America Inc. | NTR000254-01 | Mobile HomeCage Large (MHC-L V1), includes lightweight carbon cage (340 X 70 mm or 290 X 70 mm) | 19850 | 4.5% | 18956.75
Olympus America Inc. | NTR000256-01 | MultiCage Training Upgrade Kit for MHC-L, includes three 180 X 70 mm carbon cages | 4150 | 4.5% | 3963.25
Olympus America Inc. | NTR000257-01 | MultiCage Training Arena (MHC-L with two bridges (second with double headfixation) and three 180 X 70 carbon cages) | 19850 | 4.5% | 18956.75
Olympus America Inc. | NTR000258-01 | Rotating clamp (compatible with MHC V3, MHC V4, MHC-L, MultiCage Training Arena and Upgrade Kit) | 1420 | 4.5% | 1356.1
Olympus America Inc. | NTR000268-01 | NTR000268-01 Short neck (45 mm) with rotation for MHC V4 | 235 | 4.5% | 224.425
Olympus America Inc. | NTR000270‐01 | Standard floating carbon cage (180 X 70 mm), weight approx. 40 g | 680 | 4.5% | 649.4
Olympus America Inc. | NTR000271‐01 | Low wall version of standard floating carbon cage (180 X 40 mm), weight approx. 40 g | 640 | 4.5% | 611.2
Olympus America Inc. | NTR000276‐01 | Transparent cage (180 X 70 mm)for combining with virtual reality and for video recording from the side, approx. weight 35 g | 1520 | 4.5% | 1451.6
Olympus America Inc. | N-TSG-2 | TSG-2:DOUBLE MAGNETIC STAND FOR A LARGE SIZED MANIPULATOR | 960 | 4.5% | 916.8
Olympus America Inc. | N-TSG-2H | TSG-2H:SPACER FOR TSG-2 AND TS M SERIES ELEVATING 50MM | 120 | 4.5% | 114.6
Olympus America Inc. | N-TSG-4 | TSG-4;DOUBLE MAGNETIC STAND, DIRECT MANIPULTR MNT, SZX APPS | 550 | 4.5% | 525.25
Olympus America Inc. | N-TSP-6 | TSP-6;MOUNTING PLATE FOR DOUBLE MAGNET MOUNTING SYSTEM | 95 | 4.5% | 90.725
Olympus America Inc. | N-U-31CF | U-31CF; Three Axis fine mechanical micromanipulator | 750 | 4.5% | 716.25
Olympus America Inc. | N-U-3C | U-3C;COARSE X,Y,Z MANIPULATOR, 14MM TRAVEL | 540 | 4.5% | 515.7
Olympus America Inc. | N-U-3FC | U-3FC; Three Axis coarse/fine mechanical micromanipulator | 1050 | 4.5% | 1002.75
Olympus America Inc. | N-UM-1PFC | UM-1PFC; Angled, X-axis fine and coarse movement manipulator | 350 | 4.5% | 334.25
Olympus America Inc. | N-UMM-3FC | UMM-3FC; THREE AXIS MANUAL MANIPULATOR, 40MM RANGE | 1300 | 4.5% | 1241.5
Olympus America Inc. | N-UPN-1 | UPN-1; PIPETTE HOLDER FOR 1-1.2 CAPILLARY | 42 | 4.5% | 40.11
Olympus America Inc. | N-UPN-B | UPN-B;BALL JOINT FOR USE W/ A HOLDER | 140 | 4.5% | 133.7
Olympus America Inc. | N-UPN-C | UPN-C COMPACT HOLDER FOR 1MM DIA PIPETTE | 95 | 4.5% | 90.725
Olympus America Inc. | N-URC-1 | URC-1; THREADED BAR, 40MM EXTENSION ROD, 6MM DIA | 30 | 4.5% | 28.65
Olympus America Inc. | N-USM-10 | USM-10; MAGNETIC STAND,10MM BAR FOR L'IL GIANT | 120 | 4.5% | 114.6
Olympus America Inc. | N-USM-6 | USM-6;MAGENTIC STAND AND 6MM POST, 47MM H | 105 | 4.5% | 100.275
Olympus America Inc. | N-UST-1 | UST-1:UNIVERSAL JOINT W/SWING,TILT CONTROL FOR PATCH CLAMP | 330 | 4.5% | 315.15
Olympus America Inc. | N-UT-2 | UT-2:UNIVERSAL JOINT W/SWING,TILT CONTROL | 350 | 4.5% | 334.25
Olympus America Inc. | N-UT-2-S | UT-2-S;SDMS09-110 CUSTOM BALL JOINT, NO RETURNS | 675 | 0% | 675
Olympus America Inc. | N-UT-6 | UT-6:UNIVERSAL JOINT W/ANGLE GAUGE FOR INJECT/HOLD PIPETTE | 480 | 4.5% | 458.4
Olympus America Inc. | N-UT-D | UT-D;UNIVERSAL JOINT FOR ONO-3 01D JOINT BAR WITH D-CUT | 350 | 4.5% | 334.25
Olympus America Inc. | N-UT-R | UT-R;RETURN MECHANISM PIPETTE RETURN FUNCTION INSTD OF UT-D | 650 | 4.5% | 620.75
Olympus America Inc. | N-UX-4-10 | UX-4-10;X-BLOCK TO COMBINE TWO BARS | 70 | 4.5% | 66.85
Olympus America Inc. | N-UX-6-10 | UX-6-10; X-Block with 6mm and 10mm bar holes | 78 | 4.5% | 74.49
Olympus America Inc. | N-UX-6-6 | UX-6-6;X-BLOCK, 6MM OD, TWO LOCKING THUMB SCREWS | 65 | 4.5% | 62.075
Olympus America Inc. | NV-140029 | 1-40029; White LED Assembly | 294 | 4.5% | 280.77
Olympus America Inc. | NV-140031 | 1-40031; Green LED Assembly | 294 | 4.5% | 280.77
Olympus America Inc. | NV-140034 | 1-40034; Royal Blue LED Assembly | 294 | 4.5% | 280.77
Olympus America Inc. | NV-140042 | 1-40042; LED Controller | 735 | 4.5% | 701.925
Olympus America Inc. | NV-140049 | 1-40049; 12X LED Coupler | 121 | 4.5% | 115.555
Olympus America Inc. | NV-140183 | 1-40183; 2M LED Cable | 45 | 4.5% | 42.975
Olympus America Inc. | NV-1-50011 | Navitar- 0.25X lens attachment for 12X Zoom | 399 | 4.5% | 381.045
Olympus America Inc. | NV-1-50012 | Navitar- 0.5X lens attachment for 12X Zoom | 284 | 4.5% | 271.22
Olympus America Inc. | NV-1-50013 | Navitar- 0.75X lens attachment for 12X Zoom | 284 | 4.5% | 271.22
Olympus America Inc. | NV-1-50014 | Navitar- 1.5X lens attachment for 12X Zoom | 284 | 4.5% | 271.22
Olympus America Inc. | NV-1-50015 | NAVITAR 2X LENS ATTACHMENT | 284 | 4.5% | 271.22
Olympus America Inc. | NV-1-50228 | NAVITAR ADAPTER MOUNTING PLATE FOR 12X ZOOM | 221 | 4.5% | 211.055
Olympus America Inc. | NV-1-50330AD | NAVITAR- 12X ZOOM, NON FF,APERTURE, DETENT ZOOM BODY | 2337 | 4.5% | 2231.835
Olympus America Inc. | NV-1-50487AD | NAVITAR 12X ZOOM WITH APERTURE, DETENTS AND 3MM FINE FOCUS | 2914 | 4.5% | 2782.87
Olympus America Inc. | NV-1-50502AD | Navitar- 12X UltraZoom, Non FF, Aperture, Detent Zoom Body | 2468 | 4.5% | 2356.94
Olympus America Inc. | NV-1-50504AD | NAVITAR 12X ULTRAZOOM 12MM FF, APERATURE, DETENT | 2862 | 4.5% | 2733.21
Olympus America Inc. | NV-1-51139AD | 12X ULTRA ZOOM LENS WITH APERA TURE, DETENTS 12X ULTRA ZOOM | 3040 | 4.5% | 2903.2
Olympus America Inc. | NV-1-51272 | NAVITAR FLAT MOTORIZED MOUNT FOR 12X ZOOM | 147 | 4.5% | 140.385
Olympus America Inc. | NV-1-51318A | NAVITAR 12X ZOOM, MOTORIZED WITH APERTURE AND COAX | 3145 | 4.5% | 3003.475
Olympus America Inc. | NV-1-60052 | NAVITAR ADAPTER PLATE FOR 6.5X ZOOM | 221 | 4.5% | 211.055
Olympus America Inc. | NV-1-6010 | NAVITAR C-MOUNT | 63 | 4.5% | 60.165
Olympus America Inc. | NV-1-60106-6 | 1-60106-6; Flexible light pipe Coaxial 0.5” input, 6' length | 289 | 4.5% | 275.995
Olympus America Inc. | NV-1-60110 | Navitar- 0.5x Lens Attachments for Zoom 6000 | 189 | 4.5% | 180.495
Olympus America Inc. | NV-1-60111 | NAVITAR- 0.75X LENS ATTACHMENTS FOR ZOOM 6000 | 189 | 4.5% | 180.495
Olympus America Inc. | NV-1-60112 | Navitar- 1.5x Lens Attachments for Zoom 6000 | 189 | 4.5% | 180.495
Olympus America Inc. | NV-1-60113 | NAVITAR 2X LENS ATTACHMENT FOR 6.5X ZOOM | 189 | 4.5% | 180.495
Olympus America Inc. | NV-1-60123AD | NAVITAR 6.5X ZOOM WITH APERTURE, DETENTS, 3MM FINE FOCUS | 1974 | 4.5% | 1885.17
Olympus America Inc. | NV-1-60135 | 160135:ZOOM 6000 BODY W/12MM FINE FOCUS | 1065 | 4.5% | 1017.075
Olympus America Inc. | NV-1-60135A | 1-60135A; Zoom 6000 Body Tube, 12mm Fine Focus, Adj Aperture | 1470 | 4.5% | 1403.85
Olympus America Inc. | NV-1-60135AD | 1-60135AD; 6.5X UltraZoom, Aperture, Detent, Manual | 1806 | 4.5% | 1724.73
Olympus America Inc. | NV-1-6015 | Navitar- 1x Standard Adapter | 95 | 4.5% | 90.725
Olympus America Inc. | NV-1-60162-6 | FIBER OPTIC COAX LIGHT PIPE 6FT LIGHT PIPE | 308 | 4.5% | 294.14
Olympus America Inc. | NV-1-60190 | NAVITAR, 6.5X ULTRAZOOM, 12 MM FF | 1239 | 4.5% | 1183.245
Olympus America Inc. | NV-1-6020 | Navitar- 0.67x Standard Adapter | 258 | 4.5% | 246.39
Olympus America Inc. | NV-1-6030 | Navitar- 2x Standard Adapter | 247 | 4.5% | 235.885
Olympus America Inc. | NV-1-60349AD | Navitar- 6.5X UltraZoom, non FF, Aperture, Detent Zoom Body | 1817 | 4.5% | 1735.235
Olympus America Inc. | NV-1-60350AD | 6.5X ULTRA-ZOOM LENS; LENS W/A PERATURE, DETENTS | 1948 | 4.5% | 1860.34
Olympus America Inc. | NV-1-60439 | NAVITAR- 0.5X STANDARD ADAPTER | 305 | 4.5% | 291.275
Olympus America Inc. | NV-1-6044 | Navitar- 0.25x Lens Attachments for Zoom 6000 | 273 | 4.5% | 260.715
Olympus America Inc. | NV-1-60640 | 1-60640;CONVERTER LENS, 1X FOR 6.5X ZOOM | 142 | 4.5% | 135.61
Olympus America Inc. | NV-1-60787 | 1-60787; Coupler to convert 0.5” input ferrule to 0.718” | 74 | 4.5% | 70.67
Olympus America Inc. | NV-1-61001 | Navitar- 0.67X T Mini Adapter | 447 | 4.5% | 426.885
Olympus America Inc. | NV-1-6105 | Navitar- 5x Standard Adapter | 447 | 4.5% | 426.885
Olympus America Inc. | NV-1-61214-6 | FIBER OPTIC RING LIGHT 6FT | 513 | 4.5% | 489.915
Olympus America Inc. | NV-1-61387 | 1-61387; Navitar- 1.33X T Mini Adapter | 557 | 4.5% | 531.935
Olympus America Inc. | NV-1-61400 | NAVITAR 1X ADAPTER | 447 | 4.5% | 426.885
Olympus America Inc. | NV-1-61449 | 1-61449; Body Tube, 3 mm FF | 336 | 4.5% | 320.88
Olympus America Inc. | NV-1-61453 | 1-61453; 0.67X Standard Adapter | 326 | 4.5% | 311.33
Olympus America Inc. | NV-1-62136 | NAVITAR 2X ADAPTER | 599 | 4.5% | 572.045
Olympus America Inc. | NV-1-6218 | Navitar- 1x T* Standard Adapter | 184 | 4.5% | 175.72
Olympus America Inc. | NV-1-62504 | NAVITAR POWER SUPPLY | 126 | 4.5% | 120.33
Olympus America Inc. | NV-1-62572 | NAVITAR MOTORIZED FLAT MOUNT FOR 6.5X ZOOM | 153 | 4.5% | 146.115
Olympus America Inc. | NV-1-62577 | NAVITAR 2-PHASE STEPPER DRIVER BOARD FOR MOTORIZED ZOOM | 683 | 4.5% | 652.265
Olympus America Inc. | NV-1-62608A | NAVITAR 6.5X ZOOM, MOTORIZED WITH APERTURE AND COAX | 2205 | 4.5% | 2105.775
Olympus America Inc. | NV-1-62629 | NAVITAR 0.5X ADAPTER | 489 | 4.5% | 466.995
Olympus America Inc. | NV-1-6265AD | NAVITAR- 6.5X ZOOM, APERTURE,DETENT ZOOM BODY | 1712 | 4.5% | 1634.96
Olympus America Inc. | NV-16270 | 1-6270; Universal Mount | 153 | 4.5% | 146.115
Olympus America Inc. | NV-1-64190 | 1-64190; Modified Zoom 6000 Body Tube w/ 12mm Focus to be Used with Trinocular Head | 1211 | 4.5% | 1156.505
Olympus America Inc. | NV-2-50145 | 2-50145;CONVERTER LENS, FOR 12X ZOOM | 284 | 4.5% | 271.22
Olympus America Inc. | NV-2-62577 | NAVITAR 2-PHASE STEPPER DRIVER BOARD FOR MOTORIZED ZOOM | 683 | 4.5% | 652.265
Olympus America Inc. | NV-2XE | NAVITAR 2X MAGNIFIER | 95 | 4.5% | 90.725
Olympus America Inc. | NV-8-61172 | FIBER OPTIC POWER SUPPLY | 578 | 4.5% | 551.99
Olympus America Inc. | NV-8-61313 | 8-61313; Dual Gooseneck, 0.718” Input Ferrule | 380 | 4.5% | 362.9
Olympus America Inc. | NV-DO-2595 | 25mm Lens, Manual Focus and Iris, f/0.95 | 541 | 4.5% | 516.655
Olympus America Inc. | NV-DO-5095 | 50mm Lens, Manual Focus and Iris, f/0.95 | 1045 | 4.5% | 997.975
Olympus America Inc. | NV-HF25SA-1 | NAVITAR- 25MM VARIFOCAL LENS | 400 | 4.5% | 382
Olympus America Inc. | N-WR6 | WR-6:THREE-AXIS WATER HYDRAULIC MICROMANIPULATORS | 7200 | 4.5% | 6876
Olympus America Inc. | N-X-3 | X-3 X BLOCK, COMBINES TWO 12MM DIAMETER BARS | 65 | 4.5% | 62.075
Olympus America Inc. | N-X-4 | X-4 ROTATING X BLOCK, ACCEPTS TWO 4-12MM BARS | 135 | 4.5% | 128.925
Olympus America Inc. | N-YOU-1 | YOU-1; MANIPUR.SYS,COARSE X,Y,Z & FINE X,INCLS MAG STND&HLDR | 820 | 4.5% | 783.1
Olympus America Inc. | N-YOU-2 | YOU-2; MANIP SET, COARSE XYZ, 14MM MAG STND&HLDR | 770 | 4.5% | 735.35
Olympus America Inc. | N-YOU-3 | YOU-3; MANIPUR.SYS,COARSE Y-Z & FINE X, INCLDS MAG STND&HLDR | 900 | 4.5% | 859.5
Olympus America Inc. | N-Z-1 | Z-1; Stand 20mm×300mm for 12mm bar mount type manipulator | 250 | 4.5% | 238.75
Olympus America Inc. | O20-INC2000 | INC-2000; INCUBATOR SYSTEM COMPLETE | 9200 | 4.5% | 8786
Olympus America Inc. | O20-OHXX | OHXX; OBJECTIVE HEATER (SPECIFY DIA) REQ. O20-TC500 | 800 | 4.5% | 764
Olympus America Inc. | O20-TC500 | TC-500; TEMPERATUR CONTROLLER | 2200 | 4.5% | 2101
Olympus America Inc. | O20-UCB750 | UCB-750; INCUBATION CHAMBER,AMBIENT TO 55C | 4800 | 4.5% | 4584
Olympus America Inc. | O3I-AQ-CF-5 | AUTOQUANT 3D BLIND CONFOCAL DE CON, REQUIRES O3I-SLBK | 5000 | 0% | 5000
Olympus America Inc. | O3I-AQ-WF-5 | AUTOQUANT 3D BLIND WIDEFIELD DECON, REQUIRES O3I-SLBK | 5000 | 0% | 5000
Olympus America Inc. | O3I-DECON-5 | 2651.2;SLIDEBOOK DECONVOLUTION MODULE(NN+CI) REQ. O3I-SLBK | 5000 | 0% | 5000
Olympus America Inc. | O3I-DEMOKEY | 2960;NEW DEMO DONGLE | 175 | 0% | 175
Olympus America Inc. | O3I-DLCAM | O3I-DUALCAMERA; DUAL CAMERA MODULE FOR SLIDEBOOK | 2500 | 0% | 2500
Olympus America Inc. | O3I-DNGLEUPG | O3I-DONGLE UPGRADE; DONGLE UPGRADE FROM PARALLEL | 100 | 0% | 100
Olympus America Inc. | O3I-FRET-5 | 2661.2; SLIDEBOOK FRET MODULE REQS. O3I-SLBK-PC | 3000 | 0% | 3000
Olympus America Inc. | O3I-KEYS-5 | 2652.3;SLIDEBOOK OFFLINE ANALYSIS SOFTWARE REQS. O3I-SLBK-PC | 1500 | 0% | 1500
Olympus America Inc. | O3I-LCM-5 | 2942.3; LASER CONTROL MODULE (REQ O3I-SLBK-PC) | 2500 | 0% | 2500
Olympus America Inc. | O3I-MVUSB | SLIDEBOOK MAJOR VERSION UPGRADE | 1150 | 0% | 1150
Olympus America Inc. | O3I-NEOS | NEOS;LASER CONTROL BREAKOUT MODULE FOR NEOS AOTF SYSTEMS | 750 | 0% | 750
Olympus America Inc. | O3I-OFF2NET | O3I-SLBK-UP-KEYS-NETWORK;UPGRD SB CHILD OFFLN TO NET OFFLINE | 750 | 0% | 750
Olympus America Inc. | O3I-OFFC-5 | 2653;SLIDEBOOK OFFLINE ANAYLSI S SW, | 5000 | 0% | 5000
Olympus America Inc. | O3I-OFFCUG-5 | UPGRADE O3I-OFFC TOO3I-SLBK-PC | 4500 | 0% | 4500
Olympus America Inc. | O3I-OFF-N | O3I-SLBK-NETWORK; SLIDEBOOK NETWORK OFFLINE LICENSE | 2000 | 0% | 2000
Olympus America Inc. | O3I-PSF | 2694;PSF SLIDE, SUB RESOLUTION MICROSPHERES | 100 | 0% | 100
Olympus America Inc. | O3I-PTRCK-5 | O3I-PTRACK-5; SLDBK PARTICLE TRACKING MOD, REQ O3I-SLBK-* | 3000 | 0% | 3000
Olympus America Inc. | O3I-REPLBKEY | 2961; REPLACEMENT OF BROKEN DEMO DONGLE | 175 | 0% | 175
Olympus America Inc. | O3I-REPLLKEY | REPLACEMENT OF LOST DONGLE (RE Q. SERIAL # OF LOST DONGLE) | 395 | 0% | 395
Olympus America Inc. | O3I-RTIO-5 | 2654;SLIDEBOOK RATIO MODULE RE QS. O3I-SLBK-PC | 3000 | 0% | 3000
Olympus America Inc. | O3I-SAC-5 | 2695; MOTORIZED SPHERICAL ABERRATION CORRECT UNIT, SB REQ | 17000 | 0% | 17000
Olympus America Inc. | O3I-SB-PC5C | O3I-SLBK-PC5C; SLIDEBOOK 5.5SW FOR WIN7, ONLINE | 9500 | 0% | 9500
Olympus America Inc. | O3I-SB-PC5D | O3I-SLBK-PC5D; SLIDEBOOK 5.5SW FOR WIN7, ONLINE CHILD | 7500 | 0% | 7500
Olympus America Inc. | O3I-SLBK-PC5 | O3I-SLBK-PCA5;SLIDEBOOK DIGITAL IMAGE ACQUISITION SOFTWARE | 9500 | 0% | 9500
Olympus America Inc. | O3I-SP-5 | 2944; STANFORD PHOTONICS MODULE (REQ O3I-SLBK-PC) | 3000 | 0% | 3000
Olympus America Inc. | O3I-STRLOGY | SLIDEBOOK STEREOLOGY MODULE | 5000 | 0% | 5000
Olympus America Inc. | O3I-TRAIN | 2713;3I SYSTEM ON SITE TRAINING BY 3I STAFF | 3500 | 0% | 3500
Olympus America Inc. | O3I-TTL-5 | 2657;SLIDEBOOK TTL MODULE (HW+SW) REQS. O3I-SLBK | 5000 | 0% | 5000
Olympus America Inc. | O3I-UDSBA | UDSBA;SFTWR MAINTENANCE AGREEMENT FOR LICENSE W NO MODULES | 1250 | 0% | 1250
Olympus America Inc. | O3I-UDSBB | UDSBB;SFTWR MAINTENANCE AGREEMENT FOR LICENSE W MODULES | 1850 | 0% | 1850
Olympus America Inc. | O3I-UDSBC | UDSBC;SFTWR MAINTENANCE AGREEMENT FOR ADD'L LICENSE | 200 | 0% | 200
Olympus America Inc. | O3I-UDSBD | UDSBD;SFTWR MAINTENANCE AGREEMENT FOR 2ND ONLINE | 750 | 0% | 750
Olympus America Inc. | O3I-USBTTL | SlideBook™ USB SYNCHONIZATION MODULE | 2750 | 0% | 2750
Olympus America Inc. | O89-10998 | 10998-000-000; PHOTOFLUOR II, NIR | 4950 | 4.5% | 4727.25
Olympus America Inc. | O89-12004 | 12000-000-000-04; LM-75 light source for IX/IX2 | 3500 | 4.5% | 3342.5
Olympus America Inc. | O89-12011 | 12000-000-000-11; LM-75 light source for BX2/BX3/SZX/CK40 | 3500 | 4.5% | 3342.5
Olympus America Inc. | O89-12014 | 12000-000-000-14; LM-75 light source for IX3 | 3500 | 4.5% | 3342.5
Olympus America Inc. | O89-2CHREM | P1111/002/000; 2-Ch remote control w/intensity sliders | 450 | 4.5% | 429.75
Olympus America Inc. | O89-365LED | P1105/365/LED; 365 nm LED | 795 | 4.5% | 759.225
Olympus America Inc. | O89-405LED | P1105/405/LED; 405 nm LED | 795 | 4.5% | 759.225
Olympus America Inc. | O89-405M | 10004-000-000-405; HELIOPHOR 405NM MODULE | 2495 | 4.5% | 2382.725
Olympus America Inc. | O89-430M | 10004-000-000-430; HELIOPHOR 430NM MODULE | 2495 | 4.5% | 2382.725
Olympus America Inc. | O89-470LED | P1105/470/LED; 470 nm LED | 795 | 4.5% | 759.225
Olympus America Inc. | O89-480M | 10004-000-000-480; HELIOPHOR 480NM MODULE | 2495 | 4.5% | 2382.725
Olympus America Inc. | O89-500M | 10004-000-000-500; HELIOPHOR 500NM MODULE | 2495 | 4.5% | 2382.725
Olympus America Inc. | O89-505LED | P1105/505/LED; 505 nm LED | 695 | 4.5% | 663.725
Olympus America Inc. | O89-530M | 10004-000-000-530; HELIOPHOR 530NM MODULE | 2495 | 4.5% | 2382.725
Olympus America Inc. | O89-555M | 10004-000-000-555; HELIOPHOR 555NM MODULE | 2495 | 4.5% | 2382.725
Olympus America Inc. | O89-580M | 10004-000-000-580; HELIOPHOR 580NM MODULE | 2495 | 4.5% | 2382.725
Olympus America Inc. | O89-590LED | P1105/590/LED; 590 nm LED | 795 | 4.5% | 759.225
Olympus America Inc. | O89-627LED | P1105/627/LED; 627 nm LED | 795 | 4.5% | 759.225
Olympus America Inc. | O89-640M | 10004-000-000-640; HELIOPHOR 640NM MODULE | 2495 | 4.5% | 2382.725
Olympus America Inc. | O89-670M | 10004-000-000-670; HELIOPHOR 670NM MODULE | 2495 | 4.5% | 2382.725
Olympus America Inc. | O89-AURA | P1130/OLY/003; Aura Phase/Brightfield LED Illumination System, replaces transitted pillar | 4995 | 4.5% | 4770.225
Olympus America Inc. | O89-BXAD | 20013-000-000; HELIOPHOR BX MICROSCOPE ADAPTER | 650 | 4.5% | 620.75
Olympus America Inc. | O89-BXDAD | 20027-000-000; HELIOPHOR BX3SCOPE DIRECT COUPLER | 850 | 4.5% | 811.75
Olympus America Inc. | O89-CJBNQ1127 | CJBNQ1127-01; Custom Infinity Port | 14860 | 4.5% | 14191.3
Olympus America Inc. | O89-CJBNQ1185 | CJBNQ1185; Custom BXWI Infinity port Optoflip | 19125 | 4.5% | 18264.375
Olympus America Inc. | O89-CJBNQ1205 | OptoScan + Dual port PMT deck for IX3 | 72000 | 4.5% | 68760
Olympus America Inc. | O89-Dir1IX2 | Direct-1-IX2; IX2 epi illum for 1 LED and LLG port | 7530 | 4.5% | 7191.15
Olympus America Inc. | O89-Dir1IX3 | Direct-1-IX3; IX3 epi illum for 1 LED and LLG port | 7530 | 4.5% | 7191.15
Olympus America Inc. | O89-Dir2IX2 | Direct-2-IX2; IX2 epi illum for 2 LEDs | 8085 | 4.5% | 7721.175
Olympus America Inc. | O89-Dir2IX3 | Direct-2-IX3; IX3 epi illum for 2 LEDs | 8085 | 4.5% | 7721.175
Olympus America Inc. | O89-EIP | Emission Infinity Port; Creastes infinity space between camera and c-mount, 1X, c-mount in/out | 3795 | 4.5% | 3624.225
Olympus America Inc. | O89-Epi-2 | Epi-2; Full field IX/BX illumination combiner | 6005 | 4.5% | 5734.775
Olympus America Inc. | O89-FC/PC | FC/PC COUPLING; FC/PC for diffraction limited spot | 1195 | 4.5% | 1141.225
Olympus America Inc. | O89-FURA2-D | FURA2LED-IX3-D; Dual LED System (365&385nm) for FURA2, direct mount-replaces RFA, no LLG mount | 9700 | 4.5% | 9263.5
Olympus America Inc. | O89-FURA2-DLLG | FURA2LED+LLG-IX3-D; Dual LED System (365&385nm) for FURA2, direct mount-replaces RFA, w/ LLG mount for standard fluor. Imaging | 12285 | 4.5% | 11732.175
Olympus America Inc. | O89-FURA2-E | FURA2LED-IX3-E; Dual LED System (365&385nm) for FURA2, mounts to RFA, no LLG mount | 7340 | 0% | 7340
Olympus America Inc. | O89-FURA8-D | FURA8LED-IX3-D; Dual LED System (365&405nm) for FURA8, direct mount-replaces RFA, no LLG mount | 9600 | 4.5% | 9168
Olympus America Inc. | O89-FURA8-DLLG | FURA8LED+LLG-IX3-D; Dual LED System (365&405nm) for FURA8, direct mount-replaces RFA, w/ LLG mount for standard fluor. Imaging | 12185 | 4.5% | 11636.675
Olympus America Inc. | O89-FURA8-E | FURA8LED-IX3-E; Dual LED System (365&405nm) for FURA8, mounts to RFA, no LLG mount | 7240 | 0% | 7240
Olympus America Inc. | O89-FURA8-ELLG | FURA8LED+LLG-IX3-E; Dual LED System (365&405nm) for FURA8, mounts to RFA, w/ LLG mount for standard fluor. Imaging | 9225 | 0% | 9225
Olympus America Inc. | O89-HEPHR | 10001-000-000; HELIOPHOR CORE SYSTEM | 6195 | 4.5% | 5916.225
Olympus America Inc. | O89-Inf1BX | Infinity-1-BX; BX Epi illum for 1 LED | 7105 | 4.5% | 6785.275
Olympus America Inc. | O89-Inf2BX | Infinity-2-BX; BX Epi illum for 2 LEDs | 9545 | 4.5% | 9115.475
Olympus America Inc. | O89-IXAD | 20014-000-000; HELIOPHOR IX MICROSCOPE ADAPTER | 650 | 4.5% | 620.75
Olympus America Inc. | O89-IXDAD | 20017-000-000; HELIOPHOR IX SCOPE DIRECT COUPLER | 850 | 4.5% | 811.75
Olympus America Inc. | O89-LLG3C | 20011-000-000; 2M HELIPHOR LQD LGHT GUIDE, 3MM CORE | 880 | 4.5% | 840.4
Olympus America Inc. | O89-LLG5C | 20009-000-000; 2M HELIPHOR LQD LGHT GUIDE, 5MM CORE | 880 | 4.5% | 840.4
Olympus America Inc. | O89-LLGAD | P1213/LLG/000; LLG adapter | 195 | 4.5% | 186.225
Olympus America Inc. | O89-M6-HBB | P1400/00H/0M6; IX3 Deck Insert, M6-tapped horizontal breadboard, 25mm centers | 700 | 4.5% | 668.5
Olympus America Inc. | O89-M6-VBB | P1400/00V/0M6; Vertical Breadboard, M6-tapped, replaces transmitted pillar | 1400 | 4.5% | 1337
Olympus America Inc. | O89-MS-2-4 | MultiSplit ; 2-4 Channel Splitter for a Single Camera/Chip. Inc. empty cubes | 22575 | 4.5% | 21559.125
Olympus America Inc. | O89-OLMP0001 | OLMP0001; LAMP, METAL ARC, 200W, 70MM REFLECTOR | 650 | 4.5% | 620.75
Olympus America Inc. | O89-OLMP0002 | OLMP0002; LM-75 LAMP, METAL HALIDE, 75W, LFL | 500 | 4.5% | 477.5
Olympus America Inc. | O89-OM-MAS | P1040/010/LS-MAS; OptoMask-MAS, Camera Mask with 4 independent blades for ROI placement in any position within FOV | 3695 | 4.5% | 3528.725
Olympus America Inc. | O89-OM-OC | P1040/010/LS-OC; OptoMask-OC, Camera Mask with two sets of blades for limiting ROI to center of FOV | 3695 | 4.5% | 3528.725
Olympus America Inc. | O89-OPTO3LS | OptoSplit III LS – 1.0x; 2-3 Channel Splitter for a Single Camera/Chip. Inc. empty 3-Ch. cube | 16390 | 4.5% | 15652.45
Olympus America Inc. | O89-Optoflip | Motorized OptoFlip upgrade for Cairn microscope coupling. Allows rapid switching of lightpath between reflected and transmitted ports. Includes USB controller | 2500 | 4.5% | 2387.5
Olympus America Inc. | O89-OptoIILS | OptoSplit II LS–1.0x; Optosplit II system w/cubes and diaph | 11095 | 4.5% | 10595.725
Olympus America Inc. | O89-OS25-10P | P1025/010/000; OptoSpin Filter Wheel, 25mm, 2x6 position | 4390 | 4.5% | 4192.45
Olympus America Inc. | O89-OS25-6P | P1025/006/000; OptoSpin Filter Wheel, 25mm, 6-Position | 2195 | 4.5% | 2096.225
Olympus America Inc. | O89-OS25-6PDI | IX3-OptoSpin; IX3 Deck Insert, 6-Position, 25mm OptoSpin Filter Wheel | 5590 | 4.5% | 5338.45
Olympus America Inc. | O89-OSII-BYP | OSII BYP; Optosplit II Bypass emission image splitter | 14750 | 4.5% | 14086.25
Olympus America Inc. | O89-P1020026 | P1020/026/000; 2-Wheel (2-Channel) OptoSpin controller | 2695 | 4.5% | 2573.725
Olympus America Inc. | O89-P1020046 | P1020/046/000; 4-Wheel (4-Channel) OptoSpin controller | 6495 | 4.5% | 6202.725
Olympus America Inc. | O89-P1030OIX | P1030/OIX/000; Specialized C-mount adapter to couple OptoSpin to Olympus IX3 sideport | 595 | 4.5% | 568.225
Olympus America Inc. | O89-P1041MNT | P1041/MNT/000; OptoMask Support for Sideport | 250 | 4.5% | 238.75
Olympus America Inc. | O89-P10750MT | P1075/MNT/000; Support Jack for MultiCam | 250 | 4.5% | 238.75
Olympus America Inc. | O89-P1105/WHT/LED | P1105/WHT/LED; OptoLED head - Cool white 420-700nm | 695 | 4.5% | 663.725
Olympus America Inc. | O89-P1110/002/000 | P1110/002/000; Stabilized OptoLED power supply for the controlled illumination and modulation of two LEDs | 3745 | 4.5% | 3576.475
Olympus America Inc. | O89-P1200/IX3/DIR | P1200/IX3/DIR; Direct epi-illuminator for IX3 microscope | 925 | 4.5% | 883.375
Olympus America Inc. | O89-P1200/OLY/EBF | P1200/OLY/EBF; Mount to Olympus IX/BX epifluorescence or transmitted light port | 150 | 4.5% | 143.25
Olympus America Inc. | O89-P1210/CON/001 | P1210/CON/001; Cairn single port microscope coupling with individual X-Y centering and focus controls (requires filter cube) | 475 | 4.5% | 453.625
Olympus America Inc. | O89-P1210/CON/002 | P1210/CON/002; Cairn dual port microscope coupling with individual X-Y centering and focus controls (requires filter cube) | 1675 | 4.5% | 1599.625
Olympus America Inc. | O89-P1213/FLI/000 | P1213/FLI/000; OptoFlip upgrade for microscope coupling | 695 | 4.5% | 663.725
Olympus America Inc. | O89-P1215BX2 | P1215/OLY/000; Centerable pinhole mount for Olympus BX51 FS | 1200 | 4.5% | 1146
Olympus America Inc. | O89-P290/000/250 | P290/000/250; Emission cube for OSII BYP | 490 | 4.5% | 467.95
Olympus America Inc. | O89-P290/HLD/025 | P290/HLD/025; Holder for auxilliary component dropin for 25mm optics (includes one component dropin). Compatible with Cairn combiner cube only (for fitting on reflected port) | 450 | 4.5% | 429.75
Olympus America Inc. | O89-P290006 | P290/ND2/006; OptoSplit II neutral density kit | 695 | 4.5% | 663.725
Olympus America Inc. | O89-P290012 | P290/CR2/012; OptoSplit II corrector lens kit | 495 | 4.5% | 472.725
Olympus America Inc. | O89-P290200 | P290/000/200; Empty Filter cube | 490 | 4.5% | 467.95
Olympus America Inc. | O89-P290300 | P290/300/300; Empty 3CH cube | 895 | 4.5% | 854.725
Olympus America Inc. | O89-P2903006 | P290/ND2/006; OptoSplit III neutral density kit | 795 | 4.5% | 759.225
Olympus America Inc. | O89-P2903012 | P290/CR3/012; OptoSplit III corrector lens kit | 795 | 4.5% | 759.225
Olympus America Inc. | O89-P290AUX2 | P290/AUX/012; Auxiliary component holder for 25mm filters, lenses or apertures for OptoSplit | 195 | 4.5% | 186.225
Olympus America Inc. | O89-P290AUX3 | P290/AUX/013; Auxiliary component holder with angled thread for 25mm filters, lenses or apertures for OptoSplit | 195 | 4.5% | 186.225
Olympus America Inc. | O89-P290B200 | P290/BYP/002; Single emission bypass cube | 675 | 4.5% | 644.625
Olympus America Inc. | O89-P290POL1 | P290/POL/001; EM/EX FILTER CUBE W/POLARISING CUBE | 1595 | 4.5% | 1523.225
Olympus America Inc. | O89-P290POL2 | P290/POL/002; ROTATING OPTOSPLIT AUX COMP HOLDER | 795 | 4.5% | 759.225
Olympus America Inc. | O89-P622-100 | P1216/100/622; Pinhole aperture in 622nm LP filter (100 um) | 175 | 4.5% | 167.125
Olympus America Inc. | O89-P622-200 | P1216/200/622; Pinhole aperture in 622nm LP filter (200 um) | 175 | 4.5% | 167.125
Olympus America Inc. | O89-QC-4 | QuadCam; 4-Camera Splitter, Inc. 3 empty cubes | 15095 | 4.5% | 14415.725
Olympus America Inc. | O89-RHOD-D | RHODLED-IX3-D; Dual LED System (470&590nm) for Channelrhodopsin/halorhodopsin, direct mount-replaces RFA, no LLG mount | 9500 | 4.5% | 9072.5
Olympus America Inc. | O89-RHOD-DLLG | RHODLED+LLG-IX3-D; Dual LED System (470&590nm) for Channelrhodopsin/halorhodopsin, direct mount-replaces RFA, w/ LLG mount for standard fluor. Imaging | 12085 | 4.5% | 11541.175
Olympus America Inc. | O89-RHOD-E | RHODLED-IX3-E; Dual LED System (470&590nm) for Channelrhodopsin/halorhodopsin, mounts to RFA, no LLG mount | 7140 | 0% | 7140
Olympus America Inc. | O89-RHOD-ELLG | RHODLED+LLG-IX3-E; Dual LED System (470&590nm) for Channelrhodopsin/halorhodopsin, mounts to RFA, w/ LLG mount for standard fluor. Imaging | 9125 | 0% | 9125
Olympus America Inc. | O89-T420LPXR | T420LPXR-UF2; 420LP dichoic for Optosplit cube | 408 | 4.5% | 389.64
Olympus America Inc. | O89-T505LPX3-UF1 | T505LPX3-UF1; Dichroic Reflect 470 and transmit 540 | 300 | 4.5% | 286.5
Olympus America Inc. | O89-Trans1 | Transmitted-1; Trans illum for 1 LED | 4120 | 4.5% | 3934.6
Olympus America Inc. | O89-Trans2 | Transmitted-2; Trans illum for 2 LEDs | 5810 | 4.5% | 5548.55
Olympus America Inc. | O89-TRC-3 | TriCam; 3-Camera Splitter, Inc. 2 empty cubes | 13750 | 4.5% | 13131.25
Olympus America Inc. | O89-TTLBO | 10003-000-000; HELIPHOR TTL TRIGGER BREAK-OUT BOX | 695 | 4.5% | 663.725
Olympus America Inc. | O89-TWC-2 | TwinCam; 2-Camera Splitter, Inc. one empty cube | 7995 | 4.5% | 7635.225
Olympus America Inc. | O89-UN-HBB | P1400/00H/000; IX3 Deck Insert, Untapped horizontal breadboard | 525 | 4.5% | 501.375
Olympus America Inc. | OAN-227PG | 20" EXT TUBES PG-SET OF 4 | 110 | 4.5% | 105.05
Olympus America Inc. | OAN-606BN | 60W NON RECESSED ADDL SM SHELF | 250 | 0% | 250
Olympus America Inc. | OAN-H24BN4 | 60W 30D 28H ANTHROCART BONE | 609 | 0% | 609
Olympus America Inc. | OAN-PBA12SM | POWER BAR A 12 RECEPTACLE, SI | 140 | 4.5% | 133.7
Olympus America Inc. | OAROPTS20B | TR-OPTS-20B-I; OPTOSPLIT II 1X MAG | 11589 | 0% | 11589
Olympus America Inc. | OAROPTS30B | TR-OPTS-30B-I; OPTOSPLIT-III TRIPLE IMAGE SPLITTER | 18000 | 0% | 18000
Olympus America Inc. | OAS-2FOOTS | STEREO FWS; 2 FOOT SWITCHES FOR SZX2 (1UP & 1 DOWN) | 500 | 4.5% | 477.5
Olympus America Inc. | OAS-3PMS-OLY | 3PMS-OLY; Three plate mechanical stage | 2500 | 4.5% | 2387.5
Olympus America Inc. | OAS-41221SL | D41221SL; EXT Z-DRIVE FOR ZEISS AXIOVERT 100 | 3000 | 4.5% | 2865
Olympus America Inc. | OAS-BPU | BPU; Back Pressure Unit for MPPI-3 | 185 | 4.5% | 176.675
Olympus America Inc. | OAS-C1050-3P | CRISP-3PP-1050; CRISP Autofocus Unit for Non-ASI,1050nm LED | 13925 | 4.5% | 13298.375
Olympus America Inc. | OAS-C1050-A | CRISP-UP-1050; CRISP Autofocus Unit for ASI Z,1050nm LED | 10925 | 4.5% | 10433.375
Olympus America Inc. | OAS-C740-3P | CRISP-3PP-740; CRISP Autofocus Unit for Non-ASI,740nm LED | 13925 | 4.5% | 13298.375
Olympus America Inc. | OAS-C740-A | CRISP-UP-740; CRISP Autofocus Unit for ASI Z, 740nm LED | 10925 | 4.5% | 10433.375
Olympus America Inc. | OAS-CBL203 | CBL203; MS2K/MFC Z-Drive Cable DB15F to Mic8F | 195 | 4.5% | 186.225
Olympus America Inc. | OAS-CONDSPCR | COND SPACER;RING FOR SPACING TOP LENS ON DIC CONDENSER | 98 | 4.5% | 93.59
Olympus America Inc. | OAS-CONTR2 | MS2; Two Axis DC Servo Motor XY Stage Controller | 4250 | 4.5% | 4058.75
Olympus America Inc. | OAS-CONTR3 | MS3; Three Axis DC Servo Motor XYZ Stage Controller | 4500 | 4.5% | 4297.5
Olympus America Inc. | OAS-CRISP850 | CRISP-850; 850nm LED 800nm dichroic, camera and clean filter | 8975 | 4.5% | 8571.125
Olympus America Inc. | OAS-D10211SL | D10211SL; Left hand closed loop Z-axis drive with rotary encoders for Leica Diaplan | 3000 | 4.5% | 2865
Olympus America Inc. | OAS-D30315SL | D30315SL; Z FOCUS DRIVE FOR BX50 | 3000 | 4.5% | 2865
Olympus America Inc. | OAS-D31025SL | D31025SL; Z FOCUS DRIVE FOR IX70 | 3000 | 4.5% | 2865
Olympus America Inc. | OAS-D31318SL | D31318SL; Z FOCUS DRIVE FOR SZX16 | 3000 | 4.5% | 2865
Olympus America Inc. | OAS-D31319SLZ | D31319SLZ; SZX16 CLOSED LOOP Z AXIS DRIVE AUTO ZOOM CONTROL | 4000 | 4.5% | 3820
Olympus America Inc. | OAS-D31320SL | D31320SL; Z FOCUS DRIVE FOR SZX2-FOF | 3000 | 4.5% | 2865
Olympus America Inc. | OAS-D32315SL | D32315SL; Z DRIVE FOR BX53 | 3000 | 4.5% | 2865
Olympus America Inc. | OAS-D41421SL | Motorized Z-Drive for AxioVert 135 | 3000 | 4.5% | 2865
Olympus America Inc. | OAS-D41521SL | Motorized Z-Drive for AxioVert 135M | 3000 | 4.5% | 2865
Olympus America Inc. | OAS-DCMS | DCMS;DUAL C-MOUNT SPLIT FOR 2C-MOUNT CAMS TO PHOTOPORT | 1575 | 4.5% | 1504.125
Olympus America Inc. | OAS-DCMSOLY | DCMS-OLYMPUS; DCMS FOR OLY BX51/IX71/81 | 375 | 4.5% | 358.125
Olympus America Inc. | OAS-DOSLS100 | Dual-LS-100-FTP; 2 LS-100 FOR FTP-2100 W/100MMTRAV | 6450 | 4.5% | 6159.75
Olympus America Inc. | OAS-F/ZFWS | F/Z FWS; Add. Foot Switch for use with the Stereo FWS option | 50 | 4.5% | 47.75
Olympus America Inc. | OAS-FTSW | FTSW; Foot switch for MPPI-3 | 55 | 4.5% | 52.525
Olympus America Inc. | OAS-FW0002-8 | FW-0002-8;8-POSITION (25MM) FILTERWHEEL FOR EMISSION | 3500 | 4.5% | 3342.5
Olympus America Inc. | OAS-FW-3060 | FW-3060;BX-IX71/81 CAMERA PORT W/O PHOTOTUBE LONG ADAPTER | 375 | 4.5% | 358.125
Olympus America Inc. | OAS-FW-KT-M | FW-1000-8-25em; Single Filter Wheel Kit for EMI w/ contr | 5725 | 4.5% | 5467.375
Olympus America Inc. | OAS-FW-KT-M32 | FW-1000-6-32-em; 6-Position, 32mm Filter Wheel for emission (Qty: 1) | 5725 | 4.5% | 5467.375
Olympus America Inc. | OAS-FW-KT-XM | FW-1000-8-25-ex+em; Dual Filter Wheel Kit for EX/EM w/ contr | 9470 | 4.5% | 9043.85
Olympus America Inc. | OAS-FW-KT-XM32 | FW-1000-6-32-ex+em; 6-Position, 32mm Filter Wheels for excitatation and emission (Qty: 2) | 9470 | 4.5% | 9043.85
Olympus America Inc. | OAS-FW-OLY | FW-OLY;MALE&FEMALE OLYMPUS STYLE MOUNTS FOR WHEEL HOUSING | 245 | 4.5% | 233.975
Olympus America Inc. | OAS-FWS-SC-2 | FWS-SC-2;FOOT SWITCH FOR SC-2 | 75 | 4.5% | 71.625
Olympus America Inc. | OAS-I-2450 | I-2450;Indiv. Sealed Coverslp Rectangular Dish-Steel,160x110 | 250 | 4.5% | 238.75
Olympus America Inc. | OAS-I-3000 | I-3000; Solid Plate Insert, 160x110 | 275 | 4.5% | 262.625
Olympus America Inc. | OAS-I-3001 | I-3001; Metric Breadboard Insert,M6,25mm centers,160x110 | 375 | 4.5% | 358.125
Olympus America Inc. | OAS-I-3002 | I-3002;English Breadboard Insert,1/4"-20, 1" centers,160x110 | 375 | 4.5% | 358.125
Olympus America Inc. | OAS-I-3008 | I-3008; Clear Glass Plate Insert, 4.8mm, tempered, 160x110 | 225 | 4.5% | 214.875
Olympus America Inc. | OAS-I-3010 | I-3010; Single 1x3" Slide Insert, 160x110 | 375 | 4.5% | 358.125
Olympus America Inc. | OAS-I-3012 | I-3012; 1x3" slide holder with milled out bottom for piezo objective positioner, 160x110mm insert | 475 | 4.5% | 453.625
Olympus America Inc. | OAS-I-3014 | I-3014; OEM Hole-Style Slide Insert, 30.5mm Dia, 160x110 | 375 | 4.5% | 358.125
Olympus America Inc. | OAS-I-3014-40 | I-3014-40; OEM Hole-Style Slide Insert, 40mm Dia, 160x110 | 375 | 4.5% | 358.125
Olympus America Inc. | OAS-I-3014-S | I-3014-S; OEM Hole-Style Insert,Magnetic Blued Steel,160x110 | 475 | 4.5% | 453.625
Olympus America Inc. | OAS-I-3015 | I-3015; Siskiyou Perfusion Chamber Insert, 160x110 | 475 | 4.5% | 453.625
Olympus America Inc. | OAS-I-3016 | I-3016; LabTek Chambered Slide Insert-57X26mm, 160x110 | 375 | 4.5% | 358.125
Olympus America Inc. | OAS-I-3017 | I-3017; Bioptechs FCS2 Stage Heater Insert, 160x110 | 650 | 4.5% | 620.75
Olympus America Inc. | OAS-I-3018 | I-3018;Warner Stage Heater Insert,91.4mm DIA,360 ROT,160x110 | 475 | 4.5% | 453.625
Olympus America Inc. | OAS-I-3019 | I-3019, Dagan Stage Heater Insert, 160x110 | 475 | 4.5% | 453.625
Olympus America Inc. | OAS-I-3020 | I-3020; Multiwell Microplate Insert, 160x110 | 375 | 4.5% | 358.125
Olympus America Inc. | OAS-I-3020-ART | I-3020-ART; Multiwell Microplate Insert for Robotics,160x110 | 475 | 4.5% | 453.625
Olympus America Inc. | OAS-I-3020-ML | I-3020-ML;Multiwell Microplate Insert w/ Motor. Lock,160x110 | 675 | 4.5% | 644.625
Olympus America Inc. | OAS-I-3021 | I-3021; PARC 3x5 Slide Insert, 160x110 | 475 | 4.5% | 453.625
Olympus America Inc. | OAS-I-3022-B | I-3022-B; Four-Slide Insert with Brass Sliders, 160x110 | 475 | 4.5% | 453.625
Olympus America Inc. | OAS-I-3022-C | I-3022-C; Four-Slide Insert with Spring Clips, 160x110 | 375 | 4.5% | 358.125
Olympus America Inc. | OAS-I-3022-M | I-3022-M; Four-Slide Insert with manual load arms, 160x110 | 575 | 4.5% | 549.125
Olympus America Inc. | OAS-I-3023 | I-3023; Stage Insert 14 mm Riser, 160x110 | 475 | 4.5% | 453.625
Olympus America Inc. | OAS-I-3024 | I-3024; Mouse-Holding Insert, 160x110 | 475 | 4.5% | 453.625
Olympus America Inc. | OAS-I-3026 | I-3026: Universal Petri Dish Insert,accepts 30-65mm, 160x110 | 475 | 4.5% | 453.625
Olympus America Inc. | OAS-I-3027 | I-3027; Dual Slide Insert with Clips, 160x110 | 375 | 4.5% | 358.125
Olympus America Inc. | OAS-I-3029 | I-3029; Manual Rotary Stage Insert, 160x110 | 1475 | 4.5% | 1408.625
Olympus America Inc. | OAS-I-3029-35 | I-3029-35; Manual Rotary Stage Insert modified to hold 35mm dish | 1950 | 4.5% | 1862.25
Olympus America Inc. | OAS-I-3033 | I-3033;33mm 3-Dish Insert for sealed coverslp dishes,160x110 | 375 | 4.5% | 358.125
Olympus America Inc. | OAS-I-3033-20D | I-3033-20D;Indiv.20mm Sealed Coverslip Dish-steel,160x110 | 250 | 4.5% | 238.75
Olympus America Inc. | OAS-I-3033-25D | I-3033-25D;Indiv.25mm Sealed Coverslip Dish-steel,160x110 | 250 | 4.5% | 238.75
Olympus America Inc. | OAS-I-3034 | I-3034; 35mm & 50mm WillCo Dish Insert, 160x110 | 375 | 4.5% | 358.125
Olympus America Inc. | OAS-I-3035 | I-3035; 35 mm Petri Dish Insert, 160x110 | 375 | 4.5% | 358.125
Olympus America Inc. | OAS-I-3039 | I-3039; 39 mm Petri Dish Insert, 160x110 | 375 | 4.5% | 358.125
Olympus America Inc. | OAS-I-3050 | I-3050; 50 mm Petri Dish Insert, 160x110 | 375 | 4.5% | 358.125
Olympus America Inc. | OAS-I-3060 | I-3060; 60 mm Petri Dish Insert, 160x110 | 375 | 4.5% | 358.125
Olympus America Inc. | OAS-I-3078 | I-3078;Insert for rectangular sealed coverslip dishs,160x110 | 375 | 4.5% | 358.125
Olympus America Inc. | OAS-I-3080 | I-3080; 80 mm Petri Dish Insert, 160x110 | 375 | 4.5% | 358.125
Olympus America Inc. | OAS-I-3085 | I-3085; 85 mm Petri Dish Insert, 160x110 | 375 | 4.5% | 358.125
Olympus America Inc. | OAS-I-3088 | I-3088; 88 mm Petri Dish Insert, 160x110 | 375 | 4.5% | 358.125
Olympus America Inc. | OAS-I-3090-C | I-3090-C; Flask Insert for Corning T25 Flask, 160x110 | 375 | 4.5% | 358.125
Olympus America Inc. | OAS-I-3090-N | I-3090-N; Insert for Nunc T25 Flask, 160x110 | 375 | 4.5% | 358.125
Olympus America Inc. | OAS-I-3091 | I-3091; Universal Insert, Slides & Petri Dishes, 160x110 | 375 | 4.5% | 358.125
Olympus America Inc. | OAS-I-3092-C | I-3092-C; Flask Insert for Corning T75 Flask, 160x110 | 375 | 4.5% | 358.125
Olympus America Inc. | OAS-I-3092-N | I-3092-N; Flask Insert for Nunc T75 Flask, 160x110 | 375 | 4.5% | 358.125
Olympus America Inc. | OAS-I-3095 | I-3095; Single Rotating Slide Insert, 160x110 | 475 | 4.5% | 453.625
Olympus America Inc. | OAS-I-3096 | I-3096; Dual Slide Insert, 160x110 | 375 | 4.5% | 358.125
Olympus America Inc. | OAS-I-3096DR | I-3096DR; Dual Rotating Slide Insert, 160x110 | 475 | 4.5% | 453.625
Olympus America Inc. | OAS-I-3098 | I-3098; 98 mm Petri Dish Insert, 160x110 | 375 | 4.5% | 358.125
Olympus America Inc. | OAS-I-4012 | I-4012; Slide Insert with Finger, 160x110 | 375 | 4.5% | 358.125
Olympus America Inc. | OAS-I-4016 | I-4016; Flush Slide Insert with Finger, 160x110 | 375 | 4.5% | 358.125
Olympus America Inc. | OAS-I-9408-B | I-9408-B;EIGHT SLIDE INSERT W/BRASS SLIDERS (1"X3" SLIDES) | 901 | 4.5% | 860.455
Olympus America Inc. | OASIS-EXPRESS | OASIS-BLUE-EXPREES 4 AXIS PCI-E STEPPER MOTOR CTRLR | 2950 | 4.5% | 2817.25
Olympus America Inc. | OAS-IX81FTS | S31121010FT; CLSD. LOOP FLATTOP XY STAGE FOR IX81 | 8100 | 4.5% | 7735.5
Olympus America Inc. | OAS-KIT-SZX16-FZ | OLY-KIT-SZX16-FZ; SZX16 MOT FOCUS/ZOOM KIT,3 FOOT SWITCHES | 7750 | 4.5% | 7401.25
Olympus America Inc. | OAS-KIT-SZX16-FZ-1 | OAS-KIT-SZX16-FZ-1;SZX16 MOT FOCUS/ZOOM KIT W/2 FOOT SWITCHE | 6550 | 4.5% | 6255.25
Olympus America Inc. | OAS-LCD-7.9 | LCD-7.9; 7.9" Color Monitor, Remote Contol, and 120V Power Module | 595 | 4.5% | 568.225
Olympus America Inc. | OAS-LINEAR-I | LE-XY-INV-HH: XY INVERTED LINEAR ENCODER W/HEIDENHAIN | 5000 | 4.5% | 4775
Olympus America Inc. | OAS-LINER | LE-XY-OPTION; LINEAR ENCODER UPGRADE FOR X-Y STAGES | 5000 | 4.5% | 4775
Olympus America Inc. | OAS-LINER-Z | LE-Z-OPTION; Z AXIS LINER ENCODER OPTION | 2500 | 4.5% | 2387.5
Olympus America Inc. | OAS-LS50X2 | LS-50-Mx2; DUAL LS-50 LINEAR STAGES AND 50 MM OF TRAVEL | 4100 | 4.5% | 3915.5
Olympus America Inc. | OAS-MA-12-B | MA-12-B; MOT ACTUATOR W/12MM TRAVEL & 3/8IN BARREL MOUNT | 2500 | 4.5% | 2387.5
Olympus America Inc. | OAS-MFC-200 | MFC-200; Stand-Alone Motorized Z Focus Drive kit w/ contrlr | 6000 | 4.5% | 5730
Olympus America Inc. | OAS-MIC-Oly | MIC-Oly; MIC-2500 Manual Stage, 50x50mm travel | 4050 | 4.5% | 3867.75
Olympus America Inc. | OAS-M-PIP | M-PIP; Micro Pipette holder kit | 115 | 4.5% | 109.825
Olympus America Inc. | OAS-MPPI-3 | MPPI-3; Pneumatic pressure Injector | 995 | 4.5% | 950.225
Olympus America Inc. | OAS-MS1 | MS1;SINGLE AXIS DC SERVO MOTOR MFC CONTROLLER | 3000 | 4.5% | 2865
Olympus America Inc. | OAS-MS1-PZM | MS1-PZM; Single Axis DRIVE CONTROLLER FOR PZM PIEZO Z STAGE | 2950 | 4.5% | 2817.25
Olympus America Inc. | OAS-MS2000-71 | S31121010;ASI MS2000 XY AUTOMAT STAGE F/ IX71,REQ CONTROLLER | 7800 | 4.5% | 7449
Olympus America Inc. | OAS-MS2000-BX61 | S30712100;ASI MS4000 XY AUTOMAT STG FOR BX51/61 REQ CONTRLR | 7800 | 4.5% | 7449
Olympus America Inc. | OAS-MS2000-IX51 | S30921010; MS2000 XY AUTO STAGE FOR IX51, REQ CONTROLLER | 7800 | 4.5% | 7449
Olympus America Inc. | OAS-MS2000-IX81 | S31221010; MS2000 XY AUTO STAGE FOR IX81, REQ CONTROLLER | 7800 | 4.5% | 7449
Olympus America Inc. | OAS-MS2000SA | S50111000; Small MS-2000 stage w/top plate with 1/4-20 holes | 6700 | 4.5% | 6398.5
Olympus America Inc. | OAS-MS20FTP | S31221010FT; Closed loop MS-2000 Flat Top stage w/rot encd | 8100 | 4.5% | 7735.5
Olympus America Inc. | OAS-MS2-61WI | S31721010; MS2000 XY AUTO STAGE FOR BX61WI, REQ CONTROLER | 7800 | 4.5% | 7449
Olympus America Inc. | OAS-MS2CABLE | CABA-C36N030C36A; Replacement cable for MS2 Controller | 158 | 4.5% | 150.89
Olympus America Inc. | OAS-MS2-IX70 | S31021010FT; MS2000 XY AUTO STAGE FOR IX70, REQ CONTROLER | 8100 | 4.5% | 7735.5
Olympus America Inc. | OAS-MS2KL | MS-200-FT-LE; MS-2000 IX3 Kit, Linear Encoders & controller | 15825 | 4.5% | 15112.875
Olympus America Inc. | OAS-MS2KLPZ1 | PZ-2150-LE; MS-2000 IX3 Kit,Lin. Encodr,150um Piezo-Z,contrl | 28550 | 4.5% | 27265.25
Olympus America Inc. | OAS-MS2KLPZ3 | PZ-2300-LE; MS-2000 IX3 Kit,Lin. Encodr,300um Piezo-Z,contrl | 30550 | 4.5% | 29175.25
Olympus America Inc. | OAS-MS2KLPZ5 | PZ-2500-LE; MS-2000 IX3 Kit,Lin. Encodr,500um Piezo-Z,contrl | 32550 | 4.5% | 31085.25
Olympus America Inc. | OAS-MS2KLZ | MS-2000-XYZLE; MS-2000 IX3 Kit,Lin. Encoder,Z-drive&contrlr | 23575 | 4.5% | 22514.125
Olympus America Inc. | OAS-MS2KR | MS-2000-FT; MS-2000 IX3 Kit, Rotary Encoders & controller | 12825 | 4.5% | 12247.875
Olympus America Inc. | OAS-MS2KRPZ1 | PZ-2150; MS-2000 IX3 Kit, Rot. Encodr,150um Piezo-Z, contrlr | 23550 | 4.5% | 22490.25
Olympus America Inc. | OAS-MS2KRPZ3 | PZ-2300; MS-2000 IX3 Kit, Rot. Encodr,300um Piezo-Z, contrlr | 25550 | 4.5% | 24400.25
Olympus America Inc. | OAS-MS2KRPZ5 | PZ-2500; MS-2000 IX3 Kit, Rot. Encodr,500um Piezo-Z, contrlr | 27550 | 4.5% | 26310.25
Olympus America Inc. | OAS-MS2KRZ | MS-2000-XYZ; MS-2000 IX3 Kit,Rot. Encoder,Z-drive&contrlr | 16075 | 4.5% | 15351.625
Olympus America Inc. | OAS-MS2-SD | MS2-SD; Two Axis DC Servo Motor XY Stage Controller With Modification to control Siskiyou stages. Includes XY cable adapter | 4545 | 4.5% | 4340.475
Olympus America Inc. | OAS-MS4 | MS4;4 AXIS STG. CONTRLR FOR CLSD LOOP DC SERVO (FTP-2000) | 5000 | 4.5% | 4775
Olympus America Inc. | OAS-MS4400 | S31812010; MS4000 XY AUTO STAGE FOR BX53, REQ CONTROLER | 7800 | 4.5% | 7449
Olympus America Inc. | OAS-MS9400 | S31622010;MS-9400 XYSTG.ROT ENC,BX51/61(8 SLIDES) | 9528 | 4.5% | 9099.24
Olympus America Inc. | OAS-PT-IX3FL | PT-IX3FL; Complete PhotoTrack System inc. stage, controllers, cameras, PMTs, etc. | 30790 | 4.5% | 29404.45
Olympus America Inc. | OAS-PT-IX3UP | PT-IX3UP; PhotoTrack Upgrade Kit for ASI MS-2000 Stage. Inc. stage, controllers, cameras, PMTs, etc. | 17715 | 4.5% | 16917.825
Olympus America Inc. | OAS-PZ-2150 | PZ-2150; PIEZO Z TOP PLATE, 150UM TRAV, CLOSE LOOP CONTR | 10475 | 4.5% | 10003.625
Olympus America Inc. | OAS-PZ2300 | PZ-2300;PIEZO Z TOP PLATE, 300 UM TRAV, CLOSE LOOP CONTR | 12475 | 4.5% | 11913.625
Olympus America Inc. | OAS-PZ-2300 | PZ-2300; PIEZO Z TOP PLATE, 300UM TRAV, CLOSE LOOP CONTR | 12475 | 4.5% | 11913.625
Olympus America Inc. | OAS-PZ2500 | PZ-2500;PIEZO Z TOP PLATE, 500UM TRAV,CLOSE LOOP CONTR | 14475 | 4.5% | 13823.625
Olympus America Inc. | OAS-PZM-150 | PZM-150-MIC; Piezo-Z Insert for MIC-2500 Manual Stage, 150um travel | 17750 | 4.5% | 16951.25
Olympus America Inc. | OAS-PZM-300 | PZM-300-MIC; Piezo-Z Insert for MIC-2500 Manual Stage, 300um travel | 19750 | 4.5% | 18861.25
Olympus America Inc. | OAS-PZM-500 | PZM-500-MIC; Piezo-Z Insert for MIC-2500 Manual Stage, 500um travel | 21750 | 4.5% | 20771.25
Olympus America Inc. | OAS-PZUPGR | PZ-2300 UPGRADE; PZ-2300 provides 300 um of Z travel | 13475 | 4.5% | 12868.625
Olympus America Inc. | OAS-RBRACKET | RA-BRACKET;CUST.BRACKET HOLDS STAGE ON BREADBD AT RT ANGLE | 500 | 4.5% | 477.5
Olympus America Inc. | OAS-RM3-1FW | RM3-1FW; 3AXIS STG. CONTROLLER C.LOOP DC MOT,ZAXIS&1WHEEL | 5500 | 4.5% | 5252.5
Olympus America Inc. | OAS-RM3-2FW | RM3-2FW; 3AXIS STG. CONTROLLER C.LOOP DC MOT,ZAXIS&2WHEELS | 5750 | 4.5% | 5491.25
Olympus America Inc. | OAS-ROTXY | S31221010; MS2000 XY AUTO STAGE FOR IX71, REQ CONTROLER | 7800 | 4.5% | 7449
Olympus America Inc. | OAS-S10211100 | S10211100; Closed loop MS-4000 XY stage with rotary encoders for Leica Diaplan | 6350 | 4.5% | 6064.25
Olympus America Inc. | OAS-S2010 | S-2010; Slide Insert with Finger | 375 | 4.5% | 358.125
Olympus America Inc. | OAS-S2012 | S-2012; Single Rotating Slide Insert | 475 | 4.5% | 453.625
Olympus America Inc. | OAS-S314211 | S31421010; CLSD. LOOP ENC. XY STAGE FOR SZX | 6500 | 4.5% | 6207.5
Olympus America Inc. | OAS-S31921 | S31921000; CLSD. LOOP XY STAGE FOR IX73/ 83 | 8200 | 4.5% | 7831
Olympus America Inc. | OAS-S31921FT | S31921000FT; CLSD. LOOP FLATTOP XY STAGE FOR IX73/ 83 | 8200 | 4.5% | 7831
Olympus America Inc. | OAS-S-4012 | S-4012; SIF-MS4 Slide Insert with Finger for MS-4000 | 375 | 4.5% | 358.125
Olympus America Inc. | OAS-S41421000 | Motorized stage for AxioVert 135 | 7800 | 4.5% | 7449
Olympus America Inc. | OAS-S41521000 | 89019-BX2; ET-FITC/TRITC Dual Sedat | 7800 | 4.5% | 7449
Olympus America Inc. | OAS-S41621000 | S41621000; MS2000 XY AUTO STAGE FOR AXIOVERT, REQ CONTROLER | 7800 | 4.5% | 7449
Olympus America Inc. | OAS-S5021100 | S5021100; Small MS2000 stage w/std plates, 1/4-20 holes | 6700 | 4.5% | 6398.5
Olympus America Inc. | OAS-SA-FEET | SA-FEET;4 BREAD BOARD FEET TO MOUNT A STAND ALONE STAGE | 150 | 4.5% | 143.25
Olympus America Inc. | OAS-SA-JOY&Z | SA-JOY+Z;STAND ALONE JOYSTICK XYZ WHEN USING RM CONTROLLER | 650 | 4.5% | 620.75
Olympus America Inc. | OAS-SA-JOY-XY | SA-JOY-XY; Stand Alone Joystick Control | 500 | 4.5% | 477.5
Olympus America Inc. | OAS-SC2 | SC-2000;DUAL SHUTTER CONTROLLER ACCEPTS RS232 COMMANDS | 895 | 4.5% | 854.725
Olympus America Inc. | OAS-SHOW-1 | SH-O-W-1;ASI CUSTOM SHUTTER HOUSING FOR IX2/IX TRANS LT PATH | 285 | 4.5% | 272.175
Olympus America Inc. | OAS-SHOX | SH-O-X;SHUTTER HOUSING FOR FL.EXCITATION ON AX,BX,IX FRAMES | 395 | 4.5% | 377.225
Olympus America Inc. | OAS-SM-TOP-S | SM-TOP-S;TOP PLATE FOR SMALL MS-2000-1/4-20 TAPDHOLES1 | 150 | 4.5% | 143.25
Olympus America Inc. | OAS-STGCBINV | STG-CB-INV;STD. XY STAGE CABLE FOR IX'S 6 FT. | 295 | 4.5% | 281.725
Olympus America Inc. | OAS-STGCBSD | STG-CB-SD;XY STAGE ADAPTER CABLE TO CONTROL SISKIYOU STAGES | 295 | 4.5% | 281.725
Olympus America Inc. | OAS-STWFT | STWFT;Stage Wings for MS-2000-FT,M6 Thrd,25mm centers,QTY:2 | 450 | 4.5% | 429.75
Olympus America Inc. | OAS-STWS | STWS; THREADED STAGE WING PAIR | 850 | 4.5% | 811.75
Olympus America Inc. | OAS-XYE800 | S20612110; MS2000 XY AUTO STAGE FOR E800, REQ CONTROLER | 7800 | 4.5% | 7449
Olympus America Inc. | OAS-ZFOC-51WI | D31425SL; Z FOCUS DRIVE FOR BX51WI | 3000 | 4.5% | 2865
Olympus America Inc. | OAS-ZFOCUS-51 | D30515SL; Z FOCUS DRIVE FOR BX51 | 3000 | 4.5% | 2865
Olympus America Inc. | OAS-ZFOCUS-71 | D311250L; Z FOCUS DRIVE FOR IX71 | 3000 | 4.5% | 2865
Olympus America Inc. | OAT-6MM-TUB2X2 | ACC-6MM-TUB2X2; 6MM WATER TUBING, 2X2.5 | 16 | 0% | 16
Olympus America Inc. | OAT6MMTUB2X5 | ACC-6MM-TUB2X5; 6MM WATER TUBING, 2X5 | 33 | 0% | 33
Olympus America Inc. | OAT888U3BVFOM | ULTRA888BVF-OPTMSK;IXON 888 ULTRA ANTI-FRG & OPTOMASK BUNDLE | 53346 | 4.5% | 50945.43
Olympus America Inc. | OAT888U3BVOM | ULTRA888BV-OPTMSK; IXON 888 ULTRA BV AND OPTOMASK BUNDLE | 40698 | 4.5% | 38866.59
Olympus America Inc. | OAT888U3CS0BV | DU-888U3-CS0-#BV;IXON ULTRA 888,1024X1024,13UM, BV, 26FPS | 40698 | 4.5% | 38866.59
Olympus America Inc. | OAT888U3CS0EX | DU-888U3-CS0-#EX; IXON ULTRA 888,1024X1024,13UM, EX2, 26FPS | 53346 | 4.5% | 50945.43
Olympus America Inc. | OAT888U3EXFOM | ULTRA888EXF-OPTMSK;IXON 888 ULT EX ANTI-FRG & OPTOMASK BUNDL | 58038 | 4.5% | 55426.29
Olympus America Inc. | OAT888U3EXOM | ULTRA888#EX-OPTMSK;IXON 888 ULTRA EXT QE AND OPTOMASK BUNDLE | 53346 | 4.5% | 50945.43
Olympus America Inc. | OAT-ACM05574 | ACM-05574; F-MOUNT ADAPTER FOR ZYLA CAMERAS | 652 | 0% | 652
Olympus America Inc. | OAT-ACZ03452 | ACC-ACZ-03452; MULTI I/O TIMING-FIRE,SHUT,EXT TRIG+ARM | 179 | 4.5% | 170.945
Olympus America Inc. | OAT-ACZ-03453 | CABLE W/ FIRE, SHUTTER, EXT TGR, ARM I2C | 214 | 4.5% | 204.37
Olympus America Inc. | OAT-ACZ-03454 | MULTI I/O ADV CABLE - 16 BNC CONNECTIONS | 392 | 4.5% | 374.36
Olympus America Inc. | OAT-ASE02992 | ACC-ASE-02992 ; 5M CAMERALINK CABLE, 3 AND 10 TAP TESTED | 218 | 0% | 218
Olympus America Inc. | OAT-CCI-23 | IXON PCI CONTROLLER | 1836 | 4.5% | 1753.38
Olympus America Inc. | OAT-CCI-24 | PCI-E INTERFACE CARD FOR IXON+ | 1958 | 4.5% | 1869.89
Olympus America Inc. | OAT-CLARA01 | DR-328G-C01-SIL; CLARA-01, 1392X1040, -55C | 16705 | 4.5% | 15953.275
Olympus America Inc. | OAT-CLARA02 | DR-328G-C02-SIL;CLARA CCD, 1392X1040, -20C | 14210 | 4.5% | 13570.55
Olympus America Inc. | OAT-DG-152V-C1E-FI | DG-152V-C1E-FI; ZYLA 3-TAP SCM OS, 30FPS,2560X2160,CAMERALINK | 12750 | 4.5% | 12176.25
Olympus America Inc. | OAT-DG-152X | DG-152X-C1E-FI;ZYLA 10-TAP SCM OS,100FPS,2560x2160,CAMERALINK | 18500 | 4.5% | 17667.5
Olympus America Inc. | OAT-DU-860D-C00-#BV | IXON DU860D 128X128, 24UM, EMC CD,BV,10MHZ,-100C | 30900 | 4.5% | 29509.5
Olympus America Inc. | OAT-DU-860D-C00-#BV-600 | IXON DU860D 128X128, 24UM, EMCCD,BV,10MHZ,-100C | 33900 | 4.5% | 32374.5
Olympus America Inc. | OAT-DU-860D-CS0-#BV | IXON DU860D 128X128, 24UM, EMCCD,BV,10MHZ, -100C | 31941 | 4.5% | 30503.655
Olympus America Inc. | OAT-DU-860D-CS0-#BV-600 | IXON DU860D 128X128, 24UM, EMCCD,BV,10MHZ,-100C | 35400 | 4.5% | 33807
Olympus America Inc. | OAT-DU-860D-CS0-UVB | IXON DU860D 128X128, 24UM, EMCCD,UVB,10MHZ,-100C | 34022 | 4.5% | 32491.01
Olympus America Inc. | OAT-DU-860E-C00-#BV | IXON DU860E 128X128, 24UM, EMCCD,BV,10MHZ,-100C | 32461 | 4.5% | 31000.255
Olympus America Inc. | OAT-DU-860E-C00-#BV-600 | IXON DU860E 128X128, 24UM, EMCCD,BV,10MHZ,-100C | 35400 | 4.5% | 33807
Olympus America Inc. | OAT-DU-860E-C00-UVB | IXON DU860E 128X128, 24UM, EMCCD,UVB,10MHZ,-100C | 34542 | 4.5% | 32987.61
Olympus America Inc. | OAT-DU-860E-CS0-#BV | IXON DU860E 128X128, 24UM, EMCCD,BV,10MHZ,-100C | 33501 | 4.5% | 31993.455
Olympus America Inc. | OAT-DU-860E-CS0-#BV-600 | IXON DU860E 128X128, 24UM, EMCCD,BV,10MHZ,-100C | 36900 | 4.5% | 35239.5
Olympus America Inc. | OAT-DU-860E-CS0-UVB | IXON DU860E 128X128, 24UM, EMCCD,UVB,10MHZ,-100C | 32981 | 4.5% | 31496.855
Olympus America Inc. | OAT-DU-888D-C00-#BV | IXON DU888D 1024X1024, 13UM, EMCCD,BV,10MHZ, -95C | 46500 | 4.5% | 44407.5
Olympus America Inc. | OAT-DU-888D-C00-#BV-600 | IXON DU888D 1024X1024, 13UM, EMCCD,BV,10MHZ, -100C | 48400 | 4.5% | 46222
Olympus America Inc. | OAT-DU-888D-C00-BVF | DU-888D-C00-BVF;1024X1024, 13UM, EMCCD,BV,ANTIF,10MHZ, | 49980 | 4.5% | 47730.9
Olympus America Inc. | OAT-DU-888D-C00-EXF | DU-888D-C00-EXF;1024X1024, 13UM, EMCCD,EX,ANTIF,10MHZ, | 50980 | 4.5% | 48685.9
Olympus America Inc. | OAT-DU-888D-C00-UVB | IXON DU888D 1024X1024, 13UM, EMCCD,UVB,10MHZ,-95C | 50460 | 4.5% | 48189.3
Olympus America Inc. | OAT-DU-888E-C00-#BV | IXON DU888E 1024X1024, 13UM, EMCCD,BV,10MHZ, -95C | 49940 | 4.5% | 47692.7
Olympus America Inc. | OAT-DU-888E-C00-#BV-600 | IXON DU888E 1024X1024, 13UM, EMCCD,BV,10MHZ, -100C | 49900 | 4.5% | 47654.5
Olympus America Inc. | OAT-DU-888E-C00-BVF | DU-888E-C00-BVF;1024X1024, 13UM, EMCCD,BV,ANTIF,10MHZ, | 52541 | 4.5% | 50176.655
Olympus America Inc. | OAT-DU-888E-C00-EXF | DU-888E-C00-EXF;1024X1024, 13UM, EMCCD,EX,ANTIF,10MHZ, | 52541 | 4.5% | 50176.655
Olympus America Inc. | OAT-DU-888E-C00-UVB | IXON DU888E 1024X1024, 13UM, EMCCD,UVB,10MHZ,-95C | 52020 | 4.5% | 49679.1
Olympus America Inc. | OAT-DU-897D-C00-#BV | IXON DU897D 512X512, 16UM, EMCCD, BV,10MHZ,-100C | 32253 | 4.5% | 30801.615
Olympus America Inc. | OAT-DU-897D-C00-#BV-600 | IXON DU897D 512X512, 16UM, EMCCD, BV,10MHZ,-100C | 32400 | 4.5% | 30942
Olympus America Inc. | OAT-DU-897D-C00-BVF | DU-897D-C00-BVF;1024X1024, 13UM, EMCCD,BV,ANTIF,10MHZ, | 33813 | 4.5% | 32291.415
Olympus America Inc. | OAT-DU-897D-C00-UVB | IXON DU897D 512X512, 16UM, EMCCD, UVB,10MHZ,-100C | 34334 | 4.5% | 32788.97
Olympus America Inc. | OAT-DU-897D-CS0-#BV | IXON DU897D 512X512, 16UM, EMCCD, BV,10MHZ,-100C | 33293 | 4.5% | 31794.815
Olympus America Inc. | OAT-DU-897D-CS0-#BV-600 | IXON DU897D 512X512, 16UM, EMCCD, BV, 10MHZ,-100C | 33900 | 4.5% | 32374.5
Olympus America Inc. | OAT-DU-897D-CS0-UVB | IXON DU897D 512X512, 16UM, EMCCD, UVB,10MHZ,-100C | 35374 | 4.5% | 33782.17
Olympus America Inc. | OAT-DU-897D-CSB-#BB | IXON DU897D 512X512, 16UM, EMCCD,BB, AR WIN,10MHZ,-100C | 34196 | 4.5% | 32657.18
Olympus America Inc. | OAT-DU-897D-CSQ-#BB | IXON DU897D 512X512, 16UM, EMCCD, BB,10MHZ,-100C | 32960 | 4.5% | 31476.8
Olympus America Inc. | OAT-DU-897E-C00-#BV | IXON DU897E 512X512, 16UM, EMCCD, BV,10MHZ,-100C | 33813 | 4.5% | 32291.415
Olympus America Inc. | OAT-DU-897E-C00-#BV-600 | IXON DU897E 512X512, 16UM, EMCCD,BV, 10MHZ,-100C | 34900 | 4.5% | 33329.5
Olympus America Inc. | OAT-DU-897E-C00-BVF | DU-897E-C00-BVF;1024X1024, 13UM, EMCCD,BV,ANTIF,10MHZ, | 35374 | 4.5% | 33782.17
Olympus America Inc. | OAT-DU-897E-C00-UVB | IXON DU897E 512X512, 16UM, EMCCD,UVB, 10MHZ,-100C | 35894 | 4.5% | 34278.77
Olympus America Inc. | OAT-DU-897E-CS0-#BV | IXON DU897E 512X512, 16UM, EMCCD,BV, 10MHZ,-100C | 34854 | 4.5% | 33285.57
Olympus America Inc. | OAT-DU-897E-CS0-#BV-600 | IXON DU897E 512X512, 16UM, EMCCD,BV, 10MHZ,-100C | 36400 | 4.5% | 34762
Olympus America Inc. | OAT-DU-897E-CS0-UVB | IXON DU897E 512X512, 16UM, EMCCD,UVB, 10MHZ,-100C | 36935 | 4.5% | 35272.925
Olympus America Inc. | OAT-DU-897E-CSB-#BB | IXON DU897E 512X512, 16UM, EMC CD, BB,AR WIN, 10MHZ, -100C | 36771 | 4.5% | 35116.305
Olympus America Inc. | OAT-DU-897E-CSQ-#BB | IXON DU897E 512X512, 16UM, EMCCD, BB,10MHZ,-100C | 35535 | 4.5% | 33935.925
Olympus America Inc. | OAT-DU-897U-CS0-#BV | DU-897U-CS0-#BV;IXON ULTRA897 EMCCD, 56FPS,512X512,16 UM,USB | 35770 | 4.5% | 34160.35
Olympus America Inc. | OAT-DU-897U-CS0-BVF | DU-897U-CS0-BVF;IXON ULTRA897 EMCCD, ANTIF,512X512,16 UM,USB | 37240 | 4.5% | 35564.2
Olympus America Inc. | OAT-DU912N-BV | DU912N-BV; IKON M 512x512, 24UM,BV,2.5MHZ,-100C | 28955 | 4.5% | 27652.025
Olympus America Inc. | OATDU934PBRD | DU934P-BR-DD; IKON M, 1K X 1K CCD, 13UM ,BR-DD,-100C | 34327 | 4.5% | 32782.285
Olympus America Inc. | OAT-DU934P-BV | DU934P-BV; IKON M 1K, 13UM,BV,5MHZ,-100C | 29701 | 4.5% | 28364.455
Olympus America Inc. | OATDU934PBXD | DU934P-BEX2-DD;IKON M, 1K X 1K CCD,13UM,BR-DD DUAL AR,-100C | 34158 | 4.5% | 32620.89
Olympus America Inc. | OATDW936NBV | DW936N-#BV; IKon-L 936 CCD, 2K,13UM,BV,-80C,F MNT, SHUTTER | 52509 | 4.5% | 50146.095
Olympus America Inc. | OATDZ936NBV | DZ936N-#BV; IKon-L 936 CCD, 2K,13UM,BV,-100C,F MNT, SHUTTER | 57867 | 4.5% | 55262.985
Olympus America Inc. | OAT-ER-PCUB-110 | ANDOR PRECISION CONTROL UNIT. SUPPLD W/PCI INTERF CARD&CABLE | 15720 | 4.5% | 15012.6
Olympus America Inc. | OATGPUEXPRES | GPUEXPRESS-WIN; GPU EXPRESS FOR WINDOWS WITH ANDOR XD | 950 | 4.5% | 907.25
Olympus America Inc. | OATIQCORESYS | IQ CORE; ANDOR MULTI-DIMENSIONAL IMAGING SOFTWARE | 5608 | 4.5% | 5355.64
Olympus America Inc. | OATIQMFSCAN | IQ-MFSCAN; ANDOR MULTI-FIELD AND MOSAIC IMAGING | 1009 | 4.5% | 963.595
Olympus America Inc. | OAT-IX3MT110 | 110 MM OPTICAL AXIS MOUNT KIT.ADD TO ALL IX73/83 | 325 | 0% | 325
Olympus America Inc. | OATIX83MT110 | TR-OL83-MNT-110; 110 MM OPTICAL AXIS MOUNT KIT FOR IX83 | 439 | 0% | 439
Olympus America Inc. | OATIXONCBL3M | CABA-C36N030C36A; IXON DETECTOR CBL, 3M, STD | 165 | 4.5% | 157.575
Olympus America Inc. | OAT-IXON-L-897 | IXON-L-897; iXon Life 897 EMCCD Camera, Active Pixels 512 x 512, Pixel Size 16 μm, Peltier cooling to -80°C | 25900 | 4.5% | 24734.5
Olympus America Inc. | OAT-LABVSDK3 | LABVIEW-SDK3; LABVIEW VIS FOR SDK3 | 549 | 4.5% | 524.295
Olympus America Inc. | OAT-LC601 | ANDOR AOTF LASER COMBINER | 21490 | 4.5% | 20522.95
Olympus America Inc. | OAT-LC-MODM-003 | MPD HEAD, ALC PANEL & MODS, 2U MPD CONTROLLER | 22880 | 4.5% | 21850.4
Olympus America Inc. | OAT-LUCA-R | LUCA-R EMCCD 1002X1004, 8UM 65% QE, -20C, USB2 | 15234 | 4.5% | 14548.47
Olympus America Inc. | OAT-LUCA-S | DL-658M-TIL, EMCCD 658 X 498, 10UM 50% QE, -20C, USB2 | 13606 | 4.5% | 12993.73
Olympus America Inc. | OAT-NEO | NEO SCMOS 6.5 UM 2560 X 2160,R&G SHUTTER, 57% QE, -40C | 18870 | 4.5% | 18020.85
Olympus America Inc. | OAT-NEO-C00-C | NEO SCMOS 2560 X 2160, 6.5UM PIXELS GLOBAL & ROLLING SHUT | 18995 | 4.5% | 18140.225
Olympus America Inc. | OAT-NEO-CL3 | NEO-5.5-CL3; NEO 5.5 MP SCMOS 3-TAP CAMERA LINK | 18819 | 4.5% | 17972.145
Olympus America Inc. | OAT-NEO-CL3F | NEO-5.5-CL3-F; NEO 5.5 MP SCMOS 3-TAP CAMERA LINK, F-MNT | 18819 | 4.5% | 17972.145
Olympus America Inc. | OAT-NWR-IXON | NON WARRARNTY REPAIR, ADD IXON SHUTTER & BOARD | 1201 | 0% | 1201
Olympus America Inc. | OATOACOFM | OA-COFM; C-MOUNT TO OLYMPUS ADAPTER | 69 | 0% | 69
Olympus America Inc. | OAT-OPTMSK | OPTMSK; OPTOMASK CAMERA ACCESSORY, CROPPED SENSOR, C-MOUNT | 3147 | 4.5% | 3005.385
Olympus America Inc. | OAT-OPTMSKL | OPTMSK-L; LONGER OPTOMASK FOR CORNER TETH./CENT. MODE | 3070 | 0% | 3070
Olympus America Inc. | OATORTFZA10002K | ORTFZA10002K; Andor Zyla 5.5 10-Tap Water Cooled Demo Camera | 13500 | 4.5% | 12892.5
Olympus America Inc. | OAT-SDK3 | SDK3; ANDOR SDK3 FOR WINDOWS | 549 | 4.5% | 524.295
Olympus America Inc. | OAT-SDK-CCD | ANDOR-SDK-CCD; SDK CCD PCI SYSTEM | 549 | 4.5% | 524.295
Olympus America Inc. | OAT-SOLIS-I | SOLIS (I); SOFTWARE FOR IMAGING CAMERAS, INC DRIVER | 1608 | 4.5% | 1535.64
Olympus America Inc. | OATTROPTSF00 | TR-OPTS-F00-I; OPTOSPLIT II EMPTY FILTER CUBE | 452 | 0% | 452
Olympus America Inc. | OATWIN400900 | WIN-35MM-400/900-W; QZ WIN 35MM,400-900NM,1/2 DEG WED | 166 | 4.5% | 158.53
Olympus America Inc. | OAT-XW-CHIL160 | ACC-XW-CHIL160; WATER CHILLER OASIS 160, WITHOUT TUBING | 4823 | 4.5% | 4605.965
Olympus America Inc. | OAT-XW-RECR | XW-RECR; KOOLANCE EXOS2 WATER RECIRCULATOR AND MAIN PSU | 492 | 0% | 492
Olympus America Inc. | OATZY42PCL10 | ZYLA-4.2P-CL10; ZYLA 4.2 PLUS SCMOS, CAMERLINK 10-TAP | 19000 | 4.5% | 18145
Olympus America Inc. | OATZY42PCL10W | ZYLA-4.2P-CL10-W; ZYLA 4.2MP Plus CL10 Water Cooled | 19000 | 4.5% | 18145
Olympus America Inc. | OATZYL42PUSB | ZYLA-4.2P-USB3; ZYLA 4.2 PLUS SCMOS USB3 | 14500 | 4.5% | 13847.5
Olympus America Inc. | OATZYL42USBD | ZYLA-4.2-USB3; ZYLA 4.2 MP DEMO SCMOS, USB3 | 11000 | 4.5% | 10505
Olympus America Inc. | OATZYL5USB3W | ZYLA-5.5-USB3-W;ZYLA 5.5 USB3 SCMOS,5.5MP,3-TAP,WATER | 11200 | 4.5% | 10696
Olympus America Inc. | OAT-ZYLA-4.2-CL10 | ZYLA-4.2-CL10; ZYLA 4.2MP SCMOS, CAMERLINK 10-TAP | 18000 | 4.5% | 17190
Olympus America Inc. | OAT-ZYLA-4.2-USB3 | ZYLA-4.2-USB3; ZYLA SL150 SCMOS USB3, 4.2MP | 13000 | 4.5% | 12415
Olympus America Inc. | OATZYLA42CLW | ZYLA-4.2-CL10-W;ZYLA 4.2 SCMOS,10-TAP 4.2MP,WATER COOLED | 18000 | 4.5% | 17190
Olympus America Inc. | OAT-ZYLA-5.5-CL10 | ZYLA-5.5-CL10; ZYLA SL150 CL SCMOS, 10-TAP 5MP | 16500 | 4.5% | 15757.5
Olympus America Inc. | OAT-ZYLA-5.5-CL10W | ZYLA-5.5-CL10-W;ZYLA SL150 CL SCMOS,10-TAP 5MP,WATER | 16500 | 4.5% | 15757.5
Olympus America Inc. | OAT-ZYLA-5.5-CL3 | ZYLA-5.5-CL3; ZYLA-SL150 SCMOS, 5.5MP,3-TAP | 12750 | 4.5% | 12176.25
Olympus America Inc. | OAT-ZYLA-5.5-CL3W | ZYLA-5.5-CL3-W;ZYLA-SL150 SCMOS,5.5MP,3-TAP,WATER | 12750 | 4.5% | 12176.25
Olympus America Inc. | OAT-ZYLA-5.5-USB3 | ZYLA-5.5-USB3; ZYLA SCMOS USB3, 5.5MP | 11709 | 4.5% | 11182.095
Olympus America Inc. | OBC-700-XYZ | OASIS XYZ CABLE FOR MAERZHAEUS ER | 314 | 4.5% | 299.87
Olympus America Inc. | OBH-B2430H | SAB2430H: 24"WIDESCREEN LCD COMPUTER DISPLAY | 339 | 4.5% | 323.745
Olympus America Inc. | OBH-SPFH | GESM66AN; SQUARE PROTECTIVE FILTER HOLDER | 47 | 4.5% | 44.885
Olympus America Inc. | OBK-2-LMH | 2-LMH;TWO AXIS WITH UP TO 8X8INCHES OF TRAVEL | 2350 | 0% | 2350
Olympus America Inc. | OBK-2-MR | 2-MR:TWO AXIS DIGITAL READOUT WITH RS232 OUTPUT | 1085 | 0% | 1085
Olympus America Inc. | OBS-25-60-20 | 25-60-20; T-Mount to Sony 1/2” Bayonet | 48 | 4.5% | 45.84
Olympus America Inc. | OBS-25-60-23 | 25-60-23;T-MOUNT TO EOS BAYONET CANON | 48 | 4.5% | 45.84
Olympus America Inc. | OBS-25-60-24 | 25-60-24; NIKON F-MOUNT T-MOUNT FOR CAMERA | 48 | 4.5% | 45.84
Olympus America Inc. | OBS-25-70-12 | 25-70-12; Bottom Clamp for Std 25mm Trinoc | 80 | 4.5% | 76.4
Olympus America Inc. | OBS-25-70-13 | 25-70-13; Bottom Clamp for Nikon (w/phototube) | 80 | 4.5% | 76.4
Olympus America Inc. | OBS-25-70-17 | 25-70-17; Standard 1.0X C-mount coupler | 621 | 4.5% | 593.055
Olympus America Inc. | OBS-25701756 | 25-70-17-56; 1X C-to-C mount (1” format or smaller) | 749 | 4.5% | 715.295
Olympus America Inc. | OBS-25-70-19 | 25-70-19;“C” Thread Eyepiece Adapter 23mm ID w/lock | 84 | 4.5% | 80.22
Olympus America Inc. | OBS-25-70-22 | 25-70-22; Bottom Clamp for Olympus BX (w/phototube) | 148 | 4.5% | 141.34
Olympus America Inc. | OBS-25-70-37 | 25-70-37; Standard 2.0X C-mount coupler | 891 | 4.5% | 850.905
Olympus America Inc. | OBS-25703756 | 25-70-37-56; 2X C-to-C mount | 1019 | 4.5% | 973.145
Olympus America Inc. | OBS-25-70-38 | 25-70-38; Bottom Clamp for Zeiss Axio-2 | 134 | 4.5% | 127.97
Olympus America Inc. | OBS-25-70-49 | 25-70-49; Standard 0.5X C-mount coupler | 647 | 4.5% | 617.885
Olympus America Inc. | OBS-25704956 | 25-70-49-56; 0.5X C-to-C mount (1/2” format or smaller) | 530 | 4.5% | 506.15
Olympus America Inc. | OBS-25-70-50 | 25-70-50; Standard 0.67X C-mount coupler | 371 | 4.5% | 354.305
Olympus America Inc. | OBS-25705056 | 25-70-50-56; 0.67X C-to-C mount (2/3” format or smaller) | 499 | 4.5% | 476.545
Olympus America Inc. | OBS-25-70-54 | 25-70-54; Standard 0.38X C-mount coupler | 559 | 4.5% | 533.845
Olympus America Inc. | OBS-25705456 | 25-70-54-56; 0.38X C-to-C mount (1/3” format or smaller) | 687 | 4.5% | 656.085
Olympus America Inc. | OBS-25-70-71 | 25-70-71; Bottom Clamp for Zeiss Axio | 134 | 4.5% | 127.97
Olympus America Inc. | OBS-25-70-86 | 25-70-86; Bottom Clamp for Leica HC | 165 | 4.5% | 157.575
Olympus America Inc. | OBS-25-70-89 | 25-70-89; Bottom Clamp for Leica/Nikon ISO Photo | 118 | 4.5% | 112.69
Olympus America Inc. | OBS-25-70-90 | 25-70-90; Bottom Clamp for Leica Photo | 118 | 4.5% | 112.69
Olympus America Inc. | OBS-25-70-96 | 25-70-96; Bottom Clamp for Mitutoyo F60 | 254 | 4.5% | 242.57
Olympus America Inc. | OBS-25-70-97 | 25-70-97; Bottom Clamp for Nikon Eclipse | 146 | 4.5% | 139.43
Olympus America Inc. | OBS-25-70-98 | 25-70-98; Bottom Clamp for Mitutoyo FS110 | 157 | 4.5% | 149.935
Olympus America Inc. | OBS-25-70-99 | 25-70-99; Bottom Clamp for Olympus BX (w/o phototube) | 157 | 4.5% | 149.935
Olympus America Inc. | OBS-25-71-52 | 25-71-52; 1.9x t-Mount Interface 43mm Chip Diagonal | 625 | 4.5% | 596.875
Olympus America Inc. | OBS-25-71-53 | 25-71-53; Standard 1.6X T-mount coupler | 647 | 4.5% | 617.885
Olympus America Inc. | OBS-25-90-22 | 25-90-22; BOTTOM CLAMP,"Y" ASSY- LEICA | 149 | 4.5% | 142.295
Olympus America Inc. | OBS-25-90-24 | 25-90-24; BOTTOM CLAMP "U" ASSY - OLYMPUS | 149 | 4.5% | 142.295
Olympus America Inc. | OBS-25-90-28 | 25-90-28; BOTTOM CLAMP "Z" ASSY - ZEISS | 149 | 4.5% | 142.295
Olympus America Inc. | OBS-29-90-56 | 29-90-56;"C" THREAD EYEPIECE ADAPTER 23MM ID | 48 | 4.5% | 45.84
Olympus America Inc. | OBS-35-08-70 | 35-08-70; C-MOUNT FOR RETIGA 4000 FOR ABOVE 1.3X | 54 | 4.5% | 51.57
Olympus America Inc. | OBS-BS0013 | BS0013; Olympus B4 camera to 38mm iso adapter | 400 | 4.5% | 382
Olympus America Inc. | OBS-BS0014 | BS0014; Nikon ISO Photo 1.0X B-mount | 400 | 4.5% | 382
Olympus America Inc. | OBS-BS80-37 | BS80-37; Polyvar bottom module | 775 | 4.5% | 740.125
Olympus America Inc. | OBS-BSMH10Z7 | MH10Z7; 1.0X MULTIPORT COUPLER C-MOUNT FOR ZEISS 30MM I.D. | 1430 | 4.5% | 1365.65
Olympus America Inc. | OBS-DC10LN | DC10LN; Leica ISO Photo 1.0X C-mount | 144 | 4.5% | 137.52
Olympus America Inc. | OBS-DC10LP | DC10LP; Leica Photo 1.0X C-mount | 291 | 4.5% | 277.905
Olympus America Inc. | OBS-DC10LY | DC10LY; Leica HC 1.0X C-mount | 293 | 4.5% | 279.815
Olympus America Inc. | OBS-DC10NN | DC10NN; Nikon ISO Photo 1.0X C-mount | 144 | 4.5% | 137.52
Olympus America Inc. | OBS-DC10OU | DC10OU; Olympus BX 1.0X C-mount | 293 | 4.5% | 279.815
Olympus America Inc. | OBS-DC10OW | DC10OW; Olympus IX 1.0X C-mount | 306 | 4.5% | 292.23
Olympus America Inc. | OBS-DC10PV | DC10PV; Polyvar 1.0X C-mount | 905 | 4.5% | 864.275
Olympus America Inc. | OBS-DC10ZM | DC10ZM; Zeiss Axio 1.0X C-mount | 293 | 4.5% | 279.815
Olympus America Inc. | OBS-DC10ZZ | DC10ZZ; Zeiss Axio-2 1.0X C-mount | 293 | 4.5% | 279.815
Olympus America Inc. | OBS-DC38LN | DC38LN; Leica ISO Photo 0.38X C-mount | 410 | 4.5% | 391.55
Olympus America Inc. | OBS-DC38LP | DC38LP; Leica Photo 0.38X C-mount | 679 | 4.5% | 648.445
Olympus America Inc. | OBS-DC38LY | DC38LY; Leica HC 0.38X C-mount | 714 | 4.5% | 681.87
Olympus America Inc. | OBS-DC38NN | DC38NN; Nikon ISO Photo 0.38X C-mount | 565 | 4.5% | 539.575
Olympus America Inc. | OBS-DC38OU | DC38OU; Olympus BX 0.38X C-mount | 714 | 4.5% | 681.87
Olympus America Inc. | OBS-DC38OW | DC38OW; Olympus IX 0.38X C-mount | 727 | 4.5% | 694.285
Olympus America Inc. | OBS-DC38PV | DC38PV; Polyvar 0.38X C-mount | 1367 | 4.5% | 1305.485
Olympus America Inc. | OBS-DC38ZM | DC38ZM; Zeiss Axio 0.38X C-mount | 714 | 4.5% | 681.87
Olympus America Inc. | OBS-DC38ZZ | DC38ZZ; Zeiss Axio-2 0.38X C-mount | 714 | 4.5% | 681.87
Olympus America Inc. | OBS-DC50LN | DC50LN; Leica ISO Photo 0.50X C-mount | 514 | 4.5% | 490.87
Olympus America Inc. | OBS-DC50LP | DC50LP; Leica Photo 0.50X C-mount | 575 | 4.5% | 549.125
Olympus America Inc. | OBS-DC50LY | DC50LY; Leica HC 0.50X C-mount | 663 | 4.5% | 633.165
Olympus America Inc. | OBS-DC50NN | DC50NN; Nikon ISO Photo 0.50X C-mount | 514 | 4.5% | 490.87
Olympus America Inc. | OBS-DC50OU | DC50OU; Olympus BX 0.50X C-mount | 663 | 4.5% | 633.165
Olympus America Inc. | OBS-DC50OW | DC50OW; Olympus IX 0.50X C-mount | 676 | 4.5% | 645.58
Olympus America Inc. | OBS-DC50PV | DC50PV; Polyvar 0.50X C-mount | 1225 | 4.5% | 1169.875
Olympus America Inc. | OBS-DC50ZM | DC50ZM; Zeiss Axio 0.50X C-mount | 663 | 4.5% | 633.165
Olympus America Inc. | OBS-DC50ZZ | DC50ZZ; Zeiss Axio-2 0.50X C-mount | 663 | 4.5% | 633.165
Olympus America Inc. | OBS-DC67LN | DC67LN; Leica ISO Photo 0.67X C-mount | 511 | 4.5% | 488.005
Olympus America Inc. | OBS-DC67LP | DC67LP; Leica Photo 0.67X C-mount | 752 | 4.5% | 718.16
Olympus America Inc. | OBS-DC67LY | DC67LY; Leica HC 0.67X C-mount | 660 | 4.5% | 630.3
Olympus America Inc. | OBS-DC67NN | DC67NN; Nikon ISO Photo 0.67X C-mount | 511 | 4.5% | 488.005
Olympus America Inc. | OBS-DC67OU | DC67OU; Olympus BX 0.67X C-mount | 660 | 4.5% | 630.3
Olympus America Inc. | OBS-DC67OW | DC67OW; Olympus IX 0.67X C-mount | 673 | 4.5% | 642.715
Olympus America Inc. | OBS-DC67PV | DC67PV; Polyvar 0.67X C-mount | 1315 | 4.5% | 1255.825
Olympus America Inc. | OBS-DC67ZM | DC67ZM; Zeiss Axio 0.67X C-mount | 660 | 4.5% | 630.3
Olympus America Inc. | OBS-DC67ZZ | DC67ZZ; Zeiss Axio-2 0.67X C-mount | 660 | 4.5% | 630.3
Olympus America Inc. | OBS-DE10OU | DE10OU; Olympus BX 1.0X EOS B-mount | 189 | 4.5% | 180.495
Olympus America Inc. | OBS-DE10ZZ | DE10ZZ; Zeiss Axio-2 1.0X EOS B-mount | 215 | 4.5% | 205.325
Olympus America Inc. | OBS-DE13OU | DE13OU; OLYMPUS 1.3X EOS CANON MOUNT | 844 | 4.5% | 806.02
Olympus America Inc. | OBS-DF10OU | DF10OU; Olympus BX 1.0X F-mount | 628 | 4.5% | 599.74
Olympus America Inc. | OBS-DF10ZZ | DF10ZZ; Zeiss Axio-2 1.0X F-mount | 215 | 4.5% | 205.325
Olympus America Inc. | OBS-DF13OU | DF13OU;OLYMPUS AX/BX/CX 1.3X F-MOUNT | 844 | 4.5% | 806.02
Olympus America Inc. | OBS-MV10O5 | MV10O5;OLYMPUS 1.0X MULTI-PORT | 1414 | 4.5% | 1350.37
Olympus America Inc. | OBS-SC10OH | SC10OH;OLYPMUS STD 1.0X C-MOUNT | 769 | 4.5% | 734.395
Olympus America Inc. | OBS-SC16OH | SC16OH;OLYMPUS STD 1.6X C-MOUNT | 849 | 4.5% | 810.795
Olympus America Inc. | OBS-SC20OG | SC20OG;OLYMPUS STD BX 2.0X C-MOUNT | 1048 | 4.5% | 1000.84
Olympus America Inc. | OBS-SC50LDME | SC50LDME; 0.5X STANDARD C-MOUNT FOR ½’’ CHIP CAMERA GOING VIA THE CUSTOM CLAMP ONTO THE LEICA DME 36MM INTERFACE | 550 | 4.5% | 525.25
Olympus America Inc. | OBS-SC50NF | SC50NF; Nikon OPTIPHOT 0.5X C-mount | 482 | 4.5% | 460.31
Olympus America Inc. | OBS-SC50OG | SC50OG; OLYMPUS STD BX 0.5X C-MOUNT via G-Clamp | 559 | 4.5% | 533.845
Olympus America Inc. | OBS-SC50OH | SC50OH;OLYMPUS STD 0.5X C-MOUNT | 550 | 4.5% | 525.25
Olympus America Inc. | OBS-SC50OJ | SC50OJ;OLYMPUS 25MM PHOTOTUBE STD 0.5X C-MOUNT | 482 | 4.5% | 460.31
Olympus America Inc. | OBS-SE16ME | SE16ME; MITUTOYO STD EOS CANON BX 1.6X B-MOUNT | 848 | 4.5% | 809.84
Olympus America Inc. | OBS-SE16OG | SE16OG;OLYMPUS STD EOS CANON BX 1.6X B-MOUNT | 852 | 4.5% | 813.66
Olympus America Inc. | OBS-SF16OH | SF16OH; 1.6X Standard F-Mount (covers 300mm diagonal) | 843 | 4.5% | 805.065
Olympus America Inc. | OBS-SF16OJ | SF16OJ;OLYMPUS 25MM PHOTOTUBE STD 1.6X F-MOUNT | 775 | 4.5% | 740.125
Olympus America Inc. | OBS-SF67OJ | SF67OJ; 0.67X STANDARD F-MOUNT FOR 2/3’’ CHIP CAMERA WITH J-CLAMP | 795 | 4.5% | 759.225
Olympus America Inc. | OC-1LDPSU | 1214875; OBIS Remote, Single Laser, with power supply. (With SDR Laser-to-Remote Cable, 1meter. Includes USA power cord.) | 975 | 4.5% | 931.125
Olympus America Inc. | OC-C405-100MW | 1170506;COHERENT CUBE LASER 405NM 100MW INC NO HEAT SINK | 9450 | 4.5% | 9024.75
Olympus America Inc. | OC-C405-50MW | 1069413; COHERENT CUBE LASER 405NM 50MW INC PS. W/O HEATSIN | 9450 | 0% | 9450
Olympus America Inc. | OC-C445-40MW | 1069418; COHEREN CUBE LASER 445NM 40MW INC PS W/O HEATSINK | 10450 | 0% | 10450
Olympus America Inc. | OC-C635-25MW | 1069415; COHERENT CUBE LASER 635NM 25MW INC PS W/O HEATSINK | 3295 | 4.5% | 3146.725
Olympus America Inc. | OC-C660-60MW | 1094060; COHERENT CUBE LASER 660NM 60MW INC PS W/O HEATSINK | 3295 | 4.5% | 3146.725
Olympus America Inc. | OC-CABLE1 | 1099242;CONTROLLER TO LASER CABLE, COHERENT SAPPHIRE 2M | 35 | 0% | 35
Olympus America Inc. | OCC-TP1300 | TP1300-12C; 58mm thermal paper roll w/34mm dia (10 rolls) | 15 | 4.5% | 14.325
Olympus America Inc. | OC-CUBEHS | 1073840; COHERENT HEAT SINK FOR ALL CUBE LASERS | 395 | 4.5% | 377.225
Olympus America Inc. | OCD-1104084C | SIIG FIREWIRE 2-PORT PCIE ADAPTER W/SATA POWER CABLE | 58 | 0% | 58
Olympus America Inc. | OCD-1105864 | 1105864; S-Video Cable, 3ft | 10 | 4.5% | 9.55
Olympus America Inc. | OCD-11760 | 11760; Line Cond 1200W AVR Surge 120V 10A 60Hz, 7' Cord | 145 | 4.5% | 138.475
Olympus America Inc. | OCD-1328937 | 1328937; POWER CABLE ADAPTER FOR PCIE CARD WITH FLOPPY | 9 | 4.5% | 8.595
Olympus America Inc. | OCD-1522322 | 1522322; Peerless PARAMOUNT Universal Tilt Wall Mount PT650 | 61 | 0% | 61
Olympus America Inc. | OCD-1663739 | 1663739; Straight Through DB9 Serial Cable, 6 ft | 5 | 4.5% | 4.775
Olympus America Inc. | OCD-1953916 | 1953916; StarTech 2 Port USB 3.0 Card Adapt-USB adapt | 16 | 0% | 16
Olympus America Inc. | OCD-2050555 | 2050555; 12U 4 Post Server Equipment Open Frame Rack Cabinet | 242 | 0% | 242
Olympus America Inc. | OCD-2211528 | 2211528; 2 Port Native PCIe RS232 Serial Adapter w/16550 | 36 | 0% | 36
Olympus America Inc. | OCD-2673128 | 2673128; NETGEAR N300 WiFi USB Mini Adapter | 42 | 0% | 42
Olympus America Inc. | OCD-2824703 | 2824703; 12in 15 pin SATA Power Extension Cable | 9 | 4.5% | 8.595
Olympus America Inc. | OCD-2834063 | 2834063; Xerox Phaser 6600DN Printer | 309 | 0% | 309
Olympus America Inc. | OCD-2886844 | 2886844; 12in 4 Pin Molex LP4 to 2x Latching SATA Power Y Cable Adapter | 5 | 4.5% | 4.775
Olympus America Inc. | OCD-2995820 | 2995820; Kingston DataTraveler 100 G3-USB flash drive-64 GB | 24 | 4.5% | 22.92
Olympus America Inc. | OCD-3036577 | 3036577; 20 ft High Speed HDMI Cable - HDMI to HDMI - M/M | 38 | 4.5% | 36.29
Olympus America Inc. | OCD-3074139 | 3074139; ViewSonic TD2740 LED touchscreen monitor, 27" | 730 | 0% | 730
Olympus America Inc. | OCD-3095780 | 3095780; 2 Port PCIe USB 3.0 Ctrl Card w/SATA Power | 19 | 0% | 19
Olympus America Inc. | OCD-3203819 | 3203819; 2 Port PCIe USB 3.0 Card w/UASP-LP4 Power | 31 | 0% | 31
Olympus America Inc. | OCD-326362 | 326362; Tripp Lite 6ft IEEE 1394 FireWire Cable 6pin/6pin | 11 | 4.5% | 10.505
Olympus America Inc. | OCD-3289731 | 3289731; 2 Port PCIe USB 3.0 Ctrl Card w/UASP-SATA Power | 28 | 0% | 28
Olympus America Inc. | OCD-339551 | 339551; 6' Null Modem Serial RS232 Cable, DB9 to DB25 F/M | 8 | 4.5% | 7.64
Olympus America Inc. | OCD-3449431 | 3449431; NVIDIA Quadro K620 Graphics Card - 2 GB RAM | 200 | 0% | 200
Olympus America Inc. | OCD-3570026 | 3570026; Toshiba FlashAir - wireless memory card - 8 GB - SDHC | 45 | 0% | 45
Olympus America Inc. | OCD-3577807 | 3577807; Xerox ColorQube 8880DN color printer | 2500 | 0% | 2500
Olympus America Inc. | OCD-3726202 | 3726202; Kingston High-Speed Media Reader USB 3.0 | 21 | 0% | 21
Olympus America Inc. | OCD-3983693 | 3983693; Spectrum Evolution Computer Desk | 355 | 0% | 355
Olympus America Inc. | OCD-3DMOUSE | 1443010; 3D CONNEXION SPACENAVIGATOR MOUSE | 114 | 0% | 114
Olympus America Inc. | OCD-403672 | 403672; Straight Through RS232 DB9 Serial Cable, 10 ft | 8 | 4.5% | 7.64
Olympus America Inc. | OCD-40915 | 40915; 6ft S-Video Cable (M/M connections) | 8 | 4.5% | 7.64
Olympus America Inc. | OCD-4116680 | 4116680; LG LW540S 43" LED SuperSign TV | 469 | 0% | 469
Olympus America Inc. | OCD-4136956 | 4136956; Samsung 4K UHD Monitor, 50in | 880 | 0% | 880
Olympus America Inc. | OCD-4143860 | 4143860; Microsoft Office Home/Business 2016 - box pack | 250 | 0% | 250
Olympus America Inc. | OCD-4169721 | 4169721; Samsung KU7000 43" 4K display | 790 | 4.5% | 754.45
Olympus America Inc. | OCD-470364 | 470364; S-Video Cable, 25ft | 20 | 4.5% | 19.1
Olympus America Inc. | OCD-476183 | 476183; LP4 to 2x LP4 Power Y Splitter Cable | 3 | 4.5% | 2.865
Olympus America Inc. | OCD-706091 | 706091; Tripp Lite 12ft S-Video Coax Cable MD4 M/M 12' | 11 | 4.5% | 10.505
Olympus America Inc. | OCD-933033 | 933033; 1'USB/Serial Portable Adapter serial adapter | 35 | 4.5% | 33.425
Olympus America Inc. | OCD-BR1300G | APC BR1300G UPS POWER BACKUP; APC BR1300G | 171 | 0% | 171
Olympus America Inc. | OCD-DP-CBL-6 | DISPLAYPORT CABLE 6FT, TRIPP, TCA-P580-006 | 13 | 4.5% | 12.415
Olympus America Inc. | OCD-EDGPORT2 | 259263; EDGEPORT 2 PORT, USB TO SERIAL DB9 | 171 | 0% | 171
Olympus America Inc. | OCD-EDGPORT4 | 259264; EDGEPORT 4 PORT, USB TO SERIAL DB9 | 279 | 0% | 279
Olympus America Inc. | OCD-FWECPW | 1917419; SIIG POWER ADAPTER FOR FIREWIRE EXP CRD | 24 | 4.5% | 22.92
Olympus America Inc. | OCD-LGWMNT | PEERLESS UNIVRSL TILT MONITOR WALL MOUNT, 37-60IN, PT660 | 74 | 0% | 74
Olympus America Inc. | OCD-USBSP | 555201; KEYSPAN USB SERIAL PORT ADAPTER | 32 | 0% | 32
Olympus America Inc. | OCD-WALLMNT | PEERLESS UNIVERSAL MONITOR WALL MOUNT, 23-46IN, PEE-SF640 | 35 | 0% | 35
Olympus America Inc. | OCFPCF-01 | PHOTONIC CRYSTAL FIBER FOR CARS MICROSCOPE | 7427 | 4.5% | 7092.785
Olympus America Inc. | OCL-244-1904 | 244-1904; COOLLED LIQUID LIGHT GUIDE 1M | 360 | 4.5% | 343.8
Olympus America Inc. | OCL-244-92-POD-100 | 244-92-POD-100; PE100 control box | 300 | 4.5% | 286.5
Olympus America Inc. | OCL-244-LV1-10 | 244-OLYM-LV-1-10; SINGLE 3MM LLG ADAPTER OLY LV200 | 1100 | 4.5% | 1050.5
Olympus America Inc. | OCL-244-LV1-5 | 244-OLYM-LV-1-5; SINGLE 3MM LLG ADAPTER OLY LV200 | 1100 | 4.5% | 1050.5
Olympus America Inc. | OCL-244-LV-2 | 244-OLYM-LV-2; TWIN 3MM LLG ADAPT. LV200 W/700NM BS | 1550 | 4.5% | 1480.25
Olympus America Inc. | OCL-244-LV2-5 | 244-OLYM-LV-2-5; TWIN 3MM LLG ADAPT. LV200 W/700NM BS | 1550 | 4.5% | 1480.25
Olympus America Inc. | OCL-244OLYLV | 244-OLYMP-LV., ADAPTER FOR OLYMPUS LV MICROSCOPE SERIES | 1100 | 4.5% | 1050.5
Olympus America Inc. | OCL-52E | 52E;COOLLED PE-200, 300 MICROSCOPE ADAPTER FOR BH2 | 100 | 4.5% | 95.5
Olympus America Inc. | OCL-53E | 53E; LLG MICROSCOPE ADAPTER FOR LV200 | 100 | 4.5% | 95.5
Olympus America Inc. | OCL-CLD66BXE | CLD-66-BXE;DUAL-ADAPT. COOLLED + HG SOURCE FOR BX | 880 | 4.5% | 840.4
Olympus America Inc. | OCL-LVADAPT | 244-OLYMP-LV; ADAPTER FOR THE LV200 | 1000 | 0% | 1000
Olympus America Inc. | OCL-P100365 | 244-87-365-50E-40; 365nm PE-100 w/Adapt and Trig | 1990 | 4.5% | 1900.45
Olympus America Inc. | OCL-P100365L | 244-87-365-LLG-40; 365nm PE-100 w/LLG and Trig | 2740 | 4.5% | 2616.7
Olympus America Inc. | OCL-P100380 | 244-87-380-50E-40; 380nm PE-100 w/Adapt and Trig | 1990 | 4.5% | 1900.45
Olympus America Inc. | OCL-P100380L | 244-87-380-LLG-40; 380nm PE-100 w/LLG and Trig | 2740 | 4.5% | 2616.7
Olympus America Inc. | OCL-P100400 | 244-87-400-50E-40; 400nm PE-100 w/Adapt and Trig | 1990 | 4.5% | 1900.45
Olympus America Inc. | OCL-P100400L | 244-87-400-LLG-40; 400nm PE-100 w/LLG and Trig | 2740 | 4.5% | 2616.7
Olympus America Inc. | OCL-P100425 | 244-87-425-50E-40; 425nm PE-100 w/Adapt and Trig | 1990 | 4.5% | 1900.45
Olympus America Inc. | OCL-P100425L | 244-87-425-LLG-40; 425nm PE-100 w/LLG and Trig | 2740 | 4.5% | 2616.7
Olympus America Inc. | OCL-P100435 | 244-87-435-50E-40; 435nm PE-100 w/Adapt and Trig | 1990 | 4.5% | 1900.45
Olympus America Inc. | OCL-P100435L | 244-87-435-LLG-40; 435nm PE-100 w/LLG and Trig | 2740 | 4.5% | 2616.7
Olympus America Inc. | OCL-P100440 | 244-87-440-50E-40; 440nm PE-100 w/Adapt and Trig | 1990 | 4.5% | 1900.45
Olympus America Inc. | OCL-P100440L | 244-87-440-LLG-40; 440nm PE-100 w/LLG and Trig | 2740 | 4.5% | 2616.7
Olympus America Inc. | OCL-P100470 | 244-87-470-50E-40; 470nm PE-100 w/Adapt and Trig | 1990 | 4.5% | 1900.45
Olympus America Inc. | OCL-P100470L | 244-87-470-LLG-40; 470nm PE-100 w/LLG and Trig | 2740 | 4.5% | 2616.7
Olympus America Inc. | OCL-P100490 | 244-87-490-50E-40; 490nm PE-100 w/Adapt and Trig | 1990 | 4.5% | 1900.45
Olympus America Inc. | OCL-P100490L | 244-87-490-LLG-40; 490nm PE-100 w/LLG and Trig | 2740 | 4.5% | 2616.7
Olympus America Inc. | OCL-P100500 | 244-87-500-50E-40; 500nm PE-100 w/Adapt and Trig | 1990 | 4.5% | 1900.45
Olympus America Inc. | OCL-P100500L | 244-87-500-LLG-40; 500nm PE-100 w/LLG and Trig | 2740 | 4.5% | 2616.7
Olympus America Inc. | OCL-P100525 | 244-87-525-50E-40; 525nm PE-100 w/Adapt and Trig | 1990 | 4.5% | 1900.45
Olympus America Inc. | OCL-P100525L | 244-87-525-LLG-40; 525nm PE-100 w/LLG and Trig | 2740 | 4.5% | 2616.7
Olympus America Inc. | OCL-P100535 | 244-87-535-50E-40; 535nm PE-100 w/Adapt and Trig | 1990 | 4.5% | 1900.45
Olympus America Inc. | OCL-P100535L | 244-87-535-LLG-40; 535nm PE-100 w/LLG and Trig | 2740 | 4.5% | 2616.7
Olympus America Inc. | OCL-P100550L | 244-87-550-LLG-40; 550nm PE-100 w/LLG and Trig | 2740 | 4.5% | 2616.7
Olympus America Inc. | OCL-P100565L | 244-87-565-LLG-40; 565nm PE-100 w/LLG and Trig | 2740 | 4.5% | 2616.7
Olympus America Inc. | OCL-P100585 | 244-87-585-50E-40; 585nm PE-100 w/Adapt and Trig | 1990 | 4.5% | 1900.45
Olympus America Inc. | OCL-P100585L | 244-87-585-LLG-40; 585nm PE-100 w/LLG and Trig | 2740 | 4.5% | 2616.7
Olympus America Inc. | OCL-P100595 | 244-87-595-50E-40; 595nm PE-100 w/Adapt and Trig | 1990 | 4.5% | 1900.45
Olympus America Inc. | OCL-P100635 | 244-87-635-50E-40; 635nm PE-100 w/Adapt and Trig | 1990 | 4.5% | 1900.45
Olympus America Inc. | OCL-P100635L | 244-87-635-LLG-40; 635nm PE-100 w/LLG and Trig | 2740 | 4.5% | 2616.7
Olympus America Inc. | OCL-P100660L | 244-87-660-LLG-40; 660nm PE-100 w/LLG and Trig | 2740 | 4.5% | 2616.7
Olympus America Inc. | OCL-P100700 | 244-87-700-50E-40; 700nm PE-100 w/Adapt and Trig | 1990 | 4.5% | 1900.45
Olympus America Inc. | OCL-P100700L | 244-87-700-LLG-40; 700nm PE-100 w/LLG and Trig | 2740 | 4.5% | 2616.7
Olympus America Inc. | OCL-P100740 | 244-87-740-50E-40; 740nm PE-100 w/Adapt and Trig | 1990 | 4.5% | 1900.45
Olympus America Inc. | OCL-P100740L | 244-87-740-LLG-40; 740nm PE-100 w/LLG and Trig | 2740 | 4.5% | 2616.7
Olympus America Inc. | OCL-P100770 | 244-87-770-50E-40; 770nm PE-100 w/Adapt and Trig | 1990 | 4.5% | 1900.45
Olympus America Inc. | OCL-P100770L | 244-87-770-LLG-40; 770nm PE-100 w/LLG and Trig | 2740 | 4.5% | 2616.7
Olympus America Inc. | OCL-P100Com | 244-94-XXX-XXX-YYY; PE-100 2ch comb, Req wavelength | 1040 | 4.5% | 993.2
Olympus America Inc. | OCL-P100ComF | 244-93-XXX-XXX-YYY; PE-100 2ch comb w/filter, Req wavelength | 1660 | 4.5% | 1585.3
Olympus America Inc. | OCL-P100WHT | pE-100-WHT-50B-40; pE-100 for Trans light w/Adapt and Trig | 1990 | 4.5% | 1900.45
Olympus America Inc. | OCL-P100WHTZ | pE-100-WHT-40B-40; pE-100 for Trans light w/Adapt and Trig for Zeiss Axioplan | 1990 | 4.5% | 1900.45
Olympus America Inc. | OCL-PE-10400-50E | pE-10400-50E; Collimating adaptor for pE-300LT LLG systems | 395 | 4.5% | 377.225
Olympus America Inc. | OCL-PE-1904 | PE-1904; LIQUID LIGHT GUIDE 1M LONG 3MM DIA | 750 | 4.5% | 716.25
Olympus America Inc. | OCL-PE-1906 | PE-1906; LIQUID LIGHT GUIDE 1.5M LONG 3MM DIA | 500 | 4.5% | 477.5
Olympus America Inc. | OCL-PE-300-LT-D-MB-50E-40 | pE-300Lite LED, Direct Couple Multi-Band Filter system, with adapter and power cord | 4495 | 4.5% | 4292.725
Olympus America Inc. | OCL-PE-300-LT-D-SB-50E-40 | pE-300Lite LED, Direct Couple Single Band Filter system, with adapter and power cord | 4495 | 4.5% | 4292.725
Olympus America Inc. | OCL-PE-300-LT-L-MB-40 | pE-300Lite LED, LLG Multi-Band Filter system, with adapter and power cord | 4495 | 4.5% | 4292.725
Olympus America Inc. | OCL-PE-300-LT-L-SB-40 | pE-300Lite LED, LLG Single Band Filter system, with adapter and power cord | 4495 | 4.5% | 4292.725
Olympus America Inc. | OCL-PE-300-UT-D-MB-50E-40 | pE-300Ultra LED, Direct Couple Multi-Band Filter system, with adapter and power cord | 6295 | 4.5% | 6011.725
Olympus America Inc. | OCL-PE-300-UT-D-SB-50E-40 | pE-300Ultra LED, Direct Couple Single Band Filter system, with adapter and power cord | 6295 | 4.5% | 6011.725
Olympus America Inc. | OCL-PE-300-UT-L-MB-40 | pE-300Ultra LED, LLG Multi-Band Filter system, with adapter and power cord | 6295 | 4.5% | 6011.725
Olympus America Inc. | OCL-PE-300-UT-L-SB-40 | pE-300Ultra LED, LLG Single Band Filter system, with adapter and power cord | 6295 | 4.5% | 6011.725
Olympus America Inc. | OCL-PE300-WD-MB-BH | pE-300White Direct Couple Multi-Band Filter system, with adapter and power cord for BH2 | 5950 | 4.5% | 5682.25
Olympus America Inc. | OCL-PE300-WD-MB-BX | pE-300White Direct Couple Multi-Band Filter system, with adapter and power cord | 5950 | 4.5% | 5682.25
Olympus America Inc. | OCL-PE300-WD-SB-BH | pE-300White Direct Couple Single Band Filter system, with adapter and power cord for BH2 | 5950 | 4.5% | 5682.25
Olympus America Inc. | OCL-PE300-WD-SB-BX | pE-300White Direct Couple Single Band Filter system, with adapter and power cord | 5950 | 4.5% | 5682.25
Olympus America Inc. | OCL-PE300-WL-MB-BX | pE-300White LLG Multi-Band Filter system, with adapter and power cord | 5950 | 4.5% | 5682.25
Olympus America Inc. | OCL-PE300-WL-SB-BX | pE-300White LLG Single Band Filter system, with adapter and power cord | 5950 | 4.5% | 5682.25
Olympus America Inc. | OCL-PE4000-EB25D | pE-4000 Rear mounting Expansion Box for 25-way D-type to BNC connectivity | 790 | 4.5% | 754.45
Olympus America Inc. | OCL-PE4000-EFH | Set of four Excitation Filter holders (25mm dia.) for pE-4000 | 500 | 4.5% | 477.5
Olympus America Inc. | OCL-PE4000-F | pE-4000 Light Source with manual control pod and power supply for Fiber delivery | 11995 | 4.5% | 11455.225
Olympus America Inc. | OCL-PE4000-FMODULE | pE-4000 Interchangeable output module - converts LLG output to Fiber output (SMA & FC/PC Connectors) | 1070 | 4.5% | 1021.85
Olympus America Inc. | OCL-PE4000-L | pE-4000 Light Source with manual control pod, and power supply for LLG delivery | 11995 | 4.5% | 11455.225
Olympus America Inc. | OCL-PE4000-L15-SYS | pE-4000 LED, LLG delivery, with 1.5m LLG, collimator, 50E adapter and power cord | 12890 | 4.5% | 12309.95
Olympus America Inc. | OCL-PE4000-LMODULE | pE-4000 Interchangeable output module - converts Fiber output to 3mm LLG output | 1070 | 4.5% | 1021.85
Olympus America Inc. | OCL-PE50E | pE-10300-50E; Collimating adaptor for pE-100 LLG systems | 590 | 4.5% | 563.45
Olympus America Inc. | OCL-PSPE100 | 244-92-PSU-ZZ; POWER SUPPLY+CABLE+PLUG ONLY (FOR PE-100) | 100 | 4.5% | 95.5
Olympus America Inc. | OCL-TTLTRIG | 244-1915;TTL TRIGGER CABLE | 100 | 4.5% | 95.5
Olympus America Inc. | OC-OBIS2L100 | 1327895; OBIS 2-Laser 100+mW System for cellTIRF. 488nm-100mW, 561nm-120mW, Inc. laser box and software | 33545 | 4.5% | 32035.475
Olympus America Inc. | OC-OBIS2L40 | 1327894; OBIS 2-Laser 40mW System for cellTIRF. 488nm-40mW, 561nm-40mW, Inc. laser box and software | 25705 | 4.5% | 24548.275
Olympus America Inc. | OC-OBIS4L100 | 1327896; OBIS 4-Laser 100+mW System for cellTIRF. 405nm-100mW, 488nm-100mW, 561nm-120mW, 647nm-100mW, Inc. laser box and software | 52020 | 4.5% | 49679.1
Olympus America Inc. | OC-OBIS5L100 | 1327897; OBIS 5-Laser 100+mW System for cellTIRF/cellFRAP. 405nm-100mW (x2), 488nm-100mW, 561nm-120mW, 647nm-100mW, Inc. laser box and software | 64230 | 4.5% | 61339.65
Olympus America Inc. | OC-PCO1600FW | 1600M4GBFW;PCO1600 B/W CAMERA, 4GB RAM, FW OUTPUT | 21560 | 4.5% | 20589.8
Olympus America Inc. | OC-S488-10MW | 1099375; COHERENT SAPH LASER 488NM 10MW INC PS W/OHEAT SINK | 10500 | 4.5% | 10027.5
Olympus America Inc. | OC-S488-30MW | 1099382; COHERENT SAPH LASER 488NM 30MW INC PS W/O HEAT SIN | 12400 | 4.5% | 11842
Olympus America Inc. | OC-SAPHHS | 56488; COHERENT HEAT SINK FOR ALL SAPPHIRE LASERS | 500 | 4.5% | 477.5
Olympus America Inc. | OCT-10/90-V/NBX3 | 10/90bs-VIS/NIR; 10% Ref/90% Trans 400-1000nm, 26x38x1mm | 641 | 4.5% | 612.155
Olympus America Inc. | OCT-150092x | 30-150092IO2x; Excitation Filter for the Aqua set 25mm Dia | 150 | 4.5% | 143.25
Olympus America Inc. | OCT-150712x | 30-150712F15x; Excitation Filter for the Gold set 25mm Dia | 250 | 4.5% | 238.75
Olympus America Inc. | OCT-19000BX2 | 19000-BX2; AT-UV/DAPI LP 375/28X, 415BS, 435LP | 891 | 4.5% | 850.905
Olympus America Inc. | OCT-19000BX3 | 19000-BX3; AT-UV/DAPI LP 375/28X, 415BS, 435LP | 891 | 4.5% | 850.905
Olympus America Inc. | OCT-19000CKX | 19000-CKX; AT-UV/DAPI LP 375/28X, 415BS, 435LP | 1047 | 4.5% | 999.885
Olympus America Inc. | OCT-19000SX6 | 19000-SX625; AT-UV/DAPI LP 375/28X, 415BS (2), 435LP (2) | 550 | 4.5% | 525.25
Olympus America Inc. | OCT-19000SZX | 19000-SZX; AT-UV/DAPI LP 375/28X, 435LP (2) | 500 | 4.5% | 477.5
Olympus America Inc. | OCT-19001BX2 | 19001-BX2; AT-AQUA LP 420/40X, 455BS, 465LP | 891 | 4.5% | 850.905
Olympus America Inc. | OCT-19001CKX | 19001-CKX; AT-AQUA LP 420/40X, 455BS, 465LP | 1047 | 4.5% | 999.885
Olympus America Inc. | OCT-19001SX6 | 19001-SX625; AT-AQUA LP 420/40X, 455BS (2), 465LP (2) | 800 | 4.5% | 764
Olympus America Inc. | OCT-19001SZX | 19001-SZX; AT-AQUA LP 420/40X, 465LP (2) | 500 | 4.5% | 477.5
Olympus America Inc. | OCT-19002BX2 | 19002-BX2; GFP/FITC LONGPASS AT480/30x AT515lp AT505DC | 891 | 4.5% | 850.905
Olympus America Inc. | OCT-19002BX3 | 19002-BX3; AT-GFP/FITC LP 480/30X, 505BS, 515LP | 891 | 4.5% | 850.905
Olympus America Inc. | OCT-19002CKX | 19002-CKX; AT-GFP/FITC LP 480/30X, 505BS, 515LP | 1047 | 4.5% | 999.885
Olympus America Inc. | OCT-19002SZX | 19002-SZX; AT-GFP/FITC LP 480/30X, 515LP (2) | 500 | 4.5% | 477.5
Olympus America Inc. | OCT-19004BX2 | 19004-BX2; TRITC/CY3 LONGPASS AT540/25X AT575LP AT565DC | 891 | 4.5% | 850.905
Olympus America Inc. | OCT-19004BX3 | 19004-BX3; AT-TRITC/CY3 LP 540/25X, 565BS, 575LP | 891 | 4.5% | 850.905
Olympus America Inc. | OCT-19004CKX | 19004-CKX; AT-TRITC/CY3 LP 540/25X, 565BS, 575LP | 1047 | 4.5% | 999.885
Olympus America Inc. | OCT-19004SX6 | 19004-SX625; AT-TRITC/CY3 LP 540/25X, 565BS (2), 575LP (2) | 800 | 4.5% | 764
Olympus America Inc. | OCT-19004SZX | 19004-SZX; AT-TRITC/CY3 LP 540/25X, 575LP (2) | 500 | 4.5% | 477.5
Olympus America Inc. | OCT-19006 | 19006; AT-TexasRed LP 560/40X, 600BS, 610LP | 450 | 4.5% | 429.75
Olympus America Inc. | OCT-19006BX2 | 19006-BX2; AT-TexasRed LP 560/40X, 600BS, 610LP | 941 | 4.5% | 898.655
Olympus America Inc. | OCT-19006CKX | 19006-CKX; AT-TexasRed LP 560/40X, 600BS, 610LP | 1047 | 4.5% | 999.885
Olympus America Inc. | OCT-19006MVX | 19006-MVX; AT-TexasRed LP 560/40X, 600BS, 610LP | 1043 | 4.5% | 996.065
Olympus America Inc. | OCT-19006SX6 | 19006-SX625; AT-TexasRed LP 560/40X, 600BS (2), 610LP (2) | 800 | 4.5% | 764
Olympus America Inc. | OCT-19006SZX | 19006-SZX; AT-TexasRed LP 560/40X, 610LP (2) | 500 | 4.5% | 477.5
Olympus America Inc. | OCT-19008BX3 | 19008-BX3; AT-AURAMINE LP 450/50x, BS485, 495LP | 891 | 4.5% | 850.905
Olympus America Inc. | OCT-19008CKX | 19008-CKX; AT-Auramine LP 450/50X, 485BS, 495LP | 1047 | 4.5% | 999.885
Olympus America Inc. | OCT-19008SX6 | 19008-SX625; AT-Auramine LP 450/50X, 485BS (2), 495LP (2) | 800 | 4.5% | 764
Olympus America Inc. | OCT-19008SZX | 19008-SZX; AT-Auramine LP 450/50X, 495LP (2) | 500 | 4.5% | 477.5
Olympus America Inc. | OCT-19010BX2 | 19010-BX2; AT-FM 1-43/Chlorophyll LP 480/30X, 505BS, 600LP | 891 | 4.5% | 850.905
Olympus America Inc. | OCT-19010BX3 | 19010-BX3;FM 1-43/CHLOROPHYLL LP AT480/30x AT600lp AT505DC | 891 | 4.5% | 850.905
Olympus America Inc. | OCT-19010CKX | 19010-CKX; AT-FM 1-43/Chlorophyll LP 480/30X, 505BS, 600LP | 1047 | 4.5% | 999.885
Olympus America Inc. | OCT-19010SX6 | 19010-SX625; AT-FM 1-43/Chlorophyll LP 480/30X, 505BS (2), 600LP (2) | 800 | 4.5% | 764
Olympus America Inc. | OCT-19010SZX | 19010-SZX; AT-FM 1-43/Chlorophyll LP 480/30X, 600LP (2) | 500 | 4.5% | 477.5
Olympus America Inc. | OCT-19011BX2 | 19011-BX2; COUMARIN/PAC. BLUE LP 405/30X, 440BS, 450LP | 891 | 4.5% | 850.905
Olympus America Inc. | OCT-19011BX3 | 19011-BX3; COUMARIN/PAC. BLUE LP 405/30X, 440BS, 450LP | 891 | 4.5% | 850.905
Olympus America Inc. | OCT-19011IX3 | 19011-IX3; COUMARIN/PAC. BLUE LP 405/30X, 440BS, 450LP | 1388 | 4.5% | 1325.54
Olympus America Inc. | OCT-19012 | 19012; AT-FluoroGold/Calcofluor White LP 375/28X, 415BS, 515LP | 450 | 4.5% | 429.75
Olympus America Inc. | OCT-19012BX2 | 19012-BX2; AT-FluoroGold/Calc White LP 375/28X, 415BS, 515LP | 891 | 4.5% | 850.905
Olympus America Inc. | OCT-19012BX3 | 19012-BX3; AT-FluoroGold/Calc White LP 375/28X, 415BS, 515LP | 891 | 4.5% | 850.905
Olympus America Inc. | OCT-19012CKX | 19012-CKX; AT-FluoroGold/Calcofluor White LP 375/28X, 415BS, 515LP | 1047 | 4.5% | 999.885
Olympus America Inc. | OCT-19012SX6 | 19012-SX625; AT-FluoroGold/Calcofluor White LP 375/28X, 415BS (2), 515LP (2) | 800 | 4.5% | 764
Olympus America Inc. | OCT-19012SZX | 19012-SZX; AT-FluoroGold/Calcofluor White LP 375/28X, 515LP (2) | 500 | 4.5% | 477.5
Olympus America Inc. | OCT-21000 | 21000; 50/50 Beamsplitter | 125 | 4.5% | 119.375
Olympus America Inc. | OCT-21000-44X32 | 21000; 50/50 beamsplitter (44x32x1), unmounted | 225 | 4.5% | 214.875
Olympus America Inc. | OCT-21000BX2 | 21000-BX2; 50/50 Beamsplitter | 566 | 4.5% | 540.53
Olympus America Inc. | OCT-21000BX3 | 21000-BX3; 50/50 Beamsplitter | 566 | 4.5% | 540.53
Olympus America Inc. | OCT-21001 | 21001; 80/20 Beamsplitter 26 x 38 x 1mm | 125 | 4.5% | 119.375
Olympus America Inc. | OCT-21002B25 | 21002B-25;25MM IR BLOCKER HOT MIRROR | 75 | 4.5% | 71.625
Olympus America Inc. | OCT-21002B32 | 21002B-32;32MM IR BLOCKER HOT MIRROR | 75 | 4.5% | 71.625
Olympus America Inc. | OCT-21002B42 | 21002B-42;42MM IR BLOCKER HOT MIRROR | 75 | 4.5% | 71.625
Olympus America Inc. | OCT-21002B45 | 21002B-45;45MM IR BLOCKER HOT MIRROR | 75 | 4.5% | 71.625
Olympus America Inc. | OCT-21003A25 | 21003A-25; POLARIZER 25MM | 100 | 4.5% | 95.5
Olympus America Inc. | OCT-21003B40 | 21003B-40; POLARIZER 40MM | 150 | 4.5% | 143.25
Olympus America Inc. | OCT-21003B45 | 21003B-45; POLARIZER 45MM | 150 | 4.5% | 143.25
Olympus America Inc. | OCT-21004BX2 | 21004-BX2; Aluminum Mirror, 26 x 38 x 1mm | 591 | 4.5% | 564.405
Olympus America Inc. | OCT-21004X1 | 21004;FULLY REFLECTIVE AL MIRROR 32 x 44 x 1MM | 150 | 4.5% | 143.25
Olympus America Inc. | OCT-21004X15 | 21004;FULLY REFLECTIVE AL MIRROR 32 x 44 x 1.5MM | 150 | 4.5% | 143.25
Olympus America Inc. | OCT-21011 | 21011; 90/10 Beamsplitter | 125 | 4.5% | 119.375
Olympus America Inc. | OCT-21011BX2 | 21011-BX2; 90/10 Beamsplitter | 566 | 4.5% | 540.53
Olympus America Inc. | OCT-21011BX3 | 21011-BX3; 90/10 Beamsplitter | 566 | 4.5% | 540.53
Olympus America Inc. | OCT-21012 | 21012; 10/90 Beamsplitter | 125 | 4.5% | 119.375
Olympus America Inc. | OCT-21013 | 21013; IR-Polarizer 25mm Dia Mounted | 175 | 4.5% | 167.125
Olympus America Inc. | OCT-21014 | 21014; Silver sputtered non-polarizing 50/50 Beamsplitter | 275 | 4.5% | 262.625
Olympus America Inc. | OCT-21014BX2 | 21014-BX2; Silver sputtered non-polarizing 50/50 Beamsplitter | 716 | 4.5% | 683.78
Olympus America Inc. | OCT-21014BX3 | 21014-BX3; Silver sputtered non-polarizing 50/50 Beamsplitter | 716 | 4.5% | 683.78
Olympus America Inc. | OCT-21015 | 21015;SPUTTERED ENHANCED SILVER MIRROR, 26 X 38 X 1MM | 275 | 4.5% | 262.625
Olympus America Inc. | OCT-21015-2 | 21015-2; Sputtered Enhanced Silver Mirror, 26 x 38 x 2mm | 375 | 4.5% | 358.125
Olympus America Inc. | OCT-21015BX2 | 21015-BX2; Sputtered Enhanced Silver Mirror | 716 | 4.5% | 683.78
Olympus America Inc. | OCT-21015BX3 | 21015-BX3; Sputtered Enhanced Silver Mirror | 716 | 4.5% | 683.78
Olympus America Inc. | OCT-22000A25 | 22000A-25; ND FILTER SET 25MM DIA 2,1.5,1,0.6,0.3 | 300 | 4.5% | 286.5
Olympus America Inc. | OCT-33001BX2 | 33001-BX2; IGS STANDARD GG420+POL+KG5X, 21000BS, POLM | 816 | 4.5% | 779.28
Olympus America Inc. | OCT-33002BX2 | 33002v2-BX2; BRIGHTFIELD KG1X, 21000BS, E420LPv2M | 716 | 4.5% | 683.78
Olympus America Inc. | OCT-33002V2BX3 | 33002V2-BX3;FL-CUBE BRIGHTFIELD EX KG1 BS50/50 EM E420LPv2 | 716 | 4.5% | 683.78
Olympus America Inc. | OCT-33002V2MVX | 33002V2-MVX;FL-CUBE BRIGHTFIEL D EX KG1 BS50/50 EM E420LPv2 | 818 | 4.5% | 781.19
Olympus America Inc. | OCT-39000 | 39000; AT-DAPI/Hoechst/Alexa350 375/28X, 415BS, 460/50M | 500 | 4.5% | 477.5
Olympus America Inc. | OCT-39000BX2 | 39000-BX2; AT-DAPI/Hoechst/Alexa350 375/28X, 415BS, 460/50M | 941 | 4.5% | 898.655
Olympus America Inc. | OCT-39000BX3 | 39000-BX3; AT-DAPI/Hoechst/Alexa350 375/28X, 415BS, 460/50M | 941 | 4.5% | 898.655
Olympus America Inc. | OCT-39000CKX | 39000-CKX; AT-DAPI/Hoechst/Alexa350 375/28X, 415BS, 460/50M | 1097 | 4.5% | 1047.635
Olympus America Inc. | OCT-39000CX | 39000-CX; AT-DAPI/Hoechst/Alexa350 375/28X, 415BS, 460/50M | 1243 | 4.5% | 1187.065
Olympus America Inc. | OCT-39000IMT | 39000-IMT; AT-DAPI/HOECHST/ALEX A350 345/28X, 415BS, 460/50M | 750 | 4.5% | 716.25
Olympus America Inc. | OCT-39000IX3 | 39000-IX3; AT-DAPI/Hoechst/Alexa350 375/28X, 415BS, 460/50M | 1388 | 4.5% | 1325.54
Olympus America Inc. | OCT-39000SX6 | 39000-SX625; AT-DAPI/Hoechst/Alexa350 375/28X, 415BS (2), 460/50M (2) | 900 | 4.5% | 859.5
Olympus America Inc. | OCT-39000SZX | 39000-SZX; AT-DAPI/Hoechst/Alexa350 375/28X, 460/50M (2) | 600 | 4.5% | 573
Olympus America Inc. | OCT-39000ZA1 | 39000-ZA1; AT-DAPI/Hoechst/Alexa350 375/28X, 415BS, 460/50M | 695 | 4.5% | 663.725
Olympus America Inc. | OCT-39001BX3 | 39001-BX3; AT-ECFP/CERULEAN 435/20X, 455BS, 480/30M | 941 | 4.5% | 898.655
Olympus America Inc. | OCT-39001CKX | 39001-CKX; AT-ECFP/CERULEAN 435/20X, 455BS, 480/30M | 1097 | 4.5% | 1047.635
Olympus America Inc. | OCT-39001SX6 | 39001-SX625; AT-ECFP/CERULEAN 435/20X, 455BS (2), 480/30M (2) | 900 | 4.5% | 859.5
Olympus America Inc. | OCT-39001SZX | 39001-SZX; AT-ECFP/CERULEAN 435/20X, 480/30M (2) | 600 | 4.5% | 573
Olympus America Inc. | OCT-39002BX2 | 39002-BX2; AT-EGFP/FITC/CY2/ALEX488, 480/30X, 505BS, 535/40M | 941 | 4.5% | 898.655
Olympus America Inc. | OCT-39002BX3 | 39002-BX3; AT-EGFP/FITC/CY2/ALEX488, 480/30X, 505BS, 535/40M | 941 | 4.5% | 898.655
Olympus America Inc. | OCT-39002CKX | 39002-CKX; AT-EGFP/FITC/CY2/ALEX488, 480/30X, 505BS, 535/40M | 1097 | 4.5% | 1047.635
Olympus America Inc. | OCT-39002CX | 39002-CX; AT-EGFP/FITC/CY2/ALEX488, 480/30X, 505BS, 535/40M | 1228 | 4.5% | 1172.74
Olympus America Inc. | OCT-39002IX3 | 39002-IX3; AT-EGFP/FITC/CY2/ALEX488, 480/30X, 505BS, 535/40M | 1388 | 4.5% | 1325.54
Olympus America Inc. | OCT-39002SX6 | 39002-SX625; AT-EGFP/FITC/CY2/ALEX488, 480/30X (2), 505BS, 535/40M (2) | 900 | 4.5% | 859.5
Olympus America Inc. | OCT-39002SZX | 39002-SZX; AT-EGFP/FITC/CY2/ALEX488, 480/30X, 535/40M (2) | 600 | 4.5% | 573
Olympus America Inc. | OCT-39003 | 39003; EYFP/VENUS/CIT 495/20X, 515BS, 540/30M | 500 | 4.5% | 477.5
Olympus America Inc. | OCT-39003BX2 | 39003-BX2; AT-EYFP/VENUS/CIT 495/20X, 515BS, 540/30M | 941 | 4.5% | 898.655
Olympus America Inc. | OCT-39003BX3 | 39003-BX3; AT-EYFP/VENUS/CIT 495/20X, 515BS, 540/30M | 941 | 4.5% | 898.655
Olympus America Inc. | OCT-39003CKX | 39003-CKX; AT-EYFP/VENUS/CIT 495/20X, 515BS, 540/30M | 1097 | 4.5% | 1047.635
Olympus America Inc. | OCT-39003IX3 | 39003-IX3; EYFP/VENUS/CIT 495/20X, 515BS, 540/30M | 1388 | 4.5% | 1325.54
Olympus America Inc. | OCT-39003SX6 | 39003-SX625; AT-EYFP/VENUS/CIT 495/20X, 515BS (2), 540/30M (2) | 900 | 4.5% | 859.5
Olympus America Inc. | OCT-39003SZX | 39003-SZX; AT-EYFP/VENUS/CIT 495/20X, 540/30M (2) | 600 | 4.5% | 573
Olympus America Inc. | OCT-39004 | 39004; AT-TRITC/CY3 540/25X, 565BS, 605/55M | 500 | 4.5% | 477.5
Olympus America Inc. | OCT-39004BX2 | 39004-BX2; AT-TRITC/CY3 540/25X, 565BS, 605/55M | 941 | 4.5% | 898.655
Olympus America Inc. | OCT-39004BX3 | 39004-BX3; AT-TRITC/CY3 540/25X, 565BS, 605/55M | 941 | 4.5% | 898.655
Olympus America Inc. | OCT-39004CKX | 39004-CKX; AT-TRITC/CY3 540/25X, 565BS, 605/55M | 1097 | 4.5% | 1047.635
Olympus America Inc. | OCT-39004IX3 | 39004-IX3; AT-TRITC/CY3 540/25X, 565BS, 605/55M | 1388 | 4.5% | 1325.54
Olympus America Inc. | OCT-39004SX6 | 39004-SX625; AT-TRITC/CY3 540/25X, 565BS (2), 605/55M (2) | 900 | 4.5% | 859.5
Olympus America Inc. | OCT-39004SZX | 39004-SZX; AT-TRITC/CY3 540/25X, 605/55M (2) | 600 | 4.5% | 573
Olympus America Inc. | OCT-39005BX2 | 39005-BX2; AT-TRICT-REDSHFT 540/25X, 565BS, 620/60M | 941 | 4.5% | 898.655
Olympus America Inc. | OCT-39005BX3 | 39005-BX3; AT-TRICT-REDSHFT 540/25X, 565BS, 620/60M | 941 | 4.5% | 898.655
Olympus America Inc. | OCT-39005CKX | 39005-CKX; AT-TRICT-REDSHFT 540/25X, 565BS, 620/60M | 1097 | 4.5% | 1047.635
Olympus America Inc. | OCT-39005IX3 | 39005-IX3; AT-TRICT-REDSHFT 540/25X, 565BS, 620/60M | 1388 | 4.5% | 1325.54
Olympus America Inc. | OCT-39005SX6 | 39005-SX625; AT-TRICT-REDSHFT 540/25X, 565BS (2), 620/60M (2) | 900 | 4.5% | 859.5
Olympus America Inc. | OCT-39005SZX | 39005-SZX; AT-TRICT-REDSHFT 540/25X, 620/60M (2) | 600 | 4.5% | 573
Olympus America Inc. | OCT-39007 | 39007; AT-CY5/ALEXA647/DRAQ5 620/50X, 655BS, 690/50M | 500 | 4.5% | 477.5
Olympus America Inc. | OCT-39007BX2 | 39007-BX2; AT-CY5/ALEXA647/DRAQ5 620/50X, 655BS, 690/50M | 941 | 4.5% | 898.655
Olympus America Inc. | OCT-39007BX3 | 39007-BX3; AT-CY5/ALEXA647/DRAQ5 620/50X, 655BS, 690/50M | 941 | 4.5% | 898.655
Olympus America Inc. | OCT-39007CKX | 39007-CKX; AT-CY5/ALEXA647/DRAQ5 620/50X, 655BS, 690/50M | 1097 | 4.5% | 1047.635
Olympus America Inc. | OCT-39007IX3 | 39007-IX3; AT-CY5/ALEXA647/DRAQ5 620/50X, 655BS, 690/50M | 1388 | 4.5% | 1325.54
Olympus America Inc. | OCT-39007SX6 | 39007-SX625; AT-CY5/ALEXA647/DRAQ5 620/50X , 655BS (2), 690/50M (2) | 900 | 4.5% | 859.5
Olympus America Inc. | OCT-39007SZX | 39007-SZX; AT-CY5/ALEXA647/DRAQ5 620/50X, 690/50M (2) | 600 | 4.5% | 573
Olympus America Inc. | OCT-39008BX2 | 39008-BX2; AT-Luc Yellow/ALEXA430 420/40X, 455BS, 535/40M | 941 | 4.5% | 898.655
Olympus America Inc. | OCT-39008BX3 | 39008-BX3; AT-Luc Yellow/ALEXA430 420/40X, 455BS, 535/40M | 941 | 4.5% | 898.655
Olympus America Inc. | OCT-39008CKX | 39008-CKX; AT-Luc Yellow/ALEXA430 420/40X, 455BS, 535/40M | 1097 | 4.5% | 1047.635
Olympus America Inc. | OCT-39008SX6 | 39008-SX625; AT-Luc Yellow/ALEXA430 420/40X, 455BS (2), 535/40M (2) | 900 | 4.5% | 859.5
Olympus America Inc. | OCT-39008SZX | 39008-SZX; AT-Luc Yellow/ALEXA430 420/40X, 535/40M (2) | 600 | 4.5% | 573
Olympus America Inc. | OCT-39009BX2 | 39009-BX2; AT-Acr Orange/Di-8-ANEPPS 480/30X, | 941 | 4.5% | 898.655
Olympus America Inc. | OCT-39009BX3 | 39009-BX3; AT-Acr Orange/Di-8-ANEPPS 480/30X, 505BS, 620/60M | 941 | 4.5% | 898.655
Olympus America Inc. | OCT-39009CKX | 39009-CKX; AT-Acr Orange/Di-8-ANEPPS 480/30X, 505BS, 620/60M | 1097 | 4.5% | 1047.635
Olympus America Inc. | OCT-39009SX6 | 39009-SX625; AT-Acr Orange/Di-8-ANEPPS 480/30X, 505BS (2), 620/60M (2) | 900 | 4.5% | 859.5
Olympus America Inc. | OCT-39009SZX | 39009-SZX; AT-Acr Orange/Di-8-ANEPPS 480/30X, 620/60M (2) | 600 | 4.5% | 573
Olympus America Inc. | OCT-39010 | 39010; AT-TXRED/MCHRY/ALEX594 560/40X, 600BS, 635/60M | 500 | 4.5% | 477.5
Olympus America Inc. | OCT-39010BX2 | 39010-BX2; AT-TXRED/MCHRY/ALEX594 560/40X, 600BS, 635/60M | 941 | 4.5% | 898.655
Olympus America Inc. | OCT-39010BX3 | 39010-BX3; AT-TXRED/MCHRY/ALEX594 560/40X, 600BS, 635/60M | 941 | 4.5% | 898.655
Olympus America Inc. | OCT-39010CKX | 39010-CKX; AT-TXRED/MCHRY/ALEX594 560/40X, 600BS, 635/60M | 1097 | 4.5% | 1047.635
Olympus America Inc. | OCT-39010IX3 | 39010-IX3; AT-TXRED/MCHRY/ALEX594 560/40X, 600BS, 635/60M | 1388 | 4.5% | 1325.54
Olympus America Inc. | OCT-39010SX6 | 39010-SX625; AT-TXRED/MCHRY/ALEX594 560/40X, 600BS (2), 635/60M (2) | 900 | 4.5% | 859.5
Olympus America Inc. | OCT-39010SZX | 39010-SZX; AT-TXRED/MCHRY/ALEX594 560/40X, 635/60M (2) | 600 | 4.5% | 573
Olympus America Inc. | OCT-39106BX2 | 39106-BX2; AT-QDot 625 425/50X, BS485, 625/30M | 991 | 4.5% | 946.405
Olympus America Inc. | OCT-39106BX3 | 39106-BX3; AT-QDot 625 425/50X, BS485, 625/30M | 991 | 4.5% | 946.405
Olympus America Inc. | OCT-39107BX2 | 39107-BX2; AT-QDot 655 425/50X, BS485, 655/30M | 991 | 4.5% | 946.405
Olympus America Inc. | OCT-39107BX3 | 39107-BX3; AT-QDot 655 425/50X, BS485, 655/30M | 991 | 4.5% | 946.405
Olympus America Inc. | OCT-39108BX3 | 39108-BX3; AT-QDot 705 425/50X, BS485, 705/30M | 991 | 4.5% | 946.405
Olympus America Inc. | OCT-405ADM | zt405rdc-uf2; Qte MS05337; 405nm ADM | 840 | 4.5% | 802.2
Olympus America Inc. | OCT-405EXDM | zt405rdc-uf2; Qte MS05337; 405nm excitation DM | 560 | 4.5% | 534.8
Olympus America Inc. | OCT-442/488RPC | ZT442/488RPC; ET DUAL LASER DICHROIC 38x26mm | 575 | 4.5% | 549.125
Olympus America Inc. | OCT-488ADM | zt488rdc-uf2; Qte MS05337; 488nm ADM | 840 | 4.5% | 802.2
Olympus America Inc. | OCT-488EXDM | zt488rdc-uf2; Qte MS05337; 488nm excitation DM | 560 | 4.5% | 534.8
Olympus America Inc. | OCT-49000 | 49000; ET-DAPI 350/50x, BS400, 460/50m | 625 | 4.5% | 596.875
Olympus America Inc. | OCT-49000BH2 | 49000-BH2; ET-DAPI 350/50x,BS400, 460/50m | 900 | 4.5% | 859.5
Olympus America Inc. | OCT-49000BX2 | 49000-BX2; ET-DAPI 350/50X, BS400, 460/50M | 1066 | 4.5% | 1018.03
Olympus America Inc. | OCT-49000BX3 | 49000-BX3; ET-DAPI 350/50X, BS400, 460/50M | 1066 | 4.5% | 1018.03
Olympus America Inc. | OCT-49000CKX | 49000-CKX; ET-DAPI 350/50x, BS400, 460/50m | 625 | 4.5% | 596.875
Olympus America Inc. | OCT-49000CX | 49000-CX; ET-DAPI 350/50x,BS400, 460/50m | 1381 | 4.5% | 1318.855
Olympus America Inc. | OCT-49000IX3 | 49000-IX3; ET-DAPI 350/50X, BS400, 460/50M | 1483 | 4.5% | 1416.265
Olympus America Inc. | OCT-49000MVX | 49000-MVX; ET-DAPI 350/50X, BS400, 460/50M | 1218 | 4.5% | 1163.19
Olympus America Inc. | OCT-49000SX6 | 49000-SX625; ET-DAPI 350/50X, BS400 (2), 460/50M (2) | 1175 | 4.5% | 1122.125
Olympus America Inc. | OCT-49001 | 49001; ET-ECFP 436/20X, BS455, 480/40M | 825 | 4.5% | 787.875
Olympus America Inc. | OCT-49001BX2 | 49001-BX2; ET-ECFP 436/20X, BS455, 480/40M | 1266 | 4.5% | 1209.03
Olympus America Inc. | OCT-49001BX3 | 49001-BX3; ET-ECFP 436/20X, BS455, 480/40M | 1266 | 4.5% | 1209.03
Olympus America Inc. | OCT-49001IX3 | 49001-IX3; ET-ECFP 436/20X, BS455, 480/40M | 1713 | 4.5% | 1635.915
Olympus America Inc. | OCT-49001MVX | 49001-MVX; ET-ECFP 436/20X, BS455, 480/40M | 1418 | 4.5% | 1354.19
Olympus America Inc. | OCT-49001SZX | 49001-SZX; ET-ECFP D436/20x, 480/40m (2) | 975 | 4.5% | 931.125
Olympus America Inc. | OCT-49002 | 49002; ET-EGFP 470/40x, BS495, 525/50m | 825 | 4.5% | 787.875
Olympus America Inc. | OCT-49002BH2 | 49002-BH2; ET-EGFP 470/40x,BS495, 525/50m | 1100 | 4.5% | 1050.5
Olympus America Inc. | OCT-49002BX2 | 49002-BX2; ET-EGFP/FITC/CY2 470/40X, BS495, 525/50M | 1266 | 4.5% | 1209.03
Olympus America Inc. | OCT-49002BX3 | 49002-BX3; ET-EGFP/FITC/CY2 470/40X, BS495, 525/50M | 1266 | 4.5% | 1209.03
Olympus America Inc. | OCT-49002CKX | 49002-CKX; ET-EGFP 470/40x, BS495, 525/50m | 825 | 4.5% | 787.875
Olympus America Inc. | OCT-49002CX | 49002-CX; ET-EGFP/FITC/CY2 470/40X, BS495, 525/50M | 1419 | 4.5% | 1355.145
Olympus America Inc. | OCT-49002IX3 | 49002-IX3; ET-EGFP/FITC/CY2 470/40X, BS495, 525/50M | 1713 | 4.5% | 1635.915
Olympus America Inc. | OCT-49002LPM | 49002-LPM; ET-EGFP 470/40x, BS495, 525/50m for 91004 Leica | 1175 | 4.5% | 1122.125
Olympus America Inc. | OCT-49002MVX | 49002-MVX; ET-EGFP/FITC/CY2 470/40X, BS495, 525/50M | 1418 | 4.5% | 1354.19
Olympus America Inc. | OCT-49002SX6 | 49002-SX625; ET-EGFP/FITC 470/40X, BS495 (2), 525/50M (2) | 1425 | 4.5% | 1360.875
Olympus America Inc. | OCT-49002SZX | 49002-SZX; ET-EGFP 470/40x, 525/50m (2) | 978 | 4.5% | 933.99
Olympus America Inc. | OCT-49003 | 49003; ET-EYFP 500/20X, BS515, 535/30M | 825 | 4.5% | 787.875
Olympus America Inc. | OCT-49003BH2 | 49003-BH2; ET-EYFP 500/20X, BS515, 535/30M | 1100 | 4.5% | 1050.5
Olympus America Inc. | OCT-49003BX2 | 49003-BX2; ET-EYFP 500/20X, BS515, 535/30M | 1266 | 4.5% | 1209.03
Olympus America Inc. | OCT-49003BX3 | 49003-BX3; ET-EYFP 500/20X, BS515, 535/30M | 1266 | 4.5% | 1209.03
Olympus America Inc. | OCT-49003IX3 | 49003-IX3; ET-EYFP 500/20X, BS515, 535/30M | 1713 | 4.5% | 1635.915
Olympus America Inc. | OCT-49003MVX | 49003-MVX; ET-EYFP 500/20X, BS515, 535/30M | 1418 | 4.5% | 1354.19
Olympus America Inc. | OCT-49003SZX | 49003-SZX; ET-EYFP 500/20X, 535/30M (2) | 975 | 4.5% | 931.125
Olympus America Inc. | OCT-49004 | 49004; ET-CY3/TRITC 545/25X, BS565, 605/70M | 825 | 4.5% | 787.875
Olympus America Inc. | OCT-49004BX2 | 49004-BX2; ET-CY3/TRITC 545/25X, BS565, 605/70M | 1266 | 4.5% | 1209.03
Olympus America Inc. | OCT-49004BX3 | 49004-BX3; ET-CY3/TRITC 545/25X, BS565, 605/70M | 1266 | 4.5% | 1209.03
Olympus America Inc. | OCT-49004IX3 | 49004-IX3; ET-CY3/TRITC 545/25X, BS565, 605/70M | 1713 | 4.5% | 1635.915
Olympus America Inc. | OCT-49004MVX | 49004-MVX; ET-CY3/TRITC 545/25X, BS565, 605/70M | 1418 | 4.5% | 1354.19
Olympus America Inc. | OCT-49004SX6 | 49004-SX625; ET-CY3/TRITC 545/25X, BS565 (2), 605/70M (2) | 1425 | 4.5% | 1360.875
Olympus America Inc. | OCT-49005 | 49005; ET-DSRED/TRITC/Cy3 545/30x, BS570, 620/60m | 825 | 4.5% | 787.875
Olympus America Inc. | OCT-49005BX2 | 49005-BX2; ET-DSRED/TRITC/Cy3 545/30X, BS570, 620/60M | 1266 | 4.5% | 1209.03
Olympus America Inc. | OCT-49005BX3 | 49005-BX3; ET-DSRED/TRITC/Cy3 545/30X, BS570, 620/60M | 1266 | 4.5% | 1209.03
Olympus America Inc. | OCT-49005IX3 | 49005-IX3; ET-DSRED/TRITC/Cy3 545/30X, BS570, 620/60M | 1713 | 4.5% | 1635.915
Olympus America Inc. | OCT-49005LPM | 49005-LPM; ET-TRITC 545/30x, BS570, 620/60m for 91004 Leica | 1175 | 4.5% | 1122.125
Olympus America Inc. | OCT-49005MVX | 49005-MVX; ET-DSRED/TRITC/Cy3 545/30X, BS570, 620/60M | 1418 | 4.5% | 1354.19
Olympus America Inc. | OCT-49005SX6 | 49005-SX625; ET-DSRED/TRITC 545/30X, BS570 (2), 620/60M (2) | 1425 | 4.5% | 1360.875
Olympus America Inc. | OCT-49005SZX | 49005-SZX; ET-TRITC 545/30x, 620/60m (2) | 975 | 4.5% | 931.125
Olympus America Inc. | OCT-49006 | 49006; ET-CY5 620/60X, BS660, 700/75M | 825 | 4.5% | 787.875
Olympus America Inc. | OCT-49006BX2 | 49006-BX2; ET-CY5 620/60X, BS660, 700/75M | 1266 | 4.5% | 1209.03
Olympus America Inc. | OCT-49006BX3 | 49006-BX3; ET-CY5 620/60X, BS660, 700/75M | 1266 | 4.5% | 1209.03
Olympus America Inc. | OCT-49006IX3 | 49006-IX3; ET-CY5 620/60X, BS660, 700/75M | 1713 | 4.5% | 1635.915
Olympus America Inc. | OCT-49006LPM | 49006-LPM; ET-CY5 620/60X, BS660, 700/75M for 91004 Leica | 1175 | 4.5% | 1122.125
Olympus America Inc. | OCT-49006MVX | 49006-MVX; ET-CY5 620/60X, BS660, 700/75M | 1418 | 4.5% | 1354.19
Olympus America Inc. | OCT-49006SX6 | 49006-SX625; ET-CY5 620/60X, BS660 (2), 700/75M (2) | 1425 | 4.5% | 1360.875
Olympus America Inc. | OCT-49007BX2 | 49007-BX2; ET-CY7 710/75X, BS760, 810/90M | 1266 | 4.5% | 1209.03
Olympus America Inc. | OCT-49007BX3 | 49007-BX3; ET-CY7 710/75X, BS760, 810/90M | 1266 | 4.5% | 1209.03
Olympus America Inc. | OCT-49007IX3 | 49007-IX3; ET-CY7 710/75X, BS760, 810/90M | 1713 | 4.5% | 1635.915
Olympus America Inc. | OCT-49007MVX | 49007-MVX; ET-CY7 710/75X, BS760, 810/90M | 1418 | 4.5% | 1354.19
Olympus America Inc. | OCT-49007SZX | 49007-SZX; ET-CY7 710/75x, 810/90m (2) | 2330 | 4.5% | 2225.15
Olympus America Inc. | OCT-49008 | 49008; ET-MCHERRY/TXRED 560/40X BS585, 630/75M | 825 | 4.5% | 787.875
Olympus America Inc. | OCT-49008BX2 | 49008-BX2; ET-MCHERRY/TXRED 560/40X BS585, 630/75M | 1266 | 4.5% | 1209.03
Olympus America Inc. | OCT-49008BX3 | 49008-BX3; ET-MCHERRY/TXRED 560/40X BS585, 630/75M | 1266 | 4.5% | 1209.03
Olympus America Inc. | OCT-49008CKX | 49008-CKX; ET-MCHERRY/TXRED 560/40X BS585, 630/75M | 825 | 4.5% | 787.875
Olympus America Inc. | OCT-49008CX | 49008-CX; ET-MCHERRY/TXRED 560/40X BS585, 630/75M | 1609 | 4.5% | 1536.595
Olympus America Inc. | OCT-49008IX3 | 49008-IX3; ET-MCHERRY/TXRED 560/40X BS585, 630/75M | 1713 | 4.5% | 1635.915
Olympus America Inc. | OCT-49008MVX | 49008-MVX; ET-MCHERRY/TXRED 560/40X BS585, 630/75M | 1418 | 4.5% | 1354.19
Olympus America Inc. | OCT-49008SX6 | 49008-SX625; ET-MCHERRY/TXRED 560/40X BS585 (2), 630/75M (2) | 1375 | 4.5% | 1313.125
Olympus America Inc. | OCT-49008SZX | 49008-SZX; ET-mCherry 560/40X, ET630/75m (2) | 975 | 4.5% | 931.125
Olympus America Inc. | OCT-49008ZHE | 49008-ZHE; ET-MCHERRY/TXRED 560/40X BS585, 630/75M for for 91015 Zeiss | 1100 | 4.5% | 1050.5
Olympus America Inc. | OCT-49009BX2 | 49009-BX2; ET-CY5 640/30X, BS660, 690/50M | 1266 | 4.5% | 1209.03
Olympus America Inc. | OCT-49009BX3 | 49009-BX3; ET-CY5 640/30X, BS660, 690/50M | 1266 | 4.5% | 1209.03
Olympus America Inc. | OCT-49009CKX | 49009-CKX; ET-CY5 640/30x, BS660, 690/50m | 825 | 4.5% | 787.875
Olympus America Inc. | OCT-49009IX3 | 49009-IX3; ET-CY5 640/30X, BS660, 690/50M | 1713 | 4.5% | 1635.915
Olympus America Inc. | OCT-49009MVX | 49009-MVX; ET-CY5 640/30X, BS660, 690/50M | 1025 | 4.5% | 978.875
Olympus America Inc. | OCT-49009SX6 | 49009-SX625; ET-CY5 640/30X, BS660 (2), 690/50M (2) | 1425 | 4.5% | 1360.875
Olympus America Inc. | OCT-49009SZX | 49009-SZX; ET-CY5 640/30x, 690/50m (2) | 2330 | 4.5% | 2225.15
Olympus America Inc. | OCT-49010 | 49010; ET-R&B Phy/mOrange/mKO 546/10X, BS560, 585/40M | 825 | 4.5% | 787.875
Olympus America Inc. | OCT-49010BX2 | 49010-BX2; ET-R&B Phy/mOrange/mKO 546/10X, BS560, 585/40M | 1266 | 4.5% | 1209.03
Olympus America Inc. | OCT-49010BX3 | 49010-BX3; ET-R&B Phy/mOrange/mKO 546/10X, 560BS, 585/40M | 1266 | 4.5% | 1209.03
Olympus America Inc. | OCT-49010IX3 | 49010-IX3; ET-R&B Phy/mOrange/mKO 546/10X, 560BS, 585/40M | 1713 | 4.5% | 1635.915
Olympus America Inc. | OCT-49011 | 49011;ET-ALEXA488/FLUO3/OREGRN480/40X,BS510, 535/50M | 825 | 4.5% | 787.875
Olympus America Inc. | OCT-49011BX2 | 49011-BX2; ET-Alexa488/Fluo3/OreGrn 480/40X, BS510, 535/50M | 1266 | 4.5% | 1209.03
Olympus America Inc. | OCT-49011BX3 | 49011-BX3; ET-Alexa488/Fluo3/OreGrn 480/40X, BS510, 535/50M | 1266 | 4.5% | 1209.03
Olympus America Inc. | OCT-49011CKX | 49011-CKX; ET-Alexa488/Fluo3/OreGrn 480/40X, BS510, 535/50M | 1225 | 4.5% | 1169.875
Olympus America Inc. | OCT-49011SX6 | 49011-SX625; Alexa488/OreGrn 480/40X, BS510(2), 535/50M(2) | 1375 | 4.5% | 1313.125
Olympus America Inc. | OCT-49011SZX | 49011-SZX; ET-Alexa488/Fluo3/OreGrn 480/40X, 535/50M (2) | 975 | 4.5% | 931.125
Olympus America Inc. | OCT-49012 | 49012; ET-FITC/EGFP LP 480/40X, BS510, 505LP | 825 | 4.5% | 787.875
Olympus America Inc. | OCT-49012BX2 | 49012-BX2; ET-FITC/EGFP LP 480/40X, BS510, 505LP | 1266 | 4.5% | 1209.03
Olympus America Inc. | OCT-49012BX3 | 49011-BX3; ET-FITC/EGFP LP 480/40X, BS510, 505LP | 1266 | 4.5% | 1209.03
Olympus America Inc. | OCT-49012IX3 | 49012-IX3; ET-FITC/EGFP LP 480/40X, BS510, 505LP | 1713 | 4.5% | 1635.915
Olympus America Inc. | OCT-49012SZX | 49012-SZX; ET-FITC/EGFP LP 480/40X, 505LP (2) | 975 | 4.5% | 931.125
Olympus America Inc. | OCT-49013BX2 | 49013-BX2; ET-TFP 445/30X, BS470, 500/40M | 1266 | 4.5% | 1209.03
Olympus America Inc. | OCT-49013BX3 | 49013-BX3; ET-TFP 445/30X, BS470, 500/40M | 1266 | 4.5% | 1209.03
Olympus America Inc. | OCT-49013IX3 | 49013-IX3; ET-TFP 445/30X, BS470, 500/40M | 1713 | 4.5% | 1635.915
Olympus America Inc. | OCT-49014BX2 | 49014-BX2; ET-mkO/mOrange 530/30x, BS550lp, 575/40m | 1266 | 4.5% | 1209.03
Olympus America Inc. | OCT-49014BX3 | 49014-BX3; ET-mkO/mOrange 530/30x, BS550lp, 575/40m | 1266 | 4.5% | 1209.03
Olympus America Inc. | OCT-49014IX3 | 49014-IX3; ET-mkO/mOrange 530/30x, BS550lp, 575/40m | 1713 | 4.5% | 1635.915
Olympus America Inc. | OCT-49014MVX | 49014-MVX; ET-mkO/mOrange 530/30x, BS550lp, 575/40m | 1025 | 4.5% | 978.875
Olympus America Inc. | OCT-49015BX2 | 49015-BX2; ET-Alexa633 605/50X, BS635, 670/50M | 1266 | 4.5% | 1209.03
Olympus America Inc. | OCT-49016BX2 | 49016-BX2; ET-Cy3/TRITC LP 545/25X, BS562, 570LP | 1266 | 4.5% | 1209.03
Olympus America Inc. | OCT-49016IX3 | 49016-IX3; ET-Cy3/TRITC LP 545/20X, BS562, 570LP | 1613 | 4.5% | 1540.415
Olympus America Inc. | OCT-49016MVX | 49016-MVX; ET-Cy3/TRITC LP 545/25X, BS562, 570LP | 1418 | 4.5% | 1354.19
Olympus America Inc. | OCT-49017BX2 | 49017-BX2; ET-mCherry/TexasRed LP 560/40x, BS590, 590lpm | 1266 | 4.5% | 1209.03
Olympus America Inc. | OCT-49017BX3 | 49017-BX3; ET-mCherry/TexasRed LP 560/40x, BS590, 590lpm | 1266 | 4.5% | 1209.03
Olympus America Inc. | OCT-49017IMT | 49017-IMT; ET-mCherry/TexasRed LP 560/40x, BS590, 590lpm | 1075 | 4.5% | 1026.625
Olympus America Inc. | OCT-49018BX2 | 49018-BX2; ET-EGFP LP 470/40X, BS495, 500mLP | 1266 | 4.5% | 1209.03
Olympus America Inc. | OCT-49018BX3 | 49018-BX3; ET-EGFP LP 470/40X, BS495, 500LP | 1266 | 4.5% | 1209.03
Olympus America Inc. | OCT-49018MVX | 49018-MVX; ET-EGFP LP 470/40X, BS495, 500mLP | 1418 | 4.5% | 1354.19
Olympus America Inc. | OCT-49019BX2 | 49019-BX2; ET-Cy5 LP 620/60X, BS660, 665LP | 1266 | 4.5% | 1209.03
Olympus America Inc. | OCT-49019IX3 | 49019-IX3; ET-Cy5 LP 620/60X, BS660, 665LP | 1613 | 4.5% | 1540.415
Olympus America Inc. | OCT-49019MVX | 49019-MVX; ET-Cy5 LP 620/60X, BS660, 665LP | 1418 | 4.5% | 1354.19
Olympus America Inc. | OCT-49019SZX | 49019-SZX; ET-Cy5 LP 620/60X, 665LP (2) | 975 | 4.5% | 931.125
Olympus America Inc. | OCT-49020BX2 | 49020-BX2; ET-Narrowband EGFP 480/20X, BS495, 510/20M | 1266 | 4.5% | 1209.03
Olympus America Inc. | OCT-49020BX3 | 49020-BX3; ET-Narrowband EGFP 480/20X, BS495, 510/20M | 1266 | 4.5% | 1209.03
Olympus America Inc. | OCT-49020MVX | 49020-MVX; ET-NARROW GFP 480/20X, BS495, 510/20M | 1418 | 4.5% | 1354.19
Olympus America Inc. | OCT-49020ZA1 | 49020-ZA1; ET-NARROW GFP 480/20X, BS495, 510/20M | 1020 | 4.5% | 974.1
Olympus America Inc. | OCT-49021BX2 | 49021-BX2; ET-EBFP2/Coumarin/aDAPI 405/20X, BS425, 460/50m | 1266 | 4.5% | 1209.03
Olympus America Inc. | OCT-49021BX3 | 49021-BX3; ET-EBFP2/Coumarin/aDAPI 405/20X, BS425, 460/50m | 1266 | 4.5% | 1209.03
Olympus America Inc. | OCT-49021IMT | 49021-IMT; ET-EBFP2/Coumarin/aDAPI 405/20X, BS425, 460/50m | 1075 | 4.5% | 1026.625
Olympus America Inc. | OCT-49021IX3 | 49021-IX3; ET-EBFP2/Coumarin/aDAPI 405/20X, BS425, 460/50m | 1713 | 4.5% | 1635.915
Olympus America Inc. | OCT-49021SX6 | 49021-SX625; ET-EBFP2/DAPI 405/20X, BS425 (2), 460/50M (2) | 1375 | 4.5% | 1313.125
Olympus America Inc. | OCT-49021SZX | 49021-SZX; ET - EBFP2/Coumarin/aDAPI 405/20X, 460/50m (2) | 975 | 4.5% | 931.125
Olympus America Inc. | OCT-49022BX2 | 49022-BX2; ET-Cy5.5 650/45X, BS685, 720/60M | 1266 | 4.5% | 1209.03
Olympus America Inc. | OCT-49022BX3 | 49022-BX3; ET-Cy5.5 650/45X, BS685, 720/60M | 1266 | 4.5% | 1209.03
Olympus America Inc. | OCT-49022CKX | 49022-CKX; ET-Cy5.5 650/45X, BS685, 720/60M | 825 | 4.5% | 787.875
Olympus America Inc. | OCT-49022IX3 | 49022-IX3; ET-Cy5.5 650/45X, BS685, 720/60M | 1713 | 4.5% | 1635.915
Olympus America Inc. | OCT-49023BX2 | 49023-BX2; ET-Alexa514/ZsYellow/Eos 500/40X, BS525, 560/50M | 1266 | 4.5% | 1209.03
Olympus America Inc. | OCT-49023BX3 | 49023-BX3; ET-Alexa514/ZsYellow/Eos 500/40X, BS525, 560/50M | 1292 | 4.5% | 1233.86
Olympus America Inc. | OCT-49024BX3 | 49024-BX3; KEIMA RED/DIA 440/40X, BS495, 630/75M | 1266 | 4.5% | 1209.03
Olympus America Inc. | OCT-49025 | 49025; ET-DAPI/FluoroGold LP 350/50X, BS400, 425LP | 825 | 4.5% | 787.875
Olympus America Inc. | OCT-49025BX2 | 49025-BX2; ET-DAPI/FluoroGold LP 350/50X, BS400, 425LP | 1266 | 4.5% | 1209.03
Olympus America Inc. | OCT-49025BX3 | 49025-BX3; ET-DAPI/FluoroGold LP 350/50X, BS400, 425LP | 1066 | 4.5% | 1018.03
Olympus America Inc. | OCT-49025IX3 | 49025-IX3; ET-DAPI/FluoroGold LP 350/50X, BS400, 425LP | 1613 | 4.5% | 1540.415
Olympus America Inc. | OCT-49025MVX | 49025-MVX; ET-DAPI/FluoroGoldLP 350/50x, BS400, 425mLP | 1290 | 4.5% | 1231.95
Olympus America Inc. | OCT-49026BX2 | 49026-BX2; ET-Tetracycline 405/40X, 470BS, 550/60M | 1266 | 4.5% | 1209.03
Olympus America Inc. | OCT-49026BX3 | 49026-BX3; ET-Tetracycline 405/40X, 470BS, 550/60M | 1266 | 4.5% | 1209.03
Olympus America Inc. | OCT-49028 | 49028; ET-DAPI 395/25X, BS425, 460/50M | 825 | 4.5% | 787.875
Olympus America Inc. | OCT-49028BX2 | 49028-BX2; ET-DAPI 395/25X, BS425, 460/50M | 1266 | 4.5% | 1209.03
Olympus America Inc. | OCT-49028BX3 | 49028-BX3; ET-DAPI 395/25X, BS425, 460/50M | 1266 | 4.5% | 1209.03
Olympus America Inc. | OCT-49028IX3 | 49028-IX3; ET-DAPI 395/25X, BS425, 460/50M | 1713 | 4.5% | 1635.915
Olympus America Inc. | OCT-49028LPM | 49028-LPM; ET-DAPI 395/25X, BS425, 460/50M for 91004 Leica | 1175 | 4.5% | 1122.125
Olympus America Inc. | OCT-49028MVX | 49028-MVX; ET-DAPI 395/25X, BS425, 460/50M | 1418 | 4.5% | 1354.19
Olympus America Inc. | OCT-49028SZX | 49028-SZX; ET-DAPI 395/25X, 460/50M (2) | 975 | 4.5% | 931.125
Olympus America Inc. | OCT-49029BX2 | 49029-BX2; ET-EYFP LP 500/20X, BS515, 520LP | 1266 | 4.5% | 1209.03
Olympus America Inc. | OCT-49029BX3 | 49029-BX3; ET-EYFP LP 500/20X, BS515, 520LP | 1266 | 4.5% | 1209.03
Olympus America Inc. | OCT-49029IX3 | 49029-IX3; ET-EYFP LP 500/20X, BS515, 520LP | 1713 | 4.5% | 1635.915
Olympus America Inc. | OCT-49029SZX | 49029-SZX; ET-EYFP LP 500/20X, 520LPm (2) | 975 | 4.5% | 931.125
Olympus America Inc. | OCT-49030BX2 | 49030-BX2; ET-ICG 775/50X, BS810, 845/55M | 1266 | 4.5% | 1209.03
Olympus America Inc. | OCT-49031BX3 | 49031-BX3; ET-Alexa Fluor 568 Cy3.5, 569/25X, 588BS, 615/40M | 1266 | 4.5% | 1209.03
Olympus America Inc. | OCT-49037 | 49037; ET Li-Cor for IR dye 800 740/40x, BS770, 780mlp | 825 | 4.5% | 787.875
Olympus America Inc. | OCT-49037BX2 | 49037-BX2; ET-IR Dye 800 740/40X, BS770, 780LP | 1266 | 4.5% | 1209.03
Olympus America Inc. | OCT-49037MVX | 49037-MVX; ET-IR Dye 800 740/40X, BS770, 780LP | 1418 | 4.5% | 1354.19
Olympus America Inc. | OCT-49052BX2 | 49052-BX2; ET-ECFP/EYFP FRET 436/20X BS455, 535/30M | 1266 | 4.5% | 1209.03
Olympus America Inc. | OCT-49052CKX | 49052-CKX; ET-ECFP/EYFP FRET 436/20X BS455, 535/30M | 825 | 4.5% | 787.875
Olympus America Inc. | OCT-49301BX2 | 49301-BX2; ET-BLUE 405/10X, BS425, 460/36M | 1266 | 4.5% | 1209.03
Olympus America Inc. | OCT-49301BX3 | 49301-BX3; ET-BLUE 405/10X, BS425, 460/36M | 1266 | 4.5% | 1209.03
Olympus America Inc. | OCT-49302 | 49302; ET-AQUA 436/20X, BS455, 480/30M | 825 | 4.5% | 787.875
Olympus America Inc. | OCT-49302BX2 | 49302-BX2; ET-AQUA 436/20X, BS455, 480/30M | 1266 | 4.5% | 1209.03
Olympus America Inc. | OCT-49302BX3 | 49302-BX3; ET-AQUA 436/20X, BS455, 480/30M | 1266 | 4.5% | 1209.03
Olympus America Inc. | OCT-49303 | 49303; ET-Green#1 FISH 495/25X BS515lp 537/29M 25mm DIA | 825 | 4.5% | 787.875
Olympus America Inc. | OCT-49303BX2 | 49303-BX2; ET-GREEN 495/25X, BS515, 537/29M | 1266 | 4.5% | 1209.03
Olympus America Inc. | OCT-49303BX3 | 49303-BX3; ET-GREEN 495/25X, BS515, 537/29M | 1266 | 4.5% | 1209.03
Olympus America Inc. | OCT-49304 | 49304; ET-GOLD/YELLOW 546/10X, BS556, 572/23M | 825 | 4.5% | 787.875
Olympus America Inc. | OCT-49304BX2 | 49304-BX2; ET-GOLD/YELLOW 546/10X, BS556, 572/23M | 1266 | 4.5% | 1209.03
Olympus America Inc. | OCT-49304BX3 | 49304-BX3; ET-GOLD/YELLOW 546/10X, BS556, 572/23M | 1266 | 4.5% | 1209.03
Olympus America Inc. | OCT-49305 | 49305; ET-Orange#1 FISH 546/22X BS565lp 590/33M 25mm DIA | 825 | 4.5% | 787.875
Olympus America Inc. | OCT-49305BX2 | 49305-BX2; ET-ORANGE 546/22X, BS565, 590/33M | 1266 | 4.5% | 1209.03
Olympus America Inc. | OCT-49305BX3 | 49305-BX3; ET-ORANGE 546/22X, BS565, 590/33M | 1266 | 4.5% | 1209.03
Olympus America Inc. | OCT-49305CKX | 49305-CKX; ET-ORANGE 546/22X, BS565, 590/33M | 825 | 4.5% | 787.875
Olympus America Inc. | OCT-49306 | 49306; ET-RED#1 FISH 580/25X, BS600, 625/30M | 825 | 4.5% | 787.875
Olympus America Inc. | OCT-49306BX2 | 49306-BX2; ET-RED 580/25X, BS600, 625/30M | 1266 | 4.5% | 1209.03
Olympus America Inc. | OCT-49306BX3 | 49306-BX3; ET-RED 580/25X, BS600, 625/30M | 1266 | 4.5% | 1209.03
Olympus America Inc. | OCT-49306CK | 49306-CK; ET-RED#1 FISH 580/25X, BS600, 625/30M | 1225 | 4.5% | 1169.875
Olympus America Inc. | OCT-49306CKX | 49306-CKX; ET-RED#1 FISH 580/25X, BS600, 625/30M | 1225 | 4.5% | 1169.875
Olympus America Inc. | OCT-49306MVX | 49306-MVX; ET-Red#1 FISH LP 580/25x, 600BS, 625/30m | 1418 | 4.5% | 1354.19
Olympus America Inc. | OCT-49306RF8 | 49306-RF8; ET-RED 580/25X, BS600, 625/30M | 825 | 4.5% | 787.875
Olympus America Inc. | OCT-49307BX2 | 49307-BX2; ET-Far Red FISH 630/20x, 647BS, 667/30m | 1266 | 4.5% | 1209.03
Olympus America Inc. | OCT-49307BX3 | 49307-BX3; ET-Far Red FISH 630/20x, 647BS, 667/30m | 1266 | 4.5% | 1209.03
Olympus America Inc. | OCT-49308BX2 | 49308-BX2; ET-GREEN #2 485/25X, BS505, 525/30M | 1266 | 4.5% | 1209.03
Olympus America Inc. | OCT-49308BX3 | 49308-BX3; ET-Green #2 FISH 485/25x, 505BS, 525/30m | 1266 | 4.5% | 1209.03
Olympus America Inc. | OCT-49309BX2 | 49309-BX2; ET-Orange #2 FISH 539/21x, 556BS,576/31m | 1266 | 4.5% | 1209.03
Olympus America Inc. | OCT-49309BX3 | 49309-BX3; ET-Orange #2 FISH 539/21x, 556BS,576/31m | 1266 | 4.5% | 1209.03
Olympus America Inc. | OCT-49310BX3 | 49310-BX3; ET-Red#2 FISH, 592/21x, BS610lp, 630/30m | 1266 | 4.5% | 1209.03
Olympus America Inc. | OCT-49311BX2 | 49311-BX2; ET-Red#2 FISH, 592/21x, BS610lp, 630/30m | 1266 | 4.5% | 1209.03
Olympus America Inc. | OCT-49311BX3 | 49311-BX3; ET-Red#2 FISH, 592/21x, BS610lp, 630/30m | 1266 | 4.5% | 1209.03
Olympus America Inc. | OCT-49312BX2 | 49312-BX2; ET - Green#3 Narrow band FISH 490/20x, 505BS, 525/20m | 1266 | 4.5% | 1209.03
Olympus America Inc. | OCT-49312BX3 | 49312-BX3; ET - Green#3 Narrow band FISH 490/20x, 505BS, 525/20m | 1266 | 4.5% | 1209.03
Olympus America Inc. | OCT-49911BX2 | 49911-BX2; ET-594nm Laser Bandpass 594/10X, 594BS, 645/75M | 1341 | 4.5% | 1280.655
Olympus America Inc. | OCT-51006x | 51006x; 51006x Excitation Filter for the G/R set 25mm Dia | 325 | 4.5% | 310.375
Olympus America Inc. | OCT-532ADM | zt532rdc-uf2; Qte MS05337; 532nm ADM | 840 | 4.5% | 802.2
Olympus America Inc. | OCT-532EXDM | zt532rdc-uf2; Qte MS05337; 532nm excitation DM | 560 | 4.5% | 534.8
Olympus America Inc. | OCT-580ADM | t580lpxr-uf2; Qte MS05337; 580nm ADM | 840 | 4.5% | 802.2
Olympus America Inc. | OCT-580EXDM | t580lpxr-uf2; Qte MS05337; 580nm excitation DM | 560 | 4.5% | 534.8
Olympus America Inc. | OCT-59001BX2 | 59001-BX2; ET-DAPI/FITC Dual Multiband | 1366 | 4.5% | 1304.53
Olympus America Inc. | OCT-59001BX3 | 59001-BX3; ET-DAPI/FITC Dual Multiband | 1366 | 4.5% | 1304.53
Olympus America Inc. | OCT-59001IX3 | 59001-IX3; ET-DAPI/FITC Dual Multiband | 1863 | 4.5% | 1779.165
Olympus America Inc. | OCT-59002 | 59002; ET-DAPI/TRITC Dual Multiband | 925 | 4.5% | 883.375
Olympus America Inc. | OCT-59002BX2 | 59002-BX2; ET-DAPI/TRITC Dual Multiband | 1366 | 4.5% | 1304.53
Olympus America Inc. | OCT-59002BX3 | 59002-BX3; ET-DAPI/TRITC Dual Multiband | 1366 | 4.5% | 1304.53
Olympus America Inc. | OCT-59002IX3 | 59002-IX3; ET-DAPI/TRITC Dual Multiband | 1863 | 4.5% | 1779.165
Olympus America Inc. | OCT-59003BX3 | 59003-BX3; ET-DAPI/Texas Red Dual Multiband | 1366 | 4.5% | 1304.53
Olympus America Inc. | OCT-59003V2BX2 | 59003V2-BX2; ET-DAPI/Texas Red Dual Multiband | 1366 | 4.5% | 1304.53
Olympus America Inc. | OCT-59003V2BX3 | 59003V2-BX3; ET-DAPI/Texas Red Dual Multiband | 1366 | 4.5% | 1304.53
Olympus America Inc. | OCT-59003V2CKX | 59003V2-CKX; ET-DAPI/Texas Red Dual Multiband | 925 | 4.5% | 883.375
Olympus America Inc. | OCT-59004 | 59004; ET-FITC/TRITC Dual Multiband | 925 | 4.5% | 883.375
Olympus America Inc. | OCT-59004BX2 | 59004-BX2; ET-FITC/TRITC Dual Multiband | 1366 | 4.5% | 1304.53
Olympus America Inc. | OCT-59004BX3 | 59004-BX3; ET-FITC/TRITC Dual Multiband | 1366 | 4.5% | 1304.53
Olympus America Inc. | OCT-59004IX3 | 59004-IX3; ET-FITC/TRITC Dual Multiband | 1863 | 4.5% | 1779.165
Olympus America Inc. | OCT-59004MVX | 59004-MVX; ET-FITC/TRITC Dual Multiband | 1400 | 4.5% | 1337
Olympus America Inc. | OCT-59004SZX | 59004-SZX; ET-FITC/TRITC Dual Multiband | 1400 | 4.5% | 1337
Olympus America Inc. | OCT-59007M | 59007M; CY3/CY5 Dual EMMISSION FILTER 25MM DIA | 350 | 4.5% | 334.25
Olympus America Inc. | OCT-59009BX2 | 59009-BX2; ET-FITC/CY3 Dual Multiband | 1366 | 4.5% | 1304.53
Olympus America Inc. | OCT-59009BX3 | 59009-BX3; ET-FITC/CY3 Dual Multiband | 1366 | 4.5% | 1304.53
Olympus America Inc. | OCT-59009IX3 | 59009-IX3; ET-FITC/CY3 Dual Multiband | 1863 | 4.5% | 1779.165
Olympus America Inc. | OCT-59010 | 59010; ET-Green/Red#1 FISH Dual Multiband | 925 | 4.5% | 883.375
Olympus America Inc. | OCT-59010BX2 | 59010-BX2; ET-GREEN/RED#1 FISH DUAL MULTIBAND | 1366 | 4.5% | 1304.53
Olympus America Inc. | OCT-59010BX3 | 59010-BX3; ET-Green/Red#1 FISH Dual Multiband | 1366 | 4.5% | 1304.53
Olympus America Inc. | OCT-59011 | 59011; ET-Green/Orange #1 FISH Dual Multiband | 925 | 4.5% | 883.375
Olympus America Inc. | OCT-59011BX2 | 59011-BX2; ET-Green/Orange #1 FISH Dual Multiband | 1366 | 4.5% | 1304.53
Olympus America Inc. | OCT-59011BX3 | 59011-BX3; ET-Green/Orange #1 FISH Dual Multiband | 1366 | 4.5% | 1304.53
Olympus America Inc. | OCT-59011x | 59011x; ET–Green/Orange #1 FISH exciter | 350 | 4.5% | 334.25
Olympus America Inc. | OCT-59012 | 59012; ET-Green/Orange#2 FISH Dual Multiband | 925 | 4.5% | 883.375
Olympus America Inc. | OCT-59012BX2 | 59012-BX2; ET-Green/Orange#2 FISH Dual Multiband | 1366 | 4.5% | 1304.53
Olympus America Inc. | OCT-59012BX3 | 59012-BX3; ET-Green/Orange#2 FISH Dual Multiband | 1366 | 4.5% | 1304.53
Olympus America Inc. | OCT-59017BX2 | 59017-BX2; ET-ECFP/EYFP Dual Multiband | 1366 | 4.5% | 1304.53
Olympus America Inc. | OCT-59017BX3 | 59017-BX3; ET-ECFP/EYFP Dual Multiband | 1366 | 4.5% | 1304.53
Olympus America Inc. | OCT-59017IX3 | 59017-IX3; ET-ECFP/EYFP Dual Multiband | 1863 | 4.5% | 1779.165
Olympus America Inc. | OCT-59022 | 59022; ET-FITC/TEXASRED DUAL BAND SET | 925 | 4.5% | 883.375
Olympus America Inc. | OCT-59022bs | 59022bs; ET-EGFP/mCHERRY DUAL MULTIBAND DICHROIC | 325 | 4.5% | 310.375
Olympus America Inc. | OCT-59022BX2 | 59022-BX2; ET-EGFP/mCherry Dual Multiband | 1366 | 4.5% | 1304.53
Olympus America Inc. | OCT-59022BX3 | 59022-BX3; ET-EGFP/mCherry Dual Multiband | 1366 | 4.5% | 1304.53
Olympus America Inc. | OCT-59022IX3 | 59022-IX3; ET-EGFP/mCherry Dual Multiband | 1585 | 4.5% | 1513.675
Olympus America Inc. | OCT-59022m | 59022m-ET-EGFP/mCherry Dual Multiband Emitter | 350 | 4.5% | 334.25
Olympus America Inc. | OCT-59022MVX | 59022-MVX; ET-EGFP/mCherry Dual Multiband | 1133 | 4.5% | 1082.015
Olympus America Inc. | OCT-59022x | 59022x; ET-EGFP/mCherry Dual Multiband Exciter | 350 | 4.5% | 334.25
Olympus America Inc. | OCT-59026BX2 | 59026-BX2; ET-EYFP/mCherry Dual Multiband | 1366 | 4.5% | 1304.53
Olympus America Inc. | OCT-59026BX3 | 59026-BX3; ET-EYFP/mCherry Dual Multiband | 1366 | 4.5% | 1304.53
Olympus America Inc. | OCT-59026IX3 | 59026-IX3; ET-EYFP/mCherry Dual Multiband | 1863 | 4.5% | 1779.165
Olympus America Inc. | OCT-59033 | 59033; ET Aqua/Gold Dual Band FISH set | 925 | 4.5% | 883.375
Olympus America Inc. | OCT-59033-BX2 | 59033-BX2; ET Aqua/Gold Dual Band FISH set | 1366 | 4.5% | 1304.53
Olympus America Inc. | OCT-59033-BX3 | 59033-BX3; ET Aqua/Gold Dual Band FISH set | 1366 | 4.5% | 1304.53
Olympus America Inc. | OCT-59204-32 | 59204-32; ET-FITC/TRITC Dual Pinkel 32mm DIA | 1400 | 4.5% | 1337
Olympus America Inc. | OCT-59204BX2 | 59204-BX2; ET-FITC/TRITC Dual Pinkel | 1641 | 4.5% | 1567.155
Olympus America Inc. | OCT-59204BX3 | 59204-BX3; ET-FITC/TRITC Dual Pinkel | 1641 | 4.5% | 1567.155
Olympus America Inc. | OCT-59204CKX | 59204-CKX; ET-FITC/TRITC Dual Pinkel | 1641 | 4.5% | 1567.155
Olympus America Inc. | OCT-59204IX3 | 59204-IX3; ET-FITC/TRITC Dual Pinkel | 2238 | 4.5% | 2137.29
Olympus America Inc. | OCT-59207BX2 | 59207-BX2; ET-CY3/Cy5 Dual Pinkel | 1641 | 4.5% | 1567.155
Olympus America Inc. | OCT-59207BX3 | 59207-BX3; ET-CY3/Cy5 Dual Pinkel | 1641 | 4.5% | 1567.155
Olympus America Inc. | OCT-59207IX3 | 59207-IX3; ET-CY3/Cy5 Dual Pinkel | 2238 | 4.5% | 2137.29
Olympus America Inc. | OCT-59217BX2 | 59217-BX2; ET-ECFP/EYFP Dual Pinkel | 1641 | 4.5% | 1567.155
Olympus America Inc. | OCT-59222BX2 | 59222-BX2; ET-EGFP/mCherry Dual Pinkel | 1641 | 4.5% | 1567.155
Olympus America Inc. | OCT-59222BX3 | 59222-BX3; ET-EGFP/mCherry Dual Pinkel | 1641 | 4.5% | 1567.155
Olympus America Inc. | OCT-59222IX3 | 59222-IX3; ET-EGFP/mCherry Dual Pinkel | 2238 | 4.5% | 2137.29
Olympus America Inc. | OCT-594ADM | zt594rdc-uf2; Qte MS05337; 594nm ADM | 840 | 4.5% | 802.2
Olympus America Inc. | OCT-594EXDM | zt594rdc-uf2; Qte MS05337; 594nm excitation DM | 560 | 4.5% | 534.8
Olympus America Inc. | OCT-59902BX3 | 59902-BX3; ET-442/514nm Laser Dual Band Set | 1716 | 4.5% | 1638.78
Olympus America Inc. | OCT-59904BX3 | 59904-BX3; ET-488/561nm Laser Dual Band Set | 1716 | 4.5% | 1638.78
Olympus America Inc. | OCT-675DCSPXR | 675dcspxr; 675nm Dichroic 26x38x1mm | 350 | 4.5% | 334.25
Olympus America Inc. | OCT-69000 | 69000; ET-DAPI/FITC/TRITC Triple Multiband | 1100 | 4.5% | 1050.5
Olympus America Inc. | OCT-69000BX2 | 69000-BX2; ET-DAPI/FITC/TRITC Triple Multiband | 1541 | 4.5% | 1471.655
Olympus America Inc. | OCT-69000BX3 | 69000-BX3; ET-DAPI/FITC/TRITC Triple Multiband | 1541 | 4.5% | 1471.655
Olympus America Inc. | OCT-69000IX3 | 69000-IX3; ET-DAPI/FITC/TRITC Triple Multiband | 2013 | 4.5% | 1922.415
Olympus America Inc. | OCT-69000MVX | 69000-MVX; ET-DAPI/FITC/TRITC Triple Multiband | 1694 | 4.5% | 1617.77
Olympus America Inc. | OCT-69002 | 69002; ET-Dapi/Fitc/Texas Red Triple Multiband | 1100 | 4.5% | 1050.5
Olympus America Inc. | OCT-69002bs | 69002bs; ET-DAPI/FITC/TxRED TRIPLE MULTIBAND DICHROIC | 375 | 4.5% | 358.125
Olympus America Inc. | OCT-69002BX2 | 69002-BX2; ET-DAPI/FITC/TxRed Triple Multiband | 1541 | 4.5% | 1471.655
Olympus America Inc. | OCT-69002BX3 | 69002-BX3; ET-DAPI/FITC/TxRed Triple Multiband | 1541 | 4.5% | 1471.655
Olympus America Inc. | OCT-69002IX3 | 69002-IX3; ET-DAPI/FITC/TxRed Triple Multiband | 2013 | 4.5% | 1922.415
Olympus America Inc. | OCT-69002M | 69002m; ET-DAPI/FITC/TxRed TRIPLE MULTIBAND EMITTER | 400 | 4.5% | 382
Olympus America Inc. | OCT-69002MVX | 69002-MVX; ET-DAPI/FITC/TxRed Triple Multiband | 1694 | 4.5% | 1617.77
Olympus America Inc. | OCT-69002X | 69002x; ET-DAPI/FITC/TxRed Triple Exciter | 400 | 4.5% | 382
Olympus America Inc. | OCT-69008BX2 | 69008-BX2; ET-ECFP/EYFP/mCherry Triple Multiband | 1541 | 4.5% | 1471.655
Olympus America Inc. | OCT-69008BX3 | 69008-BX3; ET-ECFP/EYFP/mCherry Triple Multiband | 1541 | 4.5% | 1471.655
Olympus America Inc. | OCT-69008IX3 | 69008-IX3; ET-ECFP/EYFP/mCherry Triple Multiband | 2013 | 4.5% | 1922.415
Olympus America Inc. | OCT-69008X | 69008x; ECFP/EYFP/MCHERRY TRIPLE EXCITATION FILTER 25MM DIA | 400 | 4.5% | 382
Olympus America Inc. | OCT-69008X32 | ET69008X-32R; ECFP/EYFP/MCHERRY EXCITATION filter 32mm DIA | 500 | 4.5% | 477.5
Olympus America Inc. | OCT-69010BX2 | 69010-BX2; ET-DAPI/FITC/CY3 Triple Multiband | 1541 | 4.5% | 1471.655
Olympus America Inc. | OCT-69010BX3 | 69010-BX3; ET-DAPI/FITC/CY3 Triple Multiband | 1541 | 4.5% | 1471.655
Olympus America Inc. | OCT-69010IX3 | 69010-IX3; ET-DAPI/FITC/CY3 Triple Multiband | 2013 | 4.5% | 1922.415
Olympus America Inc. | OCT-69011BX2 | 69011-BX2; ET-AQUA/GREEN/Orange Triple Multiband | 1541 | 4.5% | 1471.655
Olympus America Inc. | OCT-69011BX3 | 69011-BX3; ET-AQUA/GREEN/Orange Triple Multiband | 1541 | 4.5% | 1471.655
Olympus America Inc. | OCT-69011IX3 | 69011-IX3; ET-AQUA/GREEN/Orange Triple Multiband | 2013 | 4.5% | 1922.415
Olympus America Inc. | OCT-69011X | 69011X; AQUA/GREEN/ORANGE TRIPLE EXCITATION FILTER 25MM DIA | 400 | 4.5% | 382
Olympus America Inc. | OCT-69013 | 69013; ET-DAPI/Green #2/Orange Triple Multiband | 1100 | 4.5% | 1050.5
Olympus America Inc. | OCT-69013BX2 | 69013-BX2; ET-DAPI/Green #2/Orange Triple Multiband | 1541 | 4.5% | 1471.655
Olympus America Inc. | OCT-69013BX3 | 69013-BX3; ET-DAPI/Green #2/Orange Triple Multiband | 1541 | 4.5% | 1471.655
Olympus America Inc. | OCT-69013x | 69013x; ET-DAPI/Green/Orange FISH exciter | 400 | 4.5% | 382
Olympus America Inc. | OCT-69014BX2 | 69014-BX2; ET-DAPI/Aqua/Green/Orange FISH Quad Multiband | 1200 | 4.5% | 1146
Olympus America Inc. | OCT-69014BX3 | 69014-BX3; ET-DAPI/Aqua/Green/Orange FISH Quad Multiband | 1641 | 4.5% | 1567.155
Olympus America Inc. | OCT-69014x-32 | 69014x-32; Dapi/Aqua/Green/Orange Excitation filter 32mm Dia | 575 | 4.5% | 549.125
Olympus America Inc. | OCT-69015BX2 | 69015-BX2; ET – DAPI/Green/Red FISH Triple Multiband | 1541 | 4.5% | 1471.655
Olympus America Inc. | OCT-69015BX3 | 69015-BX3; ET – DAPI/Green/Red FISH Triple Multiband | 1541 | 4.5% | 1471.655
Olympus America Inc. | OCT-69300BX2 | 69300-BX2; ET-DAPI/FITC/TRITC Triple Pinkel | 1916 | 4.5% | 1829.78
Olympus America Inc. | OCT-69300BX3 | 69300-BX3; ET-DAPI/FITC/TRITC Triple Pinkel | 1916 | 4.5% | 1829.78
Olympus America Inc. | OCT-69300IX3 | 69300-IX3; ET-DAPI/FITC/TRITC Triple Pinkel | 2738 | 4.5% | 2614.79
Olympus America Inc. | OCT-69300MVX | 69300-MVX; ET-DAPI/FITC/TRITC Triple Pinkel | 2065 | 4.5% | 1972.075
Olympus America Inc. | OCT-69302BX2 | 69302-BX2; ET-DAPI/FITC/TxRed Triple Pinkel | 1916 | 4.5% | 1829.78
Olympus America Inc. | OCT-69302BX3 | 69302-BX3; ET-DAPI/FITC/TxRed Triple Pinkel | 1916 | 4.5% | 1829.78
Olympus America Inc. | OCT-69302IX3 | 69302-IX3; ET-DAPI/FITC/TxRed Triple Pinkel | 2263 | 4.5% | 2161.165
Olympus America Inc. | OCT-69302MVX | 69302-MVX; ET-DAPI/FITC/TxRed Triple Pinkel | 2069 | 4.5% | 1975.895
Olympus America Inc. | OCT-69308BX2 | 69308-BX2; ET-ECFP/EYFP/mCherry Triple Pinkel | 1916 | 4.5% | 1829.78
Olympus America Inc. | OCT-69308BX3 | 69308-BX3; ET-ECFP/EYFP/mCherry Triple Pinkel | 1916 | 4.5% | 1829.78
Olympus America Inc. | OCT-69308IX3 | 69308-IX3; ET-ECFP/EYFP/mCherry Triple Pinkel | 2738 | 4.5% | 2614.79
Olympus America Inc. | OCT-700LPXRXT | T700LPXXRXXT; 700nm DICHROIC BEAMSPLITTER 26MMX38MM | 375 | 4.5% | 358.125
Olympus America Inc. | OCT-700LPXXR | T700LPXXR; 700nm DICHROIC BEAMSPLITTER 26MMX38MM | 375 | 4.5% | 358.125
Olympus America Inc. | OCT-79000BX2 | 79000-BX2; ET-Fura 2 340/380X, BS400, 510/80M | 1416 | 4.5% | 1352.28
Olympus America Inc. | OCT-79000BX3 | 79000-BX3; ET-Fura 2 340/380X, BS400, 510/80M | 1416 | 4.5% | 1352.28
Olympus America Inc. | OCT-79001 | 79001; ET-Fura 2 340/380X, BS400, 510/80M | 975 | 4.5% | 931.125
Olympus America Inc. | OCT-79001BX2 | 79001-BX2; ET-Fura 2 340/380X, BS400, 510/80M | 1416 | 4.5% | 1352.28
Olympus America Inc. | OCT-79001BX3 | 79001-BX3; ET-Fura 2 340/380X, BS400, 510/80M | 1416 | 4.5% | 1352.28
Olympus America Inc. | OCT-79002BX3 | 79002-BX3; ET-Fura 2/BCECF 340/380/436/495X, BS510, 560/80M | 2241 | 4.5% | 2140.155
Olympus America Inc. | OCT-79002IX3 | 79002-IX3; ET-Fura 2/BCECF 340/380/436/495X, BS510, 560/80M | 2441 | 4.5% | 2331.155
Olympus America Inc. | OCT-79005BX2 | 79005-BX2; ET-BCECF, 436/20x, 495/10x, BS510, 540/40m | 1691 | 4.5% | 1614.905
Olympus America Inc. | OCT-79005BX3 | 79005-BX3; ET-BCECF, 436/20x, 495/10x, BS510, 540/40m | 1691 | 4.5% | 1614.905
Olympus America Inc. | OCT-79006IX3-1 | 79006-IX3-1; ET-INDO Set 25X/32M | 1550 | 4.5% | 1480.25
Olympus America Inc. | OCT-79010BX3 | 79010-BX3; ET-SNARF 550/20X, BS570, 585/640M | 1541 | 4.5% | 1471.655
Olympus America Inc. | OCT-79010IX3 | 79010-IX3; ET-SNARF 550/20X, BS570, 585/640M | 1941 | 4.5% | 1853.655
Olympus America Inc. | OCT-850dcsp | 850dcspxr; 850nm Short Pass Dichroic 25.5x36x1mm | 400 | 4.5% | 382
Olympus America Inc. | OCT-89000BX2 | 89000-BX2; ET-Quad Sedat | 2741 | 4.5% | 2617.655
Olympus America Inc. | OCT-89000BX3 | 89000-BX3; ET-Quad Sedat | 2741 | 4.5% | 2617.655
Olympus America Inc. | OCT-89000IX3 | 89000-IX3; ET-Quad Sedat | 3888 | 4.5% | 3713.04
Olympus America Inc. | OCT-89000MVX | 89000-MVX; ET-Quad Sedat | 2700 | 4.5% | 2578.5
Olympus America Inc. | OCT-89002BX2 | 89002-BX2; ET-ECFP/EYFP Dual Sedat | 1741 | 4.5% | 1662.655
Olympus America Inc. | OCT-89002BX3 | 89002-BX3; ET-ECFP/EYFP Dual Sedat | 1741 | 4.5% | 1662.655
Olympus America Inc. | OCT-89002IX3-1 | 89002-IX3-1; ET-ECFP/EYFP Dual Sedat 25X/32M | 1800 | 4.5% | 1719
Olympus America Inc. | OCT-89006BX2 | 89006-BX2; ET-ECFP/EYFP/mCherry Triple Sedat | 2316 | 4.5% | 2211.78
Olympus America Inc. | OCT-89006BX3 | 89006-BX3; ET-ECFP/EYFP/mCherry Triple Sedat | 2316 | 4.5% | 2211.78
Olympus America Inc. | OCT-89006IX3 | 89006-IX3; ET-ECFP/EYFP/mCherry Triple Sedat | 3463 | 4.5% | 3307.165
Olympus America Inc. | OCT-89007BX2 | 89007-BX2; ET-ECFP/EYFP/DsRed Triple Sedat | 2316 | 4.5% | 2211.78
Olympus America Inc. | OCT-89007BX3 | 89007-BX3; ET-ECFP/EYFP/DsRed Triple Sedat | 2316 | 4.5% | 2211.78
Olympus America Inc. | OCT-89007IX3 | 89007-IX3; ET-ECFP/EYFP/DsRed Triple Sedat | 3463 | 4.5% | 3307.165
Olympus America Inc. | OCT-89007MVX | 89007-MVX; ET-ECFP/EYFP/DsRed Triple Sedat | 3040 | 4.5% | 2903.2
Olympus America Inc. | OCT-89013BX2 | 89013-BX2; ET-DAPI/FITC/TRITC Triple Sedat | 2316 | 4.5% | 2211.78
Olympus America Inc. | OCT-89013BX3 | 89013-BX3; ET-DAPI/FITC/TRITC Triple Sedat | 2316 | 4.5% | 2211.78
Olympus America Inc. | OCT-89013IX3 | 89013-IX3; ET-DAPI/FITC/TRITC Triple Sedat | 3463 | 4.5% | 3307.165
Olympus America Inc. | OCT-89013MVX | 89013-MVX; ET-DAPI/FITC/TRITC Triple Sedat | 3040 | 4.5% | 2903.2
Olympus America Inc. | OCT-89014BX2 | 89014-BX2; ET-DAPI/FITC/TxRed Triple Sedat | 2316 | 4.5% | 2211.78
Olympus America Inc. | OCT-89014BX3 | 89014-BX3; ET-DAPI/FITC/TxRed Triple Sedat | 2316 | 4.5% | 2211.78
Olympus America Inc. | OCT-89014IX3 | 89014-IX3; ET-DAPI/FITC/TxRed Triple Sedat | 3463 | 4.5% | 3307.165
Olympus America Inc. | OCT-89014MVX | 89014-MVX; ET-DAPI/FITC/TxRed Triple Sedat | 3040 | 4.5% | 2903.2
Olympus America Inc. | OCT-89014x32 | 89014-32R; ET-DAPI/FITC/TxRed Triple Sedat 32mm Dia, Mounted | 2175 | 4.5% | 2077.125
Olympus America Inc. | OCT-89016BX2 | 89016-BX2; ET-FITC/Cy3/Cy5 Triple Sedat | 2316 | 4.5% | 2211.78
Olympus America Inc. | OCT-89016BX3 | 89016-BX3; ET-FITC/Cy3/Cy5 Triple Sedat | 2316 | 4.5% | 2211.78
Olympus America Inc. | OCT-89016IX3 | 89016-IX3; ET-FITC/Cy3/Cy5 Triple Sedat | 3463 | 4.5% | 3307.165
Olympus America Inc. | OCT-89017BX2 | 89017-BX2; ET-FITC/Texas Red Dual Sedat | 1741 | 4.5% | 1662.655
Olympus America Inc. | OCT-89017BX3 | 89017-BX3; ET-FITC/Texas Red Dual Sedat | 1741 | 4.5% | 1662.655
Olympus America Inc. | OCT-89019BX2 | 89019-BX2; ET-FITC/TRITC Dual Sedat | 1741 | 4.5% | 1662.655
Olympus America Inc. | OCT-89019BX2-32M | 89019-BX2-32M; ET-FITC/TRITC Dual Sedat 32mm Emitters | 1941 | 4.5% | 1853.655
Olympus America Inc. | OCT-89019BX3 | 89019-BX3; ET-FITC/TRITC Dual Sedat | 1741 | 4.5% | 1662.655
Olympus America Inc. | OCT-89019BX3-32M | 89019-BX3-32M; ET-FITC/TRITC Dual Sedat 32mm Emitters | 1941 | 4.5% | 1853.655
Olympus America Inc. | OCT-89019IX3 | 89019-IX3; ET-FITC/TRITC Dual Sedat | 2613 | 4.5% | 2495.415
Olympus America Inc. | OCT-89021BX2 | 89021-BX2; ET-EGFP/mCherry Dual Sedat | 1741 | 4.5% | 1662.655
Olympus America Inc. | OCT-89021BX3 | 89021-BX3; ET-EGFP/mCherry Dual Sedat | 1741 | 4.5% | 1662.655
Olympus America Inc. | OCT-89021IX3 | 89021-IX3; ET-EGFP/mCherry Dual Sedat | 2613 | 4.5% | 2495.415
Olympus America Inc. | OCT-89022IX3 | 89022-IX3; ET-Cy3/Cy5 Dual Sedat | 2613 | 4.5% | 2495.415
Olympus America Inc. | OCT-89082 | 89082; ET-DAPI/FITC/TRITC Triple FISH | 1950 | 4.5% | 1862.25
Olympus America Inc. | OCT-89082BX2 | 89082-BX2; ET-DAPI/FITC/TRITC Triple FISH | 2391 | 4.5% | 2283.405
Olympus America Inc. | OCT-89082BX3 | 89082-BX3; ET-DAPI/FITC/TRITC Triple FISH | 2391 | 4.5% | 2283.405
Olympus America Inc. | OCT-89082IX3 | 89082-IX3; ET-DAPI/FITC/TRITC Triple FISH | 3638 | 4.5% | 3474.29
Olympus America Inc. | OCT-89083 | 89083; ET-DAPI/FITC/TxRed Triple FISH | 1950 | 4.5% | 1862.25
Olympus America Inc. | OCT-89083BX2 | 89083-BX2; ET-DAPI/FITC/TxRed Triple FISH | 2391 | 4.5% | 2283.405
Olympus America Inc. | OCT-89083BX3 | 89083-BX3; ET-DAPI/FITC/TxRed Triple FISH | 2391 | 4.5% | 2283.405
Olympus America Inc. | OCT-89083IX3 | 89083-IX3; ET-DAPI/FITC/TxRed Triple FISH | 3638 | 4.5% | 3474.29
Olympus America Inc. | OCT-89083X | 89083; ET-DAPI/FITC/TxRed Triple FISH Exciter | 350 | 4.5% | 334.25
Olympus America Inc. | OCT-89084BX2 | 89084-BX2; ET-DAPI/Green/Orange Triple FISH | 2391 | 4.5% | 2283.405
Olympus America Inc. | OCT-89084BX3 | 89084-BX3; ET-DAPI/Green/Orange Triple FISH | 2391 | 4.5% | 2283.405
Olympus America Inc. | OCT-89100B15 | 89100BS; DAPI/FITC/TRITC/Cy5 Quad Beamsplitter 32x44x1.5mm | 525 | 4.5% | 501.375
Olympus America Inc. | OCT-89100BS | 89100BS; DAPI/FITC/TRITC/Cy5 Quad Beamsplitter | 425 | 4.5% | 405.875
Olympus America Inc. | OCT-89101M | 89101m; ET-Quad Emitter | 575 | 4.5% | 549.125
Olympus America Inc. | OCT-89400 | 89400; DAPI/FITC/TRITC/Cy5 Quad Pinkel | 1950 | 4.5% | 1862.25
Olympus America Inc. | OCT-89400BX2 | 89400-BX2; DAPI/FITC/TRITC/Cy5Quad Pinkel | 2391 | 4.5% | 2283.405
Olympus America Inc. | OCT-89401BX3 | 89401-BX3; ET-DAPI/FITC/TRITC/CY5 Quad Multiband | 1791 | 4.5% | 1710.405
Olympus America Inc. | OCT-89401CX | 89401-CX; ET-DAPI/FITC/TRITC/CY5 Quad Multiband | 2093 | 4.5% | 1998.815
Olympus America Inc. | OCT-89402BS | 89402bs; ET–391/479/554/638 Multi LED dichroic | 475 | 4.5% | 453.625
Olympus America Inc. | OCT-89402BX2 | 89402-BX2; ET–391/479/554/638 Multi LED | 1841 | 4.5% | 1758.155
Olympus America Inc. | OCT-89402BX3 | 89402-BX3; ET–391/479/554/638 Multi LED | 1841 | 4.5% | 1758.155
Olympus America Inc. | OCT-89402IX3 | 89402-IX3; ET–391/479/554/638 Multi LED | 2288 | 4.5% | 2185.04
Olympus America Inc. | OCT-89402M | 89402m; ET–391/479/554/638 Multi LED emmiter | 575 | 4.5% | 549.125
Olympus America Inc. | OCT-89403BS | 89403bs; ET–436/506/578/730 Multi LED dichroic | 475 | 4.5% | 453.625
Olympus America Inc. | OCT-89403BX2 | 89403-BX2; ET–436/506/578/730 Multi LED | 1841 | 4.5% | 1758.155
Olympus America Inc. | OCT-89403BX3 | 89403-BX3; ET–436/506/578/730 Multi LED | 1841 | 4.5% | 1758.155
Olympus America Inc. | OCT-89403IX3 | 89403-IX3; ET–436/506/578/730 Multi LED | 2288 | 4.5% | 2185.04
Olympus America Inc. | OCT-89403M | 89403m; ET–436/506/578/730 Multi LED emmiter | 575 | 4.5% | 549.125
Olympus America Inc. | OCT-89404BX3-32M | 89404-32-BX3; DAPI/FITC/TRITC/Cy5 LED Set, 32mm Emitters | 2500 | 4.5% | 2387.5
Olympus America Inc. | OCT-89405BX3-32M | 89405-32-BX3; CFP/YFP/RFP/Cy7 LED set, 32mm Emitters | 2500 | 4.5% | 2387.5
Olympus America Inc. | OCT-91001 | 91001; Empty Nikon Eclipse/Quadfluor Filter Cube | 398 | 4.5% | 380.09
Olympus America Inc. | OCT-91017 | 91017; CK/CKX empty filter cube | 400 | 4.5% | 382
Olympus America Inc. | OCT-91029 | 91029; Zeiss Axio Push & Click (2-8) cube for A1 | 195 | 4.5% | 186.225
Olympus America Inc. | OCT-91041 | 91041; BX2 TIRF CUBE-CHROMA REQ. THEIR 2MM DICHROIC | 675 | 4.5% | 644.625
Olympus America Inc. | OCT-91044 | 91044; BX3 TIRF CUBE-CHROMA REQ. THEIR 2MM DICHROIC | 675 | 4.5% | 644.625
Olympus America Inc. | OCT-92001 | 92001; AUTOFLUORESCENT PLASTIC SLIDES, IN CASE | 40 | 4.5% | 38.2
Olympus America Inc. | OCT-A350/50x | AT350/50x; 350nm EXCITATION FILTER 25MM DIA | 150 | 4.5% | 143.25
Olympus America Inc. | OCT-A375/28X | AT375/28X; 375nm EXCITAITON FILTER 25MM Dia | 200 | 4.5% | 191
Olympus America Inc. | OCT-A420/40X | AT420/40x; 420NM EXCITATION FILTER 25MM DIA | 200 | 4.5% | 191
Olympus America Inc. | OCT-A435/20X | AT435/20x; 435nm Bandpass filter 25mm dia | 200 | 4.5% | 191
Olympus America Inc. | OCT-A450LP32 | AT450LP; 450NM LONGPASS FILTER 32MM DIA | 250 | 4.5% | 238.75
Olympus America Inc. | OCT-A460/50M | AT460/50m; 460nm Emission filter 25mm DIA | 200 | 4.5% | 191
Olympus America Inc. | OCT-A535/40M | AT535/40m; 535nm Emission filter 25mm DIA | 200 | 4.5% | 191
Olympus America Inc. | OCT-A560/40-20 | AT560/40x-20; 560nm Excitation Filter 20mm Dia | 200 | 4.5% | 191
Olympus America Inc. | OCT-A610lp | AT610lp; 610nm Longpass Emission filter 25mm Dia | 150 | 4.5% | 143.25
Olympus America Inc. | OCT-AS01429G | AS01429; ET470/40X, ET510/20M,T495LPXR CUST GFP | 875 | 4.5% | 835.625
Olympus America Inc. | OCT-AS01429R | AS01429; ET560/30X ET610/40MT585LPXR CUST RFP | 875 | 4.5% | 835.625
Olympus America Inc. | OCT-AS01547 | AS01547; BX3 50/50 Beamsplitter with 0.5ND filter | 626 | 4.5% | 597.83
Olympus America Inc. | OCT-AS02140 | AS02140; ET Dapi/Fitc/Texas Red 32mm Sedat in MVX cube | 2575 | 4.5% | 2459.125
Olympus America Inc. | OCT-AT415dc | AT415dc; 415nm dichroic mirror 26 x 38 x 1mm | 150 | 4.5% | 143.25
Olympus America Inc. | OCT-AT460x20 | AT460/50M-20r; 460nm Emission FILTER 20MM Dia, Mounted | 200 | 4.5% | 191
Olympus America Inc. | OCT-AT605/55M | AT605/55m; 605 NM EMISSION FILTER 25MM | 200 | 4.5% | 191
Olympus America Inc. | OCT-BM08776 | BM08776;CUSTOM BX3 FILTER ET395/25x, T425LPXR AND ET510 | 1266 | 4.5% | 1209.03
Olympus America Inc. | OCT-BM08845 | BM08845; CUST FITC/TRITC FOR NIKON TE2000 | 1073 | 4.5% | 1024.715
Olympus America Inc. | OCT-BM08915 | BM08915; AT350/50x, 400BS, ET510/80m, 25mm ex/em 26x38x1mmDM | 1141 | 4.5% | 1089.655
Olympus America Inc. | OCT-BM08974 | BM08974; custom cube, ET365/10x, T387LP, ET570LP in BX2 | 1266 | 4.5% | 1209.03
Olympus America Inc. | OCT-BM090024 | BM090024; Custom AF594 590/20x, BS605, 620/20m | 825 | 4.5% | 787.875
Olympus America Inc. | OCT-BM090026 | BM090026; Custom AF546 555/20x, BS570, 585/20m | 825 | 4.5% | 787.875
Olympus America Inc. | OCT-BM09002O | BM09002O; Custom PacOrange 405/20x, BS425, 540/30m | 825 | 4.5% | 787.875
Olympus America Inc. | OCT-BM09045 | BM09045; Custom Quad Pinkel Emission BX3 cube | 2516 | 4.5% | 2402.78
Olympus America Inc. | OCT-BM09200 | BM09200; Custom IX2 filter for FURA/Fluo ratioing | 1841 | 4.5% | 1758.155
Olympus America Inc. | OCT-BM09247 | BM09247; Longpass/Bandpass EGFP in BX2 cube | 1641 | 4.5% | 1567.155
Olympus America Inc. | OCT-BM09345 | BM09345; 488, 532 and 640nm triple filter for DV2 | 875 | 4.5% | 835.625
Olympus America Inc. | OCT-BM09346 | BM09346; 405/488/532/640nm dichroic in IX3 TIRF cube | 1425 | 4.5% | 1360.875
Olympus America Inc. | OCT-BM09347 | BM09347; 532/640nm dichroic in IX3 TIRF cube | 1250 | 4.5% | 1193.75
Olympus America Inc. | OCT-BM09574 | BM09574; Custom LED Quad Sedat Set BX2 | 3866 | 4.5% | 3692.03
Olympus America Inc. | OCT-BM09677 | BM09677; Custom Cy5 Pinkel set in BX3 cube | 1891 | 4.5% | 1805.905
Olympus America Inc. | OCT-BTYIX3 | BTY-SPX-IX3; custom lumencor triple set ET CFP/YFP/mCherry | 1788 | 4.5% | 1707.54
Olympus America Inc. | OCT-C570/10BP | CT570/10bp; 570nm bandpass filter 45mm Dia | 600 | 4.5% | 573
Olympus America Inc. | OCT-CT546TL | CT546/22_TL; 546nm Green Interference Filter 45mm Dia | 400 | 4.5% | 382
Olympus America Inc. | OCT-CY7SPECTX-32M | Cy7-SpectraX-32mm-BX3; T760lpxr, ET810/90m, 32mm dia | 1091 | 4.5% | 1041.905
Olympus America Inc. | OCT-D350/50x | D350/50x; 350NM EXCITATION FILTER, 25MM DIA | 275 | 4.5% | 262.625
Olympus America Inc. | OCT-D540/25x | D540/25x; 540nm excitation Filter, 25mm Dia | 150 | 4.5% | 143.25
Olympus America Inc. | OCT-D560/40x | D560/40x; 560NM EXCITATION FILTER, 25MM DIA | 150 | 4.5% | 143.25
Olympus America Inc. | OCT-E380X | ET380x; 380nm Excitation Filter, 25mm Dia | 325 | 4.5% | 310.375
Olympus America Inc. | OCT-E395/25x | ET395/25x; 395nm EXCITATION FILTER 25MM DIA | 325 | 4.5% | 310.375
Olympus America Inc. | OCT-E402/15x | ET402/15x; 402NM EXCITATION FILTER, 25MM DIA | 325 | 4.5% | 310.375
Olympus America Inc. | OCT-E405/20X | ET405/20X; 405nm EXCITATION FILTER 25MM DIA | 325 | 4.5% | 310.375
Olympus America Inc. | OCT-E405/30m | ET405/30m; 405nm Emission filter 25mm Dia | 325 | 4.5% | 310.375
Olympus America Inc. | OCT-E405M32 | ET405/30x-32R; 405nm emission Filter, Mounted 32mm Dia | 425 | 4.5% | 405.875
Olympus America Inc. | OCT-E425LP | ET425lp; 425nm Longpass filter, 25mm Dia | 325 | 4.5% | 310.375
Olympus America Inc. | OCT-E425LP-32 | ET425lp-32; 425nm Longpass filter, 32mm Dia | 425 | 4.5% | 405.875
Olympus America Inc. | OCT-E430/24X | ET430/24X; 430nm EXCITATION FILTER 25MM DIA | 325 | 4.5% | 310.375
Olympus America Inc. | OCT-E436/20X | ET436/20x; 436nm EXCITATION FILTER 25MM DIA | 325 | 4.5% | 310.375
Olympus America Inc. | OCT-E445/30X | ET445/30X; 445NM EXCITATION FILTER 25MM DIA | 325 | 4.5% | 310.375
Olympus America Inc. | OCT-E455/50M | ET455/50M; 455NM EMISSION FILTER, 25MM DIA | 325 | 4.5% | 310.375
Olympus America Inc. | OCT-E460/36M | ET460/36M; 460NM EMISSION FILTER 25MM DIA | 325 | 4.5% | 310.375
Olympus America Inc. | OCT-E460/50M | ET460/50m; 460nm Emission filter 25mm DIA | 325 | 4.5% | 310.375
Olympus America Inc. | OCT-E460LPM | ET460LPm; 460nm longpass Emission filter 25mm DIA | 325 | 4.5% | 310.375
Olympus America Inc. | OCT-E470/24M | ET470/24m; 470nm Emission filter 25mm Dia | 325 | 4.5% | 310.375
Olympus America Inc. | OCT-E470/40x | ET470/40X; 470nm EXCITATION FILTER 25MM DIA | 325 | 4.5% | 310.375
Olympus America Inc. | OCT-E480/20x | ET480/20x; 480nm EXCITATION FILTER 25MM DIA | 325 | 4.5% | 310.375
Olympus America Inc. | OCT-E480/30m | ET480/30m; 480NM EMISSION FILTER 25 MM DIA | 325 | 4.5% | 310.375
Olympus America Inc. | OCT-E480/40M | ET480/40m; 480nm Emission filter 25mm DIA | 325 | 4.5% | 310.375
Olympus America Inc. | OCT-E480/40X | ET480/40X; 480nm EXCITATION FILTER 25MM DIA | 325 | 4.5% | 310.375
Olympus America Inc. | OCT-E485/20X | ET485/20x; 485NM EXCITATION FILTER 25MM DIA | 325 | 4.5% | 310.375
Olympus America Inc. | OCT-E490/20X | ET490/20X; 490nm EXCITATION FILTER 25MM DIA | 325 | 4.5% | 310.375
Olympus America Inc. | OCT-E495/10X | ET495/10x; 495nm Excitation Filter, 25mm Dia | 325 | 4.5% | 310.375
Olympus America Inc. | OCT-E495/25X | ET495/25X; 495nm EXCITATION FILTER 25MM DIA | 325 | 4.5% | 310.375
Olympus America Inc. | OCT-E500/20X | ET500/20X; 500nm EXCITATION FILTER 25MM DIA | 325 | 4.5% | 310.375
Olympus America Inc. | OCT-E510/20X | ET510/20X; 510nm EXCITATION FILTER 25MM DIA | 325 | 4.5% | 310.375
Olympus America Inc. | OCT-E510/80m2p | ET510/80m-2p; 2p-blocked 510 nm emission filter, 25mm dia | 475 | 4.5% | 453.625
Olympus America Inc. | OCT-E510lp | ET510lp; 510nm Emission filter 25mm Dia | 325 | 4.5% | 310.375
Olympus America Inc. | OCT-E519/26 | ET519/26m; 519nm bandpass filter, 25mm dia | 325 | 4.5% | 310.375
Olympus America Inc. | OCT-E520/40M | ET520/40m; 520nm Emission filter 25mm DIA | 325 | 4.5% | 310.375
Olympus America Inc. | OCT-E525/36M | ET525/36m; 525NM EMISSION FILTER, 25MM DIA | 325 | 4.5% | 310.375
Olympus America Inc. | OCT-E525/50M | ET525/50m; 525nm Emission filter 25mm DIA | 325 | 4.5% | 310.375
Olympus America Inc. | OCT-E525/50M-50 | ET525/50M-50; 550nm Emission filter 50mm Dia | 825 | 4.5% | 787.875
Olympus America Inc. | OCT-E525lp | ET525lp; 525nm Emission filter 25mm Dia | 325 | 4.5% | 310.375
Olympus America Inc. | OCT-E530/30X | ET530/30x; 530nm Bandpass filter 25mm dia | 325 | 4.5% | 310.375
Olympus America Inc. | OCT-E535/50M | ET535/50m; 535nm Emission filter 25mm DIA | 325 | 4.5% | 310.375
Olympus America Inc. | OCT-E540/40M | ET540/40m; 540nm Emission filter 25mm DIA | 375 | 4.5% | 358.125
Olympus America Inc. | OCT-E545/25X | ET545/25X; 545nm EXCITATION FILTER 25MM DIA | 325 | 4.5% | 310.375
Olympus America Inc. | OCT-E545/30X | ET545/30X; 545nm EXCITATION FILTER 25MM DIA | 325 | 4.5% | 310.375
Olympus America Inc. | OCT-E545/40M | ET545/40m; 545nm Emission filter 25mm DIA | 325 | 4.5% | 310.375
Olympus America Inc. | OCT-E546/10X | ET546/10X; 546nm EXCITATION FILTER 25MM DIA | 325 | 4.5% | 310.375
Olympus America Inc. | OCT-E548/10X | ET548/10X; 548nm EXCITATION FILTER 25MM DIA | 325 | 4.5% | 310.375
Olympus America Inc. | OCT-E550/60m | ET550/60m; 550nm Emission filter 25mm Dia | 325 | 4.5% | 310.375
Olympus America Inc. | OCT-E555/25X | ET555/25X; 555NM EXCITATION FILTER, 25MM DIA | 325 | 4.5% | 310.375
Olympus America Inc. | OCT-E560/40X | ET560/40X; 560nm EXCITATION FILTER 25MM DIA | 325 | 4.5% | 310.375
Olympus America Inc. | OCT-E560/50M | ET560/50M; 560NM EMISSION FILTER, 25MM DIA | 325 | 4.5% | 310.375
Olympus America Inc. | OCT-E572/35X | ET572/35X; 572nm EXCITATION FILTER 25MM DIA | 325 | 4.5% | 310.375
Olympus America Inc. | OCT-E575/30m | ET575/30m; 575NM EMISSION FILTER 25 MM DIA | 325 | 4.5% | 310.375
Olympus America Inc. | OCT-E575/50M | ET575/50M; 575nm Emission FILTER 25MM DIA | 325 | 4.5% | 310.375
Olympus America Inc. | OCT-E577/25X | ET577/25X; 577nm EXCITATION FILTER 25MM DIA | 325 | 4.5% | 310.375
Olympus America Inc. | OCT-E585/20m | ET585/20m; 585nm Emission filter 25mm Dia | 325 | 4.5% | 310.375
Olympus America Inc. | OCT-E585/40M | ET585/40m; 585nm Emission filter 25mm DIA | 325 | 4.5% | 310.375
Olympus America Inc. | OCT-E585/50M | ET585/50m; 585nm Emission filter 25mm DIA | 325 | 4.5% | 310.375
Olympus America Inc. | OCT-E585/65m | ET585/65m; 585NM EMISSION FILTER 25 MM DIA | 325 | 4.5% | 310.375
Olympus America Inc. | OCT-E595/50m | ET595/50m; 595nm Emission filter 25mm Dia | 325 | 4.5% | 310.375
Olympus America Inc. | OCT-E600/50M | ET600/50m; 600 nm Emission filter 25mm DIA | 325 | 4.5% | 310.375
Olympus America Inc. | OCT-E605/52M | ET605/52m; 605 nm Emission filter 25mm DIA | 325 | 4.5% | 310.375
Olympus America Inc. | OCT-E605/70 | ET605/70m; 605nm bandpass filter, 25mm dia | 325 | 4.5% | 310.375
Olympus America Inc. | OCT-E605/70M | ET605/70m; 605 nm Emission filter 25mm DIA | 325 | 4.5% | 310.375
Olympus America Inc. | OCT-E610/75M | ET610/75m; 610 nm Emission filter 25mm DIA | 325 | 4.5% | 310.375
Olympus America Inc. | OCT-E610/75m32 | ET610/75m-32; 610 NM EMISSION FILTER 32mm DIA | 825 | 4.5% | 787.875
Olympus America Inc. | OCT-E610/75m50 | ET610/75m-50; 610 NM EMISSION FILTER 50mm DIA | 825 | 4.5% | 787.875
Olympus America Inc. | OCT-E620/60M | ET620/60m; 620 nm Emission filter 25mm DIA | 325 | 4.5% | 310.375
Olympus America Inc. | OCT-E630/20X | ET630/20X; 630NM EXCITATION FILTER, 25MM DIA | 325 | 4.5% | 310.375
Olympus America Inc. | OCT-E630/75M | ET630/75m; 630 nm Emission filter 25mm DIA | 325 | 4.5% | 310.375
Olympus America Inc. | OCT-E630/75m2p | ET630/75m-2p; 2p-blocked 630 nm emission filter, 25mm dia | 475 | 4.5% | 453.625
Olympus America Inc. | OCT-E630/75m-32 | ET630/75m; 630nm Emission filter 32mm Dia | 425 | 4.5% | 405.875
Olympus America Inc. | OCT-E630-20 | ET630/75m-20; 630nm EXCITATION FILTER 20MM DIA | 325 | 4.5% | 310.375
Olympus America Inc. | OCT-E632/60M | ET630/75m; 630 nm Emission filter 25mm DIA | 325 | 4.5% | 310.375
Olympus America Inc. | OCT-E640/20m | ET640/20m; 640nm Emission filter 25mm Dia | 325 | 4.5% | 310.375
Olympus America Inc. | OCT-E640/30X | ET640/30x; 640nm Bandpass filter 25mm dia | 325 | 4.5% | 310.375
Olympus America Inc. | OCT-E645/75m | ET645/75m; 645NM EMMISSION FILTER 25 MM DIA | 325 | 4.5% | 310.375
Olympus America Inc. | OCT-E650/45x | ET650/45x; 650NM EXCITATION FILTER 25 MM DIA | 325 | 4.5% | 310.375
Olympus America Inc. | OCT-E650/50m | ET650/50m; 650nm Emission filter 25mm Dia | 325 | 4.5% | 310.375
Olympus America Inc. | OCT-E655lp | ET655lp; 655nm Longpass Emission filter 25mm Dia | 325 | 4.5% | 310.375
Olympus America Inc. | OCT-E655lpT | ET655LP-TRF; 655NM LONGPASS TIRF FILTER 25MM DIA | 550 | 4.5% | 525.25
Olympus America Inc. | OCT-E660/40-2p | ET660/40 2p; 660nm Notch Filter 45MM DIA | 1075 | 4.5% | 1026.625
Olympus America Inc. | OCT-E660/40-sp | ET660/40 sp; 660nm Notch Filter 25MM DIA | 575 | 4.5% | 549.125
Olympus America Inc. | OCT-E690/50M | ET690/50m; 690 nm Emission filter 25mm DIA | 325 | 4.5% | 310.375
Olympus America Inc. | OCT-E690/50M-32 | ET690/50m-32; 690 nm Emission filter 32mm DIA | 425 | 4.5% | 405.875
Olympus America Inc. | OCT-E700/50M | ET700/50m; 700 nm Emission filter 25mm DIA | 325 | 4.5% | 310.375
Olympus America Inc. | OCT-E700/75M | ET700/75m; 630 nm Emission filter 25mm DIA | 325 | 4.5% | 310.375
Olympus America Inc. | OCT-E700SP2p | ET700SP-2p; 2p-blocked 700 nm SP emission filter, 25mm dia | 575 | 4.5% | 549.125
Olympus America Inc. | OCT-E710X45 | ET710/75X-45R; 710NM EXCITATION FILTER, Mounted 45MM DIA | 975 | 4.5% | 931.125
Olympus America Inc. | OCT-E720/60m | ET720/60m; 720NM EMISSION FILTER 25 MM DIA | 325 | 4.5% | 310.375
Olympus America Inc. | OCT-E750sp2p | ET750sp-2p8; 750nm Short Pass Filter 25MM DIA mounted | 575 | 4.5% | 549.125
Olympus America Inc. | OCT-E808/20m | ET808/20m; 808nm Emission filter 25mm Dia | 325 | 4.5% | 310.375
Olympus America Inc. | OCT-E810/90M | ET810/90m; 460nm EMISSION FILTER 25mm DIA | 325 | 4.5% | 310.375
Olympus America Inc. | OCT-EBK01579 | EBK01579; ET-DAPI/FITC/TxRed Triple Sedat w/32mm EX | 2766 | 4.5% | 2641.53
Olympus America Inc. | OCT-EBK01779 | EBK01779; BX3 Brightfield Filter set with 50% ND Filter | 726 | 4.5% | 693.33
Olympus America Inc. | OCT-EBK02020 | EBK02020; ET470/40x T495lpxt ET525/50m+800lp in BX2 cube | 1416 | 4.5% | 1352.28
Olympus America Inc. | OCT-EBK02033 | EBK02033; ET640/30x T660lpxr ET705/72m in BX3 cube | 1316 | 4.5% | 1256.78
Olympus America Inc. | OCT-EBK02224 | EBK02224; Custom Zeiss set of DFT filters | 2475 | 4.5% | 2363.625
Olympus America Inc. | OCT-EBK20002 | EBK20002; Custom AT420/40x AT455dc ET525lp in BX2 cube | 1116 | 4.5% | 1065.78
Olympus America Inc. | OCT-EL00230 | EL00230;ET-405/488/561/640nm LASER QUAD TIRF | 2625 | 4.5% | 2506.875
Olympus America Inc. | OCT-ET340x | ET340x; 340NM EXCITATION FILTER 25 MM DIA | 325 | 4.5% | 310.375
Olympus America Inc. | OCT-ET340XI | ET340x; 340nm EXCITATION FILTER 32MM dia | 425 | 4.5% | 405.875
Olympus America Inc. | OCT-ET436X32 | ET436/20X-32R; 436NM EXCITATION FILTER 32mm Dia, MOUNTED | 425 | 4.5% | 405.875
Olympus America Inc. | OCT-ET470/24M | ET470/24M; 470NM EMISSION FILTER 32MM DIA | 425 | 4.5% | 405.875
Olympus America Inc. | OCT-ET470X32 | ET470/40x-32R; 470NM EXCITATION FILTER 32mm DIA, MOUNTED | 425 | 4.5% | 405.875
Olympus America Inc. | OCT-ET500-40M | et500/40m; Design lot 305110, 32 mm dia. 3.5 mm thick, | 425 | 4.5% | 405.875
Olympus America Inc. | OCT-ET500LP | ET500LP; 500NM LONGPASS FILTER 25MM DIA | 325 | 4.5% | 310.375
Olympus America Inc. | OCT-ET535/30M | ET535/30M; 535NM EMISSION FILTER 32MM DIA | 425 | 4.5% | 405.875
Olympus America Inc. | OCT-ET535/50M | ET535/50M; 535 NM EMISSION FILTER 25MM DIA | 325 | 4.5% | 310.375
Olympus America Inc. | OCT-ET550-50M | et550/50m; Design lot 307588, 32 mm dia. 3.5 mm thick, | 425 | 4.5% | 405.875
Olympus America Inc. | OCT-ET570LP | ET570LP; 570NM LONGPASS FILTER 25MM DIA | 325 | 4.5% | 310.375
Olympus America Inc. | OCT-ET610/75M | ET610/75M; 610NM EMISSION FILTER 25MM DIA | 325 | 4.5% | 310.375
Olympus America Inc. | OCT-ET625/30M | ET625/30m; 625 NM EMISSION FILTER 25MM DIA | 325 | 4.5% | 310.375
Olympus America Inc. | OCT-ET632/60M | ET632/60M; 632NM EMISSION FILTER 32MM DIA | 425 | 4.5% | 405.875
Olympus America Inc. | OCT-ET670/50M | ET670/50m; 670 NM EMISSION FILTER 25MM DIA | 325 | 4.5% | 310.375
Olympus America Inc. | OCT-ET700/75M | ET700/75M; 700 NM EMISSION FILTER 25MM DIA | 325 | 4.5% | 310.375
Olympus America Inc. | OCT-ET740LP | ET740LP; 740nm Long Pass Filter 25mm Dia | 325 | 4.5% | 310.375
Olympus America Inc. | OCT-GG420242 | GG420; 420nm Interference Filter 24.2MM DIA x 3mm | 100 | 4.5% | 95.5
Olympus America Inc. | OCT-GG455 | GG455; 455nm Interference Filter 45MM DIA x 2mm | 150 | 4.5% | 143.25
Olympus America Inc. | OCT-GREX | Green-Red Exciter; Green-Red Exciter for BD Filter Set | 275 | 4.5% | 262.625
Olympus America Inc. | OCT-H1050-45 | 45HM1050IR; 1050NM HOT MIRROR, 45MM DIA | 206 | 4.5% | 196.73
Olympus America Inc. | OCT-H721/42M | HQ721/42M; 721NM EMISSION FILTER, 25MM DIA | 275 | 4.5% | 262.625
Olympus America Inc. | OCT-H770-45 | 45BP770/40IR; 770/40NM HOT MIRROR, 45MM DIA | 206 | 4.5% | 196.73
Olympus America Inc. | OCT-H775-45 | 45BP775/150IR; 775/150NM HOT MIRROR, 45MM DIA | 206 | 4.5% | 196.73
Olympus America Inc. | OCT-H850-45 | 45HM850IR; 850NM HOT MIRROR, 45MM DIA | 206 | 4.5% | 196.73
Olympus America Inc. | OCT-H900-45 | 45BP900/100IR; 900/100NM HOT MIRROR, 45MM DIA | 206 | 4.5% | 196.73
Olympus America Inc. | OCT-HLB80 | Hoya LB80; Hpya LB80 Daylight Blue Filter 32mm Dia | 70 | 4.5% | 66.85
Olympus America Inc. | OCT-JC20102 | JC20102; CUSTOM ET480/40X, T505LP, ET570/60M, MOUNTED | 846 | 4.5% | 807.93
Olympus America Inc. | OCT-JC23634 | JC23634; CUSTOM 405/40X,BS470, 590/50M | 825 | 4.5% | 787.875
Olympus America Inc. | OCT-JC23692B | JC23692B; ET365/10x, T400LP, ET470/40m | 825 | 4.5% | 787.875
Olympus America Inc. | OCT-JC23692P | JC23692P; ET420/20x, T450LPXR,ET540/40m | 825 | 4.5% | 787.875
Olympus America Inc. | OCT-JC23767 | JC23767; custom cube,ET595/20x, T625LPXR, ET740LP in BX2 | 825 | 4.5% | 787.875
Olympus America Inc. | OCT-JC23940 | JC23940; Custom BX3 cube w/50-50BS, 2.0ND and UV/IR filters | 776 | 4.5% | 741.08
Olympus America Inc. | OCT-JC24015 | JC24015; Custom 420/40x, 455BS, 460LPM in BX3 cube | 825 | 4.5% | 787.875
Olympus America Inc. | OCT-JC24058 | JC24058; Custom LSS mOrange 436/20X, BS455, 575/40M in BX3 | 1266 | 4.5% | 1209.03
Olympus America Inc. | OCT-JC24254 | JC24254; Custom Laser notch fitlers | 2035 | 4.5% | 1943.425
Olympus America Inc. | OCT-JC24255 | JC24255; Custom Raman Dichroic | 1400 | 4.5% | 1337
Olympus America Inc. | OCT-KG1242 | KG1; IR Heat Glass 24.2MM DIA x 3mm | 100 | 4.5% | 95.5
Olympus America Inc. | OCT-KG1-32R | KG1-32R; UV BLOCKER FILTER 32MM DIA, MOUNTED | 100 | 4.5% | 95.5
Olympus America Inc. | OCT-LAG00886 | LAG00886; CUSTOM DAPI/FITC/TX RED SET in BX3 cube | 1875 | 4.5% | 1790.625
Olympus America Inc. | OCT-LUMQUAD | LUMENCOR QUAD SET;DAPI/FITC/CY3/CY5 QUAD POLYCHROIC | 3250 | 4.5% | 3103.75
Olympus America Inc. | OCT-MDM450 | T455lpxt-UF2; 14 x 20 x 2 mm, wedge < 10 arc sec, carat to indicated coated surface | 400 | 4.5% | 382
Olympus America Inc. | OCT-MF101BX2 | MF101-BX2; Spectrum Green 493/16x, BS507, 527/30m | 1191 | 4.5% | 1137.405
Olympus America Inc. | OCT-MF101BX3 | MF101-BX3; Spectrum Green 493/16x, BS507, 527/30m | 1191 | 4.5% | 1137.405
Olympus America Inc. | OCT-MF102 | MF102; Spectrum Orange 548/20x, BS565, 580/14m | 750 | 4.5% | 716.25
Olympus America Inc. | OCT-MF102BX2 | MF102-BX2; Spectrum Orange 548/20x, BS565, 580/14m | 1191 | 4.5% | 1137.405
Olympus America Inc. | OCT-MF102BX3 | MF102-BX3; Spectrum Orange 548/20x, BS565, 580/14m | 1191 | 4.5% | 1137.405
Olympus America Inc. | OCT-MMS00295 | MMS00295; Custom RFP filter in Nikon Cube | 948 | 4.5% | 905.34
Olympus America Inc. | OCT-MS05078 | MS05078; custom NIR cube, d1100/50x, 50/50bs-nir, in BX2 | 1016 | 4.5% | 970.28
Olympus America Inc. | OCT-MS05138 | MS05138; Custom 89901 TIRF BX3 cube | 3925 | 4.5% | 3748.375
Olympus America Inc. | OCT-MS05220 | MS05220; magnetron 470/20x, BS485LP, 505/20x in Zeiss cube | 1075 | 4.5% | 1026.625
Olympus America Inc. | OCT-MS05710 | MS05710; Custom Beamsplitter BX3 Cube | 1141 | 4.5% | 1089.655
Olympus America Inc. | OCT-ND 0.4A-25 | ND 0.4A-25; NEUTRAL DENSITY FILTER, 40% TRANS, 25MM | 60 | 4.5% | 57.3
Olympus America Inc. | OCT-ND 0.5A-25 | ND 0.5A-25; NEUTRAL DENSITY FILTER, 32% TRANS, 25MM | 60 | 4.5% | 57.3
Olympus America Inc. | OCT-ND0.3A | ND0.3A; 50% T Neutral Density Filter 25MM DIA | 60 | 4.5% | 57.3
Olympus America Inc. | OCT-ND1.0A | ND1.0A; 10% T Neutral Density Filter 25MM DIA | 60 | 4.5% | 57.3
Olympus America Inc. | OCT-ND1.3A | ND1.3A; 5% T Neutral Density Filter 25MM DIA | 60 | 4.5% | 57.3
Olympus America Inc. | OCT-ND1.5A | ND1.5A; 3% T Neutral Density Filter 25MM DIA | 60 | 4.5% | 57.3
Olympus America Inc. | OCT-ND2.0A | ND2.0A; 1% T Neutral Density Filter 25MM DIA | 60 | 4.5% | 57.3
Olympus America Inc. | OCT-ND3.0A | ND3.0A; 0.1% T Neutral Density Filter 25MM DIA | 60 | 4.5% | 57.3
Olympus America Inc. | OCT-OG570 | 570nm Interference Glass 45mm Dia, Unmounted 2mm thick | 200 | 4.5% | 191
Olympus America Inc. | OCT-OG590 | OG590; 590NM ABSORBTION GLASS, 2MM THICK 45MM DIA | 150 | 4.5% | 143.25
Olympus America Inc. | OCT-Q697lp | Q697lp; 697nm long pass dichroic mirror 26 x 38 x 1mm | 250 | 4.5% | 238.75
Olympus America Inc. | OCT-QUADLDM | ZT405/488/561/647rpc;QUAD LASER DICHROIC | 550 | 4.5% | 525.25
Olympus America Inc. | OCT-QUADLEM | ZET405/488/561/647M;QUAD LASER NOTCH FILTER | 625 | 4.5% | 596.875
Olympus America Inc. | OCT-RG610 | RG610; Schott longpass absorption glass 45mm dia 3mm thick | 200 | 4.5% | 191
Olympus America Inc. | OCT-RG630 | RG630; 630NM ABSORBTION GLASS, 2MM THICK 45MM DIA | 150 | 4.5% | 143.25
Olympus America Inc. | OCT-RG695 | RG695; 695nm Interference Filter 45MM DIA x 2mm | 150 | 4.5% | 143.25
Olympus America Inc. | OCT-RRS02223 | MS05138; Custom 89901 TIRF BX3 cube | 3925 | 4.5% | 3748.375
Olympus America Inc. | OCT-RRS03129 | RRS03129; ET430/24x T450lpxr ET550/50m in BX3 cube | 1292 | 4.5% | 1233.86
Olympus America Inc. | OCT-RRS03251 | RRS03251; Quad Laser Set in BX3 TIRF cube | 2025 | 4.5% | 1933.875
Olympus America Inc. | OCT-RRS03648 | RRS03648; Custom Fura-8 filter in BX3 cube | 1591 | 4.5% | 1519.405
Olympus America Inc. | OCT-RRS20284 | RRS20284; Custom 550nm filter 24.19mm Diameter, unmounted | 750 | 4.5% | 716.25
Olympus America Inc. | OCT-RT532RDC | RT532RDC; 532nm Raman Dichroic 32x44mm | 700 | 4.5% | 668.5
Olympus America Inc. | OCT-RT785RDC | RT785RDC; 785nm Raman Dichroic 32x44mm | 700 | 4.5% | 668.5
Olympus America Inc. | OCT-SM03097 | SM03097; Custom ET480/40X,T510LPXRXT,ET650LP | 925 | 4.5% | 883.375
Olympus America Inc. | OCT-SM03120 | SM03120; CUSTOM ET545/25x,T565LPXR, ET585/20M IX3 CUBE | 1125 | 4.5% | 1074.375
Olympus America Inc. | OCT-SM03246 | SM03246; Custom ET545/25x ET585/20m T565lpxr in IX3 cube | 1175 | 4.5% | 1122.125
Olympus America Inc. | OCT-SM03543 | SM03543; Custom Quad laser TIRF BX2 cube | 2550 | 4.5% | 2435.25
Olympus America Inc. | OCT-SM03561 | SM03561; Custom Quad laser TIRF BX3 cube | 3925 | 4.5% | 3748.375
Olympus America Inc. | OCT-SM03630 | SM03630; ZT532rdc-NIR-UF1 532-NIRnm Dichroic, 26x38x1mm | 650 | 4.5% | 620.75
Olympus America Inc. | OCT-SM03750 | SM03750; Lumencor Dapi/FITC/Cy3/Cy5 set for CX41 | 2053 | 4.5% | 1960.615
Olympus America Inc. | OCT-SM03855 | SM03855; ET480/40x, T510lpxrxt, ET600/50m in BX2 cube | 825 | 4.5% | 787.875
Olympus America Inc. | OCT-SM03944 | SM03944; 21000 - 50/50 beamsplitter GG420 + KG1 in BX3 cube | 325 | 4.5% | 310.375
Olympus America Inc. | OCT-SM04335 | SM04335; 59022bs+59022m in IX3 cube | 1463 | 4.5% | 1397.165
Olympus America Inc. | OCT-SM04601 | SM04601; Custom UV blocking set_Olympus BX3_Mounted in Olympus supplied cube E420lpv2 and UVND_1.3 mounted in Excitation position 21000 50/50 Beamsplitter | 726 | 4.5% | 693.33
Olympus America Inc. | OCT-SM04823 | Custom quad BX3 TIRF cube | 3050 | 4.5% | 2912.75
Olympus America Inc. | OCT-SM05068 | SM05068; Custom BX3 Cube ET625/30x T60lpxrxt ET780/60m | 1316 | 4.5% | 1256.78
Olympus America Inc. | OCT-SM05087 | SM05087; Custom ET395/25x AT415dc AT435lp in BX3 cube | 1066 | 4.5% | 1018.03
Olympus America Inc. | OCT-SM20020 | SM20020; Custom 405/488/532/647TIRF in BX3 cube | 3050 | 4.5% | 2912.75
Olympus America Inc. | OCT-T400LP | T400LP; 400nm DICHROIC BEAMSPLITTER 26MMX38MM | 225 | 4.5% | 214.875
Olympus America Inc. | OCT-T425LPXR | T425lpxr; 425nm DICHROIC BEAMSPLITTER 26MMX38MM | 325 | 4.5% | 310.375
Olympus America Inc. | OCT-T425lpxr-32 | T425lpxr; 425NM DICHROIC 32x44x1mm | 325 | 4.5% | 310.375
Olympus America Inc. | OCT-T455LP | T455LP; 455nm DICHROIC BEAMSPLITTER 26MMX38MM | 225 | 4.5% | 214.875
Olympus America Inc. | OCT-T495lpxr | T495LPXR; 495NM DICHROIC BEAMSPLITTER 26X38X1MM | 225 | 0% | 225
Olympus America Inc. | OCT-T495lpxr-32 | T495lpxr; 495NM DICHROIC 32x44x1mm | 325 | 4.5% | 310.375
Olympus America Inc. | OCT-T505LPXR | T505LPXR; 505nm DICHROIC BEAMSPLITTER 26MMX38MM | 225 | 4.5% | 214.875
Olympus America Inc. | OCT-T525LPXR | t525lpxr; 45 deg aoi dichroic mirror with max reflection for 500/40 and transmission for 55/50. 32x44x1mm with cut corners | 425 | 4.5% | 405.875
Olympus America Inc. | OCT-T556lpxr | T556lpxr; 556nm DICHROIC BEAMSPLITTER 26MMX38MM | 225 | 4.5% | 214.875
Olympus America Inc. | OCT-T560LPXR | T560LPXR; 560nm DICHROIC BEAMSPLITTER 26MMX38MM | 225 | 4.5% | 214.875
Olympus America Inc. | OCT-T565lpU | T565lpxr-UF2; 565nm Ultra Flat Dichroic 26x38x2mm | 400 | 4.5% | 382
Olympus America Inc. | OCT-T565LPXR | T565LPXR; 565nm DICHROIC BEAMSPLITTER 26MMX38MM | 225 | 4.5% | 214.875
Olympus America Inc. | OCT-T570LP | T570LP; 570nm DICHROIC BEAMSPLITTER 26MMX38MM | 225 | 4.5% | 214.875
Olympus America Inc. | OCT-T585LPXR | T585LPXR; 585nm DICHROIC BEAMSPLITTER 26MMX38MM | 225 | 4.5% | 214.875
Olympus America Inc. | OCT-T610lpxr | T610lpxr; 610nm Dichroic 26x38x1mm | 225 | 4.5% | 214.875
Olympus America Inc. | OCT-T610lpxr-25.5 | T610lpxr; 610NM DICHROIC 25.5x38x1mm | 225 | 4.5% | 214.875
Olympus America Inc. | OCT-T635lpU | T635lpxr-UF2; 635nm Ultra Flat Dichroic 26x38x2mm | 400 | 4.5% | 382
Olympus America Inc. | OCT-T635lpxr | T635lpxr; 635nm long pass dichroic mirror 26 x 38 x 1mm | 225 | 4.5% | 214.875
Olympus America Inc. | OCT-T640SPXR | 640NM shortpass dichroic mirror for FV3000 | 475 | 4.5% | 453.625
Olympus America Inc. | OCT-T660LPXR | T660LPXR; 660nm DICHROIC BEAMSPLITTER 26MMX38MM | 225 | 4.5% | 214.875
Olympus America Inc. | OCT-T660LPXRXT | T660lpxrxt; 660nm Dichroic 26x38x1mm | 275 | 4.5% | 262.625
Olympus America Inc. | OCT-T760LPXR | T760LPXR; 760nm DICHROIC BEAMSPLITTER 26MMX38MM | 225 | 4.5% | 214.875
Olympus America Inc. | OCT-TD1BX3 | TRF59901-OL3; Dual-band ET-405/488nm laser TIRF set. For 400-408nm and 485-491nm lasers. BX3 Cubes. | 2375 | 4.5% | 2268.125
Olympus America Inc. | OCT-TD2BX3 | TRF59902-OL3; Dual-band ET-442/514nm laser TIRF set. For 439-445nm and 512-517nm lasers. BX3 Cubes. | 2375 | 4.5% | 2268.125
Olympus America Inc. | OCT-TD3BX3 | TRF59903-OL3; Dual-band ET-442/532nm laser TIRF set. For 438-445nm and 530-535nm lasers. BX3 Cubes. | 2375 | 4.5% | 2268.125
Olympus America Inc. | OCT-TD4BX2 | TRF59904-OL2; ET-488/561NM LASER DUAL TIRF SET | 2375 | 4.5% | 2268.125
Olympus America Inc. | OCT-TD4BX3 | TRF59904-OL3; Dual-band ET-488/561nm laser TIRF set. For 486-492nm and 556-563nm lasers. BX3 Cubes. | 2375 | 4.5% | 2268.125
Olympus America Inc. | OCT-TD4MBX2 | TRF59904-EM-OL2; ET-488/561NM LASER DUAL TIRF Pinkel SET | 2675 | 4.5% | 2554.625
Olympus America Inc. | OCT-TD5BX3 | TRF59905-OL3; Dual-band ET-488/594nm laser TIRF set. For 486-492nm and 591-596nm lasers. BX3 Cubes. | 2375 | 4.5% | 2268.125
Olympus America Inc. | OCT-TD6BX2 | TRF59906-OL2; ET-488/640NM LASER DUAL TIRF SET | 2375 | 4.5% | 2268.125
Olympus America Inc. | OCT-TD6BX3 | TRF59906-OL3; Dual-band ET-488/640nm laser TIRF set. For 486-492nm and 633-647nm lasers. BX3 Cubes. | 2423 | 4.5% | 2313.965
Olympus America Inc. | OCT-TD6MBX2 | TRF59906-EM-OL2; ET-488/640NM LASER DUAL TIRF Pinkel SET | 2675 | 4.5% | 2554.625
Olympus America Inc. | OCT-TD7BX3 | TRF59907-OL3; Dual-band ET-532/640nm laser TIRF set. For 528-535nm and 633-647nm lasers. BX3 Cubes. | 2423 | 4.5% | 2313.965
Olympus America Inc. | OCT-TQ1BX2 | TRF89901-OL2; ET-405/488/561/640nm Laser TIRF cube | 2625 | 4.5% | 2506.875
Olympus America Inc. | OCT-TQ1BX3 | TRF89901-OL3; Quad-band ET-405/488/561/640nm laser TIRF set. BX3 Cubes. | 2625 | 4.5% | 2506.875
Olympus America Inc. | OCT-TQ1MBX3 | TRF89901-EM-OL3; Quad-band 405/488/561/640nm laser TIRF set w/separate EM filters (pinkel). BX3 Cubes. | 3475 | 4.5% | 3318.625
Olympus America Inc. | OCT-TQ2BX2 | TRF89902-OL2;405/488/561/647NM LASER QUAD BAND SET FOR TIRF | 2625 | 4.5% | 2506.875
Olympus America Inc. | OCT-TQ2BX3 | TRF89902-OL3;405/488/561/647NM LASER QUAD BAND SET FOR TIRF | 2625 | 4.5% | 2506.875
Olympus America Inc. | OCT-TS11BX3 | TRF49911-OL3; Single Bandpass ET-594nm laser TIRF set. For 591-597nm lasers. BX3 Cubes. | 1975 | 4.5% | 1886.125
Olympus America Inc. | OCT-TS13BX3 | TRF49913-OL3; Single Longpass ET-633-640nm laser TIRF set. For 627-643nm lasers. BX3 Cubes. | 1950 | 4.5% | 1862.25
Olympus America Inc. | OCT-TS14BX3 | TRF49914-OL3; Single Longpass ET-640-647nm laser TIRF set. For 633-650nm lasers. BX3 Cubes. | 2015 | 4.5% | 1924.325
Olympus America Inc. | OCT-TS1BX3 | TRF49901-OL3; Single Bandpass ET-405nm laser TIRF set. For 400-410nm lasers. BX3 Cubes. | 2015 | 4.5% | 1924.325
Olympus America Inc. | OCT-TS2BX3 | TRF49902-OL3; Single Bandpass ET-440nm laser TIRF set. For 430-445nm lasers. BX3 Cubes. | 1975 | 4.5% | 1886.125
Olympus America Inc. | OCT-TS4BX3 | TRF49904-OL3; Single Bandpass ET-488nm laser TIRF set. For 485-491nm lasers. BX3 Cubes. | 1975 | 4.5% | 1886.125
Olympus America Inc. | OCT-TS5BX3 | TRF49905-OL3; Single Bandpass ET-514nm laser TIRF set. For 511-517nm lasers. BX3 Cubes. | 1950 | 4.5% | 1862.25
Olympus America Inc. | OCT-TS7BX3 | TRF49907-OL3; Single Bandpass ET-532nm laser TIRF set. For 529-535nm lasers. BX3 Cubes. | 1975 | 4.5% | 1886.125
Olympus America Inc. | OCT-TS9BX3 | TRF49909-OL3; Single Bandpass ET-561nm laser TIRF set. For 557-563nm lasers. BX3 Cubes. | 2015 | 4.5% | 1924.325
Olympus America Inc. | OCT-TT1BX3 | TRF69901-OL3; Triple-band ET-405/488/561nm laser TIRF set. For 400-410nm, 486-492nm and 558-563nm lasers. BX3 Cubes. | 2475 | 4.5% | 2363.625
Olympus America Inc. | OCT-TT2BX3 | TRF69902-OL3; Triple-band ET-405/488/594nm laser TIRF set. For 400-412nm, 486-492nm and 591-596nm lasers. BX3 Cubes. | 2475 | 4.5% | 2363.625
Olympus America Inc. | OCT-TT4BX3 | TRF69904-OL3; Triple-band ET-442/514/561nm laser TIRF set. For 437-448nm, 511-516nm and 559-564nm lasers. BX3 Cubes. | 2475 | 4.5% | 2363.625
Olympus America Inc. | OCT-UV/VIS | UV-VIS 50/50bs; 50% Ref/50% Trans 300-800nm in IX3 cube | 375 | 4.5% | 358.125
Olympus America Inc. | OCT-VCGRIX3 | VCGR-SPX-IX3; custom lumencor quad set ET Dapi/Fitc/CY3/CY5 | 2113 | 4.5% | 2017.915
Olympus America Inc. | OCT-Z405/20X | ZET405/20X; 405nm LASER EXCITATION FILTER 25MM DIA | 325 | 4.5% | 310.375
Olympus America Inc. | OCT-Z473rdcx | ZT473rdcxt-UF1; 473nm dichroic mirror 26 x 38 x 1mm | 400 | 4.5% | 382
Olympus America Inc. | OCT-Z488/10X | ZET488/10X; 488nm LASER EXCITATION FILTER 25MM DIA | 325 | 4.5% | 310.375
Olympus America Inc. | OCT-Z488/561 | ZT488/561RPC; 488/561nm LASER BEAMSPLI TTER 26MMX38MM | 475 | 4.5% | 453.625
Olympus America Inc. | OCT-Z514/10x | ZET514/10x; 514NM LASER EXCITATION FILTER 25 MM DIA | 325 | 4.5% | 310.375
Olympus America Inc. | OCT-Z532R | ZT532RDC; 532nm LASER BEAMSPLITTER 26MMX38MM | 300 | 4.5% | 286.5
Olympus America Inc. | OCT-Z561/10X | ZET561/10X; 561nm LASER EXCITATION FILTER 25MM DIA | 325 | 4.5% | 310.375
Olympus America Inc. | OCT-Z640R | ZT640RDC; 640nm LASER BEAMSPLITTER 26MMX38MM | 300 | 4.5% | 286.5
Olympus America Inc. | OCT-ZET405/20X | ZET405/20x; 405NM LASER EXCITATION FILTER | 325 | 4.5% | 310.375
Olympus America Inc. | OCT-ZET457NF | zet457nf; notch filter 25mm, 0 deg AOI | 550 | 4.5% | 525.25
Olympus America Inc. | OCT-ZET473nf | ZET473nf; 473nm Laser Notch filter | 495 | 4.5% | 472.725
Olympus America Inc. | OCT-ZET532/640m | ZET532/640m; 532 and 640nm Dual LASER EXCITATION FILTER 25MM DIA | 525 | 4.5% | 501.375
Olympus America Inc. | OCT-ZET532NF | ZET532NF; 532NM LASER NOTCH FILTER | 495 | 4.5% | 472.725
Olympus America Inc. | OCT-ZET532NF-32 | ZET532NF-32; 532NM LASER NOTCH FILTER 32mm Dia | 645 | 4.5% | 615.975
Olympus America Inc. | OCT-ZET635NF | ZET635NF; 635NM LASER NOTCH FILTER | 495 | 4.5% | 472.725
Olympus America Inc. | OCT-ZET642NF | ZET642NF; 642NM LASER NOTCH FILTER | 495 | 4.5% | 472.725
Olympus America Inc. | OCT-ZET647nf | ZET647nf; 647nm Laser Notch Filter | 495 | 0% | 495
Olympus America Inc. | OCT-ZET647nfU | ZET647nf; 647nm Laser Notch Filter, Unmounted | 495 | 4.5% | 472.725
Olympus America Inc. | OCT-ZQUAD | ZET405/488/532/642m; QUAD Laser EMISSION FILTER, 25MM DIA | 750 | 4.5% | 716.25
Olympus America Inc. | OCT-ZT532RDC | ZT532RDC; 532NM DICHROIC | 300 | 4.5% | 286.5
Olympus America Inc. | OCT-ZT594RDC-UF2 | ZT594RDC-UF2; DICHROIC 2MM 594NM | 400 | 4.5% | 382
Olympus America Inc. | ODA104020-05 | 104020-05V;HD210U,27” HD MON-VESA MNT,6’ DVI-HDM CBL,USB CBL | 4745 | 4.5% | 4531.475
Olympus America Inc. | ODA-104020-1 | 104020-01;HD-210U CAMERA, 27"LCD MONITOR, 6' DVI-HDMI CABLE | 4865 | 4.5% | 4646.075
Olympus America Inc. | ODA-104022-01 | 104022-01; HD-210U CAMERA KIT, 24"HD MONITOR, 6'DVI-HDMI CBL | 4600 | 4.5% | 4393
Olympus America Inc. | ODA-104023-03 | 104023-03; HD-210U CAMERA KIT, 32"HD MONITOR,20'DVI-HDMI CBL | 4965 | 4.5% | 4741.575
Olympus America Inc. | ODA-104024-01 | 104024-01;HD-336U,32”HD MONIT 16:9,6’DVI-HDMI CBL,USB 3.0 | 13790 | 4.5% | 13169.45
Olympus America Inc. | ODA-104025-01 | 104025-01;UHD-4K CAM,28”UHD-4K MONIT,DISPL PORT INTERF & CBL | 20610 | 4.5% | 19682.55
Olympus America Inc. | ODA-104210-3 | 104210-03; HD-210U CAMERA, DVI, 6' USB, MAGICAPP, PWR | 3995 | 4.5% | 3815.225
Olympus America Inc. | ODA-104330-10 | 104330-10; HD-336D, 3CCD CAMERA,6'DVI-HDMI CBL,DVI ADAPT,PWR | 13205 | 4.5% | 12610.775
Olympus America Inc. | ODA-104337-01 | 104337-01;HD-336D,3CMOS CAMERA,6'DVI-HDMI CBL,DVI ADAPT,PWR | 13400 | 4.5% | 12797
Olympus America Inc. | ODA-104410-01 | 104410-01;UHD-4K CAM,3840x2160,60FPS,REMOTE CNTRL,3M CBL,PWR | 17680 | 4.5% | 16884.4
Olympus America Inc. | ODA-104440-01 | 104440-01;UHD-4K-S CAMERA,3840x2160,60FPS,REMOTE, 3M CABLE, PWR SUPPLY, 3G/HD-SDI OUTPUT x 4 | 17680 | 4.5% | 16884.4
Olympus America Inc. | ODA-104440-02 | 104440-02; UHD-4K-H CAMERA, 3840x2160, 30FPS,REMOTE, 3M CBL, PWR SUPP, 3G-SDI/HDMI CONVER, SDI CABLES x4, HDMI-HDMI OPT CABL 6 FT | 18200 | 4.5% | 17381
Olympus America Inc. | ODA-104440-03 | 104440-03; UHD-4K-D CAMERA, 3840x2160, 60FPS,REMOTE, 3M CBL, PWR SUPP, 3G-SDI/DISPLAY PORT CONVER, SDI CABLES x4, DISP PORT CBL | 19440 | 4.5% | 18565.2
Olympus America Inc. | ODA104510-01 | 104510-01; HD-STREAM, HDMI, USB, MOUSE, KEYBOARD | 9995 | 4.5% | 9545.225
Olympus America Inc. | ODA104510-02 | 104510-02; HD-210U, HD-STREAM, HDMI, USB, MOUSE, KEYBOARD | 13490 | 4.5% | 12882.95
Olympus America Inc. | ODA-104530-01 | 104530-01; HD-Stream Box w/HD-336U 3CMOS HD Cam. Stream HD via Ethernet or WiFi, capture & record; incl. mouse, keyboard, HDMI cable | 21900 | 4.5% | 20914.5
Olympus America Inc. | ODA-207693 | 207693-02;OLY-150IR CAMERA CONTROL UNIT | 1680 | 4.5% | 1604.4
Olympus America Inc. | ODA207768-01 | 207768-01; POWER SUPPY FOR OLY-750, CONNECTOR FOR DC IN 12V | 95 | 4.5% | 90.725
Olympus America Inc. | ODA-207776-01 | 207776-01;1/4"-20 TRIPOD MOUNT ADAPTER (FOR HD-210U CAMERA) | 45 | 4.5% | 42.975
Olympus America Inc. | ODA-738077 | 738077-01;POWER SUPPLY FOR OLY-150IR | 35 | 4.5% | 33.425
Olympus America Inc. | ODA-73807701 | 738077-01; POWER SUPPLY FOR OLY-150IR CAMERA | 135 | 4.5% | 128.925
Olympus America Inc. | ODA-73847805 | 738478-05; PCI FRAME GRABBER FOR OLY-150IR CAMERA, BNC-BNC | 565 | 0% | 565
Olympus America Inc. | ODA-738478-06 | PCI-express card with software for IR-1000/LSC70 computer interface (requires BNC to BNC cable) | 860 | 4.5% | 821.3
Olympus America Inc. | ODA-738623-02 | DVI-HDMI CABLE, 6 FT. | 70 | 4.5% | 66.85
Olympus America Inc. | ODA738623-04 | 738623-04; DVI-HDMI CABLE, 20 FT | 175 | 4.5% | 167.125
Olympus America Inc. | ODA-73864402 | Dage 27” HD LCD Monitor | 800 | 4.5% | 764
Olympus America Inc. | ODA-738645-02 | 738645-02; 40" HD DISPLAY MONITOR, 16:9, 1920 X 1080 | 1580 | 4.5% | 1508.9
Olympus America Inc. | ODA738682-01 | 738682-01; FOOT PEDAL FOR HD-210U HD CAMERA, USB | 190 | 0% | 190
Olympus America Inc. | ODA-738689-01 | 738689-01; MINI WALL MOUNT FOR 32" HD DISPLAY | 230 | 4.5% | 219.65
Olympus America Inc. | ODA-738690-01 | 738690-01; DVI-VGA adapter (HD) | 65 | 4.5% | 62.075
Olympus America Inc. | ODA738702-01 | 738702-01; 28" 4K UHD DISPLAY MONITOR, HDMI & DISPLAY PORT | 1350 | 0% | 1350
Olympus America Inc. | ODA-73870401 | 738704-01; 27" HD DISPLAY WITH VESA MOUNT | 780 | 4.5% | 744.9
Olympus America Inc. | ODA-738710-01 | 738710-01; 22-inch HD Display Monitor | 580 | 0% | 580
Olympus America Inc. | ODA-81008010 | 810080-10;BNC TO BNC CABLE, 10FT | 40 | 4.5% | 38.2
Olympus America Inc. | ODA-810080-6 | 810080-06;BNC TO BNC CABLE 6FT | 30 | 4.5% | 28.65
Olympus America Inc. | ODA-835130 | 835130-08;8 FT. INTERCONNECT CABLE FOR OLY-150IR | 250 | 4.5% | 238.75
Olympus America Inc. | ODA-CCD-100 | 105100-31; 1/3" CCD CAMERA,B&W 525/60 | 1425 | 4.5% | 1360.875
Olympus America Inc. | ODA-CCD-200 | CCD-200;1/2" CCD B&W CAMERA,AUTO/MAN GAIN,POWER | 1650 | 4.5% | 1575.75
Olympus America Inc. | ODA-IR1000 | IR-1000;DAGE INFARED CCD MONO VIDEO CAMERA | 4195 | 4.5% | 4006.225
Olympus America Inc. | ODA-IR1000E | IR-1000-E; DAGE INFARED CCD MONO VIDEO CAMERA, CCIR | 4195 | 4.5% | 4006.225
Olympus America Inc. | ODA-VE1000 | VE1000;NEAR IR CAMERA / CONTROLLER | 10190 | 4.5% | 9731.45
Olympus America Inc. | ODA-VU10 | VU-11; 10" 4:3 LCD VIDEO MONITOR | 610 | 4.5% | 582.55
Olympus America Inc. | ODA-VU15 | VU-15;15" 4:3 LCD VIDEO MONITOR | 790 | 0% | 790
Olympus America Inc. | ODA-VU15RM | 104014-01RM;15" 4:3 LCD VIDEO MONITOR, RACK MOUNT | 880 | 0% | 880
Olympus America Inc. | ODA-VU19 | VU-19;19" 5;4 LCD VIDEO MONITOR | 1189 | 0% | 1189
Olympus America Inc. | ODD-EWS-FSX | NJQT2401; WIN7-32, DL_CORE 3GHZ, 4GB RAM, 2TB HD FSX100 | 2250 | 4.5% | 2148.75
Olympus America Inc. | ODDI-WORKSTN | DDIKST;DDI WORKSTATION OFF OF QUOTE NJQT2035 | 2015 | 4.5% | 1924.325
Olympus America Inc. | ODJ-190-1 | 190-1;DOLANJENNER 30W FIBER OPTIC SYSTEM,INC FIBER & ADAP | 440 | 4.5% | 420.2
Olympus America Inc. | ODJ-201585 | 201585;21V, 150W, NORMAL INTENSITY, 200 HOUR LAMP LIFE | 34 | 4.5% | 32.47
Olympus America Inc. | ODJ-6000USB1 | LMI-6000 115V US CRD 15MM ID ADPT | 824 | 4.5% | 786.92
Olympus America Inc. | ODJ-6000USDG | LMI-6000 115V US CRD DUAL GOOSENECK | 1099 | 4.5% | 1049.545
Olympus America Inc. | ODJ-6000USSG | LMI-6000 115V US CRD SINGL GOOSENECK | 1016 | 4.5% | 970.28
Olympus America Inc. | ODJ-AOLM48 | AOLM48; OLYMPUS SZ, ANNULAR RINGLIGHT, ID=2.185INCB=48IN | 396 | 4.5% | 378.18
Olympus America Inc. | ODJ-EEG436 | EEG436;DOLAN JENNER DUAL GOOSENECK/FLEXIBLE CABLE | 215 | 4.5% | 205.325
Olympus America Inc. | ODJ-EEG472M | EEG472M; EEG472 M KIT W/MI TIP | 295 | 4.5% | 281.725
Olympus America Inc. | ODJ-LH759 | LH-759;DOLAN JENNER FOCUSING LENS | 41 | 4.5% | 39.155
Olympus America Inc. | ODJ-LHP-PLZ | LHP-PLZ;DOLAN JENNER POLARIZER CAP FOR GOOSENECK | 55 | 4.5% | 52.525
Olympus America Inc. | ODJ-LP25A36M | 2190170036: FIBER OPTIC RINGLI GHT, ID 66MM, 36 INCH LENGTH | 380 | 4.5% | 362.9
Olympus America Inc. | ODJ-LT-7-1M | LT-7-1M; LITE PIPET SET FOR Mi-150 | 507 | 4.5% | 484.185
Olympus America Inc. | ODJ-MI150DG | MI-150DG;FIBER LITE ILLUM 150W, EKE LAMP, DUAL GOOSENECK | 663 | 4.5% | 633.165
Olympus America Inc. | ODJ-MI150DGA | MI-150; FIBER LITE ILLUM 150W, EKE LMP BOX | 355 | 4.5% | 339.025
Olympus America Inc. | ODJ-MI150R | MI-150R;DOLAN JENNER 150 WATT, 115 VAC, 60HZ, EKE LAMP | 445 | 4.5% | 424.975
Olympus America Inc. | ODJ-MI150RD | M150RD: KIT- 150W POWER SUPPLY/ FO RINGLIGHT FOR SZ | 755 | 4.5% | 721.025
Olympus America Inc. | ODJ-MI150SG | MI-150SG;FIBER LITE ILLUM 150W, EKE LAMP, SINGLE GOOSENECK | 575 | 4.5% | 549.125
Olympus America Inc. | ODJ-MILEDDG | MI-LED-US-DG; MI LED system with goosenecks and lenses | 600 | 4.5% | 573
Olympus America Inc. | ODJ-ML-7 | MS-7 STAND FOR BIFURCATED LIGHT SOURCES FROM DOLAN JENNER | 151 | 4.5% | 144.205
Olympus America Inc. | ODL-OTPG4 | OTPG_4;4CH optogenetics TTL pulse generator, BNC cables not included | 642 | 4.5% | 613.11
Olympus America Inc. | ODL-OTPG8 | OTPG_8;8CH optogenetics TTL pulse generator, BNC cables not included | 1284 | 4.5% | 1226.22
Olympus America Inc. | OEB-ADAPTNIK | 920008542; NIKON MOUNTING ADAPTER FOR NK2 | 450 | 0% | 450
Olympus America Inc. | OEB-CELLTRA | 5176000068; CELLTRAM AIR PNEUMATIC SYSTEM FOR HOLDING CELLS | 2300 | 0% | 2300
Olympus America Inc. | OEB-CELLTRAM4RA | 5196000013; CellTram 4r Air | 2230 | 0% | 2230
Olympus America Inc. | OEB-CELLTRAM4RO | 5196000030; CellTram 4r Oil | 3199 | 0% | 3199
Olympus America Inc. | OEB-CELLTRO | 5176000076; CELLTRAM OIL HYDRAULIC SYSTEM FOR INJECTING CELLS | 2590 | 0% | 2590
Olympus America Inc. | OEB-CELLTRV | 5176000084; CELLTRAM VARIO OIL SYSTEM W/ GEAR RATIO 1:1-1:10 | 3030 | 0% | 3030
Olympus America Inc. | OEB-CKXADPT | 920008569; CKX, CK ADAPTER | 450 | 0% | 450
Olympus America Inc. | OEB-FEMCBL4 | 5252070038; FEMTOJET CONNECTION CABLE | 105 | 0% | 105
Olympus America Inc. | OEB-FEMFT4 | 5252070020; FEMTOJET4 FOOT CONTORL | 301 | 0% | 301
Olympus America Inc. | OEB-FEMHD4 | 5252070011; FEMTOJET4 HAND CONTROL | 84 | 0% | 84
Olympus America Inc. | OEB-FEMJET4 | 5252000021; FEMTOJET4I MICROINJECTOR | 9940 | 0% | 9940
Olympus America Inc. | OEB-FEMJET-4E | 5253000025; FEMTOJET4X MICROINJECTOR | 6880 | 0% | 6880
Olympus America Inc. | OEB-FEMTOTIP | 930000035; FEMTOTIPS, STERILE, 1 PKG OF 20 | 253 | 0% | 253
Olympus America Inc. | OEB-FEMTOTIPII | 930000043; Femtotips II, sterile, set of 20 | 253 | 0% | 253
Olympus America Inc. | OEB-FEMTUBE | 920007431; FEMTOJET4 INJECTION TUBING 2M | 127 | 0% | 127
Olympus America Inc. | OEB-INJCTMN4 | 5192000027; INJECTMAN4,SEMI-AUTO MICROINJECT ADHERE | 18100 | 0% | 18100
Olympus America Inc. | OEB-INJCTMNH | 5192073008; Headstage holder for InjectMan 4 | 131 | 0% | 131
Olympus America Inc. | OEB-MICRLOADER | 930001007; MICROLOADERS, RACKED 2X96 PER BOX | 172 | 0% | 172
Olympus America Inc. | OEB-NK4/NI4 | 5192321001; Adapter bridge-NK4/NI4 old adapters | 550 | 0% | 550
Olympus America Inc. | OEB-PIEZOTPS | 930001091; PIEZO DRILL TIPS/MOUSE (ICSI)STERILE, PKG:25 | 525 | 0% | 525
Olympus America Inc. | OEB-PIEZXPRT | 5194000024; PIEZOXPERT (PIEZO DRILL) EPPENDORF | 14300 | 0% | 14300
Olympus America Inc. | OEB-PTMANAD | 920008585; PATCHMAN ADAPTER FOR IX AND IX2 SCOPES | 450 | 0% | 450
Olympus America Inc. | OEB-TFMAN4AD | 5192307009; IX3 ADAPTER FOR TRANSFERMAN4 | 815 | 0% | 815
Olympus America Inc. | OEB-TFMAN4CB | 5181150094; Cable connecting TransferMan 4r to PC/PiezoXpert | 213 | 0% | 213
Olympus America Inc. | OEB-TFMAN4M | 5191000023; TransferMan 4m, FOR CLINICAL USE ONLY | 19800 | 0% | 19800
Olympus America Inc. | OEB-TFMANAD | 5181223008; IX3 ADAPTER FOR TRANSFERMAN | 500 | 0% | 500
Olympus America Inc. | OEB-TM4ADP | 5192306002; Transferman 4m/r manipulator adapter for IX | 815 | 0% | 815
Olympus America Inc. | OEB-TRANSTIPES | 930001040; Transfer Tips (ES), sterile, set of 25, Angle: 20°, ID: 15μm, Flange: 1mm | 545 | 0% | 545
Olympus America Inc. | OEB-TRAN-T4R | 5193000020; TRANSFERMAN T4R MICROMANIPULATOR | 18700 | 0% | 18700
Olympus America Inc. | OEB-VACUTIP | 930001015; VACUTIPS STERILE 1 PKG OF 25 | 420 | 0% | 420
Olympus America Inc. | OEB-VBTBL | 920007970; ANTIVIBRATION PAD LARGE FOR 22 TO 27.6 LBS | 590 | 0% | 590
Olympus America Inc. | OEB-VBTBM | 920007961; ANTIVIBRATION PAD M MEDIUM FOR 17.6 TO 22 LBS | 590 | 0% | 590
Olympus America Inc. | OEB-VBTBS | 920007953; ANTIVIBRATION PAD SMALL, FOR 13.2 TO 17.6 LBS | 590 | 0% | 590
Olympus America Inc. | OEB-VBTBXL | 920007988; ANTIVIBRATION PAD X-LARGE, FOR 27.6 TO 36.4 LBS | 590 | 0% | 590
Olympus America Inc. | OEB-VBTBXS | 920007945; ANTIVIBRATION PAD X-SMALL,FOR 9.9 TO 13.2 LBS | 590 | 0% | 590
Olympus America Inc. | OEO-32763 | Filter long 2in sq 495nm | 100 | 4.5% | 95.5
Olympus America Inc. | OEO-46062 | Filter long 2in sq 570nm | 100 | 4.5% | 95.5
Olympus America Inc. | OEV-142 | OEV-142 13 INCH OLYMPUS COLOR VIDEO MONITOR | 1485 | 4.5% | 1418.175
Olympus America Inc. | OE-VIVO-CAB | OE-VIVO-CAB; cellVivo Incubation System, CO2-Only, Advanced black enclosure for IX73, IX83 & FV3000, Inc. controllers & 2 inserts | 20846 | 4.5% | 19907.93
Olympus America Inc. | OE-VIVO-CC | OE-VIVO-CC; cellVivo Incubation System, CO2-Only, Standard clear enclosure, Inc. controllers & 2 inserts | 18175 | 4.5% | 17357.125
Olympus America Inc. | OE-VIVO-CLS | OE-VIVO-CLS; cellVivo Incubation System, CO2-Only, Laser-safe enclosure for IX73, IX83 & FV3000, Inc. controllers & 2 inserts | 21736 | 4.5% | 20757.88
Olympus America Inc. | OE-VIVOFPB | VIVO-SP-T; Replacement cellvivo Side Plate - Clear | 2301 | 4.5% | 2197.455
Olympus America Inc. | OE-VIVOFPT | VIVO-FP-T; Replacement cellvivo Front Plate - Clear | 1919 | 4.5% | 1832.645
Olympus America Inc. | OE-VIVOIX73AD | VIVO-IX73AD-2; Incubator Housing Adapter Set for IX73 | 2516 | 4.5% | 2402.78
Olympus America Inc. | OE-VIVOIX83AD | VIVO-IX83AD-2; Incubator Housing Adapter Set for IX83 with IX3-ZDC | 2638 | 4.5% | 2519.29
Olympus America Inc. | OE-VIVOIX83AD3 | VIVO-IX83AD-3; Incubator Housing Adapter Set for IX83 with IX3-ZDC2 | 2636 | 4.5% | 2517.38
Olympus America Inc. | OE-VIVO-OAB | OE-VIVO-CC; cellVivo Incubation System, CO2-Only, Standard clear enclosure for IX73, IX83 & FV3000, Inc. controllers & 2 inserts | 18175 | 4.5% | 17357.125
Olympus America Inc. | OE-VIVO-OC | OE-VIVO-OC; cellVivo Incubation System, CO2/O2, Standard clear enclosure for IX73, IX83 & FV3000, Inc. controllers & 2 inserts | 22462 | 4.5% | 21451.21
Olympus America Inc. | OE-VIVO-OLS | OE-VIVO-OLS; cellVivo Incubation System, CO2/O2, Laser-safe enclosure for IX73, IX83 & FV3000, Inc. controllers & 2 inserts | 26023 | 4.5% | 24851.965
Olympus America Inc. | OE-VIVOSIADPO | VIVO-SI-ADPO; Adapter for IX3-SSU/SVR/SVL Stages | 649 | 4.5% | 619.795
Olympus America Inc. | OE-VIVOSIM100 | VIVO-SI-M-100; Sample Holder for 100mm Petri dish | 251 | 4.5% | 239.705
Olympus America Inc. | OE-VIVOSIM2X35 | VIVO-SI-M-2X35; Sample Holder for two 35mm dishes | 251 | 4.5% | 239.705
Olympus America Inc. | OE-VIVOSIMPOC | VIVO-SI-M-POC; Sample Holder for LaCon POCsystem | 251 | 4.5% | 239.705
Olympus America Inc. | OE-VIVOSPB | VIVO-SP-B; Replacement cellvivo Side Plate - Black | 398 | 4.5% | 380.09
Olympus America Inc. | OE-VIVOSPT | VIVO-SP-T; Replacement cellvivo Side Plate - Clear | 327 | 4.5% | 312.285
Olympus America Inc. | OE-VIVOSW | VIVO-SW; Software for cellVivo Incubator | 1464 | 4.5% | 1398.12
Olympus America Inc. | OE-VIVOTS2K | VIVO-TS-2000; cellVivo Sample Temp. Sensor | 740 | 4.5% | 706.7
Olympus America Inc. | OE-VIVOTUBE | VIVO-TUBE; Tube elongation-1m for heater unit | 576 | 4.5% | 550.08
Olympus America Inc. | OEX-0010 | 810-00032X;X-CITE LLG ADPTR F/BX FRMES,F/COVERT IXSYS TO BX | 920 | 4.5% | 878.6
Olympus America Inc. | OEX-0010U | SR4395;CUSTOM OLYMPUS BX ADAPTOR W/UV filter | 4500 | 4.5% | 4297.5
Olympus America Inc. | OEX-0011 | 810-10032X;X-CITE 120LED BX-RFA FLANGE | 920 | 4.5% | 878.6
Olympus America Inc. | OEX-0015 | 810-00031X;X-CITE LLG ADPTR F/IX FRAMES,COVERTS BXSYS TO IX | 920 | 4.5% | 878.6
Olympus America Inc. | OEX-0016 | 810-10031X;X-CITE 120LED IX-RFA FLANGE | 920 | 4.5% | 878.6
Olympus America Inc. | OEX-0017 | 810-10032XI;X-CITE 120LED IX-RFAL/FE FLANGE | 920 | 4.5% | 878.6
Olympus America Inc. | OEX-0020 | 810-00077X;X-CITE LLG ADPTR F/CX FRAMES | 920 | 4.5% | 878.6
Olympus America Inc. | OEX-0030 | 810-00046X;X-CITE 120 MVX ADAPTER ONLY | 920 | 4.5% | 878.6
Olympus America Inc. | OEX-0040 | 810-00033X;X-CITE LLG ADPTR FOR LEICA DMIRB | 920 | 4.5% | 878.6
Olympus America Inc. | OEX-0050 | 810-00022X;X-CITE ADAPTER FOR ZEISS | 920 | 4.5% | 878.6
Olympus America Inc. | OEX-0060 | 810-00030X; NIKON X-CITE 120COLLIMATING ADAPTER | 920 | 4.5% | 878.6
Olympus America Inc. | OEX-0101 | 010-00151IX;X-CITE 120Q FOR IX.NO IRIS.3MMX1.5M LLG | 4695 | 4.5% | 4483.725
Olympus America Inc. | OEX-0111 | 010-00151BX;X-CITE 120Q FOR BX.NO IRIS.3MMX1.5M LLG.BULB | 4695 | 4.5% | 4483.725
Olympus America Inc. | OEX-0121 | 010-00152IX;X-CITE 120Q FOR IX.NO IRIS.3MMX3M LLG.BULB | 4795 | 4.5% | 4579.225
Olympus America Inc. | OEX-0131 | 010-00152BX;X-CITE 120Q FOR BX.NO IRIS.3MMX3M LLG.BULB | 4795 | 4.5% | 4579.225
Olympus America Inc. | OEX-0146 | 010-00211;X-CITE 120Q NO IRIS.NO LLG.NO ADAPTER. INC BULB | 3380 | 4.5% | 3227.9
Olympus America Inc. | OEX-0147 | 010-00164;X-CITE 120Q UNIT WITHOUT IRIS (LAMP, 1.5M LLG) | 3775 | 4.5% | 3605.125
Olympus America Inc. | OEX-0148 | 010-00164;X-CITE 120Q UNIT WITHOUT IRIS (lAMP, 3M LLG) | 3880 | 4.5% | 3705.4
Olympus America Inc. | OEX-0151 | 010-00212;X-CITE 120Q WITH IRIS.NO LLG.NO ADAPTER. INC | 3680 | 4.5% | 3514.4
Olympus America Inc. | OEX-0152 | 010-00165;X-CITE 120Q UNIT WITHOUT IRIS (LAMP, 1.5M LLG) | 4075 | 4.5% | 3891.625
Olympus America Inc. | OEX-0153 | 010-00166;X-CITE 120Q UNIT WITH IRIS (LAMP, 3M LLG) | 4180 | 4.5% | 3991.9
Olympus America Inc. | OEX-0157 | 010-00213;X-CITE 120Q PC.NO LLG.NO ADAPTER. INC BULB | 4880 | 4.5% | 4660.4
Olympus America Inc. | OEX-0158 | 010-00228;X-CITE 120Q UNIT WITH IRIS (LAMP, 1.5M LLG) | 5275 | 4.5% | 5037.625
Olympus America Inc. | OEX-0159 | 010-00229;X-CITE 120Q PC UNIT (LAMP, 3M LLG) | 5380 | 4.5% | 5137.9
Olympus America Inc. | OEX-0170 | 010-00326RBX; X-CITE 120LED Boost SYSTEM FOR BX-RFA | 6495 | 4.5% | 6202.725
Olympus America Inc. | OEX-0170L | 010-00326RL; X-CITE 120LED Boost SYSTEM FOR LEICA | 6495 | 4.5% | 6202.725
Olympus America Inc. | OEX-0170N | 010-00326RN; X-CITE 120LED Boost SYSTEM FOR NIKON | 6495 | 4.5% | 6202.725
Olympus America Inc. | OEX-0170Z | 010-00326RZ; X-CITE 120LED Boost SYSTEM FOR ZEISS | 6495 | 4.5% | 6202.725
Olympus America Inc. | OEX-0171 | 010-00326RIX; X-CITE 120LED Boost SYSTEM FOR IX-RFA | 6495 | 4.5% | 6202.725
Olympus America Inc. | OEX-0172 | 010-00326RIXL; X-CITE 120LED Boost SYSTEM FOR IX-RFAL/FE | 6495 | 4.5% | 6202.725
Olympus America Inc. | OEX-0175 | 010-00355RBX; X-Cite 120LEDmini system for BX-RFA | 5495 | 4.5% | 5247.725
Olympus America Inc. | OEX-0175L | 010-00355RL; X-Cite 120LEDmini system for Std Leica | 5495 | 4.5% | 5247.725
Olympus America Inc. | OEX-0175N | 010-00355RN; X-Cite 120LEDmini system for Nikon | 5495 | 4.5% | 5247.725
Olympus America Inc. | OEX-0175Z | 010-00355RZ; X-Cite 120LEDmini system for Zeiss | 5495 | 4.5% | 5247.725
Olympus America Inc. | OEX-0176 | 010-00355RIX; X-Cite 120LEDmini system for IX-RFA | 5495 | 4.5% | 5247.725
Olympus America Inc. | OEX-0177 | 010-00355RIXL; X-Cite 120LEDmini system for IX-RFAL/FE | 5495 | 4.5% | 5247.725
Olympus America Inc. | OEX-0201 | 010-00153IX;X-CITE 120Q FOR IX.IRIS.3MM X 1.5M LLG.BULB | 4995 | 4.5% | 4770.225
Olympus America Inc. | OEX-0206 | 010-00158IX;X-CITE 120Q PC FOR IX.3MM X 1.5M LLG.BULB | 6195 | 4.5% | 5916.225
Olympus America Inc. | OEX-0211 | 010-00153BX;X-CITE 120Q FOR BX.IRIS.3MM X 1.5M LLG.BULB | 4995 | 4.5% | 4770.225
Olympus America Inc. | OEX-0216 | 010-00158BX;X-Cite 120Q PC FOR BX.3MM X 1.5M LLG.BULB | 6195 | 4.5% | 5916.225
Olympus America Inc. | OEX-0221 | 010-00154IX;X-Cite 120Q FOR IX.IRIS.3MM X 3M LLG.BULB | 5095 | 4.5% | 4865.725
Olympus America Inc. | OEX-0226 | 010-00159IX;X-Cite 120Q PC FOR IX.3MM X 3M LLG.BULB | 6295 | 4.5% | 6011.725
Olympus America Inc. | OEX-0231 | 010-00154BX;X-Cite 120Q FOR BX.IRIS.3MM X 3M LLG.BULB | 5095 | 4.5% | 4865.725
Olympus America Inc. | OEX-0236 | 010-00159BX;X-Cite 120Q PC FOR BX.3MM X 3M LLG.BULB | 6295 | 4.5% | 6011.725
Olympus America Inc. | OEX-0280 | 010-00366R-NABX; X-Cite Turbo system w/BX adapter | 14995 | 4.5% | 14320.225
Olympus America Inc. | OEX-0281 | 010-00366R-NAIX; X-Cite Turbo system w/IX adapter | 14995 | 4.5% | 14320.225
Olympus America Inc. | OEX-0282 | 010-00366R-NAMVX; X-Cite Turbo system w/MVX adapter | 14995 | 4.5% | 14320.225
Olympus America Inc. | OEX-0311 | 010-00151MVX;X-Cite 120Q FOR MVX.NO IRIS.3MM X1.5M LLG.BULB | 4695 | 4.5% | 4483.725
Olympus America Inc. | OEX-0316 | 010-00153MVX;X-Cite 120Q FOR MVX.IRIS.3MM X 1.5M LLG.BULB | 4995 | 4.5% | 4770.225
Olympus America Inc. | OEX-0326 | 010-00152MVX;X-Cite 120Q FOR MVX.NO IRIS.3MM X 3M LLG.BULB | 4795 | 4.5% | 4579.225
Olympus America Inc. | OEX-0330 | P010-00154MVX;X-CITE 120 FOR MVX-10 MH LS 3.0M LLG W/IRIS | 4900 | 4.5% | 4679.5
Olympus America Inc. | OEX-0331 | 010-00154MVX;X-Cite 120Q FOR MVX.IRIS.3MM X 3M LLG.BULB | 5095 | 4.5% | 4865.725
Olympus America Inc. | OEX-0346 | 010-00158MVX;X-Cite 120Q PC FOR MVX.3MM X 1.5M LLG.BULB | 6195 | 4.5% | 5916.225
Olympus America Inc. | OEX-0351 | 010-00159MVX;X-Cite 120Q PC FOR MVX.3MM X 3M LLG.BULB | 6295 | 4.5% | 6011.725
Olympus America Inc. | OEX-0401 | 010-00153LS;X-CITE 120Q W/IRIS,1_5 LLG,BULB,LEICA STEREO | 4995 | 4.5% | 4770.225
Olympus America Inc. | OEX-0425 | 010-00152;X-CITE 120 MH LS FOR DM RBE 3M LLG NO IRIS | 4795 | 4.5% | 4579.225
Olympus America Inc. | OEX-0426 | 010-00153; X-CITE MH LS FOR AXIOVERT 405 1.5M LLG IRIS | 4995 | 4.5% | 4770.225
Olympus America Inc. | OEX-0427 | 010-00153; X-CITE 120 MH LS ZEISS AXIOIMAGER 1.5M LLG IRIS | 4995 | 4.5% | 4770.225
Olympus America Inc. | OEX-0428 | 010-00152;X-CITE 120 MH LS ZEISS AXIOSKOP 3M LLG NO IRIS | 4795 | 4.5% | 4579.225
Olympus America Inc. | OEX-0429 | 010-00153;X-CITE 120 SYSTEM WITH IRIS,3MX1500MM LLG,LEICA DM | 4995 | 4.5% | 4770.225
Olympus America Inc. | OEX-0500 | 010-00201R;X-CITE EXACTE WITH LAMP ONLY | 7580 | 4.5% | 7238.9
Olympus America Inc. | OEX-0500IR | 010-00290R ; X-CITE EXACTE WITH LAMP ONLY (340-800nm) | 7680 | 4.5% | 7334.4
Olympus America Inc. | OEX-0501 | 010-00230R;X-CITE EXACTE UNIT (LAMP, 1.5M LLG) | 7975 | 4.5% | 7616.125
Olympus America Inc. | OEX-0502 | 010-00231R;X-CITE EXCATE UNIT (LAMP, 3M LLG) | 8080 | 4.5% | 7716.4
Olympus America Inc. | OEX-0510 | 010-00201RBX;X-CITE EXACTE FOR BX.INC ADAPTER,LAMP,1.5M LLG | 8895 | 4.5% | 8494.725
Olympus America Inc. | OEX-0520 | 010-00201RIX;X-CITE EXACTE FOR IX.INC ADAPTR,LAMP,1.5 LLG | 8895 | 4.5% | 8494.725
Olympus America Inc. | OEX-0530 | 010-00201RMVX;X-CITE EXACTE FOR MVX.INC ADAPTR,LAMP,1.5 LLG | 8895 | 4.5% | 8494.725
Olympus America Inc. | OEX-0550 | 010-00202RBX;X-CITE EXACTE FOR BX.INC ADAPTER,LAMP,3M LLG | 8995 | 4.5% | 8590.225
Olympus America Inc. | OEX-0560 | 010-00202RIX;X-CITE EXACTE FOR IX.INC ADAPTER,LAMP,3M LLG | 8995 | 4.5% | 8590.225
Olympus America Inc. | OEX-0570 | 010-00202RMVX;X-CITE EXACTE FOR MVX.INC ADAPTER,LAMP,3M LLG | 8995 | 4.5% | 8590.225
Olympus America Inc. | OEX-180 | 010-00343R; X-Cite 110LED system, req LLG adapter | 4995 | 4.5% | 4770.225
Olympus America Inc. | OEX-181 | X-Cite 110LED system 3m LLG, req adapter | 5095 | 4.5% | 4865.725
Olympus America Inc. | OEX-2YREXW | 023-00015; X-Cite 2nd Year Extended Warranty | 399 | 4.5% | 381.045
Olympus America Inc. | OEX-3YREXW | 023-00016; X-Cite 2nd Year Extended Warranty | 399 | 4.5% | 381.045
Olympus America Inc. | OEX-4YREXW | 023-00017; X-Cite 2nd Year Extended Warranty | 399 | 4.5% | 381.045
Olympus America Inc. | OEX-610 | 010-00245R;X-CITE OPTICAL POWER MEASUREMENT SYSTEM | 2393 | 0% | 2393
Olympus America Inc. | OEX-615 | 010-00241R;XP750 OBJECTIVE PLANE POWER SENSOR | 1200 | 4.5% | 1146
Olympus America Inc. | OEX-620 | 010-00242R;XR2100 OPTICAL POWER METER | 1750 | 4.5% | 1671.25
Olympus America Inc. | OEX-700 | 010-00283R;X-CITE 200DC WITH LAMP ONLY | 5180 | 4.5% | 4946.9
Olympus America Inc. | OEX-710 | 010-00298R;X-CITE 200DC INC.LAMP, 1.5M LLG | 5575 | 4.5% | 5324.125
Olympus America Inc. | OEX-710U | SR4520;X-CITE 200DC.INC LAMP,1.5M LLG, SR Filter | 5575 | 4.5% | 5324.125
Olympus America Inc. | OEX-720 | 010-00296RBX;X-CITE 200DC FOR BX.INC ADAPTER,LAMP,1.5 LLG | 6495 | 4.5% | 6202.725
Olympus America Inc. | OEX-730 | 010-00296RIX;X-CITE 200DC FOR IX.INC ADAPTER,LAMP,1.5 LLG | 6495 | 4.5% | 6202.725
Olympus America Inc. | OEX-740 | 010-00296RMVX;X-CITE 200DC FOR MVX.INC ADAPTER,LAMP,1.5 LLG | 6495 | 4.5% | 6202.725
Olympus America Inc. | OEX-750 | 010-00299R;X-CITE 200DC INC LAMP, 3M LLG | 5680 | 4.5% | 5424.4
Olympus America Inc. | OEX-760 | 010-00297RBX;X-CITE 200DC FOR BX.INC ADAPTER, LAMP 3M LLG | 6595 | 4.5% | 6298.225
Olympus America Inc. | OEX-770 | 010-00297RIX;X-CITE 200DC FOR IX.INC ADAPTER, LAMP 3M LLG | 6595 | 4.5% | 6298.225
Olympus America Inc. | OEX-780 | 010-00297RMVX;X-CITE 200DC FOR MVX.INC ADAPTER, LAMP 3M LLG | 6595 | 4.5% | 6298.225
Olympus America Inc. | OEX-800 | 010-00288R-NA;X-CITE XLED1UNIT | 5495 | 4.5% | 5247.725
Olympus America Inc. | OEX-801 | 010-00278R; X-CITE XLED1 TOUCH SCREEN PANEL | 1495 | 4.5% | 1427.725
Olympus America Inc. | OEX-802 | 019-00175R; XLED1 EXCITATION FILTER HOLDERS, SET OF 4 | 185 | 4.5% | 176.675
Olympus America Inc. | OEX-803 | 018-00491R;XLED1 TRIGGER CABLES | 38 | 4.5% | 36.29
Olympus America Inc. | OEX-890 | 019-00136R;XLED1 RLX 615-655NM LED MODULE | 1195 | 4.5% | 1141.225
Olympus America Inc. | OEX-890D | 019-00173R;X-CITE XLED1 DICHROIC - 538NM | 595 | 4.5% | 568.225
Olympus America Inc. | OEX-891 | 019-00142R;XLED1 UVA 360-380NM LED MODULE | 1195 | 4.5% | 1141.225
Olympus America Inc. | OEX-891D | 019-00155R;X-CITE XLED1 DICHROIC - 380NM | 745 | 4.5% | 711.475
Olympus America Inc. | OEX-892 | 019-00143R;XLED1 UVV 390-415NM LED MODULE | 1495 | 4.5% | 1427.725
Olympus America Inc. | OEX-892D | 019-00154R;X-CITE XLED1 DICHROIC - 416NM | 745 | 4.5% | 711.475
Olympus America Inc. | OEX-893 | 019-00144R;XLED1 BLX 430-465NM LED MODULE | 1195 | 4.5% | 1141.225
Olympus America Inc. | OEX-893D | 019-00138R;X-CITE XLED1 DICHROIC - 495NM | 595 | 4.5% | 568.225
Olympus America Inc. | OEX-894 | 019-00149R;XLEDI RDX 660-675NM LED MODULE | 1495 | 4.5% | 1427.725
Olympus America Inc. | OEX-894D | 019-00156R;X-CITE XLED1 DICHROIC - 660NM | 745 | 4.5% | 711.475
Olympus America Inc. | OEX-895 | 019-00150R;XLEDI IRX 710-750NM LED MODULE | 1495 | 4.5% | 1427.725
Olympus America Inc. | OEX-896 | 019-00133R;XLED1 UVX 375-400NM LED MODULE | 1195 | 4.5% | 1141.225
Olympus America Inc. | OEX-896D | 019-00137R;X-CITE XLED1 DICHROIC - 409NM | 595 | 4.5% | 568.225
Olympus America Inc. | OEX-897 | 019-00134R;XLED1 BDX 450-495NM LED MODULE | 1195 | 4.5% | 1141.225
Olympus America Inc. | OEX-897A | 019-00160R;XLED1 BDX 450-495NM ALT MODULE | 1195 | 4.5% | 1141.225
Olympus America Inc. | OEX-898 | 019-00135R;XLED1 BGX 505-545NM LED MODULE | 1195 | 4.5% | 1141.225
Olympus America Inc. | OEX-898A | 019-00159R;XLED1 BGX 505-545NM ALT MODULE | 1195 | 4.5% | 1141.225
Olympus America Inc. | OEX-898D | 019-00139R;X-CITE XLED1 DICHROIC - 605NM | 595 | 4.5% | 568.225
Olympus America Inc. | OEX-899 | 019-00145R;X-CITE XLED1 480NM MODULE | 767 | 4.5% | 732.485
Olympus America Inc. | OEX-899D | 019-00171R;X-CITE XLED1 DICHROIC - 458NM | 595 | 4.5% | 568.225
Olympus America Inc. | OEX-900D | 019-00172R;X-CITE XLED1 DICHR OIC - 506NM | 592 | 4.5% | 565.36
Olympus America Inc. | OEX-901 | 019-00174R;XLED1 GYX 540-600NM LED MODULE | 1195 | 4.5% | 1141.225
Olympus America Inc. | OEX-BULB | 012-63000;X-CITE 120 REPL LAMP MODULE 120 W 2000 HOURS | 625 | 4.5% | 596.875
Olympus America Inc. | OEX-BULB2 | 012-66000R;X-CITE EXACTE REPLACEMENT LAMP MODULE (2000HRS) | 656 | 4.5% | 626.48
Olympus America Inc. | OEX-CABLE | 020-00791; REPLACEMENT SERIAL CABLE FOR EXCITE 120PC | 30 | 0% | 30
Olympus America Inc. | OEX-FC1-BX | 010-00323R-NA;XLED1 FIXED CELL1 CONFIG W/BX ADAPTER | 12360 | 4.5% | 11803.8
Olympus America Inc. | OEX-FC1-IX | 010-00323R-NA;XLED1 FIXED CELL1 CONFIG W/IX ADAPTER | 12360 | 4.5% | 11803.8
Olympus America Inc. | OEX-FC1-MVX | 010-00323R-NA;XLED1 FIXED CELL1 CONFIG W/MVX ADAPTER | 12360 | 4.5% | 11803.8
Olympus America Inc. | OEX-FC2-BX | 010-00324R-NA;XLED1 FIXED CELL2 CONFIG W/BX ADAPTER | 12360 | 4.5% | 11803.8
Olympus America Inc. | OEX-FC2-IX | 010-00324R-NA;XLED1 FIXED CELL2 CONFIG W/IX ADAPTER | 12360 | 4.5% | 11803.8
Olympus America Inc. | OEX-FC2-MVX | 010-00324R-NA;XLED1 FIXED CELL2 CONFIG W/MVX ADAPTER | 12360 | 4.5% | 11803.8
Olympus America Inc. | OEX-FOOT | 020-00228; REPLACEMENT FOOTSWITCH FOR EXACTE | 34 | 0% | 34
Olympus America Inc. | OEX-LC-BX | 010-00322R-NA;XLED1 LIVE CELL CONFIG W/BX ADAPTER | 12360 | 4.5% | 11803.8
Olympus America Inc. | OEX-LC-IX | 010-00322R-NA;XLED1 LIVE CELL CONFIG W/IX ADAPTER | 12360 | 4.5% | 11803.8
Olympus America Inc. | OEX-LC-MVX | 010-00322R-NA;XLED1 LIVE CELL CONFIG W/MVX ADAPTER | 12360 | 4.5% | 11803.8
Olympus America Inc. | OEX-LG15 | 805-00038;X-CITE 120 1.5M LLG ONLY | 395 | 4.5% | 377.225
Olympus America Inc. | OEX-LG30 | 805-00040;X-CITE 120 3.0M LLG ONLY | 500 | 4.5% | 477.5
Olympus America Inc. | OEX-MKLED | SR4349;XLED1 DEMO SYSTEM | 29936 | 4.5% | 28588.88
Olympus America Inc. | OFL-A20057 | A20057; Filter Wheel Stand for HS-625 Filter Wheel | 250 | 0% | 250
Olympus America Inc. | OFL-FLI1001 | FLI1001; BX3 Emi. Filter Wheel Kit, 10pos/25mm, HS-1025 | 5395 | 4.5% | 5152.225
Olympus America Inc. | OFL-FLI1003 | FLI1003; BX3 Emi. Filter Wheel Kit, 10pos/32mm, HS-1032 | 5395 | 4.5% | 5152.225
Olympus America Inc. | OFL-FLI1007 | FLI1007; BX3 Emi. Filter Wheel Kit, 6pos/25mm, HS-625 | 4995 | 4.5% | 4770.225
Olympus America Inc. | OFL-FLI1009 | FLI1009; IX3 Emi. Filter Wheel Kit, 10pos/25mm, HS-1025 | 5395 | 4.5% | 5152.225
Olympus America Inc. | OFL-FLI1010 | FLI1010; IX3 Emi. Filter Wheel Kit, 10pos/32mm, HS-1032 | 5395 | 4.5% | 5152.225
Olympus America Inc. | OFL-FLI1011 | FLI1011; IX3/BX3 Exc. Filter Wheel Kit, 10pos/25mm, HS-1025 | 5395 | 4.5% | 5152.225
Olympus America Inc. | OFL-FLI1012 | FLI1012; IX3/BX3 Exc. Filter Wheel Kit, 10pos/32mm, HS-1032 | 5395 | 4.5% | 5152.225
Olympus America Inc. | OFL-FLI1013 | FLI1013; IX3 Emi. Filter Wheel Kit, 6pos/25mm, HS-625 | 4995 | 4.5% | 4770.225
Olympus America Inc. | OFL-FLI1014 | FLI1014; IX3/BX3 Exc. Filter Wheel Kit, 6pos/25mm, HS-625 | 4995 | 4.5% | 4770.225
Olympus America Inc. | OFL-FLI1015 | FLI1015; Filter Wheel Deck Insrt Kit, 10pos/25mm,HS-1025,IX3 | 5395 | 4.5% | 5152.225
Olympus America Inc. | OFL-FLI1016 | FLI1016; Filter Wheel Deck Insrt Kit, 10pos/32mm,HS-1032,IX3 | 5395 | 4.5% | 5152.225
Olympus America Inc. | OFL-FLI1017 | FLI1017; Filter Wheel Deck Insrt Kit, 6pos/25mm,HS-625,IX3 | 4995 | 4.5% | 4770.225
Olympus America Inc. | OFL-FLI1035 | FLI1035; IX3 Emi. Filter Wheel Kit w/TTL, 6pos/25mm, HS-625 | 5995 | 4.5% | 5725.225
Olympus America Inc. | OFL-FLI1036 | FLI1036; IX3/BX3 Ex. Filter Wheel Kit w/TTL,6pos/25mm,HS-625 | 5995 | 4.5% | 5725.225
Olympus America Inc. | OFL-FLI1037 | FLI1037; BX3 Em. Filter Wheel Kit w/TTL,6pos/25mm,HS-625 | 5995 | 4.5% | 5725.225
Olympus America Inc. | OFMC-400-L | 400-L; 4X4 MANUAL STAGE | 945 | 0% | 945
Olympus America Inc. | OFMC-400LT | 400LT: STAGE, 4"x4"MECHANICAL STAGE | 1015 | 0% | 1015
Olympus America Inc. | OFMC600RBX60 | 600-R-BX60; 6X6 REFLECTED LIGHT STAGE BX60 MOUNT | 1385 | 0% | 1385
Olympus America Inc. | OFMC-800-R | 800-R;8IN X 8 IN REFLECTED LIGHT STAGE | 2195 | 0% | 2195
Olympus America Inc. | OFMC-REMOUNT | REMOUNT ENCODER SCALES TO NEW STAGE | 1000 | 0% | 1000
Olympus America Inc. | OGI-2100 | 2100;-GRANITE ISOLATOR 13X15 INCHES MAX LOAD 70 LBS | 550 | 0% | 550
Olympus America Inc. | OGI-2400 | 2400;-GRANITE ISOLATOR 16X21 INCHES MAX LOAD 70LBS | 850 | 0% | 850
Olympus America Inc. | OGI-2450 | 2450;-GRANITE ISOLATOR 16X21 INCHES MAX LOAD 140LBS | 950 | 0% | 950
Olympus America Inc. | OGI-2700 | 2700;-GRANITE ISOLATOR 18X26 INCHES MAX LOAD 140LBS | 1400 | 0% | 1400
Olympus America Inc. | OGQ-1001 | GATTA-SIM 160R | 525 | 4.5% | 501.375
Olympus America Inc. | OGQ-1010 | GATTA-SIM 160Y | 525 | 4.5% | 501.375
Olympus America Inc. | OGQ-1012 | GATTA-SIM 140Y | 525 | 4.5% | 501.375
Olympus America Inc. | OGQ-1020 | GATTA-SIM 160B | 525 | 4.5% | 501.375
Olympus America Inc. | OGQ-1022 | GATTA-SIM 140B | 525 | 4.5% | 501.375
Olympus America Inc. | OGQ-1024 | GATTA-SIM 120B | 525 | 4.5% | 501.375
Olympus America Inc. | OGQ-4071 | GATTA-SIM 160RBR | 600 | 4.5% | 573
Olympus America Inc. | OGQ-4074 | GATTA-SIM 160RYR | 600 | 4.5% | 573
Olympus America Inc. | OGQ-4083 | GATTA-SIM 140YBY | 600 | 4.5% | 573
Olympus America Inc. | OH-10633-13 | C10633-13;INGAAS DIGITAL CAMERA, VIDEO/USB | 29000 | 4.5% | 27695
Olympus America Inc. | OH-2475H | C2400-75H;ONE HALF IN CCD CAMERA HEAD WITH CABLE | 1700 | 4.5% | 1623.5
Olympus America Inc. | OH-35679-Q2M8S2 | QUO-35679-Q2M8S2; ORCA-Flash4.0 V2 PLUS sCMOS DEMO Camera, USB 3.0 | 14950 | 4.5% | 14277.25
Olympus America Inc. | OH-4726KAG | C4742-98-26KAG;ORCA BT CCD,MONO, 12/16 BIT, 1024, AIR, 1394 | 41250 | 4.5% | 39393.75
Olympus America Inc. | OH-4726KWG | C4742-98-26KWG;ORCA BT CCD,MONO, 12/16 BIT, 1024,WATER, 1394 | 42850 | 4.5% | 40921.75
Olympus America Inc. | OH-4726LAG | C4742-98-26LAG;ORCA BT CCD,MONO,12/16 BIT, 512, AIR, 1394 | 35550 | 4.5% | 33950.25
Olympus America Inc. | OH-4726LWG | C4742-98-26LWG;ORCA BT CCD,MONO, 12/16 BIT, 512, WATER, 1394 | 37750 | 4.5% | 36051.25
Olympus America Inc. | OH-4742-98-12HR | HI RESOLUTION 4000 X 2624 ORCA CCD, 20MHZ F-MOUNT,COOLED TO 5 | 61175 | 4.5% | 58422.125
Olympus America Inc. | OH-608690 | C6086-90;VIDEO PROCESSOR FC608 6 XRAY CCD & C2400-75I CCD | 6000 | 4.5% | 5730
Olympus America Inc. | OH-719043 | C7190-43;EB CCD CAMERA SYSTEM,VIDEO NOISE REDUCTION, GAASP | 37000 | 4.5% | 35335
Olympus America Inc. | OH-719053 | C7190-53;EB CCD CAMERA SYSTEM DIGITAL NOISE REDUCTION, GAASP | 37000 | 4.5% | 35335
Olympus America Inc. | OH-7500-50 | C7500-50; NEAR INFRARED 1/2"VIDEO CCD CAMERA | 4400 | 4.5% | 4202
Olympus America Inc. | OH-77801PX | C7780-10-PNX;ORCA 3CCD DIGITAL COLOR CAM,W/PHNX BRD,FRNT MNT | 34500 | 4.5% | 32947.5
Olympus America Inc. | OH-778021PX | C7780-21PNX; 3 CCD COOLED COLOR CCD, F-MT, PHOENIX BOARD | 35500 | 4.5% | 33902.5
Olympus America Inc. | OH-77802PX | C7780-20-PNX;ORCA 3CCD DIGITAL COLOR CAM,W/PHNX BRD,REAR MNT | 34500 | 4.5% | 32947.5
Olympus America Inc. | OH-86003S | C8600-03S;GAASP 2 STAGE IMAGE INTENSIFIER, CNTLR, 3:2 LENS | 41500 | 4.5% | 39632.5
Olympus America Inc. | OH-88001C | C8800-01C;1KX1K 33HZ 12 BIT DIGITAL CAMERA, NON-COOLED | 16500 | 4.5% | 15757.5
Olympus America Inc. | OH-910002 | C9100-02;EM 1K X 1K CCD DIGITAL CAMERA, CABLE, POWER SUPPLY | 28850 | 4.5% | 27551.75
Olympus America Inc. | OH-910013 | IMAGEM 9100-13 512X512 CAM COOLED -65C AIR,-80 WATER | 35000 | 4.5% | 33425
Olympus America Inc. | OH-910014 | 9100-14; IMAGEM CCD, 1KX1K BT,W CBL, PS & CAMLINK FG, -65C | 54000 | 0% | 54000
Olympus America Inc. | OH-9300201 | C9300-201;VGA CCD CAMERA,NON-COOLED, CAMLINK I/F | 11400 | 4.5% | 10887
Olympus America Inc. | OH-9300-221 | C9300-221; HIGH SPEED VGA CCD,COOLED TO +5C | 12000 | 4.5% | 11460
Olympus America Inc. | OH-A10217-05 | A10217-05; TRIGGER IN CABLE AND PROG TIMING FOR C9300-221 | 450 | 4.5% | 429.75
Olympus America Inc. | OH-A10424-02 | A10424-02;TUBING SET FOR HF25ED COOLING UNIT | 335 | 4.5% | 319.925
Olympus America Inc. | OH-A10788-04 | HOSE SET FOR ORCA-R2 | 335 | 4.5% | 319.925
Olympus America Inc. | OH-A11186-01 | A11186-01; BASE PLATE FOR C11440-22C, FLASH4.0 | 325 | 4.5% | 310.375
Olympus America Inc. | OH-A12263-01 | A12263-01; BASEPLATE FOR IMAGEM 7 ORCA II BT, TRIPOD | 290 | 4.5% | 276.95
Olympus America Inc. | OH-A12801-01 | A12801-01; W-VIEW GEMINI OPTICAL SPLITTER, INCL HOLDER | 12500 | 4.5% | 11937.5
Olympus America Inc. | OH-A12801-10 | A12801-10; W-View Gemini-2 Optical Splitter | 18500 | 4.5% | 17667.5
Olympus America Inc. | OH-A12802-01 | A12802-01; DICHROIC MIRROR/FILTER HOLDER FOR W-VIEW GEMINI | 980 | 4.5% | 935.9
Olympus America Inc. | OH-A12802-10 | A12802-10; Additional wavelength pair holder set for the Gemini 2C. Set includes 1 dichroic holder and two emission filter holders. Filters not included. | 2075 | 4.5% | 1981.625
Olympus America Inc. | OH-A12802-11 | A12802-11; Zoom correction lens unit for dual wave imaging with Gemini-2C | 3860 | 4.5% | 3686.3
Olympus America Inc. | OH-A12802-14 | A12802-14; Grid chart unit for dual wave imaging with Gemini-2C | 2100 | 4.5% | 2005.5
Olympus America Inc. | OH-A12964-01 | A12964-01; ADJUSTABLE HEIGHT STAND FOR W-VIEW GEMINI | 300 | 4.5% | 286.5
Olympus America Inc. | OH-A13641-05 | A13641-05; Power Extension Cord for Flash4.0 V2 | 350 | 4.5% | 334.25
Olympus America Inc. | OH-A31941 | A3194-01;5 METER 12 PIN POWER CABLE FOR CCD CAMERA | 435 | 4.5% | 415.425
Olympus America Inc. | OH-A3472-06 | A3472-06; POWER SUPPLY | 1060 | 4.5% | 1012.3
Olympus America Inc. | OH-A9967-05 | A9967-05; TRIGGER CABLE FOR 9100 SERIES, 6 PIN TO BNC | 350 | 4.5% | 334.25
Olympus America Inc. | OH-C11090-22B | C11090-22B-KIT; ORCA II 1K BT EMCCD, 13UM, FW BD & CBL | 45000 | 4.5% | 42975
Olympus America Inc. | OH-C11090-22B-DEMO | Demo Unit ORCA II BT 1k CCD Camera KIT | 38380 | 4.5% | 36652.9
Olympus America Inc. | OH-C11440-36U | C11440-36U-KIT; 2.3 MP MONO CMOS, USB 3.0 INTERFACE, 65 FRAMES PER SECOND, GLOBAL SHUTTER | 6900 | 4.5% | 6589.5
Olympus America Inc. | OH-C11440-42U30-KIT | C11440-42U30-KIT; ORCA-FLASH4.0LT+ SCMOS CAMERA, USB 3.0 ONLY, 30FPS | 12000 | 4.5% | 11460
Olympus America Inc. | OH-C2741-63-KIT | C2741-63-KIT; CAMERA CONTROLLER FOR ANALOG CCD, BNC CABLE | 5800 | 4.5% | 5539
Olympus America Inc. | OH-C8484-05C | C8484-05C; 1.37 MP MONOCHROME,INTERLINE CCD, 12 BIT | 7250 | 4.5% | 6923.75
Olympus America Inc. | OH-C9100-13 | C9100-13; EMCCD CAMERA 512X512ENHANCEMENT UPGRADE | 2500 | 4.5% | 2387.5
Olympus America Inc. | OH-C9100-23B | C9100-23B-KIT; IMAGEM X2 512X512 EMCCD, 70 FPS, FW BD & | 29200 | 4.5% | 27886
Olympus America Inc. | OH-C9100-24B | C9100-24B-KIT; IMAGEM X2 1024X1024 EMCCD, 18 FPS,FW BD & CBL | 39950 | 0% | 39950
Olympus America Inc. | OH-CAMRA0002 | CAMRA-0002-000; THERMOCUBE 400W CHILLER FOR IMAGE-EM, | 3495 | 0% | 3495
Olympus America Inc. | OH-CAMRA0009 | CAMRA-0009-000; JULABO (Corio CD-200F) Water Chiller for Image EM X2 & Flash4.0 | 4600 | 4.5% | 4393
Olympus America Inc. | OH-CAMRA1001 | CAMRA-1001-000; CAMERALINK OPTION ORCA-FLASH4.0,CBL & BRD | 2000 | 4.5% | 1910
Olympus America Inc. | OH-CAMRA1006 | CAMRA-1006-000-KIT; FIREBIRD CAMLINK DUAL CAMERA BOARD,CBLS | 3700 | 4.5% | 3533.5
Olympus America Inc. | OH-CAMRA-1007 | CAMRA-1007-000-KIT; Firebird CamLink Board, Full Height Bracket, 2 SDR-SDR Cables | 2000 | 4.5% | 1910
Olympus America Inc. | OH-CAMRA-1008 | CAMRA-1008-000-KIT; Firebird CamLink Board, Low Profile Bracket, 2 SDR-SDR Cables | 2000 | 4.5% | 1910
Olympus America Inc. | OH-CAMRA3102 | CAMRA-3102-000; PHOENIX CAMLINK 24 PCIE-X1 | 1050 | 0% | 1050
Olympus America Inc. | OH-CAMRA3206 | CAMRA-3206-000; USB 3.0 BOARD FOR FLASH4.0V2 & LT | 50 | 4.5% | 47.75
Olympus America Inc. | OH-CAMRA3302 | CAMRA-3302-000; OHCI PCIE-X1FOR R2, D2 & EM X2 | 60 | 0% | 60
Olympus America Inc. | OH-CAMRA3307 | CAMRA-3307-000;DUALCHANNEL 1394B PCIE-DUAL R2 OR IMAGEM | 140 | 4.5% | 133.7
Olympus America Inc. | OH-CAMRA3402 | CAMRA-3402-000; PHOENIX DIG 36 LVDS FG, 36BIT PCIE | 1750 | 0% | 1750
Olympus America Inc. | OH-CAMRA-4110 | CAMRA-4110-000; Cable for C9100-13/14 Camera to Power Supply | 715 | 4.5% | 682.825
Olympus America Inc. | OH-CAMRA-4203 | CAMRA-4203-000; Interface Cable for CamLink boards | 200 | 4.5% | 191
Olympus America Inc. | OH-CAMRA4205 | CAMRA-4205-000; CABLE FOR DIG-36 BOARD | 410 | 0% | 410
Olympus America Inc. | OH-CAMRA4209 | CAMRA-4209-000; USB 3.0 CABLE FOR FLASH4.0U | 45 | 4.5% | 42.975
Olympus America Inc. | OH-CAMRA4213 | CAMRA-4213-000; 1394B FW CABLE, 9-PIN FOR R2, D2 & EM | 105 | 4.5% | 100.275
Olympus America Inc. | OH-CAMRA4224 | CAMRA-4224-000; 4m Cable for CamLink board: SDR-MDR Type | 200 | 4.5% | 191
Olympus America Inc. | OH-CAMRA4230 | CAMRA-4230-000; USB 3.0 A/MICRO-B CABLE FOR FLASH4.0 LT | 36 | 4.5% | 34.38
Olympus America Inc. | OH-CAMRA4301 | CAMRA-4301-000; TRIGGER INPUT CABLE FOR FLASH2.8 | 125 | 4.5% | 119.375
Olympus America Inc. | OH-CAMRA4302 | CAMRA-4302-000;TRIGGER OUT CABLE FROM FLASH2.8 | 125 | 4.5% | 119.375
Olympus America Inc. | OH-CAMRA4303 | CAMRA-4303-000;TRIGGER CABLE TO FLASH4.0,IMAGEEM X2, | 125 | 4.5% | 119.375
Olympus America Inc. | OH-D2-BLOCK-01 | A11400-01; OPTICAL BLOCK 50/50 | 4600 | 4.5% | 4393
Olympus America Inc. | OH-D2-BLOCK-03 | A11400-03; OPTICAL BLK B, 510NM DIC, M1 483/32, M2 542/27 | 5325 | 4.5% | 5085.375
Olympus America Inc. | OH-D2-BLOCK-04 | A11400-04; OPTICAL BLK C, 550NM DIC, M1 520/35, M2 593/40 | 5325 | 4.5% | 5085.375
Olympus America Inc. | OH-D2-BLOCK-05 | A11400-05; OPTICAL BLK E, 630NM DIC, M1 593/40, M2 692/40 | 5325 | 4.5% | 5085.375
Olympus America Inc. | OH-D2BLOCK08 | A11400-08; OPTICAL BLK, 570NM DIC, M1 520/20, M2 641/75 | 5325 | 4.5% | 5085.375
Olympus America Inc. | OH-FLASH2.8 | C11440-10C-PNX-KIT; ORCA-FLASH 2.8, CLINK BRD AND PWR CBL | 10500 | 4.5% | 10027.5
Olympus America Inc. | OH-FLASH4.0L | C11440-42U-KIT;ORCA-FLASH4.0LT CMOS CAM,USB 3.0 ONLY,30 | 9999 | 4.5% | 9549.045
Olympus America Inc. | OH-FLASH4.0LF | C11440-42U01-KIT;FLASH4.0 LT CMOS CAM,USB 3 ONLY,30FPS,F-MNT | 13000 | 4.5% | 12415
Olympus America Inc. | OH-FLASH4PLSF | C11440-22CU01-PLUS-KIT; FLASH4.0 V2+ SCMOS,USB INCL,F-MNT | 15300 | 4.5% | 14611.5
Olympus America Inc. | OH-FLASH4-QCP | C11440-22CU10-PLUS-KIT; FLASH4.0V2+ QC CAMERA,USB 3.0,30 FPS | 18500 | 4.5% | 17667.5
Olympus America Inc. | OH-FLASH4V3 | C13440-20CU-KIT; Flash4.0 V3 sCMOS, USB 3.0, 40 FPS | 16500 | 4.5% | 15757.5
Olympus America Inc. | OH-HPHXDCL24PE1 | HPHX-DCL-24-PE1;PCI EXPRESS CARD | 1440 | 0% | 1440
Olympus America Inc. | OH-HPHX-DCL-24-PE1 | HPHX-DCL-24-PE1;PHOENIX CAMLIN K 24 FG PCIE CAPTURE BRD | 1250 | 0% | 1250
Olympus America Inc. | OH-HPHX-DCL-48-PE1 | HPHX-DCL-48-PE1;PHOENIX CAMLIN K 48 FG1 PC1 EXPRESS X1 | 2000 | 4.5% | 1910
Olympus America Inc. | OH-HPHX-DIG-36 | HPHX-DIG-36;PHNIX DIG 36 LVDS FG, 32 BIT PCI, MAY REQ CBL | 1875 | 0% | 1875
Olympus America Inc. | OH-HPHX-DIG-36-PE1 | HPHX-DIG-36-PE1;PHNIX DIG 36 L VDS FG, PCIE1, MAY REQ CBL | 2125 | 0% | 2125
Olympus America Inc. | OH-HPXD24 | HPHX-DCL-24;PHOENIX CAMLINK 24FRAME GRABBER,32BIT,PC/MAC | 1440 | 4.5% | 1375.2
Olympus America Inc. | OH-HSDC-700 | HSDC-700;SONY 12V POWER SUPPLY WITH VIDEO OUTPUT | 425 | 4.5% | 405.875
Olympus America Inc. | OH-HVID-KIT | HVID-KIT; ANALOG TO DIGITAL CONV KIT, HDFG/1394 CONVERTER | 1375 | 4.5% | 1313.125
Olympus America Inc. | OHI-3664 | 3664; Optical Power Meter for IX3-EXMAD, Req. 9742-10 Sensor | 1285 | 4.5% | 1227.175
Olympus America Inc. | OHI-9445-02 | 9445-02; OPTIONAL AC ADAPTER FOR HIOKI 3664 POWER METER | 147 | 4.5% | 140.385
Olympus America Inc. | OHI-9742-10 | 9742-10; Optical Sensor, 50mW, 320-1100nm, Req. 3664 P-Meter | 885 | 4.5% | 845.175
Olympus America Inc. | OH-ORCAIIEG | C4742-98-24ERG;ORCAIIER,12/14BIT MONO CCD CAM, COOLED,1394 | 30750 | 4.5% | 29366.25
Olympus America Inc. | OH-ORCAIIER | C4742-98-24ER;ORCAIIER,12/14 BIT, MONO CCD CAM,COOLED,RS422 | 30750 | 4.5% | 29366.25
Olympus America Inc. | OH-ORCA-R2 | C10600-10B-KIT; ORCA R2 DEEP COOLED MONO CCD CAMERA, 1394 | 14900 | 4.5% | 14229.5
Olympus America Inc. | OH-PW-100A-1Y120H | PW-100A-1Y120H; AC Adapter For ORCA-Flash4.0 & Flash LT sCMOS Cameras | 173 | 4.5% | 165.215
Olympus America Inc. | OH-PW-1Y120H | PW-100A-1Y120H; EXTRA AC ADPT FOR FLASH4.0 V2 & LT | 175 | 4.5% | 167.125
Olympus America Inc. | OH-QUO-27155-C3R1L0 | QUO-27155-C3R1L0; Demo C11440-10C CMOS Flash2.8 Digital Camera Kit inclusing Phoenix Cameralink Card and cable set | 8295 | 4.5% | 7921.725
Olympus America Inc. | OH-QUO-28665-F6X7D7 | C11440-42U-KIT-DEMO; ORCA-Flash4.0 LT sCMOS Camera USB KIT for DEMO | 11145 | 4.5% | 10643.475
Olympus America Inc. | OHT-740001 | 740001; ZILOS-TK DESKTOP LASER SYSTEM | 31300 | 0% | 31300
Olympus America Inc. | OHT-740023 | 740023; XYClone RED-I 20X Laptop w/Software v5.12.0 | 34000 | 0% | 34000
Olympus America Inc. | OHT-740045 | 740045; 20x Xyrcos system (without computer) | 35663 | 0% | 35663
Olympus America Inc. | OHT-CLS135510 | CLS135510; Oosight Meta Imaging System | 24500 | 0% | 24500
Olympus America Inc. | OHU1115802DC | U11158-02DC; HCIMAGE-DIA SOFTWARE | 1 | 4.5% | 0.955
Olympus America Inc. | OH-U11158‐10 | U11158‐10; Upgrade SimplePCI to HCImage V4 Requires a New Dongle | 300 | 0% | 300
Olympus America Inc. | OHU1115811DC | U11158-11DC; HCIMAGE IPA, ACQUIS WITH IMAGE ANALY, 2ND | 3575 | 4.5% | 3414.125
Olympus America Inc. | OH-WB3016 | WB3016;INTERFACE CABLE FOR HPX X-DCL-24 CAMLINK BOARD | 200 | 4.5% | 191
Olympus America Inc. | OH-WB3021 | WB3021;INTERFACE CABLE FOR HPH X-DIG-36 PHOENIX BOARD | 450 | 4.5% | 429.75
Olympus America Inc. | OH-WBE1394 | WBE-1394-PE1; 1394 CABLE FOR HAMAMATSU CAMERAS | 200 | 4.5% | 191
Olympus America Inc. | OI-601XYM110 | OBC-601-XYM-110;CABLE,OASIS-BLUE TO LUDL XY MOTOR PWR INPUT | 285 | 4.5% | 272.175
Olympus America Inc. | OI-601XYZM | OBC-601-XYZM, CABLE OASISBLUE TO LUDL XYZ MOTOR PWR INPUT | 325 | 4.5% | 310.375
Olympus America Inc. | OI-601XYZM11 | OBC-601-XYZM, CABLE OASISBLUE ENC LUDL XYZ MOTOR PWR INPUT | 355 | 4.5% | 339.025
Olympus America Inc. | OI-800XY110 | OI-OBC-800-XY-110; CABLE KIT OASIS BLUE XY | 305 | 4.5% | 291.275
Olympus America Inc. | OI-800-XYZFC-111 | OBC-800-XYZFC-111; CABLE FOR PROSCAN XYZ ENC, FW, CAMERA | 385 | 4.5% | 367.675
Olympus America Inc. | OI-800ZCS-EH | OBC-800-ZCS-001-HN;CABLE,PRIOR FOCUS W HN ENC, TRIG, SHTR | 305 | 4.5% | 291.275
Olympus America Inc. | OI-801-XYZFC-110 | 801-XYZFC-110; CABLE XYZ, FW,CAM FOR PRIOR ENCD XY STGE | 365 | 4.5% | 348.575
Olympus America Inc. | OI-ALSHUTL | OASIS-SHUTTLE-KIT-E; CONTROLLER KIT FOR AL120 SHUTTLE | 7242 | 0% | 7242
Olympus America Inc. | OI-BLUE-CONNECT | BLUE-CONNECT;CONNECTION PCB FOR OASIS-BLUE EXTRA AXES &DAC/A | 450 | 4.5% | 429.75
Olympus America Inc. | OI-BLUE-DAC | BLUE-DAC;EXPANSION MODULE FOR OASIS-BLUE F/HIGH RES DACS & E | 800 | 4.5% | 764
Olympus America Inc. | OI-BLUE-EXPIO | BLUE-EXPIO;EXP MODULE F/DIG CAMERA TRIGGER & ENCODER SUPPORT | 650 | 4.5% | 620.75
Olympus America Inc. | OI-BLUE-EXTPOWER-US | BLUE-EXTPOWER-US;EXTERNAL +24V POWER SUPPLY F/OASIS-BLUE-US | 325 | 4.5% | 310.375
Olympus America Inc. | OI-BLUE-JOY1 | BLUE-JOY1;ONE AXIS DIGIKNOB UNIT FOR OASIS-BLUE FOCUS CONTRO | 350 | 4.5% | 334.25
Olympus America Inc. | OI-BLUE-JOY2 | BLUE-JOY2;2-AXIS JOYSTICK UNIT F/OASIS-BLUE XY STAGE CONTROL | 475 | 4.5% | 453.625
Olympus America Inc. | OI-BLUE-JOY3 | BLUE-JOY3;3-AXIS JOYSTICK UNIT F/OASIS-BLUE XYZ STAGE CONTRL | 575 | 4.5% | 549.125
Olympus America Inc. | OI-BLUE-JOY3-TTL | THREE AXIS JOYSTICK UNIT FOR OASIS-BLUE WITH TTL CONNECTORS | 595 | 4.5% | 568.225
Olympus America Inc. | OI-BLUE-JOY3-TTL-LS | BLUE-JOY3-TTL-LS;3-AXIS JOYSTICK F/OASIS-BLUE TTL I/O & MOD | 625 | 4.5% | 596.875
Olympus America Inc. | OI-EXPRESS-1 | OASIS-EXPRESS-1; 1 AXIS PCI-E STEPPER MOTOR CONTROL FOR Z | 2350 | 4.5% | 2244.25
Olympus America Inc. | OI-EXPRESS-2 | OASIS-EXPRESS-2; 2 AXIS PCI-E STEPPER MOTOR CONTROL FOR XY | 2550 | 4.5% | 2435.25
Olympus America Inc. | OI-EXPRESS-3 | OASIS-EXPRESS-3; 3 AXIS PCI-E STEPPER MOTOR CONTROL FORXYZ | 2750 | 4.5% | 2626.25
Olympus America Inc. | OI-EXTPOWER-US | OI-EXTPOWER-US; 24V EXTERNAL POWER SUPPLY FOR OASIS-BLUE, | 325 | 4.5% | 310.375
Olympus America Inc. | OI-GMINIJOY3 | GLIDE-MINIJOY3; Three axis ctrl for Glide-S2 stage and focus | 595 | 4.5% | 568.225
Olympus America Inc. | OI-GS2-MK-02 | GS2-MK-02; Mountng kit for BX microscope | 35 | 4.5% | 33.425
Olympus America Inc. | OI-GS2-SH-01 | GS2-SH-01; 1”x3” glass slide holder | 295 | 4.5% | 281.725
Olympus America Inc. | OI-GS2-SH-03 | GS2-SH-03; 2, 1”x3” glass slides holder | 295 | 4.5% | 281.725
Olympus America Inc. | OI-GTURBODC | GLIDE-TURBODC; Glide kit w/Glide-S2 and OASIS-USBi ctrl | 17500 | 4.5% | 16712.5
Olympus America Inc. | OI-MARKFIND | OI-MARKFIND;MARK AND FIND APPLICATION SOFTWARE | 500 | 4.5% | 477.5
Olympus America Inc. | OI-MULTIDIM | OI-MULTIDIM;NAVIGATOR MODULE FOR SURVEYOR | 4500 | 4.5% | 4297.5
Olympus America Inc. | OI-NAVIGATOR | OI-NAVIGATOR;MULTI-SITE/SAMPLE MODULE FOR SURVEYOR | 2000 | 4.5% | 1910
Olympus America Inc. | OI-OASIS-LOAD | MODIFICATION TO OASIS CONTROLLER APPLICATION | 1500 | 4.5% | 1432.5
Olympus America Inc. | OI-OASIS-NRE | OASIS-NRE; OASIS SOFTWARE MODIFICATION | 3125 | 4.5% | 2984.375
Olympus America Inc. | OI-OBC-400-F | OBC-400-F;CABLE F/OASIS-BLUE TO SUTTER FILTER WHEEL | 245 | 4.5% | 233.975
Olympus America Inc. | OI-OBC-400-FF | OBC-400-FF;CABLE F/OASIS-BLUE TO DUAL SUTTER FILTER WHEELS | 265 | 4.5% | 253.075
Olympus America Inc. | OI-OBC-600-FF | OBC-600-FF;CABLE, OASIS-BLUE TO DUAL LUDL FILTER WHEEL | 265 | 4.5% | 253.075
Olympus America Inc. | OI-OBC-600-XY | OBC-600-XY;CABLE, OASIS-BLUE TO LUDL BIOPRECISION XY STAGE | 265 | 4.5% | 253.075
Olympus America Inc. | OI-OBC-600-XY-110 | OBC-600-XY-110;CABLE, OASIS-BLUE TO LUDL BIOPRECISION XY STG | 285 | 4.5% | 272.175
Olympus America Inc. | OI-OBC-600-XY-110-HN | OBC-600-XY-110-HN;CABLE,OASIS-BLUE TO LUDL 12IN GRID XY STG | 305 | 4.5% | 291.275
Olympus America Inc. | OI-OBC-600-XYZ | OBC-600-XYZ;CABLE KIT, OASIS-BLUE TO LUDL BIOPRECISION XY&Z | 285 | 4.5% | 272.175
Olympus America Inc. | OI-OBC-600-XYZ-110 | OBC-600-XYZ110;CABLE KIT,OASIS-BLUE TO LUDL BIOPRECISION XY | 305 | 4.5% | 291.275
Olympus America Inc. | OI-OBC-600-XYZ-111 | OBC-600-XYZ-111;CABLE KIT, OASIS-BLUE TO LUDL BIPPRECISION X | 325 | 4.5% | 310.375
Olympus America Inc. | OI-OBC-600-XYZC | OBC-600-XYZC;CABLE KIT, OASIS-BLUE TO LUDL BIOPRECISION XY S | 305 | 4.5% | 291.275
Olympus America Inc. | OI-OBC-600-Z | OBC-600-Z;CABLE, OASIS-BLUE TO LUDL Z FOCUS | 245 | 4.5% | 233.975
Olympus America Inc. | OI-OBC-600-Z-001 | OBC-600-Z-001;CABLE, OASIS-BLUE TO LUDL Z FOCUS W/ENCODER | 265 | 4.5% | 253.075
Olympus America Inc. | OI-OBC-600-ZF | OBC-600-ZF;CABLE, OASIS-BLUE T LUDL Z FOCUS & FILTER WHEEL | 265 | 4.5% | 253.075
Olympus America Inc. | OI-OBC-601-XY-110 | OBC-601-XY-110: CABLE, OASIS BLUE TO LEP BIOPRECISION 2 XY | 345 | 4.5% | 329.475
Olympus America Inc. | OI-OBC601XYZ | OBC-601-XYZ;CABLES OASISBLUE TO LUDL BIOPRECISION XYZ POST | 285 | 4.5% | 272.175
Olympus America Inc. | OI-OBC-601-XYZ-110 | OBC-601-XYZ-110;CABLE,OASIS-BLUE TO LUDL BIOPRECISION 2 XY | 365 | 4.5% | 348.575
Olympus America Inc. | OI-OBC-601-XYZF-110 | CABLE KIT FOR LUDL XY STAGE,SHUTTLE & FILTER WHEEL | 345 | 4.5% | 329.475
Olympus America Inc. | OI-OBC-620-XYZ-110 | OBC-620-XYZ-110; CABLE KIT,OASIS-BLUE TO LUDL SHUTTLE (Z) | 325 | 4.5% | 310.375
Olympus America Inc. | OI-OBC-650-XY | OBC-650-XY;CABLE, OASIS-BLUE T LUDL BIOPOINT 2 XY STAGE | 265 | 4.5% | 253.075
Olympus America Inc. | OI-OBC650XYZ | OBC-650-XYZ; CABLE, LUDL BIOPOINT 2 XYZ | 285 | 4.5% | 272.175
Olympus America Inc. | OI-OBC-650-XYZ | OBC-650-XYZ;CABLE KIT, OASIS-BLUE TO LUDL BIOPOINT2 XY STAGE | 285 | 4.5% | 272.175
Olympus America Inc. | OI-OBC-700XY | OBC-700XY; OASIS BLUE TO MARZH AUSER SCAN XY | 265 | 4.5% | 253.075
Olympus America Inc. | OI-OBC-701-XY-110 | OBC-701-XY-110; OASIS XY Cable for Marzhauser 200mm encoded scan stage | 305 | 4.5% | 291.275
Olympus America Inc. | OI-OBC-701-XYZ-110 | OBC-701-XYZ-110; OASIS XYZ Cable for Marzhauser 200mm encoded scan stage | 325 | 4.5% | 310.375
Olympus America Inc. | OI-OBC-800-FF | OBC-800-FF;CABLE, OASIS-BLUE O DUAL PRIOR FILTER WHEELS | 265 | 4.5% | 253.075
Olympus America Inc. | OI-OBC-800-XY | OBC-800-XY;CABLE, OASIS-BLUE O PRIOR PROSCAN XY STAGE | 265 | 4.5% | 253.075
Olympus America Inc. | OI-OBC800XYZ | CABLE KIT OASIS BLUE TO PRIOR PROSCAN XY & Z FOCUS | 345 | 4.5% | 329.475
Olympus America Inc. | OI-OBC-800-XYZ | OBC-800-XYZ;CABLE, OASIS-BLUE TO PRIOR PROSCAN XY STAGE & Z | 285 | 4.5% | 272.175
Olympus America Inc. | OI-OBC-800-XYZ-110 | OBC-800-XYZ-110;CABLE;OASIS-BLUE TO PRIOR ENC STAGE | 305 | 4.5% | 291.275
Olympus America Inc. | OI-OBC-800-XYZ-111 | OBC-800-XYZ-111;CABLE F/OASBLU TO PRIOR ENC STG & ENC FOC | 325 | 4.5% | 310.375
Olympus America Inc. | OI-OBC-800-XYZC | OBC-800-XYZC;CABLE, OASIS-BLUE TO PRIOR PROSCAN XYZ & CAMERA | 305 | 4.5% | 291.275
Olympus America Inc. | OI-OBC-800-XYZC-111 | OBC-800-XYZC-111;CABLE F/OASBL U-PRIOR ENC STG & FOC W/TRIG | 365 | 4.5% | 348.575
Olympus America Inc. | OI-OBC-800-Z | OBC-800-Z;CABLE, OASIS-BLUE TO PRIOR Z FOCUS | 245 | 4.5% | 233.975
Olympus America Inc. | OI-OBC-800-ZC-001 | OBC-800-ZC-001;CBL FOR PRIOR Z ENCD STGE W/CAMERA TRG | 285 | 4.5% | 272.175
Olympus America Inc. | OI-OBC-800-ZF | OBC-800-ZF;CABLE, OASIS-BLUE O PRIOR Z FOCUS & FILTER WHEEL | 265 | 4.5% | 253.075
Olympus America Inc. | OI-OBC-850-XY | OBC-850-XY;CABLE, OASIS-BLUE 0PRIOR OPTISCAN XY STAGE | 265 | 4.5% | 253.075
Olympus America Inc. | OI-OBC-850-XYZ | OBC-850-XYZ;CABLE, OASIS-BLUE TO PRIOR OPTISCAN XY STAGE & Z | 285 | 4.5% | 272.175
Olympus America Inc. | OI-OBC-850-XYZC | OBC-850-XYZC;CABLE, OASIS-BLUE TO PRIOR OPTISCAN XYZ&CAMERA | 305 | 4.5% | 291.275
Olympus America Inc. | OI-OBC-9034 | OBC-9034;OASIS-BLUE TRIGGER TO QICAM TRIGGER | 70 | 4.5% | 66.85
Olympus America Inc. | OI-OBC-9101 | OBC-9101;SHUTTER CONTROLLER OUTPUT TO VINCENT SHUTTER CABLE | 70 | 4.5% | 66.85
Olympus America Inc. | OI-OGC-801 | OGC-801-K-TQ-EP; Cable, Glide-S2 to Prior Proscan 3 focus | 445 | 4.5% | 424.975
Olympus America Inc. | OI-SURVEYOR | OI-SURVEYOR;SURVEYOR SPECIMEN SCANNING SFTWRE/MOSAIC IMAGING | 5500 | 4.5% | 5252.5
Olympus America Inc. | OI-SURVEYOR-LITE | OI-SURVEYOR-LITE;NO ACQUISTION VERISON OF SURVEYOR SWARE | 2000 | 4.5% | 1910
Olympus America Inc. | OI-TURBODC | SURVEYOR WITH TURBOSCAN BLUE | 12500 | 4.5% | 11937.5
Olympus America Inc. | OI-ZSTACK | Z-STACK AND TIME LAPSE ACQUISITION MODULE | 2000 | 4.5% | 1910
Olympus America Inc. | OKO-1X35-PRIOR-NZ500 | 1x35-PRIOR-NZ500; #1 35mm Petri-dish holder-magnetic | 494 | 4.5% | 471.77
Olympus America Inc. | OKO-1XGS-PRIOR-NZ500 | #1 1''x3'' chamber slide holder | 494 | 4.5% | 471.77
Olympus America Inc. | OKO-1XLABTEK-II-PRIOR-NZ500 | #1 Lab-Tek II 1”x2” chambered cover glass holder | 494 | 4.5% | 471.77
Olympus America Inc. | OKO-1XLABTEK-PRIOR-NZ500 | #1 Lab-Tek 1”x2” chambered cover glass holder | 494 | 4.5% | 471.77
Olympus America Inc. | OKO-24SH-35 | 1x35-M single; T2/T4 Sample Holder, for 35mm Dish | 412 | 4.5% | 393.46
Olympus America Inc. | OKO-24SH-60 | 1x60-M single; T2/T4 Sample Holder, for 60mm Dish | 459 | 4.5% | 438.345
Olympus America Inc. | OKO-24SH-CH | 1xGS-M single; T2/T4 Sample Holder, for 1x3” Chamber Slide | 412 | 4.5% | 393.46
Olympus America Inc. | OKO-24SH-LT | 1xLABTEK-M single; T2/T4 Sample Holdr, LabTek Chmb Covr Gls | 459 | 4.5% | 438.345
Olympus America Inc. | OKO-24SH-LT2 | 1xLABTEK-II-M single; T2/T4 Sample Holdr, LbTekII Ch Cov Gls | 459 | 4.5% | 438.345
Olympus America Inc. | OKO-96MW-PRIOR-NZ500 | 96MW-PRIOR-NZ500; 96-well plate holder-magnetic | 1053 | 4.5% | 1005.615
Olympus America Inc. | OKO-AIR-PUMPBL | OKO-AIR-PUMPBL; Air pump - Bold Line | 608 | 4.5% | 580.64
Olympus America Inc. | OKO-AP | OKO-AP; Air pump. Plug and play solution for Air inlet | 375 | 4.5% | 358.125
Olympus America Inc. | OKO-CHARIS-CM | Customized chamber riser for H301-OLYMPUS-IX-SUSP-CRCM | 500 | 4.5% | 477.5
Olympus America Inc. | OKO-CO2-O2 | CO2-O2 Unit-BL [0-10;0-1]; Combined CO2/Oxygen Controller for close-to-Anoxia conditions | 10638 | 4.5% | 10159.29
Olympus America Inc. | OKO-CO2-O2 Unit-BL | CO2-O2 Unit-BL; Combined CO2/Oxygen Controller for Hypoxia - Bold Line | 9594 | 4.5% | 9162.27
Olympus America Inc. | OKO-CO2-UNIT-BL | CO2 Controller - Bold Line | 5812 | 4.5% | 5550.46
Olympus America Inc. | OKO-COL1924 | OBJ-COLLAR-1924; Heating collar for 19-24mm dia. objectives | 500 | 4.5% | 477.5
Olympus America Inc. | OKO-COL2532 | OBJ-COLLAR-2532; Heating collar for 25-32mm dia. Objectives | 500 | 4.5% | 477.5
Olympus America Inc. | OKO-COL3342 | OBJ-COLLAR-3342; Heating collar for 33-42mm dia. objectives | 500 | 4.5% | 477.5
Olympus America Inc. | OKO-DATA-LOG | DATA LOG; Software Data Logger for H201/H301 Chambers | 405 | 4.5% | 386.775
Olympus America Inc. | OKO-H101-1x35-Msingle | H101-1x35-Msingle; #1 35mm Petri-dish holder | 412 | 4.5% | 393.46
Olympus America Inc. | OKO-H101-1X35-PRIOR-NZ500 | #1 35mm Petri-dish holder for Prior NZ500 | 670 | 4.5% | 639.85
Olympus America Inc. | OKO-H101-1xGS-Msingle | H101-1xGS-Msingle; #1 1”x3” chamber slide holders | 412 | 4.5% | 393.46
Olympus America Inc. | OKO-H101-96MW | 96-well plates holder | 1229 | 4.5% | 1173.695
Olympus America Inc. | OKO-H101-CRYO-BL | H101-CRYO-BL; Heating / Cooling unit - Bold Line | 12022 | 4.5% | 11481.01
Olympus America Inc. | OKO-H101-CRYO-BL-A | H101-CRYO-BL-A; Heating / Cooling unit - Bold Line | 6133 | 4.5% | 5857.015
Olympus America Inc. | OKO-H101-CRYO-BL-B | H101-CRYO-BL-B; Heating / Cooling unit - Bold Line | 6133 | 4.5% | 5857.015
Olympus America Inc. | OKO-H101-HM | H101-HM; Humidity module | 695 | 4.5% | 663.725
Olympus America Inc. | OKO-H101-K-FRAME | Water Jacket Chamber for stages with k-frame insert (160x110mm) | 6278 | 4.5% | 5995.49
Olympus America Inc. | OKO-H101-MINI | H101-MINI; MINI - SINGLE HOLDER - Water Jacket Chamber | 4043 | 4.5% | 3861.065
Olympus America Inc. | OKO-H101-PRIOR-NZ500 | Water Jacket Chamber for Prior NZ500 piezo Z-stages | 6278 | 4.5% | 5995.49
Olympus America Inc. | OKO-H201-ENCLOSURE | H201-ENCLOSURE; Microscope lexan enclosure | 5493 | 4.5% | 5245.815
Olympus America Inc. | OKO-H201FB | H201-FILTER-BOX; HEPA filtering unit. Optional for BSL | 1808 | 4.5% | 1726.64
Olympus America Inc. | OKO-H201GAS0 | H201-GAS-OLYUS-0; Gas for H201, Premixed Air&CO2 | 1135 | 4.5% | 1083.925
Olympus America Inc. | OKO-H201GAS1 | H201-GAS-OLYUS-1; Gas for H201, Manual CO2/Humid Mixer | 2372 | 4.5% | 2265.26
Olympus America Inc. | OKO-H201GAS2 | H201-GAS-OLYUS-2; Gas for H201, Digital CO2/Humid Mixer | 7473 | 4.5% | 7136.715
Olympus America Inc. | OKO-H201GAS3 | H201-GAS-OLYUS-3; Gas for H201, Dig CO2/O2(Hypo)/Humid | 11255 | 4.5% | 10748.525
Olympus America Inc. | OKO-H201GAS4 | H201-GAS-OLYUS-4; Gas for H201, Dig CO2/O2(Hyper&Hypo)/Hum | 14770 | 4.5% | 14105.35
Olympus America Inc. | OKO-H201KL13 | H201-KOEHLER LID; Koehler Illumination Lid for H201-T1/T3 | 255 | 4.5% | 243.525
Olympus America Inc. | OKO-H201KL2 | H201-KOEHLER LID-2; Koehler Illumination Lid for H201-T2 | 255 | 4.5% | 243.525
Olympus America Inc. | OKO-H201-MW-HOLDER | H201-MW-HOLDER; Multi-Well plate holder | 338 | 4.5% | 322.79
Olympus America Inc. | OKO-H201OP | H201-OBSCURING PANELS; Dark Panels for H201 Incubator | 1823 | 4.5% | 1740.965
Olympus America Inc. | OKO-H201-T1 | H201-T-OLYUS-1; Enclosure Incubator for IX3-SVR/L, IX3-SSU | 15992 | 4.5% | 15272.36
Olympus America Inc. | OKO-H201-T2 | H201-T-OLYUS-2; Enclosure Incubatr for IX2-SP/GS/SFR,IX-SVL2 | 15357 | 4.5% | 14665.935
Olympus America Inc. | OKO-H201-T3 | H201-T-OLYUS-3; Enclosure Incubator for Prior,ASI,Ludl,MRZ | 15357 | 4.5% | 14665.935
Olympus America Inc. | OKO-H201-T4 | H201-T-OLYUS-4; Enclosure Incubator for 128x86mm Microplate | 14595 | 4.5% | 13938.225
Olympus America Inc. | OKO-H201-T-UNIT-BL | H201-T-UNIT-BL; Temperature Unit | 5910 | 4.5% | 5644.05
Olympus America Inc. | OKO-H301GAS1 | H301-GAS-OLYUS-1; Gas for H301, Premixed Air&CO2 | 3449 | 4.5% | 3293.795
Olympus America Inc. | OKO-H301GAS2 | H301-GAS-OLYUS-2; Gas for H301, CO2/Humidity | 9457 | 4.5% | 9031.435
Olympus America Inc. | OKO-H301GAS3 | H301-GAS-OLYUS-3; Gas for H301, CO2/O2(Hypoxia)/Humidity | 13239 | 4.5% | 12643.245
Olympus America Inc. | OKO-H301GAS4 | H301-GAS-OLYUS-4; Gas for H301, CO2/O2(Hyper&Hypo)/Humidity | 16754 | 4.5% | 16000.07
Olympus America Inc. | OKO-H301KL13 | H301-KOEHLER LID; Koehler Illumination Lid for H301-T1/T3 | 695 | 4.5% | 663.725
Olympus America Inc. | OKO-H301KL2 | H301-KOEHLER LID-2; Koehler Illumination Lid for H301-T2 | 695 | 4.5% | 663.725
Olympus America Inc. | OKO-H301-OLYMPUS-IX-SUSP-CRCM | Custom Electrically heated chamber for Olympus rectangular stages | 3700 | 4.5% | 3533.5
Olympus America Inc. | OKO-H301-PRIOR-NZ500 | Electrically heated chamber for Prior NZ500 piezo Z-stages | 4143 | 4.5% | 3956.565
Olympus America Inc. | OKO-H301-T1 | H301-T-OLYUS-1; Stage-Top Incubator for IX3-SVR/L, IX3-SSU | 11373 | 4.5% | 10861.215
Olympus America Inc. | OKO-H301-T2 | H301-T-OLYUS-2; Stage-Top Incubatr for IX2-SP/GS/SFR,IX-SVL2 | 9658 | 4.5% | 9223.39
Olympus America Inc. | OKO-H301-T3 | H301-T-OLYUS-3; Stage-Top Incubator for Prior,ASI,Ludl,MRZ | 10737 | 4.5% | 10253.835
Olympus America Inc. | OKO-H301-T4 | H301-T-OLYUS-4; Stage-Top Incubator for 128x86mm Microplate | 8281 | 4.5% | 7908.355
Olympus America Inc. | OKO-H301-T5 | H301-T-OLYUS-5; Stage-Top Incubator for Piezo Stages | 10332 | 4.5% | 9867.06
Olympus America Inc. | OKO-H301-T-UNIT-BLPLUS | BOLD LINE Temperature Controller | 4867 | 4.5% | 4647.985
Olympus America Inc. | OKO-H301-T-UNIT-BL-PLUS | H301-T-UNIT-BL-PLUS; Bold Line Temperature Controller only | 4867 | 4.5% | 4647.985
Olympus America Inc. | OKO-H301-UP | H301-UP; Electrically heated chamber for Upright Microscopes | 6199 | 4.5% | 5920.045
Olympus America Inc. | OKO-H401-G1 | H401-GLASS-OLYUS-1; Heated Glass Stage Plate, 110 DIA | 2113 | 4.5% | 2017.915
Olympus America Inc. | OKO-H401-M1 | H401-METAL-OLYUS-1; Heated Metal Stage Plate, 110 DIA | 2086 | 4.5% | 1992.13
Olympus America Inc. | OKO-HM-VF | HM-VF; Vibration Free Humidifying Module | 648 | 4.5% | 618.84
Olympus America Inc. | OKO-MICROFL-C | MICROFLUIDIC-C-RISER; Chamber riser with 19x3 mm windows to allow insertion of microfluidic tubings. | 1171 | 4.5% | 1118.305
Olympus America Inc. | OKO-MOC | OKO-MOC; Objective Heating/Cooling Collar | 608 | 4.5% | 580.64
Olympus America Inc. | OKO-MW-OIL-NZ500 | Open frame to image multi well plates with oil immersion objectives | 432 | 4.5% | 412.56
Olympus America Inc. | OKO-OBJ-OW1 | PKG OW-OLYUS-1; Stand-Alone Objective Heater | 2918 | 4.5% | 2786.69
Olympus America Inc. | OKO-PFC-35 | PFC-35; 35mm Perfusion Chamber for Okolab incubators | 918 | 4.5% | 876.69
Olympus America Inc. | OKO-SENSOR35 | SENSOR LID-35; Sample Feedback Sensor Lid for 35mm Dishes | 135 | 4.5% | 128.925
Olympus America Inc. | OKO-SENSOR60 | SENSOR LID-60; Sample Feedback Sensor Lid for 60mm Dishes | 135 | 4.5% | 128.925
Olympus America Inc. | OKO-SENSORGS | SENSOR LID-GS; Sample Feedback Sensor Lid for Glass Slide | 135 | 4.5% | 128.925
Olympus America Inc. | OKO-SH-12WPT | 12MW; 12-Well Plate Top for Stage-Top Only. Req MW-LOCK-22.5 | 621 | 4.5% | 593.055
Olympus America Inc. | OKO-SH-24WPT | 24MW; 24-Well Plate Top for Stage-Top Only. Req MW-LOCK-22.5 | 621 | 4.5% | 593.055
Olympus America Inc. | OKO-SH-2CHMB | 2xGS-M; T1/T3 Sample Holder, Two 1x3" Chamber Slides | 758 | 4.5% | 723.89
Olympus America Inc. | OKO-SH-2LT2C | 2xLABTEK-II-M, T1/T3 Smp Holdr, Two 1x2 LabTekII Chm Cov Gls | 759 | 4.5% | 724.845
Olympus America Inc. | OKO-SH-2LTC | 2xLABTEK-M, T1/T3 Smp Holdr, Two 1x2" LabTek Chambr Covr Gls | 758 | 4.5% | 723.89
Olympus America Inc. | OKO-SH-35 | 1x35-M, T1/T3 Sample holder, for One 35mm Petri-dish | 495 | 4.5% | 472.725
Olympus America Inc. | OKO-SH-35-35 | #2 35mm Petri-dish holder- magnetic | 757 | 4.5% | 722.935
Olympus America Inc. | OKO-SH-35-60 | 6035-M; T1/T3 Sample Holder, for 35mm and 60mm dishes | 758 | 4.5% | 723.89
Olympus America Inc. | OKO-SH-48WPT | 48MW; 48-Well Plate Top for Stage-Top Only. Req MW-LOCK-22.5 | 621 | 4.5% | 593.055
Olympus America Inc. | OKO-SH-648WP | MW-LOCK-22.5; T1/T3 Sampl Holder, for 6,12,24,48-Well Plates | 284 | 4.5% | 271.22
Olympus America Inc. | OKO-SH-6WPT | 6MW; 6-Well Plate Top for Stage-Top Only. Req. MW-LOCK-22.5 | 621 | 4.5% | 593.055
Olympus America Inc. | OKO-SH-96WP | MW-LOCK-16.5; T1/T3 Sample Holder, for 96-Well Plates | 284 | 4.5% | 271.22
Olympus America Inc. | OKO-SH-96WPT | 96MW; 96-Well Plate Top for Stage-Top Only. Req MW-LOCK-16.5 | 1053 | 4.5% | 1005.615
Olympus America Inc. | OKO-SH-T25 | 1xT25-M; T1/T3 Sample holder, for Nunc/Greiner T25 flask | 920 | 4.5% | 878.6
Olympus America Inc. | OKO-SM-BL | SM-BL; Smart Box for H201/H301 Chambers | 1322 | 4.5% | 1262.51
Olympus America Inc. | OKO-TOUCH | OKO-TOUCH; Touch Screen Display | 1322 | 4.5% | 1262.51
Olympus America Inc. | OKO-UNO-T | UNO Stage top incubator's thermal controller (no gas/no humidity) | 3375 | 4.5% | 3223.125
Olympus America Inc. | OKO-UNO-T1 | AIO-UNO-OLYUS-1; Stage-Top Incubator for IX3-SVR/L, IX3-SSU | 10527 | 4.5% | 10053.285
Olympus America Inc. | OKO-UNO-T2 | AIO-UNO-OLYUS-2; Stage-Top Incubtr for IX2-SP/GS/SFR,IX-SVL2 | 8813 | 4.5% | 8416.415
Olympus America Inc. | OKO-UNO-T3 | AIO-UNO-OLYUS-3; Stage-Top Incubator for Prior,ASI,Ludl,MRZ | 9486 | 4.5% | 9059.13
Olympus America Inc. | OKO-UNO-T4 | AIO-UNO-OLYUS-4; Stage-Top Incubator for 128x86mm Microplate | 7436 | 4.5% | 7101.38
Olympus America Inc. | OKO-UP-1X35-M | UP-1x35-M; #1 35mm Petri-dish holder - magnetic for upright | 412 | 4.5% | 393.46
Olympus America Inc. | OKO-UP-1X60-M | UP-1x60-M; #1 50/60mm Petri-dish holder - magnetic for upright | 459 | 4.5% | 438.345
Olympus America Inc. | OKO-UP-1XGS-M | UP-1xGS-M; #1 1”x3” chamber slides slide holder - magnetic for upright | 412 | 4.5% | 393.46
Olympus America Inc. | OKO-UP-1XLABTEK-II-M | UP-1xLABTEK-II-M; #1 Lab-Tek II 1”x2” chambered cover glass holder - magnetic for upright | 459 | 4.5% | 438.345
Olympus America Inc. | OKO-UP-1XLABTEK-M | UP-1xLABTEK-M; #1 Lab-Tek-1”x2” chambered cover glass holder - magnetic for upright | 459 | 4.5% | 438.345
Olympus America Inc. | OKR-100-16 | KR-100;IMA GRATICULE 16MM DIA | 210 | 4.5% | 200.55
Olympus America Inc. | OKR-100-17 | KR-100;IMA GRATICULE 17MM DIA | 210 | 4.5% | 200.55
Olympus America Inc. | OKR-100-18 | KR-100;IMA GRATICULE 18MM DIA | 210 | 4.5% | 200.55
Olympus America Inc. | OKR-100-19 | KR-100;IMA GRATICULE 19MM DIA | 210 | 4.5% | 200.55
Olympus America Inc. | OKR-100-20 | KR-100;IMA GRATICULE 20MM DIA | 210 | 4.5% | 200.55
Olympus America Inc. | OKR-100-21 | KR-100;IMA GRATICULE 21MM DIA | 210 | 4.5% | 200.55
Olympus America Inc. | OKR-100-22 | KR-100;IMA GRATICULE 22MM DIA | 210 | 4.5% | 200.55
Olympus America Inc. | OKR-100-23 | KR-100;IMA GRATICULE 23MM DIA | 210 | 4.5% | 200.55
Olympus America Inc. | OKR-100-24 | KR-100;IMA GRATICULE 24MM DIA | 210 | 4.5% | 200.55
Olympus America Inc. | OKR-100-25 | KR-100;IMA GRATICULE 25MM DIA | 210 | 4.5% | 200.55
Olympus America Inc. | OKR-100-26 | KR-100;IMA GRATICULE 26MM DIA | 210 | 4.5% | 200.55
Olympus America Inc. | OKR-100-27 | KR-100;IMA GRATICULE 27MM DIA | 210 | 4.5% | 200.55
Olympus America Inc. | OKR-100-28 | KR-100;IMA GRATICULE 28MM DIA | 210 | 4.5% | 200.55
Olympus America Inc. | OKR-201-16 | KR-201;RETICLE 0.100" IN 100PARTS 16MM DIA | 80 | 4.5% | 76.4
Olympus America Inc. | OKR-201-17 | KR-201;RETICLE 0.100" IN 100PARTS 17MM DIA | 80 | 4.5% | 76.4
Olympus America Inc. | OKR-201-18 | KR-201;RETICLE 0.100" IN 100PARTS 18MM DIA | 80 | 4.5% | 76.4
Olympus America Inc. | OKR-201-19 | KR-201;RETICLE 0.100" IN 100PARTS 19MM DIA | 80 | 4.5% | 76.4
Olympus America Inc. | OKR-201-20 | KR-201;RETICLE 0.100" IN 100PARTS 20MM DIA | 80 | 4.5% | 76.4
Olympus America Inc. | OKR-201-21 | KR-201;RETICLE 0.100" IN 100PARTS 21MM DIA | 80 | 4.5% | 76.4
Olympus America Inc. | OKR-201-22 | KR-201;RETICLE 0.100" IN 100PARTS 22MM DIA | 80 | 4.5% | 76.4
Olympus America Inc. | OKR-201-23 | KR-201;RETICLE 0.100" IN 100PARTS 23MM DIA | 80 | 4.5% | 76.4
Olympus America Inc. | OKR-201-24 | KR-201;RETICLE 0.100" IN 100PARTS 24MM DIA | 80 | 4.5% | 76.4
Olympus America Inc. | OKR-201-25 | KR-201;RETICLE 0.100" IN 100PARTS 25MM DIA | 80 | 4.5% | 76.4
Olympus America Inc. | OKR-201-26 | KR-201;RETICLE 0.100" IN 100PARTS 26MM DIA | 80 | 4.5% | 76.4
Olympus America Inc. | OKR-201-27 | KR-201;RETICLE 0.100" IN 100PARTS 27MM DIA | 80 | 4.5% | 76.4
Olympus America Inc. | OKR-201-28 | KR-201;RETICLE 0.100" IN 100PARTS 28MM DIA | 80 | 4.5% | 76.4
Olympus America Inc. | OKR-203A-16 | KR-203A;RETICLE 0.300" IN 100PARTS 16MM DIA | 80 | 4.5% | 76.4
Olympus America Inc. | OKR-203A-17 | KR-203A;RETICLE 0.300" IN 100PARTS 17MM DIA | 80 | 4.5% | 76.4
Olympus America Inc. | OKR-203A-18 | KR-203A;RETICLE 0.300" IN 100PARTS 18MM DIA | 80 | 4.5% | 76.4
Olympus America Inc. | OKR-203A-19 | KR-203A;RETICLE 0.300" IN 100PARTS 19MM DIA | 80 | 4.5% | 76.4
Olympus America Inc. | OKR-203A-20 | KR-203A;RETICLE 0.300" IN 100PARTS 20MM DIA | 80 | 4.5% | 76.4
Olympus America Inc. | OKR-203A-21 | KR-203A;RETICLE 0.300" IN 100PARTS 21MM DIA | 80 | 4.5% | 76.4
Olympus America Inc. | OKR-203A-22 | KR-203A;RETICLE 0.300" IN 100PARTS 22MM DIA | 80 | 4.5% | 76.4
Olympus America Inc. | OKR-203A-23 | KR-203A;RETICLE 0.300" IN 100PARTS 23MM DIA | 80 | 4.5% | 76.4
Olympus America Inc. | OKR-203A-24 | KR-203A EYEPIECE RETICLE, 0.3"/100 DIVISIONS, 24MM DIA | 80 | 4.5% | 76.4
Olympus America Inc. | OKR-203A-25 | KR-203A;RETICLE 0.300" IN 100PARTS 25MM DIA | 80 | 4.5% | 76.4
Olympus America Inc. | OKR-203A-26 | KR-203A;RETICLE 0.300" IN 100PARTS 26MM DIA | 80 | 4.5% | 76.4
Olympus America Inc. | OKR-203A-27 | KR-203A;RETICLE 0.300" IN 100PARTS 27MM DIA | 80 | 4.5% | 76.4
Olympus America Inc. | OKR-203A-28 | KR-203A;RETICLE 0.300" IN 100PARTS 28MM DIA | 80 | 4.5% | 76.4
Olympus America Inc. | OKR-204A-24 | KR-204A;RETICLE 0.400" IN 100 PARTS 24MM DIA | 80 | 4.5% | 76.4
Olympus America Inc. | OKR-204B-16 | KR-204B;RETICLE 0.400" IN 100PARTS 16MM DIA | 80 | 4.5% | 76.4
Olympus America Inc. | OKR-204B-17 | KR-204B;RETICLE 0.400" IN 100PARTS 17MM DIA | 80 | 4.5% | 76.4
Olympus America Inc. | OKR-204B-18 | KR-204B;RETICLE 0.400" IN 100PARTS 18MM DIA | 80 | 4.5% | 76.4
Olympus America Inc. | OKR-204B-19 | KR-204B;RETICLE 0.400" IN 100PARTS 19MM DIA | 80 | 4.5% | 76.4
Olympus America Inc. | OKR-204B-20 | KR-204B;RETICLE 0.400" IN 100PARTS 20MM DIA | 80 | 4.5% | 76.4
Olympus America Inc. | OKR-204B-21 | KR-204B;RETICLE 0.400" IN 100PARTS 21MM DIA | 80 | 4.5% | 76.4
Olympus America Inc. | OKR-204B-22 | KR-204B;RETICLE 0.400" IN 100PARTS 22MM DIA | 80 | 4.5% | 76.4
Olympus America Inc. | OKR-204B-23 | KR-204B;RETICLE 0.400" IN 100PARTS 23MM DIA | 80 | 4.5% | 76.4
Olympus America Inc. | OKR-204B-24 | KR-204B;RETICLE 0.400" IN 100PARTS 24MM DIA | 80 | 4.5% | 76.4
Olympus America Inc. | OKR-204B-25 | KR-204B;RETICLE 0.400" IN 100PARTS 25MM DIA | 80 | 4.5% | 76.4
Olympus America Inc. | OKR-204B-26 | KR-204B;RETICLE 0.400" IN 100PARTS 26MM DIA | 80 | 4.5% | 76.4
Olympus America Inc. | OKR-204B-27 | KR-204B;RETICLE 0.400" IN 100PARTS 27MM DIA | 80 | 4.5% | 76.4
Olympus America Inc. | OKR-204B-28 | KR-204B;RETICLE 0.400" IN 100PARTS 28MM DIA | 80 | 4.5% | 76.4
Olympus America Inc. | OKR-206-16 | KR-206;RETICLE 0.500" IN 100PARTS 16MM DIA | 80 | 4.5% | 76.4
Olympus America Inc. | OKR-206-17 | KR-206;RETICLE 0.500" IN 100PARTS 17MM DIA | 80 | 4.5% | 76.4
Olympus America Inc. | OKR-206-18 | KR-206;RETICLE 0.500" IN 100PARTS 18MM DIA | 80 | 4.5% | 76.4
Olympus America Inc. | OKR-206-19 | KR-206;RETICLE 0.500" IN 100PARTS 19MM DIA | 80 | 4.5% | 76.4
Olympus America Inc. | OKR-206-20 | KR-206;RETICLE 0.500" IN 100PARTS 20MM DIA | 80 | 4.5% | 76.4
Olympus America Inc. | OKR-206-21 | KR-206;RETICLE 0.500" IN 100PARTS 21MM DIA | 80 | 4.5% | 76.4
Olympus America Inc. | OKR-206-22 | KR-206;RETICLE 0.500" IN 100PARTS 22MM DIA | 80 | 4.5% | 76.4
Olympus America Inc. | OKR-206-23 | KR-206;RETICLE 0.500" IN 100PARTS 23MM DIA | 80 | 4.5% | 76.4
Olympus America Inc. | OKR-206-24 | KR-206 EYEPIECE MICROMETER, 0.500" IN 100 PARTS, 24MM | 80 | 4.5% | 76.4
Olympus America Inc. | OKR-206-25 | KR-206;RETICLE 0.500" IN 100PARTS 25MM DIA | 80 | 4.5% | 76.4
Olympus America Inc. | OKR-206-26 | KR-206;RETICLE 0.500" IN 100PARTS 26MM DIA | 80 | 4.5% | 76.4
Olympus America Inc. | OKR-206-27 | KR-206;RETICLE 0.500" IN 100PARTS 27MM DIA | 80 | 4.5% | 76.4
Olympus America Inc. | OKR-206-28 | KR-206;RETICLE 0.500" IN 100PARTS 28MM DIA | 80 | 4.5% | 76.4
Olympus America Inc. | OKR-207-16 | KR-207;RETICLE 10MM IN 100 DIV 16MM DIAMM DIA | 80 | 4.5% | 76.4
Olympus America Inc. | OKR-207-17 | KR-207;RETICLE 10MM IN 100 DIV 17MM DIAMM DIA | 80 | 4.5% | 76.4
Olympus America Inc. | OKR-207-18 | KR-207;RETICLE 10MM IN 100 DIV 18MM DIAMM DIA | 80 | 4.5% | 76.4
Olympus America Inc. | OKR-207-19 | KR-207;RETICLE 10MM IN 100 DIV 19MM DIAMM DIA | 80 | 4.5% | 76.4
Olympus America Inc. | OKR-207-20 | KR-207;RETICLE 10MM IN 100 DIV 20MM DIAMM DIA | 80 | 4.5% | 76.4
Olympus America Inc. | OKR-207-21 | KR-207;RETICLE 10MM IN 100 DIV 21MM DIAMM DIA | 80 | 4.5% | 76.4
Olympus America Inc. | OKR-207-22 | KR-207;RETICLE 10MM IN 100 DIV 22MM DIAMM DIA | 80 | 4.5% | 76.4
Olympus America Inc. | OKR-207-23 | KR-207;RETICLE 10MM IN 100 DIV 23MM DIAMM DIA | 80 | 4.5% | 76.4
Olympus America Inc. | OKR-207-24 | KR-207;RETICLE 10MM IN 100 DIV 24MM DIAMM DIA | 80 | 4.5% | 76.4
Olympus America Inc. | OKR-207-25 | KR-207;RETICLE 10MM IN 100 DIV 25MM DIAMM DIA | 80 | 4.5% | 76.4
Olympus America Inc. | OKR-207-26 | KR207-26; EYEPIECE MICROMETER 10MM/100DICS, 26MM FOR ZEISS | 80 | 4.5% | 76.4
Olympus America Inc. | OKR-207-27 | KR-207;RETICLE 10MM IN 100 DIV 27MM DIAMM DIA | 80 | 4.5% | 76.4
Olympus America Inc. | OKR-207-28 | KR-207-28; SCALE RET. 10MM/100DIV. S/W EYEPIECE | 80 | 4.5% | 76.4
Olympus America Inc. | OKR-207A-16 | KR-207A;RETICLE 10MM IN 100PARTS 16MM DIA | 80 | 4.5% | 76.4
Olympus America Inc. | OKR-207A-17 | KR-207A;RETICLE 10MM IN 100PARTS 17MM DIA | 80 | 4.5% | 76.4
Olympus America Inc. | OKR-207A-18 | KR-207A;RETICLE 10MM IN 100PARTS 18MM DIA | 80 | 4.5% | 76.4
Olympus America Inc. | OKR-207A-19 | KR-207A;RETICLE 10MM IN 100PARTS 19MM DIA | 80 | 4.5% | 76.4
Olympus America Inc. | OKR-207BP-20-4 | KR-207BP EYEPIECE MICROMETER, 10MM IN 100 DIV, 20.4MM | 80 | 4.5% | 76.4
Olympus America Inc. | OKR-207BP-24 | KR-207BP EYEPIECE MICROMETER, 10MM IN 100 DIV, 24MM | 80 | 4.5% | 76.4
Olympus America Inc. | OKR-207BP-25 | KR-207BP; 100DIV IN 10MM, 25MM DIA | 80 | 4.5% | 76.4
Olympus America Inc. | OKR-209-24 | KR-209;KLARMANN RULINGS 5MM IN100 PARTS, 24MM | 80 | 4.5% | 76.4
Olympus America Inc. | OKR-211-204 | KR-211-204; SCALES RETICLE 12.5MM IN 50DIV 20.4MM DIA | 80 | 4.5% | 76.4
Olympus America Inc. | OKR-211-24 | KR-211-24;SCALES RETICLE 12.5MM IN 50DIV 24MM DIA | 80 | 4.5% | 76.4
Olympus America Inc. | OKR-212-20 | KR-212-20; RETICLE 0.500" IN 50 DIV 20MM DIA | 80 | 4.5% | 76.4
Olympus America Inc. | OKR-215A-24 | KR-215A;RETICLE 20MM IN 200 PARTS 24MM DIA | 80 | 4.5% | 76.4
Olympus America Inc. | OKR-2216-24 | KR-2216-24; Scale RETICLE 5MM IN 100 DIV 24MM DIA | 80 | 4.5% | 76.4
Olympus America Inc. | OKR-226-24 | KR-226;EYEPIECE SCALE, 1MM/100DIVISIONS, 24MM DIA | 80 | 4.5% | 76.4
Olympus America Inc. | OKR-227-24 | KR-227-24;EYEPIECE RETICLE 0.600"/1000 DIVISIONS | 80 | 4.5% | 76.4
Olympus America Inc. | OKR-230-24 | KR-230;EYEPIECE SCALE, 2MM/100DIVISIONS, 24MM DIA | 80 | 4.5% | 76.4
Olympus America Inc. | OKR-231-24 | KR-231-24; SCALE RETICLE .400" in 40 PARTS 24mm DIA | 80 | 4.5% | 76.4
Olympus America Inc. | OKR-235-24 | KR-235-24;EYEPIECE RETICLE .10MM/100 - VERTICAL | 80 | 0% | 80
Olympus America Inc. | OKR-247-24 | KR-247-24 EYEPIECE MICROMETER, 3MM IN 100 PARTS, NO. 0-10 | 80 | 4.5% | 76.4
Olympus America Inc. | OKR-248-24 | KR-248-24;RETICLE 4MM IN 100 PARTS | 80 | 4.5% | 76.4
Olympus America Inc. | OKR-251-24 | KR-251 EYEPIECE SCALE W/CROSSL INE, .100"/100 DIV, 24MM DIA | 80 | 4.5% | 76.4
Olympus America Inc. | OKR-253-24 | KR253, EYEPIECE RETICLE 0.300"100DIV, 24MM DIA | 80 | 4.5% | 76.4
Olympus America Inc. | OKR-257-20-4 | KR-257; RETICLE/CROSS 10mm in 100 PARTS 20.4mm DIA | 80 | 4.5% | 76.4
Olympus America Inc. | OKR-257-24 | KR-257 10MM IN 100 PARTS W/CRO SSLINE (NO. 0-10), 24MM DIA | 80 | 4.5% | 76.4
Olympus America Inc. | OKR-257-25 | KR-257 10MM IN 100 PARTS W/CRO SSLINE (NO. 0 TO 10),25MM DIA | 80 | 4.5% | 76.4
Olympus America Inc. | OKR-257-28 | KR-257;RETICLE/CROSS 10mm in 100 PARTS 28MM DIA | 80 | 4.5% | 76.4
Olympus America Inc. | OKR-259-24 | KR-259;RETICLE 0.450" IN 100 PARTS 24MM DIA | 80 | 0% | 80
Olympus America Inc. | OKR-267-24 | KR-267-24; SCALE AND CROSSHAIR RET. 10MM/200 DIV. | 80 | 4.5% | 76.4
Olympus America Inc. | OKR-275-24 | KR-275 EYEPIECE SCALE RETICLE, 15MM/50 DIVISIONS, 24MM DIA | 80 | 4.5% | 76.4
Olympus America Inc. | OKR-283-24 | KR-283-24; RETICLE 0.500" IN 100 DIV VERT 24MM DIA | 80 | 4.5% | 76.4
Olympus America Inc. | OKR-291A-20-4 | KR-291A-20.4; RETICLE 4mm in 50 Parts 20.4MM DIA | 80 | 4.5% | 76.4
Olympus America Inc. | OKR-298A-24 | KR-298A-24; Reticle 0.100” in 200 divisions 24MM DIA | 80 | 4.5% | 76.4
Olympus America Inc. | OKR-301-15 | KR-301;CROSSHAIR, 0.0006 LINE WIDTH 15MM DIA | 80 | 4.5% | 76.4
Olympus America Inc. | OKR-301-28 | KR-301;CROSSHAIR, 0.0006 LINE WIDTH 28MM DIA | 80 | 4.5% | 76.4
Olympus America Inc. | OKR-304-24 | KR-304 CROSSHAIR W/45 DEGREE INCREMENTS, 24MM | 80 | 4.5% | 76.4
Olympus America Inc. | OKR-305-15 | KR-305;CROSSHAIR, 0.0003 LINE WIDTH 15MM DIA | 80 | 4.5% | 76.4
Olympus America Inc. | OKR-402-24 | KR-402-24; RETICLE 5x5GRID 5MM 24MM DIA | 80 | 4.5% | 76.4
Olympus America Inc. | OKR-404-24 | KR-404-24; 10MM X 10MM, 4X4SQUARES,2.5MM EA | 80 | 4.5% | 76.4
Olympus America Inc. | OKR-405-24 | KR-405 EYEPIECE RETICLE, 5X5GRID, 10MM, 24MM DIA | 80 | 4.5% | 76.4
Olympus America Inc. | OKR-406-20-4 | KR-406-204; GRID,100 SQ 1MM x 1MM, 20.4MM | 80 | 4.5% | 76.4
Olympus America Inc. | OKR-406-24 | KR-406;RETICLE 10x10GRID 1MM 24MM DIA | 80 | 4.5% | 76.4
Olympus America Inc. | OKR-406A-20-4 | KR-406A EYEPIECE RETICLE, 100SQ, 1X1MM, 20.4MM DIA | 80 | 4.5% | 76.4
Olympus America Inc. | OKR-406-B | KR-406B; 10MMX10MM W/100 (1MM) SQUARES #'S&LETTERS-24MM | 80 | 4.5% | 76.4
Olympus America Inc. | OKR-407-20-4 | KR-407-204; GRID,100 SQ 1MM x 1MM, 10MM/100 PT SCALE,20.4MM | 80 | 4.5% | 76.4
Olympus America Inc. | OKR-407-24 | KR-407-24; GRID,100 SQ 1MM x 1MM, 10MM/100 PT SCALE,24MM | 80 | 4.5% | 76.4
Olympus America Inc. | OKR-413-24 | KR-413-24; Whipple Reticle 7mm-100 sq.s 24MM DIA | 80 | 4.5% | 76.4
Olympus America Inc. | OKR-417-20-4 | KR-417-20-4;WHIPPLE RETICLE 10MM-100SQ.(1SQ-25SQ.)20.4MM DIA | 80 | 4.5% | 76.4
Olympus America Inc. | OKR-417-24 | KR-417-24; WHIPPLE RETICLE 10MM-100SQ.(1SQ-25SQ.), 24MM DIA | 80 | 4.5% | 76.4
Olympus America Inc. | OKR-4211-24 | KR-4211-24:VERT.SCALE.001"@40X,100DIV.24MM | 80 | 4.5% | 76.4
Olympus America Inc. | OKR-430-20 | KR-430;RETICLE 10x10GRID 1MM 20MM DIA | 80 | 4.5% | 76.4
Olympus America Inc. | OKR-444-24 | KR-444;RETICLE 10x10GRID 1MM INDEXED 24MM DIA | 80 | 4.5% | 76.4
Olympus America Inc. | OKR-456-24 | KR-456 EYEPIECE RETICLE, 100SQ GRID, 10X10, 15MM, 24MM DIA | 80 | 4.5% | 76.4
Olympus America Inc. | OKR-466-24 | KR-466-24; Grid RETICLE 0.5 mm squares, 24MM DIA | 80 | 4.5% | 76.4
Olympus America Inc. | OKR-467-24 | KR-467-24; Grid RETICLE 0.25 mm squares, 24MM DIA | 80 | 4.5% | 76.4
Olympus America Inc. | OKR-493-20-4 | KR-493, 10X10 GRID, 36 SQ, 1.66X1.66MM EACH, 20.4MM DIA | 80 | 4.5% | 76.4
Olympus America Inc. | OKR-526-20-4 | KR-526 .001-.002"R, 20 RADII,FOR 10X OBJECTIVE, 20.4MM DIA | 80 | 4.5% | 76.4
Olympus America Inc. | OKR-526-24 | KR-526;.001-.002"R, 20 RADII,FOR 10X OBJECTIVE, 24MM DIA | 80 | 4.5% | 76.4
Olympus America Inc. | OKR-613-204 | KR-613-204;RETICLE10mm/100DIV PINWHEEL 20.4MM DIA | 80 | 4.5% | 76.4
Olympus America Inc. | OKR-613-24 | KR-613-24;RETICLE10mm/100DIV PINWHEEL 24MM DIA | 80 | 4.5% | 76.4
Olympus America Inc. | OKR-621-16 | KR-621;RETICLE.300"/100DIV PINWHEEL 16MM DIA | 80 | 4.5% | 76.4
Olympus America Inc. | OKR-621-17 | KR-621;RETICLE.300"/100DIV PINWHEEL 17MM DIA | 80 | 4.5% | 76.4
Olympus America Inc. | OKR-621-18 | KR-621;RETICLE.300"/100DIV PINWHEEL 18MM DIA | 80 | 4.5% | 76.4
Olympus America Inc. | OKR-621-19 | KR-621;RETICLE.300"/100DIV PINWHEEL 19MM DIA | 80 | 4.5% | 76.4
Olympus America Inc. | OKR-621-20 | KR-621;RETICLE.300"/100DIV PINWHEEL 20MM DIA | 80 | 4.5% | 76.4
Olympus America Inc. | OKR-621-21 | KR-621;RETICLE.300"/100DIV PINWHEEL 21MM DIA | 80 | 4.5% | 76.4
Olympus America Inc. | OKR-621-22 | KR-621;RETICLE.300"/100DIV PINWHEEL 22MM DIA | 80 | 4.5% | 76.4
Olympus America Inc. | OKR-621-23 | KR-621;RETICLE.300"/100DIV PINWHEEL 23MM DIA | 80 | 4.5% | 76.4
Olympus America Inc. | OKR-621-24 | KR-621;RETICLE.300"/100DIV PINWHEEL 24MM DIA | 80 | 4.5% | 76.4
Olympus America Inc. | OKR-621-25 | KR-621;RETICLE.300"/100DIV PINWHEEL 25MM DIA | 80 | 4.5% | 76.4
Olympus America Inc. | OKR-621-26 | KR-621;RETICLE.300"/100DIV PINWHEEL 26MM DIA | 80 | 4.5% | 76.4
Olympus America Inc. | OKR-621-27 | KR-621;RETICLE.300"/100DIV PINWHEEL 27MM DIA | 80 | 4.5% | 76.4
Olympus America Inc. | OKR-621-28 | KR-621;RETICLE.300"/100DIV PINWHEEL 28MM DIA | 80 | 4.5% | 76.4
Olympus America Inc. | OKR-622-204 | KR-622-204;RETICLE20mm/100DIV PINWHEEL 20.4MM DIA | 80 | 4.5% | 76.4
Olympus America Inc. | OKR-622-24 | KR-622-24;RETICLE20mm/100DIV PINWHEEL 24MM DIA | 80 | 4.5% | 76.4
Olympus America Inc. | OKR-802-19 | KR-802;MILLER DISC RETICLE 19MM DIA | 80 | 4.5% | 76.4
Olympus America Inc. | OKR-802-20-4 | KR-802;MILLER DISC RETICLE 20.4MM DIA | 80 | 4.5% | 76.4
Olympus America Inc. | OKR-802-24 | KR-802;MILLER DISC RETICLE 24MM DIA | 80 | 4.5% | 76.4
Olympus America Inc. | OKR-802A-19 | KR-802A;ALT MILLER DISC RETICLE 19MM DIA | 80 | 4.5% | 76.4
Olympus America Inc. | OKR-802A-20-4 | KR-802A;Alt MILLER DISC RETICLE 20.4MM DIA | 80 | 4.5% | 76.4
Olympus America Inc. | OKR-802A-24 | KR-802A;Alt MILLER DISC RETICLE 24MM DIA | 80 | 4.5% | 76.4
Olympus America Inc. | OKR-804-20-4 | KR-804;RETICLE WAVY LINE W/SCALE MERZ 20.4MM DIA | 80 | 4.5% | 76.4
Olympus America Inc. | OKR-806 | KR-806;1" STAGE MICROMETER (.0 01 - .010" - .100") | 186 | 4.5% | 177.63
Olympus America Inc. | OKR-806C | KR-806C; 1" Stage Micrometer (.001"-.010"-.100") NIST Calib | 390 | 0% | 390
Olympus America Inc. | OKR-808B-24 | KR-808B;AUSTINITE GRAIN RETICLE 24MM DIA | 80 | 4.5% | 76.4
Olympus America Inc. | OKR-808D | KR-808D; BRASS GRAIN RETICLE | 80 | 4.5% | 76.4
Olympus America Inc. | OKR-808F | KR-808F; COPPER GRAIN RETICLE | 80 | 4.5% | 76.4
Olympus America Inc. | OKR-808H-204 | KR-808-H-20.4;UNTWINNED 1-8 GRAIN COUNT RETICLE, 20.4MM DIA | 80 | 4.5% | 76.4
Olympus America Inc. | OKR-808H-24 | OKR- RETICLE , UNTWINED GRAINS 1-8, ASTM E112, 24MM D | 80 | 4.5% | 76.4
Olympus America Inc. | OKR-808K-24 | KR-808K; UNTWINNED 1-10 GRAIN COUNT RETICLE 24MM DIA | 80 | 4.5% | 76.4
Olympus America Inc. | OKR-809 | KR-809;206MM (EACH DIVISION = .1MM) | 830 | 4.5% | 792.65
Olympus America Inc. | OKR-809C | KR-809;206MM Stage Micrometer (DIV=0.1MM) CALIBRATED | 830 | 4.5% | 792.65
Olympus America Inc. | OKR-811A-24 | KR-811A; 20mm STD COMPARATAOR RETICLE 24MM DIA | 80 | 4.5% | 76.4
Olympus America Inc. | OKR-812 | KR-812;25MM STAGE MICROMETER ( .02MM - .1MM - 1.0MM) | 186 | 4.5% | 177.63
Olympus America Inc. | OKR-812C | KR-812;25MM Stage Micrometer (.02MM-.1MM-1.0MM) CALIBRATED | 478 | 0% | 478
Olympus America Inc. | OKR-812C20 | KR-812C20; 25MM MICROMETER (.02MM-.1MM-1.0MM) 20pt NIST CAL | 546 | 4.5% | 521.43
Olympus America Inc. | OKR-812RFC | KR-812RF; 25MM Stage Micrometer RF (.02MM-.1MM-1.0MM) CALIB | 571 | 0% | 571
Olympus America Inc. | OKR-814 | KR-814;1" AND 25MM STAGE MICROMETER | 216 | 4.5% | 206.28
Olympus America Inc. | OKR-814C | KR-814;1" & 25MM STAGE MICROMETER CALIBRATED | 658 | 0% | 658
Olympus America Inc. | OKR-814RF | KR-814RF; 1" & 25MM STAGE MICROMETER RF | 324 | 4.5% | 309.42
Olympus America Inc. | OKR-814RFC | KR-814RF;1" & 25MM STAGE MICROMETER RF CALIBRATED | 766 | 0% | 766
Olympus America Inc. | OKR-822-16 | KR-822;CHALKLEY RETICLE 25-CROSSES 16MM DIA | 80 | 4.5% | 76.4
Olympus America Inc. | OKR-822-17 | KR-822;CHALKLEY RETICLE 25-CROSSES 17mm DIA | 80 | 4.5% | 76.4
Olympus America Inc. | OKR-822-18 | KR-822;CHALKLEY RETICLE 25-CROSSES 18mm DIA | 80 | 4.5% | 76.4
Olympus America Inc. | OKR-822-19 | KR-822;CHALKLEY RETICLE 25-CROSSES 19mm DIA | 80 | 4.5% | 76.4
Olympus America Inc. | OKR-822-20 | KR-822;CHALKLEY RETICLE 25-CROSSES 20mm DIA | 80 | 4.5% | 76.4
Olympus America Inc. | OKR-822-20-4 | KR-822;CHALKLEY POINT CROSS ARRAY-25 CROSSES 20.4 DIA | 80 | 4.5% | 76.4
Olympus America Inc. | OKR-822-21 | KR-822;CHALKLEY RETICLE 25-CROSSES 21mm DIA | 80 | 4.5% | 76.4
Olympus America Inc. | OKR-822-22 | KR-822;CHALKLEY RETICLE 25-CROSSES 22mm DIA | 80 | 4.5% | 76.4
Olympus America Inc. | OKR-822-23 | KR-822;CHALKLEY RETICLE 25-CROSSES 23mm DIA | 80 | 4.5% | 76.4
Olympus America Inc. | OKR-822-24 | KR-822; CHALKLEY PNT. CROSS ARRAY-25 CROSSES 24MM RETICLE | 80 | 4.5% | 76.4
Olympus America Inc. | OKR-822-25 | KR-822;CHALKLEY RETICLE 25-CROSSES 25mm DIA | 80 | 4.5% | 76.4
Olympus America Inc. | OKR-822-26 | KR-822;CHALKLEY RETICLE 25-CROSSES 26mm DIA | 80 | 4.5% | 76.4
Olympus America Inc. | OKR-822-27 | KR-822;CHALKLEY RETICLE 25-CROSSES 27mm DIA | 80 | 4.5% | 76.4
Olympus America Inc. | OKR-822-28 | KR-822;CHALKLEY RETICLE 25-CROSSES 28mm DIA | 80 | 4.5% | 76.4
Olympus America Inc. | OKR-823-16 | KR-823;CHALKLEY RETICLE 25-PTS 16mm DIA | 80 | 4.5% | 76.4
Olympus America Inc. | OKR-823-17 | KR-823;CHALKLEY RETICLE 25-PTS 17mm DIA | 80 | 4.5% | 76.4
Olympus America Inc. | OKR-823-18 | KR-823;CHALKLEY RETICLE 25-PTS 18mm DIA | 80 | 4.5% | 76.4
Olympus America Inc. | OKR-823-19 | KR-823;CHALKLEY RETICLE 25-PTS 19mm DIA | 80 | 4.5% | 76.4
Olympus America Inc. | OKR-823-20 | KR-823;CHALKLEY RETICLE 25-PTS 20mm DIA | 80 | 4.5% | 76.4
Olympus America Inc. | OKR-823-21 | KR-823;CHALKLEY RETICLE 25-PTS 21mm DIA | 80 | 4.5% | 76.4
Olympus America Inc. | OKR-823-22 | KR-823;CHALKLEY RETICLE 25-PTS 22mm DIA | 80 | 4.5% | 76.4
Olympus America Inc. | OKR-823-23 | KR-823;CHALKLEY RETICLE 25-PTS 23mm DIA | 80 | 4.5% | 76.4
Olympus America Inc. | OKR-823-24 | KR-823-24;CHALKEY POINT ARRAY RETICLE, 25 DOTS, 24MM DIA | 80 | 4.5% | 76.4
Olympus America Inc. | OKR-823-25 | KR-823;CHALKLEY RETICLE 25-PTS 25mm DIA | 80 | 4.5% | 76.4
Olympus America Inc. | OKR-823-26 | KR-823;CHALKLEY RETICLE 25-PTS 26mm DIA | 80 | 4.5% | 76.4
Olympus America Inc. | OKR-823-27 | KR-823;CHALKLEY RETICLE 25-PTS 27mm DIA | 80 | 4.5% | 76.4
Olympus America Inc. | OKR-823-28 | KR-823;CHALKLEY RETICLE 25-PTS 28mm DIA | 80 | 4.5% | 76.4
Olympus America Inc. | OKR-825-16 | KR-825;POINTER RETICLE, 10MM/100 DIV 16mm DIA | 80 | 4.5% | 76.4
Olympus America Inc. | OKR-825-17 | KR-825;POINTER RETICLE, 10MM/100 DIV 17mm DIA | 80 | 4.5% | 76.4
Olympus America Inc. | OKR-825-18 | KR-825;POINTER RETICLE, 10MM/100 DIV 18mm DIA | 80 | 4.5% | 76.4
Olympus America Inc. | OKR-825-19 | KR-825;POINTER RETICLE, 10MM/100 DIV 19mm DIA | 80 | 4.5% | 76.4
Olympus America Inc. | OKR-825-20 | KR-825;POINTER RETICLE, 10MM/100 DIV 20mm DIA | 80 | 4.5% | 76.4
Olympus America Inc. | OKR-825-21 | KR-825;POINTER RETICLE, 10MM/100 DIV 21mm DIA | 80 | 4.5% | 76.4
Olympus America Inc. | OKR-825-22 | KR-825;POINTER RETICLE, 10MM/100 DIV 22mm DIA | 80 | 4.5% | 76.4
Olympus America Inc. | OKR-825-23 | KR-825;POINTER RETICLE, 10MM/100 DIV 23mm DIA | 80 | 4.5% | 76.4
Olympus America Inc. | OKR-825-24 | KR-825;POINTER RETICLE, 10MM/100 DIV 24mm DIA | 80 | 4.5% | 76.4
Olympus America Inc. | OKR-825-25 | KR-825;POINTER RETICLE, 10MM/100 DIV 25mm DIA | 80 | 4.5% | 76.4
Olympus America Inc. | OKR-825-26 | KR-825;POINTER RETICLE, 10MM/100 DIV 26mm DIA | 80 | 4.5% | 76.4
Olympus America Inc. | OKR-825-27 | KR-825;POINTER RETICLE, 10MM/100 DIV 27mm DIA | 80 | 4.5% | 76.4
Olympus America Inc. | OKR-825-28 | KR-825;POINTER RETICLE, 10MM/100 DIV 28mm DIA | 80 | 4.5% | 76.4
Olympus America Inc. | OKR-825A-16 | KR-825A;POINTER RETICLE WITH 10MM SCALE 16mm DIA | 80 | 4.5% | 76.4
Olympus America Inc. | OKR-825A-17 | KR-825A;POINTER RETICLE WITH 10MM SCALE 17mm DIA | 80 | 4.5% | 76.4
Olympus America Inc. | OKR-825A-18 | KR-825A;POINTER RETICLE WITH 10MM SCALE 18mm DIA | 80 | 4.5% | 76.4
Olympus America Inc. | OKR-825A-19 | KR-825A;POINTER RETICLE WITH 10MM SCALE 19mm DIA | 80 | 4.5% | 76.4
Olympus America Inc. | OKR-825A-20 | KR-825A;POINTER RETICLE WITH 10MM SCALE 20mm DIA | 80 | 4.5% | 76.4
Olympus America Inc. | OKR-825A-20-4 | KR-825A EYEPIECE POINTER RETICLE, 10MM/100 DIV, 20.4MM | 80 | 4.5% | 76.4
Olympus America Inc. | OKR-825A-21 | KR-825A;POINTER RETICLE WITH 10MM SCALE 21mm DIA | 80 | 4.5% | 76.4
Olympus America Inc. | OKR-825A-22 | KR-825A;POINTER RETICLE WITH 10MM SCALE 22mm DIA | 80 | 4.5% | 76.4
Olympus America Inc. | OKR-825A-23 | KR-825A;POINTER RETICLE WITH 10MM SCALE 23mm DIA | 80 | 4.5% | 76.4
Olympus America Inc. | OKR-825A-24 | KR-825A;POINTER RETICLE WITH 10MM SCALE 24mm DIA | 80 | 4.5% | 76.4
Olympus America Inc. | OKR-825A-25 | KR-825A;POINTER RETICLE WITH 10MM SCALE 25mm DIA | 80 | 4.5% | 76.4
Olympus America Inc. | OKR-825A-26 | KR-825A;POINTER RETICLE WITH 10MM SCALE 26mm DIA | 80 | 4.5% | 76.4
Olympus America Inc. | OKR-825A-27 | KR-825A;POINTER RETICLE WITH 10MM SCALE 27mm DIA | 80 | 4.5% | 76.4
Olympus America Inc. | OKR-825A-28 | KR-825A;POINTER RETICLE WITH 10MM SCALE 28mm DIA | 80 | 4.5% | 76.4
Olympus America Inc. | OKR-825B-20.4 | KR-825B-20.4; POINTER RETICLE, 10MM/100 DIV, 20.4mm DIA | 80 | 4.5% | 76.4
Olympus America Inc. | OKR-825B-24 | KR-825B-24; POINTER RETICLE, 10MM/100 DIV, 24mm DIA | 80 | 4.5% | 76.4
Olympus America Inc. | OKR-827-16 | KR-827;WALTON & BECKETT (G22)RETICLE 16mm DIA | 210 | 4.5% | 200.55
Olympus America Inc. | OKR-827-17 | KR-827;WALTON & BECKETT (G22)RETICLE 17mm DIA | 210 | 4.5% | 200.55
Olympus America Inc. | OKR-827-18 | KR-827;WALTON & BECKETT (G22)RETICLE 18mm DIA | 210 | 4.5% | 200.55
Olympus America Inc. | OKR-827-19 | KR-827;WALTON & BECKETT (G22)RETICLE 19mm DIA | 210 | 4.5% | 200.55
Olympus America Inc. | OKR-827-20 | KR-827;WALTON & BECKETT (G22)RETICLE 20mm DIA | 210 | 4.5% | 200.55
Olympus America Inc. | OKR-827-20-4 | KR-827 WALTON & BECKETT (G22), 20.4MM | 210 | 4.5% | 200.55
Olympus America Inc. | OKR-827-21 | KR-827;WALTON & BECKETT (G22)RETICLE 21mm DIA | 210 | 4.5% | 200.55
Olympus America Inc. | OKR-827-22 | KR-827;WALTON & BECKETT (G22)RETICLE 22mm DIA | 210 | 4.5% | 200.55
Olympus America Inc. | OKR-827-23 | KR-827;WALTON & BECKETT (G22)RETICLE 23mm DIA | 210 | 4.5% | 200.55
Olympus America Inc. | OKR-827-24 | KR-827;WALTON & BECKETT (G22)RETICLE 24mm DIA | 210 | 4.5% | 200.55
Olympus America Inc. | OKR-827-25 | KR-827;WALTON & BECKETT (G22)RETICLE 25mm DIA | 210 | 4.5% | 200.55
Olympus America Inc. | OKR-827-26 | KR-827;WALTON & BECKETT (G22)RETICLE 26mm DIA | 210 | 4.5% | 200.55
Olympus America Inc. | OKR-827-27 | KR-827;WALTON & BECKETT (G22)RETICLE 27mm DIA | 210 | 4.5% | 200.55
Olympus America Inc. | OKR-827-28 | KR-827;WALTON & BECKETT (G22)RETICLE 28mm DIA | 210 | 4.5% | 200.55
Olympus America Inc. | OKR-832-24 | KR-832-24; Howard Mold Counting reticle 24mm DIA | 80 | 4.5% | 76.4
Olympus America Inc. | OKR-836 | KR-836;2.0" / 2,000 DIVISIONS (EACH DIVISION = .001") | 572 | 4.5% | 546.26
Olympus America Inc. | OKR-838 | KR-838;25MM / 2,500 DIVISIONS (EACH DIVISION = .010MM) | 572 | 4.5% | 546.26
Olympus America Inc. | OKR-839-16 | KR-839;RETICULOCYTE RETICLE 16mm DIA | 80 | 4.5% | 76.4
Olympus America Inc. | OKR-839-17 | KR-839;RETICULOCYTE RETICLE 17mm DIA | 80 | 4.5% | 76.4
Olympus America Inc. | OKR-839-18 | KR-839;RETICULOCYTE RETICLE 18mm DIA | 80 | 4.5% | 76.4
Olympus America Inc. | OKR-839-19 | KR-839;RETICULOCYTE RETICLE 19mm DIA | 80 | 4.5% | 76.4
Olympus America Inc. | OKR-839-20 | KR-839;RETICULOCYTE RETICLE 20mm DIA | 80 | 4.5% | 76.4
Olympus America Inc. | OKR-839-21 | KR-839;RETICULOCYTE RETICLE 21mm DIA | 80 | 4.5% | 76.4
Olympus America Inc. | OKR-839-22 | KR-839;RETICULOCYTE RETICLE 22mm DIA | 80 | 4.5% | 76.4
Olympus America Inc. | OKR-839-23 | KR-839;RETICULOCYTE RETICLE 23mm DIA | 80 | 4.5% | 76.4
Olympus America Inc. | OKR-839-24 | KR-839;RETICULOCYTE RETICLE 24mm DIA | 80 | 4.5% | 76.4
Olympus America Inc. | OKR-839-25 | KR-839;RETICULOCYTE RETICLE 25mm DIA | 80 | 4.5% | 76.4
Olympus America Inc. | OKR-839-26 | KR-839;RETICULOCYTE RETICLE 26mm DIA | 80 | 4.5% | 76.4
Olympus America Inc. | OKR-839-27 | KR-839;RETICULOCYTE RETICLE 27mm DIA | 80 | 4.5% | 76.4
Olympus America Inc. | OKR-839-28 | KR-839;RETICULOCYTE RETICLE 28mm DIA | 80 | 4.5% | 76.4
Olympus America Inc. | OKR-842 | KR-842;10MM / 1,000 DIVISIONS (EACH DIVISION = .010MM) | 495 | 4.5% | 472.725
Olympus America Inc. | OKR-851 | KR-851;1MM / 100 DIVISIONS (EACH DIVISION = .010MM) | 186 | 4.5% | 177.63
Olympus America Inc. | OKR-851C | KR-851;Stage Micrometer 1MM/100 DIVS (DIV=.010MM) CALIBRATED | 366 | 0% | 366
Olympus America Inc. | OKR-855 | KR-855;4" / 4,000 DIVISIONS (EACH DIVISION = .001') | 726 | 4.5% | 693.33
Olympus America Inc. | OKR-856-24 | KR-856-24; 100 PT. CROSS ARRAY (10MM) 24mm DIA | 80 | 4.5% | 76.4
Olympus America Inc. | OKR-861 | KR-861;25MM / 500 DIVISIONS (EACH DIVISION = .050MM) | 344 | 4.5% | 328.52
Olympus America Inc. | OKR-866-24 | KR-866-24; DIRT ESTIMATION RETICLE 24mm DIA | 80 | 4.5% | 76.4
Olympus America Inc. | OKR-867 | KR-867;2MM IN 200 DIVISIONS (EACH = 0.010MM) | 186 | 4.5% | 177.63
Olympus America Inc. | OKR-868 | KR-868;1MM IN 200 DIVISIONS (EACH DIVISION = 0.005MM) | 495 | 4.5% | 472.725
Olympus America Inc. | OKR-868C | KR-868;Stage Micrometer 1MM/200 DIVS(DIV=0.005MM) CALIBRATED | 1095 | 4.5% | 1045.725
Olympus America Inc. | OKR-878-16 | KR-878;RIB RETICLE 16mm DIA | 210 | 4.5% | 200.55
Olympus America Inc. | OKR-878-17 | KR-878;RIB RETICLE 17mm DIA | 210 | 4.5% | 200.55
Olympus America Inc. | OKR-878-18 | KR-878;RIB RETICLE 18mm DIA | 210 | 4.5% | 200.55
Olympus America Inc. | OKR-878-19 | KR-878;RIB RETICLE 19mm DIA | 210 | 4.5% | 200.55
Olympus America Inc. | OKR-878-20 | KR-878;RIB RETICLE 20mm DIA | 210 | 4.5% | 200.55
Olympus America Inc. | OKR-878-21 | KR-878;RIB RETICLE 21mm DIA | 210 | 4.5% | 200.55
Olympus America Inc. | OKR-878-22 | KR-878;RIB RETICLE 22mm DIA | 210 | 4.5% | 200.55
Olympus America Inc. | OKR-878-23 | KR-878;RIB RETICLE 23mm DIA | 210 | 4.5% | 200.55
Olympus America Inc. | OKR-878-24 | KR-878;RIB RETICLE 24mm DIA | 210 | 4.5% | 200.55
Olympus America Inc. | OKR-878-25 | KR-878;RIB RETICLE 25mm DIA | 210 | 4.5% | 200.55
Olympus America Inc. | OKR-878-26 | KR-878;RIB RETICLE 26mm DIA | 210 | 4.5% | 200.55
Olympus America Inc. | OKR-878-27 | KR-878;RIB RETICLE 27mm DIA | 210 | 4.5% | 200.55
Olympus America Inc. | OKR-878-28 | KR-878;RIB RETICLE 28mm DIA | 210 | 4.5% | 200.55
Olympus America Inc. | OKR-984-16 | KR-984;PHOTO RETICLE 16mm DIA | 80 | 4.5% | 76.4
Olympus America Inc. | OKR-984-17 | KR-984;PHOTO RETICLE 17mm DIA | 80 | 4.5% | 76.4
Olympus America Inc. | OKR-984-18 | KR-984;PHOTO RETICLE 18mm DIA | 80 | 4.5% | 76.4
Olympus America Inc. | OKR-984-19 | KR-984;PHOTO RETICLE 19mm DIA | 80 | 4.5% | 76.4
Olympus America Inc. | OKR-984-20 | KR-984;PHOTO RETICLE 20mm DIA | 80 | 4.5% | 76.4
Olympus America Inc. | OKR-984-21 | KR-984;PHOTO RETICLE 21mm DIA | 80 | 4.5% | 76.4
Olympus America Inc. | OKR-984-22 | KR-984;PHOTO RETICLE 22mm DIA | 80 | 4.5% | 76.4
Olympus America Inc. | OKR-984-23 | KR-984;PHOTO RETICLE 23mm DIA | 80 | 4.5% | 76.4
Olympus America Inc. | OKR-984-24 | KR-984 PHOTO RETICLE, 24MM DIAMETER | 80 | 4.5% | 76.4
Olympus America Inc. | OKR-984-25 | KR-984;PHOTO RETICLE 25mm DIA | 80 | 4.5% | 76.4
Olympus America Inc. | OKR-984-26 | KR-984;PHOTO RETICLE 26mm DIA | 80 | 4.5% | 76.4
Olympus America Inc. | OKR-984-27 | KR-984;PHOTO RETICLE 27mm DIA | 80 | 4.5% | 76.4
Olympus America Inc. | OKR-984-28 | KR-984;PHOTO RETICLE 28mm DIA | 80 | 4.5% | 76.4
Olympus America Inc. | OKR-999-20-4 | KR-999-20-4; Waste Water RETICLE 20.4MM DIA | 122 | 4.5% | 116.51
Olympus America Inc. | OKR-999-24 | KR-999-24; Waste Water RETICLE 24MM DIA | 144 | 4.5% | 137.52
Olympus America Inc. | OLA-DP2BSW | DP2 BSW FOR OLA USE ONLY | 247 | 0% | 247
Olympus America Inc. | OLA-LV200-PM | LV200 PM Visit (2 PER YEAR) | 0 | 0% | 0
Olympus America Inc. | OLAS405-100D | E0431937;CELLTIRF LASER SYSTEM,DIODE,405NM,100MW,FC8 FIBER I | 20857 | 4.5% | 19918.435
Olympus America Inc. | OLAS405-60D | E0431936;CELLTIRF LASER SYSTEM,DIODE,405NM,60MW,FC8 FIBER INC | 16596 | 4.5% | 15849.18
Olympus America Inc. | OLAS445-50D | E0431942;CELLTIRF LASER SYSTEM,DIODE,445NM,50MW,FC8 FIBER INC | 22020 | 4.5% | 21029.1
Olympus America Inc. | OLAS473-100D | E0435847;CELLTIRF LASER SYSTEM,DIODE,473NM,100MW,FC8 FIBER INC | 22688 | 4.5% | 21667.04
Olympus America Inc. | OLAS488-100D | E0435631;CELLTIRF LASER SYSTEM,DIODE,488NM,100MW,FC8 FIBER INC | 25867 | 4.5% | 24702.985
Olympus America Inc. | OLAS488-200D | E0435995;CELLTIRF LASER SYS,DIODE,488NM,200MW,FC8 FIBER INC | 28101 | 4.5% | 26836.455
Olympus America Inc. | OLAS488-60D | E0431941;CELLTIRF LASER SYSTEM,DIODE,488NM,60MW,FC8 FIBER INC | 20776 | 4.5% | 19841.08
Olympus America Inc. | OLAS491-100 | E0431889;CELLTIRF LASER SYSTEM DPSS,491NM,100MW,FC8 FIBER INC | 30005 | 4.5% | 28654.775
Olympus America Inc. | OLAS491-200 | E0435992;CELLTIRF LASER SYSTEM,DPSS,491NM,200MW,FC8 FIBER INC | 40719 | 4.5% | 38886.645
Olympus America Inc. | OLAS491-50 | E0431811;CELLTIRF LASER SYSTEM,DPSS,491NM,50MW,FC8 FIBER INC | 22446 | 4.5% | 21435.93
Olympus America Inc. | OLAS515-100D | E9700932;CELLTIRF LASER SYSTEM,DIODE,515NM,100MW,FC8 FIBER INC | 22359 | 4.5% | 21352.845
Olympus America Inc. | OLAS532-100 | E0435497;CELLTIRF LASER SYSTEM,DPSS,532NM,100MW,FC8 FIBER IN | 21470 | 4.5% | 20503.85
Olympus America Inc. | OLAS532-300 | E0435993;CELLTIRF LASER SYSTEM,DPSS,532NM,300MW,FC8 FIBER INC | 32997 | 4.5% | 31512.135
Olympus America Inc. | OLAS532-50 | E0431810;CELLTIRF LASER SYSTEM,DPSS,532NM,50MW,FC8 FIBER INC | 19936 | 4.5% | 19038.88
Olympus America Inc. | OLAS561-100 | E0431808;CELLTIRF LASER SYSTEM,DPSS,561NM,100MW,FC8 FIBER IN | 26615 | 4.5% | 25417.325
Olympus America Inc. | OLAS561-150 | E0431948;CELLTIRF LASER SYSTEM,DPSS,561NM,150MW,FC8 FIBER IN | 32120 | 4.5% | 30674.6
Olympus America Inc. | OLAS561-300 | E0435994;CELLTIRF LASER SYSTEM,DPSS,561NM,300MW,FC8 FIBER INC | 40760 | 4.5% | 38925.8
Olympus America Inc. | OLAS561-50 | E0431733;CELLTIRF LASER SYSTEM,DPSS,561NM,50MW,FC8 FIBER INC | 22688 | 4.5% | 21667.04
Olympus America Inc. | OLAS594-50 | E0431949;CELLTIRF LASER SYSTEM,DPSS,594NM,50MW,FC8 FIBER INC | 27860 | 4.5% | 26606.3
Olympus America Inc. | OLAS640-100D | E0431939;CELLTIRF LASER SYSTEM,DIODE,640NM,100MW,FC8 FIBER I | 13187 | 4.5% | 12593.585
Olympus America Inc. | OLAS640-140D | E0435495;CELLTIRF LASER SYSTEM,DIODE,640NM,140MW,FC8 FIBER I | 14846 | 4.5% | 14177.93
Olympus America Inc. | OLASF-405 | E97ZKA-0763-00; FIBER OPT /W ADP FOR OLAS 405NM DPSS LASERS | 5682 | 4.5% | 5426.31
Olympus America Inc. | OLASF-405D1 | E97ZKA-0788-00; FIBER OPT /W ADP FOR OLAS-405-100D LASER | 8544 | 4.5% | 8159.52
Olympus America Inc. | OLASF-405D6 | E97ZKA-0787-00; FIBER OPT /W ADP FOR OLAS-405-60D LASER | 5463 | 4.5% | 5217.165
Olympus America Inc. | OLASF-445 | E97ZKA-0764-00; FIBER OPT /W ADP FOR OLAS-445 LASERS | 5069 | 4.5% | 4840.895
Olympus America Inc. | OLASF-473 | E97ZKA-0765-00; FIBER OPT /W ADP FOR OLAS-473 DPSS LASERS | 4350 | 4.5% | 4154.25
Olympus America Inc. | OLASF-473D | E97ZKA-0789-00; FIBER OPT /W ADP FOR OLAS-473 DIODE LASERS | 5380 | 4.5% | 5137.9
Olympus America Inc. | OLASF-488 | E97ZKA-0765-00; FIBER OPT /W ADP FOR OLAS-488 DPSS LASERS | 4350 | 4.5% | 4154.25
Olympus America Inc. | OLASF-488150 | E97ZKA-0775-00;FIBER OPT/W ADP FOR OLAS-488-150 DPSS LASER | 6222 | 4.5% | 5942.01
Olympus America Inc. | OLASF-488D | E97ZKA-0790-00; FIBER OPT /W ADP FOR OLAS-488 DIODE LASERS | 5069 | 4.5% | 4840.895
Olympus America Inc. | OLASF-491 | E97ZKA-0765-00; FIBER OPT /W ADP FOR OLAS-491 DPSS LASERS | 4350 | 4.5% | 4154.25
Olympus America Inc. | OLASF-514 | E97ZKA-0766-00; FIBER OPT /W ADP FOR 514/515 OLAS LASERS | 4350 | 4.5% | 4154.25
Olympus America Inc. | OLASF-532 | E97ZKA-0766-00; FIBER OPT /W ADP FOR 532 DPSS LASERS | 4350 | 4.5% | 4154.25
Olympus America Inc. | OLASF-561 | E97ZKA-0767-00; FIBER OPT /W ADP FOR 561 DPSS LASERS | 4303 | 4.5% | 4109.365
Olympus America Inc. | OLASF-561150 | E97ZKA-0767-00; FIBER OPT /W ADP FOR 561-150 DPSS LASERS | 4303 | 4.5% | 4109.365
Olympus America Inc. | OLASF-640 | E97ZKA-0768-00; FIBER OPT /W ADP FOR 632/640 LASERS | 5046 | 4.5% | 4818.93
Olympus America Inc. | OLASF-640D1 | E97ZKA-0791-00; FIBER OPT /W ADP FOR 640-100D LASER | 4938 | 4.5% | 4715.79
Olympus America Inc. | OLASF-640D14 | E97ZKA-0795-00; FIBER OPT /W ADP FOR 640-140D LASER | 6882 | 4.5% | 6572.31
Olympus America Inc. | OLCR-141007 | 20141007-EZ2; Custom Aura 3 with LLG and Adapter | 14327 | 4.5% | 13682.285
Olympus America Inc. | OLCR-18MONTH | 85-10018;XTRA18MO.WARR(SERIAL# REQ.)NEW P.ONLY | 1200 | 4.5% | 1146
Olympus America Inc. | OLCR-1MMCOLL | 82-10030;COLLIMATOR FROM 1MM FIBER TO BX&IX | 1025 | 4.5% | 978.875
Olympus America Inc. | OLCR-232USB | 29-10011;USB TO RS232 ADAPT CABLE-DB9MALE, 2M | 140 | 4.5% | 133.7
Olympus America Inc. | OLCR-24VMIR | 27-10013;REPLACEMENT24V POW.SUPPLY W/CORD | 220 | 4.5% | 210.1
Olympus America Inc. | OLCR-24VPOWR | 27-10001-USA;REPLACMENT 24V PS FOR SOLA SEII&SMII | 275 | 4.5% | 262.625
Olympus America Inc. | OLCR-24VSPEX | 27-10002-USA;REPLACMENT 24V PS FOR SPECTRAX | 220 | 4.5% | 210.1
Olympus America Inc. | OLCR-28VPOWR | 27-10003;SPECTRA X POWER SUPPLY 28V(REPLACE) | 275 | 4.5% | 262.625
Olympus America Inc. | OLCR-36MONTH | 85-10002;XTRA36MONTH WARR(SERIAL-REO)NEW P.ONLY | 1800 | 4.5% | 1719
Olympus America Inc. | OLCR-3MMADA | 82-10012;ADAPTER FOR 3MM LLG (REPLACEMENT) | 1025 | 4.5% | 978.875
Olympus America Inc. | OLCR-560/32S | Enhancement; 560/32 Source and Filter | 2000 | 4.5% | 1910
Olympus America Inc. | OLCR-5FISHLE | 20140912-EZ; 90-10166, Aura 5 Custom FISH LE | 14000 | 4.5% | 13370
Olympus America Inc. | OLCR-5MMADA | 82-10022;ADAPTER FOR 5MM LLG (REPLACEMENT) | 1025 | 4.5% | 978.875
Olympus America Inc. | OLCR-7CABLE | 29-10015;DB15HD-CONNEC.TO SPECTRA W/7BNC CONNECTS 1 FT. | 515 | 4.5% | 491.825
Olympus America Inc. | OLCR-7CABLE2 | 29-10080; DB15HD-CONNEC.TO SPECTRA W/7BNC CONNECTS 2M | 600 | 4.5% | 573
Olympus America Inc. | OLCR-BOX | 40-10011;CARDBOARD SHIP BOX FOR SOLA SEII&SMII | 55 | 4.5% | 52.525
Olympus America Inc. | OLCR-BXADAPT | 82-10069; COLLIMATOR FOR 3MM LLG TO BX MICROSCOPE | 1025 | 4.5% | 978.875
Olympus America Inc. | OLCR-CLSDLP | 85-10009;DOSIMETER-PRESALE-CLOSED LOOP | 2775 | 4.5% | 2650.125
Olympus America Inc. | OLCR-CONTROL | 83-10003; COMP.TOUCHSCREEN TABLET FOR ON/OFF-INTENSITY | 585 | 4.5% | 558.675
Olympus America Inc. | OLCR-CPODSOL | 83-10007; Light Engine Control Pod for SOLA SE | 597 | 4.5% | 570.135
Olympus America Inc. | OLCR-CUSTBS | 85-10006;SPECX BAND CUSTOMIZATION CUSTOM DICHROIC | 1300 | 4.5% | 1241.5
Olympus America Inc. | OLCR-CUSTLP | 85-10007;CUST. DICHROIC & LITE PIPE FOR SPECTRA X | 3900 | 4.5% | 3724.5
Olympus America Inc. | OLCR-F1M-.2D | 10-10262;OPTICAL FIBER 0.2MM DIA. 1 M LENGTH SMA | 250 | 4.5% | 238.75
Olympus America Inc. | OLCR-F1M-1MM | 10-10082;OPTICAL FIBER 1MM DIA. 1 M LENGTH SMA | 250 | 4.5% | 238.75
Olympus America Inc. | OLCR-F2M-.2D | 10-10261;OPTICAL FIBER 0.2MM DIA. 2 M LENGTH FC/PC | 325 | 4.5% | 310.375
Olympus America Inc. | OLCR-F2M-1MM | 10-10218;OPTICAL FIBER 1MM DIA. 2 M LENGTH SMA | 325 | 4.5% | 310.375
Olympus America Inc. | OLCR-FC-PC1M | 10-10222;OPTICAL FIBER 1MM DIA. 1 M L.FC/PC | 250 | 4.5% | 238.75
Olympus America Inc. | OLCR-FC-PC2M | 10-10245;OPTICAL FIBER 1MM DIA. 2 M L.FC/PC | 325 | 4.5% | 310.375
Olympus America Inc. | OLCR-FIBRAD1 | 82-10018;ADAPTER FOR 1MM DIA.FIBER-SMA COUPLING | 1165 | 4.5% | 1112.575
Olympus America Inc. | OLCR-FIBRAD2 | 82-10073;ADAPTER FOR 0.2MM DIA.FIBER-SMA COUPLING | 1165 | 4.5% | 1112.575
Olympus America Inc. | OLCR-FOOT | 29-10045;PEDAL & 12 FT.CABLE ON SOLASE/SM II ENGINES | 325 | 4.5% | 310.375
Olympus America Inc. | OLCR-IXADAPT | 82-10069; COLLIMATOR FOR 3MM LLG TO IX MICROSCOPE | 1025 | 4.5% | 978.875
Olympus America Inc. | OLCR-LEADAPT | 82-10065; COLLIMATOR FOR 3MM LLG TO Leica MICROSCOPE | 1025 | 4.5% | 978.875
Olympus America Inc. | OLCR-LLG-3MM | 10-10084;LIQ.LITE GUIDE-REQ.FOR ALL LITE ENGINE PROD | 585 | 4.5% | 558.675
Olympus America Inc. | OLCR-LLG5MM | 10-10256;5MMLIQUID LITE GUIDE-NEEDS 5MMADAPTER | 790 | 4.5% | 754.45
Olympus America Inc. | OLCR-LUMA | 90-10035;SPECTRA1-NO LLG SPEC.1COLOR & FILTER | 6395 | 4.5% | 6107.225
Olympus America Inc. | OLCR-MIRA | 90-10125;4 CHAN. SYS.DIRECT CPL.INDIV.CHAN&INTENS NO. | 3700 | 0% | 3700
Olympus America Inc. | OLCR-MIRTAB | 83-10004;OPTIONAL CONTRL TABLET FOR MIRA | 250 | 4.5% | 238.75
Olympus America Inc. | OLCR-MLLG-3MM | 10-10589; Metal Clad LLG 2M length 3mm Dia | 685 | 4.5% | 654.175
Olympus America Inc. | OLCR-MODREP | 85-10004; Fee for Replacement of modules for SPECTRAX | 1000 | 0% | 1000
Olympus America Inc. | OLCR-MONITOR | BNC OUTPUT FOR POWER MONITOR | 1085 | 4.5% | 1036.175
Olympus America Inc. | OLCR-NEWFILT | 85-10005;REPLACE 1 FILTER IN LITE ENG.WITH NEW | 675 | 4.5% | 644.625
Olympus America Inc. | OLCR-NIADAPT | 82-10062; 3mm LLG to Nikon Collimator | 1025 | 4.5% | 978.875
Olympus America Inc. | OLCR-PADFILT | 85-10015;STD.FILTER PADL.&FILTR.SPECTRX(SPECIFY) | 400 | 4.5% | 382
Olympus America Inc. | OLCR-PEKA | 90-10126;BROAD WHITE SPECT.TRANS.SOURCE W/TTL | 2500 | 4.5% | 2387.5
Olympus America Inc. | OLCR-REMOTE | 83-10006;SPECTRA RCA INTEN.&TIMING HANHELD | 585 | 4.5% | 558.675
Olympus America Inc. | OLCR-RETRA | 90-10036;SPECTRA2-NO LLG SPEC 2COLOR & FILTR | 8695 | 4.5% | 8303.725
Olympus America Inc. | OLCR-SEDEMO | 90-10127;SOLA SE II DEMO KIT COMPLETE | 8500 | 4.5% | 8117.5
Olympus America Inc. | OLCR-SEDEMO3 | 90-10134; SOLA SE 365 Reseller Demo Kit for OLY/US | 6801 | 4.5% | 6494.955
Olympus America Inc. | OLCR-SERVICE | 85-10013;REPLACE SE SOURCE,TEST,ALIGN SHIP EXTRA | 3600 | 4.5% | 3438
Olympus America Inc. | OLCR-SHPCASE | 40-10003;WHEELED CASE FOR LIGHT ENGINES | 450 | 0% | 450
Olympus America Inc. | OLCR-SIMULT | 85-10010;OPT. MULTIPLE COLORS SAME TIME W/PS | 390 | 4.5% | 372.45
Olympus America Inc. | OLCR-SMDEMO | 90-10128;SOLA SM II DEMO KIT COMPLETE | 5000 | 4.5% | 4775
Olympus America Inc. | OLCR-SOLAFISH | SOLA SE FISH Light Engine Package w/LLG and Foot | 9670 | 4.5% | 9234.85
Olympus America Inc. | OLCR-SOLAFISH365 | SOLA SE FISH 365 Light Engine Package w/LLG and Foot | 9670 | 4.5% | 9234.85
Olympus America Inc. | OLCR-SOLAFISH365O | SOLA SE FISH 365 Light Engine Only | 8500 | 4.5% | 8117.5
Olympus America Inc. | OLCR-SOLAFISHO | SOLA SE FISH Light Engine Only | 8500 | 4.5% | 8117.5
Olympus America Inc. | OLCR-SOLASE | SOLA SE Light Engine Package w/LLG and Foot | 8870 | 4.5% | 8470.85
Olympus America Inc. | OLCR-SOLASE365 | SOLA SE 365 Light Engine Package w/LLG and Foot | 8870 | 4.5% | 8470.85
Olympus America Inc. | OLCR-SOLASE365O | SOLA SE 365 Light Engine Only | 7700 | 4.5% | 7353.5
Olympus America Inc. | OLCR-SOLASEO | SOLA SE Light Engine Only | 7700 | 4.5% | 7353.5
Olympus America Inc. | OLCR-SOLASM | SOLA SM Light Engine Package w/LLG and Foot | 5905 | 4.5% | 5639.275
Olympus America Inc. | OLCR-SOLASM365 | SOLA SM 365 Light Engine Package w/LLG and Foot | 5905 | 4.5% | 5639.275
Olympus America Inc. | OLCR-SOLASM365O | SOLA SM 365 Light Engine Only | 4995 | 4.5% | 4770.225
Olympus America Inc. | OLCR-SOLASMO | SOLA SM Light Engine Only | 4995 | 4.5% | 4770.225
Olympus America Inc. | OLCR-SPEC3 | 90-10029;SPECTRA3-NO LLG SPEC 3COLOR&FILTER | 11495 | 4.5% | 10977.725
Olympus America Inc. | OLCR-SPEC4 | 90-10030;SPECTRA4-NO LLG SPEC 4COLOR & FILTR | 13195 | 4.5% | 12601.225
Olympus America Inc. | OLCR-SPEC5 | 90-10031;SPECTRA5-NO LLG SPEC 5COLOR & FILTR. | 14195 | 4.5% | 13556.225
Olympus America Inc. | OLCR-SPEC6 | 90-10032;SPECTRA6-NO LLG SPEC 6COLOR& FILTR. | 14795 | 4.5% | 14129.225
Olympus America Inc. | OLCR-SPEC7 | 90-10033;SPECTRA7-NO LLG SPEC,7COLOR& FILTR. | 15695 | 4.5% | 14988.725
Olympus America Inc. | OLCR-SPECTCTL | 83-10007; Dial/Push button controller for Spectra | 585 | 4.5% | 558.675
Olympus America Inc. | OLCR-SPECTRX | 90-10129;SPECTRAX DEMO KIT COMPLETE | 15000 | 4.5% | 14325
Olympus America Inc. | OLCR-SPECTW | 85-10001; 36-MONTH WTY (SERIAL-REQ) NEW SPECTRAX ONLY | 2960 | 4.5% | 2826.8
Olympus America Inc. | OLCR-SPECTX | 90-10034;SPECTRA X W/ADAPT SPECIFY SCOPE,CHAN.& FILTERS | 15995 | 4.5% | 15275.225
Olympus America Inc. | OLCR-SPECTXN | 90-10063; SpectraX NIR Pkg w/LLG, TTL and Collimator | 17605 | 4.5% | 16812.775
Olympus America Inc. | OLCR-SPECTXV | 90-10062; SpectraX Visble Pkg w/LLG, TTL and Collimator | 17605 | 4.5% | 16812.775
Olympus America Inc. | OLCR-SPXBOX | 40-10002;CARDBOARD SHIP BOX FOR SPECTRA X OR SOLA | 55 | 4.5% | 52.525
Olympus America Inc. | OLCR-SPXSER | 85-10014;NEW SPECTRAX SOURCE,TEST,ALIGN,SHIP EXTRA | 5900 | 4.5% | 5634.5
Olympus America Inc. | OLCR-TTL2PC | 29-10001;CABLE FOR SPECTRA DB15HD TO DB25, 3M | 125 | 4.5% | 119.375
Olympus America Inc. | OLCR-USBCABL | 29-10057;SOLA SEII USB CABL FOR COMPT. CONTRL | 50 | 4.5% | 47.75
Olympus America Inc. | OLCR-USBTTL | 29-10043;CABLE USB TO TTL (REQ SEP NIH USB 6501) | 200 | 4.5% | 191
Olympus America Inc. | OLCR-ZIADAPT | 82-10049; 3mm LLG to Zeiss Collimator | 1025 | 4.5% | 978.875
Olympus America Inc. | OLDL-0774 | ENR0774, FILTER HOLDER INSERT FOR 96S105 STAGE, 16 POSITIONS | 1125 | 4.5% | 1074.375
Olympus America Inc. | OLDL-73000360 | 73000360; JOYSTICK X-Y | 392 | 4.5% | 374.36
Olympus America Inc. | OLDL-73003362 | 73006362; JOYSTICK, XY W/DIGIPOT MAC6000 | 587 | 4.5% | 560.585
Olympus America Inc. | OLDL-73006047 | 73006047; FILTER WHEEL KEYPAD FOR MAC6000 | 457 | 4.5% | 436.435
Olympus America Inc. | OLDL-73006048 | 73006048; Touch screen for any Ludl stage with MAC6000 controller | 1244 | 4.5% | 1188.02
Olympus America Inc. | OLDL-73006056 | 73006056; FOCUS MOTOR STEPPER DRIVE MAC6000 W/ENC | 1216 | 4.5% | 1161.28
Olympus America Inc. | OLDL-73006057 | 73006057; Focus Board for Z-Focus Drive | 1216 | 4.5% | 1161.28
Olympus America Inc. | OLDL-73006063 | 73006063; STAGE Z-AXIS PIEZO MAC6000 | 1418 | 4.5% | 1354.19
Olympus America Inc. | OLDL-73006081 | 73006081; FILTER/SHUTTER DC 2WHL+3SHTR MAC6000 CONTR/DRV | 926 | 4.5% | 884.33
Olympus America Inc. | OLDL-73006360 | 73006360; JOYSTICK, XY FOR MAC6000 | 392 | 4.5% | 374.36
Olympus America Inc. | OLDL-73362 | 73006362; JOYSTICK, XY W/DIGIPOT MAC6000 | 587 | 4.5% | 560.585
Olympus America Inc. | OLDL-736081 | 73006081; MAC6000 DC FILTER WHEEL/ SHUTTER MODULE | 926 | 4.5% | 884.33
Olympus America Inc. | OLDL-74-M000116 | 74-M000116;MALE DOVETAIL ADAPTER;EM WHEEL TO DSU | 159 | 4.5% | 151.845
Olympus America Inc. | OLDL-74-S700047 | 74-S700047; STAGE SPACER FOR USE WITH MX-TILLA & B | 163 | 4.5% | 155.665
Olympus America Inc. | OLDL-96A350 | 96A350; FILTER WHEEL,25/32MM 10 POS DC MOT/INT SHUTTER | 3587 | 4.5% | 3425.585
Olympus America Inc. | OLDL-96A351 | 96A351; 6-position, 25mm filter wheel, no tilt | 2729 | 4.5% | 2606.195
Olympus America Inc. | OLDL-96A354 | 96A354; EMISSION WHEEL, 25/32MM 6 POS, DC MOTOR, w/Shutter | 3251 | 4.5% | 3104.705
Olympus America Inc. | OLDL-96A355 | 96A355; FILT WHEEL,DUAL25/32MM 10 POS DC | 6928 | 4.5% | 6616.24
Olympus America Inc. | OLDL-96A356 | 96A356; DUAL FILTER WHEEL 25/32MM 6 POS DC w/SHUTTER | 6260 | 4.5% | 5978.3
Olympus America Inc. | OLDL-96A357 | 96A357; EMISSION WHEEL, 25MM 6 POS, DC MOTOR, 5 DEG TILT | 2729 | 4.5% | 2606.195
Olympus America Inc. | OLDL-96A360 | 96A360; SHUTTER ELECTRONIC 30MM LEP | 1070 | 4.5% | 1021.85
Olympus America Inc. | OLDL-96A404 | 96A404;FOCUS DRIVE FOR OLYPMUS BX41/51 & IX71 | 995 | 4.5% | 950.225
Olympus America Inc. | OLDL-96A420 | 96A420;FOCUS DRIVER LINEAR ENCODER UPGRADE-REQUIRES BRACKET | 1830 | 4.5% | 1747.65
Olympus America Inc. | OLDL-96A422 | 96A422; Absolute Z-Focus Linear Encoder | 1271 | 4.5% | 1213.805
Olympus America Inc. | OLDL-96A602 | 96A602; Piezo-Z Stage, 350um travel, Accepts Ludl 160x110mm inserts, for Ludl BioPrecision2 only | 12126 | 4.5% | 11580.33
Olympus America Inc. | OLDL-96A603 | 96A603; Piezo-Z Stage, 350um travel, Accepts standard well plates | 12126 | 4.5% | 11580.33
Olympus America Inc. | OLDL-96S100 | 96S100; STAGE, 4"x3" (100MM X 75MM),ST MOTORS/NON-ENCODED | 7779 | 4.5% | 7428.945
Olympus America Inc. | OLDL-96S101 | 96S101; MOTORIZED STAGE NON-ENCODED, 4IN X 4IN | 9445 | 4.5% | 9019.975
Olympus America Inc. | OLDL-96S103 | 96S103, MOTORIZED STAGE NON-ENCODED 8IN X 8IN | 13024 | 4.5% | 12437.92
Olympus America Inc. | OLDL-96S103-6 | 96S103-6, 8 IN MOTORIZED STAGE NON-ENCODED 6IN IN TL | 13024 | 4.5% | 12437.92
Olympus America Inc. | OLDL-96S103-6-LE | 96S103-6-LE, 8IN MOTORIZED STAGE LINEAR ENCODED, 6IN TL | 15628 | 4.5% | 14924.74
Olympus America Inc. | OLDL-96S103-LE | 96S103-LE, MOTORIZED STAGE LINEAR ENCODED 8IN X 8IN | 14884 | 4.5% | 14214.22
Olympus America Inc. | OLDL-96S105 | 96S105, MOTORIZED STAGE NON-ENCODED 12IN X 12IN | 15435 | 4.5% | 14740.425
Olympus America Inc. | OLDL-96S105-LE | 96S105-LE;MOTORIZED STAGE LINEAR ENCODED 12IN X 12IN | 18522 | 4.5% | 17688.51
Olympus America Inc. | OLDL-96S106L | 96S106-O3-LE; FLAT TOP STAGE FOR IX, LIN ENCODED | 13249 | 4.5% | 12652.795
Olympus America Inc. | OLDL-96S106-N2-LE2 | 96S106-N2-LE2; STG FLAT TOP NIKON TE2000 ST INV/LIN ENC 50N | 13583 | 4.5% | 12971.765
Olympus America Inc. | OLDL-96S106-O3-LE2 | 96S106-O3-LE2;STAGE, FLAT-TOP OFFSET IX, LIN ENC 50NM | 13583 | 4.5% | 12971.765
Olympus America Inc. | OLDL-96S107-03-LE2 | 96S107-O3-LE2; STAGE, FLAT-TOP OFFSET IX, MOT LIN ENC 50NM | 13583 | 4.5% | 12971.765
Olympus America Inc. | OLDL-96S107-O3 | 96S107-O3; FLAT TOP STAGE PZ OLY IXZDC ST NON-ENCODED | 9445 | 4.5% | 9019.975
Olympus America Inc. | OLDL-96S107-O3-RE | 96S107-O3-RE, BioPrecision2 Rotary Encoded Motorized Stage, Flat-Top | 10721 | 4.5% | 10238.555
Olympus America Inc. | OLDL-96S209-O3 | 96S209-O3; BioPoint2 Stepper Motor Stage, non-encoded | 4468 | 4.5% | 4266.94
Olympus America Inc. | OLDL-96SCLE | 96S100-LE;STAGE 4" X 3" (100MMX 75MM) ST MOTORS | 11793 | 4.5% | 11262.315
Olympus America Inc. | OLDL-97S100OL | 97S100-OL; STAGE 4"x3"(100MMX75MM),ST MOTS/NON-ENC W/Adapt | 7779 | 4.5% | 7428.945
Olympus America Inc. | OLDL-97S1036LEOL | 97S103-6-LE-OL; 8" MOTORIZED STAGE LINEAR ENC, 6" TL w/adapt | 15628 | 4.5% | 14924.74
Olympus America Inc. | OLDL-97S1036OL | 97S103-6-OL; 8" MOTORIZED STAGE NON-ENC 6" TL w/Adapt | 13024 | 4.5% | 12437.92
Olympus America Inc. | OLDL-97S105LEOL | 97S105-LE-OL; MOTORIZED STAGE LINEAR ENC 12"X12" w/adapter | 18522 | 4.5% | 17688.51
Olympus America Inc. | OLDL-996001 | 996001; Controller Kit w/ cords & joystick for Ludl 96A603 Piezo stage | 1969 | 4.5% | 1880.395
Olympus America Inc. | OLDL-996052 | 996052; MAC6000, XY-AXIS CONTROLLER | 4570 | 4.5% | 4364.35
Olympus America Inc. | OLDL-996054 | 996054; Controller Kit w/ cords & joystick for Ludl BioPoint 2 stage | 4106 | 4.5% | 3921.23
Olympus America Inc. | OLDL-996055 | 996055;CONTROLLER. MAC6000 XYZ STAGE STEPPER, INCLUDES JOYS | 5786 | 4.5% | 5525.63
Olympus America Inc. | OLDL-996062 | 996062; MAC6000, Z-AXIS CONTROLLER | 3705 | 4.5% | 3538.275
Olympus America Inc. | OLDL-996066 | 996066; MAC6000 DC FILTER WHEEL CONTROLLER | 2895 | 4.5% | 2764.725
Olympus America Inc. | OLDL-996068 | 996068; Controller kit w/ cables for 96A360 Shutter | 1075 | 4.5% | 1026.625
Olympus America Inc. | OLDL-99A010 | 99A010; Vibration-Isolating FW Stand | 700 | 4.5% | 668.5
Olympus America Inc. | OLDL-99A024 | 99A024; FILTER WHEEL FLANGE SET (BX/IX/AX) | 332 | 4.5% | 317.06
Olympus America Inc. | OLDL-99A026 | 99A026, WAFER CHUCK W/ VACUUM & ALIGNMENT 6IN | 1292 | 0% | 1292
Olympus America Inc. | OLDL-99A027 | 99A027, WAFER CHUCK W/ VACUUM & ALIGNMENT 8IN | 1292 | 0% | 1292
Olympus America Inc. | OLDL-99A031 | 99A031, VACUUM WAFER CHUCK-4" | 543 | 0% | 543
Olympus America Inc. | OLDL-99A052 | 99A052; VACUUM CHUCK ADAPTER FOR STAGE | 128 | 0% | 128
Olympus America Inc. | OLDL-99A057 | 99A057, GLASS INSERT PLATE FOR 96S103-6 | 176 | 4.5% | 168.08
Olympus America Inc. | OLDL-99A058 | 99A058, GLASS INSERT PLATE FOR 96S103 | 176 | 4.5% | 168.08
Olympus America Inc. | OLDL-99A061 | 99A061; INV SLIDE HOLDER,SINGLE SLIDE | 446 | 4.5% | 425.93
Olympus America Inc. | OLDL-99A062 | 99A062; 2x3" slide holder, 160x110mm insert | 446 | 4.5% | 425.93
Olympus America Inc. | OLDL-99A063 | 99A063; INV SLIDE HOLDER INSERT, WELL PLATE | 446 | 4.5% | 425.93
Olympus America Inc. | OLDL-99A064-36 | 99A064-36; 36mm diam. Dish holder, 160x110mm insert | 446 | 4.5% | 425.93
Olympus America Inc. | OLDL-99A064-39 | 99A064-39; 39mm diam. Dish holder, 160x110mm insert | 446 | 4.5% | 425.93
Olympus America Inc. | OLDL-99A064-51 | 99A064-51; 51mm diam. Dish holder, 160x110mm insert | 446 | 4.5% | 425.93
Olympus America Inc. | OLDL-99A064-54 | 99A064-54; 54mm diam. Dish holder, 160x110mm insert | 446 | 4.5% | 425.93
Olympus America Inc. | OLDL-99A064-60 | 99A064-60; 60mm diam. Dish holder, 160x110mm insert | 446 | 4.5% | 425.93
Olympus America Inc. | OLDL-99A064-65 | 99A064-65; 65mm diam. Dish holder, 160x110mm insert | 446 | 4.5% | 425.93
Olympus America Inc. | OLDL-99A064-88 | 99A064-88; 88mm diam. Dish holder, 160x110mm insert | 446 | 4.5% | 425.93
Olympus America Inc. | OLDL-99A064-90 | 99A064-90; 90mm diam. Dish holder, 160x110mm insert | 446 | 4.5% | 425.93
Olympus America Inc. | OLDL-99A074 | 99A074; ADJ INSERT FOR SLIDE/PETRI INV STAGE | 779 | 4.5% | 743.945
Olympus America Inc. | OLDL-99A081 | 99A081; 30ml Corning Flask holder, 160x110mm insert | 446 | 4.5% | 425.93
Olympus America Inc. | OLDL-99A088 | 99A088; Dual Terasaki holder, 160x110mm insert | 446 | 4.5% | 425.93
Olympus America Inc. | OLDL-99A123 | 99A123; Glass insert plate, 160x110mm insert | 176 | 4.5% | 168.08
Olympus America Inc. | OLDL-99A135 | 99A135; EMISSION FLANGE | 332 | 4.5% | 317.06
Olympus America Inc. | OLDL-99A153 | 99A153;SLIDE HOLDER INSERT SINGLE 4" X 3", 4" X 4" STAGE | 446 | 4.5% | 425.93
Olympus America Inc. | OLDL-99A154 | 99A154;SLIDE HOLDER INSERT SINGLE/DOUBLE FOR 4X3 & 4X4 | 446 | 4.5% | 425.93
Olympus America Inc. | OLDL-99A155 | 99A155;ALUMINUM INSERT PLATE FOR 3X4 AND 4X4 | 261 | 4.5% | 249.255
Olympus America Inc. | OLDL-99A156 | 99A156; GLASS INSERT PLATE 4"X3" & 4"X4" STAGE | 176 | 4.5% | 168.08
Olympus America Inc. | OLDL-99A160 | 99A160; Top plate extension - inverted flat top stage | 481 | 4.5% | 459.355
Olympus America Inc. | OLDL-99A168 | FILTER HOLDER INSERT SINGLE FOR 4X3 & 4X4" STAGE | 386 | 4.5% | 368.63
Olympus America Inc. | OLDL-99A169 | FILTER HOLDER INSERT DOUBLE FOR 4X3 & 4X4" STAGE | 396 | 4.5% | 378.18
Olympus America Inc. | OLDL-99A184 | 99A184; Costar flask holder, 160x110mm insert | 446 | 4.5% | 425.93
Olympus America Inc. | OLDL-99A203 | 99A203;ADAPTER RING, OLYMPUS BX | 172 | 4.5% | 164.26
Olympus America Inc. | OLDL-99A224 | 99A224; OLY STAGE ADAPTER FOR 96S103-6-LE | 512 | 4.5% | 488.96
Olympus America Inc. | OLDL-99A252 | 47MM FILTER HOLDER FOR LUDL FITLER STAGE INSERTS | 510 | 4.5% | 487.05
Olympus America Inc. | OLDL-99A253 | STAGE INSERT FOR OLDL-99A252FILTER HOLDERS & PETRI SLIDES | 929 | 4.5% | 887.195
Olympus America Inc. | OLDL-99A320 | 99A320; SOLID ALMN INSERT PLT 99S103-6 | 525 | 4.5% | 501.375
Olympus America Inc. | OLDL-99A323 | 99A323, MANUAL ROTATION PLATE FOR 99S103-6 | 1731 | 4.5% | 1653.105
Olympus America Inc. | OLDL-99A324 | 99A324; MANUAL ROTATION PLATE FOR 99S103-LE | 1731 | 4.5% | 1653.105
Olympus America Inc. | OLDL-99A325 | 99A325, MANUAL ROTATION PLATE FOR 99S105 | 1815 | 4.5% | 1733.325
Olympus America Inc. | OLDL-99A329 | 99A329, WAFER CHUCK 8IN & 6IN | 799 | 0% | 799
Olympus America Inc. | OLDL-99A330 | 99A330; VACUUM WAFER CHUCK 8IN & 6IN | 1764 | 0% | 1764
Olympus America Inc. | OLDL-99A331 | 99A331, WAFER CHUCK 5IN & 4IN | 799 | 0% | 799
Olympus America Inc. | OLDL-99A332 | 99A332, WAFER CHUCK 4IN & 3IN | 799 | 0% | 799
Olympus America Inc. | OLDL-99A339 | 99A339; MAN LOAD VAC CHUCK F/300MM WAFERS (11MM OFFSET) | 2066 | 0% | 2066
Olympus America Inc. | OLDL-99A340 | 99A340, WAFER CHUCK 12IN & 8IN | 1130 | 0% | 1130
Olympus America Inc. | OLDL-99A341 | 99A341, WAFER CHUCK W/ VACUUM & ALIGNMENT 12IN | 2169 | 0% | 2169
Olympus America Inc. | OLDL-99A342 | 99A342; GLASS INSERT PLATE FOR 96S105 | 261 | 4.5% | 249.255
Olympus America Inc. | OLDL-99A343 | 99A343, WAFER CHUCK W/ VACUUM EDGE CONTACT 6IN | 1603 | 0% | 1603
Olympus America Inc. | OLDL-99A353 | 99A353; 10 POS FILTER WHEEL NO SHUTTER | 3282 | 4.5% | 3134.31
Olympus America Inc. | OLDL-99A355 | 99A355; FILT WHEEL, DUAL25/32MM 10 POS DC MOT INTRNL SHUTTER | 6598 | 4.5% | 6301.09
Olympus America Inc. | OLDL-99A357 | 96A357;FTTWL, 25MM 6 POS. EMISSION DC MOTOR, 5 DEG T, MAC5K | 2599 | 4.5% | 2482.045
Olympus America Inc. | OLDL-99A360 | 99A360; SHUTTER ELECTRONIC 30MM LEP MAC6000 | 1019 | 4.5% | 973.145
Olympus America Inc. | OLDL-99A420 | 99A420; FOCUS DRIVE LIN ENCODER UPGRADE REQ BRACKET | 1338 | 4.5% | 1277.79
Olympus America Inc. | OLDL-99A464 | 99A464; EMISSION FLANGE FOR IX BOT PORT | 410 | 4.5% | 391.55
Olympus America Inc. | OLDL-99A465 | 99A465;LIMIT ENCODER BRACKET FOR US BX51 | 365 | 4.5% | 348.575
Olympus America Inc. | OLDL-99A468 | 99A468;LIMIT/ENCODER BRACKET FOR OLYMPUS IX71 | 365 | 4.5% | 348.575
Olympus America Inc. | OLDL-99A485 | 99A485; Linear encoder bracket for IX73 | 383 | 4.5% | 365.765
Olympus America Inc. | OLDL-99A507 | 99A507; EMISSION FLANGE, OLYMPUS BX/IX, MOUNT UNDER TRINOC | 316 | 4.5% | 301.78
Olympus America Inc. | OLDL-99A509 | 99A509; Emission flange set for filter wheel | 332 | 4.5% | 317.06
Olympus America Inc. | OLDL-99A610 | 99A610; 1x3" Slide Holder for 96A603 Piezo Z Stage | 446 | 4.5% | 425.93
Olympus America Inc. | OLDL-99A611 | 99A611; Combo Slide/Dish Holder (54mm Max.) for 96A603 Piezo Z Stage | 779 | 4.5% | 743.945
Olympus America Inc. | OLDL-99A612 | 99A612; 36mm Fixed Petri dish holder for 96A603 Piezo Z Stage | 446 | 4.5% | 425.93
Olympus America Inc. | OLDL-99A623 | 99A623; IX3-SVR/SSU Stage adapter for 96A603 Piezo Stage | 486 | 4.5% | 464.13
Olympus America Inc. | OLDL-AL-SHUTTLE | 73000935; SHUTTLE INSERT F/96S103-6 WAFER LOADER AL120 | 5251 | 4.5% | 5014.705
Olympus America Inc. | OLDL-CUSTENG | MISC; NON-RECURRING ENG FEE TO DESIGN CUSTOM INV STAGE | 0 | 0% | 0
Olympus America Inc. | OLDL-DSUBH | 66-DA-150M001; D-SUB HOOD/DA15 PROV 104 15 0M 001 (L-F) | 12 | 0% | 12
Olympus America Inc. | OLDL-DSUBQB | 66-D-TA002; D-SUB QUIKLOC BOLT/0.MM PROV 104TA002 | 4 | 4.5% | 3.82
Olympus America Inc. | OLDL-ENR0348 | ENR0348, INSERT F/ CORNING 250ML FLASK INVERTED STAGE | 550 | 0% | 550
Olympus America Inc. | OLDL-ENR0423 | ENR0423; Vacuum Wafer Chuck for 5"/6" Man Loading | 1807 | 4.5% | 1725.685
Olympus America Inc. | OLDL-ENR0660 | CUSTOM INSERT FOR 99S103-6, 6POS PETRI SLIDE HOLDER | 1215 | 0% | 1215
Olympus America Inc. | OLDL-ENR0667 | DISH HOLDER | 499 | 0% | 499
Olympus America Inc. | OLDL-ENR0678 | VACUUM CHUCK FOR 4 & 3 INCH WAFERS | 1600 | 0% | 1600
Olympus America Inc. | OLDL-ENR0730 | TWO POSITION FILTER HOLDER INSERT F/ 96S100 | 650 | 0% | 650
Olympus America Inc. | OLDL-ENR0737 | ENR0737, FOCUS DRIVE AND ADAPTER RING FOR SZX16 | 1619 | 0% | 1619
Olympus America Inc. | OLDL-ENR0750 | ENR0750; LUDL STAGE ADAPTOR FOR BH2 | 634 | 0% | 634
Olympus America Inc. | OLDL-ENR0762 | ENR0762, CUSTOM INSERT PLATE FOR 4X3 STG & 3.25" MESH | 552 | 0% | 552
Olympus America Inc. | OLDL-ENR0784 | ENR0784; ADAPTER PLATE FOR 6" TO NIKON OPTIPHOT 150 | 640 | 0% | 640
Olympus America Inc. | OLDL-ENR0804 | ENR0804; INSERT, 9 POSITION MILLIPORE HOLDER FOR 96S105 STAGE | 880 | 0% | 880
Olympus America Inc. | OLDL-ENRIN23 | ENRXXXX, CUSTOM INSERT 2" X 3"SLIDE | 1000 | 0% | 1000
Olympus America Inc. | OLDL-ENRIN34 | ENRXXXX, CUSTOM INSERT 3" X 4"SLIDE | 1000 | 0% | 1000
Olympus America Inc. | OLDL-ENRIN67 | ENRXXXX, CUSTOM INSERT 6" X 7"SLIDE | 1000 | 0% | 1000
Olympus America Inc. | OLDL-S7055 | 74-S700055, L-BRACKET FOR AL-SHUTTLE & AL120 | 164 | 4.5% | 156.62
Olympus America Inc. | OLDL-SHCABLE | 73A00124; CABLE SHUTTER AUX TO CNTLR QUICK LOCK | 153 | 4.5% | 146.115
Olympus America Inc. | OLDL-VC6 | STAGE INSERT & VACUUM CHUCKS 2-12INCH WAFERS W/ ALIGNMEMT | 6757 | 4.5% | 6452.935
Olympus America Inc. | OLL-B0064 | B64; LED Quadrant Ringlight w/ps, 61mmID, incl SZ adpt | 239 | 4.5% | 228.245
Olympus America Inc. | OLL-B0144 | B144; LED Quadrant Ringlight,w/ps, 61mmID, incl SZ adpt | 249 | 4.5% | 237.795
Olympus America Inc. | OLL-L0064 | L64; LED Ringlight w/64 bulbs & rheo, 61mmID, incl SZ adpt | 219 | 0% | 219
Olympus America Inc. | OLL-L0144 | L144; LED Ringlight w/144 bulbs & rheo, 61mmID, incl SZ adpt | 229 | 0% | 229
Olympus America Inc. | OLL-S0048 | S48; LED Ringlight w/48 bulbs, 61mmID, incl SZ Adapter | 169 | 0% | 169
Olympus America Inc. | OLL-S0064 | S64; LED Ringlight w/64 bulbs, 61mmID, incl SZ Adapter | 179 | 4.5% | 170.945
Olympus America Inc. | OLL-S0144 | S144; LED Ringlight w/144 bulbs, 61mmID, incl SZ Adapter | 199 | 4.5% | 190.045
Olympus America Inc. | OLOZ-001 | HPUC-23AF-400/700-P6AC-2;OZ OPTICS;LASER TO FIBER ADAPTER | 700 | 4.5% | 668.5
Olympus America Inc. | OLOZ-010 | HPUC-23AF-400/700-P6AC-OLYM-HP:PM FIBER COUPLER FOR LD440 | 730 | 4.5% | 697.15
Olympus America Inc. | OLOZ-050 | QPMJ-3AF;3A-400-3.5/125-3AS-3-1;SM FIBER 400-543NM,FC/PAC | 780 | 4.5% | 744.9
Olympus America Inc. | OLOZ-060 | LPC-08-440-3.5/125-P-1,1-AC-50-3AF-5AS-2:PM FIBER FOR LD440 | 920 | 4.5% | 878.6
Olympus America Inc. | OLOZ-080 | HPUC-2.A3A-355-S-38.1PQ-CLH;SM FIBER COUPLER FOR U-DP,355NM | 3117 | 4.5% | 2976.735
Olympus America Inc. | OLOZ-081 | QPMJ-A3A,3A-320-2/125-3-3;SM FIBER FOR 355NM,3M,FC/PC CONNEC | 457 | 4.5% | 436.435
Olympus America Inc. | OLOZ-100 | START-03 AF-NTSC-IRVIS;FIBER ALIGNMENT KIT WITH INSTRUCTION | 170 | 0% | 170
Olympus America Inc. | OLOZ-101 | POL-ALIGN-400/700;POLARIZATION ALIGNMENT JIG FOR FC RETICLE | 580 | 0% | 580
Olympus America Inc. | OLP-0062 | OLP-0062-OMF;SET EXX:357/ 44, EM:510/84, DM:409 IN BX2CU | 1306 | 4.5% | 1247.23
Olympus America Inc. | OLPI-02HTBL-1 | LBX-02HTBL-1; 26X42" TABLE FOR DUAL VIEW MICROSCOPE | 959 | 0% | 959
Olympus America Inc. | OLPI-036A | LMA-036A;DROP PREVENTION COLLAR FOR BOOMSTANDS | 63 | 0% | 63
Olympus America Inc. | OLPI-05HTBH | LBX-05HTBL-H;MICROSCOPE TABLE FOR 5-HEADED, H SHAPE | 1288 | 0% | 1288
Olympus America Inc. | OLPI-060 | LMA-060;ADAPTER RING TO MOUNT LEEDS RINGLIGHT TO SZ POD | 26 | 0% | 26
Olympus America Inc. | OLPI-063 | LMA-063:COUPLING FERRULE FOR L PI LG TO FOSTEC | 23 | 0% | 23
Olympus America Inc. | OLPI-075 | LBX-075;STAGE EXTENSION KNOBS FOR BX RKLESS | 127 | 0% | 127
Olympus America Inc. | OLPI-10HTB | LBX-10HTBL-H;10-HEADED MICROSCOPE TABLE: H-CONFIG. 48"X72" | 2028 | 0% | 2028
Olympus America Inc. | OLPI-18HTB | LBX-18HTBL-2PCS;18-HEADED MICROSCOPE TABLE: EXTND H-CONFIG | 3587 | 0% | 3587
Olympus America Inc. | OLPI-197 | LMS-197; 14" VERTICAL COLUMN WA TABLE CLAMP | 521 | 0% | 521
Olympus America Inc. | OLPI-197-24 | LMS-197-24;C CLAMP MOUNT FOR 2 4" VERTICAL COLUMN | 546 | 0% | 546
Olympus America Inc. | OLPI-19724SC | LMS-197-24SC; C-CLAMP POST MOUNT, 24"H POST, 35MM STEP | 550 | 0% | 550
Olympus America Inc. | OLPI-198 | LMS-198;FLANGE MOUNT WITH 14"VERTICAL COLUMN NEEDS OLPI-036 | 367 | 0% | 367
Olympus America Inc. | OLPI-2662M | S-O2662M; INCLINABLE BONDER ARM W/LMA-058 INSTLLD,STB1 | 531 | 0% | 531
Olympus America Inc. | OLPI-300 | LMS-300;ARTICULATING BOOM ARM FOR LOW SIDE CLEARANCE APPS | 599 | 0% | 599
Olympus America Inc. | OLPI-AO8625 | SLEEVE ADAPTER SCH-A08625 TO 1-SX110 | 50 | 0% | 50
Olympus America Inc. | OLPI-BX2FXW | LPI-BX2FXW;BX2 FIXED STAGE, CIRCULAR WITH WHITE CERAMIC TOP | 796 | 0% | 796
Olympus America Inc. | OLPI-BX2GLDEW | LPI-BX2GLDE-W;BX2 GLIDE STAGE WITH WHITE TOP | 1385 | 0% | 1385
Olympus America Inc. | OLPI-CRATE | CRATING; SHIPPING CRATE FOR MULTI HEAD MICROSCOPE TABLE | 325 | 0% | 325
Olympus America Inc. | OLPI-CXS | LPI-CXS;BX/CX SWIVEL MOUNT | 336 | 0% | 336
Olympus America Inc. | OLPI-ERGOV1-11111 | ERGO V1-11111 COLOR VISION SYSTEM, 15" LCD, C-CLAMP | 4928 | 0% | 4928
Olympus America Inc. | OLPI-FOMET | LBX-FOMET;ADAPTER TO MOUNT FIBER OPTIC BUNDLE TO BX/IX | 107 | 0% | 107
Olympus America Inc. | OLPI-IXROT13 | LBX-IXROT-1X3;STG.INSRT 110MM FOR 1X3 SLIDE (NOT 35MMPETRI) | 165 | 0% | 165
Olympus America Inc. | OLPI-LBX5RE | LBX-5RE; ADAPTER FOR 5-POSITION NOSEPIECE, BX40 | 81 | 0% | 81
Olympus America Inc. | OLPI-LBX6RE | LBX-6RE; Adapter to mount U-6RE to BX45 with slider slot | 119 | 0% | 119
Olympus America Inc. | OLPI-LBXD6RE | LBX-D6RE; Adapter to mount U-D6RE(S) & U-D7RE(S) nosepieces to BX40 or BX45 with slider slot | 132 | 0% | 132
Olympus America Inc. | OLPI-LBXRMS | LBX-RMS;SINGLE NOSEPIECE BX/RM S | 126 | 0% | 126
Olympus America Inc. | OLPI-LEDS-2 | LMS-LEDS-2; MOUNTING ASSEMBLY FOR LMS-225LEDSL | 51 | 0% | 51
Olympus America Inc. | OLPI-LEDSH | LPI-LED-SH DIS; Stage Mount for BH2-SH to SZX2-LED | 193 | 0% | 193
Olympus America Inc. | OLPI-LEDSK | LMS-LEDSK;LED SPOT LIGHT KIT,BASE, ARM & POWER CONTROL | 974 | 0% | 974
Olympus America Inc. | OLPI-LMA001 | LMA-001;EXTENSION HANDLE FOR U-SC CONDENSER TOP LENS KNOB | 55 | 0% | 55
Olympus America Inc. | OLPI-LMLEDR2 | LMS-LEDS-R2; LED Spot light only for use w/LMS-225LEDSL-R2 | 362 | 0% | 362
Olympus America Inc. | OLPI-LMS197K | LMS-197K; C-CLAMP STAND, 15"W/ARTICULATING ARM, DROP COLLA | 1069 | 0% | 1069
Olympus America Inc. | OLPI-LMS19824 | LMS-198-24;BOOM STAND,MOUNT FLANGE & 24"COLUMN | 404 | 0% | 404
Olympus America Inc. | OLPI-LMS200 | LMS-200;BOOM STAND, BASE PLATE & COLUMN | 386 | 0% | 386
Olympus America Inc. | OLPI-LMS2002 | M-LMS-200-2, 15.75" VERT POST, 1/2-13 BOLT & WASHER | 138 | 0% | 138
Olympus America Inc. | OLPI-LMS2003 | M-LMS-200-03; SUB ASSEMBLY 24"COLUMN W/ HADWARE | 139 | 0% | 139
Olympus America Inc. | OLPI-LMS224 | LMS-200-24; BOOM STAND, BASE PLATE AND 24" COLUMN | 473 | 0% | 473
Olympus America Inc. | OLPI-LMS-225LEDSL-R2 | LMS-225LEDSL-R2; LED TRANS LIGHT BASE (REQ ADPTR LMS-LEDS-2) | 1493 | 0% | 1493
Olympus America Inc. | OLPI-LMS226W | LMS-226W;TRANS. LIGHT BASE FOR S-01282, FL BULB, NO MIRROR | 394 | 0% | 394
Olympus America Inc. | OLPI-LMS300BIFO | MOUNT FOR A08520 TO LMS-300 | 100 | 0% | 100
Olympus America Inc. | OLPI-LMS340LED | LMS-340LEDK:LED BF/DF LED BASE KIT | 2239 | 0% | 2239
Olympus America Inc. | OLPI-LMSLDS2 | LMS-LEDS-2;MOUNTING ASSEMBLY FOR LMS-225LEDSL | 42 | 0% | 42
Olympus America Inc. | OLPI-LMS-LEDS | LMS-LEDS;LED SPOT ILLUM. (REQ.ADAPTER LMS-LEDS-2) | 343 | 0% | 343
Olympus America Inc. | OLPI-LMS-SZX | LMS-SZX-MAC16 DIS;SZX16 OBJ.MT. W/ON AXIS SHIFT | 251 | 0% | 251
Olympus America Inc. | OLPI-LMSSZXR | LMS-SZX-R;DROP PREVENTION COLLAR FOR SZX BOOM STAND | 63 | 0% | 63
Olympus America Inc. | OLPI-LPRMS10 | LPI-RMS10; 10MM EXTENSION FOR RMS | 49 | 0% | 49
Olympus America Inc. | OLPI-LPRMS15 | LPI-RMS15;15MM EXTENSION FOR RMS | 48 | 0% | 48
Olympus America Inc. | OLPI-LRL410K | LRL-410LEDK;HIGH CLEARANCE RING LIGHT LED KIT | 1498 | 0% | 1498
Olympus America Inc. | OLPI-MVX-FMT | LPI-MVX-FMT;F-MOUNT FOR MVX REQ OLPI-MVX-TV1XC | 427 | 0% | 427
Olympus America Inc. | OLPI-MVX-TV1XC | 1X CAMERA MOUNT FOR OLPI-MVX-FMT | 222 | 0% | 222
Olympus America Inc. | OLPI-RL410 | LRL-410;HIGH CLEARANCE RINGLIG HT FOR STEREO | 696 | 0% | 696
Olympus America Inc. | OLPI-SZ1XCMT2 | LSZ-1XCMT2;1X C-MOUNT COUPLER FOR SZ61,REQS. OLPI-SZ1XSZ61 | 107 | 0% | 107
Olympus America Inc. | OLPI-TBLWING | LBX-TBLWING; Extention Wing for LBX-10HTBL-H table | 579 | 0% | 579
Olympus America Inc. | OLPI-UPOL-SL | LCT-UPOL-SL:CONDNSER W/POLARIZER ON SLIDR(INCLUDES 6-U310) | 2633 | 0% | 2633
Olympus America Inc. | OLPI-UUCLH | LPI-U-UCLH;REQUIRED COLLECTOR LENS FOR LBX-FOMET | 158 | 0% | 158
Olympus America Inc. | OLPI-UVCHLR | LPI-UVCHLR;UNIVERSAL C-SHAPED PART HOLDER | 2110 | 0% | 2110
Olympus America Inc. | OLPI-UVHLB | LPI-UVHLB;UNIVERSAL PART HOLDER, LARGE BORE | 1877 | 0% | 1877
Olympus America Inc. | OLS40-100X | OLS4000 LEXT- MPLAPON100X, NA 0.95, WD .35mm | 4070 | 0% | 4070
Olympus America Inc. | OLS40-20X | OLS4000 LEXT- MPLAPON20XLEXT | 2094 | 4.5% | 1999.77
Olympus America Inc. | OLS40-50X | OLS4000 LEXT- MPLAPON50X, NA 0.95, WD .35mm | 3141 | 0% | 3141
Olympus America Inc. | OLS40-ED | OLS4000 LEXT - EDGE DETECTION SOFTWARE MODULE | 1098 | 0% | 1098
Olympus America Inc. | OLS40-EMG | OLS4000 LEXT EMERGENCY STOP DEVICE FOR STD MOTORIZED STAGE | 440 | 4.5% | 420.2
Olympus America Inc. | OLS40-FTM | OLS4000 LEXT;FILM THICKNESS MEASUREMENT SOFTWARE | 1098 | 0% | 1098
Olympus America Inc. | OLS40-PAM | OLS4000 LEXT- PARTICLE ANALYSIS SOFTWARE MODULE | 1098 | 0% | 1098
Olympus America Inc. | OLS40-USS | OLS40-USS AUTO STAGE 100X100 | 12669 | 4.5% | 12098.895
Olympus America Inc. | OLS4100-14P0164 | Customized 3D measuring Laser Microscope, OLS4100 | 400000 | 0% | 400000
Olympus America Inc. | OLS4100-LAF-SP | LEXT 300MM UPGRADE - SPECIAL PRODUCTION | 115477 | 0% | 115477
Olympus America Inc. | OLS4-100X | OLS4000 LEXT- MPLAPON100X, NA 0.95, WD .35mm | 4172 | 0% | 4172
Olympus America Inc. | OLS41-300MM | OLS4100 300MM LASER CONF SYST,NP, 5X,10X,20X,50X & 100X LENS, INCLUDES INSTALLATION BY LICENSED OLYMPUS ENGINEER | 178515 | 0% | 178515
Olympus America Inc. | OLS41-AUTO | OLS4100 LASER CONF SYST W/NP, 5X, 10X, 20X, 50X & 100X LENS, INCLUDES INSTALLATION BY LICENSED OLYMPUS ENGINEER | 125915 | 0% | 125915
Olympus America Inc. | OLS41-BSW | OLS4100 SOFTWARE DVD | 143 | 0% | 143
Olympus America Inc. | OLS41-COV | OLS41-FCOVER-SP | 550 | 0% | 550
Olympus America Inc. | OLS41-HSU | OLS4100 SCANNING HEAD WITH 6POS NP & 20X OLS LENS | 123643 | 0% | 123643
Olympus America Inc. | OLS41-LAF | OLS4100 300MM SYSTEM W/ MOT STAGE, 6 POS NP & 20X OLS LENS | 168451 | 0% | 168451
Olympus America Inc. | OLS41-MON | K7B99A4#ABA; HP Z24N, LEXT OLS4100 MONITOR | 495 | 0% | 495
Olympus America Inc. | OLS41-PC-COV | APXVORTEX3620, COVER FOR OLS4100 PC | 116 | 0% | 116
Olympus America Inc. | OLS41-PCSET2 | 2802429; HP Z440, OLS4100 COMPUTER SET | 2250 | 0% | 2250
Olympus America Inc. | OLS41-SAF | OLS4100 SYSTEM W/ MOT STAGE, 6POS NOSEPIECE & 20X OLS LENS | 114536 | 0% | 114536
Olympus America Inc. | OLS41-SMF | OLS4100 SYSTEM W/ MAN STAGE, 6POS NOSEPIECE & 20X OLS LENS | 108778 | 0% | 108778
Olympus America Inc. | OLS41-UGL | OLS4100 DONGLE | 1673 | 0% | 1673
Olympus America Inc. | OLS4-CASE1 | LEXT SHIPPING CRATE 1 | 640 | 0% | 640
Olympus America Inc. | OLS4-CASE2 | LEXT SHIPPING CRATE 2 | 699 | 0% | 699
Olympus America Inc. | OLS4-CASE3 | LEXT SHIPPING CRATE 3 | 645 | 0% | 645
Olympus America Inc. | OLS4-CASE4 | LEXT SHIPPING CRATE 4 | 738 | 0% | 738
Olympus America Inc. | OLS4-CASE5 | LEXT SHIPPING CRATE 5 | 956 | 0% | 956
Olympus America Inc. | OLS4-GRAB | OLS4000-FRAME GRABBER BOARD | 4392 | 0% | 4392
Olympus America Inc. | OLS4-INSTALL | OLS4000 INSTALLATION BY CERTIFIED INSTALLER | 2550 | 0% | 2550
Olympus America Inc. | OLS4-JS | OLS-4000: REPLACEMENT JOYSTICK | 1734 | 0% | 1734
Olympus America Inc. | OLS-ADV | ADVANCED APPLICATIONS TRAINING FOR LEXT/OLS SOFTWARE | 2500 | 0% | 2500
Olympus America Inc. | OLSI-0995 | 0995; WATER CIRCULATOR PUMP (STAGE BODY AND WINDOW COOLING) | 646 | 0% | 646
Olympus America Inc. | OLSI-0997 | 0997; ECP WATER CIRCULATOR PUMP F/ABOVE 300C | 646 | 0% | 646
Olympus America Inc. | OLSI-10021 | 10021; PE 120, H/C STG -25 TO 120C, T95LP CONTROL, H20 PUMP | 5236 | 0% | 5236
Olympus America Inc. | OLSI-10022 | 10022; PE-100I,H/C STG -5 TO 99C, T95LP CONTROL, H20 PUMP | 5252 | 0% | 5252
Olympus America Inc. | OLSI-10030 | 10030: LTS120 PELTIER SYSTEM-L TS120, T95LP CNTROL, H20 PUMP | 8017 | 0% | 8017
Olympus America Inc. | OLSI-10065 | 10065; PE 120BX, H/C STG -25 TO 120C, T95 CONTROL, H20 PUMP | 7122 | 0% | 7122
Olympus America Inc. | OLSI-10092 | 10092; PE-120XY, H/C STG -25 TO 120C, T95TP CONTROL,H20 PUMP | 4685 | 0% | 4685
Olympus America Inc. | OLSI-10115 | 10115; WS37 Warm Stage kit for IX3-SSU/SVR/SVL stages. Includes WSC96 controller, optical quality Ø110mm glass warm stage, slide holders and validation slide. Max temp 50C. | 2465 | 0% | 2465
Olympus America Inc. | OLSI-10115-CAL | 10115-CAL; WS37 Warm Stage kit for IX3-SSU/SVR/SVL stages. Includes WSC96 controller, optical quality Ø110mm glass warm stage, slide holders and validation slide. UKAS accredited calibration. Max temp 50C. | 2907 | 0% | 2907
Olympus America Inc. | OLSI-11002 | 11002: THMS 600 AMBIENT TO 600DEGREES W/X-Y CONTROLS | 5189 | 0% | 5189
Olympus America Inc. | OLSI-11003 | 11003: THMS600E AMBIENT TO 600DEGREES W/X-Y CONTROLS | 5474 | 0% | 5474
Olympus America Inc. | OLSI-11004 | 11004; THMSG600 AMBIENT TO 600DEGREES W/X-Y CONTROLS FOR GEOLOGY | 4768 | 0% | 4768
Olympus America Inc. | OLSI-11012 | 11012; IR APPLICATION HEATING STAGE W/ ZNSE AND BAF2 WINDOWS | 5288 | 0% | 5288
Olympus America Inc. | OLSI-11013 | TS1500-7/3; Ultra High Temp Stage & ECP Water Circulator | 4295 | 0% | 4295
Olympus America Inc. | OLSI-11027 | 11027; TS1500EV-7/3, UHT Stage w/Vac Ports, Elec., ECP | 6687 | 0% | 6687
Olympus America Inc. | OLSI-11085 | 11085; LTS420 AMBIENT TO 420 DGREES W/X-Y CONTROLS | 5189 | 0% | 5189
Olympus America Inc. | OLSI-11086 | 11086; LTS420E AMBIENT TO 420 DGREES W/X-Y CONTROLS | 5474 | 0% | 5474
Olympus America Inc. | OLSI-11087 | 11087; LTS420E-PB4 Stage | 5548 | 0% | 5548
Olympus America Inc. | OLSI-13005 | THL-60-12X25;WARM STAGE FOR VIEWING SLIDES 12X25MM APERTURE | 511 | 0% | 511
Olympus America Inc. | OLSI-13011 | 13011; THO-16 WARMING STAGE | 567 | 0% | 567
Olympus America Inc. | OLSI-13050 | 13050; THD60-10 metal heating plate for stages with Ø110mm aperture. Max temp 60C. *Requires 14088 controller | 567 | 0% | 567
Olympus America Inc. | OLSI-14050 | 14050; LIQ NITROGEN COOLING ATTACH F/THMS600 (-196C) | 2275 | 0% | 2275
Olympus America Inc. | OLSI-14065 | 14065; T95-STD LINKPAD CONTROLLER | 5902 | 0% | 5902
Olympus America Inc. | OLSI-14066 | 14066; T95- STD LINKSYS CONTROLLER F/THMS600 | 4678 | 0% | 4678
Olympus America Inc. | OLSI-14067 | 14067; T95-LINKPAD CONTROLLER F/LTS420/THMS600PS | 5901 | 0% | 5901
Olympus America Inc. | OLSI-14068 | 14068; T95-LINKSYS CONTROLLER F/LTS420/THMS600PS | 4678 | 0% | 4678
Olympus America Inc. | OLSI-14075 | 14075; T95-HT LinkPad Controller | 7983 | 0% | 7983
Olympus America Inc. | OLSI-14083 | 13011; THO-16 WARMING STAGE | 1171 | 0% | 1171
Olympus America Inc. | OLSI-15005 | 15005; LINKSYS 32 DV-NC TEMP CONTROL & DVC SYSTEM | 2971 | 0% | 2971
Olympus America Inc. | OLSI-15013 | 15013; L32OP DV-NC DIGITAL VIDEO CAPTURE INTEGRATION | 2706 | 0% | 2706
Olympus America Inc. | OLSI-15103 | 15103; LINK High Performance Color Image Capture System | 5329 | 0% | 5329
Olympus America Inc. | OLSI-15110 | 15110; LINK Extended Measurements Module | 663 | 0% | 663
Olympus America Inc. | OLSI-17000 | 17000; OLW-UPCD2 CONDENSER EXTENSION LENS | 345 | 0% | 345
Olympus America Inc. | OLSI-17002 | 17002; CONDENSER EXTERNSION LENS FOR THE U-LWCD CONDENSER | 84 | 0% | 84
Olympus America Inc. | OLSI-17003 | 17003; COND. EXT. LENS FOR NEW U-SC3, U-POC2 SWING OUT COND. | 352 | 0% | 352
Olympus America Inc. | OLSI-17005 | 17005; CONDNSR EXT LENS FOR UNIV U-UCDB + UCD8 CONDNSR | 345 | 0% | 345
Olympus America Inc. | OLSI-2096 | 2096; Water Tube Kit for THMS style/LTS420 heating stages | 55 | 0% | 55
Olympus America Inc. | OLSI-2260 | 2260; FLUID INCLUSIONS STANDARD - C02/H20 (-56.6C) | 1034 | 0% | 1034
Olympus America Inc. | OLSI-2680 | 2680; BARIUM FLUORIDE SAMPLE WINDOW 7MM DIAMETER .5MM THICK | 93 | 0% | 93
Olympus America Inc. | OLSI-2682 | 2682; BARIUM FLUORIDE SAMPLE WINDOW 10MM DIAM. .5 MM THICK | 108 | 0% | 108
Olympus America Inc. | OLSI-2684 | 2684; BARIUM FLUORIDE SAMPLE WINDOW 16MM DIAMETER .5MM THICK | 112 | 0% | 112
Olympus America Inc. | OLSI-2686 | 2686; BARIUM FLUORIDE LID/BASE WINDOW 22 DIAM. .5MM THICK | 114 | 0% | 114
Olympus America Inc. | OLSI-2694 | 2694; W22Q Spare Window Kit | 46 | 0% | 46
Olympus America Inc. | OLSI-3881 | 3881 W10C; CAF2 WINDOWS 10MM DIAMETER X 0.5 MM THICK | 95 | 0% | 95
Olympus America Inc. | OLSI-3882 | 3882 W16C; CAF2 WINDOWS 16MM DIAMETER X 0.5 MM THICK | 98 | 0% | 98
Olympus America Inc. | OLSI-3883 | 3883 W22C; CAF2 WINDOWS 22MM DIAMETER X 0.5 MM THICK | 101 | 0% | 101
Olympus America Inc. | OLSI-5135 | Spare Tungsten Needle Probe | 13 | 0% | 13
Olympus America Inc. | OLSI-5222 | 5222; FLUID INCLUSIONS STANDARD - CH4-CO2 | 1033 | 0% | 1033
Olympus America Inc. | OLSI-5223 | 5223;Fluid Inclusion Standard | 874 | 0% | 874
Olympus America Inc. | OLSI-7502 | 7502; W7S Spare Window Kit | 119 | 0% | 119
Olympus America Inc. | OLSI-7503 | 7503; Full Replacement Spares Kit | 642 | 0% | 642
Olympus America Inc. | OLSI-7512 | 7512; THMS Full Replacement Spares Kit | 524 | 0% | 524
Olympus America Inc. | OLSI-7518 | 7518; FTIR600 Full Spares Kit | 1170 | 0% | 1170
Olympus America Inc. | OLSI-7522 | 7522; THMS Windows Kit | 331 | 0% | 331
Olympus America Inc. | OLSI-7531 | 7531; TS1400XY Full Replacement Kit | 349 | 0% | 349
Olympus America Inc. | OLSI-7532 | 7532; LTS420 Full replacement Spares Kit | 850 | 0% | 850
Olympus America Inc. | OLSI-9014 | 9014; 80cm syphon and 80 cm return tubing set with 2L Dewar | 468 | 0% | 468
Olympus America Inc. | OLSI-9538 | 9538; FTIR600 HEATER ASSEMBLY | 1380 | 0% | 1380
Olympus America Inc. | OLSI-9542 | SSC20 Curved Clamps | 281 | 0% | 281
Olympus America Inc. | OLSI-9548 | 9548; SSC22 Curved Clamp | 226 | 0% | 226
Olympus America Inc. | OLSI-9588 | 9588; STNDRD 40CM SYPHON &RETURN TUBING SET WITH 2 LTR | 468 | 0% | 468
Olympus America Inc. | OLSI-9654 | 9654; USRP ADAPTER PLATE FOR LTS STAGES | 298 | 0% | 298
Olympus America Inc. | OLSI-9686 | Spare Probe Assembly | 250 | 0% | 250
Olympus America Inc. | OLSI-DV2379 | LTS120E PL8 Stage | 7164 | 0% | 7164
Olympus America Inc. | OLSI-LCPS | 10013; LC PRO SYSTEM | 11356 | 0% | 11356
Olympus America Inc. | OLSI-SSC20 | 9542; CURVED CLAMPS | 298 | 0% | 298
Olympus America Inc. | OLT-M25MRMSF | LSM TECH M25 MALE TO RMS FEMALE THREAD ADAPTER | 197 | 4.5% | 188.135
Olympus America Inc. | OLUM10238008 | A10238-00-8; USB 2.0 CAMERA, 2M | 20 | 4.5% | 19.1
Olympus America Inc. | OLUM-IN11M | INFINITY1-1M;1.3MP DIGITAL MONO CAMERA, CMOS, USB 2.0 | 995 | 0% | 995
Olympus America Inc. | OLUM-IN12CB | INFINITY1-2CB;2MP DIGITAL COLOR CAMERA, CMOS, USB 2.0 | 1600 | 4.5% | 1528
Olympus America Inc. | OLUM-IN13C | INFINITY1-3C;3.1MP DIGITAL COLOR CAMERA, CMOS, USB 2.0 | 1900 | 4.5% | 1814.5
Olympus America Inc. | OLUM-IN15C | INFINITY1-5C;5MP DIGITAL COLOR CAMERA, CMOS, USB 2.0 | 2900 | 4.5% | 2769.5
Olympus America Inc. | OLUM-IN15M | INFINITY1-5M;5MP DIGITAL MONO CAMERA, CMOS, USB 2.0 | 2900 | 4.5% | 2769.5
Olympus America Inc. | OLUM-IN21RC | INFINITY2-1RC; 1.4MP DIGITAL COLOR CAMERA, CCD, USB 2.0 | 2200 | 4.5% | 2101
Olympus America Inc. | OLUM-IN21RM | INFINITY2-1RM; 1.4MP DIGITAL MONO CAMERA, CCD, USB 2.0 | 2200 | 4.5% | 2101
Olympus America Inc. | OLUM-IN22C | INFINITY2-2C;2.0MP DIGITAL COLOR CAMERA, CCD, USB 2.0 | 3300 | 4.5% | 3151.5
Olympus America Inc. | OLUM-IN22M | INFINITY2-2M;2.0MP DIGITAL MONOCHROME, CAMERA, CCD, USB 2.0 | 3300 | 4.5% | 3151.5
Olympus America Inc. | OLUM-IN23C | INFINITY2-3C;3.3MP DIGITAL COLOR CAMERA, CCD, USB 2.0 | 3600 | 4.5% | 3438
Olympus America Inc. | OLUM-IN25C | INFINITY2-5C;5MP DIGITAL CAMERA, CCD, USB 2.0 | 4500 | 4.5% | 4297.5
Olympus America Inc. | OLUM-IN25M | INFINITY2-5M;5MP MONO DIGITAL CAMERA, CCD, USB 2.0 | 4500 | 4.5% | 4297.5
Olympus America Inc. | OLUM-IN31C | IN3-1C; 1.4MP COOLED COLOR CCD | 6500 | 4.5% | 6207.5
Olympus America Inc. | OLUM-IN31M | INFINITY3-1M;1.4MP DIGITAL MONO CAMERA,COOLED,CCD,USB2.0 | 6500 | 4.5% | 6207.5
Olympus America Inc. | OLUM-IN31PFC | INFINITY3-1PFC-AP2;1.4MP CLR COOLED CAM,CCD,USB 2,ADV PK,BLK | 6995 | 4.5% | 6680.225
Olympus America Inc. | OLUM-IN31UFRC | INFINITY3-1URFC-AP2;1.4MP COLOR CAM, CCD,USB 2.0,ADV PK, BLK | 4750 | 4.5% | 4536.25
Olympus America Inc. | OLUM-IN31UFRM | INFINITY3-1URFM-AP2;1.4MP MONO CAM,CCD, USB 2.0,ADV PK, BLK | 4750 | 4.5% | 4536.25
Olympus America Inc. | OLUM-IN31URC | INFINITY3-1URC;1.4MP DIGITAL CAMERA, CCD, USB 2.0 | 4250 | 4.5% | 4058.75
Olympus America Inc. | OLUM-IN31URM | INFINITY3-1URM;1.4MP DIGITAL MONO CAMERA,CCD, USB 2.0 | 4250 | 4.5% | 4058.75
Olympus America Inc. | OLUM-IN32X | INFINITYX-32C;2MP DIGITAL COLOR CAMERA, CCD, USB 2.0 | 4995 | 4.5% | 4770.225
Olympus America Inc. | OLUM-IN33UFRC | INFINITY3-3URFC-AP2;3MP COLOR CAM,CCD, USB 3.0,ADV PK, BLK | 4995 | 4.5% | 4770.225
Olympus America Inc. | OLUM-IN33UFRM | INFINITY3-3URFM-AP2;3MP MONO CAM,CCD, USB 3.0,ADV PK, BLK | 4995 | 4.5% | 4770.225
Olympus America Inc. | OLUMIN33URC | INFINITY3-3URC; 2.8MP CCD COLOR CAMERA, 50 FPS, USB 3.0 | 4500 | 4.5% | 4297.5
Olympus America Inc. | OLUM-IN33URC | INFINITY3-3URC; 2.8MP Color CCD Camera, USB 3.0, INFINITY Analyze Software | 4500 | 4.5% | 4297.5
Olympus America Inc. | OLUM-IN33URM | INFINITY3-3URM; 2.8MP DIGITAL MONO CAMERA,CCD, USB 3.0 | 4500 | 4.5% | 4297.5
Olympus America Inc. | OLUM-IN36UFRM | INFINITY3-6URFM-AP2;6MP MONO CAM,CCD, USB 3.0,ADV PK, BLK | 5995 | 4.5% | 5725.225
Olympus America Inc. | OLUM-IN36URC | INFINITY3-6URC; 6.0MP DIGITAL COLOR CAMERA,CCD, USB 3.0 | 5500 | 4.5% | 5252.5
Olympus America Inc. | OLUM-IN36URM | INFINITY3-6URM; 6.0MP DIGITAL MONO CAMERA,CCD, USB 3.0 | 5500 | 4.5% | 5252.5
Olympus America Inc. | OLUMIN3S1URC | INFINITY3S-1URC; 1.4MP COLOR CAM,CCD, USB 3.0,POWER SUPPLY | 3950 | 4.5% | 3772.25
Olympus America Inc. | OLUMIN3S1URM | INFINITY3S-1URM; 1.4MP MONO CAM,CCD, USB 3.0,POWER SUPPLY | 3950 | 4.5% | 3772.25
Olympus America Inc. | OLUM-INFLITEB | INFINITY LITE-B; 1.5 MEGAPIXEL COLOR CMOS CAMERA | 695 | 4.5% | 663.725
Olympus America Inc. | OLUM-INHD | INFINITYHD; 2MP 1080P60 HD COLOR CAMERA, CMOS, AVI, HDMI | 2950 | 4.5% | 2817.25
Olympus America Inc. | OLUMLA2020HD | LA2020HD; INFINITY HD HDMI-HDM I CAMERA CABLE, 2M, 6 FT | 20 | 4.5% | 19.1
Olympus America Inc. | OLUMLA2030HD | LA2030HD; INFINITY HD HDMI-DVI D CAMERA CABLE, 3M, 10FT | 30 | 4.5% | 28.65
Olympus America Inc. | OLUMLA20515 | LA20515; CAMERA POWER SUPPLY, 5 V DC, 2.5 A, 12.5 W | 36 | 4.5% | 34.38
Olympus America Inc. | OLUMLA2060HD | LA2060HD; INFINITY HD HDMI-DVI D CAMERA CABLE, 6M, 20 FT | 140 | 4.5% | 133.7
Olympus America Inc. | OLUMLA2150HD | LA2150HD; INFINITY HD HDMI-DVID CAMERA CABLE, 15M, 50 FT | 450 | 4.5% | 429.75
Olympus America Inc. | OLUMLT225M | LT225M-SCI; LT225 CMOSIS 2.2MP MONO CAMERA, USB3, 170 FPS | 2400 | 4.5% | 2292
Olympus America Inc. | OLUMLT425M | LT425M-SCI; LT425 CMOSIS 4MP MONO CAMERA, USB3, 90 FPS | 3300 | 4.5% | 3151.5
Olympus America Inc. | OLUM-LU175M | LU175M;LUMENERA 1.3MP MONOCHROME ENCLOSED CAMERA USB 2.0 | 765 | 4.5% | 730.575
Olympus America Inc. | OLUM-LU805 | LU805; USB 2.0 CAMERA CABLE, 5M | 35 | 4.5% | 33.425
Olympus America Inc. | OLUM-LUIAP-1 | LUIAP-1;INFINITY ADV PACK 1,DESK DONG,5 YR WAR,UP TO INF2-1 | 250 | 4.5% | 238.75
Olympus America Inc. | OLUM-LUIAP-2 | LUIAP-2;INFINITY ADV PACK 2,ADV OPTS,5 YR WAR,ABOVE INF2-1 | 500 | 4.5% | 477.5
Olympus America Inc. | OLY-002 | RGB/SYNC OUTPT CABLE F/OLY-750 10 FT, 9-PIN TO BNC | 145 | 0% | 145
Olympus America Inc. | OLY-003 | OLYMPUS FRAME GRABBER F/OLY-750, 3-CCD CAMERA | 3595 | 0% | 3595
Olympus America Inc. | OLY-004 | OPTICAL COUPLER FOR 1/3"CCD, OLY-750 CAMERA | 790 | 0% | 790
Olympus America Inc. | OLY-006 | RGB/SYNC CABLE, 6 FEET, BNC TO BNC | 160 | 0% | 160
Olympus America Inc. | OLY-010 | TRIPOD MOUNT FOR OLY-750 | 45 | 0% | 45
Olympus America Inc. | OLY-012 | CAMERA INTERCONNECT CABLE FOR OLY-750 CAMERA, 10 METERS | 700 | 0% | 700
Olympus America Inc. | OLY-014 | CAMERA INTERCONNECT CABLE FOR OLY-750 CAMERA, 6.5 METERS | 385 | 0% | 385
Olympus America Inc. | OLY-020 | 12V AC ADAPTER,200-240V,50/6OH FOR OLY-200, OLY-100, OLY-105 | 45 | 0% | 45
Olympus America Inc. | OLY100RC | 207672;REMOTE CONTROL BOX FOR OLY-100 | 450 | 0% | 450
Olympus America Inc. | OLY-115 | GATING CONTROL UNIT F/OLY B/W CAMERAS,2048 FRAMES,COMP INPT | 1695 | 0% | 1695
Olympus America Inc. | OLY-120 | OPTICAL COUPLER FOR 1/2"CCD CAMERAS | 535 | 0% | 535
Olympus America Inc. | OLY-125 | SCION CG7 FRAME GRABBER FOR FULL SIZE PCI SLOT | 2110 | 0% | 2110
Olympus America Inc. | OLY-130 | SCION CG7:OLY750 CABLE | 195 | 0% | 195
Olympus America Inc. | OLY-150IR | OLYMPUS 1/2"CCD CAMERA,IR OPTIMIZED, W/ GAIN/BLACK LEVEL CON | 4195 | 0% | 4195
Olympus America Inc. | OLY-200-220V | OLY-200V (NTSC 220V/50HZ)VIDEO CAMERA | 1295 | 0% | 1295
Olympus America Inc. | OLY-200E | OLY-200E (PAL 220V/50HZ)VIDEO CAMERA | 1295 | 0% | 1295
Olympus America Inc. | OLY-220 | 105220-03;OLYMPUS 1/2" COLOR VIDEO CAMERA, Y/C, DAGE-MTI | 2050 | 0% | 2050
Olympus America Inc. | OLY-300 | NC-70&714107-45;DAGE NC-70 CAMERA NEWVICON TUBE INSTALLED | 5935 | 0% | 5935
Olympus America Inc. | OLY-750-220V | OLY-750(NTSC 220V/50HZ)VIDEO CAMERA | 6995 | 0% | 6995
Olympus America Inc. | OLY-750C | 3-CCD COLOR VID CAMERA, COOLED 750 LINES OF RESOLUTION | 10500 | 0% | 10500
Olympus America Inc. | OLY-750-E | OLY-750 (PAL 2200V/50HZ)VIDEO CAMERA | 6995 | 0% | 6995
Olympus America Inc. | OM-312101-322101 | POWER SUPPLY WITH BIFURCATED LIGHT GUIDES | 350 | 0% | 350
Olympus America Inc. | OM-6V-15WREF | 212086-112;6V/15W REF BULB FOR TRANS STEREO BASE | 22 | 4.5% | 21.01
Olympus America Inc. | OM-6V-20WTRANS | 212086-020;6 VOLT 20 WATT HALOGEN LAMP TRANSMITTED LIGHT | 21 | 4.5% | 20.055
Olympus America Inc. | OM-6V-20WTRN | 212086-020; 6V/20W HALOGEN LAMP TRANSMITTED | 19 | 4.5% | 18.145
Olympus America Inc. | OMAC-510DC | OMAC-510DC;IX2-TIR510DC TO COUPLE 488 TO PORT 1 | 313 | 4.5% | 298.915
Olympus America Inc. | OMAC-SCREWS3 | 4 x AB3X35SA,4 x AB3X8SA,4 x AB3X12SA for OMAC-488BR | 4 | 4.5% | 3.82
Olympus America Inc. | OMAC-TIRF2BZ | OMAC-TIRF2BZ;OMAC-TIRF2B FOR Z DC. REQUIRES 5-UL361OMAC | 31212 | 4.5% | 29807.46
Olympus America Inc. | OMAC-TIRF3E | OMAC-TIRF3E;3 LINE 405-445PORT1.480-514 PORT2.535-640 P3 | 33813 | 4.5% | 32291.415
Olympus America Inc. | OMAC-TIRF3F | OMAC-TIRF3F;3 LINE 445-515PORT1.535-561 PORT2.605-640 P3 | 33813 | 4.5% | 32291.415
Olympus America Inc. | OMAEVO512DLC | EVO-512-DELTA-M-FW-16-LC-CI;EVOLVE 512 DELTA LC EM, 67.5 FPS | 38950 | 4.5% | 37197.25
Olympus America Inc. | OMAEVO512DLX | EVO-512-DELTA-M-FW-16-LC-X-CI;EVOLVE 512 DELT LC EX,67.5 FPS | 42900 | 4.5% | 40969.5
Olympus America Inc. | OMAGCSNPHQ2F | CSNAP-HQ2-M-FW-14-RF-110;COOLS NAP HQ2,14BIT,FAN,11FPS,1394A | 18950 | 4.5% | 18097.25
Olympus America Inc. | OMAG-DC2-505 | DC2-505-CUBE; T505LPXR FOR CFP/YFP FRET | 2000 | 4.5% | 1910
Olympus America Inc. | OMAG-DC2-565-CUBE | DC2-565-CUBE; DC2 CUBE WITH T565LPXR DICHROIC | 2000 | 4.5% | 1910
Olympus America Inc. | OMAG-DC2CUBE | DC2-CUBE;DUAL CAM2 CUBE | 1600 | 4.5% | 1528
Olympus America Inc. | OMAG-DC2-GR | DC2-GREEN/RED-CUBE; DC2 CUBE W 565DCXR DICHROIC AND EMITTERS | 2625 | 4.5% | 2506.875
Olympus America Inc. | OMAG-DC2-MT | DC2-MOUNT; MOUNT DICHROIC IN DC2 CUBE, CUBE NOT INCL | 250 | 4.5% | 238.75
Olympus America Inc. | OMAG-DC2-POL | DC2-POL-CUBE KIT; DUALCAM FLUOR POLARIZATION-ANISOTROPY CUBE | 3300 | 0% | 3300
Olympus America Inc. | OMAG-DC2-SYS | DC2-SYS;DUAL CAM 2 SYSTEM | 11900 | 4.5% | 11364.5
Olympus America Inc. | OMAG-DV2-505 | DV2-505-CUBE KIT; T505LPXR FOR CFP/YFP FRET | 1500 | 4.5% | 1432.5
Olympus America Inc. | OMAG-DV2-565 | OMAG-DV2-565-CUBE;T565LPXR | 1500 | 4.5% | 1432.5
Olympus America Inc. | OMAG-DV2-CHAM | DV2-CHAMELEONS-CUBE KIT: 505DCXR; D480/30M; D535/40M | 2625 | 4.5% | 2506.875
Olympus America Inc. | OMAG-DV2-GR | DV2-GREENRED-CUBE KIT;DV2 CUBE W 565DCXR DICHROIC & EMITTERS | 2125 | 4.5% | 2029.375
Olympus America Inc. | OMAG-DV2-INDO-CUBE | DV2-INDO-CUBE KIT;DUALVIEW2 INDO CUBE-RATIOMETRIC IMAGING | 2125 | 4.5% | 2029.375
Olympus America Inc. | OMAG-DV2-MT | DV2-MOUNT;MOUNT DICHROIC IN DV 2 CUBE, CUBE NOT INCL | 250 | 0% | 250
Olympus America Inc. | OMAG-DV2-POL | DC2-POL-CUBE KIT; FLUORESCENCE POLARIZATION/ANISTROPY CUBE | 2800 | 4.5% | 2674
Olympus America Inc. | OMAG-DV2-SYS | DV2-SYS;DUAL VIEW 2 IMAGER | 9700 | 4.5% | 9263.5
Olympus America Inc. | OMAG-DV-FH | DV2-CUBE;DUAL VIEW2 CUBE | 1100 | 4.5% | 1050.5
Olympus America Inc. | OMAGDVLDEMO | DUALVIEW LAMBA SYSTEM-DEMO UNIT | 11450 | 4.5% | 10934.75
Olympus America Inc. | OMAG-EVO128 | EVO-128-M-FW-16-AC-RP; EVO 128 EMCCD, Air Cooled, Rear-Facing Power Connector | 39950 | 4.5% | 38152.25
Olympus America Inc. | OMAG-EVO512 | EVO-512-M-FW-16-AC-RP;EVOLVE 512 EMCCD,33.7 FPS, REAR PWR | 32950 | 4.5% | 31467.25
Olympus America Inc. | OMAG-EVO512D | EVO-512-DELTA-M-FW-16-AC;EVOLVE 512 DELTA EMCCD,67.5 FPS | 36950 | 4.5% | 35287.25
Olympus America Inc. | OMAGEVO512DX | EVO-512-DELTA-M-FW-16-AC-X;EVOLVE 512 DELTA EXELON, 67.5 FPS | 40900 | 4.5% | 39059.5
Olympus America Inc. | OMAG-EVO512F | EVO-512-M-FW-16-AC;EVOLVE 512 EMCCD,33.7 FPS, FRONT PWR | 36500 | 4.5% | 34857.5
Olympus America Inc. | OMAGEVO512XF | EVO-512-M-FW-16-AC-X;EVOLVE 51 2 EXCELN EM,33.7 FPS,FRONT PWR | 40450 | 4.5% | 38629.75
Olympus America Inc. | OMAG-IOHD26F | CBL-IO-HD26-F; I/O TRIGGER CABLE, FEMALE BNC CONNECTORS | 200 | 0% | 200
Olympus America Inc. | OMAG-IOHD26M | CBL-IO-HD26-M; I/O TRIGGER CABLE, MALE BNC CONNECTORS | 200 | 0% | 200
Olympus America Inc. | OMAG-IO-QEM | CBL-IO-QEM: I/O TRIGGER CABLE,FEMALE BNC CONNECTORS | 275 | 4.5% | 262.625
Olympus America Inc. | OMAGPCIELVDS | PCIE-CARD-LVDS; PCIE CARD FOR LVDS CAMERAS, 64-BIT PC | 1600 | 0% | 1600
Olympus America Inc. | OMAG-PRIME | 01-PRIME-R-M-16-C; 4MP sCMOS Camera, 2048x2048 pixel array, 72% QE, 100 fps. PCI-Express (card included) and USB 3 interface | 15950 | 4.5% | 15232.25
Olympus America Inc. | OMAG-PRIME-95B | 01-PRIME-95B-R-M-16-C; PRIME 95B, CMOS, Mono, 16bit, Cooled | 24950 | 4.5% | 23827.25
Olympus America Inc. | OMAG-PRIME-95B-25MM | 01-PRIME-95B-25MM-R-M-16-C; PRIME 95B 25MM Back Illuminated, F-Mount, 1608x1608 pixels, 25mm diagonal, 11um pixel | 29950 | 4.5% | 28602.25
Olympus America Inc. | OMAG-PRIME-USB | 01-Prime-USB-R-M-16-C; 4MP sCMOS Camera, 2048x2048 pixel array, 72% QE, USB 3 interface | 11950 | 4.5% | 11412.25
Olympus America Inc. | OMAG-PRIME-USB-PRO | 01-Prime-USB-R-M-16-C-PRO; 4MP sCMOS Camera, 2048x2048 pixel array, 72% QE, USB 3 interface | 13950 | 4.5% | 13322.25
Olympus America Inc. | OMAG-QV2CURT | QV2-CUBE-RT;QUADVIEW2 CUBE FOR RECTANGULAR DETECTORS | 3000 | 4.5% | 2865
Olympus America Inc. | OMAG-QV2CUSQ | QV2-CUBE-SQ;QUADVIEW2 CUBE FOR SQUARE DETECTORS | 2200 | 4.5% | 2101
Olympus America Inc. | OMAG-QV2-MOUNT | QV2-MOUNT;MOUNT DICHROIC IN QV 2 CUBE, CUBE NOT INCL | 350 | 0% | 350
Olympus America Inc. | OMAG-QV2-RCT | QV2-RCT; QUAD-VIEW IMAGER -RECTANGLE CCD | 16100 | 4.5% | 15375.5
Olympus America Inc. | OMAG-QV2-RGBD-RT | QV2‐RGBD‐CUBE‐RT; CUBE FOR RECT. ARRAY,DAPI/GFP/TXRED/IRDIC | 3300 | 4.5% | 3151.5
Olympus America Inc. | OMAG-QV2-RGBD-SQ | QV2‐RGBD‐CUBE‐SQ; CUBE FOR SQUARE ARRAY,DAPI/GFP/TXRED/IRDIC | 3300 | 4.5% | 3151.5
Olympus America Inc. | OMAG-QV2-SQ | QV2-SQ; QUAD-VIEW IMAGER -SQUARE CCD | 16100 | 4.5% | 15375.5
Olympus America Inc. | OMAGSPDC2580 | SPR-DC2 SYS+580 CUBE; SPR-DC2SYSTEM/580DC2 CUBE | 2000 | 0% | 2000
Olympus America Inc. | OMAG-XT2-SYS | XT2-SYS; COLLIMATING ADAPTER FOR C-MOUNT CAMERAS | 2750 | 4.5% | 2626.25
Olympus America Inc. | OM-AIRSIDE-EDR-710 | 0396246-000; OM AIR-SIDE BFDF-2 | 16994 | 0% | 16994
Olympus America Inc. | OM-BSTAND | *W 210040W;SINGLE BOOM FOR SZ BOOM STAND | 300 | 4.5% | 286.5
Olympus America Inc. | OMC-0200 | P35G-1.5-14-C;200 MATTEK DISHES 35MM, #1.5 CS, 14MM DIAM | 500 | 0% | 500
Olympus America Inc. | OMC-2336 | LUMENERA INFINITY 1-1C DIGITAL COLOR CAMERA | 1400 | 0% | 1400
Olympus America Inc. | OMC-2514 | 41NXXXXX-RKEY;IMAGE PRO FAMILY EXCHG USB KEY UNDER WARRANTY | 125 | 0% | 125
Olympus America Inc. | OMC-2515 | 41NXXXXX-LKEY;IMAGE PRO FAMILY REPLACE LOST KEY | 400 | 0% | 400
Olympus America Inc. | OMC-2553 | 41N70000-LUSB;IPP V7.0 ADDITIONAL LICENSE - SINGLE USER COP | 4300 | 0% | 4300
Olympus America Inc. | OMC-41N7U2-USB | 41N70000-U2-USB;UPGRADE TO V7 USB | 3150 | 0% | 3150
Olympus America Inc. | OMC-NCONVERT | NET-CONVERT; CONVERT FROM IND LICENCE TO NET LICENSE | 900 | 0% | 900
Olympus America Inc. | OM-CordWrap | 212086-170R; LED Stand Cord Hanger Wrap Set | 50 | 0% | 50
Olympus America Inc. | OMC-V7NLADD | 41N70000-NET-ADD; IMAGE PRO 7 ADD NETWORKD LICENSE | 6500 | 0% | 6500
Olympus America Inc. | OMD-2DAQNT | 5015646,AUTOQUANT 2D REAL TIME DECONVOLUTION OPTION | 1749 | 4.5% | 1670.295
Olympus America Inc. | OMD-2DTRK | 63104; 2D MOTION ANALYSIS AND TRACKING | 1289 | 4.5% | 1230.995
Olympus America Inc. | OMD-31034 | 31034; SYTEM RECONFIGURATION FEE | 619 | 4.5% | 591.145
Olympus America Inc. | OMD-31219 | 31219; MULTIDIMENSIONAL ACQUISITION/VIEWER OPTION | 1289 | 4.5% | 1230.995
Olympus America Inc. | OMD-31281 | 31281;UPDATE AND 1 YR S/W MAINTNANCE PLAN FOR NON-OLY | 1050 | 4.5% | 1002.75
Olympus America Inc. | OMD-31283 | 31283;MAJOR VERISON UPGRADE FOR THREE KEYS METAMORPH BASIC | 1500 | 4.5% | 1432.5
Olympus America Inc. | OMD-31370 | 31370;SMA-1YR 5 UNITS | 2229 | 4.5% | 2128.695
Olympus America Inc. | OMD-3DTRK | 40187; 3D MOTION ANALYSIS AND TRACKING | 2959 | 4.5% | 2825.845
Olympus America Inc. | OMD-40193 | 40193; ADD METAFLUOR TO EXISTING METASERIES SYSTEM | 5425 | 4.5% | 5180.875
Olympus America Inc. | OMD-4DVIEW | 50142; 4D VIEWER/3D MEASUREMENTS OPTION FOR METAMORPH ADV | 2959 | 4.5% | 2825.845
Olympus America Inc. | OMD-5012686 | 5012686; MM CAMERA ACQUISITION OPTION | 1809 | 4.5% | 1727.595
Olympus America Inc. | OMD-5015245 | 5015245; MM LICENSE TO LUMINERA RUN CAM DRIVER | 400 | 4.5% | 382
Olympus America Inc. | OMD-63037 | 63037; MM BASIC TO MM OLY BASIC ONLINE | 2149 | 4.5% | 2052.295
Olympus America Inc. | OMD-ANALOG | 40099; ANALOG INPUT OPTION, 2CH SYNCH ANALOG DATA ACQ | 619 | 4.5% | 591.145
Olympus America Inc. | OMD-ANGIO | 50119; ANGIOGENESIS APPLICATION MODULE | 2959 | 4.5% | 2825.845
Olympus America Inc. | OMD-AP700B2 | MultiClamp 700B Microelectrode Amplifier | 26442 | 4.5% | 25252.11
Olympus America Inc. | OMD-AQNTCF | 40103;AUTOQUANT CONFOCAL 3D DECON FOR MM(BLIND AND PSF) | 6779 | 4.5% | 6473.945
Olympus America Inc. | OMD-AQNTWF | 40102;AUTOQUANT WIDEFIELD 3D DECON FOR MM (BLIND AND PSF) | 6779 | 4.5% | 6473.945
Olympus America Inc. | OMD-BROKKEY | REPLACEMENT FOR DAMAGED SYSTEM KEY; REQUIRES RETURN OF KEY | 399 | 4.5% | 381.045
Olympus America Inc. | OM-DBSTAND | 2120045; DUAL ARM BOOM STAND WITH PREC. BEARNG | 790 | 4.5% | 754.45
Olympus America Inc. | OMD-CGBASIC | 63022;ANY METAVUE OR MM BASIC ACQ TO MM FOR OLY ADVANCED | 6189 | 4.5% | 5910.495
Olympus America Inc. | OMD-CGBASO | 63024;ANY MM BASIC OFFLINE TO MM FOR OLY BASIC OFFLINE | 1089 | 4.5% | 1039.995
Olympus America Inc. | OMD-CGBASON | 63032; ANY MM BASIC OFFLINE TO MM BASIC FOR OLY ONLINE | 4119 | 4.5% | 3933.645
Olympus America Inc. | OMD-CGPREM | 63023; ANY MM PREMIER ONLINETO MM PREM FOR OLY ONLINE | 2289 | 4.5% | 2185.995
Olympus America Inc. | OMD-CGPREMO | 63027; ANY MM PREMIER OFFLINET O MM PREM FOR OLY OFFLINE | 2000 | 4.5% | 1910
Olympus America Inc. | OMD-CONFOCAL | 63013; ADV IMAGING CONTROL FOR CSU, TIRF | 2959 | 4.5% | 2825.845
Olympus America Inc. | OMD-COUNT | 50123; COUNT NUCLEI AND CELL SCORING APPLICATION MODULE | 2959 | 4.5% | 2825.845
Olympus America Inc. | OMD-CUSTOMIO | 40012;DIGITAL I/O OPTION FOR CUSTOM RS232 AND PARALLEL | 1242 | 4.5% | 1186.11
Olympus America Inc. | OMD-CYCLE | 50125; CELL CYCLE APPLICATION MODULE | 2959 | 4.5% | 2825.845
Olympus America Inc. | OMD-DD1550 | Axon Digidata 1550 Data Acquisition System w/No HumSilencer | 9675 | 4.5% | 9239.625
Olympus America Inc. | OMD-FLASH | USBFLASH; USB FLASH DRIVE W AUTH CODES | 8 | 0% | 8
Olympus America Inc. | OMD-GRANUL | 50135; GRANULARITY APPLICATION MODULE | 2959 | 4.5% | 2825.845
Olympus America Inc. | OMD-HANDLER | 40188; AUTOMATED SLIDE HANDLER MODULE (REQUIRES SCAN SLIDE) | 1179 | 4.5% | 1125.945
Olympus America Inc. | OMD-HEALTH | 50134; CELL HEALTH APPLICATION MODULE | 2959 | 4.5% | 2825.845
Olympus America Inc. | OMD-LINK | 40180;APPLICATION LINK MODULE (DDE) FOR EXT S/W, BASIC ONLY | 569 | 4.5% | 543.395
Olympus America Inc. | OMD-LIVE | 50136; LIVE/DEAD APPLICATION MODULE | 2959 | 4.5% | 2825.845
Olympus America Inc. | OMD-LIVRP | 50143;LIVE REPLAY OPTION,BASIC ONLY | 1239 | 4.5% | 1183.245
Olympus America Inc. | OMD-LOSTKEY | UI-STOLENKEY;REPLACEMENT OF LOST OR STOLEN KEY, FORM REQ. | 399 | 4.5% | 381.045
Olympus America Inc. | OMD-METAADV | 63006;METAMORPH ADVANCED FOR OLYMPUS IMAGING SOFTWARE | 13729 | 4.5% | 13111.195
Olympus America Inc. | OMD-METABAS | 63005;METAMORPH BASIC FOR OLYMPUS IMAGING SOFTWARE | 7869 | 4.5% | 7514.895
Olympus America Inc. | OMD-METABASO | 63010;METAMORPH BASIC FOR OLYMPUS OFFLINE IMAGING SFTWRE | 4339 | 4.5% | 4143.745
Olympus America Inc. | OMD-METAFLOO | 63003; METAFLUOR FOR OLYMPUS OFFLINE RATIO IMAGING SOFTWARE | 3389 | 4.5% | 3236.495
Olympus America Inc. | OMD-METAFLOR | 63008;METAFLUOR FOR OLYMPUS RATIO IMAGING SOFTWARE | 7459 | 4.5% | 7123.345
Olympus America Inc. | OMD-METAPREM | 63007;METAMORPH PREMIER FOR OLYMPUS IMAGING SOFTWARE | 18269 | 4.5% | 17446.895
Olympus America Inc. | OMD-METAPRO | 63011; METAMORPH FOR OLYMPUS PREMIER OFFLINE | 8439 | 4.5% | 8059.245
Olympus America Inc. | OMD-METATL | 63004;METAMORPH TL FOR OLYMPUS IMAGING SOFTWARE | 4519 | 4.5% | 4315.645
Olympus America Inc. | OMD-MFUPD | 31363;METAFLUOR FOR OLY UPDATE TO CURR W/1 YR SMA | 469 | 4.5% | 447.895
Olympus America Inc. | OMD-MICRONUC | 50146; MICRONUCLEI APPLICATION MODULE | 2959 | 4.5% | 2825.845
Olympus America Inc. | OMD-MITOTIC | 50137;MITOTIC INDEX DETECTION APPLICATION MODULE | 2959 | 4.5% | 2825.845
Olympus America Inc. | OMD-MLTISCOR | 50124; COUNT NUCLEI AND CELL SCORING APPLICATION MODULE | 2959 | 4.5% | 2825.845
Olympus America Inc. | OMD-MMPREO10 | 63021;SET OF 10 METAMORPH FOR OLYMPUS PREMIER OFFLINES | 24049 | 4.5% | 22966.795
Olympus America Inc. | OMD-MMPREO3 | 63019;SET OF 3 METAMORPH OLYMPUS PREMIER OFFLINES | 14849 | 4.5% | 14180.795
Olympus America Inc. | OMD-MMPREO5 | 63020;SET OF 5 METAMORPH FOR OLYMPUS PREMIER | 18029 | 4.5% | 17217.695
Olympus America Inc. | OMD-MOBILE | 5012686; META CAMERA ACQUISITION OPTION | 539 | 4.5% | 514.745
Olympus America Inc. | OMD-MONOPOLE | 50138;MONOPOLE DETECTION APPLICATION MODULE | 2959 | 4.5% | 2825.845
Olympus America Inc. | OMD-NCPREM | 40164: CONVERT MM PREM OFFLINE TO NETWORK LICENSE | 619 | 4.5% | 591.145
Olympus America Inc. | OMD-NET11-15 | 63014;ADD'L PREMIER OFFLINE NETWORK SEAT FOR 11TH THRU 15 | 2959 | 4.5% | 2825.845
Olympus America Inc. | OMD-NET4-10 | 63013;ONE ADD'L PREMIER NETWORK SEAT, REQ OMD-PREMNET | 2289 | 4.5% | 2185.995
Olympus America Inc. | OMD-NEURITE | 40154; NEURITE OUTGROWTH APPLICATION MODULE | 2959 | 4.5% | 2825.845
Olympus America Inc. | OMD-NX7PREM | 63007;METAMORPH FOR OLYMPUS PREMIER, MM NX AND 7 ACQUSTN | 17569 | 4.5% | 16778.395
Olympus America Inc. | OMD-PARAREPL | 33333; REPLACEMENT OF PARALLEL PORT DONGLE WITH USB DONGLE | 399 | 4.5% | 381.045
Olympus America Inc. | OMD-PCLAMP10 | PCLAMP10;PCLAMP 10 SOFTWARE FOR WINDOWS | 9042 | 4.5% | 8635.11
Olympus America Inc. | OMD-PREMNET | 63012;SET OF 3 MM FOR OLYMPUS PREMIER OFFLINE NETWORK SEATS | 14849 | 4.5% | 14180.795
Olympus America Inc. | OMD-RATIO | 63029;METAFLUOR ADD-ON TO METAMORPH FOR OLYMPUS | 5829 | 4.5% | 5566.695
Olympus America Inc. | OMD-RECONFIG | METAMORPH RECONFIGURATION (EXCHANGE DRIVERS OR MODULES) | 599 | 4.5% | 572.045
Olympus America Inc. | OMD-SCAN | 50144; AUTOMATED SCAN SLIDE OPTION (FOR ACQ AND STITCHING) | 1749 | 4.5% | 1670.295
Olympus America Inc. | OMD-SCRNACQ | 50004;SCREENING ACQUISTION MODULE FOR ANY ADV AND PREMIER | 3469 | 4.5% | 3312.895
Olympus America Inc. | OMD-SCRNAQ | 50004;SCREENING ACQUISITION MODULE | 3609 | 4.5% | 3446.595
Olympus America Inc. | OMD-SCRNPLAY | 50005;SCREENING PLAYBACK MODULE FOR ANY ADV AND PREMIER | 3609 | 4.5% | 3446.595
Olympus America Inc. | OMD-SMA1YR | 63108; SMA PLAN; ONE YR OF UPDATES/UPGRADES | 1129 | 4.5% | 1078.195
Olympus America Inc. | OMD-SMA2LIC | 63111; SMA PLAN FOR 2 LICENSES FOR 1 YR | 1509 | 4.5% | 1441.095
Olympus America Inc. | OMD-SMA3LIC | 63112; SMA PLAN FOR 3 LICENSES FOR 1 YR | 1749 | 4.5% | 1670.295
Olympus America Inc. | OMD-SMA4LIC | 63113; SMA PLAN FOR 4 LICENSES FOR 1 YR | 2049 | 4.5% | 1956.795
Olympus America Inc. | OMD-SMA5LIC | 63114; SMA PLAN FOR 5 OR MORE LICENSES FO R1 YEAR | 2229 | 4.5% | 2128.695
Olympus America Inc. | OMD-STITCH | 40106;IMAGE STITCHING MODULE FOR MM FOR OLY BASIC OFFLINE | 639 | 4.5% | 610.245
Olympus America Inc. | OMD-STREAM | 30143; Z/ WAVELENGTH STREAM OPTION | 619 | 4.5% | 591.145
Olympus America Inc. | OMD-STWIZ | 40182;STAGE ADJUSTMENT WIZARD,BASIC ONLY | 1239 | 4.5% | 1183.245
Olympus America Inc. | OMD-TRACK | 40017; 2D TIMELAPSE TRACKING MOTION OPTION | 1289 | 4.5% | 1230.995
Olympus America Inc. | OMD-TRNSLOC | 50117;TRANSLOCATION APPLICATION MODULE, NX ONLY | 2750 | 4.5% | 2626.25
Olympus America Inc. | OMD-TWIN | 40186;TWIN CAMERA/SPLITVIEW SIMULTANEOUS ACQUISITION OPTION | 2959 | 4.5% | 2825.845
Olympus America Inc. | OMD-UGADV | 63026;UPGRADE MM ADVANCED FOR OLYMPUS TO PREMIER FOR OLYMPUS | 4539 | 4.5% | 4334.745
Olympus America Inc. | OMD-UGBAS | 63022; UPGRADE ANY METAMORPH BASIC TO MM FOR OLY ADVANCED | 5949 | 4.5% | 5681.295
Olympus America Inc. | OMD-UGBASO | 63030;UPGRADE MM BASIC OFFLN FOR OLY TO BASIC ONLN FOR OLY | 3600 | 4.5% | 3438
Olympus America Inc. | OMD-UGPREO | 63031; UPGRD MM PREM OFF TO MM PREM ONLINE FOR OLYMPUS | 9559 | 4.5% | 9128.845
Olympus America Inc. | OMD-UGRATIO | 5012686 ; UPGRD OMD-RATIO TO OMD-METAFLOR | 1600 | 4.5% | 1528
Olympus America Inc. | OMD-UGTL | 63015; UPGRADE ANY TL OR METAV UE SYS TO MM FOR OLY BASIC | 4249 | 4.5% | 4057.795
Olympus America Inc. | OMD-UNCAMDR | 5012686; META CAMERA ACQUISITION OPTION | 1879 | 4.5% | 1794.445
Olympus America Inc. | OMD-VTI | 40172;DRIVER FOR VTI INFINITY3DRIVER | 2849 | 4.5% | 2720.795
Olympus America Inc. | OM-FSTAND | *W R-38659;FAN STAND FOR STEREO MICROSCOPE | 376 | 4.5% | 359.08
Olympus America Inc. | OMG-0012 | 04PPM001;MELLES GRIOT 2UM PINHOLE, 16MM DIAM. | 114 | 4.5% | 108.87
Olympus America Inc. | OMG-0015 | 04PPM003;MELLES GRIOT 2UM PINHOLE, 16MM DIAM. | 114 | 4.5% | 108.87
Olympus America Inc. | OMG-488-10MW | 85-BCD-010-115;MELLES GRIOT DPSS LASER 488nm 10mW INC PS | 12450 | 4.5% | 11889.75
Olympus America Inc. | OMG-488-30MW | 85-BCD-030-115;MELLES GRIOT DPSS LASER 488nm 30mW INC PS | 14450 | 4.5% | 13799.75
Olympus America Inc. | OMG-543-1MW | 25-LGP-193-249;MELLES GRIOT 54 3nm HeNe 1MW INC PS | 3592 | 4.5% | 3430.36
Olympus America Inc. | OMG-561-10MW | 85-YCA-010-115;Melles Griot DPSS Laser 561nm 10mW inc PS | 15464 | 4.5% | 14768.12
Olympus America Inc. | OMG-561-20MW | 85-YCA-020-115;MELLES GRIOT DP SS LASER 561nm 20mW INC PS | 16402 | 4.5% | 15663.91
Olympus America Inc. | OMG-633-10MW | 25-LHP-991-249;MELLES GRIOT HeNe LASER 633nm 10mW INC PS | 3022 | 4.5% | 2886.01
Olympus America Inc. | OMG-LHARB2 | 101010BOS004; ARGON LASER HEAD(10MW@488NM),REQS FV-LPAR2 | 11926 | 4.5% | 11389.33
Olympus America Inc. | OMG-LHARB2-R | MELLES GRIOT ARGON LASER HEAD (10MW@488NM),REQUIRES FV-LPAR2 | 5515 | 4.5% | 5266.825
Olympus America Inc. | OMG-LPAR2 | 300-001; ARGON LASER POWER SUPPLY FOR OMG-LHARB2/LHARM2 | 5152 | 4.5% | 4920.16
Olympus America Inc. | OML-158027 | 158027; 75mm slide sample holder Compatible with Nano-Z series | 125 | 0% | 125
Olympus America Inc. | OML-158037 | 158037; 35mm slide sample holder Compatible with Nano-Z series | 125 | 0% | 125
Olympus America Inc. | OML-AC-LPSP | AC-LPSP; 35mm Dish Insert for BioS/LPS Piezo Stages | 125 | 4.5% | 119.375
Olympus America Inc. | OML-AC-M25 | AC-M25; M25 Thread Adapter for Objective Nanopositioner | 280 | 4.5% | 267.4
Olympus America Inc. | OML-APH117 | AP-APH117; Prior H117 Adapter Plate for BioS/LPS Piezos | 500 | 4.5% | 477.5
Olympus America Inc. | OML-AP-IX3NP | AP-IX3NP; IX3-SSU/SVR Adapter Plate for BioS/LPS Piezos | 500 | 4.5% | 477.5
Olympus America Inc. | OML-AP-LPS8 | AP-LPS8; Holder for 8 chamber slides/coverslp,BioS/LPS Stage | 125 | 4.5% | 119.375
Olympus America Inc. | OML-AP-LPSS | AP-LPSS; 75mm Slide Holder Insert for BioS/LPS Stages | 125 | 4.5% | 119.375
Olympus America Inc. | OML-APLUBP2 | AC-APLUBP2; Ludl BioPrec2 Adapter Plate for BioS/LPS Piezos | 500 | 4.5% | 477.5
Olympus America Inc. | OML-APMS2K | AC-APASIMS2KFT; ASI MS2K Adapter Plate for BioS/LPS Piezos | 500 | 4.5% | 477.5
Olympus America Inc. | OML-MCL-MANNZ | MCL-MANNZ; integrated micro-positioner and piezo nanopositioning system | 9995 | 0% | 9995
Olympus America Inc. | OML-NBIOS100 | Nano-BioS100; Piezo-XY Stage, 100x100micron,w/cntrlr&holder | 17495 | 4.5% | 16707.725
Olympus America Inc. | OML-NBIOS200 | Nano-BioS200; Piezo-XY Stage, 200x200micron,w/cntrlr&holder | 18687 | 4.5% | 17846.085
Olympus America Inc. | OML-NBIOS300 | Nano-BioS300; Piezo-XY Stage, 300x300um, w/cntrl & holder | 19937 | 4.5% | 19039.835
Olympus America Inc. | OML-NF100SRM | Nano-F100S-KRMS; Obj Nanopositioner, 100um, RMS, Cntrl | 5930 | 4.5% | 5663.15
Olympus America Inc. | OML-NF200SRM | Nano-F200S-KRMS; Obj Nanopositioner, 200um, RMS, Cntrl | 7360 | 4.5% | 7028.8
Olympus America Inc. | OML-NF25HSRM | Nano-F25HS-KRMS; Obj Nanopositioner, 25um, RMS, Cntrl | 9175 | 0% | 9175
Olympus America Inc. | OML-NLPS100 | Nano-LPS100; Piezo-XYZ Stage, 100x100um, w/cntrl & holder | 22097 | 4.5% | 21102.635
Olympus America Inc. | OML-NLPS200 | Nano-LPS200; Piezo-XYZ Stage, 200x200micron,w/cntrlr&holder | 23297 | 4.5% | 22248.635
Olympus America Inc. | OML-NLPS300 | Nano-LPS300; Piezo-XYZ Stage, 300x300micron,w/cntrlr&holder | 25597 | 4.5% | 24445.135
Olympus America Inc. | OML-Z200OSSU | Nano-Z200-OSSU; Piezo-Z for Oly. Stages, 200micron,w/cntlr | 11200 | 4.5% | 10696
Olympus America Inc. | OMM-10101 | 10101; Option: 22” full HD interactive pen display | 3100 | 0% | 3100
Olympus America Inc. | OMM-10102 | 10102; Option: MMI SwitchBox solution | 6350 | 4.5% | 6064.25
Olympus America Inc. | OMM-10103 | 10103; Option: Antivibration table | 9180 | 4.5% | 8766.9
Olympus America Inc. | OMM-10104 | 10104; Andor iXonEM+ EMCCD Camera 897 | 48600 | 0% | 48600
Olympus America Inc. | OMM-10105 | 10105; MMI Driver Package for Andor iXon | 8775 | 0% | 8775
Olympus America Inc. | OMM-10120 | 10120; MMI CellTools Platform | 40500 | 4.5% | 38677.5
Olympus America Inc. | OMM-10190 | 10190; Sideport Adaptation | 8800 | 4.5% | 8404
Olympus America Inc. | OMM-10199 | 10199; MMI Instruments Installation and Training | 1800 | 0% | 1800
Olympus America Inc. | OMM-10200 | 10200; MMI CellCut | 108200 | 4.5% | 103331
Olympus America Inc. | OMM-10201 | 10201; Option: MMI Multi CapLift | 14900 | 0% | 14900
Olympus America Inc. | OMM-10202 | 10202; Option: HighPower Cellcut laser upgrade | 25100 | 0% | 25100
Olympus America Inc. | OMM-10203 | 10203; Option: MMI Shape import | 7560 | 4.5% | 7219.8
Olympus America Inc. | OMM-10204 | 10204; Option: Universal CellCut laser upgrade | 5335 | 0% | 5335
Olympus America Inc. | OMM-10208 | 10208; CellCut High power laser warranty extension per year | 4860 | 0% | 4860
Olympus America Inc. | OMM-10209 | 10209; CellCut Standart/Universal laser warranty extension per year | 1620 | 0% | 1620
Olympus America Inc. | OMM-10300 | 10300; MMI CellEctor | 85300 | 4.5% | 81461.5
Olympus America Inc. | OMM-10400 | 10400; MMI CellManipulator | 143500 | 4.5% | 137042.5
Olympus America Inc. | OMM-10401 | 10401; Option: MMI 4QD System – Force measurement: 1 Channel | 21800 | 0% | 21800
Olympus America Inc. | OMM-10402 | 10402; Option: MMI 4QD System – Force measurement: 2 Channel | 36200 | 0% | 36200
Olympus America Inc. | OMM-10403 | 10403; Option: 2nd Tweezers level | 52900 | 0% | 52900
Olympus America Inc. | OMM-10405 | 10405; Option: MMI Force feedback | 32250 | 0% | 32250
Olympus America Inc. | OMM-10500 | 10500; MMI CellExplorer | 10300 | 0% | 10300
Olympus America Inc. | OMM-10700 | 10700; Microscope incubator | 6740 | 0% | 6740
Olympus America Inc. | OMM-10701 | 10701; Microscope incubator temperature control | 7680 | 0% | 7680
Olympus America Inc. | OMM-10702 | 10702; Microscope incubator Hepa filter | 2025 | 0% | 2025
Olympus America Inc. | OMM-10703 | 10703; Microscope incubator CO2/Humidity control | 12700 | 0% | 12700
Olympus America Inc. | OMM-10704 | 10704; Stage top incubator CO2/Humidity/Temperature control for live cell applications | 20300 | 0% | 20300
Olympus America Inc. | OMM-10826 | 10826; Custom Side Port Adapter | 8500 | 0% | 8500
Olympus America Inc. | OMM-50102 | 50102; MembraneSlides RNAse free | 282 | 0% | 282
Olympus America Inc. | OMM-50202 | 50202; Isolation Caps opaque 0.5ml | 260 | 0% | 260
Olympus America Inc. | OMM-50210 | 50210; Isolation Caps opaque 1.5ml | 260 | 0% | 260
Olympus America Inc. | OMM-70302 | 70302; H&E Staining Kit | 82 | 0% | 82
Olympus America Inc. | OMOD-45601-C1 | 45601-C1;POWER SUPPLY FOR HITACHI VIDEO CAMERA | 75 | 0% | 75
Olympus America Inc. | OMOD45601C15 | 45601-C15;POWER SUPPLY W/BREAKOUT CBL FOR HV-D30 | 385 | 0% | 385
Olympus America Inc. | OMOD-45601-C4 | PWR SUP, 15' 12-PIN CABLE FOR HITACHI KP-M CAMERAS | 100 | 0% | 100
Olympus America Inc. | OMOD-C15HDX5 | Genlock/RGB cable for HV-D30, 15' | 260 | 0% | 260
Olympus America Inc. | OMOD-C9DRGB | CABLE FOR HITACHI KP-D50 CAMERA | 185 | 0% | 185
Olympus America Inc. | OMOD-GP-US932CSX | GP-US932CSX; HD CAMERA CONTROL UNIT W/HDSDI | 6485 | 0% | 6485
Olympus America Inc. | OMOD-GP-US932HX | GP-US932HX; PANASONIC 3CCD HD CAMERA HEAD | 4900 | 0% | 4900
Olympus America Inc. | OMOD-HV-D30 | HITACHI HV-D30 3DDC COL. CAM W/45601-C15 PWR SPLY/CABLES | 3460 | 0% | 3460
Olympus America Inc. | OMOD-HV-HD30 | HITACHI HV-HD30 CAMERA AND 45601-C1 POWER SUPPLY | 8815 | 0% | 8815
Olympus America Inc. | OMOD-KP-D20A | KP-D20A, 1/3" HITACHI COLOR VIDEO CAMERA | 825 | 0% | 825
Olympus America Inc. | OMOD-KPD20B | HITACHI 1/2" CCD CLR CAM W/PWR SPLY, CS-TO-C-MNTt ADAPTER | 1095 | 0% | 1095
Olympus America Inc. | OMOD-KP-D20B | KP-D20B;1/2" CCD COMPACT COLOR CAMERA, HITACHI | 975 | 0% | 975
Olympus America Inc. | OMOD-KPM1AN | KP-M1AN; HITACHI KP-M1AN 2/3" CCD MONO ANALOG CAMERA HEAD | 800 | 0% | 800
Olympus America Inc. | OMOD-KPM2AN | HITACHI KP-M2AN 1/2" CCD MONOCHROME CAMERA HEAD | 745 | 0% | 745
Olympus America Inc. | OMOD-KPM2RN | HITACHI KP-M2RN-S3 .5 CCD NEAR IR CAMERA HEAD | 860 | 0% | 860
Olympus America Inc. | OMOD-KPM3AN | HITACHI KP-M3AN 1/3" CCD MONOCHROME CAMERA WITH POWER SUPPLY | 630 | 0% | 630
Olympus America Inc. | OMOD-LAD20AB | CS-MOUNT TO C-MOUNT ADAPTER FOR KP-D20 | 40 | 0% | 40
Olympus America Inc. | OMOD-PSS932 | PSS932; PANASONIC POWER SUPPLY | 142 | 0% | 142
Olympus America Inc. | OMOD-SP-CA932-10 | SP-CA932/10; PANASONIC 10M CAMERA CABLE | 1647 | 0% | 1647
Olympus America Inc. | OMOD-SP-CA932-2 | SP-CA932/2; PANASONIC 2M CAMERA CABLE | 750 | 0% | 750
Olympus America Inc. | OMOD-SP-CA932-4 | SP-CA932/4; PANASONIC 4M CAMERA CABLE | 778 | 0% | 778
Olympus America Inc. | OMOD-SP-CA932-6 | SP-CA932/6; PANASONIC 6M CAMERA CABLE | 1135 | 0% | 1135
Olympus America Inc. | OMOD-ST660 | ST660; PEERLESS WALL MOUNT FOR DISPLAY MONITORS 50" - 65" | 160 | 0% | 160
Olympus America Inc. | OMOD-ST670 | ST670; PEERLESS WALL MOUNT FOR DISPLAY MONITORS 60" - 75" | 185 | 0% | 185
Olympus America Inc. | OMOD-ST680 | ST680; PEERLESS WALL MOUNT FOR DISPLAY MONITORS 70" - 85" | 225 | 0% | 225
Olympus America Inc. | OMOD-TAD20AB | TAD20A/B, TRIPOD ADAPTER | 35 | 0% | 35
Olympus America Inc. | OMODTH50LFB70U | TH-50LFB70U; 50 IN PANASONIC FULL HD LED TOUCH MONITOR | 4250 | 0% | 4250
Olympus America Inc. | OMOD-TH-50PF30U | TH-50PF30U;50 IN PANASONIC 108 0P PLASMA MONITOR | 1935 | 0% | 1935
Olympus America Inc. | OMODTH55LF80U | TH-55LF8U; 55 IN PANASONIC 1080P LED MONITOR | 3075 | 0% | 3075
Olympus America Inc. | OMODTH55LF8U | TH-55LF80U; 55 IN PANASONIC 1080P LED MONITOR, DIGITAL LINK | 3075 | 0% | 3075
Olympus America Inc. | OMODTH65LFB70U | TH-65LFB70U; 65 IN PANASONIC FULL HD LED TOUCH MONITOR | 6695 | 0% | 6695
Olympus America Inc. | OMODTH84LQ70U | TH-84LQ70U; 84 IN PANASONIC 4K UHD LCD MONITOR | 22350 | 0% | 22350
Olympus America Inc. | OMODTH98LQ70U | TH-98LQ70U; 98 IN PANASONIC 4K UHD LCD MONITOR | 52300 | 0% | 52300
Olympus America Inc. | OMOD-US932HX | GP-US932HX; PANASONIC 1/3 TYPE 3MOS HD CAMERA, 1080P | 4900 | 0% | 4900
Olympus America Inc. | OMOD-VGA-3RCA-6 | VGA-3RCA-6 CABLE, 15 PIN TO RGB | 35 | 0% | 35
Olympus America Inc. | OM-RMA232101 | RMA232101; DUAL BOOM ARM STAND W/BALL BEARINGS | 665 | 4.5% | 635.075
Olympus America Inc. | OM-SLDMRKR | R-10020; SLIDE MARKER FOR CYTOL,RMS THREAD,REQS. INK PAD | 412 | 4.5% | 393.46
Olympus America Inc. | OM-STAND | *W 2120021;WESCO BRIGHTBASE W/TRANS /REF LIGHT BASE | 499 | 4.5% | 476.545
Olympus America Inc. | OM-STAND-LED | W2120019;WESCO LED SZ2 BASE W/TRANS /REF | 545 | 4.5% | 520.475
Olympus America Inc. | OMT-005 | MT-005;LOGO CLOTH DUSTCOVER 22X21, ANTI-STATIC FOR CX | 20 | 4.5% | 19.1
Olympus America Inc. | OMT-005C | MT-005CAN;OLY CAN CLOTH COVER 11X25X26", ANTI-STATIC FOR CX | 20 | 4.5% | 19.1
Olympus America Inc. | OMT-005IND | OLYMPUS INDUSTRIAL DUST COVER, 22x21 | 20 | 4.5% | 19.1
Olympus America Inc. | OMT-010 | MT-010;LOGO CLOTH DUSTCOVER 11X25X26", ANTI-STATIC BX, IX | 35 | 4.5% | 33.425
Olympus America Inc. | OMT-010C | MT-010CAN;OLY CAN CLOTH COVER 11X25X26",ANTI-STATIC BX, IX | 35 | 4.5% | 33.425
Olympus America Inc. | OMT-010IND | OLYMPUS INDUSTRIAL DUST COVER, 11x25x26 | 35 | 4.5% | 33.425
Olympus America Inc. | OMT-014 | MT-014; LOGO CLOTH DUSTCOVER 23x28x31, ANTISTATIC, FV | 45 | 4.5% | 42.975
Olympus America Inc. | OMT-014C | MT-014CAN; OLY CAN CLOTH DUSTCOVER 23x28x31, ANTISTATIC, FV | 45 | 4.5% | 42.975
Olympus America Inc. | OMT-014IND | OLYMPUS INDUSTRIAL DUST COVER, 23x28x31 | 45 | 4.5% | 42.975
Olympus America Inc. | ONE-10HEAD | QT19338; 60x48x29 table for 10 heads, leveling feet | 1657 | 4.5% | 1582.435
Olympus America Inc. | ONE-12HEAD | 72x48x31 table for 12 heads, leveling feet | 2140 | 4.5% | 2043.7
Olympus America Inc. | ONE-14HEAD | 72x48x31 table for 14 heads, leveling feet | 2735 | 4.5% | 2611.925
Olympus America Inc. | ONE-18HEAD | QT17469; TABLE FOR 18-HEAD SYSTEM LeVeL FEET | 4000 | 4.5% | 3820
Olympus America Inc. | ONE-18HEAD2 | 48X72" MICROSCOPE TABLE WITH 4EACH 22X26" EXTENSION WINGS | 4350 | 4.5% | 4154.25
Olympus America Inc. | ONE-36X24 | MICROSCOPE TABLE, 36"X24", WHITE TOP, CASTERS, DRAWER,SHELF | 1105 | 4.5% | 1055.275
Olympus America Inc. | ONE-40X33 | QT13877; TABLE, FOR scanner, 40"X33", LEVELING FEET | 1023 | 4.5% | 976.965
Olympus America Inc. | ONE-42X26 | MICROSCOPE TABLE, DUAL OBSERVATION, 42"X26", LEVELING FEET | 844 | 4.5% | 806.02
Olympus America Inc. | ONE-5HEAD | QT17470; TABLE FOR 5-HEAD SYSTEM LEVEL FEET | 2047 | 4.5% | 1954.885
Olympus America Inc. | ONE-5HEAD-A | QT20159; 72x22 table for 5 heads no modifications | 932 | 4.5% | 890.06
Olympus America Inc. | ONE-64X48 | 64X48" MICROSCOPE TABLE,CASTERS, CRATING, SHIP XTRA | 2171 | 4.5% | 2073.305
Olympus America Inc. | ONE-64X48A | 64X48" MICROSCOPE TABLE,LEVELING FEET, CRATING, SHIP | 1592 | 4.5% | 1520.36
Olympus America Inc. | ONE-72X22 | QT24579; TABLE FOR FIVE HEADS, 72X22" w/LEVELING FEET, Gromit hole and Power Strip included | 1000 | 4.5% | 955
Olympus America Inc. | ONE-72X22MPL | 72X22X29" TABLE FOR 5 HEADS,MAPLE LAM, LEVEL FEET, CRATE | 1150 | 4.5% | 1098.25
Olympus America Inc. | ONE-72X48 | MICROSCOPE TABLE, FOR TEN HEADS, 72"X48", LEVELING FEET | 1724 | 4.5% | 1646.42
Olympus America Inc. | ONE-72X48BK | 72X48X29" TABLE FOR 10 HEADS,BLACK TOP, LEVEL FEET, CRATE | 1532 | 4.5% | 1463.06
Olympus America Inc. | ONE-72X60 | SO11299; 72"X60" 10-HEAD TABLE,WHITE TOP, PWR STRP,LEVEL FT | 1860 | 4.5% | 1776.3
Olympus America Inc. | ONE-72X60SB | 72X60" TABLE, 10-HEAD,BLK EPOXY TOP,PWR STRP,LEVL FEET,SHELF | 2502 | 4.5% | 2389.41
Olympus America Inc. | ONE-74X24X29 | 74X24X29;TABLE-TUBUFRAME,CUTOUTS, POW STRIP, ADD FREIGHT | 1760 | 4.5% | 1680.8
Olympus America Inc. | ONE-84X24 | 84X24X29" TABLE FOR 10 HEADS,LEVEL FEET, ADJ LEGS, CRATE | 2307 | 4.5% | 2203.185
Olympus America Inc. | ONE-84X26 | MICROSCOPE TABLE,84"X26", BONE SHAPE, WHITE TOP, LEVEL FEET | 1422 | 4.5% | 1358.01
Olympus America Inc. | ONE-84X48 | MICROSCOPE TABLE, FOR 14HEADS, 84"X48", LEVELING FEET | 1886 | 4.5% | 1801.13
Olympus America Inc. | ONE-ANTIVIB | FOOT-LVLR-AV2.75; ANTIVIBRATION FEET, SET OF 4 | 136 | 0% | 136
Olympus America Inc. | ONE-BONE10 | QT13877; BONE SHAPE TABLE FOR 10 HEAD, STRAIGHT CONFIG | 1865 | 4.5% | 1781.075
Olympus America Inc. | ONE-FCAST2L | FOOT-CAST2-LEVELING; Leveling Foot Caster w/Handle -2” Wheel | 97 | 4.5% | 92.635
Olympus America Inc. | ONE-FCAST4 | FOOT-CAST4; Heavy Duty Total Locking Caster 4”Dia, 5”H | 42 | 4.5% | 40.11
Olympus America Inc. | ONE-QT24500 | QT24500; Custom 104x44x29in table | 2633 | 4.5% | 2514.515
Olympus America Inc. | ONE-QT24620 | QT24620; 18 HEAD MICROSCOPE TABLE with leveling feet | 4085 | 4.5% | 3901.175
Olympus America Inc. | ONE-Stool | CHR-PDHSO-RG; Polyurethane Stool-Desk Ht 16-21” w/casters | 113 | 4.5% | 107.915
Olympus America Inc. | ONE-WBT-MIC | QT12023;36X24X30 TABLE NON-REFUND(NO SHIPPING | 900 | 4.5% | 859.5
Olympus America Inc. | ONI-19206102 | 192061-02;SHC68-68-EPM SHIELDED CBL,68D TYPE-68 VHDCI | 190 | 4.5% | 181.45
Olympus America Inc. | ONI-78104901 | 781049-01; NI PCIE-6353, X SERIES DAQ, 32 AI, 48 DIO, 4 | 2046 | 4.5% | 1953.93
Olympus America Inc. | ONI-78253601 | 782536-01; SCB-68A NOISE REJECT, SHIELDED I/O CONCT BLK | 435 | 4.5% | 415.425
Olympus America Inc. | ONI-BNC2110 | NATIONAL INSTRUMENTS CABLING - FOR PCIe DAQ 6343 | 630 | 4.5% | 601.65
Olympus America Inc. | ONI-CBL6703 | CABLE FOR NI PCI 6703 DAQ | 475 | 4.5% | 453.625
Olympus America Inc. | ONI-PCI6343 | NATIONAL INSTRUMENTS PCIe DAQ | 1900 | 4.5% | 1814.5
Olympus America Inc. | ONI-PCI6703 | NATIONAL INSTRUMENTS PCI 6703 DAQ | 2026 | 4.5% | 1934.83
Olympus America Inc. | ONI-PCI6733 | NATIONAL INSTRUMENTS PCI DAQ 8ANALOG(O)/8DIGITAL(I/O) | 2990 | 4.5% | 2855.45
Olympus America Inc. | ONI-PCIBRKT | NATIONAL INSTRUMENTS BREAKOUT BOX - FOR ONI-BNC2110 | 250 | 4.5% | 238.75
Olympus America Inc. | ONI-PCIEDAQ | NATIONAL INSTRUMENTS PCIe DAQ WITH CABLES AND BREAKOUT BOXES | 3809 | 4.5% | 3637.595
Olympus America Inc. | ONI-SCB68A | NATIONAL INSTRUMENTS BREAKOUT BOX - FOR ONI-SH68 / PCI6733 | 495 | 4.5% | 472.725
Olympus America Inc. | ONI-SH68CAB | NATIONAL INSTRUMENTS BREAKOUT BOX - FOR ONI-SH68-68-EP | 210 | 4.5% | 200.55
Olympus America Inc. | OOCW-FL1000 | FL1000; HIGH/LOW FLUORESCENT RING ILLUMINATOR | 199 | 4.5% | 190.045
Olympus America Inc. | OOCW-FL150 | FL150; WHITE FLUORESCENT RINGLIGHT BULB | 45 | 4.5% | 42.975
Olympus America Inc. | OOCW-FL200 | FL200; ULTRAVIOLET FLUORESCENT RINGLIGHT BULB (365NM) | 60 | 4.5% | 57.3
Olympus America Inc. | OOCW-FLA6 | FLA6; SZ STEREOS ADAPTER FOR FL 1000 RINGLIGHT | 40 | 4.5% | 38.2
Olympus America Inc. | OOCW-FV1000 | FV1000; VARIABLE FLUORESCENT RING ILLUMINATOR | 299 | 4.5% | 285.545
Olympus America Inc. | OOCW-LV2000 | LV2000;LED RINGLIGHT, ID 2.35"WITH 6' CABLE, ESD SAFE | 399 | 4.5% | 381.045
Olympus America Inc. | OOCW-LV2000L | LV2000L;LED RINGLIGHT, ID 2.35 " WITH 10' CABLE, ESD SAFE | 419 | 4.5% | 400.145
Olympus America Inc. | OOCW-UV2000-B | UV2000-B; High Intensity Ultraviolet LED Ring Illuminator, 60mm ID | 459 | 4.5% | 438.345
Olympus America Inc. | OOCW-UV2000-B-66 | UV2000-B-66; High Intensity Ultraviolet LED Ring Illuminator, 66mm ID | 489 | 4.5% | 466.995
Olympus America Inc. | OO-XB193/25 | XB193/25; 0.05 ND FILTER. 25MM DIAMETER | 30 | 4.5% | 28.65
Olympus America Inc. | OO-XC102 | XC102; BLANK FILTER CUBE FOR NIKON E SERIES MICROSCOPE | 300 | 4.5% | 286.5
Olympus America Inc. | OO-XC111 | XC111; BH2 COMPONENT EMPTY FILTER | 275 | 4.5% | 262.625
Olympus America Inc. | OO-XF02-2 | XF02-2/E; DAPI EX330/80,BS400,EM400LP | 375 | 4.5% | 358.125
Olympus America Inc. | OO-XF04-2 | XF04-2/E; FURA EX340/15 EX380/15,BS415,EM510/40 | 550 | 4.5% | 525.25
Olympus America Inc. | OO-XF05-2 | XF05-2/E; DAPI EX365/50,BS400,EM400LP | 375 | 4.5% | 358.125
Olympus America Inc. | OO-XF06 | XF06/E/CSM; DAPI EX365/50,BS400,EX450LP | 400 | 4.5% | 382
Olympus America Inc. | OO-XF100-2 | XF100-2/E; FITC EX475/40, BS505, EM535/45 | 500 | 4.5% | 477.5
Olympus America Inc. | OO-XF1009/25 | XF1009/25; DAPI 425/45 nm exciter, 25mm diameter | 250 | 4.5% | 238.75
Olympus America Inc. | OO-XF101-2 | XF101-2/E; TRITC EX525/45, BS560, EM565LP | 425 | 4.5% | 405.875
Olympus America Inc. | OO-XF1015/25 | XF1015/25; FITC/eGFP 485/22 nm exciter, 25mm diameter | 150 | 4.5% | 143.25
Olympus America Inc. | OO-XF1019/25 | XF1019/25; TRITC 535/22 nm exciter, 25mm diameter | 150 | 4.5% | 143.25
Olympus America Inc. | OO-XF102-2 | XF102-2/E; TEXAS RED EX560/55, BS595, EM645/75 | 500 | 4.5% | 477.5
Olympus America Inc. | OO-XF103-2 | XF103-2/E; Prop Iodide EX525/45, BS560, EM645/75 | 500 | 4.5% | 477.5
Olympus America Inc. | OO-XF104-2 | XF104-2-CSM; YFP EX500/25, BS525, EM545/35 | 500 | 4.5% | 477.5
Olympus America Inc. | OO-XF105-2 | XF105-2/E; YFP EX500/25, BS525, EM530LP | 425 | 4.5% | 405.875
Olympus America Inc. | OO-XF1071/25 | XF1071/25; 440AF21 EXCITATION FILTER, 25MM DIA | 200 | 4.5% | 191
Olympus America Inc. | OO-XF1073/25 | XF1073/25; 475AF40 EXCITATION FILTER, 25MM DIA | 200 | 4.5% | 191
Olympus America Inc. | OO-XF1077/25 | XF1077/25; 540AF30 EXCITATION FILTER, 25MM DIA | 200 | 4.5% | 191
Olympus America Inc. | OO-XF108-2 | XF108-2/E; TRITC EX525/45, BS560, EM595/60 | 500 | 4.5% | 477.5
Olympus America Inc. | OO-XF110-2 | XF110-2/E; CY5 EX630/50, BS650, EM695/55 | 500 | 4.5% | 477.5
Olympus America Inc. | OO-XF111-2 | XF111-2/E; DSRED EX540/30, BS570, EM575LP | 425 | 4.5% | 405.875
Olympus America Inc. | OO-XF114-2 | XF114-2/E; CFP EX440/21, BS455, EM480/30 | 500 | 4.5% | 477.5
Olympus America Inc. | OO-XF115-2 | XF115-2/E; FITC EX475/40, BS505, EM510LP | 425 | 4.5% | 405.875
Olympus America Inc. | OO-XF116-2 | XF116-2/E; GFP EX474/21, BS500, EM510/23 | 500 | 4.5% | 477.5
Olympus America Inc. | OO-XF119-2 | XF119-2/E; PACIFIC BLUE EX400/30, BS435, EM465/30 | 500 | 4.5% | 477.5
Olympus America Inc. | OO-XF121/25.7 | XF121/25.7*36; 50/50 BEAMSPLITTER 25.7X36.0MM | 100 | 4.5% | 95.5
Olympus America Inc. | OO-XF135 | XF135/E; DUAL CFP/YFP EX436-510, BS436-510, EM475-550 | 775 | 4.5% | 740.125
Olympus America Inc. | OO-XF135-1 | XF135-1/E; PNKL CFP/YFP EX436/10 510/25,BS436-510,EM475-550 | 800 | 4.5% | 764
Olympus America Inc. | OO-XF136-2 | XF136-2/E; DAPI EX365/50,BS400,EM450/58 | 550 | 4.5% | 525.25
Olympus America Inc. | OO-XF1415/25 | XF1415; 380QM50 EXCITATION FILTER, 25MM DIA | 250 | 4.5% | 238.75
Olympus America Inc. | OO-XF143-2 | XF143-2/E; CY7 EX715/58, BS755, EM787/40 | 425 | 4.5% | 405.875
Olympus America Inc. | OO-XF201 | XF201/E; FISH Aqua EX436/8, BS455LP, EM480/30 | 500 | 4.5% | 477.5
Olympus America Inc. | OO-XF202 | XF202/E; FISH AF488 EX485/20, BS505LP, EM530/30 | 450 | 4.5% | 429.75
Olympus America Inc. | OO-XF203 | XF203/E; FISH GOLD EX520/18, BS545LP, EM565/20 | 450 | 4.5% | 429.75
Olympus America Inc. | OO-XF2031/25.7 | XF2031/25.7*36; 500NMLP DICHROIC 25.7X36.0MM | 175 | 4.5% | 167.125
Olympus America Inc. | OO-XF204 | XF204/E; FISH Cy3 EX546/10, BS555LP, EM580/30 | 450 | 4.5% | 429.75
Olympus America Inc. | OO-XF2048/25.7 | XF2048/25.7*36; DICHROIC 400/477/575 25.7X36.0MM | 325 | 4.5% | 310.375
Olympus America Inc. | OO-XF207 | XF207/E; FISH RED EX580/20, BS600LP, EM630/30 | 450 | 4.5% | 429.75
Olympus America Inc. | OO-XF23 | XF23/E; FITC EX485/22, BS505, EM535/35 | 400 | 4.5% | 382
Olympus America Inc. | OO-XF3007/25 | XF3007/25; 535NM EMISSION FILTER 25MM DIAMETER | 150 | 4.5% | 143.25
Olympus America Inc. | OO-XF301-1 | XF301-1/E; QDOT 525 EX425/45, BS475/LP, EM525/20 | 400 | 4.5% | 382
Olympus America Inc. | OO-XF302-1 | XF302-1/E; QDOT 565 EX425/45, BS475/LP, EM565/20 | 400 | 4.5% | 382
Olympus America Inc. | OO-XF303-1 | XF303-1/E; QDOT 585 EX425/45, BS475/LP, EM585/20 | 400 | 4.5% | 382
Olympus America Inc. | OO-XF304-1 | XF304-1/E; QDOT 605 EX425/45, BS475/LP, EM605/20 | 400 | 4.5% | 382
Olympus America Inc. | OO-XF305-1 | XF305-1/E; QDOT 655 EX425/45, BS475LP, EM655/20 | 400 | 4.5% | 382
Olympus America Inc. | OO-XF306-1 | XF306-1/E; QDOT 705 EX425/45, BS475LP, EM705/40 | 400 | 4.5% | 382
Olympus America Inc. | OO-XF3061/25 | XF3061/25; EMITTER 445/525/650 25MM DIAMETER | 325 | 4.5% | 310.375
Olympus America Inc. | OO-XF307-1 | XF307-1/E; QDOT 800 EX425/45, BS475LP, EM800/80 | 400 | 4.5% | 382
Olympus America Inc. | OO-XF308-1 | XF308-1/E; QDOT 800 EX425/45, BS475LP, EM840/80 | 400 | 4.5% | 382
Olympus America Inc. | OO-XF3086/25 | XF3086/25; 510ALP EMISSION FILTER, 25MM DIA | 125 | 4.5% | 119.375
Olympus America Inc. | OO-XF3087/25 | XF3087/25; 480ALP EMISSION FILTER, 25MM DIA | 125 | 4.5% | 119.375
Olympus America Inc. | OO-XF3089/25 | XF3089/25; 575ALP EMISSION FILTER, 25MM DIA | 125 | 4.5% | 119.375
Olympus America Inc. | OO-XF32 | XF32/E; TRITC EX535/35, BS570LP, EM590/35 | 400 | 4.5% | 382
Olympus America Inc. | OO-XF320 | XF320/E; QDOT DAPI EX425/45, BS475LP, EM510LP | 375 | 4.5% | 358.125
Olympus America Inc. | OO-XF3410/25 | XF3410/25; 450QM60 EXCITATION FILTER, 25MM DIA | 250 | 4.5% | 238.75
Olympus America Inc. | OO-XF37 | XF37/E; TRITC EX546/10, BS555, EM580/30 | 400 | 4.5% | 382
Olympus America Inc. | OO-XF401 | XF401/E; CFP EX441/21, BS455LP, EM480/30 | 625 | 4.5% | 596.875
Olympus America Inc. | OO-XF408 | XF408/E; DAPI EX365/35, BS400LP, EM450/60 | 625 | 4.5% | 596.875
Olympus America Inc. | OO-XF411 | XF411/E; FITC EX470/50, BS500LP, EM545/75 | 625 | 4.5% | 596.875
Olympus America Inc. | OO-XF412 | XF412/E; YFP EX500/25, BS525LP, EM545/35 | 625 | 4.5% | 596.875
Olympus America Inc. | OO-XF414 | XF414/E; TXRED EX560/55, BS595LP, EM645/75 | 625 | 4.5% | 596.875
Olympus America Inc. | OO-XF416 | XF416/E; CY5 EX630/50, BS650LP, EM695/55 | 625 | 4.5% | 596.875
Olympus America Inc. | OO-XF43 | XF43/E; TXRED EX575/25, BS600LP, EM630/30 | 400 | 4.5% | 382
Olympus America Inc. | OO-XF453BX2 | XF453-BX2; FITC/TEXASRED DUAL BAND SET | 1275 | 0% | 1275
Olympus America Inc. | OO-XF453BX3 | XF453-BX3; FITC/TEXASRED DUAL BAND SET | 1200 | 0% | 1200
Olympus America Inc. | OO-XF467 | XF467/E; RGB EX390-486-570, BS400-485-580, EM457-528-600 | 1025 | 4.5% | 978.875
Olympus America Inc. | OO-XF52 | XF52/E; RG EX490-550, BS490-550, EM520-580 | 775 | 4.5% | 740.125
Olympus America Inc. | OO-XF56 | XF56/E; RGB EX390-486-577, BS400-485-580, EM457-528-633 | 925 | 4.5% | 883.375
Olympus America Inc. | OO-XF57 | XF57/E;QA X405-490-555-650 B400-485-558-640 M460-520-603-710 | 1000 | 4.5% | 955
Olympus America Inc. | OO-XF63 | XF63/E; D/F/T EX400-477-580, BS400-477-575, EM445-525-650 | 925 | 4.5% | 883.375
Olympus America Inc. | OO-XF66 | XF66/E; D/F/T EX385-485-560, BS385-485-560, EM460-520-602 | 925 | 4.5% | 883.375
Olympus America Inc. | OO-XF67 | XF67/E; D/F/T EX390-486-577, BS400-485-580, EM457-528-633 | 925 | 4.5% | 883.375
Olympus America Inc. | OO-XF88-2 | XF88-2/E; FRET CFP/YFP EX440/21, BS455LP, EM480/30 535/26 | 501 | 0% | 501
Olympus America Inc. | OO-XF93 | XF93/E; F/T/C EX485-555-650, BS485-555-650, EM515-600-730 | 925 | 4.5% | 883.375
Olympus America Inc. | OO-XND2.0/45 | XND2.0/45; ND FILTER 2.0 (45MM X 4MM THICK) | 75 | 4.5% | 71.625
Olympus America Inc. | OPC-BTCCIX81ZT | TOP-WS-BTCC-IX81-ZDC-P-120-003; INCUB.CELLTIRF;PREMIX 5% CO2 | 16985 | 4.5% | 16220.675
Olympus America Inc. | OPC-CHMBMOD | MODIFICATION TO WEATHERSTATION FOR IX-81 FV-1000 | 400 | 0% | 400
Olympus America Inc. | OPC-HUMCHMB | HUMIDITY TOWER AND C02 CHAMBER FOR WEATHERSTATION | 400 | 4.5% | 382
Olympus America Inc. | OPC-IXDSU | IPC-IXDSU;HEAVY DUTY ATA STYLE CASE FOR DSU IX VERSION | 1210 | 4.5% | 1155.55
Olympus America Inc. | OPC-WS-BACK | WS BACK PANEL MODIFICATION FOR IX WITH NO TRANS LIGHT PILLAR | 475 | 0% | 475
Olympus America Inc. | OPC-WS-CTRL | WEATHERSTATION CONTROLLER ONLY FOR CO2 & HEAT NO CHAMBER | 7651 | 4.5% | 7306.705
Olympus America Inc. | OPC-WS-IX70 | OPC-WS-IX70;WEATHERSTATION W/TEMP & CO2 FOR BASIC IX70 | 10168 | 4.5% | 9710.44
Olympus America Inc. | OPC-WS-PFTBOX | WEATHERSTATION CHAMBER ONLY FOR OPC-WSTC-PFT NO TEMP OR CO2 | 2590 | 0% | 2590
Olympus America Inc. | OPC-WSTC-COOL | COOLING MODULE FOR WEATHERSTATION | 5900 | 0% | 5900
Olympus America Inc. | OPC-WSTC-MOD | WS MODIFICATION FOR CLEARANCE ISSUES | 500 | 4.5% | 477.5
Olympus America Inc. | OPC-WSTC-PFT | WEATHERSTATION FOR IX2 TEMP &CO2 PRIOR STAGE COMPATIBLE | 10985 | 4.5% | 10490.675
Olympus America Inc. | OPC-WSTC-PFT-DIC-OPQ | WEATHERSTATION FOR IX2TEMP&CO2PRIOR STG DIC OPAQUE | 11829 | 0% | 11829
Olympus America Inc. | OPC-WSTC-ZDC | WEATHERSTATION FOR IX2 TEMP &CO2 ZDC COMPATIBLE | 10985 | 4.5% | 10490.675
Olympus America Inc. | OPC-WSTC-ZDC-PFT | WEATHERSTATION FOR IX2 TEMP &CO2 ZDC & PRIOR STG COMPATIBLE | 10985 | 4.5% | 10490.675
Olympus America Inc. | OPD-051135 | 05-11-0035; LIVECELL HEATING CHAMBER MODULE | 9322 | 4.5% | 8902.51
Olympus America Inc. | OPD-051135R | NEUE LC3 STAGE TOP INCUB. W/RS 232 | 12012 | 4.5% | 11471.46
Olympus America Inc. | OPD-051136 | 05-11-0036; LIVECELL CO2MIXING MODULE | 3531 | 4.5% | 3372.105
Olympus America Inc. | OPD-051137 | 05-11-0037; LIVECELL HUMIDITY MODULE | 1953 | 4.5% | 1865.115
Olympus America Inc. | OPD-051138 | 05-11-0038; LIVECELL OBJECTIVE HEATING MODULE | 1558 | 4.5% | 1487.89
Olympus America Inc. | OPD-051175 | 05-11-0075; LIVECELL LUDL PIEZO CHAMBER MODULE | 9858 | 4.5% | 9414.39
Olympus America Inc. | OPD-051176 | 05-11-0076; LIVECELL UNIVERSAL INSERT, REPLACES ALL INSERTS | 524 | 4.5% | 500.42
Olympus America Inc. | OPD-051178 | 05-11-0078; LIVECELL O2 MIXING MODULE | 2960 | 4.5% | 2826.8
Olympus America Inc. | OPD-051182 | 05-11-0082; LOWERED INSERT FOR IX81 | 275 | 4.5% | 262.625
Olympus America Inc. | OPH-C-843.41 | C-843.41; DC-Motor Controller PC Board, 4 Axes, PCI | 5794 | 4.5% | 5533.27
Olympus America Inc. | OPH-E501.00 | E-501.00;PIEZO CNTRLR BASIC CHASSIS W MULTI V PWR SUPPLY | 2169 | 4.5% | 2071.395
Olympus America Inc. | OPH-E503.00 | E-503.00;LVPZT PIEZO AMPLIFIER MODULE -20 TO 120V, 3CH | 3793 | 4.5% | 3622.315
Olympus America Inc. | OPH-E509.C2A | E-509.C2A;SERVO CTRL MODULE FOR PIEZO NANOPOSITIONING SYS | 7320 | 4.5% | 6990.6
Olympus America Inc. | OPH-E664.S3 | E-664.S3;PI NANOCUBE CONTROLLER | 8480 | 4.5% | 8098.4
Olympus America Inc. | OPH-E733.2CL | E-733.2CL;XY PIEZO NANOPOSITIO NING STAGE 100U X 100U | 18333 | 4.5% | 17508.015
Olympus America Inc. | OPH-M545.2MO | M-545.2MO; MAN XY STG 25 MM,FOR P-545 PINANO | 5765 | 4.5% | 5505.575
Olympus America Inc. | OPH-M545.SHP | M545.SHP;ADAPTER PLATE FOR SAMPLE HOLDER ON M-545 STAGE | 473 | 4.5% | 451.715
Olympus America Inc. | OPH-M545K005 | M-545K005; M-545 Stage 25x25mm, PILine Drives w/Controller | 13120 | 4.5% | 12529.6
Olympus America Inc. | OPH-M687 | M26821LOJ; M-687 XY STAGE W/PILINE MOTOR CNTRL AND | 19698 | 4.5% | 18811.59
Olympus America Inc. | OPH-MD5422LOU | MD5422LOU; XY STAGE SYS, 25X25MM, 0.5UM LIN ENC, | 13120 | 4.5% | 12529.6
Olympus America Inc. | OPH-P100 | PIFOC100;100UM OBJ PIEZO KIT W/E625 CONTROLLER,REQUIRES TTL | 10311 | 4.5% | 9847.005
Olympus America Inc. | OPH-P100D | PIFOC100D;100UM OBJ PIEZO KIT W/E265 CONTRLLER.REQUIRES TTL | 11909 | 4.5% | 11373.095
Olympus America Inc. | OPH-P100R | PIFOC100R; 100 UM OBJ PIEZO KIT W/E665.CR CONTROLLER | 12363 | 4.5% | 11806.665
Olympus America Inc. | OPH-P20D | PIFOC20D; 20 um HIGH SPEED OBJ PIEZO KIT W/E665 CONTROLLER | 12865 | 4.5% | 12286.075
Olympus America Inc. | OPH-P400 | PIFOC400;400UM OBJ PIEZO KIT W/E625 CONTROLLER,REQUIRES TTL | 12680 | 4.5% | 12109.4
Olympus America Inc. | OPH-P400D | PIFOC400D;400UM OBJ PIEZO KIT W/E625 CONTROLLER,REQUIRES TTL | 13738 | 4.5% | 13119.79
Olympus America Inc. | OPH-P545.2C7 | P545.2C7; PINANO STAGE AND CONTROLLER, 200X200 MICRONS | 19900 | 4.5% | 19004.5
Olympus America Inc. | OPH-P545.3R7 | P-545.3R7;PInano 200um XYZ, PiezoRes. Sensors,w/Controller | 19649 | 4.5% | 18764.795
Olympus America Inc. | OPH-P545.PD3 | P-545.PD3; 35MM PETRI DISH HOLDER FOR PINANO PIEZO STAGES | 473 | 0% | 473
Olympus America Inc. | OPH-P545.SH3 | P-545.SH3; MICROSCOPE SLIDE HOLDER FOR PINANO PIEZO STAGES | 473 | 4.5% | 451.715
Olympus America Inc. | OPH-P611.3S | P-611.3S;NANOCUBE PIEZO STAGE | 7660 | 4.5% | 7315.3
Olympus America Inc. | OPH-P721-11Q | P-721.11Q; M25 Thread adapter for ND72Z2LAQ | 369 | 4.5% | 352.395
Olympus America Inc. | OPH-P721-12Q | P-721.12Q; RMS Thread adapter for ND72Z2LAQ and P-915K594 | 369 | 4.5% | 352.395
Olympus America Inc. | OPH-P721-90Q | P-721.90Q;EXT.TUBE FOR PIEZO NP,IX81:USE WITH OPI-P721-12Q | 241 | 0% | 241
Olympus America Inc. | OPH-P736.ZC2 | P-736.ZC2; PINANO PIEZO Z STAGE 200UM, CAPACITIVE SENSRS | 11965 | 4.5% | 11426.575
Olympus America Inc. | OPH-PD72Z4CAQ | PD72Z4CAQ; PIFOC 400 UM OBJ PIEZO, CAPACITIVE | 9500 | 0% | 9500
Olympus America Inc. | OPH-PIFOC100-M25 | PD72Z1SAQ;PIFOC,100UM,OBJ PIEZO KIT CAP/M25THREADS | 5880 | 4.5% | 5615.4
Olympus America Inc. | OPH-PIFOC100-M32 | PD72Z1SAA;PIFOC,100UM,OBJ PIEZO KIT CAP/M32 THREADS | 7067 | 4.5% | 6748.985
Olympus America Inc. | OPH-PIFOC100-RMS | PD72Z1SAR;PIFOC,100UM, OBJ PIEZO KIT SGS/RMS THREADS | 5880 | 4.5% | 5615.4
Olympus America Inc. | OPH-PIFOC2MM | ND72Z2LAQ; PIFOC Objective Nanopositioning System, 2 mm travel, M32 QuickLock Thread, Inc. Controller | 13012 | 4.5% | 12426.46
Olympus America Inc. | OPH-PIFOC400-M25 | PD72Z4CAQ;PIFOC,400UM, OBJ PIEZO KIT CAP/M-25 THREADS | 10344 | 4.5% | 9878.52
Olympus America Inc. | OPH-PIFOC400-M32 | PD72Z4CAA;PIFOC,400MM, OBJ PIEZO KIT CAP/M32 THREADS | 10780 | 4.5% | 10294.9
Olympus America Inc. | OPH-PIFOC400-RMS | PD72Z4CAR;PIFOC,400UM, OBJ PIEZO KIT CAP/RMS THREADS | 10344 | 4.5% | 9878.52
Olympus America Inc. | OPH-PINANO-PR | P-545.3R7;PINANO 200UM XYZ, PIEZORES. SENSORS,W/CONTROLLER | 20948 | 4.5% | 20005.34
Olympus America Inc. | OPH-PINANO-XY | P-545.2C7;PINANO 200UM XY, PIEZORES. SENSORS,W/CONTROLLER | 19898 | 4.5% | 19002.59
Olympus America Inc. | OPH-PINANO-XYZ | P-545.3C8S;PInano 200um XYZ, Capacitive Sensors,w/Controller | 25673 | 4.5% | 24517.715
Olympus America Inc. | OPH-ZTOP-200 | P-736.ZR2S;PINANO Z-TOP PIEZO, 200 MM, W/CONTROLLER | 10495 | 4.5% | 10022.725
Olympus America Inc. | OPH-ZTOP-200CW | PD73Z2COW; PInano Z-top piezo, 220 μm, Cap. Sensor, w/Controller | 13900 | 4.5% | 13274.5
Olympus America Inc. | OPH-ZTOP-200RW | PD73Z2ROW;PINANO Z-TOP PIEZO, 200 MM, W/CONTROLLER | 12900 | 4.5% | 12319.5
Olympus America Inc. | OPH-ZTOP-AD5 | M-545.SHP; Adapter Plate for P-545.SH3 and P-545.PD3 Sample Holders for M-545 XY Microscope Stage | 473 | 4.5% | 451.715
Olympus America Inc. | OPH-ZTOP-AP1 | P-736.AP1 ADAPTER PLATE, P-736TO M-545 XY MICROSCOPE STAGE | 473 | 4.5% | 451.715
Olympus America Inc. | OPH-ZTOP-AP2 | P-736.AP2; P-736.AP1 ADAPTER PLATE, P-736 TO IX2 STAGE | 473 | 4.5% | 451.715
Olympus America Inc. | OPH-ZTOP-PD | P-545.PD3; 35 MM PETRI DISH HOLDER FOR P-736 & P-545 | 473 | 4.5% | 451.715
Olympus America Inc. | OPH-ZTOP-SLI | P-736K019; Single Slide Holder, 160 x 110mm | 473 | 4.5% | 451.715
Olympus America Inc. | OPH-ZTOP-UNI | M-687.AP1; Universal Sample Holder, 160 x 110mm | 795 | 4.5% | 759.225
Olympus America Inc. | OPH-ZTOP-WP | P-736K020;WELL PLATE HOLDER KPLATE 110X160 | 473 | 4.5% | 451.715
Olympus America Inc. | OPI-P721-90Q | P-721.90Q;EXT.TUBE FOR PIEZO NP,IX81:USE WITH OPI-P721-12Q | 235 | 0% | 235
Olympus America Inc. | O-PLI-300 | OOCYTE BASIC IMAGING SYSTEM | 18000 | 0% | 18000
Olympus America Inc. | OPM-ILLEX | BRACKET TO RAISE IX3-ILL BY 3INCHES, ANODIZED ALUMINUM | 600 | 4.5% | 573
Olympus America Inc. | OPP-0276 | OPP-0276; Heat Sensor, Replacement | 280 | 4.5% | 267.4
Olympus America Inc. | OPP-0411 | OPP-0411; Rev B Humidifier, Replacement WPI 30041 | 315 | 4.5% | 300.825
Olympus America Inc. | OPP-0418 | OPP-0418; Humidity Sensor, Replacement | 315 | 4.5% | 300.825
Olympus America Inc. | OPP-125HATX | OPP-125HATX; Heater / Humidifier, Includes sensors | 3925 | 4.5% | 3748.375
Olympus America Inc. | OPP-125-HATX | OPP-125HATX; Heater / Humidifier, Includes sensors | 3925 | 4.5% | 3748.375
Olympus America Inc. | OPP-5047K14 | OPP-5047K14; 1/8" x 1/8" hose/NPT Fitting, Replacement | 3 | 4.5% | 2.865
Olympus America Inc. | OPP-5233K56 | OPP-5233K56; Replacement 1/8" ID Tubing (price per foot) | 1 | 4.5% | 0.955
Olympus America Inc. | OPP-8MMSP | OPP-8MMSP; 8cm spacer | 1190 | 4.5% | 1136.45
Olympus America Inc. | OPP-ATT | OPP-ATT B; PPI Acrylic Tee type B for new Humidifier | 112 | 4.5% | 106.96
Olympus America Inc. | OPP-BFB-EX | OPP-BFB-EX; Back Motor box for Prior Stage | 350 | 4.5% | 334.25
Olympus America Inc. | OPP-BX2ENCL | OPP-IB2ENCL; Enclosure BX2 INCUBATION BOX | 9240 | 4.5% | 8824.2
Olympus America Inc. | OPP-BX2ENCL-CLR | OPP-IB2ENCL-CLR; Enclosure BX2, Clear | 11200 | 4.5% | 10696
Olympus America Inc. | OPP-CO2 | OPP-CO2; CO2 Controller, Includes sensor | 5035 | 4.5% | 4808.425
Olympus America Inc. | OPP-FV1200 | OPP-FV1200; Black Enclosure FV1200 Confocal System | 10150 | 4.5% | 9693.25
Olympus America Inc. | OPP-HYPOX | OPP-HPOX; O2 Modification for IX81 | 800 | 4.5% | 764
Olympus America Inc. | OPP-IAHF | OPP-IAHF; 90 degree Inflow Air Hose fitting | 320 | 4.5% | 305.6
Olympus America Inc. | OPP-IX2ENCL | OPP-IX2ENCL; ENCLOSURE IX2 INCUBATION BOX | 9240 | 4.5% | 8824.2
Olympus America Inc. | OPP-IX2ENCL-CLR | OPP-IX2ENCL-CLR; Enclosure IX2, Clear | 11200 | 4.5% | 10696
Olympus America Inc. | OPP-IX3ENCL | OPP-IX3ENCL;; ENCLOSURE IX3 INCUBATION BOX | 8600 | 4.5% | 8213
Olympus America Inc. | OPP-IX3ENCL-CLR | OPP-IX3ENCL-CLR; Enclosure IX3, Clear | 10360 | 4.5% | 9893.8
Olympus America Inc. | OPP-IX81-NDD | OPP-IX81 LB NDD; Left Base adaptor for IX81-based FV1000 NDD | 2100 | 4.5% | 2005.5
Olympus America Inc. | OPP-IX83EXP | Expansion of OPP-IX83 chamber | 1143 | 4.5% | 1091.565
Olympus America Inc. | OPP-MWST | OPP-MWST; Multiwell Stage Top Enclosure with: Mist Humidifier; Condensor | 3640 | 4.5% | 3476.2
Olympus America Inc. | OPP-MWST-DW | OPP-MWST-DW; Double Well Insert | 1190 | 4.5% | 1136.45
Olympus America Inc. | OPP-MWST-MP | OPP-MWST-MP; Main Insert Plate | 1190 | 4.5% | 1136.45
Olympus America Inc. | OPP-MWST-SLI | OPP-MWST-SLI; Slide Well Insert | 930 | 4.5% | 888.15
Olympus America Inc. | OPP-MWST-SW | OPP-MWST-SW; Single Well Insert | 930 | 4.5% | 888.15
Olympus America Inc. | OPP-O2 | OPP-O2; O2 Controller, Includes sensor | 5035 | 4.5% | 4808.425
Olympus America Inc. | OPP-PFB-EX | OPP-PFB-EX; Front Motor Box for Prior Stage | 350 | 4.5% | 334.25
Olympus America Inc. | OPP-PPIFAIX3 | OPP-PPI-FA-IX83; IX83 Prior Stage adapter for focus ring objectives | 505 | 4.5% | 482.275
Olympus America Inc. | OPP-PPI-TTE-453 | OPP-PPI-TTE-453; Enclosure Multiphoton | 6500 | 4.5% | 6207.5
Olympus America Inc. | OPP-SEFW | OPP-SEFW; Sutter Filter Wheel Riser | 360 | 4.5% | 343.8
Olympus America Inc. | OPP-SSIX81 | OPP-SSIX81; Spill Shield IX81 | 800 | 4.5% | 764
Olympus America Inc. | OPP-SSZDC | OPP-SSZDC; Spill Shield IX81 ZDC | 800 | 4.5% | 764
Olympus America Inc. | OPQ-FLIM10 | FLIM upgrade kit for FV3000; 440+485nm, 2 channels | 168435 | 0% | 168435
Olympus America Inc. | OPS-458-640 | 011526;458-640 FIBER AND JIG,FC8 CONNECTOR FOR TIRF | 4900 | 0% | 4900
Olympus America Inc. | OQ-01-ELECTRO-M-14-C-OC | 01-ELECTRO-M-14-C-OC; Retiga ELECTRO 1.4MP CCD Monochrome Cooled Camera, USB 3.0 Cable, Ocular Software License | 4950 | 4.5% | 4727.25
Olympus America Inc. | OQ-01-MP6-R-CLR-14-C-OC | 01-MP6-R-CLR-14-C-OC; MicroPublisher 6 Color Cooled CCD Camera, USB3, Ocular Software | 4950 | 4.5% | 4727.25
Olympus America Inc. | OQ1394HUB | 1394-HUB-PS;1394 FIREWIRE HUB & 24VDC POWER SUPPLY, FW CABLE | 250 | 0% | 250
Olympus America Inc. | OQ1394PS | 1394-PS-R; 1394 Power Supply -universal Input - NA | 215 | 0% | 215
Olympus America Inc. | OQCFADAPT | CF-ADAPT;C TO F MOUNT ADAPTER | 150 | 0% | 150
Olympus America Inc. | OQ-ELECTRO | 01-ELECTRO-M-14-C; Retiga ELECTRO 1.4MP CCD Monochrome Cooled Camera, USB 3.0 Cable | 4950 | 4.5% | 4727.25
Olympus America Inc. | OQIEEE4P | IEEE-4P;1394 FIREWIRE CABLE,4PIN TO 6 PIN | 50 | 0% | 50
Olympus America Inc. | OQIEEE9P | 01-IEEE-9P; 1394 FIREWIRE CABLE, 9-PIN TO 9-PIN | 50 | 0% | 50
Olympus America Inc. | OQIEEE-PCI | IEEE-PCI;1394 FIREWIRE PCI CARD 6-PIN PORT | 135 | 0% | 135
Olympus America Inc. | OQIEEE-PCIE4 | 01-IEEE-PCIE; 1394 FW 400 PCI EXPRESS CARD, 6-PIN | 120 | 4.5% | 114.6
Olympus America Inc. | OQIEEE-PCIE8 | 01-IEEE-PCIE-800; ROHS IEEE 1394 DUAL 400-800 PCIE | 150 | 0% | 150
Olympus America Inc. | OQOPTIMOS-P | 01-OLY-OPTIMOS-R-M-16-C;OPTIMOS PROMO ,MONO, 16BIT COOLED | 6950 | 4.5% | 6637.25
Olympus America Inc. | OQOPTIMOSPC | 01-QIMAGING-PC-SSD-240;OPTIMOS PC,WIN7,8GB RAM,480GB SSD | 2650 | 0% | 2650
Olympus America Inc. | OQP1XFMOUNT | P-1X-FMOUNT-O-1; 1X DIRECT F-MOUNT TO IX/BX | 441 | 4.5% | 421.155
Olympus America Inc. | OQRETR1C | 01-RET-R1-R-CLR-16-C; RETIGA R1 COLOR COOLED CCD CAMERA, 1.4 MP, 16-BIT, USB 3.0 | 4450 | 4.5% | 4249.75
Olympus America Inc. | OQRETR1M | 01-RET-R1-R-M-16-C; RETIGA R1 MONO COOLED CCD CAMERA, 1.4 MP, 16-BIT, USB 3.0 | 4450 | 4.5% | 4249.75
Olympus America Inc. | OQRETR3C | 01-RET-R3-R-CLR-16-C; RETIGA R3 COLOR COOLED CCD CAMERA, 2.8 MP, 16-BIT, USB 3.0 | 5750 | 4.5% | 5491.25
Olympus America Inc. | OQRETR3M | 01-RET-R3-R-M-16-C; RETIGA R3 MONO COOLED CCD CAMERA, 2.8 MP, 16-BIT, USB 3.0 | 5750 | 4.5% | 5491.25
Olympus America Inc. | OQRETR6C | 01-RET-R6-R-CLR-16-C; RETIGA R6 COLOR COOLED CCD CAMERA, 6.0 MP, 16-BIT, 16MM DIAG, USB 3.0 | 6950 | 4.5% | 6637.25
Olympus America Inc. | OQRETR6M | 01-RET-R6-R-M-16-C; RETIGA R6 MONO COOLED CCD CAMERA, 6.0 MP, 16-BIT, 16MM DIAG, USB 3.0 | 6950 | 4.5% | 6637.25
Olympus America Inc. | ORA-AIW-83L | OAIW.83LD; AiWon photomanip. Module, IX83-Lo Deck | 8940 | 4.5% | 8537.7
Olympus America Inc. | ORA-CAM-73L | OCAM.I73L; Right-angle Rear Port for RFACA/S,IX73-Lo Deck | 1770 | 4.5% | 1690.35
Olympus America Inc. | ORA-CAM-73U | OCAM.I73U; Right-angle Rear Port for RFACA/S,IX73-Up Deck | 1770 | 4.5% | 1690.35
Olympus America Inc. | ORA-CAM-83L | OCAM.I83L; Right-angle Rear Port for RFACA/S,IX73-Lo Deck | 1770 | 4.5% | 1690.35
Olympus America Inc. | ORA-CAM-83U | OCAM.I83U; Right-angle Rear Port for RFACA/S,IX83-Up Deck | 1770 | 4.5% | 1690.35
Olympus America Inc. | ORA-CAM-IX3-ABBL | IX3-CAM-L camera port insert for the lower deck of IX3 | 3240 | 4.5% | 3094.2
Olympus America Inc. | ORA-CAM-IX3-ABBU | IX3-CAM-U camera port insert for the upper deck of IX3 | 3240 | 4.5% | 3094.2
Olympus America Inc. | ORA-IX3BB-C | OBB.IX3PRTC; IX3 Deck Insert,Closed BB w/ multi-directn port | 3820 | 4.5% | 3648.1
Olympus America Inc. | ORA-IX3BBFMX | OBB.IX3FMX.01; Flange for MVX Tube Lens, for Rapp BB | 120 | 4.5% | 114.6
Olympus America Inc. | ORA-IX3BBMBC | OBB.IX3MBC.01; Cage system/microbench mount set,2pcs,Rapp BB | 85 | 4.5% | 81.175
Olympus America Inc. | ORA-IX3BB-O | OBB.IX3PRTO; IX3 Deck Insert, Open BB w/ multi-directn port | 2455 | 4.5% | 2344.525
Olympus America Inc. | ORG-100M | MODEL 100M; WHITE MICROSCOPE TABLE, 28"X24"X29.5" | 335 | 4.5% | 319.925
Olympus America Inc. | ORG-1400 | 1400; 14 HEAD MICROSCOPE TABLE 72X65C29 1/2 | 2499 | 4.5% | 2386.545
Olympus America Inc. | ORG-1800 | 1800;TABLE FOR 18-HEADED MULTIVIEW MICROSCOPE | 3023 | 4.5% | 2886.965
Olympus America Inc. | ORG-200M | 200M; MICRO TABLE, WHITE MICA, 21X36 IN., LOCKING CASTERS | 600 | 4.5% | 573
Olympus America Inc. | ORG-510 | 510:MODEL 510 TABLE 24"X60"X29-1/2" WHITE MICA, CASTERS | 1250 | 0% | 1250
Olympus America Inc. | ORG-510M | Modified Model 510 Table Cantilever W/hole 24”X48” | 1075 | 4.5% | 1026.625
Olympus America Inc. | ORG-CASTERS | CASTERS; CASTERS FOR MICROSCOPE TABLE | 75 | 4.5% | 71.625
Olympus America Inc. | ORIS-10040 | NAT. INST. USB-6501 TTL BOX W/ #10030 BNC CABLE 6 FT. | 320 | 0% | 320
Olympus America Inc. | ORIS-10050 | ADDL BNC CABLE FOR ORIS-10040,SHUTTERS 5-8 (PINS 1-16) | 200 | 4.5% | 191
Olympus America Inc. | ORIS-BNC2000 | BNC CABLE FOR DAQ2000, FOR USE WITH OMCC-DAQ2000BD | 564 | 4.5% | 538.62
Olympus America Inc. | ORIS-BNCNEOS | BNC CABLE FOR DAQNEOS, FOR USE WITH OMCC-DAQNEOSBD | 650 | 4.5% | 620.75
Olympus America Inc. | OS0404T | 0404T;4" X 4" OPTICAL BENCH TABLE MOUNT BASE | 116 | 4.5% | 110.78
Olympus America Inc. | OS0404T-1618 | OS0404T-1618; 4" BB BASE, 16"VERTICAL, 18"ARM | 556 | 4.5% | 530.98
Olympus America Inc. | OS0404T-1625 | OS0404T-1625; 4" BB BASE, 16"VERTICAL, 25"ARM | 627 | 4.5% | 598.785
Olympus America Inc. | OS0404T-16BB | OS0404T-16BB; 4" BB BASE, 16"VERTICAL, 12"BB ARM | 754 | 4.5% | 720.07
Olympus America Inc. | OS0404T-16F12 | OS0404T-16F12; 4" BB BASE, 16"VERTICAL, 12"FIXED ARM | 556 | 4.5% | 530.98
Olympus America Inc. | OS0404T-16F6 | OS0404T-16F6; 4" BB BASE, 16"VERTICAL, 6"FIXED ARM | 534 | 4.5% | 509.97
Olympus America Inc. | OS0404T-16LA | OS0404T-16LA; 4" BB BASE, 16"VERTICAL, LIFT ARM | 1051 | 4.5% | 1003.705
Olympus America Inc. | OS0404T-2518 | OS0404T-2518; 4" BB BASE, 25"VERTICAL, 18"ARM | 638 | 4.5% | 609.29
Olympus America Inc. | OS0404T-2525 | OS0404T-2525; 4" BB BASE, 25"VERTICAL, 25"ARM | 710 | 4.5% | 678.05
Olympus America Inc. | OS0404T-25BB | OS0404T-25BB; 4" BB BASE, 25"VERTICAL, 12"BB ARM | 825 | 4.5% | 787.875
Olympus America Inc. | OS0404T-25F12 | OS0404T-25F12; 4" BB BASE, 25"VERTICAL, 12"FIXED ARM | 627 | 4.5% | 598.785
Olympus America Inc. | OS0404T-25F6 | OS0404T-25F6; 4" BB BASE, 25"VERTICAL, 6"FIXED ARM | 605 | 4.5% | 577.775
Olympus America Inc. | OS0404T-25LA | OS0404T-25LA; 4" BB BASE, 25"VERTICAL, LIFT ARM | 1122 | 4.5% | 1071.51
Olympus America Inc. | OS04T-16SA0612 | OS0404T-16SA0612; 4" BB BASE, 16"VERTICAL, 6+12"SWING ARM | 743 | 4.5% | 709.565
Olympus America Inc. | OS04T-16SA1212 | OS0404T-16SA1212; 4" BB BASE, 16"VERTICAL, 12+12"SWING ARM | 765 | 4.5% | 730.575
Olympus America Inc. | OS04T-25SA0612 | OS0404T-25SA0612; 4" BB BASE, 25"VERTICAL, 6+12"SWING ARM | 814 | 4.5% | 777.37
Olympus America Inc. | OS04T-25SA1212 | OS0404T-25SA1212; 4" BB BASE, 25"VERTICAL, 12+12"SWING ARM | 836 | 4.5% | 798.38
Olympus America Inc. | OS04W-08LA | OS0411W-08LA; WALL BASE, 8” VERTICAL, LIFT ARM | 1128 | 4.5% | 1077.24
Olympus America Inc. | OS04W-08SA0612 | OS0411W-08SA0612; WALL BASE, 8"VERTICAL, 6+12"SWING ARM | 886 | 4.5% | 846.13
Olympus America Inc. | OS04W-08SA1212 | OS0411W-08SA1212; WALL BASE, 8"VERTICAL, 12+12SWING ARM | 908 | 4.5% | 867.14
Olympus America Inc. | OS0606C | 0606C; 6" TRI CLAMP BASE | 220 | 4.5% | 210.1
Olympus America Inc. | OS0606C-1618 | OS0606C-1618; 6"TRI CLAMP BASE, 16"VERTICAL, 18"ARM | 660 | 4.5% | 630.3
Olympus America Inc. | OS0606C-1625 | OS0606C-1625; 6"TRI CLAMP BASE, 16"VERTICAL, 25"ARM | 743 | 4.5% | 709.565
Olympus America Inc. | OS0606C-16BB | OS0606C-16BB; 6"TRI CLAMP BASE, 16"VERTICAL, 12"BB ARM | 858 | 4.5% | 819.39
Olympus America Inc. | OS0606C-16F12 | OS0606C-16F12; 6"TRI CLAMP BASE, 16"VERTICAL, 12"FIXED ARM | 660 | 4.5% | 630.3
Olympus America Inc. | OS0606C-16F6 | OS0606C-16F6; 6"TRI CLAMP BASE, 16"VERTICAL, 6"FIXED ARM | 638 | 4.5% | 609.29
Olympus America Inc. | OS0606C-16LA | 0606C-16LA; 6" CLAMP BASE, 16" VERTICAL, LIFT ARM | 1155 | 4.5% | 1103.025
Olympus America Inc. | OS0606C-16SA06 | OS0606C-16SA0612; 6"TRI CLMP BASE,16"VERTICAL,6+12"SWING | 847 | 4.5% | 808.885
Olympus America Inc. | OS0606C-2518 | OS0606C-2518; 6"TRI CLAMP BASE, 25"VERTICAL, 18"ARM | 732 | 4.5% | 699.06
Olympus America Inc. | OS0606C-2525 | OS0606C-2525; 6"TRI CLAMP BASE, 25"VERTICAL, 25"ARM | 814 | 4.5% | 777.37
Olympus America Inc. | OS0606C-25BB | OS0606C-25BB; 6"TRI CLAMP BASE, 25"VERTICAL, 12"BB ARM | 930 | 4.5% | 888.15
Olympus America Inc. | OS0606C-25F12 | OS0606C-25F12; 6"TRI CLAMP BASE, 25"VERTICAL, 12"FIXED ARM | 732 | 4.5% | 699.06
Olympus America Inc. | OS0606C-25F6 | OS0606C-25F6; 6"TRI CLAMP BASE, 25"VERTICAL, 6"FIXED ARM | 710 | 4.5% | 678.05
Olympus America Inc. | OS0606C-25LA | OS0606C-25LA; 6"TRI CLAMP BASE, 25"VERTICAL, LIFT ARM | 1227 | 4.5% | 1171.785
Olympus America Inc. | OS0606T | 0606T; 6" Tri. Aluminum Table mount,w/1/2-13 x 3" bolts | 116 | 4.5% | 110.78
Olympus America Inc. | OS0606T-1618 | OS0606T-1618; 6"TRI BASE TABLE TOP, 16"VERTICAL, 18"ARM | 545 | 4.5% | 520.475
Olympus America Inc. | OS0606T-1625 | OS0606T-1625; 6"TRI BASE TABLE TOP, 16"VERTICAL, 25"ARM | 616 | 4.5% | 588.28
Olympus America Inc. | OS0606T-16BB | OS0606T-16BB; 6"TRI BASE TABLE TOP, 16"VERTICAL, 12"BB ARM | 743 | 4.5% | 709.565
Olympus America Inc. | OS0606T-16F12 | OS0606T-16F12; 6"TRI BASE TABLE TOP,16"VERTICAL,12"FIXED ARM | 545 | 4.5% | 520.475
Olympus America Inc. | OS0606T-16F6 | OS0606T-16F6; 6"TRI BASE TABLE TOP, 16"VERTICAL, 6"FIXED ARM | 523 | 4.5% | 499.465
Olympus America Inc. | OS0606T-16LA | OS0606T-16LA; 6"TRI BASE TABLE TOP, 16"VERTICAL, LIFT ARM | 1051 | 4.5% | 1003.705
Olympus America Inc. | OS0606T-2518 | OS0606T-2518; 6"TRI BASE TABLE TOP, 25"VERTICAL, 18"ARM | 627 | 4.5% | 598.785
Olympus America Inc. | OS0606T-2525 | OS0606T-2525; 6"TRI BASE TABLE TOP, 25"VERTICAL, 25"ARM | 699 | 4.5% | 667.545
Olympus America Inc. | OS0606T-25BB | OS0606T-25BB; 6"TRI BASE TABLE TOP, 25"VERTICAL, 12"BB ARM | 814 | 4.5% | 777.37
Olympus America Inc. | OS0606T-25F12 | OS0606T-25F12; 6"TRI BASE TABLE TOP,25"VERTICAL,12"FIXED ARM | 616 | 4.5% | 588.28
Olympus America Inc. | OS0606T-25F6 | OS0606T-25F6; 6"TRI BASE TABLE TOP, 25"VERTICAL, 6"FIXED ARM | 594 | 4.5% | 567.27
Olympus America Inc. | OS0606T-25LA | OS0606T-25LA; 6"TRI BASE TABLE TOP, 25"VERTICAL, LIFT ARM | 1122 | 4.5% | 1071.51
Olympus America Inc. | OS06C-16SA0612 | OS0606C-16SA0612; 6"TRI CLMP BASE,16"VERTICAL,6+12"SWING ARM | 847 | 4.5% | 808.885
Olympus America Inc. | OS06C-16SA1212 | OS0606C-16SA1212;6"TRI CLMP BASE,16"VERTICAL,12+12"SWING ARM | 869 | 4.5% | 829.895
Olympus America Inc. | OS06C-25SA0612 | OS0606C-25SA0612; 6"TRI CLMP BASE,25"VERTICAL,6+12"SWING ARM | 919 | 4.5% | 877.645
Olympus America Inc. | OS06C-25SA1212 | OS0606C-25SA1212;6"TRI CLMP BASE,25"VERTICAL,12+12"SWING ARM | 941 | 4.5% | 898.655
Olympus America Inc. | OS06T-16SA0612 | OS0606T-16SA0612; 6"TRI BASE TT, 16"VERTICAL, 6+12"SWING ARM | 743 | 4.5% | 709.565
Olympus America Inc. | OS06T-16SA1212 | OS0606T-16SA1212; 6"TRI BASE TT,16"VERTICAL,12+12"SWING ARM | 765 | 4.5% | 730.575
Olympus America Inc. | OS06T-25SA0612 | OS0606T-25SA0612; 6"TRI BASE TT, 25"VERTICAL, 6+12"SWING ARM | 814 | 4.5% | 777.37
Olympus America Inc. | OS06T-25SA1212 | OS0606T-25SA1212; 6"TRI BASE TT,16"VERTICAL,12+12"SWING ARM | 836 | 4.5% | 798.38
Olympus America Inc. | OS10059 | 10059; 10", 32MM Post for OS50574 | 105 | 4.5% | 100.275
Olympus America Inc. | OS-10059 | 10059; 32MM ARBOR FOR STRAIGHT OR TILITING SUPER DUTY ARM | 105 | 4.5% | 100.275
Olympus America Inc. | OS10065 | 10065; SCREW STOP, 3/8 - 16THREADED CAP | 10 | 4.5% | 9.55
Olympus America Inc. | OS1010H | OS1010H-16F6; 10X10X1.25"BASE, 16"VERTICAL, 6"FIXED ARM | 220 | 4.5% | 210.1
Olympus America Inc. | OS1010H-1618 | OS1010H-1618; 10X10X1.25"BASE, 16"VERTICAL, 18"ARM | 649 | 4.5% | 619.795
Olympus America Inc. | OS1010H-1625 | OS1010H-1625; 10X10X1.25"BASE, 16"VERTICAL, 25"ARM | 732 | 4.5% | 699.06
Olympus America Inc. | OS1010H-16BB | OS1010H-16BB; 10X10X1.25"BASE, 16"VERTICAL, 12"BB ARM | 847 | 4.5% | 808.885
Olympus America Inc. | OS1010H-16F12 | OS1010H-16F12; 10X10X1.25"BASE, 16"VERTICAL, 12"FIXED ARM | 649 | 4.5% | 619.795
Olympus America Inc. | OS1010H-16F6 | OS1010H-16F6; 10X10X1.25"BASE, 16"VERTICAL, 6"FIXED ARM | 627 | 4.5% | 598.785
Olympus America Inc. | OS1010H-2518 | OS1010H-2518; 10X10X1.25"BASE, 25"VERTICAL, 18"ARM | 721 | 4.5% | 688.555
Olympus America Inc. | OS1010H-2525 | OS1010H-2525; 10X10X1.25"BASE, 25"VERTICAL, 25"ARM | 803 | 4.5% | 766.865
Olympus America Inc. | OS1010H-25BB | OS1010H-25BB; 10X10X1.25"BASE, 25"VERTICAL, 12"BB ARM | 919 | 4.5% | 877.645
Olympus America Inc. | OS1010H-25F12 | OS1010H-25F12; 10X10X1.25"BASE, 25"VERTICAL, 12"FIXED ARM | 721 | 4.5% | 688.555
Olympus America Inc. | OS1010H-25F6 | OS1010H-25F6; 10X10X1.25"BASE, 25"VERTICAL, 6"FIXED ARM | 699 | 4.5% | 667.545
Olympus America Inc. | OS1010M-1618 | 60850; 10X10X1"BASE, 16"VERTICAL, 18"ARM | 560 | 4.5% | 534.8
Olympus America Inc. | OS1010M-2518 | 60851; 1010M BASE, 25 VERTICAL, CXB, 18 HORIZONTAL | 595 | 4.5% | 568.225
Olympus America Inc. | OS1010S-1618 | 1010S-1618;1010S BASE, 16VERTICAL, CXB, 18 HORIZONTAL | 545 | 4.5% | 520.475
Olympus America Inc. | OS1010S-1625 | OS1010S-1625; 10X10X0.75"BASE, 16"VERTICAL, 25"ARM | 627 | 4.5% | 598.785
Olympus America Inc. | OS1010S-16BB | 1010-16BB; BOOM STAND, 16" VER T + 16" HORIZ ARM, 21LB BASE | 743 | 4.5% | 709.565
Olympus America Inc. | OS1010S-16F12 | OS1010S-16F12; 10X10X0.75"BASE, 16"VERTICAL, 12"FIXED ARM | 545 | 4.5% | 520.475
Olympus America Inc. | OS1010S-16F6 | OS1010S-16F6; 10X10X0.75"BASE, 16"VERTICAL, 6"FIXED ARM | 523 | 4.5% | 499.465
Olympus America Inc. | OS1010S-2518 | OS1010S-2518; 10X10X0.75"BASE, 25"VERTICAL, 18"ARM | 616 | 4.5% | 588.28
Olympus America Inc. | OS1010S-2525 | OS1010S-2525; 10X10X0.75"BASE, 25"VERTICAL, 25"ARM | 699 | 4.5% | 667.545
Olympus America Inc. | OS1010S-25BB | OS1010S-25BB; 10X10X0.75"BASE, 25"VERTICAL, 12"BB ARM | 814 | 4.5% | 777.37
Olympus America Inc. | OS1010S-25F12 | OS1010S-25F12; 10X10X0.75"BASE, 25"VERTICAL, 12"FIXED ARM | 616 | 4.5% | 588.28
Olympus America Inc. | OS1010S-25F6 | OS1010S-25F6; 10X10X0.75"BASE, 25"VERTICAL, 6"FIXED ARM | 594 | 4.5% | 567.27
Olympus America Inc. | OS1010S-25F62 | OS1010S-25F6; 10X10X0.75"BASE, 25"VERTICAL, 6"FIXED ARMICAL, | 594 | 4.5% | 567.27
Olympus America Inc. | OS1113A-32MM | OS1113A-32MM; 11X13X0.5" BASE, 16"VERTICAL, 32MM | 413 | 4.5% | 394.415
Olympus America Inc. | OS1313A-25MM | OS1313A-25MM;13"X13"X.75"BASE, 24.5X16"SS COLUMN | 479 | 4.5% | 457.445
Olympus America Inc. | OS1313A-32MM | OS1313A-32MM;13"X13"X.75"BASE, 32X16"SS COLUMN | 457 | 4.5% | 436.435
Olympus America Inc. | OS1313S | 1313S; 12 X 14 X 1.5 STEEL BASE, 73 LBS | 396 | 4.5% | 378.18
Olympus America Inc. | OS1313S-1618 | OS1313S-1618; 13X13X1.5"BASE, 16"VERTICAL, 18"ARM | 825 | 4.5% | 787.875
Olympus America Inc. | OS1313S-1625 | OS1313S-1625; 13X13X1.5"BASE, 16"VERTICAL, 25"ARM | 897 | 4.5% | 856.635
Olympus America Inc. | OS1313S-16BB | OS1313S-16BB; 13X13X1.5"BASE, 16"VERTICAL, 12"BB ARM | 1045 | 4.5% | 997.975
Olympus America Inc. | OS1313S-16LA | OS1313S-16LA 13X13X1.25" SUPER DUTY STL BASE, 16" LIFT ARM | 1354 | 4.5% | 1293.07
Olympus America Inc. | OS1313S-2518 | OS1313S-2518; 13X13X1.5"BASE, 25"VERTICAL, 18"ARM | 908 | 4.5% | 867.14
Olympus America Inc. | OS1313S-2525 | OS1313S-2525; 13X13X1.5"BASE, 25"VERTICAL, 25"ARM | 979 | 4.5% | 934.945
Olympus America Inc. | OS1313S-25BB | OS1313S-25BB; 13X13X1.5"BASE, 25"VERTICAL, 12"BB ARM | 1117 | 4.5% | 1066.735
Olympus America Inc. | OS1313S-25LA | OS1313S-25LA; 13X13X1.5"BASE, 25"VERTICAL, LIFT ARM | 1425 | 4.5% | 1360.875
Olympus America Inc. | OS1313S-25SA0612 | OS1313S-25SA0612; 13X13X1.5"BASE,25"VERTICAL,6+1 | 1117 | 4.5% | 1066.735
Olympus America Inc. | OS1313S-25SA1212 | OS1313S-25SA1212; 13X13X1.5"BASE,25"VERTICAL,12+ | 1139 | 4.5% | 1087.745
Olympus America Inc. | OS13S-16SA0612 | OS1313S-16SA0612; 13X13X1.5"BASE,16"VERTICAL,6+12"SWING ARM | 1045 | 4.5% | 997.975
Olympus America Inc. | OS13S-16SA1212 | OS1313S-16SA1212; 13X13X1.5"BASE,16"VERTICAL,12+12"SWING ARM | 1067 | 4.5% | 1018.985
Olympus America Inc. | OS160209 | Custom SZ61 carrier motorized kit | 9115 | 0% | 9115
Olympus America Inc. | OS1720A-1618 | OS1720A-1618; 17X20X0.75"BASE, 16"VERTICAL, 18"ARM | 1001 | 4.5% | 955.955
Olympus America Inc. | OS1720A-1625 | OS1720A-1625; 17X20X0.75"BASE, 16"VERTICAL, 25"ARM | 1084 | 4.5% | 1035.22
Olympus America Inc. | OS1720A-16BB | OS1720A-16BB; 17X20X0.75"BASE, 16"VERTICAL, 12"BB ARM | 1199 | 4.5% | 1145.045
Olympus America Inc. | OS1720A-16F12 | OS1720A-16F12; 17X20X0.75"BASE, 16"VERTICAL, 12"FIXED ARM | 1051 | 4.5% | 1003.705
Olympus America Inc. | OS1720A-16F6 | OS1720A-16F6; 17X20X0.75"BASE, 16"VERTICAL, 6"FIXED ARM | 979 | 4.5% | 934.945
Olympus America Inc. | OS1720A-16LA | OS1720A-16LA; 17X20X0.75"BASE, 16"VERTICAL, LIFT ARM | 1507 | 4.5% | 1439.185
Olympus America Inc. | OS1720A-2518 | OS1720A-2518; 17X20X0.75"BASE, 25"VERTICAL, 18"ARM | 1073 | 4.5% | 1024.715
Olympus America Inc. | OS1720A-2525 | OS1720A-2525; 17X20X0.75"BASE, 25"VERTICAL, 25"ARM | 1155 | 4.5% | 1103.025
Olympus America Inc. | OS1720A-25BB | OS1720A-25BB; 17X20X0.75"BASE, 25"VERTICAL, 12"BB ARM | 1271 | 4.5% | 1213.805
Olympus America Inc. | OS1720A-25F12 | OS1720A-25F12; 17X20X0.75"BASE, 25"VERTICAL, 12"FIXED ARM | 1073 | 4.5% | 1024.715
Olympus America Inc. | OS1720A-25F6 | OS1720A-25F6; 17X20X0.75"BASE, 25"VERTICAL, 6"FIXED ARM | 1001 | 4.5% | 955.955
Olympus America Inc. | OS1720A-25LA | OS1720A-25LA; 17X20X0.75"BASE, 25"VERTICAL, LIFT ARM | 1579 | 4.5% | 1507.945
Olympus America Inc. | OS1724S | 1724S;17X24X1/8' STEEL BASE,NICKEL PLATE, 4 RUBBER FEET | 1030 | 4.5% | 983.65
Olympus America Inc. | OS17A-16SA0612 | OS1720A-16SA0612; 17X20X0.75"BASE,16"VERTICAL,6+12"SWING ARM | 1199 | 4.5% | 1145.045
Olympus America Inc. | OS17A-16SA1212 | OS1720A-16SA1212; 17X20X.75"BASE,16"VERTICAL,12+12"SWING ARM | 1221 | 4.5% | 1166.055
Olympus America Inc. | OS17A-25SA0612 | OS1720A-25SA0612; 17X20X0.75"BASE,25"VERTICAL,6+12"SWING ARM | 1221 | 4.5% | 1166.055
Olympus America Inc. | OS30761 | 30761; BOROSILICATE COVER GLASS 50MM ROUND, 3.3MM THICK | 22 | 4.5% | 21.01
Olympus America Inc. | OS3436F-3618 | OS3436F-3618; FLOOR BASE, 24+36"VERTICAL, 18"ARM | 3256 | 4.5% | 3109.48
Olympus America Inc. | OS3436F-3625 | OS3436F-3625; FLOOR BASE, 24+36"VERTICAL, 25"ARM | 3339 | 4.5% | 3188.745
Olympus America Inc. | OS3436F-36BB | OS3436F-36BB; FLOOR BASE, 24+36"VERTICAL, 12"BB ARM | 3454 | 4.5% | 3298.57
Olympus America Inc. | OS3436F-36LA | OS3436F-36LA; FLOOR BASE, 24+36"VERTICAL, LIFT ARM | 3762 | 4.5% | 3592.71
Olympus America Inc. | OS3436F36S12 | OS3436F-36SA1212; 3436F BASE 36 " VERTICAL, SA1212 HOR, QRSC | 3476 | 4.5% | 3319.58
Olympus America Inc. | OS34F-36SA0612 | OS3436F-36SA0612; FLOOR BASE, 24+36"VERTICAL, 6+12"SWING ARM | 3454 | 4.5% | 3298.57
Olympus America Inc. | OS-40A35UU | GOH-40A35UU; GONIOMETER, 40x40 MM, 40 DEG OF TRAVEL | 450 | 0% | 450
Olympus America Inc. | OS50016 | 50016; CAST CROSS BLOCK WITH CAST IN BRONZE BUSHINGS | 198 | 4.5% | 189.09
Olympus America Inc. | OS50018 | 50018; VP16-1.5"dia x 16" SS vert col w/1/2-13x1 bolt&lock washer | 143 | 4.5% | 136.565
Olympus America Inc. | OS50019 | 50019; 1.5"dia.x25" SS VERT COL W/1/2-13X1 BOLT & LOCK | 215 | 4.5% | 205.325
Olympus America Inc. | OS50021 | 50021;1.5"dIAX25" CLEAR ANODIZED AL HORIZ BAR W/KEY | 149 | 4.5% | 142.295
Olympus America Inc. | OS50022 | 50022; QUICK RELEASE SAFETY CLAMP | 22 | 4.5% | 21.01
Olympus America Inc. | OS50054 | 50054; F12-12in Fixed Arm w/ 5/8 bonder pin mounts | 264 | 4.5% | 252.12
Olympus America Inc. | OS50123 | 50123; 2.0 DIAMETER X 30" VP WITH BOLTS | 616 | 4.5% | 588.28
Olympus America Inc. | OS50124 | 50124; Floor Stand W/2" dia VP Assembly for 1.5” vert column | 2640 | 4.5% | 2521.2
Olympus America Inc. | OS50130 | 50130; 32mm dia. x 9.125" Non tilting mount with 5/8" Pin | 127 | 4.5% | 121.285
Olympus America Inc. | OS50141 | 50141;4" SING ARM END ADAPTER | 88 | 4.5% | 84.04
Olympus America Inc. | OS50142 | 50142; LIFT ARTICULATING ARM WITH 12' EXTENSION | 770 | 4.5% | 735.35
Olympus America Inc. | OS50146 | 50146; OSK-V100-Tilting Monitor Mount, VESA 100mm, four (4) M6x16 mounting screws | 176 | 4.5% | 168.08
Olympus America Inc. | OS50158 | 50158; Wall Mount | 259 | 4.5% | 247.345
Olympus America Inc. | OS50198 | 50198; 12"x14"x1.5" STEEL BASE W/RUB FEET POW PAINT, 71lbs | 396 | 4.5% | 378.18
Olympus America Inc. | OS50199 | 50199; 50mm Filter Flipper Assembly | 275 | 4.5% | 262.625
Olympus America Inc. | OS50202 | 50202;OSIC Base | 484 | 4.5% | 462.22
Olympus America Inc. | OS50206 | 50206;32MM BASE, 12"W/MOUNT AND COLLAR | 187 | 4.5% | 178.585
Olympus America Inc. | OS50214 | 50214;CONDENSER LENS ASSEMBLY | 440 | 4.5% | 420.2
Olympus America Inc. | OS50221 | 50221;PRIOR ESIII STAGE MOUNTING PLATE | 110 | 4.5% | 105.05
Olympus America Inc. | OS50224 | 50224; Stage Mount Plate to 360° DF Ringlight mounting kit | 121 | 4.5% | 115.555
Olympus America Inc. | OS50230 | 50230;FIBER BUNDLE GROMMET -ACCEPTS 10MM DIA. FERRULE | 33 | 4.5% | 31.515
Olympus America Inc. | OS50235 | 50235;BF & DF TILTING MIRROR ASSEMBLY | 165 | 4.5% | 157.575
Olympus America Inc. | OS50253 | 50253; Trans Light Base, 25mm holder w/opal diff filter | 39 | 4.5% | 37.245
Olympus America Inc. | OS50267 | 50267; VP16-1.468 Stainless Steel 16" x 1.468" dia. includes lock washers, 1/2-13 x 1 SHCS, Allen wrench | 166 | 4.5% | 158.53
Olympus America Inc. | OS50273 | 50273; Trans Light Base powder coat Al, Flat spec plate | 638 | 4.5% | 609.29
Olympus America Inc. | OS50288 | 50288; 1.5" dia x 8" vert col, 1/2-13x1" bolt & lock washer | 83 | 4.5% | 79.265
Olympus America Inc. | OS-50366SA1212 | 50366; 1.5"MANUAL SCREW COLUMN, 19.5"HEIGHT, | 1320 | 4.5% | 1260.6
Olympus America Inc. | OS50390 | OS50390; 1.5"STEP MOTOR COLUMN, 19.5"HEIGHT, 9.5"TRAVEL W/FP | 3080 | 4.5% | 2941.4
Olympus America Inc. | OS50396 | OS50396; 1.5"MOTORIZED SCREW COLUMN, 19.5"HEIGHT, | 1760 | 4.5% | 1680.8
Olympus America Inc. | OS50397 | OS50397; STABILIZATION OUTRIGGER FOR LEAD SCREW COLUMNS | 314 | 4.5% | 299.87
Olympus America Inc. | OS50402 | OS50402; SUPER DUTY BALL BEARING ARM ONLY | 1350 | 4.5% | 1289.25
Olympus America Inc. | OS50415 | OS50415; 1.5"STEP MOTOR COLUMN, 19.5"HEIGHT, 9.5"TRAVEL W/JS | 3080 | 4.5% | 2941.4
Olympus America Inc. | OS50418 | 50418; Super Duty Ball Bearing Arm Stand | 1904 | 4.5% | 1818.32
Olympus America Inc. | OS50422 | 50422; Super Duty Ball Bearing Arm with 32mm drop post, 1¾ diameter x 24" Stainless steel vertical column, Safety collar | 1793 | 4.5% | 1712.315
Olympus America Inc. | OS50499 | 50499; FLOOR STAND, MEDIUM DUTY, LOCKING WHEELS | 3140 | 4.5% | 2998.7
Olympus America Inc. | OS50503 | 50503; Super Duty Safety collar, Fits 1.75" OD post | 56 | 4.5% | 53.48
Olympus America Inc. | OS50520 | OS50520; 3" X 3" X 24" MANUAL CRANK LEAD SCREW COLUMN | 2294 | 4.5% | 2190.77
Olympus America Inc. | OS50521 | OS50521; 3" X 3" X 24" STEPPER MOTORIZED LEAD SCREW COLUMN | 3740 | 4.5% | 3571.7
Olympus America Inc. | OS50529 | OS50529; 12" X 14" X 1.5" SUPER DUTY HVY STEEL BASE W/ FEET | 396 | 4.5% | 378.18
Olympus America Inc. | OS50558 | 50558; 3x" x 36" Manual crank Lead Screw Column | 2694 | 4.5% | 2572.77
Olympus America Inc. | OS50574 | OS50574; TILTING ARBOR ADAPTER (WO/ARBOR) FOR SUPER DUTY ARM | 300 | 4.5% | 286.5
Olympus America Inc. | OS50575 | OS50575; SUPER DUTY DUAL LINEAR BB FOR LEAD SCREW COLUMN | 1350 | 4.5% | 1289.25
Olympus America Inc. | OS50576 | OS50576; SUPER DUTY ARM TO LEAD SCREW COLUMN | 425 | 4.5% | 405.875
Olympus America Inc. | OS50580 | 50580; FLOOR STAND, MEDIUM DUTY, HEXAGONAL LEG | 3140 | 4.5% | 2998.7
Olympus America Inc. | OS50605 | OSSP32MM - Short 5"x32mm dia. Straight post w5/8" Bonder pin. 2 black safety caps | 127 | 4.5% | 121.285
Olympus America Inc. | OS60564 | OS60564; WFHD FLOOR STD, 6 CAST,3 LVL FEET, MANUAL, EXT ARM | 15125 | 4.5% | 14444.375
Olympus America Inc. | OS60780R2 | OS60780 REV2; CX22 CARRY HANDLE W/CORD WRAP | 45 | 4.5% | 42.975
Olympus America Inc. | OS60843 | OS60843; 10 X 10 X 1 STEEL BASE, 16" COLUMN 1.468 | 357 | 4.5% | 340.935
Olympus America Inc. | OS60844 | OS60844; SAFETY CLAMP | 59 | 4.5% | 56.345
Olympus America Inc. | OS60845 | OS60845; 12” x 14” x 1.5” STEEL BASE, 16" COLUMN, 73 LBS | 562 | 4.5% | 536.71
Olympus America Inc. | OS60849 | OS60849; ARTICULATING BOOM ARM,FOR 1.468" POST | 540 | 4.5% | 515.7
Olympus America Inc. | OS60852 | OS60852; 10 X 10 X 1 STEEL BASE, 24" COLUMN 1.468 | 385 | 4.5% | 367.675
Olympus America Inc. | OS60862 | OS60862; BONDER ARM ATTACHMENT, NOT A FINISHED UNIT | 240 | 4.5% | 229.2
Olympus America Inc. | OS60928 | OS60928; 3 SECTION ARM TO FIT 1.500" VERTICAL POST | 540 | 4.5% | 515.7
Olympus America Inc. | OS60928 | OS60928; 3 SECTION ARM TO FIT 1.500" VERTICAL POST | 540 | 4.5% | 515.7
Olympus America Inc. | OS60940 | 60940; Trans Light Base 24.5mm diax12" w/collar&Martz mnt | 814 | 4.5% | 777.37
Olympus America Inc. | OS61002 | 61002; Protective Lens Cover | 100 | 4.5% | 95.5
Olympus America Inc. | OS61111 | Dual Olympus SZ61 Fixed 15° Angle Stereomicroscope Carriers with Adjustable separation, to accommodate use of 0.3x variable working distance(250-350mm) lens | 3600 | 4.5% | 3438
Olympus America Inc. | OS61120 | 61120; Modified 1113A base w/VP16-32mm and safety collar | 644 | 4.5% | 615.02
Olympus America Inc. | OS61146 | "Workstation, Fixed height 31 inches above floor with leveling feet. Direct mounting for Old School 3x3 columns, Stainless steel work surface 45"" x 40"" with halfmoon cutouts for operator access." | 3462 | 4.5% | 3306.21
Olympus America Inc. | OS61190 | 61990; Modified OS0606C for 2.5" reach | 918 | 4.5% | 876.69
Olympus America Inc. | OS61218 | 61218; 40mm OD x 30" 303 stainless steel vertical column | 700 | 4.5% | 668.5
Olympus America Inc. | OS6-CX22HAND | 60780 REV2; CX22 CARRY HANDLE W/CORD WRAP | 45 | 4.5% | 42.975
Olympus America Inc. | OS-775-0001 | OPB-60C06-1-5; 60MM OPTIC WINDOW FOR IX3-ILL ALIGNMENT | 200 | 4.5% | 191
Olympus America Inc. | OSA-IPLSTE-W | IPLSTE-W;IPLAB SUITE FOR WINDOWS, MOTION CONTROL&MULTIPROBE | 6095 | 4.5% | 5820.725
Olympus America Inc. | OSBB | BB; 12" BALL BEARING ARM | 462 | 4.5% | 441.21
Olympus America Inc. | OSCA06 | CA06;6" CAST ARM | 176 | 4.5% | 168.08
Olympus America Inc. | OSD-00080017E | Siskiyou 12" x 24" x 4" motorized stage, with adapters for FV30-GFRMP | 10000 | 4.5% | 9550
Olympus America Inc. | OSD-1113 | 1113-0000E; 30300, Platform Plate | 1150 | 0% | 1150
Olympus America Inc. | OSD-1280P | 1105-0000E; 1280P, Platform Plate | 280 | 0% | 280
Olympus America Inc. | OSD-1280PR | 1106-0000E; 1280Pr, Platform Plate | 285 | 0% | 285
Olympus America Inc. | OSD-200CRI-R | 9018-0000E; 200cri-R, Stage, 2.0" Travel, Right-Hand | 1975 | 0% | 1975
Olympus America Inc. | OSD-331 | 9016-0000E; 331, Ball Bearing Stage | 250 | 0% | 250
Olympus America Inc. | OSD-4080P | 1101-0000E; 4080P, Platform | 90 | 0% | 90
Olympus America Inc. | OSD-4080P-M | 1101-0000E; 4080P, Platform | 90 | 0% | 90
Olympus America Inc. | OSD-40TPI-1 | 0282-0000E; 40TPI-1.0, Adj. Screw, Knob Drive | 28 | 0% | 28
Olympus America Inc. | OSD-421 | 7011-0000E; 421, Actuator, 1.0" Travel | 500 | 0% | 500
Olympus America Inc. | OSD-7014 | 7014-0000E; MC1100e, 4-Axis Controller w/TARGET | 1550 | 0% | 1550
Olympus America Inc. | OSD-7041 | 7041-0000E; MC1000e-1, 1-Axis Controller | 705 | 0% | 705
Olympus America Inc. | OSD-7063130A | 7063-130AE; JB-MC1000e-J, Junction Box for MC1000e-J | 740 | 0% | 740
Olympus America Inc. | OSD-7121 | 7121-0000E; MC1000e-R1/4T, 1-4 Axis Controller | 875 | 0% | 875
Olympus America Inc. | OSD-8090C-M | 1102-0000E; 8090c, Chamber Platform | 285 | 0% | 285
Olympus America Inc. | OSD-8090C-S | 1102-0000E; 8090c, Chamber Platform | 285 | 0% | 285
Olympus America Inc. | OSD-8090P | 1103-0000E; 8090P, Platform | 290 | 0% | 290
Olympus America Inc. | OSD-80TPI-4.0 | 0342-0000E; 80TPI-4.0, Adj.Screw, Knob Drive | 40 | 0% | 40
Olympus America Inc. | OSD-841 | 7038-0000E; 841, Actuator, 1.0" Travel | 1000 | 0% | 1000
Olympus America Inc. | OSD-AS150 | 6042-0000E; AS-1.50, Spacers, 1.50", 4-pk | 25 | 0% | 25
Olympus America Inc. | OSD-AS-1A | 6030-0000E; AS-1A, Spacers, Assortment Kit | 25 | 0% | 25
Olympus America Inc. | OSD-BB-5 | 0936-0000E; BB-5.0, Building Block | 17 | 0% | 17
Olympus America Inc. | OSD-BB-5.0 | 0936-0000E; BB-5.0, Building Block | 17 | 0% | 17
Olympus America Inc. | OSD-CBH-1 | 2405-0000E; CBH-1.0, Beam Splitter Holder | 365 | 0% | 365
Olympus America Inc. | OSD-DR1000 | 7015-0000E; DR1000, Digital Readout | 450 | 0% | 450
Olympus America Inc. | OSD-EP-450 | 7092-0000E; EP-450, Pipette Puller | 5250 | 0% | 5250
Olympus America Inc. | OSD-FW1533 | 1533-0000E; PC-A11, Platform Adapter, 11cm Dia. | 290 | 0% | 290
Olympus America Inc. | OSD-FW1569 | 1569-0000E; PC-35/50, Perfusion Chamber | 135 | 0% | 135
Olympus America Inc. | OSD-FW6038 | 6038-0000E; AS-.125, Spacers, .125", 4-pk | 17 | 0% | 17
Olympus America Inc. | OSD-FW9104 | 9104-0000E; MXOPi.2, Motorized XY Ttranslating Platform | 9400 | 0% | 9400
Olympus America Inc. | OSD-GB-10 | 0967-0000E; GB-10, Grounding Block | 18 | 0% | 18
Olympus America Inc. | OSD-IS-50/50 | 4824-0000E; IS-50/50, 50/50 Mirror | 650 | 0% | 650
Olympus America Inc. | OSD-IS-CA | 4805-0000E; IS-CA, Camera Mount | 50 | 0% | 50
Olympus America Inc. | OSD-ISCBHX2A | 4811-0000E; IS-CBHX2A, CBH-1.0 to CBH-1.0 Coupler | 90 | 0% | 90
Olympus America Inc. | OSD-IS-DS | 4806-0000E; IS-DS, Dichroic Filter Slider | 350 | 0% | 350
Olympus America Inc. | OSD-IS-GCI | 4822-0000E; IS-GCI, Gradient Contrast Lens Tube | 450 | 0% | 450
Olympus America Inc. | OSD-ISGCILED | 4823-0000E; IS-GCI/LED-WW, LED Light Source-Warm White | 1100 | 0% | 1100
Olympus America Inc. | OSD-ISOLY2 | 4820-0000E; IS-OLY2, Male Olympus Dovetail Coupler, Tri-Noc | 50 | 0% | 50
Olympus America Inc. | OSD-ISOLY2/F | 4821-0000E; IS-OLY2/F, Female Olympus Dovetail Coupler, Tri-Noc | 65 | 0% | 65
Olympus America Inc. | OSD-JBMC1000E | 7018-110AE; JB-MC1000e, Junction Box for MC1000e | 615 | 0% | 615
Olympus America Inc. | OSD-LTC | 5507-0000E; LTC, Lens Tube Coupler | 30 | 0% | 30
Olympus America Inc. | OSD-M1280PM | 1105-0000E; 1280P, Platform Plate | 280 | 0% | 280
Olympus America Inc. | OSD-M6030 | 6030-0000E; AS-1A, Spacers, Assortment Kit | 25 | 0% | 25
Olympus America Inc. | OSD-M7429 | 7429-0000E; PSR-4.0, Support Rod, 4.0" | 50 | 0% | 50
Olympus America Inc. | OSD-M7430 | 7430-0000E; PSR-6.0, Support Rod, 6.0" | 55 | 0% | 55
Olympus America Inc. | OSD-M7431 | 7431-0000E; PSR-10.0, Support Rod, 10.0" | 70 | 0% | 70
Olympus America Inc. | OSD-M9130 | M9130-0000; MXOP bridge stage with manual XY drive, customized to 265.8 mm height for BX63LF | 9150 | 4.5% | 8738.25
Olympus America Inc. | OSD-M9131 | M9131-0000; MXOPi.2 bridge stage with motorized XY drive, customized to 265.8 mm height for BX63LF | 11500 | 4.5% | 10982.5
Olympus America Inc. | OSD-M9132 | 9117-0000E; MXOP-SL, Manual XY Translating Platform, Split Level | 9750 | 4.5% | 9311.25
Olympus America Inc. | OSD-M9133 | 9118-0000E; MXOPi.2-SL, Motorized XY Translating Platform, Split Level | 12100 | 4.5% | 11555.5
Olympus America Inc. | OSD-MC1000E | 7014-0000E; MC1100e, 4-Axis Controller w/TARGET | 1550 | 0% | 1550
Olympus America Inc. | OSD-MC1000EJ | 7063-0000E; MC1000e-J, 3-Axis Controller | 1325 | 0% | 1325
Olympus America Inc. | OSD-MC1000E-RT | 7098-0000E; MC1000e-R/T, 4-Axis Controller | 3025 | 0% | 3025
Olympus America Inc. | OSD-MC400 | 7017-0000E; MC400, 4-Axis Controller | 490 | 0% | 490
Olympus America Inc. | OSD-MGB-3 | 0933-0000E; MGB-3.0, Magnetic Base | 140 | 0% | 140
Olympus America Inc. | OSD-MGB-3LP | 0987-0000E; MGB-3.0lp, Magnetic Base, Low Profile | 225 | 0% | 225
Olympus America Inc. | OSD-MGF | 0954-0000E; MGF, Magnetic Foot | 22 | 0% | 22
Olympus America Inc. | OSD-MX10L | 1531-0000E; MX10L, Dovetail Manipulator, Left-Hand | 555 | 0% | 555
Olympus America Inc. | OSD-MX11OL | 1408-0000E; MX110L, Post Mount Manipulator, 4-Axis, Left-Hand | 1460 | 0% | 1460
Olympus America Inc. | OSD-MX11OR | 1407-0000E; MX110R, Post Mount Manipulator, 4-Axis, Right-Hand | 1460 | 0% | 1460
Olympus America Inc. | OSD-MX130L | 1536-0000E; MX130L, Dovetail Manipulator, 4-Axis, Left-Hand | 750 | 0% | 750
Olympus America Inc. | OSD-MX130R | 1536-0000E; MX130L, Dovetail Manipulator, 4-Axis, Left-Hand | 750 | 0% | 750
Olympus America Inc. | OSD-MX160R | 7015-0000E; DR1000, Digital Readout | 450 | 0% | 450
Olympus America Inc. | OSD-MX1640L | 1515-0000E; MX1640L, Manipulator, 4-Axis, Left-Hand | 1810 | 0% | 1810
Olympus America Inc. | OSD-MX312P | 1421-0000E; MX312P, Vertical Platform | 315 | 0% | 315
Olympus America Inc. | OSD-MX312P-B | 1443-0000E; MX312P-B, Base Plate | 125 | 0% | 125
Olympus America Inc. | OSD-MX312P-T | 1442-0000E; MX312P-T, Top Plate | 85 | 0% | 85
Olympus America Inc. | OSD-MX6500L | 1501-0000E; MX6500L, Hydraulic Manipulator, Post Mount, Left-Hand | 6275 | 0% | 6275
Olympus America Inc. | OSD-MX6500R | 1500-0000E; MX6500R, Hydraulic Manipulator, Post Mount, Right-Hand | 6275 | 0% | 6275
Olympus America Inc. | OSD-MX750045DL | 7084-0000E; MX7500/45DL, MX7500R w/MXC-45DL | 5055 | 0% | 5055
Olympus America Inc. | OSD-MX750045DR | 7083-0000E; MX7500/45DR, MX7500R w/MXC-45DR | 5055 | 0% | 5055
Olympus America Inc. | OSD-MX7600L | 7075-0000E; MX7600L, Motorized Manipulator, Base Mount, Left-Hand | 4375 | 0% | 4375
Olympus America Inc. | OSD-MX7600R | 7074-0000E; MX7600R, Motorized Manipulator, Base Mount, Right-Hand | 4375 | 0% | 4375
Olympus America Inc. | OSD-MX7630L | 7079-0000E; MX7630L, Motorized Manipulator, Left-Hand | 3400 | 0% | 3400
Olympus America Inc. | OSD-MX7645DR | 7081-0000E; MX7600/45DR, MX7600R w/MXC-45DR | 4450 | 0% | 4450
Olympus America Inc. | OSD-MXAE | 1120-0000E; MXAE , Fixed Stage Platform | 945 | 0% | 945
Olympus America Inc. | OSD-MXB-3H | 2019-0000E; MXB-3h, Articulated Clamp | 45 | 0% | 45
Olympus America Inc. | OSD-MXC-45DL | 1449-0000E; MXC-45DL, Repeatable Headstage Mount, Left-Hand | 220 | 0% | 220
Olympus America Inc. | OSD-MXC-45DR | 1479-0000E; MXC-45DR, Repeatable Headstage Mount, Right-Hand | 220 | 0% | 220
Olympus America Inc. | OSD-MXE100 | 1475-0000E; MXE-100, Headstage Mount | 150 | 0% | 150
Olympus America Inc. | OSD-MXMS-115 | 9114-0000E; MXMS-115, Manual Microscope Translator | 2500 | 0% | 2500
Olympus America Inc. | OSD-MXMS-115CR | 9115-0000E; MXMS-115cr, Manual Microscope Translator | 3950 | 0% | 3950
Olympus America Inc. | OSD-MXMS-40TPI | 0226-0000E; MXMS-40TPI, adjustment screws, 40TPI, MXMS | 100 | 0% | 100
Olympus America Inc. | OSD-MXMS-CRI | 9116-0000E; MXMS-115cri, Motorized Microscope Translator | 6800 | 0% | 6800
Olympus America Inc. | OSD-MXMS-K2 | 9050-0000E; MXMS-K2, Clamp Kit, Olympus BX51/61 WI Scopes | 110 | 0% | 110
Olympus America Inc. | OSD-MXOP-40 | 9058-0000E; MXOP, Manual XY Translating Platform | 7200 | 0% | 7200
Olympus America Inc. | OSD-MXP-100 | 9114-0000E; MXMS-115, Manual Microscope Translator | 2500 | 0% | 2500
Olympus America Inc. | OSD-MXZP | 9054-0000E; MXZP, Manual XY Translating Platform | 7200 | 0% | 7200
Olympus America Inc. | OSD-MXZP-40 | 9007-0000E; MXZP-40, 40TPI Adjustment Screws | 220 | 0% | 220
Olympus America Inc. | OSD-PC-35/50 | 1569-0000E; PC-35/50, Perfusion Chamber | 135 | 0% | 135
Olympus America Inc. | OSD-PC-A | 1520-0000E; PC-A, Platform Adapter, 10.8cm Dia. | 290 | 0% | 290
Olympus America Inc. | OSD-PCH | 1518-0000E; PC-H, Perfusion Chamber | 130 | 0% | 130
Olympus America Inc. | OSD-PC-R | 1528-0000E; PC-R, Perfusion Chamber | 130 | 0% | 130
Olympus America Inc. | OSD-PH-1 | 1487-0000E; PH-1, Platform Hardware | 22 | 0% | 22
Olympus America Inc. | OSD-PH-1M | 1487-0000E; PH-1, Platform Hardware | 22 | 0% | 22
Olympus America Inc. | OSD-PSR-6 | 7430-0000E; PSR-6.0, Support Rod, 6.0" | 55 | 0% | 55
Olympus America Inc. | OSD-RTC-0.5 | 0938-0000E; RTC-0.5, Base Clamp | 22 | 0% | 22
Olympus America Inc. | OSD-RTC-A1 | 0939-0000E; RTC-A1, 1/4-20 Threaded Adapter, 3-pk | 16 | 0% | 16
Olympus America Inc. | OSD-RTC-A3 | 0941-0000E; RTC-A3, 1/4-20 Clearance Adapter, 3-pk | 16 | 0% | 16
Olympus America Inc. | OSDST50200HS | ST50-200/HS;ELECTRODE HLDR FITS AXON 200/700&HS-2A AMPLIFIER | 105 | 0% | 105
Olympus America Inc. | OSF-0005 | DAPI-5060C-OMF;FILTER EX:37 7/50,EM:447/60,DM:409 INCL CUB | 1250 | 4.5% | 1193.75
Olympus America Inc. | OSF-0005N | DAPI-5060C-NQF;EX:377/50,EM:44 7/60;D:409;INCL. NIKCUBE | 1190 | 4.5% | 1136.45
Olympus America Inc. | OSF-0005Z | DAPI-5060C-OMF-CUST-ZERO;EX:37 7/50,EM:447/60,DM:409 ZPIXEL | 1349 | 4.5% | 1288.295
Olympus America Inc. | OSF-0006 | CFP-2432C-OMF;FILTER EX:438/24,EM483/32,DM:458 INCL.CUBE | 1250 | 4.5% | 1193.75
Olympus America Inc. | OSF-0006Z | CFP-2432COMF-CUST-ZERO;EX:438/ 24,EM483/32,DM:458 ZPIXEL | 1349 | 4.5% | 1288.295
Olympus America Inc. | OSF-0007 | DAPI-1160B-OMF-CUST;FLTR EX:38 7/11,EM447/60,DM:409 HI CNTRST | 1250 | 0% | 1250
Olympus America Inc. | OSF-0007Z | DAPI-1160B-OMF-ZERO;EX:387/11, EM:447/60 DM:409 HI C ZPIXEL | 1349 | 4.5% | 1288.295
Olympus America Inc. | OSF-0008 | GFP-3035D-OMF;FILTER EX:473/31 EM520/35,DM:495 INCL CUBE | 1250 | 4.5% | 1193.75
Olympus America Inc. | OSF-0008B | GFP-4050B-OMF;EX466/40;EM525/5 0,DM495 INC CUBE HI BRIGHT | 1250 | 4.5% | 1193.75
Olympus America Inc. | OSF-0008Z | GFP-3035D-OMF-ZERO; 473/31X, BS495, 520/35M Zero Pix | 1319 | 4.5% | 1259.645
Olympus America Inc. | OSF-0009 | FURA2-C-OMF-CUST;FURA2:EXA:377/50,EXB:387/11 EM:520/35 | 1590 | 4.5% | 1518.45
Olympus America Inc. | OSF-0009CUST | FF01-357/44_FF409-DI02_FF01-40 9/LP-OMF; QUOTE 16069, MOUNTED | 1208 | 4.5% | 1153.64
Olympus America Inc. | OSF-0009DM | FF409-DI03-25X36;FURA2 B DICHROMATIC MRR ONLY | 255 | 4.5% | 243.525
Olympus America Inc. | OSF-0009M1 | FF01-510/84-25;FURA2 B EMISSION FILTER 510/84 | 305 | 4.5% | 291.275
Olympus America Inc. | OSF-0009X1 | FF01-340/26-25;FURA2 B EXCITATION FILTER 1 340/26NM | 305 | 4.5% | 291.275
Olympus America Inc. | OSF-0009X2 | FF01-387/11-25;FURA2 B EXCITATION FILTER 2 387/11NM | 305 | 0% | 305
Olympus America Inc. | OSF-0009ZL | FURA2-C-OMF-ZERO;EXA340,EXB387,DM409,EM510,INC. CUBE,ZPIXEL | 1689 | 4.5% | 1612.995
Olympus America Inc. | OSF-0010 | FITC-3540C-OMF;FILTER EX:48 2/35,EM536/40,DM:506 INCL CUBE | 1250 | 4.5% | 1193.75
Olympus America Inc. | OSF-0010Z | FITC-3540C-OMF-ZERO;EX:482/35,EM536/40,DM:506 ZPIXEL | 1349 | 4.5% | 1288.295
Olympus America Inc. | OSF-0010ZL | FITC-3540C-000-ZERO:EX:482/35, EM536/40,DM:506,ZPIXEL,NO CUBE | 884 | 4.5% | 844.22
Olympus America Inc. | OSF-0011 | YFP-2427B-OMF-CUST;FLFLR:EX:50 0/24,EM542/27,DM:520 INCL.CUBE | 1250 | 4.5% | 1193.75
Olympus America Inc. | OSF-0011Z | YFP-2427B-OMF-CUST-ZERO;EX:500/24,EM542/27,DM:520 ZPIXEL | 1349 | 4.5% | 1288.295
Olympus America Inc. | OSF-0013NC | OLP-0013; DSRED2 SET FOR SZX-RFL2, NO CUBE | 1481 | 4.5% | 1414.355
Olympus America Inc. | OSF-0014NC | OLP-0014; GFP2 SET FOR SZX-RFL2, NO CUBE | 1481 | 4.5% | 1414.355
Olympus America Inc. | OSF-0015 | TRITC-B-OMF;TRITC FILTER ST,EX:525/4,EM:585/40,DM:555 | 1250 | 4.5% | 1193.75
Olympus America Inc. | OSF-0017-REVA | DA/FI/TR/CY5-4X-OMF;NO EXCITERS, MOUNTED | 1064 | 4.5% | 1016.12
Olympus America Inc. | OSF-0020 | CY3-4040C-OMF; FILTER EX:53 1/40,EM593/40,DM:562 INCL CUBE | 1250 | 4.5% | 1193.75
Olympus America Inc. | OSF-0020Z | CY3-4040C-OMF-CUST-ZERO; EX:53 1/40,EM593/40,DM:562 ZPIXEL | 1349 | 4.5% | 1288.295
Olympus America Inc. | OSF-0025 | TXRED-4040C-OMF-CUST;FL,EX:562/40,EM624/40,DM:593 INCL.CUBE | 1250 | 4.5% | 1193.75
Olympus America Inc. | OSF-0025Z | TXRED-4040C-OMF-CUST-ZERO;TXRE D FLTR SET,EX:562/40,EM:ZPIXEL | 1349 | 4.5% | 1288.295
Olympus America Inc. | OSF-0028 | CUSTOM DAPI/FITC/TRITC SEDAT SET FOR NDP, 32MM EM | 2792 | 4.5% | 2666.36
Olympus America Inc. | OSF-0029 | OLP-0029; 572/28NM EM, 605NM DI, 641/75NM EM, IN CUBE | 1235 | 4.5% | 1179.425
Olympus America Inc. | OSF-0030 | CY5-4040C; OMF-CUST:FLTR EX:62 8/40,EM692/40,DM:660 INCL CUBE | 1250 | 4.5% | 1193.75
Olympus America Inc. | OSF-0030Z | CY5-4040C-OMF-CUST:CY5:STEX:62 8/40,EM692/40,DM:660 ZPIXEL | 1349 | 4.5% | 1288.295
Olympus America Inc. | OSF-0032 | OLP-0032; DA/SPGR/SPOR TRIPLE BAND FILTER SET, INC. CUBE | 1676 | 4.5% | 1600.58
Olympus America Inc. | OSF-0039 | CUSTOM FL CUBE, EX494/41,DM705, EM747/33, IN CUBE | 1576 | 4.5% | 1505.08
Olympus America Inc. | OSF-0041 | OLP-0041;CUST FL CUBE, RH-237,EX525/40,DM735,EM785/62,IN MVX | 1570 | 4.5% | 1499.35
Olympus America Inc. | OSF-0088 | OLP-0088; CUSTOM SZX10 RFP FILTER | 1097 | 4.5% | 1047.635
Olympus America Inc. | OSF-0100 | DA/FI/TX/B-OMF;TRIPLE FILTER DAPI/FITC/TXRED INCL CUBE | 1690 | 4.5% | 1613.95
Olympus America Inc. | OSF-0100N | DA/FI/TX-B-NTE;TRIPLE FILTER DA/FITC/TXRD INCL NIKON CUBE | 1630 | 4.5% | 1556.65
Olympus America Inc. | OSF-0100NC | DA/FI/TX-B-000; TRIPLE FILTER DAPI/FITC/TXRD, NO CUBE | 1225 | 4.5% | 1169.875
Olympus America Inc. | OSF-0101 | GFP/DSRED-2X-A; EX470, 556EM 512/630-25,FF493/574 INCL CUBE | 1720 | 0% | 1720
Olympus America Inc. | OSF-0102 | DA/FI/TX-3X-B-OMF-CUST;TRP.SET W/3 INDIVIDL EXCITERS D/F/TXRD | 2030 | 4.5% | 1938.65
Olympus America Inc. | OSF-0103 | DA/FI/TR/CY5-4X-B-OMF;PINKEL QUAD SET, 4 EXCITERS | 2510 | 4.5% | 2397.05
Olympus America Inc. | OSF-0104 | DA/FI/TX-3X3M-C-OMF; SEDAT SET,SEP. EX AND EM | 2540 | 4.5% | 2425.7
Olympus America Inc. | OSF-0104NC | DA/FI/TX-3X3M-B-000; MULTI EX AND SINGLE EM NO CUBE | 2075 | 4.5% | 1981.625
Olympus America Inc. | OSF-0104NCB | DA/FI/TR-3X3M-C-000;(3)EX,(3)E M, 1BS (TRIP) | 2075 | 4.5% | 1981.625
Olympus America Inc. | OSF-0105 | DA/FI/TR/CY5-4X4M-C-OMF; SEDAT SET,SEP. EX and EM | 3030 | 4.5% | 2893.65
Olympus America Inc. | OSF-0105NC | DA/FI/TR/CY5-4X4M-C-000;SEDAT SET, SEP, EX AND EM, NO CUBE | 2565 | 4.5% | 2449.575
Olympus America Inc. | OSF-0106 | DA/FI/TR/CY5-4X-B-000;QUAD SET W/4 EXCITERS, NO CUBE | 2045 | 4.5% | 1952.975
Olympus America Inc. | OSF-0107Z | DAPI-1160B-000-ZERO,FL,EX 387/ 11,EM447/60,DM 400 Z NO CUBE | 884 | 4.5% | 844.22
Olympus America Inc. | OSF-0108Z | GFP-3035D-000-ZERO; FILTER SET,EX 472/30,DM 495 NO CUBE | 884 | 4.5% | 844.22
Olympus America Inc. | OSF-0110 | GFP/DSRED-2X-A OMF-CUST:GFP&DS RED FLTR.SET:2 EXCTR.INCL.CUBE | 1720 | 4.5% | 1642.6
Olympus America Inc. | OSF-0111 | GFP/DSRED-2X2M-C-OMF;GFP&DSRED FLTR SET:2EX&2EM.INCL CUBE | 1900 | 4.5% | 1814.5
Olympus America Inc. | OSF-0112 | GFP/DSRED-A-000-OMF; DUAL PASS FILTER SET, SINGLE X, SINGLE M | 1490 | 4.5% | 1422.95
Olympus America Inc. | OSF-0113 | GFP/DSRED-A-000,FL,DSRED DUAL FILTER SET, NO CUBE | 1025 | 4.5% | 978.875
Olympus America Inc. | OSF-0115Z | TRITC-B-000-ZERO; FL, EX 543/ 22,EM 593/40, DM562 Z NO CUBE | 884 | 4.5% | 844.22
Olympus America Inc. | OSF-0120Z | CY3-4040C-000-ZERO, EX 531/40,DM 562 NO CUBE | 884 | 4.5% | 844.22
Olympus America Inc. | OSF-0125 | TXRED-4040C-000;FL, EX:562/40, EM624/40,DM:593 NO CUBE | 785 | 4.5% | 749.675
Olympus America Inc. | OSF-0130 | FITC/TXRED-A-OMF;EX 479/585 EM 524/628 IN CUBE | 1490 | 4.5% | 1422.95
Olympus America Inc. | OSF-0132 | CFP/YFP/HCRED-3X-A-OMF;CFP-YFP-HCRED,3 EXCITE, W/CUBE | 2030 | 4.5% | 1938.65
Olympus America Inc. | OSF-0132NC32 | CFP/YFP/HCRED-3X-A-000-X32; 32MM MULTI EX, SGL, EM, NO CUBE | 1565 | 4.5% | 1494.575
Olympus America Inc. | OSF-0139 | OLP-0139; 875nm Dichroic mirror, 33.9 x 48.9 mm | 1750 | 4.5% | 1671.25
Olympus America Inc. | OSF-0140 | SPGR/SPOR-OMF; OLP-0047, DUAL FILTER SET, IN BX2 CUBE | 1688 | 4.5% | 1612.04
Olympus America Inc. | OSF-0142 | SPAQ-SPGR-SPOR-A-OMF; QUOTE 13453 TRIPLE FILTR SET MOUNTED | 2000 | 4.5% | 1910
Olympus America Inc. | OSF-0150 | DA-SPAQ/SPGR/SPOR-A-OMF;DAP,SP ECT AQUA,GRN&ORG. 7 EX FILTERS | 2860 | 4.5% | 2731.3
Olympus America Inc. | OSF-0155Z | SPOR-A-OMF-ZERO;SPECTRUM ORANGE FILTER SET; ZEROPIX | 1349 | 4.5% | 1288.295
Olympus America Inc. | OSF-0160 | DA/FI/TR-3X-A-OMF;DAPI/FITC/TX, 3 EXCITE, W/CUBE | 2030 | 4.5% | 1938.65
Olympus America Inc. | OSF-0162 | DA/FI/TR/CY5-4X-B-OMF 4EX,SINGLE EM | 2510 | 4.5% | 2397.05
Olympus America Inc. | OSF-0162NC32 | DA/FI/TR/CY5-4X-B-000-X32; 32MM MULTI EX, SGL EM, NO CUBE | 2763 | 4.5% | 2638.665
Olympus America Inc. | OSF-0165Z | SPGR-B-OMF-ZERO;SPECTRUM GREEN FILTER SET; ZEROPIX | 1349 | 4.5% | 1288.295
Olympus America Inc. | OSF-0175Z | SPAQUA-C-OMF-ZERO;SPECTRUM AQUA FILTER SET; ZEROPIX | 1349 | 4.5% | 1288.295
Olympus America Inc. | OSF-0202 | CFP/YFP-A-OMF;DUAL PASS FILTER SET 1 EX&1 EM, INCL. CUBE | 1490 | 4.5% | 1422.95
Olympus America Inc. | OSF-0203 | CFP/YFP-2X2M-B-OMF;SEDAT SET, 2 EXCTERS & 2 EMITTRS, W/CUBE | 1900 | 4.5% | 1814.5
Olympus America Inc. | OSF-0301 | CFP/YFP/HCRED-3X3M-B-ZHE;SEDAT SET FOR ZEISS P & C; | 2410 | 4.5% | 2301.55
Olympus America Inc. | OSF-0311 | DA/FI/TR/CY5-4X4M-C-ZHE;SEDAT SET FOR ZEISS P & C; | 2900 | 4.5% | 2769.5
Olympus America Inc. | OSF-1001/234 | FF01-1001/234-25; 1001nm filter 25mm dia | 455 | 4.5% | 434.525
Olympus America Inc. | OSF-1828NC | GFP-1828A-000-ZERO; HC ZERO SHIFT-NC | 884 | 4.5% | 844.22
Olympus America Inc. | OSF3-0038 | CUSTOM CALCOFLUOR WHITE FILTER SET, IN BX3 CUBE | 1276 | 4.5% | 1218.58
Olympus America Inc. | OSF3-0043 | DA/SPGR/SPOR TRIPLE BAND SET,IN BX3 CUBE | 1676 | 4.5% | 1600.58
Olympus America Inc. | OSF-357/44 | FF01-357/44-25; 357nm Bandpass Filter 25mm Dia | 305 | 4.5% | 291.275
Olympus America Inc. | OSF-365HG | Hg01-365-25; 365nm Mercury line filter 25mm Dia | 355 | 4.5% | 339.025
Olympus America Inc. | OSF-370/36 | FF01-370/36-25; 370nm Bandpass Filter 25mm Dia | 305 | 4.5% | 291.275
Olympus America Inc. | OSF-370/36-32 | FF01-370/36-32; 370nm bandpass filter, 32mm Dia | 500 | 4.5% | 477.5
Olympus America Inc. | OSF-380BP | CUSTOM FL CUBE, EX 380/14, MGP P01-350-700-25x36, IN BX2 CUBE | 1063 | 4.5% | 1015.165
Olympus America Inc. | OSF-386/23 | FF01-386/23-25; 386nm Bandpass Filter 25mm Dia | 305 | 4.5% | 291.275
Olympus America Inc. | OSF-389D | FF389-Di01-25x36x1.5; 389nm edge dichroic mirror 25.2x35.6x1.5mm | 335 | 4.5% | 319.925
Olympus America Inc. | OSF-392/23 | FF01-392/23-25; 392nm BANDPASS FILTER 25mm DIA | 350 | 4.5% | 334.25
Olympus America Inc. | OSF-395/11-32 | FF01-395/11-32; 395nm bandpass filter 32mm Dia | 500 | 4.5% | 477.5
Olympus America Inc. | OSF-395/495/610D | FF395/495/610-Di01-25x36; 395/495/610nm Dichroic 25x36mm | 435 | 4.5% | 415.425
Olympus America Inc. | OSF3-BFP-A | BFP-A-BASIC-OFF;BAND PASS FILTER SET BFP,DAPI,AMCA | 1040 | 4.5% | 993.2
Olympus America Inc. | OSF3-BFPGFPHCRD-3X-A | BFP/GFP/HCRED-3X-A-OFF;TRI PIN KEL 3 EX BFP/GFP/HCRD INC CUBE | 2030 | 4.5% | 1938.65
Olympus America Inc. | OSF3-CFP-2432B | CFP-2432B-OFF; EX438/24,EM483/ 32,DM458 INC CUBE | 1250 | 4.5% | 1193.75
Olympus America Inc. | OSF3-CFP-A | CFP-A-BASIC-OFF;BAND PASS FILTER SET CFP,CERULEAN, SYTOX | 1040 | 4.5% | 993.2
Olympus America Inc. | OSF3-CFPYFP-A | CFP/YFP-A-OFF; DUAL SET CFP/YF P INCL CUBE | 1460 | 4.5% | 1394.3
Olympus America Inc. | OSF3-CFPYPF-2X2M-B | CFP/YFP-2X2M-B-OFF; DUAL SEDAT 2 EX & EM CFP/YFP INCL CUBE | 1900 | 4.5% | 1814.5
Olympus America Inc. | OSF3-CFPYPF-2X-A | CFP/YFP-2X-A-OFF; DUAL PINKEL 2 EX CFP/YFP INCL CUBE | 1720 | 4.5% | 1642.6
Olympus America Inc. | OSF3-CFP-Z | CFP-2432C-OFF-ZERO CFP FLTR SET, ZERO PIXEL SHIFT, BX3 CUBE | 1349 | 4.5% | 1288.295
Olympus America Inc. | OSF3-CFW-BP01 | CFW-BP01-CLINICAL-OFF;BAND PASS FILTER SET CALCOFLUOR WHITE | 1040 | 4.5% | 993.2
Olympus America Inc. | OSF3-CFW-LP01 | CFW-LP01-CLINICAL-OFF;LONG PASS FILTER SET CALCOFLUOR WHITE | 1040 | 4.5% | 993.2
Olympus America Inc. | OSF3-CFYFHCRD-3X3M-B | CFP/YFP/HCRED-3X3M-B-OFF; TRI SEDAT 3EX/3EM INCL CUBE | 2540 | 4.5% | 2425.7
Olympus America Inc. | OSF3-CFYFHCRD-3X-A | CFP/YFP/HCRED-3X-A-OFF;TRI PIN KEL 3EX CFP/YFP/HCRED INC CUBE | 2030 | 4.5% | 1938.65
Olympus America Inc. | OSF3-CY3-4040C | CY3-4040C-OFF; EX531/40,EM593/ 40,DM562 INC CUBE | 1250 | 4.5% | 1193.75
Olympus America Inc. | OSF3-CY3-4040C-Z | CY3-4040C-OFF-ZERO; EX531/40,E M593/40,DM562 Z INC CUBE | 1349 | 4.5% | 1288.295
Olympus America Inc. | OSF3-CY35-A | CY3.5-A-BASIC-OFF;BAND PASS FILTER SET CY3.5, MSTRAWBRRY | 1010 | 4.5% | 964.55
Olympus America Inc. | OSF3-CY3CY5-2X2M-B | CY3/CY5-2X2M-B-OFF; DUAL SEDAT 2 EX & EM CY3/CY5 INCL CUBE | 1900 | 4.5% | 1814.5
Olympus America Inc. | OSF3-CY3CY5-2X-B | CY3/CY5-2X-B-OFF; DUAL PINKEL 2 EX CY3/CY5 INCL CUBE | 1720 | 4.5% | 1642.6
Olympus America Inc. | OSF3-CY5-4040B | CY5-4040B-OFF; EX628/40,EM692/ 40,DM660 INC CUBE | 1250 | 4.5% | 1193.75
Olympus America Inc. | OSF3-CY5-4040B-Z | CY5-4040B-OFF-ZERO; EX628/40,E M692/40,DM660 Z INC CUBE | 1349 | 4.5% | 1288.295
Olympus America Inc. | OSF3-CY55-B | CY5.5-B-OFF; EX655/40,EM716/40,DM685 INC CUBE | 1250 | 4.5% | 1193.75
Olympus America Inc. | OSF3-CY5-A | CY5-A-BASIC-OFF; EX630/28, EM694/44,DM655 INC CUBE | 1040 | 4.5% | 993.2
Olympus America Inc. | OSF3-CY7-B-Z | CY7-B-OFF-ZERO;EX708,EM809,25X 36 IN BX3 CUBE | 1349 | 4.5% | 1288.295
Olympus America Inc. | OSF3-DAPI-1160B | DAPI-1160B-OFF; EX387/11,EM447/60,DM409 INC CUBE HI CON | 1250 | 4.5% | 1193.75
Olympus America Inc. | OSF3-DAPI-1160B-Z | DAPI-1160B-OFF-ZERO;EX387/11,E M447/60,DM409 Z MOUNTED HI CON | 1349 | 4.5% | 1288.295
Olympus America Inc. | OSF3-DAPI-5060C | DAPI-5060C-OFF; EX377/50,EM447/60,DM409 INC CUBE HI BRIGHT | 1250 | 4.5% | 1193.75
Olympus America Inc. | OSF3-DAPI-5060C-Z | DAPI-5060C-OFF-ZERO;EX377/50,E M447/60,DM409 Z MOUNTED HI BRI | 1349 | 4.5% | 1288.295
Olympus America Inc. | OSF3-DAPIFITC-2X2M-A | DA/FI-2X2M-A-OFF; DUAL SEDAT 2EX & EM DA/FI INCL CUBE | 1900 | 4.5% | 1814.5
Olympus America Inc. | OSF3-DAPIFITC-2X-B | DA/FI-2X-B-OFF; DUAL PINKEL 2EX DA/FI INCL CUBE | 1720 | 4.5% | 1642.6
Olympus America Inc. | OSF3-DAPIFITC-A | DA/FI-A-OFF; DUAL SET DA/FI IN CL CUBE | 1720 | 4.5% | 1642.6
Olympus America Inc. | OSF3-DAPIFITCTXRD-B | DA/FI/TX-B-OFF; TRIPLE FILTER DAPI/FITC/TXRD, INCL CUBE | 1690 | 4.5% | 1613.95
Olympus America Inc. | OSF3-DFT3X3M | DA/FI/TX-3X3M-C-OFF; DAPI/FITC/Texas Red Sedat Set | 2540 | 4.5% | 2425.7
Olympus America Inc. | OSF3-FITC-2024B | FITC-2024B-OFF;EX485/20,EM522/ /24,DM506 INC CUBE HI CONTR | 1250 | 4.5% | 1193.75
Olympus America Inc. | OSF3-FITC-2024B-Z | FITC-2024B-OFF-ZERO;EX485/20,E M522/24,DM506,Z,HI CONTR,CUBE | 1349 | 4.5% | 1288.295
Olympus America Inc. | OSF3-FITC-3540C | FITC-3540C-OFF; EX482/35,EM536/40,DM506 INC CUBE | 1250 | 4.5% | 1193.75
Olympus America Inc. | OSF3-FITC-3540C-Z | FITC-3540C-OFF-ZERO; EX482/35, EM536/40,DM506 Z INC CUBE | 1349 | 4.5% | 1288.295
Olympus America Inc. | OSF3-FITC-5050A | FITC-5050A-OFF; EX475/50,EM540/50,DM506 INC CUBE HI BRI | 1250 | 4.5% | 1193.75
Olympus America Inc. | OSF3-FITC-5050A-Z | FITC-5050A-OFF-ZERO;EX475/50,E M540/50,DM506 Z INC CUBE HI BR | 1349 | 4.5% | 1288.295
Olympus America Inc. | OSF3-FITC-A | FITC-A-BASIC-OFF;BAND PASS FILTER SET FITC,BODIPY,ALEXA488 | 1040 | 4.5% | 993.2
Olympus America Inc. | OSF3-FITC-LP01 | FITC-LP01-CLINICAL-OFF;LONG PASS FILTER SET FOR FITC | 1040 | 4.5% | 993.2
Olympus America Inc. | OSF3-FITCTXRD-2X2M-B | FITC/TXRED-2X2M-B-OFF; DUAL SE DAT 2 EX & EM FI/TXRD INC CUBE | 1900 | 4.5% | 1814.5
Olympus America Inc. | OSF3-FITCTXRD-2X-B | FITC/TXRED-2X-B-OFF; DUAL PINKEL 2 EX FITC/TXRED INCL | 1720 | 4.5% | 1642.6
Olympus America Inc. | OSF3-FITCTXRD-A | FITC/TXRED-A-OFF; DUAL SET FIT C/TXRED INCL CUBE | 1490 | 4.5% | 1422.95
Olympus America Inc. | OSF3-FURA2-C | FURA2-C-OFF; EXA:340/26, EXB: 387/11,EM510/84,DM409 INC CUBE | 1590 | 4.5% | 1518.45
Olympus America Inc. | OSF3-FURA2-C-Z | FURA2-C-OFF-ZERO;EXA:340/26,EX B:387/11,EM510/84,DM409 Z CUBE | 1689 | 4.5% | 1612.995
Olympus America Inc. | OSF3-G-DS-2X2M | GFP/DSRed-2X2M-C-OFF;GFP&DSRED FLTR SET:2EX&2EM.INCL CUBE | 1900 | 4.5% | 1814.5
Olympus America Inc. | OSF3-GFP-1828A | GFP-1828A-OFF; EX482/18,EM520/ 28,DM495 INC CUBE HI CONTR | 1250 | 4.5% | 1193.75
Olympus America Inc. | OSF3-GFP-1828A-Z | GFP-1828A-OFF-ZERO;EX482/18,EM 520/28,DM495 Z INC CUBE HI CON | 1349 | 4.5% | 1288.295
Olympus America Inc. | OSF3-GFP-3035D | GFP-3035D-OFF; EX472/30,EM520/ 35,DM495 INC CUBE | 1250 | 4.5% | 1193.75
Olympus America Inc. | OSF3-GFP-3035D-Z | GFP-3035D-OFF-ZERO; EX472/30,E M520/35,DM495 Z INC CUBE | 1349 | 4.5% | 1288.295
Olympus America Inc. | OSF3-GFP-4050A | GFP-4050A-OFF; EX466/40,EM525/ 50,DM495 INC CUBE HI BRIGHT | 1250 | 4.5% | 1193.75
Olympus America Inc. | OSF3-GFP-4050B-Z | GFP-4050B-OFF-ZERO;EX466/40,EM 525/50,DM495 Z INC CUBE HI BRI | 1349 | 4.5% | 1288.295
Olympus America Inc. | OSF3-GFP-A | GFP-A-BASIC-OFF;BAND PASS FILTER SET GFP,EGFP CY2 | 1040 | 4.5% | 993.2
Olympus America Inc. | OSF3-GFPDSRED-2X2M-B | GFP/DSRED-2X2M-B-OFF; DUAL SED AT 2 EX & EMGFP/DSRED INC CUBE | 1900 | 4.5% | 1814.5
Olympus America Inc. | OSF3-GFPDSRED-2X-A | GFP/DSRED-2X-A-OFF; DUAL PINKE L 2 EXGFP/DSRED INCL CUBE | 1720 | 4.5% | 1642.6
Olympus America Inc. | OSF3-GFPDSRED-A | GFP/DSRED-A-OFF; DUAL SET GFP/ DSRED INCL CUBE | 1490 | 4.5% | 1422.95
Olympus America Inc. | OSF3-GFPHCRED-2X-A | GFP/HCRED-2X-A-OFF; DUAL PINKE L 2 EXGFP/HCRED INCL CUBE | 1720 | 4.5% | 1642.6
Olympus America Inc. | OSF3-ICG-B | OSF3-ICG-B ICG-B-OFF;EX769/41,EM832/37,DM801 INC CB | 1250 | 4.5% | 1193.75
Olympus America Inc. | OSF3-ICG-B-Z | ICG-B-OFF-ZERO;EX769/41 EM832/37,DM801 Z INC CUBE | 1349 | 4.5% | 1288.295
Olympus America Inc. | OSF3-IRDYE800-Z | IR DYE800 FILTER SET, ZERO PIXEL SHIFT, IN BX3 CUBE | 1349 | 4.5% | 1288.295
Olympus America Inc. | OSF3-LF405LP-A | LF405/LP-B-OFF;LASER SET FOR 4 05.LONG PASS. INC CUBE | 1380 | 4.5% | 1317.9
Olympus America Inc. | OSF3-LF442-A | LF442-A-OFF;LASER SET FOR 442.BAND PASS. INC CUBE | 1380 | 4.5% | 1317.9
Olympus America Inc. | OSF3-LF442LP-A | OLP-0090;LASER SET FOR 4 42.LONG PASS. INC CUBE | 1686 | 4.5% | 1610.13
Olympus America Inc. | OSF3-LF488561-2X2-B | LF488/561-2X2M-B-OFF;DUAL SEDA T LASER SET, 488/561.INC CUBE | 2020 | 4.5% | 1929.1
Olympus America Inc. | OSF3-LF488561-2X-B | LF488/561-2X-B-OFF;DUAL PINKEL LASER SET, 488/561.INC CUBE | 1820 | 4.5% | 1738.1
Olympus America Inc. | OSF3-LF488561-A | LF488/561-A-OFF;DUAL LASER SET FOR 488/561.BANDPASS.INC CUBE | 1610 | 4.5% | 1537.55
Olympus America Inc. | OSF3-LF488-B | LF488-B-OFF;LASER SET FOR 488.BAND PASS. INC CUBE | 1380 | 4.5% | 1317.9
Olympus America Inc. | OSF3-LF488LP-B | LF488/LP-B-OFF;LASER SET FOR 488.LONG PASS. INC CUBE | 1380 | 4.5% | 1317.9
Olympus America Inc. | OSF3-LF514-A | LF514-A-OFF;LASER SET FOR 514.BAND PASS. INC CUBE | 1380 | 4.5% | 1317.9
Olympus America Inc. | OSF3-LF561-A | LF561-A-OFF;LASER SET FOR 561.BAND PASS.INC CUBE | 1380 | 4.5% | 1317.9
Olympus America Inc. | OSF3-LF561LP-A | LF561/LP-B-OFF;LASER SET FOR 5 61.LONG PASS.INC CUBE | 1380 | 4.5% | 1317.9
Olympus America Inc. | OSF3-LF594-A | LF594-A-OFF;LASER SET FOR 594.BAND PASS.INC CUBE | 1380 | 4.5% | 1317.9
Olympus America Inc. | OSF3-LF594LP-A | LF594/LP-B-OFF;LASER SET FOR 5 94.LONG PASS.INC CUBE | 1380 | 4.5% | 1317.9
Olympus America Inc. | OSF3-LF635-A | LF635-A-OFF;LASER SET FOR 635.BAND PASS. INC CUBE | 1380 | 4.5% | 1317.9
Olympus America Inc. | OSF3-LF635-B | LF635-B-OFF;SET640(14-15)EX,67 6(29-25)EM,635BSBX3CUBE | 1380 | 4.5% | 1317.9
Olympus America Inc. | OSF3-LF635LP-A | LF635/LP-B-OFF;LASER SET FOR 6 35.LONG PASS.INC CUBE | 1380 | 4.5% | 1317.9
Olympus America Inc. | OSF3-LFQUAD-4X4M-A | LF405/488/561/635-4X4M-A-OFF;S EDAT QUAD SET,4EX,4 EM MOUNTED | 3120 | 4.5% | 2979.6
Olympus America Inc. | OSF3-LFQUAD-4X-A | LF405/488/561/635-4X-A-OFF;QUAD PINKEL SET, BS-EM MOUNTED | 2610 | 4.5% | 2492.55
Olympus America Inc. | OSF3-LFQUAD-A | LF405/488/561/635-A-OFF;QUAD LASER SET.BANDPASS.INC CUBE | 1970 | 4.5% | 1881.35
Olympus America Inc. | OSF3-LFTRIP-3X3-A | LF405/488/594-3X3M-A-OFF;TRI S EDAT LASER SET,3EX3EM.INC CUBE | 2660 | 4.5% | 2540.3
Olympus America Inc. | OSF3-LFTRIP-3X-A | LF405/488/594-3X-A-OFF;TRI PIN KEL LASER SET, 3EX.INC CUBE | 2160 | 4.5% | 2062.8
Olympus America Inc. | OSF3-LFTRIP-A | LF405/488/594-A-OFF;TRI LASER SET, 405/488/594 INC CUBE | 1790 | 4.5% | 1709.45
Olympus America Inc. | OSF3-LUCYEL | LUCIFERYELLOW-C-OFF;438/24-25, 538/40-25, 482-DI01-25x36 | 1250 | 4.5% | 1193.75
Olympus America Inc. | OSF3-MCHERRY-B | MCHERRY-B-OFF; EX562/40,EM641/ 75,DM593 INC CUBE | 1250 | 4.5% | 1193.75
Olympus America Inc. | OSF3-MCHERRY-B-Z | MCHERRY-B-OFF-ZERO; EX562/40,E M641/75,DM593 Z INC CUBE | 1349 | 4.5% | 1288.295
Olympus America Inc. | OSF-3NOTCH | NF01-488/532/635-25X5 TRIPLE NOTCH FILTER, 25MM, NO CUBE | 899 | 4.5% | 858.545
Olympus America Inc. | OSF3-PENTA-5X5M-B | DA/FI/TR/CY5/CY7-5X5M-B-OFF; P ENTA SEDAT 5EX/5EM INCL CUBE | 3540 | 4.5% | 3380.7
Olympus America Inc. | OSF3-QD525-B | QD525-B-OFF; EX435/40,EM525/15,DM510 INC CUBE | 1250 | 4.5% | 1193.75
Olympus America Inc. | OSF3-QD525-B-Z | QD525-B-OFF-ZERO; EX435/40,EM5 25/15,DM510 Z INC CUBE | 1349 | 4.5% | 1288.295
Olympus America Inc. | OSF3-QD605-B | QD605-B-OFF; EX435/40,EM605/15,DM510 INC CUBE | 1250 | 4.5% | 1193.75
Olympus America Inc. | OSF3-QD605-B-Z | QD605-B-OFF-ZERO; EX435/40,EM6 05/15,DM510 Z INC CUBE | 1349 | 4.5% | 1288.295
Olympus America Inc. | OSF3-QD625-B | QD625-B-OFF; EX435/40,EM625/15,DM510 INC CUBE | 1250 | 4.5% | 1193.75
Olympus America Inc. | OSF3-QD625-B-Z | QD625-B-OFF-ZERO; EX435/40,EM6 25/15,DM510 Z INC CUBE | 1349 | 4.5% | 1288.295
Olympus America Inc. | OSF3-QD641-B-Z | QD641-B-OFF-ZERO;EX445/45,EM64 1/75,DM593, ZERO, INC. CUBE | 1250 | 4.5% | 1193.75
Olympus America Inc. | OSF3-QD655-B | QD655-B-OFF; EX435/40,EM655/15,DM510 INC CUBE | 1250 | 4.5% | 1193.75
Olympus America Inc. | OSF3-QD655-B-Z | QD655-B-OFF-ZERO; EX435/40,EM6 55/15,DM510 Z INC CUBE | 1349 | 4.5% | 1288.295
Olympus America Inc. | OSF3-QD655CZ | QD655-C-OFF-ZERO QDOT 655 FLT R SET,ZERO PIXL SHIFT,BX3 CUBE | 1349 | 4.5% | 1288.295
Olympus America Inc. | OSF3-QDLP-B | QDLP-B-OFF; EX435/40,EM500/LP,DM510 INC CUBE | 1250 | 4.5% | 1193.75
Olympus America Inc. | OSF3-QUAD-4X4M-C | DA/FI/TR/CY5-4X4M-C-OFF; QUAD SEDAT 4EX/4EM INCL CUBE | 3030 | 4.5% | 2893.65
Olympus America Inc. | OSF3-QUAD-4X-B | DA/FI/TR/CY5-4X-B-OFF;QUAD PIN KEL 4 EX DA/FI/TR/CY5 INC CUBE | 2510 | 4.5% | 2397.05
Olympus America Inc. | OSF3-QUAD-A | DA/FI/TR/CY5-A-OFF; QUAD SET D API/FITC/TRITC/CY5 INCL CUBE | 1840 | 4.5% | 1757.2
Olympus America Inc. | OSF3-R442D | DI01-R442/514/561-25X36;DICHRO IC BS IN BX3 CUBE | 515 | 4.5% | 491.825
Olympus America Inc. | OSF3-SPAQUA-C | SPAQUA-C-OFF; EX438/24, EM483/32, DM458, INC CUBE | 1250 | 4.5% | 1193.75
Olympus America Inc. | OSF3-SPAQUA-C-Z | SPAQUA-C-OFF-ZERO; EX438/24, EM483/32, DM458, Z, INC CUBE | 1349 | 4.5% | 1288.295
Olympus America Inc. | OSF3-SPGOLD-B | SPGOLD-B-OFF; EX534/20,EM572/2 8,DM552 INC CUBE | 1250 | 4.5% | 1193.75
Olympus America Inc. | OSF3-SPGOLD-B-Z | SPGOLD-B-OFF-ZERO; EX534/20,EM 572/28,DM552 Z INC CUBE | 1349 | 4.5% | 1288.295
Olympus America Inc. | OSF3-SPGR | SPGR-B SPECTRUM GREEN FILTER SET, IN BX3 CUBE | 1250 | 4.5% | 1193.75
Olympus America Inc. | OSF3-SPGR-B | SPGR-B-OFF; EX494/20,EM572/20,DM506 INC CUBE | 1250 | 4.5% | 1193.75
Olympus America Inc. | OSF3-SPGR-B-Z | SPGR-B-OFF-ZERO; EX494/20,EM57 2/20,DM506 Z INC CUBE | 1349 | 4.5% | 1288.295
Olympus America Inc. | OSF3-SPOR-B | SPOR-B-OFF; EX543/22,EM586/20,DM562 INC CUBE | 1250 | 4.5% | 1193.75
Olympus America Inc. | OSF3-SPOR-B-Z | SPOR-B-OFF-ZERO; EX543/22,EM58 6/20,DM562 Z INC CUBE | 1349 | 4.5% | 1288.295
Olympus America Inc. | OSF3-SPRED-B | SPRED-B-OFF;EX586/20,EM628/32,DM605 INC CB | 1250 | 4.5% | 1193.75
Olympus America Inc. | OSF3-SPRED-B-Z | SPRED-B-OFF-ZERO; EX586/20,EM6 28/32,DM605 Z INC CUBE | 1349 | 4.5% | 1288.295
Olympus America Inc. | OSF3-SYBRGLD | SYBRGOLD-A FILTER SET, IN BX3CUBE | 1250 | 4.5% | 1193.75
Olympus America Inc. | OSF3-TRIP-3X-A | DA/FI/TR-3X-A-OFF; TRI PINKEL 2 EX DA/FI/TR INCL CUBE | 2030 | 4.5% | 1938.65
Olympus America Inc. | OSF3-TRIP-A | DA/FI/TR-A-OFF; TRIPLE SET DAP I/FITC/TRITC INCL CUBE | 1690 | 4.5% | 1613.95
Olympus America Inc. | OSF3-TRITC-A | TRITC-A-BASIC-OFF;BAND PASS FILTER SET TRITC,ALEXA546,DII | 1040 | 4.5% | 993.2
Olympus America Inc. | OSF3-TRITC-B | TRITC-B-OFF; EX543/22,EM593/40,DM562 INC CUBE | 1250 | 4.5% | 1193.75
Olympus America Inc. | OSF3-TRITC-B-Z | TRITC-B-OFF-ZERO; EX543/22,EM5 93/40,DM562 Z INC CUBE | 1349 | 4.5% | 1288.295
Olympus America Inc. | OSF3-TRP-A | TRP-A-OFF; EX280/20,EM357/44,DM310 INC CUBE | 1490 | 4.5% | 1422.95
Olympus America Inc. | OSF3-TXRED-4040C | TXRED-4040C-OFF; EX562/40,EM62 4/40,DM593 INC CUBE | 1250 | 4.5% | 1193.75
Olympus America Inc. | OSF3-TXRED-4040C-Z | TXRED-4040C-OFF-ZERO; EX562/40,EM624/40,DM593 Z INC CUBE | 1349 | 4.5% | 1288.295
Olympus America Inc. | OSF3-TXRED-A | TXRED-A-BASIC-OFF;BAND PASS FILTER SET TXRED,ALEXA568&594 | 1040 | 4.5% | 993.2
Olympus America Inc. | OSF3-WGFP-A | WGFP-A-BASIC-OFF;BAND PASS FILTER SET WTGFP | 1040 | 4.5% | 993.2
Olympus America Inc. | OSF3-YFP-2427B | YFP-2427B-OFF; EX500/24,EM542/ 27,DM520 INC CUBE | 1250 | 4.5% | 1193.75
Olympus America Inc. | OSF3-YFP-2427B-Z | YFP-2427B-OFF-ZERO; EX500/24,E M542/27,DM520 Z INC CUBE | 1349 | 4.5% | 1288.295
Olympus America Inc. | OSF3-YFP-A | YFP-A-BASIC-OFF;BAND PASS FILTER SET YFP,EYPP,EOSIN | 1040 | 4.5% | 993.2
Olympus America Inc. | OSF-405/150 | FF01-405/150-25; 405nm Bandpass Filter 25mm Dia | 355 | 4.5% | 339.025
Olympus America Inc. | OSF-409D | FF409-Di03-25x36; 409nm Dichroic 25x36mm | 255 | 4.5% | 243.525
Olympus America Inc. | OSF-414/46-32 | FF01-414/46-32; 414nm bandpass filter 32mm Dia | 434 | 4.5% | 414.47
Olympus America Inc. | OSF-420-10-25 | FF01-420/10-25; 25MM BANDPASS FILTER | 305 | 4.5% | 291.275
Olympus America Inc. | OSF-4252632D | FF01-425/26-32-D: 32MM425/26 BRIGHTLINE BANDP.FILT. UNHOUSE | 590 | 4.5% | 563.45
Olympus America Inc. | OSF-427/10-32 | FF01-427/10-32; 427nm bandpass filter, 32mm Dia | 500 | 4.5% | 477.5
Olympus America Inc. | OSF-433/24 | FF01-433/24-25; 433nm Bandpass Filter 25mm Dia | 305 | 4.5% | 291.275
Olympus America Inc. | OSF-433/24-32 | FF01-433/24-32; 433nm BANDPASS FILTER 32mm DIA | 500 | 4.5% | 477.5
Olympus America Inc. | OSF-440-40 | FF01-400/40-25;400/40-25MM BANDPASS FILTER | 355 | 4.5% | 339.025
Olympus America Inc. | OSF-442/46-32 | FF01-442/46-32; 442nm bandpass filter 32mm Dia | 434 | 4.5% | 414.47
Olympus America Inc. | OSF-442D | Di02-R442-25x36; 442nm Dichroic 25x36mm | 405 | 4.5% | 386.775
Olympus America Inc. | OSF-442D32 | Di02-R442-32x44-XL; 442nm Dichroic, 32x44mm | 636 | 4.5% | 607.38
Olympus America Inc. | OSF-444/521/608D | FF444/521/608-Di01-25x36; Triple Dichroic | 435 | 4.5% | 415.425
Olympus America Inc. | OSF-444/521/608D-XL | FF444/521/608-Di01-32x44-XL; Triple Dichroic | 883 | 4.5% | 843.265
Olympus America Inc. | OSF-445/2032 | 445/20-32; 445 filter 32mm DIA | 500 | 4.5% | 477.5
Olympus America Inc. | OSF-447/60-32 | FF02-447/60-32; 447nm BANDPASS FILTER 32mm DIA | 500 | 4.5% | 477.5
Olympus America Inc. | OSF-458DFX | FF458-Di02-32x44-FX; 458nm Dichroic 32x44 mm | 400 | 4.5% | 382
Olympus America Inc. | OSF-460/80 | FF02-460/80-25; 460nm Bandpass Filter 25mm Dia | 355 | 4.5% | 339.025
Olympus America Inc. | OSF-46080-32 | 460/80NM BANDPASS FILTER, 32MM DIA | 490 | 4.5% | 467.95
Olympus America Inc. | OSF-464/542/639-32 | FF01-464/542/639-32; Triple emmitter 32mm Dia | 713 | 4.5% | 680.915
Olympus America Inc. | OSF-466/40-25 | FF01-466/40-25; 466nm bandpass filter 25mm Dia | 305 | 4.5% | 291.275
Olympus America Inc. | OSF-466/40-32 | FF01-466/40-32; 466nm bandpass filter 32mm Dia | 500 | 4.5% | 477.5
Olympus America Inc. | OSF-468553-20 | FF01-468/553-20; Dual Bandpass filter 20mm dia | 495 | 4.5% | 472.725
Olympus America Inc. | OSF-46855325 | FF01-468/553-25;DUAL BP FILTER 25MM X 5MM - NO CUBE | 395 | 4.5% | 377.225
Olympus America Inc. | OSF-47230323 | FF02-472/30-32X3.5:472/30 BL BP FILT.32MM, IN A 3.5 MM CELL | 590 | 4.5% | 563.45
Olympus America Inc. | OSF-474/27 | FF01-474/27-25; 474nm BANDPASS FILTER 25mm DIA | 350 | 4.5% | 334.25
Olympus America Inc. | OSF-483/32-32 | FF01-483/32-32; 483nm BANDPASS FILTER 32mm DIA | 500 | 4.5% | 477.5
Olympus America Inc. | OSF-484D | FF484-FDi01-25x36; 484nm Dichroic 25x36mm | 335 | 4.5% | 319.925
Olympus America Inc. | OSF-488/10 | FF01-488/10-25; 488nm bandpass filter 25mm Dia | 305 | 4.5% | 291.275
Olympus America Inc. | OSF-488/561D | Di01-R488/561-25x36; 488/561nm Dual Dichroic | 455 | 4.5% | 434.525
Olympus America Inc. | OSF-488LPU | LPD02-488RU-25; 488nm Ultrasteep Longpass Filter 25mm Dia | 575 | 4.5% | 549.125
Olympus America Inc. | OSF-490/60 | FF01-490/60-25; 490nm Bandpass Filter 25mm Dia | 305 | 4.5% | 291.275
Olympus America Inc. | OSF-493574 | FF493/574-DI01-25X365;DUALEDGE BS-25.2x35.6MMX1.1 MM NO CUBE | 335 | 4.5% | 319.925
Olympus America Inc. | OSF-493574D-21X29 | FF493/574-Di01-21x29; Dual Dichroic 21x29mm | 435 | 4.5% | 415.425
Olympus America Inc. | OSF-493574DFX | FF493/574-Di01-32x44-FX; 493/574nm Dichroic 32x44 mm | 526 | 4.5% | 502.33
Olympus America Inc. | OSF-494576 | FF01-494/576-25;DUAL BP FILTER 25MMX5MM -NO CUBE | 395 | 4.5% | 377.225
Olympus America Inc. | OSF-495D | FF495-Di03-32x44; 442nm Dichroic, 32x44mm | 400 | 4.5% | 382
Olympus America Inc. | OSF-4NOTCH | NF01-405/488/532/635-25X5.0;2 5MMX5.0MMQUAD-NOTCH FILTER | 1045 | 4.5% | 997.975
Olympus America Inc. | OSF-500 | FITC-LP01-CLINICAL-OMF;LONG PASS FILTER SET FOR FITC | 1040 | 4.5% | 993.2
Olympus America Inc. | OSF-500BP | CUSTOM FL CUBE, EX 500/15, MGP 01-350-700-25x36, IN BX2 CUBE | 1113 | 4.5% | 1062.915
Olympus America Inc. | OSF-502 | CFW-LP01-CLINICAL-OMF;LONG PASS FILTER SET CALCOFLUOR WHITE | 1040 | 4.5% | 993.2
Olympus America Inc. | OSF-503 | CFW-BP01-CLINICAL-OMF;BAND PASS FILTER SET CALCOFLUOR WHITE | 1040 | 4.5% | 993.2
Olympus America Inc. | OSF-503/572-32 | FF01-503/572-32; 503/572nm Dual bandpass filter, 32mm Dia | 647 | 4.5% | 617.885
Olympus America Inc. | OSF-504/12-32 | FF01-504/12-32; 504nm bandpass filter, 32mm Dia | 500 | 4.5% | 477.5
Olympus America Inc. | OSF-505/606D | FF505/606-Di01-25x36; 505/606nm Dichroic 25x36mm | 335 | 4.5% | 319.925
Olympus America Inc. | OSF-509/22 | FF01-509/22-25; 509nm Bandpass Filter 25mm Dia | 305 | 4.5% | 291.275
Olympus America Inc. | OSF-509D | FF509-FDi01-25x36; 509nm Dichroic 25x36mm | 335 | 4.5% | 319.925
Olympus America Inc. | OSF-510 | BFP-A-BASIC-OMF;BAND PASS FILTER SET BFP,DAPI,AMCA | 1040 | 4.5% | 993.2
Olympus America Inc. | OSF-510/42 | FF01-510/42-25; 510nm Bandpass Filter 25mm Dia | 265 | 4.5% | 253.075
Olympus America Inc. | OSF-511/20 | FF01-511/20-25; 511nm Bandpass Filter 25mm Dia | 355 | 4.5% | 339.025
Olympus America Inc. | OSF-512630-20 | FF01-512/630-20; Dual Bandpass filter 20mm dia | 495 | 4.5% | 472.725
Olympus America Inc. | OSF-515 | CFP-A-BASIC-OMF;BAND PASS FILTER SET CFP,CERULEAN, SYTOX | 1040 | 4.5% | 993.2
Olympus America Inc. | OSF-518D | FF518-Di01-25x36; 518nm Dichroic 25x36mm | 255 | 4.5% | 243.525
Olympus America Inc. | OSF-518D-32 | FF518-Di01-32x44-FX; 518nm Dichroic 32x44mm | 400 | 4.5% | 382
Olympus America Inc. | OSF-520 | WGFP-A-BASIC-OMF;BAND PASS FILTER SET WTGFP | 1040 | 4.5% | 993.2
Olympus America Inc. | OSF-520/35-32 | FF01-520/35-32; 520nm BANDPASS FILTER 32mm DIA | 500 | 4.5% | 477.5
Olympus America Inc. | OSF-524-24 | 524/24 BRIGHTLINE BANDPASS FILTER,25MM | 305 | 4.5% | 291.275
Olympus America Inc. | OSF-525 | GFP-A-BASIC-OMF;BAND PASS FILTER SET GFP,EGFP CY2 | 1040 | 4.5% | 993.2
Olympus America Inc. | OSF-525/25 | FF03-575/25-25; 575nm Bandpass Filter 25mm Dia | 305 | 4.5% | 291.275
Olympus America Inc. | OSF-525/3032 | 525/30-32; 525 filter 32mm DIA | 500 | 4.5% | 477.5
Olympus America Inc. | OSF-525/45 | FF01-525/45-25; 525nm Bandpass Filter 25mm Dia | 355 | 4.5% | 339.025
Olympus America Inc. | OSF-526D | FF526-Di01-25x36; 526nm Dichroic 25x36mm | 255 | 4.5% | 243.525
Olympus America Inc. | OSF-530 | FITC-A-BASIC-OMF;BAND PASS FILTER SET FITC,BODIPY,ALEXA488 | 1040 | 4.5% | 993.2
Olympus America Inc. | OSF-532LP | BLP01-532R-25; 532nm Longpass Filter 25mm Dia | 355 | 4.5% | 339.025
Olympus America Inc. | OSF-532LPU | LPD02-532RU-25; 532nm Ultrasteep Longpass Filter 25mm Dia | 575 | 4.5% | 549.125
Olympus America Inc. | OSF-535 | YFP-A-BASIC-OMF;BAND PASS FILTER SET YFP,EYPP,EOSIN | 1040 | 4.5% | 993.2
Olympus America Inc. | OSF-535/22 | FF01-535/22-25; 535nm Bandpass Filter 25mm Dia | 265 | 4.5% | 253.075
Olympus America Inc. | OSF-536/40 | FF01-536/40-25; 536nm Bandpass Filter 25mm Dia | 305 | 4.5% | 291.275
Olympus America Inc. | OSF-536/40-32 | FF01-536/40-32; 536nm BANDPASS FILTER 32mm DIA | 500 | 4.5% | 477.5
Olympus America Inc. | OSF-540 | TRITC-A-BASIC-OMF;BAND PASS FILTER SET TRITC,ALEXA546,DII | 1040 | 4.5% | 993.2
Olympus America Inc. | OSF-544/24 | FF01-544/24-25; 544nm Bandpass Filter 25mm Dia | 305 | 4.5% | 291.275
Olympus America Inc. | OSF-544/24-32 | FF01-544/24-32; 544nm BANDPASS FILTER 32mm DIA | 500 | 4.5% | 477.5
Olympus America Inc. | OSF-545 | CY3.5-A-BASIC-OMF;BAND PASS FILTER SET CY3.5, MSTRAWBRRY | 1040 | 4.5% | 993.2
Olympus America Inc. | OSF-550 | TXRED-A-BASIC-OMF;BAND PASS FILTER SET TXRED,ALEXA568&594 | 1040 | 4.5% | 993.2
Olympus America Inc. | OSF-552D31 | FF552-Di02-31.8x43.8; 552nm Dichroic, 31.8x43.8mm | 396 | 4.5% | 378.18
Olympus America Inc. | OSF-554/23 | FF01-554/23-25; 554nm BANDPASS FILTER 25mm DIA | 350 | 4.5% | 334.25
Olympus America Inc. | OSF-555D | FF555-Di03-25x36; 555nm Dichroic, 25.2 x 35.6 mm | 255 | 4.5% | 243.525
Olympus America Inc. | OSF-560/14 | FF01-560/14-25; 560nm Bandpass filter, 25mm Dia | 405 | 4.5% | 386.775
Olympus America Inc. | OSF-560D | FF560-Di01-25x36; 560nm Dichroic 25x36mm | 335 | 4.5% | 319.925
Olympus America Inc. | OSF-572/15-32 | FF01-572/15-32; 575nm bandpass filter, 32mm Dia | 500 | 4.5% | 477.5
Olympus America Inc. | OSF-572/28 | FF01-572/28-25; 572nm filter 25 mm DIA | 305 | 4.5% | 291.275
Olympus America Inc. | OSF-572/28-32 | FF01-572/28-32-D; 572nm bandpass filter, 32mm Dia | 500 | 4.5% | 477.5
Olympus America Inc. | OSF-573D | FF573-Di01-25x36; 573nm Dichroic 25x36mm | 255 | 4.5% | 243.525
Olympus America Inc. | OSF-57419 | FF01-574/19-25; SINGLE BP FILTER 25MMX5MM - NO CUBE | 349 | 4.5% | 333.295
Olympus America Inc. | OSF-575/15-32 | FF01-575/15-32; 575nm bandpass filter, 32mm Dia | 500 | 4.5% | 477.5
Olympus America Inc. | OSF-575/59-32 | FF01-575/59-32; 575nm bandpass filter 32mm Dia | 500 | 4.5% | 477.5
Olympus America Inc. | OSF-578/21 | FF01-578/21-25; 578nm Bandpass Filter 25mm Dia | 305 | 4.5% | 291.275
Olympus America Inc. | OSF-580D | FF580-FDi01-25x36; 580nm Dichroic 25x36mm | 335 | 4.5% | 319.925
Olympus America Inc. | OSF-580DI-DC | FF580-FDI01-18X26 580NM DICHROIC FOR DUALCAM2, NO CUBE | 429 | 4.5% | 409.695
Olympus America Inc. | OSF-593D | FF593-Di02-25x36; 593nm Dichroic | 255 | 4.5% | 243.525
Olympus America Inc. | OSF-593D | FF593-Di03-25x36; 593nm Dichroic 25x36mm | 255 | 4.5% | 243.525
Olympus America Inc. | OSF-596D | FF596-Di01-25x36; 596nm Dichroic 25x36mm | 255 | 4.5% | 243.525
Olympus America Inc. | OSF-596D31 | FF596-Di01-31.8x43.8; 596nm Dichroic, 31.8x43.8mm | 396 | 4.5% | 378.18
Olympus America Inc. | OSF-5WAVEBS | FF408/504/581/667/762-DI01-32X44-XL-IX3;DICHROIC FOR IX3 | 1124 | 4.5% | 1073.42
Olympus America Inc. | OSF-600/37 | FF01-600/37-25; 600nm Bandpass filter, 25mm Dia | 355 | 4.5% | 339.025
Olympus America Inc. | OSF-600/37-32 | FF01-600/37-32; 600nm BANDPASS FILTER 32mm DIA | 500 | 4.5% | 477.5
Olympus America Inc. | OSF-605/1532 | 605/15-32; 605 filter 32mm DIA | 500 | 4.5% | 477.5
Olympus America Inc. | OSF-609/54 | FF01-609/54-25; 609nm Bandpass Filter 25mm Dia | 355 | 4.5% | 339.025
Olympus America Inc. | OSF-612-6925 | FF01-612/69-25;EX FILTER 612/69-25, 25MM | 355 | 4.5% | 339.025
Olympus America Inc. | OSF-612-69-32 | 612/69 BRIGHTLINE BANDPASS FILTER 32MM | 572 | 4.5% | 546.26
Olympus America Inc. | OSF-624/40 | 624nm Bandpass Filter 25mm Dia | 305 | 4.5% | 291.275
Olympus America Inc. | OSF-629/56 | FF01-629/56-25; 629nm Bandpass Filter 25mm Dia | 305 | 4.5% | 291.275
Olympus America Inc. | OSF-629/56-32 | FF01-629/56-32; 629nm BANDPASS FILTER 32mm DIA | 500 | 4.5% | 477.5
Olympus America Inc. | OSF-633LPU | LPD02-633RU-25; 633nm Ultrasteep Longpass Filter 25mm Dia | 575 | 4.5% | 549.125
Olympus America Inc. | OSF-635/18 | FF01-635/18-25; 635nm BANDPASS FILTER 25mm DIA | 350 | 4.5% | 334.25
Olympus America Inc. | OSF-635LP25 | 635 NM EDGEBASIC(TM) LWP FILTER 25MM | 355 | 4.5% | 339.025
Olympus America Inc. | OSF-641/75 | FF02-641/75-25; 641nm Bandpass Filter 25mm Dia | 305 | 4.5% | 291.275
Olympus America Inc. | OSF-641/75-32 | FF02-641/75-32; 641nm BANDPASS FILTER 32mm DIA | 500 | 4.5% | 477.5
Olympus America Inc. | OSF-64175-32 | FF01-641/75-32;641/75 SINGLE BANDPASS FILTER 32MM | 500 | 4.5% | 477.5
Olympus America Inc. | OSF-652D | FF652-Di01-25x36; 652nm Dichroic 25x36mm | 255 | 4.5% | 243.525
Olympus America Inc. | OSF-652D32 | FF652-Di01-32x44-FX; 652nm Dichroic 32x44 mm | 400 | 4.5% | 382
Olympus America Inc. | OSF-664LP | BLP01-664R-25; 664nm Longpass Filter 25mm Dia | 355 | 4.5% | 339.025
Olympus America Inc. | OSF-664LPU | LP02-664RU-25; 664nm Ultrasteep Longpass Filter 25mm Dia | 795 | 4.5% | 759.225
Olympus America Inc. | OSF-676/29 | FF01-676/29-25; 676nm Bandpass Filter 25mm Dia | 305 | 4.5% | 291.275
Olympus America Inc. | OSF-676/2932 | 676/29-32; 676 filter 32mm DIA | 500 | 4.5% | 477.5
Olympus America Inc. | OSF-680/42 | FF01-680/42-25; 680nm Bandpass Filter 25mm Dia | 305 | 4.5% | 291.275
Olympus America Inc. | OSF-680/42-32 | FF01-680/42-32; 680nm BANDPASS FILTER 32mm DIA | 500 | 4.5% | 477.5
Olympus America Inc. | OSF-697/58 | FF01-697/58-25; 697/58nm bandpass filter 25mm Dia | 355 | 0% | 355
Olympus America Inc. | OSF-697/58-32 | FF01-697/58-32-D; 697nm bandpass filter, 32mm Dia | 582 | 4.5% | 555.81
Olympus America Inc. | OSF-697/75-32 | FF01-697/75-32-D; 697nm Bandpass Filter 32mm Dia | 582 | 4.5% | 555.81
Olympus America Inc. | OSF-716/43 | FF01-716/43-25; 716nm Bandpass Filter 25mm Dia | 305 | 4.5% | 291.275
Olympus America Inc. | OSF-716/43-32 | FF01-716/43-32; 716nm BANDPASS FILTER 32mm DIA | 500 | 4.5% | 477.5
Olympus America Inc. | OSF-747/33 | FF01-747/33-25; 747nm bandpass filter 25mm Dia | 305 | 4.5% | 291.275
Olympus America Inc. | OSF-757D32 | FF757-Di01-32x44-FX; 757nm Dichroic 32x44 mm | 400 | 4.5% | 382
Olympus America Inc. | OSF-790SWP | 790 nm Multiphoton SWP Filter, 25 mm Dia | 1125 | 4.5% | 1074.375
Olympus America Inc. | OSF-795/1545 | FF01-795/150-45-D; 795nm Bandpass Filter 45mm Dia | 996 | 4.5% | 951.18
Olympus America Inc. | OSF-809/81-32 | FF02-809/81-32-D; 809nm Bandpass Filter 32mm Dia | 500 | 4.5% | 477.5
Olympus America Inc. | OSF-980LP | BLP01-980R-25; 980nm Longpass filter 25mm Dia | 355 | 4.5% | 339.025
Olympus America Inc. | OSF-BFP-A-BASIC-000 | BFP-A-BASIC FILTER SET ONLY,NO CUBE | 575 | 4.5% | 549.125
Olympus America Inc. | OSF-BFPGFPHR | BFP/GFP/HCRED-3X-A-000;3EX,1EM, 1BS, NC | 1529 | 4.5% | 1460.195
Olympus America Inc. | OSF-BLP01-458R | BLP01-458R-25; EDGEBASIC 458NM LONGPASS FILTER, 25MM DIA | 355 | 4.5% | 339.025
Olympus America Inc. | OSF-BLP01473 | BLP01-473R-25; EDGEBASIC 473NM LONGPASS FILTER, 25MM DIA | 355 | 4.5% | 339.025
Olympus America Inc. | OSF-BLP01594R | BLP01-594R-25; EDGEBASIC 594NM LONGPASS FILTER, 25MM DIA | 355 | 4.5% | 339.025
Olympus America Inc. | OSF-BLP01633 | BLP01-633R-25; EDGEBASIC 633NM LONGPASS FILTER, 25MM DIA | 355 | 4.5% | 339.025
Olympus America Inc. | OSF-BLP01647 | BLP01-647R-25; EDGEBASIC 647NM LONGPASS FILTER, 25MM DIA | 355 | 4.5% | 339.025
Olympus America Inc. | OSF-BLP01664R | BLP01-664R-25; EDGEBASIC 664NM LONGPASS FILTER, 25MM DIA | 355 | 4.5% | 339.025
Olympus America Inc. | OSF-BLP442R | BLP01-442R-25; EDGEBASIC 442NM LONGPASS FILTER, 25MM DIA | 355 | 4.5% | 339.025
Olympus America Inc. | OSF-BLP561R | BLP01-561R-25; EDGEBASIC 561NM LONGPASS FILTER, 25MM DIA | 355 | 4.5% | 339.025
Olympus America Inc. | OSF-BPY | CUSTOM BPY FILTER SET, SEMROCK QUOTE 19526, IN BX2 CUBE | 1288 | 4.5% | 1230.04
Olympus America Inc. | OSF-CFPLEDBX2 | LED-CFP-A-OMF; CFP LED Filter | 1250 | 4.5% | 1193.75
Olympus America Inc. | OSF-CFPLEDBX3 | LED-CFP-A-OFF; CFP LED Filter | 1250 | 4.5% | 1193.75
Olympus America Inc. | OSF-CFPLEDIX3 | LED-CFP-A-OFX; CFP LED Filter | 1883 | 4.5% | 1798.265
Olympus America Inc. | OSF-CFPYFP-FRET | CFP/YFP FRET SET, EX438, EM483, EM542, DI458, IN CUBE | 1590 | 4.5% | 1518.45
Olympus America Inc. | OSF-CFPYFPHCRED-3X3 | CFP/YFP/HCRED-3X3M-B-OMF;TRIPLE SEDAT SET, INCL CUBE | 2540 | 4.5% | 2425.7
Olympus America Inc. | OSF-CFPZLEDBX2 | LED-CFP-A-OMF-ZERO; CFP Zero LED Filter | 1319 | 4.5% | 1259.645
Olympus America Inc. | OSF-CFPZLEDBX3 | LED-CFP-A-OFF-ZERO; CFP Zero LED Filter | 1319 | 4.5% | 1259.645
Olympus America Inc. | OSF-CFPZLEDIX3 | LED-CFP-A-OFX-ZERO; CFP Zero LED Filter | 1883 | 4.5% | 1798.265
Olympus America Inc. | OSF-CFW-DI | 409NM DICHROIC BEAMSPLITTER FOR CFW, 25X36MM | 235 | 4.5% | 224.425
Olympus America Inc. | OSF-CY3-4040C-NC | CY3 FILTER SET, EX:531/40, EM:593/40,DM:562, NO CUBE | 785 | 4.5% | 749.675
Olympus America Inc. | OSF-CY3-4040C-XL | CY3 FILTER SET, 25MM EX, 25MM EM, 32X44MM BS, IN XL CUBE | 1883 | 4.5% | 1798.265
Olympus America Inc. | OSF-CY3CY5 | DUAL BAND CY3/CY5 FILTER SET IN BX2 CUBE | 1490 | 4.5% | 1422.95
Olympus America Inc. | OSF-CY3CY5-2X2-32M | CY3/CY5 SEDAT FILTER SET,2 EX, 2 X 32MM EM, 1 DM, IN CUBE | 2222 | 4.5% | 2122.01
Olympus America Inc. | OSF-CY3CY5PK | CY3/CY5-2X-B-000(2);EX 1DUALEM 1DUALBS | 1255 | 4.5% | 1198.525
Olympus America Inc. | OSF-CY5.5BX2 | Cy5.5-C-OMF; 655/40X, BS685, 716/40M | 1250 | 4.5% | 1193.75
Olympus America Inc. | OSF-CY5.5-B-Z | CY5.5-B-OMF-ZERO FILTER SET,IN CUBE,ZERO PIXEL SHIFT | 1349 | 4.5% | 1288.295
Olympus America Inc. | OSF-CY5-4040C-NC | CY5 FILTER SET, EX:628/40, EM:692/40,DM:660, NO CUBE | 785 | 4.5% | 749.675
Olympus America Inc. | OSF-CY55IX3 | Cy5.5-C-OFX; 655/40X, BS685, 716/40M | 1883 | 4.5% | 1798.265
Olympus America Inc. | OSF-CY5-BX3 | CY5-4040C-OFF; EX628/40, EM692/40,DM660 INC CUBE | 1250 | 4.5% | 1193.75
Olympus America Inc. | OSF-CY5EM | FF-01-692/40-25;CY5 EMISSION FILTER ONLY 25MM DIAMETER | 305 | 4.5% | 291.275
Olympus America Inc. | OSF-CY5EMSED | FF02-684/24-25:CY5 EMISSION FILTER ONLY 25MM SEDAT SET | 305 | 4.5% | 291.275
Olympus America Inc. | OSF-CY5EX | FF-01-692/40-25 CY5 EXCITATION FILTER ONLY 25MM DIAMETER | 305 | 4.5% | 291.275
Olympus America Inc. | OSF-CY5-LED | LED-CY5-A-000; CY5 LED FILTER | 785 | 4.5% | 749.675
Olympus America Inc. | OSF-Cy5LEDBX2 | LED-Cy5-A-OMF; Cy5 LED Filter | 1250 | 4.5% | 1193.75
Olympus America Inc. | OSF-Cy5LEDBX3 | LED-Cy5-A-OFF; Cy5 LED Filter | 1250 | 4.5% | 1193.75
Olympus America Inc. | OSF-CY5LEDIX3 | LED-CY5-A-OFX; CY5 LED FILTER | 1883 | 4.5% | 1798.265
Olympus America Inc. | OSF-CY5-Z-LED | LED-CY5-A-000-ZERO; CY5 ZERO LED FILTER | 884 | 4.5% | 844.22
Olympus America Inc. | OSF-Cy5ZLEDBX2 | LED-Cy5-A-OMF-ZERO; Cy5 Zero LED Filter | 1349 | 4.5% | 1288.295
Olympus America Inc. | OSF-Cy5ZLEDBX3 | LED-Cy5-A-OFF-ZERO; Cy5 Zero LED Filter | 1349 | 4.5% | 1288.295
Olympus America Inc. | OSF-CY5-Z-NC | CY5 FILTER SET, ZERO PIXEL SHIFT, NO CUBE | 884 | 4.5% | 844.22
Olympus America Inc. | OSF-CY7-B-00 | CY7-B-000; CY 7 SET NO CUBE | 785 | 4.5% | 749.675
Olympus America Inc. | OSF-CY7-BOMF | CY7-B-OMF;CY7 FILT.SET 708/75-25EX,809/81-25EM&BS IN | 1250 | 4.5% | 1193.75
Olympus America Inc. | OSF-CY7BX3 | Cy7-B-OFF; Cy7 Filter 708/75X, 757BS, 809/81M | 1220 | 4.5% | 1165.1
Olympus America Inc. | OSF-CY7IX3 | Cy7-B-U02-OFX; CY7 Filter 708/75X,BS757, 809/81M | 1883 | 4.5% | 1798.265
Olympus America Inc. | OSF-CY7LEDBX2 | LED-Cy7-A-OMF; Cy7 LED Filter | 1220 | 4.5% | 1165.1
Olympus America Inc. | OSF-CY7LEDBX3 | LED-Cy7-A-OFF; Cy7 LED Filter | 1220 | 4.5% | 1165.1
Olympus America Inc. | OSF-CY7ZLEDBX2 | LED-Cy7-A-OMF-ZERO; Cy7 Zero LED Filter | 1319 | 4.5% | 1259.645
Olympus America Inc. | OSF-CY7ZLEDBX3 | LED-Cy7-A-OFF-ZERO; Cy7 Zero LED Filter | 1319 | 4.5% | 1259.645
Olympus America Inc. | OSF-CYFP2X2M | CFP/YFP2X2M-B; TWO EXC, TWO EM, FILTERS ONLY | 1435 | 4.5% | 1370.425
Olympus America Inc. | OSF-CYHRPZHE | CFP/YFP/HcRed-3X-A-ZHE; TRIPLE PINKEL SET | 1840 | 4.5% | 1757.2
Olympus America Inc. | OSF-CYMP-LED | LED-CFP/YFP/mCherry-3X-A-000; TRIPLE PINKEL LED SET | 1565 | 4.5% | 1494.575
Olympus America Inc. | OSF-CYMPLEDIX3 | LED-CFP/YFP/mCherry-3X-A-OFX; TRIPLE PINKEL LED SET | 3140 | 4.5% | 2998.7
Olympus America Inc. | OSF-CYMPLEDM | FF01-475/543/702-25; ; TRIPLE BANDPASS FILTER 25MM DIA | 435 | 4.5% | 415.425
Olympus America Inc. | OSF-CYM-S-LED | LED-CFP/YFP/mCherry-3X3M-A-000; TRIPLE SEDAT LED SET | 2075 | 4.5% | 1981.625
Olympus America Inc. | OSF-CYMSLEDBX2 | LED-CFP/YFP/mCherry-3X3M-A-OMF; TRIPLE SEDAT LED SET | 2516 | 4.5% | 2402.78
Olympus America Inc. | OSF-CYMSLEDBX3 | LED-CFP/YFP/mCherry-3X3M-A-OFF; TRIPLE SEDAT LED SET | 2516 | 4.5% | 2402.78
Olympus America Inc. | OSF-CYMSLEDIX3 | LED-CFP/YFP/mCherry-3X3M-A-OFX; TRIPLE SEDAT LED SET | 3756 | 4.5% | 3586.98
Olympus America Inc. | OSF-CYR3X3M | CFP/YFP/HcRed-3X3M-B-000; CFP/YFP/HcRed Sedat Set | 2075 | 4.5% | 1981.625
Olympus America Inc. | OSF-D/F/T | FF01-387/478/555-25;387/478/55 5 TRIPLE BAND FILTER, 25 MM | 435 | 4.5% | 415.425
Olympus America Inc. | OSF-D/F/TD32 | FF403/497/574-Di01-32x44-XL; 403/497/574nm Mirror 32mm Dia | 883 | 4.5% | 843.265
Olympus America Inc. | OSF-D/F/Tm32 | FF01-433/517/613-32; 433/517/613 Triple Band Filter 32mm Dia | 713 | 4.5% | 680.915
Olympus America Inc. | OSF-D50LPBX3 | DAPI-50LP-A-OFF; 377/50X, BS409, 409M | 1250 | 0% | 1250
Olympus America Inc. | OSF-DA50LBX3 | DAPI-50LP-A-OFF; DAPI LongPass Filter Set | 1250 | 4.5% | 1193.75
Olympus America Inc. | OSF-DAFITR-3X3 | DAPI/FITC/TRITC SEDAT FILTER SET, IN BX2 CUBE | 2540 | 4.5% | 2425.7
Olympus America Inc. | OSF-DAPI-1160B | DAPI HIGH CONTRAST FILTER SET,MOUNTED | 1250 | 4.5% | 1193.75
Olympus America Inc. | OSF-DAPI-5060C | DAPI-5060C-OMF;DAPI SET, EX377, DM409, EM447, MOUNTED | 1250 | 4.5% | 1193.75
Olympus America Inc. | OSF-DAPI-50LP-A | DAPI-50LP-A DAPI FILTER SET, LONGPASS EMISSION, IN CUBE | 1250 | 0% | 1250
Olympus America Inc. | OSF-DAPI-50LP-A-NC | DAPI-50LP-A DAPI FILTER SET, LONGPASS EMISSION, NO CUBE | 1250 | 4.5% | 1193.75
Olympus America Inc. | OSF-DAPIEM | FF02-447/60-25;DAPI EMISSION FILTER ONLY 25MM DIAMETER | 305 | 4.5% | 291.275
Olympus America Inc. | OSF-DAPIEX | FF01-377/50-25;DAPI EXCITATION FILTER ONLY 25MM DIAMETER | 305 | 4.5% | 291.275
Olympus America Inc. | OSF-DAPI-LED | LED-DAPI-A-000; DAPI LED FILTER | 785 | 4.5% | 749.675
Olympus America Inc. | OSF-DAPILEDBX2 | LED-DAPI-A-OMF; DAPI LED Filter | 1250 | 4.5% | 1193.75
Olympus America Inc. | OSF-DAPILEDBX3 | LED-DAPI-A-OFF; DAPI LED Filter | 1250 | 4.5% | 1193.75
Olympus America Inc. | OSF-DAPILEDIX3 | LED-DAPI-A-OFX; DAPI LED FILTER | 1883 | 4.5% | 1798.265
Olympus America Inc. | OSF-DAPILEDNTE | LED-DAPI-A-NTE; DAPI LED Filter | 1180 | 4.5% | 1126.9
Olympus America Inc. | OSF-DAPI-LP | DAPI-11LP-A-000;EX387,EM409 NO CUBE | 785 | 4.5% | 749.675
Olympus America Inc. | OSF-DAPI-NC | DAPI-5060C-000;DAPI377/50,447/ 60,FF409-DI03-25X36 NO CUBE | 785 | 4.5% | 749.675
Olympus America Inc. | OSF-DAPI-Z-LED | LED-DAPI-A-000-ZERO; DAPI ZERO LED FILTER | 884 | 4.5% | 844.22
Olympus America Inc. | OSF-DAPIZLEDBX2 | LED-DAPI-A-OMF-ZERO; DAPI ZERO LED Filter | 1349 | 4.5% | 1288.295
Olympus America Inc. | OSF-DAPIZLEDBX3 | LED-DAPI-A-OFF-ZERO; DAPI ZERO LED FILTER | 1349 | 4.5% | 1288.295
Olympus America Inc. | OSF-DFT57D | FF408/504/581/667/762-Di01-25x36; Penta Dichroic | 605 | 4.5% | 577.775
Olympus America Inc. | OSF-DFT57P | DA/FI/TR/Cy5/Cy7-5X-A-000; Penta Pinkel | 2385 | 4.5% | 2277.675
Olympus America Inc. | OSF-DFT57PBX2 | DA/FI/TR/Cy5/Cy7-5X-A-OMF; Penta Pinkel | 2850 | 4.5% | 2721.75
Olympus America Inc. | OSF-DFT57PBX3 | DA/FI/TR/Cy5/Cy7-5X-A-OFF; Penta Pinkel | 2850 | 4.5% | 2721.75
Olympus America Inc. | OSF-DFT5LEDD | FF409/493/573/652-Di01-25x36; QUAD DICHROIC 25x36mm | 515 | 4.5% | 491.825
Olympus America Inc. | OSF-DFT5LEDD32 | FF409/493/573/652-Di01-32x44-FX; QUAD DICHROIC 32x44mm | 808 | 4.5% | 771.64
Olympus America Inc. | OSF-DFT5LEDM | FF01-432/515/595/730-25; Quad Bandpass Filter 25mm Dia | 495 | 4.5% | 472.725
Olympus America Inc. | OSF-DFT5LEDM32 | FF01-432/515/595/730-32; QUAD BANDPASS FILTER 32mm Dia | 811 | 4.5% | 774.505
Olympus America Inc. | OSF-DFTC5D | FF410/504/582/669-Di01-25x36; QUAD DICHROIC 25x36mm | 515 | 4.5% | 491.825
Olympus America Inc. | OSF-DFTC5D32 | FF410/504/582/669-32X44-XL; Quad Dichroic 32x44mm | 983 | 4.5% | 938.765
Olympus America Inc. | OSF-DFTC5M32 | FF01-440/521/607/700-32; Quad Emitter 32mm Dia | 801 | 4.5% | 764.955
Olympus America Inc. | OSF-DFT-P-LED | LED-DA/FI/TX-3X-A-000;TRIPLE PINKEL LED SET | 1565 | 4.5% | 1494.575
Olympus America Inc. | OSF-DFTPLEDBX2 | LED-DA/FI/TX-3X-A-OMF; Triple Pinkel LED set | 2030 | 4.5% | 1938.65
Olympus America Inc. | OSF-DFTPLEDBX3 | LED-DA/FI/TX-3X-A-OFF;TRIPLE PINKEL LED SET | 2030 | 4.5% | 1938.65
Olympus America Inc. | OSF-DFTPLEDD | FF409/493/596-Di01-25x36; Triple DICHROIC 26MMX36MM | 435 | 4.5% | 415.425
Olympus America Inc. | OSF-DFTPLEDIX3 | LED-DA/FI/TX-3X-A-OFX; TRIPLE PINKEL LED SET | 3067 | 4.5% | 2928.985
Olympus America Inc. | OSF-DFTPLEDM | FF01-432/523/702-25; Triple Bandpass Filter 25mm Dia | 435 | 4.5% | 415.425
Olympus America Inc. | OSF-DFTR57SB3XL | DA/FI/TR/Cy5/Cy7-5X5M-B-OFF-M32; Penta Sedat set 32mm EM | 4336 | 4.5% | 4140.88
Olympus America Inc. | OSF-DFTRCS32 | DA/FI/TR/Cy5-4X4M-C-000-M32; Quad Sedat filter set 32mm Dia | 3295 | 4.5% | 3146.725
Olympus America Inc. | OSF-DFTRCS32I | DA/FI/TR/Cy5-4X4M-C-U02-X25; Quad Sedat filter set 32mm Dia | 3495 | 4.5% | 3337.725
Olympus America Inc. | OSF-DFTRCSIX3-X25 | DA/FI/TR/Cy5-4X4M-C-OFX-X25; QUAD SEDAT SET 25M32X | 4090 | 4.5% | 3905.95
Olympus America Inc. | OSF-DFTRD38 | FF409/493/596-Di01-25x38; Triple DICHROIC 26MMX38MM | 479 | 4.5% | 457.445
Olympus America Inc. | OSF-DFTSLEDBX2 | LED-DA/FI/TX-3X3M-A-OMF; TRIPLE SEDAT LED SET | 2510 | 4.5% | 2397.05
Olympus America Inc. | OSF-DFTSLEDBX3 | LED-DA/FI/TX-3X3M-A-OFF; TRIPLE SEDAT LED SET | 2510 | 4.5% | 2397.05
Olympus America Inc. | OSF-DFTSLEDIX3 | LED-DA/FI/TX-3X3M-A-U02; TRIPLE SEDAT LED SET | 3910 | 4.5% | 3734.05
Olympus America Inc. | OSF-DI01R405 | DI01-R405 25X36; SEMROCK DICHR OIC, 405NM, 25 X 36MM | 405 | 4.5% | 386.775
Olympus America Inc. | OSF-DI01R405488QUAD | Di01-R405/488/561/635-25X36;QUAD BAND DICHROIC MIRROR | 565 | 4.5% | 539.575
Olympus America Inc. | OSF-DI01R532 | 532NM LASER DICHROIC MIRROR, 25X36MM, IN CUBE | 840 | 4.5% | 802.2
Olympus America Inc. | OSF-DI01R532-NC | 532NM LASER DICHROIC MIRROR, 25X36MM, NO CUBE | 405 | 0% | 405
Olympus America Inc. | OSF-DI02R532 | DI02-R532-25x36; 532 NM LASER BEAMSPLITTER, 25.2 x 35.6 MM | 405 | 4.5% | 386.775
Olympus America Inc. | OSF-DI02R594 | DI02-R594-25x36; 594 NM LASER DICHROIC BEAMSPLITTER | 405 | 4.5% | 386.775
Olympus America Inc. | OSF-DI02R635 | DI02-R635-25x36; 635 NM LASER BEAMSPLITTER, 25.2 x 35.6 MM | 405 | 4.5% | 386.775
Olympus America Inc. | OSF-DIA-AOMF | DIA-AOMF;452/45-25EX,607/70-25 EM,DI01-25X36BS,BX2CUBE | 1250 | 4.5% | 1193.75
Olympus America Inc. | OSF-DIO2-R514 | 514 NM LASER DICHROIC 25.2 X 35.6 MM | 405 | 4.5% | 386.775
Olympus America Inc. | OSF-DIQUAD-B | DI01-R405/488/532/635 LASER BEAMSPLITTER, 25X36MM, NO CUBE | 565 | 4.5% | 539.575
Olympus America Inc. | OSF-DI-R561 | DI02-R561-25X36;561NM DICHROIC MIRROR, 25X36MM DIA, NO CUBE | 405 | 4.5% | 386.775
Olympus America Inc. | OSF-DSUIR-CD | OLP-0060 PENTA BAND DICHROIC 415/502/581/664/757 | 6200 | 4.5% | 5921
Olympus America Inc. | OSF-F479/585 | FF01-479/585-25; 479/585nm Dual Bandpass filter 25mm | 395 | 4.5% | 377.225
Olympus America Inc. | OSF-F5050 | FITC-5050A-000; 475/50X, BS506, 540/50M | 785 | 4.5% | 749.675
Olympus America Inc. | OSF-F5050BX2 | FITC-5050A-OMF; 475/50X, BS506, 540/50M | 1250 | 4.5% | 1193.75
Olympus America Inc. | OSF-F524/628 | FF01-524/628-25; 524/628nm Dual Bandpass filter 25mm | 395 | 4.5% | 377.225
Olympus America Inc. | OSF-F534/635 | FF01-534/635-25; 534/635nm Dual Bandpass filter 25mm | 395 | 4.5% | 377.225
Olympus America Inc. | OSF-F607/36 | FF01-607/36-25; 607nm bandpass filter 25mm Dia | 515 | 4.5% | 491.825
Olympus America Inc. | OSF-FBGZBX3 | FRET-BFP/GFP-B-OFF-ZERO; FRET dualband set, Zero Pix | 1659 | 4.5% | 1584.345
Olympus America Inc. | OSF-FD458 | 458NM DICHROIC MIRROR, 25X36MM, NO CUBE | 255 | 4.5% | 243.525
Olympus America Inc. | OSF-FF01-512 | FF01-512/25-25; 512nm Bandpass filter 25mm | 305 | 4.5% | 291.275
Olympus America Inc. | OSF-FF01-527 | FF01-527/20-25; 527NM BANDPASS FILTER | 305 | 4.5% | 291.275
Olympus America Inc. | OSF-FF01-582 | FF01-582/75-25; 582/75 BANDPASS FILTER | 355 | 0% | 355
Olympus America Inc. | OSF-FF01-615 | FF01-615/20-25;615 BANDPASS FILTER, 25 MM | 355 | 4.5% | 339.025
Olympus America Inc. | OSF-FF01-628 | FF01-628/32-25; 628NM BANDPASS FILTER | 305 | 4.5% | 291.275
Olympus America Inc. | OSF-FF01-630 | FF01-630/92-25; 630nm Bandpass filter 25mm | 305 | 4.5% | 291.275
Olympus America Inc. | OSF-FF01-676 | FF01-676/37-25; 676/37 BANDPASS FILTER | 305 | 4.5% | 291.275
Olympus America Inc. | OSF-FF01-708 | FF01-708/75-25; 708/75nm Bandpass Filter,25 mm | 305 | 4.5% | 291.275
Olympus America Inc. | OSF-FF01750S | FF01-750/SP-25; 750NM MULTIPHOTON SWP FILTER,25MM | 925 | 4.5% | 883.375
Olympus America Inc. | OSF-FF33440 | FF01-334/40-25; 334nm Bandpass filter 25mm | 355 | 4.5% | 339.025
Olympus America Inc. | OSF-FF340560 | OLP-0057: DUAL BAND EXCITER 340/560 FOR DSUIR | 4400 | 4.5% | 4202
Olympus America Inc. | OSF-FF350-700 | MIRROR; 350 - 700NM, 25.2 X 35.6 MM | 355 | 4.5% | 339.025
Olympus America Inc. | OSF-FF35540 | FF01-355/40-25; SEMROCK SINGLE BAND FILTER ONLY; 25MM | 305 | 4.5% | 291.275
Olympus America Inc. | OSF-FF36012 | FF01-360/12-25; SEMROCK SINGLE BAND FILTER ONLY, 25MM DIA. | 305 | 4.5% | 291.275
Olympus America Inc. | OSF-FF370-36 | FF01-370/36-25;370/36 NM 25MMX5.0MM FILTER | 305 | 4.5% | 291.275
Olympus America Inc. | OSF-FF37934 | FF01-379/34-25;SEMROCK SINGLE BAND FILTER ONLY, 25MM DIA. | 305 | 4.5% | 291.275
Olympus America Inc. | OSF-FF38014 | FF01-380/14-25;380NM BANDPASS FILTER, 25MM DIAM | 305 | 4.5% | 291.275
Olympus America Inc. | OSF-FF38711 | FF01-387/11-25; BANDPASS FILTER, 25MM, NO CUBE | 305 | 4.5% | 291.275
Olympus America Inc. | OSF-FF387485559649EX | FF01-387/485/559/649;QUAD EXCITATION FILTER, 25MM NO CUBE | 495 | 4.5% | 472.725
Olympus America Inc. | OSF-FF39040 | FF01-390/40-25,SEMROCK, SINGLE BAND FILTER ONLY, 25MM DIA. | 305 | 4.5% | 291.275
Olympus America Inc. | OSF-FF390482563640 | FF01-390/482/563/640-25;QUAD B ANDPASS FILTER, 25MM | 495 | 4.5% | 472.725
Olympus America Inc. | OSF-FF403497574DI | 403/497/574NM DICHROIC MIRROR, 25X36MM, NO CUBE | 435 | 4.5% | 415.425
Olympus America Inc. | OSF-FF40510 | FF01-405/10-25, SEMROCK SINGLE BAND FILTER ONLY,25mm dia. | 355 | 4.5% | 339.025
Olympus America Inc. | OSF-FF405488568647DM | DI01-T405/488/568/647-13X15X0. 5; QUAD DICHROIC FOR YOKO | 695 | 4.5% | 663.725
Olympus America Inc. | OSF-FF405650 | OLP-0059 DUAL BAND EXCITER 405/650 FOR DSUIR | 4400 | 4.5% | 4202
Olympus America Inc. | OSF-FF40615 | FF01-406/15-25;SINGLE BP FILTER -NO CUBE | 305 | 4.5% | 291.275
Olympus America Inc. | OSF-FF407494576 | FF01-407/494/576-25; TRIPLE BANDPASS FILTER, 25MM, NO CUBE | 435 | 4.5% | 415.425
Olympus America Inc. | OSF-FF409DIO | FF409-DI03-32x44-XL; 409NM SINGLE EDGE DICHROIC 32MM X 44MM | 490 | 4.5% | 467.95
Olympus America Inc. | OSF-FF409IX3 | FF409-DI03-32X44-FX;DICHROIC BS 32X44 FOR IX3-FFXL | 400 | 4.5% | 382
Olympus America Inc. | OSF-FF410504582669DI | FF01-410/504/582/669-Di01-25x3 6; QUAD BEAMSPLITTER, NO CUBE | 515 | 4.5% | 491.825
Olympus America Inc. | OSF-FF416DI | FF416-DI01-25X36;416NM DICHROIC, NO CUBE | 235 | 4.5% | 224.425
Olympus America Inc. | OSF-FF41760 | FF01-417/60-25;SEMROCK SINGLE BAND FILTER ONLY; 25MM DIA. | 305 | 4.5% | 291.275
Olympus America Inc. | OSF-FF422503572 | FF01-422/503/572-25; MULTI BANDPASS FILTER, NO CUBE | 435 | 4.5% | 415.425
Olympus America Inc. | OSF-FF425-26 | FF01-425/26-25;425/26-25 25MMX5.0MM | 305 | 4.5% | 291.275
Olympus America Inc. | OSF-FF42530L | FF01-425/30-32;SEMROCK BANDPAS S FILTER ONLY, 32MM DIA. | 490 | 4.5% | 467.95
Olympus America Inc. | OSF-FF42710 | FF01-427/10-25;427NM BANDPASS FILTER, 25MM DIAM | 305 | 4.5% | 291.275
Olympus America Inc. | OSF-FF433517613EM | 433/517/613NM TRIPLE BAND EMISSION FILTER, 25MM, NO CUBE | 435 | 4.5% | 415.425
Olympus America Inc. | OSF-FF43417 | FF01-434/17-25;SEMROCK SINGLE BAND FILTER ONLY, 25MM DIA. | 265 | 4.5% | 253.075
Olympus America Inc. | OSF-FF435-40-25 | FF02-435/40-25;25MM FILTER 435/40-25 | 305 | 4.5% | 291.275
Olympus America Inc. | OSF-FF43824 | FF02-438/24-25;SEMROCK SINGLE BAND FILTER ONLY, 25MM DIA. | 305 | 4.5% | 291.275
Olympus America Inc. | OSF-FF44040 | 440NM SINGLE BANDPASS FILTER, 25MM, NO CUBE | 305 | 4.5% | 291.275
Olympus America Inc. | OSF-FF44040-STR | 440NM BANDPASS FILTER, 25MM,IN SUTTER RING | 325 | 4.5% | 310.375
Olympus America Inc. | OSF-FF440520 | FF440/520-DI01; SEMROCK DUAL BAND DICHROIC, 25 X 36mm | 335 | 4.5% | 319.925
Olympus America Inc. | OSF-FF440521607700EM | FF01-440/521/607/700-25 EMITTER QUAD EMISSION FLTR, 25MM DI | 495 | 4.5% | 472.725
Olympus America Inc. | OSF-FF4405MM | FF01-440/521/607/694/809-25MM FILTER | 575 | 4.5% | 549.125
Olympus America Inc. | OSF-FF44246 | FF01-442/46-25;442NM BANDPASS FILTER, 25MM DIAM | 265 | 4.5% | 253.075
Olympus America Inc. | OSF-FF444520590DI | FF01-444/520/590-Di01-25x36-OM F; MULTIEDGE DICHROIC, MOUNTED | 870 | 4.5% | 830.85
Olympus America Inc. | OSF-FF44520 | FF01-445/20-25; SINGLE BAND FILTER, 25MM DIA, NO CUBE | 305 | 4.5% | 291.275
Olympus America Inc. | OSF-FF4452BS | FF01-444/520/590-DI01-25x36:TRIP.BS.AQUA/SPGREEN/SPORANGE | 435 | 4.5% | 415.425
Olympus America Inc. | OSF-FF446523600677 | FF01-446/523/600/677-25; QUAD BANDPASS FILTER, 25MM | 495 | 4.5% | 472.725
Olympus America Inc. | OSF-FF447/60 | FF02-447/60-25;447/60 25MM FILTER; NO CUBE | 305 | 4.5% | 291.275
Olympus America Inc. | OSF-FF447522 | FF01-447/522-25; DUAL BANDPASS FILTER,25MM,NO CUBE | 389 | 4.5% | 371.495
Olympus America Inc. | OSF-FF44760-32-D | 447NM EMISSION FILTER, 32MM, UNHOUSED | 500 | 4.5% | 477.5
Olympus America Inc. | OSF-FF45245 | FF01-452/45-25, SEMROCK SINGLE BAND FILTER ONLY,25mm dia. | 305 | 4.5% | 291.275
Olympus America Inc. | OSF-FF457530 | FF01-457/530/628-25;SMRK TRIP-BAND FILTER ONLY, 25mm DIA. | 435 | 4.5% | 415.425
Olympus America Inc. | OSF-FF458DI02 | 458NM DICHROIC MIRROR, 25X36MM, MOUNTED | 255 | 4.5% | 243.525
Olympus America Inc. | OSF-FF458DIL | FF01-458-DI02-32X44-XL;458NM D ICHRO MIR 32X44MM ANGLE CRNRS | 591 | 4.5% | 564.405
Olympus America Inc. | OSF-FF46060 | 460/60NM SINGLE BANDPASS FILTER, 25MM | 265 | 4.5% | 253.075
Olympus America Inc. | OSF-FF464547 | FF01-464/547-25;SEMROCK DUAL BAND FILTER ONLY, 25MM DIA. | 395 | 4.5% | 377.225
Olympus America Inc. | OSF-FF46530 | 465NM BANDPASS FILTER, 25MM DIA | 305 | 4.5% | 291.275
Olympus America Inc. | OSF-FF465537623 | FF01-465/537/623-25; MULTI BANDPASS FILTER, NO CUBE | 435 | 4.5% | 415.425
Olympus America Inc. | OSF-FF47022 | 470NM SINGLE BAND FILTER, 25MM, NO CUBE | 305 | 4.5% | 291.275
Olympus America Inc. | OSF-FF47230 | FF01-472/30-25;SEMROCK BAND FILTER ONLY, 25MM DIA. | 305 | 4.5% | 291.275
Olympus America Inc. | OSF-FF47230-32-D | 472NM EMMISSION FILTER, 32MM, UNMOUNTED | 500 | 4.5% | 477.5
Olympus America Inc. | OSF-FF47230L | FF02-472/30-32;SEMROCK BANDPAS S FILTER ONLY, 32MM DIA. | 490 | 4.5% | 467.95
Olympus America Inc. | OSF-FF47230-STR | 472NM BANDPASS FILTER, 25MM,IN SUTTER RING | 325 | 4.5% | 310.375
Olympus America Inc. | OSF-FF47535 | 475NM SINGLE BANDPASS FILTER, 25MM, NO CUBE | 265 | 4.5% | 253.075
Olympus America Inc. | OSF-FF48017 | FF01-480/17-25, SEMROCK SINGLE BAND FILTER ONLY,25mm dia. | 355 | 4.5% | 339.025
Olympus America Inc. | OSF-FF48218 | FF02-482/18-25; 482NM BANDPASS FILTER, 25MM | 305 | 4.5% | 291.275
Olympus America Inc. | OSF-FF482563 | FF01-482/563-25;482/563DUAL-BAND BANDPASS FILTER,25MM | 395 | 4.5% | 377.225
Olympus America Inc. | OSF-FF48332 | FF01-483/32-25; SEMROCK SINGLE BAND FILTER ONLY; 25MM DIA. | 305 | 4.5% | 291.275
Olympus America Inc. | OSF-FF48520 | FF01-485/20-25;485NM BANDPASS FILTER, 25MM DIAM | 305 | 4.5% | 291.275
Olympus America Inc. | OSF-FF485T | FF01-485/537/627-25;25MM EMISSION 485/537/627 | 435 | 4.5% | 415.425
Olympus America Inc. | OSF-FF48806 | FF01-488/6-25;488NM BANDPASS FILTER, 25MM DIAM, NO CUBE | 305 | 4.5% | 291.275
Olympus America Inc. | OSF-FF49420 | FF01-494/20-25;SINGLE BP FILTER 25MMX5MM -NO CUBE | 305 | 4.5% | 291.275
Olympus America Inc. | OSF-FF495DI | FF495-DI03-25X36;495LP DICHROI C; NO CUBE | 255 | 4.5% | 243.525
Olympus America Inc. | OSF-FF495DIL | FF01-495-DI03-32X44-XL;495NM D ICHRO MIR 32X44MM ANGLE CRNRS | 591 | 4.5% | 564.405
Olympus America Inc. | OSF-FF496LP | FF01-496/LP-25; 496NM LONGPASS EMITTER, 25MM DIA, NO CUBE | 305 | 4.5% | 291.275
Olympus America Inc. | OSF-FF49716 | FF01-497/16-25;SEMROCK SINGLE BAND FILTER ONLY, 25MM DIA. | 265 | 4.5% | 253.075
Olympus America Inc. | OSF-FF50024 | FF01-500/24-25; SEMROCK SINGLE BAND FILTER ONLY; 25MM DIA. | 305 | 4.5% | 291.275
Olympus America Inc. | OSF-FF503572 | FF01-503/572-25; DUAL BANDPASS FILTER, NO CUBE | 395 | 4.5% | 377.225
Olympus America Inc. | OSF-FF50412 | FF01-504/12-25;504NM BANDPASS FILTER, 25MM DIA | 305 | 4.5% | 291.275
Olympus America Inc. | OSF-FF506DI | FF506-DI03-25X36;506NM DICHRON IC, NO CUBE | 255 | 4.5% | 243.525
Olympus America Inc. | OSF-FF506DI-XL | 506NM DICHROIC MIRROR, 32X44MM, NO CUBE | 591 | 4.5% | 564.405
Olympus America Inc. | OSF-FF509DIS | FF509-FDI01-18X26;509NM DICHRO MIR 18 X 26 | 429 | 4.5% | 409.695
Olympus America Inc. | OSF-FF51042 | FF01-510/42-25; SEMROCK SINGLE BAND FILTER ONLY; 25MM | 265 | 4.5% | 253.075
Olympus America Inc. | OSF-FF51084 | FF01-510/84-32; SEMROCK SINGLE BAND EMISSION 32MM | 500 | 4.5% | 477.5
Olympus America Inc. | OSF-FF510DI | FF510-DI02-25X36;QDOT605 DICHR OIC, 510; NO CUBE | 255 | 4.5% | 243.525
Olympus America Inc. | OSF-FF512630 | FF01-512/630-25; SEMROCK DUAL BAND FILTER ONLY, 25MM | 395 | 4.5% | 377.225
Olympus America Inc. | OSF-FF51317 | FF01-513/17-25, SEMROCK SINGLE BAND FILTER ONLY,25mm dia. | 305 | 4.5% | 291.275
Olympus America Inc. | OSF-FF51430 | 514NM SINGLE BAND FILTER, 25MM, NO CUBE | 305 | 4.5% | 291.275
Olympus America Inc. | OSF-FF519LP | 519 BRIGHTLINE LWP EDGE FILTER, 25MM | 305 | 4.5% | 291.275
Olympus America Inc. | OSF-FF520/35 | FF01-520/35-25;520/35 25MM FILTER; NO CUBE | 305 | 4.5% | 291.275
Olympus America Inc. | OSF-FF520-15 | FF01-520/15-25:25mm x 5.0mm 520/15-25 BRIGHTLINE FILTER | 355 | 4.5% | 339.025
Olympus America Inc. | OSF-FF52028 | 520NM BANDPASS FILTER, 25MM | 355 | 4.5% | 339.025
Olympus America Inc. | OSF-FF52035-STR | 520NM BANDPASS FILTER, 25MM,IN SUTTER RING | 325 | 4.5% | 310.375
Olympus America Inc. | OSF-FF520DI | 520NM DICHROIC MIRROR, 25X36MM | 255 | 4.5% | 243.525
Olympus America Inc. | OSF-FF523610 | 523/610NM DUAL BANDPASS FILTER, 25MM, NO CUBE | 395 | 4.5% | 377.225
Olympus America Inc. | OSF-FF52520 | 525/20NM SINGLE BANDPASS FILTER, 25MM | 349 | 4.5% | 333.295
Olympus America Inc. | OSF-FF52530 | FF01-525/30-25;SEMROCK SINGLE BAND FILTER ONLY, 25MM DIA. | 305 | 4.5% | 291.275
Olympus America Inc. | OSF-FF52530-STR | 525NM BANDPASS FILTER, 25MM,IN SUTTER RING | 325 | 4.5% | 310.375
Olympus America Inc. | OSF-FF52539 | FF01-525/39-25; 525NM BANDPASS FILTER, 25MM DIA., NO CUBE | 265 | 4.5% | 253.075
Olympus America Inc. | OSF-FF52540 | 525/40NM SINGLE BANDPASS FILTER, 25MM | 355 | 4.5% | 339.025
Olympus America Inc. | OSF-FF52545 | 525NM SINGLE BAND FILTER | 305 | 4.5% | 291.275
Olympus America Inc. | OSF-FF52545L | FF01-525/45-32;SEMROCK SINGLE BAND FILTER ONLY, 32MM DIA. | 490 | 4.5% | 467.95
Olympus America Inc. | OSF-FF52550 | 525NM BANDPASS FILTER, 25MM,NO CUBE | 305 | 4.5% | 291.275
Olympus America Inc. | OSF-FF529STR | FF02-529/24-25-STR:529NM BANDPASS FILTER, 25MM,IN | 325 | 4.5% | 310.375
Olympus America Inc. | OSF-FF53140 | FF01-531/40-25, SEMROCK SINGLE BAND FILTER ONLY,25MM DIA. | 305 | 4.5% | 291.275
Olympus America Inc. | OSF-FF533-25 | FF01-533/SP-25; 533 NM BRIGHTLINE SWP EDGE25MM | 305 | 4.5% | 291.275
Olympus America Inc. | OSF-FF53420 | FF01-534/20-25, SEMROCK SINGLE BAND FILTER ONLY,25mm dia. | 305 | 4.5% | 291.275
Olympus America Inc. | OSF-FF53430 | FF02-534/30-25;SEMROCK SINGLE BAND FILTER ONLY, 25MM DIA. | 305 | 4.5% | 291.275
Olympus America Inc. | OSF-FF53442 | FF01-534/42-25;534NM BANDPASS FILTER, 25MM DIAM | 305 | 4.5% | 291.275
Olympus America Inc. | OSF-FF53640-32 | 536NM EMISSION FILTER MIRROR, 32MM, NO CUBE | 500 | 4.5% | 477.5
Olympus America Inc. | OSF-FF538FDI | FF538-FDI01-12.5-D; 538 BRIGHT DICHROICS 12.5 MM(UNHOUSED) | 429 | 0% | 429
Olympus America Inc. | OSF-FF539-30 | FF01-539/30-25;539/30NM, 25 MMX 3.5 MM | 355 | 4.5% | 339.025
Olympus America Inc. | OSF-FF54227 | FF01-542/27-25;SEMROCK SINGLE BAND FILTER ONLY, 25MM DIA. | 305 | 4.5% | 291.275
Olympus America Inc. | OSF-FF54322 | FF01-543/22-25; 543NM SINGLE BANDPASS FILTER ONLY, 25MM DIA | 305 | 4.5% | 291.275
Olympus America Inc. | OSF-FF54915 | FF01-549/15-25;549NM BANDPASS FILTER, 25MM DIAM | 355 | 4.5% | 339.025
Olympus America Inc. | OSF-FF55088 | 550NM SINGLE BANDPASS FILTER, 25MM, NO CUBE | 305 | 4.5% | 291.275
Olympus America Inc. | OSF-FF552DI | FF552-DI02-25X36-OMF 552NM DICHROIC, 25X36MM, IN BX2 CUBE | 255 | 4.5% | 243.525
Olympus America Inc. | OSF-FF55620 | 556NM SINGLE BAND FILTER, 25MM, NO CUBE | 305 | 4.5% | 291.275
Olympus America Inc. | OSF-FF556-SDI01 | 556 nm BrightLine SWP Dichroic BS (31.8x43.8) for F30SDMOPT | 500 | 4.5% | 477.5
Olympus America Inc. | OSF-FF56025 | 560NM SINGLE BAND FILTER, 25MM, NO CUBE | 305 | 4.5% | 291.275
Olympus America Inc. | OSF-FF560DI | FF560-DI01-25X36;560LP DICHROIC, 25X36MM, NO CUBE | 255 | 4.5% | 243.525
Olympus America Inc. | OSF-FF560DIL | FF01-560-DI01-32X44-XL;560NM D ICHRO MIR 32X44MM ANGLE CRNRS | 591 | 4.5% | 564.405
Olympus America Inc. | OSF-FF56114 | 561NM BANDPASS FILTER, 25MM ROUND | 305 | 4.5% | 291.275
Olympus America Inc. | OSF-FF56240 | FF01-562/40-25;SEMROCK SINGLE BAND FILTER ONLY, 25MM DIAM. | 305 | 4.5% | 291.275
Olympus America Inc. | OSF-FF562DI | FF562-DI03-25X36; 562NM DICHROIC MIRROR, NO CUBE | 255 | 4.5% | 243.525
Olympus America Inc. | OSF-FF562XL | FF562-Di03-32x44-XL: 562 BS FOR MVX CUBE | 591 | 4.5% | 564.405
Olympus America Inc. | OSF-FF56309 | FF01-563/9-25; 563NM BANDPASS FILTER, 25MM | 305 | 4.5% | 291.275
Olympus America Inc. | OSF-FF56524 | FF01-565/24-25;SEMROCK BANDPAS S FILTER ONLY, 25MM DIA | 265 | 4.5% | 253.075
Olympus America Inc. | OSF-FF57515 | FF01-575/15-25; BANDPASS FILTER, 25MM, NO CUBE | 305 | 4.5% | 291.275
Olympus America Inc. | OSF-FF57525-STR | 575NM BANDPASS FILTER, 25MM,IN SUTTER RING | 325 | 4.5% | 310.375
Olympus America Inc. | OSF-FF58014 | FF01-580/14-25;580NM BANDPASS FILTER, 25MM DIAM | 355 | 4.5% | 339.025
Olympus America Inc. | OSF-FF58023 | FF01-580/23-25;580NM BANDPASS FILTER, 25MM DIAM | 305 | 4.5% | 291.275
Olympus America Inc. | OSF-FF580-FDI | FF580-FDI01-25X36-OMF;DICHROIC BEAMSPLITTER,25X36MM,MOUNTED | 770 | 4.5% | 735.35
Olympus America Inc. | OSF-FF580-FDI-DV2 | 580NM DICROIC FOR DV2, 18X26MM | 429 | 4.5% | 409.695
Olympus America Inc. | OSF-FF58529 | FF01-585/29-25; SEMROCK SINGLE BAND FILTER ONLY; 25MM | 305 | 4.5% | 291.275
Olympus America Inc. | OSF-FF58540 | 585/40NM SINGLE BANDPASS FILTER, 25MM DIA, NO CUBE | 305 | 4.5% | 291.275
Olympus America Inc. | OSF-FF58620 | FF01-586/20-25; 586NM SINGLE BANDPASS FILTER ONLY, 25MM DIA | 305 | 4.5% | 291.275
Olympus America Inc. | OSF-FF58915 | FF01-589/15-25;SEMROCK SINGLE BAND FILTER ONLY, 25MM DIA. | 305 | 4.5% | 291.275
Olympus America Inc. | OSF-FF5928 | FF01-592/8-25, SEMROCK SINGLE BAND FILTER ONLY,25mm dia. | 355 | 4.5% | 339.025
Olympus America Inc. | OSF-FF593-32 | FF01-593/40-32; 32MMX3.5MM EMISSION FILTER | 500 | 4.5% | 477.5
Olympus America Inc. | OSF-FF59340 | FF01-593/40-25, SEMROCK SINGLE BAND FILTER ONLY,25MM DIA. | 305 | 4.5% | 291.275
Olympus America Inc. | OSF-FF59346 | FF01-593/46-25; 593NM BANDPASS FILTER, 25MM DIA, NO CUBE | 305 | 4.5% | 291.275
Olympus America Inc. | OSF-FF593DI | FF593-DI03-25X36;SEMROCK DICHROMATIC MIRROR, 25 X 36MM | 255 | 4.5% | 243.525
Olympus America Inc. | OSF-FF593LP | 593NM LONGPASS FILTER, 25MM | 305 | 4.5% | 291.275
Olympus America Inc. | OSF-FF60037S | FF01-600/37-12.7-D; 600/37 BRI GHTL.FILTER 12.7MM (UNHOUSED) | 399 | 4.5% | 381.045
Olympus America Inc. | OSF-FF60515 | 605/15NM BANDPASS FILTER, 25MM DIA, NO CUBE | 305 | 4.5% | 291.275
Olympus America Inc. | OSF-FF60564 | 605/64NM SINGLE BANDPASS FILTER, 25MM | 355 | 4.5% | 339.025
Olympus America Inc. | OSF-FF605DI | FF605-DI02-25x36; 552NM DICHROIC, NO CUBE | 255 | 4.5% | 243.525
Olympus America Inc. | OSF-FF60736 | 607NM BANDPASS FILTER, 25MM ROUND, 3.5MM THICK | 305 | 4.5% | 291.275
Olympus America Inc. | OSF-FF60736-STR | 607NM BANDPASS FILTER, 25MM,IN SUTTER RING | 325 | 4.5% | 310.375
Olympus America Inc. | OSF-FF60770L | FF01-607/70-32;SEMROCK BANDPAS S FILTER ONLY, 32MM DIA | 490 | 4.5% | 467.95
Olympus America Inc. | OSF-FF60954 | FF01-609/54-25;BANDPASS FILTER, NO CUBE | 305 | 4.5% | 291.275
Olympus America Inc. | OSF-FF617/73 | FF01-617/73-25;617/73 25MM FILTER;NO CUBE | 355 | 4.5% | 339.025
Olympus America Inc. | OSF-FF61773 | FF01-617/73-25;SEMROCK SINGLE BAND FILTER ONLY, 25MM DIA. | 355 | 4.5% | 339.025
Olympus America Inc. | OSF-FF62014 | FF01-620/14-25; 620nm Bandpass filter 25mm | 355 | 4.5% | 339.025
Olympus America Inc. | OSF-FF62052 | FF01-620/52-25;SEMROCK SINGLE BAND FILTER ONLY, 25MM DIA. | 265 | 4.5% | 253.075
Olympus America Inc. | OSF-FF62440-32-D | 624NM EMISSION FILTER, 32MM, UNHOUSED | 500 | 4.5% | 477.5
Olympus America Inc. | OSF-FF62515 | FF01-625/15-25; QDOT625EMISSION FILTER, 25MM, NO CUBE | 305 | 4.5% | 291.275
Olympus America Inc. | OSF-FF62840 | FF02-628/40-25;SEMROCK SINGLE BAND FILTER ONLY, 25MM DIAM. | 305 | 4.5% | 291.275
Olympus America Inc. | OSF-FF629/56 | FF01-629/56-25; SEMROCK BANDPASS FILTER ONLY, 25MM | 305 | 4.5% | 291.275
Olympus America Inc. | OSF-FF63020 | FF01-630/20-25;630NM BANDPASS FILTER, 25MM DIAM | 305 | 4.5% | 291.275
Olympus America Inc. | OSF-FF635DI | FF635-Di01-25x36; 635nm Dichroic, 25.2 x 35.6 mm | 255 | 4.5% | 243.525
Olympus America Inc. | OSF-FF640 | FF640-FDI01-25X36;640 DICHROIC BS 25.2X35.6MM | 335 | 4.5% | 319.925
Olympus America Inc. | OSF-FF64014 | FF01-640/14-25; 640NM BANDPASS FILTER, 25MM | 355 | 4.5% | 339.025
Olympus America Inc. | OSF-FF640FDI | FF640-FDI01-12.5-D; 640 BRIGHT DICHROICS;12.5;MM(UNHOUSED) | 429 | 4.5% | 409.695
Olympus America Inc. | OSF-FF64175 | 641NM BANDPASS FILTER, 25MM DIA, NO CUBE | 305 | 4.5% | 291.275
Olympus America Inc. | OSF-FF64175-STR | 641NM BANDPASS FILTER, 25MM,IN SUTTER RING | 325 | 4.5% | 310.375
Olympus America Inc. | OSF-FF64210 | FF01-642/10-25, SEMROCK SINGLE BAND FILTER ONLY,25MM DIA. | 355 | 4.5% | 339.025
Olympus America Inc. | OSF-FF642LP | FF01-642/LP-25-D; 655NM LONGPASS EDGE FILTER, 25MM | 305 | 4.5% | 291.275
Olympus America Inc. | OSF-FF64757 | FF01-647/57-25, SEMROCK SINGLE BAND FILTER ONLY,25mm dia. | 305 | 4.5% | 291.275
Olympus America Inc. | OSF-FF650-13 | FF01-650/13-25;650/13 NM 25MMX5.0MM FILTER | 305 | 4.5% | 291.275
Olympus America Inc. | OSF-FF650DI | FF650-DI01-25X36; 650LP DICHRO IC 1.1MM THICK; NO CUBE | 255 | 4.5% | 243.525
Olympus America Inc. | OSF-FF650DIL | FF650-DI01-32X44-XL; 650NM DICHRO MIR 32X44MM ANGLE CRNRS | 591 | 4.5% | 564.405
Olympus America Inc. | OSF-FF650ED | 650 NM SWP EDGE FILTER 25MM | 355 | 4.5% | 339.025
Olympus America Inc. | OSF-FF660DI | FF660-DI02-25X36; 660NM DICHROIC, 25X36MM, NO CUBE | 255 | 4.5% | 243.525
Olympus America Inc. | OSF-FF662DI | FF662-FDI01-25X36; DICHROIC BS 25X36MM NO CUBE | 335 | 4.5% | 319.925
Olympus America Inc. | OSF-FF665DI | FF665-DI02-25X36;665 MPE DICHR OIC; NO CUBE | 565 | 4.5% | 539.575
Olympus America Inc. | OSF-FF67030 | FF01-670/30-25;SEMROCK SINGLE BAND FILTER ONLY, 25MM DIA. | 305 | 4.5% | 291.275
Olympus America Inc. | OSF-FF67030L | 670NM BANDPASS FILTER, 32MM DIAMETER, NO CUBE | 500 | 4.5% | 477.5
Olympus America Inc. | OSF-FF670SDI | FF670-SDI01;DICHROIC MIRROR,REFLECTS 700-1200NM, 25X36MM | 565 | 4.5% | 539.575
Olympus America Inc. | OSF-FF67567 | FF02-675/67-25;675NM BANDPASS FILTER, 25MM | 355 | 4.5% | 339.025
Olympus America Inc. | OSF-FF68424-STR | 684NM BANDPASS FILTER, 25MM,IN SUTTER RING | 325 | 4.5% | 310.375
Olympus America Inc. | OSF-FF68540 | 685NM BANDPASS FILTER, 25MM ROUND, 5.0MM THICK | 355 | 4.5% | 339.025
Olympus America Inc. | OSF-FF685BS | FF685-DI02-25X36;685NM DICHROIC UNMOUNTED | 255 | 4.5% | 243.525
Olympus America Inc. | OSF-FF705 | FF705-D101;BRIGHTLINE 705NM DI CHROIC BS FILTER 25X36 | 565 | 4.5% | 539.575
Olympus America Inc. | OSF-FF705FDI | FF705-FDI01-12.5-D; 705 BRIGHT DICHROICS;12.5;MM(UNHOUSED) | 649 | 4.5% | 619.795
Olympus America Inc. | OSF-FF71125 | FF01-711/25-25; 711NM BANDPASS FILTER, 25MM DIAM, NO CUBE | 355 | 4.5% | 339.025
Olympus America Inc. | OSF-FF715L25 | FF01-715/LP-25; 715 NM BRIGHTLINE LWP EDGE FILTER25MM | 355 | 4.5% | 339.025
Olympus America Inc. | OSF-FF720SP25 | FF01-720/SP-25;720NM SHORT PASS FILTER, 25MM DIAM | 925 | 4.5% | 883.375
Olympus America Inc. | OSF-FF735DI01 | 735NM SINGLE EDGE DICHROIC MIRROR, 25.2 X 35.6 X 1.1MM | 565 | 4.5% | 539.575
Olympus America Inc. | OSF-FF74013 | 740/13NM BRIGHTLINE BANDPASS FILTER, 25MM, NO CUBE | 355 | 4.5% | 339.025
Olympus America Inc. | OSF-FF740DI | FF740-DI01-25X36; 740NM DICHROIC, NO CUBE | 255 | 4.5% | 243.525
Olympus America Inc. | OSF-FF750SDI02 | FF750-SDi02-25x36; 750 SWP DICHROIC BEAMSPLITTER | 255 | 4.5% | 243.525
Olympus America Inc. | OSF-FF76941 | FF01-769/41-25; 769nm Bandpass filter 25mm | 305 | 4.5% | 291.275
Olympus America Inc. | OSF-FF775 | FF775-DI01-25x36;775 DICHROIC BEAMSPLITTER, 25 x 36 MM | 565 | 4.5% | 539.575
Olympus America Inc. | OSF-FF776LP | FF01-776/LP-25; 776nm Longpass filter 25mm | 305 | 4.5% | 291.275
Olympus America Inc. | OSF-FF80012 | FF01-800/12-25, SEMROCK SINGLE BAND FILTER ONLY,25MM DIA. | 355 | 4.5% | 339.025
Olympus America Inc. | OSF-FF80981 | 809/81NM BRIGHTLINE BANDPASS FILTER, 25MM, NO CUBE | 305 | 4.5% | 291.275
Olympus America Inc. | OSF-FF809STR | FF02-809/81-25-STR::809NM BANDPASS FILTER, 25MM,IN | 325 | 4.5% | 310.375
Olympus America Inc. | OSF-FF834LP | FF01-834/LP-25;SEMROCK SINGLE BAND FILTER ONLY; 25MM DIA. | 355 | 4.5% | 339.025
Olympus America Inc. | OSF-FF842SP | 842NM BLOCKING EDGE SHORT PASS FILTER, 25MM, NO CUBE | 355 | 4.5% | 339.025
Olympus America Inc. | OSF-FFC-YFP | FF440/520-DI01-OMF; DUAL BAND DICHROIC, 25 X 36mm W/CUBECUBE | 770 | 4.5% | 735.35
Olympus America Inc. | OSF-FFQUADBP | FF01-446/510/581/703-25 QUAD BANDPASS FILTER, 25MM, NO CUBE | 495 | 4.5% | 472.725
Olympus America Inc. | OSF-FGRZBX3 | FRET-GFP/RFP-D-OFF-ZERO; FRET dualband set, Zero Pix | 1659 | 4.5% | 1584.345
Olympus America Inc. | OSF-FISH32X | DA-SPAQ/SPGR/SPOR-A-OMF-X32;SET W/32MM EXCITERS IN BX2 CUBE | 3576 | 4.5% | 3415.08
Olympus America Inc. | OSF-FITC2024 | FITC-2024B-OMF; EX485/20, EM524/24,DM506 INC CUBE | 1250 | 4.5% | 1193.75
Olympus America Inc. | OSF-FITC-2024B-Z | FITC 2024B ZERO PIXEL SHIFT FILTER SET, IN BX2 CUBE | 1349 | 4.5% | 1288.295
Olympus America Inc. | OSF-FITC-3540C-NC | FITC FILTER SET, EX:482/35, EM:536/40,DM:506, NO CUBE | 785 | 4.5% | 749.675
Olympus America Inc. | OSF-FITC-CLIN-EX | FITC EXCITATION FILTER FROM CLINICAL FITC SET, 25MM, NO CU | 265 | 4.5% | 253.075
Olympus America Inc. | OSF-FITCEM | FF01-536-40-25;FITC EMISSION FILTER ONLY 25MM DIAMETER WIDE | 305 | 4.5% | 291.275
Olympus America Inc. | OSF-FITCEX | FF01-482/35-25;FITC EXCITATION FILTER ONLY 25MM DIAMETER | 305 | 4.5% | 291.275
Olympus America Inc. | OSF-FITC-HCNC | FITC-2024B-000; HIGH CONTRAST SET - NOC | 785 | 4.5% | 749.675
Olympus America Inc. | OSF-FITC-LED | LED-FITC-A-000; FITC LED FILTER | 785 | 4.5% | 749.675
Olympus America Inc. | OSF-FITCLEDBX2 | LED-FITC-A-OMF; FITC LED Filter | 1250 | 4.5% | 1193.75
Olympus America Inc. | OSF-FITCLEDBX3 | LED-FITC-A-OFF; FITC LED Filter | 1250 | 4.5% | 1193.75
Olympus America Inc. | OSF-FITCLEDIX3 | LED-FITC-A-OFX; FITC LED FILTER | 1883 | 4.5% | 1798.265
Olympus America Inc. | OSF-FITCLEDNTE | LED-FITC-A-NTE; FITC LED Filter | 1180 | 4.5% | 1126.9
Olympus America Inc. | OSF-FITCMSED | FF02-531/22-25: FITC EMISSION FILTER ONLY 25MM SEDAT SET | 305 | 4.5% | 291.275
Olympus America Inc. | OSF-FITCTXRED-2X-B | FITC/TXRED PINKEL FILTER SET,IN BX2 CUBE | 1720 | 0% | 1720
Olympus America Inc. | OSF-FITC-Z-LED | LED-FITC-A-000-ZERO; FITC ZERO LED FILTER | 884 | 4.5% | 844.22
Olympus America Inc. | OSF-FITCZLEDBX2 | LED-FITC-A-OMF-ZERO; FITC ZERO LED Filter | 1349 | 4.5% | 1288.295
Olympus America Inc. | OSF-FITCZLEDBX3 | LED-FITC-A-OFF-ZERO; FITC ZERO LED Filter | 1349 | 4.5% | 1288.295
Olympus America Inc. | OSF-FITX-2X1 | FITC/TXRED-2X-B-OMF;2 EX,1-DUAL BL EM.,1 DUAL BS IN BX2CUBE | 1720 | 4.5% | 1642.6
Olympus America Inc. | OSF-FITX-2X2 | FITC/TXRED-2X2M-B-OMF; FITC/ TXRED SET 2EX, 2EM, IN CUBE F; | 1900 | 4.5% | 1814.5
Olympus America Inc. | OSF-FITX-NC | FITC/TXRED DUAL BAND FILTER SET ONLY, NO CUBE | 1025 | 4.5% | 978.875
Olympus America Inc. | OSF-FUR2CS01 | FURA2-C-S01; 2 EX 25MM, 1 EM, 1 DICH, NO CUBE INC. | 1165 | 4.5% | 1112.575
Olympus America Inc. | OSF-FURA2-C-NTE-ZERO | FURA2-C-NTE-ZERO;FURA2 SET FOR NIKON TE2000, MOUNTED | 1629 | 4.5% | 1555.695
Olympus America Inc. | OSF-FURA-BX2 | FURA2-C-OMF;EXA:340/26,EXB/387/11, EM:510/84, 409DM | 1590 | 4.5% | 1518.45
Olympus America Inc. | OSF-G1828 | GFP-1828A-000; 428/18X, BS495, 520/28M | 785 | 4.5% | 749.675
Olympus America Inc. | OSF-G1828ZHE | GFP-1828D-ZHE; 482/18X, BS495, 520/28M | 1120 | 4.5% | 1069.6
Olympus America Inc. | OSF-G3035ZHE | GFP-3035D-ZHE; 473/31X, BS495, 520/35M | 1120 | 4.5% | 1069.6
Olympus America Inc. | OSF-G4050 | GFP-4050B-000; 466/40X, BS495, 525/50M | 785 | 4.5% | 749.675
Olympus America Inc. | OSF-GFP&DSRZ | GFP/DSRED-A-ZHE;DUAL BAND SET IN ZEISS FL CUBE EC P&C | 1360 | 4.5% | 1298.8
Olympus America Inc. | OSF-GFP-1828A | GFP-1828A-OMF; GFP HIGH CONTRAST FILTER SET, MOUNTED | 1250 | 4.5% | 1193.75
Olympus America Inc. | OSF-GFP-3035D | GFP-3035D-000; 473/31X, BS495, 520/35M | 785 | 4.5% | 749.675
Olympus America Inc. | OSF-GFP-30LP-B-Z | GFP-30LP-B-Z LONGPASS GFP FILTER SET, ZERO PIXEL,IN BX2 CUBE | 1349 | 4.5% | 1288.295
Olympus America Inc. | OSF-GFPHSRPBX2 | GFP/HcRed-2X-A-OMF; GFP/HcRed Dualband Pinkel Set | 1690 | 4.5% | 1613.95
Olympus America Inc. | OSF-GFPLP | GFP-30LP-B-OMF:GFP LONGPASS 472/30X,496/LP EM,495BS | 1250 | 4.5% | 1193.75
Olympus America Inc. | OSF-GFPLPNC | GFP-30LP-B-000;GFP LP NO CUBE SET | 785 | 4.5% | 749.675
Olympus America Inc. | OSF-GFPRFP-2X2M-C-NC | GFP/RFP SEDAT FILTER SET, 2EX, 2EM, 1 DM, NO CUBE | 1435 | 4.5% | 1370.425
Olympus America Inc. | OSF-GR-FRET | GFP/RFP FRET SET, EX472, EM520, EM641, DI495, IN CUBE | 1590 | 4.5% | 1518.45
Olympus America Inc. | OSFI3-CFP-2432-C | CFP-2432-C-OFX; EX438/24, EM483/32,DM458 INC CUBE | 1883 | 4.5% | 1798.265
Olympus America Inc. | OSFI3-CY3-4040C | CY3-4040C-OFX; EX531/40, EM593/40,DM562 INC CUBE | 1883 | 4.5% | 1798.265
Olympus America Inc. | OSFI3-CY5-4040C | CY5-4040C-OFX; EX628/40, EM692/40,DM660 INC CUBE | 1883 | 4.5% | 1798.265
Olympus America Inc. | OSFI3-CY55-B | CY5.5-B-OFX; EX655/40,EM716/40,EM716/40,DM685 INC CUBE | 1883 | 4.5% | 1798.265
Olympus America Inc. | OSFI3-DAPI-1160B | DAPI-1160B-OFX;EX387/11,EM447/60,DM409 INC CUBE HI CON | 1883 | 4.5% | 1798.265
Olympus America Inc. | OSFI3-DAPI-5060C | DAPI-5060C-OFX;EX377/50,EM447/60,DM409 INC CUBE HI BRIGHT | 1883 | 4.5% | 1798.265
Olympus America Inc. | OSFI3-FITC-2024B | FITC-2024B-OFX;EX485/20,EM522/24,DM506 INC CUBE HI CONTR | 1883 | 4.5% | 1798.265
Olympus America Inc. | OSFI3-FITC-3540C | FITC-3540C-OFX;EX482/35,EM536/40,DM506 INC CUBE | 1883 | 4.5% | 1798.265
Olympus America Inc. | OSFI3-FITC-5050A | FITC-5050A-OFX;EX475/50,EM540/50,DM506 INC CUBE HI BRI | 1883 | 4.5% | 1798.265
Olympus America Inc. | OSFI3-FUR25X | OLP-0086;CUSTOM FURA2-C SET W 25MMEXCITERS&IX3-FFXL CUBE | 1899 | 4.5% | 1813.545
Olympus America Inc. | OSFI3-FURA2 | OSFFURA2-C-OFX;SEDA FLTRSET, 32MM DIA EX'S,IN IX3 CUBE | 1738 | 4.5% | 1659.79
Olympus America Inc. | OSFI3-GFP-1828A | GFP-1828A-OFX;EX482/18,EM520/ /28,DM495 INC CUBE HI CONTR | 1883 | 4.5% | 1798.265
Olympus America Inc. | OSFI3-GFP-3035D | GFP-3035D-OFX;EX472/30,EM520/35,DM495 INC CUBE | 1883 | 4.5% | 1798.265
Olympus America Inc. | OSFI3-GFP-4050B | GFP-4050B-OFX;EX466/40;EM525/50,DM495 INC CUBE HI BRIGHT | 1883 | 4.5% | 1798.265
Olympus America Inc. | OSFI3-ICG-B | ICG-B-OFX;EX769/41,EM832/37,DM801 INC CUBE | 1883 | 4.5% | 1798.265
Olympus America Inc. | OSFI3-MCHERRY-B | MCHERRY-B-OFX;EX562/40,EX641/75,DM593 INC CUBE | 1883 | 4.5% | 1798.265
Olympus America Inc. | OSFI3-QD525-C | QD525-C-OFX;EX435/40,EM525/40,DM510 INC CUBE | 1883 | 4.5% | 1798.265
Olympus America Inc. | OSFI3-QD605-C | QD605-C-OFX;EX435/40,EM605/15,DM510 INC CUBE | 1883 | 4.5% | 1798.265
Olympus America Inc. | OSFI3-QD625-C | QD625-C-OFX; EX435/40, EM625/ 15,DM510 INC CUBE | 1883 | 4.5% | 1798.265
Olympus America Inc. | OSFI3-QD655-C | QD655-C-OFX; EX435/40, EM655/15,DM510 INC CUBE | 1883 | 4.5% | 1798.265
Olympus America Inc. | OSFI3-QUAD4M | DA/FI/TR/CY5-4x4M-U02-M32;QUAD SEDAT SET,32MM EM,IN OFX CUBE | 3851 | 0% | 3851
Olympus America Inc. | OSF-I3QUAD4M | DA/FI/TR/Cy5-4x4M-U02-M32;QUAD SEDAT SET,32MM EM,NO CUBE | 3263 | 4.5% | 3116.165
Olympus America Inc. | OSFI3-SPAQUA-C | SPAQUA-C-OFX; EX438/24, EM583/32, DM458 INC CUBE | 1883 | 4.5% | 1798.265
Olympus America Inc. | OSFI3-SPGOLD-B | SPGOLD-B-OFX; EX534/20, EM572/28, DM552 INC CUBE | 1883 | 4.5% | 1798.265
Olympus America Inc. | OSFI3-SPGR-B | SPGR-B-OFX; EX494/20, EM572/20, DM506 INC CUBE | 1883 | 4.5% | 1798.265
Olympus America Inc. | OSFI3-SPOR-B | SPOR-B-OFX; EX543/22, EM586/20, DM562 INC CUBE | 1883 | 4.5% | 1798.265
Olympus America Inc. | OSFI3-SPRED-B | SPRED-B-OFX; EX586/20, EM628/32, DM605 INC CUBE | 1883 | 4.5% | 1798.265
Olympus America Inc. | OSFI3-TRITC-B | TRITC-B-OFX; EX543/22, EM593/40, DM562 INC CUBE | 1883 | 4.5% | 1798.265
Olympus America Inc. | OSFI3-TXRED-4040C | TXRED-4040C-OFX; EX562/40, EM624/40, DM593 INC CUBE | 1883 | 4.5% | 1798.265
Olympus America Inc. | OSFI3-YFP-2427B | YFP-2427B-OFX; EX500/24, EM542/27, DM520 INC CUBE | 1883 | 4.5% | 1798.265
Olympus America Inc. | OSF-L355D | Di01-R355-25x36; 355nm Laser Dichroic 25x36 mm | 495 | 4.5% | 472.725
Olympus America Inc. | OSF-L488LPBX3 | LF488/LP-C-OFF; 482/18X, 488BS, 488LPM Laser Set | 1380 | 4.5% | 1317.9
Olympus America Inc. | OSF-L514D32 | Di02-R514-32x44xXL; 514nm Laser Dichroic 32x44 mm | 636 | 4.5% | 607.38
Olympus America Inc. | OSF-L538D | FF538-FDi01-25x36; 538nm Laser Dichroic 25x36 mm | 335 | 4.5% | 319.925
Olympus America Inc. | OSF-L594BX2 | LF594-C-OMF; 591/6X, BS594, 647/57M | 1380 | 4.5% | 1317.9
Olympus America Inc. | OSF-L635D32 | Di02-R635-32x44-XL; 635nm Laser Dichroic 32x44 mm | 636 | 4.5% | 607.38
Olympus America Inc. | OSF-LCYMD | Di01-R442/514/561-25x36; Triple Laser Dichroic 25x36mm | 515 | 4.5% | 491.825
Olympus America Inc. | OSF-LD01-473 | LD01-473/10-25; 473/10NM MAXDIODE LASER CLEAN-UP 25MM | 530 | 4.5% | 506.15
Olympus America Inc. | OSF-LD405 | LD01-405/10-12.5;405NM LASER CLEAN UP FILTER | 265 | 4.5% | 253.075
Olympus America Inc. | OSF-LD405-25 | LD01-405/10-25;405/10 NM LASER CLEANUP FILTER 25MM | 530 | 4.5% | 506.15
Olympus America Inc. | OSF-LD473/10 | LD01-473/10-12.5; 473/10 Laser Diode Filter, 12.5 mm | 355 | 4.5% | 339.025
Olympus America Inc. | OSF-LD640-25 | LD01-640/8-25;640/8 NM LASER CLEANUP FILTER 25MM | 530 | 4.5% | 506.15
Olympus America Inc. | OSF-LDFT5D32 | Di01-R405/488/561/635-32x44-FX; Quad Laser Dichroic 32x44 mm | 846 | 4.5% | 807.93
Olympus America Inc. | OSF-LDFT5M32 | FF01-446/523/600/677-32; Quad Laser Emission filter 32mm Dia | 811 | 4.5% | 774.505
Olympus America Inc. | OSF-LDGT5D32 | Di01-R405/488/532/635-32X44-XL; Quad Laser Dichroic 32x44mm | 1087 | 4.5% | 1038.085
Olympus America Inc. | OSF-LDGT5M32 | FF01-446/510/581/703-32; Quad Laser Emitter 32mm Dia | 811 | 4.5% | 774.505
Olympus America Inc. | OSF-LDGT5X | FF01-390/482/532/640-25; Quad Laser Exciter 25mm Dia | 495 | 4.5% | 472.725
Olympus America Inc. | OSF-LF35P | LF488/543/635-3X-A-000; Laser Triple Pinkel Filter | 1695 | 4.5% | 1618.725
Olympus America Inc. | OSF-LF405 | LF405-B-OMF;LASER SET FOR 405.BAND PASS. INC CUBE | 1380 | 4.5% | 1317.9
Olympus America Inc. | OSF-LF405488594-A | TRIPLE MULTIBAND DAPI/FITC/ MCHERRY FILTER SET, IN CUBE | 1790 | 4.5% | 1709.45
Olympus America Inc. | OSF-LF405BX3 | LF405-B-OFF; 405nm Laser Filter 390/40x, BS405, 452/45m | 1356 | 4.5% | 1294.98
Olympus America Inc. | OSF-LF405LP | LF405/LP-B-OMF;LASER SET FOR 4 05.LONG PASS. INC CUBE | 1380 | 4.5% | 1317.9
Olympus America Inc. | OSF-LF405LPB | OSF-LF405LP-B;SET FOR 405NM LASER-25MM EX&EM,26X38BS-NO | 915 | 4.5% | 873.825
Olympus America Inc. | OSF-LF442 | LF442-B-OMF;448/20-25EX,482/25 EM, 442BS 25X36MM,WITH BX2CUBE | 1380 | 4.5% | 1317.9
Olympus America Inc. | OSF-LF488561 | LF488/561-A-OMF;DUAL LASER SET FOR 488/561.BANDPASS.INC CUBE | 1610 | 4.5% | 1537.55
Olympus America Inc. | OSF-LF488561-2X2-B | 488/561NM SEDAT LASER FILTER SET, IN BX2 CUBE | 2020 | 4.5% | 1929.1
Olympus America Inc. | OSF-LF488-B | LF488-C-OMF;LASER SET FOR 488.BAND PASS. INC CUBE | 1380 | 4.5% | 1317.9
Olympus America Inc. | OSF-LF488LP-B | LF488/LP-C-OMF;LASER SET FOR 488.LONG PASS. INC CUBE | 1380 | 4.5% | 1317.9
Olympus America Inc. | OSF-LF488LP-B-NC | LONGPASS 488NM LASER FILTER SET, NO CUBE | 915 | 4.5% | 873.825
Olympus America Inc. | OSF-LF561 | LF561-A-OMF;LASER SET FOR 561.BAND PASS.INC CUBE | 1380 | 4.5% | 1317.9
Olympus America Inc. | OSF-LF561LP | LF561/LP-B-OMF;LASER SET FOR 5 61.LONG PASS.INC CUBE | 1380 | 4.5% | 1317.9
Olympus America Inc. | OSF-LF635 | LF635-B-OMF;LASER SET FOR 635.BAND PASS. INC CUBE | 1380 | 4.5% | 1317.9
Olympus America Inc. | OSF-LF635BX3 | LF635-C-OFF; 635nm Laser filter 640/14X, 635BS, 676/29M | 1525 | 4.5% | 1456.375
Olympus America Inc. | OSF-LFQUAD | LF405/488/561/635-A-OMF;QUAD LASER SET.BANDPASS.INC CUBE | 1970 | 4.5% | 1881.35
Olympus America Inc. | OSF-LFQUAD-P | LF405/488/561/635-4X-A-OMF;QUAD PINKEL SET, BS-EM MOUNTED | 2610 | 4.5% | 2492.55
Olympus America Inc. | OSF-LFQUADS | LF405/488/561/635-4X4M-A-OMF;S EDAT QUAD SET,4EXCTRS,4 EMTRS | 3120 | 4.5% | 2979.6
Olympus America Inc. | OSF-LFTRIP-3X3M-A | TRIPLE SEDAT DAPI/FITC/MCHERRY FILTER SET, IN CUBE | 2660 | 4.5% | 2540.3
Olympus America Inc. | OSF-LL488 | 488NM LASER CLEAN UP FILTER, 25MM DIA, NO CUBE | 610 | 4.5% | 582.55
Olympus America Inc. | OSF-LL488-125 | 488NM LASER CLEAN UP FILTER, 12.5MM DIA, NO CUBE | 305 | 4.5% | 291.275
Olympus America Inc. | OSF-LL568 | 568NM LASER CLEAN UP FILTER, 25MM DIA, NO CUBE | 610 | 4.5% | 582.55
Olympus America Inc. | OSF-LL568-125 | 568NM LASER CLEAN UP FILTER, 12.5MM DIA, NO CUBE | 305 | 4.5% | 291.275
Olympus America Inc. | OSF-LM01-427-25 | LM01-427-25:DICHROIC SDOSR COMBINER 375/405nm | 274 | 4.5% | 261.67
Olympus America Inc. | OSF-LM01-466-25 | LM01-466-25:DICHROIC SDOSR COMBINER 447/457nm | 274 | 4.5% | 261.67
Olympus America Inc. | OSF-LM01-503-25 | LM01-503-25:DICHROIC SDOSR COMBINER 473/488nm | 274 | 4.5% | 261.67
Olympus America Inc. | OSF-LM01-552-25 | LM01-552-25:DICHROIC SDOSR COMBINER 514/532/543nm | 274 | 4.5% | 261.67
Olympus America Inc. | OSF-LM503 | LM01-503 LASERMUX BEAM COMBINE REFLECTS 473&R88NM, 25 MM | 235 | 4.5% | 224.425
Olympus America Inc. | OSF-LM552 | LM01-552-25; LASERMUX COMB, REFLECTS 514.5/532/543.5NM, 25MM | 235 | 4.5% | 224.425
Olympus America Inc. | OSF-LP785RU-15 | LP02-785RU-15;785NM RAZOREDGE LONG-PASS FILTER,15MM NO CUBE | 869 | 4.5% | 829.895
Olympus America Inc. | OSF-LucYBX2 | LuciferYellow-C-OMF; CY7 Filter 438/24X,BS482, 538/40M | 1220 | 4.5% | 1165.1
Olympus America Inc. | OSF-MCHE-LPZ | MCHERRY-40LP-A-OMF-ZERO; MCHERRY LONGPASS, IN CUBE | 1349 | 4.5% | 1288.295
Olympus America Inc. | OSF-MCHERRY-40LP-A | MCHERRY FILTER SET, LONGPASS EMISSION, IN CUBE | 1250 | 4.5% | 1193.75
Olympus America Inc. | OSF-MCHERRY-B | MCHERRY-B-OMF;EX:562/40,EM:641/75;D:593;INCL. CUBE | 1250 | 4.5% | 1193.75
Olympus America Inc. | OSF-MCHERRY-B-NC | MCHERRY FILTER SET, 25MM EX & EM, 25X36MM DICHROIC, NO CUBE | 785 | 4.5% | 749.675
Olympus America Inc. | OSF-MCHERRY-B-Z | MCHERRY-B-OMF-ZERO;EX:562/40, EM:641/75;D:593;ZERO IN CUBE | 1349 | 4.5% | 1288.295
Olympus America Inc. | OSF-MCHERRY-SZX2 | MCHERRY FILTER SET, SZX2, 1EX 562/40, 2EM 641/75, 25MM EA | 885 | 4.5% | 845.175
Olympus America Inc. | OSF-MChLEDBX2 | LED-mCherry-A-OMF; mCherry LED Filter | 1250 | 4.5% | 1193.75
Olympus America Inc. | OSF-MChLEDBX3 | LED-mCherry-A-OFF; mCherry LED Filter | 1250 | 4.5% | 1193.75
Olympus America Inc. | OSF-MChLEDIX3 | LED-mCherry-A-OFX; mCherry LED Filter | 1883 | 4.5% | 1798.265
Olympus America Inc. | OSF-MCHLEDNTE | LED-mCherry-A-NTE; mCherry LED Filter | 1180 | 4.5% | 1126.9
Olympus America Inc. | OSF-MChZLED | LED-mCherry-A-000-ZERO; MCherry ZERO LED Filter | 785 | 4.5% | 749.675
Olympus America Inc. | OSF-MChZLEDBX2 | LED-mCherry-A-OMF-ZERO; MCherry ZERO LED Filter | 1349 | 4.5% | 1288.295
Olympus America Inc. | OSF-MChZLEDBX3 | LED-mCherry-A-OFF-ZERO; MCherry ZERO LED Filter | 1349 | 4.5% | 1288.295
Olympus America Inc. | OSF-NDFTC5 | NF03-405/488/561/635E-25;QUAD-NOTCH FILTER 25mm | 1045 | 4.5% | 997.975
Olympus America Inc. | OSF-NF03-488 | NF03-488E-25; 488 NM STOPLINE SINGLE-NOTCH FILTER | 845 | 4.5% | 806.975
Olympus America Inc. | OSF-NF03-532 | NF03-532E-25;532 NM STOPLINE SINGLE-NOTCH FILTER | 845 | 0% | 845
Olympus America Inc. | OSF-NF03-633 | NF03-633E-25; 633 NM STOPLINE SINGLE-NOTCH FILTER | 845 | 4.5% | 806.975
Olympus America Inc. | OSF-NF03658E | NF03-658E-25; 658.0NM NOTCH FILTER | 845 | 4.5% | 806.975
Olympus America Inc. | OSF-NF03785E | NF03-785E-25; 785 NOTCH FILTER E-GRADE | 845 | 4.5% | 806.975
Olympus America Inc. | OSF-NF405488557640 | NF01-405/488/557/640 MULTILINE NOTCH FILTER, 25MM, NO CU | 999 | 4.5% | 954.045
Olympus America Inc. | OSF-NF488543 | NF01-488/543-25x5.0;DUAL-NOTCH 488/543 FILTER(LASER APPLIC.) | 899 | 4.5% | 858.545
Olympus America Inc. | OSF-NF488647 | 488/647NM DUAL NOTCH FILTER, 25MM, NO CUBE | 945 | 4.5% | 902.475
Olympus America Inc. | OSF-NF532E | 532NM SINGLE NOTCH FILTER, 25MM, NO CUBE | 845 | 4.5% | 806.975
Olympus America Inc. | OSF-OLP-0048 | LF405/488/561/635-4X-AMOUNTED INTO A OFX CUBE | 2687 | 4.5% | 2566.085
Olympus America Inc. | OSF-OLP-0049 | OLP-0049;CUSTOM CFP/YFP SET IN BX3 CUBE | 1360 | 4.5% | 1298.8
Olympus America Inc. | OSF-OLP-0050 | OLP-0050;FF410/504/582/669-Di0 1&FF410/504/582/669Di01BX2CUBE | 1399 | 4.5% | 1336.045
Olympus America Inc. | OSF-OLP0058 | OLP-0058;DUALBAND EXCITER 485/740 FOR DSU-IR | 4400 | 4.5% | 4202
Olympus America Inc. | OSF-OLP-0061 | CUSTOM;DA/FI/TR/CY5/CY7-5X5M-B-OXL ( 5EX, EM1BS-W/OXLCUBE ) | 5468 | 4.5% | 5221.94
Olympus America Inc. | OSF-OLP-0063 | OLP-0063; CUSTOM DA/FI/TR/CY5IN BX3 CUBE | 2892 | 4.5% | 2761.86
Olympus America Inc. | OSF-OLP-0065 | OLP-0065;503/572-32EX,465/537/ 62-32EM,444/520/59BSINIX3CUBE | 2838 | 4.5% | 2710.29
Olympus America Inc. | OSF-OLP-0071 | OLP-0071;CUST.LF635,676/29-25E M R635BS INBX2CUBE | 1139 | 4.5% | 1087.745
Olympus America Inc. | OSF-OLP-0072 | OLP-0072;CUST.LF561,609/54EM,R 561BS IN BX2 CUBE | 1139 | 4.5% | 1087.745
Olympus America Inc. | OSF-OLP-0073 | OLP-0073;CUST.525/45EM,R488BS IN BX2 CUBE | 1139 | 4.5% | 1087.745
Olympus America Inc. | OSF-OLP-0074 | OLP-0074;BLP01-405REM, R405BS IN BX2 CUBE | 1189 | 4.5% | 1135.495
Olympus America Inc. | OSF-OLP-0075 | OLP-0075;CUST.LF405/488/561/63 5BS,446/523/600/677IN BX2 CUBE | 1479 | 4.5% | 1412.445
Olympus America Inc. | OSF-OLP-0076 | OLP-0076; FF01-609/54 (EX).FF01-676/29 (EM),FF640-FDI01BS | 1368 | 4.5% | 1306.44
Olympus America Inc. | OSF-OLP-0090 | OLP-0090; CUST 438/24EX,458R32 EM, 458DI02 LASER FILTER | 1686 | 4.5% | 1610.13
Olympus America Inc. | OSF-OLP-0093 | OLP-0093;CUSTOM mCHERRY FILTER SET FOR SZX | 1097 | 4.5% | 1047.635
Olympus America Inc. | OSF-OLP-0094 | OLP-0094;CUSTOM SET FOR NEROTRACE BLUE-FLUOROGOLD FOR | 1405 | 4.5% | 1341.775
Olympus America Inc. | OSF-OLP-0095 | OLP-0095;FF02-684/24-25-STR EMISSION FILTER ORIENTATION | 319 | 4.5% | 304.645
Olympus America Inc. | OSF-OLP-0098 | OLP-0098;CUST CX DAPI-387/11EX, 409DM, 447/60EM | 1088 | 4.5% | 1039.04
Olympus America Inc. | OSF-OLP-0099 | OLP-0099;CUST CX FITC-482/35ex, 506DM, 536/40em | 1088 | 4.5% | 1039.04
Olympus America Inc. | OSF-OLP-0100 | OLP-0100; Custom CFP/YFP-A Set in OXL cube | 2141 | 4.5% | 2044.655
Olympus America Inc. | OSF-OLP-0101 | OLP-0101; Custom GFP/DsRed-A Set in OXL cube | 2141 | 4.5% | 2044.655
Olympus America Inc. | OSF-OLP-0102 | OLP-0102; Custom filter 628/40x, BS757, 809/81m | 847 | 4.5% | 808.885
Olympus America Inc. | OSF-OLP-0104 | OLP-0104; Custom RFP set for MVX | 1530 | 4.5% | 1461.15
Olympus America Inc. | OSF-OLP-0105 | OLP-0105; Custom RFP set for MVX | 1530 | 4.5% | 1461.15
Olympus America Inc. | OSF-OLP-0107 | OLP-0107; CUSTOM DAPI-5060C SET | 1595 | 4.5% | 1523.225
Olympus America Inc. | OSF-OLP-0108 | OLP-0108; CUSTOM GFP-4050B SET | 1595 | 4.5% | 1523.225
Olympus America Inc. | OSF-OLP-0109 | OLP-0109; CUSTOM MCherry-B SET | 1595 | 4.5% | 1523.225
Olympus America Inc. | OSF-OLP-0110 | OLP-0110; custom FLUORO-GOLD FILTER SET IN CUBE | 847 | 4.5% | 808.885
Olympus America Inc. | OSF-OLP-0111 | OLP-0111; custom DAPI/TxRed Sedat SET IN CUBE | 1629 | 4.5% | 1555.695
Olympus America Inc. | OSF-OLP-0131 | OLP-0131; 500/24X, 520BS, 542/27M for SZX2 | 1621 | 4.5% | 1548.055
Olympus America Inc. | OSF-OLP-0132 | OLP-0132; 472/30X, 495BS, 520/35M for SZX2 | 1621 | 4.5% | 1548.055
Olympus America Inc. | OSF-OLP-0133 | OLP-0133; 466/40x, BS495, 520/35m in BX2 Cube | 1330 | 4.5% | 1270.15
Olympus America Inc. | OSF-OLP-0134 | OLP-0134; DA/FI/TX-3X3M 25mm Ex and 32mm Em in IX3 Cube | 3098 | 4.5% | 2958.59
Olympus America Inc. | OSF-OLP-0135 | OLP-0135; 525/15X, 532BS, 535LPM in BX3 Cube | 1530 | 4.5% | 1461.15
Olympus America Inc. | OSF-OLP-0138 | OLP-0138; 543/22X, BS562, 593/40M for BX52 | 985 | 4.5% | 940.675
Olympus America Inc. | OSF-OLP-0141 | olp-0141;custom filter 395/11x BS510, 575/59M IN IX3 CUBE | 1400 | 4.5% | 1337
Olympus America Inc. | OSF-OLP-0144 | OLP-0144; GFP Emission Custom Set | 890 | 4.5% | 849.95
Olympus America Inc. | OSF-OLP-0148 | OLP-0148; Custom GFP/DsRed-2X-A-U02 plus FF495-Di03-32x44-FX) | 2395 | 4.5% | 2287.225
Olympus America Inc. | OSF-OLP-128 | OLP-128; LED-DA/FI/TR/CY5-4X-A-U02 w/25mm exciters | 2595 | 4.5% | 2478.225
Olympus America Inc. | OSF-OLP-129 | OLP-129; LED-DA/FI/TX-3X-A-U02 w/25mm exciters | 2025 | 4.5% | 1933.875
Olympus America Inc. | OSF-OLP-130 | OLP-130; LED-CFP/YFP/mCherry-3X-A-U02 w/25mm exciters | 2025 | 4.5% | 1933.875
Olympus America Inc. | OSF-OXL | OXL; Empty MVX10 Filter Cube | 399 | 4.5% | 381.045
Olympus America Inc. | OSF-PENTA-5X5-32M | PENTA SEDAT, DA/FI/TXRD/CY5/CY Y7/5EX/5EM,32MM EM,MOUNTED | 4395 | 4.5% | 4197.225
Olympus America Inc. | OSF-PENTA-5X5-B | DA/FI/TR/CY5/CY7-5X5M-B-OMF;PE NTA SEDAT 5EX/5EM/INCL. CUBE | 3540 | 4.5% | 3380.7
Olympus America Inc. | OSF-PENTA-5X5-B-NC | DA/FI/TR/CY5/CY7-5X5M-B-000;PE NTA SEDAT 5EX/5EM, NO CUBE | 3075 | 4.5% | 2936.625
Olympus America Inc. | OSF-PENTA-DI | 408/504/581/667/762 PENTA-EDGE DICHROIC, 25X36MM, NO CUBE | 605 | 4.5% | 577.775
Olympus America Inc. | OSF-QD525EM | FF01-525/15-25;SEMROCK EMMISSI ON FILTER ONLY, QDOT 25MM DIA | 305 | 4.5% | 291.275
Olympus America Inc. | OSF-QD605-B-NC | QD605-C-000;QDOT605,EX:435/40 EM:605/15;D:510;NO cube | 785 | 4.5% | 749.675
Olympus America Inc. | OSF-QD605EM | FF01-605/15-25;QDOT605 EMITTER, 605/15, 25 MM; NO CUBE | 305 | 4.5% | 291.275
Olympus America Inc. | OSF-QD625-B | QD625-B-OMF;QDOT625,EX:435/40 EM:625/15;D:510:IN CUBE | 1250 | 4.5% | 1193.75
Olympus America Inc. | OSF-QD655EM | FF01-655/15-25;SEMROCK EMMISIO N FILTER ONLY, QDOT, 25MM DIA | 305 | 4.5% | 291.275
Olympus America Inc. | OSF-QDLP-B | QDLP-B-OMF; QDOT EX:435, EM: 500LP, DI:510 IN CUBE | 1250 | 4.5% | 1193.75
Olympus America Inc. | OSF-QUAD-4X4M | DAPI/FITC/TRITC/CY5 SEDAT SET,EX+EM FOR SUTTER, BX2 CUBE | 3030 | 4.5% | 2893.65
Olympus America Inc. | OSF-QUAD-4X4M-C-N01 | DA/FI/TR/CY5-4X4M-C-N01; SEDAT SET FOR NIKON TE200, NO CUBE | 2565 | 4.5% | 2449.575
Olympus America Inc. | OSF-QUAD-4X4M-STR | DAPI/FITC/TRITC/CY5 SEDAT SET,EX+EM FOR SUTTER, BX2 CUBE | 3529 | 4.5% | 3370.195
Olympus America Inc. | OSF-QUAD-A | DA/FI/TR/CY5-A-OMF; QUAD SET D API/FITC/TRITC/CY5 INCL CUBE | 1840 | 4.5% | 1757.2
Olympus America Inc. | OSF-QUADFISH-A | DA-SpAq/SpGr/SpOr-A-OMF; QUAD FISH SET, MOUNTED | 2860 | 4.5% | 2731.3
Olympus America Inc. | OSF-QUADFISHBX3 | DA-SpAq/SpGr/SpOr-A-OFF; QUAD FISH SET, MOUNTED | 2830 | 4.5% | 2702.65
Olympus America Inc. | OSF-QUAD-LED | LED-DA/FI/TR/Cy5-A-000;QUAD LED SET | 1375 | 4.5% | 1313.125
Olympus America Inc. | OSF-QUADLEDBX2 | LED-DA/FI/TR/Cy5-A-OMF; Quad LED Set | 1840 | 4.5% | 1757.2
Olympus America Inc. | OSF-QUADLEDBX3 | LED-DA/FI/TR/Cy5-A-OFF; QUAD LED SET | 1840 | 4.5% | 1757.2
Olympus America Inc. | OSF-QUADLEDIX3 | LED-DA/FI/TR/Cy5-A-OFX; QUAD LED SET | 2737 | 4.5% | 2613.835
Olympus America Inc. | OSF-QUADLEDSBX2 | LED-DA/FI/TR/Cy5-4X4M-A-OMF; QUAD SEDAT LED SET | 3000 | 4.5% | 2865
Olympus America Inc. | OSF-QUADLEDSBX3 | LED-DA/FI/TR/Cy5-4X4M-A-OFF; QUAD SEDAT LED SET | 3000 | 4.5% | 2865
Olympus America Inc. | OSF-QUADLEDSIX3-X25 | LED-DA/FI/TR/Cy5-4X4M-A-OFX-X25; QUAD SEDAT LED SET 25M32X | 4090 | 4.5% | 3905.95
Olympus America Inc. | OSF-QUAD-NDP | QUAD SEDAT SET DA/FI/TR/CY5FOR NANOZOOMER; OLP-0036 | 4046 | 4.5% | 3863.93
Olympus America Inc. | OSF-QUAD-P-LED | LED-DA/FI/TR/CY5-4X-A-000;QUAD PINKEL LED SET | 2045 | 4.5% | 1952.975
Olympus America Inc. | OSF-QUADPLEDBX2 | LED-DA/FI/TR/Cy5-4X-A-OMF; QUAD Pinkel LED Set | 2510 | 4.5% | 2397.05
Olympus America Inc. | OSF-QUADPLEDBX3 | LED-DA/FI/TR/Cy5-4X-A-OFF;QUAD PINKEL LED SET | 2510 | 4.5% | 2397.05
Olympus America Inc. | OSF-QUADPLEDIX3 | LED-DA/FI/TR/Cy5-4X-A-OFX;QUAD PINKEL LED SET | 3787 | 4.5% | 3616.585
Olympus America Inc. | OSF-QUAD-S-LED | LED-DA/FI/TR/CY5-4X4M-A-000; QUAD SEDAT LED SET | 2565 | 4.5% | 2449.575
Olympus America Inc. | OSF-QUADSLEDBX2 | LED-DA/FI/TR/Cy5-4X4M-A-OMF; QUAD SEDAT LED SET | 3006 | 4.5% | 2870.73
Olympus America Inc. | OSF-QUADSLEDBX3 | LED-DA/FI/TR/Cy5-4X4M-A-OFF; QUAD SEDAT LED SET | 3006 | 4.5% | 2870.73
Olympus America Inc. | OSF-QUADSLEDIX3 | LED-DA/FI/TR/Cy5-4X4M-A-OFX; QUAD SEDAT LED SET | 4616 | 4.5% | 4408.28
Olympus America Inc. | OSF-QUADZLEDBX2 | LED-DA/FI/TR/Cy5-A-OMF-ZERO; Quad Zero LED Set | 1909 | 4.5% | 1823.095
Olympus America Inc. | OSF-QUADZLEDBX3 | LED-DA/FI/TR/Cy5-A-OFF-ZERO; Quad Zero LED Set | 1909 | 4.5% | 1823.095
Olympus America Inc. | OSF-R442DI | DI02-R442 LASER DICRHOIC MIRROR, 25X36 MM, NO CUBE | 405 | 4.5% | 386.775
Olympus America Inc. | OSF-R442DI01 | DI01-R442-25X36 LASER DICHROIC BEAMSPLITTER | 405 | 4.5% | 386.775
Olympus America Inc. | OSF-R488DI | DI02-R488-25X36;LASER DICHROIC 488NM, NO CUBE | 405 | 4.5% | 386.775
Olympus America Inc. | OSF-R532DI | 532NM LASER DICHROIC MIRROR, 25X36MM, NO CUBE | 405 | 4.5% | 386.775
Olympus America Inc. | OSF-R635 | Di02-R635-25x36:DICHROIC LASER-FLAT 635 UNMOUNTED | 405 | 4.5% | 386.775
Olympus America Inc. | OSF-RGB3X3MB | DA/FI/TR-3X3M-C-OFF;DAPI/FITC/ TR SEDAT SET INC BX3 Cube | 2540 | 4.5% | 2425.7
Olympus America Inc. | OSF-SGoldBX2 | SpGold-B-OMF; 534/20X, 552BS, 572/28M | 1250 | 4.5% | 1193.75
Olympus America Inc. | OSF-SGRBX2 | SpGr-B-OMF; 494/20X, 506BS, 527/20M | 1250 | 4.5% | 1193.75
Olympus America Inc. | OSF-SIRIUS-A | SIRIUS FILTER SET, EX 370/36, EM 440/40, DM 400, IN CUBE | 1250 | 0% | 1250
Olympus America Inc. | OSF-SIRIUS-A-OMF | SIRIUS-A-OMF; SNGL BND FLT SET F/SIRIUS & OTHER LIKE FP | 1250 | 4.5% | 1193.75
Olympus America Inc. | OSF-SIRIUS-A-XL | SIRIUS FILTER SET, IN XL CUBE | 1682 | 4.5% | 1606.31
Olympus America Inc. | OSF-SIZING | SIZING - STANDARD; Sizing fee for custom filters | 143 | 4.5% | 136.565
Olympus America Inc. | OSF-SPAQUABX | SPAQUA-C-OMF;SPECTRUM AQUA 438X,458BS,438M,IN BX2 CUBE | 1250 | 4.5% | 1193.75
Olympus America Inc. | OSF-SPGOLD-B-Z | SPGOLD FILTER SET, ZERO PIXEL SHIFT, IN BX2 CUBE | 1349 | 4.5% | 1288.295
Olympus America Inc. | OSF-SPGR-NC | SPGR-B SPECTRUM GREEN FILTER SET, NO CUBE | 785 | 4.5% | 749.675
Olympus America Inc. | OSF-SPORBX2 | SpOr-B-OMF; Spectrum Orange, 543/22x, 562BS, 586/20m | 1250 | 4.5% | 1193.75
Olympus America Inc. | OSF-SPOR-Z | SPOR-B-OMF-ZERO SPECTRUM ORANGE FLTR SET, ZERO PIXL, IN CUBE | 1349 | 4.5% | 1288.295
Olympus America Inc. | OSF-SPREDBOM | SPRED-B-OMF; SPECTRUM RED 586X,628M,605BS,IN BX2 CUBE | 1250 | 0% | 1250
Olympus America Inc. | OSF-SPRED-Z | SPRED SINGLE BANDPASS FILTER SET, ZERO, IN CUBE | 1349 | 4.5% | 1288.295
Olympus America Inc. | OSF-SRDFTC5BX2 | LF405/488/532/635-B-OMF; Quad Super Resolution filter set | 2105 | 4.5% | 2010.275
Olympus America Inc. | OSF-SRDFTC5BX3 | LF405/488/532/635-B-OFF; Quad Super Resolution filter set | 2105 | 4.5% | 2010.275
Olympus America Inc. | OSF-SRDFTC5PBX3 | LF405/488/532/635-4X-B-OFF; Quad Pinkel Super Resolution filter set | 2745 | 4.5% | 2621.475
Olympus America Inc. | OSF-SRED | SpRed-B-000; 586/20X, 605BS, 628/32M | 785 | 4.5% | 749.675
Olympus America Inc. | OSF-SRedBX2 | SpRed-B-OMF; 586/20X, 605BS, 628/32M | 1250 | 4.5% | 1193.75
Olympus America Inc. | OSF-SZX-10 | OLP-0010:GFP (1) EX FF02-470/ 30-25 & (2) EM: FF01-496/LP-25 | 897 | 4.5% | 856.635
Olympus America Inc. | OSF-SZX2-01 | OLP-0018; DAPI-1160B, 1EX FF01-387/11-25, 2EM FF02-447/60-25 | 885 | 4.5% | 845.175
Olympus America Inc. | OSF-SZX2-02 | OLP-0002;BRIGHTLINE GFP1 SET 1EX FF01472/30 2EM FF01520/35 | 885 | 4.5% | 845.175
Olympus America Inc. | OSF-SZX2-03 | OLP-0010;BRIGHTLINE GFP2 SET 1EX FF01482/35 2EM FF01514/LP | 885 | 4.5% | 845.175
Olympus America Inc. | OSF-SZX2-04 | OLP-0004;BRIGHTLINE CFP SET 1EX FF01438/24 2EM FF01483/32 | 885 | 4.5% | 845.175
Olympus America Inc. | OSF-SZX2-05 | OLP-0005;BRIGHTLINE YFP SET 1EX FF01500/24 2EM FF01542/27 | 885 | 4.5% | 845.175
Olympus America Inc. | OSF-SZX2-06 | OLP-0006;BRIGHTLINE DSRED SET 1EX FF01543/22 2EM FF01593/40 | 885 | 4.5% | 845.175
Olympus America Inc. | OSF-SZX2-07 | OLP-0007;BRIGHTLINE DSRED2 SET 1EX FF0543/22 2EM FF01624/40 | 885 | 4.5% | 845.175
Olympus America Inc. | OSF-SZX2-08 | OLP-0008;BRIGHTLINE TXRED SET 1EX FF01562/40 2EM FF01624/40 | 885 | 4.5% | 845.175
Olympus America Inc. | OSF-SZX2-09 | OLP-0009;BRIGHTLINE CY5 SET 1EX FF01628/40 2EM FF01692/40 | 885 | 4.5% | 845.175
Olympus America Inc. | OSF-SZX2-10 | OLF-0044, CFP FILTER SET FOR SZX10 | 1715 | 4.5% | 1637.825
Olympus America Inc. | OSF-SZX2-11 | OLF-0045, GFP FILTER SET FOR SZX10 | 1715 | 4.5% | 1637.825
Olympus America Inc. | OSF-SZX2-12 | OLF-0046, TX RED FILTER SET FOR SZX10 | 1715 | 4.5% | 1637.825
Olympus America Inc. | OSF-SZX2-37 | OLP-0025;GFP/DSR SET 1 FF01-46 8/553-25; 2 FF01-512/630-25 | 1167 | 4.5% | 1114.485
Olympus America Inc. | OSF-T488568DI | 488/568NM BEAMSPLITTER FOR YOKOGAWA, 13X15X0.5MM, NO CUBE | 625 | 4.5% | 596.875
Olympus America Inc. | OSF-TRIP-3X3-32M | TRIPLE SEDAT, DA/FI/TXRED, 3EX/3EM, 32MM EM, MOUNTED | 3043 | 4.5% | 2906.065
Olympus America Inc. | OSF-TripleD | FF436/514/604-Di01-25x36; 436/514/604nm Triple Dichroic | 435 | 4.5% | 415.425
Olympus America Inc. | OSF-TripleM | FF01-457/530/628-25; 457/530/628nm Triple BP filter | 435 | 0% | 435
Olympus America Inc. | OSF-TRITC | TRITC-B-000; TRITC filter 543/22X, BS562 593/40M | 785 | 4.5% | 749.675
Olympus America Inc. | OSF-TRITC-B | TRITC-B-OMF; TRITC FILTER SET,MOUNTED | 1250 | 4.5% | 1193.75
Olympus America Inc. | OSF-TRITC-LED | LED-TRITC-A-000; TRITC LED FILTER | 785 | 4.5% | 749.675
Olympus America Inc. | OSF-TRITCLEDBX2 | LED-TRITC-A-OMF; TRITC LED filter | 1250 | 4.5% | 1193.75
Olympus America Inc. | OSF-TRITCLEDBX3 | LED-TRITC-A-OFF; TRITC LED FILTER | 1250 | 4.5% | 1193.75
Olympus America Inc. | OSF-TRITCLEDIX3 | LED-TRITC-A-OFX; TRITC LED FILTER | 1883 | 4.5% | 1798.265
Olympus America Inc. | OSF-TRITC-Z-LED | LED-TRITC-A-000-ZERO; TRITC ZERO LED FILTER | 884 | 4.5% | 844.22
Olympus America Inc. | OSF-TRITCZLEDBX2 | LED-TRITC-A-OMF-ZERO; TRITC ZERO LED Filter | 1349 | 4.5% | 1288.295
Olympus America Inc. | OSF-TRITCZLEDBX3 | LED-TRITC-A-OFF-ZERO; TRITC ZERO LED Filter | 1349 | 4.5% | 1288.295
Olympus America Inc. | OSF-Y2427BX2 | YFP-2427B-OMF; 500/24x, BS520, 542/27m | 1220 | 4.5% | 1165.1
Olympus America Inc. | OSF-YFPLEDBX2 | LED-YFP-A-OMF; YFP LED Filter | 1250 | 4.5% | 1193.75
Olympus America Inc. | OSF-YFPLEDBX3 | LED-YFP-A-OFF; YFP LED Filter | 1250 | 4.5% | 1193.75
Olympus America Inc. | OSF-YFPLEDIX3 | LED-YFP-A-OFX; YFP LED Filter | 1883 | 4.5% | 1798.265
Olympus America Inc. | OSF-YFPZLEDBX2 | LED-YFP-A-OMF-ZERO; YFP Zero LED Filter | 1319 | 4.5% | 1259.645
Olympus America Inc. | OSF-YFPZLEDBX3 | LED-YFP-A-OFF-ZERO; YFP Zero LED Filter | 1319 | 4.5% | 1259.645
Olympus America Inc. | OSF-ZHE | ZEISS EMPTY FILTER CUBE,CLICK INSTALL TYPE | 335 | 4.5% | 319.925
Olympus America Inc. | OSI-007 | 007; DEGREASER-BOTTLE | 17 | 0% | 17
Olympus America Inc. | OSI-008 | 008; BEVELER PEDESTAL OIL | 17 | 0% | 17
Olympus America Inc. | OSI-0629950 | O629950; MALE TO MALE C-MT,SMARTSHUTR TO VF | 67 | 4.5% | 63.985
Olympus America Inc. | OSI-1000385-P | 1000-385-Y51-P; MT1000 w/MPC385-2 BUNDLE W/P1000 | 28745 | 0% | 28745
Olympus America Inc. | OSI-101 | 101; 6 INCH REFERENCE LEAD (BODY TO METER) | 17 | 0% | 17
Olympus America Inc. | OSI-102 | 102; 2 INCH ACTIVE LEAD (PLATINUM TO PIPETTE) | 17 | 0% | 17
Olympus America Inc. | OSI-104C | 104C; DIAMOND ABR PLATE-COARSE | 175 | 0% | 175
Olympus America Inc. | OSI-104D | 104D; DIAMOND ABR PLATE-FINE | 175 | 0% | 175
Olympus America Inc. | OSI-104E | 104E; DIAMOND ABR PLATE-VERY FINE | 175 | 0% | 175
Olympus America Inc. | OSI-104F | 104F; DIAMOND ABR PLATE X-FINE | 175 | 0% | 175
Olympus America Inc. | OSI-10-L10-EC | 10-L10-EC; LEICA DMR EXCITATION ADAPTER | 340 | 4.5% | 324.7
Olympus America Inc. | OSI-10-L10-EM | 10-L10-EM; LEICA DMR EMISSION ADAPTE | 565 | 4.5% | 539.575
Olympus America Inc. | OSI-10-L20-EC | 10-L20-EC; LEICA DMIRB EXCITATION ADAPTER | 340 | 4.5% | 324.7
Olympus America Inc. | OSI-10-L20-EM | 10-L20-EM; LEICA DMIRB EMISSION ADAPTER | 565 | 4.5% | 539.575
Olympus America Inc. | OSI-10-L30-EC | 10-L30-EC; LEICA DM4000/4000/6 000 EXCITATION ADAPTER | 340 | 4.5% | 324.7
Olympus America Inc. | OSI-10-L30-EM | 10-L30-EM; LEICA DM4000/4000/6 000 EMISSION ADAPTER | 565 | 4.5% | 539.575
Olympus America Inc. | OSI-10-L40-EC | 10-L40-EC; LEICA DMI4000/4000/ 6000 EXCITATION ADAPTER | 340 | 4.5% | 324.7
Olympus America Inc. | OSI-10-L40-EM | 10-L40-EM; LEICA DMI4000/4000/ 6000 EMISSION ADAPTER | 565 | 4.5% | 539.575
Olympus America Inc. | OSI-10-N25-EC | 10-N25-EC; NIKON TE200/300 EXCITATION ADAPTER | 340 | 4.5% | 324.7
Olympus America Inc. | OSI-10-N25-EM | 10-N25-EM; NIKON TE200/300 EMISSION | 400 | 4.5% | 382
Olympus America Inc. | OSI-10-N25-QB | 10-N25-QB; NIKON TE200/300 QUANTUM ADAPTER | 400 | 4.5% | 382
Olympus America Inc. | OSI-10-N27-EC | 10-N27-EC; NIKON TE2000 EXCITATION ADAPTER | 340 | 4.5% | 324.7
Olympus America Inc. | OSI-10-N27-EM | 10-N27-EM; NIKON TE2000 EMISSION ADAPTER | 400 | 4.5% | 382
Olympus America Inc. | OSI-10-N27-SU | 10-N27-SU; NIKON TE2000 STAGE UP ADAPTER | 1430 | 4.5% | 1365.65
Olympus America Inc. | OSI-10-N29-EC | 10-N29-EC; NIKON Ti EXCITATION ADAPTER | 340 | 4.5% | 324.7
Olympus America Inc. | OSI-10-N29-EM | 10-N29-EM; NIKON Ti EMISSION ADAPTER | 400 | 4.5% | 382
Olympus America Inc. | OSI-10-N29-SB | 10-N29-SB; NIKON Ti STAGE UP BRACKET ONLY | 645 | 4.5% | 615.975
Olympus America Inc. | OSI-10-N29-SU | 10-N29-SU; NIKON Ti STAGE UP ADAPTER | 1833 | 4.5% | 1750.515
Olympus America Inc. | OSI-10-N40-EC | 10-N40-EC; NIKON E400/E600 EXCITATION ADAPT. | 565 | 4.5% | 539.575
Olympus America Inc. | OSI-10-N40-EM | 10-N40-EM; NIKON E400&600 EMISSION A | 400 | 4.5% | 382
Olympus America Inc. | OSI-10-N65-EC | 10-N65-EC; NIKON FN1 EXCITATION ADAPTER | 340 | 4.5% | 324.7
Olympus America Inc. | OSI-10-N65-EM | 10-N65-EM; NIKON FN1 EMISSION | 400 | 4.5% | 382
Olympus America Inc. | OSI-10-N80-EC | 10-N80-EC; NIKON E800&1000 EXCITATION ADAPTER | 340 | 4.5% | 324.7
Olympus America Inc. | OSI-10-N80-EM | 10-N80-EM; NIKON E800&1000 EMISSION ADAPT | 400 | 4.5% | 382
Olympus America Inc. | OSI-10-N85-EC | 10-N85-EC; NIKON 50/80/90i EXCITATION ADAPTER | 455 | 4.5% | 434.525
Olympus America Inc. | OSI-10-N85-EM | 10-N85-EM; NIKON 50/80/90i EMISSION ADAPT | 400 | 4.5% | 382
Olympus America Inc. | OSI-10-X10-EM | 10-X10-EM; ZEISS AXIO OBSERVER EMISSION ADAPTER | 103 | 4.5% | 98.365
Olympus America Inc. | OSI-10-Y50-EC | 10-Y50-EC;OLYMPUS BX50/BX60 EXCITATION ADAPTER | 400 | 4.5% | 382
Olympus America Inc. | OSI-10-Y50-EM | 10-Y50-EM;OLYMPUS BX50/BX60 EMISSION ADAPTER | 565 | 4.5% | 539.575
Olympus America Inc. | OSI-10-Y51-EC | 10-Y51-EC; OLYMPUS BX51/BX61 EXCITATION ADAPTER | 400 | 4.5% | 382
Olympus America Inc. | OSI-10-Y51-EM | 10-Y51-EM; OLYMPUS BX51/BX61 EMISSION ADAPTER | 565 | 4.5% | 539.575
Olympus America Inc. | OSI-10-Y53-EC | 10-Y53-EC; BX43/BX53/BX63 EXCITATION ADAPTER | 400 | 4.5% | 382
Olympus America Inc. | OSI-10-Y53-EM | 10-Y53-EM; BX43/BX53/BX63 EMISSION ADAPTER | 565 | 4.5% | 539.575
Olympus America Inc. | OSI-10-Y70-EC | 10-Y70-EC; OLYMPUS IX-70 EXCITATION ADAPTER | 400 | 4.5% | 382
Olympus America Inc. | OSI-10-Y70-EM | 10-Y70-EM; OLYMPUS IX-70 EMISSION ADAPTER | 565 | 4.5% | 539.575
Olympus America Inc. | OSI-10-Y71-EC | 10-Y71-EC; OLYMPUS IX-71 EXCITATION ADAPTER | 400 | 4.5% | 382
Olympus America Inc. | OSI-10-Y71-EM | 10-Y71-EM; OLYMPUS IX-71 EMISSION ADAPTER | 565 | 4.5% | 539.575
Olympus America Inc. | OSI-10-Y71-SU | 10-Y71-SU;OLYMPUS IX-71 STAGE-UP EMISSION ADAPTER | 2060 | 4.5% | 1967.3
Olympus America Inc. | OSI-10-Y73EC | 10-Y73-EC:SUTTER EXCITATION ADAPTER IX73&IX83 | 400 | 4.5% | 382
Olympus America Inc. | OSI-10-Y73-EM | 10-Y73-EM;SUTTER IX73/83EMISSION ADAPTER | 565 | 4.5% | 539.575
Olympus America Inc. | OSI-10-Z25-EC | 10-Z25-EC; ZEISS AXIOSKOP 2&2FS EXCIT. ADAPTER | 240 | 4.5% | 229.2
Olympus America Inc. | OSI-10-Z25-EM | 10-Z25-EM; ZEISS AXIOSKOP 2&2FS EMISS. ADAPTER | 455 | 4.5% | 434.525
Olympus America Inc. | OSI-10-Z30-EC | 10-Z30-EC; ZEISS AXIOVERT EXCITATION ADAPTER | 240 | 4.5% | 229.2
Olympus America Inc. | OSI-10-Z30-KP | 10-Z30-KP; ZEISS AXIOVERT KELLER PORT ADAPTER | 400 | 4.5% | 382
Olympus America Inc. | OSI-10-Z30-KP-M | 10-Z30-KP-M; ZEISS AXIOVERT KP 100MM ADAPTER | 400 | 4.5% | 382
Olympus America Inc. | OSI-10-Z30-SP | 10-Z30-SP; ZEISS AXIOVERT SIDE PORT ADAPTER | 455 | 4.5% | 434.525
Olympus America Inc. | OSI-10-Z30-TH | 10-Z30-TH; ZEISS AXIOVERT TRIN OC ADAPTER | 455 | 4.5% | 434.525
Olympus America Inc. | OSI-10-Z35-EC | 10-Z35-EC; ZEISS AXIOVERT 200 EXCIT. ADAPTER | 240 | 4.5% | 229.2
Olympus America Inc. | OSI-10-Z35-EM | 10-Z35-EM; ZEISS AXIOVERT 200 EMISS. ADAPTER | 680 | 4.5% | 649.4
Olympus America Inc. | OSI-10-Z35-EM-M | 10-Z35-EM-M; ZEISS AXIOV 200M EMISS ADAPTER | 680 | 4.5% | 649.4
Olympus America Inc. | OSI-10-Z35-KP | 10-Z35-KP; ZEISS AXIOVERT 200KELLER PORT ADAPTER | 565 | 4.5% | 539.575
Olympus America Inc. | OSI-10-Z40-EC | 10-Z40-EC; ZEISS AXIO OBSERVER EXCITATION ADAPTER | 240 | 4.5% | 229.2
Olympus America Inc. | OSI-175OF | O661176; OZONE FREE 175W XENON BULB | 690 | 4.5% | 658.95
Olympus America Inc. | OSI-2200385 | 2200-385-Y51; MT-2200, MPC-385 BUNDLE FOR BX51WI | 23960 | 0% | 23960
Olympus America Inc. | OSI-2200385-P | 2200-385-Y51-P; MT2200 w/MPC385-2 BUNDLE W/P1000 | 33835 | 0% | 33835
Olympus America Inc. | OSI-2200385Z | 2200-385-Y51FD; MT-2200, MPC-385, FOCUS BUNDLE FOR BX51WI | 25560 | 0% | 25560
Olympus America Inc. | OSI-225RBI | 225RBI;ROTATING BASE FOR MP-22 5 MECH | 470 | 4.5% | 448.85
Olympus America Inc. | OSI-2278385 | 2278-385-Y51; MT-2278/Y51, MPC-385-2 BUNDLE FOR BX51WI | 27980 | 0% | 27980
Olympus America Inc. | OSI-2278385Z | 2278-385-Y51FD; MT-2278, MPC-385, FOCUS BUNDLE FOR BX51WI | 29580 | 0% | 29580
Olympus America Inc. | OSI-25-Y50-TL | 25-Y50-TL; OLYMPUS BX50/BX60 3 5MM TRANSMITTED | 400 | 4.5% | 382
Olympus America Inc. | OSI-25-Y51-TL | 25-Y51-TL; OLYMPUS BX51/BX61 TRANSMITTED FOR IQ-25 | 400 | 4.5% | 382
Olympus America Inc. | OSI-25-Y53-TL | 25-Y53-TL; BX43/BX53/BX63 TRANSMITTED FOR IQ-25 | 400 | 4.5% | 382
Olympus America Inc. | OSI-25-Y70-TL | 25-Y70-TL;25MM TRANS LIGHT SHUTTER ADAPTER IX50,IX70 | 400 | 4.5% | 382
Olympus America Inc. | OSI-25-Y71-TL | 25-Y71-TL;25MM TRANS LIGHT SHUTTER ADAPTER IX51,IX71 | 400 | 4.5% | 382
Olympus America Inc. | OSI-25-Y73-TL | 25-Y73-TL;SUTTER 25MM TRANS LIGHT ADAPTER IX73/83 | 400 | 4.5% | 382
Olympus America Inc. | OSI-265RBI | 265RBI; ROTATING BASE FOR SUTTER MP-265 MICROMANIPULATOR | 470 | 4.5% | 448.85
Olympus America Inc. | OSI-285300 | 285300; RIGHT ANGLE ADAPTER | 102 | 4.5% | 97.41
Olympus America Inc. | OSI-285305 | 285305; Z AXIS VERTICAL EXTENSION | 102 | 4.5% | 97.41
Olympus America Inc. | OSI-285RBI | 285RBI;ROTATING BASE FOR SUTTER MP285 MICROMANIPULATOR | 470 | 4.5% | 448.85
Olympus America Inc. | OSI-300FS | O661300; FULL SPECTRUM 300W XENON BULB | 690 | 4.5% | 658.95
Olympus America Inc. | OSI-32-L10-EC | 32-L10-EC; LEICA DMR 32MM EXCITATION ADAPTER | 340 | 4.5% | 324.7
Olympus America Inc. | OSI-32-L20-EC | 32-L20-EC; LEICA DMIRB 32MM EXCITATION ADAPTER | 340 | 4.5% | 324.7
Olympus America Inc. | OSI-32-L30-EC | 32-L30-EC; LEICA DM4000/4000/6 000 32MM EXCITATION | 340 | 4.5% | 324.7
Olympus America Inc. | OSI-32-L40-EC | 32-L40-EC; LEICA DMI4000/4000/ 6000 32MM EXCITATION | 340 | 4.5% | 324.7
Olympus America Inc. | OSI-32-N25-EC | 32-N25-EC; NIKON TE200/300 EXC IT. 32MM ADAPTER | 340 | 4.5% | 324.7
Olympus America Inc. | OSI-32-N27-EC | 32-N27-EC; NIKON TE2000 EXCIT. 32MM ADAPTER | 340 | 4.5% | 324.7
Olympus America Inc. | OSI-32-N29-EC | 32-N29-EC; NIKON Ti EXCITATION 32MM ADAPTER | 340 | 4.5% | 324.7
Olympus America Inc. | OSI-32-N40-EC | 32-N40-EC; NIKON E400&600 EX 3 2MM ADAPTER | 340 | 4.5% | 324.7
Olympus America Inc. | OSI-32-N65-EC | 32-N65-EC; NIKON FN1 EXCIT. 32MM ADAPTER | 340 | 4.5% | 324.7
Olympus America Inc. | OSI-32-N80-EC | 32-N80-EC; NIKON E800&1000 EXC IT. 32MM ADAPTER | 340 | 4.5% | 324.7
Olympus America Inc. | OSI-32-N85-EC | 32-N85-EC; NIKON 50/60/80i EXC IT. 32MM ADAPTER | 455 | 4.5% | 434.525
Olympus America Inc. | OSI-32-Y50-EC | 32-Y50-EC; OLYMPUS BX50/BX60 E XCIT ADAP (32MM) | 400 | 4.5% | 382
Olympus America Inc. | OSI-32-Y51-EC | 32-Y51-EC;OLYPMUS BX51/BX61 EXCITATION ADAPTER (32MM) | 400 | 4.5% | 382
Olympus America Inc. | OSI-32-Y53-EC | 32-Y53-EC; BX43/BX53/BX63 EXCIT ADAP (32MM) | 400 | 4.5% | 382
Olympus America Inc. | OSI-32-Y71-EC | 32-Y71-EC;SUTTER 32MM EXCITATION FILTER WHEEL ADAPTER | 400 | 4.5% | 382
Olympus America Inc. | OSI-32-Y73EC | 32-Y73-EC; EXCITATION FILTER WHEEL ADAPTER FOR IX73/IX83 | 400 | 4.5% | 382
Olympus America Inc. | OSI-32-Z35-EC | 32-Z35-EC;SMARTSHUTTER EXCITIA TION (32MM) FOR AXIOVERT 200 | 340 | 4.5% | 324.7
Olympus America Inc. | OSI-32-Z40-EC | 32-Z40-EC; ZEISS AXIO OBSERVER EX 32MM ADAPTER | 340 | 4.5% | 324.7
Olympus America Inc. | OSI-35-N25-TL | 35-N25-TL; NIKON TE200/300 TRANSMITTED FOR IQ-35 | 340 | 4.5% | 324.7
Olympus America Inc. | OSI-35-N27-TL | 35-N27-TL;NIKON TRANSMITTED LIGHT ADAPTER FOR TE-2000 | 340 | 4.5% | 324.7
Olympus America Inc. | OSI-35-N29-TL | 35-N29-TL; NIKON TE2000 TRANSMITTED LGHT ADAPT | 340 | 4.5% | 324.7
Olympus America Inc. | OSI-35-N85-TL | 35-N85-TL; NIKON FN1 TRANSMITTED FOR IQ-35 | 400 | 4.5% | 382
Olympus America Inc. | OSI-35-Y50-TL | 35-Y50-TL; OLYMPUS BX50/BX60 TRANSMITTED FOR IQ-35 | 400 | 4.5% | 382
Olympus America Inc. | OSI-35-Y51-TL | 35-Y51-TL;OLYMPUS BX51/61TRANSMITTED ADAPTER FOR IQ-35 | 400 | 4.5% | 382
Olympus America Inc. | OSI-35-Y53-TL | 35-Y53-TL; BX43/BX53/BX63 TRANSMITTED FOR IQ-35 | 400 | 4.5% | 382
Olympus America Inc. | OSI-35-Y70-TL | 35-Y70-TL; OLYMPUS IX70/IX50 TRANSMITTED FOR IQ-35 | 400 | 4.5% | 382
Olympus America Inc. | OSI-35-Y71-TL | 35-Y71-TL;SUTTER 35MM TRANSMITTED LIGHT ADAPTER IX-51,71 &81 | 400 | 4.5% | 382
Olympus America Inc. | OSI-35-Y73-TL | 35-Y73-TL;SUTTER 35MM TRANS LIGHT ADAPTER IX73/83 | 400 | 4.5% | 382
Olympus America Inc. | OSI-35-Z25-TL | 35-Z25-TL; ZEISS AXIOSKOP 2/2FS TRANSMITTED ADAPTER | 340 | 4.5% | 324.7
Olympus America Inc. | OSI-35-Z35-TL | 35-Z35-TL;SMARTSHUTTER FOR TRANSMITTED LIGHT AXIOVERT 200 | 340 | 4.5% | 324.7
Olympus America Inc. | OSI-3DMS/M | 3DMS/M; 3 DIMENSIONAL STAGE MECHANICAL ONLY | 6490 | 0% | 6490
Olympus America Inc. | OSI-3DMS-200 | 3DMS-200; 3 DIMENSIONAL STAGE & MPC-200 CONTROLLER | 9735 | 0% | 9735
Olympus America Inc. | OSI-3DMS-285 | 3DMS-285; 3 DIMENSIONAL STAGE & MP-285 CONTROLLER | 9090 | 0% | 9090
Olympus America Inc. | OSI-78-325 | 78-325;MPC78 W/MPC325-2BUNDLED | 26410 | 0% | 26410
Olympus America Inc. | OSI-78-385 | 78-385;MPC78 W/MPC385-2BUNDLED | 27980 | 0% | 27980
Olympus America Inc. | OSI-85AX200 | 85AX200; MP85,AXIOPATCH 200 ADAPTER | 300 | 4.5% | 286.5
Olympus America Inc. | OSI-BOOK | BOOK; ADVANCED MICROPIPETTE TECHNIQUES | 47 | 0% | 47
Olympus America Inc. | OSI-BR-AT | BR-AT; XENOWORKS ANALOG TUBING KIT | 57 | 4.5% | 54.435
Olympus America Inc. | OSI-BR-BXW | BR-BXW; REPLACEMENT XW ADAPTER FOR PMM-150 | 260 | 4.5% | 248.3
Olympus America Inc. | OSI-BR-DT | BR-DT; XENOWORKS DIGITAL TUBING KIT | 82 | 4.5% | 78.31
Olympus America Inc. | OSI-BRE110 | BRE; XENOWORKS DIGITAL MICRO INJECTOR 110V 2 HOLDERS | 8550 | 4.5% | 8165.25
Olympus America Inc. | OSI-BR-HEACV | BR-HEA-CV; XENOWRKS SWING GATE ON MP285/MP225 | 440 | 4.5% | 420.2
Olympus America Inc. | OSI-BRI | BRI; XENOWORKS ANALOG MICROINJE CTOR 1 HOLDER | 2225 | 4.5% | 2124.875
Olympus America Inc. | OSI-BR-L20 | BR-L20; XENOWORKS LEICA DM-IRB/E/IRE2 ADAPTER | 490 | 4.5% | 467.95
Olympus America Inc. | OSI-BR-L30 | BR-L30; XENOWORKS LEICA DM-IL ADAPTER | 490 | 4.5% | 467.95
Olympus America Inc. | OSI-BR-L40 | BR-L40; ADAPTER FOR XENOWORKS MICROMANIPULATOR LEICA DMI | 540 | 4.5% | 515.7
Olympus America Inc. | OSI-BR-LE | BR-LE; LEICA ADAPTER FOR PMM-1 50 | 640 | 4.5% | 611.2
Olympus America Inc. | OSI-BR-MH | BR-MH; XENOWORKS MICROPIPETTE HOLDER | 180 | 4.5% | 171.9
Olympus America Inc. | OSI-BRML | BRML; XENOWORKS MICROMANIPULATOR LEFT 3-AXIS | 15965 | 4.5% | 15246.575
Olympus America Inc. | OSI-BRMR | BRMR; XENOWORKS MICROMANIPULATOR RIGHT 3 AXIS | 15965 | 4.5% | 15246.575
Olympus America Inc. | OSI-BR-N10 | BR-N10; XENOWORKS NIKON TMD ADAPTER | 490 | 4.5% | 467.95
Olympus America Inc. | OSI-BR-N25 | BR-N25; XENOWORKS NIKON TE200/300 ADAPTER | 490 | 4.5% | 467.95
Olympus America Inc. | OSI-BR-N27 | BR-N27; XENOWORKS NIKON TE2000ADAPTER | 490 | 4.5% | 467.95
Olympus America Inc. | OSI-BR-NE | BR-NE; NARISHIGE ADAPTER FOR P MM-150 | 640 | 4.5% | 611.2
Olympus America Inc. | OSI-BR-OIL | BR-OIL; XENOWORKS OIL FOR INJECTOR | 42 | 4.5% | 40.11
Olympus America Inc. | OSI-BR-Y50 | BR-Y50; XENOWORKS OLYMPUS IX50/70 ADAPTER | 490 | 4.5% | 467.95
Olympus America Inc. | OSI-BR-Y51 | BR-Y51; XENOWORKS OLYMPUS IX51/ 71/81 ADAPTER | 490 | 4.5% | 467.95
Olympus America Inc. | OSI-BR-Y73 | BR-Y73; XENOWORKS OLYMPUS IX73/83 ADAPTER | 490 | 4.5% | 467.95
Olympus America Inc. | OSI-BR-Z30 | BR-Z30; XENOWORKS ZEISS AXIOVE RT 100/135 ADAPT | 490 | 4.5% | 467.95
Olympus America Inc. | OSI-BR-Z35 | BR-Z35; XENOWORKS ZEISS AXIOVE RT 200 ADAPT | 490 | 4.5% | 467.95
Olympus America Inc. | OSI-BR-Z40 | BR-Z40; XENOWORKS ZEISS AXIO OBSERVER | 490 | 4.5% | 467.95
Olympus America Inc. | OSI-BV-10-B | BV-10-B; MICROPIPETTE BEVELER | 3535 | 0% | 3535
Olympus America Inc. | OSI-BV-10-C | BV-10-C; BV10-B W/ELEC.IMPED.METER | 4585 | 0% | 4585
Olympus America Inc. | OSI-BV-10-D | BV-10-D; BV10-B W/80X STEREO SCOPE | 4585 | 0% | 4585
Olympus America Inc. | OSI-BV-10-E | BV-10-E; BV10-B W/METER + SCOPE | 5655 | 0% | 5655
Olympus America Inc. | OSI-BV-10S | BV-10S; 80X STEREO MICROSCOPE | 1090 | 0% | 1090
Olympus America Inc. | OSI-BVM-CE | BVM-CE; ELEC.IMPED.MTR W/ACTIVE LEAD | 1625 | 0% | 1625
Olympus America Inc. | OSI-BX10 | BX10; PIPETTE STORAGE BOX (HOLDS 10) | 20 | 0% | 20
Olympus America Inc. | OSI-BX20 | BX20; PIPETTE STORAGE BOX (HOLDS 20) | 20 | 0% | 20
Olympus America Inc. | OSI-CIQ-2 | CIQ-2;25 PIN TO 9PIN CABLE,CONNECTS 2 SHUTTERS TO 1 CONTROLR | 103 | 4.5% | 98.365
Olympus America Inc. | OSI-CLAM10 | CLAM10; CABLE, 25 PIN BREAKOUT TO BNC CABLE | 103 | 4.5% | 98.365
Olympus America Inc. | OSI-CMAC | CMAC; CABLE, MAC TO SERIAL PORT | 103 | 4.5% | 98.365
Olympus America Inc. | OSI-CO573380 | CO-O573380:VCHROME TUNABLE FILTER,338-380NM 16NM BANDWIDT | 1250 | 4.5% | 1193.75
Olympus America Inc. | OSI-CO573440 | CO-O573440:VCHROME TUNABLE FILTER,390-440NM 16NM BANDWIDT | 1250 | 4.5% | 1193.75
Olympus America Inc. | OSI-CO573490 | CO-O573490:VCHROME TUNABLE FILTER 440-490NM 15NM BANDWIDT | 1250 | 4.5% | 1193.75
Olympus America Inc. | OSI-CO573550 | CO-O573550:VCHROME TUNABLE FILTER 490-550NM 15NM BANDWIDT | 1250 | 4.5% | 1193.75
Olympus America Inc. | OSI-CO573620 | CO-O573620:VCHROME TUNABLE FILTER 550-620NM 14NM BANDWIDT | 1250 | 4.5% | 1193.75
Olympus America Inc. | OSI-CO573700 | CO-O573700:VCHROME TUNABLE FILTER 620-700NM 13NM BANDWIDT | 1250 | 4.5% | 1193.75
Olympus America Inc. | OSI-COO | COO; CERTIFICATE OF ORIGIN | 65 | 4.5% | 62.075
Olympus America Inc. | OSI-CSHUTTER | CSHUTTER; CABLE, 15 PIN BREAKOUT CABLE | 103 | 4.5% | 98.365
Olympus America Inc. | OSI-CTS | CTS; CERAMIC TILE FOR SCORING GLASS | 20 | 0% | 20
Olympus America Inc. | OSI-DG-4PLUS/FS30 | DG-4PLUS/FS30;LAMBDA DG-4PLUS 300W FS BULB AND LLG | 22170 | 4.5% | 21172.35
Olympus America Inc. | OSI-DG-4PLUS/OF30 | DG-4PLUS/OF30;LAMBDA DG-4PLUS 300W OF BULB AND LLG | 22170 | 4.5% | 21172.35
Olympus America Inc. | OSI-DG-5PLUS/FS30 | DG-5PLUS/FS30; LAMBDA DG-5PLUS 300W FS BULB AND LLG | 22170 | 4.5% | 21172.35
Olympus America Inc. | OSI-DG-5PLUS/OF30 | DG-5PLUS/OF30; LAMBDA DG-5PLUS 300W OF BULB AND LLG | 22170 | 4.5% | 21172.35
Olympus America Inc. | OSI-DG-IF | DG-IF; HOLDER FOR INTERFERENCE FILTERS, 25MM | 98 | 4.5% | 93.59
Olympus America Inc. | OSI-DG-IF/18 | DG-IF/18;INTERFERENCE FILTER HOLDER (18MM) | 98 | 4.5% | 93.59
Olympus America Inc. | OSI-DG-ND | DG-ND; NEUTRAL DENSITY FILTER HOLDER | 98 | 4.5% | 93.59
Olympus America Inc. | OSI-DROP-IN | DROP-IN; DROP IN 25MM FILTER HOLDER FOR LS | 77 | 4.5% | 73.535
Olympus America Inc. | OSI-DROP-IN/32 | DROP-IN/32; 32MM DROP-IN FILTER HOLDER | 77 | 4.5% | 73.535
Olympus America Inc. | OSI-FB215B | FB215B; 2MM BOX FILAMENT,1.5MM WIDE | 42 | 0% | 42
Olympus America Inc. | OSI-FB220B | FB220B; 2MM BOX FILAMENT, 2MM WIDE | 42 | 0% | 42
Olympus America Inc. | OSI-FB230B | FB230B; 2MM BOX FILAMENT, 3MM WIDE | 42 | 0% | 42
Olympus America Inc. | OSI-FB245B | FB245B; 2.5MM BOX FILAMENT, 4. 5MM WIDE | 42 | 0% | 42
Olympus America Inc. | OSI-FB255B | FB255B; 2.5MM BOX FILAMENT, 2. 5MM WIDE | 42 | 0% | 42
Olympus America Inc. | OSI-FB315B | FB315B; 3MM BOX FILAMENT, 1.5MM WIDE | 42 | 0% | 42
Olympus America Inc. | OSI-FB320B | FB320B; 3MM BOX FILAMENT, 2MM WIDE | 42 | 0% | 42
Olympus America Inc. | OSI-FB330B | FB330B; 3MM BOX FILAMENT, 3MM WIDE | 42 | 0% | 42
Olympus America Inc. | OSI-FG-GS | GS-I; GLASS STOP (IMPERIAL) | 77 | 0% | 77
Olympus America Inc. | OSI-FG-LGZ45 | LG-Z45; ZEISS LLG ADAPTER FOR AXIOVERT200 | 565 | 4.5% | 539.575
Olympus America Inc. | OSI-FG-LLG | LLG; LIQ LT GIDE-3MMx2MTR,UV- RS2M W/ 1/2" FERUL | 1440 | 4.5% | 1375.2
Olympus America Inc. | OSI-FG-MP285-ROE-RL | FG-MP285-ROE-RL; MP-285 ROE,RACK MOUNT, LEFT HAND | 9250 | 4.5% | 8833.75
Olympus America Inc. | OSI-FG-MP285-ROE-RR | FG-MP285-ROE-RR; MP-285 ROE,RACK MOUNT, RIGHT HAND | 9250 | 4.5% | 8833.75
Olympus America Inc. | OSI-FG-MP285-ROE-TL | FG-MP285-ROE-TL; MP-285 ROE,TABLE CLAMP, LEFT HAND | 9250 | 4.5% | 8833.75
Olympus America Inc. | OSI-FG-MP285-ROE-TR | FG-MP285-ROE-TR; MP-285 ROE,TABLE CLAMP, RIGHT HAND | 9250 | 4.5% | 8833.75
Olympus America Inc. | OSI-FG-VF-5 | VF-5;LAMBDA VF, 5 POS VARIABLE FLTR SYSTEM | 14040 | 4.5% | 13408.2
Olympus America Inc. | OSI-FILAMENT | FILAMENT; CUSTOM FILAMENT | 60 | 0% | 60
Olympus America Inc. | OSI-FL315A | FL315A; 3.0MM LOOP FILAMENT 1. 5MM | 42 | 0% | 42
Olympus America Inc. | OSI-FL315X | FL315X; 3.0MM LOOP FILAMENT 1. 5MM | 42 | 0% | 42
Olympus America Inc. | OSI-FL320A | FL320A; 3MM LOOP FILA.,2MM WIDE M | 42 | 0% | 42
Olympus America Inc. | OSI-FL320X | FL320X; 3MM LOOP FILA., 2.0MM WD | 42 | 0% | 42
Olympus America Inc. | OSI-FL325A | FL325A; 3MM LOOP FILA.,2.5MM WD | 42 | 0% | 42
Olympus America Inc. | OSI-FL325X | FL325X; 3.0MM LOOP FILAMENT 2. 5MM | 42 | 0% | 42
Olympus America Inc. | OSI-FPS | FPS; FIRE POLISH SPACER P87-P2 | 27 | 0% | 27
Olympus America Inc. | OSI-FS1875 | FS1875; 18MMX75MM PLATINUM/IRIDIUM SHEET | 380 | 0% | 380
Olympus America Inc. | OSI-FT315B | FT315B; TROUGH FILAMENT, 1.5MM WIDE | 42 | 0% | 42
Olympus America Inc. | OSI-FT320B | FT320B; TROUGH FILAMENT, 2MM WIDE | 42 | 0% | 42
Olympus America Inc. | OSI-FT330B | FT330B; TROUGH FILAMENT, 3MM WIDE | 42 | 0% | 42
Olympus America Inc. | OSI-FT345B | FT345B; TROUGH FILAMENT, 4.5MM WIDE | 42 | 0% | 42
Olympus America Inc. | OSI-G2BF100-50-10 | G2BF100-50-10; BOR,2BARREL,1.0X.50mmX10cm,FIL | 60 | 0% | 60
Olympus America Inc. | OSI-G2BF100-75-10 | G2BF100-75-10; BOR,2BARREL,1.0X.75mmX10cm,FIL | 59 | 0% | 59
Olympus America Inc. | OSI-G2BF150-86-10 | G2BF150-86-10; BOR,2BARREL,1.5X.86MMX10CM,FIL | 65 | 0% | 65
Olympus America Inc. | OSI-G2BF150-86-15 | G2BF150-86-15; BOR,2BARREL,1.5X.86mmX15cm,FIL | 84 | 0% | 84
Olympus America Inc. | OSI-G3BF100-50-10 | G3BF100-50-10; BOR,3BARREL,1.0X.50mmX10cm,FIL | 65 | 0% | 65
Olympus America Inc. | OSI-G3BF100-75-10 | G3BF100-75-10; BOR,3BARREL,1.0X.75mmX10cm,FIL | 65 | 0% | 65
Olympus America Inc. | OSI-G3BF120-69-10 | G3BF120-69-10; BOR,3BARREL,1.2X.69mmX10cm,FIL | 62 | 0% | 62
Olympus America Inc. | OSI-G3BF120-69-15 | G3BF120-69-15; BOR,3BARREL,1.2X.69mmX15cm,FIL | 84 | 0% | 84
Olympus America Inc. | OSI-G7Q033-16-10 | G7Q033-16-10; QTZ,7BARREL,1.0MM OD/.33IDX1 | 247 | 0% | 247
Olympus America Inc. | OSI-GA100-64-10 | GA100-64-10; ALM,1.0mmX.64mmX1 0cm | 121 | 0% | 121
Olympus America Inc. | OSI-GA120-77-10 | GA120-77-10; ALM,1.2mmX.77mmX1 0cm | 121 | 0% | 121
Olympus America Inc. | OSI-GA120-87-10 | GA120-87-10; ALM,1.2mmX.87mmX1 0cm | 121 | 0% | 121
Olympus America Inc. | OSI-GA150-100-10 | GA150-100-10; ALM,1.5mmX.1.0mm X10cm | 121 | 0% | 121
Olympus America Inc. | OSI-GAF100-64-10 | GAF100-64-10; ALM,1.0mmX.64mmX 10cm, FILMT | 141 | 0% | 141
Olympus America Inc. | OSI-GAF120-77-10 | GAF120-77-10; ALM,1.2mmX.77mmX 10cm, FILMT | 141 | 0% | 141
Olympus America Inc. | OSI-GAF120-87-10 | GAF120-87-10; ALM,1.2mmX.87mmX 10cm, FILMT | 141 | 0% | 141
Olympus America Inc. | OSI-GAF150-100-10 | GAF150-100-10; ALM,1.5mmX.1.0m mX10cm, FILMT | 141 | 0% | 141
Olympus America Inc. | OSI-GB100-50-10 | GB100-50-10; BOR,1.0X.50mmX10cm | 52 | 0% | 52
Olympus America Inc. | OSI-GB100-50-15 | GB100-50-15; 15CM BOROSILICATE TUBING 1.0MM OD 0.5MM ID | 90 | 0% | 90
Olympus America Inc. | OSI-GB100-58-10 | GB100-58-10; BOR,1.0X.58mmX10cm | 52 | 0% | 52
Olympus America Inc. | OSI-GB100-58-15 | GB100-58-15; BOR,1.0X.58mmX15cm | 54 | 0% | 54
Olympus America Inc. | OSI-GB100-75-10 | GB100-75-10; BOR,1.0X.75mmX10cm | 52 | 0% | 52
Olympus America Inc. | OSI-GB100-75-15 | GB100-75-15;15CM BOROSILICATE TUBING 1.0MM OD 0.75MM ID | 58 | 0% | 58
Olympus America Inc. | OSI-GB120-69-10 | GB120-69-10; BOR,1.2X.69mmX10cm | 54 | 0% | 54
Olympus America Inc. | OSI-GB120-69-15 | GB120-69-15; BOR,1.2X.69mmX15cm | 52 | 0% | 52
Olympus America Inc. | OSI-GB120-90-10 | GB120-90-10; BOR,1.2X.90mmX10cm | 50 | 0% | 50
Olympus America Inc. | OSI-GB120-90-15 | GB120-90-15; BOR,1.2X.90mmX15cm | 50 | 0% | 50
Olympus America Inc. | OSI-GB150-110-10 | GB150-110-10; BOR,1.5X1.10mmX1 0cm | 48 | 0% | 48
Olympus America Inc. | OSI-GB150-110-10HP | GB150-110-10HP; BOR,1.5X1.10mm X10cm, HEAVY FIRE POLISH | 59 | 0% | 59
Olympus America Inc. | OSI-GB150-110-7.5 | GB150-110-7.5; BOR,1.5X1.10mmX 7.5cm | 50 | 0% | 50
Olympus America Inc. | OSI-GB150-110-7.5HP | GB150-110-7.5HP;BOR,1.5X1.10MMX7.5CM, HEAVY FIRE POLISH | 59 | 0% | 59
Olympus America Inc. | OSI-GB150-86-10 | GB150-86-10; BOR,1.5X.86mmX10cm | 56 | 0% | 56
Olympus America Inc. | OSI-GB150-86-10HP | GB150-86-10HP; BOR,1.5X0.86mmX 10cm, HEAVY FIRE POLISH | 61 | 0% | 61
Olympus America Inc. | OSI-GB150-86-15 | GB150-86-15; BOR,1.5X.86mmX15cm | 87 | 0% | 87
Olympus America Inc. | OSI-GB150-86-7.5 | GB150-86-7.5; BOR,1.5X.86mmX7. 5cm | 52 | 0% | 52
Olympus America Inc. | OSI-GB150-86-7.5HP | GB150-86-7.5HP; BOR,1.5X0.86mm X7.5cm, HEAVY FIRE POLISH | 59 | 0% | 59
Olympus America Inc. | OSI-GB200-116-10 | GB200-116-10; BOR,2.0X1.16mmX1 0cm | 80 | 0% | 80
Olympus America Inc. | OSI-GB200-116-15 | GB200-116-15; BOR,2.0X1.16mmX1 5cm | 89 | 0% | 89
Olympus America Inc. | OSI-GB200-156-10 | GB200-156-10; BOR,2.0X1.56mmX1 0cm | 53 | 0% | 53
Olympus America Inc. | OSI-GBF100-50-10 | GBF100-50-10; BOR,1.0X.50mmX10cm,FILMT | 51 | 0% | 51
Olympus America Inc. | OSI-GBF100-50-15 | GBF100-50-15; BOR,1.0X.50mmX15cm,FILMT | 63 | 0% | 63
Olympus America Inc. | OSI-GBF100-50-7.5 | GBF100-50-7.5; BOR,1.0X.50mmX7.5cm, FILMT | 55 | 0% | 55
Olympus America Inc. | OSI-GBF100-58-10 | GBF100-58-10; BOR,1.0X.58mmX10cm,FILMT | 50 | 0% | 50
Olympus America Inc. | OSI-GBF100-58-15 | GBF100-58-15; BOR,1.0X.58mmX15cm,FILMT | 60 | 0% | 60
Olympus America Inc. | OSI-GBF100-78-10 | GBF100-78-10; BOR,1.0X.78mmX10cm,FILMT | 53 | 0% | 53
Olympus America Inc. | OSI-GBF100-78-15 | GBF100-78-15; BOR,1.0X.78mmX15cm,FILMT | 62 | 0% | 62
Olympus America Inc. | OSI-GBF120-60-10 | GBF120-60-10; BOR,1.2X.60mmX10cm,FILMT | 57 | 0% | 57
Olympus America Inc. | OSI-GBF120-69-10 | GBF120-69-10; BOR,1.2X.69mmX10cm,FILMT | 57 | 0% | 57
Olympus America Inc. | OSI-GBF120-69-15 | GBF120-69-15; BOR,1.2X.69mmX15cm,FILMT | 61 | 0% | 61
Olympus America Inc. | OSI-GBF120-94-10 | GBF120-94-10; BOR,1.2X.94mmX10cm,FILMT | 54 | 0% | 54
Olympus America Inc. | OSI-GBF120-94-15 | GBF120-94-15; BOR,1.2X.94mmX15cm,FILMT | 65 | 0% | 65
Olympus America Inc. | OSI-GBF150-110-10 | GBF150-110-10;BOR, 1.5 X 1.10MM X 10CM, FILMT | 49 | 0% | 49
Olympus America Inc. | OSI-GBF150-110-10HP | GBF150-110-10HP; BOR,1.5X1.10m mX10cm,FILMT, HEAVY FIRE POLIS | 59 | 0% | 59
Olympus America Inc. | OSI-GBF150-110-7.5 | GBF150-110-7.5; BOR,1.5X1.10mm X7.5cm,FILMT | 50 | 0% | 50
Olympus America Inc. | OSI-GBF150-110-7.5HP | GBF150-110-7.5HP; BOR,1.5X1.10 mmX7.5cm,FILMT, HEAVY FIRE POL | 59 | 0% | 59
Olympus America Inc. | OSI-GBF150-117-10 | GBF150-117-10; BOR,1.5X1.17mmX 10cm,FILMT | 50 | 0% | 50
Olympus America Inc. | OSI-GBF150-117-15 | GBF150-117-15; BOR,1.5X1.17mmX 15cm,FILMT | 49 | 0% | 49
Olympus America Inc. | OSI-GBF150-75-10 | GBF150-75-10; BOR,1.5X.75mmX10cm,FILMT | 57 | 0% | 57
Olympus America Inc. | OSI-GBF150-86-10 | GBF150-86-10; BOR,1.5X.86mmX10cm,FILMT | 51 | 0% | 51
Olympus America Inc. | OSI-GBF150-86-10HP | GBF150-86-10HP; BOR,1.5X0.86mm X10cm,FILMT, HEAVY FIRE POLISH | 59 | 0% | 59
Olympus America Inc. | OSI-GBF150-86-15 | GBF150-86-15; BOR,1.5X.86mmX15cm,FILMT | 95 | 0% | 95
Olympus America Inc. | OSI-GBF150-86-7.5 | GBF150-86-7.5; BOR,1.5X.86mmX7.5cm,FILMT | 54 | 0% | 54
Olympus America Inc. | OSI-GBF150-86-7.5HP | GBF150-86-7.5HP; BOR,1.5X0.86m mX7.5cm,FILMT, HEAVY FIRE POLI | 59 | 0% | 59
Olympus America Inc. | OSI-GBF200-100-10 | GBF200-100-10; BOR,2.0X1.0mmX1 0cm,FILMT | 100 | 0% | 100
Olympus America Inc. | OSI-GBF200-116-10 | GBF200-116-10; BOR,2.0X1.16mmX 10cm,FILMT | 108 | 0% | 108
Olympus America Inc. | OSI-GBF200-116-15 | GBF200-116-15; BOR,2.0X1.16mmX 15cm,FILMT | 109 | 0% | 109
Olympus America Inc. | OSI-GBF200-156-10 | GBF200-156-10; BOR,2.0X1.56mmX 10cm,FILMT | 62 | 0% | 62
Olympus America Inc. | OSI-GBF200-156-15 | GBF200-156-15; BOR,2.0X1.56mmX 15cm,FILMT | 68 | 0% | 68
Olympus America Inc. | OSI-GBR-100-10 | GBR-100-10; BOR,SOLID ROD,1.0m mX10cm | 62 | 0% | 62
Olympus America Inc. | OSI-GBR-100-15 | GBR-100-15; BOR,SOLID ROD,1.0m mX15cm | 67 | 0% | 67
Olympus America Inc. | OSI-GBT-150-10 | GBT-150-10; BOR,THETA,2CH,1.5m mX.10cm | 103 | 0% | 103
Olympus America Inc. | OSI-GQ100-30-15 | GQ100-30-15; QTZ,1.0X0.3mmX715cm | 141 | 0% | 141
Olympus America Inc. | OSI-GQ100-30-7.5 | GQ100-30-7.5; QTZ,1.0X0.3mmX7. 5cm | 134 | 0% | 134
Olympus America Inc. | OSI-GQ100-50-10 | GQ100-50-10; QTZ,1.0X.50mmX10cm | 172 | 0% | 172
Olympus America Inc. | OSI-GQ100-50-7.5 | GQ100-50-7.5; QTZ,1.0X.50mmX7. 5cm | 129 | 0% | 129
Olympus America Inc. | OSI-GQ100-70-10 | GQ100-70-10; QTZ,1.0X.70mmX10cm | 172 | 0% | 172
Olympus America Inc. | OSI-GQ100-70-7.5 | GQ100-70-7.5; QTZ,1.0X.70mmX7. 5cm | 121 | 0% | 121
Olympus America Inc. | OSI-GQ120-40-7.5 | GQ120-40-7.5; QTZ,1.2MM X .40MM X 7.5CM | 203 | 0% | 203
Olympus America Inc. | OSI-GQ120-60-7.5 | GQ120-60-7.5; QTZ,1.2X.60mmX7. 5cm | 178 | 0% | 178
Olympus America Inc. | OSI-GQ120-90-10 | GQ120-90-10; QTZ,1.2X.90mmX10cm | 196 | 0% | 196
Olympus America Inc. | OSI-GQ120-90-7.5 | GQ120-90-7.5; QTZ,1.2X.90mmX7. 5cm | 153 | 0% | 153
Olympus America Inc. | OSI-GQ150-110-10 | GQ150-110-10; QTZ,1.5X1.10mmX1 0cm | 203 | 0% | 203
Olympus America Inc. | OSI-GQ150-50-7.5 | GQ150-50-7.5; QTZ,1.5X.50mmX7. 5cm | 184 | 0% | 184
Olympus America Inc. | OSI-GQ150-75-10 | GQ150-75-10; QTZ,1.5X.75mmX10cm | 139 | 0% | 139
Olympus America Inc. | OSI-GQ150-75-7.5 | GQ150-75-7.5; QTZ,1.5X.75mmX7. 5cm | 129 | 0% | 129
Olympus America Inc. | OSI-GQ165-115-10 | GQ165-115-10; QTZ,1.65X1.15mmX 10cm | 178 | 0% | 178
Olympus America Inc. | OSI-GQF100-50-10 | GQF100-50-10;MICROPIPETTE QUARTZ TUBING,100 PIECES | 184 | 0% | 184
Olympus America Inc. | OSI-GQF100-50-7.5 | GQF100-50-7.5; QTZ,1.0X.50mmX7.5cm,FILMT | 129 | 0% | 129
Olympus America Inc. | OSI-GQF100-60-10 | GQF100-60-10; QTZ,1.0X.60mmX10cm,FILMT | 178 | 0% | 178
Olympus America Inc. | OSI-GQF100-60-7.5 | GQF100-60-7.5; QTZ,1.0X.60mmX7.5cm,FILMT | 129 | 0% | 129
Olympus America Inc. | OSI-GQF100-70-10 | GQF100-70-10; QTZ,1.0X.70mmX10cm,FILMT | 178 | 0% | 178
Olympus America Inc. | OSI-GQF100-70-15 | GQF100-70-15; QTZ,1.0X.70mmX15cm,FILMT | 196 | 0% | 196
Olympus America Inc. | OSI-GQF100-70-7.5 | GQF100-70-7.5; QTZ,1.0X.70mmX7.5cm,FILMT | 148 | 0% | 148
Olympus America Inc. | OSI-GQF120-60-7.5 | GQF120-60-7.5; QTZ,1.2X.60mmX7.5cm,FILMT | 149 | 0% | 149
Olympus America Inc. | OSI-GQF120-90-10 | GQF120-90-10; QTZ,1.2X.90mmX10cm,FILMT | 133 | 0% | 133
Olympus America Inc. | OSI-GQF150-75-7.5 | GQF150-75-7.5; QTZ,1.5X.75mmX7.5cm,FILMT | 133 | 0% | 133
Olympus America Inc. | OSI-GQR-100-10 | GQR-100-10; QTZ,SOLID ROD,1.0m mX10cm | 83 | 0% | 83
Olympus America Inc. | OSI-GQR-100-15 | GQR-100-15; QTZ,SOLID ROD,1.0m mX15cm | 83 | 0% | 83
Olympus America Inc. | OSI-GQR-100-7.5 | GQR-100-7.5; QTZ,SOLID ROD,1.0 mmX7.5cm | 83 | 0% | 83
Olympus America Inc. | OSI-GQT120-90-7.5 | GQT120-90-7.5; QTZ,THETA,2CH,1.2mmX,7.5c | 88 | 0% | 88
Olympus America Inc. | OSI-GS | GS-M; GLASS STOP (METRIC) | 77 | 0% | 77
Olympus America Inc. | OSI-H906100 | H906100; BEVELER BELT DRIVE | 27 | 0% | 27
Olympus America Inc. | OSI-HOLDER/MP85 | HOLDER/MP85; UNIVERSAL HEADSTA GE ADAPTER | 173 | 4.5% | 165.215
Olympus America Inc. | OSI-HPX-L5 | LAMBDA HPX-L5 LED LIGHT SOURCE | 5595 | 4.5% | 5343.225
Olympus America Inc. | OSI-IMOXAB | IMOXAB; INSTRUCTION MANUAL (SPECIFY) | 26 | 4.5% | 24.83
Olympus America Inc. | OSI-IPA | SINGLE IPA INTEGRATED PATCH CLAMP AMPLIFIER SYSTEM | 13900 | 0% | 13900
Olympus America Inc. | OSI-IPA-2 | DOUBLE IPA INTEGRATED PATCH CLAMP AMPLIFIER SYSTEM | 17900 | 0% | 17900
Olympus America Inc. | OSI-IQ12-SA | IQ12-SA; 12.5MM SMARTSHUTTER W/STND-ALONE HOUSING-NO ADAPT. | 1130 | 4.5% | 1079.15
Olympus America Inc. | OSI-IQ25-DG | IQ25-DG;HIGH SPEED SHUTTER 25MM,HOUSING FITS DG4 AND DG5 | 1595 | 4.5% | 1523.225
Olympus America Inc. | OSI-IQ25-LS | IQ25-LS;HIGH SPEED SHUTTER 25MM,HOUSING TO FIT LAMDA LS | 1235 | 4.5% | 1179.425
Olympus America Inc. | OSI-IQ25-SA | IQ25-SA;HIGH SPEED SHUTTER 25MM,STAND ALONE HOUSING | 1185 | 4.5% | 1131.675
Olympus America Inc. | OSI-IQ25-W | IQ25-W;HIGH SPEED SHUTTER 25MM,HOUSING TO FIT FILTER WHEEL | 1185 | 4.5% | 1131.675
Olympus America Inc. | OSI-IQ25-XL | IQ25-XL;25MM SMARTSHUTTER FOR LAMBDA XL | 1495 | 4.5% | 1427.725
Olympus America Inc. | OSI-IQ35-SA | IQ35-SA;HIGH SPEED SHUTTER 35MM,STAND ALONE HOUSING | 1675 | 4.5% | 1599.625
Olympus America Inc. | OSI-IQ35-W | IQ35-W;HIGH SPEED SHUTTER 35MM,HOUSING FITS FILTER WHEEL | 1675 | 4.5% | 1599.625
Olympus America Inc. | OSI-IQ50-SA | IQ50-SA; 50mm SMARTSHUTTER, STAND ALONE | 1675 | 4.5% | 1599.625
Olympus America Inc. | OSI-LB10-2 | LB10-2; CONTROLLER ONE 25MM FILTER WHEEL W/O SHUTTER W/BASE | 5600 | 4.5% | 5348
Olympus America Inc. | OSI-LB10-232 | LB10-232; LAMBDA 10 WITH 32MM WHEEL | 5895 | 4.5% | 5629.725
Olympus America Inc. | OSI-LB10-232S | LB10-232S; LAMBDA 10 W/32MM WHEEL W/SHUTTER | 7025 | 4.5% | 6708.875
Olympus America Inc. | OSI-LB10-2S | LB10-2S;SUTTER FILTER WHEEL W/SHUT. AND CONTROLLER 25MM X 10 | 6285 | 4.5% | 6002.175
Olympus America Inc. | OSI-LB10-3 | LB10-3;SHUTTER CONTROLLER WITH SERIAL/USB/POWER CABLES | 2620 | 4.5% | 2502.1
Olympus America Inc. | OSI-LB103273 | LB10-W32-Y73; LB10-3 10 POS 32MM EM FILTR WHL F/ IX3 DECK | 4425 | 4.5% | 4225.875
Olympus America Inc. | OSI-LB10-B/IQ | LB10-B/IQ;IQ SHUTTER CONTROLLER,INCLS SERIAL,USB & | 1670 | 4.5% | 1594.85
Olympus America Inc. | OSI-LB10-NW | LB10-NW;LB10-3 10 POS 25MM FILTER WHEEL WITHOUT SHUTTER | 3020 | 4.5% | 2884.1
Olympus America Inc. | OSI-LB10-NWE | LB10-NWE;LB10-3 10 POS 25MM EMISSION FILTER WHEEL | 2730 | 4.5% | 2607.15
Olympus America Inc. | OSI-LB10-NWIQ | LB10-NWIQ;LB10-3 10 POS 25MM FILTER WHEEL WITH SMART SHUTTER | 3825 | 4.5% | 3652.875
Olympus America Inc. | OSI-LB10-NWIQ/XL | LB10-NWIQ/XL; 10 POS 25MM FLTR WHEEL W SMART SHTR FOR XL | 3825 | 4.5% | 3652.875
Olympus America Inc. | OSI-LB10-NWS | LB10-NWS;LB10-3 10 POS 25MM FILTER WHEEL W/ UNIBLITZ SHUTTER | 3640 | 4.5% | 3476.2
Olympus America Inc. | OSI-LB10-TW | LB10-TW; 10 position 25mm excitation filter wheel for Semrock lightweight-STR filters - no shutter | 3020 | 4.5% | 2884.1
Olympus America Inc. | OSI-LB10-TW32 | LB10-TW32; 10 position 32mm excitation filter wheel for Semrock lightweight-STR filters - no shutter | 3280 | 4.5% | 3132.4
Olympus America Inc. | OSI-LB10-TWE | LB10-TWE; 10 position 25mm emission filter wheel for Semrock lightweight-STR filters | 2730 | 4.5% | 2607.15
Olympus America Inc. | OSI-LB10-TWIQ | LB10-TWIQ; 10 position 25mm excitation filter wheel for Semrock lightweight-STR filters - with integrated SmartShutter | 3825 | 4.5% | 3652.875
Olympus America Inc. | OSI-LB10-W32 | LB10-W32;LB10-3 10 POS 32MM FILTER WHEEL WITHOUT SHUTTER | 3280 | 4.5% | 3132.4
Olympus America Inc. | OSI-LB10-W32IQ | LB10-W32IQ;LB10-3 10 POS 32MM FILTER WHEEL WITH SMARTSHUTTER | 4920 | 4.5% | 4698.6
Olympus America Inc. | OSI-LB10-W32S | LB10-W32S;LB10-3 10 POS 32MM FILTER WHEEL W/UNIBLITZ SHUTTER | 4555 | 4.5% | 4350.025
Olympus America Inc. | OSI-LB10-W50 | LB10-W50;LB10-3 5 POS 50MM FILTER WHEEL WITHOUT SHUTTER | 3825 | 4.5% | 3652.875
Olympus America Inc. | OSI-LB10-WD | LB10-WD; DUAL 25MM FILTER WHEELS WITHOUT SHUTTER | 6010 | 4.5% | 5739.55
Olympus America Inc. | OSI-LB10WDIQ | LB10-WDIQ; DUAL 25MM FILTER WHEELS W/SHUTTER | 6925 | 4.5% | 6613.375
Olympus America Inc. | OSI-LB10-WDS | LB10-WDS; DUAL 25MM FILTER WHEELS WITH SHUTTER | 6825 | 4.5% | 6517.875
Olympus America Inc. | OSI-LB10-WHS4 | LB10-WHS4; 25MM 4 POSITION WHEEL | 3070 | 4.5% | 2931.85
Olympus America Inc. | OSI-LB10-WHS4E | LB10-WHS4E; 25MM 4 POSITION WHEEL FOR EMISSION | 3070 | 4.5% | 2931.85
Olympus America Inc. | OSI-LB10-WHS4IQ | LB10-WHS4IQ; 25MM 4 POSITION FILTER WHEEL W/ SMARTSHUTTER | 3880 | 4.5% | 3705.4
Olympus America Inc. | OSI-LB10-WHS4IQ/XL | LB10-WHS4IQ/XL;25MM 4 POS WHL W/SMARTSHUTTER F/LAMBDA XL | 3825 | 4.5% | 3652.875
Olympus America Inc. | OSI-LB-421 | LB-421; LAMBDA 421 OPTICAL BEAM COMBINER | 9715 | 4.5% | 9277.825
Olympus America Inc. | OSI-LB4-W | LB4-W;BELT DRIVE 4 POS 25MM FILTER WHEEL WITHOUT SHUTTER | 3070 | 4.5% | 2931.85
Olympus America Inc. | OSI-LB-HPX-Y | HPX-Y; LAMBDA HPX HIGH POWERED LED, OLYMPUS | 6580 | 4.5% | 6283.9
Olympus America Inc. | OSI-LB-LS/FS30 | LB-LS/FS30; LAMP/300 WATT FULL SPECTRUM BULB | 5395 | 4.5% | 5152.225
Olympus America Inc. | OSI-LB-LS/OF17 | LB-LS/OF17;LAMBDA LS LIGHT SOURCE 175W REQ.LLG AND ADAPTE | 5145 | 4.5% | 4913.475
Olympus America Inc. | OSI-LB-LS/OF30 | LB-LS/OF30;LAMBDA LS LIGHTSOURCE 300W REQ.LLG AND ADAPTER | 5395 | 4.5% | 5152.225
Olympus America Inc. | OSI-LB-LS/OF30IR | LB-LS/OF30IR; LAMP/300 WATT OZONE FREE, TO 1100NM | 5395 | 4.5% | 5152.225
Olympus America Inc. | OSI-LB-LS/OF30R | LB-LS/OF30R; LAMP/300 WATT OZONE FREE, TO 780NM | 5395 | 4.5% | 5152.225
Olympus America Inc. | OSI-LB-OBC-Y | LB-OBC-Y; LAMBDA OPTICAL BEAM COMBINER CORE FOR OLYMPUS | 3500 | 4.5% | 3342.5
Olympus America Inc. | OSI-LB-SC | LB-SC;SMART SHUTTER CONTROLLER,USB CONTROL | 825 | 4.5% | 787.875
Olympus America Inc. | OSI-LB-XL | LB-XL; LAMBDA XL LT SOURCE ONLY, REQ LLG | 6505 | 4.5% | 6212.275
Olympus America Inc. | OSI-LG-L10 | LG-L10; LEICA DMR LLG ADAPTER | 770 | 4.5% | 735.35
Olympus America Inc. | OSI-LG-L20 | LG-L20; LEICA DMIRB LLG ADAPTER | 770 | 4.5% | 735.35
Olympus America Inc. | OSI-LG-L20-LF | LG-L20-LF; LEICA DMIRB LLG ADA P -LARGE FORMAT | 1020 | 4.5% | 974.1
Olympus America Inc. | OSI-LG-L30 | LG-L30; LEICA DM 4/5/6000 LLG ADAPTER | 770 | 4.5% | 735.35
Olympus America Inc. | OSI-LG-L30-LF | LG-L30-LF; LEICA DM 4/5/6000 L LG ADAP -LARGE FORMAT | 1020 | 4.5% | 974.1
Olympus America Inc. | OSI-LG-L40 | LG-L40; LEICA DMI 4/5/6000 LLG ADAPTER | 770 | 4.5% | 735.35
Olympus America Inc. | OSI-LG-L40-LF | LG-L40-LF; LEICA DMI 4/5/6000 LLG ADAP -LARGE FORMAT | 1020 | 4.5% | 974.1
Olympus America Inc. | OSI-LG-N25 | LG-N25; NIKON TE200/300 LT GUIDE ADAPTER | 770 | 4.5% | 735.35
Olympus America Inc. | OSI-LG-N27 | LG-N27; NIKON TE2000 LIGHT GUIDE ADAPTER | 770 | 4.5% | 735.35
Olympus America Inc. | OSI-LG-N27-LF | LG-N27-LF; NIKON TE2000 LIGHT GUIDE-LARGE FORMAT | 1020 | 4.5% | 974.1
Olympus America Inc. | OSI-LG-N29 | LG-N29; NIKON Ti LIGHT GUIDE ADAPTER | 790 | 4.5% | 754.45
Olympus America Inc. | OSI-LG-N29-LF | LG-N29-LF; NIKON Ti LIGHT GUIDE-LARGE FORMAT | 1020 | 4.5% | 974.1
Olympus America Inc. | OSI-LG-N40 | LG-N40; NIKON E400/600 LIGHT GUIDE ADAPTER | 565 | 4.5% | 539.575
Olympus America Inc. | OSI-LG-N65-LF | LG-N65-LF; NIKON FN1 LIGHT GUIDE-LARGE FORMAT | 1020 | 4.5% | 974.1
Olympus America Inc. | OSI-LG-N80 | LG-N80; NIKON E-800/E-1000 LIGHT GUIDE ADAPTER | 565 | 4.5% | 539.575
Olympus America Inc. | OSI-LG-N85 | LG-N85; NIKON 50/80/90i LIGHT GUIDE ADAPTER | 680 | 4.5% | 649.4
Olympus America Inc. | OSI-LG-N85-LF | LG-N85-LF; NIKON 50/80/90i LIGHT GUIDE ADAP-LARGE FORMAT | 1020 | 4.5% | 974.1
Olympus America Inc. | OSI-LG-Y50 | LG-Y50;SUTTER LIGHT GUIDE ADAPTER BX FRAMES MNTS TO | 565 | 4.5% | 539.575
Olympus America Inc. | OSI-LG-Y50-LF | LG-Y50-LF; LLG ADAPTER LG FORMAT FOR BX, DSU, 5-UR401 | 1020 | 4.5% | 974.1
Olympus America Inc. | OSI-LG-Y51 | LG-Y51; BX LIGHT GUIDE ADAPTER | 565 | 4.5% | 539.575
Olympus America Inc. | OSI-LG-Y51-LF | LG-Y51-LF;SUTTER LIGHT GUIDE ADAPTER BX FRAMES LARGE FORMAT | 1020 | 4.5% | 974.1
Olympus America Inc. | OSI-LG-Y53 | LG-Y53; BX43/BX53/BX63 LT. GD. ADAPTER | 565 | 4.5% | 539.575
Olympus America Inc. | OSI-LG-Y53-LF | LG-Y53-LF; BX43/BX53/BX63 LG ADAPT. LARGE FORMAT | 1020 | 4.5% | 974.1
Olympus America Inc. | OSI-LG-Y70 | LG-Y70;SUTTER LIGHT GUIDE ADAPTER IX FRAMES MNTS TO FL. | 565 | 4.5% | 539.575
Olympus America Inc. | OSI-LG-Y71 | LG-Y71; SUTTER LIQUID LIGHT GUIDE ADAPTER FOR IX71 | 565 | 4.5% | 539.575
Olympus America Inc. | OSI-LG-Y71-LF | LG-Y71-LF;OLYMPUS IX71 LT. GD.ADAPTER-LARGE FORMAT | 1020 | 4.5% | 974.1
Olympus America Inc. | OSI-LG-Y73 | LG-Y73; SUTTER LIQUID LIGHT GUIDE ADAPTER FOR IX73/83 | 1020 | 4.5% | 974.1
Olympus America Inc. | OSI-LG-Y73LF | LG-Y73-LF;LQUD LGHT GUIDE ADAPTER F/ IX73/83, MOUNTS TO RFA | 1020 | 4.5% | 974.1
Olympus America Inc. | OSI-LG-Z25 | LG-Z25; ZEISS AXIOSKOP 2/FS2 L LG ADAPTER | 565 | 4.5% | 539.575
Olympus America Inc. | OSI-LG-Z30 | LG-Z30; ZEISS AXIOVERT LT GUIDE ADAPTER | 565 | 4.5% | 539.575
Olympus America Inc. | OSI-LG-Z35 | LG-Z35; ZEISS AXIOVERT 200 LT.GUIDE ADAPTER | 565 | 4.5% | 539.575
Olympus America Inc. | OSI-LG-Z40 | LG-Z40; ZEISS AXIO OBSERVER LT.GUIDE ADAPTER | 565 | 4.5% | 539.575
Olympus America Inc. | OSI-LG-Z45 | LG-Z45;ZEISS AXIO EXAMINER LT.GUIDE ADAPTER | 565 | 4.5% | 539.575
Olympus America Inc. | OSI-LLG | LLG;LIQUID LIGHT GUIDE FOR SUTTER LS&DG4 2METER REQ. ADAPTER | 1440 | 4.5% | 1375.2
Olympus America Inc. | OSI-LLG/380 | LLG/380; LIQUID LIGHT GUIDE TO NEAR IR | 1440 | 4.5% | 1375.2
Olympus America Inc. | OSI-LLG/5XL | LLG/5XL; LLG FOR LB-XL, 2M LONG, 5MM D, W LENS, TUBE | 1645 | 4.5% | 1570.975
Olympus America Inc. | OSI-LLG/XL | LLG/XL;LLG FOR OSI-LB-XL, 2M LONG, 3MM D, W LENS, TUBE | 1645 | 4.5% | 1570.975
Olympus America Inc. | OSI-LLG/XL380 | LLG/XL380; LIQUID LIGHT GUIDE FOR LAMBDA XL TO NEAR IR | 1645 | 4.5% | 1570.975
Olympus America Inc. | OSI-LLG-5XL380 | LLG/5XL380; 5MM LIQ LGHT GIDE,LB-XL,VISBLE - RS | 1645 | 4.5% | 1570.975
Olympus America Inc. | OSI-M100019 | M100019; REFERENCE WICK HOLDER | 37 | 0% | 37
Olympus America Inc. | OSI-MANUAL | MANUAL INJECTOR | 1465 | 0% | 1465
Olympus America Inc. | OSI-MD-50-1 | MD-50-1; MICROSCOPE SHELF NIKON 200/300 L/R | 495 | 4.5% | 472.725
Olympus America Inc. | OSI-MD-50-2 | MD-50-2; MICROSCOPE SHELF NIKON 200/300 L+R | 989 | 4.5% | 944.495
Olympus America Inc. | OSI-MD-51-1 | MD-51-1; MICROSCOPE SHELF NIKON TMD- L/R | 495 | 4.5% | 472.725
Olympus America Inc. | OSI-MD-51-2 | MD-51-2; MICROSCOPE SHELF NIKON TMD- L+R | 989 | 4.5% | 944.495
Olympus America Inc. | OSI-MD-52-1 | MD-52-1; MICROSCOPE SHELF NIKON TE2000 L/R | 495 | 4.5% | 472.725
Olympus America Inc. | OSI-MD-52-1/UP | MD-52-1/UP; SCOPE SHELF NIKON TE2000 FOR UPSTAGE | 495 | 4.5% | 472.725
Olympus America Inc. | OSI-MD-52-2 | MD-52-2; MICROSCOPE SHELF NIKON TE2000 L+R | 989 | 4.5% | 944.495
Olympus America Inc. | OSI-MD-52-2/UP | MD-52-2/UP; SCOPE SHELF NIKON TE2000 L/R FOR UPSTAGE | 989 | 4.5% | 944.495
Olympus America Inc. | OSI-MD-53-1 | MD-53-1; MICROSCOPE SHELF NIKON TS 100 L/R | 495 | 4.5% | 472.725
Olympus America Inc. | OSI-MD-53-2 | MD-53-2;MICROMANIPULATOR PLATFORM FOR NIKON TS100 DBL SIDED | 989 | 4.5% | 944.495
Olympus America Inc. | OSI-MD-60-1/L | MD-60-1/L; MICROSCOPE SHELF LE ICA DMIRB LEFT | 495 | 4.5% | 472.725
Olympus America Inc. | OSI-MD-60-1/R | MD-60-1/R; MICROSCOPE SHELF LE ICA DMIRB RIGHT | 495 | 4.5% | 472.725
Olympus America Inc. | OSI-MD-60-2 | MD-60-2; MICROSCOPE SHELF LEIC A DMIRB L+R | 989 | 4.5% | 944.495
Olympus America Inc. | OSI-MD-61-1 | MD-61-1; MICROSCOPE SHELF LEIC A DMIL L/R | 495 | 4.5% | 472.725
Olympus America Inc. | OSI-MD-61-2 | MD-61-2; MICROSCOPE SHELF LEIC A DMIL L+R | 989 | 4.5% | 944.495
Olympus America Inc. | OSI-MD-62-2 | MD-62-2; MICROSCOPE SHELF LEICA DMI4/5/6000 L/R | 989 | 4.5% | 944.495
Olympus America Inc. | OSI-MD-73-1 | MD-73-1;SINGLE MANIPULATOR PLATFORM FOR IX73-SPECIFY L OR | 495 | 4.5% | 472.725
Olympus America Inc. | OSI-MD-73-2 | MD-73-2; MANIPULATOR PLATFORM FOR IX73 | 989 | 4.5% | 944.495
Olympus America Inc. | OSI-MD-80-1 | MD-80-1; MICROSCOPE SHELF OLYM. IX70 L/R | 495 | 4.5% | 472.725
Olympus America Inc. | OSI-MD-80-2 | MD-80-2; MICROSCOPE SHELF OLYM. IX70, L+R | 989 | 4.5% | 944.495
Olympus America Inc. | OSI-MD-81-1 | MD-81-1;MICROMANIPULATOR PLATFORM FOR IX51,71 & 81 | 495 | 4.5% | 472.725
Olympus America Inc. | OSI-MD-81-2 | MD-81-2:MICROMANIPULATOR PLATFORM FOR IX51,71,81DOUBLE SIDED | 989 | 4.5% | 944.495
Olympus America Inc. | OSI-MD-83-1 | MD-83-1; Microscope Shelf for IX53,83 | 495 | 4.5% | 472.725
Olympus America Inc. | OSI-MD-83-2 | MD-83-2;STAGE AND BB SHELF F/MANIPULATORS, L&R , IX83 | 989 | 4.5% | 944.495
Olympus America Inc. | OSI-MD-91-1 | MD-91-1; MICROSCOPE SHELF AXIO VERT 200 | 495 | 4.5% | 472.725
Olympus America Inc. | OSI-MD-91-2 | MD-91-2; MICROSCOPE SHELF AXIO VERT 200 | 989 | 4.5% | 944.495
Olympus America Inc. | OSI-MD-92-1 | MD-92-1; MICROSCOPE SHELF AXIO VERT 25 | 495 | 4.5% | 472.725
Olympus America Inc. | OSI-MD-92-2 | MD-92-2; MICROSCOPE SHELF AXIO VERT 25 | 989 | 4.5% | 944.495
Olympus America Inc. | OSI-MI-10010-1.0 | MI-10010; PIPETTE HOLDER ASSEMBLY 1.0MM OD | 62 | 4.5% | 59.21
Olympus America Inc. | OSI-MI-10010-1.2 | MI-10012;PIPETTE HOLDER ASSEMBLY 1.2MM OD | 62 | 4.5% | 59.21
Olympus America Inc. | OSI-MI-10010-1.5 | MI-10015;PIPETTE HOLDER ASSEMBLY 1.5MM OD | 62 | 4.5% | 59.21
Olympus America Inc. | OSI-MM-33/L | MM-33/L; COARSE MANIPULATOR LEFT HAND | 1350 | 4.5% | 1289.25
Olympus America Inc. | OSI-MM-33/R | MM-33/R;MANUAL MICROMANIPULATOR,X(37MM C,10 | 1350 | 4.5% | 1289.25
Olympus America Inc. | OSI-MM-33000 | MM-33000; TILT MOUNT X-AXIS MM 33 RIGHT | 190 | 4.5% | 181.45
Olympus America Inc. | OSI-MM-33001 | MM-33001; TILT MOUNT X-AXIS MM 33 LEFT | 190 | 4.5% | 181.45
Olympus America Inc. | OSI-MM-33002 | MM-33002; ROTATING BASE MM-33WITH 2 BASE CLAMPS | 650 | 4.5% | 620.75
Olympus America Inc. | OSI-MM-33A/L | MM-33A/L;MICROMANIPULATOR MANUAL LEFT HANDED | 2110 | 4.5% | 2015.05
Olympus America Inc. | OSI-MM-33A/R | MM-33A/R;MICROMANIPULATOR MANUAL RIGHT HANDED | 2110 | 4.5% | 2015.05
Olympus America Inc. | OSI-MP-225 | MP-225;SUTTER MOTORIZED MICROMANIPULATOR WITH CONTROLL | 7030 | 0% | 7030
Olympus America Inc. | OSI-MP-225/M | MP-225/M; MP-225 MECHANICAL ONLY | 5140 | 0% | 5140
Olympus America Inc. | OSI-MP-265/ML | MP-265/ML; MP-265 MECHANICAL LEFT HAND | 5985 | 0% | 5985
Olympus America Inc. | OSI-MP-265/MR | MP-265/MR; MP-265 MECHANICAL RIGHT HAND | 5985 | 0% | 5985
Olympus America Inc. | OSI-MP-285/ML | MP-285/ML;MICROMANIPULATOR MECHANICAL ALONE LEFT HANDED | 5775 | 4.5% | 5515.125
Olympus America Inc. | OSI-MP-285/MR | MP-285/MR;MICROMANIPULATOR MECHANICAL ALONE RIGHT HANDED | 5775 | 4.5% | 5515.125
Olympus America Inc. | OSI-MP-285/R | MP-285/R; MP-285 SYSTEM, RACK M MOUNT | 9530 | 0% | 9530
Olympus America Inc. | OSI-MP-285/T | MP-285/T; MP285 SYSTEM, TABLE TOP | 9530 | 0% | 9530
Olympus America Inc. | OSI-MP-78 | MP-78;MOTOR, PLATFORM STAGE W/MP-285 CONTROLLER | 11790 | 0% | 11790
Olympus America Inc. | OSI-MP-78/Y51/FD | MP-78/Y51/FD;MP-78 WITH FOCUS DRIVE FOR THE OLYMPUS BX51WI | 13410 | 0% | 13410
Olympus America Inc. | OSI-MP-85/R | MP-85/R; MICROMANIPULATOR MECHANICAL, RIGHT HAND | 6760 | 4.5% | 6455.8
Olympus America Inc. | OSI-MPC-200 | MPC-200;MANIPULATOR CONTROLLER BOX INCL DAISYCHAIN CABLE | 3030 | 0% | 3030
Olympus America Inc. | OSI-MPC-200-ROE | MPC-200-ROE; MPC-200 CONTROLLER AND ROE | 3785 | 0% | 3785
Olympus America Inc. | OSI-MPC-325 | MPC-325; MPC-200 & ONE MP-225 MECHANICL | 7675 | 0% | 7675
Olympus America Inc. | OSI-MPC-325-2 | MPC-325-2;MICROMANIP SYST INCL DS (2)MP225,(1)MPC200,ROE200 | 12260 | 0% | 12260
Olympus America Inc. | OSI-MPC325-4 | MPC-325-4:(4)MPC-325'S,(2)MPC-200 CONTROL'S(SPECIFY L OR R) | 22660 | 0% | 22660
Olympus America Inc. | OSI-MPC-365 | MPC-365; MPC-200 & ONE MP-265 MECHNICAL | 9950 | 0% | 9950
Olympus America Inc. | OSI-MPC-365-2 | MPC-365-2; MPC-200 & TWO MP-265 MECHNICALS | 15790 | 0% | 15790
Olympus America Inc. | OSI-MPC-365-3 | MPC-365-3; TWO MPC-200 & THREE M-265 MECHANICAL | 23790 | 0% | 23790
Olympus America Inc. | OSI-MPC-365-4 | MPC-365-4;(4) M-265/2 MECH STANDS, (2) MPC-200, ROE-200 | 30070 | 0% | 30070
Olympus America Inc. | OSI-MPC-365-5 | MPC-365-5; THREE MPC-200 & FIVE MP-265 MECHNICALS | 38395 | 0% | 38395
Olympus America Inc. | OSI-MPC-365-6 | MPC-365-6; THREE MPC-200 & SIX MP-265 MECHNICALS | 43800 | 0% | 43800
Olympus America Inc. | OSI-MPC-385 | MPC-385;MPC285 MANIPULATOR,MPC 200 CONTROLLER,ROE200 & ACC. | 9190 | 0% | 9190
Olympus America Inc. | OSI-MPC-385-2 | MPC-385-2;MICROMANIP SYST INCL UDS (2)MP285,(1)MPC200.ROE 200 | 15030 | 0% | 15030
Olympus America Inc. | OSI-MPC-385-3 | MPC-385-3;MPC-200 & THREE MP-2 85 MECHANICALS | 22710 | 0% | 22710
Olympus America Inc. | OSI-MPC-385-4 | MPC-385-4; MPC-200 & FOUR MP-2 85 MECHANICALS | 28120 | 0% | 28120
Olympus America Inc. | OSI-MPC-78 | MPC-78; MOTOR. PLATFORM STAGE W/ MPC-200 CONTROLR | 12980 | 0% | 12980
Olympus America Inc. | OSI-MPC-78/M6 | MPC-78/M6; METRIC MOTOR. PLATFORM STAGE W/ MPC-200 CONTROLR | 12980 | 0% | 12980
Olympus America Inc. | OSI-MP-ROD | MP-ROD; ROD HOLDER FOR MOTORIZED MANIPULATOR | 98 | 4.5% | 93.59
Olympus America Inc. | OSI-MT-1000/L30 | MT-1000/L30; TRANSLAT/TOWR SYS LEICA DMLFSA | 6380 | 4.5% | 6092.9
Olympus America Inc. | OSI-MT-1000/N65 | MT-1000/N65; TRANSLATOR/TOWER SYS-NIK FN1 | 6380 | 4.5% | 6092.9
Olympus America Inc. | OSI-MT-1000/Y51 | MT-1000/Y51; FIXED STAGE XY TRANSLATION SYSTEM FOR BX51WI | 6380 | 4.5% | 6092.9
Olympus America Inc. | OSI-MT1000/Y53 | MT-1000/Y53; TRANSLATOR/TOWER SYS. BX53 | 6380 | 4.5% | 6092.9
Olympus America Inc. | OSI-MT-1000/Z25 | MT-1000/Z25; TRANSL/TWR SYS ZE ISS AXIOSKOP 2 FS | 6380 | 4.5% | 6092.9
Olympus America Inc. | OSI-MT-1000/Z45 | MT-1000/Z45; TRANSL/TWR SYS ZE ISS AXIO EXAM | 6380 | 4.5% | 6092.9
Olympus America Inc. | OSI-MT1000-325 | 1000-325-Y51;MT1000 W/MPC325-2BUNDLE FOR BX51WI | 18075 | 4.5% | 17261.625
Olympus America Inc. | OSI-MT1000-385 | 1000-385-Y51;MT1000 w/MPC385-2BUNDLE FOR BX51WI | 20775 | 4.5% | 19840.125
Olympus America Inc. | OSI-MT-1078/L30 | MT-1078/L30; X-Y TRANS & MT-78FOR LEICA DMLFS | 7460 | 4.5% | 7124.3
Olympus America Inc. | OSI-MT-1078/N65 | MT-1078/N65; X-Y TRANS & MT-78FOR NIKON FN1 | 7460 | 4.5% | 7124.3
Olympus America Inc. | OSI-MT-1078/Y51 | MT-1078/Y51; X-Y TRANS &MT-78FOR OLYMPUS BX51WI | 7460 | 4.5% | 7124.3
Olympus America Inc. | OSI-MT1078/Y53 | MT-1078/Y53; X-Y TRANS & MT-78 FOR BX53 | 7460 | 4.5% | 7124.3
Olympus America Inc. | OSI-MT-1078/Z25 | MT-1078/Z25; X-Y TRANS & MT-78 ZEISS AXIOSKOP 2 FS | 7460 | 4.5% | 7124.3
Olympus America Inc. | OSI-MT-1078/Z45 | MT-1078/Z45; X-Y TRANS & MT-78 ZEISS AXIO EXAMINER | 7460 | 4.5% | 7124.3
Olympus America Inc. | OSI-MT1078-325 | 1078-325-Y51;MT1078 W/MPC325-2BUNDLE FOR BX51WI | 20045 | 0% | 20045
Olympus America Inc. | OSI-MT1078-325-P | 1078-325-Y51-P;MT1078, MPC325-2 w/P1000 BUNDLE FOR BX51WI | 28035 | 0% | 28035
Olympus America Inc. | OSI-MT1078-385 | 1078-385-Y51;MT1078 W/MPC385-2BUNDLED FOR BX51WI | 22730 | 0% | 22730
Olympus America Inc. | OSI-MT1078-385P | 1078-385-Y51-P; MT1078, MPC385-2 w/P-1000 BUNDLE | 30645 | 0% | 30645
Olympus America Inc. | OSI-MT-150/ALA35 | MT-150/ALA35; CHAMBER STAND -ALA 35MM | 870 | 4.5% | 830.85
Olympus America Inc. | OSI-MT-150/CUST | MT-150/CUST; CHAMBER COLUMN FOR NON-STANDARD RECORDING | 985 | 4.5% | 940.675
Olympus America Inc. | OSI-MT-150/W20 | MT-150/W20; CHAMBER COLUMN F/WARNER INST SERIES 20 REC. | 870 | 4.5% | 830.85
Olympus America Inc. | OSI-MT-150/W20R | MT-150/W20R;CHAMBER STAND - WARNER 20 ROUND | 870 | 4.5% | 830.85
Olympus America Inc. | OSI-MT-2000/L30 | MT-2000/L30; MOTORIZED TRANSLA T.SYSTEM/DMLFS | 11355 | 0% | 11355
Olympus America Inc. | OSI-MT-2000/N65 | MT-2000/N65; MOTORIZED TRANSLA T.SYSTEM/NIKON FN1 | 11355 | 0% | 11355
Olympus America Inc. | OSI-MT-2000/Y51 | MT-2000/Y51;MOTORIZED TRANSLATOR SYSTEM/BX51WI | 11355 | 0% | 11355
Olympus America Inc. | OSI-MT-2000/Y51/FD | MT-2000/Y51/FD; MT-2000 & FOCUS DRIVE FOR OLYMPUS BX51WI | 12980 | 0% | 12980
Olympus America Inc. | OSI-MT2000/Y53 | MT-2000/Y53; MOTORIZED XY TRANSLATOR SYSTEM FOR BX53 | 11355 | 0% | 11355
Olympus America Inc. | OSI-MT-2000/Z25 | MT-2000/Z25; MOTORIZED X-Y SYSTEM/AXIOSKOP FS2 | 11355 | 0% | 11355
Olympus America Inc. | OSI-MT-2000/Z45 | MT-2000/Z45; MOTORIZED X-Y SYSTEM/AXIO EXAMINER | 11355 | 0% | 11355
Olympus America Inc. | OSI-MT-2078/L30 | MT-2078/L30; MT-2078 FOR LEICA DMLFS | 12330 | 0% | 12330
Olympus America Inc. | OSI-MT-2078/N65 | MT-2078/N65; MT-2078 FOR NIKON FN1 | 12330 | 0% | 12330
Olympus America Inc. | OSI-MT-2078/Y51 | MT-2078/Y51; MT-2078 FOR OLYMPUS BX51WI | 12330 | 0% | 12330
Olympus America Inc. | OSI-MT-2078/Y51/FD | MT-2078/Y51/FD; MT-2078 & FOCUS DRIVE OLYMPUS BX51WI | 13950 | 0% | 13950
Olympus America Inc. | OSI-MT2078/Y53 | MT-2078/Y53; MOTORIZED XY TRANSLATOR SYSTEM FOR BX53 | 12330 | 0% | 12330
Olympus America Inc. | OSI-MT-2078/Z25 | MT-2078/Z25; MT-2078 FOR ZEISS AXIOSKOP 2 FS | 12330 | 0% | 12330
Olympus America Inc. | OSI-MT-2078/Z45 | MT-2078/Z45; MT-2078 FOR ZEISS AXIO EXAMINER | 12330 | 0% | 12330
Olympus America Inc. | OSI-MT-2200/L30 | MT-2200/L30; MT-2200 FOR LEICA DMLFS | 11790 | 0% | 11790
Olympus America Inc. | OSI-MT-2200/N65 | MT-2200/N65; MT-2200 FOR NIKON FN1 | 11790 | 0% | 11790
Olympus America Inc. | OSI-MT-2200/Y51 | MT-2200/Y51; MT-2200 MOTORIZED XY TRANSLATION SYS FOR BX51WI | 11790 | 0% | 11790
Olympus America Inc. | OSI-MT-2200/Y51/FD | MT-2200/Y51/FD; MT-2200 & FOCUS DRIVE OLYMPUS BX51WI | 13410 | 0% | 13410
Olympus America Inc. | OSI-MT2200/Y53 | MT-2200/Y53; MOTORIZED XY TRANSLATION SYSTEM FOR BX53 | 11790 | 0% | 11790
Olympus America Inc. | OSI-MT-2200/Z25 | MT-2200/Z25; MT-2200 FOR ZEISS AXIOSKOP 2 FS | 11790 | 0% | 11790
Olympus America Inc. | OSI-MT-2200/Z45 | MT-2200/Z45; MT-2200 FOR ZEISS AXIO EXAMINER | 11790 | 0% | 11790
Olympus America Inc. | OSI-MT2200-325 | 2200-325-Y51; MT2200 W/MPC325-2 BUNDLE FOR BX51WI | 23325 | 0% | 23325
Olympus America Inc. | OSI-MT-2278/L30 | MT-2278/L30; MT-2278 FOR LEICA DMLFS | 12870 | 4.5% | 12290.85
Olympus America Inc. | OSI-MT-2278/N65 | MT-2278/N65; MT-2278 FOR NIKON FN1 | 12870 | 4.5% | 12290.85
Olympus America Inc. | OSI-MT-2278/Y51 | MT-2278/Y51; MT-2278 FOR OLYMPUS BX51WI | 12870 | 4.5% | 12290.85
Olympus America Inc. | OSI-MT-2278/Y51/FD | MT-2278/Y51/FD; MT-2278 & FOCUS DRIVE OLYMPUS BX51WI | 14490 | 4.5% | 13837.95
Olympus America Inc. | OSI-MT2278/Y53 | MT-2278/Y53; MOTORIZED XY TRANSLATION SYSTEM FOR BX53 | 12870 | 4.5% | 12290.85
Olympus America Inc. | OSI-MT-2278/Z25 | MT-2278/Z25; MT-2278 FOR ZEISS AXIOSKOP 2 FS | 12870 | 4.5% | 12290.85
Olympus America Inc. | OSI-MT-2278/Z45 | MT-2278/Z45; MT-2278 FOR ZEISS AXIO EXAMINER | 12870 | 4.5% | 12290.85
Olympus America Inc. | OSI-MT2278-325 | 2278-325-Y51; MT2278W/MPC325-2 BUNDLED FOR BX51WI | 25290 | 4.5% | 24151.95
Olympus America Inc. | OSI-MT-500/L30 | MT-500/L30; TRANSLATOR-LEICA D MLFSA | 4220 | 4.5% | 4030.1
Olympus America Inc. | OSI-MT-500/N65 | MT-500/N65; TRANSLATOR-NIKON FN1 | 4220 | 4.5% | 4030.1
Olympus America Inc. | OSI-MT-500/Y50 | MT-500/Y50; TRANSLATOR-OLYMPUS BX50WI | 4220 | 4.5% | 4030.1
Olympus America Inc. | OSI-MT-500/Y51 | MT-500/Y51; XY TRANSLATOR FOR BX51 | 4220 | 4.5% | 4030.1
Olympus America Inc. | OSI-MT500/Y53 | MT-500/Y53; XY TRANSLATOR FOR BX53 | 4220 | 4.5% | 4030.1
Olympus America Inc. | OSI-MT-500/Y71 | MT-500/Y71; TRANSLATOR-OLYMPUS IX71, IX81 | 4220 | 4.5% | 4030.1
Olympus America Inc. | OSI-MT-500/Z20 | MT-500/Z20; TRANSLATOR-ZEISS A XIOSKOP FS | 4220 | 4.5% | 4030.1
Olympus America Inc. | OSI-MT-500/Z25 | MT-500/Z25; TRANSLATOR ZEISS A XIOSKOP 2FS | 4220 | 4.5% | 4030.1
Olympus America Inc. | OSI-MT-500/Z45 | MT-500/Z45; TRANSLATOR ZEISS A XIO EXAMINER | 4220 | 4.5% | 4030.1
Olympus America Inc. | OSI-MT-7001 | MT-7001; 4" CANTILEVER ASSEMBLY | 160 | 4.5% | 152.8
Olympus America Inc. | OSI-MT-7004 | MT-7004; LINEAR SLIDE CANTILEVER (NO STAND) | 755 | 4.5% | 721.025
Olympus America Inc. | OSI-MT-70-12 | MT-70-12; 12" TOWER | 400 | 4.5% | 382
Olympus America Inc. | OSI-MT-70-3 | MT-70-3; 3" TOWER | 305 | 4.5% | 291.275
Olympus America Inc. | OSI-MT-70-6 | MT-70-6; 6" TOWER | 335 | 4.5% | 319.925
Olympus America Inc. | OSI-MT-70-9 | MT-70-9; 9" TOWER | 370 | 4.5% | 353.35
Olympus America Inc. | OSI-MT-71-12 | MT-71-12; 12" TOWER W/ CANTILEVER | 464 | 4.5% | 443.12
Olympus America Inc. | OSI-MT-71-3 | MT-71-3; 3" TOWER W/ CANTILEVER | 366 | 4.5% | 349.53
Olympus America Inc. | OSI-MT-71-6 | MT-71-6; 6" TOWER W/ CANTILEVER | 400 | 4.5% | 382
Olympus America Inc. | OSI-MT-71-9 | MT-71-9;9" TOWER W/CANTILEVER | 430 | 4.5% | 410.65
Olympus America Inc. | OSI-MT-73 | MT-73; NARROW HGT ADJBL STAND FOR MP-265 | 1504 | 4.5% | 1436.32
Olympus America Inc. | OSI-MT-75 | MT-75;GANTRY TOWER MICROMANIPULATOR STAND | 820 | 4.5% | 783.1
Olympus America Inc. | OSI-MT-75/LS | MT-75/LS; TALL GANTRY W LINEAR SLIDE | 1400 | 4.5% | 1337
Olympus America Inc. | OSI-MT-75S | MT-75S; GANTRY TOWER SHORT | 820 | 4.5% | 783.1
Olympus America Inc. | OSI-MT-75S/LS | MT-75S/LS; SHORT' GANTRY WITH LINEAR SLIDE | 1400 | 4.5% | 1337
Olympus America Inc. | OSI-MT-75T | MT-75T; GANTRY TOWER 'TALL' | 932 | 4.5% | 890.06
Olympus America Inc. | OSI-MT-75XT | MT-75XT; GANTRY TOWER 'EXTRA TALL' | 932 | 4.5% | 890.06
Olympus America Inc. | OSI-MT-78-FS | MT-78-FS; FIXED PLATFORM STAGE PLATE | 3785 | 4.5% | 3614.675
Olympus America Inc. | OSI-MT-800/L30 | MT-800/L30; MOTOR. TRANSLATATO R./LEICA 4/5/6000 | 9195 | 0% | 9195
Olympus America Inc. | OSI-MT-800/N65 | MT-800/N65; MOTORIZED TRANSLAT.ONLY/FN1 | 9195 | 0% | 9195
Olympus America Inc. | OSI-MT-800/Y51 | MT-800/Y51; MOTORIZED X-Y TRANS/OLYMP BX51WI | 9195 | 0% | 9195
Olympus America Inc. | OSI-MT-800/Y51/FD | MT-800/Y51/FD; MOTORIZED X-Y TRANS/OLYMP BX51WI | 10815 | 0% | 10815
Olympus America Inc. | OSI-MT800/Y53 | MT-800/Y53; MOTORIZED XY TRANSLATION SYSTEM FOR BX53 | 9195 | 0% | 9195
Olympus America Inc. | OSI-MT-800/Z25 | MT-800/Z25; MOTORIZED X-Y TRANS/AXIOSKOP 2FS | 9195 | 0% | 9195
Olympus America Inc. | OSI-MT-800/Z45 | MT-800/Z45; MOTORIZED X-Y TRANS/AXIO EXAMINER | 9195 | 0% | 9195
Olympus America Inc. | OSI-MT820/Y53 | MT-820/Y53; MOTORIZED XY TRANSLATION SYSTEM FOR BX53 | 9735 | 0% | 9735
Olympus America Inc. | OSI-O620120 | O620120; 1 IN / 25 MM LONG POST | 17 | 4.5% | 16.235
Olympus America Inc. | OSI-O620122 | O620122; 1.5 IN / 38 MM LONG POST | 17 | 4.5% | 16.235
Olympus America Inc. | OSI-O620123 | O620123; 2 IN / 50 MM LONG POST | 17 | 4.5% | 16.235
Olympus America Inc. | OSI-O620125 | O620125; HOLDER & SPRING LOADED THUMBSCREW | 17 | 4.5% | 16.235
Olympus America Inc. | OSI-O620140 | O620140; 2 IN X 3 IN X 3/8 IN BASEPLATE | 17 | 4.5% | 16.235
Olympus America Inc. | OSI-O620150 | O620150; SLIP-ON COLLAR, 1 IN OD X 0.5 IN ID | 17 | 4.5% | 16.235
Olympus America Inc. | OSI-O661115 | O661115; HOUSING & HEAT SINK | 295 | 4.5% | 281.725
Olympus America Inc. | OSI-O661175 | O661175; FULL SPECTRUM 175 WATT XENON BULB | 690 | 4.5% | 658.95
Olympus America Inc. | OSI-O661176 | O661176; OZONE FREE 175 WATT XENON BULB | 690 | 4.5% | 658.95
Olympus America Inc. | OSI-O661300 | O661300; FULL SPECTRUM 300 WATT BULB | 690 | 4.5% | 658.95
Olympus America Inc. | OSI-O661301 | O661301; OZONE FREE 300 WATT BULB | 690 | 4.5% | 658.95
Olympus America Inc. | OSI-O664111 | O664111; HALOGEN BULB | 22 | 0% | 22
Olympus America Inc. | OSI-O777655 | O777655; LIQUID LIGHT GUIDE FOR LAMBDA HPX-L5 AND L5UV | 628 | 4.5% | 599.74
Olympus America Inc. | OSI-OBC-340 | OBC-340; LED, 340nm, FOR OPTICAL BEAM COMBINER | 1195 | 4.5% | 1141.225
Olympus America Inc. | OSI-OBC-365 | OBC-365; LED, 365nm, FOR OPTICAL BEAM COMBINER | 1195 | 4.5% | 1141.225
Olympus America Inc. | OSI-OBC-380 | OBC-380; LED, 380nm, FOR OPTICAL BEAM COMBINER | 1195 | 4.5% | 1141.225
Olympus America Inc. | OSI-OBC-385 | OBC-385; LED, 385nm, FOR OPTICAL BEAM COMBINER | 1195 | 4.5% | 1141.225
Olympus America Inc. | OSI-OBC-410 | OBC-410; LED, 410nm, FOR OPTICAL BEAM COMBINER | 1195 | 4.5% | 1141.225
Olympus America Inc. | OSI-OBC-440 | OBC-440; LED, 440nm, FOR OPTICAL BEAM COMBINER | 1195 | 4.5% | 1141.225
Olympus America Inc. | OSI-OBC-460 | OBC-460; LED, 460nm, FOR OPTICAL BEAM COMBINER | 1195 | 4.5% | 1141.225
Olympus America Inc. | OSI-OBC-480 | OBC-480; LED, 480nm, FOR OPTICAL BEAM COMBINER | 1195 | 4.5% | 1141.225
Olympus America Inc. | OSI-OBC-506 | OBC-506; LED, 506nm, FOR OPTICAL BEAM COMBINER | 1195 | 4.5% | 1141.225
Olympus America Inc. | OSI-OBC-530 | OBC-530; LED, 530nm, FOR OPTICAL BEAM COMBINER | 1195 | 4.5% | 1141.225
Olympus America Inc. | OSI-OBC-561 | OBC-561; LED, 561nm, FOR OPTICAL BEAM COMBINER | 1195 | 4.5% | 1141.225
Olympus America Inc. | OSI-OBC-630 | OBC-630; LED, 630nm, FOR OPTICAL BEAM COMBINER | 1195 | 4.5% | 1141.225
Olympus America Inc. | OSI-OBC-660 | OBC-660; LED, 660nm, FOR OPTICAL BEAM COMBINER | 1195 | 4.5% | 1141.225
Olympus America Inc. | OSI-OBC-740 | OBC-740; LED, 740nm, FOR OPTICAL BEAM COMBINER | 1195 | 4.5% | 1141.225
Olympus America Inc. | OSI-OBC-850 | OBC-850; LED, 850nm, FOR OPTICAL BEAM COMBINER | 1195 | 4.5% | 1141.225
Olympus America Inc. | OSI-OBC-940 | OBC-940; LED, 940nm, FOR OPTICAL BEAM COMBINER | 1195 | 4.5% | 1141.225
Olympus America Inc. | OSI-OBC-W5 | OBC-W5; LED, WHITE LIGHT, FOR OPTICAL BEAM COMBINER | 1195 | 4.5% | 1141.225
Olympus America Inc. | OSI-ODY73-15 | OD-Y73-15; OPTICAL DECK, OLYMPUS IX73/83, WIDE | 670 | 4.5% | 639.85
Olympus America Inc. | OSI-ODY73-7 | OD-Y73-7; OPTICAL DECK, OLYMPUS IX73/83, NARROW | 515 | 4.5% | 491.825
Olympus America Inc. | OSI-ODY73-L | OD-Y73-L; OPTICAL DECK, OLYMPUS IX73/83, LEFT WING | 205 | 4.5% | 195.775
Olympus America Inc. | OSI-ODY73-R | OD-Y73-R; OPTICAL DECK, OLYMPUS IX73/83, RIGHT WING | 310 | 4.5% | 296.05
Olympus America Inc. | OSI-P-1000 | P-1000; P-1000 GLASS PULLER | 9105 | 0% | 9105
Olympus America Inc. | OSI-P-2000/F | P-2000/F; P-2000 FIBER PULLER | 18820 | 0% | 18820
Olympus America Inc. | OSI-P-2000/G | P-2000/G; LASER BASED PIPETTE PULLER PROGRAMMABLE | 17720 | 0% | 17720
Olympus America Inc. | OSI-P-30/N | P-30/N; P-30 PULLER NICHROME F IL. | 4040 | 0% | 4040
Olympus America Inc. | OSI-P-30/P | P-30/P; P-30 PULLER PLATINUM FILAMENT | 4040 | 0% | 4040
Olympus America Inc. | OSI-P30N | PF30N; P30 NICHROME FILAMENT | 4040 | 0% | 4040
Olympus America Inc. | OSI-P-30-NFL/M | P-30-NFL/M; P-30 NICHROME FILAMENT BLK ASSEMB | 230 | 0% | 230
Olympus America Inc. | OSI-P-30-PFL/M | P-30-PFL/M; P-30 PLATINUM FILAMENT BLK ASSEMB | 230 | 0% | 230
Olympus America Inc. | OSI-P30T15 | PF30T15; P30 TROUGH FIL. 1.5MM WIDE | 42 | 0% | 42
Olympus America Inc. | OSI-P30T20 | PF30T20; P30 TROUGH FIL. 2MM WIDE | 42 | 0% | 42
Olympus America Inc. | OSI-P30T30 | PF30T30; P30 TROUGH FIL. 3MM WIDE | 42 | 0% | 42
Olympus America Inc. | OSI-P-97 | P-97;P97 MICROPIPETTE PULLER | 8695 | 0% | 8695
Olympus America Inc. | OSI-PMM-150FU | PMM-150FU; PMM-150FU PIEZO IMPACT DRIVE | 16380 | 0% | 16380
Olympus America Inc. | OSI-PMM-4G | FG-PMM-4G; PIEZO IMPACTOR DRIVE PMM-4G - FC 770 | 12620 | 0% | 12620
Olympus America Inc. | OSI-PS-2 | PS-2; DUAL PMT POWER SUPPLY | 3460 | 0% | 3460
Olympus America Inc. | OSI-QUAD-L | QUAD-L; QUAD 4-AXIS MICROMANIPULATOR - LEFT HANDED | 7675 | 0% | 7675
Olympus America Inc. | OSI-QUAD-R | QUAD-R; QUAD 4-AXIS MICROMANIPULATOR - RIGHT | 7675 | 0% | 7675
Olympus America Inc. | OSI-RBI | RBI; MP85 ROTATING BASE | 920 | 4.5% | 878.6
Olympus America Inc. | OSI-ROE-200 | ROE-200; ROTARY OPTICAL ENCODER FOR MPC-200 | 1355 | 0% | 1355
Olympus America Inc. | OSIS-0431777 | E0431777;ADAPTOR TO MOUNT DSU TO IX2 LEFT SIDE PORT | 487 | 4.5% | 465.085
Olympus America Inc. | OSIS-CBL-ODB-2M | E9700306; 2m ODB Cable, Connects device to U-RTC/RTCe or AD-USB-ODB | 184 | 4.5% | 175.72
Olympus America Inc. | OSIS-CBL-ODB-30CM | E9700305; 30cm ODB Cable, Connects device to U-RTC/RTCe or AD-USB-ODB | 174 | 4.5% | 166.17
Olympus America Inc. | OSIS-CMR-IX2-FRFACA | E0435127;MOTORIZED FLUORESCENCE CUBE TURRET WITH SHUTTER | 6607 | 4.5% | 6309.685
Olympus America Inc. | OSIS-CMR-IX2-MTA | E0435012;FLANGE FOR IX2MICROSCOPES AND MT-20 | 339 | 4.5% | 323.745
Olympus America Inc. | OSIS-DS-FWCM | E0435308; C-MNT FOR U-FFWO FOR DSU, REQS DS-U100 | 1655 | 4.5% | 1580.525
Olympus America Inc. | OSIS-FRAPIX3-2080BS | E9700233; FRAP CUBE W/ 20/80 BEAM SPLITTER FOR FRAP MOD | 1062 | 4.5% | 1014.21
Olympus America Inc. | OSIS-FRAPIX3-405LP | E9700232; FRAP CUBE W/ 405LP FOR FRAP MODULE | 1321 | 4.5% | 1261.555
Olympus America Inc. | OSIS-FRAPIX3-405N | E9700231; FRAP CUBE W/ 405 NOTCH FOR FRAP MODULE | 4268 | 4.5% | 4075.94
Olympus America Inc. | OSIS-FRAPIX3-8020BS | E9700234; FRAP CUBE W/ 80/20 BEAM SPLITTER FOR FRAP MOD | 937 | 4.5% | 894.835
Olympus America Inc. | OSIS-FRAPIX73-LP | E9700154; HI SPEED SCANNING FRAP FOR IX73 LOWER PORT | 47392 | 4.5% | 45259.36
Olympus America Inc. | OSIS-FRAPIX83-LP | E9700155; HI SPEED SCANNING FRAP FOR IX83 LOWER PORT | 47392 | 4.5% | 45259.36
Olympus America Inc. | OSIS-FRAPIX83-UP | E9700156; HI SPEED SCANNING FRAP FOR IX83 UPPER PORT | 47392 | 4.5% | 45259.36
Olympus America Inc. | OSIS-FRAP-LSR-CBL | E9700159; FRAP CONTROLLER TO OSIS LASER CABLE 2M - LEMO2BNC | 192 | 4.5% | 183.36
Olympus America Inc. | OSIS-FRAP-SAFETY | E0431991; LASER SAFETY KIT FOR FRAP SYSTEM WHEN W/O TIRF | 4334 | 4.5% | 4138.97
Olympus America Inc. | OSI-SHUTTER | SHUTTER; REPLACEMENT, 25MM UNI BLITZ | 580 | 4.5% | 553.9
Olympus America Inc. | OSI-SI-PETRI | SI-PETRI; INSERT FOR PETRI DISH AND SLIDES | 320 | 4.5% | 305.6
Olympus America Inc. | OSI-SI-SLIDE | SI-SLIDE; MT-78 CHAMBER INSERT WITH SLIDE HOLDERS | 113 | 4.5% | 107.915
Olympus America Inc. | OSIS-IX3M3TIR-FRP405 | E9700217; IX3 TIRF triple filter set - 488/561/640 transmits FRAP 405 nm. Includes emission filter | 5176 | 4.5% | 4943.08
Olympus America Inc. | OSIS-IX3M3TIR-FRP405D | E9700718; IX3 TIRF cube and dichroic - 488/561/640 transmits FRAP 405 nm. No emitter - for use with emission filter wheel. | 3851 | 4.5% | 3677.705
Olympus America Inc. | OSIS-LOSTKEY | REPLACEMENT LOCK/KEY FOR OSIS LASER SYS, REQ LSR AND KEY S/N | 105 | 4.5% | 100.275
Olympus America Inc. | OSIS-MT-ARC-XE1 | E9700308;XENON 150W ARC BURNER | 1235 | 4.5% | 1179.425
Olympus America Inc. | OSIS-ODB-ADP | E9700304; Adapter to connect OSIS-ODB-PWS to fast shutter (U-FSHA) for TTL triggering | 79 | 4.5% | 75.445
Olympus America Inc. | OSIS-ODB-PWS | E0435882; 24V ODB AND FCB POWER SUPPLY | 277 | 4.5% | 264.535
Olympus America Inc. | OSI-SOM-T | SOM-T; SIMPLE MOVING MICROSCOPE WITH TALL TOWER | 15450 | 0% | 15450
Olympus America Inc. | OSIS-RTC | E0435645; REAL TIME CONTROLLER, FAST ACCURTE IMGING CNTL BOX | 3964 | 4.5% | 3785.62
Olympus America Inc. | OSIS-RTCE | E9700105; OSIS EXTENDED REALTIME CONTROLLER | 9068 | 4.5% | 8659.94
Olympus America Inc. | OSIS-U-FFWO-BX | E9700728; U-FFWO BX Fast Emission Filter Wheel; 8-Position, 25mm, FN19; Includes: 1X c-mount, ODB Cable and flanges | 4565 | 4.5% | 4359.575
Olympus America Inc. | OSIS-U-FFWO-IX | E9700774; U-FFWO IX Fast Emission Filter Wheel; 8-Position, 25mm, FN19; Includes: 1X c-mount, ODB Cable and flanges | 4463 | 4.5% | 4262.165
Olympus America Inc. | OSIS-U-FFWR | E0435178; U-FFWR Fast Excitation Filter Wheel; 8-Position; 25mm; Inc. ODB Cable, terminator and flanges | 4259 | 4.5% | 4067.345
Olympus America Inc. | OSIS-U-FSHA | E0435336; U-FSHA Fast Shutter; 25mm; Inc. ODB Cable, terminator and flanges | 2729 | 4.5% | 2606.195
Olympus America Inc. | OSI-T363400 | MAG-MT; MAGNETIC FEET SET OF 4 | 67 | 4.5% | 63.985
Olympus America Inc. | OSI-TLEDDCY | TLED-DC-Y; TLED-DUAL CHANNEL SYSTEM FOR OLYMPUS | 4675 | 4.5% | 4464.625
Olympus America Inc. | OSI-TLEDPLUS | TLEDPLUS-Y;TLEDPLUS-W/SOURCE,EPIADAP,CONTR,POW.SUPPLY | 2290 | 4.5% | 2186.95
Olympus America Inc. | OSI-TLEDPLUS-470 | TLEDPLUS-Y-470; TLEDPLUS Transmitted light, 470nm | 2290 | 4.5% | 2186.95
Olympus America Inc. | OSI-TLED-RL-W | TLED-RL-W; White LED ringlight | 1600 | 4.5% | 1528
Olympus America Inc. | OSI-TLED-Y | TLED-Y; TRANSIMTTED LIGHT LED AND CONTROLLER - OLYMPUS | 1975 | 4.5% | 1886.125
Olympus America Inc. | OSI-TRIGGER | TRIGGER; USB Trigger Box | 729 | 4.5% | 696.195
Olympus America Inc. | OSI-V001180 | V001180; 10UL GAS TIGHT SYRINGE | 118 | 4.5% | 112.69
Olympus America Inc. | OSI-V001181 | V001181; 25UL GAS TIGHT SYRINGE | 118 | 4.5% | 112.69
Olympus America Inc. | OSI-V001182 | V001182; 50UL GAS TIGHT SYRINGE | 118 | 4.5% | 112.69
Olympus America Inc. | OSI-V001183 | V001183; XENOWORKS 100UL GASTIGHT SYRINGE | 118 | 4.5% | 112.69
Olympus America Inc. | OSI-V001184 | V001184; 250UL GAS TIGHT SYRINGE | 118 | 4.5% | 112.69
Olympus America Inc. | OSI-V001185 | V001185; XENOWORKS 500UL GASTIGHT SYRINGE | 118 | 4.5% | 112.69
Olympus America Inc. | OSI-V001186 | V001186; XENOWORKS 1000UL GASTIGHT SYRINGE | 118 | 4.5% | 112.69
Olympus America Inc. | OSI-V010200 | V010200; PRIME TECH INJECTOR HOLDER FOR IH-3 | 67 | 4.5% | 63.985
Olympus America Inc. | OSI-V010210 | V010210; PMM SPACER SET FOR IH-3 | 67 | 4.5% | 63.985
Olympus America Inc. | OSI-V200050 | V200050; TEFLON TUBING (PER FOOT) | 7 | 4.5% | 6.685
Olympus America Inc. | OSI-V200240 | V200240; PMM TUBING SET FOR IH-3 | 67 | 4.5% | 63.985
Olympus America Inc. | OSI-VF-1 | VF-1;LAMBDAVF-1+1FILTER, CONT,SERIAL,USB,&POW.CABLES, MANUAL | 4950 | 4.5% | 4727.25
Olympus America Inc. | OSI-VF-5 | VF-1;LAMBDAVF-5+5FILTER, CONT,SERIAL,USB,&POW CABLES MANUAL | 4950 | 4.5% | 4727.25
Olympus America Inc. | OSI-W621505 | W621505; 9 PIN MALE/FEMALE FOR SMARTSHUTTER | 27 | 4.5% | 25.785
Olympus America Inc. | OSI-W621510 | W620007; 15 PIN SHIELDED CABLE FOR WHEEL | 30 | 4.5% | 28.65
Olympus America Inc. | OSI-W621512 | W621512; 25 PIN CABLE FOR WHEEL W/SMARTSHUTTER | 30 | 4.5% | 28.65
Olympus America Inc. | OSI-W621520 | W621520; USB CABLE | 30 | 4.5% | 28.65
Olympus America Inc. | OSI-Warranty | FG-WARRANTY; EXTENDED WARRANTY FOR LBLS/OF30 FOR 1 YEAR | 524 | 4.5% | 500.42
Olympus America Inc. | OSI-X040503 | X040503; CHAMBER INSERT,WARNER ROUND STAINLESS | 113 | 4.5% | 107.915
Olympus America Inc. | OSI-X040505 | X040505; CHAMBER INSERT,WARNER OCTAGON ALUMINUM | 113 | 4.5% | 107.915
Olympus America Inc. | OSI-X040507 | X040507; CHAMBER INSERT,WARNER OCTAGON STAINLESS | 113 | 4.5% | 107.915
Olympus America Inc. | OSI-X040510 | X040510; CHAMBER INSERT,50MM ROUND ALUMINUM | 113 | 4.5% | 107.915
Olympus America Inc. | OSI-X050300 | X050300; REFERENCE WICK | 14 | 0% | 14
Olympus America Inc. | OSI-X100111 | X100111; 35MM REPLACEMENT UNIB LITZ SHUTTER | 930 | 4.5% | 888.15
Olympus America Inc. | OSI-X100118 | X100118; INTERFERENCE FILTER CUP (18MM) | 50 | 4.5% | 47.75
Olympus America Inc. | OSI-X100120 | X100120; INTERFERENCE FILTER CUP (25MM) | 23 | 4.5% | 21.965
Olympus America Inc. | OSI-X100148 | X100148; FILTER SPACER (18MM) | 18 | 4.5% | 17.19
Olympus America Inc. | OSI-X100150 | X100150;SPACER TO HOLD 25MM FILTER FOR LAMBDA 10-2,+_X100160 | 16 | 4.5% | 15.28
Olympus America Inc. | OSI-X100158 | X100158; RETAINING RING (18MM) | 18 | 4.5% | 17.19
Olympus America Inc. | OSI-X100160 | X100160;RETAINING RING FOR 25MM FILTER,LAMBDA 10-2,+_X100160 | 16 | 4.5% | 15.28
Olympus America Inc. | OSI-X100210 | X100210;GUIDE ROD 12" | 57 | 4.5% | 54.435
Olympus America Inc. | OSI-X330105 | X330105; BASE CLAMPS (2) FOR ROT. | 47 | 4.5% | 44.885
Olympus America Inc. | OSI-X664162 | X664162; NEUTRAL DENSITY FILTER CUP (25MM) | 35 | 4.5% | 33.425
Olympus America Inc. | OSI-X700095 | X700095; NARROW BASEPLATE 3X6X 0.75 IN | 118 | 4.5% | 112.69
Olympus America Inc. | OSI-X700100 | X700100; BASEPLATE 6"x6"x3/4" | 118 | 4.5% | 112.69
Olympus America Inc. | OSI-X700102 | X700102; MOUNTING PLATE | 88 | 4.5% | 84.04
Olympus America Inc. | OSI-X700115 | X700115; MP-85 ADAPTER PLATE | 102 | 4.5% | 97.41
Olympus America Inc. | OSI-X850447 | X850447; VERTICAL LOCK | 190 | 4.5% | 181.45
Olympus America Inc. | OSI-X850600 | X850600; 15 DEG INCREMENT WEDGE | 102 | 4.5% | 97.41
Olympus America Inc. | OSI-X850700 | X850700; 1" INCREMENT SPACER | 139 | 4.5% | 132.745
Olympus America Inc. | OSI-Y53-IEM | 10-Y53-IEM; BX53/63 INFINITY EMISSION ADAPTER | 618 | 4.5% | 590.19
Olympus America Inc. | OSI-Y73-UD | FG-Y73-UD; IX3 UP/DOWN ADAPTER | 1495 | 4.5% | 1427.725
Olympus America Inc. | OSK25MM | OSK25MM; MICROSCOPE TILTING MOUNT, 24.5MM | 237 | 4.5% | 226.335
Olympus America Inc. | OSK32MM | OSK32MM;32MM TILTING MOUNT, 5/ 8" BONDERPIN, 2 SAFETY CAPS | 253 | 4.5% | 241.615
Olympus America Inc. | OSK32MMS | 50586; OSK32MM SHORT TILTING BONDER MOUNT 5/8" | 253 | 4.5% | 241.615
Olympus America Inc. | OSLP0808-CA06 | OSLP0808-CA06; 8X8"LAMP HOUSE SHELF, 6"ARM | 330 | 4.5% | 315.15
Olympus America Inc. | OSLP0808CA12 | OSLP0808-CA12;8" X 8" LAMPHOUS E SHELF WITH CA12, QRSE | 290 | 4.5% | 276.95
Olympus America Inc. | OSLP0808-CA12 | OSLP0808-CA12; 8X8"LAMP HOUSE SHELF, 12"ARM | 352 | 4.5% | 336.16
Olympus America Inc. | OSLP1313CA12 | OSLP1313CA12;13X13 LAMP HOUSE SHELF WITH CA12,QRSC | 340 | 4.5% | 324.7
Olympus America Inc. | OSLP1313-CA12 | OSLP1313-CA12; 13X13"LAMP HOUSE SHELF, 12"ARM | 407 | 4.5% | 388.685
Olympus America Inc. | OSP-BH2MSSP | OSP-BH2MSSP;SOLID SAMPLE PLATE F/BH2-SH STAGE | 275 | 4.5% | 262.625
Olympus America Inc. | OSP-IPRO | RB000101: INSERT PLATE F/H117WITH RECTANGULAR OPENING | 493 | 4.5% | 470.815
Olympus America Inc. | OSP-IT313 | VERTICAL ILLUMINATOR SPACER BX2 13MM THICK | 510 | 4.5% | 487.05
Olympus America Inc. | OSP-U741 | EMPTY SLIDER FOR 25MM FILTER -NOT ANODIZED | 57 | 4.5% | 54.435
Olympus America Inc. | OSP-U742 | EMPTY SLIDER FOR 25MM FILTER -BLACK ANODIZED | 71 | 4.5% | 67.805
Olympus America Inc. | OSP-VCRLADPT | VCRLADPT;ADAPTER F/V60104.002AND 1-SX2074 | 60 | 4.5% | 57.3
Olympus America Inc. | OSQRSC | QRSC;QUICK RELEASE SAFETY CLAMP | 22 | 4.5% | 21.01
Olympus America Inc. | OSS-54249 | 54249; BRL 64610 HLX, 12V 50W, tungsten halogen, low volt | 2 | 4.5% | 1.91
Olympus America Inc. | OSS-54251 | 54251; EVA 64623 HLX, 12V 100W, Tungsten Halogen, Low Volt | 4 | 4.5% | 3.82
Olympus America Inc. | OSS-54261 | 54261; ESB 64250 HLX, 6V 20W, tungsten halogen, low volt | 2 | 4.5% | 1.91
Olympus America Inc. | OSS-54606 | 54606; 64265 HLX, 6V 30W, tunsgten halogen, low volt | 5 | 4.5% | 4.775
Olympus America Inc. | OSS-69182 | 69182; HBO 103 W/2, 100W, mercury short arc, double-ended | 120 | 4.5% | 114.6
Olympus America Inc. | OSS-69198 | 69198; HBO 200 W/2 L1, 200W, mercury short arc, double-ended | 235 | 4.5% | 224.425
Olympus America Inc. | OSS-69213 | 69213; BO 50 W AC L1, 50W, mercury short arc, double-ended | 118 | 4.5% | 112.69
Olympus America Inc. | OSS-69234 | 69234; XBO 150 W/1, 150 watt, xenon short arc, double-ended | 235 | 4.5% | 224.425
Olympus America Inc. | OSSC-32 | SC-32;SAFTEY CLAMP FOR 32MM DIAMETER POST | 39 | 4.5% | 37.245
Olympus America Inc. | OSSP25MM | OSSP25MM; 25MM POST, 5/8BONDER PIN, 2 SAFETY CAPS | 105 | 4.5% | 100.275
Olympus America Inc. | OSSP32MM | OSSP32MM; 32MM STATIONARY BONDER ARM | 127 | 4.5% | 121.285
Olympus America Inc. | OSVP16 | VP16;16X1.5" STAINLESS STEEL COLUMN W/ 1/2-13X1 BOLT-WASHER | 143 | 4.5% | 136.565
Olympus America Inc. | OSVP16-32 | VP16-32;16 X 32 MM STAINLESS VERTICAL COLUMN | 165 | 4.5% | 157.575
Olympus America Inc. | OSVP25-1.4678-25 | VP25-1.4678-25; Vert Post: 25" Tall, 1.468" dia stainless steel w/Serrated and Split Ring Lock Washers, and 1/2-13 x 1 SHCS | 254 | 4.5% | 242.57
Olympus America Inc. | OSVP25-1.468 | VP25-1.468; Vert Post: 25" Tall, 1.468" dia stainless steel | 254 | 4.5% | 242.57
Olympus America Inc. | OSVP25-1.5 | VP25-1.5; VERT POST: 25"TALL, 1.5" DIA STAINLESS | 215 | 4.5% | 205.325
Olympus America Inc. | OSVP36 | VP36; 36X1.5" STAINLESS STEEL COLUMN | 330 | 4.5% | 315.15
Olympus America Inc. | OTH-;LHONLY | LH-ONLY; LENS HEATER ONLY DOES NOT INCLUDE TP CONTROLLER | 1500 | 4.5% | 1432.5
Olympus America Inc. | OTH-0100F | INUBG2SF-ONICF SYS W/FEEDBACK 35MM DISH FOR 100% CO2 | 18500 | 4.5% | 17667.5
Olympus America Inc. | OTH-35D-BS | 35D-BS; Base Plate for D35GF | 200 | 4.5% | 191
Olympus America Inc. | OTH-83HBPS | IX83HB-PS; CLEAR THERM. BOX IX83 FULL ENCL SYSTEM-TEMP ONL | 12500 | 4.5% | 11937.5
Olympus America Inc. | OTH-83HBPS-B | IX83HB-PS-B; BLACK THERM.BOX IX83 FULL ENCL SYSTEM-TEMP ONL | 13500 | 4.5% | 12892.5
Olympus America Inc. | OTH-ATX-A | ATX-A; Dish Attachment for ATX-D and ATX-CSG | 300 | 4.5% | 286.5
Olympus America Inc. | OTH-ATX-CSG | ATX-CSG; Dish Attachment for slide, chamber or coverglass | 600 | 4.5% | 573
Olympus America Inc. | OTH-ATX-D | ATX-D; Dish Attachment for single 35/50/60mm dish | 600 | 4.5% | 573
Olympus America Inc. | OTH-CGC | LV200 INCUB ATTACHM CHAMB SLIDE W COVER SLIP GLASS BOTTO | 600 | 4.5% | 573
Olympus America Inc. | OTH-CGCGF | CGCGF:GLASS LID FOR CHAMBERED COVER GLASS (AUTOCLAV&DIC) | 325 | 4.5% | 310.375
Olympus America Inc. | OTH-CH110R | TP-CH110R-C; Cooling/Heating plate for IX manual stage | 9800 | 4.5% | 9359
Olympus America Inc. | OTH-CH110RBF | TP-CH110RBF-C; Cooling/Heating plate for IX manual stage | 9800 | 4.5% | 9359
Olympus America Inc. | OTH-ChamMod | Chamber Modification Fee | 500 | 4.5% | 477.5
Olympus America Inc. | OTH-CL | CL; DISH FIXING CLIPS FOR THE TP-S | 500 | 0% | 500
Olympus America Inc. | OTH-CSG200F | CSG-200F; Sensor Lid for chamber slide and cover-glass | 600 | 4.5% | 573
Olympus America Inc. | OTH-CSG-200F-C14M | CSG-200F-C14M; Customized media exchange Lid for ibidi micro-slide | 900 | 0% | 900
Olympus America Inc. | OTH-CSGF | CSGF:CLEAR GLASS CHAMBER SLIDE LID (AUTOCLAVABLE)DIC OK | 360 | 4.5% | 343.8
Olympus America Inc. | OTH-CUSTLID | CUSTOMIZED LID;FOR INUBTFP-WSKM-18 SYSTEM | 525 | 4.5% | 501.375
Olympus America Inc. | OTH-CUSTOM | WSKM-CUSTOM;WSKM PORTS CUSTOMIZATION FEE | 1920 | 0% | 1920
Olympus America Inc. | OTH-CUSTOP2 | CUSTOM-2-PORT;ADD 2 PERFUSION PORTS TO TOP HEATER PLATE | 525 | 4.5% | 501.375
Olympus America Inc. | OTH-CUSTOP3 | CUSTOM HOLDER FOR 3 ACCESS PORTS FOR UK CHAMBER TYPE | 800 | 4.5% | 764
Olympus America Inc. | OTH-D35 | LV200 INCUB ATTACHMENT FOR 35MM DISHES | 600 | 4.5% | 573
Olympus America Inc. | OTH-D35-A14N | UNIV2-D35-A14N; Dish Holder/Magnetic lid to fix 6 35mm dish | 1000 | 4.5% | 955
Olympus America Inc. | OTH-D35FME | D35-200FME; Media exchange lid for 35mm dishes. WSKM, ZILCS, Thermal Box | 1000 | 4.5% | 955
Olympus America Inc. | OTH-D35MT | LV200 INCUB ATTACHMENT FOR 35MM GLASS BOTTOM DISH (MATTEK) | 600 | 4.5% | 573
Olympus America Inc. | OTH-D56 | LV200 INCUB ATTACHMENT FOR 50/60 MM DISHES | 600 | 4.5% | 573
Olympus America Inc. | OTH-D56-SUS | D56-SUS; DISH HOLDER FOR COVERGLASS 25MM DIAMETER | 1000 | 4.5% | 955
Olympus America Inc. | OTH-DFB-3560 | DISH HOLDING BLOCK PRIOR 117; 35MM, 50MM & 60MM DISHES | 700 | 4.5% | 668.5
Olympus America Inc. | OTH-DMIW-100 | INUBG2T-DMIW; DMIW SYS W/FEEDB,W/HI GRADE CTRL, 100% CO2 | 23000 | 4.5% | 21965
Olympus America Inc. | OTH-DMIW-F1 | INUBTW-DMIW-F1; DMIW SYS W/FEEDB,W/HI GRADE CTRL, PREMIX GAS | 16500 | 4.5% | 15757.5
Olympus America Inc. | OTH-F0100 | FSX INCU SYS, NO GAS, 35MM HLDR | 10000 | 4.5% | 9550
Olympus America Inc. | OTH-F0105 | FSX-F1 INCU SYS FOR 5% PREMIX CO2 35MM DISH HLDR | 10500 | 4.5% | 10027.5
Olympus America Inc. | OTH-F0110 | FSX-G2A INCU SYS; 100% CO2, 35MM HLDR | 17000 | 4.5% | 16235
Olympus America Inc. | OTH-F0111 | FSX-CGC;COV. GLASS CHABR HOLDER FOR FSX-SERIES SYSTEMS | 1130 | 4.5% | 1079.15
Olympus America Inc. | OTH-F0112 | FSX-CS;CHAMBER SLIDE HLDR FOR FSX-SERIES SYSTEMS; 75X25MM | 1130 | 4.5% | 1079.15
Olympus America Inc. | OTH-F0113 | FSX-D35; 35MM DISH HOLDER FOR FSX-SERIES SYSTEMS | 1130 | 4.5% | 1079.15
Olympus America Inc. | OTH-F0114 | FSX-D56; 50/60MM DISH HOLDER FOR FSX-SERIES SYSTEMS | 1130 | 4.5% | 1079.15
Olympus America Inc. | OTH-FV10iMat | FV10iMat; Replacement chamber and tubing for FV10i | 8500 | 4.5% | 8117.5
Olympus America Inc. | OTH-G2-UPMO | INUG2F-UPMO; Upright MPE for 100% CO2 | 33000 | 4.5% | 31515
Olympus America Inc. | OTH-GM2000 | GM-2000; Digital CO2 gas mixer - fixed 5% CO2. Flow rate: 160ml/min | 7000 | 4.5% | 6685
Olympus America Inc. | OTH-GM4000 | GM-4000; Digital CO2 gas mixer. CO2: 2.5-20% Flow rate: 160ml/min | 8800 | 4.5% | 8404
Olympus America Inc. | OTH-GM8000 | GM-8000; Digital CO2 gas mixer. CO2: 2.5-20%, O2: 0.1-18%, Flow rate: 160ml/min | 10000 | 4.5% | 9550
Olympus America Inc. | OTH-H107B14X | H107-B14X; Custom Spacer for H107PIX2 Prior stage | 750 | 4.5% | 716.25
Olympus America Inc. | OTH-I0200 | ONICS SYS,1 10MM,35MM DISH,TEMP ONLY | 10000 | 4.5% | 9550
Olympus America Inc. | OTH-I0205 | ONICS-F1 SYS,110MM,35MM DISH,PRE 5% CO2 | 10500 | 4.5% | 10027.5
Olympus America Inc. | OTH-I0210 | ONICS-G2A SYS,110MM,35MM DISH,FOR 100% CO2 | 17000 | 4.5% | 16235
Olympus America Inc. | OTH-I0211 | ONICS-F1 SYS,110MM,35MM DISH,FOR 5% CO2, L/R INJ. PORTS | 11300 | 4.5% | 10791.5
Olympus America Inc. | OTH-I0240 | ONICS CHAMBER UNIT(ONLY) NEED CONTLR SERIAL # WITH ORDER | 8240 | 4.5% | 7869.2
Olympus America Inc. | OTH-I0300 | INU-ZILCS;STAGE TOP INCU SYS,1 60X110MM,35MM DISH, TEMP ONLY | 12500 | 4.5% | 11937.5
Olympus America Inc. | OTH-I0320 | ZILCS SYS, 160X110MM,35MM DISH,NO GAS | 11500 | 4.5% | 10982.5
Olympus America Inc. | OTH-I0325 | ZILCS-F1 SYS, 160X110MM,35MM DISH,PRE 5% CO2 | 12000 | 4.5% | 11460
Olympus America Inc. | OTH-I0330 | ZILCS-G2A SYS, 160X110MM,35MM DISH, 100% CO2 | 18500 | 4.5% | 17667.5
Olympus America Inc. | OTH-I0331 | ZILCS, ONICS, FSX, WELS HOLDER; 35MM DISH | 600 | 4.5% | 573
Olympus America Inc. | OTH-I0332 | ZILCS, ONICS, FSX, WELS HOLDER; 35MM X 2 DISHES | 600 | 4.5% | 573
Olympus America Inc. | OTH-I0333 | ZILCS, ONICS, FSX, WELS HOLDER; 50MM OR 60MM DISH | 600 | 4.5% | 573
Olympus America Inc. | OTH-I0334 | ZILCS, ONICS, FSX, WELS HOLDER; CHAMBER SLIDE | 600 | 4.5% | 573
Olympus America Inc. | OTH-I0335 | ZILCS, ONICS, FSX, WELS HOLDER; CHAMBER COVERGLASS | 600 | 4.5% | 573
Olympus America Inc. | OTH-I0340 | ZILCS CHAMBER UNIT (ONLY).NEED CONTLR SERIAL # WITH ORD | 8500 | 4.5% | 8117.5
Olympus America Inc. | OTH-I0400 | INUB-WELS;STAGE INCU SYS.MULTI-WELL SIZE,35MM DISH.TEMP ONLY | 11500 | 4.5% | 10982.5
Olympus America Inc. | OTH-I0405 | INUB-WELS-F1;STAGE INCU SYS,MU LTIWELL SIZE,35MM DISH.PR5%CO2 | 12000 | 4.5% | 11460
Olympus America Inc. | OTH-I0410 | INUBG2A-WELS;STAGE TOP INCU SYS,MULTI-WELL SIZE,FOR 100% CO2 | 18500 | 4.5% | 17667.5
Olympus America Inc. | OTH-I0500 | ONIV SYS FOR,35/50/60MM NUNC 4-WELL, TEMP ONLY | 11500 | 4.5% | 10982.5
Olympus America Inc. | OTH-I0505 | ONIV-F1 5% CO2 FOR 35/50/60MM NUNC 4-WELL | 12000 | 4.5% | 11460
Olympus America Inc. | OTH-I0510 | ONIV-G2A 100% CO2 SYS FOR 35/50/60MM NUNC 4-WELL | 18500 | 4.5% | 17667.5
Olympus America Inc. | OTH-I0600 | INUB-PI;STAGE INCU FOR LUDL/PI PIEZO,35MM,TEMP ONLY | 11500 | 4.5% | 10982.5
Olympus America Inc. | OTH-I0605 | INUB-PI-F1;STAGE INCU FOR LUDL/PI PIEZO,35MM,PRE 5% CO2 | 12000 | 4.5% | 11460
Olympus America Inc. | OTH-I0610 | INUBG2A-PI;STAGE INCU FOR LUDL/PI PIEZO,35MM,FOR 100% CO2 | 18500 | 4.5% | 17667.5
Olympus America Inc. | OTH-I0611 | LUDL/PI PIEZO HOLDER FOR CHAMBER SLIDE | 600 | 4.5% | 573
Olympus America Inc. | OTH-I0613 | LUDL/PI PIEZO HOLDER FOR COVERGLASS CHAMB | 600 | 4.5% | 573
Olympus America Inc. | OTH-I0614 | LUDL/PI PIEZO HOLDER FOR 35MM DISH | 600 | 4.5% | 573
Olympus America Inc. | OTH-I0615 | LUDL/PI PIEZO HOLDER FOR GLASS SLIDE 1" X 3" | 600 | 4.5% | 573
Olympus America Inc. | OTH-I0700 | INUB-PPZI;STAGE INCU FOR PRIOR PIEZO,35MM ONLY,TEMP ONLY | 11500 | 4.5% | 10982.5
Olympus America Inc. | OTH-I0705 | INUB-PPZI-F1;STAGE INCU FOR PRIOR PIEZO,35MM ONLY,PRE 5% CO2 | 12000 | 4.5% | 11460
Olympus America Inc. | OTH-I0710 | INUBG2A-PPZI;STAGE INCU FOR PRIOR PIEZO,35MM ONLY,100% CO2 | 18500 | 4.5% | 17667.5
Olympus America Inc. | OTH-I0711 | PPZI DISH HOLDER FOR 35MM DISH | 300 | 4.5% | 286.5
Olympus America Inc. | OTH-I0712 | PPZI HOLDER; SLIDES AND CHAMBER SLIDES | 300 | 4.5% | 286.5
Olympus America Inc. | OTH-I0713 | PPZI HOLDER; CHAMBER COVERGLASS | 300 | 4.5% | 286.5
Olympus America Inc. | OTH-I0740 | PPZI CHAMBER UNIT (ONLY). NEED CONTLR SERIAL # WITH ORDER | 8500 | 4.5% | 8117.5
Olympus America Inc. | OTH-I0950 | MLS-RA; WKSM STAGE ADAPTER FOR THORLABS MLS203 STAGE | 880 | 4.5% | 840.4
Olympus America Inc. | OTH-I2000 | WSKM SYS, NO GAS,W/OTH-W-200F MULTIWELL LID, NECO SW | 14500 | 4.5% | 13847.5
Olympus America Inc. | OTH-I2005 | WSKM-F1 SYS FOR 5% CO2.W/OTH-W-200F MULTIWELL LID, NECO SW | 15000 | 4.5% | 14325
Olympus America Inc. | OTH-I2010 | WSKM-G2A SYS FOR 100% CO2,W/OT H-W-200F MULTIWELL LID,NECO SW | 21500 | 4.5% | 20532.5
Olympus America Inc. | OTH-I2011 | UNIV2-D35; WSKM/Thermal Box holder for one 35mm dish | 600 | 4.5% | 573
Olympus America Inc. | OTH-I2012 | UNIV2-D35-2; WSKM/Thermal Box holder for two 35mm dishes | 600 | 4.5% | 573
Olympus America Inc. | OTH-I2013 | UNIV2-D56; WSKM/Thermal Box holder for 50/60mm dishes | 600 | 4.5% | 573
Olympus America Inc. | OTH-I2014 | UNIV2-CSG; WSKM/Thermal Box holder for 1X3" slide, chamber slide or chambered coverglass | 600 | 4.5% | 573
Olympus America Inc. | OTH-I2015 | KS-ZILCS-D35; 35MM COVER F/PERFUSION BLOCKS, MAGNETIC | 1000 | 4.5% | 955
Olympus America Inc. | OTH-I2016 | PSBD1H; PERFUSION BLOCK FOR ONICS, ZILCS, WSKM, OD 1.1MM | 500 | 4.5% | 477.5
Olympus America Inc. | OTH-I2017 | PSBD2H; PERFUSION BLOCK FOR ONICS, ZILCS, WSKM, OD 2.1MM | 500 | 4.5% | 477.5
Olympus America Inc. | OTH-I2018 | KS-WSKM-D35; 35MM COVER F/PERFUSION BLOCKS, MAGNETIC | 1000 | 4.5% | 955
Olympus America Inc. | OTH-I2020 | WSKM-TOP-P SPARE WSKM TOP PROTECTOR (GLASS AND FRAME) | 500 | 4.5% | 477.5
Olympus America Inc. | OTH-I2021 | SENSOR LID FOR 35MM DISHES | 600 | 4.5% | 573
Olympus America Inc. | OTH-I2022 | SENSOR LID FOR 50MM/60MM DISHES | 600 | 4.5% | 573
Olympus America Inc. | OTH-I2024 | Replaced by OTH-CSG200F SENSOR LID FOR CHAMBER COVERGLASS | 550 | 4.5% | 525.25
Olympus America Inc. | OTH-I2026 | SENSOR LID FOR MULTIWELL PLATE | 800 | 4.5% | 764
Olympus America Inc. | OTH-I2038 | TOP HEATER FOR UK CHAMBER UNIT (NEED CNTRLR S/N W/ORDER) | 1700 | 4.5% | 1623.5
Olympus America Inc. | OTH-I2040 | WSKM; WSKM CHAMBER UNIT (ONLY) - NO CNTRL BOX OR OTHER PARTS | 8750 | 4.5% | 8356.25
Olympus America Inc. | OTH-I2106 | INUC-KRi; Cooling/Heating KRi incubator with no gas function. Stage-top unit. Includes 35mm dish holder (KRi-D35) and Sensor Lid (D35-200F) standard. | 23000 | 4.5% | 21965
Olympus America Inc. | OTH-I2107 | INUC-KRi-F1; Cooling/Heating KRi incubator for premixed gas. Stage-top unit. Includes 35mm dish holder (KRi-D35) and Sensor Lid (D35-200F) standard. | 23500 | 4.5% | 22442.5
Olympus America Inc. | OTH-I2108 | INUCG2A-Kri; Cooling/Heating KRi incubator with digital CO2 mixer. Stage-top unit. Includes 35mm dish holder (KRi-D35) and Sensor Lid (D35-200F) standard. | 30000 | 4.5% | 28650
Olympus America Inc. | OTH-I2111 | HOLDER; HEAT ONLY, 35MM DISHES FOR KRI SYSTEMS | 600 | 4.5% | 573
Olympus America Inc. | OTH-I2112 | HOLDER; HEAT ONLY, TWO 35MM DISHES FOR KRI SYSTEMS | 600 | 4.5% | 573
Olympus America Inc. | OTH-I2113 | HOLDER; HEAT ONLY,50MM/60MM PETRI DISHES FOR KRI SYSTEMS | 600 | 4.5% | 573
Olympus America Inc. | OTH-I2114 | HOLDER; HEAT ONLY,CHAMBER SLIDES&IX3 SLIDES FOR KRI SYSTEMS | 600 | 4.5% | 573
Olympus America Inc. | OTH-I2115 | HOLDER; HEAT ONLY,CHAMBER COVE RGLASS FOR KRI SYSTEMS | 600 | 4.5% | 573
Olympus America Inc. | OTH-I2121 | HOLDER; HEAT/COOL, 35MM DISHES FOR KRI SYSTEMS | 600 | 4.5% | 573
Olympus America Inc. | OTH-I2122 | HOLDER; HEAT/COOL, TWO 35MM DISHES FOR KRI SYSTEMS | 600 | 4.5% | 573
Olympus America Inc. | OTH-I2123 | HOLDER; HEAT/COOL, 50MM/60MM PETRI DISHES FOR KRI SYSTEMS | 600 | 4.5% | 573
Olympus America Inc. | OTH-I2124 | HOLDER; HEAT/COOL,CHMBR SLIDES & 1X3 SLIDES FOR KRI SYSTEMS | 600 | 4.5% | 573
Olympus America Inc. | OTH-I2125 | HOLDER; HEAT/COOL, CHAMBER COVERGLASS FOR KRI SYSTEMS | 600 | 4.5% | 573
Olympus America Inc. | OTH-I2200 | PLAM SYS, NO GAS,W/OTH-W-200F MULTIWELL LID, NECO SW | 16000 | 4.5% | 15280
Olympus America Inc. | OTH-I2205 | PLAM-F1 SYS FOR 5% CO2,W/OTH-W-200F MULTIWELL LID, NECO SW | 16500 | 4.5% | 15757.5
Olympus America Inc. | OTH-I2210 | PLAM-G2A FOR 100% CO2,W/OTH-W-200F MULTIWELL LID, NECO SW | 23000 | 4.5% | 21965
Olympus America Inc. | OTH-I2300 | PPZI3 SYS, NO GAS,W/OTH-W-200F MULTIWELL LID, NECO SW | 16000 | 4.5% | 15280
Olympus America Inc. | OTH-I2305 | PPZI3-F1 SYS FOR 5% CO2,W/OTH-W-200F MULTIWELL LID, NECO SW | 16500 | 4.5% | 15757.5
Olympus America Inc. | OTH-I2310 | PPZI3-G2A FOR 100% CO2,W/OTH-W-200F MULTIWELL LID, NECO SW | 23000 | 4.5% | 21965
Olympus America Inc. | OTH-I2320 | PLAM TOP HEATER W/2 INJECTION PORTS FOR 35MM DISHES | 2000 | 4.5% | 1910
Olympus America Inc. | OTH-I3500 | INUF-IX3D;ZILCS W/FEDBAK, W-20 0F,HEAT CONTROL, NEED DISH | 13000 | 4.5% | 12415
Olympus America Inc. | OTH-I3510 | INUF-IX3D-F1 ZILCS SYS W/FEEDBACK, STD CONTROL PREMIX GAS | 13500 | 4.5% | 12892.5
Olympus America Inc. | OTH-I3520 | INUG2F-IX3D ZILCS SYS W/FEEDBACK, STD CONTROCK GAS MIXER | 20000 | 4.5% | 19100
Olympus America Inc. | OTH-I3600 | INUH-IX3D ZILCS SYS W/FEEDBACK, W/HI GRADE CNTRL, HEAT ONLY | 16500 | 4.5% | 15757.5
Olympus America Inc. | OTH-I3610 | INUH-IX3D-F1 ZILCS SYS W/FEEDB K,W/HI GRADE CNTRL, PREMIX GAS | 17000 | 4.5% | 16235
Olympus America Inc. | OTH-I3620 | INUG2H-IX3D ZILCS SYS W/FEEDBK, W/HI GRADE CNTRL, GAS MIXER | 23500 | 4.5% | 22442.5
Olympus America Inc. | OTH-I4100 | STRF-WELSX-SET; Stage-top STR incubator for premixed gas. Sample temperature: 37°C (fixed). All sample holders/lids included. | 10000 | 4.5% | 9550
Olympus America Inc. | OTH-I4101 | STRG-WELSX-SET; Stage-top STR incubator with manual CO2 mixer. Sample temperature: 37°C (fixed). CO2: 0.1-20.0%. All sample holders/lids included. | 13000 | 4.5% | 12415
Olympus America Inc. | OTH-I4120 | WELSX-IX3; WELSX/STR Adapter for IX3-SSU, IX3-SVR/L Stages | 880 | 4.5% | 840.4
Olympus America Inc. | OTH-I4121 | WELSX-SIG; WELSX/STR Adapter for BX3-SSU | 880 | 4.5% | 840.4
Olympus America Inc. | OTH-I4122 | WELSX-K; WELSX/STR Adapter for Prior H117/HLD117, ASI MS-2000, Marzhauser SCAN IM and Ludl BioPrecision2 Stages | 880 | 4.5% | 840.4
Olympus America Inc. | OTH-I4130 | LX-D35200FME; Media exchange Lid for STR/STX (WELSX/WSKMX) | 1000 | 4.5% | 955
Olympus America Inc. | OTH-IFUKA14Y | INUSF-UK-A14Y; Custom UK chamber for 5%CO2, F1 controller | 14500 | 4.5% | 13847.5
Olympus America Inc. | OTH-INUBG2ATF-WSKM | INUBG2ATF-WSKM; STAGE TOP INCU THOR, INCL D35, 100% CO2 | 21500 | 4.5% | 20532.5
Olympus America Inc. | OTH-INUBTF-MAX | INUBTF-MAX; STAGE TOP INCU THOR, TEMP ONLY, INCL D35, NO GAS | 14500 | 4.5% | 13847.5
Olympus America Inc. | OTH-INUBTF-MAX-F1 | INUBTF-MAX-F1; STAGE TOP INCU THOR, INCL D35, PREMX 5% CO2 | 15000 | 4.5% | 14325
Olympus America Inc. | OTH-INUBTF-WSKM-F1 | INUBTF-WSKM-F1;INCU SYS,160X11 0MM,35MM DISH,NO TEMP,PR5%CO2 | 15000 | 4.5% | 14325
Olympus America Inc. | OTHINUF-MT | INUF-LV200-MT; CHAMBER W/TEMPERATURE REGULATION ONLY | 14500 | 4.5% | 13847.5
Olympus America Inc. | OTHINUF-MTF1 | INUF-LV200-MT-F1; CHAMBER W/GAS FLOWMETER FOR PREMIXED | 15000 | 4.5% | 14325
Olympus America Inc. | OTH-INUG2AFC | INUG2AF-UK-A14Y; CUSTOM BXWI TEMP&DIG GAS MIX | 21500 | 4.5% | 20532.5
Olympus America Inc. | OTH-INUG2F-CONT | INUG2F-CONT; Control Unit only for INUG2F-UK system | 11700 | 4.5% | 11173.5
Olympus America Inc. | OTHINUG2F-MT | INUG2F-LV200-MT;CHAMB.W/BUILT-IN DIGITAL GAS MIXER, | 21500 | 4.5% | 20532.5
Olympus America Inc. | OTH-INUG2FUK | INUG2AF-UK; BXWI TEMP&DIG GAS MIX,INCL. DISH, SENS LED ADAPT | 19500 | 4.5% | 18622.5
Olympus America Inc. | OTH-INUG2F-UK | INUG2F-UK; ixed gas system for IX2-SVL stage | 19500 | 4.5% | 18622.5
Olympus America Inc. | OTH-INULG2A-CONT | INULG2A-CONT; Temp. controller w/gas mixer for OTH-MS2-CH | 10500 | 4.5% | 10027.5
Olympus America Inc. | OTH-INU-TFB | INU-TFB; Top Feedback Controller Only | 2500 | 4.5% | 2387.5
Olympus America Inc. | OTH-IX73HB | IX73HB; CLEAR THERM. BOX IX73FULL ENCLOSURE SYSTEM-TEMP ONL | 12500 | 4.5% | 11937.5
Olympus America Inc. | OTH-IX73HB-B | IX73HB-B; BLACK THERM. BOX IX73 FULL ENCL SYSTEM-TEMP ONL | 13500 | 4.5% | 12892.5
Olympus America Inc. | OTH-IX83HB-PS-B-HO | IX83HB-PS-B-HO; Black IX83 Enclosure Heat Only | 11500 | 4.5% | 10982.5
Olympus America Inc. | OTH-IX83HB-PS-HO | IX83HB-PS-HO; Clear IX83 Enclosure Heat Only | 10500 | 4.5% | 10027.5
Olympus America Inc. | OTH-KRI100ASI | INUCG2A-KRi-D15M; Cooling/Heating Incubator for ASI PZ-2000 | 30000 | 4.5% | 28650
Olympus America Inc. | OTH-KS-DIA | KS-DIA; Diamond insert for D35-200FME | 200 | 4.5% | 191
Olympus America Inc. | OTH-KS-TYPE1 | KS-TYPE1; Inj system with compressor, insert and lid | 3500 | 4.5% | 3342.5
Olympus America Inc. | OTH-KS-TYPE2 | KS-TYPE2; Inj system with compressor and lid | 2500 | 4.5% | 2387.5
Olympus America Inc. | OTH-KSUK-D35 | KS-UK-D35;HOLDER WITH METAL PLATE FOR 35MM DISH | 1050 | 4.5% | 1002.75
Olympus America Inc. | OTH-KSUKD353 | KS-UK-D35-3;HOLDER W/3 ACC.PORTS+MET. PLAT. FOR PSBD | 1000 | 4.5% | 955
Olympus America Inc. | OTH-KTSF | U-FC FILTER CASSETTE HOLDS 3 4 | 350 | 4.5% | 334.25
Olympus America Inc. | OTH-L0211 | ONICS HOLDER FOR 35MM DISH,OLD STYLE | 600 | 4.5% | 573
Olympus America Inc. | OTH-L0212 | ONICS HOLDER FOR 50-60MM DISHES, OLD STYLE | 600 | 4.5% | 573
Olympus America Inc. | OTH-L0213 | ONICS HOLDER FOR CHAMBER SLIDE, OLD STYLE | 600 | 4.5% | 573
Olympus America Inc. | OTH-L0214 | ONICS HOLDER FOR CHAMB COVERGLASS, OLD STYLE | 600 | 4.5% | 573
Olympus America Inc. | OTH-L0215 | ONICS HOLDER FOR GLASS SLIDE 1"x3", OLD STYLE | 600 | 4.5% | 573
Olympus America Inc. | OTH-L0311 | ZILCS HOLDER FOR 35MM DISHES,OLD STYLE | 600 | 4.5% | 573
Olympus America Inc. | OTH-L0312 | ZILCS HOLDER FOR 50/60MM DISHES, OLD STYLE | 600 | 4.5% | 573
Olympus America Inc. | OTH-L0313 | ZILCS HOLDER FOR CHAMBER SLIDES, OLD STYLE | 600 | 4.5% | 573
Olympus America Inc. | OTH-L0314 | ZILCS HOLDER FOR CHAMBERED COVERGLASS, OLD STYLE | 600 | 4.5% | 573
Olympus America Inc. | OTH-L0315 | ZILCS HOLDER FOR GLASS SLIDE 1"x3", OLD STYLE | 600 | 4.5% | 573
Olympus America Inc. | OTH-Lensheat | Lens heater replacement | 1000 | 4.5% | 955
Olympus America Inc. | OTH-LHA-22 | LENS HEATER ADAPTER FOR 22MM DIAMETER OBJECTIVES | 300 | 0% | 300
Olympus America Inc. | OTH-LHONLY | LH-ONLY; LENS HEATER ONLY DOES NOT INCLUDE TP CONTROLLER | 1500 | 4.5% | 1432.5
Olympus America Inc. | OTH-LH-SP | LH-SP; Replacement lens heater | 1000 | 4.5% | 955
Olympus America Inc. | OTH-LV200-1 | LV200 STANDARD INCUB. W. TEMP CONT, NO GAS FLOW METER | 10000 | 4.5% | 9550
Olympus America Inc. | OTH-LV200-11 | LV200 INCUB. W. TEMP FEDBACK,FLOW METER, INJ. PORT | 24995 | 4.5% | 23870.225
Olympus America Inc. | OTH-LV200-2 | LV200 STANDARD INCUB. W. TEMP CONT & GAS FLOW METER | 10500 | 4.5% | 10027.5
Olympus America Inc. | OTH-LV200-3 | LV200 STANDARD INCUB. W. TEMP CONT & DIGITAL GAS MIXER | 17000 | 4.5% | 16235
Olympus America Inc. | OTH-LV200-4 | LV200 TEMP FB INCUB. W. TEMP CONT, NO GAS FLOW METER | 11500 | 4.5% | 10982.5
Olympus America Inc. | OTH-LV200-5 | LV200 TEMP FB INCUB. W. TEMP CONT & GAS FLOW METER | 12000 | 4.5% | 11460
Olympus America Inc. | OTH-LV200-6 | LV200 TEMP FB INCUB. W. TEMP CONT & DIGITAL GAS MIXER | 18500 | 4.5% | 17667.5
Olympus America Inc. | OTH-LX-CSG | LX-CSG; Fixing Lid for slide, chamber or coverglass | 300 | 4.5% | 286.5
Olympus America Inc. | OTH-LX-D35 | LX-D35; Fixing Lid for 35mm dish | 300 | 4.5% | 286.5
Olympus America Inc. | OTH-LX-D56 | LX-D56; Fixing Lid for 50/60mm dish | 300 | 4.5% | 286.5
Olympus America Inc. | OTH-M0900 | STAND ALONE OBJECTIVE HEATER W/CONTROLLER | 3120 | 4.5% | 2979.6
Olympus America Inc. | OTH-M0910 | ANALOG GAS FLOW METER,STANDALONE | 868 | 0% | 868
Olympus America Inc. | OTH-M0920 | GAS INLET TUBE W/BACKFLOW STOP FOR TOKAI HIT CHAMBER UNITS | 40 | 4.5% | 38.2
Olympus America Inc. | OTH-M0921 | WATER IN/OUT TUBES(2)W/FLOW STOP FOR TOKAI HIT CHAMBER UNITS | 80 | 4.5% | 76.4
Olympus America Inc. | OTH-M0922 | GAS TUBE;CONTROLLER-CHAMBER UNIT, TOKAI HIT "F1" UNITS | 60 | 4.5% | 57.3
Olympus America Inc. | OTH-M0923 | GAS TUBE;CYLINDER TO CONTROLLER, TOKAI HIT "F1" UNITS | 60 | 4.5% | 57.3
Olympus America Inc. | OTH-M0924 | GAS TUBE;CONTROLLER-CHAMBER UNIT, TOKAI HIT "G2A" UNITS | 60 | 4.5% | 57.3
Olympus America Inc. | OTH-M0925 | GAS TUBE;CYLINDER TO CONTROLLER, TOKAI HIT "G2A" UNITS | 60 | 4.5% | 57.3
Olympus America Inc. | OTH-M0926 | D35GF; CLEAR GLASS LID FOR 35MM DISHES, AUTOCLAVEABLE | 300 | 4.5% | 286.5
Olympus America Inc. | OTH-M0930 | TSU-0125; DIGITAL THERMOMETER W/STAND. TEMP RES TO 0.1C | 300 | 0% | 300
Olympus America Inc. | OTH-M0931 | TSU-7225; THERMO PROBE W/TELESCOPIC ADPTR FOR TSU-0125 | 450 | 4.5% | 429.75
Olympus America Inc. | OTH-M0932 | TSU-25; THERMO PROBE, BENDABLE FOR TSU-0125 THERMOMETER | 150 | 0% | 150
Olympus America Inc. | OTH-MI-FK | MI-FK;ANALOG GAS FLOW METER | 500 | 4.5% | 477.5
Olympus America Inc. | OTH-MK2-BX3 | MK2-BX3; 160x110mm adapter for BX3-SSU stage. For ASI 160x110mm sample holders and Tokai Hit WSKMX (STR series) and WSKM/ZILCS (INU series) stage-top incubators. | 750 | 4.5% | 716.25
Olympus America Inc. | OTH-MK2-IX3 | MK2-IX3; 160x110mm adapter for IX3-SSU/SVR/SVL stages. For ASI 160x110mm sample holders and Tokai Hit WSKMX (STR series) and WSKM/ZILCS (INU series) stage-top incubators. | 750 | 4.5% | 716.25
Olympus America Inc. | OTH-MK-A15U | MK-A15U; UK incubator Stage Adapter for H101F | 880 | 4.5% | 840.4
Olympus America Inc. | OTH-MK-DVK | MK-DVK; Stage Adapter for GE Deltavision DVK stage | 880 | 4.5% | 840.4
Olympus America Inc. | OTH-MK-GSI2-B16E | MK-GSI2-B16E; Stage Adapter to mount existing GSI2 chamber unit on IX3-SSU | 1000 | 4.5% | 955
Olympus America Inc. | OTH-MK-ZD | MK-ZD;STAGE ADAPT. FOR UK CHAMBER UNIT ON PRIOR STAGES | 880 | 4.5% | 840.4
Olympus America Inc. | OTH-MS2-CH | MS2-CH; MS2 chamber unit and Stage Adapter for SZX2-ILLB/K/D | 8000 | 4.5% | 7640
Olympus America Inc. | OTH-MU55R30 | MATS-U55R30; Replacement heating plate for MATs-U55R30 | 700 | 4.5% | 668.5
Olympus America Inc. | OTH-ONICSHP | INUB-ONICS-BP-F1-H1R; ONICS SYST.W/ACCES PORTS & INJ. HOLE | 11300 | 4.5% | 10791.5
Olympus America Inc. | OTH-PFW6 | PFW-W6;6 POSITION METAL PLATE OR WSKM | 300 | 4.5% | 286.5
Olympus America Inc. | OTH-PFW-P | PFW-P;PERFUSION BLOCK WITH 2 PIPE SET IN/OUT | 300 | 4.5% | 286.5
Olympus America Inc. | OTH-PFW-W12 | PFW-W12;12 POSITION METAL PLATE OR WSKM | 300 | 4.5% | 286.5
Olympus America Inc. | OTH-PFW-W24 | PFW-W24;24 POSITION METAL PLATE OR WSKM | 300 | 4.5% | 286.5
Olympus America Inc. | OTH-PLATFORM | U4020WF-NH;GLASS PLATFORM FOR STEREOS-NO HEAT | 900 | 4.5% | 859.5
Olympus America Inc. | OTH-PPZI3-C16D | Customized Stage Adapter for IX3-SSU Stage to install PPZI3 | 1000 | 4.5% | 955
Olympus America Inc. | OTH-S0010 | MS-SZX2A;INUL MOUNTING BASE ONLY, FOR SZX2-ILLB/ILLK/ILLD | 1000 | 4.5% | 955
Olympus America Inc. | OTH-S0015 | MS-SZX2B;INUL MOUNTING BASE ONLY, FOR SZX2-ILLT | 1000 | 4.5% | 955
Olympus America Inc. | OTH-S0110 | INUL-MS1;INCU SYS FOR SZX2-IL LB/K/D,TEMP ONLY,INC MS-SZX2A | 11500 | 4.5% | 10982.5
Olympus America Inc. | OTH-S0115 | INUL-MS1;INCU SYS FOR SZX2-IL LB/K/D,TEMP ONLY,INC MS-SZX2B | 11500 | 4.5% | 10982.5
Olympus America Inc. | OTH-S0120 | INUL-MS1;INCU SYS FOR SZX-ILL K/B2/D2,TEMP ONLY,INC MS-SZX | 11500 | 4.5% | 10982.5
Olympus America Inc. | OTH-S0125 | INUL-MS1-F1;INCU SYS FOR SZX2-ILLB/K/D,PR5%CO2,INC MS-SZX2A | 12000 | 4.5% | 11460
Olympus America Inc. | OTH-S0130 | INUL-MS1-F1;INCU SYS FOR SZX2-ILLB/K/D,PR5%CO2,INC MS-SZX2B | 12000 | 4.5% | 11460
Olympus America Inc. | OTH-S0135 | INUL-MS1-F1;INCU SYS FOR SZX-ILLK/B2/D2,PR 5%CO2,INC MS-SZX | 12000 | 4.5% | 11460
Olympus America Inc. | OTH-S0140 | INULG2A-MS1;INCU SYS FOR SZX2-ILLB/K/D,100%CO2,INC MS-SZX2A | 18500 | 4.5% | 17667.5
Olympus America Inc. | OTH-S0145 | INULG2A-MS1;INCU SYS FOR SZX2-ILLB/K/D,100%CO2,INC MS-SZX2B | 18500 | 4.5% | 17667.5
Olympus America Inc. | OTH-S0150 | INULG2A-MS1;INCU SYS FOR SZX-ILLK/B2/D2,100% CO2,INC MS-SZX | 18500 | 4.5% | 17667.5
Olympus America Inc. | OTH-S0210 | INUL-MS2;INCU SYS FOR SZX2-IL LB/K/D,TEMP ONLY,INC MS-SZX2A | 11500 | 4.5% | 10982.5
Olympus America Inc. | OTH-S0215 | INUL-MS2;INCU SYS FOR SZX2-IL LB/K/D,TEMP ONLYINC MS-SZX2B | 11500 | 4.5% | 10982.5
Olympus America Inc. | OTH-S0220 | INUL-MS2;INCU SYS FOR SZX-ILL K/B2/D2,TEMP ONLY,INC MS-SZX | 11500 | 4.5% | 10982.5
Olympus America Inc. | OTH-S0225 | INUL-MS2-F1;INCU SYS FOR SZX2-ILLB/K/D,PR5%CO2,INC MS-SZX2A | 12000 | 4.5% | 11460
Olympus America Inc. | OTH-S0230 | INUL-MS2-F1;INCU SYS FOR SZX2-ILLB/K/D,PR5%CO2,INC MS-SZX2B | 12000 | 4.5% | 11460
Olympus America Inc. | OTH-S0235 | INUL-MS2-F1;INCU SYS FOR SZX-ILLK/B2/D2,PR5%CO2,INC MS-SZX | 12000 | 4.5% | 11460
Olympus America Inc. | OTH-S0240 | INULG2A-MS2;INCU SYS FOR SZX2-ILLB/K/D,100%CO2,INC MS-SZX2A | 18500 | 4.5% | 17667.5
Olympus America Inc. | OTH-S0245 | INULG2A-MS2;INCU SYS FOR SZX2-ILLB/K/D,100%CO2,INC MS-SZX2B | 18500 | 4.5% | 17667.5
Olympus America Inc. | OTH-S0250 | INULG2A-MS2;INCU SYS FOR SZX-ILLK/B2/D2,100% CO2,INC MS-SZX | 18500 | 4.5% | 17667.5
Olympus America Inc. | OTH-SET | INU-SET; WSKM Package for Heat Only | 13950 | 4.5% | 13322.25
Olympus America Inc. | OTH-SET-F1 | INU-SET-F1; WSKM Package for 5% CO2 | 14400 | 4.5% | 13752
Olympus America Inc. | OTH-SET-G2 | INU-SET-G2; WSKM Package for 100% CO2 | 20250 | 4.5% | 19338.75
Olympus America Inc. | OTH-SG-BLOCK | SG-Block; Customized Slide glass fixing jig | 30 | 4.5% | 28.65
Olympus America Inc. | OTH-SQFT4S-HP | SQFT4S-HP; Four Slide Heating Plate ONLY, 160x110mm | 2100 | 4.5% | 2005.5
Olympus America Inc. | OTH-STEME-A14Z | STEME-A14Z;CONTROLLER WITH LIQUID LEAKAGE SENSOR | 3000 | 4.5% | 2865
Olympus America Inc. | OTH-STMEA14Z | STME-A14Z:LIQ. LEAK SENSR CONTRLER FOR INUG2F-UK(NO | 3100 | 4.5% | 2960.5
Olympus America Inc. | OTH-TOPHEATER-SPARE | INU TOP HEATER (SPARE PART FOR ONICS. S/N REQUIRED ON ORDER) | 1500 | 4.5% | 1432.5
Olympus America Inc. | OTH-TP110 | TP-CKTS05;THERMOPLATE & CONTROLLER FOR CKX. 0.5MM CENTER GLA | 2800 | 4.5% | 2674
Olympus America Inc. | OTH-TP115 | TP-CKTS;THERMOPLATE & CONTR OLER FOR CKX, 1MM THICK | 2800 | 4.5% | 2674
Olympus America Inc. | OTH-TP117 | TP-CHSQP-C: METAL HEAT & COOL FOR PRIOR H117 STAGE | 11800 | 0% | 11800
Olympus America Inc. | OTH-TP122 | TP-110RF20; THERMOPLATE +CONTROLLER FOR IX, 20MM HOLE | 2800 | 4.5% | 2674
Olympus America Inc. | OTH-TP124 | TP-IX3-13;THERMOP.&CONT FOR IX3-SVR GLASS IS 1.3MM THICK | 2800 | 4.5% | 2674
Olympus America Inc. | OTH-TP126 | TP-110RH26;TP SYSTEM W/METAL DISK FOR IX3-SVR (NO LENS HEAT) | 3600 | 4.5% | 3438
Olympus America Inc. | OTH-TP128 | TP-IX3H26;TP SYSTEM W/ RECT.METAL FOR SVR (NO LENS HEAT) | 3600 | 4.5% | 3438
Olympus America Inc. | OTH-TP130 | TP-SQ05;SYS FOR MOST MOT STAGES EXCEPT PRIOR H117; .5MM | 2800 | 4.5% | 2674
Olympus America Inc. | OTH-TP132 | TP-SQP05;SYS W/"P"INSERT FOR PRIOR H117 MOT STAGE; .05MM | 2800 | 4.5% | 2674
Olympus America Inc. | OTH-TP133 | TP-SQ;SYS FOR MOST MOT STAGES EXCEPT PRIOR H117; 1MM | 2800 | 4.5% | 2674
Olympus America Inc. | OTH-TP134 | TP-SQP;SYS W/"P"INSERT FOR PRIOR H117 MOT STAGE; 1MM | 2800 | 4.5% | 2674
Olympus America Inc. | OTH-TP136 | TP-SQUP;SYS W/"P"INSERT FOR PRIOR H101 MOT STAGE; 1MM | 2800 | 4.5% | 2674
Olympus America Inc. | OTH-TP137 | TP-110R13;TP & CONTR.FOR IX/IX 2/IX3 1.3MM THICK 110MM DIA | 2800 | 4.5% | 2674
Olympus America Inc. | OTH-TP138 | TP-SQH26P;METAL TP & CONTR.FOR PRIOR 26MM HOLE W/CLIPS | 3600 | 4.5% | 3438
Olympus America Inc. | OTH-TP139 | TP-CK05;TP & CONTR.FOR CKX &CK .5MM THICK RECTANGULAR. | 2800 | 4.5% | 2674
Olympus America Inc. | OTH-TP201 | TP-IX3-05;SYSTEM FOR IX3-SVR W/RECTANG GLASS-0.5MM THICK | 2800 | 4.5% | 2674
Olympus America Inc. | OTH-TP203 | TP-CK;TP & CONTR.FOR CKX & CK 1.0 MM THICK RECTANGULAR. | 2800 | 4.5% | 2674
Olympus America Inc. | OTH-TP205 | TP-IX3-05;SYSTEM FOR IX3-SVR W/RECTANG GLASS-0.5MM THICK | 2800 | 4.5% | 2674
Olympus America Inc. | OTH-TP207 | TP-CH110R-C;TP HEAT & COOLING STAGE | 9800 | 4.5% | 9359
Olympus America Inc. | OTH-TP210 | TP-SQH26;METAL TP&CONT. FOR LUDL,ASI MOT.STG 26MM DIA.HOLE | 3600 | 4.5% | 3438
Olympus America Inc. | OTH-TP270 | TP-SPE;TP SYSTEM SMALLER GLASS 270MM X 220MM X 12MM | 1800 | 4.5% | 1719
Olympus America Inc. | OTH-TP305 | TP-SZX2B;THERMOPLATE AND CONT FOR SZX2-ILLT | 3000 | 4.5% | 2865
Olympus America Inc. | OTH-TP315 | TP-SZ2;THERMOPLATE & CONT FOR SZX7/SZ61,SZ2-ST+SZ2-ILA | 3000 | 4.5% | 2865
Olympus America Inc. | OTH-TP470 | TP-SP;TP SYSTEM LARGE GLASS 470MM X 270MM X 12MM | 2000 | 4.5% | 1910
Olympus America Inc. | OTH-TP502 | TP-CH110RBF-C: ROUND-TP SYSTEM HEAT&COOL FOR IX3-SFR | 9800 | 4.5% | 9359
Olympus America Inc. | OTH-TP504 | TP-CHS-C: UPRIGHT TP SYSTEM HEAT&COOL FOR BX/CX | 9800 | 4.5% | 9359
Olympus America Inc. | OTH-TP600 | TP-LH;STAND ALONE OBJECTIVE HEATER W/CONTROLLER | 2500 | 4.5% | 2387.5
Olympus America Inc. | OTH-TP901 | HD1500; SENSOR EXTENSION CABLE FOR TP (1500MM) | 75 | 4.5% | 71.625
Olympus America Inc. | OTH-TP902 | CL; TOKAI STAGE CLIPS (FIXING FLAT SPRINGS) | 500 | 4.5% | 477.5
Olympus America Inc. | OTH-TP903 | TEM-USB; TEMP. MANAGEMENT SOFTWARE & USB CABLE | 125 | 4.5% | 119.375
Olympus America Inc. | OTH-TP984 | TSU-G; THERMO SENSOR FIXING GUIDE (HOLDER) | 500 | 4.5% | 477.5
Olympus America Inc. | OTH-TP986 | TSU-200F; THERMO SENSOR FOR TP 1.0MM TEFLON (SPARE) | 300 | 4.5% | 286.5
Olympus America Inc. | OTH-TP988 | MC1000; DIGITAL THERMOMETER FOR BIORESEARCH | 700 | 4.5% | 668.5
Olympus America Inc. | OTH-TP989 | TP-LEJA;LEJA SLIDE SYS FOR PRIOR OPTI. STAGE; | 3600 | 4.5% | 3438
Olympus America Inc. | OTH-TP-ACDC | TP-ACDC; AC adapter for TP controller | 60 | 4.5% | 57.3
Olympus America Inc. | OTH-TP-CHSQ-C | TP-CHSQ-C; Cooling/Heating plate for MK-DVK | 9800 | 4.5% | 9359
Olympus America Inc. | OTH-TP-NZ400 | TP-NZ400RH26:METAL HEAT PLATE FOR PRIOR NZ400 PIEZO STG. | 3600 | 4.5% | 3438
Olympus America Inc. | OTH-TP-P737CH-B16J | Customized TP for P-737 piezo stage | 10800 | 4.5% | 10314
Olympus America Inc. | OTH-TP-SMZR | TP-SMZR; ThermoPlate for Nikon stereo | 3000 | 4.5% | 2865
Olympus America Inc. | OTH-TP-SQFT4S | TP-SQFT4S; Four Slide Heating Plate, 160x110mm | 3500 | 4.5% | 3342.5
Olympus America Inc. | OTH-TP-ST2 | TP-SMZR; ThermoPlate for Nikon stereo | 3000 | 4.5% | 2865
Olympus America Inc. | OTH-TPUDGJUE | TP-UAXKW-DG-JU-E; ThermoPlate for Leja slide w/Prior ES111 | 3600 | 4.5% | 3438
Olympus America Inc. | OTH-TPX110R | TPX-110R05; THERMOPLATE AND CONTROLLER FOR IX | 3100 | 4.5% | 2960.5
Olympus America Inc. | OTH-TPX-110R-UPG | TPX-110R-UPG; TPX thermoplate upgrade | 1629 | 4.5% | 1555.695
Olympus America Inc. | OTH-TPXS | TPX-S; THERMOPLATE AND CONTROLLER FOR BX | 2500 | 4.5% | 2387.5
Olympus America Inc. | OTH-TPXSZX2A | TPX-SZX2A; THERMOPLATE AND CONT FOR SZX2-ILLB/ILLK/ILLD | 3300 | 4.5% | 3151.5
Olympus America Inc. | OTH-TPXUNI | TPX-UNI; THERMOPLATE &CONTROLLER FOR SZX/400X200mm | 3600 | 4.5% | 3438
Olympus America Inc. | OTH-TSU-0125 | TSU-0125;TOKAI HIT DIGITAL THERMOMETER (REQS PROBE) | 450 | 4.5% | 429.75
Olympus America Inc. | OTH-TSU-25 | TSU-25;TOKAI HIT BENDABLE THERMOMETER SENSOR PROBE | 150 | 4.5% | 143.25
Olympus America Inc. | OTH-U2100 | UK SYS, NO GAS. NO DISH HLDR,STAGE BRCKT, LENS HEAT ADPTR | 9600 | 4.5% | 9168
Olympus America Inc. | OTH-U2105 | UK-F1 5% CO2. NO DISH HLDR,STAGE BRCKT, LENS HEAT ADPTR | 10100 | 4.5% | 9645.5
Olympus America Inc. | OTH-U2105C | INU-UK-F1-A15C; Custom 5% CO2 CHAM NO HOLDER/BRACKET/HEATER | 8960 | 4.5% | 8556.8
Olympus America Inc. | OTH-U2110 | UK-G2A 100% CO2. NO DISH HLDR,STAGE BRCKT, LENS HEAT ADPTR | 16600 | 4.5% | 15853
Olympus America Inc. | OTH-U2111 | UK HOLDER; 35MM DISH | 600 | 4.5% | 573
Olympus America Inc. | OTH-U2112 | UK HOLDER; 50-60MM DISH | 600 | 4.5% | 573
Olympus America Inc. | OTH-U2115 | UK HOLDER; 1X3" SLIDES | 600 | 4.5% | 573
Olympus America Inc. | OTH-U2120 | INU-UK LENS HEATER ADAPTER FOR 20MM DIAMETER OBJECTIVES | 300 | 4.5% | 286.5
Olympus America Inc. | OTH-U2121 | INU-UK LENS HEATER ADAPTER FOR 21MM DIAMETER OBJECTIVES | 300 | 4.5% | 286.5
Olympus America Inc. | OTH-U2122 | INU-UK LENS HEATER ADAPTER FOR 22MM DIAMETER OBJECTIVES | 300 | 4.5% | 286.5
Olympus America Inc. | OTH-U2123 | INU-UK LENS HEATER ADAPTER FOR 23MM DIAMETER OBJECTIVES | 300 | 4.5% | 286.5
Olympus America Inc. | OTH-U2124 | INU-UK LENS HEATER ADAPTER FOR 24MM DIAMETER OBJECTIVES | 300 | 4.5% | 286.5
Olympus America Inc. | OTH-U2125 | INU-UK LENS HEATER ADAPTER FOR 25MM DIAMETER OBJECTIVES | 300 | 4.5% | 286.5
Olympus America Inc. | OTH-U2126 | INU-UK LENS HEATER ADAPTER FOR 26MM DIAMETER OBJECTIVES | 300 | 4.5% | 286.5
Olympus America Inc. | OTH-U2127 | INU-UK LENS HEATER ADAPTER FOR 27MM DIAMETER OBJECTIVES | 300 | 4.5% | 286.5
Olympus America Inc. | OTH-U2128 | INU-UK LENS HEATER ADAPTER FOR 28MM DIAMETER OBJECTIVES | 300 | 4.5% | 286.5
Olympus America Inc. | OTH-U2129 | INU-UK LENS HEATER ADAPTER FOR 29MM DIAMETER OBJECTIVES | 300 | 4.5% | 286.5
Olympus America Inc. | OTH-U2130 | INU-UK LENS HEATER ADAPTER FOR 30MM DIAMETER OBJECTIVES | 300 | 4.5% | 286.5
Olympus America Inc. | OTH-U2131 | INU-UK LENS HEATER ADAPTER FOR 31MM DIAMETER OBJECTIVES | 300 | 4.5% | 286.5
Olympus America Inc. | OTH-U2132 | INU-UK LENS HEATER ADAPTER FOR 32MM DIAMETER OBJECTIVES | 300 | 4.5% | 286.5
Olympus America Inc. | OTH-U2134 | INU-UK LENS HEATER ADAPTER FOR 34MM DIAMETER OBJECTIVES | 300 | 4.5% | 286.5
Olympus America Inc. | OTH-U2135 | INU-UK LENS HEATER ADAPTER FOR 35MM DIAMETER OBJECTIVES | 300 | 4.5% | 286.5
Olympus America Inc. | OTH-U2136 | UK SERIES STAGE BRACKET FOR BX MANUAL STAGE | 500 | 0% | 500
Olympus America Inc. | OTH-U2137 | UK SERIES STAGE BRACKET FOR BX MOT AND NARASHIGE FIX STAGE | 500 | 0% | 500
Olympus America Inc. | OTH-U2140 | UK CHAMBER UNIT (ONLY). NEED CONTLR SERIAL # WITH ORDER | 8890 | 4.5% | 8489.95
Olympus America Inc. | OTH-U2200 | INUB-LPS; LPS SYS, NO GAS. 35MM HLDR, LENS HEATER | 11500 | 4.5% | 10982.5
Olympus America Inc. | OTH-U2205 | INUB-LPS-F1; LPS SYS 5% PREMIX CO2, 35MM HLDR, LENS HEATER | 12000 | 4.5% | 11460
Olympus America Inc. | OTH-U2210 | INUBG2A-LPS; LPS SYS 100% CO2, 35MM HLDR, LENS HEATER | 18500 | 4.5% | 17667.5
Olympus America Inc. | OTH-U2211 | LPS-D35; LPS 35MM DISH HOLDER (COMES STANDARD WITH SYSTEM) | 800 | 4.5% | 764
Olympus America Inc. | OTH-U2212 | LPS-CGC; LPS DISH HOLDER FOR CHAMBER COVERGLASS | 800 | 4.5% | 764
Olympus America Inc. | OTH-U2213 | LPS-SC; LPS DISH HOLDER FOR 1X3 SLIDES OR CHAMBER SLIDES | 800 | 4.5% | 764
Olympus America Inc. | OTH-U2214 | LPS-OR1; LPS DISH HOLDER FOR 24X60MM COVERGLASS | 1000 | 4.5% | 955
Olympus America Inc. | OTH-U505R30-HP | U505R30-HP; MATS standard glass heater | 800 | 4.5% | 764
Olympus America Inc. | OTH-U55R26HP | U55R26-HP;HEATING PLATE 1MM THICK W 20MM HOLE-NO CONTRLLER | 1225 | 4.5% | 1169.875
Olympus America Inc. | OTH-U55S-HP | U-55S-HP;NEW REPLACEMENT GLASS FOR MATS-U55S-NO CONTROL | 1050 | 4.5% | 1002.75
Olympus America Inc. | OTH-UAXK-D-P | UAXK-D-P; Thermoplate for auto stages 110x160mm | 1680 | 4.5% | 1604.4
Olympus America Inc. | OTH-UK-A14Y | UK-A14Y:LIQUID LEAK SENSR-35MM IN INUG2F-UK(NO STME-A14Z) | 1000 | 4.5% | 955
Olympus America Inc. | OTH-UK-A14Y-CH | UK-A14Y-CH; BX3 incubator for 5%CO2 | 6000 | 4.5% | 5730
Olympus America Inc. | OTH-UK-A14Y-CONFF | UK-A14Y-CONFF; Temp. Feedback Controller for UK-A14Y-CH | 7000 | 4.5% | 6685
Olympus America Inc. | OTH-UK-B14G | UK-B14G;CUSTOMIZED PERFUSION HOLDER FOR 60MM DISH | 1000 | 4.5% | 955
Olympus America Inc. | OTH-UK-CH | UK-CH; Chamber Unit only for INUG2F-UK system | 7800 | 4.5% | 7449
Olympus America Inc. | OTH-UK-FNS | UK-FNS;INSERT FOR BX3-SSU OR PRIOR FOR INUG2AF-UK (BXWI) | 500 | 4.5% | 477.5
Olympus America Inc. | OTH-UKREPAIR | UK-REPAIR; Repair fee for top heater | 1100 | 0% | 1100
Olympus America Inc. | OTH-UK-STD | UK-STD;110MM ROUND REPLACE INSERT FOR INUG2AF-UK (BXWI) | 500 | 4.5% | 477.5
Olympus America Inc. | OTH-UNI-SP | UNI-SP; Replacement Thermoplate for Stereo stages 400x175mm | 1800 | 4.5% | 1719
Olympus America Inc. | OTH-UNIV2B13 | UNIV2-B13II:WSKM DISH ATTACHMENT FOR TWO 1"X3" GLASS SLIDE | 1000 | 4.5% | 955
Olympus America Inc. | OTH-UNIV2-B16Z | UNIV2-B16Z; Customized holder for Ibidi micro-slide | 900 | 0% | 900
Olympus America Inc. | OTH-UNIV2-CUST | UNIV2-CUST-HD;CUSTOMIZED PERFUSION HOLDER FOR H117 | 800 | 4.5% | 764
Olympus America Inc. | OTH-UNIV2-D35 | UNIV2-D35;HOLDER, 35MM DISHES; WSKM, WDS, WDSMP | 600 | 4.5% | 573
Olympus America Inc. | OTH-UPMO | INUF-UPMO; Upright MPE for Heat Only | 26000 | 4.5% | 24830
Olympus America Inc. | OTH-UPMO-F1 | INUF-UPMO-F1; Upright MPE for 5% CO2 | 26500 | 4.5% | 25307.5
Olympus America Inc. | OTH-WSKMA13F | WSKM-A13F;DISHLID&ATTACH.FOR MATEK6PCS | 1500 | 4.5% | 1432.5
Olympus America Inc. | OTH-WSKMA13H | WSKM-A13H;3-PORT PERF. LID FOR MEDIA & DRUG-2 EACH | 525 | 4.5% | 501.375
Olympus America Inc. | OTH-WSKMA13I | WSKM-A13I;2-PORT PERF. LID FOR MEDIA EXCHANGE-1 EACH | 525 | 4.5% | 501.375
Olympus America Inc. | OTH-WSKMA13J | WSKM-A13J;3 PORT PERF. LID FOR MEDIA AND SENSOR 1 EACH | 525 | 4.5% | 501.375
Olympus America Inc. | OTH-WSKMC14P | INUBTFP-WSKM-F1-C14P; 5% CO2 for H107 stage | 18500 | 4.5% | 17667.5
Olympus America Inc. | OTH-WSKM-C16B | WSKM-C16B; Customized holder for ibidi 35mm dish x 6pc | 600 | 4.5% | 573
Olympus America Inc. | OTH-WSKMCCC | INUBH-WSKM;CONTINUOUS.CURRENT.WSKM TEMP ONLY W/OTH-W-200F | 16000 | 4.5% | 15280
Olympus America Inc. | OTH-WSKMCCCF | INUBH-WSKM-F1;C. CUR.WSKM TEMP ONLY W/OTH-W-200F&ANAFLOWMET | 16500 | 4.5% | 15757.5
Olympus America Inc. | OTH-WSKMCCCG | INUBG2H-WSKM;CONTINUOUS.CUR.W SKM TEMP&GAS MXR.W/OTH-W-200F | 23000 | 4.5% | 21965
Olympus America Inc. | OTH-WSKM-CUST | WSKM-CUST-SP;CUSTOMIZATION OF WSKM CHAMBER | 1000 | 4.5% | 955
Olympus America Inc. | OTH-WSKMF116 | INUBTFP-WSKM-F1-16;WSKM W/ACCESS PORTS(REQUIRES OTH-CUSTOM) | 14500 | 4.5% | 13847.5
Olympus America Inc. | OTH-WSKMF120 | INUBTFP-WSKM-F1-12;WSKM W/ACCESS PORTS(REQUIRES OTH-CUSTOM) | 14500 | 4.5% | 13847.5
Olympus America Inc. | OTH-WSKM-F13 | INUBTFP-WSKM-F1-3; 160X110MM,35MM DISH,3-port,5%CO2 | 15500 | 4.5% | 14802.5
Olympus America Inc. | OTH-WSKMF18 | INUBTFP-WSKM-18; WSKM18PORTS,C NTRL,PREMX,W-200F | 18000 | 4.5% | 17190
Olympus America Inc. | OTH-WSKMF18F1 | INUBTFP-WSKM-18-F1; WSKM18PORTS,C NTRL,ANA-MTR,PREMX,W-200F | 18500 | 4.5% | 17667.5
Olympus America Inc. | OTH-WSKM-NH | WSKM-NH; Non Heating WSKM chamber unit | 3000 | 4.5% | 2865
Olympus America Inc. | OTH-WSKM-PS | WSKM-PS; PERFUSION SPACER FOR WSKM | 880 | 4.5% | 840.4
Olympus America Inc. | OTH-WSKM-RP | WSKM-SP; Replacement heated top plate for WSKM | 700 | 4.5% | 668.5
Olympus America Inc. | OTH-WSKM-RP-C | Repair of WSKM top heater | 500 | 4.5% | 477.5
Olympus America Inc. | OTH-WSKMSOXX | WSKM-SO-XX; SPECIFY # OF PORTS,XX=# OF PORTS | 1000 | 4.5% | 955
Olympus America Inc. | OTH-WSKM-SP | WSKM-SP; Replacement heated top plate for WSKM | 1500 | 4.5% | 1432.5
Olympus America Inc. | OTH-ZAP-CH | ZAP-CH; IX3 Chamber for Ludl/PI Piezo for 5%CO2 (Requires OTH-ZAP-CONFF) | 9300 | 4.5% | 8881.5
Olympus America Inc. | OTH-ZAP-CONFF | ZAP-CONFF; Temp. Feedback Controller for ZAP-CH | 6000 | 4.5% | 5730
Olympus America Inc. | OTH-ZILCS-A17A | ZILCS-A17A; Customized Stage Top Incubator,Top Heater | 2000 | 4.5% | 1910
Olympus America Inc. | OTH-ZILCS-H | ZILCS-H; ZILCS Chamber Unit only | 8000 | 4.5% | 7640
Olympus America Inc. | OTH-ZILCSHP | INUB-ZILCS-BP-F1-H1R;ZILCS SYS.W/ACC.PRTS,KSZILCSD35&INJ. | 12800 | 4.5% | 12224
Olympus America Inc. | OTH-ZILCS-RP | ZILCS-RP;REPAIR BROKEN GLASS TOP OF ZILCS | 760 | 4.5% | 725.8
Olympus America Inc. | OTH-ZILCS-TP | ZILCS-TP;ZILCS REPLACEMENT TOP PLATE ONLY | 1400 | 0% | 1400
Olympus America Inc. | OTMC-1441785 | 14-417-85; Micro-g Modular Post Mount Support for OTMC-784-SPECIAL | 3495 | 0% | 3495
Olympus America Inc. | OTMC-14-OPTION | 14-OPTION; Retracable Casters for OTMC-1441785 | 495 | 0% | 495
Olympus America Inc. | OTMC-6320031 | 63-20031-01; Repair kit for TMC table, Tension arms | 120 | 0% | 120
Olympus America Inc. | OTMC-6326119 | 63-26119-01;FRAME FOR 47x35TABLE | 3250 | 0% | 3250
Olympus America Inc. | OTMC-6328089 | 63-28089-01;HI PERF LAB TABLE, 34X48",MICRO-G GIMBAL,NO TOP | 3390 | 0% | 3390
Olympus America Inc. | OTMC-6332204 | 63-32204-01;33"X40",2"SSTOP W/ 7"SQUARE HOLE FOR IX2 BTTM POR | 4280 | 0% | 4280
Olympus America Inc. | OTMC-633980201 | 633980201;30X30 WITH ARM RSTS, FRNT SUPRT BAR,CASTERS & ONTRK | 4735 | 0% | 4735
Olympus America Inc. | OTMC-636090E | 63-6090E; 600x900mm CLEANBENCH W/1/4-20 HOLES ON 1" SPACING | 4345 | 0% | 4345
Olympus America Inc. | OTMC-636090F | 63-6090F; 600x900mm CLEANBENCH Frame, REQ TOP | 3295 | 0% | 3295
Olympus America Inc. | OTMC-636090M | 63-6090M; 600x900mm CLEANBENCH W/M6 HOLES on 25 mm SPACING | 4345 | 0% | 4345
Olympus America Inc. | OTMC-636090S | 63-6090S; 600x900mm CLEANBENCH, SMOOTH TOP | 3610 | 0% | 3610
Olympus America Inc. | OTMC-637512E | 63-7512E; 750x1200mm CLEANBENCH W/1/4-20 HOLES ON 1" SPACING | 4830 | 0% | 4830
Olympus America Inc. | OTMC-637512F | 63-7512F; 750x1200mm CLEANBENCH Frame, REQ TOP | 3445 | 0% | 3445
Olympus America Inc. | OTMC-637512M | 63-7512M; 750x1200mm CLEANBENCH W/M6 HOLES on 25 mm SPACING | 4830 | 0% | 4830
Olympus America Inc. | OTMC-637512S | 63-7512S; 750x1200mm CLEANBENCH, SMOOTH TOP | 3845 | 0% | 3845
Olympus America Inc. | OTMC-637515E | 63-7515E; 750x1500mm CLEANBENCH W/1/4-20 HOLES ON 1" SPACING | 5140 | 0% | 5140
Olympus America Inc. | OTMC-637515M | 63-7515M; 750x1500mm CLEANBENCH W/M6 HOLES on 25 mm SPACING | 5140 | 0% | 5140
Olympus America Inc. | OTMC-637515S | 63-7515S; 750x1500mm CLEANBENCH, SMOOTH TOP | 3965 | 0% | 3965
Olympus America Inc. | OTMC-637575E | 63-7575E; 750x750mm CLEANBENCH W/1/4-20 HOLES ON 1" SPACING | 4385 | 0% | 4385
Olympus America Inc. | OTMC-637575F | 63-7575F; 750x750mm CLEANBENCH Frame, REQ TOP | 3295 | 0% | 3295
Olympus America Inc. | OTMC-637575M | 63-7575M; 750x750mm CLEANBENCH W/M6 HOLES on 25 mm SPACING | 4385 | 0% | 4385
Olympus America Inc. | OTMC-637575S | 63-7575S; 750x750mm CLEANBENCH, SMOOTH TOP | 3620 | 0% | 3620
Olympus America Inc. | OTMC-637590E | 63-7590E; 750x900mm CLEANBENCH W/1/4-20 HOLES ON 1" SPACING | 4535 | 0% | 4535
Olympus America Inc. | OTMC-637590F | 63-7590F; 750x900mm CLEANBENCH Frame, REQ TOP | 3345 | 0% | 3345
Olympus America Inc. | OTMC-637590M | 63-7590M; 750x900mm CLEANBENCH W/M6 HOLES on 25 mm SPACING | 4535 | 0% | 4535
Olympus America Inc. | OTMC-637590S | 63-7590S; 750x900mm CLEANBENCH, SMOOTH TOP | 3700 | 0% | 3700
Olympus America Inc. | OTMC-639012E | 63-9012E; 900x1200mm CLEANBENCH W/1/4-20 HOLES ON 1" SPACING | 5120 | 0% | 5120
Olympus America Inc. | OTMC-639012F | 63-9012F; 900x1200mm CLEANBENCH Frame, REQ TOP | 3475 | 0% | 3475
Olympus America Inc. | OTMC-639012M | 63-9012M; 900x1200mm CLEANBENCH W/M6 HOLES on 25 mm SPACING | 5120 | 0% | 5120
Olympus America Inc. | OTMC-639012S | 63-9012S; 900x1200mm CLEANBENCH, SMOOTH TOP | 4015 | 0% | 4015
Olympus America Inc. | OTMC-639015E | 63-9015E; 900x1500mm CLEANBENCH W/1/4-20 HOLES ON 1" SPACING | 5450 | 0% | 5450
Olympus America Inc. | OTMC-639015F | 63-9015F; 900x1500mm CLEANBENCH Frame, REQ TOP | 3475 | 0% | 3475
Olympus America Inc. | OTMC-639015M | 63-9015M; 900x1500mm CLEANBENCH W/M6 HOLES on 25 mm SPACING | 5450 | 0% | 5450
Olympus America Inc. | OTMC-639015S | 63-9015S; 900x1500mm CLEANBENCH, SMOOTH TOP | 4160 | 0% | 4160
Olympus America Inc. | OTMC-639090E | 63-9090E; 900x900mm CLEANBENCH W/1/4-20 HOLES ON 1" SPACING | 4720 | 0% | 4720
Olympus America Inc. | OTMC-639090F | 63-9090F; 900x900mm CLEANBENCH Frame, REQ TOP | 3395 | 0% | 3395
Olympus America Inc. | OTMC-639090M | 63-9090M; 900x900mm CLEANBENCH W/M6 HOLES on 25 mm SPACING | 4720 | 0% | 4720
Olympus America Inc. | OTMC-639090S | 63-9090S; 900x900mm CLEANBENCH, SMOOTH TOP | 3795 | 0% | 3795
Olympus America Inc. | OTMC-7217132 | 72-17132-04; STAINLESS STEEL LAMINATE TOP | 885 | 0% | 885
Olympus America Inc. | OTMC-7511302 | 75SSC-113-02; LIGHTWEIGHT BREADBOARD 23 X 23 1/4-20 | 905 | 0% | 905
Olympus America Inc. | OTMC-7511312 | 75SSC-113-12; 23"X23" SS BREADBOARD ONLY, M6/25 HOLES | 905 | 0% | 905
Olympus America Inc. | OTMC-7511902 | 75SSC-119-02; LIGHTWEIGHT BREADBOARD 23 X 47-1/4-20 | 1230 | 0% | 1230
Olympus America Inc. | OTMC-77107 | 77-107-02R; 12X242" SS BREADBOARD W/1/4-20 HOLES 1" CENTER | 940 | 0% | 940
Olympus America Inc. | OTMC-781449Q | 781-449-02R; LAB TABLE 8" THICK TOP 40"X60",1/4-20 | 3625 | 0% | 3625
Olympus America Inc. | OTMC-781451 | 781-451-02R; 48X72X2"SS BREADBOARD W1/4-20 HOLES 1" CENTER | 4125 | 0% | 4125
Olympus America Inc. | OTMC-78249 | 78-249-02R; 48X60X4" SS BREADBOARD W/1/4-20 HOLES 1" CENTER | 3555 | 0% | 3555
Olympus America Inc. | OTMC-78251 | 78-251-02R; 48X72X4" SS BREADBOARD W/1/4-20 HOLES 1" CENTER | 4095 | 0% | 4095
Olympus America Inc. | OTMC-7825102 | 78-251-02R; 48X72X4" SS BREADBOARD W/1/4-20 HOLES 1" CENTER | 4095 | 0% | 4095
Olympus America Inc. | OTMC-784-SPECIAL | 784-SPECIAL; Performance Series CleanTop 42X84X8" W/1/4-20 countersunk and tapped holes 1" | 4995 | 0% | 4995
Olympus America Inc. | OTMC-78-OPTION | 78-OPTION; DoubleDensity Holes in 42x84" table surface | 650 | 0% | 650
Olympus America Inc. | OTMC-8123101 | 81-231-01; OVERHEAD SHELF 6' W/OUTLET | 1695 | 0% | 1695
Olympus America Inc. | OTMC-8123601 | 81-236-01; OVERHEAD SHELF ACCESSORIES/6' | 905 | 0% | 905
Olympus America Inc. | OTMC-8130112 | 81-301-12; FRONT SUPPORT BAR FOR 1200MM WIDE TABLE | 200 | 0% | 200
Olympus America Inc. | OTMC-8130115 | 81-301-15; FRONT SUPPORT BAR FOR 1500MM WIDE TABLE | 205 | 0% | 205
Olympus America Inc. | OTMC-8130175 | 81-301-75; FRONT SUPPORT BAR FOR 750MM WIDE TABLE | 180 | 0% | 180
Olympus America Inc. | OTMC-8130190 | 81-301-90; FRONT SUPPORT BAR FOR 900MM WIDE TABLE | 190 | 0% | 190
Olympus America Inc. | OTMC-8130212 | 81-302-12; REAR SUPPORT BAR FOR 1200MM WIDE TABLE | 200 | 0% | 200
Olympus America Inc. | OTMC-8130215 | 81-302-15; REAR SUPPORT BAR FOR 1500MM WIDE TABLE | 205 | 0% | 205
Olympus America Inc. | OTMC-8130275 | 81-302-75; REAR SUPPORT BAR FOR 750MM WIDE TABLE | 180 | 0% | 180
Olympus America Inc. | OTMC-8130290 | 81-302-90; REAR SUPPORT BAR FOR 900MM WIDE TABLE | 190 | 0% | 190
Olympus America Inc. | OTMC-8130301 | 81-303-01; ARM REST FOR FRONT SUPPORT BAR QTY-1 (NEED 2) | 60 | 0% | 60
Olympus America Inc. | OTMC-8130302 | 81-303-02; ARM REST FOR PERIMETER ENCLOSURES QTY-1 (NEED 2) | 60 | 0% | 60
Olympus America Inc. | OTMC-8131101 | 81-311-01; Sliding shelf – 150x600mm, 6 in. w | 75 | 0% | 75
Olympus America Inc. | OTMC-8131102 | 81-311-02; Sliding shelf – 150x750mm, 6 in. w | 80 | 0% | 80
Olympus America Inc. | OTMC-8131103 | 81-311-03; Sliding shelf – 150x900mm, 6 in. w | 85 | 0% | 85
Olympus America Inc. | OTMC-8131201 | 81-312-01; Sliding shelf – 250x600mm, 10 in. w | 105 | 0% | 105
Olympus America Inc. | OTMC-8131202 | 81-312-02; Sliding shelf – 250x750mm, 10 in. w | 130 | 0% | 130
Olympus America Inc. | OTMC-8131203 | 81-312-03; Sliding shelf – 250x900mm, 10 in. w | 155 | 0% | 155
Olympus America Inc. | OTMC-8131301 | 81-313-01; Sliding shelf – 350x600mm, 4 in. w | 150 | 0% | 150
Olympus America Inc. | OTMC-8131302 | 81-313-02; Sliding shelf – 350x750mm, 4 in. w | 185 | 0% | 185
Olympus America Inc. | OTMC-8131303 | 81-313-03; Sliding shelf – 350x900mm, 4 in. w | 185 | 0% | 185
Olympus America Inc. | OTMC-8131401 | 81-314-01; Sliding shelf – 500x600mm, 20 in. w | 185 | 0% | 185
Olympus America Inc. | OTMC-8131402 | 81-314-02; Sliding shelf – 500x750mm, 20 in. w | 240 | 0% | 240
Olympus America Inc. | OTMC-8131403 | 81-314-03; Sliding shelf – 500x900mm, 20 in. w | 300 | 0% | 300
Olympus America Inc. | OTMC-8132501 | 81-325-01; Subshelf for 600mm wide Table | 185 | 0% | 185
Olympus America Inc. | OTMC-8132502 | 81-325-02; Subshelf for 750mm wide Table | 190 | 0% | 190
Olympus America Inc. | OTMC-8132503 | 81-325-03; Subshelf for 900mm wide Table | 195 | 0% | 195
Olympus America Inc. | OTMC-8132504 | 81-325-04; Subshelf for 1200/1500mm wide Table | 200 | 0% | 200
Olympus America Inc. | OTMC-8132704 | 81-327-04; SLIDING SHELF FOR 750x1200mm PERIMETER ENCLOSURE | 140 | 0% | 140
Olympus America Inc. | OTMC-8132706 | 81-327-06; SLIDING SHELF FOR 900x1200mm PERIMETER ENCLOSURE | 155 | 0% | 155
Olympus America Inc. | OTMC-8133204 | 81-332-04; SLIDING SIDE SHELF 8x30" DEEP TABLES | 140 | 0% | 140
Olympus America Inc. | OTMC-8133206 | 81-332-06; SLIDING SIDE SHELF 8x36" DEEP TABLES | 160 | 0% | 160
Olympus America Inc. | OTMC-8133303 | 81-333-03; FARRADAY CAGE FOR 750X900mm TABLE, REQ Full ENCL | 1650 | 0% | 1650
Olympus America Inc. | OTMC-8133304 | 81-333-04; FARRADAY CAGE FOR 750X1200mm TABLE, REQ Full ENCL | 1780 | 0% | 1780
Olympus America Inc. | OTMC-8133306 | 81-333-06; FARRADAY CAGE FOR 900X1200mm TABLE, REQ Full ENCL | 1915 | 0% | 1915
Olympus America Inc. | OTMC-8133390 | 81-333-90; FARRADAY CAGE FOR 900X900mm TABLE, REQ Full ENCL | 1780 | 0% | 1780
Olympus America Inc. | OTMC-8133403 | 81-334-03; BenchTop Faraday Cage for 750x900mm tables | 1860 | 0% | 1860
Olympus America Inc. | OTMC-8133503 | 81-335-03; UPPER SHELF FOR FARADAY CAGE U-SHAPED for 750/900x900mm TABLE | 265 | 0% | 265
Olympus America Inc. | OTMC-8133504 | 81-335-04; UPPER SHELF FOR FARADAY CAGE U-SHAPED for 750/900x1200mm TABLE | 295 | 0% | 295
Olympus America Inc. | OTMC-8134003 | 81-340-03; SPACE SAVER BASIC SYSTEM, 30X36 | 1135 | 0% | 1135
Olympus America Inc. | OTMC-8134004 | 81-340-04; SPACE SAVER BASIC SYSTEM, 30X48 | 1135 | 0% | 1135
Olympus America Inc. | OTMC-8134006 | 81-340-06; SPACE SAVER BASIC SYSTEM, 36X48 | 1135 | 0% | 1135
Olympus America Inc. | OTMC-8134106 | 81-341-06; TOP SHELF SPACE SAVER SYSTEM, 36X48 | 465 | 0% | 465
Olympus America Inc. | OTMC-8134202 | 81-342-02; MONITOR SUPPORT SPACE SAVER SYSTEM, 36X48 | 360 | 0% | 360
Olympus America Inc. | OTMC-8134301 | 81-343-01; KEYBOARD TRAY SPACE SAVER SYSTEM, 36X48 | 115 | 0% | 115
Olympus America Inc. | OTMC-8134401 | 81-344-01; POWER STRIP KIT FOR SPACE SAVER | 95 | 0% | 95
Olympus America Inc. | OTMC-8134601 | 81-346-01; KIT TO MOUNT FRNT OR REAR SUPPRT BAR | 65 | 0% | 65
Olympus America Inc. | OTMC-816090 | 81-6090; Full enclosure for 600x900mm CleanBench | 245 | 0% | 245
Olympus America Inc. | OTMC-817512 | 81-7512; Full enclosure for 750x1200mm CleanBench | 315 | 0% | 315
Olympus America Inc. | OTMC-817575 | 81-7575; Full enclosure for 750x750mm CleanBench | 245 | 0% | 245
Olympus America Inc. | OTMC-817590 | 81-7590; Full enclosure for 750x900mm CleanBench | 310 | 0% | 310
Olympus America Inc. | OTMC-819012 | 81-9012; Full enclosure for 900x1200mm CleanBench | 330 | 0% | 330
Olympus America Inc. | OTMC-819090 | 81-9090; Full enclosure for 900x900mm CleanBench | 315 | 0% | 315
Olympus America Inc. | OTMC-8301401 | 83-014-01; RETRACTABLE CASTERS, SET OF 4 | 525 | 0% | 525
Olympus America Inc. | OTMC-8310201 | 83-102-01; Floor Restraint Brackets | 85 | 0% | 85
Olympus America Inc. | OTMC-90530 | 90-530; ONTRAK PACKING SYSTEM FOR 30"X36" TABLES | 445 | 0% | 445
Olympus America Inc. | OTMC-906090 | 90-6090; ONTRAK PACKING SYSTEM FOR 600x900mm TABLES | 420 | 0% | 420
Olympus America Inc. | OTMC-907512 | 90-7512; ONTRAK PACKING SYSTEM FOR 750x1200mm TABLES | 470 | 0% | 470
Olympus America Inc. | OTMC-907515 | 90-7515; ONTRAK PACKING SYSTEM FOR 750x1500mm TABLES | 470 | 0% | 470
Olympus America Inc. | OTMC-907590 | 90-7590; ONTRAK PACKING SYSTEM FOR 750x900mm TABLES | 450 | 0% | 450
Olympus America Inc. | OTMC-909012 | 90-9012; ONTRAK PACKING SYSTEM FOR 900x1200mm TABLES | 490 | 0% | 490
Olympus America Inc. | OTMC-909015 | 90-9015; ONTRAK PACKING SYSTEM FOR 900x1500mm TABLES | 490 | 0% | 490
Olympus America Inc. | OTMC-909090 | 90-9090; ONTRAK PACKING SYSTEM FOR 900x900mm TABLES | 450 | 0% | 450
Olympus America Inc. | OTMC-LV200 | 63-42189-01; HPLAB TABLE/SS LAM TOP 30X30 w/8" hole for LV200 | 4119 | 0% | 4119
Olympus America Inc. | OTP-L-CD | ICHROME MLE Laser combiner. High-power 3-line: 488D/100mW, 561/100mW, 640D/100mW | 66760 | 4.5% | 63755.8
Olympus America Inc. | OTP-LFAOL | ICHROME MLE Laser combiner. Standard 4-Line: 405D/50mW, 488D/40mW, 561/30mW, 640D/50mW | 53360 | 4.5% | 50958.8
Olympus America Inc. | OTP-LFAOLH | ICHROME MLE Laser combiner. High-power 4-Line: 405D/100mW, 488D/100mW, 561/100mW, 640D/70mW | 69360 | 4.5% | 66238.8
Olympus America Inc. | OTP-RFIBER | Replacement fiber for MLE | 3900 | 4.5% | 3724.5
Olympus America Inc. | OUNIB-01 | LS6S2T1;UNIBLITZ SHUTTER,APERTURE 6MM | 1027 | 4.5% | 980.785
Olympus America Inc. | OUNIB-01Z | LS6S2Z1; UNIBLITZ SHUTTER, APERTURE 6MM, AL/BE BLADES | 1267 | 4.5% | 1209.985
Olympus America Inc. | OUNIB-075 | CS25S3T0-24; 25MM SHUTTER, #3CASE, TEFL.BLADE, C-MNT | 1560 | 4.5% | 1489.8
Olympus America Inc. | OUNIB-076 | CS35S3T0-24; 35MM SHUTTER, #3CASE, TEFL.BLADE, IX/BX type | 1190 | 0% | 1190
Olympus America Inc. | OUNIB-08 | VS25S2ZMIR3-24;25 MM UNIBLITZ SHTR, SYNC, HI TEMP, BX MOUNT | 1355 | 0% | 1355
Olympus America Inc. | OUNIB-10F | VS35S2ZM1R3-24; VS series 35 mm aperture shutter for fluorescence pathway. Req. controller and serial cable | 1585 | 0% | 1585
Olympus America Inc. | OUNIB-10T | VS35S2ZM1-24; VS series 35 mm aperture shutter for transmitted pathway. Req. controller and serial cable | 1435 | 0% | 1435
Olympus America Inc. | OUNIB-11 | VMM-D3;CONTROLLER FOR UNIBLITZ SHUTTER;THREE CHANNEL | 2554 | 4.5% | 2439.07
Olympus America Inc. | OUNIB-13 | VCM-D1;CONTROLLER FOR UNIBLITZ SHUTTER;SINGLE CHANNEL | 1025 | 0% | 1025
Olympus America Inc. | OUNIB-14 | VMM-D4;CONTROLLER FOR UNIBLITZ SHUTTER;4 CHANNEL | 2554 | 4.5% | 2439.07
Olympus America Inc. | OUNIB-50 | 910RS;CONNECTION CABLE BETWEEN VMM-D1 AND COMPUTER RS232 | 147 | 4.5% | 140.385
Olympus America Inc. | OUNIB-51 | 910RJF;ADAPTER BETWEEN 810RJ CABLE AND COMPUTER RS232 | 87 | 4.5% | 83.085
Olympus America Inc. | OUNIB-55 | 710R REMOTE TRIGGER CABLE WITH BUTTON, 10FT | 110 | 0% | 110
Olympus America Inc. | OUNIB-56 | 710R/F; Foot switch for Uniblitz VS series shutters | 160 | 0% | 160
Olympus America Inc. | OUNIB-57 | 710A;710A REPLACEMENT CABLE VCM-D1,VDM1000, AND VDM1000B | 147 | 4.5% | 140.385
Olympus America Inc. | OUNIB-59 | 710C; REPLACEMENT CABLE VMM-T1, VMM-D3, AND VMM-D4 | 120 | 4.5% | 114.6
Olympus America Inc. | OUNIB-60 | 810RJ; 8-PIN RJ45 CABLE FOR CONNECTION TO RJ45,FOR SERIAL | 125 | 0% | 125
Olympus America Inc. | OUNIB-75 | LS3S2ZM1-24;UNIBLITZ LASER SHTR 3MM APTR HSING, ZM COAT F/BX | 1747 | 4.5% | 1668.385
Olympus America Inc. | OUNIB-80 | 810RJ; RJ45-TO-RJ45 CBL W/RS23 2 ADPTR, CNNCTS VCM-D1 TO PC | 167 | 4.5% | 159.485
Olympus America Inc. | OUNIB-LS3S2T1 | LS3S2T1; 3mm Laser Shutter w/Teflon blades | 780 | 4.5% | 744.9
Olympus America Inc. | OUS-1000060 | 1000060/BLC; 120V 30W HAL BULB, 50HR | 6 | 4.5% | 5.73
Olympus America Inc. | OUS-1000297 | 1000297/EJA; 21V 150W HAL bulb 40HR | 17 | 4.5% | 16.235
Olympus America Inc. | OUS-1000306 | 1000306/EKE; 21V 150W HAL BULB, 200HR | 13 | 4.5% | 12.415
Olympus America Inc. | OUS-1000490 | 1000490/FCR; 12V 100W HAL Bulb 50HR | 7 | 4.5% | 6.685
Olympus America Inc. | OUS-1000531 | 1000531/FHD/ESA; 6V 10W HAL bulb 100HR | 7 | 4.5% | 6.685
Olympus America Inc. | OUS-1000532 | 1000532/ESB/FHE; 6V 20W HAL bulb 100HR | 7 | 4.5% | 6.685
Olympus America Inc. | OUS-1000932 | 1000932/JCR/MR11; 6V 15W HAL bulb 500HR | 17 | 4.5% | 16.235
Olympus America Inc. | OUS-5000274 | 5000274/USH-102DH; 100W HG bulb, 200HR | 228 | 4.5% | 217.74
Olympus America Inc. | OUS-5000323 | 5000323/UXL-150M-O; 150W XE bulb, 200HR | 360 | 4.5% | 343.8
Olympus America Inc. | OUS-5000371 | 5000371/UXL-75XE; 75W XE bulb, 200HR | 327 | 4.5% | 312.285
Olympus America Inc. | OV10-XL150XE | CXL-150XEB;150W XENON BURNER FOR OV100 | 1539 | 4.5% | 1469.745
Olympus America Inc. | OVI05015H | Industry +3 SMS licenses | 14688 | 4.5% | 14027.04
Olympus America Inc. | OVI-1000 | 1000; Visiopharm Author Software | 33000 | 0% | 33000
Olympus America Inc. | OVI-1000-EDU | 1000-EDU; Visiopharm Author (Educational) Software | 28050 | 0% | 28050
Olympus America Inc. | OVI-1000-EDU-SL | 1000-EDU-SL; Visiopharm Side License, Author (Educational) Software | 14025 | 0% | 14025
Olympus America Inc. | OVI-1000-SL | 1000-SL; Visiopharm Side License, Author Software | 16500 | 0% | 16500
Olympus America Inc. | OVI-1001 | 1001; Visiopharm Engine Software | 13750 | 0% | 13750
Olympus America Inc. | OVI-1001-EDU | 1001-EDU; Visiopharm Engine (Educational) Software | 11688 | 0% | 11688
Olympus America Inc. | OVI-1001-EDU-SL | 1001-EDU-SL; Visiopharm Side License, Engine (Educational) Software | 5844 | 0% | 5844
Olympus America Inc. | OVI-1001-SL | 1001-SL; Visiopharm Side License, Engine Software | 6875 | 0% | 6875
Olympus America Inc. | OVI-1002 | 1002; Visiopharm Tissuealign Software | 22000 | 0% | 22000
Olympus America Inc. | OVI-1002-EDU | 1002-EDU; Visiopharm Tissuealign (Educational) Software | 18700 | 0% | 18700
Olympus America Inc. | OVI-1002-EDU-SL | 1002-EDU-SL; Visiopharm Side License, Tissuealign (Educational) Software | 9350 | 0% | 9350
Olympus America Inc. | OVI-1002-SL | 1002-SL; Visiopharm Side License, Tissuealign Software | 11000 | 0% | 11000
Olympus America Inc. | OVI-1003 | 1003; Visiopharm Tissuearray Software | 11000 | 0% | 11000
Olympus America Inc. | OVI-1003-EDU | 1003-EDU; Visiopharm Tissuearray (Educational) Software | 9350 | 0% | 9350
Olympus America Inc. | OVI-1003-EDU-SL | 1003-EDU-SL; Visiopharm Side License, Tissuearray (Educational) Software | 4675 | 0% | 4675
Olympus America Inc. | OVI-1003-SL | 1003-SL; Visiopharm Side License, Tissuearray Software | 5500 | 0% | 5500
Olympus America Inc. | OVI-1004 | 1004; Visiopharm Viewer Software | 3850 | 0% | 3850
Olympus America Inc. | OVI-1004-EDU | 1004-EDU; Visiopharm Viewer (Educational) Software | 3273 | 0% | 3273
Olympus America Inc. | OVI-1004-EDU-SL | 1004-EDU-SL; Visiopharm Side License, Viewer (Educational) Software | 1637 | 0% | 1637
Olympus America Inc. | OVI-1004-SL | 1004-SL; Visiopharm Side License, Viewer Software | 1925 | 0% | 1925
Olympus America Inc. | OVI-1005 | Discontinued with no replacement | 2750 | 0% | 2750
Olympus America Inc. | OVI-1005-EDU | 1005-EDU; Visiopharm Viewer+ (Educational) Software | 2338 | 0% | 2338
Olympus America Inc. | OVI-1005-EDU-SL | 1005-EDU-SL; Visiopharm Side License, Viewer+ (Educational) Software | 1169 | 0% | 1169
Olympus America Inc. | OVI-1005-SL | 1005-SL; Visiopharm Side License, Viewer+ Software | 1375 | 0% | 1375
Olympus America Inc. | OVI-1007 | 1007; Visiopharm Connect Software | 550 | 0% | 550
Olympus America Inc. | OVI-1007-EDU | 1007-EDU; Visiopharm Connect (Educational) Software | 468 | 0% | 468
Olympus America Inc. | OVI-1007-EDU-SL | 1007-EDU-SL; Visiopharm Side License, Connect (Educational) Software | 234 | 0% | 234
Olympus America Inc. | OVI-1007-SL | 1007-SL; Visiopharm Side License, Connect Software | 275 | 0% | 275
Olympus America Inc. | OVI-1008 | Discontinued with no replacement | 16500 | 0% | 16500
Olympus America Inc. | OVI-1008-EDU | 1008-EDU; Visiopharm Stereology (Educational) Software | 14025 | 0% | 14025
Olympus America Inc. | OVI-1008-EDU-SL | 1008-EDU-SL; Visiopharm Side License, Stereology (Educational) Software | 7013 | 0% | 7013
Olympus America Inc. | OVI-1008-SL | 1008-SL; Visiopharm Side License, Stereology Software | 8250 | 0% | 8250
Olympus America Inc. | OVI-1009 | 1009; Visiopharm Virtual Software | 2750 | 0% | 2750
Olympus America Inc. | OVI-1009-EDU | 1009-EDU; Visiopharm Virtual (Educational) Software | 2338 | 0% | 2338
Olympus America Inc. | OVI-1009-EDU-SL | 1009-EDU-SL; Visiopharm Side License, Virtual (Educational) Software | 1169 | 0% | 1169
Olympus America Inc. | OVI-1009-SL | 1009-SL; Visiopharm Side License, Virtual Software | 1375 | 0% | 1375
Olympus America Inc. | OVI-1010 | 1010; Visiopharm Autodisector Software | 8250 | 0% | 8250
Olympus America Inc. | OVI-1010-EDU | 1010-EDU; Visiopharm Autodisector (Educational) Software | 7013 | 0% | 7013
Olympus America Inc. | OVI-1010-EDU-SL | 1010-EDU-SL; Visiopharm Side License, Tissuealign (Educational) Software | 3507 | 0% | 3507
Olympus America Inc. | OVI-1010-SL | 1010-SL; Visiopharm Side License, Tissuealign Software | 4125 | 0% | 4125
Olympus America Inc. | OVI-1011 | 1011; Visiopharm Proportionator Software | 11000 | 0% | 11000
Olympus America Inc. | OVI-1011-EDU | 1011-EDU; Visiopharm Proportionator (Educational) Software | 9350 | 0% | 9350
Olympus America Inc. | OVI-1011-EDU-SL | 1011-EDU-SL; Visiopharm Side License, Proportionator (Educational) Software | 4675 | 0% | 4675
Olympus America Inc. | OVI-1011-SL | 1011-SL; Visiopharm Side License, Proportionator Software | 5500 | 0% | 5500
Olympus America Inc. | OVI-1012 | 1012; Visiopharm Confocal Software | 18700 | 0% | 18700
Olympus America Inc. | OVI-1012-EDU | 1012-EDU; Visiopharm Confocal (Educational) Software | 15895 | 0% | 15895
Olympus America Inc. | OVI-1012-EDU-SL | 1012-EDU-SL; Visiopharm Side License, Confocal (Educational) Software | 7948 | 0% | 7948
Olympus America Inc. | OVI-1012-SL | 1012-SL; Visiopharm Side License, Confocal Software | 9350 | 0% | 9350
Olympus America Inc. | OVI-2100 | 2100; Visiopharm Installation | 2059 | 0% | 2059
Olympus America Inc. | OVI-2101 | 2101; Visiopharm Installation including Hardware or Server | 6471 | 0% | 6471
Olympus America Inc. | OVI-2103 | 2103; Visiopharm On-line, one-time software update and installation | 2471 | 0% | 2471
Olympus America Inc. | OVI-2200 | 2200; Visiopharm Basic SMS Academic (covers up to 3 licenses) | 4236 | 0% | 4236
Olympus America Inc. | OVI-2201 | 2201; Visiopharm Basic SMS academic (per license > 3 licenses) | 1412 | 0% | 1412
Olympus America Inc. | OVI-2202 | 2202; Visiopharm Basic SMS Company wide (covers up to 3 sites; unlimited licenses) | 16942 | 0% | 16942
Olympus America Inc. | OVI-2203 | 2203; Visiopharm Basic SMS Company wide (per site > 3 sites; unlimited licenses) | 4236 | 0% | 4236
Olympus America Inc. | OVI-2204 | 2204; Visiopharm Basic SMS Industry (covers up to 3 licenses) | 8471 | 0% | 8471
Olympus America Inc. | OVI-2205 | 2205; Visiopharm Basic SMS Industry (per license > 3 licenses) | 2824 | 0% | 2824
Olympus America Inc. | OVI-2206 | 2206; Visiopharm Basic SMS Institutionwide (covers up to 3 departments; unlimited licenses) | 8471 | 0% | 8471
Olympus America Inc. | OVI-2207 | 2207; Visiopharm Basic SMS Institutionwide (per department > 3 departments; unlimited licenses) | 2118 | 0% | 2118
Olympus America Inc. | OVI-2208 | 2208; Visiopharm Basic SMS Reinstatement Fee | 1412 | 0% | 1412
Olympus America Inc. | OVI-2400 | 2400; Visiopharm Professional online support (4 hours) | 1648 | 0% | 1648
Olympus America Inc. | OVI-2401 | 2401; Visiopharm Professional online support (8 hours) | 2589 | 0% | 2589
Olympus America Inc. | OVI-2407 | 2407; On-site installation and hands on training, 1 day (local): Installation and training provided by an Visiopharm specialist at the customer site. A workday is defined as 7 concecutive hours. | 2200 | 4.5% | 2101
Olympus America Inc. | OVI-2408 | 2408; Visiopharm On-site Installation and/or Training, 1 day | 7059 | 0% | 7059
Olympus America Inc. | OVI-2410 | 2410; Visiopharm On-site Installation and/or Training, each additional day | 2353 | 0% | 2353
Olympus America Inc. | OVI-4000 | 4000; Visiopharm APP Private: Custom & Configured | 11765 | 0% | 11765
Olympus America Inc. | OVI-4001 | 4001; Visiopharm APP Public: Custom & Configured | 5883 | 0% | 5883
Olympus America Inc. | OVP-04SI82363 | 04SI82363; Custom IX71TIRFM isolation platform | 2021 | 0% | 2021
Olympus America Inc. | OVP-18243070 | VIP320-1824-3070; TABLETOP ISOLATION PLATE, 18X24", 30-70lbs | 1943 | 0% | 1943
Olympus America Inc. | OVP-182450105 | VIP320-1824-50105; TABLETOP ISOLATION PLATE 18X24" 50-105lbs | 1943 | 0% | 1943
Olympus America Inc. | OVP-3200IX1D | VIP3200-Y-IX83 1 DK; VIP Plat, Cust IX83 One Deck Scope VIBe | 1721 | 0% | 1721
Olympus America Inc. | OVP-3200IX2D | VIP3200-Y-IX83 2 DK; VIP Plat, Cust IX83 Two Deck Scope VIBe | 1721 | 0% | 1721
Olympus America Inc. | OVP3200Y023A | VIBRATION ISO PLATFORM F/ OLY SZX9 MICROSCOPE 20-25 LBS | 1875 | 4.5% | 1790.625
Olympus America Inc. | OVP-320DSX | VIP320-1218-1555; BENCH TOP VIBRATION ISOLATE SYS.FOR DSX500 | 1859 | 4.5% | 1775.345
Olympus America Inc. | OVP-3672SGI | VIS3672-SG4-325A;Vis IsoStation 36x72x4" SG BB I-325 Iso | 5566 | 0% | 5566
Olympus America Inc. | OVP-ACWS | ACWS; Air Compressor, Low Noise, 110V | 663 | 0% | 663
Olympus America Inc. | OVP-FDC-3036 | VIS-FDC-3036; FARADAY CAGE 30X36, VIS | 2563 | 0% | 2563
Olympus America Inc. | OVP-INT2466 | INT2-46-6-A;Integrity 2 VCS, 4'x6'x6", Isolated | 5894 | 0% | 5894
Olympus America Inc. | OVP-L-001 | VIP32-L-001;BENCH TOP VIBRATION ISOLATE SYS FOR LEICA DML | 1755 | 4.5% | 1676.025
Olympus America Inc. | OVP-MINT368A | M-INT3-46-8-A; Tuned-Damped Table, 1200x1800x203mm, M6 Holes | 7813 | 4.5% | 7461.415
Olympus America Inc. | OVP-MSTUT2468 | M-ST-UT2-46-8; Tuned-Damped Table, 1200x1800x203mm, M6 Holes | 4821 | 0% | 4821
Olympus America Inc. | OVP-MVIS3030SG2325N | Vision IsoStation Table, 750x750x59mm SG Breadboard, No Isolators | 3694 | 4.5% | 3527.77
Olympus America Inc. | OVP-MVIS3036IG2125A | Vision IsoStation Table, 750x900x58mm IG Breadboard, I-125 Isolators | 3694 | 0% | 3694
Olympus America Inc. | OVP-MVIS3048IG2125A | Vision IsoStation Table, 750x1200x58mm IG Breadboard, I-125 Isolators | 3981 | 0% | 3981
Olympus America Inc. | OVP-OTS-HG-6 | OTS-HG-6; Guard Bar 60", 1800mm/6' long OTS System | 451 | 0% | 451
Olympus America Inc. | OVP-S2000A428 | S-2000A-428; 28" Isolators w/Auto Leveling, Set of 4 | 3712 | 0% | 3712
Olympus America Inc. | OVP-SSA-30 | VIS-SSA-30; VISION ADDITIONAL SIDE SHELF 30 | 225 | 0% | 225
Olympus America Inc. | OVP-SSH-30 | VIS-SSH-30; VISION SIDE SHELF 30 | 325 | 0% | 325
Olympus America Inc. | OVP-VIP3200-Y-011 | VIBRATION ISOLATION PLATFORM 24.5" X 12.75" | 2175 | 4.5% | 2077.125
Olympus America Inc. | OVP-VIS3048750 | VIS3048-IG2-125N; Iso Table 750x1200x58mm IG Bboard, No Iso | 2907 | 0% | 2907
Olympus America Inc. | OVP-VISFPA | VIS-FPA; FLAT PANEL MONITOR HOLDER | 409 | 4.5% | 390.595
Olympus America Inc. | OVP-VISHG48 | VIS-HG-48; Front Support Bar, Vision Isostation, 48 in | 231 | 4.5% | 220.605
Olympus America Inc. | OVP-VISSSH24 | VIS-SSH-24; Side Shelf with Vertical Supports, 24 in. | 300 | 4.5% | 286.5
Olympus America Inc. | OVP-XY-12181035 | BENCHTOP VIBRATION PLATFORM, 12X18IN, 10-35LBS | 1810 | 4.5% | 1728.55
Olympus America Inc. | OVP-XY16161570 | VIP320_1616_1570;TABLETOP ISOLATION SYSTEM, 19LX19WX2CH | 1850 | 4.5% | 1766.75
Olympus America Inc. | OVP-XY162540 | VIP32016162540;SQUARE VIBRATION PLATFORM | 1800 | 4.5% | 1719
Olympus America Inc. | OVP-XY2430-80200 | VIBRATION ISOLATION PLATFORM 24"X30" | 2425 | 4.5% | 2315.875
Olympus America Inc. | OVP-Y-003A | VIP3200-Y-003A:BENCH VIBR.SYS.FOR BX41/51/61 (40-50LBS) | 1950 | 4.5% | 1862.25
Olympus America Inc. | OVP-Y-003B | VIP3200-Y-003B:BENCH VIBR.SYS.FOR BX51/61 (50-75LBS) | 1950 | 4.5% | 1862.25
Olympus America Inc. | OVP-Y-004 | VIP3200-Y-004; VIP Platform Cust IX70 VIBe | 1690 | 0% | 1690
Olympus America Inc. | OVP-Y-005 | VIP-3200-Y-005; BENCH TOP ISOLATION SYSTEM F/GX51/71 | 1755 | 4.5% | 1676.025
Olympus America Inc. | OVP-Y-007 | VIP3200-Y-007:BENCH TOP VIBRATION ISOLATE SYS.FOR IX51-71-81 | 1950 | 4.5% | 1862.25
Olympus America Inc. | OVP-Y-007B | VIP3200-Y-007B; ISOLATION FOR IX2 (75 - 100 POUNDS) | 1950 | 4.5% | 1862.25
Olympus America Inc. | OVP-Y-010 | VIP3200-Y-010; BENCH TOP VIBRATION ISOLATE SYS FOR OLY LEXT | 1300 | 0% | 1300
Olympus America Inc. | OVP-Y-012 | VIP3200-Y-012; BENCH TOP VIBRATION ISOLATE SYS.FOR BX41/45 | 1950 | 4.5% | 1862.25
Olympus America Inc. | OVP-Y-013 | VIP3200-Y-013:BENCH TOP VIBRATION ISOLATE SYS.FOR BX/IX DSU | 1875 | 4.5% | 1790.625
Olympus America Inc. | OVP-Y-018A | VIP3200-Y-018A; BENCH VIBR.SYS.FOR MX61 (3 Bearings) | 1756 | 0% | 1756
Olympus America Inc. | OVP-Y-018AX4 | VIP3200-Y-018AX4; BENCH VIBR.SYS.FOR MX61 (4 Bearings) | 1756 | 0% | 1756
Olympus America Inc. | OVP-Y-018B | VIP3200-Y-018B; BENCH VIBR.SYS.FOR MX61L | 2036 | 0% | 2036
Olympus America Inc. | OVP-Y-018B | VIP3200-Y-018B; BENCH VIBR.SYS.FOR MX61L | 2036 | 0% | 2036
Olympus America Inc. | OVP-Y-020 | VIP3200-Y-020:BENCH TOP VIBRATION ISOLATE SYS.FOR IX2+TIRFM | 1755 | 4.5% | 1676.025
Olympus America Inc. | OVP-Y-022B | VIP3200-Y-022B;BENCH TOP VIBE ISOLATION SYS FOR BX51/61WI | 1875 | 4.5% | 1790.625
Olympus America Inc. | OVT-363030C | VIT2500-363030-C;VIBR.ISOL.TBL E;36HX30WX30H,REQS.LOAD P/N | 3625 | 0% | 3625
Olympus America Inc. | OVT-423030 | VIT2500-43030-C;42W30D30H ISOT ABLE CNTR MNT, REQS LOAD P/N | 4125 | 0% | 4125
Olympus America Inc. | OVT-723630C | VIT2500-723630-C;72W36D30H ISO TABLE CNTR MNT, REQS LOAD P/N | 5975 | 4.5% | 5706.125
Olympus America Inc. | OVT-ACC-001 | T2500-ACC-001; UPPER SHELF FOR TABLES 48" AND WIDER | 205 | 4.5% | 195.775
Olympus America Inc. | OVT-ACC-005 | T2500-ACC-005; CABLE MANAGEMENT FOR OVT | 75 | 4.5% | 71.625
Olympus America Inc. | OVT-ACC-006 | T2500-ACC-006; POWER STRIP FOR OVT | 150 | 4.5% | 143.25
Olympus America Inc. | OVT-ACC-007 | T2500-ACC-007; LOWER SHELF FOR TABLES 36" DEEP | 131 | 4.5% | 125.105
Olympus America Inc. | OVT-ACC-008R | T2500-ACC-008R; CPU SHELF,RIGHT SIDE MOUNTING | 60 | 4.5% | 57.3
Olympus America Inc. | OWI-242051 | 242051; Custom PM–7D/PM1–6 base plate design | 568 | 0% | 568
Olympus America Inc. | OWI-598382 | Becton Dickinson syringe, 60 cc, 40 per box | 32 | 0% | 32
Olympus America Inc. | OWI-610243 | Silicone Tubing Set, 1-Ch, 0.062 in ID Barbs, 86.00 0.8ml/hr, 5 pack | 85 | 0% | 85
Olympus America Inc. | OWI-640102 | 64-0102;SH-27B SOLUTION HEATER FOR HTR CONTROLLERS | 453 | 0% | 453
Olympus America Inc. | OWI-640103 | 64-0103; SF-28, SLOW FLOW SOLUTION HEATER, 2ML/MIN MAX | 515 | 0% | 515
Olympus America Inc. | OWI-640105 | 64-0105; SHM-8, Eight-Line Solution Heater | 1022 | 0% | 1022
Olympus America Inc. | OWI-640106 | 64-0106; CC-28 CABLE ASSMBLY FOR HEATER CONTROLLERS | 178 | 0% | 178
Olympus America Inc. | OWI-640107 | 64-0107; (TA-29) CABLE WITH BEAD THERMISTOR | 76 | 0% | 76
Olympus America Inc. | OWI-640110 | 640110; 35MM CULTURE DISH HEATER | 573 | 0% | 573
Olympus America Inc. | OWI-640134 | 64-0134; VC-64CS, Perfusion control sys, w/pinch valves,4 ch | 2029 | 0% | 2029
Olympus America Inc. | OWI-640135 | 64-0135; VC-66CS 6-CH PERFUSION VALVE CONTROL SYSTEM | 2311 | 0% | 2311
Olympus America Inc. | OWI-640138 | 64-0138;PERFUSION VLVE CONTROL SYS.W/TEFLON VALVE 5 CHANNEL | 2706 | 0% | 2706
Olympus America Inc. | OWI-640149 | 64-0149; (MSH/60M) Base for Syringe Sys, fits 60 cc syringe | 56 | 0% | 56
Olympus America Inc. | OWI-640155 | 64-0155; (MSH/60) addon for Syringe Sys, fits 60 cc syringe | 50 | 0% | 50
Olympus America Inc. | OWI-640162 | 64-0162; RS-1 SUPPORT STAND | 40 | 0% | 40
Olympus America Inc. | OWI-640163 | 64-0163; (SH-6/60) Syringe holder with six 60 cc syringes | 211 | 0% | 211
Olympus America Inc. | OWI-640165 | 64-0165; (SL-6) LUER STOPCOCK, 6/PK | 49 | 0% | 49
Olympus America Inc. | OWI-640174 | 64-0174;COMPLETE PREF VALVE CN TRL SYS. W/MINI VL VES, 6-CH | 2269 | 0% | 2269
Olympus America Inc. | OWI-640185 | 64-0185;VC-8P VALVE CONTROL SYSTEM W/PINCH VALVES 8 CH | 3286 | 0% | 3286
Olympus America Inc. | OWI-640190 | SHD-27LPKIT; Plastic slice holddown Kit for RC-27L and RC-29 | 316 | 0% | 316
Olympus America Inc. | OWI-640192 | 64-0192; (SHD-27H/2) SLICE ANCHOR FOR RC-27, 2MM SPACING | 63 | 0% | 63
Olympus America Inc. | OWI-640210 | 64-0210; (MP-6) MP Series perfusion manifold, 6 to 1 ports | 105 | 0% | 105
Olympus America Inc. | OWI-640212 | 64-0212; MPP-2, MP SERIES PERFUSION MANIFOLD, 2to1 PORTS | 105 | 0% | 105
Olympus America Inc. | OWI-640216 | 64-0216; (MPP-6) MPP Series perfusion manifold, 6 to 1 ports | 132 | 0% | 132
Olympus America Inc. | OWI-640217 | 64-0217; MPP-8 PERF MANIFLD MPP SERIES 1:8 | 145 | 0% | 145
Olympus America Inc. | OWI-640221 | 64-0221; (FR-55S) FLOW VALVE WITH ON-OFF SWITCH | 342 | 0% | 342
Olympus America Inc. | OWI-640224 | 64-0224; RC-21B, Large bath chamber, 260 µl volume, 22 mm square coverslip | 398 | 0% | 398
Olympus America Inc. | OWI-640228 | 64-0228; RECRDNG CHAMB F/TISSUE SLICE WITH SHD-22L/15 ANCHOR | 398 | 0% | 398
Olympus America Inc. | OWI-640229 | 64-0229;RC-22C RECRDG CHAMBER FOR SLICE WITH 64-0246 ANCHOR | 398 | 0% | 398
Olympus America Inc. | OWI-640232 | 64-0232; RC-25 RECORDING CHAMBER 12/13MM RND | 384 | 0% | 384
Olympus America Inc. | OWI-640233 | 64-0233; RC-25F, 15mm round coverslip recording chamber | 384 | 0% | 384
Olympus America Inc. | OWI-640234 | 64-0234; LARGE BATH RECORDING CHAMBER 150 L SERIES 20 CHMBR | 384 | 0% | 384
Olympus America Inc. | OWI-640235 | 64-0235 (RC-26G) LARGE BATH RECORDING CHAMBER, 180UL | 384 | 0% | 384
Olympus America Inc. | OWI-640236 | 64-0236; (RC-26GLP) LOW PROFILE LARGE BATH RECORDING CHAMBER | 384 | 0% | 384
Olympus America Inc. | OWI-640238 | 64-0238; (RC-27) RC-27 VERY LARGE BATH RECORDING CHAMBER | 418 | 0% | 418
Olympus America Inc. | OWI-640243 | 64-0243; EXCISED PATCH RECORD CHAMBER | 558 | 0% | 558
Olympus America Inc. | OWI-640254 | 640254;STNLESS HOLDDOWN FOR RC-26G, 1.5 MM THREAD SPACING | 63 | 0% | 63
Olympus America Inc. | OWI-640255 | 64-0255;SLICE HOLD-DOWN, SS FOR RC-26G W/ 2.0MM SPACING | 63 | 0% | 63
Olympus America Inc. | OWI-640256 | 64-0256; (SHD-27LH/10) SS slice hold for RC-27L/RC-29, 1mm | 71 | 0% | 71
Olympus America Inc. | OWI-640258 | 64-0258; SHD-27LH/2, SLIDE ANCHOR 2.0MM F/RC-27L&RC-29 | 71 | 0% | 71
Olympus America Inc. | OWI-640259 | SHD-27LP/10; Plastic slice holddown for RC-27L and RC-29 chambers, 1.0 mm thread spacing | 107 | 0% | 107
Olympus America Inc. | OWI-640264 | 64-0264;STAINLESS STEEL SLICE HOLDDOWN KIT FOR RC-22C | 112 | 0% | 112
Olympus America Inc. | OWI-640269 | 640269; RPLCMNT PROBE THERMISTOR FOR CC-28 CABLE | 48 | 0% | 48
Olympus America Inc. | OWI-640270 | 640270; RPLCMNT BEAD THERMISTOR FOR CC-28 CABLE | 25 | 0% | 25
Olympus America Inc. | OWI-640277 | 64-0277;CHAMBER PLAIN PLATFORM FOR SERIES 20 CHAMBERS | 394 | 0% | 394
Olympus America Inc. | OWI-640278 | 64-0278; P-2 platform for Series 20 chambers, non-heater | 413 | 0% | 413
Olympus America Inc. | OWI-640279 | 64-0279;P-3 CHAMBER PLAIN PTFRM FOR SERIES 20 | 394 | 0% | 394
Olympus America Inc. | OWI-640283 | 64-0283; CHAMBER PLAIN PLATFORM FOR SERIES 20 | 418 | 0% | 418
Olympus America Inc. | OWI-640284 | 64-0284;CHAMBER HEATER PLATFORM FOR SERIES 20 CHAMBER | 434 | 0% | 434
Olympus America Inc. | OWI-640289 | 64-0289; (PH-6) PH-6 platform for Series 20 chambers, heater | 454 | 0% | 454
Olympus America Inc. | OWI-640290 | 64-0290; CHAMBER HEATER PLATFORM FOR SERIES 20 | 454 | 0% | 454
Olympus America Inc. | OWI-640295 | 64-0295; SA-OLY/2 SERIES 20 STAGE ADAPTER FOR 110MM IX STAGE | 90 | 0% | 90
Olympus America Inc. | OWI-640298 | 64-0298; SERIES 20 STAGE ADAPTER FOR BX-40/BX-50 | 90 | 0% | 90
Olympus America Inc. | OWI-640299 | 64-0299; SERIES 20 STAGE ADAPT F/PRIOR/LUDL MOT STAGE UPRGHT | 208 | 0% | 208
Olympus America Inc. | OWI-640321 | 640321; RC-30HV CONFOCAL IMAGING CHAMBER, W/HEATERS | 1276 | 0% | 1276
Olympus America Inc. | OWI-640321WA | 64-0321WA; (RC-30WA) Wide aperture confocal imaging chamber | 1328 | 0% | 1328
Olympus America Inc. | OWI-640325 | 640325;RC-30 STAGE ADAPTER FOR IMT2/IX50/IX70/BX50WI | 106 | 0% | 106
Olympus America Inc. | OWI-640336 | 64-0336; (SA-20UUZ) SERIES 20STAGE ADPTR FOR LSM510 | 90 | 0% | 90
Olympus America Inc. | OWI-640348 | 64-0348; RC-37F CHAMBER INSERT FOR 35MM DISHES | 324 | 0% | 324
Olympus America Inc. | OWI-640349 | 64-0349; DH-35i CULTURE INCUBATION SYSTEM | 1168 | 0% | 1168
Olympus America Inc. | OWI-640351 | 64-0351; ADPT RG KIT SET - 6 F | 65 | 0% | 65
Olympus America Inc. | OWI-640352 | 64-0352;CL-100 BIPOLAR TEMP CONTROLLER | 3040 | 0% | 3040
Olympus America Inc. | OWI-640353 | 64-0353;SC-20 SOLUTION HEATER/COOLER TWO LINE | 1358 | 0% | 1358
Olympus America Inc. | OWI-640357 | 64-0357;MAGNETIC CLAMP KIT FOR 20 SERIES CHAMBERS | 398 | 0% | 398
Olympus America Inc. | OWI-640367 | 64-0367;RC-40LP CHMBER QUIK CHNG FOR 25MM CVRSLPS LO PRO | 328 | 0% | 328
Olympus America Inc. | OWI-640368 | 64-0368; RC-41LP, Quick change chamber for 18 mm coverslips, low profile | 328 | 0% | 328
Olympus America Inc. | OWI-640375 | 64-0375;CHAMBER QUIK CHNGE HEA TD BSE FOR RC-40 W/PREF | 778 | 0% | 778
Olympus America Inc. | OWI-640378 | 64-0378; (111-KIT) SILICONE GREASE KIT, BRUSHES, PALLETS | 48 | 0% | 48
Olympus America Inc. | OWI-640381 | 64-0381; RC-24N, Fast exchange recording chamber, narrow bath, 50 µl volume | 401 | 0% | 401
Olympus America Inc. | OWI-640385 | 64-0385; (SH-8/60) SYRINGE HOLDER WITH 8 60 CC SYRINGES | 247 | 0% | 247
Olympus America Inc. | OWI-640386 | 64-0386;SA-OLY/3 SERIES 20 STG ADPTR FOR GIBRALTAR | 129 | 0% | 129
Olympus America Inc. | OWI-640388 | 64-0388; CULTURE DISH INCUBATION SYSTEM DH-40IL | 1214 | 0% | 1214
Olympus America Inc. | OWI-640707 | 64-0707; (CS-22/40) #1 COVERGLASS, 22X44MM, 50/PK | 35 | 0% | 35
Olympus America Inc. | OWI-640755 | PE-160/10; Polyethylene tubing, PE-160, 10 ft | 21 | 0% | 21
Olympus America Inc. | OWI-640756 | 64-0756; (PE-160/100)POLYETHYLENE TUBING, 100 FT | 119 | 0% | 119
Olympus America Inc. | OWI-640839 | 64-0839; QSW-T15P, Q Series holder, for 1.5 mm Ag wire | 130 | 0% | 130
Olympus America Inc. | OWI-641280 | 64-1280; MP-S15T, MP Series holder, for 1.5 mm capillary | 79 | 0% | 79
Olympus America Inc. | OWI-641282 | 64-1282; AG25-10, Ag wire, 70 mm length, 10 pack | 16 | 0% | 16
Olympus America Inc. | OWI-641291 | 64-1291; PS-15, Pipette seal, fits 1.5mm capillary, 10 pk | 14 | 0% | 14
Olympus America Inc. | OWI-641295 | 64-1295; QC-15, Comp cap, polycarb, for 1.5mm capillary, 2pk | 23 | 0% | 23
Olympus America Inc. | OWI-641299 | 64-1299; WS-2, Wire seal for Q/PE Holders (non T-type), 10pk | 13 | 0% | 13
Olympus America Inc. | OWI-641403 | 64-1403; ST-1QE1, TUBE SUCTION MICRO SLIT DESIGN FOR QE–1 | 36 | 0% | 36
Olympus America Inc. | OWI-641404 | 64-1404; PT-QE1, TUBE PERFUSION QE–1 QUICK EXCHANGE PLATFORM | 36 | 0% | 36
Olympus America Inc. | OWI-641418 | 64-1418;SS SLICE HOLD DOWN FLAT FRAME FOR RC-41, 1.5MM | 63 | 0% | 63
Olympus America Inc. | OWI-641420 | 64-1420;SS SLICE HOLD DOWN FLAT FRAME FOR RC-42, 1.5MM | 63 | 0% | 63
Olympus America Inc. | OWI-641488 | 64-1488;CHAMBER ULTRA QUIET IMAGING LOW PROFILE WIDE | 443 | 0% | 443
Olympus America Inc. | OWI-641489 | SN-18; Blunt-ended syringe needles, 18G (1.27 mm OD), fits PE-160 tubing | 15 | 0% | 15
Olympus America Inc. | OWI-641526 | 64-1526;PM-1 CHAMBER PLATFORM WITH MAGNETIC CLAMPS | 472 | 0% | 472
Olympus America Inc. | OWI-641527 | 64-1527; CHAM HEAT PLTFM WMAG CLMP PM6 | 472 | 0% | 472
Olympus America Inc. | OWI-641528 | 64-1528; CHAM HEAT PLTFM WMAG CLMP PM6D | 472 | 0% | 472
Olympus America Inc. | OWI-641530 | 64-1530;PM-7D CHMBR PLATFORM,W/MAG CLAMPS, SERIES 20 | 472 | 0% | 472
Olympus America Inc. | OWI-641532 | RC-27LD CHMBR ULTRA QUIET V. LRG BATH I-V TYP.DRIP | 491 | 0% | 491
Olympus America Inc. | OWI-641543 | 64-1543; (HCS-1) Heated top coverslip for DH-35i/DH-40iL | 317 | 0% | 317
Olympus America Inc. | OWI-641545 | 64-1545:TV-124 TEMP CONTROLLER W/120V US PLUG | 833 | 0% | 833
Olympus America Inc. | OWI-641555 | 64-1555; SHH-1 HOLDER FOR SOLT N HEATERS SH-27B&SF-28 | 50 | 0% | 50
Olympus America Inc. | OWI-641563 | 64-1563; PM-4, Chamber platform with magnetic clamps | 472 | 0% | 472
Olympus America Inc. | OWI-641575 | 64-1575; FITTING BARB 1/16INCH TO LUER FEMALE, 25/PK | 15 | 0% | 15
Olympus America Inc. | OWI-641588 | 64-1588; (GBM60) GAS BUBBLER MANIFOLD FOR 60 CC SYRINGES | 252 | 0% | 252
Olympus America Inc. | OWI-641592 | 64-01592;CSH-1 HEATED PLATFORM F/ 1X3 SLIDES AND CHAMB SLDS | 646 | 0% | 646
Olympus America Inc. | OWI-641633 | 64-1633;TCM-1 THERMO COOLING MODULE FOR PELTIER DEV | 511 | 0% | 511
Olympus America Inc. | OWI-641645 | 64-1645;STAGE ADAPTER FOR MULT IWELL PLATE, 128MM X 85.6MM | 147 | 0% | 147
Olympus America Inc. | OWI-641659 | 64-1659;THERMAL UNIT FOR 35MM DISHES, HEAT/COOLING TO PRIOR | 1592 | 0% | 1592
Olympus America Inc. | OWI-641662D | 64-1662D; (WP-10D) WARMED PLTFRM FOR 35MM DISHES | 240 | 0% | 240
Olympus America Inc. | OWI-641664 | 641664;OBJ WARMER SYSTEM, FITS 23-30MM OBJ, TC-124A CONTRLR | 1133 | 0% | 1133
Olympus America Inc. | OWI-641671 | 64-1671;WARMED PLATFORM SYSTEM FOR OLY STAGE 110MM | 1100 | 0% | 1100
Olympus America Inc. | OWI-641676 | 641676; WARMER SYS FOR 30-35MM OBJ, INCL TC-124A CONTROLLER | 1133 | 0% | 1133
Olympus America Inc. | OWI-641739 | 641739; PICO-LITER INJCTR PLI90A PLUS | 5325 | 0% | 5325
Olympus America Inc. | OWI-641912 | 64-1912; SERIES 20 STAGE ADAPT F PRIOR/LUDL, XTRA RECESSED | 232 | 0% | 232
Olympus America Inc. | OWI-641913 | 64-1913; 30 STAGE ADAPT F/PRIOR/LUDL XR | 258 | 0% | 258
Olympus America Inc. | OWI-641922 | 64-1922;LIQUID COOLING SYSTEM | 632 | 0% | 632
Olympus America Inc. | OWI-641940 | 64-1940; DEDICATED WORKSTATION VACUUM SYSTEM, 2000ML, 3L/MIN | 1056 | 0% | 1056
Olympus America Inc. | OWI-641946 | 64-1946; QUICK REL MAGNETIC IMAGING CHAMBR, SIL O-RING | 328 | 0% | 328
Olympus America Inc. | OWI-642342 | 64-2342; (GHS-250) Gas humidification system | 1025 | 0% | 1025
Olympus America Inc. | OWI-642400 | 64-2400; TC-324C TEMPERATURE CONTROLLER SINGLE CHANNEL | 1868 | 0% | 1868
Olympus America Inc. | OWI-642401 | 64-2401; TC-344C HEATER CONTROLLER, DUAL CHANNEL | 2982 | 0% | 2982
Olympus America Inc. | OWI-642410 | 64-2410; SA-NIK-AL, Series 20 stage adapt for Nikon | 180 | 0% | 180
Olympus America Inc. | OWI-642414 | SA-20PLIXR-AL; Series 20 stage adapter aluminum for Prior and Ludl XR | 464 | 0% | 464
Olympus America Inc. | OWI-642415 | 64-2415; (SA-20KZ-AL20) STAGE ADAPT F/ZEISS ALUM | 395 | 0% | 395
Olympus America Inc. | OWI-642418 | 64-2418; SA-30KZ-AL, SA-30 Stage Adapter for Zeiss K Stage | 395 | 0% | 395
Olympus America Inc. | OWI-642774 | 64-2774; SINGLE CHANNEL TEMP CNTRL COMPATIBLE W/H401 PLATES | 1159 | 0% | 1159
Olympus America Inc. | OWI-650043 | 65-0043; PDMI-2 Open perfusion microincubator, comes with LU-PD and LU-ASP | 2862 | 0% | 2862
Olympus America Inc. | OWI-650044 | 65-0044; PSMI, Patch slice microincubator with PS-CSD | 3417 | 0% | 3417
Olympus America Inc. | OWI-650045 | 65-0045; TC-202A, Med Systems bipolar temperature controller | 3351 | 0% | 3351
Olympus America Inc. | OWI-650047 | 65-0047; LU-ASP, Leiden aspirator, 38 mm | 3351 | 0% | 3351
Olympus America Inc. | OWI-650052 | 65-0052; MI-M, Mini magnets for micro-incubators, set of 4 | 51 | 0% | 51
Olympus America Inc. | OWI-650053 | 65-0053; PS-CSD, Patch slice cover slip dish for PSMI | 511 | 0% | 511
Olympus America Inc. | OWI-650057 | 65-0057; BSC-T3, Bath thermistor | 459 | 0% | 459
Olympus America Inc. | OWI-650058 | 65-0058; PDMI-TUBE, PDMI-2 copper cooling tube coil | 155 | 0% | 155
Olympus America Inc. | OWI-650060 | 65-0060; PDMI-ARO, PDMI-2/PSMI alignment ring for Olympus IX-50/70 or IMT2 Fixed Stage | 140 | 0% | 140
Olympus America Inc. | OWI-650076 | 65-0076; BSC-PC, Prechamber for holding slices | 552 | 0% | 552
Olympus America Inc. | OWI-702027 | 70-2027; MPII MINI PERISTALTIC PUMP | 942 | 0% | 942
Olympus America Inc. | OWI-720001 | MODEL 720 Model 720, high flow rate peristaltic pump | 1409 | 0% | 1409
Olympus America Inc. | OWI-721015 | 721015;TYGON R3603 TUBING 1.6mm ID, 3.2mm OD | 24 | 0% | 24
Olympus America Inc. | OWI-721017 | 721017;TYGON R3603 TUBING 2.4mm ID, 4mm OD | 31 | 0% | 31
Olympus America Inc. | OWI-729323 | 729323;REDUCER TUBE CNCTR,STRAIGHT PLSTC F/1.5MMX2.5MM | 49 | 0% | 49
Olympus America Inc. | OWI-730126 | 730126;3-STOPP COLLARD STD TYCON R-3603/R-3607 PUMP TUBIN | 42 | 0% | 42
Olympus America Inc. | OWI-732949 | 732949;ROLLER PUMP REGLO DIGTL ISM 832, 2 CHAN/8 ROLLS, .005 | 3026 | 0% | 3026
Olympus America Inc. | OWI-UBCO-CONFIG | Warner kit for OCI - UBC Okanagan | 11295 | 0% | 11295
Olympus America Inc. | OX-000012 | SOF-000012; GUI: XENICS GRAPHIC USER INTERFACE | 950 | 0% | 950
Olympus America Inc. | OX-000021 | SOF-000021; XENICS SDK WITH API FOR LABVIEW | 950 | 0% | 950
Olympus America Inc. | OX-000108 | OPT-000108; XENICS SWIR 25MM LENS F/1.4 | 1700 | 0% | 1700
Olympus America Inc. | OX-000119 | OPT-000119; C-MT EXTENSION TUBE SET FOR CLOSE FOCUS | 300 | 0% | 300
Olympus America Inc. | OX-001268 | ASY-001268; POWER SUPPLY 12V 60W HIROSE | 160 | 0% | 160
Olympus America Inc. | OX-001500 | ELC-001500; | 43 | 0% | 43
Olympus America Inc. | OX-001760 | ELC-001760; XENICS CAMERA TRIGGER CABLE | 53 | 0% | 53
Olympus America Inc. | P-BIXPROZ | 500-BIXPROZ;PROSCAN Z STAGE KIT F/BX,BX2,IX;COMPL;NO SPEC HL | 4835 | 4.5% | 4617.425
Olympus America Inc. | P-BX3ENCXY | BX3ENCXY; ProScan Encoded XY Stage System for BX | 18250 | 4.5% | 17428.75
Olympus America Inc. | P-BX3ENCXYZ | BX3ENCXYZ; PROSCAN ENC. XYZ STAGE KIT COMP. (FOR BX3 ONLY) | 23190 | 4.5% | 22146.45
Olympus America Inc. | P-BX3FSENCXY | PROSCAN ENCODED XY STAGE KIT FOR BX63 WITH FIXED STAGE | 19675 | 4.5% | 18789.625
Olympus America Inc. | P-BX3FSPROXY | PROSCAN XY STAGE KIT FOR BX63WITH FIXED STAGE PILLAR MOUNTS | 16260 | 4.5% | 15528.3
Olympus America Inc. | P-BX3PROXY | BX3PROXY; PROSCAN XY STAGE KIT FOR BX | 14340 | 4.5% | 13694.7
Olympus America Inc. | P-BX3PROXYZ | BX3PROXYZ; PROSCAN XYZ STAGE KIT COMP. (FOR BX3 ONLY) | 15530 | 4.5% | 14831.15
Olympus America Inc. | P-BXENCXY | BXENCXY;PROSCAN ENC XY STAGE KIT F/BX & BX2 | 17775 | 4.5% | 16975.125
Olympus America Inc. | P-BXENCXYZ | 500-BXENCXYZ;PROSCAN ENCODED XYZ STAGE KITF/BX&BX2;COMPLETE | 22715 | 4.5% | 21692.825
Olympus America Inc. | P-BXENCZ | BXENCZ;PROSCAN ENC Z STAGE KIT F/BX & BX2 | 8795 | 4.5% | 8399.225
Olympus America Inc. | P-BXPROXY | 500-BXPROXY;PROSCAN XY STG KT(BX);INCLDS ALL COMPS&500-H224 | 12590 | 4.5% | 12023.45
Olympus America Inc. | P-BXPROXYZ | 500-BXPROXYZ;PROSCAN STG KIT F BX;INCLDS COMPON.S & 500-H224 | 13780 | 4.5% | 13159.9
Olympus America Inc. | PC-B1660-A | 1660-020-110;1160 WL/WF BLACK,PICK/PLUCK SHIPPING CASE | 483 | 4.5% | 461.265
Olympus America Inc. | P-CS152DP | 500-CS152DP;XYZ JOYSTICK, NO BUTTON ON TOP FOR AUTOFOCUS | 650 | 4.5% | 620.75
Olympus America Inc. | P-CS152V2 | 500-CS152V2;JOYSTICK,XY | 415 | 4.5% | 396.325
Olympus America Inc. | P-CS152Z | 500-CS152Z;DIGIPOT,Z AXIS | 475 | 4.5% | 453.625
Olympus America Inc. | PCS5000L | PCS-5000L;MANIPULATOR,150UM, 1-AXIS, CTRL/POWER SPLY, LEFT-H | 6450 | 0% | 6450
Olympus America Inc. | PCS5000NL | PCS-5000NL;MANIPULATOR,150UM,1-AXIS,CTRL/NO POWR SPLY,LEFT-H | 5950 | 0% | 5950
Olympus America Inc. | PCS5000NR | PCS-5000N;MANIPULATOR,150UM,1AXIS,CTRL/NO POWR SPLY,RIGHT-H | 5950 | 0% | 5950
Olympus America Inc. | PCS5000R | PCS-5000;MANIPULATOR,150UM,1-AXIS,CONTR/POWER;RIGHT-HANDE | 6450 | 0% | 6450
Olympus America Inc. | PCS50011 | PCS-500-11;IMT-2 MOUNT | 725 | 0% | 725
Olympus America Inc. | PCS50013 | PCS-500-13; MICROSCOPE MOUNT FOR ZEISS AXIOVERT | 625 | 0% | 625
Olympus America Inc. | PCS50017 | PCS-500-17;IX70 MOUNT | 625 | 0% | 625
Olympus America Inc. | PCS50023 | PCS-500-23;IX71/81 MOUNT FOR BURLEIGH MICROMANIPULATORS | 625 | 0% | 625
Olympus America Inc. | PCS500EB | PCS-500EB; PCS-5000 EXTENSION BRACKET | 250 | 0% | 250
Olympus America Inc. | PCS500-MB | PCS-500B;MAGNETIC BASE FOR PCS & MIS 5000 MANIPULATORS | 350 | 0% | 350
Olympus America Inc. | PCS500SSH | PCS-500-SSH:STEEP/SHALLOW HEAD STAGE ADAPTER,R.OR L.MOUNTING | 750 | 0% | 750
Olympus America Inc. | PCS50SSH | PCS-500-SSH; BURLEIGH STEEP SHALLOW HEADSTAGE BRACKET | 750 | 4.5% | 716.25
Olympus America Inc. | PCS5100L | PCS-5100L;MANIPULATOR,300UM,1AXIS,CONTR/POWER,LEFT-HANDED | 6950 | 0% | 6950
Olympus America Inc. | PCS5100NL | PCS-5100NL;MANIPULATOR,300UM,1AXIS,CTRL/NO POWER SPLY,LEFT-H | 6450 | 0% | 6450
Olympus America Inc. | PCS5100NR | PCS-5100N;MANIPULATOR,300UM,1-AXIS,CTRL/NO POWER SPLY,RIGHT | 6450 | 0% | 6450
Olympus America Inc. | PCS5100R | PCS-5100;MANIPULATOR, 300UM,1-AXIS, CONTR/POWER,RIGH | 6950 | 0% | 6950
Olympus America Inc. | PCS5200L | PCS-5200L;MANIPULATOR,150UM,3AXIS, CONT/POWER;LEFT-HANDED | 7450 | 0% | 7450
Olympus America Inc. | PCS5200NL | PCS-5200NL;MANIPULATOR,150UM,3-AXIS,CTRL/NO PWER SUPPLY,LEFT | 6950 | 0% | 6950
Olympus America Inc. | PCS5200NR | PCS-5200N;MANIPULATOR,150UM,3AXIS,CTRL/NO PWER SUPPLY,RIGHT | 6950 | 0% | 6950
Olympus America Inc. | PCS5200R | PCS-5200;MANIPULATOR,150UM,3AXIS, CONTR./POWER;RIGHT-HANDED | 7450 | 0% | 7450
Olympus America Inc. | PCS-520N | PCS-520N;BURLEIGH 520 MODEL MANIPULATOR | 3950 | 0% | 3950
Olympus America Inc. | PCS5300L | PCS-5300L;MANIPULATOR,300UM,1AX,150UM 2AX,CTRL/POWER, LEFT-H | 7950 | 0% | 7950
Olympus America Inc. | PCS5300NL | PCS-5300NL;MANIPULATOR 300UM 1AX,150UM 2AX,CTRL/NO POWER LH | 7450 | 0% | 7450
Olympus America Inc. | PCS5300NR | PCS-5300N;MANIPULATOR,300UM,1AX,150UM,2AX,CONTR/NO POWER,RH | 7450 | 0% | 7450
Olympus America Inc. | PCS5300R | PCS-5300R;MANIPULATOR,300UM 1AX,150UM 2AX,CONTR/POWER,RIGHT | 7950 | 0% | 7950
Olympus America Inc. | PCS5400L | PCS-5400L;MANIPULATOR, 300UM,3AXIS,CONTR/POWER SPLY,LEFT-H | 8750 | 0% | 8750
Olympus America Inc. | PCS5400NL | PCS-5400NL;MANIPULATOR,300UM 3AX,CONTR/NO POWER SPLY, LEFT | 8250 | 0% | 8250
Olympus America Inc. | PCS5400NR | PCS-5400N;MANIPULATOR,300UM 3AX,CONTR/NO POWER SPLY,RIGHT H | 8250 | 0% | 8250
Olympus America Inc. | PCS5400R | PCS-5400;MANIPULATOR, 300 UM ON 3-AXIS,CONTR/POWER;RIGHT-H | 8750 | 0% | 8750
Olympus America Inc. | PCS5PP11 | PCS-500BP;UNIVERSAL POST &PLATFORM MOUNT W. MAGNET BASE | 1090 | 0% | 1090
Olympus America Inc. | PCS5PP12 | PCS-500MBP;UNIVERSAL POST AND PLATFORM MOUNT | 750 | 0% | 750
Olympus America Inc. | PCS6200CL | PCS-6200CL;MANIPULATOR,3AX 25MM MOTTRAVEL/150UM PZT,CELL LH | 8495 | 0% | 8495
Olympus America Inc. | PCS6200CR | PCS-6200CR;MANIPULATOR,3AX 25MM MOTTRAVEL/150UM PZT, CELL RH | 8495 | 0% | 8495
Olympus America Inc. | PCS6200TL | PCS-6200TL;MANIPULATOR,3AX 25MM MOTTRAVEL/150UM PZT, TRAD LH | 8495 | 0% | 8495
Olympus America Inc. | PCS6200TR | PCS-6200TR;MANIPULATOR,3AX 25MM MOTTRAVEL/150UM PZT, TRAD RH | 8495 | 0% | 8495
Olympus America Inc. | PCS6300CL | PCS-6300CL;MANIPULATOR,1AX 25MM/300UM,2AX 25MM/150UM CELL LH | 8895 | 0% | 8895
Olympus America Inc. | PCS6300CR | PCS-6300CR;MANIPULATOR,1AX 25MM/300UM,2AX 25MM/150UM CELL RH | 8895 | 0% | 8895
Olympus America Inc. | PCS6300TL | PCS-6300TL;MANIPULATOR,1AX 25MM/300UM,2AX 25MM/150UM LH TRAD | 8895 | 0% | 8895
Olympus America Inc. | PCS6300TR | PCS-6300TR;MANIPULATOR,1AX 25MM/300UM,2AX 25MM/150UM RH TRAD | 8895 | 0% | 8895
Olympus America Inc. | PCS6400CL | PCS-6400CL;MANIPULATOR,3AX 25MM MOTTRAVEL/300UM PZT,CELL LH | 9495 | 0% | 9495
Olympus America Inc. | PCS6400CR | PCS-6400CR;MANIPULATOR,3AX 25MM MOTTRAVEL/300UM PZT, CELL RH | 9495 | 0% | 9495
Olympus America Inc. | PCS6400TL | PCS-6400TL;MANIPULATOR,3AX 25MM/300UM, CONTR/POWER LH TRAD | 9495 | 0% | 9495
Olympus America Inc. | PCS6400TR | PCS-6400TR;MANIPULATOR,3AX 25MM/300UM,CONTR/POWER RH TRAD | 9495 | 0% | 9495
Olympus America Inc. | PCSG-08425 | 08425-3-00;GIBRALTAR FIXED STAGE W/SS TOP, 4 POSTS | 4631 | 0% | 4631
Olympus America Inc. | PCSG08504300 | 08504-3-00:BURLEIGH MICROSCOPE X/Y MOVER W/WI MOUNT PLATE | 4480 | 0% | 4480
Olympus America Inc. | PCSG08504301 | 08504-3-01:MOTORIZED BURLIEGH MICROSCOPE X/Y MOVER W/WI MT P | 6808 | 0% | 6808
Olympus America Inc. | PCSG11013300 | 11013-300:020:BENCH TOP VIBRATION ISOLATE SYS.FOR | 295 | 0% | 295
Olympus America Inc. | PCSG2FS2 | G-FS;ZEISS PLAT-FORM & XY MOVER AIRTABLE MOUNT | 6000 | 0% | 6000
Olympus America Inc. | PCSGB20E | GB-200E;MOTORIZED OPTION FOR EXISTING GIBRALTAR,TOOLS INCLD | 2985 | 0% | 2985
Olympus America Inc. | PCSG-BAS | GB1224;PLATFORM BASE, BX1 TO BX2 CONVERSION | 500 | 0% | 500
Olympus America Inc. | PCSG-BX1 | GB-BX;PLATFORM AND XY MOVER WITH BASEPLATE | 6500 | 0% | 6500
Olympus America Inc. | PCSG-BX1-M | GMB-BX;GIBRALTAR BX1 FIXED STAGE W/MOTRIZED XY W/BP | 8000 | 0% | 8000
Olympus America Inc. | PCSG-BX1-SS | GHB-BX;STEEL PLATFORM & XY MOVER W/BASEPLATE | 9500 | 0% | 9500
Olympus America Inc. | PCSG-BX1-SSM | GMHB-BX; SS MOTORIZED XY TRANS W/BASEPLATE | 11000 | 0% | 11000
Olympus America Inc. | PCSG-BX2 | G-BX;PLATFORM & XL MOVER FOR AIR TABLE MOUNTING | 6000 | 0% | 6000
Olympus America Inc. | PCSG-BX2-M | GM-BX;FIXED STAGE W/MOTORIZED XY TRANS F/AIRTABL | 7500 | 0% | 7500
Olympus America Inc. | PCSG-BX2-SS | GH-BX;STEEL PLATFORM & XY MOVER FOR AIR TABLE | 9000 | 0% | 9000
Olympus America Inc. | PCSG-BX2-SSM | GMH-BX;SS MOTORIZED XY TRANS FOR AIR TABLE | 10500 | 0% | 10500
Olympus America Inc. | PCSG-BX-XY | 11013-3-00;GIBRALTAR-BX-XY MOVER ADAPTER PLATE | 295 | 0% | 295
Olympus America Inc. | PCSG-FN1 | GB-FN1;NIKON PLATFORM & XY MOVER AIRTABLE MOUNT | 6500 | 0% | 6500
Olympus America Inc. | PCSGLFS1 | GB-LFS;STAGE PLATFORM, BASE, XY MOVER-LEICA | 6500 | 0% | 6500
Olympus America Inc. | PCSG-NM | 08424-3-00;GIBRALTAR PLATFORM NO MOVER FOR AIRTABLE MOUNTING | 1818 | 0% | 1818
Olympus America Inc. | PCSG-RPA | PCS-500RP;ROTATION PLATE ADAPTER | 50 | 0% | 50
Olympus America Inc. | PCSG-SAP | GSA;STAGE ADAPTER PL ATE, BX1TO BX2 CONVERSION | 255 | 0% | 255
Olympus America Inc. | PCSG-SP1 | GSP1;SAMPLE PLATE, 110MM O.D., 32MM I.D.N | 50 | 0% | 50
Olympus America Inc. | PCSG-SS | GHBB,GIBRALTAR-SS TOP,STAINLESS STEEL PLATE FOR UPGR | 3225 | 0% | 3225
Olympus America Inc. | PCSPS-60 | 020-00726; POWER SUPPLY WITH POWER CORD | 710 | 0% | 710
Olympus America Inc. | PCS-WRKSFSX | FSX100 PC, I7-6700 - 3.4 GHZ, 4GB - DDR4, 1 TB HDD, Win 7-32Bit | 1750 | 4.5% | 1671.25
Olympus America Inc. | P-EMI311 | EMI311; CUSTOM INSERT | 710 | 4.5% | 678.05
Olympus America Inc. | P-EMIPZ4IX3 | MOUNTING PLATE FOR NC400ZE STAGE ON IX3-SVR STAGE | 650 | 4.5% | 620.75
Olympus America Inc. | P-ENG-FEE | ENG-FEE; Modification to stage top for use with slide holder spring clips. Clips to be included with modification. | 334 | 4.5% | 318.97
Olympus America Inc. | P-ES101BIX | ES101BIX; OPTISCAN Z STAGE KIT FOR IX3/BX2 | 3310 | 4.5% | 3161.05
Olympus America Inc. | P-ES101ZE | ES101ZE;OPTISCAN II FOCUS SYS W/ADAPT, CABLES | 3100 | 4.5% | 2960.5
Olympus America Inc. | P-ES101ZEKBX3 | MOTORIZED Z KIT FOR BX3 | 6360 | 4.5% | 6073.8
Olympus America Inc. | P-ES101ZEKI3 | ES101ZEKIX3; OPTISCAN II FOCUS SYS W/ADAPT, Cables for IX3 | 7285 | 4.5% | 6957.175
Olympus America Inc. | P-ES101ZHT | ES101ZHT; OPTISCAN II KIT; CNT RLR, HT MOTOR, ADPTR SLV, CBLS | 3990 | 4.5% | 3810.45
Olympus America Inc. | P-ES101ZHTBX | ES101ZHTBX;OPTSCN 2 KIT BX/IX; CNTL, HT MOT, ADPTR SLV, CBLS | 3990 | 4.5% | 3810.45
Olympus America Inc. | P-ES101ZHTSZX | ES101ZHTSZX;OPTSCN 2 KIT MVX/ SZX; CNTL, HT MOT, ADPTR SLV | 3990 | 4.5% | 3810.45
Olympus America Inc. | P-ES101ZHTSZX2 | ES101ZHTSZX2;OPTSCN 2 KIT SZX2; CNTL, HT MOT, ADPTR SLV | 3990 | 4.5% | 3810.45
Olympus America Inc. | P-ES102BX | 500-ES102BX;OPTISCAN XY STG KIT F/BX&BX2;COMPLETE | 6840 | 4.5% | 6532.2
Olympus America Inc. | P-ES102BXNS | ES102BX;OPTISCAN XY STG KIT F/BX&BX2;NO SPECIMAN HOLDER | 6485 | 4.5% | 6193.175
Olympus America Inc. | P-ES103BX | 500-ES103BX;OPTISCAN XYZ STG.KIT F/BX,BX2,BX3 COMPLETE | 7685 | 4.5% | 7339.175
Olympus America Inc. | P-ES107IX2 | ES107IX2; OPTISCAN STAGE FOR IX70 | 6350 | 4.5% | 6064.25
Olympus America Inc. | P-ES10ZE | ES10ZE;Z FOCUS CONTROLLER ONLY-NO FOCUS MOTOR | 2340 | 4.5% | 2234.7
Olympus America Inc. | P-ES111 | OPTISCAN UPRIGHT MICROSCOPE STAGE | 4565 | 4.5% | 4359.575
Olympus America Inc. | P-FB204 | Motorized Focus Block, 38mm Travel, w/Mounting Base and Adapter Plate | 4695 | 4.5% | 4483.725
Olympus America Inc. | P-H101ANNN | H101ANNN; ProScan 3"x4" travel stage for upright, 2mm pitch | 6675 | 4.5% | 6374.625
Olympus America Inc. | P-H101E1F | H101E1F; FLATTOP STAGE 4X3" TRAVEL, 1MM PITCH; 0.1 MICRON LINEAR SCALES FOR BX3 DOVETAIL | 11860 | 4.5% | 11326.3
Olympus America Inc. | P-H101P1F | H101P1F; PROSCAN H101ANKN STAGE f/4"X3" TRAVEL, 1MM PITCH | 7950 | 4.5% | 7592.25
Olympus America Inc. | P-H101P2F | H101P2F; PROSCAN H101ANKN STAGE f/ 4" X 3" TRAVEL, 2MM PITCH | 8450 | 4.5% | 8069.75
Olympus America Inc. | P-H105AFNN | 500-H105AFNN;PROSCAN STAGE, 6X 6 INCH TRAVEL, W/O LIN ENC | 10005 | 4.5% | 9554.775
Olympus America Inc. | P-H105ANNN | H105ANNN; 154x154mm, 6x6" motorized stage for BX | 12835 | 4.5% | 12257.425
Olympus America Inc. | P-H107ACN1 | H107ACN1; PROSCAN STAGE W/LIN ENC FOR NIKON TE200/300 | 13140 | 4.5% | 12548.7
Olympus America Inc. | P-H107AEN1 | 500-H107AEN1;PROSCAN STG F 4"X 3" TRVL,2MM PTCH,W/LNEAR SCALE | 13140 | 4.5% | 12548.7
Olympus America Inc. | P-H112/2ST | H112/2ST; 12x12" stage 2mm pitch (40nm Res) non-linear encoded | 19430 | 4.5% | 18555.65
Olympus America Inc. | P-H112ARN1 | H112ARN1; 12X12"STG. 2MMPITCH (40nm RES) LEAD SCREW, LINEAR ENCODED 0.1um RES | 22545 | 4.5% | 21530.475
Olympus America Inc. | P-H112ARNN1 | H112ARNN1; 12X12"STG 2 MM PITCH (40NMRES) LINEAR ENC | 23800 | 4.5% | 22729
Olympus America Inc. | P-H112BRNN | H112BRNN; ProScan 302mm x 302mm stage for upright, 5mm pitch | 20910 | 4.5% | 19969.05
Olympus America Inc. | P-H116ARNN | H116ARNN; 8X10IN PRIOR MOT STAGE | 12500 | 4.5% | 11937.5
Olympus America Inc. | P-H117ACCM | H117ACCM; Stage wings for H117/HLD117 stages (Qty: 2) | 650 | 4.5% | 620.75
Olympus America Inc. | P-H117E1B5 | H117E1B5; H117 STG 4"X3" TRVL, OLY, NOT F/MOT CNDSR | 12880 | 4.5% | 12300.4
Olympus America Inc. | P-H117E1D5 | H117E1D5; H117 STAGE 4"X3" TRVL, .05UM RES, F/LEICA | 12880 | 4.5% | 12300.4
Olympus America Inc. | P-H117E1I5 | 500-H117E1I5; MOTOR XY STAGE 4 "x3" TRAV, 1 MM SCRW, LIN ENCD | 12880 | 4.5% | 12300.4
Olympus America Inc. | P-H117E1XD | H117E1XD; IX3 Enc Step MOT XY STAGE 115x77MM, 50NM RES | 12880 | 4.5% | 12300.4
Olympus America Inc. | P-H117E2BX | 500-H117E2BX;MOTORIZED STG,LIN.SCALES,F/BX51WI/BX61WI SCOPES | 12880 | 4.5% | 12300.4
Olympus America Inc. | P-H117E2IX | H117E2IX MOTORIZED STG,LIN.SCALES,FLAT-TOP,F/IX81/71/51 | 12880 | 4.5% | 12300.4
Olympus America Inc. | P-H117E2L2 | H117E2L2; Enc Mot XY Stg 4"x3" Travel 2mm Pitch for Axiovert | 13905 | 4.5% | 13279.275
Olympus America Inc. | P-H117E2X3 | MOTORIZED STAGE FOR IX3; 2MM PITCH; ENC. | 12500 | 4.5% | 11937.5
Olympus America Inc. | P-H117E2XD | H117E2XD; IX3 Enc Step MOT XY STAGE 115x77MM, 100NM RES | 12880 | 4.5% | 12300.4
Olympus America Inc. | P-H117EIX3 | MOTORIZED STAGE FOR IX73; 1MM PITCH; ENC. | 12600 | 4.5% | 12033
Olympus America Inc. | P-H117P1B4 | 500-H117P1B4;MOTORIZED STG F/BX51/61W,1MM PITCH,400 STEP | 9215 | 4.5% | 8800.325
Olympus America Inc. | P-H117P1T4 | H117P1T4; Mot XY Stg 114mmx75mm Travel 1mm Pitch for TE2000 | 8775 | 4.5% | 8380.125
Olympus America Inc. | P-H117P1XD | H117P1XD; IX3 Step MOT XY STAGE 115x77MM, 10NM RES | 9215 | 4.5% | 8800.325
Olympus America Inc. | P-H117P2BX | 500-H117P2BX;MOTORIZED STAGE F/BX51WI/BX61WI SCOPE | 9215 | 4.5% | 8800.325
Olympus America Inc. | P-H117P2GX | P-H117P2GX;MOTORIZED STAGE FOR GX 51/71 | 9215 | 4.5% | 8800.325
Olympus America Inc. | P-H117P2IX | 500-H117P2IX;MOTORIZED STAGE 4X3 TRVL,FLAT-TOP,F/IX81/71/51 | 9215 | 4.5% | 8800.325
Olympus America Inc. | P-H117P2L2 | H117P2L2; Mot XY Stg 4"x3" Travel 2mm Pitch for Axiovert | 11570 | 4.5% | 11049.35
Olympus America Inc. | P-H117P2TE | H117P2TE; Nikon Proscan, 2mm pitch/200 step w/40 nm res | 9090 | 4.5% | 8680.95
Olympus America Inc. | P-H117P2X3 | MOTORIZED STAGE FOR IX3; 2MM PITCH; NON ENC. | 9875 | 4.5% | 9430.625
Olympus America Inc. | P-H117P2XD | H117P2XD; IX3 Step MOT XY STAGE 115x77MM, 40NM RES | 9215 | 4.5% | 8800.325
Olympus America Inc. | P-H117PIX3 | MOTORIZED STAGE FOR IX73; 1MM PITCH; NON ENC. | 11570 | 4.5% | 11049.35
Olympus America Inc. | P-H122 | FOCUS DRIVE FOR PROSCAN II AND OPTISCAN: REQ FOCUS SLEEVE | 880 | 4.5% | 840.4
Olympus America Inc. | P-H122BFT | PS3H122BFT;STD FOCUS FOR ISO W/1/4-20 HOLES-REQ CPL KIT | 1380 | 4.5% | 1317.9
Olympus America Inc. | P-H122EKIX | PS3H122EKIX;FOCUS MOTOR/LINEAR SCALE KIT FOR IX51/71;REQ-E | 3370 | 4.5% | 3218.35
Olympus America Inc. | P-H122KBIX | H122KBIX; SOLID COUPLER KIT FOR BX41/51, IX51/71BKOUT BOX | 210 | 4.5% | 200.55
Olympus America Inc. | P-H122KN2K | H122KN2K; Focus coupler kit for Nikon TE2000 | 100 | 4.5% | 95.5
Olympus America Inc. | P-H122KOL1 | H122KOL1;SOLID COUPLER KIT F/FOCUS DRIVE F/BX41/51&IX51/71 | 130 | 4.5% | 124.15
Olympus America Inc. | P-H122KON | 500-H122KON;SOLID CPLR KIT F/BX40/40/60&NIKON E400/E600/TE20 | 100 | 4.5% | 95.5
Olympus America Inc. | P-H122SZX2 | P-H122SZX2;FOCUS DRIVE FOR THE SZX16,SZX10,MVX10(HIGH TORQUE) | 1795 | 4.5% | 1714.225
Olympus America Inc. | P-H138ANN1 | H138ANN1; H138 9"X3" STAGE, 1UM RESOLUTION | 13560 | 4.5% | 12949.8
Olympus America Inc. | P-H220 | H220; GLASS PLATE FOR H117/HLD117 STAGES | 165 | 4.5% | 157.575
Olympus America Inc. | P-H220F | H220F; Glass plate for H101F | 205 | 4.5% | 195.775
Olympus America Inc. | P-H221 | H221; Sample holder, clear glass plate | 555 | 4.5% | 530.025
Olympus America Inc. | P-H223R | H223R; MICROTITER PLATE HOLDER FOR ES107/H107 STAGES | 455 | 4.5% | 434.525
Olympus America Inc. | P-H223RNC | H223RNC; IWAKI MICROTITRE PLATE HOLDER FOR ES107/H107 STAGES | 820 | 4.5% | 783.1
Olympus America Inc. | P-H223RT | H223RT; TERASAKI PLATE HOLDER FOR ES107/H107 STAGES | 635 | 4.5% | 606.425
Olympus America Inc. | P-H223UP | H223UP; Microtitre/well plate holder for H101A | 625 | 4.5% | 596.875
Olympus America Inc. | P-H223XR | H223XR; MICROTITER PLATE HOLDER FOR H117/HLD117 STAGES | 560 | 4.5% | 534.8
Olympus America Inc. | P-H223XRNC | H223XRNC;STAGEINSRT,MULTIWELL PLATES W/CHAMF-H117 | 960 | 4.5% | 916.8
Olympus America Inc. | P-H224ARMF | H224ARMF; Slide holder for 3"x1" or 3"x2" slide, low profile | 830 | 4.5% | 792.65
Olympus America Inc. | P-H224LP | H224LP; 1" X 3" SLIDE HOLDER F/ALL BX MICROSCOPES; 1 SLIDE | 355 | 4.5% | 339.025
Olympus America Inc. | P-H224PLP | H224PLP;1"X3" RECESSED SLIDE HOLDER F/PROVIS, 1 SLIDE | 500 | 4.5% | 477.5
Olympus America Inc. | P-H224RLP | H224RLP; 1X3" SLIDE HOLDER FOR ES107/H107 STAGES, LOW PROFILE | 450 | 4.5% | 429.75
Olympus America Inc. | P-H224ROTS | H224ROTS; ROTATING 1X3 SLIDE HOLDER FOR H117/HLD117 INVERTED MICROSCOPE STAGE | 1315 | 4.5% | 1255.825
Olympus America Inc. | P-H224ROTU | H224ROTU;ROTATING 1X3 SLIDE HOLDER FOR 1 SLIDE, UPRIGHT MICROSCOPE STAGE | 870 | 4.5% | 830.85
Olympus America Inc. | P-H224XRLP | H224XRLP; 1"X3" SLIDE HOLDER FOR H117/HLD117 STAGES | 410 | 4.5% | 391.55
Olympus America Inc. | P-H225 | H225;PRIOR GLASS STAGE PLATE FOR H116 STAGE | 570 | 4.5% | 544.35
Olympus America Inc. | P-H227 | H227; Glass Plate | 370 | 4.5% | 353.35
Olympus America Inc. | P-H229 | 500-H229;PETRI DISH HOLDER,VARIABLE DIAMETER 25-86MM | 590 | 4.5% | 563.45
Olympus America Inc. | P-H229D35XR | H229D35XR; 35MM DISH HOLDER FOR H117/HLD117 STAGES | 785 | 4.5% | 749.675
Olympus America Inc. | P-H229D35XR-6 | H229D35XR-6; HOLDER FOR SIX 35MM DISHES, FOR H117/HLD117 STAGES | 1370 | 4.5% | 1308.35
Olympus America Inc. | P-H229DX35R | H229D35XR; STAGE INSERT FOR 35MM DISH | 785 | 4.5% | 749.675
Olympus America Inc. | P-H229UP | H229UP; Petri dish holder 25-86mm dia for H101A | 590 | 4.5% | 563.45
Olympus America Inc. | P-H229XR | P-H229XR;STAGE INSERT FOR 25-8 6MM DISH FOR H117 STAGES | 590 | 4.5% | 563.45
Olympus America Inc. | P-H230 | 500-H230;SOLID ALUMINUM PLATE FOR H101 & H107 STAGES | 270 | 4.5% | 257.85
Olympus America Inc. | P-H230F | Solid Aluminum Insert Plate for H101F Stage | 310 | 4.5% | 296.05
Olympus America Inc. | P-H230XR | H230XR; SOLID ALUMINUM PLATE INSERT FOR H117/HLD117 STAGES | 405 | 4.5% | 386.775
Olympus America Inc. | P-H231 | H231; SOLID ALUMINUM PLATE FOR H105 STAGE | 335 | 4.5% | 319.925
Olympus America Inc. | P-H233 | H233; Sample holder, flat aluminum plate | 645 | 4.5% | 615.975
Olympus America Inc. | P-H234F | H234F; Four slide holder for 1 x 3" slides, low profile | 1360 | 4.5% | 1298.8
Olympus America Inc. | P-H234LP | H234LP; HOLDER FOR FOUR 1" X 3" SLIDES FOR BX | 930 | 4.5% | 888.15
Olympus America Inc. | P-H234R | H234R; FOUR SLIDE SAMPLE HOLDER FOR PRIOR ES107/H107 STAGES | 1000 | 4.5% | 955
Olympus America Inc. | P-H234XR | H234XR; FOUR SLIDE HOLDER FOR H117/HLD117 STAGES | 1330 | 4.5% | 1270.15
Olympus America Inc. | P-H237LP | H237LP; LOW PROFILE 3" X 2" SLIDE HOLDER | 515 | 4.5% | 491.825
Olympus America Inc. | P-H237RLP | H237RLP; SAMPLE HOLDER FOR 2X3" SLIDES FOR ES107/H107 STAGES | 795 | 4.5% | 759.225
Olympus America Inc. | P-H238LP | H238LP; SLIDE HOLDER FOR EIGHT 1X3 SLIDES | 1715 | 4.5% | 1637.825
Olympus America Inc. | P-H239 | H239, SOLID INSERT PLATE FOR H138 STAGE | 445 | 4.5% | 424.975
Olympus America Inc. | P-H23X-T25 | H23X-T25; T25 FLASK HOLDER FOR H117/HLD117 STAGES | 945 | 4.5% | 902.475
Olympus America Inc. | P-H23X-T50 | H23X-T50; T50 FLASK HOLDER FOR H117/HLD117 STAGES | 945 | 4.5% | 902.475
Olympus America Inc. | P-H23X-T75 | H23X-T75; T75 FLASK HOLDER FOR H117/HLD117 STAGES | 945 | 4.5% | 902.475
Olympus America Inc. | P-H247RA | H247RA; ProScan stage cable (for H101F see H3901) | 160 | 4.5% | 152.8
Olympus America Inc. | P-H2581 | H2581;FOCUS SLEEVE FOR SZX 16 | 100 | 4.5% | 95.5
Olympus America Inc. | P-H3099 | ADAPTER CABLE FOR H122/H249 TO PROSCAN III CONTROLLER | 60 | 4.5% | 57.3
Olympus America Inc. | P-H31ADF | H31ADF; PROSCAN III UPGRADE:H31XYZE TO H31XYZEF | 1105 | 4.5% | 1055.275
Olympus America Inc. | P-H31TTLBB | H31TTLBB:TTL BREAKOUT BOX FOR PROSCAN III | 750 | 4.5% | 716.25
Olympus America Inc. | P-H31XYZE | H31XYZE; Controller with X,Y, Z drives and Encoder Input for XY stage and focus only | 4650 | 4.5% | 4440.75
Olympus America Inc. | P-H31XYZEF | 500-H31XYZEF;PROSCAN III XYZ, 3 FW, 3 SHT AND ENCODER INPUT | 5755 | 4.5% | 5496.025
Olympus America Inc. | P-H31ZFE | H31ZFE; PSIII CTRLR 3 FW, OR Z W/2 FW, ENC INPUT, 3 SHT DRV | 2945 | 4.5% | 2812.475
Olympus America Inc. | P-H3848 | H3848; Insert Adapter for H101F Stage | 245 | 4.5% | 233.975
Olympus America Inc. | P-H3925 | REPLACEMENT PLATE FOR PRIOR IX3 STAGES | 0 | 0% | 0
Olympus America Inc. | P-H3948 | H3948; BREADBOARD PLATE FOR IX3 MICROSCOPE | 475 | 4.5% | 453.625
Olympus America Inc. | P-H413 | H413; Bracket/stage mount, H112 stage to ProZ baseplate | 795 | 4.5% | 759.225
Olympus America Inc. | P-H4705 | H4705; Breadboard Extension Plate for H117 Stage 9"x6" | 575 | 4.5% | 549.125
Olympus America Inc. | P-H473 | H473; UNIVERSAL SPECIMEN HOLDER FOR ES107/H107 STAGES | 895 | 4.5% | 854.725
Olympus America Inc. | P-H473UP | H-473UP; UNIV SPECIMEN HOLDER F/ H101 STAGES | 1040 | 4.5% | 993.2
Olympus America Inc. | P-H473XR | H473XR; UNIVERSAL SPECIMEN HOLDER FOR H117/HLD117 STAGES (Holds 1 x 3 inch slides, 2 x 3 inch slides, and 25-65mm Petri dishes) | 845 | 4.5% | 806.975
Olympus America Inc. | P-H552 | 500-H552;FOCUS SLEEVE FOR ZEIS S | 395 | 4.5% | 377.225
Olympus America Inc. | P-H648XRCP | H648XRCP; COMBO LAB-TEK/35MM DISH HOLDER FOR H117/HLD117 STAGES | 845 | 4.5% | 806.975
Olympus America Inc. | P-H648XRSP | H648XRSP; HOLDER, 1X3 IN SLIDE OR 35MM PETRI DISH; H117 ONLY | 1420 | 4.5% | 1356.1
Olympus America Inc. | P-H649 | H649;SAMPLE HOLDER / METALLURGICAL | 420 | 4.5% | 401.1
Olympus America Inc. | P-H658 | H658; Sample Holder (Holds Six 1.25 inch Diam. Metallurgical Mounted Specimen) | 380 | 4.5% | 362.9
Olympus America Inc. | P-H807 | H807; FOCUS SLEEVE FOR IX3; REQUIRES P-H122 | 100 | 4.5% | 95.5
Olympus America Inc. | P-HBX1ANNN | 500-HBX1ANNN;MOTORIZED STAGE 4 "X3"INCH TRAVEL,FOR BX & BX2 | 6675 | 4.5% | 6374.625
Olympus America Inc. | P-HBX8AFNN | 500-HBX8AFNN;MOTORIZED STAGE, 9X3 INCH TRAVEL, FOR BX & BX2 | 9380 | 4.5% | 8957.9
Olympus America Inc. | P-HF108 | HF108;FILTER WHEEL FOR EIGHT 32MM FILTERS | 2985 | 4.5% | 2850.675
Olympus America Inc. | P-HF108IX3B | BREADBOARD/FILTER WHEEL KIT FOR IX3, INCL CONT MOD | 3500 | 4.5% | 3342.5
Olympus America Inc. | P-HF110 | HF110; FILTER WHEEL FOR TEN 25MM FILTERS | 2985 | 4.5% | 2850.675
Olympus America Inc. | P-HF200HT | HF200HT; SHUTTER FOR HF110 FILTER WHEEL, 25MM DIAMETER | 1725 | 4.5% | 1647.375
Olympus America Inc. | P-HF201HT | HF201HT; SHUTTER FOR HF108 FILTER WHEEL, 32MM DIAMETER | 2220 | 4.5% | 2120.1
Olympus America Inc. | P-HF202HT | HF202HT; SHUTTER, 25MM DIAM, HIGH TEMP, STAND-ALONE - NO PRIOR FILTER WHEEL | 1935 | 4.5% | 1847.925
Olympus America Inc. | P-HF204HT | HF204HT; SHUTTER, 35MM DIAM, HIGH-TEMP, STAND-ALONE - NO PRIOR FILTER WHEEL | 2280 | 4.5% | 2177.4
Olympus America Inc. | P-HF207 | HF207; Male-Male C mount adapter assembly | 220 | 4.5% | 210.1
Olympus America Inc. | P-HF230 | 500-HF230;EXCITATION SHUTTER ADAPTER FOR BH | 380 | 4.5% | 362.9
Olympus America Inc. | P-HF233 | HF233;EM FW ADAPTER F/HF108 FW MOUNT TO IX | 1700 | 4.5% | 1623.5
Olympus America Inc. | P-HF235 | EXCIT. FILTER WHEEL/SHUTTER ADAPTER BX/IX SCOPES | 320 | 4.5% | 305.6
Olympus America Inc. | P-HF236 | 500-HF236;EMISSION FILTER WHEEL ADAPTER FOR IX SCOPES | 565 | 4.5% | 539.575
Olympus America Inc. | P-HF237 | 500-HF237;TRANSMITTED LIGHT ADAPTER FOR IX50/70 | 335 | 4.5% | 319.925
Olympus America Inc. | P-HF238 | HF238; TRANSMITTED LIGHT ADAPTER FOR IX3/BX2 | 485 | 4.5% | 463.175
Olympus America Inc. | P-HF239 | HF239; EMISSION FILTER WHEEL ADAPTER BX50/51 | 410 | 4.5% | 391.55
Olympus America Inc. | P-HF240 | HF240;SHUTTER/FLTR WHEEL ADAPTER FOR ZEISS UPRIGHT | 380 | 4.5% | 362.9
Olympus America Inc. | P-HF257 | HF257:TRANSMITTED LAMP ADAPTER FOR UNDER HEAD OF BX53/BX63 | 580 | 4.5% | 553.9
Olympus America Inc. | P-HF300RA | HF300; Replacement filter wheel cable | 160 | 4.5% | 152.8
Olympus America Inc. | P-HF529P | HF529P; FILTER WHEEL BLANKS | 10 | 4.5% | 9.55
Olympus America Inc. | P-HF541K | HF541K; REPLACEMENT FILTER HOLDER RING FOR P-HF108 | 62 | 4.5% | 59.21
Olympus America Inc. | P-HLD117IX | HLD117IX; IX3 Linear Mot XY Stage 121x81mm, 50nm Res | 13950 | 4.5% | 13322.25
Olympus America Inc. | P-HLD117NN | HLD117NN; Mot XY Stg 120x80mm w/Linear Enc (50nm Res) for Ti | 13950 | 4.5% | 13322.25
Olympus America Inc. | P-HLD31T | HLD31T; Trigger Module for ProScan III Controller | 1430 | 4.5% | 1365.65
Olympus America Inc. | P-HLD31XYZ | HLD31XYZ; HLD117 Cntrl w/XY Linear Drives & Z Step Drive | 6570 | 4.5% | 6274.35
Olympus America Inc. | P-HLW223XR | HLW223XR; Well Plate Loader Insert for HLD117NN Stage | 1590 | 4.5% | 1518.45
Olympus America Inc. | P-HP1007 | HP1007;UNIVERSAL STEREO STAND | 2180 | 4.5% | 2081.9
Olympus America Inc. | P-HP1282 | HP1282:STAGE INERT W/ONE 47MM FILTER HOLDER | 815 | 4.5% | 778.325
Olympus America Inc. | P-HP1473 | HP1473;PRIOR STAGE PLATE FOR 4" X 3" SLIDES | 1525 | 4.5% | 1456.375
Olympus America Inc. | P-HP1552 | HP1552: 47MM FILTER HOLDER | 570 | 4.5% | 544.35
Olympus America Inc. | P-HP1762 | FOCUS DRIVE FOR LV200,INCLUDING MOUNTING BRACKETS | 1285 | 4.5% | 1227.175
Olympus America Inc. | P-HWC30V | HWC30V; WAFER CHUCK, MAN ROTATION W/VAC 300MM WAFERS | 2410 | 4.5% | 2301.55
Olympus America Inc. | P-HWC34S | HWC34S;75/100MM WAFER HOLDER F/H105 STG | 1605 | 4.5% | 1532.775
Olympus America Inc. | P-HZ201 | HZ201; Standard Insert Adapter plate for Z Deck | 285 | 4.5% | 272.175
Olympus America Inc. | P-HZ202 | HZ202; Solid Insert Adapter plate for Z Deck | 175 | 4.5% | 167.125
Olympus America Inc. | P-HZ204 | HZ204; 110mm ring insert plate | 245 | 4.5% | 233.975
Olympus America Inc. | P-HZ306 | HZ306; Magnetic stainless breadboard add on for Z Deck | 650 | 4.5% | 620.75
Olympus America Inc. | P-HZ310 | HZ310; 85mm spacer kit for Z-deck | 2000 | 4.5% | 1910
Olympus America Inc. | P-HZP1000 | HZP1000; Manipulator Mount for Post System | 145 | 4.5% | 138.475
Olympus America Inc. | P-HZP1010 | HZP1010; Standard Sample Holder Mount for Post System | 605 | 4.5% | 577.775
Olympus America Inc. | P-HZP1020 | HZP1020; 110mm Diameter Holder for Post System | 810 | 4.5% | 773.55
Olympus America Inc. | P-HZP150 | HZP150; 150mm Adjustable Rigid Post Mount | 420 | 4.5% | 401.1
Olympus America Inc. | P-HZP150-1 | HZP150-1; 150mm Post Mount w/HZP1000 Manipulator Mount | 550 | 4.5% | 525.25
Olympus America Inc. | P-HZP150-2 | HZP150-2; 150mm Post Mount w/HZP1020 110mm Diameter Holder | 950 | 4.5% | 907.25
Olympus America Inc. | P-HZP150-3 | HZP150-3; 150mm Post Mount w/HZP1010 Standard Sample Holder | 810 | 4.5% | 773.55
Olympus America Inc. | P-HZP200 | HZP200; 200mm Adjustable Rigid Post Mount | 420 | 4.5% | 401.1
Olympus America Inc. | P-HZP200-1 | HZP200-1; 200mm Post Mount w/HZP1000 Manipulator Mount | 550 | 4.5% | 525.25
Olympus America Inc. | P-HZP200-2 | HZP200-2; 200mm Post Mount w/HZP1020 110mm Diameter Holder | 950 | 4.5% | 907.25
Olympus America Inc. | P-HZP200-3 | HZP200-3; 200mm Post Mount w/HZP1010 Standard Sample Holder | 810 | 4.5% | 773.55
Olympus America Inc. | P-HZP250 | HZP250; 250mm Adjustable Rigid Post Mount | 420 | 4.5% | 401.1
Olympus America Inc. | P-HZP250-1 | HZP250-1; 250mm Post Mount w/HZP1000 Manipulator Mount | 550 | 4.5% | 525.25
Olympus America Inc. | P-HZP250-2 | HZP250-2; 250mm Post Mount w/HZP1020 110mm Diameter Holder | 950 | 4.5% | 907.25
Olympus America Inc. | P-HZP250-3 | HZP250-3; 250mm Post Mount w/HZP1010 Standard Sample Holder | 810 | 4.5% | 773.55
Olympus America Inc. | P-HZP300 | HZP300; 300mm Adjustable Rigid Post Mount | 420 | 4.5% | 401.1
Olympus America Inc. | P-HZP300-1 | HZP300-1; 300mm Post Mount w/HZP1000 Manipulator Mount | 550 | 4.5% | 525.25
Olympus America Inc. | P-HZP300-2 | HZP300-2; 300mm Post Mount w/HZP1020 110mm Diameter Holder | 950 | 4.5% | 907.25
Olympus America Inc. | P-HZP300-3 | HZP300-3; 300mm Post Mount w/HZP1010 Standard Sample Holder | 810 | 4.5% | 773.55
Olympus America Inc. | P-IS102CKX | IS102CKX: OPTISCAN XY STAGE KIT FOR CKXs; NO SPECIMEN HLDR | 7465 | 4.5% | 7129.075
Olympus America Inc. | P-IS102IX | IS102IX;OPTISCAN XY STAGE KIT IX,IX2,IX3 NO SPECIM. HLDR | 7465 | 4.5% | 7129.075
Olympus America Inc. | P-IS103 | OptiScan III 3-axis system, 126mmx76mm w/joystick, controller and focus drive | 8085 | 4.5% | 7721.175
Olympus America Inc. | P-IX3ENCXY | PROSCAN ENCODED XY STAGE KIT FOR IX73/83; 1MM PITCH | 19295 | 4.5% | 18426.725
Olympus America Inc. | P-IX3ENCXYZ | PROSCAN ENCODED XYZ STAGE KIT FOR IX73/83; 1MM PITCH | 23060 | 4.5% | 22022.3
Olympus America Inc. | P-IX3ENCZ | P-IX3ENCZ;PROSCAN ENCODED KIT IX3 COMPLETE (NO SPEC. HOLDER) | 7630 | 4.5% | 7286.65
Olympus America Inc. | P-IX3LDXY | IX3LDXY; IX3 HLD117 Encoded Stage Pkg | 23095 | 4.5% | 22055.725
Olympus America Inc. | P-IX3LDXYZ | IX3LDXYZ; IX3 HLD117 Encoded Stage Pkg w/ Focus Drive | 26870 | 4.5% | 25660.85
Olympus America Inc. | P-IX3PROXY | PROSCAN XY STAGE KIT FOR IX73/83; 1MM PITCH | 15620 | 4.5% | 14917.1
Olympus America Inc. | P-IX3PROXYZ | PROSCAN XYZ STAGE KIT FOR IX73/83; 1MM PITCH | 16600 | 4.5% | 15853
Olympus America Inc. | P-IXENCXY | 500-IXENCXY; PROSCAN ENCODED X Y STAGE KIT F/ALL IX2;COMPLETE | 19295 | 4.5% | 18426.725
Olympus America Inc. | P-IXENCXYZ | 500-IXENCXYZ; PROSCAN ENCODED XYZ STG KIT F/IX51/71;COMPLETE | 22655 | 4.5% | 21635.525
Olympus America Inc. | P-IXENCZ | IXENCZ; PROSCAN ENC Z STAGE KIT F/IX51/71/81 | 7225 | 4.5% | 6899.875
Olympus America Inc. | P-IXOPTXY | IXOPTXY;OPTISCAN XY STG KIT FOR IX3; INCLS ALL COMPONENTS | 7915 | 4.5% | 7558.825
Olympus America Inc. | P-IXOPTXYZ | IXOPTXYZ ;OPTISCAN XYZ STG KIT FOR IX3; INCLS ALL COMPONENTS | 8745 | 4.5% | 8351.475
Olympus America Inc. | P-IXPROXY | 500-IXPROXY;PROSCAN XY STGE KIT F/IX51/71;COMPLETE | 15620 | 4.5% | 14917.1
Olympus America Inc. | P-IXPROXYZ | 500-IXPROXYZ;PROSCAN XYZ STG KIT F/IX51/71;COMPLETE | 16600 | 4.5% | 15853
Olympus America Inc. | P-L100460OL | L100460OL; Lumen 100-LED 460nm | 2260 | 4.5% | 2158.3
Olympus America Inc. | P-L100WHTOL | L100WHTOL; Lumen 100-LED White Light | 2260 | 4.5% | 2158.3
Olympus America Inc. | P-L200 | L200; LUMEN 200 ILLUM. W/O ADAPTER OR LG | 4080 | 4.5% | 3896.4
Olympus America Inc. | P-L200BH2 | LUMEN 200 INCL BH ADAPTER, 2 M LG, LIGHT BULB | 5125 | 4.5% | 4894.375
Olympus America Inc. | P-L200IX2 | L200IX2; LUMEN 200W ILLUM W/ADAPTER, 2M LT GUIDE, BULB | 4845 | 4.5% | 4626.975
Olympus America Inc. | P-L200OL2 | L200OL2; LUMEN 200 W ILLUM W/ADAPTER, 2M LIGHT GUIDE , BULB | 4845 | 4.5% | 4626.975
Olympus America Inc. | P-L200OL3 | L200OL3; LUMEN 200 W ILLUM W/ADAPTER, 3M LIGHT GUIDE, BULB | 5030 | 4.5% | 4803.65
Olympus America Inc. | P-L200PROIX3 | L200;LUMEN 200 PRO ILLUM W/IX ADAPTER 3M LG | 9505 | 4.5% | 9077.275
Olympus America Inc. | P-L200PROOL2 | P-L200PROOL2;PRIOR LUMEN PRO FOR IX/BX WITH 2M LLG | 9320 | 4.5% | 8900.6
Olympus America Inc. | P-L200S2I | L200SIX2, LUMEN ILLUM.W/SHUTTER, 2M LLG FOR IX | 6000 | 4.5% | 5730
Olympus America Inc. | P-L200S3I | L200S3I, LUMEN ILLUM.W/SHUTTER, 3M LLG FOR IX | 6450 | 4.5% | 6159.75
Olympus America Inc. | P-L200SOL2 | L200SOL2, LUMEN ILLUM.W/SHUTTER, 2M LLG FOR BX | 6000 | 4.5% | 5730
Olympus America Inc. | P-L200SOL3 | L200SOL3;LUMEN 200S SYSTEM COMPLETE W/BXADAPTER | 6385 | 4.5% | 6097.675
Olympus America Inc. | P-L200ZS252 | L200ZS252; Lumen 200 w/2m LLG, Zeiss adapter and bulb | 5505 | 4.5% | 5257.275
Olympus America Inc. | P-L220IX2 | L220IX2; LUMEN 220W ILLUM W/AD DAPTER, 2M LT GUIDE,BULB F/IX2 | 5360 | 4.5% | 5118.8
Olympus America Inc. | P-L220OL2 | L220OL2;LUMEN 220 W LIGHT GUIDE, ADAPTER, BULB | 5360 | 4.5% | 5118.8
Olympus America Inc. | P-L220PROOL2 | L220PROOL2;LUMEN 220 PRO ILLUM SYS W/2 M LLG | 9835 | 4.5% | 9392.425
Olympus America Inc. | P-L220SIX2 | LUMEN 220S SYSTEM, MANUAL ATTENUATOR, 2M LIGHT GUIDE, BULB | 6970 | 4.5% | 6656.35
Olympus America Inc. | P-L220SIX3 | LUMEN FLUOR ILL SYST FOR IX,W HIGH SPEED SHUTTER, 3 M LLG | 6565 | 4.5% | 6269.575
Olympus America Inc. | P-L220SOL2 | LUMEN FLUOR ILL SYST FOR BX,W HIGH SPEED SHUTTER, 2 M LLG | 6380 | 4.5% | 6092.9
Olympus America Inc. | P-L220SOL3 | LUMEN FLUOR ILL SYST FOR BX,W HIGH SPEED SHUTTER, 3 M LLG | 6565 | 4.5% | 6269.575
Olympus America Inc. | P-L300DOL | L300DOL;Lumen 300LED Direct MNT Single Band OLY Sys w/keypad | 5950 | 4.5% | 5682.25
Olympus America Inc. | P-L300MOL | L300MOL;Lumen 300LED Direct MNT Multi Band OLY Sys w/keypad | 5950 | 4.5% | 5682.25
Olympus America Inc. | P-LDB100FOL | LDB100FOL; BRIGHTFIELD LED FOR USE WITH PRIOR CONTROLLER | 1940 | 4.5% | 1852.7
Olympus America Inc. | P-LDB100OL | BRIGHTFIELD LED FOR USE WITH PRIOR CONTROLLER | 1940 | 4.5% | 1852.7
Olympus America Inc. | P-LDB101FOL | LDB101FOL; Trans Light LED with 550nmLP filter standalone | 2145 | 4.5% | 2048.475
Olympus America Inc. | P-LDB101FZS | LDB101FZS; Trans Light LED with 550nmLP filter standalone for Zeiss | 2145 | 4.5% | 2048.475
Olympus America Inc. | P-LDBUSBTTL | LDBUSBTTL; USB to TTL converter for TTL control of L100 | 385 | 4.5% | 367.675
Olympus America Inc. | P-LDS200 | LDS200; Combiner unit for two L100 LEDs | 1040 | 4.5% | 993.2
Olympus America Inc. | P-LEFH4 | LEFH4; Lumen 1600LED Optional Clean Up Filter Holder | 530 | 4.5% | 506.15
Olympus America Inc. | P-LF100K | LF100K; Laser AF Keypad with Stepper Drive for Prior Z Motor | 3030 | 4.5% | 2893.65
Olympus America Inc. | P-LF210 | LF210; Laser AF Mod w/Selectable Line or Spot Laser (690nm) | 11340 | 4.5% | 10829.7
Olympus America Inc. | P-LF210K | LF210K; LASER FOCUS MODULE COMPLETE KIT | 16035 | 4.5% | 15313.425
Olympus America Inc. | P-LF335 | LF335; LF210 MOUNTING FLANGE FOR BX MICROSCOPES | 685 | 4.5% | 654.175
Olympus America Inc. | P-LM10IX | LM10IX; LUMEN PRO ADAPTER FOR IX,IX2,&IX3 | 360 | 4.5% | 343.8
Olympus America Inc. | P-LM10NI | LM10NI;LUMEN ADAPTER FOR NIKON | 360 | 4.5% | 343.8
Olympus America Inc. | P-LM10OL | LM10OL; LIGHT GUIDE ADAPTER FOR OLYMPUS MICROSCOPES | 360 | 4.5% | 343.8
Olympus America Inc. | P-LM200B1 | P-LM200B1-A; Replacement bulb for all Lumen systems | 580 | 4.5% | 553.9
Olympus America Inc. | P-LM587 | LM587; 2 METER LIGHT GUIDE | 405 | 4.5% | 386.775
Olympus America Inc. | P-LMLG3M | LMLG3MUS;PRIOR LIQUID LIGHT GUIDE FOR LUMEN, 3M LONG | 810 | 4.5% | 773.55
Olympus America Inc. | P-LS800S | LUMASPEC 800 ILLUMINATION SPEC TROMERTER, 1X3" SLIDE SENSOR | 2614 | 4.5% | 2496.37
Olympus America Inc. | P-LVXYZA | PRIOR LV200 MOTORIZATION KIT | 29995 | 4.5% | 28645.225
Olympus America Inc. | PM-GX41CREDIT | PME3/PMG3 TRADE IN (RMA) FOR GX41 PURCHASE | 0 | 0% | 0
Olympus America Inc. | PM-GX51CREDIT | PME3/PMG3 TRADE IN (RMA) FOR GX51 PURCHASE | 0 | 0% | 0
Olympus America Inc. | PM-GX71CREDIT | PME3/PMG3 TRADE IN (RMA) FOR GX71 PURCHASE | 0 | 0% | 0
Olympus America Inc. | P-NZ301 | NZ301; WELL PLATE INSERT FOR NZ400CE PIEZO Z STAGE | 940 | 4.5% | 897.7
Olympus America Inc. | P-NZ302 | NZ302; COMBO SLIDE/35MM DISH INSERT FOR NZ400CE PIEZO Z STAGE | 1570 | 4.5% | 1499.35
Olympus America Inc. | P-NZ303 | NZ303; 1" x 3" Slide insert for NZ400CE Piezo Z Stage | 1000 | 4.5% | 955
Olympus America Inc. | P-NZ400CE | P-NZ400CE; PIEZO Z STAGE KIT, 400UM TRAVEL, INC. CONTROLLER | 16765 | 4.5% | 16010.575
Olympus America Inc. | P-PL1XY | PL1XY;PSIII XY STG SYS FOR PL2 00, H101A, H31XYZE, PS3J100 | 13335 | 4.5% | 12734.925
Olympus America Inc. | P-PL1XYE | PL1XYE; Enc ProScan III XY stage system for use w/PL-200 | 17605 | 4.5% | 16812.775
Olympus America Inc. | P-PL1XYZE | PL1XYZE; Enc ProScan III XYZ stage system for use w/PL-200 | 18585 | 4.5% | 17748.675
Olympus America Inc. | P-PL200 | PL200; AUTOMATIC SLIDE LOADER F/1X3 SLIDES; REQ STG/CTLR | 27720 | 4.5% | 26472.6
Olympus America Inc. | P-PL304MH | PL304MH; 2D barcode reader, Microscan Mini Hawk | 4430 | 4.5% | 4230.65
Olympus America Inc. | P-PLW106 | PLW106; Barcode reader for PLW20 | 4550 | 4.5% | 4345.25
Olympus America Inc. | P-PLW20 | PLW20; Automatic Well Plate Loader System for 20 Plates | 36100 | 4.5% | 34475.5
Olympus America Inc. | P-PLWXYP | PLWXYP; ProScan Controller Kit for HLW20 | 14965 | 4.5% | 14291.575
Olympus America Inc. | P-PS3H122EBX3 | P-PS3H122EBX3:FOCUS COUPLR KIT & SLEEVE W/DRIV&ENCODER PROBE | 4940 | 4.5% | 4717.7
Olympus America Inc. | P-PS3H122EIX3 | Encoded Focus drive for IX3 | 3775 | 4.5% | 3605.125
Olympus America Inc. | P-PS3H122EK | PS3H122EKIX; FOCUS MOTOR LINEAR SCALE KIT, FOR IX | 4610 | 4.5% | 4402.55
Olympus America Inc. | P-PS3H122EK80 | P-PS3H122EK80; BX53 FOCUS DRIVE W/ENC, COUPLER KIT | 3770 | 4.5% | 3600.35
Olympus America Inc. | P-PS3H122EKB2 | PS3H122EKB2;Z-DRIVE BX2, MOUNT KIT, FOCUS SLEEVE, COUPLER | 4940 | 4.5% | 4717.7
Olympus America Inc. | P-PS3H122EKB2R | PS3H122EKB2R; Z-DRIVE BX2, MOUNT KIT, FOCUS RING, COUPLER | 4850 | 4.5% | 4631.75
Olympus America Inc. | P-PS3H122EKR | FOCUS MOTOR LIN SCALE KIT FOR IX, INCL ROT CONN | 4000 | 4.5% | 3820
Olympus America Inc. | P-PS3H122R | PS3H122R; ProScan3 Focus Drive motor w/rot cable connector | 880 | 4.5% | 840.4
Olympus America Inc. | P-PS3H122SZX2 | FOCUS DRIVE SYSTEM FOR SZX16 | 1795 | 4.5% | 1714.225
Olympus America Inc. | P-PS3J100 | P-PS3J100;PROSCAN III JOYSTICK FOR XYZ & LUMENPRO | 910 | 4.5% | 869.05
Olympus America Inc. | P-PS3SZX2 | PS3H122SZX2; FOCUS DRIVE SYSTEM FOR SZX16 | 1795 | 4.5% | 1714.225
Olympus America Inc. | P-PS3SZX2R | P-PS3H122SZX2R; FOCUS DRIVE SYSTEM FOR SZX16 w/SLIP RING | 2490 | 4.5% | 2377.95
Olympus America Inc. | P-SMXCHGUS | SMX-CHG-US; Charger with US plug | 99 | 4.5% | 94.545
Olympus America Inc. | P-SMXCUJ | SMX-CUJ; Joystick Version Control Unit for Manipulators | 4180 | 4.5% | 3991.9
Olympus America Inc. | P-SMXCUK | SMX-CUK; Knob Version Control Unit for Manipulators | 3520 | 4.5% | 3361.6
Olympus America Inc. | P-SMXCUK1 | SMX-CUK1; Single Axis Knob Controller | 2310 | 4.5% | 2206.05
Olympus America Inc. | P-SMXELH10LO | SMX-ELH10-LO; Shallow Angle Adapt for 6-10mm Dia Holders | 105 | 4.5% | 100.275
Olympus America Inc. | P-SMXELH10ST | SMX-ELH10-ST; Steep Angle Adapt for 6-10mm Dia Holders | 105 | 4.5% | 100.275
Olympus America Inc. | P-SMXELH7LO | SMX-ELH7-LO; Shallow Angle Adapt for 3-7mm Dia Holders | 105 | 4.5% | 100.275
Olympus America Inc. | P-SMXELH7ST | SMX-ELH7-ST; Steep Angle Adapt for 3-7mm Dia Holders | 105 | 4.5% | 100.275
Olympus America Inc. | P-SMXHASLO | SMX-HAS-LO; Shallow Angle Dove-Tail Head-Stage Adapter | 110 | 4.5% | 105.05
Olympus America Inc. | P-SMXHASST | SMX-HAS-ST; Steep Angle Dove-Tail Head-Stage Adapter | 110 | 4.5% | 105.05
Olympus America Inc. | P-SMXHEKA | SMX-HEKA; HEKA EPC-10 Dovetail Adapter Plate Kit | 33 | 4.5% | 31.515
Olympus America Inc. | P-SMXHSALO | SMX-HSA-LO; Shallow Angle Dove-Tail Head-Stage Adapter | 83 | 4.5% | 79.265
Olympus America Inc. | P-SMXHSAST | SMX-HSA-ST; Steep Angle Dove-Tail Head-Stage Adapter | 83 | 4.5% | 79.265
Olympus America Inc. | P-SMXHUB | SMX-HUB; Control Unit HUB (Req for 3+ Manipulator Systems) | 198 | 4.5% | 189.09
Olympus America Inc. | P-SMXIMAXON | SMX-IM-AXON; Headstage Intermediate Cable with Axon Adapter | 165 | 4.5% | 157.575
Olympus America Inc. | P-SMXIMBNC | SMX-IM-BNC; Head-Stage Intermediate Cable w/BNC Connector | 160 | 4.5% | 152.8
Olympus America Inc. | P-SMXIMSMB | SMX-IM-SMB; Head-Stage Intermediate Cable w/SMB Connector | 160 | 4.5% | 152.8
Olympus America Inc. | P-SMXLF50 | SMX-L-F-50; Lhand Mani w/back 50deg app | 4730 | 4.5% | 4517.15
Olympus America Inc. | P-SMXLF50HL | SMX-L-F-50-HL; Lhand Mani w/back 50deg app heavy load | 4730 | 4.5% | 4517.15
Olympus America Inc. | P-SMXLF90 | SMX-L-F-90; Lhand Mani w/back 90deg app | 4730 | 4.5% | 4517.15
Olympus America Inc. | P-SMXLFS50 | SMX-L-FS-50; Lhand Mani w/back-slide 50deg app | 4730 | 4.5% | 4517.15
Olympus America Inc. | P-SMXLFS50HL | SMX-L-FS-50-HL; Lhand Mani w/back-slide 50deg app heavy load | 4730 | 4.5% | 4517.15
Olympus America Inc. | P-SMXLFS90 | SMX-L-FS-90; Lhand Mani w/back-slide 90deg app | 4730 | 4.5% | 4517.15
Olympus America Inc. | P-SMXLR50 | SMX-L-R-50; Lhand Mani w/rot 50deg app | 4730 | 4.5% | 4517.15
Olympus America Inc. | P-SMXLR50HL | SMX-L-R-50-HL; Lhand Mani w/rot 50deg app heavy load | 4730 | 4.5% | 4517.15
Olympus America Inc. | P-SMXLR90 | SMX-L-R-90; Lhand Mani w/rot 90deg app | 4730 | 4.5% | 4517.15
Olympus America Inc. | P-SMXLRS50 | SMX-L-RS-50; Lhand Mani w/rot-slide 50deg app | 4730 | 4.5% | 4517.15
Olympus America Inc. | P-SMXLRS50HL | SMX-L-RS-50-HL; Lhand Mani w/rot-slide 50deg app heavy Load | 4730 | 4.5% | 4517.15
Olympus America Inc. | P-SMXLRS90 | SMX-L-RS-90; Lhand Mani w/rot-slide 90deg app | 4730 | 4.5% | 4517.15
Olympus America Inc. | P-SMXMB | SMX-MB; Standard Mounting Base | 61 | 0% | 61
Olympus America Inc. | P-SMXMBS | SMX-MBS; Slide Mounting Base | 105 | 0% | 105
Olympus America Inc. | P-SMXMEH10 | SMX-MEH10; Holder for 1.0mm OD Glass Pipette, SMB connector | 105 | 4.5% | 100.275
Olympus America Inc. | P-SMXMEH12 | SMX-MEH12; Holder for 1.2mm OD Glass Pipette, SMB connector | 105 | 4.5% | 100.275
Olympus America Inc. | P-SMXMEH15 | SMX-MEH15; Holder for 1.5mm OD Glass Pipette, SMB connector | 105 | 4.5% | 100.275
Olympus America Inc. | P-SMXMEH20 | SMX-MEH20; Holder for 2.0mm OD Glass Pipette, SMB connector | 105 | 4.5% | 100.275
Olympus America Inc. | P-SMXRF50 | SMX-R-F-50; Rhand Mani w/back 50deg app | 4730 | 4.5% | 4517.15
Olympus America Inc. | P-SMXRF50HL | SMX-R-F-50-HL; Rhand Mani w/back 50deg app heavy load | 4730 | 4.5% | 4517.15
Olympus America Inc. | P-SMXRF90 | SMX-R-F-90; Rhand Mani w/back 90deg app | 4730 | 4.5% | 4517.15
Olympus America Inc. | P-SMXRFS50 | SMX-R-FS-50; Rhand Mani w/back-slide 50deg app | 4730 | 4.5% | 4517.15
Olympus America Inc. | P-SMXRFS50HL | SMX-R-FS-50-HL; Rhand Mani w/back-slide 50deg app heavy load | 4730 | 4.5% | 4517.15
Olympus America Inc. | P-SMXRFS90 | SMX-R-FS-90; Rhand Mani w/back-slide 90deg app | 4730 | 4.5% | 4517.15
Olympus America Inc. | P-SMXRR50 | SMX-R-R-50; Rhand Mani w/rot 50deg app | 4730 | 4.5% | 4517.15
Olympus America Inc. | P-SMXRR50HL | SMX-R-R-50-HL; Rhand Mani w/rot 50deg app heavy load | 4730 | 4.5% | 4517.15
Olympus America Inc. | P-SMXRR90 | SMX-R-R-90; Rhand Mani w/rot 90deg app | 4730 | 4.5% | 4517.15
Olympus America Inc. | P-SMXRRS50 | SMX-R-RS-50; RHAND MANI W/ROT-SLIDE 50deg APP | 4730 | 4.5% | 4517.15
Olympus America Inc. | P-SMXRRS50HL | SMX-R-RS-50-HL; Rhand Mani w/rot-slide 50deg app heavy Load | 4730 | 4.5% | 4517.15
Olympus America Inc. | P-SMXRRS90 | SMX-R-RS-90; Rhand Mani w/rot-slide 90deg app | 4730 | 4.5% | 4517.15
Olympus America Inc. | P-SMXSA | SMX-SA; Single Axis Manipulator | 2640 | 4.5% | 2521.2
Olympus America Inc. | P-SMXSAELH10 | SMX-SA-ELH10; Holder Adapter for Single Axis: 6-10mm Dia | 105 | 4.5% | 100.275
Olympus America Inc. | P-SMXSAELH7 | SMX-SA-ELH7; Holder Adapter for Single Axis: 3-7mm Dia | 105 | 4.5% | 100.275
Olympus America Inc. | P-SMXUSB | SMX-USB; USB Adapter Cable for Computer Control | 121 | 4.5% | 115.555
Olympus America Inc. | P-SPECIAL | SPECIAL;MOD PROZ BASE & OPTICS ARM EXTRA TRAVEL H112 STAGE | 2750 | 4.5% | 2626.25
Olympus America Inc. | P-SZX12XYZ | SZX12XYZ; PROSCAN XYZ STAGE KIT F/SZX9 & SXZ12 MICROSCOPES | 15510 | 4.5% | 14812.05
Olympus America Inc. | P-SZX16XYZ | SZX16XYZ; PROSCAN XYZ STAGE KIT F/SZX16 MICROSCOPES | 16395 | 4.5% | 15657.225
Olympus America Inc. | P-TEPREXY | TEPREXY; PROSCAN XY STG KIT FOR TE2000;COMPLETE | 18830 | 4.5% | 17982.65
Olympus America Inc. | P-UM101 | uM Series 1 manipulator Bundle (includes Controller and adapters) | 9944 | 4.5% | 9496.52
Olympus America Inc. | P-UM102 | uM Series 2 manipulator Bundle (includes Controller and adapters) | 16258 | 4.5% | 15526.39
Olympus America Inc. | P-UM104 | uM Series 4 manipulator Bundle (includes Controller and adapters) | 29403 | 4.5% | 28079.865
Olympus America Inc. | P-uMDVT | uM-DVT; Dovetail Headstage Adapter | 83 | 4.5% | 79.265
Olympus America Inc. | P-UM-EXM | uM-EXM; uM Series Micromanipulator Base for Rotate/Flip/Slide Adjustment | 650 | 4.5% | 620.75
Olympus America Inc. | P-uMHUB | uM-HUB; 1 to 4 Manipulator Hub with Extra Battery | 517 | 4.5% | 493.735
Olympus America Inc. | P-uMMPR | uM-MPR; Multipurpose Adapter for 5-10mm OD Rods/Holders | 105 | 4.5% | 100.275
Olympus America Inc. | P-uMp3 | uMp-3; Triple Axis Manipulator | 5335 | 4.5% | 5094.925
Olympus America Inc. | P-UMP-4 | uMp-4; Micromanipulator, 4-Axis, Simple Bolt-On Mounting Base | 6490 | 4.5% | 6197.95
Olympus America Inc. | P-uMRW3 | uM-RW3; Rotary Wheel Remote Interface, 3 Wheels | 1485 | 4.5% | 1418.175
Olympus America Inc. | P-UM-RW4 | uM-RW4; Rotary Wheel Remote Interface, 4 Wheels | 1584 | 4.5% | 1512.72
Olympus America Inc. | P-uMTSC | uM-TSC; Touch Screen Control Unit | 2145 | 4.5% | 2048.475
Olympus America Inc. | P-UPF3P | 500-UPF3P;PROSCAN II CONTROLLER UPGRADE F/3 FW & 3 SHUTTERS | 1450 | 4.5% | 1384.75
Olympus America Inc. | P-UPXYP | UPXYP; CONTR UPG F/XY STG (STG CBL INCL) | 2000 | 4.5% | 1910
Olympus America Inc. | P-W3046 | W3046; USB CABLE FROM PRIOR CONTROLLER TO PC | 25 | 4.5% | 23.875
Olympus America Inc. | P-W4221 | REPLACEMENT FIBER OPTIC CABLE FOR LUMASPEC 800 SPECTROMETER | 250 | 4.5% | 238.75
Olympus America Inc. | P-W4416 | W4416; PLASTIC 4-SLIDE HOLDER (QTY: 1) FOR H117/HLD117 STAGES | 225 | 4.5% | 214.875
Olympus America Inc. | P-W4416-10 | W4416-10; PLASTIC 4-SLIDE HOLDERS (QTY: 10) FOR H117/HLD117 STAGES | 1000 | 4.5% | 955
Olympus America Inc. | P-WIENCXYZ | WIENCXYZ;PROSCAN ENC XYZ STG KIT F/BX51WI/61WI | 20525 | 4.5% | 19601.375
Olympus America Inc. | P-WIPROXYZ | WIPROXYZ;PROSCAN XYZ STG KIT F/BX51WI/61WI | 16695 | 4.5% | 15943.725
Olympus America Inc. | P-WIPROZ | WIPROZ;PROSCAN Z STG KIT F/BX51WI/61WI | 4965 | 4.5% | 4741.575
Olympus America Inc. | P-ZC12 | ZC12,PROZ MOT Z STAND FOR MVX10 & BX2/BX3 | 10435 | 4.5% | 9965.425
Olympus America Inc. | P-ZC12EL | ZC12EL; ProZ Microscope stand w/30" x 24" baseplate | 12240 | 4.5% | 11689.2
Olympus America Inc. | P-ZC12FLNG | ZC12FLNG; ProZ Mounting Flange for Direct Mount to Iso Table | 715 | 4.5% | 682.825
Olympus America Inc. | P-ZCABX | ZCABX,BX2/BX3 MICROSCOPE ADAPTER FOR PROZ MOT Z STAND | 1120 | 4.5% | 1069.6
Olympus America Inc. | P-ZCAMVX | ZCAMVX,MVX10 MICROSCOPE ADAPTER FOR PROZ MOT Z STAND | 1340 | 4.5% | 1279.7
Olympus America Inc. | P-ZCAMVXS | ZCAMVXS; Optical mounting arm for SZX16 optical head | 2560 | 4.5% | 2444.8
Olympus America Inc. | P-ZCBCK | ZCBCK;UNIVERSAL CLAMPING KIT PROZ FOR NON-PRIOR TRANS BASE | 980 | 4.5% | 935.9
Olympus America Inc. | P-ZCBRL | ZCBRL; H101/H105 stage mount reflected light only for Z column | 1990 | 4.5% | 1900.45
Olympus America Inc. | P-ZCBTL | ZCBTL;PROZ TRANSMITTED LIGHT BASE, INCLUDES LED IllUMINATOR | 4700 | 4.5% | 4488.5
Olympus America Inc. | P-ZDP12ME | ZDP12ME; ZDECK W/MOTO XY PLATFORM, 0.02um Res and 0.05um scales | 25455 | 4.5% | 24309.525
Olympus America Inc. | P-ZDP12MF | ZDP12MF; ZDECK w/FIXED BREADBOARD TOP, 50MM OF MAN HT | 6590 | 4.5% | 6293.45
Olympus America Inc. | P-ZDP12MK | ZDP12MK; ZDECK W/MANUAL XY PLATFORM, 50MM OF MAN HT ADJ | 16500 | 4.5% | 15757.5
Olympus America Inc. | P-ZDP12MN | ZDP12MN; ZDECK W/MOTO XY PLATFORM, 0.02um Res | 21565 | 4.5% | 20594.575
Olympus America Inc. | P-ZDP50K | ZDP50K; MANUAL TRANS STAGE (50MMx50MM TRAVEL) | 6950 | 4.5% | 6637.25
Olympus America Inc. | P-ZDP50T | ZDP50T; MOTORIZED TRANS STAGE (50MMx50MM TRAVEL) | 10610 | 4.5% | 10132.55
Olympus America Inc. | QC300-D-CNC | QC-300 3 AXIS DRO FOR DORSEY STAGES W/ CNC, CABLE REQ | 5105 | 4.5% | 4875.275
Olympus America Inc. | QC5230-OL6-DV | QC5230-OL6-DV (2D-3 AXIS) SYSTEM WITH TWO MONITORS | 7495 | 4.5% | 7157.725
Olympus America Inc. | QE-8002-7.16 | 8002.079 POWER CORD WITH 7/16TYPE C EURO PLUG, 2M LENGTH | 21 | 4.5% | 20.055
Olympus America Inc. | QE-8500.098 | POWER CORD WITH EUROPEAN 2PRONG PLUG, 10A/250V | 15 | 4.5% | 14.325
Olympus America Inc. | QE-8500.MPB | EUROPEAN PLUG "SCHUKO" CEE 7/7 | 6 | 4.5% | 5.73
Olympus America Inc. | QE-8580.098 | POWER CORD, 2.5M LONG, WITH SOUTH AFRICA PLUG | 18 | 4.5% | 17.19
Olympus America Inc. | QE-9650.MPB | EURO ASSEMBLED PLUG ADAPTER | 24 | 4.5% | 22.92
Olympus America Inc. | QE-9650-098 | POWER CORD, UK PLUG TO C-13, 10A 250V | 15 | 4.5% | 14.325
Olympus America Inc. | QKR-204B-22 | KR-204B;RETICLE 0.400" IN 100PARTS 22MM DIA | 80 | 4.5% | 76.4
Olympus America Inc. | R1 | R1 ; Automated cell counter frame Inc USB Memory | 2457 | 9.5% | 2223.585
Olympus America Inc. | R1-KIT | R1 starter kit. Contains R1 main unit (N5232000), 1 box of slides (R1-SLI), 10 rolls of thermal paper (OCC-TP1300) Power adapter, cable, and USB flash drive included with main unit | 2495 | 0% | 2495
Olympus America Inc. | R1-SLI | R1-SLI ; Counting slide, 50 slides 100 counts | 74 | 9.5% | 66.97
Olympus America Inc. | R3-OMLEDW | 0285829-000;ILLUMINATOR ASSEMBLY WHITE LED; ***120+ days lead time*** | 760 | 0% | 760
Olympus America Inc. | R4-OMLEDB | 0381764-000 ILLUMINATOR ASSEMBLEY ROYAL BLUE LED; ***120+ days lead time*** | 1014 | 0% | 1014
Olympus America Inc. | REPAIR | COST TO REPAIR HARDWARE | 0 | 0% | 0
Olympus America Inc. | REPAIR-Micro-Component | - None - | 0 | 0% | 0
Olympus America Inc. | S-0103A | SZH-ILL-K ILLUMINATOR SUB | 1464 | 0% | 1464
Olympus America Inc. | S-01062 | SZ2-ILLC;COAXIAL ILLUMINATOR WITH ESD CAPABILITY | 1194 | 9.5% | 1080.57
Olympus America Inc. | S-0115 | LSGA-5;LOW VOLT ILLUMINATOR KIT W/ BULB, NO TRANSFORMER | 159 | 0% | 159
Olympus America Inc. | S-01155 | LSGA-5;LOW VOLT ILLUMINATOR,NO BULB, NO TRANSFORMER | 127 | 9.5% | 114.935
Olympus America Inc. | S-0117 | SZH-IHA;CLAMPING ARM FOR SZH-L SGA ILLUMINATOR | 64 | 9.5% | 57.92
Olympus America Inc. | S-0119 | SZH-CLJ;SPECIMEN CLAMP USED BY JEWELERS | 150 | 9.5% | 135.75
Olympus America Inc. | S-0125 | SZH-STAD1;STAGE ADAPTER FOR BH 2-SH, BH2-SRG ON SZH/10 | 113 | 9.5% | 102.265
Olympus America Inc. | S-01282 | SZ2-ST;STAND WITH ESD CAPABILITY | 305 | 9.5% | 276.025
Olympus America Inc. | S-01292 | SZ2-ILA;TRANSMITTING ILLUMINATION BASE | 352 | 9.5% | 318.56
Olympus America Inc. | S-01307 | SZ2-ILST-1-8;TRANS & REF LIGHT LED ILL STAND, ROHS, WEEE<br> | 1025 | 9.5% | 927.625
Olympus America Inc. | S-0132 | SZ-STL;LARGE REFLECTED LIGHT BASE FOR SZ STEREOS | 689 | 9.5% | 623.545
Olympus America Inc. | S-01452 | SZ2-ET;EXTENSION PILLAR WITH E SD CAPABILITY | 50 | 9.5% | 45.25
Olympus America Inc. | S-01463 | SZ2-STU2-1-2;UNIVERSAL STAND W/ ESD CAPABILITY EXTENDED SZX | 1951 | 9.5% | 1765.655
Olympus America Inc. | S-01482 | SZ2-FO;FOCUSING STAGE WITH ESD CAPABILITY | 391 | 9.5% | 353.855
Olympus America Inc. | S-0149 | IHD;MOUNTING ARM FOR LSGA ILLUMINATOR FOR STEREOS | 46 | 9.5% | 41.63
Olympus America Inc. | S-01492 | IHE;MOUNTING ARM WITH ESD CAPABILITY (FOR SZ2-ST) | 44 | 9.5% | 39.82
Olympus America Inc. | S-01502 | SZ2-LHAD;LAMP HOUSING ADAPTER WITH ESD CAPABILITY | 70 | 9.5% | 63.35
Olympus America Inc. | S-01602 | SZ2-STU1;UNIVERSAL STAND WITH ESD CAPABILITY | 996 | 9.5% | 901.38
Olympus America Inc. | S-01672 | SZ2-STU3;TABLE CLAMP STAND | 996 | 9.5% | 901.38
Olympus America Inc. | S-0204 | SZH-P400;PILLAR 400MM, 32MM DIAMETER | 82 | 9.5% | 74.21
Olympus America Inc. | S-0206 | SZH-P600;PILLAR 600MM, 32MM DIAMETER | 143 | 9.5% | 129.415
Olympus America Inc. | S-0214 | SZ-POL-2;POLARIZING ATTACHMENT SET FOR SZ STEREOS | 497 | 9.5% | 449.785
Olympus America Inc. | S-0252 | SZ-FIL;OBJECTIVE PROTECTION WINDOW FOR SZ STEREOS | 80 | 9.5% | 72.4
Olympus America Inc. | S-02652 | SZ2-STP;MOUNTING ARM FOR PROBER WITH ESD CAPABILITY | 243 | 9.5% | 219.915
Olympus America Inc. | S-02662 | SZ2-STB1;BONDER ARM WITH ESD CAPABILITY | 266 | 9.5% | 240.73
Olympus America Inc. | S-02662M | SZ2-STB1 & OS60862; MODIFIED TILTING BONDER ARM | 515 | 9.5% | 466.075
Olympus America Inc. | S-02672 | SZ2-STB2;BONDER ARM WITH ESD CAPABILITY | 266 | 9.5% | 240.73
Olympus America Inc. | S-02682 | SZ2-STS;MOUNTING ARM FOR SZX W/ ESD CAPABILITY | 266 | 9.5% | 240.73
Olympus America Inc. | S-0270 | SZ-STLA;ADAPTER FOR LARGE TABLE STAND SZ-STL | 83 | 9.5% | 75.115
Olympus America Inc. | S-02712 | SZ2-STB3;BONDER ARM WITH ESD CAPABILITY | 146 | 9.5% | 132.13
Olympus America Inc. | S-0272 | SZ-OSV OFFSET VIEWER | 292 | 9.5% | 264.26
Olympus America Inc. | S-02802 | SZ-LGR66;RING LIGHT ADAPTER FOR SZ51 & SZ61 | 62 | 9.5% | 56.11
Olympus America Inc. | S-0502 | 24OCM10/100;24MM DIA,MICROMETER DISC,10MM/100 UNITS | 43 | 9.5% | 38.915
Olympus America Inc. | S-0504 | 24OCMCROSS;24MM DIA,MICROMETER DISC,CROSSHAIR | 41 | 9.5% | 37.105
Olympus America Inc. | S-0505 | 22OCM0.4/40I;22MM DIA,MICROMETER DISC,0.4INCH/40 UNITS | 43 | 9.5% | 38.915
Olympus America Inc. | S-0508 | 24OCM10/100X;24MM DIA,MICROMETER DISC,CROSS,10MM/100 ON X | 55 | 9.5% | 49.775
Olympus America Inc. | S-0509 | 22OCM10/100XY;22MM DIA,MICROMETER DISC,CROSS,10MM/100 X&Y | 93 | 9.5% | 84.165
Olympus America Inc. | S-0510 | 24OCM10/100XY;24MM DIA,MICROMETER DISC,CROSS,10MM/100 X&Y | 93 | 9.5% | 84.165
Olympus America Inc. | S-0511 | 22OCM10/100SQ;22MM DIA,MICROMETER DISC,10MM SQU/100 SQU | 69 | 9.5% | 62.445
Olympus America Inc. | S-0512 | 24OCM10/100SQ;24MM DIA,MICROMETER DISC,10MM SQU/100 SQU | 63 | 9.5% | 57.015
Olympus America Inc. | S-0513 | 22OCM5/10SQ;22MM DIA,MICROMETER DISC,5MM SQU/100 SQU | 69 | 9.5% | 62.445
Olympus America Inc. | S-0517 | 24OCM10/100SQ;24MM DIA,MICROMETER DISC,10MM SQU/10000 SQU | 46 | 9.5% | 41.63
Olympus America Inc. | S-0750 | SP-C;CLEAR GLASS STAGE PLATE FOR STEREOS | 24 | 9.5% | 21.72
Olympus America Inc. | S-0757 | SP-BW-2;BLACK & WHITE STAGE PLATE FOR STEREOS | 25 | 9.5% | 22.625
Olympus America Inc. | S-07572 | SZ2-SPBW;BLACK&WHITE REVERSIBLE STAGE PLATE W/ESD CAPABILITY | 28 | 9.5% | 25.34
Olympus America Inc. | S-0C031 | DXC-990 12 PIN CABLE FOR CMA-D2/D2CE/D2MD/D2MDCE CTRL BOX | 150 | 4.5% | 143.25
Olympus America Inc. | SCH-1054266 | 1054266; KL-RA-SZ2 SZ2 SZ2 ring light adaptor | 62 | 4.5% | 59.21
Olympus America Inc. | SCH-120214 | 120214; ADPTR FOR KL200 LED AND MLS ILLUMINS ON SZ2-ST STAND | 54 | 4.5% | 51.57
Olympus America Inc. | SCH-120225 | 120.225; KL 300 LED Mounting Bracket Column Ø 25 mm | 37 | 4.5% | 35.335
Olympus America Inc. | SCH-120229 | 120.229; KL 300 LED Mounting Bracket Column Ø 30 mm | 37 | 4.5% | 35.335
Olympus America Inc. | SCH-120232 | 120.232; KL 300 LED Mounting Bracket Column Ø 32 mm | 37 | 4.5% | 35.335
Olympus America Inc. | SCH-120235 | 120.235; KL 300 LED Mounting Bracket Column Ø 35 mm | 37 | 4.5% | 35.335
Olympus America Inc. | SCH-120250 | 120.250; KL 300 LED Mounting Bracket for Base 158.340 | 57 | 4.5% | 54.435
Olympus America Inc. | SCH-120300 | 120.300; KL 300 LED 100-240V incl. Power Supply | 350 | 4.5% | 334.25
Olympus America Inc. | SCH-120402 | 120.402; Single Gooseneck + Single Flex Arm for 122.150 TL Stage Ø 3.5 mm / 500 mm + Ø 5 mm / 600 mm | 242 | 4.5% | 231.11
Olympus America Inc. | SCH-1209645 | 1209645; VL-RADF Darkfield ring light adaptor (for SDFPLAPO1.6XPF: BF observation) | 400 | 4.5% | 382
Olympus America Inc. | SCH-1209669 | 1209669; VL-RADF-1.6XPF Darkfield ring light adapter for SDFPLAPO1.6XPF (DF observation) | 286 | 4.5% | 273.13
Olympus America Inc. | SCH-1209760 | 1209760; VL-RADF-2XPFC Darkfield ring light adapter for SDFPLAPO2XPFC (DF observation) | 286 | 4.5% | 273.13
Olympus America Inc. | SCH-1209761 | 1209761; VL-RABF-2XPFC Darkfield ring light adapter for SDFPLAPO2XPFC (BF observation) | 286 | 4.5% | 273.13
Olympus America Inc. | SCH-1209762 | 1209762; KL-RA-SZX-2 SZX2 ring light adaptor | 32 | 4.5% | 30.56
Olympus America Inc. | SCH-122150 | 122.150; TLS for Flexible Light Guides, for Insert Diameter 84 mm, for Light Guides up to Ø 5 mm | 126 | 4.5% | 120.33
Olympus America Inc. | SCH-1428778 | 1428778; KL-BL245/1000-ILLC-2 Double Branch Flexible Light Guide Ø 4.5 mm/1000 mm (SZX2-ILLC10/SZX2-ILLC16) | 588 | 4.5% | 561.54
Olympus America Inc. | SCH-1428780 | 1428780; KL-BL18/1000-TL-3 Single Flexible Light Guide Ø 8 mm/1000 mm (SZX-TLGAD) | 518 | 4.5% | 494.69
Olympus America Inc. | SCH-1428817 | 1428817; KL300-BL145/600-ILA-2 Single Branch | 132 | 4.5% | 126.06
Olympus America Inc. | SCH-1429254 | 1429254; KL-RL-DF-8.5/1000-3 Ring light, darkfield W.D. 5-15 mm | 1454 | 4.5% | 1388.57
Olympus America Inc. | SCH-1429510 | 1429510; Annular Ring Light "Standard" Ø i = 66 mm Length = 1500 mm | 1432 | 4.5% | 1367.56
Olympus America Inc. | SCH-1443417 | 1443417; KL-AL245-SZX2*2 Combination Gooseneck - SZX2, SZ-STL, SZ2-STU2-2, or STX arms | 582 | 4.5% | 555.81
Olympus America Inc. | SCH-1446361 | 1446361; KL300-BL245/500-ILLC-2 Double Branch | 368 | 4.5% | 351.44
Olympus America Inc. | SCH-150600 | 150.600; KL 1600 LED - LED Light Source (Input Voltage 100 -240 V) | 849 | 4.5% | 810.795
Olympus America Inc. | SCH-150700 | 150.700; KL 1500 HAL - Halogen Light Source (150W / Input Voltage 100 -240 V) | 849 | 4.5% | 810.795
Olympus America Inc. | SCH-1520566 | 1520566; KL-AL245-SZX2 Combination Gooseneck - SZ2, SZ2-ST, or SZ2-ILST | 582 | 4.5% | 555.81
Olympus America Inc. | SCH-153000 | 153.000; Halogen Bulb 15 V / 150 W, Type EFR¹ | 33 | 4.5% | 31.515
Olympus America Inc. | SCH-153103 | 153.103; Fuse for 120 V, Primary: T4 A, | 6 | 4.5% | 5.73
Olympus America Inc. | SCH-153105 | 153.105; Fuse for 230 V, Primary: T2H 250 V | 6 | 4.5% | 5.73
Olympus America Inc. | SCH-154101 | 154.101; Single Gooseneck Light Guide Ø 4.5 mm / 600 mm | 192 | 4.5% | 183.36
Olympus America Inc. | SCH-154202 | 154.202; Double Gooseneck Light Guide Ø 4.5 mm / 600 mm | 334 | 4.5% | 318.97
Olympus America Inc. | SCH-154302 | 154.302; Triple Gooseneck Light Guide Ø 4.5 mm / 600 mm | 485 | 4.5% | 463.175
Olympus America Inc. | SCH-155100 | 155.100; Single Flexible Light Guide, M-PVC Ø 5.0 mm / 1000 mm | 186 | 4.5% | 177.63
Olympus America Inc. | SCH-155102 | 155.102; Single Flexible Light Guide, M-PVC Ø 5.0 mm / 1600 mm | 230 | 4.5% | 219.65
Olympus America Inc. | SCH-155103 | 155.103; Single Flexible Light Guide, M-PVC Ø 8.0 mm / 1000 mm | 310 | 4.5% | 296.05
Olympus America Inc. | SCH-155104 | 155.104; Single Flexible Light Guide, M-PVC Ø 9.0 mm / 1000 mm | 338 | 4.5% | 322.79
Olympus America Inc. | SCH-155204 | 155.204; Double Branch Flexible Light Guide, M-PVC Ø 4.5 mm / 1000 mm | 323 | 4.5% | 308.465
Olympus America Inc. | SCH-155205 | 155.205; Double Branch Flexible Light Guide, M-PVC Ø 4.5 mm / 1600 mm | 424 | 4.5% | 404.92
Olympus America Inc. | SCH-155206 | 155.206; Triple Branch Flexible Light Guide, M-PVC Ø 4.5 mm / 1000 mm | 461 | 4.5% | 440.255
Olympus America Inc. | SCH-157040 | 157.040; Annular Ring Light Ø i = 40 mm | 615 | 4.5% | 587.325
Olympus America Inc. | SCH-157066 | 157.066; Annular Ring Light "SE" Ø i = 66 mm | 708 | 4.5% | 676.14
Olympus America Inc. | SCH-157402 | 157.402; 4-Point Ring Light Ø i = 66 mm | 586 | 4.5% | 559.63
Olympus America Inc. | SCH-157406 | 157.406; Annular Ring Light Darkfield Ø i = 66 mm and 70 mm | 1052 | 4.5% | 1004.66
Olympus America Inc. | SCH-157410 | 157.410; Annular Ring Light "Standard" Ø i = 58 mm | 723 | 4.5% | 690.465
Olympus America Inc. | SCH-157420 | 157.402; 4-Point Ring Light Ø i = 66 mm | 586 | 4.5% | 559.63
Olympus America Inc. | SCH-157430 | 157.430; Clamp for Light Guides RL Øi = 58 + 66 mm, Flex LG Ø 15 mm and Focusing Lens 158.215 | 117 | 4.5% | 111.735
Olympus America Inc. | SCH-157440 | 157.440; Annular Ring Light "Maxi" Ø i = 150 mm | 1968 | 4.5% | 1879.44
Olympus America Inc. | SCH-157450 | 157.450; Objective Adapter RL Øi = 66, to Objective Ø = 58 mm | 41 | 4.5% | 39.155
Olympus America Inc. | SCH-157452 | 157.452; Objective Adapter RL Øi = 66 to Objective Ø = 60 mm | 41 | 4.5% | 39.155
Olympus America Inc. | SCH-157562 | 157.562; Extension Tube DF - Working Distance 80 to 110 mm for Objective Ø = 66 mm | 148 | 4.5% | 141.34
Olympus America Inc. | SCH-157567 | 157.567; Extension Tube DF - Working Distance 50 to 80 mm for Objective Ø = 66 mm | 148 | 4.5% | 141.34
Olympus America Inc. | SCH-157569 | 157.569; Extension Tube DF - Working Distance 30 to 50 mm, for Objective Ø = 66 mm | 148 | 4.5% | 141.34
Olympus America Inc. | SCH-157600 | 157.600; TLS Adapter Ø = 84 for Base Plate Ø 100 mm | 79 | 4.5% | 75.445
Olympus America Inc. | SCH-157610 | 157.610; TLS Adapter Ø = 84 for Base Plate Ø 120 mm | 79 | 4.5% | 75.445
Olympus America Inc. | SCH-157620 | 157.620; TLS Adapter Ø = 84 for Base Plate Ø 180 mm | 79 | 4.5% | 75.445
Olympus America Inc. | SCH-157630 | 157.630; TLS Adapter Ø = 84 for Base Plate Ø 90 mm | 79 | 4.5% | 75.445
Olympus America Inc. | SCH-158200 | 158.200; Focusing Lens and Filter Set for Light Guides up to Ø = 5 mm | 194 | 4.5% | 185.27
Olympus America Inc. | SCH-158205 | 158.205; Polarization Filter for Focusing Lens (158.210) | 95 | 4.5% | 90.725
Olympus America Inc. | SCH-158206 | 158.206; Polarization Filter for Focusing Lens (158.215) | 71 | 4.5% | 67.805
Olympus America Inc. | SCH-158207 | 158.207; Halogen Filter for Focusing Lens (158.210) | 38 | 4.5% | 36.29
Olympus America Inc. | SCH-158210 | 158.210; Focusing Lens without Filter for Light Guides up to Ø = 5 mm | 44 | 4.5% | 42.02
Olympus America Inc. | SCH-158210 | 158210: FOCUSING LENS f/5MM DIA LIGHT GUIDES | 44 | 4.5% | 42.02
Olympus America Inc. | SCH-158211 | 158.211; DayLight Filter for Focusing Lens (158.210) | 33 | 4.5% | 31.515
Olympus America Inc. | SCH-158215 | 158.215; Focusing Lens without Filter for Light Guides Ø = 8 mm | 119 | 4.5% | 113.645
Olympus America Inc. | SCH-158302 | 158.302; Insert Filter with Holder, Blue (Compatible with the KL 1500 LCD and KL 1500 Compact Only) | 47 | 4.5% | 44.885
Olympus America Inc. | SCH-158303 | 158.303; Insert Filter with Holder, Red (Compatible with the KL 1500 LCD and KL 1500 Compact Only) | 29 | 4.5% | 27.695
Olympus America Inc. | SCH-158304 | 158.304; Insert Filter with Holder, Green (Compatible with the KL 1500 LCD and KL 1500 Compact Only) | 29 | 4.5% | 27.695
Olympus America Inc. | SCH-158305 | 158.305; Insert Filter with Holder, Yellow (Compatible with the KL 1500 LCD and KL 1500 Compact Only) | 29 | 4.5% | 27.695
Olympus America Inc. | SCH-158306 | 158.306; DayLight Filter with Holder (Compatible with the KL 1500 LCD and KL 1500 Compact Only) | 29 | 4.5% | 27.695
Olympus America Inc. | SCH-158320 | 158.320; Light Guides by: Volpi-, Photonic and Schott North America To Light source:KL 1500 LCD, KL 2500 LCD, KL 1500 Electronic | 157 | 4.5% | 149.935
Olympus America Inc. | SCH-158330 | 158.330; Holder for Flexible Light Guides up to Ø 5 mm, M6-thread | 91 | 4.5% | 86.905
Olympus America Inc. | SCH-158335 | 158.335; Holder for Flexible Light Guides Ø 8 mm, M6-thread | 92 | 4.5% | 87.86
Olympus America Inc. | SCH-158340 | 158340; BASE 3 x M6 THREAD | 86 | 4.5% | 82.13
Olympus America Inc. | SCH-158341 | 158.341; Holder for Focusing Lens (158 210), 1x M6-thread | 77 | 4.5% | 73.535
Olympus America Inc. | SCH-158402 | 158.402; Mounting Bracket, Ø 32 mm Column (Combination Gooseneck Light Guide - 170.402) | 158 | 4.5% | 150.89
Olympus America Inc. | SCH-158430 | 158.430; Polarization Filter Set for Annular Ring Light "Standard" Ø i = 66 mm | 436 | 4.5% | 416.38
Olympus America Inc. | SCH-158440 | 158.440; Polarization Filter Set for Annular Ring Light "Standard" Ø i = 58 mm | 436 | 4.5% | 416.38
Olympus America Inc. | SCH-158500 | 158.500; TLS Polarizing Filter Attachment; Adjustable | 129 | 4.5% | 123.195
Olympus America Inc. | SCH-158505 | 158.505; Analyzer M49x0,75, for Polarizing Filter Attachment *Specify Lens used* | 115 | 4.5% | 109.825
Olympus America Inc. | SCH-158510 | 158.510; Analyzer M52x1 for Polarizing Filter Attachment (other analyzers via specialized dealers) *Specify Lens* | 115 | 4.5% | 109.825
Olympus America Inc. | SCH-160100 | 160.100; Light Line with Lens 50 x 1.2 mm L=1000 mm | 1183 | 4.5% | 1129.765
Olympus America Inc. | SCH-160110 | 160.110; Light Line with Lens 100 x 0,6 L=1000 mm | 1252 | 4.5% | 1195.66
Olympus America Inc. | SCH-160120 | 160.120; Light Line with Lens 200 x 0.3 L= 1000 mm | 1630 | 4.5% | 1556.65
Olympus America Inc. | SCH-170101 | 170.101; Single Gooseneck Ø 3.5 mm / 500 mm | 142 | 4.5% | 135.61
Olympus America Inc. | SCH-170202 | 170.202; Double Gooseneck Ø 3.5 mm / 500 mm | 248 | 4.5% | 236.84
Olympus America Inc. | SCH-170402 | 170.402; Combination Gooseneck Light Guide Ø 4.5 mm / 500 mm / 800 mm (Mounting Bracket Required - 158.402) | 414 | 4.5% | 395.37
Olympus America Inc. | SCH-171101 | 171.101; Single Branch Ø 4.5 mm / 1000 mm | 116 | 4.5% | 110.78
Olympus America Inc. | SCH-171202 | 171.202; Double Branch Ø 4.5 mm / 1000 mm | 163 | 4.5% | 155.665
Olympus America Inc. | SCH-172501 | 172.501; 6-Point Ring Light Ø i = 58 mm | 508 | 4.5% | 485.14
Olympus America Inc. | SCH-172601 | 172.601; 6-Point Ring Light Ø i = 66 mm | 508 | 4.5% | 485.14
Olympus America Inc. | SCH-250102 | 250.102; Single Flexible Light Guide for KL1500 LCD only, M-PVC Ø 15.0 mm/1000 mm | 518 | 4.5% | 494.69
Olympus America Inc. | SCH-250103 | 250.103; Single Flexible Light Guide for KL2500 LCD only, M-PVC Ø 15.0 mm/1500 mm | 551 | 4.5% | 526.205
Olympus America Inc. | SCH-250201 | 250.201; KL 2500 LCD Voltage 120 V *Limited Stock Available* | 1445 | 4.5% | 1379.975
Olympus America Inc. | SCH-250400 | 250.400; KL 2500 LED LED Light Source (Input Voltage 100 -240 V) | 1447 | 4.5% | 1381.885
Olympus America Inc. | SCH-253000 | 253.000; Halogen Bulb 24 V / 250 W, Type ELC¹ | 40 | 4.5% | 38.2
Olympus America Inc. | SCH-253101 | 253.101; Fuse for 230 V, Primary: T3,15H, 250 V | 8 | 4.5% | 7.64
Olympus America Inc. | SCH-253103 | 253.103; Fuse for 120 V, Primary: M6,3 A | 8 | 4.5% | 7.64
Olympus America Inc. | SCH-255204 | 255.204; Double Branch, M-PVC, Randomized Ø 9.0 mm/1000 mm (For KL2500LCD only) | 798 | 4.5% | 762.09
Olympus America Inc. | SCH-258205 | 258.205; Polarization Filter for Focusing Lens (258.210); Twistable for Light Guides Ø 15 mm | 86 | 4.5% | 82.13
Olympus America Inc. | SCH-258210 | 258.210; Focusing Lens without Filter for Light Guides Ø 15 mm | 224 | 4.5% | 213.92
Olympus America Inc. | SCH-258302 | 258.302; Insert Filter, Ø = 28 mm, Blue (KL 1500 LED, KL 1600 LED, KL 2500 LED, KL 1500 HAL ONLY) | 66 | 4.5% | 63.03
Olympus America Inc. | SCH-258303 | 258.303; Insert Filter, Ø = 28 mm, Red (KL 1500 LED, KL 1600 LED, KL 2500 LED, KL 1500 HAL ONLY) | 41 | 4.5% | 39.155
Olympus America Inc. | SCH-258304 | 258.304; Insert Filter, Ø = 28 mm, Green (KL 1500 LED, KL 1600 LED, KL 2500 LED, KL 1500 HAL ONLY) | 41 | 4.5% | 39.155
Olympus America Inc. | SCH-258305 | 258.305; Insert Filter, Ø = 28 mm, Yellow (KL 1500 LED, KL 1600 LED, KL 2500 LED, KL 1500 HAL ONLY) | 41 | 4.5% | 39.155
Olympus America Inc. | SCH-258306 | 258.306; Insert Filter, Ø = 28 mm, Daylight ( KL 1500 HAL ONLY) | 41 | 4.5% | 39.155
Olympus America Inc. | SCH-258307 | 258.307; Insert Filter, Ø = 28 mm, Halogen (KL 1500 LED, KL 1600 LED & KL 2500 LED ONLY) | 41 | 4.5% | 39.155
Olympus America Inc. | SCH-258313 | 258.313; Insert Filter, Ø = 28 mm, Blue (485 nm) | 424 | 4.5% | 404.92
Olympus America Inc. | SCH-258314 | 258.314; Insert Filter, Ø = 28 mm, Green (515 nm) | 305 | 4.5% | 291.275
Olympus America Inc. | SCH-260130 | 260.130; Light Line with Adjustable Focusing Optic 300x0.3 L=1000 mm *Only for KL2500LCD* | 1836 | 4.5% | 1753.38
Olympus America Inc. | SCH-260135 | 260.135; Light Line with Adjustable Focusing Optic 300x0.3 L=1500 mm *Only for KL2500LCD* | 2107 | 4.5% | 2012.185
Olympus America Inc. | SCH-400000 | 400.000; MC 1500 - Programable, Multifunction, Multihead Controller (Power Supply Not Included) | 745 | 4.5% | 711.475
Olympus America Inc. | SCH-400010 | 400.010; MC 750 - Basic Controller (Power Supply Not Included) | 450 | 4.5% | 429.75
Olympus America Inc. | SCH-400020 | 400.020; Foot Switch *Only for KL2500LED or MC1500 Controller* | 32 | 4.5% | 30.56
Olympus America Inc. | SCH-400030 | 400.030; RS 232 USB 1.1 Converter *Only for MC1500 Controller* | 96 | 4.5% | 91.68
Olympus America Inc. | SCH-400040 | 400.040; MC 1000 - Multifunction Controller (Power Supply Not Included) | 495 | 4.5% | 472.725
Olympus America Inc. | SCH-400050 | 400.050; Power Supply Input 100-240 V, Output 24 V/1.00A, UL and CE (Power Cord sold seperately) | 99 | 4.5% | 94.545
Olympus America Inc. | SCH-400052 | 400.052; Power Cord US, 1.8 m | 15 | 4.5% | 14.325
Olympus America Inc. | SCH-400100 | 400.100; Intense Brightfield Ring Light "S 40-55" Øi = 66 mm, Working Distance 55 - 110 mm | 950 | 4.5% | 907.25
Olympus America Inc. | SCH-400150 | 400.150; Intense Brightfield Ring Light "Slim" Øi = 66 mm, Working Distance Ring A 20-40 / Ring B 40-90 mm * NEW * | 875 | 4.5% | 835.625
Olympus America Inc. | SCH-400225 | 400.225; Intense Brightfield Ring Light "S 80-25" Øi = 66 mm, Working Distance 25 - 55 mm | 895 | 4.5% | 854.725
Olympus America Inc. | SCH-400255 | 400.255; Intense Brightfield Ring Light "S 80-55" Øi = 66 mm, Working Distance 55 - 135 mm | 895 | 4.5% | 854.725
Olympus America Inc. | SCH-400265 | 400.265; Intense Brightfield Ring Light "S 80-65" Øi = 81mm, Working Distance 35 - 100 mm *NEW* | 1150 | 4.5% | 1098.25
Olympus America Inc. | SCH-400300 | 400.300; Intense Darkfield Ring Light "S 40-10 D" Øi = 66 mm, Working Distance 5-15 mm | 845 | 4.5% | 806.975
Olympus America Inc. | SCH-400350 | 400.350; Transmitted Light Stage "TLS-DF" Darkfield Ø= 84 mm with High Intesity | 1295 | 4.5% | 1236.725
Olympus America Inc. | SCH-400400 | 400.400; Transmitted Light Stage "TLS-BF" Brightfield Ø= 84 mm with High Intensity | 695 | 4.5% | 663.725
Olympus America Inc. | SCH-400500 | 400.500; Combi-kit, Adapter Set for Objective Working Distances 30 - 110 mm to Mount VisiLed Darkfield Ring Light to VisiLed Brightfield Ring Light | 395 | 4.5% | 377.225
Olympus America Inc. | SCH-400510 | 400.510; Darkfield Adapter for Objective Working Distance 20 - 30 mm to Mount VisiLed Darkfield Ring Light to Objective Ø = 66 mm and 70 mm | 157 | 4.5% | 149.935
Olympus America Inc. | SCH-400550 | 400.550; Polarizer Set for Ring Light Polarizer and Analyzer | 496 | 4.5% | 473.68
Olympus America Inc. | SCH-400560 | 400.560; Protection Glass for Ring Light | 273 | 4.5% | 260.715
Olympus America Inc. | SCH-400570 | 400.570; Diffuser for Ring Light | 307 | 4.5% | 293.185
Olympus America Inc. | SCH-400600 | 400.600; ACT- Transmitted Light Stage Ø= 84 mm, Brightfield, Intense Darkfield with Advanced Contrast | 2995 | 4.5% | 2860.225
Olympus America Inc. | SCH-500100 | 500.100; Diffuse Light Panel, Additional Light Guide 155103 Required, KL 2500 Recommended | 503 | 4.5% | 480.365
Olympus America Inc. | SCH-500200 | 500.200; Diffuse Ring Light, Ø i = 66 mm, KL 2500 Recommended | 1088 | 4.5% | 1039.04
Olympus America Inc. | SCH-600101 | 600.101; Spot Light PLUS System Controller and Power Supply (100-240V) included | 490 | 4.5% | 467.95
Olympus America Inc. | SCH-600200 | 600.200; Ring Light System (RL) Ø i = 66 mm Controller Integrated, Power Supply (100-240V) included | 650 | 4.5% | 620.75
Olympus America Inc. | SCH-600300 | 600.300; Ring Light Plus System (RL) Ø i = 66 mm, Segmentable Controller Integrated, Power Supply (100-240V) included | 766 | 4.5% | 731.53
Olympus America Inc. | SCH-600400 | 600.400; TLS, Ø = 84 mm Controller Integrated, Power Supply (100-240V) included | 650 | 4.5% | 620.75
Olympus America Inc. | SCH-600600 | 600.600; Polarizer for Spot | 86 | 4.5% | 82.13
Olympus America Inc. | SCH-600650 | 600.650; Color Filter for Spot, Red | 48 | 4.5% | 45.84
Olympus America Inc. | SCH-600660 | 600.660; Color Filter for Spot, Blue | 48 | 4.5% | 45.84
Olympus America Inc. | SCH-600670 | 600.670; Color Filter for Spot, Green | 48 | 4.5% | 45.84
Olympus America Inc. | SCH-600680 | 600.680; Color Filter for Spot, Yellow | 48 | 4.5% | 45.84
Olympus America Inc. | SCH-600920 | 600.920; Power Supply for EasyLED Ringlight 600.200, including universal power plug set | 50 | 4.5% | 47.75
Olympus America Inc. | SCH-A08013 | A08013; ADAPTER, L.S., .400", GN | 64 | 4.5% | 61.12
Olympus America Inc. | SCH-A08020 | A08020.40; BUNDLE, .200" DIA X 40.0" | 105 | 4.5% | 100.275
Olympus America Inc. | SCH-A08020.60 | A08020.60; BUNDLE, .200" DIA X 60.0" | 119 | 4.5% | 113.645
Olympus America Inc. | SCH-A08025.40 | A08025.40; BUNDLE, .250" DIA X 40.0" | 119 | 4.5% | 113.645
Olympus America Inc. | SCH-A08025.60 | A08025.60; BUNDLE, .250" DIA X 60.0" | 146 | 4.5% | 139.43
Olympus America Inc. | SCH-A08031.40 | A08031.40; BUNDLE, .310" DIA X 40.0" | 137 | 4.5% | 130.835
Olympus America Inc. | SCH-A08031.60 | A08031.60; BUNDLE, .310" DIA X 60.0" | 160 | 4.5% | 152.8
Olympus America Inc. | SCH-A08031.60R | A08031.60R; BUNDLE, .310" DIA x 60.0" RANDOMIZED | 210 | 4.5% | 200.55
Olympus America Inc. | SCH-A08031.80 | A08031.80; BUNDLE, .310" DIA X 80.0" | 214 | 4.5% | 204.37
Olympus America Inc. | SCH-A0803140R | A08031.40R; BUNDLE, .310" DIA x 40.0" RANDOMIZED | 169 | 4.5% | 161.395
Olympus America Inc. | SCH-A0803180R | A08031.80R; BUNDLE, .310" DIA X 80.0" RANDOMIZED | 249 | 4.5% | 237.795
Olympus America Inc. | SCH-A08035 | A08035; COUPLER / BUNDLE EXTENDER, A08031, LS ADAPTER | 60 | 4.5% | 57.3
Olympus America Inc. | SCH-A08051.60 | A08051.60; BUNDLE, .510" DIA X 60.0" | 338 | 4.5% | 322.79
Olympus America Inc. | SCH-A0805140 | A08051.40; BUNDLE, .510" DIA X 40.0" | 257 | 4.5% | 245.435
Olympus America Inc. | SCH-A08055 | A08055; COUPLER / BUNDLE EXTENDER, A08051, LS ADAPTER | 60 | 4.5% | 57.3
Olympus America Inc. | SCH-A08070 | A08070; FILTER, BLUE, DICHROIC | 42 | 4.5% | 40.11
Olympus America Inc. | SCH-A08071 | A08071; FILTER, GREEN, DICHROIC | 42 | 4.5% | 40.11
Olympus America Inc. | SCH-A08072 | A08072; FILTER, YELLOW, DICHROIC | 42 | 4.5% | 40.11
Olympus America Inc. | SCH-A08073 | A08073; FILTER, RED, DICHROIC | 42 | 4.5% | 40.11
Olympus America Inc. | SCH-A08074 | A08074; FILTER, DAYLIGHT, DICHROIC | 42 | 4.5% | 40.11
Olympus America Inc. | SCH-A08075 | A08075; FILTER, UV-CUT-OFF | 58 | 4.5% | 55.39
Olympus America Inc. | SCH-A08080 | A08080; LENS, SPOT | 42 | 4.5% | 40.11
Olympus America Inc. | SCH-A08082 | A08082; LENS, SMALL-SPOT | 71 | 4.5% | 67.805
Olympus America Inc. | SCH-A08084 | A08084; LENS, SPOT (A08051.40/.60) | 80 | 4.5% | 76.4
Olympus America Inc. | SCH-A08086 | A08086; DIFFUSER, INPUT LENS | 39 | 4.5% | 37.245
Olympus America Inc. | SCH-A08087 | A08087; DIFFUSER, INPUT OPAL | 44 | 4.5% | 42.02
Olympus America Inc. | SCH-A08090 | A08090; POLARIZING CAP (FOR A08080) | 52 | 4.5% | 49.66
Olympus America Inc. | SCH-A08110 | A08110; LAMP, EJA | 34 | 4.5% | 32.47
Olympus America Inc. | SCH-A08120 | A08120; LAMP, EKE | 34 | 4.5% | 32.47
Olympus America Inc. | SCH-A08130 | A08130; LAMP, DDL | 34 | 4.5% | 32.47
Olympus America Inc. | SCH-A08301 | A08301; MODULAMP, EKE, W/O BULB | 125 | 4.5% | 119.375
Olympus America Inc. | SCH-A08301.1 | A08301.1; MODULAMP, EJA, W/O BULB | 125 | 4.5% | 119.375
Olympus America Inc. | SCH-A08301.2 | A08301.2; MODULAMP, DDL, W/O BULB | 125 | 4.5% | 119.375
Olympus America Inc. | SCH-A08321 | A08321; MODULAMP, IRIS, EKE, W/O BULB | 297 | 4.5% | 283.635
Olympus America Inc. | SCH-A08321.1 | A08321.1; MODULAMP, IRIS, EJA, W/O BULB | 297 | 4.5% | 283.635
Olympus America Inc. | SCH-A08321.2 | A08321.2; MODULAMP, IRIS, DDL, W/O BULB | 297 | 4.5% | 283.635
Olympus America Inc. | SCH-A08400 | A08400; GOOSENECK, SINGLE, CHROME, 18" | 151 | 4.5% | 144.205
Olympus America Inc. | SCH-A08410 | A08410; GOOSENECK, SINGLE, BLACK, 30" | 178 | 4.5% | 169.99
Olympus America Inc. | SCH-A08500 | A08500; GOOSENECK, DUAL, CHROME, 18" | 212 | 4.5% | 202.46
Olympus America Inc. | SCH-A08505 | A08505; ARTICULATED ARM, M6/M8 | 178 | 4.5% | 169.99
Olympus America Inc. | SCH-A08506 | A08506; Articulating Arm, M6/M6 | 178 | 4.5% | 169.99
Olympus America Inc. | SCH-A08507 | A08507; Base | 92 | 4.5% | 87.86
Olympus America Inc. | SCH-A08508 | A08508; HOLDER, .565" DIA | 39 | 4.5% | 37.245
Olympus America Inc. | SCH-A08512 | A08512; BUNDLE, DUAL, W/GOOSENECK & BRACKET-SZX | 458 | 4.5% | 437.39
Olympus America Inc. | SCH-A08520 | A08520; GOOSENECK, DUAL, FLEXIBLE,30"COMM | 219 | 4.5% | 209.145
Olympus America Inc. | SCH-A0852060 | A08520.60; GOOSENECK, DUAL, FLEXIBLE,60"COMM | 293 | 4.5% | 279.815
Olympus America Inc. | SCH-A08525 | A08525; POST CLAMP, 25.0 MM | 81 | 4.5% | 77.355
Olympus America Inc. | SCH-A08526 | A08526; POST CLAMP, 32.0 MM for ColdVision Light Guide | 81 | 4.5% | 77.355
Olympus America Inc. | SCH-A08530 | A08530; BUNDLE, DUAL, .210" DIA, NOT RANDOMIZED | 175 | 4.5% | 167.125
Olympus America Inc. | SCH-A08540 | A08540; BUNDLE, DUAL, .250" DIA, NOT RANDOMIZED | 201 | 4.5% | 191.955
Olympus America Inc. | SCH-A08545 | A08545; BUNDLE, QUAD, .250" DIA, NOT RANDOMIZED | 366 | 4.5% | 349.53
Olympus America Inc. | SCH-A08550 | A08550; BUNDLE, DUAL, .300" DIA, NOT RANDOMIZED | 231 | 4.5% | 220.605
Olympus America Inc. | SCH-A0855072 | A08550.72; BUNDLE, DUAL, .300" DIA, NOT RANDOMIZED | 323 | 4.5% | 308.465
Olympus America Inc. | SCH-A08572 | A08572; LENS, CYLINDRICAL (A08583/89) | 98 | 4.5% | 93.59
Olympus America Inc. | SCH-A08575 | A08575; GOOSENECK, DUAL, FOCUSING, 23" | 303 | 4.5% | 289.365
Olympus America Inc. | SCH-A08580 | A08580; LIGHTLINE, DUAL, 3.00" X .018" | 479 | 4.5% | 457.445
Olympus America Inc. | SCH-A08583 | A08583; LIGHTLINE, DUAL, 2.00" X .035" | 489 | 4.5% | 466.995
Olympus America Inc. | SCH-A08590 | A08590; SPRING CLIP | 40 | 4.5% | 38.2
Olympus America Inc. | SCH-A08600 | A08600; RINGLIGHT, 47/62MM , CLAMPS (CLASSIC) | 359 | 4.5% | 342.845
Olympus America Inc. | SCH-A08600.1 | A08600.1; RINGLIGHT, 47/62MM , CLAMPS (NEW) | 359 | 4.5% | 342.845
Olympus America Inc. | SCH-A08614 | A08614; RINGLIGHT CLAMPS (3), 47/62MM | 29 | 4.5% | 27.695
Olympus America Inc. | SCH-A08615 | A08615; POLARIZER / ANALYZER (A08600-25) | 175 | 4.5% | 167.125
Olympus America Inc. | SCH-A08616 | A08616; REFLECTOR RING | 156 | 4.5% | 148.98
Olympus America Inc. | SCH-A08620 | A08620; RINGLIGHT, 47/62MM VERT EXIT | 411 | 4.5% | 392.505
Olympus America Inc. | SCH-A08625 | A08625; RINGLIGHT, 66MM | 316 | 4.5% | 301.78
Olympus America Inc. | SCH-A08626 | A08626; ADAPTER, OLYMPUS SZ (FOR RL A08625) | 54 | 4.5% | 51.57
Olympus America Inc. | SCH-A08627 | A08627; POLARIZER / ANALYZER (FOR A08670) | 249 | 4.5% | 237.795
Olympus America Inc. | SCH-A08628 | A08628; ADAPTER, SMZ 645/660 (FOR RL A08600, A08620) | 31 | 4.5% | 29.605
Olympus America Inc. | SCH-A08630 | A08630; RINGLIGHT, 38/53MM | 322 | 4.5% | 307.51
Olympus America Inc. | SCH-A08632 | A08632; POLARIZER / ANALYZER (FOR A08630/A08650) | 196 | 4.5% | 187.18
Olympus America Inc. | SCH-A08635 | A08635; RINGLIGHT, 38/53MM, VERT X | 365 | 4.5% | 348.575
Olympus America Inc. | SCH-A08650 | A08650; RINGLIGHT, 19/32.5MM, SHORT WD | 252 | 4.5% | 240.66
Olympus America Inc. | SCH-A08652 | A08652; POLARIZER / ANALYZER (A08650-70) | 129 | 4.5% | 123.195
Olympus America Inc. | SCH-A08660 | A08660; RINGLIGHT, 19/32.5MM, LONG WD | 252 | 4.5% | 240.66
Olympus America Inc. | SCH-A08670 | A08670; RINGLIGHT, 19/32.5MM, VERT EXIT | 294 | 4.5% | 280.77
Olympus America Inc. | SCH-A08680 | A08680; RINGLIGHT, 66MM, VERT EXIT | 363 | 4.5% | 346.665
Olympus America Inc. | SCH-A08700 | A08700; RINGLIGHT, 4" ID FROM 2" WD | 597 | 4.5% | 570.135
Olympus America Inc. | SCH-A08705 | A08705; POLARIZER (FOR A08700) | 264 | 4.5% | 252.12
Olympus America Inc. | SCH-A08710 | A08710; RINGLIGHT, 7.5" ID FROM 2.5" WD | 1798 | 4.5% | 1717.09
Olympus America Inc. | SCH-A08823 | A08823; LENS, CYLINDRICAL ( FOR A08903) | 67 | 4.5% | 63.985
Olympus America Inc. | SCH-A08901 | A08901; HOLDER, LIGHTLINE (A089XX SER) | 47 | 4.5% | 44.885
Olympus America Inc. | SCH-A08903 | A08903; LIGHTLINE, 3.000" X .040" | 299 | 4.5% | 285.545
Olympus America Inc. | SCH-A08920 | A08920; BACKLIGHT, 2.0" X 2.0" | 314 | 4.5% | 299.87
Olympus America Inc. | SCH-A08923 | A08923; BACKLIGHT, 3.0" X 3.0" | 386 | 4.5% | 368.63
Olympus America Inc. | SCH-A08925 | A08925; BACKLIGHT, 4.0" X 5.0" | 462 | 4.5% | 441.21
Olympus America Inc. | SCH-A08927 | A08927; BACKLIGHT, 8.0" X 8.0" | 876 | 4.5% | 836.58
Olympus America Inc. | SCH-A08975 | A08975; LIGHTLINE, DUAL, 6.00" X .022" | 787 | 4.5% | 751.585
Olympus America Inc. | SCH-A20500 | A20500; LIGHT SOURCE, ACE, EKE, 115V | 399 | 4.5% | 381.045
Olympus America Inc. | SCH-A20500.115 | A20500.115; POWER SUPPLY ONLY, ACE, 115V | 299 | 4.5% | 285.545
Olympus America Inc. | SCH-A20500.2 | A20500.2; LIGHT SOURCE, ACE, DDL, 115V | 399 | 4.5% | 381.045
Olympus America Inc. | SCH-A20510 | A20510; LIGHT SOURCE, ACE, EKE, 230V | 450 | 4.5% | 429.75
Olympus America Inc. | SCH-A20510.2 | A20510.2; LIGHT SOURCE, ACE, DDL, 230V | 450 | 4.5% | 429.75
Olympus America Inc. | SCH-A20510.230 | A20510.230; POWER SUPPLY ONLY, ACE, 230V | 345 | 4.5% | 329.475
Olympus America Inc. | SCH-A20520 | A20520;FIBER OPTIC LIGHT SOURCE, IRIS, ACE/EKE | 530 | 4.5% | 506.15
Olympus America Inc. | SCH-A20800 | A20800; LIGHT SOURCE, DCR III, EKE LAMP | 699 | 4.5% | 667.545
Olympus America Inc. | SCH-A20800.2 | A20800.2; LIGHT SOURCE, DCR III, DDL LAMP | 699 | 4.5% | 667.545
Olympus America Inc. | SCH-A20855 | A20855; LIGHT SOURCE, UNIVERSAL | 499 | 4.5% | 476.545
Olympus America Inc. | SCH-A20890 | A20890; LIGHTSOURCE, DCR IV, DDL, LFM | 1598 | 4.5% | 1526.09
Olympus America Inc. | SCH-A20891 | A20891; LIGHTSOURCE, DCR IV, DDL LAMP | 1383 | 4.5% | 1320.765
Olympus America Inc. | SCH-A20895 | A20895; LIGHTSOURCE, DCR IV, DDL, LFM, EU Version | 1598 | 4.5% | 1526.09
Olympus America Inc. | SCH-A21040 | A21040; BUNDLE, DUAL, .250" DIA, RANDOMIZED & CALIBRATED | 298 | 4.5% | 284.59
Olympus America Inc. | SCH-A21045 | A21045; BUNDLE, QUAD, .250" DIA, RANDOMIZED & CALIBRATED | 438 | 4.5% | 418.29
Olympus America Inc. | SCH-A21050 | A21050; BUNDLE, DUAL, .300" DIA, RANDOMIZED & CALIBRATED | 348 | 4.5% | 332.34
Olympus America Inc. | SCH-A21200 | A21200; BUNDLE,.40" DIA X 30", .51" DIA FERR ULE | 191 | 4.5% | 182.405
Olympus America Inc. | SCH-A22040 | A22040; RINGLIGHT, NIKON SMZ, 645/660 | 407 | 4.5% | 388.685
Olympus America Inc. | SCH-A22050 | A22050; RINGLIGHT, LEICA S4E/S6E | 497 | 4.5% | 474.635
Olympus America Inc. | SCH-A22052 | A22052; POLARIZER / ANALYZER (A22050/60) | 259 | 4.5% | 247.345
Olympus America Inc. | SCH-A22780 | A22780; RINGLIGHT, 4.000" DIA, ID, DARKFIELD | 731 | 4.5% | 698.105
Olympus America Inc. | SCH-A25045 | A25045; DIFFUSE DOME (FOR RL A08700) | 103 | 4.5% | 98.365
Olympus America Inc. | SCH-A29506 | A29506; LAMP SOCKET FOR ACE AND DCR SERIES | 21 | 4.5% | 20.055
Olympus America Inc. | S-D015 | UPK-5502SC;SCSI INTERFACE BOARD FOR S-P014/S-P016 PRINTERS | 625 | 0% | 625
Olympus America Inc. | S-DCR110 | DCR-PC110;SONY DIGITAL MINI DV HANDYCAM CAMCORDER MEGAPIXEL | 1999 | 4.5% | 1909.045
Olympus America Inc. | SEM-102-744-20 | 10-744-20; 20MM, STANDARD ROUND POST, 8-12 IN | 161 | 0% | 161
Olympus America Inc. | SEM-102-744-20-L | 102-744-20-L; 20MM, LONG ROUND POST, 16IN | 212 | 0% | 212
Olympus America Inc. | SEM-102-744-24.5 | 102-744-24.5; 24.5MM, STANDARD ROUND POST, 8-12 IN | 161 | 0% | 161
Olympus America Inc. | SEM-102-744-24.5-L | 102-744-24.5-L; 24.5MM, LONG ROUND POST, 16IN | 212 | 0% | 212
Olympus America Inc. | SEM-102-744-25 | 102-744-25; 25MM, STANDARD ROUND POST, 8-12 IN | 161 | 0% | 161
Olympus America Inc. | SEM-102-744-25-L | 102-744-25-6; 25MM, LONG ROUND POST, 16IN | 212 | 0% | 212
Olympus America Inc. | SEM-102-744-32 | 102-744-32; 32MM, STANDARD ROUND POST, 8-12 IN | 161 | 0% | 161
Olympus America Inc. | SEM-102-744-32-L | 102-744-32-L; 32MM, LONG ROUND POST, 16IN | 212 | 0% | 212
Olympus America Inc. | SEM-120-252 | 120-252-00; Slide Holder, Rev, for KP/KPL/KMI53 Stages | 276 | 4.5% | 263.58
Olympus America Inc. | SEM-128-042-00 | 128-042-00; BIO ADPTRK64/KL64TL STGS,INC 96WELL MICPLT HLDR | 269 | 0% | 269
Olympus America Inc. | SEM-133-078-20 | 133-078-20; 20MM STOP COLLAR FOR ROUND POST | 71 | 0% | 71
Olympus America Inc. | SEM-133-078-24.5 | 133-078-24.5; 24.5MM STOP COLLAR FOR ROUND POST | 71 | 0% | 71
Olympus America Inc. | SEM-133-078-25 | 133-078-25; 25MM STOP COLLAR FOR ROUND POST | 71 | 0% | 71
Olympus America Inc. | SEM-133-078-32 | 133-078-32; 32MM STOP COLLAR FOR ROUND POST | 71 | 0% | 71
Olympus America Inc. | SEM-142-101.00 | 142-101-00; TABLE STAND FOR 3-6 INCH STAGES | 204 | 0% | 204
Olympus America Inc. | SEM-142-101.80 | 142-101-80; TABLE STAND FOR 8IN STAGES | 252 | 0% | 252
Olympus America Inc. | SEM-142-101.90 | 142-101-90; TABLE STAND FOR 12 INCH STAGES | 402 | 0% | 402
Olympus America Inc. | SEM-142-102-00 | 142-102-00; D-102-6 STAND, PLAIN (3-6IN STAGES) | 436 | 0% | 436
Olympus America Inc. | SEM-142-102-80 | 142-102-80; D-102-8 STAND,PLAIN (FITS UP TO 8IN STAGE) | 677 | 0% | 677
Olympus America Inc. | SEM-142-103-00 | 142-103-00; D-102-8 STND TL BF,USE W/FO ILL(3-6" STAGES) | 713 | 0% | 713
Olympus America Inc. | SEM-142-103-80 | 142-103-80; D-102-8 STND,TL BF,USE W/FO ILL (UP TO 8IN STAGE) | 954 | 0% | 954
Olympus America Inc. | SEM-142-172.00 | 142-172.00; SZH-32MM ROUND POST & LARM (D102-6 STANDS) | 427 | 0% | 427
Olympus America Inc. | SEM-142-172-80 | 142-172-80; SZH-32MM RN D POST & L-ARM (D102-8 STANDS) | 485 | 0% | 485
Olympus America Inc. | SEM-142-173-00 | 142-173-00; BXFM,RIGID DOVETAIL POST/ADAPT (D102-6 STNDS) | 899 | 0% | 899
Olympus America Inc. | SEM-142-173-80 | 142-173-80; BXFM RIGID DVTL POST/ADPTR (D102-8 STANDS) | 961 | 0% | 961
Olympus America Inc. | SEM-142-173-87 | 142-173-87; BXFM,KNBCRNK DVTPST,12IN Z-TRVL/ADPTR(D102-8) | 2253 | 0% | 2253
Olympus America Inc. | SEM-142-200-92 | 142-200-92; OPTIONAL SPEED HANDLE FOR QUICK POSITIONING | 109 | 0% | 109
Olympus America Inc. | SEM-142-227-22 | 142-227-22; Z-AXIS MEAS SYS W/LCD DISP INC,10UM RES,25MM TRAVEL | 979 | 0% | 979
Olympus America Inc. | SEM-142-227-52 | 142-227-52; Z-AXIS MEAS SYS W/LCD DISP INC,1UM RES,25MM TRAVEL | 1404 | 0% | 1404
Olympus America Inc. | SEM-142-227-52-OB50 | 142-227-52-OB50; Z-AXIS MEAS SYS W/LCD DISP INC,1UM RES,25MM TRVL, BX Adapt | 1733 | 0% | 1733
Olympus America Inc. | SEM-142-227-80 | 142-227-80; Z-AXIS MEAS SYS , 0.1UM RES,30MM TRVL-READ REQ | 2450 | 0% | 2450
Olympus America Inc. | SEM-142-227-80OB50 | 142-227-80-OB50; ZAXIS MEAS SYS,0.1UM RES,30MM TRAV,BX adpat | 2779 | 0% | 2779
Olympus America Inc. | SEM-14222780OM50 | 142-227-80-OM50; Z-Axis Linear Indic, 0.1um res, 30mm travel | 2567 | 0% | 2567
Olympus America Inc. | SEM-142-227-80OM50 | 142-227-80-OM50; ZAXIS MEAS SYS,0.1UM RES,30MM TRAV,MX adpat | 2567 | 0% | 2567
Olympus America Inc. | SEM-142-260-00 | 142-260-00; M6 PADDLE GUIDE | 107 | 0% | 107
Olympus America Inc. | SEM-142-262-36 | 142-262-36; M6 ROTATING PUCK PADDLE, 6IN WAFERS | 684 | 0% | 684
Olympus America Inc. | SEM-142-272-90 | 142-272-90; ACCUMOTION 2-AXIS SERVO MOT CTRL W/SW | 2908 | 0% | 2908
Olympus America Inc. | SEM-142-274-90 | 142-274-90; ACCUMOTION 4-AXIS SERVO W/SW, WIN7/8-32/64BIT | 3297 | 0% | 3297
Olympus America Inc. | SEM-142-280-00 | 142-280-00; M8 PADDLE GUIDE SET FOR USE W/ 142-282.48 | 139 | 0% | 139
Olympus America Inc. | SEM-142-282.48 | 142-282-48; M8 ROTATING VAC PUCK PADDLE W/VALVE&HOSES 5-8 IN | 915 | 0% | 915
Olympus America Inc. | SEM-14228208 | 142-282-08; M8 Wafer Paddle w/Leveling, 6in/8in | 422 | 0% | 422
Olympus America Inc. | SEM-142-282-38 | 142-282-38; M8 ROTATING PUCK PADDLE, 8IN | 777 | 0% | 777
Olympus America Inc. | SEM-142-290-00 | 142-290-00; M300 PADDLE GUIDE SET | 204 | 0% | 204
Olympus America Inc. | SEM-142-292.48 | 142-292-48; M300 ROT VAC PUCK PADDLE 5-8IN WAFERS | 1058 | 0% | 1058
Olympus America Inc. | SEM-142-292.49 | 142-292-49; M300 ROT VAC PUCK PADDLE 8-12IN WAFERS | 1178 | 0% | 1178
Olympus America Inc. | SEM-142-292-38 | 142-292-38; M300 ROTATING PUCK PADDLE, 8IN WAFERS | 915 | 0% | 915
Olympus America Inc. | SEM-142-292-39 | 142-292-39; M300 ROTATING PUCK PADDLE, 12IN WAFERS | 1040 | 0% | 1040
Olympus America Inc. | SEM-14230633 | 142-306-33; KM33-T MICROMETER STAGE, TRANS LIGHT W/GLASS INS | 1666 | 0% | 1666
Olympus America Inc. | SEM-14230644 | 142-306-44; KMS-T STAGE, 3"X3",WITH GLASS INSERT | 1666 | 0% | 1666
Olympus America Inc. | SEM-142-306-77 | 142-306-77; KM33 STAGE,TL W/ GL S INSRT AND 3X3 LDSCRW DRIVERS | 2091 | 0% | 2091
Olympus America Inc. | SEM-14230733 | 142-307-33; KM STAGE 3x3, SOLID TOP, f/MT350342 | 1598 | 0% | 1598
Olympus America Inc. | SEM-142-307-43 | 142-307-43; KM3 MICROMETER STAGE RL, XY (43) ADATER | 1598 | 0% | 1598
Olympus America Inc. | SEM-14230744 | 142-307-44; KM33-R MEASURING STAGE RL W/ DIGITAL MICROMETER | 1598 | 0% | 1598
Olympus America Inc. | SEM-142-307-66 | 142-307-66; KM33 MICROMETER STAGE, RL,MT-1512.55 | 1598 | 0% | 1598
Olympus America Inc. | SEM-142-356-22-OX70 | 142-356-22-OX70; KMI53 Micrometer Stage w/2"x0.5" Shank | 2225 | 0% | 2225
Olympus America Inc. | SEM-142-356-33-OX70 | 142-356-33-OX70; KMI53MICROMETER FOR 3x3 | 2225 | 0% | 2225
Olympus America Inc. | SEM-142-356-66-OX70 | 142-356-66-OX70; KMI53 MICROMETER STAGE FOR IX51/71/81 | 2225 | 4.5% | 2124.875
Olympus America Inc. | SEM-142-468-75 | 142-468-75; KL46 SERVO MOT STAGE, 4.6X2.3 XY, 1UM RES,15MM/S | 4843 | 0% | 4843
Olympus America Inc. | SEM-142-468-77 | 142-468-77; KL46 STEPPER MOT STAGE, 4.6X2.3 XY, 0.08UM STEPS | 5420 | 0% | 5420
Olympus America Inc. | SEM-142-640-31 | 142-640-31; K64 STAGE, 6X4 XY, TL, W/ GLS INSRT SMALL/LONG KNOBS | 1873 | 0% | 1873
Olympus America Inc. | SEM-142-640-90 | 142-640-90; K64 STAGE, 6X4 XY, TL,SMALL/SHORT KNOBS | 1873 | 0% | 1873
Olympus America Inc. | SEM-142-640-91 | 142-640-91; K64 STG; 6X4 XY, TL W/ GLS INSRT;SMALL LONG KNOBS | 1873 | 0% | 1873
Olympus America Inc. | SEM-142-640-92 | 142-640-92; K64 STG; 6X4 XY,TL W/ GLS INSRT;LARGE SHORT KNOBS | 1873 | 0% | 1873
Olympus America Inc. | SEM-142-640-93 | 142-640-93; K64 STG; 6X4 XY, TL W/ GLS INSRT;LARGE LONG KNOBS | 1873 | 0% | 1873
Olympus America Inc. | SEM-142-641-90 | 142-641-90; K64 STAGE, 6x4 XY, RL,SMALL/SHORT KNOBS | 1762 | 0% | 1762
Olympus America Inc. | SEM-142-641-91 | 142-641-91; K64 STAGE, 6X4 XY, RL, SMALL LONG KNOBS | 1762 | 0% | 1762
Olympus America Inc. | SEM-142-641-92-OB50 | 142-641-92-OB50; K64 STAGE, 6X4, RL,LARGE/SHORT KNOBS, FOR BX | 2091 | 0% | 2091
Olympus America Inc. | SEM-142-641-93 | 142-641-93; K64 STAGE, 6X4 XY, RL, LARGE LONG KNOBS | 1762 | 0% | 1762
Olympus America Inc. | SEM-142-641-93OB50 | 142-641-93-OB50; K64-R STAGE, 6X4, RL,LARGE/LONG KNOBS, FOR BX | 2091 | 0% | 2091
Olympus America Inc. | SEM-142-642-90 | 142-642-90; K64 MEASURING STAGE, 6X4 XY, 0.5UM RES, SS | 5508 | 0% | 5508
Olympus America Inc. | SEM-142-642-91 | 142-642-91; K64 MEASURING STAGE, 6X4 XY, 0.5UM RES, SL | 5508 | 0% | 5508
Olympus America Inc. | SEM-142-642-92 | 142-642-92; K64 MEASURING STAGE, 6X4 XY, 0.5UM RES, LS | 5508 | 0% | 5508
Olympus America Inc. | SEM-142-642-93 | 142-642-93; K64 STG,6X4 XY,.5UM RES,TL W/GLS INSRT,LG LNG KNOB | 5508 | 0% | 5508
Olympus America Inc. | SEM-142-643-90 | 142-643-90; K64 STG, 6X4 XY, .5UM RES, RL, SMALL SHORT KNOBS | 5336 | 0% | 5336
Olympus America Inc. | SEM-142-643-91 | 142-643-91; K64 MEASURING STAGE, 6X4 XY, 0.5UM RES, RL | 5336 | 0% | 5336
Olympus America Inc. | SEM-142-643-92 | 142-643-92; K64 STAGE, 6X4 XY, 0.5UM RES, RL | 5336 | 0% | 5336
Olympus America Inc. | SEM-142-643-93 | 142-643-93; K64 STG, 6X4 XY, .5UM RES, RL, LARGE LONG KNOBS | 5336 | 0% | 5336
Olympus America Inc. | SEM-142-644-90 | 142-644-90; KL64 LEADSCREW STAGE,6X4 XY,TRANS W/ GLASS INSRT | 3811 | 0% | 3811
Olympus America Inc. | SEM-142-645-90 | 142-645-90; KL64 LEADSCREW STAGE, 6X4 XY, REFLECTED LIGHT | 3639 | 0% | 3639
Olympus America Inc. | SEM-142-646-90 | 142-646-90; KL64 LDSCRW STG,6X4 XY,0.5UM RES,TL W/GLASS INSRT | 7696 | 0% | 7696
Olympus America Inc. | SEM-142-647-90 | 142-647-90; KL64 LDSCRW STG, 6X4 XY,0.5UM RES, REFLECTED LIGHT | 7524 | 0% | 7524
Olympus America Inc. | SEM-142-648-97 | 142-648-97; KL64 STEP MTR STG,6X4 XY,0.08UM STEP 35MM/SEC, TL W/GL INSRT | 8168 | 0% | 8168
Olympus America Inc. | SEM-142-649-95 | 142-649-95; KL64 SRV MTR STG,6X4X-Y,0.5UM RES75MM/SEC, RL | 7996 | 0% | 7996
Olympus America Inc. | SEM-142-649-97 | 142-649-97; KL64 STEPPR MTR STG,6X4 XY,0.08UM STEPS 35MM/SEC,RL | 7891 | 0% | 7891
Olympus America Inc. | SEM-142-660-90 | 142-660-90; K66 STAGE,6X6 XY,TL W/GLS INRT; SMALL SHORT KNOBS | 2812 | 0% | 2812
Olympus America Inc. | SEM-142-660-91 | 142-660-91; K66 STAGE,6X6 XY,TL W/GLS INRT; SMALL LONG KNOBS | 2812 | 0% | 2812
Olympus America Inc. | SEM-142-660-92 | 142-660-92; K66 STAGE,6X6 XY,TL W/GLS INRT; LARGE SHORT KNOBS | 2812 | 0% | 2812
Olympus America Inc. | SEM-142-660-93 | 142-660-93; K66 STAGE,6X6 XY,TL W/GLS INRT; LARGE LONG KNOBS | 2812 | 0% | 2812
Olympus America Inc. | SEM-142-661-90 | 142-661-90; K66 STAGE, 6X6 XY RL, SMALL SHORT KNOBS | 2590 | 0% | 2590
Olympus America Inc. | SEM-142-661-91 | 142-661-91; K66 STAGE, 6X6 XY, RL, SMALL LONG KNOBS | 2590 | 0% | 2590
Olympus America Inc. | SEM-142-661-92 | 142-661-92; K66 STAGE, 6X6 XY, RL, LARGE SHORT KNOBS | 2590 | 0% | 2590
Olympus America Inc. | SEM-142-661-93 | 142-661-93; K66 STAGE, 6X6 XY, RL, LARGE LONG KNOBS | 2590 | 0% | 2590
Olympus America Inc. | SEM-142-662-90 | 142-662-90; K66 STG,6X6XY,.5UM RES,TL W/GL INST,SM SHRT KNOBS | 6600 | 0% | 6600
Olympus America Inc. | SEM-142-662-91 | 142-662-91; K66 STG,6X6XY,.5UM RES,TL W/GL INST,SM LONG KNOBS | 6600 | 0% | 6600
Olympus America Inc. | SEM-142-662-92 | 142-662-92; K66 STG,6X6XY,.5UM RES,TL W/GL INST,LG SHRT KNOBS | 6600 | 0% | 6600
Olympus America Inc. | SEM-142-662-93 | 142-662-93; K66 STG,6X6XY,.5UM RES,TL W/GL INST,LG LONG KNOBS | 6600 | 0% | 6600
Olympus America Inc. | SEM-142-663-90 | 142-663-90; K66 STAGE, 6X6 XY,. 5 RES, RL, SMALL SHORT KNOBS | 6305 | 0% | 6305
Olympus America Inc. | SEM-142-663-91 | 142-663-91; K66 STAGE, 6X6 XY,. 5 RES, RL, SMALL LONG KNOBS | 6305 | 0% | 6305
Olympus America Inc. | SEM-142-663-92 | 142-663-92; K66 STAGE, 6X6 XY,. 5 RES, RL, LARGE SHORT KNOBS | 6305 | 0% | 6305
Olympus America Inc. | SEM-142-663-93 | 142-663-93; K66 STAGE, 6X6 XY,. 5 RES, RL, LARGE LONG KNOBS | 6305 | 0% | 6305
Olympus America Inc. | SEM-142-664-90 | 142-664-90; KL66 LEADSCREW STAGE,6X6 XY,TRANS W/ GLASS INSERT | 4988 | 0% | 4988
Olympus America Inc. | SEM-142-665-90 | 142-665-90; KL66 LEADSCREW STAGE, 6X6 XY, REF LIGHT | 4692 | 0% | 4692
Olympus America Inc. | SEM-142-666-90 | 142-666-90; KL66 LDSCRW STG,6X6 X-Y,0.5UM RES,TL W/GLASS INSRT | 8911 | 0% | 8911
Olympus America Inc. | SEM-142-667-90 | 142-667-90; KL66 LDSCRW STG, 6X 6 X-Y, 0.5UM RES, RL | 8616 | 0% | 8616
Olympus America Inc. | SEM-142-668-95 | 142-668-95; KL66 SRV MTR STG,6X6 XY,0.5UM RES 75MM/SEC, TL W/GL INSRT | 9412 | 0% | 9412
Olympus America Inc. | SEM-142-668-97 | 142-668-97; KL66 STEP MTR STG,6X6 XY,0.08UM STEPS 35MM/SEC,TL W/GL INSRT | 9278 | 0% | 9278
Olympus America Inc. | SEM-142-669-95 | 142-669-95; KL66 SRV MTR STG,6X6 XY,0.5UM RESOLUTION 75MM/SEC,R | 9088 | 0% | 9088
Olympus America Inc. | SEM-142-669-97 | 142-669-97; KL66 STEPPR MTR STG,6X6 XY,0.08UM STEPS 35MM/SEC,RL | 8983 | 0% | 8983
Olympus America Inc. | SEM-142-715-90 | 142-715-90; ZP1 PREC Z-AXIS MAN LDSCRW POST STG,1IN TRVL W/DV TAIL SLDR | 1373 | 0% | 1373
Olympus America Inc. | SEM-142-719-95 | 142-719-95; PREC Z-AXIS SRV MTR POST STG, 1IN TRVL,0.5UM RES. 12MM/S | 3376 | 0% | 3376
Olympus America Inc. | SEM-142-719-97 | 142-719-97; PREC Z-AXIS STEP MTR POST STG, 1IN TRVL , .08UM STEPS 4MM/S | 3569 | 0% | 3569
Olympus America Inc. | SEM-142-725-00 | 142-725-00; ZC300 Z-COLUMN DV TAIL,18IN,W/MAN LEADSCREW CRANK,,12IN TRVL | 2114 | 0% | 2114
Olympus America Inc. | SEM-142-729-85 | 142-729-85; ZC300 Z-COLUMN DV TAIL,18IN,W/ SRV MOTORIZED,12IN TRVL,12MM/S | 4119 | 0% | 4119
Olympus America Inc. | SEM-142-739-95 | 142-739-95; FB1 PREC Z-AXIS SRV MTR FOC BL K, 1IN TRVL,0.32UM RES. 6MM/S | 4863 | 0% | 4863
Olympus America Inc. | SEM-142-739-97 | 142-739-97; FB1 PREC Z STEPPER MTR FOC BLK, 1IN TRVL,0.05UM STEPS 2MM/S | 5057 | 0% | 5057
Olympus America Inc. | SEM-142-880-90 | 142-880-90; K88 STAGE,8X8 XY,TL W/GLS INSRT;SMALL SHORT KNOBS | 4045 | 0% | 4045
Olympus America Inc. | SEM-142-880-91 | 142-880-91; K88 STAGE,8X8 XY,TL W/GLS INSRT;SMALL LONGKNOBS | 4045 | 0% | 4045
Olympus America Inc. | SEM-142-880-92 | 142-880-92; K88 STAGE,8X8 XY,TL W/GLS INSRT;LARGE SHORT KNOBS | 4045 | 0% | 4045
Olympus America Inc. | SEM-142-880-93 | 142-880-93; K88 STAGE,8X8 XY,TL W/GLS INSRT;LARGE LONG KNOBS | 4045 | 0% | 4045
Olympus America Inc. | SEM-142-880-93OM50 | 142-880-93-OM50; K88 STG,8X8 XY,TL,GLS,LG LONG KNB, MX Adapt | 4162 | 0% | 4162
Olympus America Inc. | SEM-142-881-90 | 142-881-90; K88 STAGE, 8X8 XY, RL, SMALL SHORT KNOBS | 3722 | 0% | 3722
Olympus America Inc. | SEM-142-881-91 | 142-881-91; K88 STG 8X8 XY,REF LIGHT,D102 STNDS,SM LONG KNOBS | 3722 | 0% | 3722
Olympus America Inc. | SEM-142-881-92 | 142-881-92; K88 STAGE, 8X8 XY, RL, LARGE SHORT KNOBS | 3722 | 0% | 3722
Olympus America Inc. | SEM-142-881-93 | 142-881-93; K88 STAGE, 8X8 XY, RL, LARGE LONG KNOBS | 3722 | 0% | 3722
Olympus America Inc. | SEM-142-882-90 | 142-882-90; K88 STG,8X8 XY,.5UM RES,TL W/GL INSRT,SM SHRT KNOBS | 8071 | 0% | 8071
Olympus America Inc. | SEM-142-882-91 | 142-882-91; K88 STG,8X8 XY,.5UM RES,TL W/GL INSRT,SM LONG KNOBS | 8071 | 0% | 8071
Olympus America Inc. | SEM-142-882-92 | 142-882-92; K88 STG,8X8 XY,.5UM RES,TL W/GL INSRT,LG SHRT KNOBS | 8071 | 0% | 8071
Olympus America Inc. | SEM-142-882-93 | 142-882-93; K88 STG,8X8 XY,.5UM RES,TL W/GL INSRT,LG LONG KNOBS | 8071 | 0% | 8071
Olympus America Inc. | SEM-142-883-90 | 142-883-90; K88 STG,8X8 XY,.5UM RES,TL W/GL INSRT,SM SHRT KNOBS | 7644 | 0% | 7644
Olympus America Inc. | SEM-142-883-91 | 142-883-91; K88 STG,8X8 XY,.5UM RES,TL W/GL INSRT,SM LONG KNOBS | 7644 | 0% | 7644
Olympus America Inc. | SEM-142-883-92 | 142-883-92; K88 STG,8X8 XY,.5UM RES,TL W/GL INSRT,LG SHRT KNOBS | 7644 | 0% | 7644
Olympus America Inc. | SEM-142-883-92OM50 | 142-883-92-OM50; K88-R STG,8X8 XY,RL,LG LONG KNB, MX Adapt | 7761 | 0% | 7761
Olympus America Inc. | SEM-142-883-93 | 142-883-93; K88 STG,8X8 XY,.5UM RES,TL W/GL INSRT,LG LONG KNOBS | 7644 | 0% | 7644
Olympus America Inc. | SEM-142-884-90 | 142-884-90; KL88 LEADSCREW STAGE,8X8 XY,TRANS W/ GLASS INSRT | 6702 | 0% | 6702
Olympus America Inc. | SEM-142-885-90 | 142-885-90; KL88 LEADSCREW STAGE, 8X8 XY, REF LIGHT | 6274 | 0% | 6274
Olympus America Inc. | SEM-142-886-90 | 142-886-90; KL88 LDSCRW STG,8X8 X-Y,0.5UM RES,TL W/GLASS INSRT | 10624 | 0% | 10624
Olympus America Inc. | SEM-142-887-90 | 142-887-90; KL88 LEADSCREW STAGE,8X8 X-Y,0.5UM RES, FOR RL | 10198 | 0% | 10198
Olympus America Inc. | SEM-142-888-95 | 142-888-95; KL88 SRV MTR STG,8X8 XY,0.5UM RES 75MM/SEC,TL W/GL | 11097 | 0% | 11097
Olympus America Inc. | SEM-142-888-97 | 142-888-97; KL88 STEP MTR STG,8X8 XY,0.08UM STEPS 35MM/SEC,TL W/GL INSRT | 10993 | 0% | 10993
Olympus America Inc. | SEM-142-889-95 | 142-889-95; KL88 SRV MTR STG,8X8 XY,0.5UM RES 75MM/SEC,RL | 10671 | 0% | 10671
Olympus America Inc. | SEM-142-889-97 | 142-889-97; KL88 STEP MTR STG,8X8 X-Y,0.08UM STEPS 35MM/SEC,RL | 10567 | 0% | 10567
Olympus America Inc. | SEM-142-920-90 | 142-920-90; K300 STG,12X10 XY,TL W/GLS INSRT;SML SHORT KNOBS | 6650 | 0% | 6650
Olympus America Inc. | SEM-142-920-91 | 142-920-91; K300 STG,12X10 XY,TL W/GLS INSRT;SML LONG KNOBS | 6650 | 0% | 6650
Olympus America Inc. | SEM-142-920-92 | 142-920-92; K300 STG,12X10 XY,TL W/GLS INSRT;LG SHORT KNOBS | 6650 | 0% | 6650
Olympus America Inc. | SEM-142-920-93 | 142-920-93; K300 STG,12X10 XY,TL W/GLS INSRT;LG LONG KNOBS | 6650 | 0% | 6650
Olympus America Inc. | SEM-142-921-90 | 142-921-90; K300 STAGE, 12X12 X Y, RL, SML SHORT KNOBS | 6256 | 0% | 6256
Olympus America Inc. | SEM-142-921-91 | 142-921-91; K300 STAGE, 12X12 X Y, RL, SML LONG KNOBS | 6256 | 0% | 6256
Olympus America Inc. | SEM-142-921-92 | 142-921-92; K300 STAGE, 12X12 X Y, RL, LG SHORT KNOBS | 6256 | 0% | 6256
Olympus America Inc. | SEM-142-921-93 | 142-921-93; K300 STAGE, 12X12 X Y, RL, LG LONG KNOBS | 6256 | 0% | 6256
Olympus America Inc. | SEM-142-922-90 | 142-922-90; K300STG,12X10XY,.5UM RES,TL W/GL INSRT,SM SHRT KNOB | 10572 | 0% | 10572
Olympus America Inc. | SEM-142-922-91 | 142-922-91; K300STG,12X10XY,.5UM RES,TL W/GL INSRT,SM LONG KNOB | 10572 | 0% | 10572
Olympus America Inc. | SEM-142-922-92 | 142-922-92; K300STG,12X10XY,.5UM RES,TL W/GL INSRT,LG SHRT KNOB | 10572 | 0% | 10572
Olympus America Inc. | SEM-142-922-93 | 142-922-93; K300STG,12X10XY,.5UM RES,TL W/GL INSRT,LG LONG KNOB | 10572 | 0% | 10572
Olympus America Inc. | SEM-142-923-90 | 142-923-90; K300 STG, 12X12 XY, .5UM RES, RL, SM SHRT KNOB | 10178 | 0% | 10178
Olympus America Inc. | SEM-142-923-91 | 142-923-91; K300 STG, 12X12 XY, .5UM RES, RL, SM LONG KNOB | 10178 | 0% | 10178
Olympus America Inc. | SEM-142-923-92 | 142-923-92; K300 STG, 12X12 XY, .5UM RES, RL, LG SHRT KNOB | 10178 | 0% | 10178
Olympus America Inc. | SEM-142-923-93 | 142-923-93; K300 STG, 12X12 XY, .5UM RES, RL, LG LONG KNOB | 10178 | 0% | 10178
Olympus America Inc. | SEM-142-924-90 | 142-924-90; KL300 LEADSCREW STAGE, 12X10XY, TRANS W/ GLASS | 9688 | 0% | 9688
Olympus America Inc. | SEM-142-925-90 | 142-925-90; KL300 LEADSCREW STAGE, 12X12 XY, REF LIGHT | 9294 | 0% | 9294
Olympus America Inc. | SEM-142-926-90 | 142-926-90; KL300 LDSCRW STG,12X1 0 X-Y,0.5UM RES,TL W/GL INSRT | 13611 | 0% | 13611
Olympus America Inc. | SEM-142-927-90 | 142-927-90; KL300 LDSCRW STG, 1 2X12 X-Y, 0.5UM RES, FOR RL | 13217 | 0% | 13217
Olympus America Inc. | SEM-142-928-95 | 142-928-95; KL300 SRV MTR STG,12X10 XY,0.5UM RES 75MM/SEC, TL W/GL INSRT | 14136 | 0% | 14136
Olympus America Inc. | SEM-142-928-97 | 142-928-97; KL300 STEP MTR STG,12X10,0.08UM STEPS 35MM/SEC,TL W/GL INSRT | 13978 | 0% | 13978
Olympus America Inc. | SEM-142-929-95 | 142-929-95; KL300 SRV MTR STG,12X 12 XY,0.5UM RES 75MM/SEC, RL | 13742 | 0% | 13742
Olympus America Inc. | SEM-142-929-97 | 142-929-97; KL300 STEP MTR STG,12X12 X-Y,0.08UM STEPS 35MM/SEC,RL | 13585 | 0% | 13585
Olympus America Inc. | SEM-242-34 | 142-242-34; M4 ROTATING PUCK PADDLE, 4IN WAFER PUCK | 595 | 0% | 595
Olympus America Inc. | SEM-600-130-00 | CUSTOM Labor per 1/2 Hour | 107 | 0% | 107
Olympus America Inc. | SEM-6439250 | 142-643-92-OB50; K64-R MEASURING STG 6X4XY BX 0.5UM RES | 5665 | 0% | 5665
Olympus America Inc. | SEM-CR1 | CR1; RISER FOR BREADBOARD BASE PLATE W/ 1IN CENTERS | 360 | 0% | 360
Olympus America Inc. | SEM-CS0 | CS0; Riser w/CUSTOM Circular Insert & Clamp (DRAWING REQ) | 315 | 0% | 315
Olympus America Inc. | SEM-EL-0120.00 | EL-0120.00; QC-120 BASIC DRO, 2 AXIS XY | 1533 | 0% | 1533
Olympus America Inc. | SEM-EL-0130.00 | EL-0130.00; QC-130 BASIC DRO, 3 AXIS XYZ | 1839 | 0% | 1839
Olympus America Inc. | SEM-EL-0220.00 | EL-0220.00; QC-220 METROLOGY DRO, 2 AXIS XY | 2115 | 0% | 2115
Olympus America Inc. | SEM-EL-0230.00 | EL-0230.00; QC-230 METROLOGY DRO, 3 AXIS XYZ | 2420 | 0% | 2420
Olympus America Inc. | SEM-EL-0281.60 | EL-0281.60; 2-FUNCTION FOOTSWI | 305 | 0% | 305
Olympus America Inc. | SEM-EL-0293.00 | EL-0293.00; QC-WDGE SFTWR W/RS232 CBL (EXC | 273 | 0% | 273
Olympus America Inc. | SEM-EL-5903.00 | EL-5903.00; JOYSTICK W/12BUTTONS FOR ADVANCED | 359 | 0% | 359
Olympus America Inc. | SEM-HW-7012.00 | HW-7012.00; REPLACEMENT GLASS INSERT FOR 12X10 STAGE | 131 | 0% | 131
Olympus America Inc. | SEM-HW-7033.00 | HW-7033.00; GLASS INSERT PLATE FOR 3X3 STAGE | 45 | 0% | 45
Olympus America Inc. | SEM-HW-7044.00 | HW-7044.00; REPLACEMENT GLASS INSERT FOR 4X4 STAGE | 50 | 0% | 50
Olympus America Inc. | SEM-HW-7046.00 | HW-7046.00; REPLACEMENT GLASS INSERT FOR 6X4 STAGE | 54 | 0% | 54
Olympus America Inc. | SEM-HW-7066.00 | HW-7066.00; REPLACEMENT GLASS INSERT FOR 6X6 STAGE | 56 | 0% | 56
Olympus America Inc. | SEM-HW-7088.00 | HW-7088.00; REPLACEMENT GLASS INSERT FOR 8X8 STAGE | 97 | 0% | 97
Olympus America Inc. | SEM-MT1512.55 | MT-1512.55; VERNIER MICROMETER, 50MM, 10UM RES, 12MM SHANK | 175 | 0% | 175
Olympus America Inc. | SEM-MT151271 | MT-1512.71; Vernier Micrometer 2in, 0.001" res (.500" shank) | 175 | 0% | 175
Olympus America Inc. | SEM-MT164164 | MT-1641.64; DIGITAL MICROMETER LCD, 2IN/50MM, 1UM RES | 919 | 0% | 919
Olympus America Inc. | SEM-MT350352 | MT-3503.52; DIGITAL MICROMETER LCD, 1IN/25MM, 1UM RES | 349 | 0% | 349
Olympus America Inc. | SEM-OB50 | OB50; REPLACEMENT BRACKET | 329 | 0% | 329
Olympus America Inc. | SEM-OB51 | OB51; ADPTR TO MOUNT SEMPREX 12-6400 TO BX51 STG HOLDER F/RL | 329 | 0% | 329
Olympus America Inc. | SEM-OH10 | OH10; ADAPTER FOR BHM/BHN MICROSCOPES | 167 | 0% | 167
Olympus America Inc. | SEM-OH20 | OH20; BH2/BHS ADAPTER | 248 | 0% | 248
Olympus America Inc. | SEM-OM40 | OM40; OLY MX40/51 SPACER | 166 | 0% | 166
Olympus America Inc. | SEM-OM50 | OM50; MX50/61 ADAPTER [4,5,6,D] FOR RL | 117 | 0% | 117
Olympus America Inc. | SEM-OM51 | OM51; OLY MX50L/61L ADAPTER | 117 | 0% | 117
Olympus America Inc. | S-FWD40LX2 | FWD40LX2F/B; SONY LCD WEGA 40"DISPLAY (BLACK BEZEL) | 1950 | 4.5% | 1862.25
Olympus America Inc. | S-FWDS42H1 | FWDS42H1; SONY 42" DIGITAL MONITOR | 2250 | 4.5% | 2148.75
Olympus America Inc. | SIS-0001-01 | E97SFS-001-01;FLOATING LICENSE SERVER | 3770 | 0% | 3770
Olympus America Inc. | SIS-0002-01 | E97SFS-0002-01;UPDATE STREAM N TWRK DONGLE TO FLOATING SERVER | 1180 | 0% | 1180
Olympus America Inc. | SIS-0430690 | E0430690; DENDRITE ARM SPACING SOLUTION FOR INSPECTOR SERIES | 814 | 0% | 814
Olympus America Inc. | SIS-0431189 | E0431189; FOLDER WATCHER SOFTWARE AND INSTALLATION | 4078 | 0% | 4078
Olympus America Inc. | SIS-0431654 | E0431654; OSIS 47 MM FILTER HOLDER | 461 | 0% | 461
Olympus America Inc. | SIS-0431803 | E0431803; OSIS CONSULTING & DEV. PROJECT SPECIFIC (PER DAY) | 3919 | 0% | 3919
Olympus America Inc. | SIS-0431882 | E0431882;OSIS CONSULTING & DEV PROJECT SPECIFIC(PER 1/2 DAY) | 1960 | 9.5% | 1773.8
Olympus America Inc. | SIS-0435649 | E0435649; VIDEO TO USB CONVERTER (CON800-USB) | 921 | 0% | 921
Olympus America Inc. | SIS-131001 | E97SAN-1310-01;A-SYN-IR-SYNCHR ONIZ IR SOFTWARE MAIN LICENSE | 2100 | 4.5% | 2005.5
Olympus America Inc. | SIS-430317 | E0430317; UPGRADE OF ANALYSIS DOCU TO CURRENT VERSION | 482 | 0% | 482
Olympus America Inc. | SIS-430339 | E0430399;GRAIN SIZE INTERCEPT ADD-IN FOR INSPECTOR SERIES | 1745 | 0% | 1745
Olympus America Inc. | SIS-430614 | E0430614; CAST IRON ADD-IN MODULE FOR INSPECTOR SERIES | 1218 | 0% | 1218
Olympus America Inc. | SIS-430619 | E0430619, TL FILTER HOLDER FOR MARZHAUSER STAGES | 407 | 0% | 407
Olympus America Inc. | SIS-431654 | E0431654, RL FILTER HOLDER FOR MARZHAUSER STAGES | 690 | 0% | 690
Olympus America Inc. | SIS-431802 | E0431802; WELD MEASUREMENT ADD-IN MODULE FOR INSPECTOR | 814 | 0% | 814
Olympus America Inc. | SIS-435848 | E0435848; BANDING ADD-IN MODULE FOR INSPECTOR SERIES | 637 | 0% | 637
Olympus America Inc. | SIS-510001 | E97SAN-5100-01; A-UD-SYN-IR-UPGRADE; SPECIAL ORDER | 1412 | 0% | 1412
Olympus America Inc. | SIS-5167000 | N5167000;POROSITY SOLUTION FOR STREAM 1.9 | 737 | 0% | 737
Olympus America Inc. | SIS-700001 | E9700001, PARTICLE STANDARD DEVICE FOR TL | 889 | 0% | 889
Olympus America Inc. | SIS-700002 | E9700002., PARTICLE STANDARD DEVICE FOR TL W/ CERTIFICATE | 1987 | 0% | 1987
Olympus America Inc. | SIS-700003 | E9700003, PARTICLE STANDARD DEVICE FOR RL | 994 | 0% | 994
Olympus America Inc. | SIS-700004 | E9700004, PARTICLE STANDARD DEVICE FOR RL W/ CERTIFICATE | 2196 | 0% | 2196
Olympus America Inc. | SIS-700005 | E9700005; FILTER INSPECTOR V5.64 MAIN LICENSE | 7134 | 0% | 7134
Olympus America Inc. | SIS-700006 | E9700006; FILTER INSPECTOR V5.64 DESKTOP LICENSE | 2544 | 0% | 2544
Olympus America Inc. | SIS-700007 | E9700007; FILTER INSPECTOR FOR EXISTING ANALYSIS LICENSE | 5722 | 0% | 5722
Olympus America Inc. | SIS-700008 | E9700008; UPDATE FILTER INSPECTOR TO V5.64 | 916 | 0% | 916
Olympus America Inc. | SIS-700009 | E9700009; PARTICLE INSPECTOR V5.64 MAIN LICENSE | 10574 | 0% | 10574
Olympus America Inc. | SIS-700010 | E9700010; PARTICLE INSPECTOR V5.64 DESKTOP LICENSE | 2522 | 0% | 2522
Olympus America Inc. | SIS-700011 | E9700011; PARTICLE INSPECTOR FOR EXISTING ANALYSIS LICENSE | 8515 | 0% | 8515
Olympus America Inc. | SIS-700012 | E9700012; UPGRADE FROM FILTER TO PARTICLE INSPECTOR V5.64 | 4538 | 0% | 4538
Olympus America Inc. | SIS-700013 | E9700013; UPDATE PARTICLE INSPECTOR TO V5.64 | 1663 | 0% | 1663
Olympus America Inc. | SIS-700014 | E9700014; INCLUSIONS INSPECTOR V5.2 MAIN LICENSE | 16247 | 0% | 16247
Olympus America Inc. | SIS-700015 | E9700015; INCLUSIONS INSPECTOR FOR EXISTING ANALYSIS LICENSE | 8569 | 0% | 8569
Olympus America Inc. | SIS-700016 | E9700016; UPDATE FROM PREVIOUS INCLUSIONS INSPECTOR | 1728 | 0% | 1728
Olympus America Inc. | SIS-9700329 | Count & Measure Solution for Stream 1.9.4 | 2924 | 0% | 2924
Olympus America Inc. | SIS-9700336 | Porosity Solution for Stream 1.9.4 | 737 | 0% | 737
Olympus America Inc. | SIS-9700550 | E9700550; OLYMPUS STREAM START 2.1 | 996 | 0% | 996
Olympus America Inc. | SIS-9700559 | E9700559; EFI SOLUTION FOR STREAM BASIC 2.1 | 742 | 0% | 742
Olympus America Inc. | SIS-9700561 | E9700561; MOTORISATION EXTENSION FOR STREAM BASIC & ESS. 2.1 | 1126 | 0% | 1126
Olympus America Inc. | SIS-9700799 | E9700799; CIX100 SYSTEM FOR TECHNICAL CLEANLINESS ANALYSIS, INCLUDES COMPLETE MICROSCOPE SYSTEM, COMPUTER, MONITOR, PRE-INSTALLED AND CALIBRATION SOFTWARE - CIX ASW 1.1 AND PARTICLE STANDARD DEVICE FOR SYSTEM CHECK | 53839 | 0% | 53839
Olympus America Inc. | SIS-9700801 | E9700801; SPARE FILTER HOLDER FOR CIX | 1360 | 0% | 1360
Olympus America Inc. | SIS-9700802 | E9700802; OPTIONAL HEIGHT MEASUREMENT PACKAGE FOR CIX100, INCLUDES SOFTWARE LICENSE CARD AND 20X OBJECTIVE | 2368 | 0% | 2368
Olympus America Inc. | SIS-9700804 | E9700804; OLYMPUS Stream Start 2.2 | 1021 | 0% | 1021
Olympus America Inc. | SIS-9700805 | E9700805; OLYMPUS Stream Basic 2.2 | 1888 | 0% | 1888
Olympus America Inc. | SIS-9700806 | E9700806; OLYMPUS Stream Essentials 2.2 | 3487 | 0% | 3487
Olympus America Inc. | SIS-9700807 | E9700807; OLYMPUS Stream Motion 2.2 | 5187 | 0% | 5187
Olympus America Inc. | SIS-9700808 | E9700808; OLYMPUS Stream Enterprise 2.2 | 6814 | 0% | 6814
Olympus America Inc. | SIS-9700809 | E9700809; OLYMPUS Stream Secure File Repository 2.2 | 11530 | 0% | 11530
Olympus America Inc. | SIS-9700810 | E9700810; OLYMPUS Stream Desktop 2.2 | 1964 | 0% | 1964
Olympus America Inc. | SIS-9700811 | E9700811; OLYMPUS Stream Enterprise Desktop 2.2 | 3560 | 0% | 3560
Olympus America Inc. | SIS-9700812 | E9700812; MIA Solution for Stream Basic | 761 | 0% | 761
Olympus America Inc. | SIS-9700813 | E9700813; EFI Solution for Stream Basic | 761 | 0% | 761
Olympus America Inc. | SIS-9700814 | E9700814; Advanced Phase Analysis Solution for Stream Basic | 1155 | 0% | 1155
Olympus America Inc. | SIS-9700815 | E9700815; Motorisation Extension for Stream Basic & Essentials | 1180 | 0% | 1180
Olympus America Inc. | SIS-9700816 | E9700816; 3D Extension for Stream Basic & Essentials | 1180 | 0% | 1180
Olympus America Inc. | SIS-9700817 | E9700817; Count&Measure for Stream | 3014 | 0% | 3014
Olympus America Inc. | SIS-9700818 | E9700818; Grain Size Intercept for Stream | 2293 | 0% | 2293
Olympus America Inc. | SIS-9700819 | E9700819; Grain Size Planimetric for Stream | 2293 | 0% | 2293
Olympus America Inc. | SIS-9700820 | E9700820; Layer Thick. Meas. for Stream | 1155 | 0% | 1155
Olympus America Inc. | SIS-9700821 | E9700821; Inclusion Worst Field for Stream | 2293 | 0% | 2293
Olympus America Inc. | SIS-9700822 | E9700822; Cast Iron for Stream | 1155 | 0% | 1155
Olympus America Inc. | SIS-9700823 | E9700823; Net Cam for Stream | 1522 | 0% | 1522
Olympus America Inc. | SIS-9700824 | E9700824; Porosity for Stream | 761 | 0% | 761
Olympus America Inc. | SIS-9700825 | E9700825; Particle Distribution for Stream | 1155 | 0% | 1155
Olympus America Inc. | SIS-9700826 | E9700826; Weld Measurement for Stream | 395 | 0% | 395
Olympus America Inc. | SIS-9700827 | E9700827; Throwing Power for Stream | 761 | 0% | 761
Olympus America Inc. | SIS-9700828 | E9700828; Automatic Measurement for Stream | 2293 | 0% | 2293
Olympus America Inc. | SIS-9700829 | E9700829; Microsoft Powerpoint Assistant for Stream | 395 | 0% | 395
Olympus America Inc. | SIS-9700830 | E9700830; Coating Thickness for Stream | 761 | 0% | 761
Olympus America Inc. | SIS-9700832 | E9700832; Database Workgroup Level for Stream | 1336 | 0% | 1336
Olympus America Inc. | SIS-9700833 | E9700833; Database Enterprise Level for Stream | 3008 | 0% | 3008
Olympus America Inc. | SIS-9700834 | E9700834; Upgrade Stream Start 2.2 to Basic 2.2 | 1133 | 0% | 1133
Olympus America Inc. | SIS-9700835 | E9700835; Upgrade Stream Start 2.2 to Essentials 2.2 | 3113 | 0% | 3113
Olympus America Inc. | SIS-9700836 | E9700836; Upgrade Stream Start 2.2 to Motion 2.2 | 5157 | 0% | 5157
Olympus America Inc. | SIS-9700837 | E9700837; Upgrade Stream Start 2.2 to Enterprise 2.2 | 7043 | 0% | 7043
Olympus America Inc. | SIS-9700838 | E9700838; Upgrade Stream Basic 2.2 to Essentials 2.2 | 1982 | 0% | 1982
Olympus America Inc. | SIS-9700839 | E9700839; Upgrade Stream Basic 2.2 to Motion 2.2 | 4025 | 0% | 4025
Olympus America Inc. | SIS-9700840 | E9700840; Upgrade Stream Basic 2.2 to Enterprise 2.2 | 5902 | 0% | 5902
Olympus America Inc. | SIS-9700841 | E9700841; Upgrade Stream Essentials 2.2 to Motion 2.2 | 1704 | 0% | 1704
Olympus America Inc. | SIS-9700842 | E9700842; Upgrade Stream Essentials 2.2 to Enterprise 2.2 | 3276 | 0% | 3276
Olympus America Inc. | SIS-9700843 | E9700843; Upgrade Stream Motion 2.2 to Enterprise 2.2 | 1888 | 0% | 1888
Olympus America Inc. | SIS-9700844 | E9700844; Upgrade Stream Desktop 2.2 to Enterprise Desktop 2.2 | 1836 | 0% | 1836
Olympus America Inc. | SIS-9700845 | E9700845; Upgrade Stream Essentials Desktop to Desktop 2.2 | 797 | 0% | 797
Olympus America Inc. | SIS-9700846 | E9700846; Update Stream Start 1.8-1.9.4 to 2.2 | 408 | 0% | 408
Olympus America Inc. | SIS-9700847 | E9700847; Update Stream Basic 1.8-1.9.4 to 2.2(inc. Solutions) | 756 | 0% | 756
Olympus America Inc. | SIS-9700848 | E9700848; Update Stream Essentials 1.8-1.9.4 to 2.2(inc. Solutions) | 1396 | 0% | 1396
Olympus America Inc. | SIS-9700849 | E9700849; Update Stream Motion 1.8-1.9.4 to 2.2(inc. Solutions) | 2070 | 0% | 2070
Olympus America Inc. | SIS-9700850 | E9700850; Update Stream Enterprise 1.8-1.9.4 to 2.2(inc. Solutions) | 2726 | 0% | 2726
Olympus America Inc. | SIS-9700851 | E9700851; Update Stream Secure File Repository license 1.8-1.9.4 to 2.2 | 4036 | 0% | 4036
Olympus America Inc. | SIS-9700852 | E9700852; Update Stream Motion Desktop 1.8-1.9.4 to Desktop 1.8-1.9.4 to 2.2(inc. Solutions) | 638 | 0% | 638
Olympus America Inc. | SIS-9700853 | E9700853; Update Stream Desktop (inc. Solutions) | 296 | 0% | 296
Olympus America Inc. | SIS-9700854 | E9700854; Update Stream Desktop Enterprise 1.8?1.9 to 2.2 | 1425 | 0% | 1425
Olympus America Inc. | SIS-9700855 | E9700855; Update Stream Start Pre1.8(HASP) to Start 2.2 | 408 | 0% | 408
Olympus America Inc. | SIS-9700856 | E9700856; Update Stream Basic Pre1.8(HASP) to Basic 2.2 | 756 | 0% | 756
Olympus America Inc. | SIS-9700857 | E9700857; Update Stream Essentials Pre1.8(HASP) to Essentials 2.2 (inc. S?PORO) | 1396 | 0% | 1396
Olympus America Inc. | SIS-9700858 | E9700858; Update Stream Motion Pre1.8(HASP) to Motion 2.2 (inc. PORO, DB) | 2070 | 0% | 2070
Olympus America Inc. | SIS-9700859 | E9700859; Update Stream Enterprise Pre1.8(HASP) to Enterprise 2.2 (inc. S?PORO) | 2726 | 0% | 2726
Olympus America Inc. | SIS-9700860 | E9700860; Update Stream Secure File Repository Pre1.8(HASP) to SFR 2.2 | 4613 | 0% | 4613
Olympus America Inc. | SIS-9700861 | E9700861; Update Stream Desktop Essentials Pre1.8(HASP) to Desktop 2.2 (inc. S?PORO) | 797 | 0% | 797
Olympus America Inc. | SIS-9700862 | E9700862; Update Stream Desktop Motion Pre1.8(HASP) to Desktop 2.2 (inc. S?PORO, DB) | 638 | 0% | 638
Olympus America Inc. | SIS-9700863 | E9700863; Update Stream Desktop Enterprise Pre1.8(HASP) to Desktop 2.2 (inc. S?PORO) | 1425 | 0% | 1425
Olympus America Inc. | SIS-9700864 | E9700864; Update Stream Solutions Pre1.8(HASP) to Stream Solutions 2.2 | 866 | 0% | 866
Olympus America Inc. | SIS-9700875 | E9700875; Setup DVD Olympus Stream 2.2 | 36 | 0% | 36
Olympus America Inc. | SIS-9700876 | E9700876; Setup?DVD ? OLYMPUS Stream Secure File Repository 2.2 | 36 | 0% | 36
Olympus America Inc. | SIS-9700878 | E9700878; Atotech Stream Enterprise 2.2 | 6015 | 0% | 6015
Olympus America Inc. | SIS-9700879 | E9700879; Atotech Stream Enterprise Desktop 2.2 | 4367 | 0% | 4367
Olympus America Inc. | SIS-9700888 | E9700888; Stream Digital Charts DVD for DIN 50602:1985(Nonmetallic Inclusion) | 927 | 0% | 927
Olympus America Inc. | SIS-9700889 | E9700889; Stream Digital Charts DVD for ISO 945:2008 (Cast Iron) | 927 | 0% | 927
Olympus America Inc. | SIS-9700890 | E9700890; Stream Digital Charts DVD for ISO 643:1983 (Grain size) | 927 | 0% | 927
Olympus America Inc. | SIS-9700891 | E9700891; Stream Digital Charts DVD for ISO 643:2012 (Grain size) | 927 | 0% | 927
Olympus America Inc. | SIS-9700892 | E9700892; Stream Digital Charts DVD for EN 10247:2007 (Nonmetallic Inclusion) | 927 | 0% | 927
Olympus America Inc. | SIS-9700893 | E9700893; Stream Digital Charts DVD for SEP 1520:1998 (Carbide Structure) | 927 | 0% | 927
Olympus America Inc. | SIS-9700894 | E9700894; Stream Digital Charts DVD for SEP 1572:1971 (Carbide Structure) | 927 | 0% | 927
Olympus America Inc. | SIS-9700895 | E9700895; Stream Digital Charts DVD for ASTM E112?04 (Grain size) | 927 | 0% | 927
Olympus America Inc. | SIS-9700896 | E9700896; Stream Digital Charts DVD for ISO 4505:1978 (Hardmetals) | 927 | 0% | 927
Olympus America Inc. | SIS-97SFS-0001-01 | E97SFS-0001-01; FLOATING LICENSE SERVER | 3817 | 4.5% | 3645.235
Olympus America Inc. | SIS-CABLE-1394A | E97ZKA-0232-01;FIREWIRE CABLE,MOLEX, 4.5M | 60 | 9.5% | 54.3
Olympus America Inc. | SIS-CIX-PW | CABLES FOR CIX SYSTEM | 62 | 0% | 62
Olympus America Inc. | SIS-CUST-2A | CUSTOM SOFTWARE FOR IAC - ADDITIONAL INSTALLATIONS 2.1 | 6186 | 0% | 6186
Olympus America Inc. | SIS-DP73ESL | DP73-ESSENTIAL; CAMERA/SOFTARE BUNDLE DP73&STREAM ESSENTIAL | 10662 | 0% | 10662
Olympus America Inc. | SIS-E0431610 | E0431610; UPDATE FROM PREVIOUS ANALYSIS FILTER INSPECTOR | 895 | 0% | 895
Olympus America Inc. | SIS-E97KS3 | E97KS3-S003-00; USB2-MINI A CABLE FOR SC30/100 CAMERAS | 18 | 9.5% | 16.29
Olympus America Inc. | SISE97ZFR561 | E97ZFR-0561-00;2.9M USB 3.0 CBL,USBA TO MICRO USBB,SC50/UC90 | 36 | 4.5% | 34.38
Olympus America Inc. | SISE97ZFR563 | E97ZFR-0563-00; PCIE CARD FOR USB 3.0 INTERFACE | 53 | 9.5% | 47.965
Olympus America Inc. | SIS-FIRM-HOL | OSIS FIRMWARE UPDATE HOLOGIC | 506 | 0% | 506
Olympus America Inc. | SIS-FWC | E9700719; PCI-Express (PCIe-x1) Firewire Card. One 1394A/FireWire400 and three 1394B/FireWire800 ports | 101 | 9.5% | 91.405
Olympus America Inc. | SIS-FWLP | E97LMG-S0006-00; Legacy PCI Firewire 1394A Card, full length and low profile brackets, four 1394A/FireWire400 ports | 69 | 9.5% | 62.445
Olympus America Inc. | SIS-SC100 | E0431984: SC100 10.6 MP CMOS COLOR DIGITAL CAMERA | 3845 | 0% | 3845
Olympus America Inc. | SIS-SC100-CSE | SC100 & CELLSENS ENTRY KIT, 10MP COLOR CMOS, USB2.0 | 4400 | 0% | 4400
Olympus America Inc. | SIS-SC100-CSS | SC100 10.5MP Color Camera & cellSens Standard Software Bundle | 5000 | 0% | 5000
Olympus America Inc. | SIS-SC50 | E9700151; SC50 5MP CMOS COLOR CAMERA, HD,INCL USB3 INTERFACE | 4080 | 0% | 4080
Olympus America Inc. | SIS-SC50-CSE | SC50 & CELLSENS ENTRY KIT, 5MP COLOR CMOS, USB3.0 | 4600 | 0% | 4600
Olympus America Inc. | SIS-SC50-CSS | SC50 5MP Color Camera & cellSens Standard Software Bundle | 5200 | 0% | 5200
Olympus America Inc. | SIS-TRDVADV | 4-02-002-17;MS ADV.TRAINING (DENVER)f/SE OR BASIC S/W-2 DAYS | 0 | 0% | 0
Olympus America Inc. | SIS-TROSXP | 4-02-002-16;MS ON-SITE CUSTOM TRAINING,EA.ADDITINAL TRAINEE | 0 | 0% | 0
Olympus America Inc. | SIS-UC90 | E9700485:UC90 COLOR CCD CAMERA, 9MP,USB 3.0 CABLE & CARD | 7798 | 9.5% | 7057.19
Olympus America Inc. | SIS-UC90-CSE | UC90 & CELLSENS ENTRY KIT, 9MP COLOR CCD, USB3.0 | 8300 | 0% | 8300
Olympus America Inc. | SIS-UC90-CSS | UC90 9MP Color Camera & cellSens Standard Software Bundle | 8900 | 0% | 8900
Olympus America Inc. | SIS-WEBVIEWER-INSTALL | E9700479; Remote installation of WebViewer for NISSQL | 720 | 0% | 720
Olympus America Inc. | SIS-XM10 | E97CL4-1051-01;XM10 1.4MP COOLED CCD | 7543 | 4.5% | 7203.565
Olympus America Inc. | SIS-XM10-2 | E9700095; XM10-2 1.4MP COOLED CCD, PCIE fw | 5386 | 4.5% | 5143.63
Olympus America Inc. | SIS-XM10-CSE | XM10 & CELLSENS ENTRY KIT, 1.4MP MONO CCD, PCIE FIREWIRE | 5760 | 0% | 5760
Olympus America Inc. | SIS-XM10-CSS | XM10 Monochrome Camera & cellSens Standard Software Bundle | 6240 | 0% | 6240
Olympus America Inc. | SIS-XM10IR | E97CL4-1071-01;XM10 1.4MP COOLED CCD (IR APPS) | 7335 | 4.5% | 7004.925
Olympus America Inc. | SIS-XM10IR-2 | E9700097; XM10-IR-2, 1.4MP COOLED CCD (IR APPS), PCIE FW | 6773 | 4.5% | 6468.215
Olympus America Inc. | SIS-XM10IR-CSE | XM10IR & CELLSENS ENTRY KIT, 1.4MP MONO CCD-IR, PCIE FIREWIRE | 7120 | 0% | 7120
Olympus America Inc. | SIS-XM10IR-CSS | XM10IR Monochrome Camera & cellSens Standard Software Bundle | 7600 | 0% | 7600
Olympus America Inc. | SIS-XM10T | E97CL4-1061-01;XM10 1.4MP COOLED CCD (TRIGGERED)E0431471 | 8454 | 4.5% | 8073.57
Olympus America Inc. | SIS-XM10T-2 | E9700096; XM10-2 1.4MP COOLED CCD (TRIGGERED), PCIE FW | 8454 | 4.5% | 8073.57
Olympus America Inc. | SIS-XM10TIR | E97CL4-1081-01;XM10(IR)1.4MP COOLED CD (TRIGGERED)E0431473 | 8288 | 4.5% | 7915.04
Olympus America Inc. | SIS-XM10TIR-2 | E9700098; XM10-TIR-2, 1.4MP COOLED CD (TRIGGERED), PCIE FW | 8454 | 4.5% | 8073.57
Olympus America Inc. | SK355600 | N9040251; SHAFT F-ARM | 87 | 0% | 87
Olympus America Inc. | SMALL-TL | SMALL-TL; Compact tube lens, ***120+ days lead time*** | 459 | 4.5% | 438.345
Olympus America Inc. | STM7-AF | STM7-AF; AUTO FOCUS FOR MOTORIZED MM | 9237 | 0% | 9237
Olympus America Inc. | STM7-ASW-ME | STM7-ASW-ME; MIA AND EFI FOR STM7-BSW | 699 | 0% | 699
Olympus America Inc. | STM7-BSW | STM7-BSW; MEASURING MICROSCOPE SOFTWARE REQUIRES CB/CBA | 2702 | 0% | 2702
Olympus America Inc. | STM7-BSW-R | STM7-BSW; REPLACEMENT SOFTWARE FOR LOST DONGLE | 785 | 0% | 785
Olympus America Inc. | STM7-CB | STM7-CB; MANUAL CONTROL BOX | 2528 | 0% | 2528
Olympus America Inc. | STM7-CBA | STM7-CBA; MOTORIZED CONTROL BOX | 3521 | 0% | 3521
Olympus America Inc. | STM7-CS100 | STM7-CS100; 100X100MM TRAVEL STAGE, REQUIRES SF FRAME | 7842 | 0% | 7842
Olympus America Inc. | STM7-CS200 | STM7-CS200; 200X200MM TRAVEL STAGE, REQUIRES MF FRAME<br> | 10369 | 0% | 10369
Olympus America Inc. | STM7-CS300 | STM7-CS300; 300X300MM TRAVEL STAGE, REQUIRES LF FRAME<br> | 14813 | 0% | 14813
Olympus America Inc. | STM7-CS50 | STM7-CS50; 50X50MM TRAVEL STAGE, REQUIRES SF FRAME | 5403 | 0% | 5403
Olympus America Inc. | STM7-CU | STM7-CU; MEASURING MICROSCOPE CAMERA FOR STM7-BSW | 1726 | 0% | 1726
Olympus America Inc. | STM7-DI | STM7-DI; DISPLAY COUNTER .1UM | 628 | 0% | 628
Olympus America Inc. | STM7-FN | STM7-FN; FOCUS NAVIGATOR FOR MM | 4182 | 0% | 4182
Olympus America Inc. | STM7-FS | STM7-FS; FOOT SWITCH FOR CONTROL BOX | 169 | 0% | 169
Olympus America Inc. | STM7-HS | STM7-HS; HAND SWITCH FOR MANUAL CONTROL BOX | 523 | 0% | 523
Olympus America Inc. | STM7-LF | STM7-LF; LARGE MEASURING MICROSCOPE FRAME | 7407 | 0% | 7407
Olympus America Inc. | STM7-LFA | STM7-LFA; LARGE MOTORIZED MEASURING MICROSCOPE FRAME | 9847 | 0% | 9847
Olympus America Inc. | STM7-MCZ | STM7-MCZ; HAND SWITCH FOR MOTORIZED CB, REQUIRES U-IFCBL200<br><br><br> | 1587 | 0% | 1587
Olympus America Inc. | STM7-MF | STM7-MF; MEDIUM MEASURING MICROSCOPE FRAME | 6919 | 0% | 6919
Olympus America Inc. | STM7-MFA | STM7-MFA; MEDIUM MOTORIZED MEASURING MICROSCOPE FRAME | 7756 | 0% | 7756
Olympus America Inc. | STM7-MMOBAD | STM7-MMOBAD; ADAPTER FOR MM6-OB TO MM6C-RLAS AND MM6C-KMAS | 123 | 0% | 123
Olympus America Inc. | STM7-RS100 | STM7-RS100; ROTATABLE STAGE INSERT FOR STM7-CS100 | 1221 | 0% | 1221
Olympus America Inc. | STM7-RS200 | STM7-RS200; ROTATABLE STAGE INSERT FOR STM7-CS200 | 2180 | 0% | 2180
Olympus America Inc. | STM7-RS300 | STM7-RS300; ROTATABLE STAGE INSERT FOR STM7-CS300 | 4705 | 0% | 4705
Olympus America Inc. | STM7-SF | STM7-SF; SMALL MEASURING MICROSCOPE FRAME | 4078 | 0% | 4078
Olympus America Inc. | STM7-SFA | STM7-SFA; SMALL MOTORIZED MEASURING MICROSCOPE FRAME | 5839 | 0% | 5839
Olympus America Inc. | STM7-VI | STM7-VI; ANTI VIBRATION PLATES FOR ALL MM FRAMES | 430 | 0% | 430
Olympus America Inc. | STM-ADV | ADVANCED APPLICATIONS TRAINING FOR STM7-BSW SOFTWARE | 2563 | 0% | 2563
Olympus America Inc. | STM-CAL | STM NIST CALIBRATION PERFORMED BY LICENSED OLYMPUS ENGINEER | 2563 | 0% | 2563
Olympus America Inc. | STM-CALADV | STM NIST CALIBRATION PERFORMED BY LICENSED OLYMPUS ENGINEER AND ADVANCED APPLICATION TRAINING (1-DAY EACH) | 4100 | 0% | 4100
Olympus America Inc. | STMINST-JP | STM6-LM Installation in Hiroshima, Japan | 0 | 0% | 0
Olympus America Inc. | STREAM-ADV | ADVANCED APPLICATIONS TRAINING FOR STREAM SOFTWARE | 2500 | 0% | 2500
Olympus America Inc. | S-V003A | SONY DXC-107 COLOR CAMERA PACK W/ADAPT&CABLE | 556 | 0% | 556
Olympus America Inc. | S-V006A | SONY DXC960MD CAMERA PCK W/ADAPT/CABLE/PWRSPY | 7641 | 0% | 7641
Olympus America Inc. | S-V019 | VIDEO PRESENTATION STAND,460LINES OF RESOL. (VID-P110) | 3250 | 4.5% | 3103.75
Olympus America Inc. | S-V022 | VIDEO STAND (VID-P150) MOTORIZED PAN/TILT HEAD | 3995 | 4.5% | 3815.225
Olympus America Inc. | S-V990 | DXC-990; SONY 3-CCD CAMERA 850TV LINES, 1/2'CCD BAYONET MT | 4310 | 4.5% | 4116.05
Olympus America Inc. | SWTLU-C | OEM super wide tube lens FN 26.5 | 396 | 0% | 396
Olympus America Inc. | S-X013 | SZX-STF; SZX7 FOCUSING ADAPTER FOR RING MOUNT | 532 | 9.5% | 481.46
Olympus America Inc. | S-X100 | SZX-EPA;EYEPOINT ADJUSTER FOR SZX9 AND SZX12 STEREOS | 300 | 9.5% | 271.5
Olympus America Inc. | S-X102 | SZX-STL; LARGE REFLECTED LIGHT STAND, SZX9 & SZX12 STEREO | 733 | 9.5% | 663.365
Olympus America Inc. | S-X106 | SZX-ILLC;COAXIAL REFLECTED LIGHT ILLUMINATOR FOR SXZ9/12 | 1750 | 9.5% | 1583.75
Olympus America Inc. | S-X108 | SZX-PHA;PHOTO ADAPTER FOR SZX STEREOSCOPES | 739 | 9.5% | 668.795
Olympus America Inc. | S-X109 | SZX-DA;DRAWING ATTACHMENT FOR SZX9/12 STEREO MICROSCOPES | 1591 | 9.5% | 1439.855
Olympus America Inc. | S-X111 | S-X111; UIS ADAPTER ON SZX W/S ZX-2RE-SP(S-X110SP) | 464 | 9.5% | 419.92
Olympus America Inc. | S-X113 | SZX-PO;POLARIZER FOR SZX9/12TRANSMITTED LIGHT STANDS | 193 | 9.5% | 174.665
Olympus America Inc. | S-X114 | SZX-AN;ANALYZER FOR SZX9/12 TRANSMITTED LIGHT STANDS | 252 | 9.5% | 228.06
Olympus America Inc. | S-X120 | SZX-BI30;BINOCULAR OBSERVATION TUBE FOR SZX7/9/12 | 1477 | 9.5% | 1336.685
Olympus America Inc. | S-X122 | SZX-STAD2;STAGE ADAPTER TYPE 2FOR SZX9 AND SXZ12 STEREOS | 530 | 9.5% | 479.65
Olympus America Inc. | S-X125 | SZX-STAD1;STAGE ADAPTER TYPE 1FOR SZX9 AND SZX12 STEREOS | 160 | 9.5% | 144.8
Olympus America Inc. | S-X132 | SZX-BI45; BINOCULAR OBSERVATION TUBE FOR SZX7/9/10/12 | 720 | 9.5% | 651.6
Olympus America Inc. | S-X133 | SZX-DO;SZX DUAL VIEWING ATTACHMENT FRONT TO BACK DESIGN | 3441 | 9.5% | 3114.105
Olympus America Inc. | S-X136 | SZX-SDO2;SIDE DUAL OBSERVATION UNIT FOR SZX7/10 | 5367 | 9.5% | 4857.135
Olympus America Inc. | S-X140 | SP-FL; STAGE PLATE SET FOR SZX-FL ILL, W/ GLASS & BLACK INSR | 171 | 9.5% | 154.755
Olympus America Inc. | S-X159 | SZX-AS;APERTURE STOP FOR SZX9AND SZX12 STEREOS | 462 | 9.5% | 418.11
Olympus America Inc. | S-X205 | SZX-R;RETAINING COLLAR FOR SZX 9 AND SZX12 STEREOS | 105 | 9.5% | 95.025
Olympus America Inc. | S-X310 | S-X310 to SZX-TLGAD;TRANSMITTED LIGHT GUIDE ADAPTER BETWEEN LG-SF & SZX2-ILLB/ILLK | 392 | 9.5% | 354.76
Olympus America Inc. | S-X319 | SZX-LGR66;ADAPTER FOR SZX | 75 | 9.5% | 67.875
Olympus America Inc. | S-X401 | SZX2-ST;REFLECTED LIGHT STAND FOR SZX10 AND SZX16 STEREOS | 453 | 9.5% | 409.965
Olympus America Inc. | S-X402 | SZX2-STL;LARGE REFLECTED LIGHT STAND, SZX10 & SZX16 STEREO | 829 | 9.5% | 750.245
Olympus America Inc. | S-X402 | SZX2-STL;LARGE REFLECTED LIGHT STAND, FOR SZX7/10/16, W/O STAGE PLATES | 829 | 9.5% | 750.245
Olympus America Inc. | S-X403 | SZX2-ILLK;TRANSMITTED LIGHT ILLUMINATION STAND, SZX10 & 16 | 1740 | 9.5% | 1574.7
Olympus America Inc. | S-X404 | SZX2-ILLB;ADVANCED TRANS ILL STAND SZX10 & SZX16 | 2898 | 9.5% | 2622.69
Olympus America Inc. | S-X405 | SZX2-ILLD;BF/DF TRANS LIGHT ILLUMINATION STAND SZX10 & 16 | 2609 | 9.5% | 2361.145
Olympus America Inc. | S-X406 | SZX2-ILLC10;COAXIAL REFLECTED LIGHT ILLUMINATOR FOR SZX10 | 1838 | 9.5% | 1663.39
Olympus America Inc. | S-X407 | SZX2-LBS;BEAM SPLITTER INTERM TUBE FOR SZX10 & SZX16 | 783 | 9.5% | 708.615
Olympus America Inc. | S-X409 | SZX2-EEPA; EXTENDABLE EYEPOINT ADJUSTER FOR SZX7/10/16 | 1821 | 9.5% | 1648.005
Olympus America Inc. | S-X410 | SZX2-FO;FOCUSING UNIT FOR SZX10 & SZX16 STEREOS | 592 | 9.5% | 535.76
Olympus America Inc. | S-X410A | SZX2-FOA;MOTORIZED FOCUSING UNIT FOR SZX10 AND SZX16 | 3318 | 9.5% | 3002.79
Olympus America Inc. | S-X411 | SZX2-FOF;FINE & COARSE FOCUS UNIT FOR SZX10 & SZX16 | 1160 | 9.5% | 1049.8
Olympus America Inc. | S-X412 | SZX2-FOFH;FINE & COARSE FOCUS UNIT FOR SZX10 & 16 HEAVY | 2063 | 9.5% | 1867.015
Olympus America Inc. | S-X414 | SZX2-AN;ANALYZER FOR SZX10 & SZX16 STEREOS | 284 | 9.5% | 257.02
Olympus America Inc. | S-X418 | SZX2-ILLT-1-5; LED TRANS LIGHT STAND FOR SZX10 & SZX16 ROHS, REQUIRES M-0315 AC ADAPTER | 2353 | 9.5% | 2129.465
Olympus America Inc. | S-X421 | SZX2-TTR;TILTING TRINOCULAR OBSERVATION TUBE FOR SZX10/16 | 3757 | 9.5% | 3400.085
Olympus America Inc. | S-X423 | SZX2-TTRPT;TILTING TRINOCULAR OBSERVATION TUBE FOR SZX10/16 | 3757 | 9.5% | 3400.085
Olympus America Inc. | S-X424 | SZX2-LTTR; ERGONOMIC LONG TILTING TRINOCULAR FOR SZX7/10/16 | 3434 | 9.5% | 3107.77
Olympus America Inc. | S-X425 | SZX2-LTTRAD; EXTENDER FOR CAMERA ADAPTER FOR SZX2-LTTR | 618 | 9.5% | 559.29
Olympus America Inc. | S-X426 | SZX2-LTTR-CR; ERGONOMIC LONG TILTING TRINOCULAR CAMERA READY FOR SZX7/10/16 | 3971 | 0% | 3971
Olympus America Inc. | S-X428 | SZX2-STL2;LARGE STAND FOR SZX-SDO | 1380 | 9.5% | 1248.9
Olympus America Inc. | S-X430 | SZX2-TR30;TRINOCULAR OBSERVATION TUBE FOR SZX7/10/16 | 2726 | 9.5% | 2467.03
Olympus America Inc. | S-X431 | SZX2-TR30PT;TRINOCULAR OBSERVATION TUBE FOR SZX10/16 | 2726 | 9.5% | 2467.03
Olympus America Inc. | S-X506 | SZX2-ILLC16;COAXIAL REFLECTED LIGHT ILLUMINATOR FOR SZX16 | 1838 | 9.5% | 1663.39
Olympus America Inc. | S-X510 | SZX2-2RE16;TWO POSITION REVOLVING NOSEPIECE W/ON AXIS CLICK | 464 | 9.5% | 419.92
Olympus America Inc. | S-X512 | SZX2-2RE10;TWO POSITION REVOLVING NOSEPIECE W/ON AXIS CLICK | 464 | 9.5% | 419.92
Olympus America Inc. | S-XM111 | SZX-MDFSW-1-5;FOOT SWITCH FOR MOTORIZED SZX2-MDCU & SZX-FOA | 947 | 9.5% | 857.035
Olympus America Inc. | S-XM116 | SZX-MDHSW-1-5;HAND SWITCH FOR SZX-MDCU & SZX-FOA2 ROHS | 947 | 9.5% | 857.035
Olympus America Inc. | S-XM120 | SZX2-MDCU;MOT CNTRL UNIT FOR SZX2-RFA16A,SZX2-ZB16A,SZX2-FO | 2949 | 9.5% | 2668.845
Olympus America Inc. | S-XOBJ5MR | OBJ MAG RING FOR 1-SX2054; DFPL0.5X-4 | 148 | 0% | 148
Olympus America Inc. | SY356500 | N9040249; LED, ASSEMBLY CENTERING SENSOR | 90 | 0% | 90
Olympus America Inc. | SY356800 | S VACUUMSENSOR CABLE | 231 | 0% | 231
Olympus America Inc. | SZ-5145 | SZ51;MICROSCOPE BODY W/ESD,0.8-4X ZOOM OPTICS &45D BINOC TUB | 822 | 9.5% | 743.91
Olympus America Inc. | SZ-5160 | SZ51-60;MICROSCOPE BODY W/ESD, 0.8-4X ZOOM OPTICS & 60D BINOC | 1028 | 9.5% | 930.34
Olympus America Inc. | SZ51-B | SZ51 Stereo Microscope kit with boom stand for reflected applications only. Features 5:1 zoom ratio (0.8-4.0X) zoom optics and LED gooseneck lighting. For Online Orders | 3049 | 0% | 3049
Olympus America Inc. | SZ51-R | SZ51 Stereo Microscope kit for reflected applications only. Features 5:1 zoom ratio (0.8-4.0X) zoom optics and LED gooseneck lighting. For Online Orders | 1879 | 0% | 1879
Olympus America Inc. | SZ51-RT | SZ51 Stereo Microscope kit for reflected and transmitted applications. Features 5:1 zoom ratio (0.8-4.0X) zoom optics and LED lighting. For Online Orders | 2096 | 0% | 2096
Olympus America Inc. | SZ-6145 | SZ61;MICROSCOPE BODY W/ESD CAPABILITY, 0.67-4.5X ZOOM OPTICS | 1266 | 9.5% | 1145.73
Olympus America Inc. | SZ-6145TR | SZ6145TR;MICROSCOPE BODY W/0.67-4.5X ZOOM OPTICS, 45DEGREE & CM | 2081 | 9.5% | 1883.305
Olympus America Inc. | SZ-6160 | SZ61-60;MICROSCOPE BODY W/ESD 0.67-4.5X ZOOM OPTICS,60DG BIN | 1266 | 9.5% | 1145.73
Olympus America Inc. | SZ61-R | SZ61 Stereo Microscope kit for reflected applications only. Camera port with built in 0.5X c-mount for digital camera support. Features 6:1 zoom ratio (0.67-4.5X) zoom optics and LED gooseneck lighting. *Camera not included (c-mount). For Online Orders | 3126 | 0% | 3126
Olympus America Inc. | SZ61-RT | SZ61 Stereo Microscope kit for reflected and transmitted applications. Camera port with built in 0.5X c-mount for digital camera support. Features 6:1 zoom ratio (0.67-4.5X) zoom optics and LED lighting. *Camera not included (c-mount). For Online Orders | 3331 | 0% | 3331
Olympus America Inc. | SZ-Camera | Camera Kit for SZ61TR Microscope packages - This Camera Kit for SZ6145TR Microscope packages adds imaging capability to your stereo microscope. This value packed kit includes everything you need including Olympus LC20 2.0 MP digital camera and LC Micro Software with 1/3” (5.9mm diagonal) Bayer-msk color CMOS chip, data transfer using a USB2 connection, 16 full frames per second (1600 x 1200), Digital Binning Modes of 2x2; Side camera port intermediate tube; and 0.5x c-mount adapter. | 1245 | 0% | 1245
Olympus America Inc. | SZX2-Z16A | SZX2-ZB16A;SZX16 STEREO MOTORIZED ZOOM BODY Z/R 16.4:1 | 6071 | 9.5% | 5494.255
Olympus America Inc. | SZX2-ZB10 | SZX2-ZB10;SZX10 STEREO ZOOM BODY, ZOOM .63-6.3X, Z/R 10:1 | 2928 | 9.5% | 2649.84
Olympus America Inc. | SZX2-ZB16 | SZX2-ZB16;SZX16 STEREO ZOOM BODY, ZOOM .7-11.5X,Z/R16.4:1 | 4173 | 9.5% | 3776.565
Olympus America Inc. | SZX-ZB7 | SZX-ZB7; SZX7 STEREO ZOOM BODY,ZOOM 0.8-5.6X, ZM RAT 7 | 1546 | 9.5% | 1399.13
Olympus America Inc. | THI-07592 | 07592-0-00; TRANSLATOR MOUNTING PLATE, OLYMPUS | 386 | 4.5% | 368.63
Olympus America Inc. | THI-BPC303 | BPC303;BENCHTOP PIEZO CONTROLLER 150 V, 3CHANNEL | 4750 | 0% | 4750
Olympus America Inc. | THI-BSC203 | BSC203;3 CH BENCHTOP STEPPER MOTOR CONTROLLER | 2937 | 0% | 2937
Olympus America Inc. | THI-COP1A | COP1A;COLLIMATION OPTICS ADAPTER SM2 TO OLYMPUS BX/IX V | 195 | 0% | 195
Olympus America Inc. | THI-DRV3 | DRV3;HIGH PRECISION DIFFERENTIAL MICROMETER | 309 | 0% | 309
Olympus America Inc. | THI-HDPS24US | HDPS24-US; 24 Outlet, Surge-Protected Power Strip, US Plug | 171 | 4.5% | 163.305
Olympus America Inc. | THI-MAX606 | MAX606/M;MOTORIZED 6AXIS NANOPOSITIONING STAGE W/PIEZO | 14531 | 0% | 14531
Olympus America Inc. | THI-MB7575/M | MB7575/M; Aluminum Breadboard 750mm x 750mm x 12.7mm, M6 | 755 | 0% | 755
Olympus America Inc. | THI-PTA280 | PTA280; Free Standing Overhead Shelf, 2m (6' Long) | 2571 | 4.5% | 2455.305
Olympus America Inc. | THI-PTA512 | PTA512;AIR COMPRESSOR 110/115V 60HZ | 715 | 0% | 715
Olympus America Inc. | THI-R3L3 | R3L3S1N;NEGATIVE USAF1951 TEST TARGET | 160 | 0% | 160
Olympus America Inc. | THI-VB01AM | VB01A/M; 6" Vertical Bracket for Breadboards, M6 Holes | 85 | 0% | 85
Olympus America Inc. | THO-VRC2SM1 | SM1-THREADED IR/VIS ALIGNMENT DISK | 85 | 0% | 85
Olympus America Inc. | TIR-100 | EVA-LTSL;LASER TRAP SLIDER FOR IX2-RFAEVA2,DIC SL POSITION | 980 | 4.5% | 935.9
Olympus America Inc. | TIR-DU430L | E0431924; 430nm longpass cellTIRF Dichroic for 400-420nm lasers. Reflects: 400-420nm. Transmits: 440-640nm. | 1041 | 4.5% | 994.155
Olympus America Inc. | TIR-DU455L | E0431923; 455nm longpass cellTIRF Dichroic for 400-450nm lasers. Reflects: 400-450nm. Transmits: 480-640nm. | 1388 | 4.5% | 1325.54
Olympus America Inc. | TIR-DU505L | E0431933; 505nm longpass cellTIRF Dichroic for 400-490nm lasers. Reflects: 400-490nm. Transmits: 510-640nm. | 1041 | 4.5% | 994.155
Olympus America Inc. | TIR-DU525-50 | E0431934; 525/50nm reflection band cellTIRF Dichroic for 505-538nm lasers. Reflects: 505-538nm. Transmits: 560-640nm. | 1041 | 4.5% | 994.155
Olympus America Inc. | TIR-DU525L | E0431921; 525nm longpass cellTIRF Dichroic for 440-500nm lasers. Reflects: 440-500nm. Transmits: 530-640nm. | 1041 | 4.5% | 994.155
Olympus America Inc. | TIR-DU545L | E0431920; 545nm longpass cellTIRF Dichroic for 455-520nm lasers. Reflects: 455-520nm. Transmits: 540-640nm. | 1041 | 4.5% | 994.155
Olympus America Inc. | TIR-DU595L | E0431919; 595nm longpass cellTIRF Dichroic for 460-565nm lasers. Reflects: 460-565nm. Transmits: 600-640nm. | 1041 | 4.5% | 994.155
Olympus America Inc. | TMC-COMPR | 100V LAB COMPRESSOR FROM TMC 49-23124-03 | 950 | 0% | 950
Olympus America Inc. | U2-CD110 | U-DIC100;NOMARSKI PRISM FOR 10 0X OBJ,0.9 TOP,UNIV CONDENSER | 784 | 9.5% | 709.52
Olympus America Inc. | U2-CD111 | U-DIC10;NOMARSKI PRISM FOR 10X OBJ,0.9 TOP,UNIV CONDENSER | 712 | 9.5% | 644.36
Olympus America Inc. | U2-CD111S | U-DIC10S;DIC CONDENSER PRISM 1 0X,SMALL DIAM FOR U-UCD8 | 713 | 9.5% | 645.265
Olympus America Inc. | U2-CD112 | U-DIC20;NOMARSKI PRISM FOR 20X OBJ, 0.9 TOP,UNIV CONDENSER | 712 | 9.5% | 644.36
Olympus America Inc. | U2-CD114 | U-DIC40;NOMARSKI PRISM FOR 40X OBJ,0.9 TOP,UNIV CONDENSER | 712 | 9.5% | 644.36
Olympus America Inc. | U2-CD116 | U-DIC60;NOMARSKI PRISM FOR 60X OBJ,0.9 TOP,UNIV CONDENSER | 869 | 9.5% | 786.445
Olympus America Inc. | U2-CD120 | U-DIC100HC;NOMARSKI PRISM FOR 100X OBJ,HIGH CONTRAST,0.9 TOP | 1003 | 9.5% | 907.715
Olympus America Inc. | U2-CD121 | U-DIC10HC;NOMARSKI PRISM FOR 1 0X OBJ,HIGH CONTRAST,0.9 TOP | 713 | 9.5% | 645.265
Olympus America Inc. | U2-CD122 | U-DIC20HC;NOMARKSI PRISM FOR 2 0X OBJ,HIGH CONTRAST,0.9 TOP | 713 | 9.5% | 645.265
Olympus America Inc. | U2-CD124 | U-DIC40HC;NOMARSKI PRISM FOR 4 0X OBJ,HIGH CONTRAST,0.9 TOP | 713 | 9.5% | 645.265
Olympus America Inc. | U2-CD126 | U-DIC60HC;NOMARSKI PRISM FOR 6 0X OBJ,HIGH CONTRAST, 0.9 TOP | 869 | 9.5% | 786.445
Olympus America Inc. | U2-CD130 | U-DIC100HR;NOMARSKI PRISM FOR 100X OBJ,H-RES,0.9 TOP,UNIV C | 1003 | 9.5% | 907.715
Olympus America Inc. | U2-CD131 | U-DIC10HR;NOMARSKI PRISM FOR 1 0X OBJ,H-RES,0.9 TOP,UNIV COND | 713 | 9.5% | 645.265
Olympus America Inc. | U2-CD132 | U-DIC20HR;NOMARSKI PRISM FOR 2 0X OBJ,H-RES,0.9 TOP,UNIV COND | 713 | 9.5% | 645.265
Olympus America Inc. | U2-CD134 | U-DIC40HR;NOMARSKI PRISM FOR 4 0X OBJ,H-RES,0.9 TOP,UNIV COND | 713 | 9.5% | 645.265
Olympus America Inc. | U2-CD136 | U-DIC60HR;NOMARSKI PRISM FOR 6 0X OBJ,H-RES,0.9 TOP,UNIV COND | 869 | 9.5% | 786.445
Olympus America Inc. | U2-CD210 | U-ODIC100;NOMARSKI PRISM FOR 1 00X OBJ,1.4 TOP,UNIV CONDENSER | 781 | 9.5% | 706.805
Olympus America Inc. | U2-CD212 | U-ODIC20;NOMARSKI PRISM FOR 20X OBJECTIVE,1.4 TOP,UNIV COND | 739 | 9.5% | 668.795
Olympus America Inc. | U2-CD214 | U-ODIC40;NOMARSKI PRISM FOR 40X OBJECTIVE,1.4 TOP,UNIV COND | 781 | 9.5% | 706.805
Olympus America Inc. | U2-CD216 | U-ODIC60;NOMARSKI PRISM FOR 60X OBJECTIVE,1.4 TOP,UNIV COND | 1003 | 9.5% | 907.715
Olympus America Inc. | U2-CD229 | WI-DIC10HR; NOMAR PRISM 10X LUMPL FL W, WI-UCD COND | 879 | 9.5% | 795.495
Olympus America Inc. | U2-CD230 | U-ODIC100HR;NOMARSKI PRISM FOR 100X OB,H-RE,1.4TOP,UNIV COND | 1003 | 9.5% | 907.715
Olympus America Inc. | U2-CD231 | WI-DIC20HR; NOMAR PRISM 20X LUMPL FL W, WI-UCD COND | 879 | 9.5% | 795.495
Olympus America Inc. | U2-CD232 | WI-DIC40HR; NOMAR PRISM 40X LUMPL FL W, WI-UCD COND | 879 | 9.5% | 795.495
Olympus America Inc. | U2-CD233 | WI-DIC60HR; NOMAR PRISM 60X LUMPL FL W, WI-UCD COND | 879 | 9.5% | 795.495
Olympus America Inc. | U2-CD236 | U-ODIC60HR;NOMARSKI PRISM FOR 60X OB,H-RES,1.4 TOP,UNIV COND | 1003 | 9.5% | 907.715
Olympus America Inc. | U2-CD331 | WI-DICXLU20HR;DIC CONDENSER PRISM HR,XLUMPLFLN20XW, WI-UCD | 1204 | 9.5% | 1089.62
Olympus America Inc. | U2-CD410 | IX2-DIC100;NOMARSKI PRISM FOR 100X OBJECTIVE,38MM,IX2-LWUCD | 1264 | 9.5% | 1143.92
Olympus America Inc. | U2-CD411 | IX2-DIC10; NOMARSKI PRISM FOR 10X OBJECTIVE, 30MM, IX2-LWUCD | 849 | 9.5% | 768.345
Olympus America Inc. | U2-CD412 | IX2-DIC20; NOMARSKI PRISM FOR 20X OBJECTIVE, 30MM, IX2-LWUCD | 849 | 9.5% | 768.345
Olympus America Inc. | U2-CD413 | IX2-DIC30;NOMARSKI PRISM FOR 30X OBJECTIVE,30MM,IX2-LWUCD | 1069 | 9.5% | 967.445
Olympus America Inc. | U2-CD414 | IX2-DIC40; NOMARSKI PRISM FOR 40X OBJECTIVE, 38MM, IX2-LWUCD | 849 | 9.5% | 768.345
Olympus America Inc. | U2-CD416 | IX2-DIC60; NOMARSKI PRISM FOR 60X OBJECTIVE, 38MM, IX2-LWUCD | 1168 | 9.5% | 1057.04
Olympus America Inc. | U2-CD422 | IX2-DIC20HC;NOMARSKI PRISM FOR 20X,HIGH CONTRAST,IX2-LWUCD | 1367 | 9.5% | 1237.135
Olympus America Inc. | U2-CD424 | IX2-DIC40HC;NOMARSKI PRISM FOR 40X,HIGH CONTRAST,IX2-LWUCD | 1367 | 9.5% | 1237.135
Olympus America Inc. | U2-CD432 | IX2-DIC20HR;NOMARSKI PRISM FOR 20X OBJ,H-RES,30MM,IX2-LWUCD | 1367 | 9.5% | 1237.135
Olympus America Inc. | U2-CD434 | IX2-DIC40HR;NOMARSKI PRISM FOR 40X OBJ,H-RES,38MM,IX2-LWUCD | 1367 | 9.5% | 1237.135
Olympus America Inc. | U2-CD442 | IX2-MDIC20;NOMARSKI PRISM FOR 20X OBJECTIVE,IX2-MLWCD | 1367 | 9.5% | 1237.135
Olympus America Inc. | U2-CD444 | IX2-MDIC40;NOMARSKI PRISM FOR 40X OBJECTIVE,IX2-MLWCD | 1367 | 9.5% | 1237.135
Olympus America Inc. | U2-CD516 | IX3-MDIC60; DIC PRISM FOR 60X WITH IX2-MLWCD AND IX3-MLWCDA | 2299 | 9.5% | 2080.595
Olympus America Inc. | U2-CD980 | WI-DIC25HR;DIC PRISM FOR XLPLN 25XWMP OBJ, WI-UCD COND, BXWI | 1017 | 9.5% | 920.385
Olympus America Inc. | U2-CD980D | U-DIC25HR; DIC PRISM FOR XLPLN 25XWMP OBJ, 0.9 TOP, UNIV COND | 1017 | 9.5% | 920.385
Olympus America Inc. | U2-CD980O | WI-EVADIC25HR;DIC PRISM FOR XL PLN25XWMP OBJ,1.4TOP,UNIV COND | 1017 | 9.5% | 920.385
Olympus America Inc. | U3-CD0125 | U-CO1.25X; CONVERSION LENS FOR 1.25x OBJ, MOUNTS IN UCD8 | 354 | 9.5% | 320.37
Olympus America Inc. | U-A910 | U-CLA;COLLECTOR LENS ADJUSTMENT HANDLE FOR FLUOR LAMPH,AX&IX | 151 | 9.5% | 136.655
Olympus America Inc. | U-A920 | U-CST;SLIDE WITH CENTERING TARGET, FLUOR, USED WITH AX-OCA | 43 | 9.5% | 38.915
Olympus America Inc. | U-A930 | AX-MPHL; MANUAL PATH CHANGER FOR MPH | 485 | 9.5% | 438.925
Olympus America Inc. | U-B104 | BX2BSW-3.4; BX SOFTWARE FOR AUTOMATED MICROSCOPE CONTROL | 386 | 9.5% | 349.33
Olympus America Inc. | U-B115 | BX-UCB-1-5; UNIVERSAL CONTROLLER FOR MOTORIZED | 4437 | 0% | 4437
Olympus America Inc. | U-B201 | BX-REMCB-5: CONTROL UNIT FOR MOTNOSEPIECE & BF/DF | 2650 | 9.5% | 2398.25
Olympus America Inc. | U-B215S | BX-DUV-UCB-5 CONTROL BOX FOR DUV | 4781 | 0% | 4781
Olympus America Inc. | U-B30015 | U-IFCBL15; CONNECTION CABLE FOR IX3/BX3 - 15CM | 204 | 4.5% | 194.82
Olympus America Inc. | U-B30050 | U-IFCBL50; CONNECTION CABLE FOR IX3/BX3 - 50CM | 204 | 4.5% | 194.82
Olympus America Inc. | U-B301 | U-IFRES:BIFURCATED CABLE,NOSEPIECE TO BX3 AND U-CBS | 238 | 9.5% | 215.39
Olympus America Inc. | U-B30100 | U-IFCBL100; CONNECTION CABLE FOR IX3/BX3 - 100CM | 198 | 4.5% | 189.09
Olympus America Inc. | U-B30200 | U-IFCBL200; CONNECTION CABLE FOR IX3/BX3/STM7 - 200CM | 204 | 4.5% | 194.82
Olympus America Inc. | U-B310 | U-CBM; CONTROL BOX FOR BX3SEMI-MOTORIZED ACCESSORIES | 4073 | 9.5% | 3686.065
Olympus America Inc. | U-B315 | BX3-CBH; CONTROL BOX FOR BX63FULLY MOTORIZED SYSTEM | 7273 | 4.5% | 6945.715
Olympus America Inc. | U-B320 | BX3M-CB; CONTROL BOX, CONNECTS TO BX3M FRAMES USB2.0 & RS232 | 3275 | 9.5% | 2963.875
Olympus America Inc. | U-B325 | BX3M-CBFM; EXT CONTROL BOX FOR BXFM & BX3M USB2.0 & RS232 | 3275 | 0% | 3275
Olympus America Inc. | U-B335 | BX3M-RMCBL; CABLE FOR MOTORIZED NOSEPIECE, 0.2M | 118 | 0% | 118
Olympus America Inc. | U-B345 | BX3M-RMECBL; EXT CABLE FOR MOTORIZED NOSEPIECE, 2.9M | 153 | 0% | 153
Olympus America Inc. | U-B350 | BX3-CBM; CONTROL BOX FOR BX53F2 | 4170 | 9.5% | 3773.85
Olympus America Inc. | U-B355 | CBSIFCBL200; CONNECTION CABLE FOR BX3-CBM, 200CM | 200 | 9.5% | 181
Olympus America Inc. | U-B400S | BX-RLAA-CABLE-4M CONNECTING CABLE FOR BX-RLAA; ***120+ days lead time*** | 262 | 0% | 262
Olympus America Inc. | U-CA16X10 | U-CA 1.6X-SP X 10P 1.6X FIXED MAG CHANGER; ***120+ days lead time*** | 1538 | 0% | 1538
Olympus America Inc. | U-CD101S | U-PH1-S;PHASE ANNULUS FOR PH1 OBJ,SMALL DIA FOR U-UCD8 | 143 | 9.5% | 129.415
Olympus America Inc. | U-CD102S | U-PH2-S;PHASE ANNULUS FOR PH2 OBJ,SMALL DIA FOR U-UCD8 | 143 | 9.5% | 129.415
Olympus America Inc. | U-CD103S | U-PH3-S;PHASE ANNULUS FOR PH3 OBJ, SMALL DIA FOR U-UCD8 | 143 | 9.5% | 129.415
Olympus America Inc. | U-CD109 | U-DFA;DARKFIELD STOP FOR UNIVERSAL CONDENSER,TO 40X DRY | 142 | 9.5% | 128.51
Olympus America Inc. | U-CD122 | U-DPA2O;NOMARSKI PRISM FOR 20X UPLAPO, 0.9 TOP, UNIV COND | 660 | 9.5% | 597.3
Olympus America Inc. | U-CD127 | U-DPA60:NOMARSKI PRISM FOR UPLAPO60X, TLD TOP LENS | 1613 | 0% | 1613
Olympus America Inc. | U-CD233 | U-LDPW60H;NOMAR PRISM 60X LUMP LFL60XW OBJ LWD UN COND,BX50WI | 821 | 9.5% | 743.005
Olympus America Inc. | U-CD274 | U-DP40HC;DIC CONDENSER PRISM FOR 40X FLUOR, HIGH CONTAST | 661 | 9.5% | 598.205
Olympus America Inc. | U-CD277 | U-DPO60HC;DIC CONDENSER PRISM FOR 60X APO,HIGH CONTRAST | 804 | 9.5% | 727.62
Olympus America Inc. | U-CD279 | U-DP100HC;DIC CONDENSER PRISM FOR 100X, HIGH CONTRAST | 788 | 9.5% | 713.14
Olympus America Inc. | U-CD282 | U-DP20HR;DIC CONDENSER PRISM FOR 20X FLUOR, HIGH RES | 661 | 9.5% | 598.205
Olympus America Inc. | U-CD401 | IX-PHL; PHL PHASE ANNULUS FOR IX2-LWUCD, 30MM | 126 | 9.5% | 114.03
Olympus America Inc. | U-CD402 | IX-PHC; PHC PHASE ANNULUS CULTURE APP FOR IX2-LWUCD, 10X/20X, 30MM | 126 | 9.5% | 114.03
Olympus America Inc. | U-CD405 | IX-PH1; PH1 PHASE ANNULUS FOR IX2-LWUCD, 30MM | 126 | 9.5% | 114.03
Olympus America Inc. | U-CD406 | IX-PH2; PH2 PHASE ANNULUS FOR IX2-LWUCD, 30MM | 126 | 9.5% | 114.03
Olympus America Inc. | U-CD407 | IX-PH3; PH3 PHASE ANNULUS FOR IX2-LWUCD, 38MM | 126 | 9.5% | 114.03
Olympus America Inc. | U-CD411 | IX-PH1U;PH1 PHASE ANNULUS FOR 10X/20X, 30MM, IX-ULWCD | 126 | 9.5% | 114.03
Olympus America Inc. | U-CD415 | IX-PHCU;PHC PHASE ANNULUS,CULTURE APP,10X/20X,30MM,IX-ULWCD | 126 | 9.5% | 114.03
Olympus America Inc. | U-CD417 | IX2-SLPHC; PHC RING FOR IX2-SL | 126 | 9.5% | 114.03
Olympus America Inc. | U-CD418 | IX2-SLPH1; PH1 RING FOR IX2-SL | 119 | 9.5% | 107.695
Olympus America Inc. | U-CD419 | IX2-SLPH2; PH2 RING FOR IX2-SL | 126 | 9.5% | 114.03
Olympus America Inc. | U-CD427 | REDUCING RING;REDUCING RING FOR 10X,20X,40X PHASE,IX-LWUCD | 64 | 9.5% | 57.92
Olympus America Inc. | U-CD441 | IX2-MPHL;PHL RING FOR MLWCD | 175 | 9.5% | 158.375
Olympus America Inc. | U-CD442 | IX2-MPHC;PHC RING FOR MLWCD | 175 | 9.5% | 158.375
Olympus America Inc. | U-CD445 | IX2-MPH1;PH1 RING FOR MLWCD | 175 | 9.5% | 158.375
Olympus America Inc. | U-CD446 | IX2-MPH2;PH2 RING FOR MLWCD | 175 | 9.5% | 158.375
Olympus America Inc. | U-CD500 | CKX3-SLPIC; INVERSION CONTRAST RING SLIT FOR CKX53 | 178 | 9.5% | 161.09
Olympus America Inc. | U-CD501 | CKX3-SLPAS; AS RING FOR CKX3-SLP, PLN2X | 178 | 9.5% | 161.09
Olympus America Inc. | U-CX3-KPA | CX3-KPA; Gout Analyzer Slot for CX43 | 205 | 9.5% | 185.525
Olympus America Inc. | U-DO106 | U-DO3-6; DUAL OBSRV UNIT, FRONT TO BACK USERS W/LED POINTER | 2195 | 9.5% | 1986.475
Olympus America Inc. | U-DO110 | BX3-MDOE; MULTI OBSERV UNIT EXTENSION | 1700 | 9.5% | 1538.5
Olympus America Inc. | U-DO122L | U-DO122L; LEFT SIDE OBS UNIT,NO POINTER, SP PRODUCTION ITEM | 7980 | 0% | 7980
Olympus America Inc. | U-DO122LP | U-SDO-PL-SP;MODIFIED 50:50PRISM ONLY;LS SDO.REQS INSTALL | 170 | 0% | 170
Olympus America Inc. | U-DO126 | U-SDO3-6; SIDE OBSRV UNIT, SIDE BY SIDE USERS, W/LED POINTER | 3510 | 9.5% | 3176.55
Olympus America Inc. | U-DO203 | U-SD03-B-SP;MODIFIED U-SD03 FOR 11+ MULT-HEAD CONFIGS | 2869 | 0% | 2869
Olympus America Inc. | U-DO205 | U-MDOB3-5; MULTI OBSERV UNIT, | 3044 | 9.5% | 2754.82
Olympus America Inc. | U-DO206 | U-MDOB3-6; MULTI OBSERV UNIT FOR BX3 | 3044 | 9.5% | 2754.82
Olympus America Inc. | U-DO212 | U-MDO10B3-5;MULTI OBSERV UNIT FOR 10 HEADED CONFIG | 4026 | 9.5% | 3643.53
Olympus America Inc. | U-DO216 | U-MDO10B3-6; MULTI OBSERV UNIT FOR 10 HEADED BX3 CONFIG | 4026 | 9.5% | 3643.53
Olympus America Inc. | U-DO301 | U-MDOSV-2-5;MULTIVIEWING OPTICAL RELAY TUBE, ACCEPT 2OBSTBS | 2367 | 9.5% | 2142.135
Olympus America Inc. | U-DO306 | U-MDOSV-2-6; MULTIVIEWING OPTICAL RELAY TUBE, ACCEPT 2OBSTBS | 2367 | 9.5% | 2142.135
Olympus America Inc. | U-DO315 | U-MDO10R3-5; REAR PROJECTION UNIT, 10 HEAD W/ LED POINTER | 6711 | 9.5% | 6073.455
Olympus America Inc. | U-DO316 | U-MDO10R3-6; REAR PROJECTION UNIT, 10 HEAD W/ LED POINTER | 6711 | 9.5% | 6073.455
Olympus America Inc. | U-DO320 | BX3-MDO18R; REAR PROJECTION UNIT, 18 HEAD W/ LED POINTER | 10000 | 9.5% | 9050
Olympus America Inc. | U-DO405 | U-APT-1-5; ARROW POINTER, RED GREEN LED, W PWR SUPPLY | 1185 | 9.5% | 1072.425
Olympus America Inc. | U-DO406 | U-APT-1-6; ARROW POINTER, RED GREEN LED, W PWR SUPPLY | 1185 | 9.5% | 1072.425
Olympus America Inc. | U-DO500 | U-MD-SVEAD-L;SPECIAL EXTENSION FOR 10+ HEADS, LEFT ORIENT | 6865 | 0% | 6865
Olympus America Inc. | U-DO505 | U-MD-SVEAD-R;SPECIAL EXTENSION FOR 10+ HEADS, RIGHT ORIENT | 6865 | 0% | 6865
Olympus America Inc. | U-EW511 | EVA-LDAD440-2;440 LASER MODIFICATION KIT FOR IX2-COMB TYPE 2 | 4301 | 0% | 4301
Olympus America Inc. | U-F1105 | U-FWR-1-5; FILTER WHEEL,REFLECTED ILLUM, 6 POS. | 2587 | 4.5% | 2470.585
Olympus America Inc. | U-F1205 | U-FWT-1-5; FILTER WHEEL TRANSMITTED , 6 POS 32MM | 2587 | 4.5% | 2470.585
Olympus America Inc. | U-F200 | U-FFWADP;ADAPTER OF FILTER WHEEL ON LIGHT SOURCE | 655 | 9.5% | 592.775
Olympus America Inc. | U-F201 | U-FFW;EXCITATION FILTER WHEEL | 5450 | 4.5% | 5204.75
Olympus America Inc. | U-F202 | U-FFWEM; IX3 EMISSION FILTER WHEEL | 5450 | 4.5% | 5204.75
Olympus America Inc. | U-F203 | U-CBF;CONTROL BOX FOR IX3FILTER WHEEL/SHUTTER | 4089 | 4.5% | 3904.995
Olympus America Inc. | U-F210 | IX3-EMDECK; DECK ADAPTER FOR U-FFWEM FOR IX3 | 885 | 4.5% | 845.175
Olympus America Inc. | U-F3003 | U-AW-1-3; ATTENUATION WHEEL 6-POS,ND POS | 1662 | 4.5% | 1587.21
Olympus America Inc. | U-I115 | IX2-UCB-2-5;UNIVERSAL CONTROL UNIT FOR IX2, INCL. BSW, ROHS | 5814 | 4.5% | 5552.37
Olympus America Inc. | U-I120 | IX3-CBH; CONTROL BOX FOR IX83 | 7392 | 4.5% | 7059.36
Olympus America Inc. | U-I120C | U-COCBL100;CABLE FOR CODED UNITS 100CM | 209 | 4.5% | 199.595
Olympus America Inc. | U-I125 | IX3-CBM;CONTROL BOX FOR MOTORIZED UNITS | 3865 | 4.5% | 3691.075
Olympus America Inc. | U-I280G | IBC-TP; TOP HEATED PLATE ONLY FOR MIU-IBC-IF | 1300 | 4.5% | 1241.5
Olympus America Inc. | U-I290 | IBC-TIC;INJECTION CAP FOR MIU-IBC-IF INCUBATION SYSTEM | 100 | 4.5% | 95.5
Olympus America Inc. | U-I501 | IX2-SHA-5;MOTORIZED SHUTTER | 856 | 4.5% | 817.48
Olympus America Inc. | U-I510 | U-FSHU; IX3 MOTORIZED FAST SHUTTER, REQUIRES U-CBF | 2317 | 4.5% | 2212.735
Olympus America Inc. | U-I824 | IX2-DMS; DM MODIFICATION OF PRISM FOR IX2 | 3522 | 0% | 3522
Olympus America Inc. | U-I825 | IX73-TVR; MANUAL BOTTOM PORT UNIT FOR IX73, INCL BASE PLATE | 16127 | 0% | 16127
Olympus America Inc. | U-I826 | IX83-TVR; MANUAL BOTTOM PORT UNIT FOR IX83, INCL BASE PLATE | 18728 | 0% | 18728
Olympus America Inc. | U-I840 | IX3-RSPC;RIGHT SIDE PORT UNIT | 2061 | 9.5% | 1865.205
Olympus America Inc. | U-I840A | IX3-RSPCA;MOTORIZED RIGHT SIDE PORT UNIT | 4786 | 4.5% | 4570.63
Olympus America Inc. | U-I881 | IX2-PRS1-2;IX2 PRISM UNIT FOR LEFT SIDE PORT 100:0% IR-MPRV | 1173 | 9.5% | 1061.565
Olympus America Inc. | U-IF181 | U-ZPCB-2-5; Z-DRIVE CONTROL BOARD FOR U-UCB | 1537 | 9.5% | 1390.985
Olympus America Inc. | U-IF185 | U-IFFH; INTERFACE BOX FOR FOCUS HANDLE U-FH | 1747 | 9.5% | 1581.035
Olympus America Inc. | U-IF191 | IX2-IFSHA-5; INTERFACE BOX BETWEEN IX2-UCB & IX2-SHA FOR | 856 | 4.5% | 817.48
Olympus America Inc. | U-IL100 | IX2-SL; PHASE CONTRAST SLIDER-CENTERABLE W/PHL, FOR IX53/CKX53 | 301 | 9.5% | 272.405
Olympus America Inc. | U-IL110 | IX2-SLP; PHASE CONTRAST SLIDER-PRE-CENTERED, FOR IX53/CKX41/CKX31 | 39 | 9.5% | 35.295
Olympus America Inc. | U-IL200 | CKX3-SLP; PHASE CONTRAST SLIDER, PRE-CENTERED FOR CKX53,41,31 | 79 | 9.5% | 71.495
Olympus America Inc. | U-IT101 | U-EPA2;EYEPOINT ADJUSTER,BX2,RAISES EYEPOINT 30MM | 129 | 9.5% | 116.745
Olympus America Inc. | U-IT101L | U-EPAL-2; RISER FOR TTLBI, REQ FOR BX INSTALLS W/O ACCESSOR | 318 | 9.5% | 287.79
Olympus America Inc. | U-IT110 | U-CA;MAGNIFICATION CHANGER:1X, 1.25X,1.60X & 2X MAGS,BX,AX | 2309 | 9.5% | 2089.645
Olympus America Inc. | U-IT111 | U-ECA;SIMPLE MAGNIFICATION CHANGER,1X/2X | 1197 | 9.5% | 1083.285
Olympus America Inc. | U-IT115-1 | IX3-CAS-1-2; MAGNIFICATION CHANGER DECK MODULE | 1904 | 9.5% | 1723.12
Olympus America Inc. | U-IT120 | U-DA;DRAWING ATTACHMENT, 16X FIXED MAG, FN22, BX, AX | 1602 | 9.5% | 1449.81
Olympus America Inc. | U-IT121 | U-DAL10X;AUXILIARY LOW MAG LENS FOR U-DA,FOR 10X MAG | 732 | 9.5% | 662.46
Olympus America Inc. | U-IT134EC | U-TRU-1-2;SIDE CAMERA PORT INTERMEDIATE TUBE,ECO GLASS | 874 | 9.5% | 790.97
Olympus America Inc. | U-IT135 | U-TRU-SP; SIDE CAMERA PORT INTERMEDIATE TUBE, 100% | 3011 | 0% | 3011
Olympus America Inc. | U-IT137 | U-TRUS-1-5;SIDE CAMERA PORT IN TRMD.TUBE,LONG SIDEWAYS MOUNT | 874 | 9.5% | 790.97
Olympus America Inc. | U-IT140 | U-DP;DUAL PORT INTERMEDIATE TUBE,REQUIRES MIRROR CUBE | 1322 | 9.5% | 1196.41
Olympus America Inc. | U-IT141 | U-DP1XC;1X CAMERA ADAPTER FOR U-DP, WITH C-MOUNT | 442 | 9.5% | 400.01
Olympus America Inc. | U-IT200 | IX-ATU;INTERMEDIATE TUBE FOR IX TRINOCULAR OBSERVATION TUBE | 616 | 9.5% | 557.48
Olympus America Inc. | U-IT300 | WI-ARMAD; RAISING ADAPTER FOR ILLUMINATOR AND WI-NPA,40MM | 925 | 9.5% | 837.125
Olympus America Inc. | U-IT500B | MICROIMAGER:4-CHANNEL QUAD SIM ULTANES FLTER HLDR INCLS FLTRS | 1450 | 4.5% | 1384.75
Olympus America Inc. | U-LUMNCBS | VCGR-SPX-P01-PC;QUAD POLYCHROIC,DAPI/FITC/CY3/CY5 | 650 | 4.5% | 620.75
Olympus America Inc. | U-LUMNCBS2 | BTY-SPX-P01-PC;TRIPL POLYCHR.FILTER,CFP/YFP/MCHERY FOR BX | 500 | 4.5% | 477.5
Olympus America Inc. | U-LUMNCEM | VCGR-SPX-P01-EM;QUAD EMISS.FILTER,DAPI/FITC/CY3/CY5 FOR | 675 | 4.5% | 644.625
Olympus America Inc. | U-LUMNCEM2 | BTY-SPX-P01-EM;TRIPL EMISS.FILTER,CFP/YFP/MCHERY FOR BX | 500 | 4.5% | 477.5
Olympus America Inc. | U-M00030 | U-M00030, BLOCKING DISK F.TRANS LIGHT 45MM | 32 | 9.5% | 28.96
Olympus America Inc. | U-M2080S | U-M2080S;20/80 PRISM FOR IX2-R FAEVA2 | 2273 | 0% | 2273
Olympus America Inc. | U-M506 | U-MDFAF;DF MIRROR CUBE FOR AUTO FOCUS | 320 | 9.5% | 289.6
Olympus America Inc. | U-M507 | U-MDICAF;DIC MIRROR CUBE FOR AUTO FOCUS | 1088 | 9.5% | 984.64
Olympus America Inc. | U-M509 | U-MF/XL:EMPTY FILTER CUBE, LARGE SIZE FOR MACRO OBJ | 410 | 9.5% | 371.05
Olympus America Inc. | U-M518 | U-MSWB,FL-CUBE,BLUE SUPER WIDE EX420-480,DM500, EM515 | 1013 | 9.5% | 916.765
Olympus America Inc. | U-M566 | U-MWIB,FL-CUBE,BLUE IF WIDE,EX 460-490,D505,EM515IF | 1776 | 9.5% | 1607.28
Olympus America Inc. | U-M567 | U-MGFP/XL; GFP/GREEN HQ XL (EGFP, FITC, mEMERALD), 475/30x, 505DM, 510LP | 1933 | 9.5% | 1749.365
Olympus America Inc. | U-M568 | U-MGFPA/XL; GFP/GREEN HQ XL (EGFP, FITC, mEMERALD), 475/30x, 505DM, 530/40m | 2142 | 9.5% | 1938.51
Olympus America Inc. | U-M576 | U-MWIG,FL-CUBE,GREEN IF WIDE,EX520-550,D565,EM580IF | 1767 | 9.5% | 1599.135
Olympus America Inc. | U-M601 | U-MBF3;BRIGHTFIELD MIRROR CUBE | 208 | 9.5% | 188.24
Olympus America Inc. | U-M602 | U-MBFL3;BRIGHTFIELD MIRROR CUBE, W/ND0.5 FOR XE/HG | 473 | 9.5% | 428.065
Olympus America Inc. | U-M603 | U-MDF3; DARKFIELD MIRROR CUBE | 257 | 9.5% | 232.585
Olympus America Inc. | U-M605 | U-MDIC3;MIRROR CUBE,REFLECTED DIC, INCLUDES POL/ANALYZER | 1143 | 9.5% | 1034.415
Olympus America Inc. | U-M606 | U-MDICT3;CUBE HOUSING W/FIXED ANALYZER FOR TRANS DIC | 525 | 9.5% | 475.125
Olympus America Inc. | U-M6061 | IX2-MDICT, ANALYZER CUBE FOR DIC W/IX2-RFACA | 474 | 9.5% | 428.97
Olympus America Inc. | U-M607 | M-REF; 94:6% REFLECTANCE MIRROR UNIT FOR FILTER WHEEL APPS, | 1520 | 0% | 1520
Olympus America Inc. | U-M610 | U-MF2;EMPTY MIRROR CUBE,NARROW STYLE | 459 | 9.5% | 415.395
Olympus America Inc. | U-M612 | U-MF LZPTC; MIRROR HOLDER,EMPTY, LASER PORT-C | 297 | 9.5% | 268.785
Olympus America Inc. | U-M615 | IX2-MFB-L; EMPTY MIRROR UNIT FOR IX2-RFACB-SP-R; ***120+ days lead time*** | 2162 | 0% | 2162
Olympus America Inc. | U-M619 | IX2-MFB-SP-R; EMPTY CUBE FOR IX2-RFACB-SP-R 5-UR486 RIGHT; ***120+ days lead time*** | 1814 | 0% | 1814
Olympus America Inc. | U-M620 | U-MWU2; BX2 UV WIDE LONGPASS (DAPI, HOECHST, ALEXAFLUOR405), 357/55x, 400DM, 420LP | 771 | 9.5% | 697.755
Olympus America Inc. | U-M621 | U-MWUS3; BX2 UV WIDE LONGPASS W/STOP FOR BD OBJ (DAPI, HOECHST, ALEXAFLUOR405), 357/55x 400DM, 420LP | 857 | 9.5% | 775.585
Olympus America Inc. | U-M622 | U-MNU2; BX2 UV NARROW LONGPASS (DAPI, HOECHST, ALEXAFLUOR405), 365/10x, 400DM, 420LP | 771 | 9.5% | 697.755
Olympus America Inc. | U-M623 | U-MNUA2; BX2 UV NARROW (DAPI, HOECHST, ALEXAFLUOR405), 365/10x, 400DM, 440/40m | 1476 | 9.5% | 1335.78
Olympus America Inc. | U-M625 | U-MNV2; BX2 VIOLET NARROW LONGPASS (ECFP, ALEXAFLUOR430, TETRACYCLINE), 405/10x, 455DM, 455LP | 889 | 9.5% | 804.545
Olympus America Inc. | U-M630 | U-MWBV2; BX2 BLUE-VIOLET WIDE LONGPASS (ALEXAFLUOR430, ECFP, LUCIFER YELLOW) 420/40x, 455DM, 475LP | 908 | 9.5% | 821.74
Olympus America Inc. | U-M631 | U-MNBV2; BX2 BLUE-VIOLET NARROW LONGPASS (ALEXAFLUOR430, ECFP, LUCIFER YELLOW) 430/20x, 455DM, 475LP | 895 | 9.5% | 809.975
Olympus America Inc. | U-M636 | U-FDICT;CUBE HOUSING W/FIXED ANALYZER | 552 | 9.5% | 499.56
Olympus America Inc. | U-M636I | IX3-FDICT;ANALYZER CUBE FOR DIC W/IX3-RFACS | 400 | 9.5% | 362
Olympus America Inc. | U-M640 | U-MWB2; BX2 BLUE WIDE LONGPASS (EGFP, FITC, ALEXAFLUOR488, JC-1, EYFP), 465/30x, 500DM, 515LP | 948 | 9.5% | 857.94
Olympus America Inc. | U-M641 | U-MWBS3; BX2 BLUE WIDE LONGPASS W/STOP FOR BD OBJ (EGFP, FITC, ALEXAFLUOR488, JC-1, EYFP), 465/30x, 500DM, 515LP | 909 | 9.5% | 822.645
Olympus America Inc. | U-M642 | U-MSWB2; BX2 BLUE SUPERWIDE LONGPASS (EGFP, FITC, ALEXAFLUOR488, JC-1, EYFP), 450/60x, 500DM, 515LP | 948 | 9.5% | 857.94
Olympus America Inc. | U-M643 | U-MNB2; BX2 BLUE NARROW LONGPASS (EGFP, FITC, ALEXAFLUOR488, JC-1, EYFP), 480/20x, 500DM, 520LP | 831 | 9.5% | 752.055
Olympus America Inc. | U-M6503 | U-MWIB3; BX2 BLUE WIDE IF LONGPASS (EGFP, FITC, ALEXAFLUOR488, JC-1, EYFP), 475/30x, 505DM, 510LP | 1344 | 9.5% | 1216.32
Olympus America Inc. | U-M6523 | U-MWIBA3; BX2 BLUE WIDE IF (EGFP, FITC, ALEXAFLUOR488, JC-1, EYFP), 475/30x, 505DM, 530/40m | 1344 | 9.5% | 1216.32
Olympus America Inc. | U-M654 | U-MNIB2;NARROW IF BLUE CUBE,EX 470-90,DM505,EM515IF | 1874 | 9.5% | 1695.97
Olympus America Inc. | U-M6543 | U-MNIB3; BX2 BLUE NARROW IF LONGPASS (EGFP, FITC, ALEXAFLUOR488, JC-1, EYFP), 480/20x, 505DM, 515LP | 1344 | 9.5% | 1216.32
Olympus America Inc. | U-M6553 | U-MNIBA3; BX2 BLUE NARROW IF (EGFP, FITC, ALEXAFLUOR488, JC-1, EYFP), 480/20x, 505DM, 530/40m | 1365 | 9.5% | 1235.325
Olympus America Inc. | U-M660 | U-MWG2; BX2 GREEN WIDE LONGPASS (DsRED, ALEXAFLUOR568, mCHERRY, TRITC), 530/40x, 570DM, 590LP | 771 | 9.5% | 697.755
Olympus America Inc. | U-M661 | U-MWGS3; BX2 GREEN WIDE LONGPASS W/STOP FOR BD OBJ (DsRED, ALEXAFLUOR568, mCHERRY, TRITC), 530/40x, 570DM, 590LP | 771 | 9.5% | 697.755
Olympus America Inc. | U-M662 | U-MSWG2; BX2 GREEN SUPERWIDE LONGPASS (DsRED, ALEXAFLUOR568, mCHERRY, TRITC), 515/70x, 570DM, 590LP | 771 | 9.5% | 697.755
Olympus America Inc. | U-M663 | U-MNG2; BX2 GREEN NARROW LONGPASS (DsRED, ALEXAFLUOR568, mCHERRY, TRITC), 540/20x, 570DM, 590LP | 771 | 9.5% | 697.755
Olympus America Inc. | U-M665 | U-MWIG2;WIDE IF GREEN CUBE,EX 520-50,DM565,EM580IF | 1968 | 9.5% | 1781.04
Olympus America Inc. | U-M6653 | U-MWIG3; BX2 GREEN WIDE IF LONGPASS (DsRED, ALEXAFLUOR568, mCHERRY, TRITC), 540/20x, 570DM, 575LP | 1365 | 9.5% | 1235.325
Olympus America Inc. | U-M6663 | U-MWIGA3; BX2 GREEN WIDE IF (DsRED, ALEXAFLUOR568, mCHERRY, TRITC), 540/20x, 570DM, 600/50m | 1365 | 9.5% | 1235.325
Olympus America Inc. | U-M6673 | U-MNIGA3; BX2 GREEN NARROW IF (DsRED, ALEXAFLUOR568, mCHERRY, TRITC), 545/10x, 570DM, 600/50m | 1365 | 9.5% | 1235.325
Olympus America Inc. | U-M670 | U-MWIY2; BX2 YELLOW WIDE IF LONGPASS (ALEXAFLUOR594, LYSOTRACKER RED) 562/35x, 600DM, 610LP | 1476 | 9.5% | 1335.78
Olympus America Inc. | U-M701 | U-FBF; MIRROR CUBE FOR RL BF, BX3 | 201 | 9.5% | 181.905
Olympus America Inc. | U-M702 | U-FBFL; MIRROR CUBE FOR RL HIGH INTENSITY BF, BX3 | 458 | 9.5% | 414.49
Olympus America Inc. | U-M703 | U-FDF; MIRROR CUBE FOR RL DF, BX3 | 249 | 9.5% | 225.345
Olympus America Inc. | U-M705 | U-FDICR; MIRROR CUBE FOR RL DIC, BX3 | 1111 | 9.5% | 1005.455
Olympus America Inc. | U-M710 | U-FF; FL-CUBE, EMPTY UNIT, 25MM, BX3/IX3 | 459 | 9.5% | 415.395
Olympus America Inc. | U-M710I | IX3-FFXL; IX3 CUBE-32MM, EMPTY UNIT | 612 | 9.5% | 553.86
Olympus America Inc. | U-M720 | U-FUW; BX3 UV WIDE LONGPASS (DAPI, HOECHST, ALEXAFLUOR405), 365/50x, 410DM, 420LP | 1343 | 9.5% | 1215.415
Olympus America Inc. | U-M720I | IX3-FUWXL; IX3-32MM UV WIDE LONGPASS (DAPI, HOECHST, ALEXAFLUOR405), 365/50x, 410DM, 420LP | 2584 | 9.5% | 2338.52
Olympus America Inc. | U-M721 | U-FWUS; MIRROR CUBE FOR RL FL UV, BX3 | 1045 | 0% | 1045
Olympus America Inc. | U-M722 | U-FUN; BX3 UV NARROW LONGPASS (DAPI, HOECHST, ALEXAFLUOR405), 375/30x, 410DM, 420LP | 1343 | 9.5% | 1215.415
Olympus America Inc. | U-M723 | U-FUNA; BX3 UV NARROW (DAPI, HOECHST, ALEXAFLUOR405), 375/30x, 410DM, 435/30m | 1343 | 9.5% | 1215.415
Olympus America Inc. | U-M725 | U-FVN; BX3 VIOLET NARROW LONGPASS (ECFP, ALEXAFLUOR430, TETRACYCLINE), 405/10x, 455DM, 460LP | 1343 | 9.5% | 1215.415
Olympus America Inc. | U-M730 | U-FBVW; BX3 BLUE-VIOLET WIDE LONGPASS (ECFP, ALEXAFLUOR430), 420/40x, 455DM, 460LP | 1343 | 9.5% | 1215.415
Olympus America Inc. | U-M730I | IX3-FBVWXL; IX3-32MM BLUE-VIOLET WIDE LONGPASS (ECFP, ALEXAFLUOR430), 420/40x, 455DM, 460LP | 2584 | 9.5% | 2338.52
Olympus America Inc. | U-M731 | U-FWBS; MIRROR CUBE FOR RL FL BLUE, BX3 | 1285 | 9.5% | 1162.925
Olympus America Inc. | U-M740 | U-FBW; BX3 BLUE WIDE LONGPASS (EGFP, FITC, ALEXAFLUOR488, JC-1, EYFP), 477/35x, 505DM, 510LP | 1343 | 9.5% | 1215.415
Olympus America Inc. | U-M7523 | U-FBWA; BX3 BLUE WIDE (EGFP, FITC, ALEXAFLUOR488, JC-1, EYFP), 477/35x, 505DM, 530/40m | 1343 | 9.5% | 1215.415
Olympus America Inc. | U-M7543 | U-FBN; BX3 BLUE NARROW LONGPASS (EGFP, FITC, ALEXAFLUOR488, JC-1, EYFP), 482/25x, 505DM, 510LP | 1343 | 9.5% | 1215.415
Olympus America Inc. | U-M7553 | U-FBNA; BX3 BLUE NARROW (EGFP, FITC, ALEXAFLUOR488, JC-1, EYFP), 482/25x, 505DM, 530/40m | 1343 | 9.5% | 1215.415
Olympus America Inc. | U-M760 | U-FWGS; MIRROR CUBE FOR RL FL GREEN, BX3 | 935 | 9.5% | 846.175
Olympus America Inc. | U-M7653 | U-FGW; BX3 GREEN WIDE LONGPASS (DsRED, ALEXAFLUOR568, mCHERRY, TRITC), 540/20x, 570DM, 575LP | 1343 | 9.5% | 1215.415
Olympus America Inc. | U-M7653I | IX3-FGWXL; IX3-32MM GREEN WIDE LONGPASS (DsRED, ALEXAFLUOR568, mCHERRY, TRITC), 540/20x, 570DM, 575LP | 2584 | 9.5% | 2338.52
Olympus America Inc. | U-M7663 | U-FGWA; BX3 GREEN WIDE (DsRED, ALEXAFLUOR568, mCHERRY, TRITC), 540/20x, 570DM, 600/50m | 1343 | 9.5% | 1215.415
Olympus America Inc. | U-M7673 | U-FGNA; BX3 GREEN NARROW (DsRED, ALEXAFLUOR568, mCHERRY, TRITC), 545/10x, 570DM, 600/50m | 1343 | 9.5% | 1215.415
Olympus America Inc. | U-M770 | U-FYW; BX3 YELLOW WIDE LONGPASS (NILE RED, mCHERRY, MITOTRACKER RED), 562/35x, 600DM, 610LP | 1343 | 9.5% | 1215.415
Olympus America Inc. | U-M7CFP | U-FCFP; BX3 CFP/CYAN WIDE (ECFP, CERULEAN, mTURQUOISE), 435/20x, 450DM, 485/50m | 1343 | 9.5% | 1215.415
Olympus America Inc. | U-M7CFPI | IX3-FCFPXL; IX3-32MM CFP/CYAN WIDE (ECFP, CERULEAN, mTURQUOISE), 435/20x, 450DM, 485/50m | 2584 | 9.5% | 2338.52
Olympus America Inc. | U-M7GFP | U-FGFP; BX3 GFP/BLUE WIDE (EGFP, FITC, mEMERALD), 470/20x, 485DM, 517/45m | 1343 | 9.5% | 1215.415
Olympus America Inc. | U-M7GFPI | IX3-FGFPXL; IX3-32MM GFP/BLUE WIDE (EGFP, FITC, mEMERALD), 470/20x, 485DM, 517/45m | 2584 | 9.5% | 2338.52
Olympus America Inc. | U-M7MCHE | U-FMCHE; BX3 mCHERRY/GREEN WIDE (mCHERRY, mAPPLE, FUSIONRED), 575/20x, 595DM, 645/90m | 1343 | 9.5% | 1215.415
Olympus America Inc. | U-M7MCHI1 | IX3-FMCHEXL-1-2; IX3-32MM mCHERRY/GREEN WIDE (mCHERRY, mAPPLE, FUSIONRED), 575/20x, 595DM, 645/90m | 2584 | 9.5% | 2338.52
Olympus America Inc. | U-M7RFP | U-FRFP; BX3 RFP/GREEN WIDE (RFP, TagRFP, DsRED), 545/20x, 565DM, 597/55m | 1343 | 9.5% | 1215.415
Olympus America Inc. | U-M7YFP | U-FYFP; BX3 YFP/YELLOW NARROW (EYFP, VENUS, CITRINE, YPET, TOPAZ) 495/10x, 505DM, 537/45m | 1343 | 9.5% | 1215.415
Olympus America Inc. | U-M7YFPI1 | IX3-FYFPXL-1-2; IX3-32MM YFP/YELLOW NARROW (EYFP, VENUS, CITRINE, YPET, TOPAZ) 495/10x, 505DM, 537/45m | 2584 | 9.5% | 2338.52
Olympus America Inc. | U-M900 | MX-BSH;ANTI-CONTAMINATION SHIELD FOR MX50 | 383 | 0% | 383
Olympus America Inc. | U-M900E2 | MX-BSH-ESD-2 | 437 | 0% | 437
Olympus America Inc. | U-MCFP-XL | U-MCFPHQ/XL; CFP/CYAN HQ XL (ECFP, CERULEAN, mTURQUOISE), 435/20x, 420DM, 485/50m | 2190 | 9.5% | 1981.95
Olympus America Inc. | U-MGFP-XL | U-MGFPHQ/XL; GFP/GREEN HQ XL (EGFP, FITC, mEMERALD), 470/20x, 485DM, 517/45m | 2190 | 9.5% | 1981.95
Olympus America Inc. | U-MHQ630 | U-MCFPHQ; BX2 CFP/CYAN HQ (ECFP, CERULEAN, mTURQUOISE), 435/20x, 450DM, 485/50m | 1593 | 9.5% | 1441.665
Olympus America Inc. | U-MHQ650 | U-MGFPHQ; BX2 GFP/GREEN HQ (EGFP, FITC, mEMERALD), 470/20x, 485DM, 517/45m | 1593 | 9.5% | 1441.665
Olympus America Inc. | U-MHQ655 | U-MYFPHQ; BX2 YFP/YELLOW HQ (EYFP, VENUS, CITRINE, YPET, TOPAZ) 495/10x, 505DM, 537/45m | 1593 | 9.5% | 1441.665
Olympus America Inc. | U-MHQ667 | U-MRFPHQ; BX2 RFP/RED HQ (RFP, TagRFP, DsRED), 545/20x, 565DM, 597/55m | 1589 | 9.5% | 1438.045
Olympus America Inc. | U-MRFP-XL | U-MRFPHQ/XL; RFP/RED HQ (RFP, TagRFP, DsRED), 545/20x. 565DM, 597/55m | 2190 | 9.5% | 1981.95
Olympus America Inc. | U-MYFP-XL | U-MYFPHQ/XL; YFP/YELLOW HQ (EYFP, VENUS, CITRINE, YPET, TOPAZ), 495/10x, 505DM, 537/45m | 2190 | 9.5% | 1981.95
Olympus America Inc. | U-P100 | U-DICT;NOMARSKI SLIDER FOR TRANS LIGHT, FITS IN SLOT U-D6RE | 2600 | 9.5% | 2353
Olympus America Inc. | U-P102 | U-DICV;NOMARSKI SLIDER FOR VEC, TRANS LT, FITS IN SLOT U-6RE | 3621 | 9.5% | 3277.005
Olympus America Inc. | U-P106 | U-DICTS;TRANSMITTED DIC PRISM SLIDER, SHIFT TYPE | 2896 | 9.5% | 2620.88
Olympus America Inc. | U-P106A | IX3-DICTA;MOTORIZED DIC SLIDER | 6050 | 9.5% | 5475.25
Olympus America Inc. | U-P107 | U-DICTHC;TRANSMITTED DIC PRISM SLIDER,HIGH CONTRAST | 3424 | 9.5% | 3098.72
Olympus America Inc. | U-P108 | U-DICTHR;TRANSMITTED DIC PRISM SLIDER, HIGH RESOLUTION | 3424 | 9.5% | 3098.72
Olympus America Inc. | U-P108-MS | U-DICTHR; TRANSMITTED DIC PRISM SLIDER, HR CUT | 3887 | 9.5% | 3517.735
Olympus America Inc. | U-P110 | U-POT;POLARIZER FOR TRANSMITTED LIGHT, 45MM, FITS IN LT WELL | 238 | 9.5% | 215.39
Olympus America Inc. | U-P110IR | U-POTIR;POLARIZER FOR TRANSMITTED IR ILLUMINATION, 45MM? | 905 | 9.5% | 819.025
Olympus America Inc. | U-P115 | U-ANT;ANALYZER FOR TRANSMITTED LIGHT, FITS IN NOSEPI SLIDER | 269 | 9.5% | 243.445
Olympus America Inc. | U-P117 | WI-ANTIR;IR ANALYZER FOR TRANSMITTED LIGHT FOR 900NM | 1222 | 9.5% | 1105.91
Olympus America Inc. | U-P200 | U-DICR;NOMARSKI PRISM SLIDER, REFL LT,FITS IN SLOT NOSEPIECE | 3847 | 9.5% | 3481.535
Olympus America Inc. | U-P201 | U-DICRH;NOM PRISM SLIDER REFLECTED LIGHT,HIGH RESOLUTION VER | 3847 | 9.5% | 3481.535
Olympus America Inc. | U-P202 | U-DICRHC;REFLECTED DIC SLIDER,HIGH CONTRAST, FOR LM OBJ. | 3847 | 9.5% | 3481.535
Olympus America Inc. | U-P203 | U-MIXR; LED SLIDER FOR DIRECTIONAL DARKFIELD AND MIX ILLUM | 559 | 0% | 559
Olympus America Inc. | U-P206 | IX83-AN; FIXED ANALYZER FOR IX83 | 749 | 4.5% | 715.295
Olympus America Inc. | U-P215 | U-AN;ANALYZER SLIDER FOR U-URA, U-RLA | 432 | 9.5% | 390.96
Olympus America Inc. | U-P217 | WI-ANIR; IR ANALYZER FOR REFLECTED LIGHT FOR 900NM | 1649 | 9.5% | 1492.345
Olympus America Inc. | U-P221 | U-AN360-3;ROTATABLE ANALYZER,W/LOCKING PLATE TO U-PO3 | 943 | 9.5% | 853.415
Olympus America Inc. | U-P221IR | U-AN360IR;ROTATABLE ANALYZER SLIDER FOR IR | 1332 | 9.5% | 1205.46
Olympus America Inc. | U-P230 | IX-LWPO; POLARIZER ATTACHMENT FOR IX2-LWUCD | 651 | 9.5% | 589.155
Olympus America Inc. | U-P231 | IX2-MLWPO; POLARIZER FOR DIC/IX2-MLWCD | 856 | 9.5% | 774.68
Olympus America Inc. | U-P236 | IX2-AN;ANALYZER SLIDER FOR IX2 | 514 | 9.5% | 465.17
Olympus America Inc. | U-P237 | IX3-AN;ANALYZER | 400 | 9.5% | 362
Olympus America Inc. | U-P2402 | WI-DICT2; DIC PRISM FOR WI-SRE 3/WI-SNPXLU2 | 2794 | 9.5% | 2528.57
Olympus America Inc. | U-P2452 | WI-DICTHRA2; DIC PRISM FOR WI-SRE3/WI-SNPXLU2 | 2794 | 9.5% | 2528.57
Olympus America Inc. | U-P247 | DPMC-AN; ANALYZER FOR WI-DPMC | 415 | 9.5% | 375.575
Olympus America Inc. | U-P248 | DPMC-ANIR; ANALYZER FOR WI-DPM C FOR 900NM IR | 2129 | 9.5% | 1926.745
Olympus America Inc. | U-P310 | U-PO3; POLARIZER SLIDER W/LOCKING PLATE TO U-AN360-3 | 674 | 9.5% | 609.97
Olympus America Inc. | U-P310IR | U-POIR; POLARIZER SLIDER FOR REFLECTED IR ILLUMINATION | 883 | 9.5% | 799.115
Olympus America Inc. | U-P311 | U-POTP3;POLARIZER SLDR W/TINT PLATE FOR U-DICRH, LOCK PLATE | 759 | 9.5% | 686.895
Olympus America Inc. | U-P315 | U-AN-2;ANALYZER FOR BX3 REFLECTD ILLUMINATORS | 452 | 9.5% | 409.06
Olympus America Inc. | U-P355 | U-MIXRCBL; CABLE FOR U-MIXR SLIDER, 0.5M | 118 | 0% | 118
Olympus America Inc. | U-P365 | U-MIXRECBL; EXT CABLE FOR U-MIXR SLIDER, 2.9M | 153 | 0% | 153
Olympus America Inc. | U-P500 | BX45-PO;POLARIZER FOR BX45 FILTER SLOT | 263 | 9.5% | 238.015
Olympus America Inc. | U-P510 | U-OPA;ORTHOSCOPIC POLARIZING I NTERMED PIECE FOR BXP | 520 | 9.5% | 470.6
Olympus America Inc. | U-P515 | U-CPA:CONOSCOPIC POLARIZING IN TERMED PIECE FOR BXP | 1889 | 9.5% | 1709.545
Olympus America Inc. | U-P517 | U-PA;POL INT ATT/BRTRND LENS C ONOSCP OBS;ROT ANLYZER,DIN SLO | 2295 | 9.5% | 2076.975
Olympus America Inc. | U-P520 | U-AN360P;ROTATABLE ANALYZER SLIDER,LOCKABLE,FOR U-OPA,U-CPA | 1416 | 9.5% | 1281.48
Olympus America Inc. | U-P521 | U-TP530;FIRST ORDER RED,FULL WAVE,GYPSUM PLATE,FITS IN U-TAD | 527 | 9.5% | 476.935
Olympus America Inc. | U-P522 | U-TP137;QUARTER WAVE PLATE, MICA PLATE, FITS IN U-TAD | 367 | 9.5% | 332.135
Olympus America Inc. | U-P530 | U-TAD:COMPENSATOR ADAPTER,6MMX 20MM SLOT FOR DIN STAND COMPSA | 284 | 9.5% | 257.02
Olympus America Inc. | U-P535 | U-CTAD; OBJ CENTERING ADAPTER (4 PIECES IN 1 SET),FOR CX31-P | 957 | 9.5% | 866.085
Olympus America Inc. | U-P540 | U-CSE:SENARMONT COMPENSATOR,1LAMBDA MEASURING RANGE | 367 | 9.5% | 332.135
Olympus America Inc. | U-P541 | U-CBE;BEREK COMPENSATOR, 3 LAMBDA MEASURING RANGE | 1782 | 9.5% | 1612.71
Olympus America Inc. | U-P543 | U-CBR1;BRACE-KOEHLER COMPENSATOR 1/10 LAMBDA MEASURING RANGE | 2928 | 9.5% | 2649.84
Olympus America Inc. | U-P544 | U-CBR2:BRACE KOEHLER COMPENSATOR 1/30 LAMBDA MEASURING RANGE | 2928 | 9.5% | 2649.84
Olympus America Inc. | U-P545 | U-CTB;BEREK COMPENSATOR, 20 LAMBDA MEASURING RANGE | 1782 | 9.5% | 1612.71
Olympus America Inc. | U-P546 | U-CWE2;QUARTZ WEDGE,1-4 LAMBDA (4ORDER) FOR USE W/U-PA,U-TAD | 1077 | 9.5% | 974.685
Olympus America Inc. | U-P802 | U-KPA,GOUT INTERMED ADAPTER WITH SLIDER,ANLYZR NOT INCLUDED | 407 | 9.5% | 368.335
Olympus America Inc. | U-P803 | U-GAN:ANALYZER FOR URATE CRYSTAL OBSERVAT. FOR TRANS. LIGHT3 | 964 | 9.5% | 872.42
Olympus America Inc. | U-P902 | ANALYZER IN EYEPOINT ADJUSTER FOR GOUT IDENT | 153 | 9.5% | 138.465
Olympus America Inc. | U-R100 | WI-SNPXLU; SINGLE POS NOSEPIECE FOR XLUMPLFL20XW | 331 | 9.5% | 299.555
Olympus America Inc. | U-R1000 | WI-NPA; FOCUSING ARM FOR NOSEPIECE ON BX51WIF AND BX62WIF | 729 | 9.5% | 659.745
Olympus America Inc. | U-R1002 | WI-SNPXLU2;SINGLE NOSEPIECE FOR XLUMPLFL20XW | 365 | 9.5% | 330.325
Olympus America Inc. | U-R101 | WI-RMSAD; RMS OBJECTIVE ADAPTER ON WI-SNPLXU | 186 | 9.5% | 168.33
Olympus America Inc. | U-R102 | MACRO ADAPTER;MACRO LENS ADAPTER FOR BX/AX MICROSCOPES | 449 | 9.5% | 406.345
Olympus America Inc. | U-R1052 | U-5RE-2;5-POSITION ROTATABLE NOSEPIECE | 449 | 9.5% | 406.345
Olympus America Inc. | U-R1052CN | U-5RES-ESD: 5-POSITION CODED NOSEPIECE | 759 | 9.5% | 686.895
Olympus America Inc. | U-R106 | U-6RE;6 POSITION NOSEPIECE, REVERSE, RMS THREAD | 624 | 9.5% | 564.72
Olympus America Inc. | U-R126 | IX3-NAK; IX3 NOSEPIECE ADAPTER KIT FOR ADDING BX NOSEPIECE | 2000 | 0% | 2000
Olympus America Inc. | U-R156 | U-D6RE;6 POSITION NOSEPIECE,REVERSE,ANALYZER SLOT,RMS THREAD | 780 | 9.5% | 705.9
Olympus America Inc. | U-R156E2 | U-D6RE-ESD-2 SEXTUPLE REVOLVER NOSEPIECE | 776 | 9.5% | 702.28
Olympus America Inc. | U-R156M5 | U-D6REM-1-5; 6 POSITION MOTORIZED, NOSE, W/ SLOT FOR | 1533 | 9.5% | 1387.365
Olympus America Inc. | U-R156P | U-D6REMP;6-POS MOTORIZED NOSEPIECE,RMS,CLEAN PACK | 1455 | 0% | 1455
Olympus America Inc. | U-R158M | U-D6REMC-5;6 POSITION MOTORIZED NOSEPIECE, CLEAN | 1540 | 9.5% | 1393.7
Olympus America Inc. | U-R164 | U-P4RE:POLARIZING QUADRUPLE NO SPIECE,CENTERABLE HOLES,2 WREN | 929 | 9.5% | 840.745
Olympus America Inc. | U-R165 | U-P6RE;6-POSITION NOSEPIECE, 2POS CENTERABLE. W/DIC SLOT | 999 | 9.5% | 904.095
Olympus America Inc. | U-R170 | U-SRE;DUAL OBJECTIVE NOSEPIECE FOR BX50WI | 2607 | 9.5% | 2359.335
Olympus America Inc. | U-R1712 | WI-SRE3;SWING-OUT NOSEPIECE | 1603 | 9.5% | 1450.715
Olympus America Inc. | U-R173 | WI-SSNP; SWING/SLIDE NOSEPIECE | 3364 | 9.5% | 3044.42
Olympus America Inc. | U-R175 | U-SLRE:SLIDER NOSEPIECE,FRONT THREAD M34X1/BACK RMS | 1761 | 9.5% | 1593.705
Olympus America Inc. | U-R1765 | CY-2REM-1-5;TWO POSITION MOTORIZED NOSEPIECE | 1808 | 9.5% | 1636.24
Olympus America Inc. | U-R177 | U-D7RE;7-POSITION NOSEPIECE,WITH DIC SLIDER SLOT | 888 | 9.5% | 803.64
Olympus America Inc. | U-R177A | U-D7REA;7 POSITION MOTORIZED NOSEPIECE WITH DIC SLOT | 1930 | 9.5% | 1746.65
Olympus America Inc. | U-R205 | U-5BDRE;5 POSITION NOSEPIECE,REVERSE, NEO THREAD | 811 | 9.5% | 733.955
Olympus America Inc. | U-R255 | U-D5BDRE;5 POSITION NOSEPIECE,SLOT NOM.ANLYZR SLIDER,NEO THR | 892 | 9.5% | 807.26
Olympus America Inc. | U-R255CN | U-D5BDRES-ESD: 5-POSITION CODED BD NOSEPIECE W/SLOT | 1344 | 9.5% | 1216.32
Olympus America Inc. | U-R255M5 | U-D5BDREM-1-5;5 POSITION MOTORIZED NOSE, W/SLOT FOR DIC | 1966 | 9.5% | 1779.23
Olympus America Inc. | U-R256 | U-D6BDRE;6-POSITION BF/DF NOSEPIECE, WITH DIC SLIDER SLOT | 1003 | 9.5% | 907.715
Olympus America Inc. | U-R258M | U-D5BDREMC-1-5;5 POS BF/DF NOSEPIECE, MOT, CLEANROOM | 1966 | 9.5% | 1779.23
Olympus America Inc. | U-R265 | U-P5BDRE;5-POSITION BF/DF NOSEPIECE, 2 POS CENTERABLE,DIC | 1420 | 9.5% | 1285.1
Olympus America Inc. | U-R275CN | U-D6BDRES-S; 6 POSITION CODED BD NOSEPIECE W/ SLOT, ESD | 1451 | 9.5% | 1313.155
Olympus America Inc. | U-R305 | BX43-5RES; 5-POSITION CODED NP FOR BX43 | 521 | 9.5% | 471.505
Olympus America Inc. | U-R3052 | BX43-5RES-1-2; 5-POSITION CODED NP FOR BX43 | 521 | 9.5% | 471.505
Olympus America Inc. | U-R356 | U-D6RES;6-POSITION BX NOSEPIECE, CODED, DIC SLOT | 1025 | 9.5% | 927.625
Olympus America Inc. | U-R377 | U-D7RES;7-POSITION BX NOSEPIECE CODED,DIC | 1152 | 9.5% | 1042.56
Olympus America Inc. | U-R380 | IX3-D6RES;6-POSITION IX NOSEPIECE CODED,DIC | 820 | 9.5% | 742.1
Olympus America Inc. | U-R380A | IX3-D6REA;6-POSITION MOT IX NOSEPIECE CODED,DIC | 2780 | 9.5% | 2515.9
Olympus America Inc. | U-R380C | U-NPCBL100;CABLE FOR IX3-D6RES 100CM | 209 | 9.5% | 189.145
Olympus America Inc. | U-R381 | U-CB5S; CONTROL BOX FOR IX3 CODED NOSEPIECE | 1800 | 9.5% | 1629
Olympus America Inc. | U-R381C | U-CBFCBL;CONNECTION CABLE FOR U-CBF | 209 | 9.5% | 189.145
Olympus America Inc. | U-R702 | U-REMMT-1-5; CABLE FORM-NOSEPIECE TO BX-UCB | 206 | 9.5% | 186.43
Olympus America Inc. | U-R901M | U-REMPS;POWER SUPPLY MOTORIZED NOSEPIECE FOR BX | 2143 | 9.5% | 1939.415
Olympus America Inc. | U-R902M | U-HS;HANDSET CONTROL FOR OBJECTIVES ONLY, AX/BX | 404 | 9.5% | 365.62
Olympus America Inc. | U-R915 | U-HSTR2-5; HANDSET FOR BX2MOTORIZED COMPONENTS | 571 | 9.5% | 516.755
Olympus America Inc. | U-R916 | U-HSCBM; HANDSET FOR SEMI MOT BX3 AND U-CBM | 639 | 9.5% | 578.295
Olympus America Inc. | U-R930 | BX3M-HS; BX3M HANDSET CONTROLS U-MIXR & DISPLAY FOR CODED/MOT | 835 | 0% | 835
Olympus America Inc. | U-R935 | BX3M-HSRE; BX3M HAND SWITCH FOR MOT NOSEPIECE, 2 BUTTON | 336 | 0% | 336
Olympus America Inc. | U-R942 | U-FH-5,REMOTE FOCUS HANDLE FOR BX61/61WI,REQS U-IFFH | 1529 | 9.5% | 1383.745
Olympus America Inc. | U-R944 | U-MCZ-1-2; FOCUS CONTROL MODULE FOR BX63/IX83<br> | 1930 | 4.5% | 1843.15
Olympus America Inc. | U-RZ100 | U-1RE/R; SINGLE NOSEPIECE FOR BXWI INVIVO SETUP/RMS OBJ. | 575 | 9.5% | 520.375
Olympus America Inc. | U-RZ102 | U-SLRE/RMS;SLIDE NOSEPIECE,2RM S OBJ./MODIFIED U-SLRE | 2563 | 0% | 2563
Olympus America Inc. | U-SL200 | WI-RSH; REFLECTED LIGHT SHUTTER FOR SHOCK-FREE OPERATION | 138 | 9.5% | 124.89
Olympus America Inc. | U-SL211 | IX2-SL5;5-POSITION SLIDER FOR ALL IX2 ILLUMINS. 4-25MM FLTRS | 682 | 9.5% | 617.21
Olympus America Inc. | USPM-380 | USPM RU III: SPECTRAL REFLECTIVITY MEASUREMENT | 84686 | 0% | 84686
Olympus America Inc. | USPM380-780 | USPM RU III: SPECTRAL REFLECTIVITY MEASUREMENT (380-780NM) | 93118 | 0% | 93118
Olympus America Inc. | USPM-CAL | USPM-;CALIBRATION DOCUMENTS | 1391 | 0% | 1391
Olympus America Inc. | USPM-CALDOC | USPM- Calibration Documents | 1391 | 4.5% | 1328.405
Olympus America Inc. | USPM-CASEA | USPM DEMONSTRATION CASE-A | 1187 | 0% | 1187
Olympus America Inc. | USPM-CASEB | USPM DEMONSTRATION CASE-B | 1124 | 0% | 1124
Olympus America Inc. | USPM-CASEC | USPM DEMONSTRATION CASE-C | 1376 | 0% | 1376
Olympus America Inc. | USPM-HRR | USPM- HIGH REFLECTANCE REFERENCE | 587 | 0% | 587
Olympus America Inc. | USPM-SS | USPM RU III: CALIBRATION AND BK7 SAMPLES | 1036 | 0% | 1036
Olympus America Inc. | U-ST100 | U-ST;PLAIN STAND FOR BX30 WITH STAGE PLATE | 340 | 9.5% | 307.7
Olympus America Inc. | U-SWTR-3SP | U-SWTR-3-SP;Trinoc.Oberservation Tube for BX50WI; ***120+ days lead time*** | 2907 | 0% | 2907
Olympus America Inc. | U-TLI1300-12 | FB1300-12;BANDPASS FILTER, 25MM DIAMETER | 180 | 4.5% | 171.9
Olympus America Inc. | U-TLI1400-12 | FB1400-12;BANDPASS FILTER, 25MM DIAMETER | 180 | 4.5% | 171.9
Olympus America Inc. | U-TLI1500-12 | FB1500-12;BANDPASS FILTER, 25MM DIAMETER | 180 | 4.5% | 171.9
Olympus America Inc. | UT-PCK1 | UT Package: BX53MRF BF/DF LWD Stream & SC50 | 26108 | 0% | 26108
Olympus America Inc. | U-V1025 | U-TV0.25XC; CCD CAMERA ADAPTER 0.25X, C-MOUNT | 1970 | 9.5% | 1782.85
Olympus America Inc. | U-V105C47 | U-TV0.5XC-3-7; CCD CAMERA ADAPTER,0.5X LENS,C-MOUNT | 704 | 9.5% | 637.12
Olympus America Inc. | U-V1063XB | U-TV0.63XB; B-4 CAMERA ADAPTER,0.63X LENS, BAYONET MOUNT | 1047 | 9.5% | 947.535
Olympus America Inc. | U-V111C | U-TV1XC;C-MOUNT CAMERA ADAPTER, CENTERABLE | 373 | 9.5% | 337.565
Olympus America Inc. | U-V1127 | U-TV1X-2-7;CCD CAMERA ADAPTER, 1X, REQ CAMERA MOUNT, BX/IX | 79 | 9.5% | 71.495
Olympus America Inc. | U-V135C27 | U-TV0.35XC-2-7; CCD CAMERA ADAPTER, 0.35X, C-MOUNT THREAD | 821 | 9.5% | 743.005
Olympus America Inc. | U-V150 | U-TVZ;ZOOM CCD CAMERA ADAPT 0. 5-1.25X,REQUIRES CAMERA MOUNT | 4156 | 9.5% | 3761.18
Olympus America Inc. | U-V163C28 | U-TV0.63XC-1-8; Camera Adapter, 0.63X Lens, C-Mount Thread, Parfocality Adjustment | 704 | 9.5% | 637.12
Olympus America Inc. | U-V220 | U-PMTV;CCD ADAPTER, 0.3X, REQUIRES CAMERA MOUNT,PHOTOTUBE | 654 | 9.5% | 591.87
Olympus America Inc. | U-V230 | U-PMTV1X;CCD CAMERA ADAPTER,1X REQ. CAMERA MOUNT, PHOTOTUBE | 187 | 9.5% | 169.235
Olympus America Inc. | U-V250 | U-PMTVC2XIR:2X PROJECTION LENS FOR IR, W/C-MOUNT | 1104 | 9.5% | 999.12
Olympus America Inc. | U-V260 | U-TVCAC;VIDEO MAGNIFICATION CHANGER 1X,2X,4X | 4797 | 9.5% | 4341.285
Olympus America Inc. | U-V3127 | U-CMAD3-1-7;C-MOUNT CAMERA ADAPTER FOR BX/IX2 | 162 | 9.5% | 146.61
Olympus America Inc. | U-V320 | U-BMAD;BAYONET MOUNT CAMERA ADAPTER | 161 | 9.5% | 145.705
Olympus America Inc. | U-V330 | U-SMAD;SONY 3CCD BAYONET MOUNT ADAPTER, DXC970 CAMERA | 120 | 9.5% | 108.6
Olympus America Inc. | U-V350 | U-TMAD;T-MOUNT CAMERA ADAPTER | 161 | 9.5% | 145.705
Olympus America Inc. | U-V360 | IX3-TV1XTL; T-MOUNT ADAPTR FOR IX83/73 & LARGE FORMT CAMERAS | 625 | 9.5% | 565.625
Olympus America Inc. | U-V411 | U-CMT;C MOUNT ADAPTER FOR IX OR T-MOUNT | 72 | 9.5% | 65.16
Olympus America Inc. | U-V412 | U-FMT;F-MOUNT ADAPTER FOR IX OR T-MOUNT | 72 | 9.5% | 65.16
Olympus America Inc. | U-V413 | U-V413;FILTER SLIDER ADAPTER U-SLR6 W/IX-TRAD OR /U-TMAD | 512 | 9.5% | 463.36
Olympus America Inc. | U-V420 | IX-TVAD;IX CCD CAMERA ADAPTER ACCEPTS U-CMT,U-VMT | 92 | 9.5% | 83.26
Olympus America Inc. | U-XL49008 | 49008XL;XL FL-CUBE ET-MCHERRY EXET560/40X BST585LP EMET630 | 1444 | 9.5% | 1306.82
Olympus America Inc. | UYCP-11 | UYCP-11;US STYLE 3-PRONG POWER CORD | 16 | 0% | 16
Olympus America Inc. | UYCP-14 | UYCP-14 POWER CORD FOR 220V | 22 | 0% | 22
Olympus America Inc. | UYCP-32 | UYCP-32; POWER CORD FOR 220V KOREA | 22 | 0% | 22
Olympus America Inc. | UYCP-35 | POWER CABLE FOR MEDICAL EQUIPMENT | 17 | 0% | 17
Olympus America Inc. | UYCP-BR | 2153H 10 C3; 2.5m N-type power cord for Brazil | 11 | 0% | 11
Olympus America Inc. | UYCP-TW | UYCP FOR TAIWAN | 16 | 0% | 16
Olympus America Inc. | V-13560109 | 13560.109;RETAINING ADAPTER FOR SZ COMPACT RINGLIGHT | 53 | 4.5% | 50.615
Olympus America Inc. | V-14743 | OLYMPUS SZX, 60MM INSIDE DIAMETER, 30-150MM WD, 28" LENGTH | 260 | 4.5% | 248.3
Olympus America Inc. | V-15191 | 15191;VOLPI FIBER BUNDLE FOR SCHOTT-FOSTEC LIGHT SOURCE | 50 | 4.5% | 47.75
Olympus America Inc. | V-15723 | 15723; Leica/Wild Ringlight Adapt for S4/S6/S8APO | 35 | 4.5% | 33.425
Olympus America Inc. | V-16483.100 | 16483.000 POLARIZED SET FOR V-LR16483 4 QUAD LED RING ILLUM | 565 | 4.5% | 539.575
Olympus America Inc. | V-16615 | Intralux DC-1100 Halogen Light Source | 1350 | 4.5% | 1289.25
Olympus America Inc. | V-17515 | V-17515; LED INTRALED5 POWER SUPPLY WITH VOLPI RECEPTACLE | 1300 | 4.5% | 1241.5
Olympus America Inc. | V-18906 | 18906; LED RINGLIGHT, WHITE LED 66MM ID | 850 | 4.5% | 811.75
Olympus America Inc. | V-23500056 | 23500.056;ON/OFF SWITCH FOR INTRALUX AND VLUX | 8 | 4.5% | 7.64
Olympus America Inc. | V-23500157 | 23500.157;ON/OFF SWITCH FOR NCL150 | 10 | 4.5% | 9.55
Olympus America Inc. | V-24779 | 24779; Leica/Wild Ringlight Adapt for M3/M5/MS5-6APO/MZ | 35 | 4.5% | 33.425
Olympus America Inc. | V-26890-150 | VOLPI- BIFURCATED INCIDENT GOO SNECK LIGHT GUIDE, 4.7MM/380 | 298 | 4.5% | 284.59
Olympus America Inc. | V27081.430 | 27081.430; SINGLE ARM FLEXIBLE LIGHT GUIDE, 3MM X 1500MM | 106 | 4.5% | 101.23
Olympus America Inc. | V-27081.450 | 27081.450: SINGLE FLEX LIGHT GUIDE 5MM x1500 | 110 | 4.5% | 105.05
Olympus America Inc. | V-27081-400 | FLEXIBLE LIGHT GUIDE SINGLE AR, 10MM | 295 | 4.5% | 281.725
Olympus America Inc. | V-27081-580 | 27081.580;8MM X 2000MM FLEXIBLE LIGHT GUIDE SINGLE ARM | 260 | 4.5% | 248.3
Olympus America Inc. | V-27102100 | 27102.100; Nikon Ringlight Adapt for SMZ types | 105 | 4.5% | 100.275
Olympus America Inc. | V-60560 | 60560; RS232 TO USB CABLE | 90 | 4.5% | 85.95
Olympus America Inc. | V-B001 | V45030.036;GLASS FIBER BACKLIGHT 3"X3" | 350 | 4.5% | 334.25
Olympus America Inc. | V-B002 | V45050.36; 5"X5" GLASS FIBER OPTIC BACKLIGHT | 585 | 4.5% | 558.675
Olympus America Inc. | V-G001 | V14425; BIFURCATED SEMI-RIGID LIGHT GUIDE, 4.7 mm DIAMETER | 255 | 4.5% | 243.525
Olympus America Inc. | V-G003 | V14671;SINGLE SEMI-RIGID GOOSENECK LG,4.7MM DIAMETER | 190 | 4.5% | 181.45
Olympus America Inc. | V-G004 | V-26890;BIF INC GOOSENECK, 4.7MM/380MM,W/750MM FLEXIBLE LEAD | 300 | 4.5% | 286.5
Olympus America Inc. | V-G005 | V-16890.100;BIF INC GOOSENECK, 4.7MM/380MM,W/1000MM FLEX LEAD | 265 | 4.5% | 253.075
Olympus America Inc. | V-G007 | V27042;SINGLE FLEXIBLE LIGHT GUIDE FOR SZX-TLGAD | 105 | 4.5% | 100.275
Olympus America Inc. | V-G009 | V15731;INCIDENT GN COMBO;2XGN+STANDARD RL COMBO | 445 | 4.5% | 424.975
Olympus America Inc. | V-G011 | V10074;FOCUSING LENS FOR ALL LIGHT GUIDES, SINGLE | 55 | 4.5% | 52.525
Olympus America Inc. | V-G012 | V22765;POLARIZING CAP FOR FOCUSING LENS V-G011, SINGLE | 35 | 4.5% | 33.425
Olympus America Inc. | V-G017 | V25301;BIFURCATED GOOSENECK LIGHT GUIDE GRAY 5.4MM | 265 | 4.5% | 253.075
Olympus America Inc. | V-G019 | V26890.200;BIF INCIDENT GOOSENECK W/2000MM LEAD | 320 | 4.5% | 305.6
Olympus America Inc. | V-G020 | 25304: SINGLE ARM GOOSENECK SEMI RIGID,5.4MM DIA, 20" LEAD | 215 | 4.5% | 205.325
Olympus America Inc. | V-G040 | V11623; INCIDENT LG (V-G004) ADAPTER FOR SZ/SD/SF | 95 | 4.5% | 90.725
Olympus America Inc. | V-G043 | V32625;INCIDENT LIGHTGUIDE (V-G004) ADAPTER FOR SZX | 128 | 4.5% | 122.24
Olympus America Inc. | V-G044 | 11625; COLUMN ADAPTER FOR SZX9-12-10-16 | 177 | 4.5% | 169.035
Olympus America Inc. | V-G045 | V11626;ADAPTER FOR SZ2-ST W/VG004/008/009 | 106 | 4.5% | 101.23
Olympus America Inc. | V-G056 | V15084;4.7MM BIFURCATED GOOSENECK 10MM LIGHT GUIDE COMBO | 345 | 4.5% | 329.475
Olympus America Inc. | V-G057 | 26949;COLUMN ADAPTER,32MM ROUND COLUMNS | 110 | 4.5% | 105.05
Olympus America Inc. | VIA-150K | VIDEO MEASUREMENT SYSTEM BOECK ELER VIA-150K | 3295 | 4.5% | 3146.725
Olympus America Inc. | V-IL3BP | 60549.000: BASEPLATE FOR IL3 | 140 | 4.5% | 133.7
Olympus America Inc. | VISAVT3660 | ANTI-VIBRATION TABLE,36"D x 60"W,TAPPED HOLES, METRIC | 5950 | 0% | 5950
Olympus America Inc. | VIT-3200Y023B | MVX10 ANTIVIBRATION BASE PLATE | 1875 | 4.5% | 1790.625
Olympus America Inc. | V-L001 | V15670,LED RINGLIGHT, STANDARD WHITE, 66MMID,40-90MM WORK DI | 424 | 4.5% | 404.92
Olympus America Inc. | V-L003 | V15672;LED RINGLIGHT,WHITE,SPOT/FOCUSED,66MMID,50-150MM WD | 424 | 4.5% | 404.92
Olympus America Inc. | V-L004 | V15673,LED RINGLIGHT,DAYLIGHT-5500K,66MMID, 40-90WD | 424 | 4.5% | 404.92
Olympus America Inc. | V-L005 | V15675;LED RINGLIGHT, DAYLIGHT, 5500K, WD 70-160MM | 424 | 4.5% | 404.92
Olympus America Inc. | V-L007 | V15677;RING POLARIZER SET FOR LED RINGLIGHT | 350 | 4.5% | 334.25
Olympus America Inc. | V-L008 | V15671; LED RINLIGHT, DIFFUSE WHITE, 7800K,66MMID, WD30-60MM | 424 | 4.5% | 404.92
Olympus America Inc. | V-L010 | V15604,RHEOSTAT ATTACHMENT FOR ALL LED RINGLIGHTS | 99 | 4.5% | 94.545
Olympus America Inc. | V-L60104.002 | V60104.002;CUSTOM RINGLIGHT FOR CRANE | 551 | 4.5% | 526.205
Olympus America Inc. | V-LPS17501 | 17501.000: LED INTRALED3 POWER SUPPLY | 995 | 4.5% | 950.225
Olympus America Inc. | V-LPS17502 | 17502.000: LED INTRALED3 POWER SUPPLY W/SF RECEPTACLE | 1194 | 4.5% | 1140.27
Olympus America Inc. | V-LR16483 | V16483;LED RINGLIGHT, 4 SEGMENT FOCUSABLE | 1850 | 4.5% | 1766.75
Olympus America Inc. | V-R0007.002 | V-14909.002: F O Rlight, 66mm ID, WD 30-150mm, 42" length | 431 | 4.5% | 411.605
Olympus America Inc. | V-R0007.005 | V-14909.005: F O RIGHT, 66mm ID, WD 30-150mm, 60" LENGTH | 330 | 4.5% | 315.15
Olympus America Inc. | V-R001 | 10530; STANDARD/COMPACT RI NGLIGHT,66MM INSIDE DIAMETER | 238 | 4.5% | 227.29
Olympus America Inc. | V-R001.002 | V10530.002;STD COMPACT RINGLIG HT, 66MMID, 18" LENGTH | 245 | 4.5% | 233.975
Olympus America Inc. | V-R001.005 | 10530.005: STD COMPACT RINGLIG HT,66MM ID, WD 25-90,60" L | 415 | 4.5% | 396.325
Olympus America Inc. | V-R003 | 10527;COMPACT RINGLIGHT F/ HIGHLIGHT SERIES | 350 | 4.5% | 334.25
Olympus America Inc. | V-R005 | V13560;SZ/SD TAPERED RINGLIGHT W/ ADAPTER, DIRECT MOUNT | 365 | 4.5% | 348.575
Olympus America Inc. | V-R007 | V14909;STANDARD METAL RINGLIGH T,66MM ID,30-150MM WORK DIST | 295 | 4.5% | 281.725
Olympus America Inc. | V-R008 | V13438.001;MINIMIN RINGLIGHT,LONG WORK. DIST. 25-175MM | 265 | 4.5% | 253.075
Olympus America Inc. | V-R009 | V10836.001;MINI RINGLIGHT,SHORT WORK DIST.,5-25MM | 265 | 4.5% | 253.075
Olympus America Inc. | V-R010 | V10837.001;MINI RINGLIGHT,LONG WORK DIST.,25-175MM | 265 | 4.5% | 253.075
Olympus America Inc. | V-R011 | 27797; Ringlight Diffuser 66mm ID | 325 | 4.5% | 310.375
Olympus America Inc. | V-R012 | V15458;RING POLARIZER SET FOR SZ/SD RL(V-R005) | 340 | 4.5% | 324.7
Olympus America Inc. | V-R014 | V15077; RING POLARIZER SET FOR V-R007 | 248 | 4.5% | 236.84
Olympus America Inc. | V-R016 | V27770;RING POLARIZER/ANALYZER SET FOR V-R001 STD RL | 392 | 4.5% | 374.36
Olympus America Inc. | V-R020.24 | V60191.000;FIBER OPTIC RL, 76MM ID, WD 50-130MM | 250 | 4.5% | 238.75
Olympus America Inc. | V-R020.42 | V60191.002;FIBER OPTIC RL, 76MM ID, WD 50-130MM | 273 | 4.5% | 260.715
Olympus America Inc. | V-R029 | V11609;RINGLIGHT ADAPTER FOR SD W/ATTACHMENT LENS | 79 | 4.5% | 75.445
Olympus America Inc. | V-R031 | V24559;RINGLIGHT ADAPTER FOR V-R001 STD RINGLIGHT,SZ/SD | 65 | 4.5% | 62.075
Olympus America Inc. | V-R032 | V25563;RINGLIGHT ADAPTER FOR V-R001,SZ/SD W/LOW MAG OBJ | 60 | 4.5% | 57.3
Olympus America Inc. | V-R033 | V27102;RINGLIGHT ADAPTER FOR V-R001 STD,SZH/SZX | 85 | 4.5% | 81.175
Olympus America Inc. | V-R10530 | V10530003; STANDARD/COMPACT RI NGLIGHT,66MM INSIDE DIS,36"L | 290 | 4.5% | 276.95
Olympus America Inc. | V-R14743.003 | R14743.003; SZX, 60MM INSIDE DIA, 30-150MM WD, 60" LENGTH | 389 | 4.5% | 371.495
Olympus America Inc. | V-RS030 | V60118.001;RINGLIGHT SHIM 10MM DELRAN, 2 SCREWS | 75 | 4.5% | 71.625
Olympus America Inc. | V-S002 | V16148;HIGHLIGHT 3100 ILLUMINATOR W/DDL,20V/150W,120V | 530 | 4.5% | 506.15
Olympus America Inc. | V-S004 | V17103004;HIGHLIGHT-3100 ILLUMINATOR W/DDL, 20V/150W/220V | 665 | 4.5% | 635.075
Olympus America Inc. | VS-007 | E97CL8-0001-01; Pike F-505C VC50 Color Camera | 11458 | 0% | 11458
Olympus America Inc. | VS-008 | E97HVS-1002-02; VS-XM10-2 - 1.4megapixel b/w cooled CCD camera | 8694 | 0% | 8694
Olympus America Inc. | VS-010 | VS-CBRD;STG CONTROL BOARD W/XYZ CABLE, JOYSTICK, DRIVER | 7344 | 0% | 7344
Olympus America Inc. | V-S010 | 23500.014; LAMP, DDL HALOGEN REFLECTOR BLUB HLT-3000 | 22 | 4.5% | 21.01
Olympus America Inc. | VS-011 | E97HVS-1000-02; VS-CBRD2-Stage Controller Board incl. XYZ Cable and Joystick | 7491 | 0% | 7491
Olympus America Inc. | V-S013 | V25750.045;LAMP SOCKET FOR (VS002/4,V-S100/1,V-S600/1 | 16 | 4.5% | 15.28
Olympus America Inc. | V-S015 | LAMP SOCKET & SUB-ASSEMBLY FOR V-S005 | 35 | 4.5% | 33.425
Olympus America Inc. | VS-015-9 | N5239100; VS-ASW-S5 V2.9 BASIC SOFTWARE | 31212 | 0% | 31212
Olympus America Inc. | VS-020-9 | N5239200; VS-ASW-S6 V2.9 BASIC SOFTWARE | 28945 | 0% | 28945
Olympus America Inc. | VS-020-DNG-9 | E9700448; Update VS-ASW S5 to Version 2.9 (out of warranty) | 6763 | 0% | 6763
Olympus America Inc. | VS-020-SW-9 | E9700422; Update VS-ASW-S5 to Version 2.9 | 6763 | 0% | 6763
Olympus America Inc. | VS-021-9 | N5239400; VS-ASW-FL V2.9 SOFTWARE FOR 5S/6S/SL | 15606 | 0% | 15606
Olympus America Inc. | VS-021-DNG-9 | E9700450; Update VS-ASW S5 FL v2.5 or earlier to Version 2.9 | 6035 | 0% | 6035
Olympus America Inc. | VS-021-SW-9 | E9700423; Update VS-ASW-S5/6-FL v2.6 or later to Version 2.9 | 6035 | 0% | 6035
Olympus America Inc. | VS-025-9 | N5239000; VS-ASW-SL V2.9 BASIC SOFTWARE | 28945 | 0% | 28945
Olympus America Inc. | VS-025-DNG-9 | E9700452; Update VS-ASW SL to Version 2.9 (out of warranty) | 6035 | 0% | 6035
Olympus America Inc. | VS-025-SW-9 | E9700427; Update VS-ASW-L100 v2.6 or later to Version 2.9 | 6035 | 0% | 6035
Olympus America Inc. | VS-025-UG1-9 | E9700424; Upgrade VS-ASW-S5 to SL Version 2.9 | 10404 | 0% | 10404
Olympus America Inc. | VS-025-UG2-9 | E9700449; Upgrade VS-ASW-S5 v2.5 or earlier to SL Version 2.9 | 10404 | 0% | 10404
Olympus America Inc. | VS-026-DNG-9 | E9700453; Update VS-ASW-SL FL v2.5 or earlier to Version 2.9 | 6035 | 0% | 6035
Olympus America Inc. | VS-026-SW-9 | E9700426; Update VS-ASW-SL FL v2.6 or later to Version 2.9 | 6035 | 0% | 6035
Olympus America Inc. | VS-026-UG1-9 | E9700425; Upgrade VS-ASW-S5 FL v2.6 or later to SL v2.9+VS-FLUO v2.9 | 10404 | 0% | 10404
Olympus America Inc. | VS-026-UG2-9 | E9700451; Upgrade VS-ASW-S5 FL v2.5 or earlier to SL FL Version 2.9 | 10404 | 0% | 10404
Olympus America Inc. | VS-030-9 | E9700407; VS-TMA Version 2.9 | 8948 | 0% | 8948
Olympus America Inc. | VS-030-DNG-9 | E9700456; Update VS-TMA v2.5 or earlier to Version 2.9 | 3 | 0% | 3
Olympus America Inc. | VS-030-SW-9 | E9700430; Update VS-TMA v2.6 or later to Version 2.9 | 3 | 0% | 3
Olympus America Inc. | VS-034 | E0435620; AD-USB-ODB - USB adaptor for ODB device bus | 1558 | 0% | 1558
Olympus America Inc. | VS-037 | E0435178; CMR-U-FFWR-Fast Filter Wheel | 5423 | 0% | 5423
Olympus America Inc. | VS-038 | E0435128; CMR-U-FFWO-Fast Filter Wheel | 3486 | 0% | 3486
Olympus America Inc. | VS-040-9 | E9700408; VS-VSI-CNV Version 2.9 | 2289 | 0% | 2289
Olympus America Inc. | VS-040-SW-9 | E9700431; Update VS-VSI-CNV v2.6 or later to Version 2.9 | 3 | 0% | 3
Olympus America Inc. | VS-050-9 | E9700409; VS-NETCAM Version 2.9 | 1041 | 0% | 1041
Olympus America Inc. | VS-050-DNG-9 | E9700458; Update VS-NETCAM v2.5 or earlier to Version 2.9 | 3 | 0% | 3
Olympus America Inc. | VS-050-SW-9 | E9700432; Update VS-NETCAM v2.6 or later to Version 2.9 | 3 | 0% | 3
Olympus America Inc. | V-S051 | 23500.084; DAYLIGHT FILTER FOR HL T-2000/3000 | 45 | 4.5% | 42.975
Olympus America Inc. | V-S052 | VP-FBLUE;BLUE FILTER FOR HLT-2 000/3000 | 50 | 4.5% | 47.75
Olympus America Inc. | V-S053 | 23500.081: RED FILTER FOR V-S002/4/5, ,V-S600/1, | 50 | 4.5% | 47.75
Olympus America Inc. | V-S054 | VP-FYELLOW;YELLOW FILTER FOR H LT-2000/3000 | 50 | 4.5% | 47.75
Olympus America Inc. | V-S055 | VP-FGREEN;GREEN FILTER FOR HLT-2000/3000 | 50 | 4.5% | 47.75
Olympus America Inc. | VS-055-9 | E9700405; VS-DSKTOP Version 2.9 | 3642 | 0% | 3642
Olympus America Inc. | VS-055-DNG-9 | E9700455; Update VS-DESKTOP v2.5 or earlier to Version 2.9 | 859 | 0% | 859
Olympus America Inc. | VS-055-SW-9 | E9700428; Update VS-DESKTOP v2.6 or later to Version 2.9 | 797 | 0% | 797
Olympus America Inc. | VS-057-9 | E9700413; VS-3DDCONV Version 2.9 | 13005 | 0% | 13005
Olympus America Inc. | VS-057-DNG-9 | E9700462; Update VS-3DDCONV v2.5 or earlier to Version 2.9 | 3 | 0% | 3
Olympus America Inc. | VS-057-SW-9 | E9700436; Update VS-3DDCONV v2.6 or later to Version 2.9 | 3 | 0% | 3
Olympus America Inc. | VS-058-9 | E9700412; VS-ANALYSIS Version 2.9 | 4266 | 0% | 4266
Olympus America Inc. | VS-058-DNG-9 | E9700460; Update VS-ANALYSIS v2.5 or earlier to Version 2.9 | 3 | 0% | 3
Olympus America Inc. | VS-058-SW-9 | E9700435; Update VS-ANALYSIS v2.6 or later to Version 2.9 | 3 | 0% | 3
Olympus America Inc. | VS-061-9 | N5239300; VS-HIGHSENS V2.9 LICENSE | 2601 | 0% | 2601
Olympus America Inc. | VS-065-9 | E9700403; VS-NISSQL Version 2.9 | 20808 | 0% | 20808
Olympus America Inc. | VS-065-DNG-9 | E9700454; Update VS-NISSQL v2.5 or earlier to Version 2.9 | 6763 | 0% | 6763
Olympus America Inc. | VS-065-EDU-2017 | E9700949 ; VS-NISSQL 2017 ANNUAL LICENSE | 9624 | 0% | 9624
Olympus America Inc. | VS-065-SW-9 | E9700439; Update VS-NISSQL v2.6 or later to Version 2.9 | 6763 | 0% | 6763
Olympus America Inc. | VS-066-9 | E9700404; VS-DBADMIN Version 2.9 | 3 | 0% | 3
Olympus America Inc. | VS-066-UD-9 | E9700440; Update VS-ADMIN v2.6 or later to Version 2.9 | 3 | 0% | 3
Olympus America Inc. | VS-070-9 | E9700414; VS-CONF20 Version 2.9 | 4266 | 0% | 4266
Olympus America Inc. | VS-070-DNG-9 | E9700463; Update VS-CONF20 v2.5 or earlier to Version 2.9 | 3 | 0% | 3
Olympus America Inc. | VS-070-SW-9 | E9700437; Update VS-CONF20 v2.6 or later to Version 2.9 | 3 | 0% | 3
Olympus America Inc. | VS-075-9 | E9700415; VS-CONF200 Version 2.9 | 9624 | 0% | 9624
Olympus America Inc. | VS-075-DNG-9 | E9700464; Update VS-CONF200 v2.5 or earlier to Version 2.9 | 3 | 0% | 3
Olympus America Inc. | VS-075-SW-9 | E9700438; Update VS-CONF200 v2.6 or later to Version 2.9 | 3 | 0% | 3
Olympus America Inc. | VS-095-M6 | D7P53A4; 24" WIDESCREEN D7P53A4 LED MONITOR | 450 | 0% | 450
Olympus America Inc. | VS-095-P8 | Discontinued, replacement item is HP-Z440WIN7-3 | 2550 | 0% | 2550
Olympus America Inc. | VS-095PSA | COM-4C-LPE4; RS-232C SERIAL I/O BOARD FOR PCI E | 412 | 0% | 412
Olympus America Inc. | VS-095PSB | PCE44/9P4S; CABLE, D-SUB 44 PIN, 9 PIN X 4 SERIAL I/O | 77 | 0% | 77
Olympus America Inc. | V-S101 | V-LUX 1000 220V/230V;HIGHLIGHT 2100 ILLUMINATOR W/DDL BULB | 550 | 4.5% | 525.25
Olympus America Inc. | VS120-S5-9 | N5239800; VS120-S5 SYSTEM | 61384 | 0% | 61384
Olympus America Inc. | VS120-S5K-9 | VS120 5-Slide Core System | 87960 | 0% | 87960
Olympus America Inc. | VS120-S6-9 | N5239900; VS120-S6 SYSTEM | 38945 | 0% | 38945
Olympus America Inc. | VS120-S6K-9 | VS120 6-Slide Core System | 75000 | 0% | 75000
Olympus America Inc. | VS120-SL-9 | N5239600; VS120-SL SYSTEM | 83000 | 0% | 83000
Olympus America Inc. | VS120-SLK-9 | VS120 100-Slide Core System | 120000 | 0% | 120000
Olympus America Inc. | VS-2X3-INSERT | E9700792; 2x3" slide stage insert for VS120-S6 | 2519 | 0% | 2519
Olympus America Inc. | VS-3X4-INSERT | E9700944; 3x4" slide stage insert for VS120-S6 | 3020 | 0% | 3020
Olympus America Inc. | VS-4X5-INSERT | E9700945; 4x5" slide stage insert for VS120-S6 | 3303 | 0% | 3303
Olympus America Inc. | VS-5S-SL | N9047140; VS120 5 SLIDE TO SL UPGRADE | 32742 | 0% | 32742
Olympus America Inc. | VS-ASWDVD-9 | E9700465; Setup-DVD VS-ASW Version 2.9 | 40 | 0% | 40
Olympus America Inc. | VS-DF-UNIT | N9032467; VS120 DARKFIELD CONVERSION KIT | 8931 | 0% | 8931
Olympus America Inc. | VS-DONGLEREP | E97HW3-1060-02; VS Dongle Replacement Fee | 197 | 0% | 197
Olympus America Inc. | VS-FLASH4V3K | VS120 Flash 4 V3 Camera Kit | 18500 | 0% | 18500
Olympus America Inc. | VS-NISSQLDVD-9 | E9700466; Setup-DVD VS-NISSQL Version 2.9 | 40 | 0% | 40