## Lot 1
McCrometer, Inc.
Lot 1 Equipment & Instruments | [6 empty] | 2024-03-04
Manufacturer | Category Name | Bundled | SKU/Part Number | Product Name/Description | Retail Price | NYS Discount | NYS Net Price
McCrometer | Open Channel Flow Meters | No | 4743900 | CORD, POWER 1.00MM SQX3 COND 8FT | 70 | 3% | 67.9
McCrometer | Open Channel Flow Meters | No | 1525 | EXTENSION BAND, ADDS 3 IN. TO DIA. | 147 | 3% | 142.59
McCrometer | Open Channel Flow Meters | No | 1593 | LATCH,HOLD DOWN | 84 | 3% | 81.48
McCrometer | Open Channel Flow Meters | No | 1361 | RING,MOUNTING,6 IN. DIAMETER PIPE | 327 | 3% | 317.19
McCrometer | Open Channel Flow Meters | No | 1363 | RING,MOUNTING,10 IN. DIAMETER PIPE | 398 | 3% | 386.06
McCrometer | Open Channel Flow Meters | No | 1364 | RING,MOUNTING,12 IN. DIAMETER PIPE | 448 | 3% | 434.56
McCrometer | Open Channel Flow Meters | No | 1365 | RING,MOUNTING,15 IN. DIAMETER PIPE | 478 | 3% | 463.66
McCrometer | Open Channel Flow Meters | No | 1373 | mc CAPS,(96) FOR 575 ML POLY. BOTTLES | 155 | 3% | 150.35
McCrometer | Open Channel Flow Meters | No | 1429 | NUT,SAMPLE FITTING,1428 | 59 | 3% | 57.23
McCrometer | Open Channel Flow Meters | No | 1473 | EXTENSION BAND, ADDS 2 IN. TO DIA. | 133 | 3% | 129.01
McCrometer | Open Channel Flow Meters | No | 2310 | STRAIN RELIEF,3/8 IN. ULTRASONIC | 361 | 3% | 350.17
McCrometer | Open Channel Flow Meters | No | 2674 | si mc PCB ASSY,CURRENT ASSY CURRENT PER | 1488 | 3% | 1443.36
McCrometer | Open Channel Flow Meters | No | 2675 | si RECEPTACLE ASSY,CURRENT RECEPTACLE | 285 | 3% | 276.45
McCrometer | Open Channel Flow Meters | No | 2683 | si RECEPTACLE ASSY,PH/ORP RECEPTACLE | 170 | 3% | 164.9
McCrometer | Open Channel Flow Meters | No | 3343 | BRACKET,ULTRASONIC LEVELING | 389 | 3% | 377.33
McCrometer | Open Channel Flow Meters | No | 2708 | LCD DISPLAY ASSY,FLOW METER | 1843 | 3% | 1787.71
McCrometer | Open Channel Flow Meters | No | 2715 | si FITTING,BULKHEAD | 81 | 3% | 78.57
McCrometer | Open Channel Flow Meters | No | 2730 | FRONT PANEL ASSY FRONT PANEL PER | 193 | 3% | 187.21
McCrometer | Open Channel Flow Meters | No | 2747 | FITTING,ELBOW,1/8 NPT | 71 | 3% | 68.87
McCrometer | Open Channel Flow Meters | No | 2430 | RESTRICTOR,100 SCC | 126 | 3% | 122.22
McCrometer | Open Channel Flow Meters | No | 3097 | CONNECTOR,8 PIN,MTA | 26 | 3% | 25.22
McCrometer | Open Channel Flow Meters | No | 2797 | CABLE,3/64 DIA,SS,VINYL COATED | 6 | 3% | 5.82
McCrometer | Open Channel Flow Meters | No | 3181 | TUBE,AREA VELOCITY | 53 | 3% | 51.41
McCrometer | Open Channel Flow Meters | No | 2547 | si PLATE,MOUNTING CONNECTOR FLOW | 54 | 3% | 52.38
McCrometer | Open Channel Flow Meters | No | 2549 | GASKET,MOUNTING PLATE FLOW METER | 58 | 3% | 56.26
McCrometer | Open Channel Flow Meters | No | 2550 | GASKET,RETAINER PLATE | 58 | 3% | 56.26
McCrometer | Open Channel Flow Meters | No | 2556 | GASKET,MOUNTING PLATE,10 SL FLOW | 13 | 3% | 12.61
McCrometer | Open Channel Flow Meters | No | 2899 | CLIP,BUBBLER TUBE MOUNTING | 122 | 3% | 118.34
McCrometer | Open Channel Flow Meters | No | 2904 | BRACKET,ULTRASONIC ADJUSTABLE | 511 | 3% | 495.67
McCrometer | Open Channel Flow Meters | No | 2593 | O-RING,FRONT COVER | 132 | 3% | 128.04
McCrometer | Open Channel Flow Meters | No | 2597 | si mc PCB ASSY,BUBBLER INTERFACE BUBBLE | 1308 | 3% | 1268.76
McCrometer | Open Channel Flow Meters | No | 2922 | TUBING,VINYL,1/8 ID X 500 FT. | 563 | 3% | 546.11
McCrometer | Open Channel Flow Meters | No | 2929 | TUBING,VINYL,1/8 ID X 25 FT. | 46 | 3% | 44.62
McCrometer | Open Channel Flow Meters | No | 3245 | FASTENER,HOOK & LOOP ONE WRAP,2 | 14 | 3% | 13.58
McCrometer | Open Channel Flow Meters | No | 3263 | CLIP,MOUNTING,AV FOR AV PROBE | 107 | 3% | 103.79
McCrometer | Open Channel Flow Meters | No | 2643 | KEYPAD | 914 | 3% | 886.58
McCrometer | Open Channel Flow Meters | No | 2972 | si RECEPTACLE ASSY,U/SONIC | 191 | 3% | 185.27
McCrometer | Open Channel Flow Meters | No | 2974 | BRACKET,WALL MOUNT ULTRASONIC | 133 | 3% | 129.01
McCrometer | Open Channel Flow Meters | No | 2297 | HOUSING, TOP/BOTTOM ULTRASONIC | 156 | 3% | 151.32
McCrometer | Open Channel Flow Meters | No | 2660 | mc CARD,HUMIDITY INDICATOR | 96 | 3% | 93.12
McCrometer | Open Channel Flow Meters | No | 621 | CLOSURE, POLYPROPYLENE | 17 | 3% | 16.49
McCrometer | Open Channel Flow Meters | No | 5025 | si CARTRIDGE,DESICCANT | 67 | 3% | 64.99
McCrometer | Open Channel Flow Meters | No | 5026 | si CAP,DESICCANT CARTRIDGE | 30 | 3% | 29.1
McCrometer | Open Channel Flow Meters | No | 5027 | mc CARTRIDGE,DESICCANT ASSY | 94 | 3% | 91.18
McCrometer | Open Channel Flow Meters | No | 4871 | OVERLAY,920 LABEL | 21 | 3% | 20.37
McCrometer | Open Channel Flow Meters | No | 4939 | DEPTH/VELOCITY SENSOR MOUNTING PLATE | 137 | 3% | 132.89
McCrometer | Open Channel Flow Meters | No | 7724800 | mc KIT, SILICONE OIL REFILL, AV PROBE | 521 | 3% | 505.37
McCrometer | Open Channel Flow Meters | No | 7724700 | mc SILICON OIL, 50ML DUAL PAK, AV PROBE | 114 | 3% | 110.58
McCrometer | Open Channel Flow Meters | No | 6248700 | LABEL, 950 DESICCANT | 41 | 3% | 39.77
McCrometer | Open Channel Flow Meters | No | 360001901 | CABLE, POLY., 2#22, 2#18 | 11 | 3% | 10.67
McCrometer | Open Channel Flow Meters | No | 245000501 | POLE, 8-24FT, Q-STICK | 295 | 3% | 286.15
McCrometer | Open Channel Flow Meters | No | 21025 | OP AMP, DUAL CIRCUITS LM358N | 3 | 3% | 2.91
McCrometer | Open Channel Flow Meters | No | 402001601 | ENCLOSURE,MODIFIED,FLO-STATION | 694 | 3% | 673.18
McCrometer | Open Channel Flow Meters | No | 192000501 | DISPLAY,SERIAL,4 X 20 | 571 | 3% | 553.87
McCrometer | Open Channel Flow Meters | No | 510014601 | TUBE, 12" LG, KNURLED ONE TIME MT. FLO-DAR | 218 | 3% | 211.46
McCrometer | Open Channel Flow Meters | No | 510015002 | LOWER CLAMP CAST (SHORT) MT, FLO-DAR | 85 | 3% | 82.45
McCrometer | Open Channel Flow Meters | No | 510015102 | UPPER CLAMP CAST (SHORT) MT, FLO-DAR | 85 | 3% | 82.45
McCrometer | Open Channel Flow Meters | No | 570011102 | ASSY,CONNECTOR,AIR,POWER,I.S. | 269 | 3% | 260.93
McCrometer | Open Channel Flow Meters | No | 570011401 | mc ASSY,STRAP,GROUNDING,I.S., FLO-DAR | 128 | 3% | 124.16
McCrometer | Open Channel Flow Meters | No | 520000001 | TOP COVER, MOLDED, MODEL 2000 | 35 | 3% | 33.95
McCrometer | Open Channel Flow Meters | No | 520003301 | SPACER, WIDE BAND, 6000026XX SENSOR | 9 | 3% | 8.73
McCrometer | Open Channel Flow Meters | No | 570013901 | KIT, ASSY'S, CABLE, [DISPLAY], | 24 | 3% | 23.28
McCrometer | Open Channel Flow Meters | No | 520004302 | HANDLE,ENCLOSURE,SENSOR, I.S. | 52 | 3% | 50.44
McCrometer | Open Channel Flow Meters | No | 520004602 | STRAIN RELIEF,MOLDED, I.S. FLO-DAR | 27 | 3% | 26.19
McCrometer | Open Channel Flow Meters | No | 520005502 | BAIL, ONE TIME MT. FLO-DAR | 111 | 3% | 107.67
McCrometer | Open Channel Flow Meters | No | 57043XX18 | si ASSY, CABLE, 9 PIN TERMINAL, 18FT | 826 | 3% | 801.22
McCrometer | Open Channel Flow Meters | No | 520008301 | CABLE CLAMP, EM SURCHARGE, SUR-DAR | 25 | 3% | 24.25
McCrometer | Open Channel Flow Meters | No | 530000401 | PAD, 1.200WD X 2.200LG X 0.250THK | 6 | 3% | 5.82
McCrometer | Open Channel Flow Meters | No | 530001001 | GROMMET, PRESSURE TRANSDUCER,FLO-DAR | 2 | 3% | 1.94
McCrometer | Open Channel Flow Meters | No | 510007402 | BAND,EXTEN.ASSY,10in.WIDE,.05TK, | 111 | 3% | 107.67
McCrometer | Open Channel Flow Meters | No | 510007404 | BAND,EXTEN.ASSY,10in.WIDE,.05TK, | 111 | 3% | 107.67
McCrometer | Open Channel Flow Meters | No | 510007408 | BAND,EXTEN.ASSY,10in.WIDE,.08TK, | 160 | 3% | 155.2
McCrometer | Open Channel Flow Meters | No | 55032 | mc DESICCANT, 25MM DESICCANT FILTER | 36 | 3% | 34.92
McCrometer | Open Channel Flow Meters | No | 510009602 | BRACKET, PCB, SCREW, FLO-DAR | 98 | 3% | 95.06
McCrometer | Open Channel Flow Meters | No | 510009901 | BRACKET, POWER/SIGNAL,FLO-DAR | 6 | 3% | 5.82
McCrometer | Open Channel Flow Meters | No | 510011002 | MOUNT,ONE TIME MT.,WALL,(.770 REF | 77 | 3% | 74.69
McCrometer | Open Channel Flow Meters | No | 93046 | FLATWASHER 1/4 S/S 18-8 | 1 | 3% | 0.97
McCrometer | Open Channel Flow Meters | No | 93047 | FLATWASHER 3/8 S/S 18-8 | 1 | 3% | 0.97
McCrometer | Open Channel Flow Meters | No | 93706 | SCREW, MACH FH, #8-32 X 3/8, CRES | 2 | 3% | 1.94
McCrometer | Open Channel Flow Meters | No | 93756 | SCREW, MACHINE, FH, #10-32 X 3/8, SS | 1 | 3% | 0.97
McCrometer | Open Channel Flow Meters | No | 94405 | ADHESIVE/SEALANT, 734-RTV | 65 | 3% | 63.05
McCrometer | Open Channel Flow Meters | No | 94511 | SILICON PROTECTOR, 5.3OZ. GE #623 | 72 | 3% | 69.84
McCrometer | Open Channel Flow Meters | No | 950001401 | LEVEL,BULLSEYE,ACRYLIC,ALIGNMENT | 12 | 3% | 11.64
McCrometer | Open Channel Flow Meters | No | 921003401 | SCREW, #10 X 1 1/4, THD FORM,TYP B, | 3 | 3% | 2.91
McCrometer | Open Channel Flow Meters | No | 92131 | VALVE, ACCESS | 8 | 3% | 7.76
McCrometer | Open Channel Flow Meters | No | 6820 | GASKET,66000 SERIES GASKET PER | 45 | 3% | 43.65
McCrometer | Open Channel Flow Meters | No | 4863 | O-RING,5.75 IN. ID X .125 | 32 | 3% | 31.04
McCrometer | Open Channel Flow Meters | No | 2404 | CARTRIDGE,BODY | 30 | 3% | 29.1
McCrometer | Open Channel Flow Meters | No | 2418 | CARTRIDGE ASSY,3/8 NPT | 309 | 3% | 299.73
McCrometer | Open Channel Flow Meters | No | 2429 | PUMP, AIR, DIAPHRAGM, 12VDC | 1063 | 3% | 1031.11
McCrometer | Open Channel Flow Meters | No | 3719 | SCISSOR JACK | 420 | 3% | 407.4
McCrometer | Open Channel Flow Meters | No | 2548 | si PLATE,RETAINER,CONNECTOR FLOW | 70 | 3% | 67.9
McCrometer | Open Channel Flow Meters | No | 2551 | si COVER,FLOW METER | 358 | 3% | 347.26
McCrometer | Open Channel Flow Meters | No | 2710 | HOLDER ASSY,BATTERY C CELL HOLDER | 135 | 3% | 130.95
McCrometer | Open Channel Flow Meters | No | 2740 | O-RING,BULKHEAD FITTING AS568-014 | 38 | 3% | 36.86
McCrometer | Open Channel Flow Meters | No | 4021 | mc MOUNTING BAND,DEDICATED 6 IN. | 327 | 3% | 317.19
McCrometer | Open Channel Flow Meters | No | 2860 | si CAP, CONNECTOR, 10 SHELL | 58 | 3% | 56.26
McCrometer | Open Channel Flow Meters | No | 2891 | mc TUBE,2 FT.,SS TUBE ASSY PER PRINT | 72 | 3% | 69.84
McCrometer | Open Channel Flow Meters | No | 2921 | TUBING,VINYL,1/8 OD X 100 FT. | 129 | 3% | 125.13
McCrometer | Open Channel Flow Meters | No | 2950 | PLATE,HOLDER,ULTRASONIC | 369 | 3% | 357.93
McCrometer | Open Channel Flow Meters | No | 3875 | mc BRACKET ASSY,PERMANENT MOUNT | 124 | 3% | 120.28
McCrometer | Open Channel Flow Meters | No | DMYFLODARSVSSEN | DUMMY FLO-DAR SENSOR WITH SVS | 379 | 3% | 367.63
McCrometer | Open Channel Flow Meters | No | 77064-050 | SENSOR ASSY, 0-10 FT RANGE, 50 FT, OIL FILLED, AV PROBE W/HUB | 2340 | 3% | 2269.8
McCrometer | Open Channel Flow Meters | No | 9706500 | mc MOUNTING BAND SET, 27 IN. DIA. PIPES | 1037 | 3% | 1005.89
McCrometer | Open Channel Flow Meters | No | 4920 | CABLE ASSY,SUSPENSION | 112 | 3% | 108.64
McCrometer | Open Channel Flow Meters | No | 2692 | RECEPTACLE ASSY,RS-485 RECEPTACLE | 148 | 3% | 143.56
McCrometer | Open Channel Flow Meters | No | 2709 | BATTERY,C CELL | 5 | 3% | 4.85
McCrometer | Open Channel Flow Meters | No | 2859 | si CAP, CONNECTOR, 14 SHELL | 47 | 3% | 45.59
McCrometer | Open Channel Flow Meters | No | 2900 | PLATE,BUBBLER TUBE MOUNTING | 111 | 3% | 107.67
McCrometer | Open Channel Flow Meters | No | PMP-950-1V | PMP-950-1V (FRV1) | 1125 | 3% | 1091.25
McCrometer | Open Channel Flow Meters | No | PMP-950-2V | PMP-950-2V (FRV1) | 1507 | 3% | 1461.79
McCrometer | Open Channel Flow Meters | No | PMP-980-1V | ff RENEWAL ONLY - NO new Service Agreement sales | 535 | 3% | 518.95
McCrometer | Open Channel Flow Meters | No | PMP-980-2V | ff RENEWAL ONLY - NO new Service Agreement sales | 767 | 3% | 743.99
McCrometer | Open Channel Flow Meters | No | PMP-980-4V | ff RENEWAL ONLY - NO new Service Agreement sales | 1713 | 3% | 1661.61
McCrometer | Open Channel Flow Meters | No | BSP4000 | Bnch Svc-Marsh Flo-Dar | 1264 | 3% | 1226.08
McCrometer | Open Channel Flow Meters | No | BSP950 | oo offering no longer available | 853 | 3% | 827.41
McCrometer | Open Channel Flow Meters | No | 3106 | CONNECTOR,MTA-100,4 POS,24AWG | 14 | 3% | 13.58
McCrometer | Open Channel Flow Meters | No | 510007401 | BAND,EXTEN.ASSY,10in.WIDE,.05TK, | 111 | 3% | 107.67
McCrometer | Open Channel Flow Meters | No | 8765 | si BATTERY PACK ASSY,900 CNTRL | 77 | 3% | 74.69
McCrometer | Open Channel Flow Meters | No | 800016301 | mc ASSY, TEMPORARY MOUNT W/FRAME, LONG | 1285 | 3% | 1246.45
McCrometer | Open Channel Flow Meters | No | MODEL 4000-430 | FLO-DAR SENSOR ASSY, SVS | 9425 | 3% | 9142.25
McCrometer | Open Channel Flow Meters | No | 510009701 | BRACKET, CABLE, FLO-DAR | 46 | 3% | 44.62
McCrometer | Open Channel Flow Meters | No | 520008701 | PLATE,FACE,DISPLAY,FLO-STATION | 315 | 3% | 305.55
McCrometer | Open Channel Flow Meters | No | 1370 | RING,MOUNTING,24 IN. DIAMETER PIPE | 597 | 3% | 579.09
McCrometer | Open Channel Flow Meters | No | MC_MM1 | MMB-Rpr/Cal 2000/PRO/FH950 (FRRF) | 1080 | 3% | 1047.6
McCrometer | Open Channel Flow Meters | No | MC_MM2 | MMB-253 Repair/Cal Flat Rate (P) | 1960 | 3% | 1901.2
McCrometer | Open Channel Flow Meters | No | MC_MM5 | MMB-464 Elec Repair Flat Rate (P) | 1990 | 3% | 1930.3
McCrometer | Open Channel Flow Meters | No | MC_MM6 | MMB-Flo-Dar Rpr Sns Flat Rate (P) | 1990 | 3% | 1930.3
McCrometer | Open Channel Flow Meters | No | MC_MM8 | MMB-FLO STATION w/out display (P) | 1931 | 3% | 1873.07
McCrometer | Open Channel Flow Meters | No | MC_MM9 | MMB-FLO STATION w/Display (P) | 2240 | 3% | 2172.8
McCrometer | Open Channel Flow Meters | No | MC_MMC | MMB-Calibrate Std FDS (P) | 1063 | 3% | 1031.11
McCrometer | Open Channel Flow Meters | No | MC_MMM | MMB-Ver/Cal 2000/FH950 (FRRF) | 562 | 3% | 545.14
McCrometer | Open Channel Flow Meters | No | 4023 | mc MOUNTING BAND,DEDICATED 10 IN. | 391 | 3% | 379.27
McCrometer | Open Channel Flow Meters | No | 2278 | IC SRAM 1MB 32-DIP | 185 | 3% | 179.45
McCrometer | Open Channel Flow Meters | No | 2330 | CLOSURE, PHENOLIC W/TEFLON LINER | 24 | 3% | 23.28
McCrometer | Open Channel Flow Meters | No | 1353 | RING,MOUNTING,20-21 IN DIAMETER PIPE | 564 | 3% | 547.08
McCrometer | Open Channel Flow Meters | No | 4221000 | SEAL, OIL TIGHT .88 DIA HOLE | 21 | 3% | 20.37
McCrometer | Open Channel Flow Meters | No | 4459100 | FUSE, 4A 125V SLOW 5X20MM | 24 | 3% | 23.28
McCrometer | Open Channel Flow Meters | No | SE 306 | WASHER,LOCK,#6 INTERNAL TOOTH 18-8 | 15 | 3% | 14.55
McCrometer | Open Channel Flow Meters | No | 5252 | O-RING,01.176 ID X .070W | 7 | 3% | 6.79
McCrometer | Open Channel Flow Meters | No | 9574 | INSERTION TOOL | 4360 | 3% | 4229.2
McCrometer | Open Channel Flow Meters | No | 992 | CONNECTOR,MTA-100,4 POS,22AWG | 5 | 3% | 4.85
McCrometer | Open Channel Flow Meters | No | 76A4010-001 | U53 SNSR J-BOX ASY | 330 | 3% | 320.1
McCrometer | Open Channel Flow Meters | No | 7725600 | mc KIT, SILICONE GEL ENCAPSULANT | 422 | 3% | 409.34
McCrometer | Open Channel Flow Meters | No | 7725000 | ASSY, J-BOX, BARE WIRE AV PROBE | 503 | 3% | 487.91
McCrometer | Open Channel Flow Meters | No | 77074-030 | SENSOR ASSY, 0-30 FT RANGE, 30 FT, OIL FILLED, AV PROBE W/HUB | 2102 | 3% | 2038.94
McCrometer | Open Channel Flow Meters | No | 77074-050 | SENSOR ASSY, 0-30 FT RANGE, 50 FT, OIL FILLED, AV PROBE W/HUB | 2340 | 3% | 2269.8
McCrometer | Open Channel Flow Meters | No | 77274-XXX | SENSOR ASSY, AV PROBE, BARE WIRE | 2068 | 3% | 2005.96
McCrometer | Open Channel Flow Meters | No | 77275-030 | SENSOR ASSY, AV PROBE, BARE WIRE | 1917 | 3% | 1859.49
McCrometer | Open Channel Flow Meters | No | 77275-XXX | SENSOR ASSY, AV PROBE, BARE WIRE | 1897 | 3% | 1840.09
McCrometer | Open Channel Flow Meters | No | 77075-075 | SENSOR ASSY, 0-30 FT WATER RANGE, 75 FT, AV PROBE W/HUB | 2320 | 3% | 2250.4
McCrometer | Open Channel Flow Meters | No | 77075-050 | SENSOR ASSY, 0-30 FT WATER RANGE, 50 FT, AV PROBE W/HUB | 2177 | 3% | 2111.69
McCrometer | Open Channel Flow Meters | No | 77075-XXX | SENSOR ASSY, 0-30 FT WATER RANGE, CUSTOM, AV PROBE W/HUB | 1924 | 3% | 1866.28
McCrometer | Open Channel Flow Meters | No | 77075-030 | SENSOR ASSY, 0-30 FT WATER RANGE, 30 FT, AV PROBE W/HUB | 1965 | 3% | 1906.05
McCrometer | Open Channel Flow Meters | No | 13521 | STRAIN RELIEF, LEMO GMA2B060DN | 19 | 3% | 18.43
McCrometer | Open Channel Flow Meters | No | 140000401 | SUPPLY, PWR, GPC41-12 | 282 | 3% | 273.54
McCrometer | Open Channel Flow Meters | No | 131003501 | PLUG POWER 2 CIRCUIT PC4/2-ST 7.62 | 22 | 3% | 21.34
McCrometer | Open Channel Flow Meters | No | 15111M | DESICCANT BAG, 5 GRAM, MOLECULAR SIEVE | 9 | 3% | 8.73
McCrometer | Open Channel Flow Meters | No | 1318 | EXTENSION BAND, ADDS 16 IN. TO DIA. | 236 | 3% | 228.92
McCrometer | Open Channel Flow Meters | No | 1362 | RING,MOUNTING,8 IN. DIAMETER PIPE | 354 | 3% | 343.38
McCrometer | Open Channel Flow Meters | No | 1366 | RING,MOUNTING,18 IN. DIAMETER PIPE | 514 | 3% | 498.58
McCrometer | Open Channel Flow Meters | No | 9706200 | mc MOUNTING BAND SET, 18 IN. DIA. PIPES | 1023 | 3% | 992.31
McCrometer | Open Channel Flow Meters | No | 9706700 | mc MOUNTING BAND SET, 33 IN. DIA. PIPES | 1224 | 3% | 1187.28
McCrometer | Open Channel Flow Meters | No | 9708600 | CABLE ASSY,MULTI-PURPOSE,HALF 25 FT. | 220 | 3% | 213.4
McCrometer | Open Channel Flow Meters | No | 8710900 | si CABLE, REG.- DP CYCLE BATTERY, 10 FT | 214 | 3% | 207.58
McCrometer | Open Channel Flow Meters | No | 9708700 | CABLE,MULTI-PURPOSE,HALF 10 FT. | 206 | 3% | 199.82
McCrometer | Open Channel Flow Meters | No | 9705300 | BATTERY PACK ASSY, 980 FLOW METER | 143 | 3% | 138.71
McCrometer | Open Channel Flow Meters | No | 9706100 | mc MOUNTING BAND SET, 15 IN. DIA. PIPES | 967 | 3% | 937.99
McCrometer | Open Channel Flow Meters | No | 9706300 | mc MOUNTING BAND SET, 21 IN. DIA. PIPES | 1166 | 3% | 1131.02
McCrometer | Open Channel Flow Meters | No | 9706400 | mc MOUNTING BAND SET, 24 IN. DIA. PIPES | 1209 | 3% | 1172.73
McCrometer | Open Channel Flow Meters | No | 9706600 | mc MOUNTING BAND SET, 30 IN. DIA. PIPES | 1166 | 3% | 1131.02
McCrometer | Open Channel Flow Meters | No | 9706800 | mc MOUNTING BAND SET, 36 IN. DIA. PIPES | 1366 | 3% | 1325.02
McCrometer | Open Channel Flow Meters | No | 7720300 | FITTING, BARBED, REDUCER, 1/8"-1/16" | 6 | 3% | 5.82
McCrometer | Open Channel Flow Meters | No | 7722000 | si GASKET, COVER PLATE, AV PROBE | 7 | 3% | 6.79
McCrometer | Open Channel Flow Meters | No | 7722200 | PLATE, COVER, STANDARD, AV PROBE | 9 | 3% | 8.73
McCrometer | Open Channel Flow Meters | No | 7722300 | si PLATE, COVER, OIL FILLED, AV PROBE | 24 | 3% | 23.28
McCrometer | Open Channel Flow Meters | No | 7730000 | mc KIT, SILICONE OIL RETROFIT, AV PROBE | 857 | 3% | 831.29
McCrometer | Open Channel Flow Meters | No | 77065-030 | SENSOR ASSY, 0-10 FT RANGE, 30 FT, AV PROBE W/HUB | 1945 | 3% | 1886.65
McCrometer | Open Channel Flow Meters | No | 77064-100 | SENSOR ASSY, 0-10 FT RANGE, 100 FT, OIL FILLED, AV PROBE W/HUB | 2628 | 3% | 2549.16
McCrometer | Open Channel Flow Meters | No | 77065-100 | SENSOR ASSY, 0-10 FT WATER RANGE, 100 FT, AV PROBE W/HUB | 2480 | 3% | 2405.6
McCrometer | Open Channel Flow Meters | No | 7715300 | DISPENSING GUN, 1:1 50ML CARTRIDGE | 273 | 3% | 264.81
McCrometer | Open Channel Flow Meters | No | 77074-100 | SENSOR ASSY, 0-30 FT RANGE, 100 FT, OIL FILLED, AV PROBE W/HUB | 2628 | 3% | 2549.16
McCrometer | Open Channel Flow Meters | No | 77075-100 | SENSOR ASSY, 0-30 FT WATER RANGE, 100 FT, AV PROBE W/HUB | 2480 | 3% | 2405.6
McCrometer | Open Channel Flow Meters | No | 77064-075 | SENSOR ASSY, 0-10 FT RANGE, 75 FT, OIL FILLED, AV PROBE W/HUB | 2489 | 3% | 2414.33
McCrometer | Open Channel Flow Meters | No | 77065-075 | SENSOR ASSY, 0-10 FT WATER RANGE, 75 FT, AV PROBE W/HUB | 2320 | 3% | 2250.4
McCrometer | Open Channel Flow Meters | No | 77064-XXX | SENSOR ASSY, 0-10 FT RANGE, CUSTOM, OIL FILLED, AV PROBE W/HUB | 2084 | 3% | 2021.48
McCrometer | Open Channel Flow Meters | No | 77065-XXX | SENSOR ASSY, 0-10 FT WATER RANGE, CUSTOM, AV PROBE W/HUB | 1924 | 3% | 1866.28
McCrometer | Open Channel Flow Meters | No | 77264-030 | SENSOR ASSY, AV PROBE, BARE WIRE | 2072 | 3% | 2009.84
McCrometer | Open Channel Flow Meters | No | 77265-030 | SENSOR ASSY, AV PROBE, BARE WIRE | 1915 | 3% | 1857.55
McCrometer | Open Channel Flow Meters | No | 77265-XXX | SENSOR ASSY, AV PROBE, BARE WIRE | 1897 | 3% | 1840.09
McCrometer | Open Channel Flow Meters | No | 77155-PRB | CABLE, AV PROBE W/VENT TUBE,.360 DIA | 7 | 3% | 6.79
McCrometer | Open Channel Flow Meters | No | 1W1127 | CABLE, 4 COND., SHIELDED | 15 | 3% | 14.55
McCrometer | Open Channel Flow Meters | No | 131012607 | CABLE ASSY,64FT ,F/ONE END,B-SIZE,7P | 739 | 3% | 716.83
McCrometer | Open Channel Flow Meters | No | 11000M | BATTERY, in.Din. CELL 1 1/2 VOLT | 10 | 3% | 9.7
McCrometer | Open Channel Flow Meters | No | 110000101 | BATTERY, 3.6V, 2AH, AA (SPECIAL) | 48 | 3% | 46.56
McCrometer | Open Channel Flow Meters | No | 110000701 | ASSY, BATTERY, PRIMARY ALKALINE, | 691 | 3% | 670.27
McCrometer | Open Channel Flow Meters | No | 11013M | BATTERY, ALKALINE LANTERN 6V, 26 AH | 27 | 3% | 26.19
McCrometer | Open Channel Flow Meters | No | 103008002 | EXTENDED WARRANTIES, 2 YEAR, | 1646 | 3% | 1596.62
McCrometer | Open Channel Flow Meters | No | 115000101 | BATTERY, RECHARGEABLE, 6V LANTERN | 78 | 3% | 75.66
McCrometer | Open Channel Flow Meters | No | 500158002 | mc ASSY, PCB, ANALOG, I.S. FLO-DAR | 1356 | 3% | 1315.32
McCrometer | Open Channel Flow Meters | No | 500156702 | si mc ASSY,PCB, DSP, I.S. | 988 | 3% | 958.36
McCrometer | Open Channel Flow Meters | No | 42282 | 2 1/2in.X.125D HINGE PIN | 16 | 3% | 15.52
McCrometer | Open Channel Flow Meters | No | 420001501 | FRAME, WELDMENT, SURCHARGE, LONG | 840 | 3% | 814.8
McCrometer | Open Channel Flow Meters | No | 420001601 | FRAME, WELDMENT, SURCHARGE, SINGLE DIRECTION, FLO-DAR | 585 | 3% | 567.45
McCrometer | Open Channel Flow Meters | No | 43001M | BOTTOM SECTION, 1/2 METER | 491 | 3% | 476.27
McCrometer | Open Channel Flow Meters | No | 42033 | mc SENSOR MOUNT, SUSP CABLE KIT | 225 | 3% | 218.25
McCrometer | Open Channel Flow Meters | No | 43015M | WADING ROD BASE, STANDARD | 287 | 3% | 278.39
McCrometer | Open Channel Flow Meters | No | 43020M | DOUBLE END HANGER | 557 | 3% | 540.29
McCrometer | Open Channel Flow Meters | No | 43025 | LINK CONNECTOR, SUSPENSION KIT | 101 | 3% | 97.97
McCrometer | Open Channel Flow Meters | No | 43030XX01 | WEIGHT HANGER, SUSPENSION BAR | 287 | 3% | 278.39
McCrometer | Open Channel Flow Meters | No | 43035M | WEIGHT PIN, SUSPENSION | 59 | 3% | 57.23
McCrometer | Open Channel Flow Meters | No | 43044 | CABLE 1/16-7X7 STAINLESS-VINYL | 11 | 3% | 10.67
McCrometer | Open Channel Flow Meters | No | 800010502 | ASSY,SENSOR,TEMPERATURE,I.S. | 148 | 3% | 143.56
McCrometer | Open Channel Flow Meters | No | 800012402 | ASSY,ALIGNMENT TOOL,UNIDIRECTIONAL | 286 | 3% | 277.42
McCrometer | Open Channel Flow Meters | No | 920003701 | ANCHOR,WEDGE,HEX-NUT,3/8X2-1/4,303SS | 11 | 3% | 10.67
McCrometer | Open Channel Flow Meters | No | 920003901 | BALL PLUNGER, SS 3/8-16 | 19 | 3% | 18.43
McCrometer | Open Channel Flow Meters | No | 920004001 | WAVE, WASHER MODEL 450 | 9 | 3% | 8.73
McCrometer | Open Channel Flow Meters | No | 800013101 | ASSY,I.S. KFE HORN & PCB | 1523 | 3% | 1477.31
McCrometer | Open Channel Flow Meters | No | 800013102 | ASSY,I.S. KFE HORN & PCB (EUROPE) | 1395 | 3% | 1353.15
McCrometer | Open Channel Flow Meters | No | 800013501 | mc ASSY, JACK BAR 38-54 INCH, FLO-DAR | 850 | 3% | 824.5
McCrometer | Open Channel Flow Meters | No | 911000101 | O'RING, 2-449, N0299-50 COMPOUND | 77 | 3% | 74.69
McCrometer | Open Channel Flow Meters | No | 800014901 | ASSY,BAIL,FLO-DAR SENSOR | 63 | 3% | 61.11
McCrometer | Open Channel Flow Meters | No | 800015401 | mc ASSY SHIPPING, MOUNTING HARDWARE | 671 | 3% | 650.87
McCrometer | Open Channel Flow Meters | No | 800016201 | mc ASSY, ONE TIME MT., LONG RANGE, | 1247 | 3% | 1209.59
McCrometer | Open Channel Flow Meters | No | 800016302 | mc ASSY, TEMPORARY MOUNT W/FRAME, LONG | 1247 | 3% | 1209.59
McCrometer | Open Channel Flow Meters | No | 800016401 | mc ASSY, TEMPORARY MOUNT W/FRAME, | 1307 | 3% | 1267.79
McCrometer | Open Channel Flow Meters | No | 800016402 | mc ASSY, TEMPORARY MOUNT W/FRAME, | 1307 | 3% | 1267.79
McCrometer | Open Channel Flow Meters | No | 920005801 | PUSH CAP,SS | 3 | 3% | 2.91
McCrometer | Open Channel Flow Meters | No | 75002 | mc STANDARD WADING ROD KIT | 1733 | 3% | 1681.01
McCrometer | Open Channel Flow Meters | No | 75002M | mc METRIC WADING ROD KIT | 1733 | 3% | 1681.01
McCrometer | Open Channel Flow Meters | No | 75003 | mc SUSPENSION CABLE KIT, 15# A/R | 1648 | 3% | 1598.56
McCrometer | Open Channel Flow Meters | No | 75015 | mc MOUNT, SENSOR, UNIVERSAL | 133 | 3% | 129.01
McCrometer | Open Channel Flow Meters | No | 890004801 | ASSY, SENSOR, I.S. FLO-DAR, USA | 9425 | 3% | 9142.25
McCrometer | Open Channel Flow Meters | No | 890004802 | ASSY, SENSOR, I.S. FLO-DAR, EUPORE | 9425 | 3% | 9142.25
McCrometer | Open Channel Flow Meters | No | 890004803 | ASSY, SENSOR, I.S. FLO-DAR, JAPAN | 9201 | 3% | 8924.97
McCrometer | Open Channel Flow Meters | No | 890004805 | ASSY,SENSOR,I.S. FLO-DAR, L.RANGE,EU | 13827 | 3% | 13412.19
McCrometer | Open Channel Flow Meters | No | 890004902 | ASSY, SENSOR, FLO-DAR, EUROPE | 9201 | 3% | 8924.97
McCrometer | Open Channel Flow Meters | No | 890005204 | ASSY,SENSOR,FLODAR,REM.LONG RANGE,US | 13022 | 3% | 12631.34
McCrometer | Open Channel Flow Meters | No | MODEL 4000-400 | FLO-DAR SENSOR ASSY | 9425 | 3% | 9142.25
McCrometer | Open Channel Flow Meters | No | MODEL 4000-901 | FLO-DAR SENSOR, WITH LONG RANGE | 13827 | 3% | 13412.19
McCrometer | Open Channel Flow Meters | No | 438000201 | FITTING, FLEX TUBE | 3 | 3% | 2.91
McCrometer | Open Channel Flow Meters | No | MC_MM4 | MMB-Rpr 460 Logger/FL900 (FRRF) | 2111 | 3% | 2047.67
McCrometer | Open Channel Flow Meters | No | MC_MME | MMB-Calibrate Tote 3 (P) | 1032 | 3% | 1001.04
McCrometer | Open Channel Flow Meters | No | 57F | Field Svc HALF DAY StartUp-FLOW | 2931 | 3% | 2843.07
McCrometer | Open Channel Flow Meters | No | 3004A0017-001 | MNTNG KIT U53 SNSR,SEE | 336 | 3% | 325.92
McCrometer | Open Channel Flow Meters | No | 5248300 | si CAP, SEAL, TNC CONNECTOR, SIGMA 1000 | 8 | 3% | 7.76
McCrometer | Open Channel Flow Meters | No | 101001301 | CERTIFICATE, CALIBRATION | 3 | 3% | 2.91
McCrometer | Open Channel Flow Meters | No | 151000201 | FILTER, APR | 35 | 3% | 33.95
McCrometer | Open Channel Flow Meters | No | 320001901 | LUER, MALE, 1/8 BARB | 2 | 3% | 1.94
McCrometer | Open Channel Flow Meters | No | 170011901 | LABEL, LOGO, FLO-DAR | 9 | 3% | 8.73
McCrometer | Open Channel Flow Meters | No | 195000101 | POINTER, LASER | 54 | 3% | 52.38
McCrometer | Open Channel Flow Meters | No | MODEL 4000-432 | FLO-DAR SENSOR, W/REM.LONG RANGE,SVS | 13980 | 3% | 13560.6
McCrometer | Open Channel Flow Meters | No | MODEL 4000-900 | FLO-DAR SENSOR ASSY | 9425 | 3% | 9142.25
McCrometer | Open Channel Flow Meters | No | MODEL 4000-930 | FLO-DAR SENSOR ASSY, SVS | 9425 | 3% | 9142.25
McCrometer | Open Channel Flow Meters | No | 6486 | CLAMP,CABLE | 95 | 3% | 92.15
McCrometer | Open Channel Flow Meters | No | 77264-XXX | SENSOR ASSY, AV PROBE, BARE WIRE | 2068 | 3% | 2005.96
McCrometer | Open Channel Flow Meters | No | 3039 | CLAMP,CABLE,BLACK PLASTIC 3/4-20 | 76 | 3% | 73.72
McCrometer | Open Channel Flow Meters | No | 2924 | si CABLE ASSY,4-20 MA OUTPUT | 158 | 3% | 153.26
McCrometer | Open Channel Flow Meters | No | 422005302 | WELDMENT,PIVOT,FRAME, (12 INCH | 71 | 3% | 68.87
McCrometer | Open Channel Flow Meters | No | 510007412 | BAND,EXTEN.ASSY,10in.WIDE,.08TK,120E | 160 | 3% | 155.2
McCrometer | Open Channel Flow Meters | No | 920003501 | CAPTIVE PANEL SCREW,PP SS 8-32 .75LG | 7 | 3% | 6.79
McCrometer | Open Channel Flow Meters | No | 9706900 | mc MOUNTING BAND SET, 42 IN. DIA. PIPES | 1330 | 3% | 1290.1
McCrometer | Open Channel Flow Meters | No | 4826 | si RECEPTACLE ASSY,MODEM 14.4 | 149 | 3% | 144.53
McCrometer | Open Channel Flow Meters | No | 5255600 | mc ASSY, ANTENNA, IN ROAD | 894 | 3% | 867.18
McCrometer | Open Channel Flow Meters | No | 5924 | CABLE ASSY, SOLENOID VALVE OUTPUT | 389 | 3% | 377.33
McCrometer | Open Channel Flow Meters | No | 13127 | TERMINAL, CRIMP TYPE, GOLD | 3 | 3% | 2.91
McCrometer | Open Channel Flow Meters | No | 13534 | CONNECTOR, LEADTHRU | 265 | 3% | 257.05
McCrometer | Open Channel Flow Meters | No | 75013 | mc WADING ROD, TOPSETTING, STD | 1733 | 3% | 1681.01
McCrometer | Open Channel Flow Meters | No | 800014701 | TRANSDUCER,LONG RANGE U-SONIC,FLO-DAR | 1302 | 3% | 1262.94
McCrometer | Open Channel Flow Meters | No | 800016403 | mc ASSY, TEMPORARY MOUNT W/FRAME, | 1307 | 3% | 1267.79
McCrometer | Open Channel Flow Meters | No | 800017601 | ASSY, UPPER ENCLOSURE, FLO-DAR I.S, | 896 | 3% | 869.12
McCrometer | Open Channel Flow Meters | No | 921003301 | SCREW, #10 X 3/4, THD FORM,TYP B, | 1 | 3% | 0.97
McCrometer | Open Channel Flow Meters | No | 92141 | SCREW, #8 X 3/8, THD FORM, TYP-B | 1 | 3% | 0.97
McCrometer | Open Channel Flow Meters | No | 93803 | SCR 1/4-20 X 1 HH 18-8 Hex Head | 7 | 3% | 6.79
McCrometer | Open Channel Flow Meters | No | 43011XX01 | INTERMEDIATE SECTION,1/2 METER | 418 | 3% | 405.46
McCrometer | Open Channel Flow Meters | No | 1033814 | WASHER, SEALING 1/2" NPT | 5 | 3% | 4.85
McCrometer | Open Channel Flow Meters | No | 16979 | mc MEMBRANE,8450 FREE CL2 PROBE | 178 | 3% | 172.66
McCrometer | Open Channel Flow Meters | No | 2157 | BRACKET,RAIN GAUGE | 41 | 3% | 39.77
McCrometer | Open Channel Flow Meters | No | 2160 | SCREEN, RAIN GAUGE | 178 | 3% | 172.66
McCrometer | Open Channel Flow Meters | No | 2164S | MAGNET | 289 | 3% | 280.33
McCrometer | Open Channel Flow Meters | No | 2166 | LEVEL,BULLSEYE RAIN GAUGE | 58 | 3% | 56.26
McCrometer | Open Channel Flow Meters | No | 2167 | MOUNTING FLANGE,LEVEL RAIN GAUGE | 28 | 3% | 27.16
McCrometer | Open Channel Flow Meters | No | 2143S | mc LOCKABLE HASP ON REFRIGERATOR DOOR | 163 | 3% | 158.11
McCrometer | Open Channel Flow Meters | No | 1759 | EXTENSION BAND, ADD 6 IN.TO DIA. | 206 | 3% | 199.82
McCrometer | Open Channel Flow Meters | No | 4022 | mc MOUNTING BAND,DEDICATED 8 IN. | 355 | 3% | 344.35
McCrometer | Open Channel Flow Meters | No | 4024 | mc MOUNTING BAND,DEDICATED 12 IN. | 454 | 3% | 440.38
McCrometer | Open Channel Flow Meters | No | 4628 | TUBE,BUBBLE OUTLET BARBED FITTING | 70 | 3% | 67.9
McCrometer | Open Channel Flow Meters | No | 3766 | mc MOUNTING BAND SET, 15-42 IN. PIPES | 1324 | 3% | 1284.28
McCrometer | Open Channel Flow Meters | No | 3498 | si RECEPTACLE ASSY,SUBMERGE PRESS | 642 | 3% | 622.74
McCrometer | Open Channel Flow Meters | No | 3807 | TUBING,VINYL,1/4 ID X 1/16 W | 4 | 3% | 3.88
McCrometer | Open Channel Flow Meters | No | 3868 | mc BRACKET ASSY,ULTRASONIC LEVEL | 147 | 3% | 142.59
McCrometer | Open Channel Flow Meters | No | 3883 | GASKET,MTG. CLIP,U/SONIC LEVEL | 50 | 3% | 48.5
McCrometer | Open Channel Flow Meters | No | 81044 | TUBING,BUBBLE,1/8 IN. ID,VINYL | 4 | 3% | 3.88
McCrometer | Open Channel Flow Meters | No | 8981 | GASKET,CNTRL TO CENTER SECTION | 15 | 3% | 14.55
McCrometer | Open Channel Flow Meters | No | 9006 | GASKET,DISTRIBUTOR FEED THRU | 29 | 3% | 28.13
McCrometer | Open Channel Flow Meters | No | 8096 | LINK, SCREW LOCK, 3/16 IN. SS | 55 | 3% | 53.35
McCrometer | Open Channel Flow Meters | No | 8711300 | si CABLE, REGULATOR TO JUNCTION BOX | 201 | 3% | 194.97
McCrometer | Open Channel Flow Meters | No | 8710600 | CABLE, REGULATOR/JBOX TO FLOW METER | 188 | 3% | 182.36
McCrometer | Open Channel Flow Meters | No | 8710700 | si CABLE,REG.TO 1414 BATTERY, 10 FT. | 186 | 3% | 180.42
McCrometer | Open Channel Flow Meters | No | 9711300 | STRAIN RELIEF KIT, 0.23 TO 0.47 IN. | 37 | 3% | 35.89
McCrometer | Open Channel Flow Meters | No | ODD SHAPE CHANN | ODD SHAPE CHANNEL | 719 | 3% | 697.43
McCrometer | Open Channel Flow Meters | No | 1059612 | LOCKNUT, 1/2" CONDUIT, STEEL | 5 | 3% | 4.85
McCrometer | Open Channel Flow Meters | No | 77074-075 | SENSOR ASSY, 0-30 FT RANGE, 75 FT, OIL FILLED, AV PROBE W/HUB | 2489 | 3% | 2414.33
McCrometer | Open Channel Flow Meters | No | 7714600 | LANYARD, HUB SUSPENSION, AV PROBE | 16 | 3% | 15.52
McCrometer | Open Channel Flow Meters | No | 7715100 | STATIC MIXER, 50ML CARTRIDGE | 14 | 3% | 13.58
McCrometer | Open Channel Flow Meters | No | 7729500 | ASSY, DIN RAIL TERMINAL BLOCK | 156 | 3% | 151.32
McCrometer | Open Channel Flow Meters | No | 77064-030 | SENSOR ASSY, 0-10 FT RANGE, 30 FT, OIL FILLED, AV PROBE W/HUB | 2102 | 3% | 2038.94
McCrometer | Open Channel Flow Meters | No | 77065-050 | SENSOR ASSY, 0-10 FT WATER RANGE, 50 FT, AV PROBE W/HUB | 2177 | 3% | 2111.69
McCrometer | Open Channel Flow Meters | No | 77155-HUB | CABLE, HUB, W/VENT TUBE,.360 DIA | 7 | 3% | 6.79
McCrometer | Open Channel Flow Meters | No | 921001101 | SPACER, BOARD, CIRCUIT, #6-32 | 2 | 3% | 1.94
McCrometer | Open Channel Flow Meters | No | 510011001 | MOUNT,ONE TIME MT.,WALL,(.758 REF | 80 | 3% | 77.6
McCrometer | Open Channel Flow Meters | No | 510012701 | PLACEMENT HOOK, ONE TIME MT. | 136 | 3% | 131.92
McCrometer | Open Channel Flow Meters | No | 75013M | mc WADING ROD, TOPSETTING, METRIC | 1733 | 3% | 1681.01
McCrometer | Open Channel Flow Meters | No | 510014001 | ASSY, BUSHING, TRANSITION, TEMPORARY MOUNT, FLO-DAR | 267 | 3% | 258.99
McCrometer | Open Channel Flow Meters | No | 43011M | INTERMEDIATE SECTION,1/2 METER | 492 | 3% | 477.24
McCrometer | Open Channel Flow Meters | No | 800013901 | ASSY, TEMPORARY MOUNT W/FRAME, 34-52 | 1153 | 3% | 1118.41
McCrometer | Open Channel Flow Meters | No | 800014702 | TRANSDUCER,REMOTE LONG RANGE U-SONIC,FLO-DAR | 1047 | 3% | 1015.59
McCrometer | Open Channel Flow Meters | No | 800015501 | ASSY,BUBBLE LEVEL,FOR SHIP. | 13 | 3% | 12.61
McCrometer | Open Channel Flow Meters | No | 800016701 | mc ASSY, ONE TIME MT, MODEL 4000-X3XX, | 1087 | 3% | 1054.39
McCrometer | Open Channel Flow Meters | No | 800017501 | ASSY, LOWER ENCLOSURE, FLO-DAR I.S, | 1614 | 3% | 1565.58
McCrometer | Open Channel Flow Meters | No | 890004804 | ASSY, SENSOR, I.S. FLO-DAR, L. RANGE | 13827 | 3% | 13412.19
McCrometer | Open Channel Flow Meters | No | 890004807 | ASSY,SENSOR,I.S. FLO-DAR,REM.L.RANGE | 13980 | 3% | 13560.6
McCrometer | Open Channel Flow Meters | No | 890004901 | ASSY, SENSOR, FLO-DAR, USA | 9425 | 3% | 9142.25
McCrometer | Open Channel Flow Meters | No | 510007410 | BAND,EXTEN.ASSY,10in.WIDE,.08TK, | 160 | 3% | 155.2
McCrometer | Open Channel Flow Meters | No | 77074-XXX | SENSOR ASSY, 0-30 FT RANGE, CUSTOM, OIL FILLED, AV PROBE W/HUB | 2084 | 3% | 2021.48
McCrometer | Open Channel Flow Meters | No | DEPOT_MMI | Depot Labor Charge for MMI | 366 | 3% | 355.02
McCrometer | Open Channel Flow Meters | No | DEPOT_SIGMA | Depot Labor Charge for AmSIGMA | 366 | 3% | 355.02
McCrometer | Open Channel Flow Meters | No | 600005903 | SENSOR,SVS,30FT CABLE BARE LEADS | 1466 | 3% | 1422.02
McCrometer | Open Channel Flow Meters | No | 600005906 | SENSOR,SVS,60FT CABLE BARE LEADS | 1642 | 3% | 1592.74
McCrometer | Open Channel Flow Meters | No | 600005910 | SENSOR,SVS,100FT CABLE BARE LEADS | 1881 | 3% | 1824.57
McCrometer | Open Channel Flow Meters | No | 600006203 | SENSOR, SVS, 30FT CABLE W/CONN | 1682 | 3% | 1631.54
McCrometer | Open Channel Flow Meters | No | 600006206 | SENSOR, SVS, 60FT CABLE W/CONN | 1860 | 3% | 1804.2
McCrometer | Open Channel Flow Meters | No | 600006210 | SENSOR, SVS, 100FT CABLE W/CONN | 2094 | 3% | 2031.18
McCrometer | Open Channel Flow Meters | No | MODEL 4000-9302 | FLO-DAR SENSOR, SVS, JAPAN | 10438 | 3% | 10124.86
McCrometer | Open Channel Flow Meters | No | DDS USER | DDS USER MONTHLY CHARGE | 1479 | 3% | 1434.63
McCrometer | Open Channel Flow Meters | No | MODEL 4000-9001 | FLO-DAR SENSOR, EUROPE | 9425 | 3% | 9142.25
McCrometer | Open Channel Flow Meters | No | 8524600 | si CKT BD ASSY, CPU, FL90X | 438 | 3% | 424.86
McCrometer | Open Channel Flow Meters | No | 8527100 | RECEPTACLE ASSY, COMM, 8P MALE | 209 | 3% | 202.73
McCrometer | Open Channel Flow Meters | No | 8527700 | BRACKET, PCBA, FL90X | 39 | 3% | 37.83
McCrometer | Open Channel Flow Meters | No | 8528000 | si CABLE ASSY, BATTERY, FL90X | 101 | 3% | 97.97
McCrometer | Open Channel Flow Meters | No | 8528200 | CABLE ASSY, COMM, RS-232 DB9 | 380 | 3% | 368.6
McCrometer | Open Channel Flow Meters | No | 8528300 | CABLE ASSY, COMM, USB | 204 | 3% | 197.88
McCrometer | Open Channel Flow Meters | No | 8528400 | CABLE ASSY, AUX FULL, 7P F, 9FT | 447 | 3% | 433.59
McCrometer | Open Channel Flow Meters | No | 8528500 | CABLE ASSY, AUX HALF, 7P F, 9FT | 225 | 3% | 218.25
McCrometer | Open Channel Flow Meters | No | 8528600 | CABLE ASSY, EXT POWER, 7P TO 3-5015 | 211 | 3% | 204.67
McCrometer | Open Channel Flow Meters | No | 8528700 | CABLE ASSY, EXTERNAL POWER, 9FT | 186 | 3% | 180.42
McCrometer | Open Channel Flow Meters | No | 8531300 | AV9000 AREA VELOCITY ANALYZER MODULE | 1246 | 3% | 1208.62
McCrometer | Open Channel Flow Meters | No | 8528401 | CABLE ASSY, AUX FULL, 7P F, 25FT | 497 | 3% | 482.09
McCrometer | Open Channel Flow Meters | No | 8528501 | CABLE ASSY, AUX HALF, 7P F, 25FT | 255 | 3% | 247.35
McCrometer | Open Channel Flow Meters | No | 4595700000 | PUCK, ANDERSON TRANSMITTER | 314 | 3% | 304.58
McCrometer | Open Channel Flow Meters | No | 8532800 | SPACER, .125ID X .250OD X .250L, NYLON | 2 | 3% | 1.94
McCrometer | Open Channel Flow Meters | No | 8524100 | COVER, ENCLOSURE, FL900 | 37 | 3% | 35.89
McCrometer | Open Channel Flow Meters | No | 8524000 | BODY, ENCLOSURE, FL90X | 224 | 3% | 217.28
McCrometer | Open Channel Flow Meters | No | 8524200 | si HANDLE, ENCLOSURE, FL90X | 30 | 3% | 29.1
McCrometer | Open Channel Flow Meters | No | 8524400 | si CAP, BATTERY, ENCLOSURE, FL90X | 75 | 3% | 72.75
McCrometer | Open Channel Flow Meters | No | 8533100 | GASKET, FLAT, 1.100 OD X 0.860 ID | 14 | 3% | 13.58
McCrometer | Open Channel Flow Meters | No | 8533300 | GASKET, ENCLOSURE COVER, FL90X | 11 | 3% | 10.67
McCrometer | Open Channel Flow Meters | No | 8533400 | O-RING, BUNA, -369, 50A | 23 | 3% | 22.31
McCrometer | Open Channel Flow Meters | No | 8533600 | si CKT BD ASSY, LED SWITCH, FL90X | 50 | 3% | 48.5
McCrometer | Open Channel Flow Meters | No | 600005925 | SENSOR,SVS,250FT CABLE BARE LEADS | 2764 | 3% | 2681.08
McCrometer | Open Channel Flow Meters | No | 8534400 | si CKT BD ASSY, BATTERY, FL90X | 38 | 3% | 36.86
McCrometer | Open Channel Flow Meters | No | 8534700 | GASKET, CONN CAP, FL90X | 7 | 3% | 6.79
McCrometer | Open Channel Flow Meters | No | 8534800 | CAP, CONNECTOR, FL90X | 6 | 3% | 5.82
McCrometer | Open Channel Flow Meters | No | 8535200 | mc ASSY, DESICCANT, BATTERY, FL90X | 14 | 3% | 13.58
McCrometer | Open Channel Flow Meters | No | 8535700 | CABLE ASSY, RAIN GAUGE, FL90X | 368 | 3% | 356.96
McCrometer | Open Channel Flow Meters | No | 8537100 | LABEL, COMMUNICATIONS RECEPT, FL90X | 4 | 3% | 3.88
McCrometer | Open Channel Flow Meters | No | 8537200 | LABEL, AUX RECEPTACLE, FL90X | 4 | 3% | 3.88
McCrometer | Open Channel Flow Meters | No | 8537400 | LABEL, ANTENNA CONNECTION, FL90X | 5 | 3% | 4.85
McCrometer | Open Channel Flow Meters | No | 8535300 | si CABLE ASSY, LED, FL90X | 54 | 3% | 52.38
McCrometer | Open Channel Flow Meters | No | 8524101 | si COVER, ENCLOSURE, 1 LED, FL90X | 38 | 3% | 36.86
McCrometer | Open Channel Flow Meters | No | 8524102 | si COVER, ENCLOSURE, 2-LED, FL90X | 43 | 3% | 41.71
McCrometer | Open Channel Flow Meters | No | 8538500 | LABEL, USER INTERFACE, FL902 | 24 | 3% | 23.28
McCrometer | Open Channel Flow Meters | No | 8538600 | LABEL, USER INTERFACE, FL902, W/LEDS | 17 | 3% | 16.49
McCrometer | Open Channel Flow Meters | No | 8535000 | ASSY, CONNECTOR CAP, 1 INCH MINI B | 11 | 3% | 10.67
McCrometer | Open Channel Flow Meters | No | 8537800 | ASSY, MAGNET, FL90X | 63 | 3% | 61.11
McCrometer | Open Channel Flow Meters | No | 8540200 | LABEL, DESICCANT REPLACEMENT, FL90X | 2 | 3% | 1.94
McCrometer | Open Channel Flow Meters | No | 600005950 | SENSOR, SVS, 500FT CABLE BARE LEADS | 4238 | 3% | 4110.86
McCrometer | Open Channel Flow Meters | No | 8600200 | mc CKT BD ASSY, FLO-DAR ANALOG | 1018 | 3% | 987.46
McCrometer | Open Channel Flow Meters | No | 8600400 | si mc CKT BD ASSY, FLO-DAR DSP | 850 | 3% | 824.5
McCrometer | Open Channel Flow Meters | No | 8600600 | si CKT BD ASSY, FLO-DAR STANDARD U-SONIC | 245 | 3% | 237.65
McCrometer | Open Channel Flow Meters | No | 8601000 | aa CKT BD ASSY, FLO-DAR PRESSURE | 144 | 3% | 139.68
McCrometer | Open Channel Flow Meters | No | 8602000 | si CKT BD ASSY, FLO-DAR TEMPERATURE | 45 | 3% | 43.65
McCrometer | Open Channel Flow Meters | No | 8541100 | LABEL, SENSOR 1 RECEPTACLE, FL90X | 4 | 3% | 3.88
McCrometer | Open Channel Flow Meters | No | 8541200 | LABEL, SENSOR 2 RECEPTACLE, FL90X | 4 | 3% | 3.88
McCrometer | Open Channel Flow Meters | No | 8541300 | LABEL, SENSOR 3 RECEPTACLE, FL90X | 4 | 3% | 3.88
McCrometer | Open Channel Flow Meters | No | 8541400 | LABEL, SENSOR 4 RECEPTACLE, FL90X | 4 | 3% | 3.88
McCrometer | Open Channel Flow Meters | No | 8541500 | RECEPTACLE ASSY, TNC JACK TO UFL | 156 | 3% | 151.32
McCrometer | Open Channel Flow Meters | No | 8542700 | ASSY, BRACKET, WALL MOUNT, FL90X | 442 | 3% | 428.74
McCrometer | Open Channel Flow Meters | No | 8542800 | ASSY, RAIN GAUGE, FL90X | 1639 | 3% | 1589.83
McCrometer | Open Channel Flow Meters | No | 8542900 | ASSY, LONG-LIFE ALK. BATTERY, FL90X | 2105 | 3% | 2041.85
McCrometer | Open Channel Flow Meters | No | 8543000 | ASSY, PIPE PLUG W/CABLE, FL90X | 379 | 3% | 367.63
McCrometer | Open Channel Flow Meters | No | 8543300 | mc ASSY, DESICCANT HUB, FL90X UNPOTTED | 535 | 3% | 518.95
McCrometer | Open Channel Flow Meters | No | FD9000CBL-030 | 34FT FLODAR CABLE + HUB FL90X | 628 | 3% | 609.16
McCrometer | Open Channel Flow Meters | No | FD9000CBL-060 | 60FT FLODAR CABLE + HUB FL90X | 784 | 3% | 760.48
McCrometer | Open Channel Flow Meters | No | FD9000CBL-075 | 75FT FLODAR CABLE + HUB FL90X | 839 | 3% | 813.83
McCrometer | Open Channel Flow Meters | No | FD9000CBL-100 | 100FT FLODAR CABLE + HUB FL90X | 986 | 3% | 956.42
McCrometer | Open Channel Flow Meters | No | FD9000CBL-125 | 125FT FLODAR CABLE + HUB FL90X | 1098 | 3% | 1065.06
McCrometer | Open Channel Flow Meters | No | FD9000CBL-175 | 175FT FLODAR CABLE + HUB FL90X | 1354 | 3% | 1313.38
McCrometer | Open Channel Flow Meters | No | FD9000CBL-300 | 300FT FLODAR CABLE + HUB FL90X | 1995 | 3% | 1935.15
McCrometer | Open Channel Flow Meters | No | FDJCTBOXCBL-030 | mc 34FT FLODAR CABLE + HUB FOR CONDUIT | 705 | 3% | 683.85
McCrometer | Open Channel Flow Meters | No | FDJCTBOXCBL-060 | 60FT FLODAR CABLE + HUB FOR CONDUIT | 860 | 3% | 834.2
McCrometer | Open Channel Flow Meters | No | FDJCTBOXCBL-075 | 75FT FLODAR CABLE + HUB FOR CONDUIT | 917 | 3% | 889.49
McCrometer | Open Channel Flow Meters | No | FDJCTBOXCBL-100 | 100FT FLODAR CABLE + HUB FOR CONDUIT | 1060 | 3% | 1028.2
McCrometer | Open Channel Flow Meters | No | FDJCTBOXCBL-125 | 125FT FLODAR CABLE + HUB FOR CONDUIT | 1174 | 3% | 1138.78
McCrometer | Open Channel Flow Meters | No | FDJCTBOXCBL-150 | 150FT FLODAR CABLE + HUB FOR CONDUIT | 1300 | 3% | 1261
McCrometer | Open Channel Flow Meters | No | FDJCTBOXCBL-175 | 175FT FLODAR CABLE + HUB FOR CONDUIT | 1429 | 3% | 1386.13
McCrometer | Open Channel Flow Meters | No | FDJCTBOXCBL-200 | 200FT FLODAR CABLE + HUB FOR CONDUIT | 1560 | 3% | 1513.2
McCrometer | Open Channel Flow Meters | No | FDJCTBOXCBL-225 | 225FT FLODAR CABLE + HUB FOR CONDUIT | 1686 | 3% | 1635.42
McCrometer | Open Channel Flow Meters | No | FDJCTBOXCBL-250 | 250FT FLODAR CABLE + HUB FOR CONDUIT | 1819 | 3% | 1764.43
McCrometer | Open Channel Flow Meters | No | FDJCTBOXCBL-300 | 300FT FLODAR CABLE + HUB FOR CONDUIT | 2070 | 3% | 2007.9
McCrometer | Open Channel Flow Meters | No | FDJCTBOXCBL-350 | 350FT FLODAR CABLE + HUB FOR CONDUIT | 2329 | 3% | 2259.13
McCrometer | Open Channel Flow Meters | No | FDJCTBOXCBL-400 | mc 400FT FLODAR CABLE + HUB FOR CONDUIT | 2585 | 3% | 2507.45
McCrometer | Open Channel Flow Meters | No | FDJCTBOXCBL-450 | 450FT FLODAR CABLE + HUB FOR CONDUIT | 2845 | 3% | 2759.65
McCrometer | Open Channel Flow Meters | No | FDJCTBOXCBL-500 | 500FT FLODAR CABLE + HUB FOR CONDUIT | 3385 | 3% | 3283.45
McCrometer | Open Channel Flow Meters | No | FDJCTBOXCBL-600 | 600FT FLODAR CABLE + HUB FOR CONDUIT | 3968 | 3% | 3848.96
McCrometer | Open Channel Flow Meters | No | FDJCTBOXCBL-700 | 700FT FLODAR CABLE + HUB FOR CONDUIT | 4532 | 3% | 4396.04
McCrometer | Open Channel Flow Meters | No | FDJCTBOXCBL-900 | 900FT FLODAR CABLE + HUB FOR CONDUIT | 5661 | 3% | 5491.17
McCrometer | Open Channel Flow Meters | No | 6629000 | mc I.S. BARRIER | 2042 | 3% | 1980.74
McCrometer | Open Channel Flow Meters | No | 8605200 | si ASSY, PRESSURE TRANSDUCER, FLO-DAR | 335 | 3% | 324.95
McCrometer | Open Channel Flow Meters | No | 8544300 | CABLE ASSY, SUSPENSION, FL90X | 37 | 3% | 35.89
McCrometer | Open Channel Flow Meters | No | 8544400 | si CABLE ASSY, LED SOCKET, FL90X | 41 | 3% | 39.77
McCrometer | Open Channel Flow Meters | No | 8544500 | SUPPORT BRACKET W/LADDER RUNG ADAPTER | 605 | 3% | 586.85
McCrometer | Open Channel Flow Meters | No | 8545500 | FITTING, ELBOW, 1/8-27 NPT X 1/8 TUBE | 3 | 3% | 2.91
McCrometer | Open Channel Flow Meters | No | 8609400 | ENCLOSURE, BASE, FLO-DAR, W/SENSORS | 1174 | 3% | 1138.78
McCrometer | Open Channel Flow Meters | No | 8609500 | si ASSY, ANALOG PCBA WITH POTTED FUSES | 843 | 3% | 817.71
McCrometer | Open Channel Flow Meters | No | FS-DATAXFR | ff FSDATA Wireless Service Plan Fee | 427 | 3% | 414.19
McCrometer | Open Channel Flow Meters | No | 6631800 | mc POWER SUPPLY, 100-120VAC,SELV OUTPUT | 747 | 3% | 724.59
McCrometer | Open Channel Flow Meters | No | 8545600 | LADDER RUNG BRACKET W/ADAPTER FL90X | 368 | 3% | 356.96
McCrometer | Open Channel Flow Meters | No | 8543800 | mc BRACKET, MOUNTING, FL90X | 62 | 3% | 60.14
McCrometer | Open Channel Flow Meters | No | FL900.97 | FL900 LOGGER | 4512 | 3% | 4376.64
McCrometer | Open Channel Flow Meters | No | FL901.97.XX | FL901 LOGGER | 5377 | 3% | 5215.69
McCrometer | Open Channel Flow Meters | No | FL901.97.XR | FL901 LOGGER, RAIN | 5557 | 3% | 5390.29
McCrometer | Open Channel Flow Meters | No | FL901.97.AX | FL901 LOGGER, ATT ACTV | 8018 | 3% | 7777.46
McCrometer | Open Channel Flow Meters | No | FL901.97.AR | FL901 LOGGER, ATT ACTV, RAIN | 8201 | 3% | 7954.97
McCrometer | Open Channel Flow Meters | No | FL901.97.GX | FL901 LOGGER, GSM | 8018 | 3% | 7777.46
McCrometer | Open Channel Flow Meters | No | FL902.97.XR | FL902 LOGGER, RAIN | 6697 | 3% | 6496.09
McCrometer | Open Channel Flow Meters | No | FL902.97.XX | FL902 LOGGER | 6515 | 3% | 6319.55
McCrometer | Open Channel Flow Meters | No | FL902.97.AX | FL902 LOGGER, ATT ACTV | 9146 | 3% | 8871.62
McCrometer | Open Channel Flow Meters | No | FL902.97.AR | FL902 LOGGER, ATT ACTV, RAIN | 9329 | 3% | 9049.13
McCrometer | Open Channel Flow Meters | No | FL902.97.GX | FL902 LOGGER, GSM | 9146 | 3% | 8871.62
McCrometer | Open Channel Flow Meters | No | FL904.97.AX | FL904 LOGGER, ATT ACTV | 12376 | 3% | 12004.72
McCrometer | Open Channel Flow Meters | No | FL904.97.AR | FL904 LOGGER, ATT ACTV, RAIN | 12561 | 3% | 12184.17
McCrometer | Open Channel Flow Meters | No | MODEL 4000-4001 | FLO-DAR SENSOR, EUROPE | 9425 | 3% | 9142.25
McCrometer | Open Channel Flow Meters | No | MODEL 4000-401 | FLO-DAR SENSOR, WITH LONG RANGE | 13827 | 3% | 13412.19
McCrometer | Open Channel Flow Meters | No | MODEL 4000-4301 | FLO-DAR SENSOR, SVS, EUROPE | 9425 | 3% | 9142.25
McCrometer | Open Channel Flow Meters | No | MODEL 4000-4302 | FLO-DAR SENSOR, SVS, JAPAN | 9201 | 3% | 8924.97
McCrometer | Open Channel Flow Meters | No | MODEL 4000-4321 | FLO-DAR W/REM. LONG RANGE, SVS, EU | 13647 | 3% | 13237.59
McCrometer | Open Channel Flow Meters | No | 570011500-075 | si ASSY,CABLE,SENSOR,75 FT,I.S. BARRIER | 664 | 3% | 644.08
McCrometer | Open Channel Flow Meters | No | 570011500-125 | si ASSY,CABLE,SENSOR,125FT,I.S. BARRIER | 961 | 3% | 932.17
McCrometer | Open Channel Flow Meters | No | 570011500-150 | si ASSY,CABLE,SENSOR,150FT,I.S. BARRIER | 1109 | 3% | 1075.73
McCrometer | Open Channel Flow Meters | No | 570011500-175 | si ASSY,CABLE,SENSOR,175FT,I.S. BARRIER | 1259 | 3% | 1221.23
McCrometer | Open Channel Flow Meters | No | 570011500-200 | si ASSY,CABLE,SENSOR,200FT,I.S. BARRIER | 1407 | 3% | 1364.79
McCrometer | Open Channel Flow Meters | No | 570011500-225 | si ASSY,CABLE,SENSOR,225FT,I.S. BARRIER | 1553 | 3% | 1506.41
McCrometer | Open Channel Flow Meters | No | 570011500-250 | si ASSY,CABLE,SENSOR,250FT,I.S. BARRIER | 1703 | 3% | 1651.91
McCrometer | Open Channel Flow Meters | No | 570011800-075 | si ASSY, CABLE, SENSOR, 75FT, FLO-DAR | 659 | 3% | 639.23
McCrometer | Open Channel Flow Meters | No | 570011800-125 | si ASSY, CABLE, SENSOR, 125FT, FLO-DAR | 951 | 3% | 922.47
McCrometer | Open Channel Flow Meters | No | 570011800-150 | si ASSY, CABLE, SENSOR, 150FT, FLO-DAR | 1098 | 3% | 1065.06
McCrometer | Open Channel Flow Meters | No | 570011800-175 | si ASSY, CABLE, SENSOR, 175FT, FLO-DAR | 1245 | 3% | 1207.65
McCrometer | Open Channel Flow Meters | No | 570011800-200 | si ASSY, CABLE, SENSOR, 200FT, FLO-DAR | 1388 | 3% | 1346.36
McCrometer | Open Channel Flow Meters | No | 570011800-225 | si ASSY, CABLE, SENSOR, 225FT, FLO-DAR | 1535 | 3% | 1488.95
McCrometer | Open Channel Flow Meters | No | 570011800-250 | si ASSY, CABLE, SENSOR, 250FT, FLO-DAR | 1681 | 3% | 1630.57
McCrometer | Open Channel Flow Meters | No | 570011800-300 | si ASSY, CABLE, SENSOR, 300FT, FLO-DAR | 1975 | 3% | 1915.75
McCrometer | Open Channel Flow Meters | No | 570011800-350 | si ASSY, CABLE, SENSOR, 350FT, FLO-DAR | 2264 | 3% | 2196.08
McCrometer | Open Channel Flow Meters | No | 570011800-400 | si ASSY, CABLE, SENSOR, 400FT, FLO-DAR | 2558 | 3% | 2481.26
McCrometer | Open Channel Flow Meters | No | 570011800-450 | si ASSY, CABLE, SENSOR, 450FT, FLO-DAR | 2833 | 3% | 2748.01
McCrometer | Open Channel Flow Meters | No | 570011800-500 | si ASSY, CABLE, SENSOR, 500FT, FLO-DAR | 3140 | 3% | 3045.8
McCrometer | Open Channel Flow Meters | No | 570011800-600 | si ASSY, CABLE, SENSOR, 600FT, FLO-DAR | 3724 | 3% | 3612.28
McCrometer | Open Channel Flow Meters | No | 570011800-900 | si ASSY, CABLE, SENSOR, 900FT, FLO-DAR | 5474 | 3% | 5309.78
McCrometer | Open Channel Flow Meters | No | 57001230A-060 | si CABLE ASSY, 60FT, BARRIER TO LOGGER | 570 | 3% | 552.9
McCrometer | Open Channel Flow Meters | No | 57001230A-100 | si CABLE ASSY, 100FT, BARRIER TO LOGGER | 805 | 3% | 780.85
McCrometer | Open Channel Flow Meters | No | 57001230A-125 | si CABLE ASSY, 125FT, BARRIER TO LOGGER | 927 | 3% | 899.19
McCrometer | Open Channel Flow Meters | No | 57001230A-400 | si CABLE ASSY, 400FT, BARRIER TO LOGGER | 2495 | 3% | 2420.15
McCrometer | Open Channel Flow Meters | No | 57001230A-500 | si CABLE ASSY, 500FT, BARRIER TO LOGGER | 3140 | 3% | 3045.8
McCrometer | Open Channel Flow Meters | No | 57001230A-600 | si CABLE ASSY, 600FT, BARRIER TO LOGGER | 3724 | 3% | 3612.28
McCrometer | Open Channel Flow Meters | No | 57001230A-700 | si CABLE ASSY, 700FT, BARRIER TO LOGGER | 4204 | 3% | 4077.88
McCrometer | Open Channel Flow Meters | No | FLBARRCBL-030 | mc CABLE ASSY, 30FT, BARRIER TO FL90X | 592 | 3% | 574.24
McCrometer | Open Channel Flow Meters | No | FLBARRCBL-060 | mc CABLE ASSY, 60FT, BARRIER TO FL90X | 763 | 3% | 740.11
McCrometer | Open Channel Flow Meters | No | FDIS.52.90SD000 | KTO FLO-DAR SENSOR & BARRIER, I.S. | 11457 | 3% | 11113.29
McCrometer | Open Channel Flow Meters | No | FDIS.52.90SDSSD | KTO FLO-DAR SENSOR & BARRIERS,I.S.,W/SVS | 12897 | 3% | 12510.09
McCrometer | Open Channel Flow Meters | No | FDIS.52.S0SD000 | KTO FLO-DAR SENSOR & BARRIER, I.S. | 11457 | 3% | 11113.29
McCrometer | Open Channel Flow Meters | No | FDIS.52.S0SDSSD | KTO FLO-DAR SENSOR & BARRIERS,I.S.,W/SVS | 12897 | 3% | 12510.09
McCrometer | Open Channel Flow Meters | No | FDIS.52.SESD000 | KTO FLO-DAR/BARRIER, I.S., W/LONG RANGE | 15859 | 3% | 15383.23
McCrometer | Open Channel Flow Meters | No | FDIS.52.SRSDSSD | KTO FLO-DAR/BARRIER,I.S.,W/REM L.RANGE,SVS | 17446 | 3% | 16922.62
McCrometer | Open Channel Flow Meters | No | FDIS.98.9ESD000 | KTO FLO-DAR/BARRIER,I.S.,W/LONG RANGE,EU | 15481 | 3% | 15016.57
McCrometer | Open Channel Flow Meters | No | FDIS.98.S0SD000 | KTO FLO-DAR SENSOR & BARRIER,I.S.,EU | 11457 | 3% | 11113.29
McCrometer | Open Channel Flow Meters | No | DDS-SL2-UST | DDS ULTRA-SHORT-TERM Monthly Charge | 32994 | 3% | 32004.18
McCrometer | Open Channel Flow Meters | No | DDS-SL2-ST | DDS SHORT-TERM Monthly Charge | 24803 | 3% | 24058.91
McCrometer | Open Channel Flow Meters | No | DDS-SL2-MT | DDS MID-TERM Monthly Charge | 16537 | 3% | 16040.89
McCrometer | Open Channel Flow Meters | No | DDS-SL2-LT | DDS LONG-TERM Monthly Charge | 12402 | 3% | 12029.94
McCrometer | Open Channel Flow Meters | No | DDS-SL3-1MO | WIRELESS RENTAL 1MONTH Monthly Charge | 30537 | 3% | 29620.89
McCrometer | Open Channel Flow Meters | No | DDS-SL3-UST | WIRELESS RENTAL ULTRA-SHORT-TERM Monthly Charge | 22906 | 3% | 22218.82
McCrometer | Open Channel Flow Meters | No | DDS-SL3-ST | WIRELESS RENTAL SHORT-TERM Monthly Charge | 17816 | 3% | 17281.52
McCrometer | Open Channel Flow Meters | No | DDS-SL3-MT | WIRELESS RENTAL MID-TERM Monthly Charge | 12545 | 3% | 12168.65
McCrometer | Open Channel Flow Meters | No | DDS-SL3-LT | WIRELESS RENTAL LONG-TERM Monthly Charge | 10546 | 3% | 10229.62
McCrometer | Open Channel Flow Meters | No | DDS-SL2-UST-RG | DDS ULTRA-SHORT-TERM RAINGAUGE Monthly Charge | 17738 | 3% | 17205.86
McCrometer | Open Channel Flow Meters | No | DDS-SL2-ST-RG | DDS SHORT-TERM RAINGAUGE Monthly Charge | 13353 | 3% | 12952.41
McCrometer | Open Channel Flow Meters | No | DDS-SL2-MT-RG | DDS MID-TERM RAINGAUGE Monthly Charge | 8958 | 3% | 8689.26
McCrometer | Open Channel Flow Meters | No | DDS-SL2-LT-RG | DDS LONG-TERM RAINGAUGE Monthly Charge | 6758 | 3% | 6555.26
McCrometer | Open Channel Flow Meters | No | DDS-SL3-UST-RG | WIRELESS RENTAL ULTRA-SHORT-TERM RAINGAUGE Monthly Charge | 13925 | 3% | 13507.25
McCrometer | Open Channel Flow Meters | No | DDS-SL3-ST-RG | WIRELESS RENTAL SHORT-TERM RAINGAUGE Monthly Charge | 10814 | 3% | 10489.58
McCrometer | Open Channel Flow Meters | No | DDS-SL3-MT-RG | WIRELESS RENTAL MID-TERM RAINGAUGE Monthly Charge | 7694 | 3% | 7463.18
McCrometer | Open Channel Flow Meters | No | 600006403 | mc SENSOR,SVS,I.S.30FT CABLE BARE LEADS | 1466 | 3% | 1422.02
McCrometer | Open Channel Flow Meters | No | 600006406 | mc SENSOR,SVS,I.S.60FT CABLE BARE LEADS | 1642 | 3% | 1592.74
McCrometer | Open Channel Flow Meters | No | 600006407 | mc SENSOR,SVS,I.S.75FT CABLE BARE LEADS | 1734 | 3% | 1681.98
McCrometer | Open Channel Flow Meters | No | 600006410 | mc SENSOR,SVS,I.S.100FT CABLE BARE LEADS | 1881 | 3% | 1824.57
McCrometer | Open Channel Flow Meters | No | 600006412 | mc SENSOR,SVS,I.S.125FT CABLE BARE LEADS | 2027 | 3% | 1966.19
McCrometer | Open Channel Flow Meters | No | 600006415 | mc SENSOR,SVS,I.S.150FT CABLE BARE LEADS | 2174 | 3% | 2108.78
McCrometer | Open Channel Flow Meters | No | 600006420 | mc SENSOR,SVS,I.S.200FT CABLE BARE LEADS | 2469 | 3% | 2394.93
McCrometer | Open Channel Flow Meters | No | 600006422 | mc SENSOR,SVS,I.S.225FT CABLE BARE LEADS | 2616 | 3% | 2537.52
McCrometer | Open Channel Flow Meters | No | 600006425 | mc SENSOR,SVS,I.S.250FT CABLE BARE LEADS | 2764 | 3% | 2681.08
McCrometer | Open Channel Flow Meters | No | 570011500-030 | si ASSY,CABLE,SENSOR,30 FT,I.S. BARRIER | 394 | 3% | 382.18
McCrometer | Open Channel Flow Meters | No | 570011500-060 | si ASSY,CABLE,SENSOR,60 FT,I.S. BARRIER | 579 | 3% | 561.63
McCrometer | Open Channel Flow Meters | No | 570011500-100 | si ASSY,CABLE,SENSOR,100FT,I.S. BARRIER | 812 | 3% | 787.64
McCrometer | Open Channel Flow Meters | No | 57001230A-030 | si CABLE ASSY, 30FT, BARRIER TO LOGGER | 394 | 3% | 382.18
McCrometer | Open Channel Flow Meters | No | 570011800-030 | si ASSY, CABLE, SENSOR, 30FT, FLO-DAR | 394 | 3% | 382.18
McCrometer | Open Channel Flow Meters | No | 570011800-060 | si ASSY, CABLE, SENSOR, 60FT, FLO-DAR | 570 | 3% | 552.9
McCrometer | Open Channel Flow Meters | No | 570011800-100 | si ASSY, CABLE, SENSOR, 100FT, FLO-DAR | 805 | 3% | 780.85
McCrometer | Open Channel Flow Meters | No | 9066000 | BRACKET, BACK SUPPORT, FH950 | 65 | 3% | 63.05
McCrometer | Open Channel Flow Meters | No | 9066200 | si CKT BD ASSY, CPU BD, FH950 | 870 | 3% | 843.9
McCrometer | Open Channel Flow Meters | No | 600005907 | SENSOR, SVS, 75FT CABLE BARE LEADS | 1734 | 3% | 1681.98
McCrometer | Open Channel Flow Meters | No | 600005912 | SENSOR, SVS, 125FT CABLE BARE LEADS | 2027 | 3% | 1966.19
McCrometer | Open Channel Flow Meters | No | 600005915 | SENSOR, SVS, 150FT CABLE BARE LEADS | 2174 | 3% | 2108.78
McCrometer | Open Channel Flow Meters | No | 600005917 | SENSOR, SVS, 175FT CABLE BARE LEADS | 2322 | 3% | 2252.34
McCrometer | Open Channel Flow Meters | No | 600005920 | SENSOR, SVS, 200FT CABLE BARE LEADS | 2469 | 3% | 2394.93
McCrometer | Open Channel Flow Meters | No | 600005922 | SENSOR, SVS, 225FT CABLE BARE LEADS | 2616 | 3% | 2537.52
McCrometer | Open Channel Flow Meters | No | 600005930 | SENSOR, SVS, 300FT CABLE BARE LEADS | 3058 | 3% | 2966.26
McCrometer | Open Channel Flow Meters | No | 600005935 | SENSOR, SVS, 350FT CABLE BARE LEADS | 3356 | 3% | 3255.32
McCrometer | Open Channel Flow Meters | No | 600005940 | SENSOR, SVS, 400FT CABLE BARE LEADS | 3838 | 3% | 3722.86
McCrometer | Open Channel Flow Meters | No | 600005945 | SENSOR, SVS, 450FT CABLE BARE LEADS | 3945 | 3% | 3826.65
McCrometer | Open Channel Flow Meters | No | 600005960 | SENSOR, SVS, 600FT CABLE BARE LEADS | 5078 | 3% | 4925.66
McCrometer | Open Channel Flow Meters | No | 600005990 | SENSOR, SVS, 900FT CABLE BARE LEADS | 6596 | 3% | 6398.12
McCrometer | Open Channel Flow Meters | No | 600006207 | SENSOR, SVS, 75FT CABLE W/CONN | 1949 | 3% | 1890.53
McCrometer | Open Channel Flow Meters | No | 600006212 | SENSOR, SVS, 125FT CABLE W/CONN | 2241 | 3% | 2173.77
McCrometer | Open Channel Flow Meters | No | 600006215 | SENSOR, SVS, 150FT CABLE W/CONN | 2390 | 3% | 2318.3
McCrometer | Open Channel Flow Meters | No | 600006230 | SENSOR, SVS, 300FT CABLE W/CONN | 3272 | 3% | 3173.84
McCrometer | Open Channel Flow Meters | No | 600006290 | SENSOR, SVS, 900FT CABLE W/CONN | 6814 | 3% | 6609.58
McCrometer | Open Channel Flow Meters | No | 9066600 | GASKET, USB CONNECTOR COVER, FH950 | 3 | 3% | 2.91
McCrometer | Open Channel Flow Meters | No | 9066800 | PLATE, USB CONNECTOR COVER, FH950 | 4 | 3% | 3.88
McCrometer | Open Channel Flow Meters | No | 9067000 | si CKT BD ASSY, FLEX CIRCUIT BD, FH950 | 491 | 3% | 476.27
McCrometer | Open Channel Flow Meters | No | 9066400 | si CKT BD ASSY, POWER SUPPLY BD, FH950 | 333 | 3% | 323.01
McCrometer | Open Channel Flow Meters | No | 9063000 | PLATE, COVER, EM950 | 4 | 3% | 3.88
McCrometer | Open Channel Flow Meters | No | MODEL 4000-902 | FLO-DAR SENSOR, W/REMOTE LONG RANGE | 13980 | 3% | 13560.6
McCrometer | Open Channel Flow Meters | No | FL901.97.UX | FL901 LOGGER, VERIZON | 8018 | 3% | 7777.46
McCrometer | Open Channel Flow Meters | No | FL901.97.VX | FL901 LOGGER, VERIZON ACTV | 8018 | 3% | 7777.46
McCrometer | Open Channel Flow Meters | No | FL901.97.VR | FL901 LOGGER, VERIZON ACTV, RAIN | 8201 | 3% | 7954.97
McCrometer | Open Channel Flow Meters | No | FL901.97.UR | FL901 LOGGER, VERIZON, RAIN | 8201 | 3% | 7954.97
McCrometer | Open Channel Flow Meters | No | FL902.97.UX | FL902 LOGGER, VERIZON | 9146 | 3% | 8871.62
McCrometer | Open Channel Flow Meters | No | FL902.97.VX | FL902 LOGGER, VERIZON ACTV | 9146 | 3% | 8871.62
McCrometer | Open Channel Flow Meters | No | FL902.97.VR | FL902 LOGGER, VERIZON ACTV, RAIN | 9329 | 3% | 9049.13
McCrometer | Open Channel Flow Meters | No | FL902.97.UR | FL902 LOGGER, VERIZON, RAIN | 9329 | 3% | 9049.13
McCrometer | Open Channel Flow Meters | No | FL904.97.VX | FL904 LOGGER, VERIZON, ACTV | 12376 | 3% | 12004.72
McCrometer | Open Channel Flow Meters | No | FL904.97.VR | FL904 LOGGER, VERIZON ACTV, RAIN | 12561 | 3% | 12184.17
McCrometer | Open Channel Flow Meters | No | 8623000 | ASSY, CONN CAP, MIL-C-5015 SHELL SZ 14 | 13 | 3% | 12.61
McCrometer | Open Channel Flow Meters | No | 8550300 | si CABLE ASSY, IM 9001 TO 950 FLOW METER | 558 | 3% | 541.26
McCrometer | Open Channel Flow Meters | No | 8547700 | mc KIT, RAIN GAUGE CONN, FL900 | 115 | 3% | 111.55
McCrometer | Open Channel Flow Meters | No | FL900.98 | FL900 LOGGER, EU | 4512 | 3% | 4376.64
McCrometer | Open Channel Flow Meters | No | FL901.98.XX | FL901 LOGGER, EU | 5377 | 3% | 5215.69
McCrometer | Open Channel Flow Meters | No | FL901.98.XR | FL901 LOGGER, RAIN, EU | 5557 | 3% | 5390.29
McCrometer | Open Channel Flow Meters | No | FL902.98.XX | FL902 LOGGER, EU | 6515 | 3% | 6319.55
McCrometer | Open Channel Flow Meters | No | FL902.98.XR | FL902 LOGGER, RAIN, EU | 6697 | 3% | 6496.09
McCrometer | Open Channel Flow Meters | No | FL904.98.XX | FL904 LOGGER, EU | 9684 | 3% | 9393.48
McCrometer | Open Channel Flow Meters | No | FL904.98.XR | FL904 LOGGER, RAIN, EU | 9869 | 3% | 9572.93
McCrometer | Open Channel Flow Meters | No | 8550400 | IM 9001 INTERFACE MODULE ONLY | 1258 | 3% | 1220.26
McCrometer | Open Channel Flow Meters | No | 9071700 | CLAMP, ADJUSTABLE PORTABLE MOUNT | 120 | 3% | 116.4
McCrometer | Open Channel Flow Meters | No | 8528701 | CABLE ASSY, EXTERNAL POWER, 25FT | 234 | 3% | 226.98
McCrometer | Open Channel Flow Meters | No | 9070800 | CABLE, USB, A TO MINI-B, 3FT/1M | 37 | 3% | 35.89
McCrometer | Open Channel Flow Meters | No | DDS-CALIBRATION | DDS Annual Calibration | 671 | 3% | 650.87
McCrometer | Open Channel Flow Meters | No | FL900AV.97 | KTO, FL900 LOGGER w/AV9000 ANALYZER MODULE (US/ROW) | 4658 | 3% | 4518.26
McCrometer | Open Channel Flow Meters | No | FL900AV.98 | KTO, FL900 LOGGER w/AV9000 ANALYZER MODULE (EU) | 4658 | 3% | 4518.26
McCrometer | Open Channel Flow Meters | No | 9072700 | LANYARD, DOUBLE ENDED LOOP | 11 | 3% | 10.67
McCrometer | Open Channel Flow Meters | No | 9073000 | PAD, URETHANE FM, .625 X .475 X .093 THK | 3 | 3% | 2.91
McCrometer | Open Channel Flow Meters | No | 9073200 | mc KIT, THUMB SCREW, #10-32, QTY 4 | 14 | 3% | 13.58
McCrometer | Open Channel Flow Meters | No | 9073400 | CASE, CARRYING, FABRIC, FH950/MF PRO | 204 | 3% | 197.88
McCrometer | Open Channel Flow Meters | No | 9073500 | WIPE, ABSORBENT, 12 X 16 INCHES | 4 | 3% | 3.88
McCrometer | Open Channel Flow Meters | No | 9073600 | BATTERY PACK, LITHIUM ION 3.7V | 185 | 3% | 179.45
McCrometer | Open Channel Flow Meters | No | 9073700 | PAD, BACK SUPPORT BRACKET, FH950 | 3 | 3% | 2.91
McCrometer | Open Channel Flow Meters | No | SHIPFH950 | mc ACCESSORIES,PORTABLE VELOCITY SYSTEM | 529 | 3% | 513.13
McCrometer | Open Channel Flow Meters | No | EM950.0005 | SENSOR, VELOCITY ONLY, EM950, 6.5FT | 2369 | 3% | 2297.93
McCrometer | Open Channel Flow Meters | No | EM950.0020 | SENSOR, VELOCITY ONLY, EM950, 20FT | 2459 | 3% | 2385.23
McCrometer | Open Channel Flow Meters | No | EM950.0040 | SENSOR, VELOCITY ONLY, EM950, 40FT | 2549 | 3% | 2472.53
McCrometer | Open Channel Flow Meters | No | EM950.0100 | SENSOR, VELOCITY ONLY, EM950, 100FT | 2824 | 3% | 2739.28
McCrometer | Open Channel Flow Meters | No | EM950.1005 | SENSOR, VELOCITY/DEPTH, EM950, 6.5FT | 4547 | 3% | 4410.59
McCrometer | Open Channel Flow Meters | No | EM950.1020 | SENSOR, VELOCITY/DEPTH, EM950, 20FT | 4641 | 3% | 4501.77
McCrometer | Open Channel Flow Meters | No | EM950.1040 | SENSOR, VELOCITY/DEPTH, EM950, 40FT | 4728 | 3% | 4586.16
McCrometer | Open Channel Flow Meters | No | EM950.1100 | SENSOR, VELOCITY/DEPTH, EM950, 100FT | 5005 | 3% | 4854.85
McCrometer | Open Channel Flow Meters | No | FH950.1 | METER, PORTABLE, FH950 US/EU/ROW | 6417 | 3% | 6224.49
McCrometer | Open Channel Flow Meters | No | FH950.10005 | KTO: FH950 METER/VEL SENSOR, 6.5FT US/ROW | 7576 | 3% | 7348.72
McCrometer | Open Channel Flow Meters | No | FH950.11005 | KTO, FH950 METER/VEL-DEP SENSOR, 6.5FT US/ROW | 9662 | 3% | 9372.14
McCrometer | Open Channel Flow Meters | No | FH950.10020 | KTO: FH950 METER/VEL SENSOR, 20FT US/ROW | 7666 | 3% | 7436.02
McCrometer | Open Channel Flow Meters | No | FH950.11020 | KTO, FH950 METER/VEL-DEP SENSOR, 20FT US/ROW | 9748 | 3% | 9455.56
McCrometer | Open Channel Flow Meters | No | FH950.10040 | KTO, FH950 METER/VEL SENSOR, 40FT US/ROW | 7753 | 3% | 7520.41
McCrometer | Open Channel Flow Meters | No | FH950.11040 | KTO, FH950 METER/VEL-DEP SENSOR, 40FT US/ROW | 9842 | 3% | 9546.74
McCrometer | Open Channel Flow Meters | No | 9075900 | mc ASSY, MAIN ENCLOSURE, HACH FH950 | 244 | 3% | 236.68
McCrometer | Open Channel Flow Meters | No | 9076000 | ASSY, MAIN ENCLOSURE, OTT MF PRO | 183 | 3% | 177.51
McCrometer | Open Channel Flow Meters | No | BSPFH950 | Bnch Svc-FH950 Portable Flow Meter | 1239 | 3% | 1201.83
McCrometer | Open Channel Flow Meters | No | DDS-REPORT | DDS REPORT Monthly Charge | 5614 | 3% | 5445.58
McCrometer | Open Channel Flow Meters | No | 9076600 | DEFLECTOR ASSY, SVS | 133 | 3% | 129.01
McCrometer | Open Channel Flow Meters | No | 9076800 | mc KIT, DEFLECTOR ASSY, SVS | 55 | 3% | 53.35
McCrometer | Open Channel Flow Meters | No | 9487100 | US9001, ULTRASONIC SENSOR, DOWNLOOKING | 1679 | 3% | 1628.63
McCrometer | Open Channel Flow Meters | No | 9487300 | US9003, ULTRASONIC SENSOR, IN-PIPE | 1834 | 3% | 1778.98
McCrometer | Open Channel Flow Meters | No | 9488000 | mc KIT, CONDUIT EXTENSION 270 FT W/J-BOX | 1737 | 3% | 1684.89
McCrometer | Open Channel Flow Meters | No | 9488100 | CABLE ASSY, 270FT BARE WIRE ONE END | 1208 | 3% | 1171.76
McCrometer | Open Channel Flow Meters | No | 9488200 | ASSY, J-BOX W/CABLE | 584 | 3% | 566.48
McCrometer | Open Channel Flow Meters | No | 9489000 | mc CABLE ASSY, EXTENSION, 50FT | 719 | 3% | 697.43
McCrometer | Open Channel Flow Meters | No | 9084900 | RESTRICTOR ASSY, REPLACEMENT, BUBBLER | 192 | 3% | 186.24
McCrometer | Open Channel Flow Meters | No | 9076900 | si ASSY, PRESSURE BOARD WITH CABLE | 187 | 3% | 181.39
McCrometer | Open Channel Flow Meters | No | FL902AVUS.97 | KTO, FL902 LOGGER w/US9003 AV9000 & SUB AV 30ft US/ROW | 10741 | 3% | 10418.77
McCrometer | Open Channel Flow Meters | No | 800019101 | ENCLOSURE, BASE, STD FLODAR, COMPLETE | 1748 | 3% | 1695.56
McCrometer | Open Channel Flow Meters | No | 800019201 | ENCLOSURE, BASE, LR FLODAR, COMPLETE | 1298 | 3% | 1259.06
McCrometer | Open Channel Flow Meters | No | 9085400 | ASSY, TOP ENCLOSURE, STD RANGE, INCO | 4227 | 3% | 4100.19
McCrometer | Open Channel Flow Meters | No | 9085500 | ASSY, TOP ENCLOSURE, LONG RANGE,INCO | 5523 | 3% | 5357.31
McCrometer | Open Channel Flow Meters | No | 9085600 | ASSY, BOTTOM ENCLOSURE, STD RANGE, INCO | 4641 | 3% | 4501.77
McCrometer | Open Channel Flow Meters | No | 9085700 | ASSY, BOTTOM ENCLOSURE, LONG RANGE, INCO | 8156 | 3% | 7911.32
McCrometer | Open Channel Flow Meters | No | 9086000 | KIT, HARDWARE, INCO-FLOW, STD RANGE | 401 | 3% | 388.97
McCrometer | Open Channel Flow Meters | No | 9086100 | KIT, HARDWARE, INCO-FLOW, LONG RANGE | 314 | 3% | 304.58
McCrometer | Open Channel Flow Meters | No | INCO4000.00 | KTO: INCO-FLOW SENSOR W/STD RANGE | 9425 | 3% | 9142.25
McCrometer | Open Channel Flow Meters | No | INCO4000.01 | KTO: INCO-FLOW SENSOR W/LONG RANGE | 13827 | 3% | 13412.19
McCrometer | Open Channel Flow Meters | No | DDS-FW-FM | FLOWWORKS FLOWMETER Monthly Charge | 586 | 3% | 568.42
McCrometer | Open Channel Flow Meters | No | DDS-INST-FM | DDS INSTALLATION CHARGE FLOWMETER | 2211 | 3% | 2144.67
McCrometer | Open Channel Flow Meters | No | DDS-INST-RG | DDS INSTALLATION CHARGE RAINGAUGE | 1095 | 3% | 1062.15
McCrometer | Open Channel Flow Meters | No | DDS-REMOVE-FM | DDS REMOVAL CHARGE FLOWMETER | 957 | 3% | 928.29
McCrometer | Open Channel Flow Meters | No | DDS-RELO-FM | DDS RELOCATION CHARGE FLOWMETER | 2211 | 3% | 2144.67
McCrometer | Open Channel Flow Meters | No | BSPFL900 SERIES - WIRELESS | Bnch Svc-FL900 Wireless | 982 | 3% | 952.54
McCrometer | Open Channel Flow Meters | No | BSPFL900 SERIES - NON WIRELESS | Bnch Svc-FL900 non Wireless | 661 | 3% | 641.17
McCrometer | Open Channel Flow Meters | No | 9490000 | SENSOR SUSPENSION TOP ASSY., USONIC DOWNLOOKING | 142 | 3% | 137.74
McCrometer | Open Channel Flow Meters | No | 9088100 | mc KIT,SUSPENDED DOWNLOOKING HARDWARE | 81 | 3% | 78.57
McCrometer | Open Channel Flow Meters | No | 9088200 | mc KIT, US9001B USONIC, SUSPENDED DOWNLOOKING COMPONENTS | 385 | 3% | 373.45
McCrometer | Open Channel Flow Meters | No | 9088600 | ASSY., USONIC CALIBRATION TARGET | 208 | 3% | 201.76
McCrometer | Open Channel Flow Meters | No | 9088700 | ASSY., ULTRASONIC SENSOR, SUSPENDED DOWNLOOKING | 1936 | 3% | 1877.92
McCrometer | Open Channel Flow Meters | No | 9088800 | mc US9001B, ULTRASONIC SENSOR, SUSPENDED DOWNLOOKING | 2065 | 3% | 2003.05
McCrometer | Open Channel Flow Meters | No | DDS-SL2-1MO | DDS SERVICE LEVEL 2 1MONTH Monthly Charge | 58661 | 3% | 56901.17
McCrometer | Open Channel Flow Meters | No | D9088600 | ASSY., USONIC CALIBRATION TARGET | 219 | 3% | 212.43
McCrometer | Open Channel Flow Meters | No | 8760200 | mc KIT, POWER SUPPLY AND ADAPTERS, HL4 | 72 | 3% | 69.84
McCrometer | Open Channel Flow Meters | No | FL901USB.97.UX | KTO: FL901 LOGGER, W/US9001B VERIZON | 7376 | 3% | 7154.72
McCrometer | Open Channel Flow Meters | No | FL901USB.97.VX | KTO: FL901 LOGGER, W/US9001B VERIZON ACT | 7376 | 3% | 7154.72
McCrometer | Open Channel Flow Meters | No | 8552900 | LABEL, SHIPPING, US/CAN, FL90X | 2 | 3% | 1.94
McCrometer | Open Channel Flow Meters | No | FL_FLD_TRAIN | Flow Field Training Day 1 | 2539 | 3% | 2462.83
McCrometer | Open Channel Flow Meters | No | 8307400 | BRACKET, PIPE MOUNT, 2.5 INCH DIA. | 16 | 3% | 15.52
McCrometer | Open Channel Flow Meters | No | 8306700 | BARRIER, HIGH VOLTAGE COVER, FL1500 | 16 | 3% | 15.52
McCrometer | Open Channel Flow Meters | No | 8309300 | BRACKET, MOUNTING, ACCESSORIES, FL1500 | 40 | 3% | 38.8
McCrometer | Open Channel Flow Meters | No | 8315100 | POWER SUPPLY, 100-240V AC TO 15V DC, 60W | 113 | 3% | 109.61
McCrometer | Open Channel Flow Meters | No | 8307900 | ee CABLE ASSY, BATTERY BACKUP BARE WIRE ADAPTOR | 63 | 3% | 61.11
McCrometer | Open Channel Flow Meters | No | 8306400 | RIBBON CABLE, 30 COND, 1MM CTR, FLEX | 16 | 3% | 15.52
McCrometer | Open Channel Flow Meters | No | 8314000 | mc ASSY, DESICCANT, 6"L | 35 | 3% | 33.95
McCrometer | Open Channel Flow Meters | No | 8320800 | CABLE, USB, A TO B, 6FT | 5 | 3% | 4.85
McCrometer | Open Channel Flow Meters | No | 8308000 | ee CABLE ASSY, pH SENSOR BARE WIRE ADAPTOR | 42 | 3% | 40.74
McCrometer | Open Channel Flow Meters | No | 8319200 | SUN SHIELD, FL1500 | 261 | 3% | 253.17
McCrometer | Open Channel Flow Meters | No | 8305800 | PLUG, AIR TUBE, DESICCANT, FL1500 | 10 | 3% | 9.7
McCrometer | Open Channel Flow Meters | No | 9494601 | ee I/O MODULE, IO9004, BARE WIRE | 1134 | 3% | 1099.98
McCrometer | Open Channel Flow Meters | No | 9487301 | ee US9003, ULTRASONIC SENSOR, IN-PIPE, BARE WIRE | 1471 | 3% | 1426.87
McCrometer | Open Channel Flow Meters | No | 9487101 | ee US9001, ULTRASONIC SENSOR, DOWNLOOKING, BARE WIRE | 1373 | 3% | 1331.81
McCrometer | Open Channel Flow Meters | No | 9504601 | ee ANALYZER MODULE, AV9000S, BARE WIRE | 864 | 3% | 838.08
McCrometer | Open Channel Flow Meters | No | 8317900 | CABLE ASSY, POWER, US, FL1500 | 35 | 3% | 33.95
McCrometer | Open Channel Flow Meters | No | 9088801 | ee mc US9001B, ULTRASONIC SENSOR, SUSPENDED DOWNLOOKING, BARE WIRE | 1806 | 3% | 1751.82
McCrometer | Open Channel Flow Meters | No | 8309200 | si CKT BD ASSY, FL1500 I/O BOARD FULL | 1540 | 3% | 1493.8
McCrometer | Open Channel Flow Meters | No | 8309400 | si CKT BD ASSY, FL1500 I/O BOARD BASIC | 1149 | 3% | 1114.53
McCrometer | Open Channel Flow Meters | No | 8308200 | si CKT BD ASSY, FL1500 PROCESSOR | 761 | 3% | 738.17
McCrometer | Open Channel Flow Meters | No | 8321200 | mc CARTRIDGE, DESICCANT ASSY | 55 | 3% | 53.35
McCrometer | Open Channel Flow Meters | No | 8318200 | CABLE ASSY, POWER, AU, FL1500 | 43 | 3% | 41.71
McCrometer | Open Channel Flow Meters | No | 8315201 | ee ASSY, ULTRASONIC SENSOR EXTENSION, BARE WIRE, 270FT | 1523 | 3% | 1477.31
McCrometer | Open Channel Flow Meters | No | 8315200 | ee ASSY, ULTRASONIC SENSOR EXTENSION, BARE WIRE, 100FT | 735 | 3% | 712.95
McCrometer | Open Channel Flow Meters | No | 8319100 | ASSY, CLEAR COVER & LATCHES, FL1500 | 43 | 3% | 41.71
McCrometer | Open Channel Flow Meters | No | 8319000 | mc KIT, PIPE MOUNTING, .75-2" O.D. PIPE | 65 | 3% | 63.05
McCrometer | Open Channel Flow Meters | No | 8320100 | si JUMPER, 5 PIN, FL1500 | 21 | 3% | 20.37
McCrometer | Open Channel Flow Meters | No | 9694801 | ee BUBBLE LEVEL, BL9000, BAREWIRE | 2235 | 3% | 2167.95
McCrometer | Open Channel Flow Meters | No | 8315500 | ASSY, MOUNTING BRACKET, BATTERY BACKUP, FL1500 | 156 | 3% | 151.32
McCrometer | Open Channel Flow Meters | No | 8307800 | ee ASSY, RAIN GAUGE, BARE WIRE | 1728 | 3% | 1676.16
McCrometer | Open Channel Flow Meters | No | 8307700 | ee MECH TOTALIZER, EXT BOX ASSY, BARE WIRE | 450 | 3% | 436.5
McCrometer | Open Channel Flow Meters | No | 8321800 | mc PROCESSOR BOARD ASSY, FL1500 | 990 | 3% | 960.3
McCrometer | Open Channel Flow Meters | No | LFV001.99.E4NXH | ee FL1500 LOGGER, 100-240VAC, ADVANCED, EU CORD | 6420 | 3% | 6227.4
McCrometer | Open Channel Flow Meters | No | LFV001.99.D4NXH | ee FL1500 LOGGER, 10-30VDC, ADVANCED | 6045 | 3% | 5863.65
McCrometer | Open Channel Flow Meters | No | LFV001.99.K2NXH | ee FL1500 LOGGER, 100-240VAC, BASIC, UK CORD | 5913 | 3% | 5735.61
McCrometer | Open Channel Flow Meters | No | LFV001.99.A4NXH | ee FL1500 LOGGER, 100-240VAC, ADVANCED, AU CORD | 6379 | 3% | 6187.63
McCrometer | Open Channel Flow Meters | No | LFV001.99.E2NXH | ee FL1500 LOGGER, 100-240VAC, BASIC, EU CORD | 5831 | 3% | 5656.07
McCrometer | Open Channel Flow Meters | No | LFV001.99.D2NXH | ee FL1500 LOGGER, 10-30VDC, BASIC | 5454 | 3% | 5290.38
McCrometer | Open Channel Flow Meters | No | LFV001.99.W2NXH | ee FL1500 LOGGER, 100-240VAC, BASIC, NO CORD | 5749 | 3% | 5576.53
McCrometer | Open Channel Flow Meters | No | LFV001.99.K4NXH | ee FL1500 LOGGER, 100-240VAC, ADVANCED, UK CORD | 6504 | 3% | 6308.88
McCrometer | Open Channel Flow Meters | No | LFV001.99.A2NXH | ee FL1500 LOGGER, 100-240VAC, BASIC, AU CORD | 5789 | 3% | 5615.33
McCrometer | Open Channel Flow Meters | No | LFV001.99.W4NXH | ee FL1500 LOGGER, 100-240VAC, ADVANCED, NO CORD | 6192 | 3% | 6006.24
McCrometer | Open Channel Flow Meters | No | LFV001.99.U2NXH | ee FL1500 LOGGER, 100-240VAC, BASIC, US CORD | 5782 | 3% | 5608.54
McCrometer | Open Channel Flow Meters | No | LFV001.99.U4NXH | ee FL1500 LOGGER, 100-240VAC, ADVANCED, US CORD | 6379 | 3% | 6187.63
McCrometer | Open Channel Flow Meters | No | BSP-REPAIR ONLY FL1500 3 YR | 3-Year Bench Repair Partnership, FL1500 | 220 | 3% | 213.4
McCrometer | Open Channel Flow Meters | No | 8322305 | Digital pH Sensor, PEEK, Convertible w/Adaptor Cable | 1732 | 3% | 1680.04
McCrometer | Open Channel Flow Meters | No | 8322303 | Digital pH Sensor, PEEK, Insertion w/Adaptor Cable | 1612 | 3% | 1563.64
McCrometer | Open Channel Flow Meters | No | 8322301 | Digital pH Sensor, PEEK, Convertible w/Adaptor Cable | 1601 | 3% | 1552.97
McCrometer | Open Channel Flow Meters | No | 8322307 | Digital pH Sensor, PEEK, Sanitary w/Adaptor Cable | 1765 | 3% | 1712.05
McCrometer | Open Channel Flow Meters | No | 8322302 | Digital pH Sensor,Ryton, Convertible w/Adaptor Cable | 1311 | 3% | 1271.67
McCrometer | Open Channel Flow Meters | No | 8322304 | Digital pH Sensor, Stainless w/Adaptor Cable | 1439 | 3% | 1395.83
McCrometer | Open Channel Flow Meters | No | 8322306 | Digital pH Sensor,Ryton, Convertible w/Adaptor Cable | 1447 | 3% | 1403.59
McCrometer | Open Channel Flow Meters | No | BSP-REPAIR ONLY FL1500 1 YR | Repair only coverage for 1 year | 388 | 3% | 376.36
McCrometer | Open Channel Flow Meters | No | 8322500 | CABLE ASSY, POWER INPUT AUX, AS950-FL900 | 316 | 3% | 306.52
McCrometer | Open Channel Flow Meters | No | 9698800 | SLIDE, LOCK, ONE TIME MOUNT, SS | 14 | 3% | 13.58
McCrometer | Open Channel Flow Meters | No | 7724800-LM | mc KIT, SILICONE OIL REFILL, AV PROBE | 526 | 3% | 510.22
McCrometer | Open Channel Flow Meters | No | 8322800 | KTO CABLE ASSY, POWER INPUT AUX, AS950-FL900 W/ PWR ADAPTER | 375 | 3% | 363.75
McCrometer | Open Channel Flow Meters | No | 8623800 | mc ASSY, ANTENNA, 3G/4G LTE, HALF WAVE, BLADE, W/TNC | 112 | 3% | 108.64
McCrometer | Open Channel Flow Meters | No | 8624000 | mc ASSY, ANTENNA, 2G/3G/4G LTE, MINI-WING, 2.5m, W/TNC | 125 | 3% | 121.25
McCrometer | Open Channel Flow Meters | No | 8624600 | MODEM, SOCKET, 4G LTE, PTCRB | 719 | 3% | 697.43
McCrometer | Open Channel Flow Meters | No | 8624500 | MODEM, SOCKET, 4G LTE, VERIZON | 702 | 3% | 680.94
McCrometer | Open Channel Flow Meters | No | 8624200 | mc ASSY, ANTENNA, 3G/4G LTE, BURIAL, 3m, W/TNC | 408 | 3% | 395.76
McCrometer | Open Channel Flow Meters | No | 8624400 | mc ASSY, ANTENNA, 3G/4G LTE, MANHOLE LID, 3m, W/TNC | 978 | 3% | 948.66
McCrometer | Open Channel Flow Meters | No | BPMP-2000 | Bench PMP-Flo-Mate Model 2000 | 451 | 3% | 437.47
McCrometer | Open Channel Flow Meters | No | BSPPLUS950 | oo offering no longer available | 1200 | 3% | 1164
McCrometer | Open Channel Flow Meters | No | 8624800 | SIM CARD, MINI, 2FF, AT&T | 37 | 3% | 35.89
McCrometer | Open Channel Flow Meters | No | 8624700 | SIM CARD, MINI, 2FF, VERIZON | 37 | 3% | 35.89
McCrometer | Open Channel Flow Meters | No | 8796400 | KIT, MODEM, VERIZON, WITH ACTV SIM CARD | 733 | 3% | 711.01
McCrometer | Open Channel Flow Meters | No | 8796500 | KIT, MODEM, PTCRB, WITH ACTV SIM CARD | 82 | 3% | 79.54
McCrometer | Open Channel Flow Meters | No | FL901AV.97.VX | KTO: FL901 LOGGER, AV9000 & SUB AV 30ft VERIZON ACT | 10331 | 3% | 10021.07
McCrometer | Open Channel Flow Meters | No | FL902AVUS.97.VX | KTO: FL902 LOGGER w/US9003 AV9000 & SUB AV 30ft VERIZON ACT | 12612 | 3% | 12233.64
McCrometer | Open Channel Flow Meters | No | FL902FDSV.97.VX | KTO: FL902 LOGGER, W/ FLO-DAR/SVS 30ft VERIZON ACT | 20665 | 3% | 20045.05
McCrometer | Open Channel Flow Meters | No | FLOWFLDTRN | On-site Hach Flow Training | 4273 | 3% | 4144.81
McCrometer | Open Channel Flow Meters | No | FLOWFLDEVAL | Flow Field Service, Calibration and Evaluation | 4273 | 3% | 4144.81
McCrometer | Open Channel Flow Meters | No | LFVKTO.99.D4NFH | KTO: FL1500 Advanced DC w/ Flo-Dar/SVS 30 Ft | 18028 | 3% | 17487.16
McCrometer | Open Channel Flow Meters | No | LFVKTO.99.W4NBH | KTO: FL1500 Advanced AC w/ BL9000 | 7923 | 3% | 7685.31
McCrometer | Open Channel Flow Meters | No | LFVKTO.99.W2NSH | KTO: FL1500 Basic AC w/ Sub AV, 30 Ft, AV9000 | 8196 | 3% | 7950.12
McCrometer | Open Channel Flow Meters | No | LFVKTO.99.W2NFH | KTO: FL1500 Basic AC w/ Flo-Dar/SVS 30 Ft | 17584 | 3% | 17056.48
McCrometer | Open Channel Flow Meters | No | LFVKTO.99.D4NBH | KTO: FL1500 Advanced DC w/ BL9000 | 7628 | 3% | 7399.16
McCrometer | Open Channel Flow Meters | No | LFVKTO.99.D4NUH | KTO: FL1500 Advanced DC w/ US9001 | 6830 | 3% | 6625.1
McCrometer | Open Channel Flow Meters | No | LFVKTO.99.W2NUH | KTO: FL1500 Basic AC w/ US9001 | 6624 | 3% | 6425.28
McCrometer | Open Channel Flow Meters | No | LFVKTO.99.W2NBH | KTO: FL1500 Basic AC w/ BL9000 | 7240 | 3% | 7022.8
McCrometer | Open Channel Flow Meters | No | LFVKTO.99.W4NUH | KTO: FL1500 Advanced AC w/ US9001 | 7103 | 3% | 6889.91
McCrometer | Open Channel Flow Meters | No | LFVKTO.99.W4NFH | KTO: FL1500 Advanced AC w/ Flo-Dar/SVS 30 Ft | 18300 | 3% | 17751
McCrometer | Open Channel Flow Meters | No | LFVKTO.99.W4NSH | KTO: FL1500 Advanced AC w/ Sub AV 30 Ft, AV9000 | 8743 | 3% | 8480.71
McCrometer | Open Channel Flow Meters | No | LFVKTO.99.D2NUH | KTO: FL1500 Basic DC w/ US9001 | 6352 | 3% | 6161.44
McCrometer | Open Channel Flow Meters | No | DDS-SL2-LT-ADD | DDS LONG-TERM Add-On Sensor | 6239 | 3% | 6051.83
McCrometer | Open Channel Flow Meters | No | DDS-RG-ADD | DDS Add-On Rain Gauge | 7516 | 3% | 7290.52
McCrometer | Open Channel Flow Meters | No | WR-FD-1MO | Wireless Rental w/ Flo-Dar 1MONTH | 28507 | 3% | 27651.79
McCrometer | Open Channel Flow Meters | No | WR-FD-UST | Wireless Rental w/ Flo-Dar ULTRA-SHORT-TERM | 22772 | 3% | 22088.84
McCrometer | Open Channel Flow Meters | No | WR-FD-ST | Wireless Rental w/ Flo-Dar SHORT-TERM | 16673 | 3% | 16172.81
McCrometer | Open Channel Flow Meters | No | WR-FD-MT | Wireless Rental w/ Flo-Dar MID-TERM | 11665 | 3% | 11315.05
McCrometer | Open Channel Flow Meters | No | WR-FD-LT | Wireless Rental w/ Flo-Dar LONG-TERM | 9850 | 3% | 9554.5
McCrometer | Open Channel Flow Meters | No | WR-SUB-1MO | Wireless Rental w/ Sub AV 1MONTH | 24189 | 3% | 23463.33
McCrometer | Open Channel Flow Meters | No | WR-SUB-UST | Wireless Rental w/ Sub AV ULTRA-SHORT-TERM | 19006 | 3% | 18435.82
McCrometer | Open Channel Flow Meters | No | WR-SUB-ST | Wireless Rental w/ Sub AV SHORT-TERM | 12096 | 3% | 11733.12
McCrometer | Open Channel Flow Meters | No | WR-SUB-LT | Wireless Rental w/ Sub AV LONG-TERM | 7345 | 3% | 7124.65
McCrometer | Open Channel Flow Meters | No | WR-SUB-1MO-ADD | Wireless Rental w/ Sub AV Add-On Sensor 1MONTH | 14257 | 3% | 13829.29
McCrometer | Open Channel Flow Meters | No | WR-SUB-UST-ADD | Wireless Rental w/ Sub AV Add-On Sensor ULTRA-SHORT-TERM | 12009 | 3% | 11648.73
McCrometer | Open Channel Flow Meters | No | WR-SUB-ST-ADD | Wireless Rental w/ Sub AV Add-On Sensor SHORT-TERM | 8382 | 3% | 8130.54
McCrometer | Open Channel Flow Meters | No | WR-RG-ADD | Wireless Rental Add-On Rain Gauge | 8641 | 3% | 8381.77
McCrometer | Open Channel Flow Meters | No | WR-UST-RG | Wireless Rental Rain Gauge ULTRA-SHORT-TERM | 14761 | 3% | 14318.17
McCrometer | Open Channel Flow Meters | No | WR-ST-RG | Wireless Rental Rain Gauge SHORT-TERM | 11463 | 3% | 11119.11
McCrometer | Open Channel Flow Meters | No | WR-LT-RG | Wireless Rental Rain Gauge LONG-TERM | 6749 | 3% | 6546.53
McCrometer | Open Channel Flow Meters | No | WR-RUSH | Wireless Rental Priority Expedite Fee | 245 | 3% | 237.65
McCrometer | Open Channel Flow Meters | No | 8713600 | mc SOLAR MODULE, 50 WATT, W/REGULATOR | 4859 | 3% | 4713.23
McCrometer | Open Channel Flow Meters | No | 6122400 | Digital extension cable, 1m | 295 | 3% | 286.15
McCrometer | Open Channel Flow Meters | No | 5796000 | Digital extension cable, 7.7m | 304 | 3% | 294.88
McCrometer | Open Channel Flow Meters | No | 5796100 | Digital extension cable, 15m | 453 | 3% | 439.41
McCrometer | Open Channel Flow Meters | No | 5796200 | Digital extension cable, 31m | 598 | 3% | 580.06
McCrometer | Open Channel Flow Meters | No | 8755500 | DESICCANT, REFILL, 1.5LB KIT, YELLOW | 48 | 3% | 46.56
McCrometer | Open Channel Flow Meters | No | 8713200 | mc SOLAR MODULE, 10 WATT W/REGULATOR | 2449 | 3% | 2375.53
McCrometer | Open Channel Flow Meters | No | 8713300 | mc SOLAR MODULE, 20 WATT W/REGULATOR | 3251 | 3% | 3153.47
McCrometer | Open Channel Flow Meters | No | 8713400 | mc SOLAR MODULE, 30 WATT W/REGULATOR | 4208 | 3% | 4081.76
McCrometer | Open Channel Flow Meters | No | 8713500 | mc SOLAR MODULE, 40 WATT, W/REGULATOR | 4599 | 3% | 4461.03
McCrometer | Open Channel Flow Meters | No | 8711700 | SOLAR MODULE, 10 WATT PHOTOVOLTAIC | 1562 | 3% | 1515.14
McCrometer | Open Channel Flow Meters | No | 8711800 | SOLAR MODULE, 20 WATT PHOTOVOLTAIC | 2311 | 3% | 2241.67
McCrometer | Open Channel Flow Meters | No | 8711900 | SOLAR MODULE, 30 WATT PHOTOVOLTAIC | 3397 | 3% | 3295.09
McCrometer | Open Channel Flow Meters | No | 8712000 | SOLAR MODULE, 40 WATT PHOTOVOLTAIC | 3816 | 3% | 3701.52
McCrometer | Open Channel Flow Meters | No | 8712100 | SOLAR MODULE, 50 WATT PHOTOVOLTAIC | 4078 | 3% | 3955.66
McCrometer | Open Channel Flow Meters | No | 8535500 | EYEBOLT, 1/4-20 X 2.5 TOTAL LENGTH, S | 4 | 3% | 3.88
McCrometer | Open Channel Flow Meters | No | 8524200 | si HANDLE, ENCLOSURE, FL90X | 30 | 3% | 29.1
McCrometer | Open Channel Flow Meters | No | 9489600 | NUT, M30 X 1.5, 316 SST HEX | 33 | 3% | 32.01
McCrometer | Open Channel Flow Meters | No | 8542000 | CARTRIDGE, DESICCANT FL90X HUB | 44 | 3% | 42.68
McCrometer | Open Channel Flow Meters | No | 9711400 | STRAIN RELIEF KIT, 0.20 TO 0.35 IN | 15 | 3% | 14.55
McCrometer | Open Channel Flow Meters | No | SE 813 | CABLE, (4) 24 AWG SHLD, (2) 22 AWG UNSHLD | 8 | 3% | 7.76
McCrometer | Open Channel Flow Meters | No | SE 888 | CABLE,16AWG,3 CONDUCTOR,SJO | 5 | 3% | 4.85
McCrometer | Open Channel Flow Meters | No | 1414 | mc BATTERY,GEL,12 VDC,6 AH | 461 | 3% | 447.17
McCrometer | Open Channel Flow Meters | No | 9557 | MANHOLE SUPP. BRACK/SPANNER,28-48 IN | 1130 | 3% | 1096.1
McCrometer | Open Channel Flow Meters | No | 5713000 | INSTRUMENT SUPPORT BRACKET, 18-26 IN | 467 | 3% | 452.99
McCrometer | Open Channel Flow Meters | No | 8757400 | mc ASSY, A/C POWER BACKUP, 3P, 16" CBL | 943 | 3% | 914.71
McCrometer | Open Channel Flow Meters | No | 9500700 | CABLE ASSY, AUX FULL,7P F,9 FT | 486 | 3% | 471.42
McCrometer | Open Channel Flow Meters | No | 9500701 | CABLE ASSY, AUX FULL,7P F,25 FT | 534 | 3% | 517.98
McCrometer | Open Channel Flow Meters | No | 8754500US | mc POWER SUPPLY, W/3 PIN CONN, 115V-US | 632 | 3% | 613.04
McCrometer | Open Channel Flow Meters | No | 43000M | BOTTOM SECTION, 24in. 75002 | 491 | 3% | 476.27
McCrometer | Open Channel Flow Meters | No | 43040 | BRASS WEIGHT, 15 LB, SUSP. KIT | 798 | 3% | 774.06
McCrometer | Open Channel Flow Meters | No | 8549800 | mc KIT, IM 9001 INTERFACE MODULE | 1608 | 3% | 1559.76
McCrometer | Open Channel Flow Meters | No | 9542 | MANHOLE SUPP. BRACK/SPANNER,18-27 IN | 1050 | 3% | 1018.5
McCrometer | Open Channel Flow Meters | No | 8754500EU | mc POWER SUPPLY, W/3 PIN CONN, 230V-EU | 694 | 3% | 673.18
McCrometer | Open Channel Flow Meters | No | 8754500UK | mc POWER SUPPLY. W/3 PIN CONN, 230V-UK | 723 | 3% | 701.31
McCrometer | Open Channel Flow Meters | No | 8754900 | mc ASSY., DESICCANT CAP, SD900 | 13 | 3% | 12.61
McCrometer | Open Channel Flow Meters | No | 000298HY | SILICONE GREASE PACKET, 1/4 OZ | 4 | 3% | 3.88
McCrometer | Open Channel Flow Meters | No | 3390 | MEMBRANE,TEFLON | 17 | 3% | 16.49
McCrometer | Open Channel Flow Meters | No | LFVKTO.99.D2NFH | KTO: FL1500 Basic DC w/ Flo-Dar/SVS 30 Ft | 17312 | 3% | 16792.64
McCrometer | Open Channel Flow Meters | No | LFVKTO.99.D2NBH | KTO: FL1500 Basic DC w/ BL9000 | 6966 | 3% | 6757.02
McCrometer | Open Channel Flow Meters | No | LFVKTO.99.D2NSH | KTO: FL1500 Basic DC w/ Sub AV 30 Ft, AV9000 | 7888 | 3% | 7651.36
McCrometer | Open Channel Flow Meters | No | LFVKTO.99.D4NSH | KTO: FL1500 Advanced DC w/ Sub AV 30 Ft, AV9000 | 8469 | 3% | 8214.93
McCrometer | Open Channel Flow Meters | No | 8318000 | si CABLE ASSY, POWER, EU, FL1500 | 84 | 3% | 81.48
McCrometer | Open Channel Flow Meters | No | 8318100 | si CABLE ASSY, POWER, UK, FL1500 | 180 | 3% | 174.6
McCrometer | Open Channel Flow Meters | No | 77274-030 | SENSOR ASSY, AV PROBE, BARE WIRE | 2072 | 3% | 2009.84
McCrometer | Open Channel Flow Meters | No | 7722800 | ASSY, HUB, AV PROBE | 926 | 3% | 898.22
McCrometer | Open Channel Flow Meters | No | 750000201 | mc ASSY, Q-STICK | 1827 | 3% | 1772.19
McCrometer | Open Channel Flow Meters | No | 510007403 | BAND,EXTEN.ASSY,10in.WIDE,.05TK,045E | 111 | 3% | 107.67
McCrometer | Open Channel Flow Meters | No | 510007409 | BAND,EXTEN.ASSY,10in.WIDE,.08TK, | 160 | 3% | 155.2
McCrometer | Open Channel Flow Meters | No | 510007405 | BAND,EXTEN.ASSY,10in.WIDE,.08TK, | 160 | 3% | 155.2
McCrometer | Open Channel Flow Meters | No | 510007406 | BAND,EXTEN.ASSY,10in.WIDE,.08TK, | 160 | 3% | 155.2
McCrometer | Open Channel Flow Meters | No | 510007407 | BAND,EXTEN.ASSY,10in.WIDE,.08TK, | 160 | 3% | 155.2
McCrometer | Open Channel Flow Meters | No | 510007411 | BAND,EXTEN.ASSY,10in.WIDE,.08TK,105E | 160 | 3% | 155.2
McCrometer | Open Channel Flow Meters | No | 800008104 | mc ASSY,BAND,10in.WIDE,KIT,34in. TO | 2790 | 3% | 2706.3
McCrometer | Open Channel Flow Meters | No | FDJCTBOXCBL-01K | 01KFT FLODAR CABLE + HUB FOR CONDUIT | 6229 | 3% | 6042.13
McCrometer | Open Channel Flow Meters | No | 600006217 | SENSOR, SVS, 175FT CABLE W/CONN | 2537 | 3% | 2460.89
McCrometer | Open Channel Flow Meters | No | 60000621K | SENSOR, SVS, 1000FT CABLE W/CONN | 7219 | 3% | 7002.43
McCrometer | Open Channel Flow Meters | No | 600006220 | SENSOR, SVS, 200FT CABLE W/CONN | 2684 | 3% | 2603.48
McCrometer | Open Channel Flow Meters | No | 600006222 | SENSOR, SVS, 225FT CABLE W/CONN | 2832 | 3% | 2747.04
McCrometer | Open Channel Flow Meters | No | 600006225 | SENSOR, SVS, 250FT CABLE W/CONN | 2978 | 3% | 2888.66
McCrometer | Open Channel Flow Meters | No | 600006235 | SENSOR, SVS, 350FT CABLE W/CONN | 3567 | 3% | 3459.99
McCrometer | Open Channel Flow Meters | No | 600006240 | SENSOR, SVS, 400FT CABLE W/CONN | 3862 | 3% | 3746.14
McCrometer | Open Channel Flow Meters | No | 600006245 | SENSOR, SVS, 450FT CABLE W/CONN | 4160 | 3% | 4035.2
McCrometer | Open Channel Flow Meters | No | 600006250 | SENSOR, SVS, 500FT CABLE W/CONN | 4453 | 3% | 4319.41
McCrometer | Open Channel Flow Meters | No | 600006260 | SENSOR, SVS, 600FT CABLE W/CONN | 5042 | 3% | 4890.74
McCrometer | Open Channel Flow Meters | No | 600006270 | SENSOR, SVS, 700FT CABLE W/CONN | 5632 | 3% | 5463.04
McCrometer | Open Channel Flow Meters | No | 600006280 | SENSOR, SVS, 800FT CABLE W/CONN | 6224 | 3% | 6037.28
McCrometer | Open Channel Flow Meters | No | 570011800-700 | si ASSY, CABLE, SENSOR, 700FT, FLO-DAR | 4307 | 3% | 4177.79
McCrometer | Open Channel Flow Meters | No | 570011800-01K | si ASSY, CABLE, SENSOR, 1000FT, FLO-DAR | 6059 | 3% | 5877.23
McCrometer | Open Channel Flow Meters | No | 600005970 | SENSOR, SVS, 700FT CABLE BARE LEADS | 5418 | 3% | 5255.46
McCrometer | Open Channel Flow Meters | No | 600005980 | SENSOR, SVS, 800FT CABLE BARE LEADS | 6008 | 3% | 5827.76
McCrometer | Open Channel Flow Meters | No | 800016303 | ASSY, TEMPORARY MOUNT W/FRAME, LONG | 1247 | 3% | 1209.59
McCrometer | Open Channel Flow Meters | No | FLBARRCBL-075 | mc CABLE ASSY, 75FT, BARRIER TO FL90X | 868 | 3% | 841.96
McCrometer | Open Channel Flow Meters | No | FLBARRCBL-100 | mc CABLE ASSY, 100FT, BARRIER TO FL90X | 1018 | 3% | 987.46
McCrometer | Open Channel Flow Meters | No | FLBARRCBL-125 | mc CABLE ASSY, 125FT, BARRIER TO FL90X | 1164 | 3% | 1129.08
McCrometer | Open Channel Flow Meters | No | FLBARRCBL-150 | mc CABLE ASSY, 150FT, BARRIER TO FL90X | 1309 | 3% | 1269.73
McCrometer | Open Channel Flow Meters | No | FLBARRCBL-175 | mc CABLE ASSY, 175FT, BARRIER TO FL90X | 1454 | 3% | 1410.38
McCrometer | Open Channel Flow Meters | No | FLBARRCBL-200 | mc CABLE ASSY, 200FT, BARRIER TO FL90X | 1600 | 3% | 1552
McCrometer | Open Channel Flow Meters | No | FLBARRCBL-225 | mc CABLE ASSY, 225FT, BARRIER TO FL90X | 1747 | 3% | 1694.59
McCrometer | Open Channel Flow Meters | No | FLBARRCBL-250 | mc CABLE ASSY, 250FT, BARRIER TO FL90X | 1888 | 3% | 1831.36
McCrometer | Open Channel Flow Meters | No | FLBARRCBL-300 | mc CABLE ASSY, 300FT, BARRIER TO FL90X | 2182 | 3% | 2116.54
McCrometer | Open Channel Flow Meters | No | FLBARRCBL-350 | mc CABLE ASSY, 350FT, BARRIER TO FL90X | 2476 | 3% | 2401.72
McCrometer | Open Channel Flow Meters | No | FLBARRCBL-400 | mc CABLE ASSY, 400FT, BARRIER TO FL90X | 2766 | 3% | 2683.02
McCrometer | Open Channel Flow Meters | No | FLBARRCBL-450 | mc CABLE ASSY, 450FT, BARRIER TO FL90X | 3060 | 3% | 2968.2
McCrometer | Open Channel Flow Meters | No | FLBARRCBL-500 | mc CABLE ASSY, 500FT, BARRIER TO FL90X | 3351 | 3% | 3250.47
McCrometer | Open Channel Flow Meters | No | FLBARRCBL-600 | mc CABLE ASSY, 600FT, BARRIER TO FL90X | 3935 | 3% | 3816.95
McCrometer | Open Channel Flow Meters | No | FLBARRCBL-700 | mc CABLE ASSY, 700FT, BARRIER TO FL90X | 4521 | 3% | 4385.37
McCrometer | Open Channel Flow Meters | No | 600006417 | mc SENSOR,SVS,I.S.175FT CABLE BARE LEADS | 2322 | 3% | 2252.34
McCrometer | Open Channel Flow Meters | No | 57001230A-075 | si CABLE ASSY, 75FT, BARRIER TO LOGGER | 643 | 3% | 623.71
McCrometer | Open Channel Flow Meters | No | 57001230A-150 | si CABLE ASSY, 150FT, BARRIER TO LOGGER | 1067 | 3% | 1034.99
McCrometer | Open Channel Flow Meters | No | 57001230A-175 | si CABLE ASSY, 175FT, BARRIER TO LOGGER | 1212 | 3% | 1175.64
McCrometer | Open Channel Flow Meters | No | 57001230A-200 | si CABLE ASSY, 200FT, BARRIER TO LOGGER | 1352 | 3% | 1311.44
McCrometer | Open Channel Flow Meters | No | 57001230A-225 | si CABLE ASSY, 225FT, BARRIER TO LOGGER | 1535 | 3% | 1488.95
McCrometer | Open Channel Flow Meters | No | 57001230A-250 | si CABLE ASSY, 250FT, BARRIER TO LOGGER | 1681 | 3% | 1630.57
McCrometer | Open Channel Flow Meters | No | 57001230A-300 | si CABLE ASSY, 300FT, BARRIER TO LOGGER | 1895 | 3% | 1838.15
McCrometer | Open Channel Flow Meters | No | 57001230A-350 | si CABLE ASSY, 350FT, BARRIER TO LOGGER | 2264 | 3% | 2196.08
McCrometer | Open Channel Flow Meters | No | 57001230A-450 | si CABLE ASSY, 450FT, BARRIER TO LOGGER | 2778 | 3% | 2694.66
McCrometer | Open Channel Flow Meters | No | 8712400 | BATTERY, GEL, 12 VOLT, 12 AMP HOUR | 537 | 3% | 520.89
McCrometer | Open Channel Flow Meters | No | 8712500 | BATTERY, GEL, 12 VOLT, 26 AMP HOUR | 577 | 3% | 559.69
McCrometer | Open Channel Flow Meters | No | 8712600 | BATTERY, GEL, 12 VOLT, 40 AMP HOUR | 599 | 3% | 581.03
McCrometer | Open Channel Flow Meters | No | 8712700 | BATTERY, GEL, 12 VOLT, 74 AMP HOUR | 789 | 3% | 765.33
McCrometer | Open Channel Flow Meters | No | 8712800 | BATTERY, GEL, 12 VOLT, 98 AMP HOUR | 981 | 3% | 951.57
McCrometer | Open Channel Flow Meters | No | 8712900 | BATTERY, GEL, 12 VOLT, 210 AMP HOUR | 1094 | 3% | 1061.18
McCrometer | Open Channel Flow Meters | No | 8713000 | ENCLOSURE, ALUM, 1 GROUP 27 BATTERY | 640 | 3% | 620.8
McCrometer | Open Channel Flow Meters | No | 8710000 | mc SOLAR POWER REGULATOR ASSEMBLY | 919 | 3% | 891.43
McCrometer | Open Channel Flow Meters | No | 9220600 | COVER ASSY, UV &SUN SHIELD, sc200 | 336 | 3% | 325.92
McCrometer | Open Channel Flow Meters | No | 8809200 | COVER ASSY, UV, sc200 | 250 | 3% | 242.5
McCrometer | Open Channel Flow Meters | No | 9221700 | DOOR, UV COVER, REPLACEMENT, sc200 | 183 | 3% | 177.51
McCrometer | Open Channel Flow Meters | No | 9202900 | KIT, POWER CORD, sc200 NORTH AMERICA ACCESSORIES | 96 | 3% | 93.12
McCrometer | Open Channel Flow Meters | No | 9203000 | KIT, POWER CORD, sc200 EUROPEAN ACCESSORIES | 96 | 3% | 93.12
McCrometer | Open Channel Flow Meters | No | 9178000 | KIT, STRAIN RELIEF | 24 | 3% | 23.28
McCrometer | Open Channel Flow Meters | No | 9218100 | MEMORY CARD, SECURE DIGITAL HIGH CAPACITY 4GB | 91 | 3% | 88.27
McCrometer | Open Channel Flow Meters | No | 9218200 | READER, SD CARD HIGH CAPACITY | 68 | 3% | 65.96
McCrometer | Open Channel Flow Meters | No | LZX887 | Interfacekabel RS232 f. sc100/sc200 | 505 | 3% | 489.85
McCrometer | Open Channel Flow Meters | No | 9178500 | Profibus M12 connector kit | 615 | 3% | 596.55
McCrometer | Open Channel Flow Meters | No | 9275500 | Profibus M12 socket | 332 | 3% | 322.04
McCrometer | Open Channel Flow Meters | No | 5868700 | PLUG, HOLE,TPE,DOME,1/2 IN.COND | 16 | 3% | 15.52
McCrometer | Open Channel Flow Meters | No | 8806200 | KIT, MOUNTING HARDWARE, sc200, COMPLETE | 267 | 3% | 258.99
McCrometer | Open Channel Flow Meters | No | 9177800 | KIT, MTG HARDWARE SCREWS ONLY, SC200 | 79 | 3% | 76.63
McCrometer | Open Channel Flow Meters | No | 9177900 | KIT, MOUNTING BRACKET INSERTS, SC200 MOUNTING | 79 | 3% | 76.63
McCrometer | Open Channel Flow Meters | No | 913US | mc CHARGER ASSY, UNIVERSAL, GEL-ELEC. | 582 | 3% | 564.54
McCrometer | Open Channel Flow Meters | No | 913EU | mc CHARGER ASSY, UNIVERSAL, GEL-ELEC. | 594 | 3% | 576.18
McCrometer | Open Channel Flow Meters | No | 913UK | mc CHARGER ASSY, UNIVERSAL, GEL-ELEC. | 594 | 3% | 576.18
McCrometer | Open Channel Flow Meters | No | 2104 | PH BUFFER,4.00 (10 CAPSULES) | 50 | 3% | 48.5
McCrometer | Open Channel Flow Meters | No | 2105 | PH BUFFER,7.00 (10 CAPSULES) | 59 | 3% | 57.23
McCrometer | Open Channel Flow Meters | No | 2106 | PH BUFFER,10.00 (10 CAPSULES) | 61 | 3% | 59.17
McCrometer | Open Channel Flow Meters | No | SE 998 | CABLE,22AWG,10 CONDUCTOR | 9 | 3% | 8.73
McCrometer | Open Channel Flow Meters | No | 1727-10 | si CABLE,SAMPLER/FLOW METER TO PC, 10 FT. | 168 | 3% | 162.96
McCrometer | Open Channel Flow Meters | No | 1727-25 | si CABLE,SAMPLER/FLOW METER TO PC, 25 FT. | 276 | 3% | 267.72
McCrometer | Open Channel Flow Meters | No | 1727-50 | si CABLE,SAMPLER/FLOW METER TO PC, 50 FT. | 373 | 3% | 361.81
McCrometer | Open Channel Flow Meters | No | 1727-75 | si CABLE,SAMPLER/FLOW METER TO PC, 75 FT. | 623 | 3% | 604.31
McCrometer | Open Channel Flow Meters | No | 6249200 | USB TO SERIAL ADAPTER | 107 | 3% | 103.79
McCrometer | Open Channel Flow Meters | No | MODEL 4000-9021 | FLO-DAR SENSOR W/REM. LONG RANGE, EU | 13980 | 3% | 13560.6
McCrometer | Open Channel Flow Meters | No | FD9000CBL-01K | 01KFT FLODAR CABLE + HUB FL90X | 6151 | 3% | 5966.47
McCrometer | Open Channel Flow Meters | No | FD9000CBL-150 | 150FT FLODAR CABLE + HUB FL90X | 1226 | 3% | 1189.22
McCrometer | Open Channel Flow Meters | No | FD9000CBL-200 | 200FT FLODAR CABLE + HUB FL90X | 1480 | 3% | 1435.6
McCrometer | Open Channel Flow Meters | No | FD9000CBL-225 | 225FT FLODAR CABLE + HUB FL90X | 1614 | 3% | 1565.58
McCrometer | Open Channel Flow Meters | No | FD9000CBL-250 | 250FT FLODAR CABLE + HUB FL90X | 1740 | 3% | 1687.8
McCrometer | Open Channel Flow Meters | No | FD9000CBL-350 | 350FT FLODAR CABLE + HUB FL90X | 2254 | 3% | 2186.38
McCrometer | Open Channel Flow Meters | No | FD9000CBL-400 | 400FT FLODAR CABLE + HUB FL90X | 2510 | 3% | 2434.7
McCrometer | Open Channel Flow Meters | No | FD9000CBL-450 | 450FT FLODAR CABLE + HUB FL90X | 2766 | 3% | 2683.02
McCrometer | Open Channel Flow Meters | No | FD9000CBL-500 | 500FT FLODAR CABLE + HUB FL90X | 3307 | 3% | 3207.79
McCrometer | Open Channel Flow Meters | No | FD9000CBL-600 | 600FT FLODAR CABLE + HUB FL90X | 3890 | 3% | 3773.3
McCrometer | Open Channel Flow Meters | No | FD9000CBL-700 | 700FT FLODAR CABLE + HUB FL90X | 4458 | 3% | 4324.26
McCrometer | Open Channel Flow Meters | No | FD9000CBL-900 | 900FT FLODAR CABLE + HUB FL90X | 5588 | 3% | 5420.36
McCrometer | Open Channel Flow Meters | No | 800016304 | ASSY, TEMPORARY MOUNT W/FRAME, LONG | 1478 | 3% | 1433.66
McCrometer | Open Channel Flow Meters | No | 43010M | INTERMEDIATE SECTION, 24in. | 492 | 3% | 477.24
McCrometer | Open Channel Flow Meters | No | 570007301 | ASSY, CABLE, COMM. M-F DB9 3 METERS | 93 | 3% | 90.21
McCrometer | Open Channel Flow Meters | No | 890004808 | ASSY,SENSOR,I.S. FLODAR,REM.L.RANGE,EU | 13639 | 3% | 13229.83
McCrometer | Open Channel Flow Meters | No | FL902AVUS.98 | KTO, FL902 LOGGER w/US9003 AV9000 & SUB AV 30ft EU | 10539 | 3% | 10222.83
McCrometer | Open Channel Flow Meters | No | FDIS.98.90SD000 | KTO FLO-DAR SENSOR & BARRIER,I.S.,EU | 11457 | 3% | 11113.29
McCrometer | Open Channel Flow Meters | No | FDIS.98.90SDSSD | KTO FLO-DAR/BARRIER, I.S., W/SVS, EU | 12589 | 3% | 12211.33
McCrometer | Open Channel Flow Meters | No | FDIS.98.9ESDSSD | KTO FLO-DAR/BARRIER,I.S.,W/L.RANGE,SVS,EU | 16884 | 3% | 16377.48
McCrometer | Open Channel Flow Meters | No | FDIS.98.9RSD000 | KTO FLO-DAR/BARRIER,I.S.,W/REM L.RANGE,EU | 15628 | 3% | 15159.16
McCrometer | Open Channel Flow Meters | No | FDIS.98.9RSDSSD | KTO FLO-DAR/BARRIER,I.S.,W/REM L.RANGE,SVS,EU | 17031 | 3% | 16520.07
McCrometer | Open Channel Flow Meters | No | FDIS.98.S0SDSSD | KTO FLO-DAR/BARRIER, I.S., W/SVS, EU | 12589 | 3% | 12211.33
McCrometer | Open Channel Flow Meters | No | FDIS.98.SESD000 | KTO FLO-DAR/BARRIER,I.S.,W/LONG RANGE,EU | 15859 | 3% | 15383.23
McCrometer | Open Channel Flow Meters | No | FDIS.98.SESDSSD | KTO FLO-DAR/BARRIER,I.S.,W/L.RANGE,SVS,EU | 16884 | 3% | 16377.48
McCrometer | Open Channel Flow Meters | No | FDIS.98.SRSD000 | KTO FLO-DAR/BARRIER,I.S.,W/REM L.RANGE,EU | 15628 | 3% | 15159.16
McCrometer | Open Channel Flow Meters | No | FDIS.98.SRSDSSD | KTO FLO-DAR/BARRIER,I.S.,W/REM L.RANGE,SVS,EU | 17446 | 3% | 16922.62
McCrometer | In-Line Flow Meters | No | 3-2290-24-6 | Spool,24" Flanged 35.75" LG | 4814 | 0.01% | 4813.51
McCrometer | In-Line Flow Meters | No | 3-2290-24-5 | Spool,24" Flanged 32.125" LG W/2" CPLG, 3/4" CPLG | 4875 | 0.01% | 4874.51
McCrometer | In-Line Flow Meters | No | MW510A11A | 10" TOP PLATE | 4839 | 0.01% | 4838.51
McCrometer | In-Line Flow Meters | No | L0260-10 | TOPPLT ASSY 10" UPFLO MW810 L0150-10 | 2210 | 0.01% | 2209.77
McCrometer | In-Line Flow Meters | No | L0236-15 | TOPPLT ASSY 10" BRP 300# MZ510 | 2094 | 0.01% | 2093.79
McCrometer | In-Line Flow Meters | No | L0257-10 | TOPPLT ASSY 4" BRP UPFLO MW804 L0147-10 | 1451 | 0.01% | 1450.85
McCrometer | In-Line Flow Meters | No | L0258-20 | TOPPLT ASSY 6" UPFLO MW806 L0148-10 | 1717 | 0.01% | 1716.82
McCrometer | In-Line Flow Meters | No | L0259-10 | TOPPLT ASSY 8" UPFLO MW808 L0149-10 | 1786 | 0.01% | 1785.82
McCrometer | In-Line Flow Meters | No | MW502-50 | ROZA METER 2" 150# FLG W/HWS | 2045 | 0.01% | 2044.79
McCrometer | In-Line Flow Meters | No | MW503-50 | ROZA METER 3" 150# FLG W/HWS | 2075 | 0.01% | 2074.79
McCrometer | In-Line Flow Meters | No | MW504-DEMO | DEMO METER 4" HWS 150# FF | 962 | 0.01% | 961.9
McCrometer | In-Line Flow Meters | No | MWC12-30 | TOP-PLT 12" ASSY UP-FLOW CIT FOR KIRKPATRICK ASSOCIATES | 2863 | 0.01% | 2862.71
McCrometer | In-Line Flow Meters | No | MWC14-20 | TOP PLATE 14" ASSY UP-FLOW FOR KIRKPATRICK ASSOCIATES | 3125 | 0.01% | 3124.68
McCrometer | In-Line Flow Meters | No | MWC16-20 | TOP PLATE 16" ASSY UP-FLOW FOR KIRKPATRICK ASSOCIATES | 3398 | 0.01% | 3397.66
McCrometer | In-Line Flow Meters | No | R0750-00-CA | B MC Canopy/Baseplate Cut Away | 212 | 0.01% | 211.97
McCrometer | In-Line Flow Meters | No | L0206A1D2-C1 | 6" TOP PLATE DIGITAL | 1929 | 0.01% | 1928.8
McCrometer | In-Line Flow Meters | No | L0206A11 | 6" TOP PLATE | 1416 | 0.01% | 1415.85
McCrometer | In-Line Flow Meters | No | MW514A11 | 14" TOP PLATE | 5466 | 0.01% | 5465.45
McCrometer | In-Line Flow Meters | No | MW518A11 | 18" TOP PLATE | 6953 | 0.01% | 6952.3
McCrometer | In-Line Flow Meters | No | MG912A2D8-C1 | 12" TOP PLATE MARATHON DIGITAL | 4017 | 0.01% | 4016.59
McCrometer | In-Line Flow Meters | No | MG908A21 | 8" TOP PLATE MARATHON | 2436 | 0.01% | 2435.75
McCrometer | In-Line Flow Meters | No | MZ506A11 | 6" TOP PLATE | 2939 | 0.01% | 2938.7
McCrometer | In-Line Flow Meters | No | MW608T21 | 8" WELD ON MARATHON | 1898 | 0.01% | 1897.81
McCrometer | In-Line Flow Meters | No | MDR06A11 | 6" VERTICAL TOP PLATE | 2933 | 0.01% | 2932.7
McCrometer | In-Line Flow Meters | No | MW503A11K | 3" TOP PLATE | 2608 | 0.01% | 2607.73
McCrometer | In-Line Flow Meters | No | L0204A1D2-C1 | 4" TOP PLATE DIGITAL | 1906 | 0.01% | 1905.8
McCrometer | In-Line Flow Meters | No | MW506A11 | 6" TOP PLATE | 2590 | 0.01% | 2589.74
McCrometer | In-Line Flow Meters | No | MW612T11 | 12" WELD ON | 2385 | 0.01% | 2384.76
McCrometer | In-Line Flow Meters | No | MW504A11 | 4" TOP PLATE | 2192 | 0.01% | 2191.78
McCrometer | In-Line Flow Meters | No | MW504A2D8 | 4" TOP PLATE MARATHON DIGITAL | 2874 | 0.01% | 2873.71
McCrometer | In-Line Flow Meters | No | MW506A1D2C1 | 6" MAINLINE, FLANGED, DIGITAL, 6' PULSE & 4-20MA CBL | 3104 | 0.01% | 3103.68
McCrometer | In-Line Flow Meters | No | MW504A1D2C1 | 4" MAINLINE, FLANGED, DIGITAL, 6' PULSE & 4-20MA CBL | 2706 | 0.01% | 2705.72
McCrometer | In-Line Flow Meters | No | FC101RD2-C1 | WS FLOWCOM | 514 | 0.01% | 513.94
McCrometer | In-Line Flow Meters | No | MG910A11 | 10" MC PROP, REMOVABLE TOP-PLATE, GROOVED | 2823 | 0.01% | 2822.71
McCrometer | In-Line Flow Meters | No | MW502A1D | 2" FLANGED MAINLINE, DIGITAL | 2359 | 0.01% | 2358.76
McCrometer | In-Line Flow Meters | No | L0206A21 | 6" TOP PLATE MARATHON | 1493 | 0.01% | 1492.85
McCrometer | In-Line Flow Meters | No | MW502A11 | 2" TOP PLATE | 1846 | 0.01% | 1845.81
McCrometer | In-Line Flow Meters | No | L0204A11 | 4" TOP PLATE | 1392 | 0.01% | 1391.86
McCrometer | In-Line Flow Meters | No | L0216A21 | 16" TOP PLATE MARATHON | 2327 | 0.01% | 2326.76
McCrometer | In-Line Flow Meters | No | MW504A1D | 4" FLANGED MAINLINE, DIGITAL | 2706 | 0.01% | 2705.72
McCrometer | In-Line Flow Meters | No | L0212A21 | 12" TOP PLATE MARATHON | 1943 | 0.01% | 1942.8
McCrometer | In-Line Flow Meters | No | L0212A11 | 12" TOP PLATE | 1834 | 0.01% | 1833.81
McCrometer | In-Line Flow Meters | No | MW503A11 | METER 3" HWS 150# FF | 2075 | 0.01% | 2074.79
McCrometer | In-Line Flow Meters | No | L0216A41 | 16" TOP PLATE SS316 MARATHON | 2769 | 0.01% | 2768.72
McCrometer | In-Line Flow Meters | No | ML112A11 | MC PROP FIXED-ELL, 12" | 1927 | 0.01% | 1926.8
McCrometer | In-Line Flow Meters | No | MW504A31 | METER 4" HWS 150# FF W/SS316 | 2557 | 0.01% | 2556.74
McCrometer | In-Line Flow Meters | No | L0203A1D | 3" TOP PLATE DIGITAL | 1759 | 0.01% | 1758.82
McCrometer | In-Line Flow Meters | No | MW508A11 | 8" TOP PLATE | 3145 | 0.01% | 3144.68
McCrometer | In-Line Flow Meters | No | L0208A2D | 8" TOP PLATE MARATHON DIGITAL | 2099 | 0.01% | 2098.79
McCrometer | In-Line Flow Meters | No | MZ508B11 | 8" TOP PLATE | 3902 | 0.01% | 3901.6
McCrometer | In-Line Flow Meters | No | L0208A11 | 8" TOP PLATE 150# MW | 1509 | 0.01% | 1508.84
McCrometer | In-Line Flow Meters | No | MW504A3 | 4" TOP PLATE SS316 | 2557 | 0.01% | 2556.74
McCrometer | In-Line Flow Meters | No | M1424T1T | METER 24" ASSY BLT-ON SADL FLOW CONN. | 3429 | 0.01% | 3428.65
McCrometer | In-Line Flow Meters | No | L0203A11 | 3" TOP PLATE | 1245 | 0.01% | 1244.87
McCrometer | In-Line Flow Meters | No | L0210A21C | 10" TOP PLATE MARATHON | 2836 | 0.01% | 2835.71
McCrometer | In-Line Flow Meters | No | MG112A21 | 12" FIXED ELL MARATHON | 1967 | 0.01% | 1966.8
McCrometer | In-Line Flow Meters | No | MW510A11 | METER 10" IRS 150# FF | 3815 | 0.01% | 3814.61
McCrometer | In-Line Flow Meters | No | MG912A11 | 12" TOP PLATE | 3303 | 0.01% | 3302.66
McCrometer | In-Line Flow Meters | No | MW504A1D2-C1 | 4" TOP PLATE DIGITAL | 2706 | 0.01% | 2705.72
McCrometer | In-Line Flow Meters | No | MW506A1D2-C1 | 6" TOP PLATE DIGITAL | 3104 | 0.01% | 3103.68
McCrometer | In-Line Flow Meters | No | MZ502A11 | 2" TOP PLATE | 2106 | 0.01% | 2105.78
McCrometer | In-Line Flow Meters | No | MW508B21 | 8" TOP PLATE MARATHON | 3538 | 0.01% | 3537.64
McCrometer | In-Line Flow Meters | No | ML108A21 | 8" FIXED ELL LIGHTWEIGHT MARATHON | 1710 | 0.01% | 1709.82
McCrometer | In-Line Flow Meters | No | MT104A11 | MC PROP, 4", FIXED-ELL THREADED | 1357 | 0.01% | 1356.86
McCrometer | In-Line Flow Meters | No | L0210A11 | 10" TOP PLATE | 1686 | 0.01% | 1685.83
McCrometer | In-Line Flow Meters | No | MW518A2D2-C1 | 18" METER ASSY 150#FLG/HWS MARATHON DIGITAL | 7576 | 0.01% | 7575.24
McCrometer | In-Line Flow Meters | No | MW506A11A | 6" TOP PLATE | 3614 | 0.01% | 3613.63
McCrometer | In-Line Flow Meters | No | MG904A11 | 4" TOP PLATE | 1862 | 0.01% | 1861.81
McCrometer | In-Line Flow Meters | No | MW508A2D8-C1 | 8" TOP PLATE MARATHON DIGITAL | 3826 | 0.01% | 3825.61
McCrometer | In-Line Flow Meters | No | L0208A2D3-C1 | 8" TOP PLATE MARATHON DIGITAL | 2099 | 0.01% | 2098.79
McCrometer | In-Line Flow Meters | No | MF104A21A | 4" FIXED ELL MARATHON | 2632 | 0.01% | 2631.73
McCrometer | In-Line Flow Meters | No | LQ203A11 | 3" TOPPLATE | 2529 | 0.01% | 2528.74
McCrometer | In-Line Flow Meters | No | L0206A2D3-C1 | 6" TOP PLATE MARATHON DIGITAL | 2006 | 0.01% | 2005.79
McCrometer | In-Line Flow Meters | No | MF110A21 | 10" FIXED ELL MARATHON | 3003 | 0.01% | 3002.69
McCrometer | In-Line Flow Meters | No | MW520A21 | 20" TOP PLATE MARATHON | 8130 | 0.01% | 8129.18
McCrometer | In-Line Flow Meters | No | MF104A1D2-C1 | 4" FIXED ELL DIGITAL | 2045 | 0.01% | 2044.79
McCrometer | In-Line Flow Meters | No | L0208-A1D2 | 8" TOP PLATE DIGITAL | 2022 | 0.01% | 2021.79
McCrometer | In-Line Flow Meters | No | MG112A11 | 12" FIXED ELL | 1890 | 0.01% | 1889.81
McCrometer | In-Line Flow Meters | No | MT101A11 | 2.5" FIXED ELL | 1333 | 0.01% | 1332.86
McCrometer | In-Line Flow Meters | No | MF101A11 | 2.5" FIXED ELL | 1487 | 0.01% | 1486.85
McCrometer | In-Line Flow Meters | No | MG906A21 | 6" TOP PLATE MARATHON | 2170 | 0.01% | 2169.78
McCrometer | In-Line Flow Meters | No | L0204A5D-R25 | 4" TOP PLATE SS316 CERAMIC DIGITAL | 2465 | 0.01% | 2464.75
McCrometer | In-Line Flow Meters | No | L0218A21 | 18" TOP PLATE MARATHON | 3411 | 0.01% | 3410.65
McCrometer | In-Line Flow Meters | No | MW512A1D2-C1 | 12" TOP PLATE DIGITAL | 5039 | 0.01% | 5038.49
McCrometer | In-Line Flow Meters | No | L0210A1D8-C1 | MC PROP TOP-PLATE 10", DIGITAL, 4-20MA & OPTO PULSE, SENSUS | 2291 | 0.01% | 2290.77
McCrometer | In-Line Flow Meters | No | MG904A21 | 4" TOP PLATE MARATHON | 1939 | 0.01% | 1938.8
McCrometer | In-Line Flow Meters | No | MW503X11 | 3" TOP PLATE | 2342 | 0.01% | 2341.76
McCrometer | In-Line Flow Meters | No | MW503A1D3-C1 | 3" TOP PLATE DIGITAL | 2588 | 0.01% | 2587.74
McCrometer | In-Line Flow Meters | No | MF106A21 | 6" FIXED ELL MARATHON | 1982 | 0.01% | 1981.8
McCrometer | In-Line Flow Meters | No | MT104A25 | 4" FIXED ELL MARATHON, 7W | 1503 | 0.01% | 1502.84
McCrometer | In-Line Flow Meters | No | L0210A21 | MC PROP 10" TOP-PLATE, MARATHON | 1763 | 0.01% | 1762.82
McCrometer | In-Line Flow Meters | No | L0203A11A | MC PROP 3" TOP-PLATE, E7000 TRANSMITTER | 2269 | 0.01% | 2268.77
McCrometer | In-Line Flow Meters | No | L0306A1D2-C1 | 6" TOP PLATE | 2357 | 0.01% | 2356.76
McCrometer | In-Line Flow Meters | No | MW504A21 | MC PROP FLANGED 4", MARATHON | 2269 | 0.01% | 2268.77
McCrometer | In-Line Flow Meters | No | L0210A2D2-C1 | 10" TOP PLATE MARATHON DIGITAL | 2277 | 0.01% | 2276.77
McCrometer | In-Line Flow Meters | No | MW506A1D1-C1 | MC PROP 6" FLANGED, DIGITAL W/ OPEN COLLECTOR 6' CABLE | 3104 | 0.01% | 3103.68
McCrometer | In-Line Flow Meters | No | ML110A21 | 10" FIXED ELL MARATHON | 1839 | 0.01% | 1838.81
McCrometer | In-Line Flow Meters | No | L0208A2D2-C1-R50 | 8" TOP PLATE MARATHON DIGITAL | 2298 | 0.01% | 2297.77
McCrometer | In-Line Flow Meters | No | MT106A11 | 6" FIXED ELL | 1403 | 0.01% | 1402.85
McCrometer | In-Line Flow Meters | No | MZ508A11 | 8" TOP PLATE | 3586 | 0.01% | 3585.64
McCrometer | In-Line Flow Meters | No | L0208A2D2-CN-R50 | 8" TOP PLATE MARATHON DIGITAL | 2298 | 0.01% | 2297.77
McCrometer | In-Line Flow Meters | No | L0204A21A | 4" TOP PLATE MARATHON | 2493 | 0.01% | 2492.75
McCrometer | In-Line Flow Meters | No | MG106A21 | 6" FIXED ELL MARATHON | 1511 | 0.01% | 1510.84
McCrometer | In-Line Flow Meters | No | MW510A1T | 10" TOP PLATE DIGITAL | 3815 | 0.01% | 3814.61
McCrometer | In-Line Flow Meters | No | MG910A2D | MC PROP 10" GROOVED, MARATHON, DIGITAL | 3413 | 0.01% | 3412.65
McCrometer | In-Line Flow Meters | No | MG906A11 | MC PROP MAINLINE 6”, GROOVED | 2093 | 0.01% | 2092.79
McCrometer | In-Line Flow Meters | No | L0206A11-024 | 6" TOP PLATE | 1855 | 0.01% | 1854.81
McCrometer | In-Line Flow Meters | No | MW506A21 | 6" TOP PLATE MARATHON | 2668 | 0.01% | 2667.73
McCrometer | In-Line Flow Meters | No | L0212A11A | 12" TOP PLATE | 2858 | 0.01% | 2857.71
McCrometer | In-Line Flow Meters | No | MW506X11 | 6" TOP PLATE | 2703 | 0.01% | 2702.72
McCrometer | In-Line Flow Meters | No | MW512A1D2-C1-R50 | 12" TOP PLATE DIGITAL | 5238 | 0.01% | 5237.47
McCrometer | In-Line Flow Meters | No | MT103A25 | 3" FIXED ELL MARATHON | 1491 | 0.01% | 1490.85
McCrometer | In-Line Flow Meters | No | MW503A11J | 3" TOP PLATE | 2645 | 0.01% | 2644.73
McCrometer | In-Line Flow Meters | No | MT104A21 | 4" FIXED ELL THREADED, MARATHON | 1434 | 0.01% | 1433.85
McCrometer | In-Line Flow Meters | No | MW512A2D3-C1 | 12" TOP PLATE MARATHON DIGITAL | 5116 | 0.01% | 5115.48
McCrometer | In-Line Flow Meters | No | MW512A21 | 12" TOP PLATE MARATHON | 4602 | 0.01% | 4601.53
McCrometer | In-Line Flow Meters | No | LQ208A21 | 8" TOP PLATE | 4854 | 0.01% | 4853.51
McCrometer | In-Line Flow Meters | No | MW506A2D2-C1 | 6" TOP PLATE MARATHON DIGITAL | 3181 | 0.01% | 3180.68
McCrometer | In-Line Flow Meters | No | L0208A11B | 8" TOP PLATE | 2581 | 0.01% | 2580.74
McCrometer | In-Line Flow Meters | No | MW504A2D2-C1 | 4" TOP PLATE MARATHON DIGITAL | 2783 | 0.01% | 2782.72
McCrometer | In-Line Flow Meters | No | L0206A21A | 6" TOP PLATE MARATHON | 2517 | 0.01% | 2516.74
McCrometer | In-Line Flow Meters | No | MF103A12 | 3" FIXED ELL | 1565 | 0.01% | 1564.84
McCrometer | In-Line Flow Meters | No | MG110A21 | 10" FIXED ELL MARATHON | 1777 | 0.01% | 1776.82
McCrometer | In-Line Flow Meters | No | L0206A11A | 6" TOP PLATE W/E7000-000 | 2440 | 0.01% | 2439.75
McCrometer | In-Line Flow Meters | No | ML112A21 | 12" FIXED ELL MARATHON | 2004 | 0.01% | 2003.79
McCrometer | In-Line Flow Meters | No | L0208A2T | 8" TOP PLATE MARATHON DIGITAL | 1586 | 0.01% | 1585.84
McCrometer | In-Line Flow Meters | No | MW508A2D2-C1 | 8" TOP PLATE MARATHON DIGITAL | 3735 | 0.01% | 3734.62
McCrometer | In-Line Flow Meters | No | MF104B11 | 4" FIXED ELL | 1738 | 0.01% | 1737.82
McCrometer | In-Line Flow Meters | No | MW608P11 | 8" WELD ON | 1821 | 0.01% | 1820.81
McCrometer | In-Line Flow Meters | No | MW508A21 | 8" TOP PLATE MARATHON | 3222 | 0.01% | 3221.67
McCrometer | In-Line Flow Meters | No | L0208A21 | 8" TOP PLATE MARATHON | 1586 | 0.01% | 1585.84
McCrometer | In-Line Flow Meters | No | L0203A1D2-C1 | 3" TOPPLATE DIGITAL | 1759 | 0.01% | 1758.82
McCrometer | In-Line Flow Meters | No | MF112A21 | 12" FIXED ELL MARATHON | 3672 | 0.01% | 3671.63
McCrometer | In-Line Flow Meters | No | MW503A1D2-C1 | 3" TOP PLATE DIGITAL | 2588 | 0.01% | 2587.74
McCrometer | In-Line Flow Meters | No | MS112A11 | 12" FIXED ELL | 1890 | 0.01% | 1889.81
McCrometer | In-Line Flow Meters | No | MW502A1D2-C1 | 2" TOP PLATE DIGITAL | 2359 | 0.01% | 2358.76
McCrometer | In-Line Flow Meters | No | MW516A11 | 16" TOP PLATE | 6205 | 0.01% | 6204.37
McCrometer | In-Line Flow Meters | No | L0306A11 | 6" MC PROP TOP PLATE, 300 PSI | 1844 | 0.01% | 1843.81
McCrometer | In-Line Flow Meters | No | MDC06A1D2-C1 | 6" VERTICAL FLOW DIGITAL | 2374 | 0.01% | 2373.76
McCrometer | In-Line Flow Meters | No | MW503A11B | 3" TOPPLATE | 3147 | 0.01% | 3146.68
McCrometer | In-Line Flow Meters | No | MF103A1D2-C1 | 3" FIXED ELL DIGITAL | 2020 | 0.01% | 2019.79
McCrometer | In-Line Flow Meters | No | L0204A1D | 4" TOP PLATE DIGITAL | 1906 | 0.01% | 1905.8
McCrometer | In-Line Flow Meters | No | L0210A41 | 10" TOP PLATE SS316 MARATHON | 2092 | 0.01% | 2091.79
McCrometer | In-Line Flow Meters | No | L0208A41 | 8" TOP PLATE SS316 MARATHON | 1914 | 0.01% | 1913.8
McCrometer | In-Line Flow Meters | No | MW506B21 | 6" TOP PLATE MARATHON | 2909 | 0.01% | 2908.7
McCrometer | In-Line Flow Meters | No | MW610P11 | 10" WELD ON | 2100 | 0.01% | 2099.79
McCrometer | In-Line Flow Meters | No | MW512A11 | 12" TOP PLATE | 4525 | 0.01% | 4524.54
McCrometer | In-Line Flow Meters | No | MD110A11 | 10" VERTICAL FLOW | 2382 | 0.01% | 2381.76
McCrometer | In-Line Flow Meters | No | L0202A11 | 2" TOP PLATE | 1245 | 0.01% | 1244.87
McCrometer | In-Line Flow Meters | No | L0208A11A | 8" TOP PLATE W/E7000-000 | 2533 | 0.01% | 2532.74
McCrometer | In-Line Flow Meters | No | MF110A3D2-C1 | 10" FIXED ELL SS316 DIGITAL | 3805 | 0.01% | 3804.61
McCrometer | In-Line Flow Meters | No | MF108A1D2-C1 | 8" FIXED ELL DIGITAL | 2811 | 0.01% | 2810.71
McCrometer | In-Line Flow Meters | No | MW504A11A | 4" TOP PLATE | 3216 | 0.01% | 3215.67
McCrometer | In-Line Flow Meters | No | MZ506A21 | 6" TOP PLATE MARATHON | 3016 | 0.01% | 3015.69
McCrometer | In-Line Flow Meters | No | L0210A13 | 10" TOP PLATE W/REG.INDEX | 1751 | 0.01% | 1750.82
McCrometer | In-Line Flow Meters | No | L0210A23 | 10" TOP PLATE MARATHON W/IND.REG. | 1828 | 0.01% | 1827.81
McCrometer | In-Line Flow Meters | No | MF103A16 | 3" FIXED ELL-7W/AR REG. | 1576 | 0.01% | 1575.84
McCrometer | In-Line Flow Meters | No | L0204A1D3-C1 | 4" TOP PLATE DIGITAL | 1906 | 0.01% | 1905.8
McCrometer | In-Line Flow Meters | No | MT103A1D3-C1 | 3" FIXED ELL DIGITAL | 1858 | 0.01% | 1857.81
McCrometer | In-Line Flow Meters | No | L0204A1D1-C1 | 4" TOP PLATE DIGITAL | 1906 | 0.01% | 1905.8
McCrometer | In-Line Flow Meters | No | L0204A11K | 4" TOP PLATE W/EA631-102 | 1925 | 0.01% | 1924.8
McCrometer | In-Line Flow Meters | No | L0214A11C | 14" MC PROP TOP PLATE W/ E7000-002 | 3099 | 0.01% | 3098.69
McCrometer | In-Line Flow Meters | No | L0208A21B | 8" TOP PLATE MARATHON W/E7000-000 | 2658 | 0.01% | 2657.73
McCrometer | In-Line Flow Meters | No | MG904A1D3-C1 | 4" TOP PLATE DIGITAL | 2375 | 0.01% | 2374.76
McCrometer | In-Line Flow Meters | No | MW506A11B | MC PROP MAINLINE, 6", W/ E7000-001 | 3663 | 0.01% | 3662.63
McCrometer | In-Line Flow Meters | No | MF108A1T | 8" FIXED ELL DIGITAL | 2297 | 0.01% | 2296.77
McCrometer | In-Line Flow Meters | No | MG112A12 | MC PROP 12" FIXED ELL, GROOVED, OVERRUN | 1954 | 0.01% | 1953.8
McCrometer | In-Line Flow Meters | No | L0212A2D | 12" TOP PLATE MARATHON DIGITAL | 2457 | 0.01% | 2456.75
McCrometer | In-Line Flow Meters | No | L0204A1D2-R25 | 4" TOP PLATE DIGITAL | 2038 | 0.01% | 2037.79
McCrometer | In-Line Flow Meters | No | MF103A31 | 3" FIXED ELL SS316 | 1871 | 0.01% | 1870.81
McCrometer | In-Line Flow Meters | No | MG110A12 | MC PROP 10" FIXED ELL, GROOVED, OVERRUN | 1764 | 0.01% | 1763.82
McCrometer | In-Line Flow Meters | No | MW610P21 | 10" WELD ON MARATHON | 2177 | 0.01% | 2176.78
McCrometer | In-Line Flow Meters | No | MG106A3D2-C1 | MC PROP 6" FIXED ELL, GROOVED, SS316 BRG, DIGITAL | 2312 | 0.01% | 2311.76
McCrometer | In-Line Flow Meters | No | MD106A11 | 6" VERTICAL FLOW | 1844 | 0.01% | 1843.81
McCrometer | In-Line Flow Meters | No | MUC08A21 | TOP PLATE ASSY 8" UP-FLOW-MARATHON | 1951 | 0.01% | 1950.8
McCrometer | In-Line Flow Meters | No | MUC10A21 | 10" TOP PLATE ASSY UP-FLOW- MARATHON | 2330 | 0.01% | 2329.76
McCrometer | In-Line Flow Meters | No | MUC06A21 | 6" TOP PLATE ASSY UP-FLOW- MARATHON | 1812 | 0.01% | 1811.81
McCrometer | In-Line Flow Meters | No | MW501A11 | METER 2.5" HWS 150# FF | 1960 | 0.01% | 1959.8
McCrometer | In-Line Flow Meters | No | L0212A2D2-C1 | 12" TOP PLATE MARATHON DIGITAL | 2457 | 0.01% | 2456.75
McCrometer | In-Line Flow Meters | No | MW503A1D2-C1R25 | METER 3" HWS 150# FF DIGITAL | 2721 | 0.01% | 2720.72
McCrometer | In-Line Flow Meters | No | L0206A1D2-C1-R25 | 6" TOP PLATE DIGITAL | 2062 | 0.01% | 2061.79
McCrometer | In-Line Flow Meters | No | L0208A1D2-C1-R25 | 8" TOP PLATE DIGITAL | 2155 | 0.01% | 2154.78
McCrometer | In-Line Flow Meters | No | L0203A1D2-C1-R25 | 3" TOP PLATE DIGITAL | 1892 | 0.01% | 1891.81
McCrometer | In-Line Flow Meters | No | MW503A11-024 | 3" TOP PLATE | 2515 | 0.01% | 2514.74
McCrometer | In-Line Flow Meters | No | MW506A1D2-C1-R25 | METER 6" HWS 150# FF DIGITAL | 3237 | 0.01% | 3236.67
McCrometer | In-Line Flow Meters | No | MG908A11 | 8" TOP PLATE | 2359 | 0.01% | 2358.76
McCrometer | In-Line Flow Meters | No | MW508A1D2-C1 | 8" TOP PLATE DIGITAL | 3658 | 0.01% | 3657.63
McCrometer | In-Line Flow Meters | No | L0210A1D2-C1 | 10" TOP PLATE DIGITAL | 2200 | 0.01% | 2199.78
McCrometer | In-Line Flow Meters | No | MW512A11A | 12" TOP PLATE W/4-20 ANALOG ONLY | 5549 | 0.01% | 5548.44
McCrometer | In-Line Flow Meters | No | MG910A21 | MC PROP 10" MAINLINE GROOVED, MARATHON | 2900 | 0.01% | 2899.71
McCrometer | In-Line Flow Meters | No | L0212A21A | 12" TOP PLATE MARATHON E7000-000 | 2967 | 0.01% | 2966.7
McCrometer | In-Line Flow Meters | No | MW508B11 | 8" TOP PLATE | 3461 | 0.01% | 3460.65
McCrometer | In-Line Flow Meters | No | L0220A11B | 20" TOP PLATE W/DRY CONTACT PULSE & 4-20 ANALOG | 4667 | 0.01% | 4666.53
McCrometer | In-Line Flow Meters | No | L0204A2D2-C1 | 4" TOP PLATE MARATHON DIGITAL | 1983 | 0.01% | 1982.8
McCrometer | In-Line Flow Meters | No | MW504B11 | 4" TOP PLATE | 2399 | 0.01% | 2398.76
McCrometer | In-Line Flow Meters | No | MW512A11C | 12" TOP PLATE W/OPTO ISOLATED PULSE & 4-20 ANALOG | 5597 | 0.01% | 5596.44
McCrometer | In-Line Flow Meters | No | L0206A5D1 | 6" TOP PLATE SS316 CERAMIC DIGITAL | 2356 | 0.01% | 2355.76
McCrometer | In-Line Flow Meters | No | L0210A31A | 10" TOP PLATE SS316 | 3075 | 0.01% | 3074.69
McCrometer | In-Line Flow Meters | No | L0206A5D1-R25 | 6" TOP PLATE SS316 CERAMIC DIGITAL | 2489 | 0.01% | 2488.75
McCrometer | In-Line Flow Meters | No | L0240A21 | 4" TOPPLATE MECHANICAL | 1469 | 0.01% | 1468.85
McCrometer | In-Line Flow Meters | No | L0204A21 | 4" TOPPLATE MEC. | 1469 | 0.01% | 1468.85
McCrometer | In-Line Flow Meters | No | MW508A51 | 8" TOP PLATE SS316 CERAMIC | 3572 | 0.01% | 3571.64
McCrometer | In-Line Flow Meters | No | MU104A11 | 4" VERTICAL FLOW | 1451 | 0.01% | 1450.85
McCrometer | In-Line Flow Meters | No | MT103A16 | 3" FIXED ELL W/ 7W/AR REG. | 1413 | 0.01% | 1412.85
McCrometer | In-Line Flow Meters | No | MZ506A41 | 6" TOP PLATE SS316 MARATHON | 3345 | 0.01% | 3344.66
McCrometer | In-Line Flow Meters | No | MW503A21 | METER 3" HWS 150# FF MARATHON | 2152 | 0.01% | 2151.78
McCrometer | In-Line Flow Meters | No | L0304A11 | MC 4" TOP PLATE ASSEMBLY 300 PSI | 1820 | 0.01% | 1819.81
McCrometer | In-Line Flow Meters | No | MW506B11 | METER 6" HWS 150# FF | 2832 | 0.01% | 2831.71
McCrometer | In-Line Flow Meters | No | MW510X2D2-C1 | 10" TOP PLATE MARATHON DIGITAL | 4730 | 0.01% | 4729.52
McCrometer | In-Line Flow Meters | No | L0208A2D2-C1 | 8" TOP PLATE MARATHON DIGITAL | 2099 | 0.01% | 2098.79
McCrometer | In-Line Flow Meters | No | L0208A1D2-C1 | 8" TOP PLATE DIGITAL | 2022 | 0.01% | 2021.79
McCrometer | In-Line Flow Meters | No | MW506A1D8-C3 | 6" TOP PLATE DIGITAL | 3228 | 0.01% | 3227.67
McCrometer | In-Line Flow Meters | No | MW606P21 | 6" WELD ON MARATHON | 1749 | 0.01% | 1748.82
McCrometer | In-Line Flow Meters | No | MW506A1D8-C1 | 6" TOP PLATE DIGITAL | 3228 | 0.01% | 3227.67
McCrometer | In-Line Flow Meters | No | MW508A1D8-C3 | 8" TOP PLATE DIGITAL | 3782 | 0.01% | 3781.62
McCrometer | In-Line Flow Meters | No | MF103C1D | 3" FIXED ELL DIGITAL | 2099 | 0.01% | 2098.79
McCrometer | In-Line Flow Meters | No | MW508A1D-25 | 8" TOP PLATE DIGITAL | 3791 | 0.01% | 3790.62
McCrometer | In-Line Flow Meters | No | MF102A1D2‐C1 | 2" FIXED ELL DIGITAL | 1950 | 0.01% | 1949.8
McCrometer | In-Line Flow Meters | No | MF106A2D2‐C1 | 6" FIXED ELL MARATHON DIGITAL | 1950 | 0.01% | 1949.8
McCrometer | In-Line Flow Meters | No | MW508A1D-R25 | 8" TOP PLATE DIGITAL | 3791 | 0.01% | 3790.62
McCrometer | In-Line Flow Meters | No | MUR04A11 | 4" VERTICAL FLOW | 2534 | 0.01% | 2533.74
McCrometer | In-Line Flow Meters | No | MUR04A12 | 4" VERTICAL FLOW | 2603 | 0.01% | 2602.73
McCrometer | In-Line Flow Meters | No | MZ508A1D | 8" TOP PLATE DIGITAL | 4099 | 0.01% | 4098.59
McCrometer | In-Line Flow Meters | No | L0208A2D1-C1-R50 | 8" TOP PLATE MARATHON DIGITAL | 2298 | 0.01% | 2297.77
McCrometer | In-Line Flow Meters | No | L0210A11A | 10" TOP PLATE W/E7000-000 | 2710 | 0.01% | 2709.72
McCrometer | In-Line Flow Meters | No | ML112A11B | 12" FIXED ELL W/E7000-001 | 2999 | 0.01% | 2998.7
McCrometer | In-Line Flow Meters | No | MW512D1D2-C1 | 12" TOP PLATE DIGITAL | 3612 | 0.01% | 3611.63
McCrometer | In-Line Flow Meters | No | L0216A1D2-C1 | 16" TOP PLATE DIGITAL | 2732 | 0.01% | 2731.72
McCrometer | In-Line Flow Meters | No | MG114A11 | 14" FIXED ELL | 2151 | 0.01% | 2150.78
McCrometer | In-Line Flow Meters | No | MW510A31 | 10" TOP PLATE SS316 | 4179 | 0.01% | 4178.58
McCrometer | In-Line Flow Meters | No | MW504C11 | 4" TOP PLATE | 2353 | 0.01% | 2352.76
McCrometer | In-Line Flow Meters | No | L0206A1D3-C1 | 6" TOP PLATE DIGITAL | 1929 | 0.01% | 1928.8
McCrometer | In-Line Flow Meters | No | MDR03A11 | 3" DOWN FLOW | 1952 | 0.01% | 1951.8
McCrometer | In-Line Flow Meters | No | MF104A2D8-C1 | 4" FIXED ELL MARATHON DIGITAL | 2213 | 0.01% | 2212.77
McCrometer | In-Line Flow Meters | No | MF106A2D6-C1 | 6" FIXED ELL MARATHON DIGITAL | 2586 | 0.01% | 2585.74
McCrometer | In-Line Flow Meters | No | L0218A11 | 18" TOP PLATE | 3302 | 0.01% | 3301.66
McCrometer | In-Line Flow Meters | No | ML106A22 | 6" FIXED ELL MARATHON | 1677 | 0.01% | 1676.83
McCrometer | In-Line Flow Meters | No | L0206A11C | 6" TOP PLATE | 2488 | 0.01% | 2487.75
McCrometer | In-Line Flow Meters | No | MW608P21 | 8" WELD ON MARATHON | 1898 | 0.01% | 1897.81
McCrometer | In-Line Flow Meters | No | L0204E5D2-C1 | 4" TOP PLATE SS316 CERAMIC DIGITAL | 2734 | 0.01% | 2733.72
McCrometer | In-Line Flow Meters | No | MT103A21 | 3" FIXED ELL MARATHON | 1421 | 0.01% | 1420.85
McCrometer | In-Line Flow Meters | No | L0206E5D2-C1 | 6" TOP PLATE SS316 CERAMIC DIGITAL | 2757 | 0.01% | 2756.72
McCrometer | In-Line Flow Meters | No | MDR12A11 | 12" VERTICAL FLOW | 2395 | 0.01% | 2394.76
McCrometer | In-Line Flow Meters | No | MT103B26 | 3" FIXED ELL MARATHON W/7W AR REG. | 1697 | 0.01% | 1696.83
McCrometer | In-Line Flow Meters | No | MW504A31A | 4" TOP PLATE SS316 | 3581 | 0.01% | 3580.64
McCrometer | In-Line Flow Meters | No | MG906A2D6-C1 | 6" TOP PLATE MARATHON DIGITAL | 2775 | 0.01% | 2774.72
McCrometer | In-Line Flow Meters | No | MW503A1D8-C1-R50 | 3" TOP PLATE DIGITAL | 2878 | 0.01% | 2877.71
McCrometer | In-Line Flow Meters | No | MF104A26 | 4" FIXED ELL MARATHON W/7W-A/R REG. | 1678 | 0.01% | 1677.83
McCrometer | In-Line Flow Meters | No | ML108A26 | 8" FIXED ELL MARATHON W/7W-A/R REG. | 1779 | 0.01% | 1778.82
McCrometer | In-Line Flow Meters | No | L0214A1D1-C1 | 14" TOP PLATE DIGITAL | 2540 | 0.01% | 2539.74
McCrometer | In-Line Flow Meters | No | MDC08A5D2C1-R50 | 8" VERTICAL FLOW SS316 CERAMIC DIGITAL | 3151 | 0.01% | 3150.68
McCrometer | In-Line Flow Meters | No | L0210A5D2C1-R50 | 10" TOP PLATE SS316 CERAMIC DIGITAL | 2826 | 0.01% | 2825.71
McCrometer | In-Line Flow Meters | No | MUC08A5D2C1-R50 | 8" VERTICAL FLOW SS316 CERAMIC DIGITAL | 3013 | 0.01% | 3012.69
McCrometer | In-Line Flow Meters | No | L0210X5D2C1-R50 | 10" TOP PLATE SS316 CERAMIC DIGITAL | 3227 | 0.01% | 3226.67
McCrometer | In-Line Flow Meters | No | MZ503A11 | METER 3" HWS 300# RF | 2152 | 0.01% | 2151.78
McCrometer | In-Line Flow Meters | No | L0210E5D2C1-R50 | 10" TOP PLATE SS316 CERAMIC DIGITAL | 3227 | 0.01% | 3226.67
McCrometer | In-Line Flow Meters | No | L0212A1D | 12" TOP PLATE DIGITAL | 2348 | 0.01% | 2347.76
McCrometer | In-Line Flow Meters | No | MF103A1D-R25 | 3" FIXED ELL DIGITAL | 2153 | 0.01% | 2152.78
McCrometer | In-Line Flow Meters | No | MF104A1D-R25 | 4" FIXED ELL DIGITAL | 2177 | 0.01% | 2176.78
McCrometer | In-Line Flow Meters | No | MF103A1D2-C3 | 3" FIXED ELL DIGITAL | 2053 | 0.01% | 2052.79
McCrometer | In-Line Flow Meters | No | L0203A3D3 | 3" TOP PLATE SS316 DIGITAL | 2124 | 0.01% | 2123.78
McCrometer | In-Line Flow Meters | No | L0203A3 | 3" TOP PLATE SS316 | 1610 | 0.01% | 1609.83
McCrometer | In-Line Flow Meters | No | MF104A1D3-C1 | 4" FIXED ELL DIGITAL | 2045 | 0.01% | 2044.79
McCrometer | In-Line Flow Meters | No | MF101A1D3-C1 | 2.5" FIXED ELL DIGITAL | 2001 | 0.01% | 2000.79
McCrometer | In-Line Flow Meters | No | MW510A1D2-C1 | 10" TOP PLATE DIGITAL | 4328 | 0.01% | 4327.56
McCrometer | In-Line Flow Meters | No | MU104A21 | 4" VERTICAL FLOW MARATHON | 1528 | 0.01% | 1527.84
McCrometer | In-Line Flow Meters | No | QZ504A21 | 4" TOP PLATE MARATHON | 6146 | 0.01% | 6145.38
McCrometer | In-Line Flow Meters | No | QZ504A41 | 4" TOP PLATE SS316 MARATHON | 6475 | 0.01% | 6474.35
McCrometer | In-Line Flow Meters | No | MT102A16 | 2" FIXED ELL W/7W,A/R REG. | 1403 | 0.01% | 1402.85
McCrometer | In-Line Flow Meters | No | QZ506A11 | METER 6" 300# SS304 | 7602 | 0.01% | 7601.23
McCrometer | In-Line Flow Meters | No | MT104A26 | 4" FIXED ELL MARATHON W/7W A/R REG. | 1413 | 0.01% | 1412.85
McCrometer | In-Line Flow Meters | No | MW506A31 | 6" TOP PLATE SS316 | 2955 | 0.01% | 2954.7
McCrometer | In-Line Flow Meters | No | MT103B16 | 3" FIXED ELL 7W/AR REG. | 1620 | 0.01% | 1619.83
McCrometer | In-Line Flow Meters | No | MW503A1D | 3" TOP PLATE DIGITAL | 2588 | 0.01% | 2587.74
McCrometer | In-Line Flow Meters | No | L0202A11A | 2" TOP PLATE W/E7000-000 | 2269 | 0.01% | 2268.77
McCrometer | In-Line Flow Meters | No | L0210A2D2 | 10" TOP PLATE MARATHON DIGITAL | 2277 | 0.01% | 2276.77
McCrometer | In-Line Flow Meters | No | MF103D11 | 3" FIXED ELL | 1616 | 0.01% | 1615.83
McCrometer | In-Line Flow Meters | No | MT902A11 | METER 2" HWS TBE | 1760 | 0.01% | 1759.82
McCrometer | In-Line Flow Meters | No | L0210A1D | 10" TOP PLATE DIGITAL | 2200 | 0.01% | 2199.78
McCrometer | In-Line Flow Meters | No | L0218A21C | 18" TOP PLATE MARATHON | 4483 | 0.01% | 4482.55
McCrometer | In-Line Flow Meters | No | MW502A12 | 2" TOP PLATE | 1910 | 0.01% | 1909.8
McCrometer | In-Line Flow Meters | No | MW518A2D3-C4 | 18" TOP PLATE MARATHON DIGITAL | 7643 | 0.01% | 7642.23
McCrometer | In-Line Flow Meters | No | L0206X5D2-C1 | 6" TOP PLATE SS316 CERAMIC DIGITAL | 2757 | 0.01% | 2756.72
McCrometer | In-Line Flow Meters | No | L0204X5D2-C1 | 6" TOP PLATE SS316 CERAMIC DIGITAL | 2734 | 0.01% | 2733.72
McCrometer | In-Line Flow Meters | No | MG912A21 | 12" TOP PLATE MARATHON | 3412 | 0.01% | 3411.65
McCrometer | In-Line Flow Meters | No | MW503A11A | 3" TOP PLATE | 3099 | 0.01% | 3098.69
McCrometer | In-Line Flow Meters | No | MT903A11 | METER 3" HWS TBE | 1830 | 0.01% | 1829.81
McCrometer | In-Line Flow Meters | No | MF103A11B | 3" FIXED EL | 2579 | 0.01% | 2578.74
McCrometer | In-Line Flow Meters | No | L0203A11B | 3" TOP PLATE | 2318 | 0.01% | 2317.76
McCrometer | In-Line Flow Meters | No | L0216A21A | 16" TOP PLATE MARATHON | 3351 | 0.01% | 3350.66
McCrometer | In-Line Flow Meters | No | MUR20A11-H | TESTING PART NUMBER | 1 | 0.01% | 0.99
McCrometer | In-Line Flow Meters | No | L0206A11B | 6" TOP PLATE W/E7000-001 | 2488 | 0.01% | 2487.75
McCrometer | In-Line Flow Meters | No | MW508A11A | 8" TOPP PLATE | 4169 | 0.01% | 4168.58
McCrometer | In-Line Flow Meters | No | QW503A31 | METER 3" HWS 150# SS304 | 4528 | 0.01% | 4527.54
McCrometer | In-Line Flow Meters | No | L0208A4D-R06 | 8" TOP PLATE SS316 MARATHON DIGITAL | 2533 | 0.01% | 2532.74
McCrometer | In-Line Flow Meters | No | MW504A1D3-C1 | 4" TOP PLATE DIGITAL | 2706 | 0.01% | 2705.72
McCrometer | In-Line Flow Meters | No | L0203A21 | 3" TOP PLATE MARATHON | 1323 | 0.01% | 1322.86
McCrometer | In-Line Flow Meters | No | MG903A11 | METER 3" HWS GBE | 1830 | 0.01% | 1829.81
McCrometer | In-Line Flow Meters | No | MZ524A11 | 24" TOP PLATE | 19068 | 0.01% | 19066.09
McCrometer | In-Line Flow Meters | No | MG108A21 | 8" FIXED ELL MARATHON | 1601 | 0.01% | 1600.83
McCrometer | In-Line Flow Meters | No | L0208A2D1-C1 | 8" TOP PLATE MARATHON DIGITAL | 2099 | 0.01% | 2098.79
McCrometer | In-Line Flow Meters | No | MW503B11 | METER 3" HWS ANSI 150# F | 2281 | 0.01% | 2280.77
McCrometer | In-Line Flow Meters | No | MW608P2D1-C1 | 8" WELD ON MARATHON DIGITAL | 2412 | 0.01% | 2411.75
McCrometer | In-Line Flow Meters | No | MW506A4D2-C3 | 6" TOP PLATE SS316 MARATHON DIGITAL | 3543 | 0.01% | 3542.64
McCrometer | In-Line Flow Meters | No | L0303A15 | TOPPLT ASSY 3" BRP NEW STYLE | 1743 | 0.01% | 1742.82
McCrometer | In-Line Flow Meters | No | M1104-05 | METER 4" FH ML/LPS W/3/8" NIPL | 1563 | 0.01% | 1562.84
McCrometer | In-Line Flow Meters | No | M1104-08 | METER 4" FH G/GM W/ 1/4" CPLG | 1605 | 0.01% | 1604.83
McCrometer | In-Line Flow Meters | No | M1104A21 | 4" HYDRANT MARATHON | 1606 | 0.01% | 1605.83
McCrometer | In-Line Flow Meters | No | MT103A11 | 3" FIXED ELL | 1344 | 0.01% | 1343.86
McCrometer | In-Line Flow Meters | No | MF112A11 | 12" FIXED ELL | 3595 | 0.01% | 3594.64
McCrometer | In-Line Flow Meters | No | MT102A1T | 2" FIXED ELLDIGITAL | 1321 | 0.01% | 1320.86
McCrometer | In-Line Flow Meters | No | MF110A11 | 10" FIXED ELL | 2926 | 0.01% | 2925.7
McCrometer | In-Line Flow Meters | No | MF106A3D | 6" FIXED ELLSS316 DIGITAL | 2783 | 0.01% | 2782.72
McCrometer | In-Line Flow Meters | No | M1104A11 | 4" HYDRANT | 1529 | 0.01% | 1528.84
McCrometer | In-Line Flow Meters | No | MF104A11 | 4" FIXED ELL | 1531 | 0.01% | 1530.84
McCrometer | In-Line Flow Meters | No | M1104C11 | 4" HYDRANT | 1583 | 0.01% | 1582.84
McCrometer | In-Line Flow Meters | No | MG104A11 | 4" FIXED ELL | 1375 | 0.01% | 1374.86
McCrometer | In-Line Flow Meters | No | MG106A11 | 6" FIXED ELL | 1434 | 0.01% | 1433.85
McCrometer | In-Line Flow Meters | No | ML106A21 | 6" FIXED ELL MARATHON | 1612 | 0.01% | 1611.83
McCrometer | In-Line Flow Meters | No | ML106A11 | 6" FIXED ELL | 1535 | 0.01% | 1534.84
McCrometer | In-Line Flow Meters | No | MF103A11 | 3" FIXED ELL | 1507 | 0.01% | 1506.84
McCrometer | In-Line Flow Meters | No | MF102A11 | 2" FIXED ELL | 1436 | 0.01% | 1435.85
McCrometer | In-Line Flow Meters | No | MF106A13 | 6" FIXED-ELL, FLANGED, SS316 BRG HOUSING | 2269 | 0.01% | 2268.77
McCrometer | In-Line Flow Meters | No | MF103A21 | 3" FIXED ELLMARATHON | 1584 | 0.01% | 1583.84
McCrometer | In-Line Flow Meters | No | MF108A21 | 8" FIXED ELLMARATHON | 2374 | 0.01% | 2373.76
McCrometer | In-Line Flow Meters | No | MT103A26 | 3" FIXED ELL MARATHON | 1491 | 0.01% | 1490.85
McCrometer | In-Line Flow Meters | No | MT102A11 | 2" FIXED-ELL, THREADED W/ BELL-REDUCERS | 1321 | 0.01% | 1320.86
McCrometer | In-Line Flow Meters | No | ML108A22 | 8" FIXED-ELL, LT WT FLG, MARATHON BRG | 1774 | 0.01% | 1773.82
McCrometer | In-Line Flow Meters | No | MF106A31 | 6" FIXED ELLSS316 | 2269 | 0.01% | 2268.77
McCrometer | In-Line Flow Meters | No | MF106A11 | 6" FIXED ELL | 1905 | 0.01% | 1904.8
McCrometer | In-Line Flow Meters | No | MG102A11 | 2" FIXED ELL | 1335 | 0.01% | 1334.86
McCrometer | In-Line Flow Meters | No | MF104A1 | 4" FIXED ELL | 1531 | 0.01% | 1530.84
McCrometer | In-Line Flow Meters | No | ML110A11 | 10" FIXED ELL | 1762 | 0.01% | 1761.82
McCrometer | In-Line Flow Meters | No | MF110A11A | 10" FIXED ELL | 3950 | 0.01% | 3949.6
McCrometer | In-Line Flow Meters | No | M1104A1D | 4" HYDRANT DIGITAL | 2043 | 0.01% | 2042.79
McCrometer | In-Line Flow Meters | No | MF104A21 | 4" FIXED ELL MARATHON | 1608 | 0.01% | 1607.83
McCrometer | In-Line Flow Meters | No | MG103A11 | 3" FIXED ELL | 1370 | 0.01% | 1369.86
McCrometer | In-Line Flow Meters | No | MG110A11 | 10" FIXED ELL | 1700 | 0.01% | 1699.83
McCrometer | In-Line Flow Meters | No | ML108A11 | 8" FIXED ELL | 1633 | 0.01% | 1632.83
McCrometer | In-Line Flow Meters | No | MG108A11 | METER 8" FIXED-L GBE | 1524 | 0.01% | 1523.84
McCrometer | In-Line Flow Meters | No | MF103A1D | 3" FIXED ELLDIGITAL | 2020 | 0.01% | 2019.79
McCrometer | In-Line Flow Meters | No | MF104A1D-R50 | 4" FIXED ELLDIGITAL | 2244 | 0.01% | 2243.77
McCrometer | In-Line Flow Meters | No | MF108A11 | FIXED-L 150# FF | 2297 | 0.01% | 2296.77
McCrometer | In-Line Flow Meters | No | MG102A11E | 2" FIXED ELL | 2288 | 0.01% | 2287.77
McCrometer | In-Line Flow Meters | No | MG103A11E | 3" FIXED ELL | 2322 | 0.01% | 2321.76
McCrometer | In-Line Flow Meters | No | MG104A11E | 4" FIXED ELL | 2327 | 0.01% | 2326.76
McCrometer | In-Line Flow Meters | No | MT103A1D2-C1 | 3" FIXED ELL DIGITAL | 1858 | 0.01% | 1857.81
McCrometer | In-Line Flow Meters | No | M1104C1D | 4" HYDRANT DIGITAL | 2096 | 0.01% | 2095.79
McCrometer | In-Line Flow Meters | No | MT103A1D | 3" FIXED ELL DIGITAL | 1858 | 0.01% | 1857.81
McCrometer | In-Line Flow Meters | No | MF102A3D | 2" FIXED ELLSS316 DIGITAL | 2314 | 0.01% | 2313.76
McCrometer | In-Line Flow Meters | No | MF102A1D | 2" FIXED ELLDIGITAL | 1950 | 0.01% | 1949.8
McCrometer | In-Line Flow Meters | No | MG108A25 | 8" FIXED ELLMARATHON | 1670 | 0.01% | 1669.83
McCrometer | In-Line Flow Meters | No | MG112A2D1-C1 | 12" FIXED ELLMARATHON DIGITAL | 2480 | 0.01% | 2479.75
McCrometer | In-Line Flow Meters | No | MF103A15 | 3" FIXED ELL | 1576 | 0.01% | 1575.84
McCrometer | In-Line Flow Meters | No | MT104A16 | 4" FIXED ELL | 1426 | 0.01% | 1425.85
McCrometer | In-Line Flow Meters | No | MG104A21 | 4" FIXED ELLMARATHON | 1452 | 0.01% | 1451.85
McCrometer | In-Line Flow Meters | No | MF104A1D2-C2 | 4" FIXED ELLDIGITAL | 2066 | 0.01% | 2065.79
McCrometer | In-Line Flow Meters | No | MF104A1D3 | 4" FIXED ELLDIGITAL | 2045 | 0.01% | 2044.79
McCrometer | In-Line Flow Meters | No | MF102A11B | 2" FIXED ELL | 2508 | 0.01% | 2507.74
McCrometer | In-Line Flow Meters | No | MG112A2D2-C1 | 12" FIXED ELLMARATHON DIGITAL | 2480 | 0.01% | 2479.75
McCrometer | In-Line Flow Meters | No | MG118A21 | 18" FIXED ELLMARATHON | 3846 | 0.01% | 3845.61
McCrometer | In-Line Flow Meters | No | MG110A2D2-C1 | 10" FIXED ELLMARATHON DIGITAL | 2291 | 0.01% | 2290.77
McCrometer | In-Line Flow Meters | No | M1104C21 | 4" HYDRANT MARATHON | 1660 | 0.01% | 1659.83
McCrometer | In-Line Flow Meters | No | MF104A1D1-R50 | 4" FIXED ELLDIGITAL | 2244 | 0.01% | 2243.77
McCrometer | In-Line Flow Meters | No | MG103A1D2-C1 | 3" FIXED ELLDIGITAL | 1883 | 0.01% | 1882.81
McCrometer | In-Line Flow Meters | No | MF112A11B | 12" FIXED ELL | 4667 | 0.01% | 4666.53
McCrometer | In-Line Flow Meters | No | ML106A2D2-C1 | 6" FIXED ELLMARATHON DIGITAL | 2126 | 0.01% | 2125.78
McCrometer | In-Line Flow Meters | No | MF108A2D3-C1 | 8" FIXED ELLMARATHON DIGITAL | 2888 | 0.01% | 2887.71
McCrometer | In-Line Flow Meters | No | MG112A1D2-C1 | 12" FIXED ELLDIGITAL | 2403 | 0.01% | 2402.75
McCrometer | In-Line Flow Meters | No | TV810-SW1075 | Vane 10.75" 6 Vane Weld-in St. | 77 | 0.01% | 76.99
McCrometer | In-Line Flow Meters | No | T0821-00-K | VANE SET 14 TRI DTL 21 X 4.5, X 3/16 WELD-ON, SET OF 3 VANES | 224 | 0.01% | 223.97
McCrometer | In-Line Flow Meters | No | TD212-46FLFLFS | Flgd.Tube, 12.000" Epoxy, 10 g, W/FS112-3 | 1305 | 0.01% | 1304.86
McCrometer | In-Line Flow Meters | No | T0823-00-K | VANE SET TRI STL 3/16 X 5-1/4 X 24 WELD-ON, SET OF 3 VANES | 231 | 0.01% | 230.97
McCrometer | In-Line Flow Meters | No | JC280183 | Jiffy Clamp 4" OD #280183 | 49 | 0.01% | 48.99
McCrometer | In-Line Flow Meters | No | JC280189 | Jiffy Clamp 4.5" OD #280189 | 49 | 0.01% | 48.99
McCrometer | In-Line Flow Meters | No | JC280341 | Jiffy Clamp 6" OD #280341 | 87 | 0.01% | 86.99
McCrometer | In-Line Flow Meters | No | JC280347 | Jiffy Clamp 6.625" OD #280347 | 97 | 0.01% | 96.99
McCrometer | In-Line Flow Meters | No | JC280356 | Jiffy Clamp 8" OD #280356 | 109 | 0.01% | 108.98
McCrometer | In-Line Flow Meters | No | JC280365 | Jiffy Clamp 8.625" OD #280365 | 119 | 0.01% | 118.98
McCrometer | In-Line Flow Meters | No | JC280540 | Jiffy Clamp 10" OD #280540 | 219 | 0.01% | 218.97
McCrometer | In-Line Flow Meters | No | L0780-06 | EXTENSION 6" LONG 304 | 321 | 0.01% | 320.96
McCrometer | In-Line Flow Meters | No | L0780-09 | EXTENSION 9" LONG 304 | 354 | 0.01% | 353.96
McCrometer | In-Line Flow Meters | No | L0780-12 | EXTENSION 12" LONG 304 | 376 | 0.01% | 375.96
McCrometer | In-Line Flow Meters | No | L0780-120 | EXTENSION 120" LONG 304 | 1348 | 0.01% | 1347.86
McCrometer | In-Line Flow Meters | No | L0780-18 | EXTENSION 18" LONG 304 | 429 | 0.01% | 428.95
McCrometer | In-Line Flow Meters | No | L0780-24 | EXTENSION 24" LONG 304 | 498 | 0.01% | 497.95
McCrometer | In-Line Flow Meters | No | L0780-30 | EXTENSION 30" LONG 304 | 538 | 0.01% | 537.94
McCrometer | In-Line Flow Meters | No | L0780-32 | EXTENSION 32" LONG 304 | 575 | 0.01% | 574.94
McCrometer | In-Line Flow Meters | No | L0780-33 | EXTENSION 33" LONG 304 | 566 | 0.01% | 565.94
McCrometer | In-Line Flow Meters | No | L0780-36 | EXTENSION 36" LONG 304 | 614 | 0.01% | 613.93
McCrometer | In-Line Flow Meters | No | L0780-40 | EXTENSION 40" LONG 304 | 628 | 0.01% | 627.93
McCrometer | In-Line Flow Meters | No | L0780-42 | EXTENSION 42" LONG 304 | 645 | 0.01% | 644.93
McCrometer | In-Line Flow Meters | No | L0780-44 | EXTENSION 44" LONG 304 | 664 | 0.01% | 663.93
McCrometer | In-Line Flow Meters | No | L0780-48 | EXTENSION 48" LONG 304 | 729 | 0.01% | 728.92
McCrometer | In-Line Flow Meters | No | L0780-54 | EXTENSION 54" LONG 304 | 754 | 0.01% | 753.92
McCrometer | In-Line Flow Meters | No | L0780-60 | EXTENSION 60" LONG 304 | 808 | 0.01% | 807.91
McCrometer | In-Line Flow Meters | No | L0780-64 | EXTENSION 64" LONG 304 | 844 | 0.01% | 843.91
McCrometer | In-Line Flow Meters | No | L0780-72 | EXTENSION 72" LONG 304 | 960 | 0.01% | 959.9
McCrometer | In-Line Flow Meters | No | L0780-84 | EXTENSION 84" LONG 304 | 1075 | 0.01% | 1074.89
McCrometer | In-Line Flow Meters | No | L0780-96 | EXTENSION 96" LONG 304 | 1132 | 0.01% | 1131.88
McCrometer | In-Line Flow Meters | No | OT102-00 | W/7-WHEEL ODOMETER | 65 | 0.01% | 64.99
McCrometer | In-Line Flow Meters | No | M1424P21 | 24" SADDLE MARATHON | 3538 | 0.01% | 3537.64
McCrometer | In-Line Flow Meters | No | M0308T26 | 8" SADDLE MARATHON | 1659 | 0.01% | 1658.83
McCrometer | In-Line Flow Meters | No | M0306X11 | 6" SADDLE | 1836 | 0.01% | 1835.81
McCrometer | In-Line Flow Meters | No | M0308P21J | 8" SADDLE MARATHON | 2159 | 0.01% | 2158.78
McCrometer | In-Line Flow Meters | No | M0304P11 | 4" SADDLE | 1350 | 0.01% | 1349.86
McCrometer | In-Line Flow Meters | No | M0306P21J | 6" SADDLE MARATHON | 2065 | 0.01% | 2064.79
McCrometer | In-Line Flow Meters | No | M0310P21 | 10" SADDLE MARATHON | 1711 | 0.01% | 1710.82
McCrometer | In-Line Flow Meters | No | M0308T21 | 8" SADDLE MARATHON | 1589 | 0.01% | 1588.84
McCrometer | In-Line Flow Meters | No | T0818-00-K | VANE SET 8 TRI DTL 12 X 2-1/2 X 3/16 WELD-ON,SET OF 3 VANES | 147 | 0.01% | 146.98
McCrometer | In-Line Flow Meters | No | T0819-00 | VANE 10 TRI DTL 15 X3-1/2X3/16 WELD-ON | 55 | 0.01% | 54.99
McCrometer | In-Line Flow Meters | No | T0820-00 | VANE 12 TRI DTL 18 X 4 X 3/16 WELD-ON | 57 | 0.01% | 56.99
McCrometer | In-Line Flow Meters | No | T0820-00-K | VANE SET TRI DTL 18 X 4 X 3/16 WELD-ON, SET OF 3 VANES | 164 | 0.01% | 163.98
McCrometer | In-Line Flow Meters | No | T0821-00 | VANE 14 TRI DTL 21 X 4.5 X3/16 WELD-ON | 63 | 0.01% | 62.99
McCrometer | In-Line Flow Meters | No | T0825-00-K | VANE SET 18 TRI DTL 27X6X3/16 WELD-ON, SET OF 3 VANES | 241 | 0.01% | 240.97
McCrometer | In-Line Flow Meters | No | M0308T1 | 8" SADDLE | 1998 | 0.01% | 1997.8
McCrometer | In-Line Flow Meters | No | M0304P21 | 4" SADDLE MARATHON | 1427 | 0.01% | 1426.85
McCrometer | In-Line Flow Meters | No | M0304P1T | 4" SADDLE DIGITAL | 1350 | 0.01% | 1349.86
McCrometer | In-Line Flow Meters | No | M0308P11 | 8" SADDLE | 1512 | 0.01% | 1511.84
McCrometer | In-Line Flow Meters | No | M0316T21 | 16" SADDLE MARATHON | 2237 | 0.01% | 2236.77
McCrometer | In-Line Flow Meters | No | TA108-26PEPE6 | Alum Tube, 8" .064 plain ends | 146 | 0.01% | 145.98
McCrometer | In-Line Flow Meters | No | TA210-40KRREFS | Alum Tube,10" .064 Kroy Cplr. | 896 | 0.01% | 895.91
McCrometer | In-Line Flow Meters | No | TA212-46KRREFS | Alum Tube, 12" .064 Kroy Cplr. W/ FS | 1146 | 0.01% | 1145.88
McCrometer | In-Line Flow Meters | No | TD104-26PEPE6 | Tube 4.0"Epoxy Plain Ends 26"Lg with Vanes | 167 | 0.01% | 166.98
McCrometer | In-Line Flow Meters | No | M0308X11 | 8" SADDLE | 1565 | 0.01% | 1564.84
McCrometer | In-Line Flow Meters | No | M0308T2T | 8" SADDLE MARATHON DIGITAL | 1589 | 0.01% | 1588.84
McCrometer | In-Line Flow Meters | No | M1424T21 | 24" SADDLE MARATHON | 3538 | 0.01% | 3537.64
McCrometer | In-Line Flow Meters | No | M0308P21 | 8" SADDLE MARATHON | 1589 | 0.01% | 1588.84
McCrometer | In-Line Flow Meters | No | M0310T2T-FS | 10" SADDLE MARATHON DIGITAL | 1589 | 0.01% | 1588.84
McCrometer | In-Line Flow Meters | No | M0308T25 | 8" SADDLE MARATHON | 1659 | 0.01% | 1658.83
McCrometer | In-Line Flow Meters | No | M0304T21 | 4" SADDLE MARATHON | 1427 | 0.01% | 1426.85
McCrometer | In-Line Flow Meters | No | M0306P21 | 6" SADDLE MARATHON | 1495 | 0.01% | 1494.85
McCrometer | In-Line Flow Meters | No | M1714B4D2-C1 | 14" OPEN FLOW SS316 MARATHON DIGITAL | 3293 | 0.01% | 3292.67
McCrometer | In-Line Flow Meters | No | M0312P21 | 12" SADDLE MARATHON | 1860 | 0.01% | 1859.81
McCrometer | In-Line Flow Meters | No | M0310T1 | 10" SADDLE | 2120 | 0.01% | 2119.78
McCrometer | In-Line Flow Meters | No | M0308A11 | 8" SADDLE | 1512 | 0.01% | 1511.84
McCrometer | In-Line Flow Meters | No | M0308T11 | 8" SADDLE | 1512 | 0.01% | 1511.84
McCrometer | In-Line Flow Meters | No | M0310T11 | 10" SADDLE | 1634 | 0.01% | 1633.83
McCrometer | In-Line Flow Meters | No | T0816-00 | VANE 4 TRI DTL 6 X 1.312 X3/16 WELD-ON | 26 | 0.01% | 25.99
McCrometer | In-Line Flow Meters | No | T0816-00-K | VANE SET 4 TRI DTL 6 X 1.312 X 3/16 WELD ON (SET OF 3) | 80 | 0.01% | 79.99
McCrometer | In-Line Flow Meters | No | T0817-00 | VANE 6 TRI DTL 9 X 2 X 3/16" WELD-ON | 27 | 0.01% | 26.99
McCrometer | In-Line Flow Meters | No | T0817-00-K | VANE SET 6 TRI DTL 9X2 X 3/16" WELD-ON (SET OF 3 VANES) | 86 | 0.01% | 85.99
McCrometer | In-Line Flow Meters | No | T0818-00 | VANE 8 TRI DTL 12 X 2-1/2X3/16 WELD-ON | 44 | 0.01% | 43.99
McCrometer | In-Line Flow Meters | No | M1424C11 | 24" SADDLE | 3483 | 0.01% | 3482.65
McCrometer | In-Line Flow Meters | No | M1714B3D2-C1 | 14" OPEN FLOW SS316 DIGITAL | 3253 | 0.01% | 3252.67
McCrometer | In-Line Flow Meters | No | M0310T22 | 10" SADDLE MARATHON | 1775 | 0.01% | 1774.82
McCrometer | In-Line Flow Meters | No | M0306B11-036 | 6" SADDLE | 2000 | 0.01% | 1999.8
McCrometer | In-Line Flow Meters | No | M0308B11-036 | 8" SADDLE | 2094 | 0.01% | 2093.79
McCrometer | In-Line Flow Meters | No | M0308T22 | 8" SADDLE MARATHON | 1653 | 0.01% | 1652.83
McCrometer | In-Line Flow Meters | No | M0306P1T | 6" SADDLE DIGITAL | 1392 | 0.01% | 1391.86
McCrometer | In-Line Flow Meters | No | M0304T11 | 4" SADDLE | 1350 | 0.01% | 1349.86
McCrometer | In-Line Flow Meters | No | L0780-43 | EXTENSION 43" LONG 304 | 681 | 0.01% | 680.93
McCrometer | In-Line Flow Meters | No | T0819-00-K | VANE SET 10 TRI DTL 15 X 3-1/2 X 3/16 WELD-ON, SET OF 3 VANES | 159 | 0.01% | 158.98
McCrometer | In-Line Flow Meters | No | M0316C11 | 16" SADDLE | 2214 | 0.01% | 2213.77
McCrometer | In-Line Flow Meters | No | M0308P11-SW | 8" SADDLE | 1726 | 0.01% | 1725.82
McCrometer | In-Line Flow Meters | No | M030811-SW | 8" SADDLE | 1726 | 0.01% | 1725.82
McCrometer | In-Line Flow Meters | No | M0308A1D-R25 | 8" SADDLE DIGITAL | 2158 | 0.01% | 2157.78
McCrometer | In-Line Flow Meters | No | M030611-SW | 6" SADDLE | 1632 | 0.01% | 1631.83
McCrometer | In-Line Flow Meters | No | M0306P11-SW | 6" SADDLE | 1632 | 0.01% | 1631.83
McCrometer | In-Line Flow Meters | No | M0310P11 | 10" SADDLE | 1634 | 0.01% | 1633.83
McCrometer | In-Line Flow Meters | No | M0310T26 | 10" SADDLE MARATHON | 1780 | 0.01% | 1779.82
McCrometer | In-Line Flow Meters | No | M0306B11 | 6" MC SADDLE | 1418 | 0.01% | 1417.85
McCrometer | In-Line Flow Meters | No | M0312P2-048 | 12" SADDLE MARATHON, 48" EXTENSION | 2588 | 0.01% | 2587.74
McCrometer | In-Line Flow Meters | No | M0304B11 | 4" SADDLE | 1350 | 0.01% | 1349.86
McCrometer | In-Line Flow Meters | No | M0314T11 | 14" SADDLE | 1963 | 0.01% | 1962.8
McCrometer | In-Line Flow Meters | No | M0306T21K | 6" SADDLE MARATHON | 2028 | 0.01% | 2027.79
McCrometer | In-Line Flow Meters | No | M0306T11 | 6" SADDLE | 1418 | 0.01% | 1417.85
McCrometer | In-Line Flow Meters | No | M0310B11 | 10" SADDLE | 1634 | 0.01% | 1633.83
McCrometer | In-Line Flow Meters | No | M0306A11 | 6" SADDLE | 1418 | 0.01% | 1417.85
McCrometer | In-Line Flow Meters | No | M0306P11 | 6" SADDLE | 1418 | 0.01% | 1417.85
McCrometer | In-Line Flow Meters | No | M0308P11-SW | 8" SADDLE | 1726 | 0.01% | 1725.82
McCrometer | In-Line Flow Meters | No | M0310T21 | 10" SADDLE MARATHON | 1711 | 0.01% | 1710.82
McCrometer | In-Line Flow Meters | No | M0312T21 | 12" SADDLE MARATHON | 1860 | 0.01% | 1859.81
McCrometer | In-Line Flow Meters | No | M0308B11 | 8" MC SADDLE | 1512 | 0.01% | 1511.84
McCrometer | In-Line Flow Meters | No | M0310P2 | 10" SADDLE MARATHON | 1711 | 0.01% | 1710.82
McCrometer | In-Line Flow Meters | No | M0304T25 | 4" SADDLE MARATHON | 1497 | 0.01% | 1496.85
McCrometer | In-Line Flow Meters | No | M0306T21 | 6" SADDLE MARATHON | 1495 | 0.01% | 1494.85
McCrometer | In-Line Flow Meters | No | M0308P22 | 8" SADDLE MARATHON | 1653 | 0.01% | 1652.83
McCrometer | In-Line Flow Meters | No | M0316T11 | 16" SADDLE | 2160 | 0.01% | 2159.78
McCrometer | In-Line Flow Meters | No | M0308T2T-FS | 8" SADDLE MARATHON DIGITAL | 1589 | 0.01% | 1588.84
McCrometer | In-Line Flow Meters | No | M0312P11 | 12" SADDLE | 1783 | 0.01% | 1782.82
McCrometer | In-Line Flow Meters | No | M0316T41 | 16" SADDLE SS316 MARATHON | 2566 | 0.01% | 2565.74
McCrometer | In-Line Flow Meters | No | M0304P1D-SW | 4" SADDLE DIGITAL | 2048 | 0.01% | 2047.79
McCrometer | In-Line Flow Meters | No | M0314B12 | MC PROP SADDLE, 14", ANTI-REVERSE | 2028 | 0.01% | 2027.79
McCrometer | In-Line Flow Meters | No | M0314A21 | 14" SADDLE MARATHON | 2040 | 0.01% | 2039.79
McCrometer | In-Line Flow Meters | No | M0310P11-SW | 10" SADDLE SURFACE WATER | 1848 | 0.01% | 1847.81
McCrometer | In-Line Flow Meters | No | M1720C21 | 20" OPEN FLOW MARATHON | 2943 | 0.01% | 2942.7
McCrometer | In-Line Flow Meters | No | M0312T21E | 12" SADDLE MARATHON | 2812 | 0.01% | 2811.71
McCrometer | In-Line Flow Meters | No | M0310A11 | 10" SADDLE | 1634 | 0.01% | 1633.83
McCrometer | In-Line Flow Meters | No | M0310T21E | 10" SADDLE MARATHON | 2663 | 0.01% | 2662.73
McCrometer | In-Line Flow Meters | No | M0312P21-SW | 12" SADDLE MARATHON | 2074 | 0.01% | 2073.79
McCrometer | In-Line Flow Meters | No | M1420T21E | 20" SADDLE MARATHON | 3992 | 0.01% | 3991.6
McCrometer | In-Line Flow Meters | No | M1720D21 | 20" OPEN FLOW MARATHON (MECHANICAL) | 3018 | 0.01% | 3017.69
McCrometer | In-Line Flow Meters | No | M0310P11-084 | 10" SADDLE | 2651 | 0.01% | 2650.73
McCrometer | In-Line Flow Meters | No | M0312B11L | METER 12" BOLT-ON SADDLE | 2353 | 0.01% | 2352.76
McCrometer | In-Line Flow Meters | No | M0312T11 | MC PROP SADDLE, 12" | 1783 | 0.01% | 1782.82
McCrometer | In-Line Flow Meters | No | M0306T22 | MC PROP SADDLE, 6", MARATHON | 1559 | 0.01% | 1558.84
McCrometer | In-Line Flow Meters | No | M0314T21 | 14" SADDLE MARATHON | 2040 | 0.01% | 2039.79
McCrometer | In-Line Flow Meters | No | M1418B11L | METER 18" ASSY BLT-ON SADL | 3412 | 0.01% | 3411.65
McCrometer | In-Line Flow Meters | No | M0310P11B-048 | MC PROP SADDLE, 10", 4-20MA & OPTO PULSE | 3377 | 0.01% | 3376.66
McCrometer | In-Line Flow Meters | No | M0305X11 | 5" SADDLE | 1446 | 0.01% | 1445.85
McCrometer | In-Line Flow Meters | No | M1430T21A | 30" SADDLE MARATHON | 4881 | 0.01% | 4880.51
McCrometer | In-Line Flow Meters | No | M0310A1D-R50 | 10" SADDLE DIGITAL | 2347 | 0.01% | 2346.76
McCrometer | In-Line Flow Meters | No | M0308T24 | 8" SADDLE MARATHON | 1653 | 0.01% | 1652.83
McCrometer | In-Line Flow Meters | No | M0308T1D1-C3 | 8" SADDLE DIGITAL | 2059 | 0.01% | 2058.79
McCrometer | In-Line Flow Meters | No | M0312T21A | 12" SADDLE MARATHON | 2884 | 0.01% | 2883.71
McCrometer | In-Line Flow Meters | No | M0305T11 | 5" SADDLE | 1392 | 0.01% | 1391.86
McCrometer | In-Line Flow Meters | No | M1720I1D | 20" OPEN FLOW DIGITAL | 3803 | 0.01% | 3802.61
McCrometer | In-Line Flow Meters | No | T0840-00-K | VANE SET 14" TRI BOLT-ON SS304 SET OF 3 VANES | 224 | 0.01% | 223.97
McCrometer | In-Line Flow Meters | No | M0310P11-048 | 10" SADDLE | 2305 | 0.01% | 2304.76
McCrometer | In-Line Flow Meters | No | M0316B1D1-C3-R25 | 16" SADDLE DIGITAL | 2840 | 0.01% | 2839.71
McCrometer | In-Line Flow Meters | No | M1710A11 | 10" OPEN FLOW | 2296 | 0.01% | 2295.77
McCrometer | In-Line Flow Meters | No | M0308P11G | 8" SADDLE W/E618-02 | 1894 | 0.01% | 1893.81
McCrometer | In-Line Flow Meters | No | M0316B2D1-C3-R25 | 16" SADDLE DIGITAL | 2917 | 0.01% | 2916.7
McCrometer | In-Line Flow Meters | No | M0310P11-060 | 10" SADDLE W/EXT. | 2420 | 0.01% | 2419.75
McCrometer | In-Line Flow Meters | No | M0306P21G | 6" SADDLE MARATHON | 1877 | 0.01% | 1876.81
McCrometer | In-Line Flow Meters | No | M0308P2D | 8" SADDLE MARATHON DIGITAL | 2103 | 0.01% | 2102.78
McCrometer | In-Line Flow Meters | No | M1418T11 | MC PROP 18" SADDLE | 2842 | 0.01% | 2841.71
McCrometer | In-Line Flow Meters | No | M0306P25 | 6" SADDLE MARATHON | 1564 | 0.01% | 1563.84
McCrometer | In-Line Flow Meters | No | M1720E1D2-C1 | 20" OPEN FLOW DIGITAL | 3499 | 0.01% | 3498.65
McCrometer | In-Line Flow Meters | No | M0308P21-SW | 8" SADDLE MARATHON | 1803 | 0.01% | 1802.81
McCrometer | In-Line Flow Meters | No | M0308T21K | 8" SADDLE MARATHON | 2122 | 0.01% | 2121.78
McCrometer | In-Line Flow Meters | No | M0310P26 | MC PROP 10" SADDLE, MARATHON, ANTI-REVERSE & 7 WHEEL | 1780 | 0.01% | 1779.82
McCrometer | In-Line Flow Meters | No | M1420X1D2-C1-R50 | 20" SADDLE DIGITAL | 3697 | 0.01% | 3696.63
McCrometer | In-Line Flow Meters | No | M0312P1T | 12" SADDLE DIGITAL | 1783 | 0.01% | 1782.82
McCrometer | In-Line Flow Meters | No | M0314B21 | 14" SADDLE MARATHON | 2040 | 0.01% | 2039.79
McCrometer | In-Line Flow Meters | No | M0306B15 | 6" SADDLE W/7W | 1487 | 0.01% | 1486.85
McCrometer | In-Line Flow Meters | No | M0308B26-SW | 8" SADDLE, REVERSE PROP, MARATHON | 1873 | 0.01% | 1872.81
McCrometer | In-Line Flow Meters | No | M0304P21-012 | 4" SADDLE MARATHON | 1809 | 0.01% | 1808.81
McCrometer | In-Line Flow Meters | No | M0308P26-SW | 8" SADDLE, REVERSE PROP, MARATHON | 1873 | 0.01% | 1872.81
McCrometer | In-Line Flow Meters | No | M0310T25 | MC PROP 10" SADDLE, MARATHON, 7-WHEEL | 1780 | 0.01% | 1779.82
McCrometer | In-Line Flow Meters | No | M0312P25 | 12" SADDLE MARATHON, 7WHEEL | 1929 | 0.01% | 1928.8
McCrometer | In-Line Flow Meters | No | M0306P1T-FS | 6" SADDLE DIGITAL | 1325 | 0.01% | 1324.86
McCrometer | In-Line Flow Meters | No | M0312P1D2-C1 | 12" SADDLE DIGITAL | 2296 | 0.01% | 2295.77
McCrometer | In-Line Flow Meters | No | M0308T11-036 | 8" SADDLE | 2067 | 0.01% | 2066.79
McCrometer | In-Line Flow Meters | No | M1418B11 | MC PROP SADDLE 18" | 2842 | 0.01% | 2841.71
McCrometer | In-Line Flow Meters | No | M0308B1D1-RM25 | 8" SADDLE DIGITAL | 2158 | 0.01% | 2157.78
McCrometer | In-Line Flow Meters | No | M0316P21 | 16" SADDLE MARATHON | 2237 | 0.01% | 2236.77
McCrometer | In-Line Flow Meters | No | M0310P11-036 | 10" SADDLE | 2189 | 0.01% | 2188.78
McCrometer | In-Line Flow Meters | No | M0312P12-SW | 12" SADDLE | 2074 | 0.01% | 2073.79
McCrometer | In-Line Flow Meters | No | M0306P22 | 6" SADDLE MARATHON | 1559 | 0.01% | 1558.84
McCrometer | In-Line Flow Meters | No | M0308P11-036 | 8" SADDLE | 2067 | 0.01% | 2066.79
McCrometer | In-Line Flow Meters | No | M0308P25 | 8" SADDLE MARATHON | 1659 | 0.01% | 1658.83
McCrometer | In-Line Flow Meters | No | M1714B3D2-C1 | MC PROP OPEN FLOW, 14", 5' HEIGHT, DIGITAL 4-20MA & PULSE 6' CABLE | 3253 | 0.01% | 3252.67
McCrometer | In-Line Flow Meters | No | M1712B11 | 12" OPEN FLOW | 2299 | 0.01% | 2298.77
McCrometer | In-Line Flow Meters | No | M0308T21J | 8" SADDLE MARATHON | 2159 | 0.01% | 2158.78
McCrometer | In-Line Flow Meters | No | M0310P2D1-C3 | 10" SADDLE MARATHON DIGITAL | 2258 | 0.01% | 2257.77
McCrometer | In-Line Flow Meters | No | M0310P2D1-C3-SW | 10" SADDLE MARATHON DIGITAL | 2472 | 0.01% | 2471.75
McCrometer | In-Line Flow Meters | No | M0310P21-SW | 10" SADDLE MARATHON | 1925 | 0.01% | 1924.8
McCrometer | In-Line Flow Meters | No | M0304T26 | 4" SADDLE MARATHON | 1497 | 0.01% | 1496.85
McCrometer | In-Line Flow Meters | No | M0308T21-SW | 8" SADDLE MARATHON | 1803 | 0.01% | 1802.81
McCrometer | In-Line Flow Meters | No | M0306B21 | 6" SADDLE MARATHON | 1495 | 0.01% | 1494.85
McCrometer | In-Line Flow Meters | No | M0310P5D2-C1 | 10" SADDLE SS316 CERAMIC DIGITAL | 2574 | 0.01% | 2573.74
McCrometer | In-Line Flow Meters | No | M0310T51 | 10" SADDLE SS316 CERAMIC | 2061 | 0.01% | 2060.79
McCrometer | In-Line Flow Meters | No | M0306P2D-C3 | 6" SADDLE MARATHON DIGITAL | 2042 | 0.01% | 2041.79
McCrometer | In-Line Flow Meters | No | M0312P21-FS | 12" SADDLE MARATHON | 1860 | 0.01% | 1859.81
McCrometer | In-Line Flow Meters | No | M0312P11A | 12" SADDLE | 2807 | 0.01% | 2806.71
McCrometer | In-Line Flow Meters | No | M0310P11-072 | 10" SADDLE | 1902 | 0.01% | 1901.8
McCrometer | In-Line Flow Meters | No | M0312A1D2-C1 | 12" SADDLE DIGITAL | 2296 | 0.01% | 2295.77
McCrometer | In-Line Flow Meters | No | M0308P26 | 8" SADDLE MARATHON | 1659 | 0.01% | 1658.83
McCrometer | In-Line Flow Meters | No | M0306P26 | 6" SADDLE MARATHON | 1564 | 0.01% | 1563.84
McCrometer | In-Line Flow Meters | No | M1418B2D3-C1 | 18" SADDLE MARATHON DIGITAL | 3465 | 0.01% | 3464.65
McCrometer | In-Line Flow Meters | No | M0306P21-FS | 6" SADDLE MARATHON | 1495 | 0.01% | 1494.85
McCrometer | In-Line Flow Meters | No | M0308P51 | 8" SADDLE SS316 CERAMIC | 1939 | 0.01% | 1938.8
McCrometer | In-Line Flow Meters | No | M0312T22 | 12" SADDLE MARATHON | 1924 | 0.01% | 1923.8
McCrometer | In-Line Flow Meters | No | M0308P1D-R25 | 8" SADDLE DIGITAL | 2158 | 0.01% | 2157.78
McCrometer | In-Line Flow Meters | No | M0312P11-SW | 12" SADDLE | 1925 | 0.01% | 1924.8
McCrometer | In-Line Flow Meters | No | M0304A11 | 4" SADDLE | 1350 | 0.01% | 1349.86
McCrometer | In-Line Flow Meters | No | M0312B21 | 12" SADDLE MARATHON | 1860 | 0.01% | 1859.81
McCrometer | In-Line Flow Meters | No | M0305P21 | 5" SADDLE MARATHON | 1469 | 0.01% | 1468.85
McCrometer | In-Line Flow Meters | No | M1742G2D3-C1 | 42" OPEN FLOW MARATHON DIGITAL | 5732 | 0.01% | 5731.42
McCrometer | In-Line Flow Meters | No | M0312P1D1-C1 | 12" SADDLE DIGITAL | 2296 | 0.01% | 2295.77
McCrometer | In-Line Flow Meters | No | M0312P26 | 12" SADDLE MARATHON | 1929 | 0.01% | 1928.8
McCrometer | In-Line Flow Meters | No | TD210-40FLFL | Flgd.Tube, 10.000" Epoxy, 10 g W/Hole for FS Vanes | 844 | 0.01% | 843.91
McCrometer | In-Line Flow Meters | No | M0312P1D2-C3 | 12" SADDLE DIGITAL | 2329 | 0.01% | 2328.76
McCrometer | In-Line Flow Meters | No | M0312C11 | MC PROP 12" SADDLE, 12.5 OD | 1783 | 0.01% | 1782.82
McCrometer | In-Line Flow Meters | No | M0306A1D2-C1 | 6" SADDLE DIGITAL | 1931 | 0.01% | 1930.8
McCrometer | In-Line Flow Meters | No | M1716B21 | 16" OPEN FLOW MARATHON | 2519 | 0.01% | 2518.74
McCrometer | In-Line Flow Meters | No | M0312X11 | 12" SADDLE | 1836 | 0.01% | 1835.81
McCrometer | In-Line Flow Meters | No | M0310P2D9-C1 | 10" SADDLE MARATHON DIGITAL | 2315 | 0.01% | 2314.76
McCrometer | In-Line Flow Meters | No | M1724C1D | 24" OPEN FLOW DIGITAL | 3588 | 0.01% | 3587.64
McCrometer | In-Line Flow Meters | No | M0314T21L | 14" SADDLE MARATHON | 2611 | 0.01% | 2610.73
McCrometer | In-Line Flow Meters | No | M1720C1D | 20" OPEN FLOW DIGITAL | 3347 | 0.01% | 3346.66
McCrometer | In-Line Flow Meters | No | M0312A11 | 12" SADDLE | 1783 | 0.01% | 1782.82
McCrometer | In-Line Flow Meters | No | M0308T12-FS | 8" SADDLE | 1589 | 0.01% | 1588.84
McCrometer | In-Line Flow Meters | No | M0308T21-FS | 8" SADDLE MARATHON | 1589 | 0.01% | 1588.84
McCrometer | In-Line Flow Meters | No | M0310P22 | 10" SADDLE MARATHON-A/R REG. | 1775 | 0.01% | 1774.82
McCrometer | In-Line Flow Meters | No | M0308B21 | 8" SADDLE MARATHON | 1589 | 0.01% | 1588.84
McCrometer | In-Line Flow Meters | No | M0316B21 | 16" SADDLE MARATHON | 2237 | 0.01% | 2236.77
McCrometer | In-Line Flow Meters | No | M0304P1D3-C1 | 4" SADDLE DIGITAL | 1864 | 0.01% | 1863.81
McCrometer | In-Line Flow Meters | No | M0310P21-048 | 10" SADDLE MARATHON, 48" EXTENSION | 2382 | 0.01% | 2381.76
McCrometer | In-Line Flow Meters | No | M0310A1D | 10" SADDLE DIGITAL | 2147 | 0.01% | 2146.78
McCrometer | In-Line Flow Meters | No | M1720E1D2-C2 | MC PROP OPEN FLOW, 20", DIGITAL, 4-20MA & OPTO PULSE, 15' CABLE | 3520 | 0.01% | 3519.64
McCrometer | In-Line Flow Meters | No | M0308T22-FS | 8" SADDLE MARATHON | 1653 | 0.01% | 1652.83
McCrometer | In-Line Flow Meters | No | M0304P1D2‐C1‐R25 | 4" SADDLE DIGITAL | 1997 | 0.01% | 1996.8
McCrometer | In-Line Flow Meters | No | M0310P1D | 10" SADDLE DIGITAL | 2147 | 0.01% | 2146.78
McCrometer | In-Line Flow Meters | No | M1418T2D3-C1 | 18" SADDLE MARATHON DIGITAL | 3465 | 0.01% | 3464.65
McCrometer | In-Line Flow Meters | No | M0304P26 | 4" SADDLE MARATHON | 1497 | 0.01% | 1496.85
McCrometer | In-Line Flow Meters | No | M1436P11 | 36" SADDLE | 4480 | 0.01% | 4479.55
McCrometer | In-Line Flow Meters | No | M0316B2D1‐C3‐R25 | 16" SADDLE MARATHON DIGITAL | 2917 | 0.01% | 2916.7
McCrometer | In-Line Flow Meters | No | M0304P1D2-C1 | 4" SADDLE DIGITAL | 1864 | 0.01% | 1863.81
McCrometer | In-Line Flow Meters | No | M0314X11 | 14" SADDLE | 2017 | 0.01% | 2016.79
McCrometer | In-Line Flow Meters | No | M0310B21 | 10" SADDLE MARATHON | 1711 | 0.01% | 1710.82
McCrometer | In-Line Flow Meters | No | M0304P12 | MC PROP 4" SADDLE, A/R | 1415 | 0.01% | 1414.85
McCrometer | In-Line Flow Meters | No | M1420T21 | 20" SADDLE MARATHON | 3040 | 0.01% | 3039.69
McCrometer | In-Line Flow Meters | No | M0310T2T | 10" SADDLE MARATHON DIGITAL | 1711 | 0.01% | 1710.82
McCrometer | In-Line Flow Meters | No | M0308P12 | 8" SADDLE | 1576 | 0.01% | 1575.84
McCrometer | In-Line Flow Meters | No | M0312T2J1 | 12" SADDLE MARATHON | 2430 | 0.01% | 2429.75
McCrometer | In-Line Flow Meters | No | M0310P21 | 123 | 132 | 0.01% | 131.98
McCrometer | In-Line Flow Meters | No | M0312B21-060-SW | 12" SADDLE MARATHON | 2860 | 0.01% | 2859.71
McCrometer | In-Line Flow Meters | No | M0306P11A | 6" SADDLE | 2442 | 0.01% | 2441.75
McCrometer | In-Line Flow Meters | No | M0314P2D | 14" SADDLE MARATHON DIGITAL | 2554 | 0.01% | 2553.74
McCrometer | In-Line Flow Meters | No | M1418P11 | 18" SADDLE | 2842 | 0.01% | 2841.71
McCrometer | In-Line Flow Meters | No | M0316T21-SW | 16" SADDLE MARATHON | 2451 | 0.01% | 2450.75
McCrometer | In-Line Flow Meters | No | M0314T1D | 14" SADDLE DIGITAL | 2477 | 0.01% | 2476.75
McCrometer | In-Line Flow Meters | No | M1422P1D1-T2-R25 | MC 22" LARGE DIGITAL | 4015 | 0.01% | 4014.59
McCrometer | In-Line Flow Meters | No | M0314P2D1-C1 | 14" SADDLE MARATHON DIGITAL | 2554 | 0.01% | 2553.74
McCrometer | In-Line Flow Meters | No | M0306P1D | 6" SADDLE DIGITAL | 1931 | 0.01% | 1930.8
McCrometer | In-Line Flow Meters | No | M0304P21-SW | 4" SADDLE MARATHON | 1641 | 0.01% | 1640.83
McCrometer | In-Line Flow Meters | No | M0314X21-048 | 14" SADDLE MARATHON | 2769 | 0.01% | 2768.72
McCrometer | In-Line Flow Meters | No | M0306P1D2-C1 | 6" SADDLE DIGITAL | 1931 | 0.01% | 1930.8
McCrometer | In-Line Flow Meters | No | M0306P23 | 6" SADDLE MARATHON | 1559 | 0.01% | 1558.84
McCrometer | In-Line Flow Meters | No | M0310P1D-R25 | 10" SADDLE DIGITAL | 2280 | 0.01% | 2279.77
McCrometer | In-Line Flow Meters | No | M0312P21G | 12" SADDLE MARATHON | 2242 | 0.01% | 2241.77
McCrometer | In-Line Flow Meters | No | M1716B11 | 16" OPEN FLOW | 2442 | 0.01% | 2441.75
McCrometer | In-Line Flow Meters | No | M0306A1D6-C1 | 6" SADDLE DIGITAL | 2022 | 0.01% | 2021.79
McCrometer | In-Line Flow Meters | No | M0314T12 | 14" SADDLE | 2028 | 0.01% | 2027.79
McCrometer | In-Line Flow Meters | No | M0306P41 | 6" SADDLE SS316 MARATHON | 1823 | 0.01% | 1822.81
McCrometer | In-Line Flow Meters | No | M0304P1D | 4" SADDLE DIGITAL | 1864 | 0.01% | 1863.81
McCrometer | In-Line Flow Meters | No | M0312P22 | 12" SADDLE MARATHON | 1924 | 0.01% | 1923.8
McCrometer | In-Line Flow Meters | No | M0308P11J | 8" SADDLE W/EA631-002 | 1847 | 0.01% | 1846.81
McCrometer | In-Line Flow Meters | No | M0305P11 | 5" SADDLE | 1392 | 0.01% | 1391.86
McCrometer | In-Line Flow Meters | No | M0312B11 | 12" SADDLE | 1783 | 0.01% | 1782.82
McCrometer | In-Line Flow Meters | No | M0306T21-SW | 6" SADDLE MARATHON | 1709 | 0.01% | 1708.82
McCrometer | In-Line Flow Meters | No | M0306T26 | 6" SADDLE MARATHON W/7W AR REG. | 1564 | 0.01% | 1563.84
McCrometer | In-Line Flow Meters | No | M0306P21-SW | 6" SADDLE MARATHON | 1709 | 0.01% | 1708.82
McCrometer | In-Line Flow Meters | No | M0308P21-FS | 8" SADDLE MARATHON | 1589 | 0.01% | 1588.84
McCrometer | In-Line Flow Meters | No | M0312P2D2-C1 | 12" SADDLE MARATHON DIGITAL | 2373 | 0.01% | 2372.76
McCrometer | In-Line Flow Meters | No | M0314A11 | 14" SADDLE | 1963 | 0.01% | 1962.8
McCrometer | In-Line Flow Meters | No | M0308P41-SW | 8" SADDLE SS316 MARATHON | 2131 | 0.01% | 2130.78
McCrometer | In-Line Flow Meters | No | M0308A1D-R50 | 8" SADDLE DIGITAL | 2225 | 0.01% | 2224.77
McCrometer | In-Line Flow Meters | No | M0314T22 | 14" SADDLE MARATHON | 2105 | 0.01% | 2104.78
McCrometer | In-Line Flow Meters | No | M0304T1D2-C3-R25 | 4" SADDLE DIGITAL | 2030 | 0.01% | 2029.79
McCrometer | In-Line Flow Meters | No | M0308A21 | 8" SADDLE MARATHON | 1589 | 0.01% | 1588.84
McCrometer | In-Line Flow Meters | No | M0306P21L | 6" SADDLE MARATHON W/SA100 | 2065 | 0.01% | 2064.79
McCrometer | In-Line Flow Meters | No | M0304P21L | 4" SADDLE MARATHON W/SA100 | 1998 | 0.01% | 1997.8
McCrometer | In-Line Flow Meters | No | M0306T11-SW | 6" SADDLE | 1632 | 0.01% | 1631.83
McCrometer | In-Line Flow Meters | No | M0308T21‐FS | 8" SADDLE MARATHON | 1589 | 0.01% | 1588.84
McCrometer | In-Line Flow Meters | No | M0306T21‐FS | 6" SADDLE MARATHON | 1495 | 0.01% | 1494.85
McCrometer | In-Line Flow Meters | No | M0306T21-FS | 6" SADDLE MARATHON | 1495 | 0.01% | 1494.85
McCrometer | In-Line Flow Meters | No | M0312P2D | 12" SADDLE MARATHON DIGITAL | 2373 | 0.01% | 2372.76
McCrometer | In-Line Flow Meters | No | M0306T2D8-C1 | 6" SADDLE MARATHON DIGITAL | 2099 | 0.01% | 2098.79
McCrometer | In-Line Flow Meters | No | M0306T11-034 | 6" SADDLE | 1954 | 0.01% | 1953.8
McCrometer | In-Line Flow Meters | No | M0312P26-SW | 12" SADDLE MARATHON | 2143 | 0.01% | 2142.78
McCrometer | In-Line Flow Meters | No | M0308C11 | 8" SADDLE | 1565 | 0.01% | 1564.84
McCrometer | In-Line Flow Meters | No | M1424B25-SW | 14" SADDLE MARATHON | 3817 | 0.01% | 3816.61
McCrometer | In-Line Flow Meters | No | M0304P1D1-C1 | 4" SADDLE DIGITAL | 1864 | 0.01% | 1863.81
McCrometer | In-Line Flow Meters | No | M0308PID1-C1 | 8" SADDLE DIGITAL | 2026 | 0.01% | 2025.79
McCrometer | In-Line Flow Meters | No | M0308P1D1-C1 | 8" SADDLE DIGITAL | 2026 | 0.01% | 2025.79
McCrometer | In-Line Flow Meters | No | M0310X11 | 10" SADDLE | 1687 | 0.01% | 1686.83
McCrometer | In-Line Flow Meters | No | M0304T22 | M0304T22 | 1492 | 0.01% | 1491.85
McCrometer | In-Line Flow Meters | No | M0304P2D1-C1 | 4" SADDLE MARATHON DIGITAL | 1941 | 0.01% | 1940.8
McCrometer | In-Line Flow Meters | No | M0306P24 | 6" SADDLE MARATHON | 1559 | 0.01% | 1558.84
McCrometer | In-Line Flow Meters | No | M0306T24 | 6" SADDLE MARATHON | 1559 | 0.01% | 1558.84
McCrometer | In-Line Flow Meters | No | M1420T1D-R06 | 20" SADDLE DIGITAL | 3549 | 0.01% | 3548.64
McCrometer | In-Line Flow Meters | No | M1420P11 | 20" SADDLE | 2931 | 0.01% | 2930.7
McCrometer | In-Line Flow Meters | No | M0306P31 | 6" SADDLE SS316 | 1783 | 0.01% | 1782.82
McCrometer | In-Line Flow Meters | No | M0310P21-FS | 10" SADDLE MARATHON | 1711 | 0.01% | 1710.82
McCrometer | In-Line Flow Meters | No | M1710A11-SW | MC 10" OPEN FLOW, SURFACE WATER | 2457 | 0.01% | 2456.75
McCrometer | In-Line Flow Meters | No | R1116-72 | REG 16" AF/GM/3200/.01/6000 | 348.7 | 0.01% | 348.66
McCrometer | In-Line Flow Meters | No | R1106-73 | REG 6" AF/GM/2200/.001/2500 | 243.1 | 0.01% | 243.07
McCrometer | In-Line Flow Meters | No | R1104-134 | REG 4" AF/GM/650/.0001/400 | 243.1 | 0.01% | 243.07
McCrometer | In-Line Flow Meters | No | B0154-00 | BRG 1.125"OD X 0.25" ID | 9.9 | 0.01% | 9.89
McCrometer | In-Line Flow Meters | No | R1103-33 | REG 3" MID/MI/775/.001/25 | 245.3 | 0.01% | 245.27
McCrometer | In-Line Flow Meters | No | R1104-91 | REG 4" G/GM/2000/100/400 | 243.1 | 0.01% | 243.07
McCrometer | In-Line Flow Meters | No | L0200-36-D | TOPPLT DUMMY WLD 36"-48" MW500, MW600, MW900 | 960.3 | 0.01% | 960.2
McCrometer | In-Line Flow Meters | No | R1110-33 | REG 10" CM/CMH/775/1/800 | 282.7 | 0.01% | 282.67
McCrometer | In-Line Flow Meters | No | R1112-22 | REG 12" CM/CMH/425/1/1000 | 282.7 | 0.01% | 282.67
McCrometer | In-Line Flow Meters | No | L0654-10 | TOPPLT 4" BLANK VIC | 135.3 | 0.01% | 135.28
McCrometer | In-Line Flow Meters | No | R1430-16 | REG 30" NDX AF/CFS/525/.01/30 | 734.8 | 0.01% | 734.72
McCrometer | In-Line Flow Meters | No | B0742-20 | K HSG BRS REV APP 1.375" FOR 3" | 77 | 0.01% | 76.99
McCrometer | In-Line Flow Meters | No | B0110-88 | BRG A LG SS304 SEAL W/SHRT AFT | 365.2 | 0.01% | 365.16
McCrometer | In-Line Flow Meters | No | 9999RM | RECOATING MATERIAL | 96.8 | 0.01% | 96.79
McCrometer | In-Line Flow Meters | No | R1806-03 | REG 6" A/RV G/GM/675/100/1300 | 369.6 | 0.01% | 369.56
McCrometer | In-Line Flow Meters | No | R0128-01 | REG FRAME ASSY WITH CROSS SHAFT | 78.969 | 0.01% | 78.96
McCrometer | In-Line Flow Meters | No | R1512-19 | REG 12" 7W AF/GM/525/.001/4T | 390.5 | 0.01% | 390.46
McCrometer | In-Line Flow Meters | No | R1510-06 | REG 10" 7W AF/GM/850/.01/3000 | 390.5 | 0.01% | 390.46
McCrometer | In-Line Flow Meters | No | R1103-38 | REG 3" IG/IGM/725/10/250 | 245.3 | 0.01% | 245.27
McCrometer | In-Line Flow Meters | No | R1104-82 | REG 4" B/BM/850/1/20 | 243.1 | 0.01% | 243.07
McCrometer | In-Line Flow Meters | No | TV806-SW662 | Vane 6.625" 6 Vane Weld-in St | 114.4 | 0.01% | 114.38
McCrometer | In-Line Flow Meters | No | R1124-01 | REG 24" G/GM/2700/10000/15000 | 474.1 | 0.01% | 474.05
McCrometer | In-Line Flow Meters | No | R1104-264 | REG 4" G/GM/2400/100/1000 | 250.8 | 0.01% | 250.77
McCrometer | In-Line Flow Meters | No | R1404-04 | REG 4" NDX G/GM/2000/100/800 | 408.1 | 0.01% | 408.05
McCrometer | In-Line Flow Meters | No | R1114-36 | REG 14" AF/CFS/475/.001/10 | 292.6 | 0.01% | 292.57
McCrometer | In-Line Flow Meters | No | R1516-08 | REG 16" 7W AF/CFS/3200/.01/15 | 434.5 | 0.01% | 434.45
McCrometer | In-Line Flow Meters | No | R1104-234 | REG 4" AF/GM/775/.0001/800 | 250.8 | 0.01% | 250.77
McCrometer | In-Line Flow Meters | No | R1112-173 | REG 12" AF/GM/3200/.01/8000 | 293.7 | 0.01% | 293.67
McCrometer | In-Line Flow Meters | No | R1106-124 | REG 6" AF/IGM/2600/.001/1300 | 243.1 | 0.01% | 243.07
McCrometer | In-Line Flow Meters | No | R1115-04 | REG 15" AF/GM/3600/.01/6000 | 348.7 | 0.01% | 348.66
McCrometer | In-Line Flow Meters | No | R1114-01 | REG 14" G/GM/1300/1000/6000 | 282.7 | 0.01% | 282.67
McCrometer | In-Line Flow Meters | No | R1112-189 | REG 12" AI/GM/500/.01/4000 | 292.6 | 0.01% | 292.57
McCrometer | In-Line Flow Meters | No | B0140-11 | AFT BRG ASY BRG FH DRV BLT | 96.8 | 0.01% | 96.79
McCrometer | In-Line Flow Meters | No | R1118-23 | REG 18" AF/CFS/2600/.01/20 | 370.7 | 0.01% | 370.66
McCrometer | In-Line Flow Meters | No | R2008-04 | R 8" A/R 7W G/GM/400/100/2500 | 412.5 | 0.01% | 412.45
McCrometer | In-Line Flow Meters | No | R1112-61 | REG 12" AF/GM/525/.001/6000 | 282.7 | 0.01% | 282.67
McCrometer | In-Line Flow Meters | No | R1104-111 | REG 4" CM/CMH/575/.1/200 | 243.1 | 0.01% | 243.07
McCrometer | In-Line Flow Meters | No | R1172-13 | REG 72" AF/CFS/550/.1/200 | 926.2 | 0.01% | 926.1
McCrometer | In-Line Flow Meters | No | R2004-07 | R 4" A/R 7W G/GM/2000/100/1000 | 402.6 | 0.01% | 402.55
McCrometer | In-Line Flow Meters | No | R1406-22 | REG 6"NDX AF/GM/2200/.001/1300 | 387.2 | 0.01% | 387.16
McCrometer | In-Line Flow Meters | No | B0710-107 | BRG SPECIAL APP S316 | 438.9 | 0.01% | 438.85
McCrometer | In-Line Flow Meters | No | R0728-00 | CANOPY HSG WHITE W/GROOVE | 46.981 | 0.01% | 46.97
McCrometer | In-Line Flow Meters | No | R1103-21 | REG 3" B/GM/2500/1/250 | 245.3 | 0.01% | 245.27
McCrometer | In-Line Flow Meters | No | R1104-273 | REG 4" AF/GM/775/.0001/1000 | 243.1 | 0.01% | 243.07
McCrometer | In-Line Flow Meters | No | R1403-11 | REG 3" NDX AF/GM/1950/.0001/500 | 400.4 | 0.01% | 400.35
McCrometer | In-Line Flow Meters | No | R1110-214 | REG 10" AF/GM/500/.001/6000 | 282.7 | 0.01% | 282.67
McCrometer | In-Line Flow Meters | No | R0102-837 | DFS B/BM/1/30 | 22 | 0.01% | 21.99
McCrometer | In-Line Flow Meters | No | R0102-561 | DFS B/BM/10/80 | 22 | 0.01% | 21.99
McCrometer | In-Line Flow Meters | No | R1912-09 | REG 12" NX7W AF/CFS/500/.01/10 | 662.2 | 0.01% | 662.13
McCrometer | In-Line Flow Meters | No | R2003-02 | REG 3"A/R 7W AF/GM/1950/.0001/ 250 | 402.6 | 0.01% | 402.55
McCrometer | In-Line Flow Meters | No | R1106-41 | REG 6" AF/GM/2700/.001/1300 | 250.8 | 0.01% | 250.77
McCrometer | In-Line Flow Meters | No | R1110-218 | REG 10" CM/LS/200/1/850 | 282.7 | 0.01% | 282.67
McCrometer | In-Line Flow Meters | No | R1110-217 | REG 10" CF/LS/1700/100/200 | 282.7 | 0.01% | 282.67
McCrometer | In-Line Flow Meters | No | R1508-33 | REG 8" 7W AF/CFS/1300/.001/6 | 402.6 | 0.01% | 402.55
McCrometer | In-Line Flow Meters | No | D0370-10 | LINER STOP MOLDED CPVC OR ABS | 19.8 | 0.01% | 19.79
McCrometer | In-Line Flow Meters | No | EJ556-10 | Cable Connector, 7-Pin, Male 712 Series, 3.5-5mm Cable | 45.1 | 0.01% | 45.09
McCrometer | In-Line Flow Meters | No | F0302-00 | FLG 2" CL D FF SO A36 NSF | 50.6 | 0.01% | 50.59
McCrometer | In-Line Flow Meters | No | F0303-00 | FLG 3" CL D FF SO A36 NSF | 51.7 | 0.01% | 51.69
McCrometer | In-Line Flow Meters | No | F0306-00 | FLG 6" CL D FF SO A36 NSF | 57.2 | 0.01% | 57.19
McCrometer | In-Line Flow Meters | No | F0308-00 | FLG 8" CL D FF SO A36 NSF | 89.1 | 0.01% | 89.09
McCrometer | In-Line Flow Meters | No | F0310-00 | FLG 10" CL D FF SO A36 NSF | 128.7 | 0.01% | 128.68
McCrometer | In-Line Flow Meters | No | F0312-00 | FLG 12" CL D FF SO A36 NSF | 151.8 | 0.01% | 151.78
McCrometer | In-Line Flow Meters | No | F0404 | PLUG 1" NPT SQ HD BRS SOLID | 40.7 | 0.01% | 40.69
McCrometer | In-Line Flow Meters | No | F0512-00 | FLG 12" 150# RF BLD A105 CS | 400.4 | 0.01% | 400.35
McCrometer | In-Line Flow Meters | No | P0103-02 | PROP 3" NOM 8 BLD MACH/UNTST COPOLYMER POLYPROPYLENE NSF | 33 | 0.01% | 32.99
McCrometer | In-Line Flow Meters | No | P0105-02 | PROP 4" DIA 6 BLD UNMACH/UNTST | 49.5 | 0.01% | 49.49
McCrometer | In-Line Flow Meters | No | P0106-02 | PROP 6" DIA 3 BLD MACH/UNTST COPOLYMER POLYPROPYLENE NSF | 46.2 | 0.01% | 46.19
McCrometer | In-Line Flow Meters | No | P0108-02 | PROP 8" DIA 3 BLD MACH/UNTST COPOLYMER POLYPROPYLENE NSF | 58.3 | 0.01% | 58.29
McCrometer | In-Line Flow Meters | No | P0110-02 | PROP 9" DIA 3 BLD COPOLYMER POLYPROPYLENE NSF | 89.1 | 0.01% | 89.09
McCrometer | In-Line Flow Meters | No | P0112-02 | PROP 12" DIA 3 BLD UNMACHINED COPOLYMER POLYPROPYLENE | 346.5 | 0.01% | 346.46
McCrometer | In-Line Flow Meters | No | P0136-02 | PROP 10" 3 BLD REV HELIX | 93.5 | 0.01% | 93.49
McCrometer | In-Line Flow Meters | No | P0203-02 | PROP 3" 8 BLD ZYTEL UNTESTED BLACK | 262.9 | 0.01% | 262.87
McCrometer | In-Line Flow Meters | No | P0204-02 | PROP 4" 6 BLD ZYTEL UNTESTED | 335.5 | 0.01% | 335.46
McCrometer | In-Line Flow Meters | No | P0210-02 | PROP 10" 3 BLD ZYTEL ST801 | 493.9 | 0.01% | 493.85
McCrometer | In-Line Flow Meters | No | R0102-16 | DFS G/GM/1000/4000 | 22 | 0.01% | 21.99
McCrometer | In-Line Flow Meters | No | R0102-31 | DFS AF/GM/.001/2500 | 22 | 0.01% | 21.99
McCrometer | In-Line Flow Meters | No | R0102-33 | DFS AF/GM/.001/4000 | 22 | 0.01% | 21.99
McCrometer | In-Line Flow Meters | No | R0105-00 | DFS SPACER NYLON 1/4"OD 3/16"L F/#6 SCREW,McMASTER# 94639A300 | 6.6 | 0.01% | 6.59
McCrometer | In-Line Flow Meters | No | R0111-01 | BRIDGE, SPEEDOMETER | 2.2 | 0.01% | 2.19
McCrometer | In-Line Flow Meters | No | R0112-00 | NUT BRASS HAIRSPRING HEX ADJ | 2.2 | 0.01% | 2.19
McCrometer | In-Line Flow Meters | No | R0114-00 | SCREW SPEED CUP ADJ | 2.2 | 0.01% | 2.19
McCrometer | In-Line Flow Meters | No | R0115-00 | BUSHING ODOMETER WHEEL SHAFT | 2.2 | 0.01% | 2.19
McCrometer | In-Line Flow Meters | No | R0119-00 | SHAFT ODOMETER WHEEL S316 MATERIAL | 2.2 | 0.01% | 2.19
McCrometer | In-Line Flow Meters | No | R0122-30 | WHL ODOM. THN 7W BLK/WHT LETRS | 3.3 | 0.01% | 3.29
McCrometer | In-Line Flow Meters | No | R0123-15 | GEAR SPUR 15 TEETH | 14.3 | 0.01% | 14.29
McCrometer | In-Line Flow Meters | No | R0123-16 | GEAR SPUR 16 TEETH | 14.3 | 0.01% | 14.29
McCrometer | In-Line Flow Meters | No | R0123-20 | GEAR SPUR 20 TEETH PLST | 14.3 | 0.01% | 14.29
McCrometer | In-Line Flow Meters | No | R0123-21 | GEAR SPUR 21 TEETH PLST | 14.3 | 0.01% | 14.29
McCrometer | In-Line Flow Meters | No | R0123-22 | GEAR SPUR 22 TEETH PLST | 14.3 | 0.01% | 14.29
McCrometer | In-Line Flow Meters | No | R0123-25 | GEAR SPUR 25 TEETH PLST ANTREV OLD FORD PART*DO NOT SCRAP ANY | 14.3 | 0.01% | 14.29
McCrometer | In-Line Flow Meters | No | R0123-26 | GEAR SPUR 26 TEETH PLST | 14.3 | 0.01% | 14.29
McCrometer | In-Line Flow Meters | No | R0124-00 | SHAFT GEAR ODOMETER PINION ROL S316 MATERIAL | 2.2 | 0.01% | 2.19
McCrometer | In-Line Flow Meters | No | R0125-00 | GEAR ODOMETER PINION ROLL | 2.2 | 0.01% | 2.19
McCrometer | In-Line Flow Meters | No | R0125-10 | GEAR ODOMETER PIN ROLL A/R REG YELLOW KICKER GEARS | 2.2 | 0.01% | 2.19
McCrometer | In-Line Flow Meters | No | R0127-00 | MAGNET HEAVY | 25.3 | 0.01% | 25.29
McCrometer | In-Line Flow Meters | No | R0129-00 | HAIRSPRING REGISTER LIGHT | 7.7 | 0.01% | 7.69
McCrometer | In-Line Flow Meters | No | R0130-00 | HAIRSPRING REGISTER HEAVY | 6.6 | 0.01% | 6.59
McCrometer | In-Line Flow Meters | No | R0131-00 | PIN HAIRSPRING DRIFT BRS 360HH BRASS 360 HH (FOR REGISTER) | 2.2 | 0.01% | 2.19
McCrometer | In-Line Flow Meters | No | R0142-00 | BUSH BASEPLATE HX HD 1-3/8"F-F BRASS ALLOY 360 HH | 8.8 | 0.01% | 8.79
McCrometer | In-Line Flow Meters | No | R0149-01 | SHFT VERT BLANK WHITE COLOR: WHITE | 14.3 | 0.01% | 14.29
McCrometer | In-Line Flow Meters | No | R0150-00 | BUSH HX HD 15/16"F-F TRANS Item # was R0140-00 | 8.8 | 0.01% | 8.79
McCrometer | In-Line Flow Meters | No | R0154-07 | Reg Bushing for Cross Shaft | 2.2 | 0.01% | 2.19
McCrometer | In-Line Flow Meters | No | R0204-10 | GEAR BOS G127 48 PCH 10 TH BRS G127 | 28.6 | 0.01% | 28.59
McCrometer | In-Line Flow Meters | No | R0204-15 | GEAR BOS G131 48-PCH 15-TH BRS G131 | 28.6 | 0.01% | 28.59
McCrometer | In-Line Flow Meters | No | R0204-20 | GEAR BOS G134 48-PCH 20-TH BRS G134 | 28.6 | 0.01% | 28.59
McCrometer | In-Line Flow Meters | No | R0204-22 | GEAR BOS G135 48-PCH 22-TH G135 | 28.6 | 0.01% | 28.59
McCrometer | In-Line Flow Meters | No | R0204-24 | GEAR BOS G136 48-PCH 24-TH BRS G136 | 28.6 | 0.01% | 28.59
McCrometer | In-Line Flow Meters | No | R0710-23 | CANOPY LID WHITE MC SP.CTG DIE CAST ALUM | 13.2 | 0.01% | 13.19
McCrometer | In-Line Flow Meters | No | R0710-25 | CANOPY LID WHITE WS SP.CTG DIE CAST ALUM | 13.2 | 0.01% | 13.19
McCrometer | In-Line Flow Meters | No | R0716-10 | LENS ACRYLIC DIE CAST CANOPY | 14.3 | 0.01% | 14.29
McCrometer | In-Line Flow Meters | No | T0384-11 | GSKT RD SADL .094X1.312X9.250 | 18.7 | 0.01% | 18.69
McCrometer | In-Line Flow Meters | No | T0399-12 | ORNG -383 BUNA 13.975 id x 0.210 w | 11 | 0.01% | 10.99
McCrometer | In-Line Flow Meters | No | T0672-00 | HANDLE FIRE HYDRANT SS304 | 36.3 | 0.01% | 36.29
McCrometer | In-Line Flow Meters | No | T0695-10 | SWVL KIT FH W/CLR,SCR,GKT,BALL | 122.1 | 0.01% | 122.08
McCrometer | In-Line Flow Meters | No | T0754-00 | U-BOLT 4"STD (5"PT TO PT) | 9.9 | 0.01% | 9.89
McCrometer | In-Line Flow Meters | No | T0758-00 | U-BOLT 8"STD (9-1/8" PTP) | 15.4 | 0.01% | 15.39
McCrometer | In-Line Flow Meters | No | T0760-00 | U-BOLT 10"STD (11-1/4" PTP) | 18.7 | 0.01% | 18.69
McCrometer | In-Line Flow Meters | No | L0325-30 | TOPPLT WLD 4" DOWNFLOW MM804 L0807-10 | 572 | 0.01% | 571.94
McCrometer | In-Line Flow Meters | No | L0326-20 | TOPPLT WLD 6" MM806 L0807-20 | 988.9 | 0.01% | 988.8
McCrometer | In-Line Flow Meters | No | L0328-30 | TOPPLT WLD 10"/12" MM800 | 1265 | 0.01% | 1264.87
McCrometer | In-Line Flow Meters | No | L0655-01 | TOPPLT BLNK .75 X 6-5/8 OD | 196.9 | 0.01% | 196.88
McCrometer | In-Line Flow Meters | No | L0655-10 | TOPPLT 6" VIC BLNK | 180.4 | 0.01% | 180.38
McCrometer | In-Line Flow Meters | No | L0673-10 | TOPPLT 3" FLANGE BLANK SS304 | 154 | 0.01% | 153.98
McCrometer | In-Line Flow Meters | No | L0673-10-K | TOPPLT 3" KIT BLANK FLG+O-RING | 154 | 0.01% | 153.98
McCrometer | In-Line Flow Meters | No | L0680-11 | TOPPLT 4" BLANK HWS S304 | 159.5 | 0.01% | 159.48
McCrometer | In-Line Flow Meters | No | L0680-11-K | TOPPLT 4" HWS S304 FLG+ORING | 159.5 | 0.01% | 159.48
McCrometer | In-Line Flow Meters | No | L0681-11 | TOPPLT BLANK 6-8" HRS | 165 | 0.01% | 164.98
McCrometer | In-Line Flow Meters | No | L0681-11-K | TOPPLT 6-8" HRS FLG+ORING | 165 | 0.01% | 164.98
McCrometer | In-Line Flow Meters | No | L0686-10 | K TOPPLT 10-16 W/OS HOLE F/IRS | 225.5 | 0.01% | 225.47
McCrometer | In-Line Flow Meters | No | 15035-00 | CBL 3-COND 20AWG PVC .248" ELECTRODES BLU,PNK,BLK | 2.585 | 0.01% | 2.58
McCrometer | In-Line Flow Meters | No | 15036-00 | CBL 3-COND 20AWG PVC .248" COIL YLW,RED,BLK | 2.585 | 0.01% | 2.58
McCrometer | In-Line Flow Meters | No | L0686-11 | TOPPLT BLANK 10-16" HRS | 192.5 | 0.01% | 192.48
McCrometer | In-Line Flow Meters | No | L0686-11-K | TOPPLT 10-16" BLANK FLG+O-RING | 192.5 | 0.01% | 192.48
McCrometer | In-Line Flow Meters | No | L0687-10 | 18"-26" TOPPLT BLANK HRS | 260.7 | 0.01% | 260.67
McCrometer | In-Line Flow Meters | No | L0687-10-K | TOPPLT 18"-26" HRS FLG+ORING | 260.7 | 0.01% | 260.67
McCrometer | In-Line Flow Meters | No | L0776-60 | DROP PIPE 1 X 10' 304 | 795.3 | 0.01% | 795.22
McCrometer | In-Line Flow Meters | No | LQ204-10 | TOPPLT WLD 4" S304 NSF | 1221 | 0.01% | 1220.87
McCrometer | In-Line Flow Meters | No | L0775-10 | K DROP PIPE 1 X 5' S304 | 674.3 | 0.01% | 674.23
McCrometer | In-Line Flow Meters | No | L0775-12 | DROP PIPE 1 X 2'9" S304 | 374 | 0.01% | 373.96
McCrometer | In-Line Flow Meters | No | L0776-10 | DROP PIPE 1 X 6' S304 | 690.8 | 0.01% | 690.73
McCrometer | In-Line Flow Meters | No | L0776-20 | DROP PIPE 1 X 7' 304 | 206.8 | 0.01% | 206.77
McCrometer | In-Line Flow Meters | No | L0776-32 | DROP PIPE 1 X 8'8" 304 | 1343.1 | 0.01% | 1342.96
McCrometer | In-Line Flow Meters | No | LQ205-10 | TOPPLT WLD SS304 AQ/QW/QZ 6" | 1494.9 | 0.01% | 1494.75
McCrometer | In-Line Flow Meters | No | LQ206-10 | TOPPLT WLD 8" SS304 QW508 | 1175.9 | 0.01% | 1175.78
McCrometer | In-Line Flow Meters | No | P0116-01 | OS PROP 16" W/INSERT | 346.5 | 0.01% | 346.46
McCrometer | In-Line Flow Meters | No | R0102-11 | DFS G/GM/10/250 | 22 | 0.01% | 21.99
McCrometer | In-Line Flow Meters | No | R0101-W | POINTER INDICATOR, ALUM WHITE | 6.6 | 0.01% | 6.59
McCrometer | In-Line Flow Meters | No | R0102-100 | DFS AF/CFS/.0001/1 | 22 | 0.01% | 21.99
McCrometer | In-Line Flow Meters | No | P0206-02 | PROP 6" 3 BLD ZYTEL | 390.5 | 0.01% | 390.46
McCrometer | In-Line Flow Meters | No | R0102-101 | DFS AF/CFS/.001/2 | 22 | 0.01% | 21.99
McCrometer | In-Line Flow Meters | No | C0196-00 | GSKT,8"VIC.E F/77 COUP | 82.5 | 0.01% | 82.49
McCrometer | In-Line Flow Meters | No | CB100-10 | CANOPY BOOT (Mc LOGO) | 44 | 0.01% | 43.99
McCrometer | In-Line Flow Meters | No | D0120-00 | CABLE END .104SQ X 1.438 | 3.3 | 0.01% | 3.29
McCrometer | In-Line Flow Meters | No | B0145-00 | K SLVE BRG 1.125" X .75" BRS | 15.4 | 0.01% | 15.39
McCrometer | In-Line Flow Meters | No | B0170-40 | K BRG SHAFT S316 A OVRN 6201 | 86.9 | 0.01% | 86.89
McCrometer | In-Line Flow Meters | No | B0195-00 | SHIELD, A-BRG REAR S316 NSF | 7.7 | 0.01% | 7.69
McCrometer | In-Line Flow Meters | No | B0360-00 | BRG HSNG SS304 'A' 4.66" LG NSF | 97.9 | 0.01% | 97.89
McCrometer | In-Line Flow Meters | No | B0361-00 | BRG HSNG SS 'A' 3.828"LG SS304 FIRE HYDRANT | 77 | 0.01% | 76.99
McCrometer | In-Line Flow Meters | No | F0508-00 | FLG 8" 150# RF BLD A105 CS | 216.7 | 0.01% | 216.67
McCrometer | In-Line Flow Meters | No | FL306-00 | FLG 6" 150# LTWT CS TUBE SIZE FLG 6.06" I.D. | 46.2 | 0.01% | 46.19
McCrometer | In-Line Flow Meters | No | FL308-00 | FLG 8" 150# LTWT CS TUBE SIZE FLG 8.06" I.D. | 61.6 | 0.01% | 61.59
McCrometer | In-Line Flow Meters | No | R0102-114 | DFS AF/GM/.001/6000 | 22 | 0.01% | 21.99
McCrometer | In-Line Flow Meters | No | R0102-12 | DFS G/GM/100/800 | 22 | 0.01% | 21.99
McCrometer | In-Line Flow Meters | No | R0102-128 | DFS B/BM/1/6 | 22 | 0.01% | 21.99
McCrometer | In-Line Flow Meters | No | R0102-13 | DFS G/GM/100/1300 | 22 | 0.01% | 21.99
McCrometer | In-Line Flow Meters | No | R0102-14 | DFS G/GM/100/2500 | 22 | 0.01% | 21.99
McCrometer | In-Line Flow Meters | No | R0102-144 | DFS CM/CMH/.1/60 | 22 | 0.01% | 21.99
McCrometer | In-Line Flow Meters | No | R0102-146 | DFS CM/CMH/.1/200 | 22 | 0.01% | 21.99
McCrometer | In-Line Flow Meters | No | R0102-15 | DFS G/GM/1000/3000 | 22 | 0.01% | 21.99
McCrometer | In-Line Flow Meters | No | R0102-165 | DFS G/GM/1000/2500 | 22 | 0.01% | 21.99
McCrometer | In-Line Flow Meters | No | R0102-17 | DFS G/GM/1000/6000 | 22 | 0.01% | 21.99
McCrometer | In-Line Flow Meters | No | R0102-170 | DFS G/GM/1000/8000 | 22 | 0.01% | 21.99
McCrometer | In-Line Flow Meters | No | R0102-171 | DFS G/GM/1000/10000 | 22 | 0.01% | 21.99
McCrometer | In-Line Flow Meters | No | R0102-223 | DFS B/GM/1/250 | 22 | 0.01% | 21.99
McCrometer | In-Line Flow Meters | No | R0102-28 | DFS AF/GM/.0001/250 | 22 | 0.01% | 21.99
McCrometer | In-Line Flow Meters | No | R0102-30 | DFS AF/GM/.001/1300 | 22 | 0.01% | 21.99
McCrometer | In-Line Flow Meters | No | R0102-310 | DFS CM/LS/.1/50 | 22 | 0.01% | 21.99
McCrometer | In-Line Flow Meters | No | R0102-32 | DFS AF/GM/.001/3000 | 22 | 0.01% | 21.99
McCrometer | In-Line Flow Meters | No | R0102-35 | DFS AF/GM/.01/10000 | 22 | 0.01% | 21.99
McCrometer | In-Line Flow Meters | No | R0102-38 | DFS AF/CFS/.001/3 | 22 | 0.01% | 21.99
McCrometer | In-Line Flow Meters | No | R0102-388 | DFS CM/LS/1/250 | 22 | 0.01% | 21.99
McCrometer | In-Line Flow Meters | No | R0102-39 | DFS AF/CFS/.001/4 | 22 | 0.01% | 21.99
McCrometer | In-Line Flow Meters | No | R0102-41 | DFS AF/CFS/.001/6 | 22 | 0.01% | 21.99
McCrometer | In-Line Flow Meters | No | R0102-42 | DFS AF/CFS/.001/8 | 22 | 0.01% | 21.99
McCrometer | In-Line Flow Meters | No | R0102-43 | DFS AF/CFS/.001/10 | 22 | 0.01% | 21.99
McCrometer | In-Line Flow Meters | No | R0102-460 | DFS G/GM/1000/1300 | 22 | 0.01% | 21.99
McCrometer | In-Line Flow Meters | No | R0102-503 | DFS G/GM/100/250 | 22 | 0.01% | 21.99
McCrometer | In-Line Flow Meters | No | R0102-54 | DFS AI/GM/.01/2500 | 22 | 0.01% | 21.99
McCrometer | In-Line Flow Meters | No | R0102-55 | DFS AI/GM/.01/3000 | 22 | 0.01% | 21.99
McCrometer | In-Line Flow Meters | No | R0102-58 | DFS CF/GM/10/800 | 22 | 0.01% | 21.99
McCrometer | In-Line Flow Meters | No | R0102-64 | DFS CM/LS/10/600 | 22 | 0.01% | 21.99
McCrometer | In-Line Flow Meters | No | FL310-00 | FLG 10" LTWT CS TUBE SIZE FLG 10.06" I.D. | 85.8 | 0.01% | 85.79
McCrometer | In-Line Flow Meters | No | FL312-00 | FLG 12" 150# LTWT CS TUBE SIZE FLG 12.06" I.D. | 133.1 | 0.01% | 133.08
McCrometer | In-Line Flow Meters | No | L0106-00 | TOPPLT WLD 8" VIC | 1148.4 | 0.01% | 1148.28
McCrometer | In-Line Flow Meters | No | L0133-10 | TOPPLT WLD 4" UPFLOW MWC04-00 | 543.4 | 0.01% | 543.34
McCrometer | In-Line Flow Meters | No | L0134-10 | TOPPLT WLD 6" UPFLOW MWC06-00 | 678.7 | 0.01% | 678.63
McCrometer | In-Line Flow Meters | No | L0145-10 | TOPPLT WLD 3" UPFLOW MW803 | 369.6 | 0.01% | 369.56
McCrometer | In-Line Flow Meters | No | L0145-20 | TOPPLT WLD 3" DNFLOW MM803 | 369.6 | 0.01% | 369.56
McCrometer | In-Line Flow Meters | No | L0147-10 | TOPPLT WLD 4" UPFLOW MW804 L0804-10 | 554.4 | 0.01% | 554.34
McCrometer | In-Line Flow Meters | No | L0148-10 | TOPPLT WLD 6" UPFLOW MW806 L0805-10 | 635.8 | 0.01% | 635.73
McCrometer | In-Line Flow Meters | No | L0149-10 | TOPPLT WLD 8" UPFLOW MW808 L0806-10 | 1102.2 | 0.01% | 1102.08
McCrometer | In-Line Flow Meters | No | L0153-13 | TOPPLT WLD 24" UPFLOW MW824 | 3283.5 | 0.01% | 3283.17
McCrometer | In-Line Flow Meters | No | L0203-00 | TOPPLT WLD 3" STD NEW STYLE | 298.1 | 0.01% | 298.07
McCrometer | In-Line Flow Meters | No | L0203-10 | TOPPLT WLD 3" S304 3 PC ELL | 281.6 | 0.01% | 281.57
McCrometer | In-Line Flow Meters | No | L0205-10 | TOPPLT WLD 6" STD MW506 NSF | 459.8 | 0.01% | 459.75
McCrometer | In-Line Flow Meters | No | L0206-10 | TOPPLT WLD 8" MW508 L0782-00 | 510.4 | 0.01% | 510.34
McCrometer | In-Line Flow Meters | No | L0207-10 | TOPPLT WLD 10" MW510 L0783-00 NSF | 602.8 | 0.01% | 602.73
McCrometer | In-Line Flow Meters | No | L0207-50 | TOPPLT WLD 10" MZ510 Use Print L02xx-xx | 1151.7 | 0.01% | 1151.58
McCrometer | In-Line Flow Meters | No | L0208-10 | TOPPLT WLD 12" STD MW512 L0758-10 NSF | 708.4 | 0.01% | 708.32
McCrometer | In-Line Flow Meters | No | L0208-20 | TOPPLT WLD 12" MZ512 | 1197.9 | 0.01% | 1197.78
McCrometer | In-Line Flow Meters | No | L0209-10 | TOPPLT WLD 14" STD MW514 L0758-10 NSF | 836 | 0.01% | 835.91
McCrometer | In-Line Flow Meters | No | L0210-10 | TOPPLT WLD 16" STD MW516 NSF | 917.4 | 0.01% | 917.3
McCrometer | In-Line Flow Meters | No | L0211-10 | TOPPLT WLD 18" STD MW518 L0759-10 NSF | 1081.3 | 0.01% | 1081.19
McCrometer | In-Line Flow Meters | No | L0212-10 | TOPPLT WLD 20" STD MW520 L0760-10 NSF | 1045 | 0.01% | 1044.89
McCrometer | In-Line Flow Meters | No | L0213-10 | TOPPLT WLD 24" MW524 L0761-10 | 1103.3 | 0.01% | 1103.18
McCrometer | In-Line Flow Meters | No | R0102-66 | DFS CM/LS/.1/20 | 22 | 0.01% | 21.99
McCrometer | In-Line Flow Meters | No | R0102-67 | DFS CM/LS/.1/40 | 22 | 0.01% | 21.99
McCrometer | In-Line Flow Meters | No | R0102-68 | DFS CM/LS/1/80 | 22 | 0.01% | 21.99
McCrometer | In-Line Flow Meters | No | R0102-69 | DFS CM/LS/1/150 | 22 | 0.01% | 21.99
McCrometer | In-Line Flow Meters | No | R0102-70 | DFS CM/LS/1/200 | 22 | 0.01% | 21.99
McCrometer | In-Line Flow Meters | No | R0102-71 | DFS CM/LS/1/400 | 22 | 0.01% | 21.99
McCrometer | In-Line Flow Meters | No | R0102-762 | DFS B/BM/10/70 | 22 | 0.01% | 21.99
McCrometer | In-Line Flow Meters | No | R0113-00 | REGULATOR HAIRSPRING ARM | 2.2 | 0.01% | 2.19
McCrometer | In-Line Flow Meters | No | R0122-00 | WHL ODOM BLACK W/WHITE NUMBERS | 3.3 | 0.01% | 3.29
McCrometer | In-Line Flow Meters | No | R0123-32 | GEAR SPUR 32 TEETH PLST | 14.3 | 0.01% | 14.29
McCrometer | In-Line Flow Meters | No | R0123-17 | GEAR SPUR 17 TEETH | 14.3 | 0.01% | 14.29
McCrometer | In-Line Flow Meters | No | R0123-18 | GEAR SPUR 18 TEETH | 14.3 | 0.01% | 14.29
McCrometer | In-Line Flow Meters | No | R0123-19 | GEAR SPUR 19 TEETH PLST | 14.3 | 0.01% | 14.29
McCrometer | In-Line Flow Meters | No | R0123-23 | GEAR SPUR 23 TEETH PLST | 14.3 | 0.01% | 14.29
McCrometer | In-Line Flow Meters | No | R0123-24 | GEAR SPUR 24 TEETH PLST | 14.3 | 0.01% | 14.29
McCrometer | In-Line Flow Meters | No | R0123-27 | GEAR SPUR 27 TEETH PLST | 14.3 | 0.01% | 14.29
McCrometer | In-Line Flow Meters | No | R0123-28 | GEAR SPUR 28 TEETH PLST | 14.3 | 0.01% | 14.29
McCrometer | In-Line Flow Meters | No | R0123-29 | GEAR SPUR 29 TEETH PLST | 14.3 | 0.01% | 14.29
McCrometer | In-Line Flow Meters | No | R0123-30 | GEAR SPUR 30 TEETH PLST | 14.3 | 0.01% | 14.29
McCrometer | In-Line Flow Meters | No | R0123-31 | GEAR SPUR 31 TEETH PLST | 14.3 | 0.01% | 14.29
McCrometer | In-Line Flow Meters | No | R0123-33 | GEAR SPUR 33 TEETH PLST | 14.3 | 0.01% | 14.29
McCrometer | In-Line Flow Meters | No | R0123-34 | GEAR SPUR 34 TEETH PLST | 14.3 | 0.01% | 14.29
McCrometer | In-Line Flow Meters | No | R0123-35 | GEAR SPUR 35 TEETH PLST | 14.3 | 0.01% | 14.29
McCrometer | In-Line Flow Meters | No | R0123-36 | GEAR SPUR 36 TEETH PLST | 14.3 | 0.01% | 14.29
McCrometer | In-Line Flow Meters | No | R0123-37 | GEAR SPUR 37 TEETH PLST | 14.3 | 0.01% | 14.29
McCrometer | In-Line Flow Meters | No | R0123-38 | GEAR SPUR 38 TEETH PLST | 14.3 | 0.01% | 14.29
McCrometer | In-Line Flow Meters | No | R0123-39 | GEAR SPUR 39 TEETH PLST | 14.3 | 0.01% | 14.29
McCrometer | In-Line Flow Meters | No | R0138-10 | BASEPLATE MC FC100 | 48.4 | 0.01% | 48.39
McCrometer | In-Line Flow Meters | No | R0141-20 | BASEPLATE CANOPY, GRAY | 52.8 | 0.01% | 52.79
McCrometer | In-Line Flow Meters | No | T0384-00 | GSKT RD SADL .094X1.312X7.0 NSF | 13.2 | 0.01% | 13.19
McCrometer | In-Line Flow Meters | No | R0203-27 | GEAR BOSTON Y 48-PCH 27-TH BRS Y4827 | 48.4 | 0.01% | 48.39
McCrometer | In-Line Flow Meters | No | R0204-17 | GEAR, AN-AL, 48-PCH 17-TH CLAM S1164Z-048A017 | 28.6 | 0.01% | 28.59
McCrometer | In-Line Flow Meters | No | R0204-26 | GEAR BOS G137 48-PCH 26-TH BRS G137 | 28.6 | 0.01% | 28.59
McCrometer | In-Line Flow Meters | No | R0204-28 | GEAR, ACETAL 48-PCH 28-TH 1M2-Y48028 | 28.6 | 0.01% | 28.59
McCrometer | In-Line Flow Meters | No | R0204-29 | GEAR, ACETAL 48-PCH 29-TH HUB 1M2-Y48029 | 28.6 | 0.01% | 28.59
McCrometer | In-Line Flow Meters | No | T0060-00 | TUBE MT106 NPT | 578.6 | 0.01% | 578.54
McCrometer | In-Line Flow Meters | No | T0170-10 | TUBE MT903 NPT | 614.9 | 0.01% | 614.83
McCrometer | In-Line Flow Meters | No | R0710-22 | CANOPY LID GRAY DIE CAST ALUM | 14.3 | 0.01% | 14.29
McCrometer | In-Line Flow Meters | No | R0725-00 | CANOPY HSG GRAY W/ GROOVE | 40.7 | 0.01% | 40.69
McCrometer | In-Line Flow Meters | No | T0171-10 | TUBE MT904 NPT | 594 | 0.01% | 593.94
McCrometer | In-Line Flow Meters | No | R1112-85 | REG 12" AF/CFS/500/.001/10 | 282.7 | 0.01% | 282.67
McCrometer | In-Line Flow Meters | No | T0384-10 | GSKT RD SADL .094X1.312X8.0 | 13.2 | 0.01% | 13.19
McCrometer | In-Line Flow Meters | No | T0358-01 | SDL WLD ON 4" X 4.5" OD Carbon Steel Cast NSF | 196.9 | 0.01% | 196.88
McCrometer | In-Line Flow Meters | No | T0374-50 | SDL 6"MC CSTNG MACH'D 6.625"OD 6.625 OD Carbon Steel NSF | 336.6 | 0.01% | 336.56
McCrometer | In-Line Flow Meters | No | T0374-60 | SDL 8" MC FOR 8.625 OD" CSTNG MACHINED CS NSF STEEL | 357.5 | 0.01% | 357.46
McCrometer | In-Line Flow Meters | No | T0598-00 | BELL REDUCER 3X2 NPT COATED | 52.8 | 0.01% | 52.79
McCrometer | In-Line Flow Meters | No | T0599-00 | BELL REDUCER 3X2.5 NPT COATED | 71.5 | 0.01% | 71.49
McCrometer | In-Line Flow Meters | No | T0755-00 | U-BOLT 6"OD (6-1/2" PTP) | 15.4 | 0.01% | 15.39
McCrometer | In-Line Flow Meters | No | T0756-00 | U-BOLT 6"STD (7-1/8"PTP) | 15.4 | 0.01% | 15.39
McCrometer | In-Line Flow Meters | No | T0757-00 | U-BOLT 8"OD (8-1/2" PTP) | 15.4 | 0.01% | 15.39
McCrometer | In-Line Flow Meters | No | T0759-00 | U-BOLT 10"OD (10-1/2" PTP) | 18.7 | 0.01% | 18.69
McCrometer | In-Line Flow Meters | No | T0761-00 | U-BOLT 12"OD (12-1/2" PTP) | 22 | 0.01% | 21.99
McCrometer | In-Line Flow Meters | No | T0762-00 | U-BOLT 12"STD (13-1/4" PTP) | 22 | 0.01% | 21.99
McCrometer | In-Line Flow Meters | No | T0781-02 | Band 1/8 x 2.65" F/6" W/Bracket * 2 pcs. set | 60.5 | 0.01% | 60.49
McCrometer | In-Line Flow Meters | No | TA212-26KRWR6 | Alum Tube, 12" .064 Kroy Cplr. | 584.1 | 0.01% | 584.04
McCrometer | In-Line Flow Meters | No | TD108-26PEPE6 | Steel Tube, 8" Epoxy, 10 ga. | 281.6 | 0.01% | 281.57
McCrometer | In-Line Flow Meters | No | TD112-26PEPE6 | Steel Tube, 12" Epoxy, 10 ga. | 410.3 | 0.01% | 410.25
McCrometer | In-Line Flow Meters | No | TD208-30FLFL6 | Flgd.Tube, 8.000" Epoxy, 10 g | 543.4 | 0.01% | 543.34
McCrometer | In-Line Flow Meters | No | TV808-SW800 | Vane 8.0" 6 Vane Weld-in St. | 69.3 | 0.01% | 69.29
McCrometer | In-Line Flow Meters | No | B0141-00 | MAGNET 4 POLE NSF | 27.5 | 0.01% | 27.49
McCrometer | In-Line Flow Meters | No | B0142-00 | BRG BALL R4A | 22 | 0.01% | 21.99
McCrometer | In-Line Flow Meters | No | B0143-00 | BOLT DRIVE BRS | 19.8 | 0.01% | 19.79
McCrometer | In-Line Flow Meters | No | B0144-00 | BOLT DRIVE SHORT BRS | 19.8 | 0.01% | 19.79
McCrometer | In-Line Flow Meters | No | B0148-00 | MAGNET .187X.187 SMCO MAGNTZD | 28.6 | 0.01% | 28.59
McCrometer | In-Line Flow Meters | No | B0194-00 | SHIELD, A-BRG, S316 NSF | 7.7 | 0.01% | 7.69
McCrometer | In-Line Flow Meters | No | B1523-10 | BRG SS6203RS NON-CONT. SEAL | 56.1 | 0.01% | 56.09
McCrometer | In-Line Flow Meters | No | C0194-00 | GSKT,4"VIC.E F/77 COUP. | 33 | 0.01% | 32.99
McCrometer | In-Line Flow Meters | No | C0195-00 | GSKT,6"VIC.E F/77 COUP | 42.9 | 0.01% | 42.89
McCrometer | In-Line Flow Meters | No | C0197-00 | GSKT,10" VIC E F/77 COUP | 74.8 | 0.01% | 74.79
McCrometer | In-Line Flow Meters | No | C0198-00 | GSKT VIC 12.0 #77 "E" | 115.5 | 0.01% | 115.48
McCrometer | In-Line Flow Meters | No | D0066-00 | CABLE DRV HF 0.130 X 7.75" | 16.5 | 0.01% | 16.49
McCrometer | In-Line Flow Meters | No | D0099-00 | CABLE DRIVE ROLL 0.130 HF | 1.1 | 0.01% | 1.09
McCrometer | In-Line Flow Meters | No | D0100-1.5 | CABLE DRIVE 1.50"LONG | 18.7 | 0.01% | 18.69
McCrometer | In-Line Flow Meters | No | D0103-00 | CABLE DRIVE 8.5"LG F/ L0756 | 16.5 | 0.01% | 16.49
McCrometer | In-Line Flow Meters | No | D0104-00 | CABLE DRIVE 12.19" STD | 19.8 | 0.01% | 19.79
McCrometer | In-Line Flow Meters | No | D0105-00 | CABLE DRIVE 14.19" +2 | 22 | 0.01% | 21.99
McCrometer | In-Line Flow Meters | No | D0106-00 | CABLE DRIVE 16.19" +4 | 14.3 | 0.01% | 14.29
McCrometer | In-Line Flow Meters | No | D0107-00 | CABLE DRIVE 18.19" +6 | 15.4 | 0.01% | 15.39
McCrometer | In-Line Flow Meters | No | D0108-00 | CABLE DRIVE 20.19" +8 | 24.2 | 0.01% | 24.19
McCrometer | In-Line Flow Meters | No | D0109-00 | CABLE DRIVE 22.19" +10 | 24.2 | 0.01% | 24.19
McCrometer | In-Line Flow Meters | No | D0111-00 | CABLE DRIVE 26.19" +14 | 24.2 | 0.01% | 24.19
McCrometer | In-Line Flow Meters | No | D0122-00 | CABLE DRIVE 13.19" +1 | 19.8 | 0.01% | 19.79
McCrometer | In-Line Flow Meters | No | D0123-00 | CABLE DRIVE 15.19" +3 | 22 | 0.01% | 21.99
McCrometer | In-Line Flow Meters | No | D0301-00 | OBS - LINER.250 ID X .855" 6'SECTION | 2.2 | 0.01% | 2.19
McCrometer | In-Line Flow Meters | No | D0301-10 | LINER .250 ID X .855" 30' ROLL | 2.2 | 0.01% | 2.19
McCrometer | In-Line Flow Meters | No | D0318-00 | LINER FLEXIBLE 3/8" VINYL/TFLN | 3.3 | 0.01% | 3.29
McCrometer | In-Line Flow Meters | No | D0360-00 | LINER STOP CPVC | 9.9 | 0.01% | 9.89
McCrometer | In-Line Flow Meters | No | D0362-00 | INSERT LINER ALIGNMENT.910X3/4 | 15.4 | 0.01% | 15.39
McCrometer | In-Line Flow Meters | No | R1103-08 | REG 3" G/GM/675/10/250 | 245.3 | 0.01% | 245.27
McCrometer | In-Line Flow Meters | No | R1103-09 | REG 3" AF/GM/2200/.0001/250 | 245.3 | 0.01% | 245.27
McCrometer | In-Line Flow Meters | No | R1103-56 | REG 3" AF/CFS/2200/.0001/.7 | 245.3 | 0.01% | 245.27
McCrometer | In-Line Flow Meters | No | R1104-01 | REG 4" G/GM/2300/100/800 | 243.1 | 0.01% | 243.07
McCrometer | In-Line Flow Meters | No | R1104-02 | REG 4" AF/GM/750/.0001/800 | 243.1 | 0.01% | 243.07
McCrometer | In-Line Flow Meters | No | R1104-03 | REG 4" CF/GM/1700/10/800 | 243.1 | 0.01% | 243.07
McCrometer | In-Line Flow Meters | No | R1104-04 | REG 4" G/GM/2000/100/800 | 243.1 | 0.01% | 243.07
McCrometer | In-Line Flow Meters | No | R1104-05 | REG 4" AF/GM/650/.0001/800 | 243.1 | 0.01% | 243.07
McCrometer | In-Line Flow Meters | No | R1104-06 | REG 4" AF/CFS/650/.0001/2 | 243.1 | 0.01% | 243.07
McCrometer | In-Line Flow Meters | No | R1104-07 | REG 4" CM/LS/525/.1/40 | 243.1 | 0.01% | 243.07
McCrometer | In-Line Flow Meters | No | R1104-08 | REG 4" CF/GM/1500/10/800 | 243.1 | 0.01% | 243.07
McCrometer | In-Line Flow Meters | No | R1104-09 | REG 4" G/GM/1700/100/800 | 243.1 | 0.01% | 243.07
McCrometer | In-Line Flow Meters | No | R1104-10 | REG 4" AF/GM/550/.0001/800 | 243.1 | 0.01% | 243.07
McCrometer | In-Line Flow Meters | No | R1104-1001 | REG 4" AF/GM/750/.0001/600 | 250.8 | 0.01% | 250.77
McCrometer | In-Line Flow Meters | No | R1104-102 | REG 4" G/GM/1800/100/800 | 243.1 | 0.01% | 243.07
McCrometer | In-Line Flow Meters | No | R1104-105 | REG 4" G/GM/2000/100/1000 | 243.1 | 0.01% | 243.07
McCrometer | In-Line Flow Meters | No | R1104-109 | REG 4" G/GM/2400/100/800 | 243.1 | 0.01% | 243.07
McCrometer | In-Line Flow Meters | No | R1104-129 | REG 4" AI/GM/550/.001/800 | 243.1 | 0.01% | 243.07
McCrometer | In-Line Flow Meters | No | R1104-138 | REG 4" G/MGD/2000/100/1 | 243.1 | 0.01% | 243.07
McCrometer | In-Line Flow Meters | No | R1104-142 | REG 4" G/GM/2300/100/250 | 243.1 | 0.01% | 243.07
McCrometer | In-Line Flow Meters | No | R1104-188 | REG 4" G/GM/2000/100/300 | 250.8 | 0.01% | 250.77
McCrometer | In-Line Flow Meters | No | R1104-199 | REG 4" CF/GM/1500/10/1000 | 250.8 | 0.01% | 250.77
McCrometer | In-Line Flow Meters | No | R1104-203 | REG 4" AF/MI/650/.0001/90 | 250.8 | 0.01% | 250.77
McCrometer | In-Line Flow Meters | No | R1104-225 | REG 4" CF/GM/1800/10/800 | 243.1 | 0.01% | 243.07
McCrometer | In-Line Flow Meters | No | R1104-233 | REG 4" G/CFS/2000/100/1 | 250.8 | 0.01% | 250.77
McCrometer | In-Line Flow Meters | No | R1104-243 | REG 4" ML/LS/625/.0001/40 | 250.8 | 0.01% | 250.77
McCrometer | In-Line Flow Meters | No | R1104-252 | REG 4" B/BM/825/1/20 | 243.1 | 0.01% | 243.07
McCrometer | In-Line Flow Meters | No | R1104-256 | REG 4" AF/CFS/775/.0001/1 | 250.8 | 0.01% | 250.77
McCrometer | In-Line Flow Meters | No | R1104-262 | REG 4" AF/GM/650/.0001/1000 | 243.1 | 0.01% | 243.07
McCrometer | In-Line Flow Meters | No | R1104-270 | REG 4" CF/GM/1800/10/1000 | 250.8 | 0.01% | 250.77
McCrometer | In-Line Flow Meters | No | R1104-275 | REG 4" AF/CFS/650/.0001/3 | 250.8 | 0.01% | 250.77
McCrometer | In-Line Flow Meters | No | R1104-276 | REG 4" AF/CFS/550/.0001/1 | 250.8 | 0.01% | 250.77
McCrometer | In-Line Flow Meters | No | R1104-280 | REG 4" AF/GM/3600/.001/1300 | 250.8 | 0.01% | 250.77
McCrometer | In-Line Flow Meters | No | R1104-49 | REG 4" G/GM/2000/100/1300 | 243.1 | 0.01% | 243.07
McCrometer | In-Line Flow Meters | No | R1104-65 | REG 4" G/GM/2000/100/250 | 243.1 | 0.01% | 243.07
McCrometer | In-Line Flow Meters | No | R1104-70 | REG 4" ML/LS/600/.0001/40 | 243.1 | 0.01% | 243.07
McCrometer | In-Line Flow Meters | No | R1104-71 | REG 4" AF/CFS/650/.0001/1 | 243.1 | 0.01% | 243.07
McCrometer | In-Line Flow Meters | No | R1104-86 | REG 4" AF/CFS/750/.0001/2 | 243.1 | 0.01% | 243.07
McCrometer | In-Line Flow Meters | No | R1104-874 | REG 4" MID/MI/3200/.01/70 | 250.8 | 0.01% | 250.77
McCrometer | In-Line Flow Meters | No | R1104-89 | REG 4" CM/LS/525/.1/50 | 243.1 | 0.01% | 243.07
McCrometer | In-Line Flow Meters | No | R1106-01 | REG 6" G/GM/800/100/1300 | 243.1 | 0.01% | 243.07
McCrometer | In-Line Flow Meters | No | R1106-02 | REG 6" AF/GM/2600/.001/1300 | 243.1 | 0.01% | 243.07
McCrometer | In-Line Flow Meters | No | R1106-03 | REG 6" G/GM/675/100/1300 | 250.8 | 0.01% | 250.77
McCrometer | In-Line Flow Meters | No | R1106-04 | REG 6" AF/GM/2200/.001/1300 | 243.1 | 0.01% | 243.07
McCrometer | In-Line Flow Meters | No | R1106-05 | REG 6" AF/CFS/2200/.001/3 | 243.1 | 0.01% | 243.07
McCrometer | In-Line Flow Meters | No | R1106-06 | REG 6" CM/LS/1800/1/80 | 243.1 | 0.01% | 243.07
McCrometer | In-Line Flow Meters | No | R1106-07 | REG 6" CF/GM/500/10/1300 | 243.1 | 0.01% | 243.07
McCrometer | In-Line Flow Meters | No | R1106-08 | REG 6" G/GM/600/100/1300 | 243.1 | 0.01% | 243.07
McCrometer | In-Line Flow Meters | No | R1106-09 | REG 6" AF/GM/1950/.001/1300 | 243.1 | 0.01% | 243.07
McCrometer | In-Line Flow Meters | No | R1106-109 | REG 6" AF/GM/2100/.001/1300 | 243.1 | 0.01% | 243.07
McCrometer | In-Line Flow Meters | No | R1106-115 | REG 6" MID/MI/875/.01/150 | 243.1 | 0.01% | 243.07
McCrometer | In-Line Flow Meters | No | R1106-1261 | REG 6" CM/GM/2100/1/1800 | 250.8 | 0.01% | 250.77
McCrometer | In-Line Flow Meters | No | R1106-134 | REG 6" AI/GM/1850/.01/1300 | 243.1 | 0.01% | 243.07
McCrometer | In-Line Flow Meters | No | R1106-152 | REG 6" AF/GM/2600/.001/2500 | 243.1 | 0.01% | 243.07
McCrometer | In-Line Flow Meters | No | R1106-154 | REG 6" AF/GM/2600/.001/800 | 243.1 | 0.01% | 243.07
McCrometer | In-Line Flow Meters | No | R1106-158 | REG 6" AI/GM/2200/.01/1300 | 243.1 | 0.01% | 243.07
McCrometer | In-Line Flow Meters | No | R1106-16 | REG 6" AF/GM/3100/.001/1300 | 243.1 | 0.01% | 243.07
McCrometer | In-Line Flow Meters | No | R1106-176 | REG 6" G/GM/950/100/800 | 243.1 | 0.01% | 243.07
McCrometer | In-Line Flow Meters | No | R1106-179 | REG 6" G/GM/675/100/1800 | 243.1 | 0.01% | 243.07
McCrometer | In-Line Flow Meters | No | R1106-206 | REG 6" G/GM/675/100/500 | 250.8 | 0.01% | 250.77
McCrometer | In-Line Flow Meters | No | R1106-21 | REG 6" CM/LS/2100/1/80 | 243.1 | 0.01% | 243.07
McCrometer | In-Line Flow Meters | No | R1106-228 | REG 6" AI/GM/2000/.01/1300 | 243.1 | 0.01% | 243.07
McCrometer | In-Line Flow Meters | No | R1106-232 | REG 6" B/BM/2800/10/30 | 250.8 | 0.01% | 250.77
McCrometer | In-Line Flow Meters | No | R1106-249 | REG 6" AI/GM/1800/.01/1300 | 250.8 | 0.01% | 250.77
McCrometer | In-Line Flow Meters | No | R1106-277 | REG 6" AF/GM/2200/.001/400 | 243.1 | 0.01% | 243.07
McCrometer | In-Line Flow Meters | No | R1106-284 | REG 6" G/GM/800/100/1800 | 250.8 | 0.01% | 250.77
McCrometer | In-Line Flow Meters | No | R1106-289 | REG 6" AF/GM/2200/.001/1800 | 250.8 | 0.01% | 250.77
McCrometer | In-Line Flow Meters | No | R1106-290 | REG 6" B/BM/3400/10/70 | 243.1 | 0.01% | 243.07
McCrometer | In-Line Flow Meters | No | R1106-291 | REG 6" AF/GM/2600/.001/1800 | 250.8 | 0.01% | 250.77
McCrometer | In-Line Flow Meters | No | R1106-292 | REG 6" CF/GM/550/10/500 | 250.8 | 0.01% | 250.77
McCrometer | In-Line Flow Meters | No | R1106-294 | REG 6" AF/GM/2400/.001/1800 | 250.8 | 0.01% | 250.77
McCrometer | In-Line Flow Meters | No | R1106-37 | REG 6" G/GM/750/100/1300 | 243.1 | 0.01% | 243.07
McCrometer | In-Line Flow Meters | No | R1106-39 | REG 6" L/LS/1800/1000/80 | 243.1 | 0.01% | 243.07
McCrometer | In-Line Flow Meters | No | R1106-52 | REG 6" B/GM/2500/10/1300 | 243.1 | 0.01% | 243.07
McCrometer | In-Line Flow Meters | No | R1106-67 | REG 6" AF/CFS/2600/.001/3 | 243.1 | 0.01% | 243.07
McCrometer | In-Line Flow Meters | No | R1106-70 | REG 6" AF/GM/2200/.001/800 | 243.1 | 0.01% | 243.07
McCrometer | In-Line Flow Meters | No | R1106-72 | REG 6" AF/GM/2400/.001/1300 | 243.1 | 0.01% | 243.07
McCrometer | In-Line Flow Meters | No | R1106-91 | REG 6" AF/CFS/2200/.001/2 | 243.1 | 0.01% | 243.07
McCrometer | In-Line Flow Meters | No | R1106-95 | REG 6" G/GM/675/100/2000 | 243.1 | 0.01% | 243.07
McCrometer | In-Line Flow Meters | No | R1108-01 | REG 8" G/GM/400/100/2500 | 282.7 | 0.01% | 282.67
McCrometer | In-Line Flow Meters | No | R1108-02 | REG 8" AF/GM/1300/.001/2500 | 282.7 | 0.01% | 282.67
McCrometer | In-Line Flow Meters | No | R1108-03 | REG 8" AF/CFS/1300/.001/6 | 282.7 | 0.01% | 282.67
McCrometer | In-Line Flow Meters | No | R1108-04 | REG 8" CM/LS/1050/1/150 | 282.7 | 0.01% | 282.67
McCrometer | In-Line Flow Meters | No | R1108-05 | REG 8" CF/GM/3000/100/2500 | 282.7 | 0.01% | 282.67
McCrometer | In-Line Flow Meters | No | R1108-06 | REG 8" G/GM/375/100/2500 | 282.7 | 0.01% | 282.67
McCrometer | In-Line Flow Meters | No | R1108-07 | REG 8" AF/GM/1200/.001/2500 | 282.7 | 0.01% | 282.67
McCrometer | In-Line Flow Meters | No | R1108-08 | REG 8" G/GM/450/100/2500 | 282.7 | 0.01% | 282.67
McCrometer | In-Line Flow Meters | No | R1108-102 | REG 8" G/GM/400/100/1500 | 282.7 | 0.01% | 282.67
McCrometer | In-Line Flow Meters | No | R1108-106 | REG 8" AF/CFS/1000/.001/6 | 282.7 | 0.01% | 282.67
McCrometer | In-Line Flow Meters | No | R1108-107 | REG 8" AF/GM/1200/.001/1300 8.25",6" SCALE | 282.7 | 0.01% | 282.67
McCrometer | In-Line Flow Meters | No | F0402 | GSKT 1/8" F/ MW812/14/16-30 Cloth Inserted SBR | 23.1 | 0.01% | 23.09
McCrometer | In-Line Flow Meters | No | R1108-11 | REG 8" AF/GM/1100/.001/2500 | 282.7 | 0.01% | 282.67
McCrometer | In-Line Flow Meters | No | R1108-111 | REG 8" CM/CMH/1050/1/400 | 282.7 | 0.01% | 282.67
McCrometer | In-Line Flow Meters | No | R1108-119 | REG 8" AI/GM/1100/.01/2500 | 282.7 | 0.01% | 282.67
McCrometer | In-Line Flow Meters | No | R1108-12 | REG 8" AF/GM/1450/.001/2500 | 282.7 | 0.01% | 282.67
McCrometer | In-Line Flow Meters | No | R1108-120 | REG 8" AI/GM/1200/.01/2500 | 282.7 | 0.01% | 282.67
McCrometer | In-Line Flow Meters | No | R1108-130 | REG 8" AF/CFS/1300/.001/4 | 282.7 | 0.01% | 282.67
McCrometer | In-Line Flow Meters | No | R1108-137 | REG 8" G/GM/425/100/2500 | 292.6 | 0.01% | 292.57
McCrometer | In-Line Flow Meters | No | R1108-163 | REG 8" AI/GM/1150/.01/2500 | 282.7 | 0.01% | 282.67
McCrometer | In-Line Flow Meters | No | R1108-164 | REG 8" AI/GM/925/.01/2500 | 292.6 | 0.01% | 292.57
McCrometer | In-Line Flow Meters | No | R1108-178 | REG 8" CM/LS/1150/1/150 | 292.6 | 0.01% | 292.57
McCrometer | In-Line Flow Meters | No | R1108-204 | REG 8" AF/GM/1200/.001/1300 | 292.6 | 0.01% | 292.57
McCrometer | In-Line Flow Meters | No | R1108-208 | REG 8" AF/CFS/1300/.001/3 | 292.6 | 0.01% | 292.57
McCrometer | In-Line Flow Meters | No | R1108-209 | REG 8" AF/GM/850/.001/2500 | 282.7 | 0.01% | 282.67
McCrometer | In-Line Flow Meters | No | R1108-210 | REG 8" CM/GM/975/1/2500 | 282.7 | 0.01% | 282.67
McCrometer | In-Line Flow Meters | No | R1108-23 | REG 8" AF/CFS/1200/.001/6 | 282.7 | 0.01% | 282.67
McCrometer | In-Line Flow Meters | No | R1108-44 | REG 8" AF/GM/1300/.001/1300 | 282.7 | 0.01% | 282.67
McCrometer | In-Line Flow Meters | No | R1108-51 | REG 8" AF/GM/1550/.001/2500 | 282.7 | 0.01% | 282.67
McCrometer | In-Line Flow Meters | No | R1108-52 | REG 8" G/GM/3700/1000/2500 | 282.7 | 0.01% | 282.67
McCrometer | In-Line Flow Meters | No | R1108-57 | REG 8" CM/LM/1050/1/10000 | 282.7 | 0.01% | 282.67
McCrometer | In-Line Flow Meters | No | R1108-60 | REG 8" AF/CFS/1200/.001/3 | 282.7 | 0.01% | 282.67
McCrometer | In-Line Flow Meters | No | R1108-62 | REG 8" G/GM/400/100/1300 | 282.7 | 0.01% | 282.67
McCrometer | In-Line Flow Meters | No | R1108-63 | REG 8" CM/LS/975/1/150 | 282.7 | 0.01% | 282.67
McCrometer | In-Line Flow Meters | No | R1108-67 | REG 8" AF/GM/1400/.001/2500 | 282.7 | 0.01% | 282.67
McCrometer | In-Line Flow Meters | No | R1108-68 | REG 8" AI/GM/1000/.01/2500 | 282.7 | 0.01% | 282.67
McCrometer | In-Line Flow Meters | No | R1108-71 | REG 8" CM/GM/1050/1/2500 | 282.7 | 0.01% | 282.67
McCrometer | In-Line Flow Meters | No | R1108-81 | REG 8" AF/CFS/1400/.001/6 | 282.7 | 0.01% | 282.67
McCrometer | In-Line Flow Meters | No | R1108-991 | REG 8" CF/GM/3700/100/2500 | 292.6 | 0.01% | 292.57
McCrometer | In-Line Flow Meters | No | R1110-01 | REG 10" G/GM/2600/1000/3000 | 282.7 | 0.01% | 282.67
McCrometer | In-Line Flow Meters | No | R1110-02 | REG 10" AF/GM/850/.001/3000 | 282.7 | 0.01% | 282.67
McCrometer | In-Line Flow Meters | No | R1110-03 | REG 10" G/GM/2300/1000/3000 | 282.7 | 0.01% | 282.67
McCrometer | In-Line Flow Meters | No | R1124-02 | REG 24" AF/GM/875/.01/15000 | 474.1 | 0.01% | 474.05
McCrometer | In-Line Flow Meters | No | R1124-03 | REG 24" AF/CFS/875/.01/40 | 474.1 | 0.01% | 474.05
McCrometer | In-Line Flow Meters | No | R1124-06 | REG 24" MT/LM/725/10/50000 | 474.1 | 0.01% | 474.05
McCrometer | In-Line Flow Meters | No | R1124-44 | REG 24" G/GM/3500/10000/10000 | 474.1 | 0.01% | 474.05
McCrometer | In-Line Flow Meters | No | R1130-100 | REG 30" ML/MLD/425/.01/100 | 590.7 | 0.01% | 590.64
McCrometer | In-Line Flow Meters | No | R1130-48 | REG 30" AF/CFS/425/.01/40 | 590.7 | 0.01% | 590.64
McCrometer | In-Line Flow Meters | No | R1130-73 | REG 30" AF/CFS/500/.01/40 | 590.7 | 0.01% | 590.64
McCrometer | In-Line Flow Meters | No | R1132-29 | REG 32" CF/CFS/1150/1000/40 | 590.7 | 0.01% | 590.64
McCrometer | In-Line Flow Meters | No | R1136-120 | REG 36" AF/CFS/2200/.1/70 | 590.7 | 0.01% | 590.64
McCrometer | In-Line Flow Meters | No | R1136-80 | REG 36" AF/CFS/2200/.1/60 | 590.7 | 0.01% | 590.64
McCrometer | In-Line Flow Meters | No | R1403-03 | REG 3" NDX G/GM/600/10/250 | 400.4 | 0.01% | 400.35
McCrometer | In-Line Flow Meters | No | R1404-05 | REG 4" NDX AF/GM/650/.0001/800 | 408.1 | 0.01% | 408.05
McCrometer | In-Line Flow Meters | No | R1406-03 | REG 6" NDX G/GM/675/100/1300 | 387.2 | 0.01% | 387.16
McCrometer | In-Line Flow Meters | No | R1406-04 | REG 6" NDX AF/GM/2200/.001/13H | 387.2 | 0.01% | 387.16
McCrometer | In-Line Flow Meters | No | R1408-01 | REG 8" NDX G/GM/400/100/2500 | 430.1 | 0.01% | 430.05
McCrometer | In-Line Flow Meters | No | R1408-06 | REG 8" NDX AF/GM/1200/.001/25H | 430.1 | 0.01% | 430.05
McCrometer | In-Line Flow Meters | No | R1410-04 | REG 10" NDX AF/GM/750/.001/3T | 452.1 | 0.01% | 452.05
McCrometer | In-Line Flow Meters | No | R1410-13 | REG 10" NDX AI/GM/700/.01/3000 | 452.1 | 0.01% | 452.05
McCrometer | In-Line Flow Meters | No | R1412-03 | REG 12" NDX G/GM/1600/1000/4T | 452.1 | 0.01% | 452.05
McCrometer | In-Line Flow Meters | No | R1412-04 | REG 12" NDX AF/GM/525/.001/4T | 452.1 | 0.01% | 452.05
McCrometer | In-Line Flow Meters | No | R1412-33 | REG 12" NDX AF/GM/500/.001/4T | 466.4 | 0.01% | 466.35
McCrometer | In-Line Flow Meters | No | R1412-37 | REG 12" NDX AF/CFS/550/.001/10 | 466.4 | 0.01% | 466.35
McCrometer | In-Line Flow Meters | No | R1414-02 | REG 14" NDX AF/GM/450/.001/6T | 452.1 | 0.01% | 452.05
McCrometer | In-Line Flow Meters | No | R1414-05 | REG 14" NDX AF/CFS/3500/.01/12 | 452.1 | 0.01% | 452.05
McCrometer | In-Line Flow Meters | No | R1414-24 | REG 14" NDX G/GM/550/1000/8000 | 403.7 | 0.01% | 403.65
McCrometer | In-Line Flow Meters | No | R1415-04 | REG 15" NDX AF/CFS/3800/.01/8 | 512.6 | 0.01% | 512.54
McCrometer | In-Line Flow Meters | No | R1416-02 | REG 16" NDX AF/GM/3200/.01/8T | 512.6 | 0.01% | 512.54
McCrometer | In-Line Flow Meters | No | R1416-11 | REG 16" NDX AF/CFS/3200/.01/15 | 512.6 | 0.01% | 512.54
McCrometer | In-Line Flow Meters | No | R1416-25 | REG 16" NDX AF/CFS/2900/.01/15 | 512.6 | 0.01% | 512.54
McCrometer | In-Line Flow Meters | No | R1416-26 | REG 16" NDX AF/CFS/3200/.01/16 | 512.6 | 0.01% | 512.54
McCrometer | In-Line Flow Meters | No | JC280533 | Jiffy Clamp 10.750" OD #280533 | 224.4 | 0.01% | 224.37
McCrometer | In-Line Flow Meters | No | L0155-00 | END CAP WLD 4" FIRE HYDRANT | 575.3 | 0.01% | 575.24
McCrometer | In-Line Flow Meters | No | L0176-00 | K CPLG ADPT REG 1 X 1-1/2 S304 | 79.2 | 0.01% | 79.19
McCrometer | In-Line Flow Meters | No | L0756-10 | K ELL 1"X 11.5" S304 STANDARD | 148.5 | 0.01% | 148.48
McCrometer | In-Line Flow Meters | No | L0757-11 | K ELL 1" X 13.50" +2 S304 | 161.7 | 0.01% | 161.68
McCrometer | In-Line Flow Meters | No | L0758-10 | K ELL 1 X 15.50 +4 S304 | 205.7 | 0.01% | 205.67
McCrometer | In-Line Flow Meters | No | L0759-10 | K ELL 1 X 17.50 +6 S304 | 214.5 | 0.01% | 214.47
McCrometer | In-Line Flow Meters | No | L0760-10 | ELL 1 X 19.50 +8 S304 | 220 | 0.01% | 219.97
McCrometer | In-Line Flow Meters | No | L0761-10 | ELL 1 X 21.50 +10 S304 | 245.3 | 0.01% | 245.27
McCrometer | In-Line Flow Meters | No | L0762-10 | ELL 1 X 23.50 +12 S304 | 278.3 | 0.01% | 278.27
McCrometer | In-Line Flow Meters | No | L0763-10 | ELL 1 X 25.50 +14 304 | 321.2 | 0.01% | 321.16
McCrometer | In-Line Flow Meters | No | L0777-11 | K ELL ADAPTER F/SPH S304 | 118.8 | 0.01% | 118.78
McCrometer | In-Line Flow Meters | No | L0779-00 | K COUPLING REGISTER EXTENSION | 72.6 | 0.01% | 72.59
McCrometer | In-Line Flow Meters | No | L0779-99 | CPLG KIT, REG EXTENSION | 123.2 | 0.01% | 123.18
McCrometer | In-Line Flow Meters | No | R1418-11 | REG 18" NDX AF/CFS/1500/.01/12 | 519.2 | 0.01% | 519.14
McCrometer | In-Line Flow Meters | No | R1421-01 | REG 21" NDX AF/CFS/950/.01/15 | 643.5 | 0.01% | 643.43
McCrometer | In-Line Flow Meters | No | R1424-24 | REG 24" NDX AF/CFS/875/.01/20 | 643.5 | 0.01% | 643.43
McCrometer | In-Line Flow Meters | No | R1424-42 | REG 24" NDX AF/CFS/725/.01/30 | 663.3 | 0.01% | 663.23
McCrometer | In-Line Flow Meters | No | R1430-19 | REG 30" NDX AF/CFS/450/.01/50 | 756.8 | 0.01% | 756.72
McCrometer | In-Line Flow Meters | No | R1436-23 | REG 36" NDX AF/CFS/2200/.1/25 | 756.8 | 0.01% | 756.72
McCrometer | In-Line Flow Meters | No | R1436-26 | REG 36" NDX AF/CFS/1850/.1/50 | 756.8 | 0.01% | 756.72
McCrometer | In-Line Flow Meters | No | R1442-05 | REG 42" NDX AF/CFS/1450/.1/75 | 756.8 | 0.01% | 756.72
McCrometer | In-Line Flow Meters | No | R1448-09 | REG 48"NDX AF/CFS/1950/.1/100 | 734.8 | 0.01% | 734.72
McCrometer | In-Line Flow Meters | No | R1503-07 | REG 3" 7W AF/GM/1950/.0001/300 | 338.8 | 0.01% | 338.76
McCrometer | In-Line Flow Meters | No | R1503-12 | REG 3" 7W G/GM/600/10/250 | 338.8 | 0.01% | 338.76
McCrometer | In-Line Flow Meters | No | R1504-04 | REG 4" 7W G/GM/2000/100/800 | 346.5 | 0.01% | 346.46
McCrometer | In-Line Flow Meters | No | R1504-05 | REG 4" 7W AF/GM/650/.0001/800 | 346.5 | 0.01% | 346.46
McCrometer | In-Line Flow Meters | No | R1504-07 | REG 4" 7W AF/GM/750/.0001/800 | 346.5 | 0.01% | 346.46
McCrometer | In-Line Flow Meters | No | R1504-26 | REG 4" 7W AF/GM/650/.0001/1000 | 346.5 | 0.01% | 346.46
McCrometer | In-Line Flow Meters | No | R1506-04 | REG 6" 7W AF/GM/2200/.001/1300 | 346.5 | 0.01% | 346.46
McCrometer | In-Line Flow Meters | No | R1506-35 | REG 6" 7W CF/GM/825/100/1000 | 346.5 | 0.01% | 346.46
McCrometer | In-Line Flow Meters | No | R1508-01 | REG 8" 7W G/GM/400/100/2500 | 390.5 | 0.01% | 390.46
McCrometer | In-Line Flow Meters | No | R1508-04 | REG 8" 7W AF/GM/1200/.001/2500 | 390.5 | 0.01% | 390.46
McCrometer | In-Line Flow Meters | No | R1508-05 | REG 8" 7W AF/GM/1300/.001/2500 | 390.5 | 0.01% | 390.46
McCrometer | In-Line Flow Meters | No | R1508-20 | REG 8" 7W AF/GM/1400/.001/2500 | 402.6 | 0.01% | 402.55
McCrometer | In-Line Flow Meters | No | R1508-32 | REG 8" 7W CF/GM/425/100/3000 | 390.5 | 0.01% | 390.46
McCrometer | In-Line Flow Meters | No | R1510-04 | REG 10" 7W AF/GM/750/.01/3T | 390.5 | 0.01% | 390.46
McCrometer | In-Line Flow Meters | No | R1510-05 | REG 10" 7W AF/CFS/750/.001/6 | 390.5 | 0.01% | 390.46
McCrometer | In-Line Flow Meters | No | R1510-21 | REG 10" 7W AF/GM/750/.001/3T | 402.6 | 0.01% | 402.55
McCrometer | In-Line Flow Meters | No | R1512-25 | REG 12" 7W AF/GM/500/.001/4000 | 390.5 | 0.01% | 390.46
McCrometer | In-Line Flow Meters | No | R1514-15 | REG 14" 7W AF/CFS/450/.001/12 | 402.6 | 0.01% | 402.55
McCrometer | In-Line Flow Meters | No | R1704-07 | REG 4" REV AF/GM/750/.0001/800 | 267.3 | 0.01% | 267.27
McCrometer | In-Line Flow Meters | No | R1718-03 | REG 18" REV AF/CFS/1450/.01/20 | 374 | 0.01% | 373.96
McCrometer | In-Line Flow Meters | No | R1720-06 | REG 20" REV AF/CFS/2100/.01/20 | 454.3 | 0.01% | 454.25
McCrometer | In-Line Flow Meters | No | L0782-00 | K ELL 1" X 12.50" +1 S304 | 177.1 | 0.01% | 177.08
McCrometer | In-Line Flow Meters | No | L0783-00 | K ELL 1 X 14.50 +3 S304 | 180.4 | 0.01% | 180.38
McCrometer | In-Line Flow Meters | No | MC20-B | BATTERY MODEL BL-7PN-S20 MADGETECH PN: LTC-7PN-S20 | 45.1 | 0.01% | 45.09
McCrometer | In-Line Flow Meters | No | R1112-05 | REG 12" AF/CFS/525/.001/10 | 282.7 | 0.01% | 282.67
McCrometer | In-Line Flow Meters | No | R1112-06 | REG 12" CM/LS/425/1/400 | 282.7 | 0.01% | 282.67
McCrometer | In-Line Flow Meters | No | R1112-07 | REG 12" CF/GM/1200/100/4000 | 282.7 | 0.01% | 282.67
McCrometer | In-Line Flow Meters | No | R1112-11 | REG 12" AF/CFS/600/.001/10 | 292.6 | 0.01% | 292.57
McCrometer | In-Line Flow Meters | No | R1112-158 | REG 12" G/GM/1500/1000/4000 | 282.7 | 0.01% | 282.67
McCrometer | In-Line Flow Meters | No | R1112-161 | REG 12" G/GM/1700/1000/4000 | 282.7 | 0.01% | 282.67
McCrometer | In-Line Flow Meters | No | R1112-165 | REG 12" CF/GM/1100/100/4000 | 282.7 | 0.01% | 282.67
McCrometer | In-Line Flow Meters | No | R1112-181 | REG 12" AF/GM/500/.001/6000 | 282.7 | 0.01% | 282.67
McCrometer | In-Line Flow Meters | No | R1112-195 | REG 12" AF/GM/600/.001/4000 | 282.7 | 0.01% | 282.67
McCrometer | In-Line Flow Meters | No | R1112-196 | REG 12" CM/LS/400/1/250 | 282.7 | 0.01% | 282.67
McCrometer | In-Line Flow Meters | No | R1112-200 | REG 12" AF/GM/500/.001/5000 | 292.6 | 0.01% | 292.57
McCrometer | In-Line Flow Meters | No | R1112-206 | REG 12" AF/CFS/600/.001/4 | 292.6 | 0.01% | 292.57
McCrometer | In-Line Flow Meters | No | R1112-208 | REG 12" B/BM/625/10/150 | 292.6 | 0.01% | 292.57
McCrometer | In-Line Flow Meters | No | R1112-28 | REG 12" AF/GM/500/.001/4000 | 282.7 | 0.01% | 282.67
McCrometer | In-Line Flow Meters | No | R1112-31 | REG 12" AF/GM/550/.001/4000 | 282.7 | 0.01% | 282.67
McCrometer | In-Line Flow Meters | No | R1112-56 | REG 12" AF/GM/525/.001/5000 | 282.7 | 0.01% | 282.67
McCrometer | In-Line Flow Meters | No | R1112-69 | REG 12" AF/CFS/525/.001/8 | 282.7 | 0.01% | 282.67
McCrometer | In-Line Flow Meters | No | R1112-82 | REG 12" CM/LS/425/1/250 | 282.7 | 0.01% | 282.67
McCrometer | In-Line Flow Meters | No | R1112-84 | REG 12" AF/CFS/450/.001/8 | 282.7 | 0.01% | 282.67
McCrometer | In-Line Flow Meters | No | R1112-98 | REG 12" AF/GM/750/.001/3000 | 282.7 | 0.01% | 282.67
McCrometer | In-Line Flow Meters | No | R1114-02 | REG 14" AF/GM/425/.001/6000 | 282.7 | 0.01% | 282.67
McCrometer | In-Line Flow Meters | No | R1114-03 | REG 14" AF/CFS/425/.001/12 | 282.7 | 0.01% | 282.67
McCrometer | In-Line Flow Meters | No | R1114-04 | REG 14" G/GM/1200/1000/6000 | 282.7 | 0.01% | 282.67
McCrometer | In-Line Flow Meters | No | R1114-07 | REG 14" CF/GM/975/100/6000 | 282.7 | 0.01% | 282.67
McCrometer | In-Line Flow Meters | No | R1114-09 | REG 14" AF/GM/3600/.01/6000 | 282.7 | 0.01% | 282.67
McCrometer | In-Line Flow Meters | No | R1114-125 | REG 14" CF/GM/925/100/6000 | 282.7 | 0.01% | 282.67
McCrometer | In-Line Flow Meters | No | R1114-34 | REG 14" AF/CFS/3900/.01/20 | 282.7 | 0.01% | 282.67
McCrometer | In-Line Flow Meters | No | R1114-42 | REG 14" AF/CFS/3600/.01/12 | 282.7 | 0.01% | 282.67
McCrometer | In-Line Flow Meters | No | R1114-83 | REG 14" AF/CFS/400/.001/15 | 282.7 | 0.01% | 282.67
McCrometer | In-Line Flow Meters | No | R1114-84 | REG 14" AF/GM/3600/.01/8000 | 282.7 | 0.01% | 282.67
McCrometer | In-Line Flow Meters | No | R1803-01 | REG 3"A/R AI/GM/1650/.001/250 | 338.8 | 0.01% | 338.76
McCrometer | In-Line Flow Meters | No | R1803-03 | REG 3" A/RV G/GM/600/10/250 | 328.9 | 0.01% | 328.86
McCrometer | In-Line Flow Meters | No | R1804-04 | REG 4" A/RV G/GM/2000/100/800 | 369.6 | 0.01% | 369.56
McCrometer | In-Line Flow Meters | No | R1804-06 | REG 4" A/RV AF/GM/775/.001/800 | 369.6 | 0.01% | 369.56
McCrometer | In-Line Flow Meters | No | R1804-08 | REG 4" A/R AF/GM/750/.0001/800 | 349.8 | 0.01% | 349.76
McCrometer | In-Line Flow Meters | No | R1804-10 | REG 4"A/RV AF/GM/550/.0001/800 | 338.8 | 0.01% | 338.76
McCrometer | In-Line Flow Meters | No | R1806-13 | REG 6"A/RV AF/GM/2600/.001/800 | 338.8 | 0.01% | 338.76
McCrometer | In-Line Flow Meters | No | R1806-17 | REG 6" A/RV AI/GM/2200/.01/18H | 338.8 | 0.01% | 338.76
McCrometer | In-Line Flow Meters | No | R1806-19 | REG 6" A/RV G/GM/600/100/1300 | 349.8 | 0.01% | 349.76
McCrometer | In-Line Flow Meters | No | R1808-03 | REG 8" A/RV G/GM/400/100/2500 | 416.9 | 0.01% | 416.85
McCrometer | In-Line Flow Meters | No | R1808-04 | REG 8"A/R AF/GM/1300/.001/2500 | 416.9 | 0.01% | 416.85
McCrometer | In-Line Flow Meters | No | R1808-07 | REG 8" A/R AF/GM/1200/.001/25H | 394.9 | 0.01% | 394.86
McCrometer | In-Line Flow Meters | No | R1810-03 | REG 10" A/RV G/GM/2300/1000/3T | 416.9 | 0.01% | 416.85
McCrometer | In-Line Flow Meters | No | R1810-05 | REG 10" A/R AF/GM/750/.001/3T | 416.9 | 0.01% | 416.85
McCrometer | In-Line Flow Meters | No | R1810-08 | REG 10" A/R AF/GM/850/.001/3T | 394.9 | 0.01% | 394.86
McCrometer | In-Line Flow Meters | No | R1810-12 | REG 10" A/R CF/CFS/1700/100/8 | 394.9 | 0.01% | 394.86
McCrometer | In-Line Flow Meters | No | R1812-15 | REG 12" A/RV CM/LS/450/1/250 | 394.9 | 0.01% | 394.86
McCrometer | In-Line Flow Meters | No | R1812-16 | REG 12" A/RV CM/LS/525/1/250 | 394.9 | 0.01% | 394.86
McCrometer | In-Line Flow Meters | No | R2003-01 | REG 3" A/R 7W G/GM/600/10/250 | 402.6 | 0.01% | 402.55
McCrometer | In-Line Flow Meters | No | R2004-02 | R 4" A/R 7W AF/GM/550/.0001/8H | 402.6 | 0.01% | 402.55
McCrometer | In-Line Flow Meters | No | R2004-08 | R 4" A/R 7W AF/GM/650/.0001/ 250 | 387.2 | 0.01% | 387.16
McCrometer | In-Line Flow Meters | No | R2004-09 | R 4" A/R 7W AF/GM/750/.0001/ 250 | 376.2 | 0.01% | 376.16
McCrometer | In-Line Flow Meters | No | R2006-01 | R6" A/R 7W AF/GM/26H/.001/13H | 390.5 | 0.01% | 390.46
McCrometer | In-Line Flow Meters | No | R2006-02 | R6" A/R 7W AF/GM/22H/.001/13H | 390.5 | 0.01% | 390.46
McCrometer | In-Line Flow Meters | No | R2006-03 | REG 6" 7W A/R G/GM/675/100/18H | 390.5 | 0.01% | 390.46
McCrometer | In-Line Flow Meters | No | R2008-01 | R8" A/R 7W AF/GM/13H/.001/25H | 412.5 | 0.01% | 412.45
McCrometer | In-Line Flow Meters | No | R2008-05 | R 8" A/R 7W AF/GM/12H/.001/25H | 425.7 | 0.01% | 425.65
McCrometer | In-Line Flow Meters | No | R2010-01 | R10"A/R 7W AF/GM/750/.001/3000 | 425.7 | 0.01% | 425.65
McCrometer | In-Line Flow Meters | No | R2012-03 | R12" A/R 7W AF/GM/525/.001/4T | 425.7 | 0.01% | 425.65
McCrometer | In-Line Flow Meters | No | R2016-01 | R16" A/R 7W AF/CFS/3600/.01/15 | 477.4 | 0.01% | 477.35
McCrometer | In-Line Flow Meters | No | R1110-04 | REG 10" AF/GM/750/.001/3000 | 282.7 | 0.01% | 282.67
McCrometer | In-Line Flow Meters | No | R1110-05 | REG 10" AF/CFS/750/.001/8 | 282.7 | 0.01% | 282.67
McCrometer | In-Line Flow Meters | No | R1110-06 | REG 10" CM/LS/600/1/200 | 282.7 | 0.01% | 282.67
McCrometer | In-Line Flow Meters | No | R1110-07 | REG 10" CF/GM/1700/100/3000 | 282.7 | 0.01% | 282.67
McCrometer | In-Line Flow Meters | No | R1110-104 | REG 10" CF/GM/1750/100/4000 | 282.7 | 0.01% | 282.67
McCrometer | In-Line Flow Meters | No | R1110-11 | REG 10" AF/GM/675/.001/3000 | 282.7 | 0.01% | 282.67
McCrometer | In-Line Flow Meters | No | R1110-110 | REG 10" AF/CFS/625/.001/8 | 282.7 | 0.01% | 282.67
McCrometer | In-Line Flow Meters | No | R1110-125 | REG 10" CF/CFS/1700/100/4 | 282.7 | 0.01% | 282.67
McCrometer | In-Line Flow Meters | No | R1110-132 | REG 10" G/GM/400/100/2500 | 282.7 | 0.01% | 282.67
McCrometer | In-Line Flow Meters | No | R1110-189 | REG 10" AI/GM/700/.01/3000 | 292.6 | 0.01% | 292.57
McCrometer | In-Line Flow Meters | No | R1110-19 | REG 10" B/GM/975/10/3000 | 282.7 | 0.01% | 282.67
McCrometer | In-Line Flow Meters | No | R1110-202 | REG 10" B/BM/1100/10/70 | 282.7 | 0.01% | 282.67
McCrometer | In-Line Flow Meters | No | R1110-208 | REG 10" B/BM/1100/10/100 | 292.6 | 0.01% | 292.57
McCrometer | In-Line Flow Meters | No | R1110-21 | REG 10" AF/CFS/850/.001/8 | 282.7 | 0.01% | 282.67
McCrometer | In-Line Flow Meters | No | R1110-210 | REG 10" AF/CFS/850/.001/4 | 292.6 | 0.01% | 292.57
McCrometer | In-Line Flow Meters | No | R1110-213 | REG 10" CM/LS/2100/1/80 | 282.7 | 0.01% | 282.67
McCrometer | In-Line Flow Meters | No | R1110-215 | REG 10" CF/GM/1700/100/1000 | 292.6 | 0.01% | 292.57
McCrometer | In-Line Flow Meters | No | R1110-49 | REG 10" G/GM/2300/1000/4000 | 282.7 | 0.01% | 282.67
McCrometer | In-Line Flow Meters | No | R1110-50 | REG 10" AF/CFS/750/.001/4 | 282.7 | 0.01% | 282.67
McCrometer | In-Line Flow Meters | No | R1110-57 | REG 10" AF/CFS/750/.001/10 | 282.7 | 0.01% | 282.67
McCrometer | In-Line Flow Meters | No | R1110-58 | REG 10" AI/GM/625/.01/3000 | 282.7 | 0.01% | 282.67
McCrometer | In-Line Flow Meters | No | R1110-63 | REG 10" AF/CFS/850/.001/10 | 282.7 | 0.01% | 282.67
McCrometer | In-Line Flow Meters | No | R1110-69 | REG 10" AF/CFS/900/.001 8 | 282.7 | 0.01% | 282.67
McCrometer | In-Line Flow Meters | No | R1110-73 | REG 10" AF/GM/750/.001/4000 | 282.7 | 0.01% | 282.67
McCrometer | In-Line Flow Meters | No | R1110-83 | REG 10" CM/GM/600/1/3000 | 282.7 | 0.01% | 282.67
McCrometer | In-Line Flow Meters | No | R1110-92 | REG 10" AF/IGM/750/.001/3000 | 282.7 | 0.01% | 282.67
McCrometer | In-Line Flow Meters | No | R1112-01 | REG 12" G/GM/1850/1000/4000 | 282.7 | 0.01% | 282.67
McCrometer | In-Line Flow Meters | No | R1112-02 | REG 12" AF/GM/600/.001/4000 | 282.7 | 0.01% | 282.67
McCrometer | In-Line Flow Meters | No | R1112-03 | REG 12" G/GM/1600/1000/4000 | 282.7 | 0.01% | 282.67
McCrometer | In-Line Flow Meters | No | R1112-04 | REG 12" AF/GM/525/.001/4000 | 282.7 | 0.01% | 282.67
McCrometer | In-Line Flow Meters | No | R1114-85 | REG 14" AF/CFS/3600/.01/15 | 282.7 | 0.01% | 282.67
McCrometer | In-Line Flow Meters | No | R1114-89 | REG 14" G/GM/1100/1000/8000 | 282.7 | 0.01% | 282.67
McCrometer | In-Line Flow Meters | No | R1116-01 | REG 16" G/GM/975/1000/8000 | 348.7 | 0.01% | 348.66
McCrometer | In-Line Flow Meters | No | R1116-02 | REG 16" AF/GM/3200/.01/8000 | 348.7 | 0.01% | 348.66
McCrometer | In-Line Flow Meters | No | R1116-03 | REG 16" AF/CFS/3200/.01/15 | 348.7 | 0.01% | 348.66
McCrometer | In-Line Flow Meters | No | R1116-05 | REG 16" AF/GM/2900/.01/8000 | 348.7 | 0.01% | 348.66
McCrometer | In-Line Flow Meters | No | R1116-07 | REG 16" CF/GM/725/100/8000 | 348.7 | 0.01% | 348.66
McCrometer | In-Line Flow Meters | No | R1116-122 | REG 16" AF/GM/400/.001/6000 | 358.6 | 0.01% | 358.56
McCrometer | In-Line Flow Meters | No | R1116-143 | REG 16" AF/CFS/725/.001/15 | 348.7 | 0.01% | 348.66
McCrometer | In-Line Flow Meters | No | R1116-152 | REG 16" AF/CFS/3200/.01/16 | 337.7 | 0.01% | 337.66
McCrometer | In-Line Flow Meters | No | R1116-154 | REG 16" AF/CFS/3200/.01/18 | 348.7 | 0.01% | 348.66
McCrometer | In-Line Flow Meters | No | R1116-16 | REG 16" AF/GM/3600/.01/6000 | 358.6 | 0.01% | 358.56
McCrometer | In-Line Flow Meters | No | R1116-20 | REG 16" AF/CFS/2900/.01/15 | 348.7 | 0.01% | 348.66
McCrometer | In-Line Flow Meters | No | R1116-35 | REG 16" CM/LS/2600/10/800 | 348.7 | 0.01% | 348.66
McCrometer | In-Line Flow Meters | No | R1116-62 | REG 16" AF/GM/3600/.01/8000 | 348.7 | 0.01% | 348.66
McCrometer | In-Line Flow Meters | No | R1116-75 | REG 16" CM/LS/2600/10/500 | 348.7 | 0.01% | 348.66
McCrometer | In-Line Flow Meters | No | R1118-01 | REG 18" G/GM/475/1000/10000 | 370.7 | 0.01% | 370.66
McCrometer | In-Line Flow Meters | No | R1118-02 | REG 18" AF/GM/1550/.01/10000 | 370.7 | 0.01% | 370.66
McCrometer | In-Line Flow Meters | No | R1118-03 | REG 18" AF/CFS/1550/.01/20 | 370.7 | 0.01% | 370.66
McCrometer | In-Line Flow Meters | No | R1118-04 | REG 18" G/GM/450/1000/10000 | 370.7 | 0.01% | 370.66
McCrometer | In-Line Flow Meters | No | R1118-05 | REG 18" AF/GM/1450/.01/10000 | 370.7 | 0.01% | 370.66
McCrometer | In-Line Flow Meters | No | R1118-134 | REG 18" AF/GM/1450/.01/5000 | 381.7 | 0.01% | 381.66
McCrometer | In-Line Flow Meters | No | R1118-15 | REG 18" AF/CFS/1450/.01/20 | 370.7 | 0.01% | 370.66
McCrometer | In-Line Flow Meters | No | R1118-29 | REG 18" G/GM/475/1000/4000 | 381.7 | 0.01% | 381.66
McCrometer | In-Line Flow Meters | No | R1118-54 | REG 18" AF/CFS/2300/.01/20 | 370.7 | 0.01% | 370.66
McCrometer | In-Line Flow Meters | No | R1118-58 | REG 18" AF/CFS/1450/.01/25 | 370.7 | 0.01% | 370.66
McCrometer | In-Line Flow Meters | No | R1120-01 | REG 20" G/GM/3700/10000/10000 | 426.8 | 0.01% | 426.75
McCrometer | In-Line Flow Meters | No | R1120-03 | REG 20" AF/CFS/1200/.01/20 | 426.8 | 0.01% | 426.75
McCrometer | In-Line Flow Meters | No | R1120-08 | REG 20" CF/GM/2800/1000/10000 | 426.8 | 0.01% | 426.75
McCrometer | In-Line Flow Meters | No | R1120-16 | REG 20" AF/CFS/1200/.01/10 | 426.8 | 0.01% | 426.75
McCrometer | In-Line Flow Meters | No | P0102-02 | PROP 2" NOM 8 BLD UNMACH/UNTST | 163.9 | 0.01% | 163.88
McCrometer | In-Line Flow Meters | No | P0103-99 | PROP 3" TESTED | 169.4 | 0.01% | 169.38
McCrometer | In-Line Flow Meters | No | P0105-99 | PROP 4" 6 BLADE TESTED | 251.9 | 0.01% | 251.87
McCrometer | In-Line Flow Meters | No | P0106-99 | PROP 6" TESTED | 244.2 | 0.01% | 244.17
McCrometer | In-Line Flow Meters | No | P0108-99 | PROP 8" TESTED | 279.4 | 0.01% | 279.37
McCrometer | In-Line Flow Meters | No | P0110-99 | PROP 10" TESTED | 288.2 | 0.01% | 288.17
McCrometer | In-Line Flow Meters | No | P0112-01 | PROP 12" DIA 3 BLD MACH UNTSTD | 346.5 | 0.01% | 346.46
McCrometer | In-Line Flow Meters | No | P0112-99 | PROP 12" TESTED | 346.5 | 0.01% | 346.46
McCrometer | In-Line Flow Meters | No | P0116-99 | PROP 16" TESTED | 654.5 | 0.01% | 654.43
McCrometer | In-Line Flow Meters | No | P0136-00 | PROP 10" 3 BLD REV HELX TESTED | 425.7 | 0.01% | 425.65
McCrometer | In-Line Flow Meters | No | P0145-01 | OS PROP 21" B MACH UNTESTED MAT'L: POLYURETHANE (POURED) | 971.3 | 0.01% | 971.2
McCrometer | In-Line Flow Meters | No | P0146-00 | PROP 26" NOM B TESTED | 1404.7 | 0.01% | 1404.55
McCrometer | In-Line Flow Meters | No | P0146-01 | OS PROP 26" MACH UNTESTED | 1103.3 | 0.01% | 1103.18
McCrometer | In-Line Flow Meters | No | P0203-30 | PROP 3" SAND APPLICATION | 169.4 | 0.01% | 169.38
McCrometer | In-Line Flow Meters | No | P0203-99 | PROP 3" SAND APP. TESTED | 270.6 | 0.01% | 270.57
McCrometer | In-Line Flow Meters | No | P0210-98 | PROP 10" TESTED HT | 493.9 | 0.01% | 493.85
McCrometer | In-Line Flow Meters | No | PT105-02 | K PROP 5" TRIMMED @ 3.625 OD NSF | 42.9 | 0.01% | 42.89
McCrometer | In-Line Flow Meters | No | PT105-99 | PROP 4" TESTED 3.625 | 209 | 0.01% | 208.97
McCrometer | In-Line Flow Meters | No | R0102-0003 | DFS B/BM/10/150 | 23.1 | 0.01% | 23.09
McCrometer | In-Line Flow Meters | No | R0102-106 | DFS AF/CFS/.01/40 | 22 | 0.01% | 21.99
McCrometer | In-Line Flow Meters | No | R0102-109 | DFS AF/CFS/.1/60 | 22 | 0.01% | 21.99
McCrometer | In-Line Flow Meters | No | R0102-112 | DFS AF/GM/.001/5000 | 22 | 0.01% | 21.99
McCrometer | In-Line Flow Meters | No | R0102-115 | DFS AF/GM/.01/15000 | 22 | 0.01% | 21.99
McCrometer | In-Line Flow Meters | No | R0102-123 | DFS AF/MI/.001/150 | 22 | 0.01% | 21.99
McCrometer | In-Line Flow Meters | No | R0102-134 | DFS CF/CFS/10/3 | 22 | 0.01% | 21.99
McCrometer | In-Line Flow Meters | No | R0102-137 | DFS CF/CFS/100/10 | 22 | 0.01% | 21.99
McCrometer | In-Line Flow Meters | No | R0102-148 | DFS CM/CMH/1/600 | 22 | 0.01% | 21.99
McCrometer | In-Line Flow Meters | No | R0102-151 | DFS CM/CMH/10/1500 | 22 | 0.01% | 21.99
McCrometer | In-Line Flow Meters | No | R0102-153 | DFS CM/GM/1/2500 | 22 | 0.01% | 21.99
McCrometer | In-Line Flow Meters | No | R0102-155 | DFS CM/LS/.1/10 | 22 | 0.01% | 21.99
McCrometer | In-Line Flow Meters | No | R0102-161 | DFS G/GM/10/400 | 22 | 0.01% | 21.99
McCrometer | In-Line Flow Meters | No | R0102-164 | DFS G/GM/100/2000 | 22 | 0.01% | 21.99
McCrometer | In-Line Flow Meters | No | R0102-18 | DFS G/GM/10000/10000 | 22 | 0.01% | 21.99
McCrometer | In-Line Flow Meters | No | R0102-187 | DFS L/LS/1000/80 | 22 | 0.01% | 21.99
McCrometer | In-Line Flow Meters | No | R0102-188 | DFS L/LS/1000/200 | 22 | 0.01% | 21.99
McCrometer | In-Line Flow Meters | No | R0102-19 | DFS G/GM/10000/15000 | 22 | 0.01% | 21.99
McCrometer | In-Line Flow Meters | No | R0102-195 | DFS MID/MI/.01/250 | 22 | 0.01% | 21.99
McCrometer | In-Line Flow Meters | No | R0102-204 | DFS MT/LM/.1/1000 | 22 | 0.01% | 21.99
McCrometer | In-Line Flow Meters | No | R0102-221 | DFS AF/GM/.01/8000 | 22 | 0.01% | 21.99
McCrometer | In-Line Flow Meters | No | R0102-228 | DFS L/LM/1000/10000 | 22 | 0.01% | 21.99
McCrometer | In-Line Flow Meters | No | R0102-237 | DFS G/GM/100/1000 | 22 | 0.01% | 21.99
McCrometer | In-Line Flow Meters | No | R0102-250 | DFS G/GM/100/400 | 22 | 0.01% | 21.99
McCrometer | In-Line Flow Meters | No | R0102-255 | DFS G/GM/100/600 | 22 | 0.01% | 21.99
McCrometer | In-Line Flow Meters | No | R0102-256 | DFS CF/CFS/100/8 | 22 | 0.01% | 21.99
McCrometer | In-Line Flow Meters | No | R0102-277 | DFS G/GM/1000/2000 | 22 | 0.01% | 21.99
McCrometer | In-Line Flow Meters | No | R0102-281 | DFS B/BM/1/20 | 22 | 0.01% | 21.99
McCrometer | In-Line Flow Meters | No | R0102-29 | DFS AF/GM/.0001/800 | 22 | 0.01% | 21.99
McCrometer | In-Line Flow Meters | No | R0102-293 | DFS AI/GM/.001/250 | 22 | 0.01% | 21.99
McCrometer | In-Line Flow Meters | No | R0102-311 | DFS AI/GM/.01/4000 | 22 | 0.01% | 21.99
McCrometer | In-Line Flow Meters | No | R0102-317 | DFS ML/LS/.01/400 | 22 | 0.01% | 21.99
McCrometer | In-Line Flow Meters | No | R0102-328 | DFS G/GM/1000/5000 | 22 | 0.01% | 21.99
McCrometer | In-Line Flow Meters | No | R0102-336 | DFS G/GM/10/500 | 22 | 0.01% | 21.99
McCrometer | In-Line Flow Meters | No | R0102-339 | DFS ML/LS/.01/600 | 22 | 0.01% | 21.99
McCrometer | In-Line Flow Meters | No | R0102-34 | DFS AF/GM/.01/6000 | 22 | 0.01% | 21.99
McCrometer | In-Line Flow Meters | No | R0102-344 | DFS AF/GM/.001/600 | 22 | 0.01% | 21.99
McCrometer | In-Line Flow Meters | No | R0102-355 | DFS CM/LS/10/400 | 22 | 0.01% | 21.99
McCrometer | In-Line Flow Meters | No | R0102-357 | DFS CF/GM/10/1000 | 22 | 0.01% | 21.99
McCrometer | In-Line Flow Meters | No | R0102-363 | DFS CF/GM/100/8000 | 22 | 0.01% | 21.99
McCrometer | In-Line Flow Meters | No | R0102-37 | DFS AF/CFS/.0001/2 | 22 | 0.01% | 21.99
McCrometer | In-Line Flow Meters | No | R0102-391 | DFS L/LS/100/20 | 22 | 0.01% | 21.99
McCrometer | In-Line Flow Meters | No | R0102-402 | DFS CM/GM/.1/250 | 22 | 0.01% | 21.99
McCrometer | In-Line Flow Meters | No | R0102-425 | DFS AF/GM/.001/800 | 22 | 0.01% | 21.99
McCrometer | In-Line Flow Meters | No | R0102-426 | DFS ML/LS/.001/150 | 22 | 0.01% | 21.99
McCrometer | In-Line Flow Meters | No | R0102-430 | DFS L/LS/1000/150 | 22 | 0.01% | 21.99
McCrometer | In-Line Flow Meters | No | R0102-435 | DFS B/GM/10/2500 | 22 | 0.01% | 21.99
McCrometer | In-Line Flow Meters | No | R0102-45 | DFS AF/CFS/.01/15 | 22 | 0.01% | 21.99
McCrometer | In-Line Flow Meters | No | R0102-46 | DFS AF/CFS/.01/20 | 22 | 0.01% | 21.99
McCrometer | In-Line Flow Meters | No | R0102-474 | DFS AF/GM/.01/12000 | 22 | 0.01% | 21.99
McCrometer | In-Line Flow Meters | No | R0102-477 | DFS CM/CMH/.1/100 | 22 | 0.01% | 21.99
McCrometer | In-Line Flow Meters | No | R0102-500 | DFS G/GM/100/500 | 22 | 0.01% | 21.99
McCrometer | In-Line Flow Meters | No | R0102-516 | DFS CM/LS/10/500 | 22 | 0.01% | 21.99
McCrometer | In-Line Flow Meters | No | R0102-57 | DFS CF/GM/1/250 | 22 | 0.01% | 21.99
McCrometer | In-Line Flow Meters | No | R0102-59 | DFS CF/GM/10/1300 | 22 | 0.01% | 21.99
McCrometer | In-Line Flow Meters | No | R0102-596 | DFS B/GM/1/1000 | 22 | 0.01% | 21.99
McCrometer | In-Line Flow Meters | No | R0102-60 | DFS CF/GM/100/2500 | 22 | 0.01% | 21.99
McCrometer | In-Line Flow Meters | No | R0102-617 | DFS G/GM/100/1200 | 22 | 0.01% | 21.99
McCrometer | In-Line Flow Meters | No | R0102-62 | DFS CF/GM/100/4000 | 22 | 0.01% | 21.99
McCrometer | In-Line Flow Meters | No | R0102-629 | DFS G/GM/100/1800 | 22 | 0.01% | 21.99
McCrometer | In-Line Flow Meters | No | R0102-831 | DFS B/BM/10/100 | 22 | 0.01% | 21.99
McCrometer | In-Line Flow Meters | No | B0103-00 | K KEY DRIVE S316 1/8 X 1/8 | 3.3 | 0.01% | 3.29
McCrometer | In-Line Flow Meters | No | B0104-00 | K KEY DRIVE S316 1/8 X 3/8 | 6.6 | 0.01% | 6.59
McCrometer | In-Line Flow Meters | No | B0110-102 | K BRG A LG SS304 OVRN SHRT AFT | 434.5 | 0.01% | 434.45
McCrometer | In-Line Flow Meters | No | B0110-107 | BRG SPECIAL APP S316 | 613.8 | 0.01% | 613.73
McCrometer | In-Line Flow Meters | No | B0110-80 | BRG ASSY A-LONG W/ SEAL SS304 | 355.3 | 0.01% | 355.26
McCrometer | In-Line Flow Meters | No | B0110-80-DEMO | DEMO BRG ASSY A-LONG W/ SEAL SS304 | 355.3 | 0.01% | 355.26
McCrometer | In-Line Flow Meters | No | B0110-82 | BRG A-LG OVRN SS304 W/SEAL BRG | 433.4 | 0.01% | 433.35
McCrometer | In-Line Flow Meters | No | B0110-84 | BRG A LG S316 W/SEALED BRG | 533.5 | 0.01% | 533.44
McCrometer | In-Line Flow Meters | No | B0110-86 | BRG A LG OVN S316 W/SEAL BRG | 535.7 | 0.01% | 535.64
McCrometer | In-Line Flow Meters | No | B0131-00 | K HSNG AFT A-LG 1.375 X 1.910 | 91.3 | 0.01% | 91.29
McCrometer | In-Line Flow Meters | No | B0140-10 | BRG AFT ASSY W/LONG DRV BOLT | 80.3 | 0.01% | 80.29
McCrometer | In-Line Flow Meters | No | B0170-30 | K SHAFT S316 A-LONG 12MM BRG | 81.4 | 0.01% | 81.39
McCrometer | In-Line Flow Meters | No | B0170-50 | SHFT "A" BRG FOR BRENDA MESA | 83.6 | 0.01% | 83.59
McCrometer | In-Line Flow Meters | No | B0355-20-DEMO | DEMO BRG HSNG "A" FOR SLV BRG-DEMO CUT OUT HSNG | 107.8 | 0.01% | 107.78
McCrometer | In-Line Flow Meters | No | R0102-843 | DFS B/BM/10/30 | 23.1 | 0.01% | 23.09
McCrometer | In-Line Flow Meters | No | R0102-879 | DFS SPL G/GM/100/500 W/ 5 GPM INCREMENTS | 16.5 | 0.01% | 16.49
McCrometer | In-Line Flow Meters | No | R0102-889 | DFS CF/GM/10/1800 | 23.1 | 0.01% | 23.09
McCrometer | In-Line Flow Meters | No | R0102-89 | DFS CF/GM/100/3000 | 22 | 0.01% | 21.99
McCrometer | In-Line Flow Meters | No | R0102-890 | DFS CM/GM/.1/1000 | 22 | 0.01% | 21.99
McCrometer | In-Line Flow Meters | No | R0102-894 | DFS AI/GM/.01/1800 | 23.1 | 0.01% | 23.09
McCrometer | In-Line Flow Meters | No | R0102-897 | DFS AF/GM/.001/1200 | 23.1 | 0.01% | 23.09
McCrometer | In-Line Flow Meters | No | R0102-898 | DFS AI/GM/.001/1000 | 23.1 | 0.01% | 23.09
McCrometer | In-Line Flow Meters | No | R0102-926 | DFS B/GM/10/1800 | 22 | 0.01% | 21.99
McCrometer | In-Line Flow Meters | No | R0102-982 | DFS MI(9)/GM/100/2500 | 23.1 | 0.01% | 23.09
McCrometer | In-Line Flow Meters | No | R0103-00 | DFS F/R W/WINDOW & HOLE | 104.5 | 0.01% | 104.48
McCrometer | In-Line Flow Meters | No | R0104-05 | DFS REV AF/GM/.01/8000 | 22 | 0.01% | 21.99
McCrometer | In-Line Flow Meters | No | R0104-07 | DFS REV G/GM/1000/8000 | 22 | 0.01% | 21.99
McCrometer | In-Line Flow Meters | No | R0104-11 | DFS REV AF/GM/.01/10000 | 22 | 0.01% | 21.99
McCrometer | In-Line Flow Meters | No | R0104-14 | DFS REV G/GM/100/800 | 22 | 0.01% | 21.99
McCrometer | In-Line Flow Meters | No | R0104-15 | DFS REV AF/GM/.0001/800 | 22 | 0.01% | 21.99
McCrometer | In-Line Flow Meters | No | R0104-44 | DFS REV G/GM/1000/10000 | 23.1 | 0.01% | 23.09
McCrometer | In-Line Flow Meters | No | R0104-46 | DFS REV G/GM/100/1000 | 23.1 | 0.01% | 23.09
McCrometer | In-Line Flow Meters | No | R0104-48 | DFS REV G/GM/10000/10000 | 23.1 | 0.01% | 23.09
McCrometer | In-Line Flow Meters | No | R0122-10 | WHEEL MACHINED 1 NOTCH SA REG | 19.8 | 0.01% | 19.79
McCrometer | In-Line Flow Meters | No | R0122-40 | WHL ODOM THN AR BLK/WHT LETRS | 3.3 | 0.01% | 3.29
McCrometer | In-Line Flow Meters | No | R0122-50 | WHEEL ODOMETER R/W ANTI REVERS | 3.3 | 0.01% | 3.29
McCrometer | In-Line Flow Meters | No | R0122-60 | WHEEL ODOMETER GEAR LOCK ANTI-REVERSE | 6.6 | 0.01% | 6.59
McCrometer | In-Line Flow Meters | No | R0128-02 | K REG FRAME ASSY | 30.8 | 0.01% | 30.79
McCrometer | In-Line Flow Meters | No | R0143-00 | CANOPY KIT | 112.2 | 0.01% | 112.18
McCrometer | In-Line Flow Meters | No | R0144-00 | CANOPY KIT SPEC. COATING | 119.9 | 0.01% | 119.88
McCrometer | In-Line Flow Meters | No | R0147-00 | BUSH BASEPLATE W/ O-RINGS | 9.9 | 0.01% | 9.89
McCrometer | In-Line Flow Meters | No | R0149-00 | SHFT VERT MACHINED A/R | 14.3 | 0.01% | 14.29
McCrometer | In-Line Flow Meters | No | R0149-10 | GEAR WORM DELRIN 7-1 | 14.3 | 0.01% | 14.29
McCrometer | In-Line Flow Meters | No | B0610-80 | BRG A-SHRT SS304 W/ SEALED BRG | 349.8 | 0.01% | 349.76
McCrometer | In-Line Flow Meters | No | B0610-82 | BRG A-SH OVRN SS304 W/SEAL BRG | 432.3 | 0.01% | 432.25
McCrometer | In-Line Flow Meters | No | B0610-84 | BRG A SHRT S316 W/SEALED BRG | 518.1 | 0.01% | 518.04
McCrometer | In-Line Flow Meters | No | B0610-86 | BRG A SHRT OVRN S316 SLD | 504.9 | 0.01% | 504.84
McCrometer | In-Line Flow Meters | No | B0610-88 | BRG A SS304 SHRT BLT | 349.8 | 0.01% | 349.76
McCrometer | In-Line Flow Meters | No | B0610-89 | BRG A SS304 SHRT BLT OVRN | 432.3 | 0.01% | 432.25
McCrometer | In-Line Flow Meters | No | B0671-10 | K SHAFT S316 A-SHORT 12MM BRG | 74.8 | 0.01% | 74.79
McCrometer | In-Line Flow Meters | No | B0671-20 | K BRG SHAFT S316 A-SHRT OVRN | 103.4 | 0.01% | 103.38
McCrometer | In-Line Flow Meters | No | B0710-80 | BRG A FH SS304 W/ SEALED BRG | 310.2 | 0.01% | 310.16
McCrometer | In-Line Flow Meters | No | B0710-82 | K BG A FH LG BLT SS W/SLD BRG | 353.1 | 0.01% | 353.06
McCrometer | In-Line Flow Meters | No | B0710-84 | BRG A FH STD S316 SLD BRG | 595.1 | 0.01% | 595.04
McCrometer | In-Line Flow Meters | No | B0732-10 | K SHAFT S316 A-FH 12MM BRG | 60.5 | 0.01% | 60.49
McCrometer | In-Line Flow Meters | No | B0843-20 | K HSNG A FH REV SS FOR 3" | 86.9 | 0.01% | 86.89
McCrometer | In-Line Flow Meters | No | B1500-80 | K BRG B BRASS W/SEALED BEARING | 652.3 | 0.01% | 652.23
McCrometer | In-Line Flow Meters | No | B1500-82 | K BRG B BRAS OVRN W/SEALED BRG | 759 | 0.01% | 758.92
McCrometer | In-Line Flow Meters | No | B1500-83 | K BRG B BRS REV OVRN SEAL BRG | 793.1 | 0.01% | 793.02
McCrometer | In-Line Flow Meters | No | B1500-84 | K BRG B SS SEALED BRG | 1174.8 | 0.01% | 1174.68
McCrometer | In-Line Flow Meters | No | B1503-00 | SPACER PROP 21" & 26" | 18.7 | 0.01% | 18.69
McCrometer | In-Line Flow Meters | No | B1521-20 | K HOUSING B BRASS +2 | 251.9 | 0.01% | 251.87
McCrometer | In-Line Flow Meters | No | B1522-10 | K SPCR B SS +2 | 36.3 | 0.01% | 36.29
McCrometer | In-Line Flow Meters | No | B1522-20 | SPACER 'C' BRG FOR PROP | 36.3 | 0.01% | 36.29
McCrometer | In-Line Flow Meters | No | B1540-20 | K SHAFT B S316 +2 | 249.7 | 0.01% | 249.67
McCrometer | In-Line Flow Meters | No | B1540-30 | SHAFT B S316 +2 SHORTENED | 256.3 | 0.01% | 256.27
McCrometer | In-Line Flow Meters | No | B1611-10 | SPCR B SS OVR +2 | 46.2 | 0.01% | 46.19
McCrometer | In-Line Flow Meters | No | B1703-00 | KEY DR .1875 X .1875 X .75 316 | 13.2 | 0.01% | 13.19
McCrometer | In-Line Flow Meters | No | B1900-50 | K BRG ASSY, C, BRS, FEM AFT | 1052.7 | 0.01% | 1052.59
McCrometer | In-Line Flow Meters | No | B1900-52 | K BRG ASSY C BRS OVR FEM AFT | 1178.1 | 0.01% | 1177.98
McCrometer | In-Line Flow Meters | No | B1912-00 | ORNG -228 BUNA 2.234 id x 0.139 w | 13.2 | 0.01% | 13.19
McCrometer | In-Line Flow Meters | No | B1931-20 | K BRG HSG 'C' SINGLE PC FEMALE | 805.2 | 0.01% | 805.11
McCrometer | In-Line Flow Meters | No | B1940-00 | SHAFT ASSY FOR C BRG | 350.9 | 0.01% | 350.86
McCrometer | In-Line Flow Meters | No | R0149-11 | GEAR WORM DELRIN 7-1R | 14.3 | 0.01% | 14.29
McCrometer | In-Line Flow Meters | No | R0149-12 | GEAR WORM DELRIN 7-2 | 14.3 | 0.01% | 14.29
McCrometer | In-Line Flow Meters | No | R0149-15 | GEAR WORM DELRIN 8-1 | 14.3 | 0.01% | 14.29
McCrometer | In-Line Flow Meters | No | R0149-17 | GEAR WORM DELRIN 8-2 | 14.3 | 0.01% | 14.29
McCrometer | In-Line Flow Meters | No | R0149-18 | GEAR WORM DELRIN 8-2R | 14.3 | 0.01% | 14.29
McCrometer | In-Line Flow Meters | No | R0149-20 | GEAR WORM DELRIN 9-1 | 14.3 | 0.01% | 14.29
McCrometer | In-Line Flow Meters | No | R0149-22 | GEAR WORM DELRIN 9-2 | 26.4 | 0.01% | 26.39
McCrometer | In-Line Flow Meters | No | R0149-23 | GEAR WORM DELRIN 9-2R | 14.3 | 0.01% | 14.29
McCrometer | In-Line Flow Meters | No | R0149-24 | GEAR WORM DELRIN 10-1 | 14.3 | 0.01% | 14.29
McCrometer | In-Line Flow Meters | No | R0149-26 | GEAR WORM DELRIN 10-2 | 14.3 | 0.01% | 14.29
McCrometer | In-Line Flow Meters | No | R0149-28 | GEAR WORM DELRIN 11-1 | 14.3 | 0.01% | 14.29
McCrometer | In-Line Flow Meters | No | R0149-30 | GEAR WORM DELRIN 11-2 | 14.3 | 0.01% | 14.29
McCrometer | In-Line Flow Meters | No | R0149-31 | GEAR WORM DELRIN 11-2R | 14.3 | 0.01% | 14.29
McCrometer | In-Line Flow Meters | No | R0149-33 | GEAR WORM DELRIN 12-1 | 14.3 | 0.01% | 14.29
McCrometer | In-Line Flow Meters | No | R0149-35 | GEAR WORM DELRIN 12-2 | 14.3 | 0.01% | 14.29
McCrometer | In-Line Flow Meters | No | R0149-36 | GEAR WORM DELRIN 12-2R | 14.3 | 0.01% | 14.29
McCrometer | In-Line Flow Meters | No | R0149-38 | GEAR WORM DELRIN 13-1 | 14.3 | 0.01% | 14.29
McCrometer | In-Line Flow Meters | No | R0149-39 | GEAR WORM DELRIN 13-1R | 14.3 | 0.01% | 14.29
McCrometer | In-Line Flow Meters | No | R0149-40 | GEAR WORM DELRIN 13-2 | 14.3 | 0.01% | 14.29
McCrometer | In-Line Flow Meters | No | R0149-42 | GEAR WORM DELRIN 14-1 | 14.3 | 0.01% | 14.29
McCrometer | In-Line Flow Meters | No | R0149-44 | GEAR WORM DELRIN 14-2 | 14.3 | 0.01% | 14.29
McCrometer | In-Line Flow Meters | No | R0149-48 | GEAR WORM DELRIN 16-1 | 14.3 | 0.01% | 14.29
McCrometer | In-Line Flow Meters | No | R0149-50 | GEAR WORM DELRIN 16-2 | 14.3 | 0.01% | 14.29
McCrometer | In-Line Flow Meters | No | R0149-54 | GEAR WORM DELRIN 18-1 | 14.3 | 0.01% | 14.29
McCrometer | In-Line Flow Meters | No | R0149-56 | GEAR WORM DELRIN 18-2 | 14.3 | 0.01% | 14.29
McCrometer | In-Line Flow Meters | No | R0160-20 | GEAR WORM SA TRANS 9-1 | 93.5 | 0.01% | 93.49
McCrometer | In-Line Flow Meters | No | R0160-22 | GEAR WORM SA TRANS 9-2 | 86.9 | 0.01% | 86.89
McCrometer | In-Line Flow Meters | No | R0160-24 | GEAR WORM SA TRANS 10-1 | 93.5 | 0.01% | 93.49
McCrometer | In-Line Flow Meters | No | R0160-36 | GEAR WORM SA TRANS 13-1 | 93.5 | 0.01% | 93.49
McCrometer | In-Line Flow Meters | No | R0160-60 | GEAR WORM SA TRANS 18-2 | 86.9 | 0.01% | 86.89
McCrometer | In-Line Flow Meters | No | B1951-00 | SPCR .840 X .670 X 5.3 316 | 92.4 | 0.01% | 92.39
McCrometer | In-Line Flow Meters | No | B1960-00 | BRG ASSY, C, OVR, MALE AFT | 1162.7 | 0.01% | 1162.58
McCrometer | In-Line Flow Meters | No | BR110-80 | BRG A LG RETRO W/SEALD BRG | 403.7 | 0.01% | 403.65
McCrometer | In-Line Flow Meters | No | BR1500-80 | K BRG B BRS RETRO SEAL BRG | 766.7 | 0.01% | 766.62
McCrometer | In-Line Flow Meters | No | BR1500-82 | K BRG B BRS RETRO OVRRN SL BRG | 788.7 | 0.01% | 788.62
McCrometer | In-Line Flow Meters | No | BR1500-84 | K BRG B BRS RETRO SEAL BRG SHORTENED | 789.8 | 0.01% | 789.72
McCrometer | In-Line Flow Meters | No | BR181-00 | K BRG A-LONG RETRO FIT | 224.4 | 0.01% | 224.37
McCrometer | In-Line Flow Meters | No | BR210-80 | K BRG A-LG OVRN BRS RTRO SEAL | 496.1 | 0.01% | 496.05
McCrometer | In-Line Flow Meters | No | BR521-20 | HOUSING B BRS RETRO FIT +2 | 334.4 | 0.01% | 334.36
McCrometer | In-Line Flow Meters | No | BR700-80 | BRG ASSY FH RETRO W/SLD BRG | 336.6 | 0.01% | 336.56
McCrometer | In-Line Flow Meters | No | BR710-80 | BRG ASSY FH RETRO W/SLD BRG | 347.6 | 0.01% | 347.56
McCrometer | In-Line Flow Meters | No | BR742-00 | BRG HSG, BRS, A SHRT FH SPD | 154 | 0.01% | 153.98
McCrometer | In-Line Flow Meters | No | C0121-00 | CLMP STD UPPER DT F/1"NOM ELL | 94.6 | 0.01% | 94.59
McCrometer | In-Line Flow Meters | No | C0123-00 | CLMP UPPER F/2.5 NOM ELL | 168.3 | 0.01% | 168.28
McCrometer | In-Line Flow Meters | No | C0126-00 | CLMP STD LWR F/1" NOM ELL | 74.8 | 0.01% | 74.79
McCrometer | In-Line Flow Meters | No | C0128-00 | CLMP LWR F/2.5 NOM ELL | 141.9 | 0.01% | 141.88
McCrometer | In-Line Flow Meters | No | C0132-00 | CAP UNIV CLMP F/1.0 NOM ELL | 56.1 | 0.01% | 56.09
McCrometer | In-Line Flow Meters | No | C0133-00 | CAP CLMP F/2.5 NOM ELL | 136.4 | 0.01% | 136.38
McCrometer | In-Line Flow Meters | No | C0136-00 | BRKT STD UPR WALL MTD DT | 93.5 | 0.01% | 93.49
McCrometer | In-Line Flow Meters | No | C0138-00 | BRKT UPR WLL F/2.5 NOM ELL | 132 | 0.01% | 131.98
McCrometer | In-Line Flow Meters | No | C0141-00 | BRKT STD LWR WLL MTD .75SNGLPN | 136.4 | 0.01% | 136.38
McCrometer | In-Line Flow Meters | No | C0143-00 | BRKT LWR WALL MTD .75 DBL PIN | 136.4 | 0.01% | 136.38
McCrometer | In-Line Flow Meters | No | C0193-00 | GSKT VIC 3.0 | 26.4 | 0.01% | 26.39
McCrometer | In-Line Flow Meters | No | R0202-00 | K BLOCK INDEX MTG 1/2 X 3/4 X 1/4 | 64.9 | 0.01% | 64.89
McCrometer | In-Line Flow Meters | No | R0203-21 | GEAR BOSTON Y 48-PCH 21-TH BRS Y4821 | 48.4 | 0.01% | 48.39
McCrometer | In-Line Flow Meters | No | R0203-30 | GEAR BOSTON Y 48-PCH 30-TH BRS Y4830 | 48.4 | 0.01% | 48.39
McCrometer | In-Line Flow Meters | No | R0204-16 | GEAR BOS G132 48-PCH 16-TH BRS G132 | 28.6 | 0.01% | 28.59
McCrometer | In-Line Flow Meters | No | R0204-18 | GEAR BOS G133 48-PCH 18-TH BRS G133 | 28.6 | 0.01% | 28.59
McCrometer | In-Line Flow Meters | No | R0204-19 | GEAR, ACETAL 48-PCH 19-TH HUB 1M2-Y48019 | 28.6 | 0.01% | 28.59
McCrometer | In-Line Flow Meters | No | R0204-32 | GEAR BOS G138 48-PCH 32-TH BRS G138 | 28.6 | 0.01% | 28.59
McCrometer | In-Line Flow Meters | No | R0204-33 | GEAR, ACETAL 48-PCH 33-TH HUB 1M2-Y48033 | 28.6 | 0.01% | 28.59
McCrometer | In-Line Flow Meters | No | R0204-35 | GEAR, ACETAL 48-PCH 35-TH HUB 1M2-Y48035 | 28.6 | 0.01% | 28.59
McCrometer | In-Line Flow Meters | No | R0204-36 | GEAR BOS G139 48-PCH 36-TH BRS G139 | 28.6 | 0.01% | 28.59
McCrometer | In-Line Flow Meters | No | R0204-37 | GEAR, ACETAL 48-PCH 37-TH HUB 1M2-Y48037 | 28.6 | 0.01% | 28.59
McCrometer | In-Line Flow Meters | No | R0204-38 | GEAR, ACETAL 48-PCH 38-TH HUB 1M2-Y48038 | 28.6 | 0.01% | 28.59
McCrometer | In-Line Flow Meters | No | R0204-39 | GEAR, ACETAL 48-PCH 39-TH 1M2-Y48039 | 28.6 | 0.01% | 28.59
McCrometer | In-Line Flow Meters | No | R0206-10 | SPACER SA/GS 3/16OD X1/8IDX.1 | 15.4 | 0.01% | 15.39
McCrometer | In-Line Flow Meters | No | R0207-00 | SCRW #3-48X1/4 FLT HD SS SLTD (REPLACED BY 1-1116-3-4) | 2.2 | 0.01% | 2.19
McCrometer | In-Line Flow Meters | No | R0249-17 | VERT SHAFT DELRIN 8-2 DRILLED | 38.5 | 0.01% | 38.49
McCrometer | In-Line Flow Meters | No | R0710-20 | CANOPY ASSY GRAY | 52.8 | 0.01% | 52.79
McCrometer | In-Line Flow Meters | No | R0710-40 | CANOPY ASSY WHITE MC SP CTG | 72.6 | 0.01% | 72.59
McCrometer | In-Line Flow Meters | No | R0710-60 | CANOPY ASSY WHITE WS SP CTG | 72.6 | 0.01% | 72.59
McCrometer | In-Line Flow Meters | No | R0716-00 | LENSE CLEAR THICK PLASTIC | 23.1 | 0.01% | 23.09
McCrometer | In-Line Flow Meters | No | R1101-01 | REG 2.5" CF/GM/900/1/250 | 245.3 | 0.01% | 245.27
McCrometer | In-Line Flow Meters | No | R1102-05 | REG 2" CM/GM/1600/.1/250 | 245.3 | 0.01% | 245.27
McCrometer | In-Line Flow Meters | No | R1102-15 | REG 2" G/GM/600/10/250 | 245.3 | 0.01% | 245.27
McCrometer | In-Line Flow Meters | No | R1102-16 | REG 2" AF/GM/1950/.0001/250 | 245.3 | 0.01% | 245.27
McCrometer | In-Line Flow Meters | No | R1103-03 | REG 3" G/GM/600/10/250 | 245.3 | 0.01% | 245.27
McCrometer | In-Line Flow Meters | No | R1103-04 | REG 3" AF/GM/1950/.0001/250 | 245.3 | 0.01% | 245.27
McCrometer | In-Line Flow Meters | No | R1103-05 | REG 3" AF/CFS/1950/.0001/0.7 | 237.6 | 0.01% | 237.57
McCrometer | In-Line Flow Meters | No | R1103-06 | REG 3" CM/LS/1600/.1/20 | 245.3 | 0.01% | 245.27
McCrometer | In-Line Flow Meters | No | R1103-07 | REG 3" CF/GM/450/1/250 | 245.3 | 0.01% | 245.27
McCrometer | In-Line Flow Meters | No | D0110-00 | CABLE DRIVE 24.19" +12 | 24.2 | 0.01% | 24.19
McCrometer | In-Line Flow Meters | No | D0156-00 | CABLE DRIVE 8"LG SQUARED COACHELLA VALLEY W.D. | 8.8 | 0.01% | 8.79
McCrometer | In-Line Flow Meters | No | D0303-00 | LINER 0.844 X 11" +1 | 13.2 | 0.01% | 13.19
McCrometer | In-Line Flow Meters | No | D0305-00 | LINER 0.844 X 12" +2 | 14.3 | 0.01% | 14.29
McCrometer | In-Line Flow Meters | No | D0306-00 | LINER 0.844 X 14" +4 | 14.3 | 0.01% | 14.29
McCrometer | In-Line Flow Meters | No | D0307-00 | LINER 0.844 X 16" +6 | 15.4 | 0.01% | 15.39
McCrometer | In-Line Flow Meters | No | D0309-00 | LINER 0.844 X 20" +10 | 24.2 | 0.01% | 24.19
McCrometer | In-Line Flow Meters | No | D0311-00 | LINER 0.844 X 24" +14 | 26.4 | 0.01% | 26.39
McCrometer | In-Line Flow Meters | No | D0313-00 | LINER 0.844 X 13" +3 | 14.3 | 0.01% | 14.29
McCrometer | In-Line Flow Meters | No | D0332-00 | LINER 3/8 X 6-5/8" TEFLON | 11 | 0.01% | 10.99
McCrometer | In-Line Flow Meters | No | D0370-00 | INSERT LOWER LINER ALIGN F/1/2 | 15.4 | 0.01% | 15.39
McCrometer | In-Line Flow Meters | No | D0371-00 | K CABLE GUIDE EXTENSIONS | 55 | 0.01% | 54.99
McCrometer | In-Line Flow Meters | No | D0372-00 | K LINER STOP EXTENSIONS | 55 | 0.01% | 54.99
McCrometer | In-Line Flow Meters | No | D0410-00 | LINER.250 ID X .855" 10" LG | 13.2 | 0.01% | 13.19
McCrometer | In-Line Flow Meters | No | D0411-00 | LINER.250 ID X .855" 11" LG | 13.2 | 0.01% | 13.19
McCrometer | In-Line Flow Meters | No | D0412-00 | LINER.250 ID X .855" 12" LG | 13.2 | 0.01% | 13.19
McCrometer | In-Line Flow Meters | No | D0436-00 | LINER.250 ID X .855" | 1.1 | 0.01% | 1.09
McCrometer | In-Line Flow Meters | No | T0001-00 | TUBE F/M0304 ROZA | 316.8 | 0.01% | 316.76
McCrometer | In-Line Flow Meters | No | T0002-00 | TUBE F/M0306 ROZA | 444.4 | 0.01% | 444.35
McCrometer | In-Line Flow Meters | No | T0003-00 | TUBE F/M0308 ROZA | 647.9 | 0.01% | 647.83
McCrometer | In-Line Flow Meters | No | T0004-00 | TUBE F/M0310 ROZA | 1054.9 | 0.01% | 1054.79
McCrometer | In-Line Flow Meters | No | T0005-00 | TUBE F/M0312 ROZA | 1564.2 | 0.01% | 1564.04
McCrometer | In-Line Flow Meters | No | T0006-00 | TUBE F/M0314 ROZA | 1635.7 | 0.01% | 1635.53
McCrometer | In-Line Flow Meters | No | T0021-11 | TUBE MF101 150# | 664.4 | 0.01% | 664.33
McCrometer | In-Line Flow Meters | No | T0022-10 | TUBE MF102 150# RF | 664.4 | 0.01% | 664.33
McCrometer | In-Line Flow Meters | No | T0022-11 | TUBE MF102 CL D | 664.4 | 0.01% | 664.33
McCrometer | In-Line Flow Meters | No | T0023-11 | TUBE MF103 CL D | 664.4 | 0.01% | 664.33
McCrometer | In-Line Flow Meters | No | T0024-00 | TUBE MG104 GROOVE | 514.8 | 0.01% | 514.74
McCrometer | In-Line Flow Meters | No | T0024-11 | TUBE MF104 CL D | 904.2 | 0.01% | 904.1
McCrometer | In-Line Flow Meters | No | T0025-00 | TUBE MG106 GROOVE | 578.6 | 0.01% | 578.54
McCrometer | In-Line Flow Meters | No | T0025-10 | TUBE ML106 150#LTWT | 678.7 | 0.01% | 678.63
McCrometer | In-Line Flow Meters | No | T0025-11 | TUBE MF106 CL D | 1105.5 | 0.01% | 1105.38
McCrometer | In-Line Flow Meters | No | T0025-80 | TUBE MF106 CL D 24"LG | 112.2 | 0.01% | 112.18
McCrometer | In-Line Flow Meters | No | T0026-00 | TUBE MG108 GROOVE | 611.6 | 0.01% | 611.53
McCrometer | In-Line Flow Meters | No | T0026-10 | TUBE ML108 150#LTWT | 665.5 | 0.01% | 665.43
McCrometer | In-Line Flow Meters | No | T0026-11 | TUBE MF108 CL D | 1377.2 | 0.01% | 1377.06
McCrometer | In-Line Flow Meters | No | T0027-00 | TUBE MG110 GROOVE | 739.2 | 0.01% | 739.12
McCrometer | In-Line Flow Meters | No | T0027-10 | TUBE ML110 150#LTWT | 677.6 | 0.01% | 677.53
McCrometer | In-Line Flow Meters | No | T0027-11 | TUBE MF110 CL D | 1944.8 | 0.01% | 1944.6
McCrometer | In-Line Flow Meters | No | T0028-10 | TUBE ML112 150#LTWT | 756.8 | 0.01% | 756.72
McCrometer | In-Line Flow Meters | No | T0028-12 | TUBE MF112 CL D | 2526.7 | 0.01% | 2526.44
McCrometer | In-Line Flow Meters | No | T0028-13 | TUBE MG112 GROOVE S20 | 834.9 | 0.01% | 834.81
McCrometer | In-Line Flow Meters | No | T0029-00 | TUBE MG114 GROOVE | 1062.6 | 0.01% | 1062.49
McCrometer | In-Line Flow Meters | No | T0034-00 | TUBE MG103 GROOVE | 473 | 0.01% | 472.95
McCrometer | In-Line Flow Meters | No | T0034-10 | TUBE MS103 PLAIN | 473 | 0.01% | 472.95
McCrometer | In-Line Flow Meters | No | T0034-11 | TUBE MS103 PLAIN 12"LG | 473 | 0.01% | 472.95
McCrometer | In-Line Flow Meters | No | T0044-00 | TUBE MS104 PLAIN | 514.8 | 0.01% | 514.74
McCrometer | In-Line Flow Meters | No | T0045-00 | TUBE MS106 PLAIN | 576.4 | 0.01% | 576.34
McCrometer | In-Line Flow Meters | No | T0046-00 | TUBE MS108 PLAIN | 608.3 | 0.01% | 608.23
McCrometer | In-Line Flow Meters | No | T0047-00 | TUBE MS110 PLAIN | 738.1 | 0.01% | 738.02
McCrometer | In-Line Flow Meters | No | T0048-00 | TUBE MS112 PLAIN | 833.8 | 0.01% | 833.71
McCrometer | In-Line Flow Meters | No | T0059-00 | TUBE MT104 NPT | 514.8 | 0.01% | 514.74
McCrometer | In-Line Flow Meters | No | T0061-00 | TUBE MT102/MT103 NPT | 473 | 0.01% | 472.95
McCrometer | In-Line Flow Meters | No | T0842-00-K | VANE SET 16" TRI BOLT-ON SS304 SET OF 3 VANES | 237.6 | 0.01% | 237.57
McCrometer | In-Line Flow Meters | No | T-23 | 1-3/8" BEARING SOCKET | 105.6 | 0.01% | 105.58
McCrometer | In-Line Flow Meters | No | TA208-26KRWR6 | Alum 8" .064 KR Cplr. W R Band | 288.2 | 0.01% | 288.17
McCrometer | In-Line Flow Meters | No | T0068-00 | TUBE M1104 | 529.1 | 0.01% | 529.04
McCrometer | In-Line Flow Meters | No | T0139-10 | TUBE MW803 CL D | 711.7 | 0.01% | 711.62
McCrometer | In-Line Flow Meters | No | T0140-10 | TUBE MW804 CL D | 1064.8 | 0.01% | 1064.69
McCrometer | In-Line Flow Meters | No | T0141-10 | TUBE MW806 CL D | 1318.9 | 0.01% | 1318.76
McCrometer | In-Line Flow Meters | No | T0142-10 | TUBE MW808 CL D | 1357.4 | 0.01% | 1357.26
McCrometer | In-Line Flow Meters | No | T0144-10 | TUBE MW812 CL D | 2076.8 | 0.01% | 2076.59
McCrometer | In-Line Flow Meters | No | T0150-10 | TUBE MW502 CL D | 628.1 | 0.01% | 628.03
McCrometer | In-Line Flow Meters | No | T0150-11 | TUBE MZ502 300# RF | 831.6 | 0.01% | 831.51
McCrometer | In-Line Flow Meters | No | T0150-40 | TUBE MW502 150# RF ANSI FLGS | 679.8 | 0.01% | 679.73
McCrometer | In-Line Flow Meters | No | T0151-10 | TUBE MW501 150# RF | 628.1 | 0.01% | 628.03
McCrometer | In-Line Flow Meters | No | T0152-10 | TUBE MW503 CL D | 631.4 | 0.01% | 631.33
McCrometer | In-Line Flow Meters | No | T0152-11 | TUBE MZ503 300# RF | 831.6 | 0.01% | 831.51
McCrometer | In-Line Flow Meters | No | T0152-15 | TUBE MW503 150# RF | 679.8 | 0.01% | 679.73
McCrometer | In-Line Flow Meters | No | T0152-28 | TUBE MW503 CL D 20"LG | 741.4 | 0.01% | 741.32
McCrometer | In-Line Flow Meters | No | T0152-29 | TUBE MW503 CL D 18"LG | 2017.4 | 0.01% | 2017.19
McCrometer | In-Line Flow Meters | No | T0152-31 | TUBE MW503 CL D 13" OAL N/Vane | 1912.9 | 0.01% | 1912.7
McCrometer | In-Line Flow Meters | No | T0152-40 | TUBE MW503 CL D 24"LG | 788.7 | 0.01% | 788.62
McCrometer | In-Line Flow Meters | No | T0153-10 | TUBE MW504 CL D | 976.8 | 0.01% | 976.7
McCrometer | In-Line Flow Meters | No | T0153-11 | TUBE MZ504 300# RF | 1169.3 | 0.01% | 1169.18
McCrometer | In-Line Flow Meters | No | T0153-30 | TUBE MW504 150# RF W/ANSI FLGS | 976.8 | 0.01% | 976.7
McCrometer | In-Line Flow Meters | No | T0154-10 | TUBE MW506 CL D | 1749 | 0.01% | 1748.82
McCrometer | In-Line Flow Meters | No | T0154-11 | TUBE MZ506 300# RF | 1541.1 | 0.01% | 1540.94
McCrometer | In-Line Flow Meters | No | T0154-70 | TUBE MW506 150# RF Ansi Flange | 2605.9 | 0.01% | 2605.63
McCrometer | In-Line Flow Meters | No | T0155-10 | TUBE MW508 CL D | 1833.7 | 0.01% | 1833.51
McCrometer | In-Line Flow Meters | No | T0155-11 | TUBE MZ508 300# RF | 2136.2 | 0.01% | 2135.98
McCrometer | In-Line Flow Meters | No | T0155-15 | TUBE MW508 150# RF | 1830.4 | 0.01% | 1830.21
McCrometer | In-Line Flow Meters | No | T0155-60 | TUBE MW508 CL D NO VANES 20"LG | 1773.2 | 0.01% | 1773.02
McCrometer | In-Line Flow Meters | No | T0155-97 | TUBE MW508 CL D, 23-1/2" LONG | 1591.7 | 0.01% | 1591.54
McCrometer | In-Line Flow Meters | No | T0156-10 | TUBE MW510 CL D | 2497 | 0.01% | 2496.75
McCrometer | In-Line Flow Meters | No | T0156-11 | TUBE MZ510 300# RF | 2707.1 | 0.01% | 2706.82
McCrometer | In-Line Flow Meters | No | T0156-51 | TUBE MW510 CL D 25.75"LG | 3934.7 | 0.01% | 3934.3
McCrometer | In-Line Flow Meters | No | T0157-14 | TUBE MW512 CL D | 3230.7 | 0.01% | 3230.37
McCrometer | In-Line Flow Meters | No | T0157-15 | TUBE MZ512 300# RF | 3885.2 | 0.01% | 3884.81
McCrometer | In-Line Flow Meters | No | T0158-10 | TUBE MW514 CL D | 3394.6 | 0.01% | 3394.26
McCrometer | In-Line Flow Meters | No | T0158-11 | TUBE MZ514 300# RF | 6243.6 | 0.01% | 6242.97
McCrometer | In-Line Flow Meters | No | T0159-10 | TUBE MW516 CL D | 3928.1 | 0.01% | 3927.7
McCrometer | In-Line Flow Meters | No | T0160-10 | TUBE MW518 CL D | 3407.8 | 0.01% | 3407.45
McCrometer | In-Line Flow Meters | No | T0161-10 | TUBE MW520 CL D | 5405.4 | 0.01% | 5404.85
McCrometer | In-Line Flow Meters | No | T0162-10 | TUBE MW524 CL D | 7789.1 | 0.01% | 7788.32
McCrometer | In-Line Flow Meters | No | T0162-11 | TUBE MW530 CL D | 8934.2 | 0.01% | 8933.3
McCrometer | In-Line Flow Meters | No | T0174-10 | TUBE MW904 BEVEL | 587.4 | 0.01% | 587.34
McCrometer | In-Line Flow Meters | No | T0175-10 | TUBE MW906 BEVEL | 682 | 0.01% | 681.93
McCrometer | In-Line Flow Meters | No | T0176-10 | TUBE MW908 BEVEL | 823.9 | 0.01% | 823.81
McCrometer | In-Line Flow Meters | No | T0178-11 | TUBE MW912 BEVEL S20 | 1318.9 | 0.01% | 1318.76
McCrometer | In-Line Flow Meters | No | T0193-11 | TUBE MG903 GROOVE | 435.6 | 0.01% | 435.55
McCrometer | In-Line Flow Meters | No | T0194-10 | TUBE MG904 GROOVE | 553.3 | 0.01% | 553.24
McCrometer | In-Line Flow Meters | No | T0195-10 | TUBE MG906 GROOVE | 740.3 | 0.01% | 740.22
McCrometer | In-Line Flow Meters | No | T0196-10 | TUBE MG908 GROOVE | 878.9 | 0.01% | 878.81
McCrometer | In-Line Flow Meters | No | T0196-20 | TUBE MG908 GROOVE NO-VN 20"LG | 941.6 | 0.01% | 941.5
McCrometer | In-Line Flow Meters | No | T0197-10 | TUBE MG910 GROOVE | 1342 | 0.01% | 1341.86
McCrometer | In-Line Flow Meters | No | T0198-11 | TUBE MG912 GROOVE | 1502.6 | 0.01% | 1502.44
McCrometer | In-Line Flow Meters | No | T0202-00 | SDL WLD SKRT 6" X 6" OD | 361.9 | 0.01% | 361.86
McCrometer | In-Line Flow Meters | No | T0215-00 | SDL 12" NOM W/IR & 18.0 PRO | 756.8 | 0.01% | 756.72
McCrometer | In-Line Flow Meters | No | T0215-12 | SDL 12" NOM W/IR & 24.0 PRO | 1144 | 0.01% | 1143.88
McCrometer | In-Line Flow Meters | No | T0217-00 | SDL WELD ON 10" X 10.75" NOM | 556.6 | 0.01% | 556.54
McCrometer | In-Line Flow Meters | No | T0217-10 | SDL WLD ON 10" X 12.75" NOM | 556.6 | 0.01% | 556.54
McCrometer | In-Line Flow Meters | No | T0217-11 | SDL WLD ON 10" X 14" OD | 587.4 | 0.01% | 587.34
McCrometer | In-Line Flow Meters | No | T0217-12 | SDL WLD ON 10" X 16" OD | 636.9 | 0.01% | 636.83
McCrometer | In-Line Flow Meters | No | T0238-10 | SADL 24.75" M1400 | 953.7 | 0.01% | 953.6
McCrometer | In-Line Flow Meters | No | T0241-00 | SADL 30" M1400 | 1007.6 | 0.01% | 1007.49
McCrometer | In-Line Flow Meters | No | T0251-00 | SADL 18" M1400 | 837.1 | 0.01% | 837.01
McCrometer | In-Line Flow Meters | No | T0251-40 | SADL 18.7" M1400 | 837.1 | 0.01% | 837.01
McCrometer | In-Line Flow Meters | No | T0252-10 | SADL 20" M1420 | 954.8 | 0.01% | 954.7
McCrometer | In-Line Flow Meters | No | T0252-40 | SADL 19.5" M1420 | 954.8 | 0.01% | 954.7
McCrometer | In-Line Flow Meters | No | T0253-10 | SADL 4" OD M0300 | 346.5 | 0.01% | 346.46
McCrometer | In-Line Flow Meters | No | T0254-11 | SADL 4.5" OD M0300 | 482.9 | 0.01% | 482.85
McCrometer | In-Line Flow Meters | No | T0254-20 | SADL 4.25"OD M0300 | 245.3 | 0.01% | 245.27
McCrometer | In-Line Flow Meters | No | T0254-30 | SADL 4.33"OD M0300 | 346.5 | 0.01% | 346.46
McCrometer | In-Line Flow Meters | No | T0254-50 | SADL FOR 4.8" OD LINE M0300 | 346.5 | 0.01% | 346.46
McCrometer | In-Line Flow Meters | No | T0254-80 | SADL FOR 4.75" OD LINE M0300 SADL OD Picks:4.72 To 4.78 | 346.5 | 0.01% | 346.46
McCrometer | In-Line Flow Meters | No | T0255-00 | SADDLE SUPPORT 6" SIZE | 151.8 | 0.01% | 151.78
McCrometer | In-Line Flow Meters | No | T0255-10 | SADL 6" OD M0300 | 504.9 | 0.01% | 504.84
McCrometer | In-Line Flow Meters | No | T0255-100 | SADL 6" OD M0306F | 22 | 0.01% | 21.99
McCrometer | In-Line Flow Meters | No | T0255-100-DC | SADL 6" OD M0306F DUMMY | 378.4 | 0.01% | 378.36
McCrometer | In-Line Flow Meters | No | T0255-15 | SADL 6.14" OD MD306 | 482.9 | 0.01% | 482.85
McCrometer | In-Line Flow Meters | No | T0256-10 | SADL 6.625" OD M0300 SADL OD RANGE(6.565-6.685) | 499.4 | 0.01% | 499.35
McCrometer | In-Line Flow Meters | No | T0256-100 | SADL 6.625" OD M0306F | 499.4 | 0.01% | 499.35
McCrometer | In-Line Flow Meters | No | T0256-11 | SADL 7"OD M0300 | 496.1 | 0.01% | 496.05
McCrometer | In-Line Flow Meters | No | T0256-14 | SADL 6.75" OD M0300 | 496.1 | 0.01% | 496.05
McCrometer | In-Line Flow Meters | No | T0257-10 | SADL 8" OD M0300 | 512.6 | 0.01% | 512.54
McCrometer | In-Line Flow Meters | No | T0257-100 | SADL 8" OD M0308F | 529.1 | 0.01% | 529.04
McCrometer | In-Line Flow Meters | No | T0257-100-DC | SADL 8" OD M0308F DUMMY | 451 | 0.01% | 450.95
McCrometer | In-Line Flow Meters | No | T0257-20 | SADL 8.16" OD MD308 | 496.1 | 0.01% | 496.05
McCrometer | In-Line Flow Meters | No | T0257-30 | SADL 8.32" OD M0300 | 512.6 | 0.01% | 512.54
McCrometer | In-Line Flow Meters | No | T0258-10 | SADL 8.625" OD M0300 | 512.6 | 0.01% | 512.54
McCrometer | In-Line Flow Meters | No | T0258-100 | SADL 8.625" OD M0308F | 529.1 | 0.01% | 529.04
McCrometer | In-Line Flow Meters | No | T0258-100-DC | SADL 8.625" OD M0308F DUMMY | 451 | 0.01% | 450.95
McCrometer | In-Line Flow Meters | No | T0258-20 | SADL 9.05" OD M0300 | 209 | 0.01% | 208.97
McCrometer | In-Line Flow Meters | No | T0259-00 | SADDLE SUPPORT 10" SIZE | 193.6 | 0.01% | 193.58
McCrometer | In-Line Flow Meters | No | T0259-10 | SADL 10" OD M0300 | 547.8 | 0.01% | 547.74
McCrometer | In-Line Flow Meters | No | T0259-100 | SADL 10" OD M0310F | 547.8 | 0.01% | 547.74
McCrometer | In-Line Flow Meters | No | T0259-20 | SADL 10.20" OD MD310 | 547.8 | 0.01% | 547.74
McCrometer | In-Line Flow Meters | No | T0259-200-DC | SADL 10" OD M0310F | 451 | 0.01% | 450.95
McCrometer | In-Line Flow Meters | No | T0259-30 | SADL 10.375" OD M0300 | 547.8 | 0.01% | 547.74
McCrometer | In-Line Flow Meters | No | T0259-35 | SADL 10.527 OD M0300 | 547.8 | 0.01% | 547.74
McCrometer | In-Line Flow Meters | No | T0260-10 | SADL 10.75" OD M0300 | 547.8 | 0.01% | 547.74
McCrometer | In-Line Flow Meters | No | T0260-20 | SADL FOR 11.125" OD LINE M0300 | 547.8 | 0.01% | 547.74
McCrometer | In-Line Flow Meters | No | T0260-200-DC | SADL 10.75" OD M0310F | 451 | 0.01% | 450.95
McCrometer | In-Line Flow Meters | No | T0260-60 | SADL 10.9" OD M0300 | 224.4 | 0.01% | 224.37
McCrometer | In-Line Flow Meters | No | T0261-10 | SADL 12" OD M0300 | 547.8 | 0.01% | 547.74
McCrometer | In-Line Flow Meters | No | T0262-10 | SADL 12.75" OD M0300 | 547.8 | 0.01% | 547.74
McCrometer | In-Line Flow Meters | No | T0262-11 | SADL 12.50" OD M0300 | 547.8 | 0.01% | 547.74
McCrometer | In-Line Flow Meters | No | T0262-12 | SADL 13.2" OD M0300 | 1597.2 | 0.01% | 1597.04
McCrometer | In-Line Flow Meters | No | T0262-13 | SADL 12.25" OD M0300 | 547.8 | 0.01% | 547.74
McCrometer | In-Line Flow Meters | No | T0262-14 | SADL 13.0" OD M0312 | 547.8 | 0.01% | 547.74
McCrometer | In-Line Flow Meters | No | T0262-15 | SADL 12.40 OD M0300 | 547.8 | 0.01% | 547.74
McCrometer | In-Line Flow Meters | No | T0263-10 | SADL 14" M0300 | 664.4 | 0.01% | 664.33
McCrometer | In-Line Flow Meters | No | T0263-20 | SADL 14.5" M0300 | 664.4 | 0.01% | 664.33
McCrometer | In-Line Flow Meters | No | T0264-10 | SADL 16" M0300 | 754.6 | 0.01% | 754.52
McCrometer | In-Line Flow Meters | No | T0264-20 | SADL 15.25" M0300 | 754.6 | 0.01% | 754.52
McCrometer | In-Line Flow Meters | No | T0294-00 | SADL 4.5" OD DUMMY | 323.4 | 0.01% | 323.36
McCrometer | In-Line Flow Meters | No | T0295-00 | SADL DUMMY 6" NOM BOLT-ON | 354.2 | 0.01% | 354.16
McCrometer | In-Line Flow Meters | No | T0296-00 | SADL DUMMY 8" NOM BOLT-ON | 382.8 | 0.01% | 382.76
McCrometer | In-Line Flow Meters | No | T0297-00 | SADL DUMMY 10" NOM BOLT-ON FOR 10-3/4" OD PIPE | 392.7 | 0.01% | 392.66
McCrometer | In-Line Flow Meters | No | T0298-00 | SADL DUMMY 12" NOM BOLT-ON | 412.5 | 0.01% | 412.45
McCrometer | In-Line Flow Meters | No | T0299-00 | SADL DUMMY 14" BOLT-ON | 416.9 | 0.01% | 416.85
McCrometer | In-Line Flow Meters | No | T0299-10 | SADL 5.563" OD M0300 | 250.8 | 0.01% | 250.77
McCrometer | In-Line Flow Meters | No | T0299-20 | SADL 5" OD MD300 | 445.5 | 0.01% | 445.45
McCrometer | In-Line Flow Meters | No | T0300-00 | SADL DUMMY 16" BOLT-ON | 508.2 | 0.01% | 508.14
McCrometer | In-Line Flow Meters | No | T0374-11 | SDL WLD SKRT 8" X 8" OD | 334.4 | 0.01% | 334.36
McCrometer | In-Line Flow Meters | No | T0390-11 | ORNG -244 VITON 4.234 id x 0.139 w | 9.9 | 0.01% | 9.89
McCrometer | In-Line Flow Meters | No | T0399-13 | ORNG -385 BUNA 15.955 id x 0.210 w | 24.2 | 0.01% | 24.19
McCrometer | In-Line Flow Meters | No | T0618-00 | RDCR VIC 3X2 T X G | 772.2 | 0.01% | 772.12
McCrometer | In-Line Flow Meters | No | T0746-24.00 | U-STRAP MC W/ NUTS & WASHERS CHK SADDLE LIST PRIOR TO ORDER | 50.6 | 0.01% | 50.59
McCrometer | In-Line Flow Meters | No | T0746-25.00 | U-STRAP MC W/ NUTS & WASHERS CHK SADDLE LIST PRIOR TO ORDER | 50.6 | 0.01% | 50.59
McCrometer | In-Line Flow Meters | No | T0746-25.50 | U-STRAP MC W/ NUTS & WASHERS CHK SADDLE LIST PRIOR TO ORDER | 50.6 | 0.01% | 50.59
McCrometer | In-Line Flow Meters | No | T0746-28.00 | U-STRAP MC W/ NUTS & WASHERS CHK SADDLE LIST PRIOR TO ORDER | 50.6 | 0.01% | 50.59
McCrometer | In-Line Flow Meters | No | T0746-29.25 | U-STRAP MC W/ NUTS & WASHERS CHK SADDLE LIST PRIOR TO ORDER | 50.6 | 0.01% | 50.59
McCrometer | In-Line Flow Meters | No | T0746-34.25 | U-STRAP MC W/ NUTS & WASHERS CHK SADDLE LIST PRIOR TO ORDER | 75.9 | 0.01% | 75.89
McCrometer | In-Line Flow Meters | No | T0746-37.75 | U-STRAP MC W/ NUTS & WASHERS CHK SADDLE LIST PRIOR TO ORDER | 75.9 | 0.01% | 75.89
McCrometer | In-Line Flow Meters | No | T0783-02 | Band 1/8 X 2.65" F/10" W/Bracket *2 pcs set | 79.2 | 0.01% | 79.19
McCrometer | In-Line Flow Meters | No | T0784-02 | Band 1/8 X 2.65" F/12" W/Bracket *2 pcs. set | 84.7 | 0.01% | 84.69
McCrometer | In-Line Flow Meters | No | T0786-02 | Handle T-Square Tubing | 25.3 | 0.01% | 25.29
McCrometer | In-Line Flow Meters | No | TD106-26PEPE6 | Steel Tube, 6" Epoxy, 10 ga. | 228.8 | 0.01% | 228.77
McCrometer | In-Line Flow Meters | No | TD110-26PEPE6 | Steel Tube, 10" Epoxy, 10 ga. | 344.3 | 0.01% | 344.26
McCrometer | In-Line Flow Meters | No | TD204-26FLFL6 | Tube 4.0" Epoxy 26"Lg with Vanes | 341 | 0.01% | 340.96
McCrometer | In-Line Flow Meters | No | TD206-26FLFL6 | Flgd.Tube, 6.000" Epoxy, 10 g | 423.5 | 0.01% | 423.45
McCrometer | In-Line Flow Meters | No | TD206-30FLFLFS | Flgd.Tube, 6.000" Epoxy, 10 g | 968 | 0.01% | 967.9
McCrometer | In-Line Flow Meters | No | TD208-34FLFLFS | Flgd.Tube, 8.000" Epoxy, 10 g | 1153.9 | 0.01% | 1153.78
McCrometer | In-Line Flow Meters | No | TD210-26FLFL6 | Flgd.Tube, 10.000" Epoxy, 10 g | 696.3 | 0.01% | 696.23
McCrometer | In-Line Flow Meters | No | TD210-40FLFLFS | Flgd.Tube, 10.000" Epoxy, 10 g | 1378.3 | 0.01% | 1378.16
McCrometer | In-Line Flow Meters | No | TD212-26FLFL6 | Flgd.Tube, 12.000" Epoxy, 10 g | 877.8 | 0.01% | 877.71
McCrometer | In-Line Flow Meters | No | TN1002 | TOOL BEARING MAGNET WRENCH | 194.7 | 0.01% | 194.68
McCrometer | In-Line Flow Meters | No | TO104-26PEPE6 | Tube 4.5"Epoxy Plain Ends 26"Lg with Vanes | 191.4 | 0.01% | 191.38
McCrometer | In-Line Flow Meters | No | TO106-26PEPE6 | Steel Tube, 6.625" Epoxy, 10 g | 259.6 | 0.01% | 259.57
McCrometer | In-Line Flow Meters | No | TO108-26PEPE6 | Steel Tube, 8.625" Epoxy, 10 | 357.5 | 0.01% | 357.46
McCrometer | In-Line Flow Meters | No | TO110-26PEPE6 | Steel Tube, 10.75" Epoxy, 10 | 430.1 | 0.01% | 430.05
McCrometer | In-Line Flow Meters | No | TO204-26FLFL6 | Tube 4.5" Epoxy Cl D Ends 26"Lg with Vanes | 324.5 | 0.01% | 324.46
McCrometer | In-Line Flow Meters | No | TO206-26FLFL6 | Flgd.Tube, 6.625" Epoxy, 10 g | 441.1 | 0.01% | 441.05
McCrometer | In-Line Flow Meters | No | TO208-26FLFL6 | Flgd.Tube, 8.625" Epoxy, 10 g | 605 | 0.01% | 604.93
McCrometer | In-Line Flow Meters | No | TO210-26FLFL6 | Flgd.Tube, 10.750" Epoxy, 10 g | 740.3 | 0.01% | 740.22
McCrometer | In-Line Flow Meters | No | TQ150-10 | TUBE 2" SS304 QW502 | 2027.3 | 0.01% | 2027.09
McCrometer | In-Line Flow Meters | No | TQ152-10 | TUBE 3" HWS 150# SS304 | 2027.3 | 0.01% | 2027.09
McCrometer | In-Line Flow Meters | No | TQ153-10 | TUBE ASSY SS304 QW504 | 2863.3 | 0.01% | 2863.01
McCrometer | In-Line Flow Meters | No | TQ154-10 | TUBE 6" 150# SS304 QW506 | 3397.9 | 0.01% | 3397.56
McCrometer | In-Line Flow Meters | No | TQ155-10 | TUBE 8" ASSY SS 304 QW508 | 4796 | 0.01% | 4795.52
McCrometer | In-Line Flow Meters | No | TQ374-55 | SDL S304 CSTG 6" QZ606 | 618.2 | 0.01% | 618.13
McCrometer | In-Line Flow Meters | No | TQ374-65 | SDL S304 CSTG 8" QZ608 | 618.2 | 0.01% | 618.13
McCrometer | In-Line Flow Meters | No | TV806-SW600 | Vane 6.0" 6 Vane Weld-in St | 60.5 | 0.01% | 60.49
McCrometer | In-Line Flow Meters | No | TV808-SW862 | Vane 8.625" 6 Vane Weld-in St. | 71.5 | 0.01% | 71.49
McCrometer | In-Line Flow Meters | No | D0308-00 | LINER 0.844 X 18" +8 | 15.4 | 0.01% | 15.39
McCrometer | In-Line Flow Meters | No | L0764-10 | ELL 1 X 27.50 +16 S304 | 324.5 | 0.01% | 324.46
McCrometer | In-Line Flow Meters | No | R0102-125 | DFS B/BD/1/25000 | 22 | 0.01% | 21.99
McCrometer | In-Line Flow Meters | No | R0102-157 | DFS CM/LS/10/1000 | 22 | 0.01% | 21.99
McCrometer | In-Line Flow Meters | No | R0102-175 | DFS G/MGD/1000/5 | 22 | 0.01% | 21.99
McCrometer | In-Line Flow Meters | No | R0102-428 | DFS CM/LM/1/10000 | 22 | 0.01% | 21.99
McCrometer | In-Line Flow Meters | No | R0102-63 | DFS AI/GM/.001/800 | 22 | 0.01% | 21.99
McCrometer | In-Line Flow Meters | No | R1103-13 | REG 3" CM/CMH/1600/.1/60 | 245.3 | 0.01% | 245.27
McCrometer | In-Line Flow Meters | No | R1104-127 | REG 4" G/GM/2500/100/800 | 243.1 | 0.01% | 243.07
McCrometer | In-Line Flow Meters | No | R1106-283 | REG 6" AF/CFS/2100/.001/4 | 250.8 | 0.01% | 250.77
McCrometer | In-Line Flow Meters | No | R1110-13 | REG 10" CM/LS/675/1/200 | 282.7 | 0.01% | 282.67
McCrometer | In-Line Flow Meters | No | R1110-212 | REG 10" AF/CFS/850/.001/3 | 245.3 | 0.01% | 245.27
McCrometer | In-Line Flow Meters | No | R1112-41 | REG 12" AF/CFS/550/.001/10 | 292.6 | 0.01% | 292.57
McCrometer | In-Line Flow Meters | No | R1112-59 | REG 12" AF/CFS/525/.001/6 | 282.7 | 0.01% | 282.67
McCrometer | In-Line Flow Meters | No | R1114-46 | REG 14" AF/CFS/425/.001/8 | 282.7 | 0.01% | 282.67
McCrometer | In-Line Flow Meters | No | R1116-04 | REG 16" G/GM/900/1000/8000 | 348.7 | 0.01% | 348.66
McCrometer | In-Line Flow Meters | No | R1116-42 | REG 16" AF/CFS/3200/.01/12 | 348.7 | 0.01% | 348.66
McCrometer | In-Line Flow Meters | No | R1142-52 | REG 42" AF/GM/1550/.1/40000 | 496.1 | 0.01% | 496.05
McCrometer | In-Line Flow Meters | No | R1148-16 | REG 48" AF/CFS/1150/.1/60 | 590.7 | 0.01% | 590.64
McCrometer | In-Line Flow Meters | No | R1148-43 | REG 48" AF/CFS/1250/.1/120 | 590.7 | 0.01% | 590.64
McCrometer | In-Line Flow Meters | No | R1406-17 | REG 6" NDX AF/GM/2200/.001/2T | 387.2 | 0.01% | 387.16
McCrometer | In-Line Flow Meters | No | R1408-02 | REG 8" NDX AF/GM/1300/.001/25H | 430.1 | 0.01% | 430.05
McCrometer | In-Line Flow Meters | No | R1416-01 | REG 16" NDX G/GM/975/1000/8T | 512.6 | 0.01% | 512.54
McCrometer | In-Line Flow Meters | No | R1436-24 | REG 36" NDX AF/CFS/2100/.1/40 | 734.8 | 0.01% | 734.72
McCrometer | In-Line Flow Meters | No | R1436-25 | REG 36" NDX AF/CFS/2100/.1/30 | 734.8 | 0.01% | 734.72
McCrometer | In-Line Flow Meters | No | R1506-14 | REG 6" 7W CF/GM/500/10/1300 | 346.5 | 0.01% | 346.46
McCrometer | In-Line Flow Meters | No | R1704-05 | REG 4" REV AF/GM/775/.0001/800 | 267.3 | 0.01% | 267.27
McCrometer | In-Line Flow Meters | No | R1810-11 | REG 10" A/R AI/GM/700/.01/3000 | 382.8 | 0.01% | 382.76
McCrometer | In-Line Flow Meters | No | T0235-00 | SADL DUMMY 18" | 568.7 | 0.01% | 568.64
McCrometer | In-Line Flow Meters | No | R1420-11 | REG 20" NDX AF/GM/1200/.01/10T | 585.2 | 0.01% | 585.14
McCrometer | In-Line Flow Meters | No | T0950-30 | Gauge Pressure 0-30 PSI | 2006.4 | 0.01% | 2006.19
McCrometer | In-Line Flow Meters | No | T0701-00 | GASKET F/FH SWIVEL RUBBER | 6.6 | 0.01% | 6.59
McCrometer | In-Line Flow Meters | No | T0782-02 | Band 1/8 X 2.65" F/8" W/Bracket *2 pcs. set | 69.3 | 0.01% | 69.29
McCrometer | In-Line Flow Meters | No | MRP-S04A1M | MRP 4" MC SADDLE MECHANICAL | 785.4 | 0.01% | 785.32
McCrometer | In-Line Flow Meters | No | MRP-T06B1M | MRP 6" MC TOP PLATE BRP 150# MW MECHANICAL | 774.4 | 0.01% | 774.32
McCrometer | In-Line Flow Meters | No | MRP-S12A1M | MRP 12" MC SADDLE MECHANICAL | 988.9 | 0.01% | 988.8
McCrometer | In-Line Flow Meters | No | MRP-T08A1M | MRP 8" MC TOP PLATE MECHANICAL | 830.5 | 0.01% | 830.41
McCrometer | In-Line Flow Meters | No | MRP-S12A2ML | MRP 12" MC SADDLE MARATHON MECHANICAL | 1692.9 | 0.01% | 1692.73
McCrometer | In-Line Flow Meters | No | MRP-T14A2M | MRP 14" MC TOP PLATE MARATHON MECHANICAL | 1248.5 | 0.01% | 1248.37
McCrometer | In-Line Flow Meters | No | MRP-S24A1M | MRP 24" MC SADDLE MECHANICAL | 1851.3 | 0.01% | 1851.11
McCrometer | In-Line Flow Meters | No | R1103-23 | REG 3" B/BM/2500/1/6 | 245.3 | 0.01% | 245.27
McCrometer | In-Line Flow Meters | No | R1108-29 | REG 8" AF/GM/1300/.001/2500 | 292.6 | 0.01% | 292.57
McCrometer | In-Line Flow Meters | No | MRP-T10C1D | MRP 10" MC TOP PLATE FLOWCOM | 1498.2 | 0.01% | 1498.05
McCrometer | In-Line Flow Meters | No | C0154-01 | CPL #75 VIC 4" W/E GKT | 92.4 | 0.01% | 92.39
McCrometer | In-Line Flow Meters | No | MRP-S12AM | MRP 12" MC SADDLE MECHANICAL MARATHON | 1117.6 | 0.01% | 1117.48
McCrometer | In-Line Flow Meters | No | TD208-26FLFL6 | Flgd.Tube, 8.000" Epoxy, 10 g | 543.4 | 0.01% | 543.34
McCrometer | In-Line Flow Meters | No | MRP-T04A1M | MRP 4" MC TOP PLATE MECHANICAL | 800.8 | 0.01% | 800.71
McCrometer | In-Line Flow Meters | No | MRP-S12A2MA | MRP 12" MC SADDLE MARATHON W/E7000-000 | 1612.6 | 0.01% | 1612.43
McCrometer | In-Line Flow Meters | No | MRP-T10A1MA | MRP 10" MC TOP PLATE MECHANICAL | 1465.2 | 0.01% | 1465.05
McCrometer | In-Line Flow Meters | No | MRP-C16A1D2-C1-R25 | MRP 16" MC VERTICAL FLOW FLOWCOM | 2636.7 | 0.01% | 2636.43
McCrometer | In-Line Flow Meters | No | MRP-UC16A1D2-C1-R25 | MRP 16" MC VERTICAL FLOW FLOWCOM | 2636.7 | 0.01% | 2636.43
McCrometer | In-Line Flow Meters | No | MRP-T24A1M | MRP 24" MC TOP PLATE MECHANICAL | 2447.5 | 0.01% | 2447.25
McCrometer | In-Line Flow Meters | No | MRP-T06C1D2-C1-R50 | MRP 6" MC TOP PLATE FLOWCOM | 1545.5 | 0.01% | 1545.34
McCrometer | In-Line Flow Meters | No | MRP-S06A4M | MRP 6" MC SADDLE SS316 MARATHON MECHANICAL | 1293.6 | 0.01% | 1293.47
McCrometer | In-Line Flow Meters | No | MRP-T14A1D | MRP 14" MC TOP PLATE FLOWCOM | 1169.3 | 0.01% | 1169.18
McCrometer | In-Line Flow Meters | No | 10895 | GASKET, 5-3/8" OD X 3-1/2" ID 1/8"THICK,RED RUBBER,ANSI 150 | 7.49 | 0.01% | 7.48
McCrometer | In-Line Flow Meters | No | UM10-1SM000A-L26 | 10" ULTRAMAG PROCOMM AC | 5815 | 0.01% | 5814.41
McCrometer | In-Line Flow Meters | No | AGM009 | Battery Lithium Double Pack (2) 3.6V D Cell Lith 5g 38.0Ah | 77 | 0.01% | 76.99
McCrometer | In-Line Flow Meters | No | EB618-00 | PCB EA618 | 80 | 0.01% | 79.99
McCrometer | In-Line Flow Meters | No | EA109-00 | PC Software & USB Cable | 173 | 0.01% | 172.98
McCrometer | In-Line Flow Meters | No | EA401-01 | FLOW COMP MRTS A3A 4-20ma | 945 | 0.01% | 944.9
McCrometer | In-Line Flow Meters | No | EA402-01 | FLOW COMP INT69RT AS2A 4-20ma | 600 | 0.01% | 599.94
McCrometer | In-Line Flow Meters | No | EA402-51 | Enclosure, NEMA 4X Housing for Flow Comp.# LCN4X1/8DINH3 | 271 | 0.01% | 270.97
McCrometer | In-Line Flow Meters | No | EA635-00 | Isolation DIN Module 4-20mA | 133 | 0.01% | 132.98
McCrometer | In-Line Flow Meters | No | EB631-00 | PCB ASSY 3WR ENCODER | 143 | 0.01% | 142.98
McCrometer | In-Line Flow Meters | No | EH240-00 | MC WAFER TRANSMITER HOUSING DIE CAST ALUMINUM | 157 | 0.01% | 156.98
McCrometer | In-Line Flow Meters | No | EH419-00 | FOLLOWER CAM MICRO SW JS246 HONEYWELL# JS-246 | 56 | 0.01% | 55.99
McCrometer | In-Line Flow Meters | No | EJ120-00 | FTG CBL 1/2NPT BRS WATER PROOF CD13NR-BR | 25 | 0.01% | 24.99
McCrometer | In-Line Flow Meters | No | EJ125-00 | FTG CBL 1/2NPT BRS WATER PROOF NTP 1/2"-16, CD16NA-BR,W/NUT | 34 | 0.01% | 33.99
McCrometer | In-Line Flow Meters | No | EJ543-00 | FTG CBL PG11 BRS PLT Cable Range .20 - .39 | 16 | 0.01% | 15.99
McCrometer | In-Line Flow Meters | No | EJ546-00 | STRAIN RELIEF PG11 NICKEL PLTD Cable Range .12 - .28 | 19 | 0.01% | 18.99
McCrometer | In-Line Flow Meters | No | EJ547-00 | FTG CBL PG9 BRS PLT Cable Range .16 - .31 | 22 | 0.01% | 21.99
McCrometer | In-Line Flow Meters | No | EX210-00 | MICRO SWITCH SPDT MOM 5A MS25085-1 (Honeywell# 21SM284) | 34 | 0.01% | 33.99
McCrometer | In-Line Flow Meters | No | EZ100-00 | BATT LITH CELL 2.7g 3.6V C Cel 9000mAh TL-5920/ER26500H | 51 | 0.01% | 50.99
McCrometer | In-Line Flow Meters | No | EZ150-00 | BATT 3V 2/3C 1300mAH CR123A SANYO BRAND #CR123A | 11 | 0.01% | 10.99
McCrometer | In-Line Flow Meters | No | EA108-00 | DATA LOGGER PULSE 101 MADGE TECH | 486 | 0.01% | 485.95
McCrometer | In-Line Flow Meters | No | EB413-00 | PCBA FLOWCOM SENSUS VER. E | 43 | 0.01% | 42.99
McCrometer | In-Line Flow Meters | No | EJ544-00 | PLUG CBL PG11 HEX HD BRS PLT | 10 | 0.01% | 9.99
McCrometer | In-Line Flow Meters | No | EA538-00 | Sensor Assy, 8PPR 24"LG Cable Wiegand, PCB Assy | 141 | 0.01% | 140.98
McCrometer | In-Line Flow Meters | No | EB420-02 | PCBA FLOWCOM 4-20 ISOLATION | 120 | 0.01% | 119.98
McCrometer | In-Line Flow Meters | No | EB7000-000 | PCB ASSY F/E7000-000 CALIBR | 554 | 0.01% | 553.94
McCrometer | In-Line Flow Meters | No | EB7000-001 | PCB ASSY F/E7000-001 CALIBR | 554 | 0.01% | 553.94
McCrometer | In-Line Flow Meters | No | EB7000-002 | PCB ASSY F/E7000-002 CALIBR | 554 | 0.01% | 553.94
McCrometer | In-Line Flow Meters | No | EB7001-01 | PCB ASSY 4-20MA ONLY 1uF WITH CAPACITOR AND HEADER | 428 | 0.01% | 427.95
McCrometer | In-Line Flow Meters | No | EB7500-010 | PCB SUB ASSY FOR E7500-010 | 622 | 0.01% | 621.93
McCrometer | In-Line Flow Meters | No | EH212-10 | EXTENSION | 48 | 0.01% | 47.99
McCrometer | In-Line Flow Meters | No | EH212-40 | PULSE SHAFT FOR E7000-004 | 20 | 0.01% | 19.99
McCrometer | In-Line Flow Meters | No | EH217-00 | K COUPLING PULSE XMTR BEARING EMCO3960 | 71 | 0.01% | 70.99
McCrometer | In-Line Flow Meters | No | EJ556-00 | Female Socket, 7-Pin, Front Mt 712 Series | 26 | 0.01% | 25.99
McCrometer | In-Line Flow Meters | No | R0139-00 | K ADAP FOR PG11 FITTING S316 | 101 | 0.01% | 100.98
McCrometer | In-Line Flow Meters | No | FC100KD2-C1-R25 | MCPROP FLOWCOM | 740 | 0.01% | 739.92
McCrometer | In-Line Flow Meters | No | FC101RD3-C1 | WS FLOWCOM | 514 | 0.01% | 513.94
McCrometer | In-Line Flow Meters | No | FC101KD2-C1 | WS FLOWCOM | 781 | 0.01% | 780.92
McCrometer | In-Line Flow Meters | No | EH121-00 | COVER CONDULET 1/2 190 ELECTRICAL SALES# k50-A | 6 | 0.01% | 5.99
McCrometer | In-Line Flow Meters | No | FC101KD | WS FLOWCOM | 781 | 0.01% | 780.92
McCrometer | In-Line Flow Meters | No | FC101KD2-C1-R25 | FC101 | 914 | 0.01% | 913.9
McCrometer | In-Line Flow Meters | No | FC100KD2-C1 | FLOWCOM, KIT, 4-20MA & OPTO PULSE, 6' CABLE | 608 | 0.01% | 607.93
McCrometer | In-Line Flow Meters | No | FC101RD8-C1 | WS FLOWCOM | 605 | 0.01% | 604.93
McCrometer | In-Line Flow Meters | No | FC101KD1-C1 | FLOWCOM W/PULSE | 781 | 0.01% | 780.92
McCrometer | In-Line Flow Meters | No | FC100KD1-C1 | FLOWCOM | 608 | 0.01% | 607.93
McCrometer | In-Line Flow Meters | No | FC101KD3-C1 | WS FLOWCOM | 781 | 0.01% | 780.92
McCrometer | In-Line Flow Meters | No | FC100KD3-C1 | MC PROP FLOWCOM DRY CONTACT PULSE & 4-20 ANALOG | 608 | 0.01% | 607.93
McCrometer | In-Line Flow Meters | No | FC101KD2 | WS FLOWCOM | 781 | 0.01% | 780.92
McCrometer | In-Line Flow Meters | No | FC101RD3 | WS FLOWCOM | 514 | 0.01% | 513.94
McCrometer | In-Line Flow Meters | No | FC100KD8-C1 | MC FLOWCOM | 699 | 0.01% | 698.93
McCrometer | In-Line Flow Meters | No | FC101RD2-C3 | WS FLOW COM | 547 | 0.01% | 546.94
McCrometer | In-Line Flow Meters | No | FC100KD2 | MC PROP FLOWCOM | 608 | 0.01% | 607.93
McCrometer | In-Line Flow Meters | No | FC100RD2-C1 | FLOWCOM, RETROFIT, 4-20MA & OPTO PULSE, 6' CABLE | 514 | 0.01% | 513.94
McCrometer | In-Line Flow Meters | No | FC100KD2-C3 | MC FLOWCOM | 641 | 0.01% | 640.93
McCrometer | In-Line Flow Meters | No | FC101RD2-C1-R25 | FLOWCOM WS | 646 | 0.01% | 645.93
McCrometer | In-Line Flow Meters | No | FC100KD | MC PROP FLOWCOM | 608 | 0.01% | 607.93
McCrometer | In-Line Flow Meters | No | FC101RD | WS FLOWCOM NO OUTPUTS | 514 | 0.01% | 513.94
McCrometer | In-Line Flow Meters | No | FC101RD1-C1 | WS FLOW COM DIGITAL REGISTER | 514 | 0.01% | 513.94
McCrometer | In-Line Flow Meters | No | FC100KD6-C1 | MC FLOW COM KIT | 699 | 0.01% | 698.93
McCrometer | In-Line Flow Meters | No | FC101RD8-C1-R06 | WS FLOWCOM, SENSUS, OPTO PULSE & 4-20MA, 6' REMOTE | 709 | 0.01% | 708.92
McCrometer | In-Line Flow Meters | No | FC101KD8-C1 | WS FLOWCOM | 872 | 0.01% | 871.91
McCrometer | In-Line Flow Meters | No | FC100KD2-C4 | MC PROP FLOWCOM | 675 | 0.01% | 674.93
McCrometer | In-Line Flow Meters | No | FC101KN2-C1 | WS FLOWCOM UNPROGRAMMED | 781 | 0.01% | 780.92
McCrometer | In-Line Flow Meters | No | FC100RD8-C1 | MC PROP FLOWCOM, 4-20MA & OPTO PULSE, SENSUS | 605 | 0.01% | 604.93
McCrometer | In-Line Flow Meters | No | FC101KD8-C1 | WS FLOWCOM | 605 | 0.01% | 604.93
McCrometer | In-Line Flow Meters | No | FC101RN2-C1 | WS FLOWCOM, OPTO PULSE & 4-20MA | 514 | 0.01% | 513.94
McCrometer | In-Line Flow Meters | No | FC101KD9-C1 | WS FLOW COM | 872 | 0.01% | 871.91
McCrometer | In-Line Flow Meters | No | FC100KD9-C1 | MC PROP FLOWCOM | 699 | 0.01% | 698.93
McCrometer | In-Line Flow Meters | No | FC100KD9-C1-R25 | MC PROP FLOWCOM | 831 | 0.01% | 830.91
McCrometer | In-Line Flow Meters | No | FC100KD2-R50 | MC PROP FLOW COM | 807 | 0.01% | 806.91
McCrometer | In-Line Flow Meters | No | FC101RD-C1 | FC101RD-C1 | 514 | 0.01% | 513.94
McCrometer | In-Line Flow Meters | No | FC100RD | FLOWCOM (REGISTER ONLY) | 514 | 0.01% | 513.94
McCrometer | In-Line Flow Meters | No | FC101KD1-C1-R25 | WS FLOW COM | 914 | 0.01% | 913.9
McCrometer | In-Line Flow Meters | No | FC101KD-R25 | WS FLOW COM | 914 | 0.01% | 913.9
McCrometer | In-Line Flow Meters | No | FC101KD2-C1-R50 | WS FLOW COM | 980 | 0.01% | 979.9
McCrometer | In-Line Flow Meters | No | FC100KN | MC PROP FLOWCOM | 608 | 0.01% | 607.93
McCrometer | In-Line Flow Meters | No | FC100KD3-C1-R25 | MC PROP FLOWCOM | 740 | 0.01% | 739.92
McCrometer | In-Line Flow Meters | No | FC100RD1-C1 | MC PROP FLOWCOM | 514 | 0.01% | 513.94
McCrometer | In-Line Flow Meters | No | FC100-KD3-C1-R25 | MC PROP FLOWCOM | 740 | 0.01% | 739.92
McCrometer | In-Line Flow Meters | No | EA530-00 | Sensor Assy, 2PPR 24"LG Cable DO NOT USE ( USE EA530-24) | 134 | 0.01% | 133.98
McCrometer | In-Line Flow Meters | No | FC100RD3-C1 | MC PROP FLOWCOM | 514 | 0.01% | 513.94
McCrometer | In-Line Flow Meters | No | FC100KD1-C3 | MC PROP FLOWCOM | 641 | 0.01% | 640.93
McCrometer | In-Line Flow Meters | No | FC100KD6 | FC100KD6 | 699 | 0.01% | 698.93
McCrometer | In-Line Flow Meters | No | FC101RD9-C1 | WS FLOWCOM,DRY CONTACT PULSE & 4-20 ANALOG & SENSUS | 605 | 0.01% | 604.93
McCrometer | In-Line Flow Meters | No | FC100RD8 | FC100RD8 | 605 | 0.01% | 604.93
McCrometer | In-Line Flow Meters | No | FC101DK2-C1 | WS FLOWCOM | 781 | 0.01% | 780.92
McCrometer | In-Line Flow Meters | No | FC101RD-R25 | WS FLOWCOM | 646 | 0.01% | 645.93
McCrometer | In-Line Flow Meters | No | FC101RD2 | FC101RD2 | 514 | 0.01% | 513.94
McCrometer | In-Line Flow Meters | No | FC100RD8-C1-R25 | MC PROP FLOWCOM | 737 | 0.01% | 736.92
McCrometer | In-Line Flow Meters | No | FC100RD2-C3-R25 | MC PROP FLOWCOM | 679 | 0.01% | 678.93
McCrometer | In-Line Flow Meters | No | FC101RD2-C4 | WS FLOWCOM W/ OC50 | 485 | 0.01% | 484.95
McCrometer | In-Line Flow Meters | No | FC101RD1-C1-R25 | WS FLOWCOM | 646 | 0.01% | 645.93
McCrometer | In-Line Flow Meters | No | FC100KN-R50 | MC PROP FLOWCOM | 807 | 0.01% | 806.91
McCrometer | In-Line Flow Meters | No | FC101KD1-C2-R25 | WS FLOWCOM OC15 RM25 | 935 | 0.01% | 934.9
McCrometer | In-Line Flow Meters | No | FC101RD3-C5 | WS FLOWCOM | 612 | 0.01% | 611.93
McCrometer | In-Line Flow Meters | No | FC101RD2-C1-R50 | WS FLOWCOM | 713 | 0.01% | 712.92
McCrometer | In-Line Flow Meters | No | FC100RD2-C1-R50 | MC PROP FLOWCOM | 713 | 0.01% | 712.92
McCrometer | In-Line Flow Meters | No | FC101KD3-C1-R50 | WS FLOWCOM | 980 | 0.01% | 979.9
McCrometer | In-Line Flow Meters | No | FC101KD6-C1 | WS FLOWCOM | 872 | 0.01% | 871.91
McCrometer | In-Line Flow Meters | No | FC101RD1-C3 | WS FLOWCOM | 547 | 0.01% | 546.94
McCrometer | In-Line Flow Meters | No | FC101KD1-C1-R50 | WS FLOWCOM | 980 | 0.01% | 979.9
McCrometer | In-Line Flow Meters | No | FC101RD6-C1 | FC101RD6-C1 | 608 | 0.01% | 607.93
McCrometer | In-Line Flow Meters | No | FC101KD-R50 | WS FLOWCOM KIT, 50' REMOTE MOUNT | 980 | 0.01% | 979.9
McCrometer | In-Line Flow Meters | No | SA100-70 | SA 2000 1P=0.1XM (0-3-1) | 570 | 0.01% | 569.94
McCrometer | In-Line Flow Meters | No | SA100-82 | SA 2600 1P=0.1XM (0-3-1) | 570 | 0.01% | 569.94
McCrometer | In-Line Flow Meters | No | 4-2745-2-24 | OS, Sensor, 2PPR 24"LG Cable ASSY OS Wiegand, PCB Assy,WS | 83 | 0.01% | 82.99
McCrometer | In-Line Flow Meters | No | SA100-77 | SA 2200 1P=1XM (1-2-1) | 570 | 0.01% | 569.94
McCrometer | In-Line Flow Meters | No | SA100-56 | SA 1200 1P=1XM (1-2-1) | 570 | 0.01% | 569.94
McCrometer | In-Line Flow Meters | No | FC100D-12 | Cable Assy FlowCom Input | 15 | 0.01% | 14.99
McCrometer | In-Line Flow Meters | No | FC100-M | Magnet Wand - FlowCom config. | 10 | 0.01% | 9.99
McCrometer | In-Line Flow Meters | No | EA530-24 | OS Sensor Assy,2PPR 24"L Cable OS Wiegand, PCB Assy,MC | 134 | 0.01% | 133.98
McCrometer | In-Line Flow Meters | No | FCRMMC-25 | FC Remote Mtg Kit 25' MCC | 179 | 0.01% | 178.98
McCrometer | In-Line Flow Meters | No | SA100-06 | SA 400 1P=10XM (2-0-2) | 570 | 0.01% | 569.94
McCrometer | In-Line Flow Meters | No | E7000-000 | 2WR 4-20MA IN EH240 | 1024 | 0.01% | 1023.89
McCrometer | In-Line Flow Meters | No | E7000-001 | 2WR 4-20MA DRY CNT TOT EH240 | 1072 | 0.01% | 1071.89
McCrometer | In-Line Flow Meters | No | E7000-002 | 2WR 4-20MA OPN COL TOT EH240 | 1072 | 0.01% | 1071.89
McCrometer | In-Line Flow Meters | No | E7000-010 | A/R 2WR 4-20MA IN EH240 EH224-02 | 1088 | 0.01% | 1087.89
McCrometer | In-Line Flow Meters | No | E7000-011 | A/R 4-20MA DRY CNT TOT EH240 EH224-04 | 1135 | 0.01% | 1134.88
McCrometer | In-Line Flow Meters | No | E7000-012 | A/R 4-20MA OPN COL TOT EH240 EH224-04 | 1135 | 0.01% | 1134.88
McCrometer | In-Line Flow Meters | No | E7000-012-145 | A/R 4-20ma EH240-00 TUCSON, 25 MILLI SEC. PULSE | 1082 | 0.01% | 1081.89
McCrometer | In-Line Flow Meters | No | E7500-010 | SPEC 2WR 4-20MA IN EH213 EH224-02 | 1088 | 0.01% | 1087.89
McCrometer | In-Line Flow Meters | No | E7500-012 | SPEC 4-20MA OPN COL TOT EH213 EH224-04 | 1135 | 0.01% | 1134.88
McCrometer | In-Line Flow Meters | No | E8000-000 | F/R DUAL 4-20MA IN EH231 EH224-06 | 1525 | 0.01% | 1524.84
McCrometer | In-Line Flow Meters | No | EA520-00 | TRAN WIEGAND 2 PPR | 134 | 0.01% | 133.98
McCrometer | In-Line Flow Meters | No | EA618-02 | TRANSMITTER MC CONNECT | 382 | 0.01% | 381.96
McCrometer | In-Line Flow Meters | No | EA631-001 | TRANS 3WR 1 HOLE | 570 | 0.01% | 569.94
McCrometer | In-Line Flow Meters | No | EA631-002 | TRANS 3WR 2 HOLES | 570 | 0.01% | 569.94
McCrometer | In-Line Flow Meters | No | EA631-002-20 | TRANS 3WR 2 HOLES | 620 | 0.01% | 619.93
McCrometer | In-Line Flow Meters | No | EA631-005 | TRANS 3WR 5 HOLES | 533 | 0.01% | 532.94
McCrometer | In-Line Flow Meters | No | EA631-010 | TRANS 3WR 10 HOLES | 570 | 0.01% | 569.94
McCrometer | In-Line Flow Meters | No | EA631-101 | TRANS 3WR 1 HOLE, SINK TO GRD | 533 | 0.01% | 532.94
McCrometer | In-Line Flow Meters | No | EA631-102 | TRANS 3WR 2 HOLES, SINK TO GRD | 533 | 0.01% | 532.94
McCrometer | In-Line Flow Meters | No | EA631-104 | TRANS 3WR 4 HOLES, SINK TO GRD | 533 | 0.01% | 532.94
McCrometer | In-Line Flow Meters | No | EA631-110 | TRANS 3WR 10 HOLES, SNK TO GRD | 533 | 0.01% | 532.94
McCrometer | In-Line Flow Meters | No | EB618-02-K | EA618-02 PCB ASSEMBLY KIT FOR TRANSMITTER MC CONNECT CELL | 114 | 0.01% | 113.98
McCrometer | In-Line Flow Meters | No | FCMCMT-KIT | FC Meter Mtg Kit for FC100's Converts Remote to Meter Mount | 62 | 0.01% | 61.99
McCrometer | In-Line Flow Meters | No | FCRMMC-50 | FC Remote Mtg Kit 50' MCC | 249 | 0.01% | 248.97
McCrometer | In-Line Flow Meters | No | FCRMWS-25 | FC Remote Mtg Kit 25' WS | 171 | 0.01% | 170.98
McCrometer | In-Line Flow Meters | No | FCRMWS-50 | FC Remote Mtg Kit 50' WS | 239 | 0.01% | 238.97
McCrometer | In-Line Flow Meters | No | FCRMWS-75 | FC Remote Mtg Kit 75' WS | 701 | 0.01% | 700.92
McCrometer | In-Line Flow Meters | No | SA100-02 | SA 375 1P=1XM (1-2-2) | 570 | 0.01% | 569.94
McCrometer | In-Line Flow Meters | No | SA100-05 | SA 400 1P=1XM (1-2-2) | 570 | 0.01% | 569.94
McCrometer | In-Line Flow Meters | No | SA100-08 | SA 425 1P=1XM (1-2-2) | 570 | 0.01% | 569.94
McCrometer | In-Line Flow Meters | No | SA100-09 | SA 425 1P=10XM (2-0-2) | 570 | 0.01% | 569.94
McCrometer | In-Line Flow Meters | No | SA100-10 | SA 475 1P=0.1XM (0-3-2) | 570 | 0.01% | 569.94
McCrometer | In-Line Flow Meters | No | SA100-103 | SA 450 1P=1XM (1-2-2) | 570 | 0.01% | 569.94
McCrometer | In-Line Flow Meters | No | SA100-105 | SA 3400 1P=1XM (1-2-1) | 570 | 0.01% | 569.94
McCrometer | In-Line Flow Meters | No | SA100-112 | SA 1500 1P=0.1XM (0-3-1) | 570 | 0.01% | 569.94
McCrometer | In-Line Flow Meters | No | SA100-115 | SA 1550 1P=0.1XM (0-3-1) | 570 | 0.01% | 569.94
McCrometer | In-Line Flow Meters | No | SA100-125 | SA 1550 1P=1XM (1-2-1) | 570 | 0.01% | 569.94
McCrometer | In-Line Flow Meters | No | SA100-127 | SA 1500 1P=1XM (1-2-1) | 570 | 0.01% | 569.94
McCrometer | In-Line Flow Meters | No | SA100-13 | SA 500 1P=0.1XM (0-3-2) | 570 | 0.01% | 569.94
McCrometer | In-Line Flow Meters | No | SA100-14 | SA 500 1P=1XM (1-2-2) | 570 | 0.01% | 569.94
McCrometer | In-Line Flow Meters | No | SA100-17 | SA 525 1P=1XM (1-2-2) | 570 | 0.01% | 569.94
McCrometer | In-Line Flow Meters | No | SA100-18 | SA 525 1P=10XM (2-0-2) | 570 | 0.01% | 569.94
McCrometer | In-Line Flow Meters | No | SA100-20 | SA 600 1P=1XM (1-2-2) | 570 | 0.01% | 569.94
McCrometer | In-Line Flow Meters | No | SA100-22 | SA 675 1P=0.1XM (0-3-2) | 570 | 0.01% | 569.94
McCrometer | In-Line Flow Meters | No | SA100-23 | SA 675 1P=1XM (1-2-2) | 570 | 0.01% | 569.94
McCrometer | In-Line Flow Meters | No | SA100-24 | SA 675 1P=10XM (2-0-2) | 570 | 0.01% | 569.94
McCrometer | In-Line Flow Meters | No | SA100-29 | SA 750 1P=1XM (1-2-1) | 570 | 0.01% | 569.94
McCrometer | In-Line Flow Meters | No | SA100-30 | SA 750 1P=10XM (2-0-1) | 570 | 0.01% | 569.94
McCrometer | In-Line Flow Meters | No | SA100-32 | SA 800 1P=1XM (1-2-1) | 570 | 0.01% | 569.94
McCrometer | In-Line Flow Meters | No | SA100-58 | SA 1450 1P=0.1XM (0-3-1) | 570 | 0.01% | 569.94
McCrometer | In-Line Flow Meters | No | SA100-61 | SA 1600 1P=0.1XM (0-3-1) | 570 | 0.01% | 569.94
McCrometer | In-Line Flow Meters | No | SA100-62 | SA 1600 1P=1XM (1-2-1) | 570 | 0.01% | 569.94
McCrometer | In-Line Flow Meters | No | SA100-65 | Switch Assy 1800 1P=1XM(1-2-1) | 570 | 0.01% | 569.94
McCrometer | In-Line Flow Meters | No | SA100-71 | SA 2000 1P=1XM (1-2-1) | 570 | 0.01% | 569.94
McCrometer | In-Line Flow Meters | No | SA100-72 | SA 2000 1P=10XM (2-0-1) | 570 | 0.01% | 569.94
McCrometer | In-Line Flow Meters | No | SA100-73 | SA 2100 1P=0.1XM (0-3-1) | 570 | 0.01% | 569.94
McCrometer | In-Line Flow Meters | No | SA100-79 | SA 2300 1P=0.1XM (0-3-1) | 570 | 0.01% | 569.94
McCrometer | In-Line Flow Meters | No | SA100-80 | SA 2300 1P=1XM (1-2-1) | 570 | 0.01% | 569.94
McCrometer | In-Line Flow Meters | No | SA100-97 | SA 1300 1P=0.1XM (0-3-1) | 570 | 0.01% | 569.94
McCrometer | In-Line Flow Meters | No | SA100-21 | SA 600 1P=10XM (2-0-2) | 570 | 0.01% | 569.94
McCrometer | In-Line Flow Meters | No | EA402-00 | FLOW COMP INTELLECT 69 CAL | 1100 | 0.01% | 1099.89
McCrometer | In-Line Flow Meters | No | EA402-50 | Enclosure,NEMA 4X,For Flw CPU Flow Computer Sold Seperately | 539 | 0.01% | 538.94
McCrometer | In-Line Flow Meters | No | X6040-00 | PIPE .5" S40 S304 WLD .109"WALL(.840"OD) A312 | 3.6 | 0.01% | 3.59
McCrometer | In-Line Flow Meters | No | 9999M | MC SHOP LABOR per 1/4 HR UNIT (Qty of 4 labor units = 1 hr) | 56 | 0.01% | 55.99
McCrometer | In-Line Flow Meters | No | 9999E | ELEC SHOP LABOR per 1/4HR UNIT (Qty of 4 labor units = 1 hr) | 58 | 0.01% | 57.99
McCrometer | In-Line Flow Meters | No | SERVICE-EVAL | Evaluation of Meter Prior to Service | 65 | 0.01% | 64.99
McCrometer | In-Line Flow Meters | No | SERVICE-TRAVEL | Travel Expenses | 1710 | 0.01% | 1709.82
McCrometer | In-Line Flow Meters | No | VW06UE14N‐N4 | VW06UE14N‐N4 - V-CONE 6" CS S40 150# RF WN W/XTRA CPLG 3/4 NPT 3000# | 3621.2 | 0.01% | 3620.83
McCrometer | In-Line Flow Meters | No | VS20UD03S-W | VS20UD03S-W - V-CONE 20" CS 150# RF SO *1,267 | 13561.9 | 0.01% | 13560.54
McCrometer | In-Line Flow Meters | No | VS06UE04N-N | VS06UE04N-N - V-CONE 6" CS 300# RF SO *1,267 *1,267 W/ XTRA CPLG | 3852.2 | 0.01% | 3851.81
McCrometer | In-Line Flow Meters | No | VS14UD34N | VS14UD34N - V-CONE 14" CS CL D FF SO *1,267 | 6532.9 | 0.01% | 6532.24
McCrometer | In-Line Flow Meters | No | VT02AE02N | VT02AE02N - V-CONE 2" S316L NPT END | 2066.9 | 0.01% | 2066.69
McCrometer | In-Line Flow Meters | No | VW04AE14AA | VW04AE14AA - V-CONE 4" S316/L 150# RF WN *1,267 | 4763 | 0.01% | 4762.52
McCrometer | In-Line Flow Meters | No | VW01AF15N2-N | VW01AF15N2-N - V-CONE 1" S316/L 300# RF WN *1,267 | 4581.5 | 0.01% | 4581.04
McCrometer | In-Line Flow Meters | No | VW05UE14N-N | VW05UE14N-N - V-CONE 5" CS 150# RF WN *1,267 | 4101.9 | 0.01% | 4101.48
McCrometer | In-Line Flow Meters | No | VW10FE15N-N | VW10FE15N-N - V-CONE 10" CS 300# RF WN *1,267 W/ EXTRA CPLG | 7371.1 | 0.01% | 7370.36
McCrometer | In-Line Flow Meters | No | VW12QD14N-W2 | VW12QD14N-W2 - V-CONE 12" S304 150# RF WN * DUAL TAP | 12534.5 | 0.01% | 12533.24
McCrometer | In-Line Flow Meters | No | VW10UE14N-W-N | *DO NOT USE* | 5516.5 | 0.01% | 5515.94
McCrometer | In-Line Flow Meters | No | VW06UE14N-N-W | VW06UE14N-N-W - V-CONE 6" CS 150# RF WN *1,267 | 3621.2 | 0.01% | 3620.83
McCrometer | In-Line Flow Meters | No | VW03AE15N-N4 | VW03AE15N-N4 - V-CONE 3" S316/L 300# RF WN * *1,267 +XTRA .75" NPT | 3657.5 | 0.01% | 3657.13
McCrometer | In-Line Flow Meters | No | VS20SE04N | VS20SE04N - V-CONE 20" CS 300# RF SO *1,267 | 17669.3 | 0.01% | 17667.53
McCrometer | In-Line Flow Meters | No | VS14SE04N | VS14SE04N - V-CONE 14" CS 300# RF SO *1,267 | 8963.9 | 0.01% | 8963
McCrometer | In-Line Flow Meters | No | VS08SE04N | VS08SE04N - V-CONE 8" CS 300# RF SO *1,267 | 4451.7 | 0.01% | 4451.25
McCrometer | In-Line Flow Meters | No | VS04NE04N | VS04NE04N - V-CONE 4" S304/L 300# RF SO *1,267 | 2994.2 | 0.01% | 2993.9
McCrometer | In-Line Flow Meters | No | VW08UE15N | VW08UE15N - V-CONE 8" CS 300# RF WN *1,267 | 5397.7 | 0.01% | 5397.16
McCrometer | In-Line Flow Meters | No | VW06UE14N-W-N | *DO NOT USE* | 3621.2 | 0.01% | 3620.83
McCrometer | In-Line Flow Meters | No | VW08UE14N-W2 | VW08UE14N-W2 - V-CONE 8" CS 150# RF WN *1,267 W/ DUAL WALL TAPS | 4158 | 0.01% | 4157.58
McCrometer | In-Line Flow Meters | No | VW04UE14N-W2 | VW04UE14N-W2 - V-CONE 4" CS 150# RF WN *1,267 W/ DUAL WALL TAPS | 2865.225 | 0.01% | 2864.93
McCrometer | In-Line Flow Meters | No | VW08DE16AC | VW08DE16AC - V-CONE 8" DPLX 600# RF WN *1,267 | 65546.8 | 0.01% | 65540.24
McCrometer | In-Line Flow Meters | No | VD06GE24N-N-W | VD06GE24N-N-W - V-CONE 6" LTCS RF WN 2633 PN16 *1,267 | 4686 | 0.01% | 4685.53
McCrometer | In-Line Flow Meters | No | VW06UE14N-N4 | VW06UE14N-N4 - V-CONE 6" CS S40 150# RF WN * W/XTRA CPLG 3/4 NPT 3000# | 4164.6 | 0.01% | 4164.18
McCrometer | In-Line Flow Meters | No | VW03QF15N-N | VW03QF15N-N - V-CONE 3" S304/L 300# RF WN *1,267 W/ XTRA CPLG | 5494.5 | 0.01% | 5493.95
McCrometer | In-Line Flow Meters | No | VB04FE01N | VB04FE01N - V-CONE 4" CS BEV END *1,267 *1,267 W/ S316/L CONE | 2275.9 | 0.01% | 2275.67
McCrometer | In-Line Flow Meters | No | VB02FE01N | VB02FE01N - V-CONE 2" CS BEV END *1,267 | 2049.3 | 0.01% | 2049.09
McCrometer | In-Line Flow Meters | No | VS04AE03S | VS04AE03S - V-CONE 4" S316/L 150# RF SO * 1,267 | 4546.3 | 0.01% | 4545.84
McCrometer | In-Line Flow Meters | No | VW03FE16N | VW03FE16N - V-CONE 3" CS 600# RF WN *1,267 *1,267 | 3826.9 | 0.01% | 3826.51
McCrometer | In-Line Flow Meters | No | EVI0AAE01N2-PED | EVI0AAE01N2-PED - V-CONE 0.5" S316/L BEV END * 1,267,PED | 2172.5 | 0.01% | 2172.28
McCrometer | In-Line Flow Meters | No | VB08FG01N-W | VB08FG01N-W - V-CONE 8" CS BEV END *1,267 WALL TAP | 11412.5 | 0.01% | 11411.35
McCrometer | In-Line Flow Meters | No | VW08AF15N | VW08AF15N - V-CONE 8" S316/L 300# RF WN *1,267 | 20278.5 | 0.01% | 20276.47
McCrometer | In-Line Flow Meters | No | VW03AE14S | VW03AE14S - V-CONE 3" S316L 150# RF WN *1,267 | 3982 | 0.01% | 3981.6
McCrometer | In-Line Flow Meters | No | VW02AE14S | VW02AE14S - V-CONE 2" 316/L S40 150# RFWN *1,267 | 3106.4 | 0.01% | 3106.08
McCrometer | In-Line Flow Meters | No | VW03AE14N | VW03AE14N - V-CONE 3" S316/L 150# RF WN *1,267 | 3962.2 | 0.01% | 3961.8
McCrometer | In-Line Flow Meters | No | VW06FE15S | VW06FE15S - V-CONE 6" CS 300# RFWN *1,267 | 4180 | 0.01% | 4179.58
McCrometer | In-Line Flow Meters | No | VW06QE14N-W | VW06QE14N-W - V-CONE 6" S304 150# RF WN *1,267 WALL TAPS | 4739.9 | 0.01% | 4739.42
McCrometer | In-Line Flow Meters | No | VW06GE14N-N-W | VW06GE14N-N-W - V-CONE 6" LTCS 150# RF WN *1,267 | 5041.3 | 0.01% | 5040.79
McCrometer | In-Line Flow Meters | No | VW06UF16S | VW06UF16S - V-CONE 6" CS S80 600# RF WN *1,267 | 7187.4 | 0.01% | 7186.68
McCrometer | In-Line Flow Meters | No | VW06UF16F | VW06UF16F - V-CONE 6" CS S80 600# RF WN *1,267 | 7187.4 | 0.01% | 7186.68
McCrometer | In-Line Flow Meters | No | VW04AE16S | VW04AE16S - V-CONE 4" S316/L 600# RF WN *1,267 | 6789.2 | 0.01% | 6788.52
McCrometer | In-Line Flow Meters | No | VW08AQ16S | VW08AQ16S - V-CONE 8" S316/L 600# RF WN *1,267 | 22177.1 | 0.01% | 22174.88
McCrometer | In-Line Flow Meters | No | VW03AE16S | VW03AE16S - V-CONE 3" S316L 600# RF WN *1,267 | 4867.5 | 0.01% | 4867.01
McCrometer | In-Line Flow Meters | No | VS0BAE03N2 | VS0BAE03N2 - V-CONE .75" S316/L 150# RFSO *1,267 | 2429.9 | 0.01% | 2429.65
McCrometer | In-Line Flow Meters | No | VW04FE14S7 | VW04FE14S7 - V-CONE 4" CS 150# RF WN *1,267 | 3817 | 0.01% | 3816.61
McCrometer | In-Line Flow Meters | No | VW03FF16N-WE | VW03FF16N-WE - V-CONE 3" CS 600# RF WN *1,267 - WALL TAP - 3 SETS OF TAP - 90° APART | 5457.1 | 0.01% | 5456.55
McCrometer | In-Line Flow Meters | No | VW03FG16N-W3 | VW03FG16N-W3 - V-CONE 3" CS 600# RF WN *1,267 - WALL TAP - 3 SETS OF TAP - 120° APART | 5457.1 | 0.01% | 5456.55
McCrometer | In-Line Flow Meters | No | VW02FF15S7 | VW02FF15S7 - V-CONE 2" CS 300# RF WN *1,267 | 3265.9 | 0.01% | 3265.57
McCrometer | In-Line Flow Meters | No | VW08FJ17N3 | VW08FJ17N3 - V-CONE 8" CS 900# RF WN S100 *1,267 | 11320.1 | 0.01% | 11318.96
McCrometer | In-Line Flow Meters | No | VS14FD03F-N | VS14FD03F-N - V-CONE 14" CS 150# RF SO *1,267 W/ FUTBOL FLANGES EXTRA CPLG | 12893.1 | 0.01% | 12891.81
McCrometer | In-Line Flow Meters | No | VW04FF14S7 | VW04FF14S7 - V-CONE 4" CS 150# RF WN *1,267 | 3817 | 0.01% | 3816.61
McCrometer | In-Line Flow Meters | No | VB03AE01S | VB03AE01S - V-CONE 3" S316/L BEV-END *1,267 | 2715.9 | 0.01% | 2715.62
McCrometer | In-Line Flow Meters | No | VB04AE01S | VB04AE01S - V-CONE 4" S316/L BEV-END *1,267 | 3084.4 | 0.01% | 3084.09
McCrometer | In-Line Flow Meters | No | VW12UE14N | VW12UE14N - V-CONE 12" CS 150# RF WN*1,267 | 7935.4 | 0.01% | 7934.6
McCrometer | In-Line Flow Meters | No | VR08FJ22N | VR08FJ22N - V-CONE 8" CS 900# RTJ WN * *1,267 | 11309.1 | 0.01% | 11307.96
McCrometer | In-Line Flow Meters | No | VW00AAF14N2 | VW00AAF14N2 - V-CONE .5" S316L 150# RF WN * *1,267 | 3828 | 0.01% | 3827.61
McCrometer | In-Line Flow Meters | No | VW0AAF14N2 | VW0AAF14N2 - V-CONE .5" S316L 150# RF WN * *1,267 | 3828 | 0.01% | 3827.61
McCrometer | In-Line Flow Meters | No | VB04QE01F | VB04QE01F - V-CONE 4" S40 S304/L WELD END * 1,267 | 3093.2 | 0.01% | 3092.89
McCrometer | In-Line Flow Meters | No | VB03QE01F | VB03QE01F - V-CONE 3" S304/L WELD END * 1,267 | 2906.2 | 0.01% | 2905.9
McCrometer | In-Line Flow Meters | No | VS04FE03N | VS04FE03N - V-CONE 4" CS 150# RF SO *1,267 | 3498.88 | 0.01% | 3498.53
McCrometer | In-Line Flow Meters | No | VS04FE03N-W | VS04FE03N-W - V-CONE 4" CS 150# RF SO *1,267 WALL TAP | 3498.88 | 0.01% | 3498.53
McCrometer | In-Line Flow Meters | No | VS20FD03N-W | VS20FD03N-W - V-CONE 20" CS 150# RF SO *1,267 WALL TAP | 22108.24 | 0.01% | 22106.02
McCrometer | In-Line Flow Meters | No | VS14FP04N-N-W | VS14FP04N-N-W - V-CONE 14" CS 300# RF SO *1,267 W/ EXTRA CPLG & WT CONE | 16236 | 0.01% | 16234.37
McCrometer | In-Line Flow Meters | No | VS18FD03N-N | VS18FD03N-N - V-CONE 18" CS 150# RF SO *1,267 W/ EXTRA CPLG | 19154.08 | 0.01% | 19152.16
McCrometer | In-Line Flow Meters | No | VR04GF22N3 | VR04GF22N3 - V-CONE 4" LTCS 900# RTJ WN *1,267 | 6513.1 | 0.01% | 6512.44
McCrometer | In-Line Flow Meters | No | VR03GG22N3 | VR03GG22N3 - V-CONE 3" LTCS 900# RTJ WN *1,267 | 5425.2 | 0.01% | 5424.65
McCrometer | In-Line Flow Meters | No | VS01NE03N2-F2 | VS01NE03N2-F2 - V-CONE 1" S304/L 150# RF SO *1,267 REDUCING FLANGES | 2942.5 | 0.01% | 2942.2
McCrometer | In-Line Flow Meters | No | VR03GG22N9-N9 | VR03GG22N9-N9 - V-CONE 3" LTCS 900# RTJ WN *1,267 W/ EXTRA CPLG | 6006 | 0.01% | 6005.39
McCrometer | In-Line Flow Meters | No | VW08GF16N-N3 | VW08GF16N-N3 - V-CONE 8" LTCS 600# RF WN *1,267 | 10708.5 | 0.01% | 10707.42
McCrometer | In-Line Flow Meters | No | VB0AQE01N2 | VB0AQE01N2 - V-CONE .5" S304/L WELD END * *1,267 | 1912.9 | 0.01% | 1912.7
McCrometer | In-Line Flow Meters | No | VW02UF14N-W | VW02UF14N-W - V-CONE 2" CS S80 150# RF WN *1,267 | 3092.1 | 0.01% | 3091.79
McCrometer | In-Line Flow Meters | No | VW03FE15N-N | VW03FE15N-N - V-CONE 3" CS 300# RF WN *1,267 W/ EXTRA CPLG | 3260.4 | 0.01% | 3260.07
McCrometer | In-Line Flow Meters | No | VW02FE15N-N | VW02FE15N-N - V-CONE 2" CS 300# RF WN *1,267 W/ EXTRA CPLG | 2855.6 | 0.01% | 2855.31
McCrometer | In-Line Flow Meters | No | VP01QE00J3 | VP01QE00J3 - V-CONE 1" S304/L SQ-END *1,267 *1,267 | 1687.4 | 0.01% | 1687.23
McCrometer | In-Line Flow Meters | No | VP0BQE00J3 | VP0BQE00J3 - V-CONE .75" S304/L SQ-ENDS * *1,267 | 1673.1 | 0.01% | 1672.93
McCrometer | In-Line Flow Meters | No | VW04UE14N-N | VW04UE14N-N - V-CONE 4" CS 150# RF WN *1,267 | 3015.1 | 0.01% | 3014.79
McCrometer | In-Line Flow Meters | No | VW04FF16N | V-CONE 4" CS 600# RF WN * *1,267 S316/L CONE | 3812.6 | 0.01% | 3812.21
McCrometer | In-Line Flow Meters | No | VW04GE15N | VW04GE15N - V-CONE 4" LTCS 300# RF WN * *1,267 | 3938 | 0.01% | 3937.6
McCrometer | In-Line Flow Meters | No | VW04QE14N | VW04QE14N - V-CONE 4" S304 150# RF WN | 4011.7 | 0.01% | 4011.29
McCrometer | In-Line Flow Meters | No | VW04UE14N | V-CONE 4" CS 150# RF WN *1,267 *1,267 | 3114.1 | 0.01% | 3113.78
McCrometer | In-Line Flow Meters | No | VW04UE15N | V-CONE 4" CS 300# RF WN * *1,267 | 3319.8 | 0.01% | 3319.46
McCrometer | In-Line Flow Meters | No | VW06AE14N | VW06AE14N - V-CONE 6" S316/L 150# RFWN * *1,267 | 7067.5 | 0.01% | 7066.79
McCrometer | In-Line Flow Meters | No | VW06AE15N | V-CONE 6" S316L 300# RF WN * *1,267 | 8540.4 | 0.01% | 8539.54
McCrometer | In-Line Flow Meters | No | VW06AE16N | VW06AE16N - V-CONE 6" S316L 600# RF WN | 11327.8 | 0.01% | 11326.66
McCrometer | In-Line Flow Meters | No | VW06FE14N | VW06FE14N - V-CONE 6" CS 150# RF WN * *1,267 | 3789.5 | 0.01% | 3789.12
McCrometer | In-Line Flow Meters | No | VW06FE14N-N | VW06FE14N-N - V-CONE 6" CS 150# RF WN W/ EXTRA CPLG | 4142.6 | 0.01% | 4142.18
McCrometer | In-Line Flow Meters | No | VW06FE14N-WA | VW06FE14N-WA - V-CONE 6" CS 150# RF WN *1,267 WALL TAP 90° APART | 6581.3 | 0.01% | 6580.64
McCrometer | In-Line Flow Meters | No | VW06FE15N | VW06FE15N - V-CONE 6" CS 300# RF WN *1,267 *1,267 | 4180 | 0.01% | 4179.58
McCrometer | In-Line Flow Meters | No | VW06FE15N-N | VW06FE15N-N - V-CONE 6" CS 300# RF WN *1,267 W/ EXTRA CPLG | 4533.1 | 0.01% | 4532.64
McCrometer | In-Line Flow Meters | No | VW06FF16N | VW06FF16N - V-CONE 6" CS S80 600# RF WN * *1,267 S316/L CONE | 5298.7 | 0.01% | 5298.17
McCrometer | In-Line Flow Meters | No | VW06GE14N | V-CONE 6" LTCS 150# RF WN * *1,267 | 4688.2 | 0.01% | 4687.73
McCrometer | In-Line Flow Meters | No | VW06GE15N-W | VW06GE15N-W - V-CONE 6" LTCS 300# RF WN *1,267 | 5393.3 | 0.01% | 5392.76
McCrometer | In-Line Flow Meters | No | VW06GF16N | VW06GF16N - V-CONE 6" LTCS 600# RF WN * *1,267 | 7328.2 | 0.01% | 7327.46
McCrometer | In-Line Flow Meters | No | VW06QE14N | VW06QE14N - V-CONE 6" S304 150# RF WN * *1,267 | 4739.9 | 0.01% | 4739.42
McCrometer | In-Line Flow Meters | No | VW06QE15N | V-CONE 6" S304 300# RF WN * *1,267 | 6655 | 0.01% | 6654.33
McCrometer | In-Line Flow Meters | No | VW06UE14N | VW06UE14N - V-CONE 6" CS S40 150# RF WN *1,267 | 3811.5 | 0.01% | 3811.11
McCrometer | In-Line Flow Meters | No | VW08AE14N | V-CONE 8" S316/L 150# RF WN * *1,267 | 10341.1 | 0.01% | 10340.06
McCrometer | In-Line Flow Meters | No | VW08FE14N | VW08FE14N - V-CONE 8" CS 150# RF WN *1,267 *1,267 | 4838.9 | 0.01% | 4838.41
McCrometer | In-Line Flow Meters | No | VW08FE15N-N | VW08FE15N-N - V-CONE 8" CS 300# RF WN *1,267 W/ EXTRA CPLG | 5753 | 0.01% | 5752.42
McCrometer | In-Line Flow Meters | No | VW08FE15S | VW08FE15S - V-CONE 8" CS 300# RF WN *1,267 | 5399.9 | 0.01% | 5399.36
McCrometer | In-Line Flow Meters | No | VW08FF16N | VW08FF16N - V-CONE 8" CS 600# RF WN *1,267 *1,267 | 7135.7 | 0.01% | 7134.98
McCrometer | In-Line Flow Meters | No | VW08GE14N | V-CONE 8" LTCS 150# RF WN * *1,267 | 6347 | 0.01% | 6346.36
McCrometer | In-Line Flow Meters | No | VW08QE14N | V-CONE 8" S304/L 150# RF WN * *1,267 | 7591.1 | 0.01% | 7590.34
McCrometer | In-Line Flow Meters | No | VW08UE14N | VW08UE14N - V-CONE 8" CS 150# RF WN * 1,267 | 4837.8 | 0.01% | 4837.31
McCrometer | In-Line Flow Meters | No | VW0AQE15N2 | V-CONE .5" S304 300# RF WN | 2246.2 | 0.01% | 2245.97
McCrometer | In-Line Flow Meters | No | VW0CAE14N2 | V-CONE 1.5" S316/L 150# RF WN* *1,267 | 2746.7 | 0.01% | 2746.42
McCrometer | In-Line Flow Meters | No | VW0CAE15N2 | V-CONE 1.5" S316/L 300# RFWN* *1,267 | 2977.7 | 0.01% | 2977.4
McCrometer | In-Line Flow Meters | No | VW0CQE14N2 | V-CONE 1.5" S304 150# RF WN | 2501.4 | 0.01% | 2501.14
McCrometer | In-Line Flow Meters | No | VW10AE14N | V-CONE 10" S316L 150# RF WN * *1,267 | 13916.1 | 0.01% | 13914.7
McCrometer | In-Line Flow Meters | No | VW10AE14N-N | VW10AE14N-N - V-CONE 10" S316L 150# RF WN *1,267 W/ EXTRA CPLG | 14269.2 | 0.01% | 14267.77
McCrometer | In-Line Flow Meters | No | VW10AE15N | V-CONE 10" S316L 300# RF WN * *1,267 | 17564.8 | 0.01% | 17563.04
McCrometer | In-Line Flow Meters | No | VW10FE14N | V-CONE 10" CS 150# RF WN | 6048.9 | 0.01% | 6048.29
McCrometer | In-Line Flow Meters | No | VW10FE14N-N | VW10FE14N-N - V-CONE 10" CS 150# RF WN W/ ADDITIONAL 1/2"NPT TAP | 6402 | 0.01% | 6401.35
McCrometer | In-Line Flow Meters | No | VW10FE15N | V-CONE 10" CS 300# RF WN | 7018 | 0.01% | 7017.29
McCrometer | In-Line Flow Meters | No | VW10FF16N | V-CONE 10" CS 600# RF WN * *1,267 | 10118.9 | 0.01% | 10117.88
McCrometer | In-Line Flow Meters | No | VW10QE14N | V-CONE 10" S304 150# RF WN * *1,267 | 9836.2 | 0.01% | 9835.21
McCrometer | In-Line Flow Meters | No | VW10UE14N | V-CONE 10" CS 150# RF WN*1,267 *1,267 | 5990.6 | 0.01% | 5990
McCrometer | In-Line Flow Meters | No | VW12FE14N | VW12FE14N - V-CONE 12" CS 150# RF WN*1,267 *1,267 | 8028.9 | 0.01% | 8028.09
McCrometer | In-Line Flow Meters | No | VW12FE15N | VW12FE15N - V-CONE 12" CS 300# RFWN *1,267 *1,267 | 9181.7 | 0.01% | 9180.78
McCrometer | In-Line Flow Meters | No | VW12FF16N3 | VW12FF16N3 - V-CONE 12" CS 600# RF WN *1,267 | 13081.2 | 0.01% | 13079.89
McCrometer | In-Line Flow Meters | No | VW12GF16N | V-CONE 12" LTCS 600# RF WN | 19849.5 | 0.01% | 19847.51
McCrometer | In-Line Flow Meters | No | VW12QD14N | V-CONE 12" S304 150# RF WN | 13600.4 | 0.01% | 13599.03
McCrometer | In-Line Flow Meters | No | VB02AE01N | V-CONE 2" S316/L BEV END* *1,267 | 2377.1 | 0.01% | 2376.86
McCrometer | In-Line Flow Meters | No | VB03QE01N | VB03QE01N - V-CONE 3" S304/L WELD END *1,267 *1,267 | 2316.6 | 0.01% | 2316.36
McCrometer | In-Line Flow Meters | No | VP0CQE00J3 | VP0CQE00J3 - V-CONE 1.5" S304 SQ-END RC1/4 *1,267 | 1734.7 | 0.01% | 1734.52
McCrometer | In-Line Flow Meters | No | VP0DQE00J | VP0DQE00J - V-CONE 2.5" S304 SQ-END RC1/2 *1,267 | 2211 | 0.01% | 2210.77
McCrometer | In-Line Flow Meters | No | VT01QE02N2 | V-CONE 1" S304/L NPT END * *1,267 | 1940.4 | 0.01% | 1940.2
McCrometer | In-Line Flow Meters | No | VT02QE02N | V-CONE 2" S304/L NPT END* *1.267 | 2142.8 | 0.01% | 2142.58
McCrometer | In-Line Flow Meters | No | VT0AAE02N2 | VT0AAE02N2 - V-CONE .5" S316/L S40 NPT END* *1,267 | 2047.1 | 0.01% | 2046.89
McCrometer | In-Line Flow Meters | No | VT0AQE02N2 | VT0AQE02N2 - V-CONE .5" S304/L S40 NPT END* *1,267 | 1912.9 | 0.01% | 1912.7
McCrometer | In-Line Flow Meters | No | VT0BAE02N2 | V-CONE .75" S316L NPT END * *1,267 | 2064.7 | 0.01% | 2064.49
McCrometer | In-Line Flow Meters | No | VT0BQE02N2 | VT0BQE02N2 - V-CONE .75" S304/L NPT ENDS* *1,267 | 1923.9 | 0.01% | 1923.7
McCrometer | In-Line Flow Meters | No | VT0CAE02N2 | V-CONE 1.5" S316L NPT END | 2183.5 | 0.01% | 2183.28
McCrometer | In-Line Flow Meters | No | VT0CQE02N2 | VT0CQE02N2 - V-CONE 1.5" S304 NPT END | 1995.4 | 0.01% | 1995.2
McCrometer | In-Line Flow Meters | No | VW01AE15N2 | V-CONE 1" S316L 300# RF WN * *1,267 | 2644.4 | 0.01% | 2644.13
McCrometer | In-Line Flow Meters | No | VW01AE16N2 | V-CONE 1" S316L 600# RF WN | 2644.4 | 0.01% | 2644.13
McCrometer | In-Line Flow Meters | No | VS04NE03N | V-CONE 4" S304/L 150# RF SO * *1,267 | 3228.5 | 0.01% | 3228.17
McCrometer | In-Line Flow Meters | No | VS04NE03S | V-CONE 4" S304/L 150# RF SO * *1,267 | 3228.5 | 0.01% | 3228.17
McCrometer | In-Line Flow Meters | No | VS04QE03N | VS04QE03N - V-CONE 4" S304/L 150# RF SO * *1,267 | 3782.9 | 0.01% | 3782.52
McCrometer | In-Line Flow Meters | No | VS04QE03N2-N | VS04QE03N2-N - V-CONE 4" S304/L 150# RF SO *1,267 | 4134.9 | 0.01% | 4134.48
McCrometer | In-Line Flow Meters | No | VS04UE03N | VS04UE03N - V-CONE 4" CS 150# RF SO *1,267 *1,267 | 3032.7 | 0.01% | 3032.39
McCrometer | In-Line Flow Meters | No | VS04UE04N | V-CONE 4" CS 300# RF SO * *1,267 | 3246.1 | 0.01% | 3245.77
McCrometer | In-Line Flow Meters | No | VS04WE03N | V-CONE 4" CS 150# RF SO *1,267 *1,267 S304/L CONE, A105 CPLG | 2983.2 | 0.01% | 2982.9
McCrometer | In-Line Flow Meters | No | VS06AE03N | V-CONE 6" S316/L 150# RF SO * *1,267 | 6526.3 | 0.01% | 6525.64
McCrometer | In-Line Flow Meters | No | VS06NE03N | VS06NE03N - V-CONE 6" S304/L 150# CS RFSO* *1,267 | 4193.2 | 0.01% | 4192.78
McCrometer | In-Line Flow Meters | No | VS06NE03N2 | VS06NE03N2 - V-CONE 6" S304/L 150# RF SO * 1,267 | 4193.2 | 0.01% | 4192.78
McCrometer | In-Line Flow Meters | No | VS06NE03N2-N | VS06NE03N2-N - V-CONE 6" S304/L 150# CS RF SO *1,267 | 4546.3 | 0.01% | 4545.84
McCrometer | In-Line Flow Meters | No | VW02AE14N | V-CONE 2" 316/L S40 150# RFWN* *1,267 | 3106.4 | 0.01% | 3106.08
McCrometer | In-Line Flow Meters | No | VW02AE14N-N | V-CONE 2" 316L S40 150# RFWN * *1,267 | 3459.5 | 0.01% | 3459.15
McCrometer | In-Line Flow Meters | No | VW02AE15N | V-CONE 2" S316/L 300# RF WN * *1,267 | 3338.5 | 0.01% | 3338.16
McCrometer | In-Line Flow Meters | No | VW02AE16N | V-CONE 2" S316L 600# RF WN * *1,267 | 3569.5 | 0.01% | 3569.14
McCrometer | In-Line Flow Meters | No | VW02FE14N | VW02FE14N - V-CONE 2" CS 150#RFWN S316CONE ALL CS, S316/L CONE | 2442 | 0.01% | 2441.75
McCrometer | In-Line Flow Meters | No | VW02FE15N | V-CONE 2" CS 300# RF WN S316/L CONE CS SUPPORT | 2502.5 | 0.01% | 2502.24
McCrometer | In-Line Flow Meters | No | VW02FF16N | VW02FF16N - V-CONE 2" CS 600# RF WN *1,267 *1,267 | 2656.5 | 0.01% | 2656.23
McCrometer | In-Line Flow Meters | No | VW02GE14N | V-CONE 2" LTCS 150# RF WN * *1,267 | 2627.9 | 0.01% | 2627.63
McCrometer | In-Line Flow Meters | No | VS06NE04N | V-CONE 6" S304 300# CS RF SO* *1,267 CARBON STEEL FLANGES | 4605.7 | 0.01% | 4605.23
McCrometer | In-Line Flow Meters | No | VS06QE03N | V-CONE 6" S304/L 150# RF SO * *1,267 | 5008.3 | 0.01% | 5007.79
McCrometer | In-Line Flow Meters | No | VS06QE03N2-N | VS06QE03N2-N - V-CONE 6" S304/L 150# RF SO *1,267 | 5360.3 | 0.01% | 5359.76
McCrometer | In-Line Flow Meters | No | VS06UE03N | VS06UE03N - V-CONE 6" CS 150# RF SO *1,267 *1267 | 3667.4 | 0.01% | 3667.03
McCrometer | In-Line Flow Meters | No | VS06UE04N | V-CONE 6" CS 300# RF SO *1,267 *1,267 | 4076.6 | 0.01% | 4076.19
McCrometer | In-Line Flow Meters | No | VS06WE03N | VS06WE03N - V-CONE 6" CS 150# RF SO *1.267 | 3617.9 | 0.01% | 3617.53
McCrometer | In-Line Flow Meters | No | VS08AE03N | V-CONE 8" S316/L 150# RF SO * *1,267 | 9400.6 | 0.01% | 9399.65
McCrometer | In-Line Flow Meters | No | VS08NE03N | V-CONE 8" S304 150# RF SO CS* *1,267 | 5524.2 | 0.01% | 5523.64
McCrometer | In-Line Flow Meters | No | VS08QE03N | V-CONE 8" S304/L 150# RF SO* *1,267 | 6823.3 | 0.01% | 6822.61
McCrometer | In-Line Flow Meters | No | VS08SE03N | VS08SE03N - V-CONE 8" CS CTD 150# RFSO * 1,267 | 4537.5 | 0.01% | 4537.04
McCrometer | In-Line Flow Meters | No | VS08UE03N | VS08UE03N - V-CONE 8" CS 150# RF SO *1,267 *1,267 | 4587 | 0.01% | 4586.54
McCrometer | In-Line Flow Meters | No | VS08UE03N-N | VS08UE03N-N - V-CONE 8" CS 150# RF SO VS08UE03N+XTRA CPLG | 4940.1 | 0.01% | 4939.6
McCrometer | In-Line Flow Meters | No | VW02QE14N | V-CONE 2" S304/L 150# RF WN* *1,267 | 2789.6 | 0.01% | 2789.32
McCrometer | In-Line Flow Meters | No | VW02UE14N | V-CONE 2" CS 150# RF WN *1,267 *1,267 | 2484.9 | 0.01% | 2484.65
McCrometer | In-Line Flow Meters | No | VW03AE15N | VW03AE15N - V-CONE 3" S316/L 300# RF WN * *1,267 | 4483.6 | 0.01% | 4483.15
McCrometer | In-Line Flow Meters | No | VW03FE14N | VW03FE14N - V-CONE 3" CS 150# RF WN *1,267 *1,267 S316/L CONE | 2773.1 | 0.01% | 2772.82
McCrometer | In-Line Flow Meters | No | VW03FE14N-N | V-CONE 3" CS 150# RF WN *1,267 *1,267 | 3125.1 | 0.01% | 3124.78
McCrometer | In-Line Flow Meters | No | VW03FE15N | V-CONE 3" CS 300# RF WN *1,267 *1,267 S316/L CONE | 2907.3 | 0.01% | 2907
McCrometer | In-Line Flow Meters | No | VW03FF16N | VW03FF16N - V-CONE 3" CS 600# RF WN *1,267 *1,267 ALL CS, S316/L CONE | 3184.5 | 0.01% | 3184.18
McCrometer | In-Line Flow Meters | No | VW03GE14N | V-CONE 3" LTCS 150# RF WN * *1,267 | 3115.2 | 0.01% | 3114.88
McCrometer | In-Line Flow Meters | No | VW03QE14N | VW03QE14N - V-CONE 3" S304/L 150# RF WN * 1,267 | 3421 | 0.01% | 3420.65
McCrometer | In-Line Flow Meters | No | VW03UE15N | V-CONE 3" CS 300# RF WN | 2945.8 | 0.01% | 2945.5
McCrometer | In-Line Flow Meters | No | VB01AE01N2 | V-CONE 1" S316L BEV-END | 2093.3 | 0.01% | 2093.09
McCrometer | In-Line Flow Meters | No | VB01AE01S2 | V-CONE 1" S316/L BEV-END * *1,267 | 2093.3 | 0.01% | 2093.09
McCrometer | In-Line Flow Meters | No | VB02QE01N | V-CONE 2" S304 BEV END *1,267 *1,267 | 2142.8 | 0.01% | 2142.58
McCrometer | In-Line Flow Meters | No | VB03AE01N | VB03AE01N - V-CONE 3" S316L BEV-END | 2715.9 | 0.01% | 2715.62
McCrometer | In-Line Flow Meters | No | VB03FE01N | V-CONE 3" CS BEV-END | 2157.1 | 0.01% | 2156.88
McCrometer | In-Line Flow Meters | No | VB04AE01N | V-CONE 4" S316/L WELD END * *1,267 | 3084.4 | 0.01% | 3084.09
McCrometer | In-Line Flow Meters | No | VB04QE01N | VB04QE01N - V-CONE 4" S40 S304/L WELD END* *1,267 | 2503.6 | 0.01% | 2503.34
McCrometer | In-Line Flow Meters | No | VB04QE01S | V-CONE 4" S40 S304/L WELD END* *1,267 | 2503.6 | 0.01% | 2503.34
McCrometer | In-Line Flow Meters | No | VB04UE01N | V-CONE 4" CS WELD END | 2311.1 | 0.01% | 2310.86
McCrometer | In-Line Flow Meters | No | VS01AE03N2 | V-CONE 1" S316/L 150# RF SO * *1,267 | 2489.3 | 0.01% | 2489.05
McCrometer | In-Line Flow Meters | No | VS01NE03N2 | V-CONE 1" S304/L 150# RF SO * *1,267 | 2224.2 | 0.01% | 2223.97
McCrometer | In-Line Flow Meters | No | VS01QE03N2 | V-CONE 1" S304/L 150# RF SO * *1,267 | 2310 | 0.01% | 2309.76
McCrometer | In-Line Flow Meters | No | VS02AE03N | V-CONE 2" S316L 150# RF SO | 3032.7 | 0.01% | 3032.39
McCrometer | In-Line Flow Meters | No | VS02NE03N | V-CONE 2" S304/L 150# RFSO CS* *1,267 | 2513.5 | 0.01% | 2513.24
McCrometer | In-Line Flow Meters | No | VS02NE04N | V-CONE 2" S304 300# RF SO CS* *1,267 | 2554.2 | 0.01% | 2553.94
McCrometer | In-Line Flow Meters | No | VS02QE03N | V-CONE 2" S304/L 150# RF SO * *1,267 | 2725.8 | 0.01% | 2725.52
McCrometer | In-Line Flow Meters | No | VS02QE03N2 | VS02QE03N2 - V-CONE 2" S304/L 150# RF SO * 1,267 | 2725.8 | 0.01% | 2725.52
McCrometer | In-Line Flow Meters | No | VS02QE03N2-N | VS02QE03N2-N - V-CONE 2" S304/L 150# RF SO *1,267 | 3078.9 | 0.01% | 3078.59
McCrometer | In-Line Flow Meters | No | VS02QE03N-W | V-CONE 2" S304/L 150# RF SO * *1,267 | 2725.8 | 0.01% | 2725.52
McCrometer | In-Line Flow Meters | No | VS02QE04N-W | VS02QE04N-W - V-CONE 2" S304 300# RF SO WALL TAP * 1,267 | 2852.3 | 0.01% | 2852.01
McCrometer | In-Line Flow Meters | No | VB06AE01N | V-CONE 6" S316L WLD-END | 4425.3 | 0.01% | 4424.85
McCrometer | In-Line Flow Meters | No | VB06QE01N | V-CONE 6" S304/L WELD END * *1,267 | 3175.7 | 0.01% | 3175.38
McCrometer | In-Line Flow Meters | No | VB06UE01N | V-CONE 6" CS BEV-END *1,267 *1,267 | 2703.8 | 0.01% | 2703.52
McCrometer | In-Line Flow Meters | No | VB08UE01N | V-CONE 8" CS BEV-END *1,267 *1,267 | 3265.9 | 0.01% | 3265.57
McCrometer | In-Line Flow Meters | No | VB0AAE01N2 | V-CONE .5" S316/L BEV-END | 2047.1 | 0.01% | 2046.89
McCrometer | In-Line Flow Meters | No | VB0DQE01N | VB0DQE01N - V-CONE 2.5" S304/L BEV-END * *1,267 | 2211 | 0.01% | 2210.77
McCrometer | In-Line Flow Meters | No | VB10AE01N | VB10AE01N - V-CONE 10" S316/L BEVEL END *1,267 | 8620.7 | 0.01% | 8619.83
McCrometer | In-Line Flow Meters | No | VB10FE01N | V-CONE 10" CS BEV ENDS *1,267 *1,267 | 4071.1 | 0.01% | 4070.69
McCrometer | In-Line Flow Meters | No | VB10QE01N | V-CONE 10" S304/L S40 WELD END *1,267 | 5322.9 | 0.01% | 5322.36
McCrometer | In-Line Flow Meters | No | VB10UE01N | V-CONE 10" CS BEV-END | 4010.6 | 0.01% | 4010.19
McCrometer | In-Line Flow Meters | No | VS08UE04N | VS08UE04N - V-CONE 8" CS 300# RF SO S40 * *1,267 | 5168.9 | 0.01% | 5168.38
McCrometer | In-Line Flow Meters | No | VS0AAE03N2 | V-CONE .5" S316/L 150# RF SO* *1,267 | 2329.8 | 0.01% | 2329.56
McCrometer | In-Line Flow Meters | No | VS0ANE03N2 | V-CONE .5" S304 150# CS RF SO | 2141.7 | 0.01% | 2141.48
McCrometer | In-Line Flow Meters | No | VS0CAE03N2 | V-CONE 1.5" S316L 150# RF SO | 2670.8 | 0.01% | 2670.53
McCrometer | In-Line Flow Meters | No | VS0CNE03N2 | V-CONE 1.5" S304 150# RFSO CS* *1,267 | 2311.1 | 0.01% | 2310.86
McCrometer | In-Line Flow Meters | No | VS0CQE03N2 | V-CONE 1.5" S304 150# RF SO * *1,267 | 2437.6 | 0.01% | 2437.35
McCrometer | In-Line Flow Meters | No | VS0DNE03N | V-CONE 2.5" S304/L 150# RF SO | 2703.8 | 0.01% | 2703.52
McCrometer | In-Line Flow Meters | No | VS10QE03N | V-CONE 10" S304/L 150# RFSO * *1,267 | 9124.5 | 0.01% | 9123.58
McCrometer | In-Line Flow Meters | No | VS10SE03N | VS10SE03N - V-CONE 10" CS CTD 150# RF SO* *1,267 | 5709 | 0.01% | 5708.42
McCrometer | In-Line Flow Meters | No | VS10UE03N | VS10UE03N - V-CONE 10" CS 150# RF SO * *1,267 | 5759.6 | 0.01% | 5759.02
McCrometer | In-Line Flow Meters | No | VS10UE04N | V-CONE 10" CS 300# RF SO * *1,267 | 6559.3 | 0.01% | 6558.64
McCrometer | In-Line Flow Meters | No | VS12AD03N | V-CONE 12" S316L 150# RF SO * *1,267 | 17320.6 | 0.01% | 17318.86
McCrometer | In-Line Flow Meters | No | VS12ND03N | V-CONE 12" S304 150# RF SO CS | 9187.2 | 0.01% | 9186.28
McCrometer | In-Line Flow Meters | No | VS12QD03N | V-CONE 12" S304 STD 150# RF SO | 12025.2 | 0.01% | 12023.99
McCrometer | In-Line Flow Meters | No | VS12SE04N | V-CONE 12" CS CTD 300# RF SO | 8459 | 0.01% | 8458.15
McCrometer | In-Line Flow Meters | No | VB12AD01N | VB12AD01N - V-CONE 12" S316L BEV-END * *1,267 | 10802 | 0.01% | 10800.91
McCrometer | In-Line Flow Meters | No | VB12QD01F | VB12QD01F - V-CONE 12" S304/L BEV END * *1,267 | 7032.3 | 0.01% | 7031.59
McCrometer | In-Line Flow Meters | No | VB12UE01N | V-CONE 12" CS BEV END | 4841.1 | 0.01% | 4840.61
McCrometer | In-Line Flow Meters | No | VB14GD01N-W | VB14GD01N-W - V-CONE 14" LTCS BEV-END *1,267 | 7841.9 | 0.01% | 7841.11
McCrometer | In-Line Flow Meters | No | VB16AD01N | VB16AD01N - V-CONE 16" S316/L WELD END * 1,267 | 15342.8 | 0.01% | 15341.26
McCrometer | In-Line Flow Meters | No | VB16GD01N-W | VB16GD01N-W - V-CONE 16" LTCS BEV-END * *1,267 | 10459.9 | 0.01% | 10458.85
McCrometer | In-Line Flow Meters | No | VB16QD01N | VB16QD01N - V-CONE 16" S304/L WELD END * 1,267 | 9605.2 | 0.01% | 9604.23
McCrometer | In-Line Flow Meters | No | VB16UD01N | V-CONE 16" CS WELD END *1,267 *1,267 | 7352.4 | 0.01% | 7351.66
McCrometer | In-Line Flow Meters | No | VW04AE14N | V-CONE 4" S316/L 150# RF WN * *1,267 | 4822.4 | 0.01% | 4821.91
McCrometer | In-Line Flow Meters | No | VW04AE16N | VW04AE16N - V-CONE 4" S316L 600# RF WN | 6789.2 | 0.01% | 6788.52
McCrometer | In-Line Flow Meters | No | VW04FE14N | VW04FE14N - V-CONE 4" CS 150# RF WN* *1,267 S316/L CONE | 3080 | 0.01% | 3079.69
McCrometer | In-Line Flow Meters | No | VW04FE15N | VW04FE15N - V-CONE 4" CS 300# RF WN *1,267 *1,267 | 3283.5 | 0.01% | 3283.17
McCrometer | In-Line Flow Meters | No | EVI02AE01N-PED | EVI02AE01N-PED - V-CONE 2" S316/L BEV END * 1,267,PED | 2622.4 | 0.01% | 2622.13
McCrometer | In-Line Flow Meters | No | EVI04AE01N-PED | EVI04AE01N-PED - V-CONE 4" S316/L BEV-END * 1,267,PED | 3862.1 | 0.01% | 3861.71
McCrometer | In-Line Flow Meters | No | EVI06AE24N-PED | EVI06AE24N-PED - V-CONE 6" S316/L RF WN PN16 * 1,267,PED | 6873.9 | 0.01% | 6873.21
McCrometer | In-Line Flow Meters | No | EVI06GE24N-PED | EVI06GE24N-PED - V-CONE 6" LTCS RFWN 2633 PN16 *1,267, PED DN 2633 PN16 | 4332.9 | 0.01% | 4332.46
McCrometer | In-Line Flow Meters | No | EVI0CAE01N2-PED | EVI0CAE01N2-PED - V-CONE 1.5" S316/L BEV-END *1,267,PED | 2495.9 | 0.01% | 2495.65
McCrometer | In-Line Flow Meters | No | EVI10AE01N-PED | EVI10AE01N-PED - V-CONE 10" S316/L WELD END * 1,267,PED | 10162.9 | 0.01% | 10161.88
McCrometer | In-Line Flow Meters | No | EVI18GD24N-PED | EVI18GD24N-PED - V-CONE 18" LTCS RFWN 2633 PN16 *1,267, PED DN450 | 11105.6 | 0.01% | 11104.48
McCrometer | In-Line Flow Meters | No | VS03AE03N | VS03AE03N - V-CONE 3" S316L 150# RF SO * 1,267 | 3779.6 | 0.01% | 3779.22
McCrometer | In-Line Flow Meters | No | VS03NE03N | VS03NE03N - V-CONE 3" S304 150# RF SO CS * *1,267 | 2868.8 | 0.01% | 2868.51
McCrometer | In-Line Flow Meters | No | VS03NE04N | V-CONE 3" S304 300# RF SO CS | 2950.2 | 0.01% | 2949.9
McCrometer | In-Line Flow Meters | No | VS03QE03N | VS03QE03N - V-CONE 3" S304 150# RF SO * *1,267 | 3252.7 | 0.01% | 3252.37
McCrometer | In-Line Flow Meters | No | VS03QE03N2 | VS03QE03N2 - V-CONE 3" S304 150# RF SO *1,267 | 3252.7 | 0.01% | 3252.37
McCrometer | In-Line Flow Meters | No | VS03QE03N2-N | VS03QE03N2-N - V-CONE 3" S304 150# RF SO *1,267 | 3605.8 | 0.01% | 3605.43
McCrometer | In-Line Flow Meters | No | VS03UE03N | VS03UE03N - V-CONE 3" CS S40 150# RF SO * *1,267 | 2752.2 | 0.01% | 2751.92
McCrometer | In-Line Flow Meters | No | VS03UE03N-N | VS03UE03N-N - V-CONE 3" CS S40 150# RF SO W/EXTRA .5" 3000# FULL CPLG | 3105.3 | 0.01% | 3104.98
McCrometer | In-Line Flow Meters | No | VS03UE04N | V-CONE 3" CS S40 300# RF SO | 2833.6 | 0.01% | 2833.31
McCrometer | In-Line Flow Meters | No | VS03UE04N-W | VS03UE04N-W - V-CONE 3" CS 300# RF SO * 1,267 | 2833.6 | 0.01% | 2833.31
McCrometer | In-Line Flow Meters | No | VS04AE03N | V-CONE 4" S316/L 150# RF SO * *1,267 | 4546.3 | 0.01% | 4545.84
McCrometer | In-Line Flow Meters | No | VS04AE04N | V-CONE 4" S316L 300# RF SO* *1,267 | 5355.9 | 0.01% | 5355.36
McCrometer | In-Line Flow Meters | No | VS12UE03N | V-CONE 12" CS 150# RF SO * *1,267 | 7422.8 | 0.01% | 7422.05
McCrometer | In-Line Flow Meters | No | VS12UE03N-N | VS12UE03N-N - V-CONE 12" CS 150# RF SO * 1,267 W/ EXRA CPLG | 7775.9 | 0.01% | 7775.12
McCrometer | In-Line Flow Meters | No | VS12UE04N | V-CONE 12" CS 300# RF SO | 8511.8 | 0.01% | 8510.94
McCrometer | In-Line Flow Meters | No | VS14ND03N | V-CONE 14" S304 150# CS RF SO* *1,267 | 10544.6 | 0.01% | 10543.54
McCrometer | In-Line Flow Meters | No | VS14UD03N | VS14UD03N - V-CONE 14" CS STD 150# RF SO * *1,267 | 8383.1 | 0.01% | 8382.26
McCrometer | In-Line Flow Meters | No | VS16ND03N | V-CONE 16" S304 150# CS RF SO* *1,267 | 13619.1 | 0.01% | 13617.73
McCrometer | In-Line Flow Meters | No | VS16QD03N | VS16QD03N - V-CONE 16" S304 150# RF SO | 18433.8 | 0.01% | 18431.95
McCrometer | In-Line Flow Meters | No | VS16UD03N | V-CONE 16" CS 150# RF SO | 11112.2 | 0.01% | 11111.08
McCrometer | In-Line Flow Meters | No | VW0AAF16N2 | VW0AAF16N2 - V-CONE .5" S316/L 600# RF WN *1,267 S80 | 3977.6 | 0.01% | 3977.2
McCrometer | In-Line Flow Meters | No | 10816 | ORG 2.145 OD X 1.725 ID BUNA BUNA-327 | 5.5 | 0.01% | 5.49
McCrometer | In-Line Flow Meters | No | 10015-00 | DRY PACK 1/2 UNIT (1.5" X 3") | 2.2 | 0.01% | 2.19
McCrometer | In-Line Flow Meters | No | CAL-FPI-F-18 | Factory Recalibration 14"-18", 395L | 1224.3 | 0.01% | 1224.17
McCrometer | In-Line Flow Meters | No | 10083-01 | WASHER, FLAT 5/8" X 1.750", THRU-HARDENED, YELLOW ZINC | 2.2 | 0.01% | 2.19
McCrometer | In-Line Flow Meters | No | CON013 | DOME PLUG, 1/2" NPT, NYLON FOR 1/2" NPT STRAIN RELIEF | 3.3 | 0.01% | 3.29
McCrometer | In-Line Flow Meters | No | 10889 | THREADED ROD 5/8-11 X 9" OAL WITH (2) 5/8" 2H NUTS, A193 B7 | 27.5 | 0.01% | 27.49
McCrometer | In-Line Flow Meters | No | 1-1715-1-11 | Wire Tie, 11", Std, Natural Newark# 16N869 | 2.2 | 0.01% | 2.19
McCrometer | In-Line Flow Meters | No | 10610 | ORNG -110 BUNA 0.362 id x 0.103 w | 3.3 | 0.01% | 3.29
McCrometer | In-Line Flow Meters | No | 10613 | Tag, FC Wire Color Ident. | 4.4 | 0.01% | 4.39
McCrometer | In-Line Flow Meters | No | 10730 | SCR 10-32 X 1-1/2 FH PHIL S18-8 | 6.6 | 0.01% | 6.59
McCrometer | In-Line Flow Meters | No | 10754 | SCR 10-32 FLT 3/8" LG S316 | 2.2 | 0.01% | 2.19
McCrometer | In-Line Flow Meters | No | 10776 | NUT, 3/8-16, HEX, BRASS | 1.1 | 0.01% | 1.09
McCrometer | In-Line Flow Meters | No | 10830 | SCR 10-32 X 1-1/2 FH PHIL S18-8 W/ HOLE | 2.2 | 0.01% | 2.19
McCrometer | In-Line Flow Meters | No | 1-1101-10-16 | SCR SET 10-32 X 1 SOC HD SS NSF | 1.1 | 0.01% | 1.09
McCrometer | In-Line Flow Meters | No | 1-1101-4-2 | SCR SET 4-40 X 1/8 SOC HD SS w/ patch | 1.1 | 0.01% | 1.09
McCrometer | In-Line Flow Meters | No | 1-1101-6-2 | SCR SET 6-32 X 1/8 SOC HD SS w/ patch | 1.1 | 0.01% | 1.09
McCrometer | In-Line Flow Meters | No | 1-1101-6-3 | SCR SET 6-32 X 3/16 SOC HD SS | 1.1 | 0.01% | 1.09
McCrometer | In-Line Flow Meters | No | 1-1103-8-7 | SCR 8-32 X 7/16 SOC HD 18-8 SS | 1.1 | 0.01% | 1.09
McCrometer | In-Line Flow Meters | No | 1-1113-10-6 | SCR 10-32 X 3/8 BH PHIL SS Lock Patch | 1.1 | 0.01% | 1.09
McCrometer | In-Line Flow Meters | No | 1-1113-6-4 | SCR 6-32 X 1/4 BH PHIL SS | 1.1 | 0.01% | 1.09
McCrometer | In-Line Flow Meters | No | 1-1115-10-10B | SCR 10-32 X 5/8 FIL HD PHIL SS DRILLED | 1.1 | 0.01% | 1.09
McCrometer | In-Line Flow Meters | No | 1-1115-3-18 | SCR 3-48 X 1-1/8 FIL HD PHIL 18-8 SS | 1.1 | 0.01% | 1.09
McCrometer | In-Line Flow Meters | No | 1-1116-2-6 | SCR #2-56 X 3/8 FLT HD PHIL SS | 1.1 | 0.01% | 1.09
McCrometer | In-Line Flow Meters | No | 10087-01 | SCR 3-48 X 3/8 FT HD PHIL 18-8 SS MCMASTER: 91771A890 | 1.1 | 0.01% | 1.09
McCrometer | In-Line Flow Meters | No | 10108-11 | SHIM 0.26 X 0.625 X 0.03 SS316 | 2.2 | 0.01% | 2.19
McCrometer | In-Line Flow Meters | No | 10112-04 | M0304 TEMPLATE HOLE CUTOUT PIPE RANGE (4.00"-6.00") | 7.7 | 0.01% | 7.69
McCrometer | In-Line Flow Meters | No | 10179-10 | ORNG -219 BUNA 1.296 id x 0.139 w | 1.1 | 0.01% | 1.09
McCrometer | In-Line Flow Meters | No | 10203-00 | PLUG 1/4" NPT S304 | 13.2 | 0.01% | 13.19
McCrometer | In-Line Flow Meters | No | 10244-00 | CPLG .375" NPT 3T# S304 HALF | 71.5 | 0.01% | 71.49
McCrometer | In-Line Flow Meters | No | 10273 | ORNG -021 BUNA 0.926 id x 0.070 w | 1.1 | 0.01% | 1.09
McCrometer | In-Line Flow Meters | No | 10274 | ORNG -121 BUNA 1.049 id x 0.103 w | 1.1 | 0.01% | 1.09
McCrometer | In-Line Flow Meters | No | 10607 | BLT 1/2x1.25 HEX HD W/GROOVE S18-8 (per drawing) | 26.4 | 0.01% | 26.39
McCrometer | In-Line Flow Meters | No | 10736 | ORNG 1.5mm X 16mmID EPDM 0.630"ID X 0.059"Wide | 2.2 | 0.01% | 2.19
McCrometer | In-Line Flow Meters | No | 1-1207-2 | Nut, Hex, 1/2-NC, SS | 1.1 | 0.01% | 1.09
McCrometer | In-Line Flow Meters | No | 1-1253-14-17 | BOLT HX HD 1-NCX4 PLATED GR 2 | 5.5 | 0.01% | 5.49
McCrometer | In-Line Flow Meters | No | 1-1253-15-17 | Bolt, 1-1/4-NC X 4", Hex Head, Plated Grade 2 | 11 | 0.01% | 10.99
McCrometer | In-Line Flow Meters | No | 1-1551-38 | ORNG -243 BUNA 4.109 IDx0.139w | 9.9 | 0.01% | 9.89
McCrometer | In-Line Flow Meters | No | 1-1551-50 | ORNG -210 BUNA 0.734 id x 0.139 w | 19.8 | 0.01% | 19.79
McCrometer | In-Line Flow Meters | No | 1-1715-1-8 | Wire Tie, 8", Std, Natural | 1.1 | 0.01% | 1.09
McCrometer | In-Line Flow Meters | No | 1-3009-2 | Label, Totalizer, 1000 Gallons | 11 | 0.01% | 10.99
McCrometer | In-Line Flow Meters | No | 1-1116-4-6 | SCR 4-40 X 3/8 FLT HD PHIL SS | 1.1 | 0.01% | 1.09
McCrometer | In-Line Flow Meters | No | 1-1116-8-6 | SCR 8-32 X 3/8 FLT HD PHIL SS 18-8 SS | 1.1 | 0.01% | 1.09
McCrometer | In-Line Flow Meters | No | 1-1118-3-3 | SCR 3-48 X 3/16 PAN HD PHIL SS | 1.1 | 0.01% | 1.09
McCrometer | In-Line Flow Meters | No | 1-1118-4-4 | Screw, 4-40 X 1/4", Pan Head, Phillips, SS | 1.1 | 0.01% | 1.09
McCrometer | In-Line Flow Meters | No | 1-1118-4-6 | Screw, 4-40 X 3/8", Pan Head, Phillips, SS | 1.1 | 0.01% | 1.09
McCrometer | In-Line Flow Meters | No | 1-1125-3 | Screw, #0 X 3/16, U-Drive, Serial Tag Pin, SS | 1.1 | 0.01% | 1.09
McCrometer | In-Line Flow Meters | No | 1-1125-5 | Screw, 6-32 X 1/8", Nylon Tip, SS | 2.2 | 0.01% | 2.19
McCrometer | In-Line Flow Meters | No | 1-1125-6 | Screw, Set, 1/4-20 X 5/16" 18-8 SS | 1.1 | 0.01% | 1.09
McCrometer | In-Line Flow Meters | No | 1-1201-10 | Nut Hex 10-32 Brass | 1.1 | 0.01% | 1.09
McCrometer | In-Line Flow Meters | No | 1-1201-6 | Nut, Hex, 6-32, Brass | 1.1 | 0.01% | 1.09
McCrometer | In-Line Flow Meters | No | 1-1211-1 | Nut, Hex, 1/2 NC, Heavy Brass | 2.2 | 0.01% | 2.19
McCrometer | In-Line Flow Meters | No | 1-1251-5-12 | BOLT HX HD 5/16-NCX3/4 18-8 SS | 2.013 | 0.01% | 2.01
McCrometer | In-Line Flow Meters | No | 1-1251-5-16 | Bolt, 5/16-NC X 1", Hex Head Cap w/Patch kit, SS | 1.1 | 0.01% | 1.09
McCrometer | In-Line Flow Meters | No | 1-1251-8-24 | BOLT HX HD 1/2-NCX1-1/2 SS | 4.4 | 0.01% | 4.39
McCrometer | In-Line Flow Meters | No | 1-1251-9-24 | Bolt 9/16-12 X 1-1/2" Hex Head Cap, 18-8 SS | 4.4 | 0.01% | 4.39
McCrometer | In-Line Flow Meters | No | 1-1253-11-11 | Bolt, 5/8-11 X 2 1/2", Hex Head Cap, Plated Grade 2 | 2.2 | 0.01% | 2.19
McCrometer | In-Line Flow Meters | No | EJ368-00 | CRIMP TERM, GOLD MINI-KK MOLEX MOLEX #08-56-0110 D | 3.3 | 0.01% | 3.29
McCrometer | In-Line Flow Meters | No | EJ505-00 | 2 PIN LOCKING HEADER 25C3832 | 3.3 | 0.01% | 3.29
McCrometer | In-Line Flow Meters | No | EJ538-00 | PLUG PG7 SLTD NIC PLTD Sealcon PART# DP-07-BR | 5.5 | 0.01% | 5.49
McCrometer | In-Line Flow Meters | No | EJ539-00 | FTG CBL PG7 NYLON SEALCON # CD07AR-BK | 6.6 | 0.01% | 6.59
McCrometer | In-Line Flow Meters | No | EW500-00 | WIRE 22 02 7/30 PLYPR SL SHLD NEWARK# 02F4055 (BELDEN WIRE) | 2.2 | 0.01% | 2.19
McCrometer | In-Line Flow Meters | No | 1-1301-12-2 | Washer, Flat 2.0"x1.06"id pltd SAE 9/64 thick | 1.1 | 0.01% | 1.09
McCrometer | In-Line Flow Meters | No | 1-1301-14-2 | Washer, 1 1/4", (42"-54") (Small OD) SAE, Zinc Pltd | 7.7 | 0.01% | 7.69
McCrometer | In-Line Flow Meters | No | 1-1301-31 | Washer, 1/2 SS, Rubber Seal Seal ID 0.470 x 1.00 OD | 2.2 | 0.01% | 2.19
McCrometer | In-Line Flow Meters | No | 1-1301-31-2 | Washer, 5/8 SS, w/Rubber Seal Aztec # GJE118065X | 4.4 | 0.01% | 4.39
McCrometer | In-Line Flow Meters | No | 1-1301-31-3 | Washer, 3/8 SS, Rubber Seal Seal ID 0.434 x 1.00 OD | 1.1 | 0.01% | 1.09
McCrometer | In-Line Flow Meters | No | 1-1302-10 | Washer, 10# Internal Tooth SS, Shakeproof | 1.1 | 0.01% | 1.09
McCrometer | In-Line Flow Meters | No | 1-1302-4 | Washer, #4 Internal Tooth, SS Shakeproof | 1.1 | 0.01% | 1.09
McCrometer | In-Line Flow Meters | No | 1-1303-1 | Washer, 13/32 X .190 X .031 Thrust Bearing, CN-06-2 | 1.1 | 0.01% | 1.09
McCrometer | In-Line Flow Meters | No | 1-1402-2 | Retaining Ring | 1.1 | 0.01% | 1.09
McCrometer | In-Line Flow Meters | No | 1-1402-6 | Truarc, Magnet Retaining #5100-62-C (CN-06-2) | 2.2 | 0.01% | 2.19
McCrometer | In-Line Flow Meters | No | 1-1403-1 | Truarc, Actuator Cup Retaining BRG ENG# SE-9-BC | 1.1 | 0.01% | 1.09
McCrometer | In-Line Flow Meters | No | 1-1409-5 | Groove Pin, 1/16 X 7/16, SS, Type 2, (V-Shaft Drive Clevis) | 1.1 | 0.01% | 1.09
McCrometer | In-Line Flow Meters | No | 1-1417-1 | Pin, Bonnet Hinge (Spring) 1/8" X 1", SS Roll | 1.1 | 0.01% | 1.09
McCrometer | In-Line Flow Meters | No | 1-1503-13 | Bearing Thrust,Assy w/Retainer Hartford Tech.# B3-1026-00 | 5.5 | 0.01% | 5.49
McCrometer | In-Line Flow Meters | No | 1-1551-17 | ORNG -234 BUNA 2.984 id x 0.139 w | 30.8 | 0.01% | 30.79
McCrometer | In-Line Flow Meters | No | 1-1551-18 | ORNG -230 BUNA 2.484 id x 0.139 w | 28.6 | 0.01% | 28.59
McCrometer | In-Line Flow Meters | No | 1-1551-21 | ORNG -011 BUNA 0.301 id x 0.070 w NSF | 3.3 | 0.01% | 3.29
McCrometer | In-Line Flow Meters | No | 15016-24 | TAMPER PROOF SEAL,PADLOCK 24"L ENVIRO NL-1, 24" SS WIRE | 6.6 | 0.01% | 6.59
McCrometer | In-Line Flow Meters | No | 18685-14.5 | GREASE SERIE 1200-2 14.5ozTube 14.5 oz in Tube Dispenser | 23.1 | 0.01% | 23.09
McCrometer | In-Line Flow Meters | No | 1-1551-25 | ORNG -229 BUNA 2.359 id x 0.139 w | 26.4 | 0.01% | 26.39
McCrometer | In-Line Flow Meters | No | 1-1551-29 | ORNG -039 BUNA 2.739 id x 2.879 od x .070 w | 9.9 | 0.01% | 9.89
McCrometer | In-Line Flow Meters | No | 1-1551-36 | ORNG -017 BUNA 0.676 IDx0.070w NSF | 5.5 | 0.01% | 5.49
McCrometer | In-Line Flow Meters | No | 1-1551-49 | ORNG -159 BUNA SQUARE 5 3/16 x 5 x 3/32 | 17.6 | 0.01% | 17.59
McCrometer | In-Line Flow Meters | No | 1-1551-6 | ORNG -009 BUNA 0.208 id x 0.070 w | 5.5 | 0.01% | 5.49
McCrometer | In-Line Flow Meters | No | 1-1552-1 | ORNG -439 BUNA 6.475 id x 0.275 w | 41.8 | 0.01% | 41.79
McCrometer | In-Line Flow Meters | No | 1-1552-3 | ORNG -451 BUNA 10.975 id x 0.275 w | 44 | 0.01% | 43.99
McCrometer | In-Line Flow Meters | No | 1-1558-0 | Gasket Material 60 X 60 X 1/16 Non-Asbestos Sheet JM-960 | 264 | 0.01% | 263.97
McCrometer | In-Line Flow Meters | No | 1-1604-7 | Bearing, Ball, .125 Dia. SS Brg. Eng. P/N 0.1250-50-440C | 2.2 | 0.01% | 2.19
McCrometer | In-Line Flow Meters | No | 1-1607-5 | Desiccant Capsule Dricap .75GMISG Multiform Item | 2.2 | 0.01% | 2.19
McCrometer | In-Line Flow Meters | No | R0146-00 | SHAFT CROSS DOUBLE LEAD | 3.3 | 0.01% | 3.29
McCrometer | In-Line Flow Meters | No | 1-1715-1-68 | Wire Tie, 8", Std, Natural | 1.1 | 0.01% | 1.09
McCrometer | In-Line Flow Meters | No | 1-1802-2A | Epoxy, Adhesive, "Scotchweld" 3M, QUART #2158 B/A (Kit) | 185.9 | 0.01% | 185.88
McCrometer | In-Line Flow Meters | No | 1-1804-2 | Oil, Mineral, Drakeol #7 (55 Gallon Drum, stock in oz) | 1.1 | 0.01% | 1.09
McCrometer | In-Line Flow Meters | No | 1-2147 | Washer, 2"-36", Shim for Drive Miter Gear (Rockwell) | 1.1 | 0.01% | 1.09
McCrometer | In-Line Flow Meters | No | 1-2354-P | Spacer, Driven Magnet, 2"-54" Polypropylene | 1.1 | 0.01% | 1.09
McCrometer | In-Line Flow Meters | No | RP100-00 | Retaining Pin SS F/Canopy | 2.2 | 0.01% | 2.19
McCrometer | In-Line Flow Meters | No | SP100-00 | Spring Double Torsion F/Canopy | 4.4 | 0.01% | 4.39
McCrometer | In-Line Flow Meters | No | T0390-00 | ORNG -244 BUNA 4.234 id x 0.139 w | 9.9 | 0.01% | 9.89
McCrometer | In-Line Flow Meters | No | T0390-10 | ORNG -259 BUNA 6.234 id x 0.139 w | 9.9 | 0.01% | 9.89
McCrometer | In-Line Flow Meters | No | T-2402X-1 | Tool, Reverse Thrust Bearing Cartridge, Propeller Meters | 13.2 | 0.01% | 13.19
McCrometer | In-Line Flow Meters | No | X8001-00 | GSKT.187"X 40"X 48" MONARCH# 2043 | 0.143 | 0.01% | 0.14
McCrometer | In-Line Flow Meters | No | X8021 | Epoxy 323 Patch Compound, 50ml 3M Scotchkote Liq Coating NSF | 390.5 | 0.01% | 390.46
McCrometer | In-Line Flow Meters | No | 10043-00 | WASH 7/8X3/8X3/16THK NEO 60SHR | 3.3 | 0.01% | 3.29
McCrometer | In-Line Flow Meters | No | 10073-00 | NUT, HEX FULL 1/2-13 S304 | 2.2 | 0.01% | 2.19
McCrometer | In-Line Flow Meters | No | 10112-12 | M0312 TEMPLETE HOLE CUTOUT PIPE RANGE (12.00"-16.00") | 6.6 | 0.01% | 6.59
McCrometer | In-Line Flow Meters | No | 10114-00 | SHIM B2C 316 | 6.6 | 0.01% | 6.59
McCrometer | In-Line Flow Meters | No | 10121-00 | SNAP RING 1/8" SS | 7.7 | 0.01% | 7.69
McCrometer | In-Line Flow Meters | No | 10135-00 | BOLT HX HD 3/4-10X1-3/4 18-8 | 9.9 | 0.01% | 9.89
McCrometer | In-Line Flow Meters | No | 10142-10 | SCR 10-32 X 2-1/2 SS | 2.2 | 0.01% | 2.19
McCrometer | In-Line Flow Meters | No | 10148-00 | SCR 2 X 1/4 DRIVE SS | 2.2 | 0.01% | 2.19
McCrometer | In-Line Flow Meters | No | 10250-00 | ROLL PIN, SS, 3/16 X 5/8"LG | 2.2 | 0.01% | 2.19
McCrometer | In-Line Flow Meters | No | 10253-00 | SCR 6-32 X 7/8 FLT HD 18-8SS McMASTER 90781A152 | 2.2 | 0.01% | 2.19
McCrometer | In-Line Flow Meters | No | 10255-00 | BLT 1/2-13X1 HEX SS W/1/8 HOLE | 6.6 | 0.01% | 6.59
McCrometer | In-Line Flow Meters | No | 10256-00 | SCR CAP 3/8-16 X 7/8 HEX 1/8 HOL | 3.3 | 0.01% | 3.29
McCrometer | In-Line Flow Meters | No | 10270 | STANDOFF 8-32 M X F X 2"LG NY | 3.3 | 0.01% | 3.29
McCrometer | In-Line Flow Meters | No | 10280-11 | LABEL FLOW MC 3.5"X7" | 3.3 | 0.01% | 3.29
McCrometer | In-Line Flow Meters | No | 10280-60 | LABEL, FLOW TUBE BY MCCROMETER 1.25"X3.25" | 2.2 | 0.01% | 2.19
McCrometer | In-Line Flow Meters | No | 10602 | SCR 10-32 X 1/2 SOC CAP S18-8 | 1.1 | 0.01% | 1.09
McCrometer | In-Line Flow Meters | No | 1-4276 | Hand, Tot. Sweep, All Ratios (Plastic) | 4.4 | 0.01% | 4.39
McCrometer | In-Line Flow Meters | No | 1-4280 | Shaft, 11 Tooth Drive, (256/1) | 3.3 | 0.01% | 3.29
McCrometer | In-Line Flow Meters | No | 1-4281 | Hub, Magnet, (256/1) | 2.2 | 0.01% | 2.19
McCrometer | In-Line Flow Meters | No | 1-4321-1 | Hand, Indicator, CN-06, Red | 14.3 | 0.01% | 14.29
McCrometer | In-Line Flow Meters | No | 1-4326 | Hand, Test, CN-06 | 3.3 | 0.01% | 3.29
McCrometer | In-Line Flow Meters | No | 150010 | CAP 100nF 25V +/-5% 0805(2012 Metric) thkness 1.45mm SMD | 1.1 | 0.01% | 1.09
McCrometer | In-Line Flow Meters | No | 150011 | CAP 100nF 25V +/-5% 1206(3216 Metric) thkness 1.7mm SMD | 1.1 | 0.01% | 1.09
McCrometer | In-Line Flow Meters | No | 150016 | 100R 0.125W 1% 0805(2012 Metri C) SMD | 1.1 | 0.01% | 1.09
McCrometer | In-Line Flow Meters | No | 150017 | 3 MHz BW,2 V/us SR, Industrial 5-pin SOT23 (KS-5),Reel | 1.1 | 0.01% | 1.09
McCrometer | In-Line Flow Meters | No | 15013-00 | WIRE, COPPER TWIST SEALING | 1.1 | 0.01% | 1.09
McCrometer | In-Line Flow Meters | No | 15016-10 | TAMPER PROOF SEAL,PADLOCK TYPE ENVIRO NL-1, 6" SS WIRE | 2.2 | 0.01% | 2.19
McCrometer | In-Line Flow Meters | No | 10793 | SCR 6-32 X 1/2 SOC CAP 18-8 7/64 HEX SOCKET | 1.1 | 0.01% | 1.09
McCrometer | In-Line Flow Meters | No | 1-1101-8-5 | SCR SET 8-32 X 5/16 SOC HD Cone Point SS | 1.1 | 0.01% | 1.09
McCrometer | In-Line Flow Meters | No | 1-1113-4-4 | SCR 4-40 X 1/4 BH PHIL SS | 1.1 | 0.01% | 1.09
McCrometer | In-Line Flow Meters | No | 1-1116-3-4 | SCR 3-48 X 1/4 FLT HD PHIL SS | 1.1 | 0.01% | 1.09
McCrometer | In-Line Flow Meters | No | 2-2148-X | Shim Washer, Miter Gear Mat'l: Grade A Phos. Bronze | 2.2 | 0.01% | 2.19
McCrometer | In-Line Flow Meters | No | 1-1219 | Nut, 1" NC Plated Hex (24"-36") | 4.4 | 0.01% | 4.39
McCrometer | In-Line Flow Meters | No | 1-1223 | Nut, Hex, 1 1/4" NC, Plated Meter Head Bolt (42"-54") | 8.8 | 0.01% | 8.79
McCrometer | In-Line Flow Meters | No | 1-1251-7-24 | Bolt, 7/16-NC X 1-1/2", Hex Head Cap, SS | 2.2 | 0.01% | 2.19
McCrometer | In-Line Flow Meters | No | 1-1251-8-16 | BOLT HX HD 1/2-NCX1 SS | 3.3 | 0.01% | 3.29
McCrometer | In-Line Flow Meters | No | AGM011 | ORNG, Top Lid Custom, See Drawing | 3.3 | 0.01% | 3.29
McCrometer | In-Line Flow Meters | No | AGM013 | Spring Torsion, LH, SS .035Dia Straight Offset | 1.1 | 0.01% | 1.09
McCrometer | In-Line Flow Meters | No | EJ345-00 | CONN HSNG 3POS | 2.2 | 0.01% | 2.19
McCrometer | In-Line Flow Meters | No | 25011-00 | BOX (10")18-1/2"X 12-1/2"X 22" | 16.5 | 0.01% | 16.49
McCrometer | In-Line Flow Meters | No | 25012-00 | BOX,(12") 18" X 17" X 21-1/2" | 22 | 0.01% | 21.99
McCrometer | In-Line Flow Meters | No | 25213 | BOX 24" X 16" X 24" DBL WALL, WS LOGO IN BLUE | 12.1 | 0.01% | 12.09
McCrometer | In-Line Flow Meters | No | 1-1301-8-2 | Washer, Flat, 5/8", Plated Small OD | 1.1 | 0.01% | 1.09
McCrometer | In-Line Flow Meters | No | R0208-00 | SCALE INDEX .875 DIA CLR STK Clear Mylar Sticker | 3.3 | 0.01% | 3.29
McCrometer | In-Line Flow Meters | No | 72S0183M0140 | ORNG -009 BUNA 0.208 id x 0.070 w | 4.4 | 0.01% | 4.39
McCrometer | In-Line Flow Meters | No | 15016-00 | Seal Aluminum 1/2 | 2.2 | 0.01% | 2.19
McCrometer | In-Line Flow Meters | No | 10011-00 | WASH 3/8 316 | 2.2 | 0.01% | 2.19
McCrometer | In-Line Flow Meters | No | 10012-00 | SCR SET 10-32 X 1/8 18SS | 2.2 | 0.01% | 2.19
McCrometer | In-Line Flow Meters | No | 10013-00 | DRY PACK,SILICA GEL, FOOD GRD # DRI-PAX 5 GRAM | 4.4 | 0.01% | 4.39
McCrometer | In-Line Flow Meters | No | 10016-00 | SCR 10-32 X 1/2 SLTD SS | 2.2 | 0.01% | 2.19
McCrometer | In-Line Flow Meters | No | 10018-00 | SCR 10-32 X .75 W/HOLE SLTD 18-8 SS | 4.4 | 0.01% | 4.39
McCrometer | In-Line Flow Meters | No | 10019-00 | NUT, PAL .625-18 ZINC PLATED | 2.2 | 0.01% | 2.19
McCrometer | In-Line Flow Meters | No | 10022-00 | NUT HEX .25-20 18-8 SS NSF | 1.1 | 0.01% | 1.09
McCrometer | In-Line Flow Meters | No | 10023-00 | GSKT PVC 1.31 X 1.055 X 0.03 | 1.1 | 0.01% | 1.09
McCrometer | In-Line Flow Meters | No | 10025-00 | SCR SET 10-32 X .19 S316 STANDARD SOCKET CUP POINT | 2.2 | 0.01% | 2.19
McCrometer | In-Line Flow Meters | No | 10027-00 | SCR SET 10-32 X .44 18-8SS | 3.3 | 0.01% | 3.29
McCrometer | In-Line Flow Meters | No | 10040-00 | NUT HEX .375-24 UNF, 316SS NSF | 1.1 | 0.01% | 1.09
McCrometer | In-Line Flow Meters | No | 10041-00 | NUT,5/8-11 HEX JAM 316SS | 6.6 | 0.01% | 6.59
McCrometer | In-Line Flow Meters | No | 10046-10 | SCR CAP 1 X 3/8-16 HEX SS | 2.2 | 0.01% | 2.19
McCrometer | In-Line Flow Meters | No | 10049-10 | BOLT HX HD 5/16-18X3/4 SS | 2.2 | 0.01% | 2.19
McCrometer | In-Line Flow Meters | No | 10050-00 | BOLT HX HD 1/2-13X1 SS | 3.3 | 0.01% | 3.29
McCrometer | In-Line Flow Meters | No | 10051-00 | LABL SAFETY(RED)"DANGER"MYLAR "DO NOT REMOVE UNDER PRESSURE" | 2.2 | 0.01% | 2.19
McCrometer | In-Line Flow Meters | No | 10060-00 | LABEL - STATIC CAUTION | 2.2 | 0.01% | 2.19
McCrometer | In-Line Flow Meters | No | 10067-00 | BOLT CARR 3/8-16X2 18-8 SS | 6.6 | 0.01% | 6.59
McCrometer | In-Line Flow Meters | No | 10071-00 | NUT HEX 1/2-13 PLTD | 1.1 | 0.01% | 1.09
McCrometer | In-Line Flow Meters | No | 10074-00 | NUT, HEX FULL, 3/8-16 S304 | 2.2 | 0.01% | 2.19
McCrometer | In-Line Flow Meters | No | 10075-00 | NUT, HEX PLTD .625-11 | 1.1 | 0.01% | 1.09
McCrometer | In-Line Flow Meters | No | 10081-00 | WASH 7/8X2-1/4 18-8 S304 | 3.3 | 0.01% | 3.29
McCrometer | In-Line Flow Meters | No | 10083 | WASHER 1.312X.656X.17-.19 F436 Hardend, Plated Zinc | 2.2 | 0.01% | 2.19
McCrometer | In-Line Flow Meters | No | 10087-00 | SCR 3-48 X 5/16 PAN HD PHIL 18-8SS | 2.2 | 0.01% | 2.19
McCrometer | In-Line Flow Meters | No | 10095-00 | SCR 4-24 X 3/8 HEX WASH HD PLTD 3/16 HEX HEAD | 2.2 | 0.01% | 2.19
McCrometer | In-Line Flow Meters | No | 10099-00 | BOLT HX HD 1/2-13X1-1/4 18-8 | 3.3 | 0.01% | 3.29
McCrometer | In-Line Flow Meters | No | 91S0061M0010 | NUT SS LOCK,#5-40 NYL-INS R00 | 2.2 | 0.01% | 2.19
McCrometer | In-Line Flow Meters | No | 921000701 | COTTER PIN, LOCKING, SS, 3/8" REUSABLE STAILESS STEEL | 2.2 | 0.01% | 2.19
McCrometer | In-Line Flow Meters | No | 93007 | HEX NUT 3/8-16 316 SST | 2.2 | 0.01% | 2.19
McCrometer | In-Line Flow Meters | No | 93762 | SCREW MACH FH #10-32X3/4 18-8 FLAT HEAD 18-8 STAINLESS STEEL | 1.1 | 0.01% | 1.09
McCrometer | In-Line Flow Meters | No | AGM027 | Label - Warranty Void 1.0" X 0.5" | 3.3 | 0.01% | 3.29
McCrometer | In-Line Flow Meters | No | AGM037 | O-Ring Silicone Packet,6 Grams Dow Corning Molykote 111 | 6.6 | 0.01% | 6.59
McCrometer | In-Line Flow Meters | No | 10103-00 | SCR CAP 3/8-16 X 7/8 HEX SS | 2.2 | 0.01% | 2.19
McCrometer | In-Line Flow Meters | No | 10104-00 | SHIM, SS 18-8 5/8ODX1/2IDX.03T | 3.3 | 0.01% | 3.29
McCrometer | In-Line Flow Meters | No | 10105-00 | GSKT DIAP 1.250X1.0 MYL PKG 100 PER BAG | 2.2 | 0.01% | 2.19
McCrometer | In-Line Flow Meters | No | 10106-14 | SHIM .531X.379(+.010-0)X.062 MATERIAL: SS316 | 1.1 | 0.01% | 1.09
McCrometer | In-Line Flow Meters | No | 10110-10 | ORNG -024 BUNA 1.114 IDx0.070w McMAST#9452K78 | 1.1 | 0.01% | 1.09
McCrometer | In-Line Flow Meters | No | 10110-11 | ORNG -024 VITON 1.114 id x 0.070 w | 3.3 | 0.01% | 3.29
McCrometer | In-Line Flow Meters | No | 10112-06 | M0306 TEMPLATE HOLE CUTOUT PIPE RANGE (6.14"-8.16") | 7.7 | 0.01% | 7.69
McCrometer | In-Line Flow Meters | No | 10123-00 | BALL,.090DIA F/R0200 CHRM STL | 3.3 | 0.01% | 3.29
McCrometer | In-Line Flow Meters | No | 10142-20 | SCR 10-32 X 3 W/HOLE FH SS | 6.6 | 0.01% | 6.59
McCrometer | In-Line Flow Meters | No | 10142-30 | SCR 10-32 X 2-3/4" LENGTH 18-8 SLOTTED FILLISTER HEAD 18-8 SS | 3.3 | 0.01% | 3.29
McCrometer | In-Line Flow Meters | No | 10143-00 | BOLT HX HD 7/16-14X2 18-8 | 6.6 | 0.01% | 6.59
McCrometer | In-Line Flow Meters | No | 10144-00 | BOLT HX HD 3/8-16X1-3/4 18-8 | 3.3 | 0.01% | 3.29
McCrometer | In-Line Flow Meters | No | 10146-00 | BOLT HX HD 1/2-13X2-1/2 18-8SS | 6.6 | 0.01% | 6.59
McCrometer | In-Line Flow Meters | No | 10152-10 | GSKT 3.00 FULL FACE FLG F/HWS MAT. "VELLUMOID" | 6.6 | 0.01% | 6.59
McCrometer | In-Line Flow Meters | No | 10180-00 | ORNG -237 BUNA 70 SHORE 3.359 id x 0.139 w | 1.1 | 0.01% | 1.09
McCrometer | In-Line Flow Meters | No | 10190 | WASH .531X1.06X.188 HRD Z-PLT ZINC PLATED | 2.2 | 0.01% | 2.19
McCrometer | In-Line Flow Meters | No | 10224-00 | REG.CROSS SHAFT SINGLE LEAD | 3.3 | 0.01% | 3.29
McCrometer | In-Line Flow Meters | No | 10240-00 | ORNG -151 BUNA 2.987 id x 0.103 w | 2.2 | 0.01% | 2.19
McCrometer | In-Line Flow Meters | No | 10247-00 | SCR 10-32 X 1-1/4 FLT HD SLTD 18-8SS | 2.2 | 0.01% | 2.19
McCrometer | In-Line Flow Meters | No | 10248-00 | LABEL, "MADE IN THE USA" | 2.2 | 0.01% | 2.19
McCrometer | In-Line Flow Meters | No | 10269 | STANDOFF SNAP 8-32 x 5/8" LG NEWARK P/N 81N1674 | 3.3 | 0.01% | 3.29
McCrometer | In-Line Flow Meters | No | 10280-10 | LABEL FLOW MC 1.25"X3.25" | 2.2 | 0.01% | 2.19
McCrometer | In-Line Flow Meters | No | 10280-20 | LABEL FLOW WS 1.25"X3.25" | 2.2 | 0.01% | 2.19
McCrometer | In-Line Flow Meters | No | 10283 | ORNG -337 VITON BROWN 2.975 id x 0.210 w | 6.6 | 0.01% | 6.59
McCrometer | In-Line Flow Meters | No | 10284 | ORNG -223 VITON 1.609 id x 0.139 w | 6.6 | 0.01% | 6.59
McCrometer | In-Line Flow Meters | No | 10285 | ORNG -241 BUNA 70 3.859 ID x 0.139 W | 1.1 | 0.01% | 1.09
McCrometer | In-Line Flow Meters | No | 10303 | STANDOFF 8-32 M X F X 2"LG BRS HEX, NICKEL PLATED | 3.3 | 0.01% | 3.29
McCrometer | In-Line Flow Meters | No | 10569 | SCR SET 8-32 X 5/16 SOC HD S316 CONE POINT | 1.1 | 0.01% | 1.09
McCrometer | In-Line Flow Meters | No | 10583 | SNAP RING HO-125 SS 15-7 MO NSF | 2.2 | 0.01% | 2.19
McCrometer | In-Line Flow Meters | No | 10605 | SCR 10-32 X 1-1/4 SLT FH S18-8 | 2.2 | 0.01% | 2.19
McCrometer | In-Line Flow Meters | No | CV100-00 | Clevis Pin SS F/Canopy | 2.2 | 0.01% | 2.19
McCrometer | In-Line Flow Meters | No | AGM014 | Spring Torsion, RH, SS .035Dia Straight Offset | 1.1 | 0.01% | 1.09
McCrometer | In-Line Flow Meters | No | 55016-08 | TAMPER PROOF SEAL, ROTO SEAL 8" LG, 4X.009 SS WIRE, MC LOGO | 2.2 | 0.01% | 2.19
McCrometer | In-Line Flow Meters | No | 72S0183M0800 | RING BU 11-215 BUNA DUR 70 R13 S | 1.1 | 0.01% | 1.09
McCrometer | In-Line Flow Meters | No | T0399-10 | ORNG -369 BUNA 7.975 IDx.210W McMAST#9452K393 | 9.9 | 0.01% | 9.89
McCrometer | In-Line Flow Meters | No | T0399-11 | ORNG -377 BUNA 9.975 id x 0.210 w | 9.9 | 0.01% | 9.89
McCrometer | In-Line Flow Meters | No | 900.000.345 | Gasket AS084 for A733 addWAVE | 3.3 | 0.01% | 3.29
McCrometer | In-Line Flow Meters | No | TOB020 | ORNG, TOBY, BATT. LID, BUNA-N CUSTOM, SEE DRAWING | 5.5 | 0.01% | 5.49
McCrometer | In-Line Flow Meters | No | 10834 | Washer,# 6,Internal Tooth 18-8SS PN:91757A103 | 1.1 | 0.01% | 1.09
McCrometer | In-Line Flow Meters | No | 10845 | TUBING,SHRINK,POLY,GRN, 1/16"ID BEFORE; 1/32"ID AFTER | 1.1 | 0.01% | 1.09
McCrometer | In-Line Flow Meters | No | 1-1301-12-1 | Washer, Flat 2.5"x1.06" pltd U.S.S. Standard | 3.3 | 0.01% | 3.29
McCrometer | In-Line Flow Meters | No | 1-1301-14 | Washer, Flat, 7/16" Brass .05"-.08"THK 1.12"OD .5"ID MIN | 3.3 | 0.01% | 3.29
McCrometer | In-Line Flow Meters | No | 1-1552-2 | ORNG -446 BUNA 8.475 id x 0.275 w | 46.2 | 0.01% | 46.19
McCrometer | In-Line Flow Meters | No | TOB018 | ORNG, TOBY, BASEPLATE, BUNA-N CUSTOM, SEE DRAWING | 8.8 | 0.01% | 8.79
McCrometer | In-Line Flow Meters | No | DATA-ATT-006 | Data Plan,ATT,Annual, 6-24x per day | 85 | 0.01% | 84.99
McCrometer | In-Line Flow Meters | No | 30120-47 | IOM, M-SERIES CONVERTER 20# PPR, DS, 3HP, STPL L CRNR | 39 | 0.01% | 38.99
McCrometer | In-Line Flow Meters | No | 30120-48 | IOM, 394L & 395L SENSORS 20# PPR, DS, STPL L CRNR | 37 | 0.01% | 36.99
McCrometer | In-Line Flow Meters | No | 19075-00 | MC CROMETER TOUCH-UP PAINT GREEN, SPRAY CANS (MSDS REQ.) | 25 | 0.01% | 24.99
McCrometer | In-Line Flow Meters | No | VFUR08A2D9-C1 | 123 | 136 | 0.01% | 135.98
McCrometer | In-Line Flow Meters | No | 9999AT-12 | ACCURACY TEST 12" METER | 662 | 0.01% | 661.93
McCrometer | In-Line Flow Meters | No | NDT-HT-18-CS | HYDROSTATIC TEST | 664.4 | 0.01% | 664.33
McCrometer | In-Line Flow Meters | No | NDT-HT-.5-SS | HYDROSTATIC TEST | 399.3 | 0.01% | 399.26
McCrometer | In-Line Flow Meters | No | CAL-FRH | CALIBRATION F & R @ HEMET FORWARD & REVERSE CAL @ HEMET | 314.6 | 0.01% | 314.56
McCrometer | In-Line Flow Meters | No | NDT-RT-8-60 | X-RAY 100% OF FLANGE BUTT WELDS I.A.W. ASME B31.3 | 834.9 | 0.01% | 834.81
McCrometer | In-Line Flow Meters | No | NDT-RT-2-XXS | X-RAY 100% OF FLANGE BUTT WELDS I.A.W. ASME B31.3 | 726 | 0.01% | 725.92
McCrometer | In-Line Flow Meters | No | NDT-FE | FERRITE CONTENT MEASUREMENT | 667.7 | 0.01% | 667.63
McCrometer | In-Line Flow Meters | No | NDT-FE-S | FERRITE CONTENT MEASUREMENT INTERNAL | 667.7 | 0.01% | 667.63
McCrometer | In-Line Flow Meters | No | NDT-HT-8-SS | HYDROSTATIC TEST | 764.5 | 0.01% | 764.42
McCrometer | In-Line Flow Meters | No | NDT-MT-12 | MAG PARTICLE EXAM OF PRES BOUNDRY WLDS I.A.W. ASME B31.3 | 235.4 | 0.01% | 235.37
McCrometer | In-Line Flow Meters | No | NDT-MT-16 | MAG PARTICLE EXAM OF PRES BOUNDRY WLDS I.A.W. ASME B31.3 | 368.5 | 0.01% | 368.46
McCrometer | In-Line Flow Meters | No | NDT-MT-2 | MAG PARTICLE EXAM OF PRES BOUNDRY WLDS I.A.W. ASME B31.3 | 201.3 | 0.01% | 201.27
McCrometer | In-Line Flow Meters | No | NDT-MT-24 | MAG PARTICLE EXAM OF PRES BOUNDRY WLDS I.A.W. ASME B31.3 | 368.5 | 0.01% | 368.46
McCrometer | In-Line Flow Meters | No | NDT-MT-3 | MAG PARTICLE EXAM OF PRES BOUNDRY WLDS I.A.W. ASME B31.3 | 201.3 | 0.01% | 201.27
McCrometer | In-Line Flow Meters | No | NDT-MT-4 | MAG PARTICLE EXAM OF PRES BOUNDRY WLDS I.A.W. ASME B31.3 | 201.3 | 0.01% | 201.27
McCrometer | In-Line Flow Meters | No | NDT-MT-6 | MAG PARTICLE EXAM OF PRES BOUNDRY WLDS I.A.W. ASME B31.3 | 201.3 | 0.01% | 201.27
McCrometer | In-Line Flow Meters | No | NDT-NACE | HARDNESS TEST OF PRESSURE BOUNDARY WELDS IAW NACE MR0175 | 339.9 | 0.01% | 339.86
McCrometer | In-Line Flow Meters | No | NDT-PMI | POSITIVE MAT ID PRES BOUNDRY COMP/WLDS I.A.W. ASME B31.3 | 573.1 | 0.01% | 573.04
McCrometer | In-Line Flow Meters | No | NDT-PMI-MCC | POSITIVE MAT ID PRES BOUNDRY COMP/WLDS IAW ASME B31.3 @ MCC | 573.1 | 0.01% | 573.04
McCrometer | In-Line Flow Meters | No | NDT-PT-.5 | DYE PENETRANT OF PRES BOUNDRY WLDS I.A.W. ASME B31.3 | 167.2 | 0.01% | 167.18
McCrometer | In-Line Flow Meters | No | NDT-PT-.75 | DYE PENETRANT OF PRES BOUNDRY WLDS I.A.W. ASME B31.3 | 167.2 | 0.01% | 167.18
McCrometer | In-Line Flow Meters | No | NDT-PT-1 | DYE PENETRANT OF PRES BOUNDRY WLDS I.A.W. ASME B31.3 | 167.2 | 0.01% | 167.18
McCrometer | In-Line Flow Meters | No | NDT-PT-1.5 | DYE PENETRANT OF PRES BOUNDRY WLDS I.A.W. ASME B31.3 | 167.2 | 0.01% | 167.18
McCrometer | In-Line Flow Meters | No | NDT-PT-10 | DYE PENETRANT OF PRES BOUNDRY WLDS I.A.W. ASME B31.3 | 195.8 | 0.01% | 195.78
McCrometer | In-Line Flow Meters | No | NDT-PT-12 | DYE PENETRANT OF PRES BOUNDRY WLDS I.A.W. ASME B31.3 | 195.8 | 0.01% | 195.78
McCrometer | In-Line Flow Meters | No | NDT-PT-14 | DYE PENETRANT OF PRES BOUNDRY WLDS I.A.W. ASME B31.3 | 195.8 | 0.01% | 195.78
McCrometer | In-Line Flow Meters | No | NDT-PT-16 | DYE PENETRANT OF PRES BOUNDRY WLDS I.A.W. ASME B31.3 | 305.8 | 0.01% | 305.76
McCrometer | In-Line Flow Meters | No | NDT-PT-18 | DYE PENETRANT OF PRES BOUNDRY WLDS I.A.W. ASME B31.3 | 305.8 | 0.01% | 305.76
McCrometer | In-Line Flow Meters | No | NDT-PT-2 | DYE PENETRANT OF PRES BOUNDRY WLDS I.A.W. ASME B31.3 | 167.2 | 0.01% | 167.18
McCrometer | In-Line Flow Meters | No | NDT-PT-2.5 | DYE PENETRANT OF PRES BOUNDRY WLDS I.A.W. ASME B31.3 | 167.2 | 0.01% | 167.18
McCrometer | In-Line Flow Meters | No | NDT-PT-20 | DYE PENETRANT OF PRES BOUNDRY WLDS I.A.W. ASME B31.3 | 195.8 | 0.01% | 195.78
McCrometer | In-Line Flow Meters | No | NDT-PT-24 | DYE PENETRANT OF PRES BOUNDRY WLDS I.A.W. ASME B31.3 | 195.8 | 0.01% | 195.78
McCrometer | In-Line Flow Meters | No | NDT-PT-3 | DYE PENETRANT OF PRES BOUNDRY WLDS I.A.W. ASME B31.3 | 167.2 | 0.01% | 167.18
McCrometer | In-Line Flow Meters | No | NDT-PT-3-C3 | DYE PENETRANT OF PRES BOUNDRY WLDS I.A.W. ASME B31.3 | 167.2 | 0.01% | 167.18
McCrometer | In-Line Flow Meters | No | NDT-PT-4 | DYE PENETRANT OF PRES BOUNDRY WLDS I.A.W. ASME B31.3 | 167.2 | 0.01% | 167.18
McCrometer | In-Line Flow Meters | No | NDT-PT-5 | DYE PENETRANT OF PRES BOUNDRY WLDS I.A.W. ASME B31.3 | 167.2 | 0.01% | 167.18
McCrometer | In-Line Flow Meters | No | NDT-PT-6 | DYE PENETRANT OF PRES BOUNDRY WLDS I.A.W. ASME B31.3 | 167.2 | 0.01% | 167.18
McCrometer | In-Line Flow Meters | No | NDT-PT-8 | DYE PENETRANT OF PRES BOUNDRY WLDS I.A.W. ASME B31.3 | 235.4 | 0.01% | 235.37
McCrometer | In-Line Flow Meters | No | NDT-PT-S | DYE PENETRANT OF PRES-EDIT BOUNDRY WLDS I.A.W. ASME B31.3 | 368.5 | 0.01% | 368.46
McCrometer | In-Line Flow Meters | No | NDT-RT-.5-40 | X-RAY 100% OF FLANGE BUTT WELDS I.A.W. ASME B31.3 | 555.5 | 0.01% | 555.44
McCrometer | In-Line Flow Meters | No | NDT-RT-.5-80 | X-RAY 100% OF FLANGE BUTT WELDS I.A.W. ASME B31.3 | 667.7 | 0.01% | 667.63
McCrometer | In-Line Flow Meters | No | NDT-RT-1.5-160 | X-RAY 100% OF FLANGE BUTT WELDS I.A.W. ASME B31.3 | 667.7 | 0.01% | 667.63
McCrometer | In-Line Flow Meters | No | NDT-RT-1.5-80 | X-RAY 100% OF FLANGE BUTT WELDS I.A.W. ASME B31.3 | 667.7 | 0.01% | 667.63
McCrometer | In-Line Flow Meters | No | NDT-RT-10-160 | X-RAY 100% OF FLANGE BUTT WELDS I.A.W. ASME B31.3 | 834.9 | 0.01% | 834.81
McCrometer | In-Line Flow Meters | No | NDT-RT-10-40 | X-RAY 100% OF FLANGE BUTT WELDS I.A.W. ASME B31.3 | 696.3 | 0.01% | 696.23
McCrometer | In-Line Flow Meters | No | NDT-RT-10-80 | X-RAY 100% OF FLANGE BUTT WELDS I.A.W. ASME B31.3 | 834.9 | 0.01% | 834.81
McCrometer | In-Line Flow Meters | No | NDT-RT-10-X | X-RAY 100% OF FLANGE BUTT WELDS I.A.W. ASME B31.3 | 1043.9 | 0.01% | 1043.79
McCrometer | In-Line Flow Meters | No | NDT-RT-10-XX | X-RAY 100% OF FLANGE BUTT WELDS I.A.W. ASME B31.3 | 834.9 | 0.01% | 834.81
McCrometer | In-Line Flow Meters | No | NDT-RT-12-120 | X-RAY 100% OF FLANGE BUTT WELDS I.A.W. ASME B31.3 | 834.9 | 0.01% | 834.81
McCrometer | In-Line Flow Meters | No | NDT-RT-12-140 | X-RAY 100% OF FLANGE BUTT WELDS I.A.W. ASME B31.3 | 834.9 | 0.01% | 834.81
McCrometer | In-Line Flow Meters | No | NDT-RT-12-160 | X-RAY 100% OF FLANGE BUTT WELDS I.A.W. ASME B31.3 | 834.9 | 0.01% | 834.81
McCrometer | In-Line Flow Meters | No | NDT-RT-12-40 | X-RAY 100% OF FLANGE BUTT WELDS I.A.W. ASME B31.3 | 696.3 | 0.01% | 696.23
McCrometer | In-Line Flow Meters | No | NDT-RT-12-80 | X-RAY 100% OF FLANGE BUTT WELDS I.A.W. ASME B31.3 | 834.9 | 0.01% | 834.81
McCrometer | In-Line Flow Meters | No | NDT-RT-12-STD | X-RAY 100% OF FLANGE BUTT WELDS I.A.W. ASME B31.3 | 696.3 | 0.01% | 696.23
McCrometer | In-Line Flow Meters | No | NDT-RT-1-40 | X-RAY 100% OF FLANGE BUTT WELDS I.A.W. ASME B31.3 | 555.5 | 0.01% | 555.44
McCrometer | In-Line Flow Meters | No | NDT-RT-14-100 | X-RAY 100% OF FLANGE BUTT WELDS I.A.W. ASME B31.3 | 834.9 | 0.01% | 834.81
McCrometer | In-Line Flow Meters | No | NDT-RT-14-40 | X-RAY 100% OF FLANGE BUTT WELDS I.A.W. ASME B31.3 | 696.3 | 0.01% | 696.23
McCrometer | In-Line Flow Meters | No | NDT-RT-14-80 | X-RAY 100% OF FLANGE BUTT WELDS I.A.W. ASME B31.3 | 834.9 | 0.01% | 834.81
McCrometer | In-Line Flow Meters | No | NDT-RT-14-STD | X-RAY 100% OF FLANGE BUTT WELDS I.A.W. ASME B31.3 | 696.3 | 0.01% | 696.23
McCrometer | In-Line Flow Meters | No | NDT-RT-16-140 | X-RAY 100% OF FLANGE BUTT WELDS I.A.W. ASME B31.3 | 1167.1 | 0.01% | 1166.98
McCrometer | In-Line Flow Meters | No | NDT-RT-16-80 | X-RAY 100% OF FLANGE BUTT WELDS I.A.W. ASME B31.3 | 1167.1 | 0.01% | 1166.98
McCrometer | In-Line Flow Meters | No | NDT-RT-16-STD | X-RAY 100% OF FLANGE BUTT WELDS I.A.W. ASME B31.3 | 971.3 | 0.01% | 971.2
McCrometer | In-Line Flow Meters | No | NDT-RT-16-X | X-RAY 100% OF FLANGE BUTT WELDS I.A.W. ASME B31.3 | 1458.6 | 0.01% | 1458.45
McCrometer | In-Line Flow Meters | No | NDT-RT-1-80 | X-RAY 100% OF FLANGE BUTT WELDS I.A.W. ASME B31.3 | 667.7 | 0.01% | 667.63
McCrometer | In-Line Flow Meters | No | NDT-RT-18-40 | X-RAY 100% OF FLANGE BUTT WELDS I.A.W. ASME B31.3 | 971.3 | 0.01% | 971.2
McCrometer | In-Line Flow Meters | No | NDT-RT-18-80 | X-RAY 100% OF FLANGE BUTT WELDS I.A.W. ASME B31.3 | 1167.1 | 0.01% | 1166.98
McCrometer | In-Line Flow Meters | No | NDT-RT-18-STD | X-RAY 100% OF FLANGE BUTT WELDS I.A.W. ASME B31.3 | 971.3 | 0.01% | 971.2
McCrometer | In-Line Flow Meters | No | NDT-RT-2.5-40 | X-RAY 100% OF FLANGE BUTT WELDS I.A.W. ASME B31.3 | 555.5 | 0.01% | 555.44
McCrometer | In-Line Flow Meters | No | NDT-RT-2.5-80 | X-RAY 100% OF FLANGE BUTT WELDS I.A.W. ASME B31.3 | 667.7 | 0.01% | 667.63
McCrometer | In-Line Flow Meters | No | NDT-RT-20-40 | X-RAY 100% OF FLANGE BUTT WELDS I.A.W. ASME B31.3 | 971.3 | 0.01% | 971.2
McCrometer | In-Line Flow Meters | No | NDT-RT-20-80 | X-RAY 100% OF FLANGE BUTT WELDS I.A.W. ASME B31.3 | 1167.1 | 0.01% | 1166.98
McCrometer | In-Line Flow Meters | No | NDT-RT-20-STD | X-RAY 100% OF FLANGE BUTT WELDS I.A.W. ASME B31.3 | 971.3 | 0.01% | 971.2
McCrometer | In-Line Flow Meters | No | NDT-RT-2-160 | X-RAY 100% OF FLANGE BUTT WELDS I.A.W. ASME B31.3 | 667.7 | 0.01% | 667.63
McCrometer | In-Line Flow Meters | No | NDT-RT-2-40 | X-RAY 100% OF FLANGE BUTT WELDS I.A.W. ASME B31.3 | 555.5 | 0.01% | 555.44
McCrometer | In-Line Flow Meters | No | NDT-RT-24-160 | X-RAY 100% OF FLANGE BUTT WELDS I.A.W. ASME B31.3 | 1668.7 | 0.01% | 1668.53
McCrometer | In-Line Flow Meters | No | NDT-RT-24-40 | X-RAY 100% OF FLANGE BUTT WELDS I.A.W. ASME B31.3 | 971.3 | 0.01% | 971.2
McCrometer | In-Line Flow Meters | No | NDT-RT-24-80 | X-RAY 100% OF FLANGE BUTT WELDS I.A.W. ASME B31.3 | 1668.7 | 0.01% | 1668.53
McCrometer | In-Line Flow Meters | No | NDT-RT-24-STD | X-RAY 100% OF FLANGE BUTT WELDS I.A.W. ASME B31.3 | 971.3 | 0.01% | 971.2
McCrometer | In-Line Flow Meters | No | NDT-RT-2-80 | X-RAY 100% OF FLANGE BUTT WELDS I.A.W. ASME B31.3 | 667.7 | 0.01% | 667.63
McCrometer | In-Line Flow Meters | No | NDT-RT-2-XX | X-RAY 100% OF FLANGE BUTT WELDS I.A.W. ASME B31.3 | 834.9 | 0.01% | 834.81
McCrometer | In-Line Flow Meters | No | NDT-RT-3-160 | X-RAY 100% OF FLANGE BUTT WELDS I.A.W. ASME B31.3 | 667.7 | 0.01% | 667.63
McCrometer | In-Line Flow Meters | No | NDT-RT-3-40 | X-RAY 100% OF FLANGE BUTT WELDS I.A.W. ASME B31.3 | 667.7 | 0.01% | 667.63
McCrometer | In-Line Flow Meters | No | NDT-RT-3-80 | X-RAY 100% OF FLANGE BUTT WELDS I.A.W. ASME B31.3 | 667.7 | 0.01% | 667.63
McCrometer | In-Line Flow Meters | No | NDT-RT-3-XX | X-RAY 100% OF FLANGE BUTT WELDS I.A.W. ASME B31.3 | 834.9 | 0.01% | 834.81
McCrometer | In-Line Flow Meters | No | NDT-RT-4-160 | X-RAY 100% OF FLANGE BUTT WELDS I.A.W. ASME B31.3 | 667.7 | 0.01% | 667.63
McCrometer | In-Line Flow Meters | No | NDT-RT-4-40 | X-RAY 100% OF FLANGE BUTT WELDS I.A.W. ASME B31.3 | 555.5 | 0.01% | 555.44
McCrometer | In-Line Flow Meters | No | NDT-RT-4-80 | X-RAY 100% OF FLANGE BUTT WELDS I.A.W. ASME B31.3 | 667.7 | 0.01% | 667.63
McCrometer | In-Line Flow Meters | No | NDT-RT-4-XX | X-RAY 100% OF FLANGE BUTT WELDS I.A.W. ASME B31.3 | 834.9 | 0.01% | 834.81
McCrometer | In-Line Flow Meters | No | NDT-RT-5-40 | X-RAY 100% OF FLANGE BUTT WELDS I.A.W. ASME B31.3 | 667.7 | 0.01% | 667.63
McCrometer | In-Line Flow Meters | No | NDT-RT-6-120 | X-RAY 100% OF FLANGE BUTT WELDS I.A.W. ASME B31.3 | 667.7 | 0.01% | 667.63
McCrometer | In-Line Flow Meters | No | NDT-RT-6-160 | X-RAY 100% OF FLANGE BUTT WELDS I.A.W. ASME B31.3 | 667.7 | 0.01% | 667.63
McCrometer | In-Line Flow Meters | No | NDT-RT-6-40 | X-RAY 100% OF FLANGE BUTT WELDS I.A.W. ASME B31.3 | 667.7 | 0.01% | 667.63
McCrometer | In-Line Flow Meters | No | NDT-RT-6-80 | X-RAY 100% OF FLANGE BUTT WELDS I.A.W. ASME B31.3 | 667.7 | 0.01% | 667.63
McCrometer | In-Line Flow Meters | No | NDT-RT-6-XX | X-RAY 100% OF FLANGE BUTT WELDS I.A.W. ASME B31.3 | 834.9 | 0.01% | 834.81
McCrometer | In-Line Flow Meters | No | NDT-RT-8-120 | X-RAY 100% OF FLANGE BUTT WELDS I.A.W. ASME B31.3 | 834.9 | 0.01% | 834.81
McCrometer | In-Line Flow Meters | No | NDT-RT-8-160 | X-RAY 100% OF FLANGE BUTT WELDS I.A.W. ASME B31.3 | 834.9 | 0.01% | 834.81
McCrometer | In-Line Flow Meters | No | NDT-RT-8-40 | X-RAY 100% OF FLANGE BUTT WELDS I.A.W. ASME B31.3 | 696.3 | 0.01% | 696.23
McCrometer | In-Line Flow Meters | No | NDT-RT-8-80 | X-RAY 100% OF FLANGE BUTT WELDS I.A.W. ASME B31.3 | 834.9 | 0.01% | 834.81
McCrometer | In-Line Flow Meters | No | NDT-RT-8-XX | X-RAY 100% OF FLANGE BUTT WELDS I.A.W. ASME B31.3 | 834.9 | 0.01% | 834.81
McCrometer | In-Line Flow Meters | No | NDT-RT-S-0.500 | X-RAY 100% OF FLANGE BUTT WELDS I.A.W. ASME B31.3 | 971.3 | 0.01% | 971.2
McCrometer | In-Line Flow Meters | No | NDT-UT-1-40 | ULTRASONIC TEST 100% FLG BUTT WELDS I.A.W. ASME B31.3 | 555.5 | 0.01% | 555.44
McCrometer | In-Line Flow Meters | No | NDT-UT-16-80 | ULTRASONIC TEST 100% FLG BUTT WELDS I.A.W. ASME B31.3 | 1167.1 | 0.01% | 1166.98
McCrometer | In-Line Flow Meters | No | NDT-UT-1-80 | ULTRASONIC TEST 100% FLG BUTT WELDS I.A.W. ASME B31.3 | 667.7 | 0.01% | 667.63
McCrometer | In-Line Flow Meters | No | NDT-UT-24-80 | ULTRASONIC TEST 100% FLG BUTT WELDS I.A.W. ASME B31.3 | 1668.7 | 0.01% | 1668.53
McCrometer | In-Line Flow Meters | No | NDT-UT-36-40 | ULTRASONIC TEST 100% FLG BUTT WELDS I.A.W. ASME B31.3 | 972.4 | 0.01% | 972.3
McCrometer | In-Line Flow Meters | No | NDT-UT-3-80 | ULTRASONIC TEST 100% FLG BUTT WELDS I.A.W. ASME B31.3 | 667.7 | 0.01% | 667.63
McCrometer | In-Line Flow Meters | No | NDT-UT-8-40 | ULTRASONIC TEST 100% FLG BUTT WELDS I.A.W. ASME B31.3 | 696.3 | 0.01% | 696.23
McCrometer | In-Line Flow Meters | No | CAL-VC-12 | FACTORY RECLAIBRATION/CLEANING CLEAN AND RECALIBRATED METER | 4598 | 0.01% | 4597.54
McCrometer | In-Line Flow Meters | No | CAL-VC-6 | FACTORY RECLAIBRATION/CLEANING CLEAN AND RECALIBRATED METER | 515.9 | 0.01% | 515.84
McCrometer | In-Line Flow Meters | No | CRN-ABSA | CRN CERTIFICATION ALBERTA | 47.3 | 0.01% | 47.29
McCrometer | In-Line Flow Meters | No | CRN-ACI | CRN CERTIFICATION SEE LIST OF PROVINANCE | 47.3 | 0.01% | 47.29
McCrometer | In-Line Flow Meters | No | CRN-BCSA | CRN CERTIFICATION BRITISH COLUMBIA | 47.3 | 0.01% | 47.29
McCrometer | In-Line Flow Meters | No | CRN-CSA | CRN CERTIFICATION MANITOBA,QUEBEC,SASKATCHEWAN | 47.3 | 0.01% | 47.29
McCrometer | In-Line Flow Meters | No | CRN-QC | CRN CERTIFICATION QUEBEC | 47.3 | 0.01% | 47.29
McCrometer | In-Line Flow Meters | No | CRN-SK | CRN CERTIFICATION SASKATCHEWAN | 47.3 | 0.01% | 47.29
McCrometer | In-Line Flow Meters | No | CRN-TSSA | CRN CERTIFICATION ONTARIO | 47.3 | 0.01% | 47.29
McCrometer | In-Line Flow Meters | No | NDT-VT | VISUAL INSPECTION TEST | 242 | 0.01% | 241.97
McCrometer | In-Line Flow Meters | No | VC-WG-C2 | WET GAS CORRECTION | 1394.8 | 0.01% | 1394.66
McCrometer | In-Line Flow Meters | No | VC-WG-CD | WET GAS CD SHIFT | 698.5 | 0.01% | 698.43
McCrometer | In-Line Flow Meters | No | DM02-NSMB3222 | DM02NSMB3222 | 1576.11 | 0.01% | 1575.95
McCrometer | In-Line Flow Meters | No | PC-RA1 | PROCOMM AC | 1904.6 | 0.01% | 1904.4
McCrometer | In-Line Flow Meters | No | PC-MA1 | PROCOMM AC METER MOUNT | 1904.6 | 0.01% | 1904.4
McCrometer | In-Line Flow Meters | No | DM02-NSMB1001 | 2" DURAMAG PROCOMM GO BATT | 2022.3 | 0.01% | 2022.09
McCrometer | In-Line Flow Meters | No | DM02-NSMB | DM02NSMB | 2039.42 | 0.01% | 2039.21
McCrometer | In-Line Flow Meters | No | PC-RD1 | PROCOMM DC | 2068.31 | 0.01% | 2068.1
McCrometer | In-Line Flow Meters | No | PC-RA1-SEN | PROCOMM AC | 2068.31 | 0.01% | 2068.1
McCrometer | In-Line Flow Meters | No | PC-MD1 | PROCOMM DC | 2068.31 | 0.01% | 2068.1
McCrometer | In-Line Flow Meters | No | DM02-NSMB1001-LP | 2" DURAMAG PROCOMM GO BATT | 2123.95 | 0.01% | 2123.73
McCrometer | In-Line Flow Meters | No | PC-MA7-SEN | PROCOMM AC | 2162.47 | 0.01% | 2162.25
McCrometer | In-Line Flow Meters | No | DM02-NSMB1011 | DM02NSMB1011 | 2167.82 | 0.01% | 2167.6
McCrometer | In-Line Flow Meters | No | DM03-NSMB | 3" DURAMAG, WAFER, BATTERY | 2177.45 | 0.01% | 2177.23
McCrometer | In-Line Flow Meters | No | DM02-NSMB1021 | 2" DURAMAG PROCOMM GO BATT | 2192.43 | 0.01% | 2192.21
McCrometer | In-Line Flow Meters | No | PC-RA7-SEN | PROCOMM AC | 2259.84 | 0.01% | 2259.61
McCrometer | In-Line Flow Meters | No | PC-RA7-IT6 | PROCOMM AC | 2270.54 | 0.01% | 2270.31
McCrometer | In-Line Flow Meters | No | PC-MA7-NEP | PROCOMM AC | 2270.54 | 0.01% | 2270.31
McCrometer | In-Line Flow Meters | No | DM02-NSMB3001 | 2" DURAMAG PROCOMM GO BATT, NO SPOOL | 2291.94 | 0.01% | 2291.71
McCrometer | In-Line Flow Meters | No | DM04-1SMB | 4" DURAMAG, BATTERY | 2310.13 | 0.01% | 2309.89
McCrometer | In-Line Flow Meters | No | DM04-1SMB-LS | 4" DURAMAG PROCOMM GO BATT | 2310.13 | 0.01% | 2309.89
McCrometer | In-Line Flow Meters | No | DM04-1SMB-L20 | 4" DURAMAG PROCOMM GO BATT | 2320.83 | 0.01% | 2320.59
McCrometer | In-Line Flow Meters | No | DM03-NSMB10041 | 3" DURAMAG PROCOMM GO BATT | 2330.46 | 0.01% | 2330.22
McCrometer | In-Line Flow Meters | No | DM03-NSMB1041 | 3" DURAMAG PROCOMM GO BATT | 2330.46 | 0.01% | 2330.22
McCrometer | In-Line Flow Meters | No | DM02-1SMF | 2" DURAMAG PROCOMM GO DC | 2348.65 | 0.01% | 2348.41
McCrometer | In-Line Flow Meters | No | DM04-1SMB2101 | 4" DURAMAG PROCOMM GO BATT | 2392.52 | 0.01% | 2392.28
McCrometer | In-Line Flow Meters | No | DM04-1SMB1001 | 4" DURAMAG PROCOMM GO BATT | 2394.66 | 0.01% | 2394.42
McCrometer | In-Line Flow Meters | No | DM04-1SMB-L14 | 4" DURAMAG PROCOMM GO BATT | 2395.73 | 0.01% | 2395.49
McCrometer | In-Line Flow Meters | No | DM02-NSMB3221 | 2" DURAMAG PROCOMM GO BATT | 2420.34 | 0.01% | 2420.09
McCrometer | In-Line Flow Meters | No | PC-MD7-SEN | PROCOMM DC | 2434.25 | 0.01% | 2434
McCrometer | In-Line Flow Meters | No | PC-RD7-SEN | PROCOMM DC | 2434.25 | 0.01% | 2434
McCrometer | In-Line Flow Meters | No | DM04-1SMB1011-LS | 4" DURAMAG PROCOMM GO BATT, COMPETITOR LENGTH | 2438.53 | 0.01% | 2438.28
McCrometer | In-Line Flow Meters | No | DM04-1SMB1011 | 4" DURAMAG PROCOMM GO BATT, PULSE 6' CABLE | 2438.53 | 0.01% | 2438.28
McCrometer | In-Line Flow Meters | No | DM04-1SMB1011-LP | DM04-1SMB1011-LP | 2438.53 | 0.01% | 2438.28
McCrometer | In-Line Flow Meters | No | PC-RA3 | PROCOMM AC | 2462.07 | 0.01% | 2461.82
McCrometer | In-Line Flow Meters | No | DM04-NSMF3001 | 4" DURAMAG PROCOMM GO DC | 2470.63 | 0.01% | 2470.38
McCrometer | In-Line Flow Meters | No | DM04-1SMB2001 | 4" DURAMAG PROCOMM GO BATT | 2478.12 | 0.01% | 2477.87
McCrometer | In-Line Flow Meters | No | DM04-1SMB2 | 4" DURAMAG PROCOMM GO BATT | 2478.12 | 0.01% | 2477.87
McCrometer | In-Line Flow Meters | No | DM02-NSMF2001 | 2" DURAMAG PROCOMM GO DC | 2516.64 | 0.01% | 2516.38
McCrometer | In-Line Flow Meters | No | PC-MA4 | PROCOMM AC | 2541.25 | 0.01% | 2540.99
McCrometer | In-Line Flow Meters | No | DM06-1SMB | 6" DURAMAG PROCOMM GO BATT | 2547.67 | 0.01% | 2547.41
McCrometer | In-Line Flow Meters | No | DM06-1SMB-LS | 6" DURAMAG | 2547.67 | 0.01% | 2547.41
McCrometer | In-Line Flow Meters | No | DM04-1SMB1001-LS-DB | 4"DURAMAG PROCOMM GO BATT | 2553.02 | 0.01% | 2552.76
McCrometer | In-Line Flow Meters | No | DM04-1SMB1001-S-DB | DM041SMB1001SENDB | 2553.02 | 0.01% | 2552.76
McCrometer | In-Line Flow Meters | No | PC-MA2 | PROCOMM AC | 2585.12 | 0.01% | 2584.86
McCrometer | In-Line Flow Meters | No | PC-RA2-SEN | PROCOMM AC | 2585.12 | 0.01% | 2584.86
McCrometer | In-Line Flow Meters | No | PC-RA2 | PROCOMM AC | 2585.12 | 0.01% | 2584.86
McCrometer | In-Line Flow Meters | No | DM03-NSMF2101 | 3" DURAMAG PROCOMM GO DC | 2586.19 | 0.01% | 2585.93
McCrometer | In-Line Flow Meters | No | DM06-1SMB1001-LP | 6" DURAMAG PROCOMM GO BATT | 2632.2 | 0.01% | 2631.93
McCrometer | In-Line Flow Meters | No | DM04-2SMB | 4" DURAMAG PROCOMM GO BATT | 2635.41 | 0.01% | 2635.14
McCrometer | In-Line Flow Meters | No | DM03-NSMF2001 | 3" DURAMAG PROCOMM GO DC | 2654.67 | 0.01% | 2654.4
McCrometer | In-Line Flow Meters | No | DM06-1SMB1011-LS | 6" DURAMAG PROCOMM GO BATT, COMPETITOR LENGTH | 2676.07 | 0.01% | 2675.8
McCrometer | In-Line Flow Meters | No | DM06-1SMB1011 | 6" DURAMAG PROCOMM GO BATT | 2676.07 | 0.01% | 2675.8
McCrometer | In-Line Flow Meters | No | DM06-1SMB1011-LP | DM06-1SMB1011-LP | 2676.07 | 0.01% | 2675.8
McCrometer | In-Line Flow Meters | No | DM02-NSMF3111 | 2" DURAMAG PROCOMM GO DC | 2679.28 | 0.01% | 2679.01
McCrometer | In-Line Flow Meters | No | DM06-1SMB1021-LS | 6" DURAMAG PROCOMM GO BATT | 2700.68 | 0.01% | 2700.4
McCrometer | In-Line Flow Meters | No | DM02-NSMF3221 | DM02NSMF3221 | 2729.57 | 0.01% | 2729.29
McCrometer | In-Line Flow Meters | No | PC-RD2 | PROCOMM DC | 2748.83 | 0.01% | 2748.55
McCrometer | In-Line Flow Meters | No | PC-MD2 | PROCOMM DC | 2748.83 | 0.01% | 2748.55
McCrometer | In-Line Flow Meters | No | DM04-1SMB4001-SEN | 4" DURAMAG PROCOMM GO BATT | 2761.67 | 0.01% | 2761.39
McCrometer | In-Line Flow Meters | No | DM06-1SMB1022 | 6" DURAMAG PROCOMM GO BATT | 2763.81 | 0.01% | 2763.53
McCrometer | In-Line Flow Meters | No | DM04-2SMB1011 | 4" DURAMAG PROCOMM GO BATT, ANSI FLANGE | 2763.81 | 0.01% | 2763.53
McCrometer | In-Line Flow Meters | No | DM03-NSMF3221 | 3" DURAMAG PROCOMM GO DC | 2763.81 | 0.01% | 2763.53
McCrometer | In-Line Flow Meters | No | DM04-1SMB3111-L20 | 4" DURAMAG PROCOMM GO BATT | 2770.23 | 0.01% | 2769.95
McCrometer | In-Line Flow Meters | No | DM04-1SMF2001 | 4" DURAMAG PROCOMM GO DC | 2787.35 | 0.01% | 2787.07
McCrometer | In-Line Flow Meters | No | DM06-1SMB1001-LS-DB | 6" DURAMAG PROCOMM GO BATT | 2790.56 | 0.01% | 2790.28
McCrometer | In-Line Flow Meters | No | DM06-1SMB1001-S-DB | DM061SMB1001 | 2790.56 | 0.01% | 2790.28
McCrometer | In-Line Flow Meters | No | DM08-1SMB | DM081SMB | 2801.26 | 0.01% | 2800.97
McCrometer | In-Line Flow Meters | No | DM08-1SMB-LS | 8" DURAMAG PROCOMM GO BATT | 2801.26 | 0.01% | 2800.97
McCrometer | In-Line Flow Meters | No | DM03-NHMB | 3" DURAMAG HASTELLOY PROCOMM GO BATT | 2807.68 | 0.01% | 2807.39
McCrometer | In-Line Flow Meters | No | DM06-1SMB3101-LP | DURAMAG, 6”, DC PWR, COMPETITOR LENGTH | 2834.43 | 0.01% | 2834.14
McCrometer | In-Line Flow Meters | No | DM04-1SMF3001 | 4" DURAMAG PROCOMM GO DC | 2871.88 | 0.01% | 2871.59
McCrometer | In-Line Flow Meters | No | DM06-1SMB3111 | DM061SMB3111 | 2878.3 | 0.01% | 2878.01
McCrometer | In-Line Flow Meters | No | DM02-NSRB | 2" DURAMAG PROCOMM GO BATT | 2882.58 | 0.01% | 2882.29
McCrometer | In-Line Flow Meters | No | DM08-1SMB1001-LP | 8" DURAMAG PROCOMM GO BATT | 2884.72 | 0.01% | 2884.43
McCrometer | In-Line Flow Meters | No | DM08-1SMB1001 | 8" DURAMAG PROCOMM GO BATT | 2885.79 | 0.01% | 2885.5
McCrometer | In-Line Flow Meters | No | DM04-2SMB1002DB | 04" DURAMAG PROCOMM GO BATT | 2921.1 | 0.01% | 2920.8
McCrometer | In-Line Flow Meters | No | DM04-2SMB1002 | 4" DURAMAG PROCOMM GO BATT | 2921.1 | 0.01% | 2920.8
McCrometer | In-Line Flow Meters | No | DM08-1SMB1011-LP | DM08-1SMB1011-LP | 2928.59 | 0.01% | 2928.29
McCrometer | In-Line Flow Meters | No | DM08-1SMB1011 | 8" DURAMAG PROCOMM GO BATT, PULSE 6' CABLE | 2928.59 | 0.01% | 2928.29
McCrometer | In-Line Flow Meters | No | DM06-1SMB3221-LS | 6" DURAMAG PROCOMM GO BATT | 2928.59 | 0.01% | 2928.29
McCrometer | In-Line Flow Meters | No | DM08-1SMB1011-LS | 8" DURAMAG PROCOMM GO BATT | 2929.66 | 0.01% | 2929.36
McCrometer | In-Line Flow Meters | No | DM04-1SMF3111 | DURAMAG 4", DC POWER, 4-20MA & PULSE 6' CABLES | 2948.92 | 0.01% | 2948.62
McCrometer | In-Line Flow Meters | No | DM06-1SMB1032-LS | 6" DURAMAG PROCOMM GO BATT,COMPETTITOR LENGTH | 2967.11 | 0.01% | 2966.81
McCrometer | In-Line Flow Meters | No | DM04-1SME | 4" DURAMAG PROCOMM GO AC | 3002.42 | 0.01% | 3002.11
McCrometer | In-Line Flow Meters | No | DM08-1SMB1022 | 8" DURAMAG PROCOMM GO BATT | 3004.56 | 0.01% | 3004.25
McCrometer | In-Line Flow Meters | No | DM08-1SMB2101 | 8" DURAMAG PROCOMM GO BATT | 3004.56 | 0.01% | 3004.25
McCrometer | In-Line Flow Meters | No | DM06-1SMF2001 | 6" DURAMAG PROCOMM GO DC | 3025.96 | 0.01% | 3025.65
McCrometer | In-Line Flow Meters | No | DM02-1SMB | 2" DURAMAG PROCOMM GO BATT | 3033.45 | 0.01% | 3033.14
McCrometer | In-Line Flow Meters | No | DM08-1SMB1001-LS-DB | DM081SMB1001L | 3043.08 | 0.01% | 3042.77
McCrometer | In-Line Flow Meters | No | DM08-1SMB1041-LS | 8" DURAMAG PROCOMM GO BATT | 3046.29 | 0.01% | 3045.98
McCrometer | In-Line Flow Meters | No | DM08-1SMB3001 | 8" DURAMAG PROCOMM GO BATT | 3053.78 | 0.01% | 3053.47
McCrometer | In-Line Flow Meters | No | DM08-1SMB3101-LP | 8" DURAMAG PROCOMM GO BATT | 3088.02 | 0.01% | 3087.71
McCrometer | In-Line Flow Meters | No | DM08-1SMF | DM081SMF | 3109.42 | 0.01% | 3109.1
McCrometer | In-Line Flow Meters | No | DM04-2SMF2001 | 4" DURAMAG PROCOMM GO DC | 3113.7 | 0.01% | 3113.38
McCrometer | In-Line Flow Meters | No | DM02-1SMB1001 | DM021SMB1001 | 3117.98 | 0.01% | 3117.66
McCrometer | In-Line Flow Meters | No | DM08-1SMB3111 | DM081SMB3111 | 3131.89 | 0.01% | 3131.57
McCrometer | In-Line Flow Meters | No | DM06-1SMF3101-LP | DURAMAG 6" DC PWR, COMPLETITOR LENGTH | 3143.66 | 0.01% | 3143.34
McCrometer | In-Line Flow Meters | No | DM04-1SRB | 4" DURAMAG, BATTERY, REMOTE MOUNT | 3152.22 | 0.01% | 3151.9
McCrometer | In-Line Flow Meters | No | DM06-1SMF3111 | 6" DURAMAG PROCOMM GO DC | 3187.53 | 0.01% | 3187.21
McCrometer | In-Line Flow Meters | No | DM06-1SMF311 | DM06-1SMF311 | 3187.53 | 0.01% | 3187.21
McCrometer | In-Line Flow Meters | No | DM02-1SMB3111 | DM021SMB3111 | 3203.58 | 0.01% | 3203.25
McCrometer | In-Line Flow Meters | No | DM03-1SMB | 3" DURAMAG PROCOMM GO BATT | 3215.35 | 0.01% | 3215.02
McCrometer | In-Line Flow Meters | No | PC-MA6 | PROCOMM AC | 3222.84 | 0.01% | 3222.51
McCrometer | In-Line Flow Meters | No | PC-RA5 | PROCOMM AC | 3226.05 | 0.01% | 3225.72
McCrometer | In-Line Flow Meters | No | DM03-1SMB1011 | DURA MAG 3" PULSE OUTPUT & 6’ OPEN END CABLE | 3343.75 | 0.01% | 3343.41
McCrometer | In-Line Flow Meters | No | DM02-2SMB2001 | DM022SMB2001 | 3348.03 | 0.01% | 3347.69
McCrometer | In-Line Flow Meters | No | DM06-1SMF3221-HL | 6" DURAMAG PROCOMM GO DC | 3369.43 | 0.01% | 3369.09
McCrometer | In-Line Flow Meters | No | DM06-2SMB1002-DB | 6" DURAMAG PROCOMM GO BATT | 3372.64 | 0.01% | 3372.3
McCrometer | In-Line Flow Meters | No | DM06-2SMB1002DB | 06" DURAMAG PROCOMM GO BATT | 3372.64 | 0.01% | 3372.3
McCrometer | In-Line Flow Meters | No | DM06-1SRB | 6" DURAMAG PROCOMM GO BATT | 3390.83 | 0.01% | 3390.49
McCrometer | In-Line Flow Meters | No | DM06-2SMF2001 | 6" DURAMAG PROCOMM GO DC | 3406.88 | 0.01% | 3406.53
McCrometer | In-Line Flow Meters | No | DM08-1SMF3111 | DM081SMF3111 | 3440.05 | 0.01% | 3439.7
McCrometer | In-Line Flow Meters | No | DM03-1SMB1002 | DM031SMB1002 | 3501.04 | 0.01% | 3500.68
McCrometer | In-Line Flow Meters | No | DM10-1SMB | 10" DURAMAG | 3527.79 | 0.01% | 3527.43
McCrometer | In-Line Flow Meters | No | DM10-1SMB-LS | 10" DURAMAG | 3527.79 | 0.01% | 3527.43
McCrometer | In-Line Flow Meters | No | DM08-1SMB6001 | 8" DURAMAG PROCOMM GO BATT | 3558.82 | 0.01% | 3558.46
McCrometer | In-Line Flow Meters | No | DM03-2SMB | 3" DURAMAG PROCOMM GO BATT | 3586.64 | 0.01% | 3586.28
McCrometer | In-Line Flow Meters | No | DM06-3SMF2001 | DM063SMF2001 | 3611.25 | 0.01% | 3610.88
McCrometer | In-Line Flow Meters | No | DM10-1SMB1001 | DM101SMB1001 | 3612.32 | 0.01% | 3611.95
McCrometer | In-Line Flow Meters | No | DM04-1SRF2001 | 4" DURAMAG PROCOMM GO DC | 3630.51 | 0.01% | 3630.14
McCrometer | In-Line Flow Meters | No | DM08-1SRB | 8" DURAMAG PROCOMM GO BATT | 3644.42 | 0.01% | 3644.05
McCrometer | In-Line Flow Meters | No | DM10-1SMB1011-LP | DM10-1SMB1011-LP | 3656.19 | 0.01% | 3655.82
McCrometer | In-Line Flow Meters | No | DM10-1SMB1011 | 10" DURAMAG PROCOMM GO BATT, PULSE 6' CBL | 3656.19 | 0.01% | 3655.82
McCrometer | In-Line Flow Meters | No | DM10-1SMB1011-LS | 10" DURAMAG PROCOMM GO BATT | 3656.19 | 0.01% | 3655.82
McCrometer | In-Line Flow Meters | No | DM10-1SMB-DB | 10" DURAMAG PROCOMM GO BATT DARK BLUE | 3686.15 | 0.01% | 3685.78
McCrometer | In-Line Flow Meters | No | DM08-1SRB1001 | 8" DURAMAG PROCOMM GO BATT | 3728.95 | 0.01% | 3728.57
McCrometer | In-Line Flow Meters | No | DM10-1SMB2101 | 10" DURAMAG PROCOMM GO BATT | 3731.09 | 0.01% | 3730.71
McCrometer | In-Line Flow Meters | No | DM10-0SMB1001-LS-DB | DM10SMB1001L | 3770.68 | 0.01% | 3770.3
McCrometer | In-Line Flow Meters | No | DM10-1SMB1001-LS-DB | DURAMAG 10", COMPETITOR LENGTH, DARK BLUE | 3770.68 | 0.01% | 3770.3
McCrometer | In-Line Flow Meters | No | DM10-1SMB2301 | DM101SMB2301 | 3817.76 | 0.01% | 3817.37
McCrometer | In-Line Flow Meters | No | DM10-1SMB23 | DM101SMB23 | 3817.76 | 0.01% | 3817.37
McCrometer | In-Line Flow Meters | No | DM02-1SRB1021 | 2" DURAMAG PROCOMM GO BATT | 3872.33 | 0.01% | 3871.94
McCrometer | In-Line Flow Meters | No | DM02-1SRB | 2" DURAMAG PROCOMM GO BATT | 3876.61 | 0.01% | 3876.22
McCrometer | In-Line Flow Meters | No | DM10-1SMB4001-SEN | DM101SMB4001SEN | 4117.36 | 0.01% | 4116.94
McCrometer | In-Line Flow Meters | No | DM06-1SQB1002 | 6" DURAMAG PROCOMM GO BATT | 4168.72 | 0.01% | 4168.3
McCrometer | In-Line Flow Meters | No | DM12-1SMB | 12" DURAMAG PROCOMM GO BATT | 4186.91 | 0.01% | 4186.49
McCrometer | In-Line Flow Meters | No | DM12-1SMB-LS | 12" DURAMAG PROCOMM GO BATT | 4186.91 | 0.01% | 4186.49
McCrometer | In-Line Flow Meters | No | DM10-1SMF3221-LS | DM10-1SMF3221-LS | 4217.94 | 0.01% | 4217.51
McCrometer | In-Line Flow Meters | No | DM12-1SMB1001 | 12" DURAMAG PROCOMM GO BATT | 4271.44 | 0.01% | 4271.01
McCrometer | In-Line Flow Meters | No | DM02-NSRE4001-SEN | 2" DURAMAG PROCOMM GO AC | 4314.24 | 0.01% | 4313.8
McCrometer | In-Line Flow Meters | No | DM12-1SMB1011 | 12" DURAMAG PROCOMM GO BATT, PULSE 6' CABLE | 4315.31 | 0.01% | 4314.87
McCrometer | In-Line Flow Meters | No | DM12-1SMB1011-LP | DM12-1SMB1011-LP | 4315.31 | 0.01% | 4314.87
McCrometer | In-Line Flow Meters | No | DM12-1SMB1011-LS | 12" DURAMAG PROCOMM GO BATT | 4315.31 | 0.01% | 4314.87
McCrometer | In-Line Flow Meters | No | DM06-1HMS3001 | 6" DURAMAG HASTELLOY PROCOMM GO SOLAR | 4326.01 | 0.01% | 4325.57
McCrometer | In-Line Flow Meters | No | DM12-1SMB2001 | 12" DURAMAG PROCOMM GO BATT | 4355.97 | 0.01% | 4355.53
McCrometer | In-Line Flow Meters | No | DM10-1SRB | 10" DURAMAG PROCOMM GO BATT | 4370.95 | 0.01% | 4370.51
McCrometer | In-Line Flow Meters | No | DM12-1SMB2101 | 12" DURAMAG PROCOMM GO BATT | 4390.21 | 0.01% | 4389.77
McCrometer | In-Line Flow Meters | No | DM12-1SMB2011 | 12" DURAMAG PROCOMM GO BATT | 4399.84 | 0.01% | 4399.4
McCrometer | In-Line Flow Meters | No | DM12-1SMB1001-LS-DB | 12" DURAMAG PROCOMM GO BATT | 4429.8 | 0.01% | 4429.35
McCrometer | In-Line Flow Meters | No | DM12-1SMB1001-DB | 12" DURAMAG PROCOMM GO BATT | 4429.8 | 0.01% | 4429.35
McCrometer | In-Line Flow Meters | No | DM12-1SMB2111 | DM121SMB2111 | 4433.01 | 0.01% | 4432.56
McCrometer | In-Line Flow Meters | No | DM12-1SMB3101 | 12" DURAMAG PROCOMM GO BATT | 4473.67 | 0.01% | 4473.22
McCrometer | In-Line Flow Meters | No | DM12-1SMB3101-LP | 12" DURAMAG PROCOMM GO BATT | 4473.67 | 0.01% | 4473.22
McCrometer | In-Line Flow Meters | No | DM12-1SMB3111 | 12" DURAMAG PROCOMM GO BATT | 4517.54 | 0.01% | 4517.08
McCrometer | In-Line Flow Meters | No | DM12-1SMB1022 | 12" DURAMAG PROCOMM GO BATT | 4541.08 | 0.01% | 4540.62
McCrometer | In-Line Flow Meters | No | DM12-1SMB1022-LS | 12" DURAMAG PROCOMM GO BATT | 4541.08 | 0.01% | 4540.62
McCrometer | In-Line Flow Meters | No | DM08-1SME7111-SEN | DM081SME7111SEN | 4565.69 | 0.01% | 4565.23
McCrometer | In-Line Flow Meters | No | DM03-2SME2001 | DM032SME2001 | 4598.86 | 0.01% | 4598.4
McCrometer | In-Line Flow Meters | No | DM10-1SME3001 | 10" DURAMAG PROCOMM GO AC | 4623.47 | 0.01% | 4623
McCrometer | In-Line Flow Meters | No | DM08-1SRE2001 | 8" DURAMAG PROCOMM GO AC | 4654.5 | 0.01% | 4654.03
McCrometer | In-Line Flow Meters | No | DM10-2SMB1002-DB | 10" DURAMAG PROCOMM GO BATT | 4710.14 | 0.01% | 4709.66
McCrometer | In-Line Flow Meters | No | DM10-2SMB1002DB | 10" DURAMAG PROCOMM GO BATT | 4710.14 | 0.01% | 4709.66
McCrometer | In-Line Flow Meters | No | DM12-1SMF2201 | 12" DURAMAG PROCOMM GO DC | 4724.05 | 0.01% | 4723.57
McCrometer | In-Line Flow Meters | No | DM12-1SMF3101 | 12" DURAMAG PROCOMM GO DC | 4782.9 | 0.01% | 4782.42
McCrometer | In-Line Flow Meters | No | DM10-1SMF7221-IT9 | DM101SMF7221IT9 | 4808.58 | 0.01% | 4808.09
McCrometer | In-Line Flow Meters | No | DM12-1SMF3111 | 12" DURAMAG PROCOMM GO DC | 4826.77 | 0.01% | 4826.28
McCrometer | In-Line Flow Meters | No | DM12-1SRB | 12" DURAMAG PROCOMM GO BATT | 5030.07 | 0.01% | 5029.56
McCrometer | In-Line Flow Meters | No | DM04-1SCS2202-LS | 4" DURAMAG PROCOMM GO SOLAR | 5183.08 | 0.01% | 5182.56
McCrometer | In-Line Flow Meters | No | DM12-1SME3001 | 12" DURAMAG PROCOMM GO AC | 5282.59 | 0.01% | 5282.06
McCrometer | In-Line Flow Meters | No | DM12-1SMF2101 | 12" DURAMAG PROCOMM GO DC | 5455.93 | 0.01% | 5455.38
McCrometer | In-Line Flow Meters | No | DM12-1SMF7221-IT9 | DM121SMF7221IT9 | 5467.7 | 0.01% | 5467.15
McCrometer | In-Line Flow Meters | No | DM12-1SRE | 12" DURAMAG PROCOMM GO AC | 5873.23 | 0.01% | 5872.64
McCrometer | In-Line Flow Meters | No | DM12-1SRE2001 | 12" DURAMAG PROCOMM GO AC | 6041.22 | 0.01% | 6040.61
McCrometer | In-Line Flow Meters | No | DM12-1SRE3001 | 12" DURAMAG PROCOMM GO AC | 6125.75 | 0.01% | 6125.13
McCrometer | In-Line Flow Meters | No | DM12-2HRB | DM122HRB | 6417.86 | 0.01% | 6417.21
McCrometer | In-Line Flow Meters | No | DM02-1SMS-VZW | 2" DURAMAG PROCOMM GO SOLAR | 6519.51 | 0.01% | 6518.85
McCrometer | In-Line Flow Meters | No | DM12-1SMB1021-LS | 12" DURAMAG PROCOMM GO BATT | 6870.47 | 0.01% | 6869.78
McCrometer | In-Line Flow Meters | No | 15048-00 | CBL 4-COND 20AWG PVC .248" 4-20mA OUT (RED,BLK,WHT,GRN) | 0.39 | 0.01% | 0.38
McCrometer | In-Line Flow Meters | No | EA200-USB | ProComm USB Connection Cable 6ft USB A to Mini B Cable | 23 | 0.01% | 22.99
McCrometer | In-Line Flow Meters | No | MC-AGM-50-L | 50' 4-20mA Out/DC power cable Quick Connect Male M12 | 177 | 0.01% | 176.98
McCrometer | In-Line Flow Meters | No | 15047-00 | CBL 3-COND 20AWG PVC .248" PULSE OUTPUT (YEL, GRY, PNK) | 0.32 | 0.01% | 0.31
McCrometer | In-Line Flow Meters | No | 15047-6 | Pulse Output Cable 6 ft | 23 | 0.01% | 22.99
McCrometer | In-Line Flow Meters | No | 15048-6 | 4-20mA Output Cable 6 ft | 28 | 0.01% | 27.99
McCrometer | In-Line Flow Meters | No | MC-AGM-25-P | 25' Pulse Output Cable Quick Connect Female M12 | 126 | 0.01% | 125.98
McCrometer | In-Line Flow Meters | No | MC-AGM-25-T | 25' Pulse Telemetry cable Quick Connect Female M12 | 134 | 0.01% | 133.98
McCrometer | In-Line Flow Meters | No | MC-AGM-50-P | 50' Pulse Output Cable Quick Connect Female M12 | 139 | 0.01% | 138.98
McCrometer | In-Line Flow Meters | No | MC-AGM-50-T | 50' Pulse Telemetry cable Quick Connect Female M12 | 258 | 0.01% | 257.97
McCrometer | In-Line Flow Meters | No | MC-AGM-25-L | 25' 4-20mA Out/DC power cable Quick Connect Male M12 | 101 | 0.01% | 100.98
McCrometer | In-Line Flow Meters | No | AGM101 | Wire Harness,PUSHBUTTON | 16 | 0.01% | 15.99
McCrometer | In-Line Flow Meters | No | AGM110 | BOOT COVER, STEEL GRAY | 57 | 0.01% | 56.99
McCrometer | In-Line Flow Meters | No | MIM119 | Coil, FPI .75 Body 32awg wire Each tube contains 10 bobbins | 48 | 0.01% | 47.99
McCrometer | In-Line Flow Meters | No | UM-REMOTE-C-K | UM REMOTE Custom Length Cable | 295 | 0.01% | 294.97
McCrometer | In-Line Flow Meters | No | 10724-24.75 | 2" PROFILE ROD 316 SS 3/8 DIA 24.75" LG | 410 | 0.01% | 409.95
McCrometer | In-Line Flow Meters | No | 920001001 | SCREW, SET, SS W/PATCH 10-32 X 5/8 | 4 | 0.01% | 3.99
McCrometer | In-Line Flow Meters | No | 43802 | VALVE,S/S316,1INCH,FULL PORT BALL VALVE | 2039 | 0.01% | 2038.79
McCrometer | In-Line Flow Meters | No | PC2-EXT | 24"PROFILE ROD 316 SS 3/8 DIA PIPE CALIPER EXTENSION | 94 | 0.01% | 93.99
McCrometer | In-Line Flow Meters | No | G2010P | 10" MCMAG2000 MAG METER | 1746 | 0.01% | 1745.82
McCrometer | In-Line Flow Meters | No | G304-1-MB | MCMAG 3000 PROCOMM GO BATT | 2388 | 0.01% | 2387.76
McCrometer | In-Line Flow Meters | No | G306-2-4001-SEN | MC MAG 3000, 6", PULSE, SENSUS AMI | 2582 | 0.01% | 2581.74
McCrometer | In-Line Flow Meters | No | G306-2-MB | 6" MCMAG 3000 PROCOMM GO BATT | 2582 | 0.01% | 2581.74
McCrometer | In-Line Flow Meters | No | G308-4-4001-SEN | MC MAG 3000, 8", PULSE, SENSUS AMI | 3506 | 0.01% | 3505.64
McCrometer | In-Line Flow Meters | No | G308-4-MB | 8" MCMAG 3000 PROCOMM GO BATT | 2888 | 0.01% | 2887.71
McCrometer | In-Line Flow Meters | No | G308-4-MB1021 | 8" MCMAG 3000 PROCOMM GO BATT | 3048 | 0.01% | 3047.69
McCrometer | In-Line Flow Meters | No | G310-6-4001-SEN | MC MAG 3000, 10", PULSE, SENSUS AMI | 4128 | 0.01% | 4127.58
McCrometer | In-Line Flow Meters | No | G310-6-4011-SEN | MC MAG 3000, 10", PULSE W/ 6' CBL, SENSUS AMI | 4174 | 0.01% | 4173.58
McCrometer | In-Line Flow Meters | No | G310-6-MB | 10" MCMAG 3000 PROCOMM GO BATT | 3510 | 0.01% | 3509.64
McCrometer | In-Line Flow Meters | No | G310-6-MB1011 | 10" MCMAG 3000 PROCOMM GO BATT | 3638 | 0.01% | 3637.63
McCrometer | In-Line Flow Meters | No | G312-8-4001-SEN | MC MAG 3000, 12", PULSE, SENSUS AMI | 4759 | 0.01% | 4758.52
McCrometer | In-Line Flow Meters | No | G312-8-4011-SEN | MC MAG 3000, 12", PULSE W/ 6' CBL, SENSUS AMI | 4805 | 0.01% | 4804.51
McCrometer | In-Line Flow Meters | No | G312-8-QB | 12" MCMAG 3000 PROCOMM GO BATT | 5540 | 0.01% | 5539.44
McCrometer | In-Line Flow Meters | No | G312-9-4001-SEN | MC MAG 3000, 12", PULSE, SENSUS AMI | 4759 | 0.01% | 4758.52
McCrometer | In-Line Flow Meters | No | G312-8-MB1042 | 12" MCMAG 3000 PROCOMM GO BATT | 4190 | 0.01% | 4189.58
McCrometer | In-Line Flow Meters | No | G312-8-MB0002 | 12" MCMAG 3000 PROCOMM GO BATT | 3957 | 0.01% | 3956.6
McCrometer | In-Line Flow Meters | No | G308-4-MB4001-IT9 | 8" MCMAG 3000 PROCOMM GO BATT | 3478 | 0.01% | 3477.65
McCrometer | In-Line Flow Meters | No | G304-1-CS2202 | 4" MCMAG 3000 PROCOMM GO SOLAR | 5187 | 0.01% | 5186.48
McCrometer | In-Line Flow Meters | No | G312-9RB1021 | 12" MCMAG 3000 PROCOMM GO BATT | 4713 | 0.01% | 4712.52
McCrometer | In-Line Flow Meters | No | G310-6-MB0001 | 10" MCMAG 3000 PROCOMM GO BATT | 3510 | 0.01% | 3509.64
McCrometer | In-Line Flow Meters | No | G312-8-MB1001 | 12" MCMAG 3000 PROCOMM GO BATT, PULSE ENABLED | 4227 | 0.01% | 4226.57
McCrometer | In-Line Flow Meters | No | G306-3-MB | 6" MCMAG 3000 PROCOMM GO BATT | 2348 | 0.01% | 2347.76
McCrometer | In-Line Flow Meters | No | G310-6-MB3111 | 10" MCMAG 3000 PROCOMM GO BATT | 3856 | 0.01% | 3855.61
McCrometer | In-Line Flow Meters | No | G312-8-RB | 12" MCMAG 3000 PROCOMM GO BATT | 5025 | 0.01% | 5024.49
McCrometer | In-Line Flow Meters | No | G312-8-MB4001-SEN | 12" MCMAG 3000 PROCOMM GO BATT | 4732 | 0.01% | 4731.52
McCrometer | In-Line Flow Meters | No | G308-4-MB4001-SEN | 8" MCMAG 3000 PROCOMM GO BATT | 3506 | 0.01% | 3505.64
McCrometer | In-Line Flow Meters | No | G308-5-MB2001 | 8" MCMAG 3000 PROCOMM GO BATT | 3064 | 0.01% | 3063.69
McCrometer | In-Line Flow Meters | No | G310-6-MB2101 | 10" MCMAG 3000 PROCOMM GO BATT | 3721 | 0.01% | 3720.62
McCrometer | In-Line Flow Meters | No | G312-8-MB | 12" MCMAG 3000 PROCOMM GO BATT | 4142 | 0.01% | 4141.58
McCrometer | In-Line Flow Meters | No | G308-4-MB1001 | 8" MCMAG 3000 PROCOMM GO BATT | 2977 | 0.01% | 2976.7
McCrometer | In-Line Flow Meters | No | G310-6-MB1001 | 10" MCMAG 3000 PROCOMM GO BATT | 3598 | 0.01% | 3597.64
McCrometer | In-Line Flow Meters | No | G308-4-MB2001 | 8" MCMAG 3000 PROCOMM GO BATT | 3064 | 0.01% | 3063.69
McCrometer | In-Line Flow Meters | No | G306-2-MB1011 | 6" MCMAG 3000 PROCOMM GO BATT, PULSE 6' CBL | 2710 | 0.01% | 2709.72
McCrometer | In-Line Flow Meters | No | G304-1-MB4001-IT9 | 4" MCMAG 3000 PROCOMM GO BATT | 2978 | 0.01% | 2977.7
McCrometer | In-Line Flow Meters | No | G306-2-MB4001-IT9 | 6" MCMAG 3000 PROCOMM GO BATT | 3171 | 0.01% | 3170.68
McCrometer | In-Line Flow Meters | No | G306-2-MB1001 | 6" MCMAG 3000 PROCOMM GO BATT | 2666 | 0.01% | 2665.73
McCrometer | In-Line Flow Meters | No | G310-6-MB4001-IT9 | 10" MCMAG 3000 PROCOMM GO BATT | 4099 | 0.01% | 4098.59
McCrometer | In-Line Flow Meters | No | G306-2-MB001 | 6" MCMAG 3000 PROCOMM GO BATT, | 2626 | 0.01% | 2625.73
McCrometer | In-Line Flow Meters | No | G308-4-MB001 | 8" MCMAG 3000 PROCOMM GO BATT | 2932 | 0.01% | 2931.7
McCrometer | In-Line Flow Meters | No | G310-6-MB001 | 10" MCMAG 3000 PROCOMM GO BATT | 3553 | 0.01% | 3552.64
McCrometer | In-Line Flow Meters | No | G312-8-MB1011 | 12" MCMAG 3000 PROCOMM GO BATT | 4270 | 0.01% | 4269.57
McCrometer | In-Line Flow Meters | No | G312-8-MB001 | 12" MCMAG 3000 PROCOMM GO BATT | 4186 | 0.01% | 4185.58
McCrometer | In-Line Flow Meters | No | G308-4-MB1011 | 8" MCMAG 3000 PROCOMM GO BATT | 3016 | 0.01% | 3015.69
McCrometer | In-Line Flow Meters | No | G310-6-MB4001-SEN | 10" MCMAG 3000 PROCOMM GO BATT | 4099 | 0.01% | 4098.59
McCrometer | In-Line Flow Meters | No | G310-7-MB1002 | 10" MCMAG 3000 PROCOMM GO BATT | 3795 | 0.01% | 3794.62
McCrometer | In-Line Flow Meters | No | G312-8-MB4001 | 12" MCMAG 3000 PROCOMM GO BATT | 4732 | 0.01% | 4731.52
McCrometer | In-Line Flow Meters | No | G310-6-MB4001 | 10" MCMAG 3000 PROCOMM GO BATT | 4099 | 0.01% | 4098.59
McCrometer | In-Line Flow Meters | No | G312-8-MF2001 | 12" MCMAG 3000 PROCOMM GO DC | 4620 | 0.01% | 4619.53
McCrometer | In-Line Flow Meters | No | G308-4-MF2001 | 8" MCMAG 3000 PROCOMM GO DC | 3366 | 0.01% | 3365.66
McCrometer | In-Line Flow Meters | No | G306-2-MF2001 | 6" MCMAG 3000 PROCOMM GO DC | 3060 | 0.01% | 3059.69
McCrometer | In-Line Flow Meters | No | G306-2-MB0001 | 6" MCMAG 3000 PROCOMM GO BATT | 2582 | 0.01% | 2581.74
McCrometer | In-Line Flow Meters | No | G306-2-MS | 6" MCMAG 3000 PROCOMM GO SOLAR | 3478 | 0.01% | 3477.65
McCrometer | In-Line Flow Meters | No | G306-8-MB | 6" MCMAG 3000 PROCOMM GO BATT | 2582 | 0.01% | 2581.74
McCrometer | In-Line Flow Meters | No | G304-0-MB | 4" MCMAG 3000 PROCOMM GO BATT | 2388 | 0.01% | 2387.76
McCrometer | In-Line Flow Meters | No | G304-0-MB1001 | 4" MCMAG 3000 PROCOMM GO BATT | 2473 | 0.01% | 2472.75
McCrometer | In-Line Flow Meters | No | G304-1-MB1001 | 4" MCMAG 3000 PROCOMM GO BATT | 2473 | 0.01% | 2472.75
McCrometer | In-Line Flow Meters | No | G308-4-MB4021 | 8" MCMAG 3000 PROCOMM GO BATT | 3546 | 0.01% | 3545.64
McCrometer | In-Line Flow Meters | No | G310-6-MB2011 | 10" MCMAG 3000 PROCOMM GO BATT | 3723 | 0.01% | 3722.62
McCrometer | In-Line Flow Meters | No | 282S-030 | ASSY, SENSOR, 2IN, HIGH POWER | 1005.8 | 0.01% | 1005.69
McCrometer | In-Line Flow Meters | No | 282S-025 | SPI SENSOR ONLY | 1066.79 | 0.01% | 1066.68
McCrometer | In-Line Flow Meters | No | 281S-020 | SPI SENSOR ONLY | 1173.79 | 0.01% | 1173.67
McCrometer | In-Line Flow Meters | No | 281S-025 | SPI SENSOR, 1", 25' CABLE | 1173.79 | 0.01% | 1173.67
McCrometer | In-Line Flow Meters | No | 282S-040 | ASSY, SENSOR,FP,2IN.,40' CABLE | 1175.93 | 0.01% | 1175.81
McCrometer | In-Line Flow Meters | No | 282S-050 | SPI SENSOR, 2", 50' CBL | 1194.12 | 0.01% | 1194
McCrometer | In-Line Flow Meters | No | 282S-50 | ASSY, SENSOR, 2IN, HIGH POWER | 1194.12 | 0.01% | 1194
McCrometer | In-Line Flow Meters | No | 282S-060 | SPI SENSOR ONLY | 1335.36 | 0.01% | 1335.22
McCrometer | In-Line Flow Meters | No | 281S-060 | SPI SENSOR, 1", 60' CABLE | 1428.45 | 0.01% | 1428.3
McCrometer | In-Line Flow Meters | No | 282S-100 | 282S-100 | 1448.78 | 0.01% | 1448.63
McCrometer | In-Line Flow Meters | No | TM082 | Trojan Marine Mag Meter Trojan PN: 511750-0283316 | 1980 | 0.01% | 1979.8
McCrometer | In-Line Flow Meters | No | 282S-150 | SPI 2" SENSOR 150' CABLE | 1703.44 | 0.01% | 1703.26
McCrometer | In-Line Flow Meters | No | 281L-009SX010A1 | 282SV SINGER VALVE SINGLE POINT | 3156.5 | 0.01% | 3156.18
McCrometer | In-Line Flow Meters | No | 281L-007SX025D1 | SPI PROCOMM DC | 3259.22 | 0.01% | 3258.89
McCrometer | In-Line Flow Meters | No | 281L-007SXB | SPI PROCOMM GO BATT | 5672.07 | 0.01% | 5671.5
McCrometer | In-Line Flow Meters | No | 282L-024PX020A1 | SPI PVC PROCOMM AC | 5672.07 | 0.01% | 5671.5
McCrometer | In-Line Flow Meters | No | 282L-024PX025A1 | SPI PVC PROCOMM AC | 5672.07 | 0.01% | 5671.5
McCrometer | In-Line Flow Meters | No | 282L-030PX025A1 | SPI PVC PROCOMM AC | 5672.07 | 0.01% | 5671.5
McCrometer | In-Line Flow Meters | No | 281L-024SX025A1 | SPI PROCOMM AC | 5672.07 | 0.01% | 5671.5
McCrometer | In-Line Flow Meters | No | 281L-011SX020A1 | SPI PROCOMM AC | 5672.07 | 0.01% | 5671.5
McCrometer | In-Line Flow Meters | No | 281L-009SXB1001 | SPI, 1", 9" SS TUBE, BATTERY, PULSE | 5756.6 | 0.01% | 5756.02
McCrometer | In-Line Flow Meters | No | 281L-007SXB1001 | 282SV SINGER VALVE SINGLE POINT | 5756.6 | 0.01% | 5756.02
McCrometer | In-Line Flow Meters | No | 281L-007SXB1001 | 1" SPI, 7" SS INSERTION TUBE, BATTERY POWERED W/ PULSE | 5759.81 | 0.01% | 5759.23
McCrometer | In-Line Flow Meters | No | 281L-011SXB1001 | 1" SPI, 11" SS INSERTION TUBE, BATTERY POWER W/ PULSE | 5759.81 | 0.01% | 5759.23
McCrometer | In-Line Flow Meters | No | 281L-011SXB1001 | 1" SPI, 11" SS INSERTION TUBE, BATTERY POWER W/ PULSE | 5759.81 | 0.01% | 5759.23
McCrometer | In-Line Flow Meters | No | 281L-007SX025A1 | SPI PROCOMM AC | 5803.68 | 0.01% | 5803.09
McCrometer | In-Line Flow Meters | No | 281L-007SX050A1 | SPI PROCOMM AC | 5804.75 | 0.01% | 5804.16
McCrometer | In-Line Flow Meters | No | 282L-024X050A1 | SPI PROCOMM AC | 5804.75 | 0.01% | 5804.16
McCrometer | In-Line Flow Meters | No | 282L-024PX050A1 | SPI PROCOMM AC | 5804.75 | 0.01% | 5804.16
McCrometer | In-Line Flow Meters | No | 282L-024SX050A1 | SPI PROCOMM AC | 5804.75 | 0.01% | 5804.16
McCrometer | In-Line Flow Meters | No | 282L-030PX050A1 | SPI PVC PROCOMM AC | 5804.75 | 0.01% | 5804.16
McCrometer | In-Line Flow Meters | No | 281L-007SX020D1 | SPI PROCOMM DC | 5835.78 | 0.01% | 5835.19
McCrometer | In-Line Flow Meters | No | 281L-007SX015D1 | SPI PROCOMM DC | 5835.78 | 0.01% | 5835.19
McCrometer | In-Line Flow Meters | No | 281L-009SX010A1 | SPI PROCOMM AC | 5841.13 | 0.01% | 5840.54
McCrometer | In-Line Flow Meters | No | 282L-030PX025D1 | SPI PVC PROCOMM DC | 5844.34 | 0.01% | 5843.75
McCrometer | In-Line Flow Meters | No | 282L-024PX040A1-HL | SPI PVC PROCOMM AC HAZ LOC | 5889.28 | 0.01% | 5888.69
McCrometer | In-Line Flow Meters | No | 282L-030SN080A1 | SPI, 2", 30" SS TUBE, 80' CABLE, AC PWR | 5926.73 | 0.01% | 5926.13
McCrometer | In-Line Flow Meters | No | 282L-030PX050D1 | SPI PVC PROCOMM DC | 5977.02 | 0.01% | 5976.42
McCrometer | In-Line Flow Meters | No | 281L-007SX005A1 | SPI PROCOMM AC | 6004.84 | 0.01% | 6004.23
McCrometer | In-Line Flow Meters | No | 281L-007SX020B7-SEN | SPI PROCOMM GO BATT | 6038.01 | 0.01% | 6037.4
McCrometer | In-Line Flow Meters | No | 281L-007SX100D1 | SPI PROCOMM DC | 6070.11 | 0.01% | 6069.5
McCrometer | In-Line Flow Meters | No | 282L-024PX100A1 | SPI PVC PROCOMM AC | 6072.25 | 0.01% | 6071.64
McCrometer | In-Line Flow Meters | No | 282L-030PN125A1 | SINGLE POINT INSERTION MAG | 6077.6 | 0.01% | 6076.99
McCrometer | In-Line Flow Meters | No | 281L-012SN025A1 | SPI PROCOMM AC | 6079.74 | 0.01% | 6079.13
McCrometer | In-Line Flow Meters | No | 281L-012SN030A1 | 281L-012SN030A1 | 6119.33 | 0.01% | 6118.71
McCrometer | In-Line Flow Meters | No | 282L-030PN025A1 | 30" SPI PROCOMM | 6151.43 | 0.01% | 6150.81
McCrometer | In-Line Flow Meters | No | 282L-036PN025A1 | 36" SPI PROCOMM | 6283.04 | 0.01% | 6282.41
McCrometer | In-Line Flow Meters | No | 282L-030PN025D1 | 2" SPI, 30" PVC INSERTION, 25' CBL, DC POWER | 6322.63 | 0.01% | 6321.99
McCrometer | In-Line Flow Meters | No | 282L-024PNB2001 | 282L-024PNB2001 | 6327.98 | 0.01% | 6327.34
McCrometer | In-Line Flow Meters | No | 281L-007SXB5001-SEN | SPI PROCOMM GO BATT | 6346.17 | 0.01% | 6345.53
McCrometer | In-Line Flow Meters | No | 281L-012SN025D1 | SPI 1" SENSOR 12" TUBE | 6375.06 | 0.01% | 6374.42
McCrometer | In-Line Flow Meters | No | 281L-018SN025D1 | SPI 18" PROCOMM | 6375.06 | 0.01% | 6374.42
McCrometer | In-Line Flow Meters | No | 282L-030PN050D1 | 2" SPI, 30" PVC INSERTION, 50' CBL, DC POWER | 6456.38 | 0.01% | 6455.73
McCrometer | In-Line Flow Meters | No | 281L-009SX150D1 | SPI PROCOMM DC | 6510.95 | 0.01% | 6510.29
McCrometer | In-Line Flow Meters | No | 281L-012SN025A7-SEN | 12" SPI SENSUS | 6577.29 | 0.01% | 6576.63
McCrometer | In-Line Flow Meters | No | 282L-024PX075A2 | SPI PVC PROCOMM AC | 6607.25 | 0.01% | 6606.58
McCrometer | In-Line Flow Meters | No | 281L-012SN030A7-SEN | SPI SENSUS | 6613.67 | 0.01% | 6613
McCrometer | In-Line Flow Meters | No | 282L-240PN075A1 | 2" SPI INSERTION MAGMETER | 6711.04 | 0.01% | 6710.36
McCrometer | In-Line Flow Meters | No | 282L-024PX100A2 | SPI PVC PROCOMM AC | 6734.58 | 0.01% | 6733.9
McCrometer | In-Line Flow Meters | No | 281L-007SXB7112-SEN | SPI PROCOMM GO BATT | 6794.5 | 0.01% | 6793.82
McCrometer | In-Line Flow Meters | No | 282L-030PN050A2 | 282L-030PN050A2 | 6959.28 | 0.01% | 6958.58
McCrometer | In-Line Flow Meters | No | 282L-030SX025A1 | SPI PROCOMM AC | 7026.69 | 0.01% | 7025.98
McCrometer | In-Line Flow Meters | No | 282L-019SN025A1 | 10" SPI PROCOMM | 7374.44 | 0.01% | 7373.7
McCrometer | In-Line Flow Meters | No | 282L-024SN050A1 | SPI | 7501.77 | 0.01% | 7501.01
McCrometer | In-Line Flow Meters | No | 282L-030SN025A1 | SPI 30" PROCOMM | 7506.05 | 0.01% | 7505.29
McCrometer | In-Line Flow Meters | No | 282L-030SN025A1 | SPI 30" PROCOMM | 7506.05 | 0.01% | 7505.29
McCrometer | In-Line Flow Meters | No | 282L-030SN030A1 | SPI PROCOMM 30" | 7542.43 | 0.01% | 7541.67
McCrometer | In-Line Flow Meters | No | 282L-036SN075A1 | SPI | 7629.1 | 0.01% | 7628.33
McCrometer | In-Line Flow Meters | No | 281L-030SN175D5 | SPI 1" SENSOR PROCOMM | 7665.48 | 0.01% | 7664.71
McCrometer | In-Line Flow Meters | No | 42292-1 | ASSY, INSERTION TUBE, 24in., 280S | 647.9 | 0.01% | 647.83
McCrometer | In-Line Flow Meters | No | 42205 | PHA, ASSY, SEAL, COMPRESSION, ,2in. | 1008.7 | 0.01% | 1008.59
McCrometer | In-Line Flow Meters | No | 42204-24-K | ASSY, SST INSERTION TUBE, FOR PARTS ORDER INCLUDES RODS | 1295.8 | 0.01% | 1295.67
McCrometer | In-Line Flow Meters | No | 55042 | ASSY, CAP, INSERTION TUBE | 323.4 | 0.01% | 323.36
McCrometer | In-Line Flow Meters | No | 42233XX01 | SOCKET, DRIVEN, W/HEX | 102.3 | 0.01% | 102.28
McCrometer | In-Line Flow Meters | No | 36002 | CABLE, 2 TWSPR #24 .22D UREJKT | 0.418 | 0.01% | 0.41
McCrometer | In-Line Flow Meters | No | 42225 | BEARING RETAINER, 280 TUBE CAP | 16.5 | 0.01% | 16.49
McCrometer | In-Line Flow Meters | No | 42231 | DRIVE SHAFT FOR 75031 | 80.3 | 0.01% | 80.29
McCrometer | In-Line Flow Meters | No | 64006 | ROD, THREADED, 316 SST, 3/8-16 | 1.65 | 0.01% | 1.64
McCrometer | In-Line Flow Meters | No | 800018201 | ASSY. BRG f/2"MultiMag TopPlt FOR 3/8" RODS | 126.5 | 0.01% | 126.48
McCrometer | In-Line Flow Meters | No | 800018202 | ASSY. BRG f/2"MultiMag TopPlt FOR 1/2" RODS | 275 | 0.01% | 274.97
McCrometer | In-Line Flow Meters | No | PC2 | MMI PIPE ID CALIBRATION TOOL FOR 2" FNPT CONNECTION | 530.2 | 0.01% | 530.14
McCrometer | In-Line Flow Meters | No | PC2-K | KIT MMI PIPE ID CALIBRATION TOOL FOR 2" FNPT CONNECTION | 623.7 | 0.01% | 623.63
McCrometer | In-Line Flow Meters | No | 92118 | SPRING LATCH | 13.09 | 0.01% | 13.08
McCrometer | In-Line Flow Meters | No | 24500-00 | POWER CORD, 115VAC, 8FT, #17409 | 30.8 | 0.01% | 30.79
McCrometer | In-Line Flow Meters | No | 360000701-00 | CABLE,IF23 USB COMMUNICATION ISOIL ML210 (ISOIL# IF23) | 389.4 | 0.01% | 389.36
McCrometer | In-Line Flow Meters | No | 42226 | NUT, CAPTIVE, BRONZE, 280 | 22 | 0.01% | 21.99
McCrometer | In-Line Flow Meters | No | 42232XX01 | SOCKET, DRIVEN RESTRAINING, COMP SEAL SST 2IN | 114.4 | 0.01% | 114.38
McCrometer | In-Line Flow Meters | No | 43059 | BALL VALVE, 2in. NPT, S/S 316 2-PC SMITH COOPER SC201N | 1197.9 | 0.01% | 1197.78
McCrometer | In-Line Flow Meters | No | 43064 | PIPE NIPPLE, 316 SST, 1in. CLO SCH 40S | 90.2 | 0.01% | 90.19
McCrometer | In-Line Flow Meters | No | 91326 | O-RING, STATIC, PARKER #2-326 | 3.3 | 0.01% | 3.29
McCrometer | In-Line Flow Meters | No | 92121 | BEARING, BALL, RADIAL SR8-2RSCO WITH STALUBE | 9.9 | 0.01% | 9.89
McCrometer | In-Line Flow Meters | No | 95004 | WRENCH 9/16 RACHET REVERSIBLE GEARWEAR REV. NON CAPSTOP | 6.6 | 0.01% | 6.59
McCrometer | In-Line Flow Meters | No | BX916 | WRENCH 9/16 RACHET BOX END KASTAR OFFSET 1/2" x 9/16"ENDS | 11 | 0.01% | 10.99
McCrometer | In-Line Flow Meters | No | 42198 | INSERTION TUBE, 18in. PVC, STD | 492.8 | 0.01% | 492.75
McCrometer | In-Line Flow Meters | No | 42198-2 | INSERTION TUBE, 30in. PVC | 492.8 | 0.01% | 492.75
McCrometer | In-Line Flow Meters | No | 42292 | ASSY, INSERTION TUBE, 12in. , 280S | 647.9 | 0.01% | 647.83
McCrometer | In-Line Flow Meters | No | 43802-1 | KIT,1" SS VALVE & SS NIPPLE | 380.6 | 0.01% | 380.56
McCrometer | In-Line Flow Meters | No | 42199-K | KIT, THRD'D ROD, 2IN. INSRTN TUBE, 18IN. | 48.4 | 0.01% | 48.39
McCrometer | In-Line Flow Meters | No | 395C10-039SXQ200A1 | 10" FPI PROCOMM AC | 6142 | 0.01% | 6141.38
McCrometer | In-Line Flow Meters | No | 394S20-036SNR175D1 | 20" BIDIRECTIONAL FPI PROCOMM DC | 13873 | 0.01% | 13871.61
McCrometer | In-Line Flow Meters | No | 395C12-050SNQ025A1 | 12" FPI PROCOMM AC | 6776 | 0.01% | 6775.32
McCrometer | In-Line Flow Meters | No | 394S20-036SNQ050A1 | 20" BIDIRECTIONAL FPI PROCOMM AC | 13160 | 0.01% | 13158.68
McCrometer | In-Line Flow Meters | No | 395S12-028SNQ025A1 | 12" FPI PROCOMM AC | 5897 | 0.01% | 5896.41
McCrometer | In-Line Flow Meters | No | 394S10-024SNR050D1 | 10" BIDIRECTIONAL FPI PROCOMM DC | 5684 | 0.01% | 5683.43
McCrometer | In-Line Flow Meters | No | 394S14-028SNR050D1 | 14" BIDIRECTIONAL FPI PROCOMM DC | 7807 | 0.01% | 7806.21
McCrometer | In-Line Flow Meters | No | 394S10-028SNQ025A7-SEN | 10" BIDIRECTIONAL FPI PROCOMM AC | 5751 | 0.01% | 5750.42
McCrometer | In-Line Flow Meters | No | 395S10-024HNQ025A1 | 10" FPI HASTELLOY PROCOMM AC | 1957 | 0.01% | 1956.8
McCrometer | In-Line Flow Meters | No | 395S12-028SNQ035D1 | 12" FPI PROCOMM DC | 6088 | 0.01% | 6087.39
McCrometer | In-Line Flow Meters | No | 394C48-061SNQ050A1 | 48" BIDIRECTIONAL FPI PROCOMM AC | 30187 | 0.01% | 30183.98
McCrometer | In-Line Flow Meters | No | 395C30-052SXQ050A1 | 30" FPI PROCOMM AC | 20015 | 0.01% | 20012.99
McCrometer | In-Line Flow Meters | No | 395S12-024SNQ050D6 | 12" FPI PROCOMM DC | 7329 | 0.01% | 7328.26
McCrometer | In-Line Flow Meters | No | 395S10-024SNQ050D6 | 10" FPI PROCOMM DC | 6267 | 0.01% | 6266.37
McCrometer | In-Line Flow Meters | No | 395S16-028SNQ050D6 | 16" FPI PROCOMM DC | 9452 | 0.01% | 9451.05
McCrometer | In-Line Flow Meters | No | 394S12-028SNQ025A1 | 12" BIDIRECTIONAL FPI PROCOMM AC | 6604 | 0.01% | 6603.33
McCrometer | In-Line Flow Meters | No | 394S10-024SNR075D1 | 10" BIDIRECTIONAL FPI PROCOMM DC | 5798 | 0.01% | 5797.42
McCrometer | In-Line Flow Meters | No | 394S12-028SNR050D1 | 12" BIDIRECTIONAL FPI PROCOMM DC | 6863 | 0.01% | 6862.31
McCrometer | In-Line Flow Meters | No | 394S04-020SNQ025A7-SEN | 4" BIDIRECTIONAL FPI PROCOMM AC | 4571 | 0.01% | 4570.54
McCrometer | In-Line Flow Meters | No | 394S24-036SXQ100D1 | 24" BIDIRECTIONAL FPI PROCOMM DC | 14639 | 0.01% | 14637.53
McCrometer | In-Line Flow Meters | No | 395C36-051SNQ025A1 | 36" FPI PROCOMM AC | 22664 | 0.01% | 22661.73
McCrometer | In-Line Flow Meters | No | 395S14-028SNQ025A1 | 14" FPI PROCOMM AC | 6722 | 0.01% | 6721.32
McCrometer | In-Line Flow Meters | No | 395S04-020SNQ025A1 | 4" FPI PROCOMM AC | 3774 | 0.01% | 3773.62
McCrometer | In-Line Flow Meters | No | 394S08-020SNQ050A1 | 8" BIDIRECTIONAL FPI PROCOMM AC | 4713 | 0.01% | 4712.52
McCrometer | In-Line Flow Meters | No | 395S08-020SNQ050A1 | 8" FPI PROCOMM AC | 4241 | 0.01% | 4240.57
McCrometer | In-Line Flow Meters | No | 395S12-024SNQ075A1 | 12" FPI PROCOMM AC | 6124 | 0.01% | 6123.38
McCrometer | In-Line Flow Meters | No | 395S06-020SNQ075A1 | 6" FPI PROCOMM AC | 4119 | 0.01% | 4118.58
McCrometer | In-Line Flow Meters | No | 394S20-036SNQ025A7-SEN | 8" SADDLE | 13373 | 0.01% | 13371.66
McCrometer | In-Line Flow Meters | No | 394S06-024SNQ025A7-SEN | 6" BIDIRECTIONAL FPI PROCOMM AC | 4571 | 0.01% | 4570.54
McCrometer | In-Line Flow Meters | No | 395S20-036SNQ025D3 | 20" FPI PROCOMM DC | 12341 | 0.01% | 12339.76
McCrometer | In-Line Flow Meters | No | 395S14-028SNQ050D6 | 14" FPI PROCOMM DC | 8154 | 0.01% | 8153.18
McCrometer | In-Line Flow Meters | No | 394C12-050SNQ025A1 | 12" BIDIRECTIONAL FPI PROCOMM AC | 7555 | 0.01% | 7554.24
McCrometer | In-Line Flow Meters | No | 395C36-050SXQ075A1 | 36" FPI PROCOMM AC | 22783 | 0.01% | 22780.72
McCrometer | In-Line Flow Meters | No | 394S08-024SNQ025A7-SEN | 8" BIDIRECTIONAL FPI PROCOMM AC | 4926 | 0.01% | 4925.5
McCrometer | In-Line Flow Meters | No | 395S06-020SNQ075A1 | 6" FPI PROCOMM AC | 4119 | 0.01% | 4118.58
McCrometer | In-Line Flow Meters | No | 394S24-036SXQ050D1 | 24" BIDIRECTIONAL FPI PROCOMM DC | 14412 | 0.01% | 14410.55
McCrometer | In-Line Flow Meters | No | 394S10-024SNR150D1 | 10" BIDIRECTIONAL FPI PROCOMM DC | 6138 | 0.01% | 6137.38
McCrometer | In-Line Flow Meters | No | 394S20-036SNR050D1 | 20" BIDIRECTIONAL FPI PROCOMM DC | 13306 | 0.01% | 13304.66
McCrometer | In-Line Flow Meters | No | 394S16-032SNR050D1 | 16" BIDIRECTIONAL FPI PROCOMM DC | 9281 | 0.01% | 9280.07
McCrometer | In-Line Flow Meters | No | 395S12-028SNQ35D1 | 123 | 123 | 0.01% | 122.98
McCrometer | In-Line Flow Meters | No | 395C06-017SXQ075A1 | 6" FPI MAG, AC POWER, 75' CABLE | 4508 | 0.01% | 4507.54
McCrometer | In-Line Flow Meters | No | 395S18-032SNQ025A1 | 18" FPI PROCOMM AC | 9141 | 0.01% | 9140.08
McCrometer | In-Line Flow Meters | No | 395S06-020SNQ025A1 | 6" FPI PROCOMM AC | 3892 | 0.01% | 3891.61
McCrometer | In-Line Flow Meters | No | 394S20-032SNQ100D1 | 20" BIDIRECTIONAL FPI PROCOMM DC | 13533 | 0.01% | 13531.64
McCrometer | In-Line Flow Meters | No | 394S18-036SNQ025A7-SEN | 18" BIDIRECTIONAL FPI PROCOMM AC | 10976 | 0.01% | 10974.9
McCrometer | In-Line Flow Meters | No | 395C06-020SXR225A1 | FPI | 5181 | 0.01% | 5180.48
McCrometer | In-Line Flow Meters | No | 395C04-018SNQ025A1 | 4" FPI PROCOMM AC | 4150 | 0.01% | 4149.58
McCrometer | In-Line Flow Meters | No | 395C36-049SNQ025A1 | 36" FPI PROCOMM AC | 22556 | 0.01% | 22553.74
McCrometer | In-Line Flow Meters | No | 395S12-028SNQ025B0 | 12" FPI PROCOMM GO BATT | 6397 | 0.01% | 6396.36
McCrometer | In-Line Flow Meters | No | 395S16-031SNQ050A1 | 16" FPI PROCOMM AC | 8133 | 0.01% | 8132.18
McCrometer | In-Line Flow Meters | No | 395S10-024SXQ025D1 | 10" FPI PROCOMM DC | 4981 | 0.01% | 4980.5
McCrometer | In-Line Flow Meters | No | 395S18-032SNQ025D1 | 18" FPI PROCOMM DC | 9294 | 0.01% | 9293.07
McCrometer | In-Line Flow Meters | No | 395S24-036SNQE7001-SEN | 24" FPI PROCOMM GO AC | 14674 | 0.01% | 14672.53
McCrometer | In-Line Flow Meters | No | 395S10-024SNQ025D1 | 10" FPI PROCOMM DC | 4981 | 0.01% | 4980.5
McCrometer | In-Line Flow Meters | No | 395C10-022SXR100A1 | 10" FPI PROCOMM AC | 5661 | 0.01% | 5660.43
McCrometer | In-Line Flow Meters | No | 394C30-045SNQ100D1 | 30" BIDIRECTIONAL FPI PROCOMM DC | 21496 | 0.01% | 21493.85
McCrometer | In-Line Flow Meters | No | 395S24-036SNQ050A1 | 24" FPI PROCOMM AC | 12938 | 0.01% | 12936.7
McCrometer | In-Line Flow Meters | No | 395S20-036SNQE7001-SEN | 20" FPI PROCOMM GO AC | 13467 | 0.01% | 13465.65
McCrometer | In-Line Flow Meters | No | 395S04-020SNQ035A1 | 4" FPI PROCOMM AC | 3887 | 0.01% | 3886.61
McCrometer | In-Line Flow Meters | No | 395C30-044SNQ075A3 | 30" FPI PROCOMM AC | 20735 | 0.01% | 20732.92
McCrometer | In-Line Flow Meters | No | 395C30-048SNQ025A1 | 30" FPI PROCOMM AC | 19902 | 0.01% | 19900
McCrometer | In-Line Flow Meters | No | 395C24-041SXQ025A1 | 24" FPI PROCOMM AC | 14109 | 0.01% | 14107.58
McCrometer | In-Line Flow Meters | No | 395C04-018SXR125A1 | 4" FPI PROCOMM | 4604 | 0.01% | 4603.53
McCrometer | In-Line Flow Meters | No | 394C24-040SXQ100A1 | 24" BIDIRECTIONAL FPI PROCOMM AC | 16071 | 0.01% | 16069.39
McCrometer | In-Line Flow Meters | No | 395C14-038SXR200A1 | 14" FPI PROCOMM AC | 8188 | 0.01% | 8187.18
McCrometer | In-Line Flow Meters | No | 395C04-015SXR075A1 | 4" FPI PROCOMM | 4377 | 0.01% | 4376.56
McCrometer | In-Line Flow Meters | No | 395C04-018SXR075A1 | 4" FPI PROCOMM | 4377 | 0.01% | 4376.56
McCrometer | In-Line Flow Meters | No | 394S18-032SNQ075D1 | 18" BIDIRECTIONAL FPI PROCOMM DC | 11023 | 0.01% | 11021.89
McCrometer | In-Line Flow Meters | No | 395S14-028SNQ100A1 | 14" FPI PROCOMM AC | 7064 | 0.01% | 7063.29
McCrometer | In-Line Flow Meters | No | 395S20-036SNQ050A3 | 20" FPI PROCOMM AC | 12454 | 0.01% | 12452.75
McCrometer | In-Line Flow Meters | No | 395S08-024SNQ025D1 | 8" FPI PROCOMM DC | 4274 | 0.01% | 4273.57
McCrometer | In-Line Flow Meters | No | 395C30-083SXQE3001 | 30" FPI MAG METER - FORWARD FLOW | 20024 | 0.01% | 20021.99
McCrometer | In-Line Flow Meters | No | 395S10-024SNQ050A3 | 10" FPI PROCOMM AC | 5590 | 0.01% | 5589.44
McCrometer | In-Line Flow Meters | No | 395S20-036SNQ050A5 | 20" FPI PROCOMM AC DATALOGGERBIV + MODBUS | 13021 | 0.01% | 13019.69
McCrometer | In-Line Flow Meters | No | 395S18-032SNQ050A1 | 18" FPI PROCOMM AC | 9254 | 0.01% | 9253.07
McCrometer | In-Line Flow Meters | No | 395C30-045SNQ025A1 | 30" FPI PROCOMM AC | 19902 | 0.01% | 19900
McCrometer | In-Line Flow Meters | No | 395S08-024SNQ075A1 | 8" FPI PROCOMM AC | 4355 | 0.01% | 4354.56
McCrometer | In-Line Flow Meters | No | 395C10-028SXQ175A1 | 10" FPI PROCOMM AC | 5999 | 0.01% | 5998.4
McCrometer | In-Line Flow Meters | No | 394C18-030SXR100A1 | 18" BIDIRECTIONAL FPI PROCOMM AC | 12057 | 0.01% | 12055.79
McCrometer | In-Line Flow Meters | No | 395C24-045SXQ125A1 | 24" FPI PROCOMM AC | 14563 | 0.01% | 14561.54
McCrometer | In-Line Flow Meters | No | 395S-016SQ150A1N | FPI MAG, 16", AC POWER, 150' CABLE | 8757 | 0.01% | 8756.12
McCrometer | In-Line Flow Meters | No | 395S06-020SNQ040A1 | 6" FPI PROCOMM AC | 4005 | 0.01% | 4004.59
McCrometer | In-Line Flow Meters | No | 395S16-028SNQ150A1 | 16" FPI PROCOMM AC, 150' CABLE | 8587 | 0.01% | 8586.14
McCrometer | In-Line Flow Meters | No | 395S24-040SQ025A1 | 24" FPI PROCOMM AC | 12826 | 0.01% | 12824.71
McCrometer | In-Line Flow Meters | No | 395S24-036SNQE5001-SEN | 24" FPI PCGO SEN | 14176 | 0.01% | 14174.58
McCrometer | In-Line Flow Meters | No | 394C30-045SNQ075D1 | 30" BIDIRECTIONAL FPI PROCOMM DC | 21381 | 0.01% | 21378.86
McCrometer | In-Line Flow Meters | No | 395C06-020XR250A1 | 6" FPI PROCOMM AC | 3510 | 0.01% | 3509.64
McCrometer | In-Line Flow Meters | No | 395C06-020XR225A1X | 6" FPI PROCOMM AC | 3510 | 0.01% | 3509.64
McCrometer | In-Line Flow Meters | No | 395S16-032SNQ100A4 | 16" FPI PROCOMM AC | 8927 | 0.01% | 8926.1
McCrometer | In-Line Flow Meters | No | 395S20-036SNQE5001-SEN | 20" FPI PCGO SEN | 13085 | 0.01% | 13083.69
McCrometer | In-Line Flow Meters | No | 395S24-040SNQ025A1 | 24" FPI PROCOMM AC | 12826 | 0.01% | 12824.71
McCrometer | In-Line Flow Meters | No | 395S24-036SNQ025A1 | 24" FPI PROCOMM AC | 12826 | 0.01% | 12824.71
McCrometer | In-Line Flow Meters | No | 395S12-028SNQ175A1 | 12" FPI PROCOMM AC | 6577 | 0.01% | 6576.34
McCrometer | In-Line Flow Meters | No | 395S12-024SNQ025A7-SEN | 12" FPI PROCOMM AC | 6223 | 0.01% | 6222.37
McCrometer | In-Line Flow Meters | No | 395S20-036HNR175A5 | 20" FPI HASTELLOY PROCOMM AC | 13972 | 0.01% | 13970.6
McCrometer | In-Line Flow Meters | No | 395S06-020SXQ025A1 | 6" FPI PROCOMM AC | 3892 | 0.01% | 3891.61
McCrometer | In-Line Flow Meters | No | 394S24-045SNQ025A7-SEN | 24" BIDIRECTIONAL FPI PROCOMM AC | 14625 | 0.01% | 14623.53
McCrometer | In-Line Flow Meters | No | 394C36-059SNQ025A7-SEN | 36" BIDIRECTIONAL FPI PROCOMM AC | 24135 | 0.01% | 24132.58
McCrometer | In-Line Flow Meters | No | 395S10-024SNQ100A3 | 10" FPI PROCOMM AC | 5783 | 0.01% | 5782.42
McCrometer | In-Line Flow Meters | No | 395S08-024SNQ100A1 | 8" FPI PROCOMM AC | 4468 | 0.01% | 4467.55
McCrometer | In-Line Flow Meters | No | 395C54-069SNR025A1 | 54" FPI PROCOMM AC | 31953 | 0.01% | 31949.8
McCrometer | In-Line Flow Meters | No | 395C42-057SNR025A1 | 42" FPI PROCOMM AC | 26314 | 0.01% | 26311.36
McCrometer | In-Line Flow Meters | No | 395S12-024SNR025A1 | 12" FPI PROCOMM AC | 5897 | 0.01% | 5896.41
McCrometer | In-Line Flow Meters | No | 395S08-020SNQ100A1 | 8" FPI PROCOMM AC | 4468 | 0.01% | 4467.55
McCrometer | In-Line Flow Meters | No | 395S06-020SNQ025A3 | 6" FPI PROCOMM AC | 4498 | 0.01% | 4497.55
McCrometer | In-Line Flow Meters | No | 394C42-057SNQ075A1 | 42" BIDIRECTIONAL FPI PROCOMM AC | 28004 | 0.01% | 28001.19
McCrometer | In-Line Flow Meters | No | 395C36-052SNQ025A7-SEN | 36" FPI PROCOMM AC | 22882 | 0.01% | 22879.71
McCrometer | In-Line Flow Meters | No | 395C04-033SXQ175A1 | 4" FPI PROCOMM AC | 4859 | 0.01% | 4858.51
McCrometer | In-Line Flow Meters | No | 395C06-034SXR150A1 | 6" FPI PROCOMM AC | 4848 | 0.01% | 4847.51
McCrometer | In-Line Flow Meters | No | 395C04-033SXR075A1 | 4" FPI PROCOMM AC | 4406 | 0.01% | 4405.55
McCrometer | In-Line Flow Meters | No | 395C04-033SXR175A1 | 4" FPI PROCOMM AC | 4859 | 0.01% | 4858.51
McCrometer | In-Line Flow Meters | No | 395S20-036SNQ040A1 | 20" FPI PROCOMM AC | 11837 | 0.01% | 11835.81
McCrometer | In-Line Flow Meters | No | 395S18-032SNR100A7 | 18" FPI PROCOMM AC | 9807 | 0.01% | 9806.01
McCrometer | In-Line Flow Meters | No | 394S20-036SNQ040A1 | 20" BIDIRECTIONAL FPI PROCOMM AC | 13149 | 0.01% | 13147.68
McCrometer | In-Line Flow Meters | No | 395S18-032SNR100A7-SEN | 18" FPI PROCOMM AC | 9807 | 0.01% | 9806.01
McCrometer | In-Line Flow Meters | No | 394S20-036SNQ125A1 | 20" BIDIRECTIONAL FPI PROCOMM AC | 13501 | 0.01% | 13499.64
McCrometer | In-Line Flow Meters | No | 395S16-032SNQ025A2 | 16" FPI PROCOMM AC, MODBUS | 8626 | 0.01% | 8625.13
McCrometer | In-Line Flow Meters | No | 394C54-082SNRB3001 | FPI PCGO | 34058 | 0.01% | 34054.59
McCrometer | In-Line Flow Meters | No | 395S24-040SNQ050A3 | 24" FPI PROCOMM AC | 12410 | 0.01% | 12408.75
McCrometer | In-Line Flow Meters | No | 395C14-026SXQ200A1 | 14" FPI PROCOMM AC 200' CBL | 8188 | 0.01% | 8187.18
McCrometer | In-Line Flow Meters | No | 395C16-028SXQ075A1 | 16" FPI PROCOMM AC | 9050 | 0.01% | 9049.09
McCrometer | In-Line Flow Meters | No | 395S10-024SNQ075A1 | 10" FPI PROCOMM AC | 5062 | 0.01% | 5061.49
McCrometer | In-Line Flow Meters | No | 395C14-026SXR200A1 | 14" FPI PROCOMM AC, 200' CABLE, NO VALVE OR NPL | 8188 | 0.01% | 8187.18
McCrometer | In-Line Flow Meters | No | 395C08-021SNQ025A1 | 8" FPI PROCOMM AC | 4540 | 0.01% | 4539.54
McCrometer | In-Line Flow Meters | No | 395S12-028SNQ025D1 | 12" FPI PROCOMM DC | 6050 | 0.01% | 6049.39
McCrometer | In-Line Flow Meters | No | 395S16-028SNQ025D1 | 16" FPI PROCOMM DC | 8173 | 0.01% | 8172.18
McCrometer | In-Line Flow Meters | No | 395S18-028SNQ025D1 | 18" FPI PROCOMM DC | 9294 | 0.01% | 9293.07
McCrometer | In-Line Flow Meters | No | 394C30-045SNQ300A1 | 30" BIDIRECTIONAL FPI PROCOMM AC | 22878 | 0.01% | 22875.71
McCrometer | In-Line Flow Meters | No | ​395S18-032SXQ200A2 | 18" FPI PROCOMM AC HIDDEN SYMBOL | 10571 | 0.01% | 10569.94
McCrometer | In-Line Flow Meters | No | 395S12-024SNQ050A1 | 12" FPI PROCOMM AC | 6016 | 0.01% | 6015.39
McCrometer | In-Line Flow Meters | No | 395S24-040SNQ100A2-HL | 24" FPI HAZ LOC PROCOMM AC | 13927 | 0.01% | 13925.6
McCrometer | In-Line Flow Meters | No | 395S24-040SNR100A1 | 24" FPI PROCOMM AC | 13168 | 0.01% | 13166.68
McCrometer | In-Line Flow Meters | No | 394S14-028SNQ025A2 | 14" BIDIRECTIONAL FPI PROCOMM AC | 8154 | 0.01% | 8153.18
McCrometer | In-Line Flow Meters | No | 395C08-020SXR250A1 | 8" FPI PROCOMM AC | 6070 | 0.01% | 6069.39
McCrometer | In-Line Flow Meters | No | 394S16-032SNQ025A2 | 16" BIDIRECTIONAL FPI PROCOMM AC | 9628 | 0.01% | 9627.03
McCrometer | In-Line Flow Meters | No | 394S16-032SNQ075A2 | 16" BIDIRECTIONAL FPI PROCOMM AC | 9855 | 0.01% | 9854.01
McCrometer | In-Line Flow Meters | No | 395C14-026SXR075A1 | 14" FPI PROCOMM AC | 6388 | 0.01% | 6387.36
McCrometer | In-Line Flow Meters | No | 395S16-032SNQ100A1 | 16" FPI PROCOMM AC | 8362 | 0.01% | 8361.16
McCrometer | In-Line Flow Meters | No | 395C04-015SXQ100A1 | FPI FORWARD FLOW PROCOMM | 4492 | 0.01% | 4491.55
McCrometer | In-Line Flow Meters | No | 395C54-069SNR200A1 | 54" FPI PROCOMM AC | 32747 | 0.01% | 32743.72
McCrometer | In-Line Flow Meters | No | 395S16-032SNQ025A1 | 16" FPI PROCOMM AC | 8020 | 0.01% | 8019.19
McCrometer | In-Line Flow Meters | No | 395S24-040SNQ025D1 | 24" FPI PROCOMM DC | 12979 | 0.01% | 12977.7
McCrometer | In-Line Flow Meters | No | 395S04-020SNQ080D1 | 4" FPI PROCOMM DC | 4301 | 0.01% | 4300.56
McCrometer | In-Line Flow Meters | No | 395C30-047SNR050A5 | FPI MAG METER - FORWARD FLOW | 21188 | 0.01% | 21185.88
McCrometer | In-Line Flow Meters | No | 395C30-048SNR050A5 | FPI MAG METER - FORWARD FLOW | 21188 | 0.01% | 21185.88
McCrometer | In-Line Flow Meters | No | 394S08-024SNQ200D1 | 8" BIDIRECTIONAL FPI PROCOMM DC | 5587 | 0.01% | 5586.44
McCrometer | In-Line Flow Meters | No | 394S06-020SNQ200D1 | 6" BIDIRECTIONAL FPI PROCOMM DC | 5232 | 0.01% | 5231.47
McCrometer | In-Line Flow Meters | No | 395S18-032SXQ200A2 | 18" FPI PROCOMM AC | 10571 | 0.01% | 10569.94
McCrometer | In-Line Flow Meters | No | 395C04-015SNQ050A1 | 395C04-015SNQ050A1 | 4263 | 0.01% | 4262.57
McCrometer | In-Line Flow Meters | No | 395C24-044SXQ200A1 | 24" FPI PROCOMM AC | 14903 | 0.01% | 14901.5
McCrometer | In-Line Flow Meters | No | 395S10-024SNQ050D2 | 10" FPI PROCOMM DC | 5743 | 0.01% | 5742.42
McCrometer | In-Line Flow Meters | No | 395S18-032SNQS | 18" FPI PROCOMM GO SOLAR | 9978 | 0.01% | 9977
McCrometer | In-Line Flow Meters | No | 394S18-032SNQB5-SEN | 18" BIDIRECTIONAL FPI PROCOMM GO BATT | 11280 | 0.01% | 11278.87
McCrometer | In-Line Flow Meters | No | 394S12-028SNQB5-SEN | 12" BIDIRECTIONAL FPI PROCOMM GO BATT | 7234 | 0.01% | 7233.27
McCrometer | In-Line Flow Meters | No | 394S08-020SNQB5-SEN | 8" BIDIRECTIONAL FPI PROCOMM GO BATT | 5230 | 0.01% | 5229.47
McCrometer | In-Line Flow Meters | No | 394S18-032SNQB5001-SEN | 18" BIDIRECTIONAL FPI PROCOMM GO BATT | 11280 | 0.01% | 11278.87
McCrometer | In-Line Flow Meters | No | 394S12-032SNQB5001-SEN | 12" BIDIRECTIONAL FPI PROCOMM GO BATT | 7234 | 0.01% | 7233.27
McCrometer | In-Line Flow Meters | No | 394S06-032SNQB5001-SEN | 6" BIDIRECTIONAL FPI PROCOMM GO BATT | 4875 | 0.01% | 4874.51
McCrometer | In-Line Flow Meters | No | 394S08-020SNQB5001-SEN | 8" BIDIRECTIONAL FPI PROCOMM GO BATT | 5230 | 0.01% | 5229.47
McCrometer | In-Line Flow Meters | No | 394S06-020SNQB5001-SEN | 6" BIDIRECTIONAL FPI PROCOMM GO BATT | 4875 | 0.01% | 4874.51
McCrometer | In-Line Flow Meters | No | 395S24-040SNQS | 24" FPI PROCOMM GO SOLAR | 13663 | 0.01% | 13661.63
McCrometer | In-Line Flow Meters | No | 395C12-022SXQ025A1 | 12" FPI PROCOMM AC | 6486 | 0.01% | 6485.35
McCrometer | In-Line Flow Meters | No | 394S12-028SNQB5001-SEN | 12" BIDIRECTIONAL FPI PROCOMM GO BATT | 7234 | 0.01% | 7233.27
McCrometer | In-Line Flow Meters | No | 394S06-020SNQB5-SEN | 6" BIDIRECTIONAL FPI PROCOMM GO BATT | 4875 | 0.01% | 4874.51
McCrometer | In-Line Flow Meters | No | 395C24-040SXR025A1 | 24" FPI PROCOMM AC | 14109 | 0.01% | 14107.58
McCrometer | In-Line Flow Meters | No | 394S08-032SNQB5001-SEN | 8" BIDIRECTIONAL FPI PROCOMM GO BATT | 5230 | 0.01% | 5229.47
McCrometer | In-Line Flow Meters | No | 395C12-027SNQ050A1 | 12" FPI PROCOMM AC | 6599 | 0.01% | 6598.34
McCrometer | In-Line Flow Meters | No | 395C42-057SNQ200A1 | 42" FPI PROCOMM AC | 27148 | 0.01% | 27145.28
McCrometer | In-Line Flow Meters | No | 395C08-020SXQ100A1 | 8" FPI PROCOMM AC | 4882 | 0.01% | 4881.51
McCrometer | In-Line Flow Meters | No | 395C66-081SNQ200A1 | FPI PROCOMM AC | 39848 | 0.01% | 39844.01
McCrometer | In-Line Flow Meters | No | 395C54-069SNQ100A1 | 54" FPI PROCOMM AC | 32295 | 0.01% | 32291.77
McCrometer | In-Line Flow Meters | No | 395C12-024SXQ100A1 | 12" FPI PROCOMM AC | 6828 | 0.01% | 6827.31
McCrometer | In-Line Flow Meters | No | 395S10-024SNQ025A1 | 10" FPI PROCOMM AC | 4835 | 0.01% | 4834.51
McCrometer | In-Line Flow Meters | No | 394S16-028SNQ050A1 | 16" BIDIRECTIONAL FPI PROCOMM AC | 9135 | 0.01% | 9134.08
McCrometer | In-Line Flow Meters | No | 395S18-032SNR025A1 | 18" FPI PROCOMM AC | 9141 | 0.01% | 9140.08
McCrometer | In-Line Flow Meters | No | 395C42-057SNQ050A1 | 42" FPI PROCOMM AC | 26433 | 0.01% | 26430.35
McCrometer | In-Line Flow Meters | No | 395C08-024SXR075A1 | 8" FPI PROCOMM AC, STRAIN RELIEF 75' | 4767 | 0.01% | 4766.52
McCrometer | In-Line Flow Meters | No | 394C42-057SBQ200A1 | 42" BIDIRECTIONAL FPI BSP PROCOMM AC | 28571 | 0.01% | 28568.14
McCrometer | In-Line Flow Meters | No | 395C66-081SNQ075A1 | FPI PROCOMM AC | 39292 | 0.01% | 39288.07
McCrometer | In-Line Flow Meters | No | 395C48-063SNQ075A1 | 48" FPI PROCOMM AC | 28641 | 0.01% | 28638.13
McCrometer | In-Line Flow Meters | No | 395C36-051SNQ075A1 | 36" FPI PROCOMM AC | 22794 | 0.01% | 22791.72
McCrometer | In-Line Flow Meters | No | 395C04-022SXQ075A1 | 4" FPI PROCOMM AC | 4377 | 0.01% | 4376.56
McCrometer | In-Line Flow Meters | No | 395S08-020SNQ025A1 | 8" FPI PROCOMM AC | 4128 | 0.01% | 4127.58
McCrometer | In-Line Flow Meters | No | 395C04-022SXQ100A1 | 4" FPI PROCOMM AC | 4492 | 0.01% | 4491.55
McCrometer | In-Line Flow Meters | No | 395C30-037SXQ075A2 | 30" FPI PROCOMM AC | 20765 | 0.01% | 20762.92
McCrometer | In-Line Flow Meters | No | 395S06-020SNQ025A7-SEN | 6" FPI PROCOMM AC | 4234 | 0.01% | 4233.57
McCrometer | In-Line Flow Meters | No | 395C16-029SXQ175A1 | 16" FPI PROCOMM AC | 9503 | 0.01% | 9502.04
McCrometer | In-Line Flow Meters | No | 394S12-028SNQ100D1 | 12" BIDIRECTIONAL FPI PROCOMM DC | 7114 | 0.01% | 7113.28
McCrometer | In-Line Flow Meters | No | 395C08-020SXQ075A1 | 8" FPI PROCOMM AC | 4778 | 0.01% | 4777.52
McCrometer | In-Line Flow Meters | No | 394S06-020SNQ100D1 | 6" BIDIRECTIONAL FPI PROCOMM DC | 4740 | 0.01% | 4739.52
McCrometer | In-Line Flow Meters | No | 395C04-015SXQ050A1 | 4" FPI PROCOMM AC | 4269 | 0.01% | 4268.57
McCrometer | In-Line Flow Meters | No | 394S10-024SNQB5022-SEN | 10" BIDIRECTIONAL FPI PROCOMM GO BATT | 6307 | 0.01% | 6306.36
McCrometer | In-Line Flow Meters | No | 395S06-020SNQB5022-SEN | 6" FPI PROCOMM GO BATT | 4774 | 0.01% | 4773.52
McCrometer | In-Line Flow Meters | No | 394S08-024SNQB5022-SEN | 8" BIDIRECTIONAL FPI PROCOMM GO BATT | 5482 | 0.01% | 5481.45
McCrometer | In-Line Flow Meters | No | 394S06-020SNQ100D1 | 6" BIDIRECTIONAL FPI PROCOMM DC | 4740 | 0.01% | 4739.52
McCrometer | In-Line Flow Meters | No | 395C30-044SNQ250A2 | 30" FPI PROCOMM AC | 22068 | 0.01% | 22065.79
McCrometer | In-Line Flow Meters | No | 395S16-028SXQ050A1 | 16" FPI PROCOMM AC | 8133 | 0.01% | 8132.18
McCrometer | In-Line Flow Meters | No | 395S06-020SNQ150A1 | 6" FPI PROCOMM AC | 4459 | 0.01% | 4458.55
McCrometer | In-Line Flow Meters | No | 395S12-028SNQ050D2 | 12" FPI PROCOMM DC | 6799 | 0.01% | 6798.32
McCrometer | In-Line Flow Meters | No | 394S24-040SXQ050A1 | 24" BIDIRECTIONAL FPI PROCOMM AC | 14412 | 0.01% | 14410.55
McCrometer | In-Line Flow Meters | No | 395C16-028SXQ050A1 | 16" FPI PROCOMM AC | 8936 | 0.01% | 8935.1
McCrometer | In-Line Flow Meters | No | 395C36-067SNQ100A1 | 36" FPI PROCOMM AC | 22898 | 0.01% | 22895.71
McCrometer | In-Line Flow Meters | No | 395C30-042SNQ250A2 | 30" FPI PROCOMM AC | 22068 | 0.01% | 22065.79
McCrometer | In-Line Flow Meters | No | 395C16-034SXR050A1 | 16" FPI PROCOMM AC | 8942 | 0.01% | 8941.1
McCrometer | In-Line Flow Meters | No | 395C08-020SXR050A1 | 8" FPI PROCOMM AC | 4653 | 0.01% | 4652.53
McCrometer | In-Line Flow Meters | No | 395C08-024SXR050A1 | 8" FPI PROCOMM AC | 4653 | 0.01% | 4652.53
McCrometer | In-Line Flow Meters | No | 395C10-025SXR050A1 | 10" FPI PROCOMM AC | 5432 | 0.01% | 5431.45
McCrometer | In-Line Flow Meters | No | 395C30-043SXQ075A2 | 30" FPI PROCOMM AC | 20765 | 0.01% | 20762.92
McCrometer | In-Line Flow Meters | No | 395S08-024SXQ075A1 | 8" FPI PROCOMM AC | 4355 | 0.01% | 4354.56
McCrometer | In-Line Flow Meters | No | 395C08-020SXQ050A1 | 8" FPI PROCOMM AC | 4653 | 0.01% | 4652.53
McCrometer | In-Line Flow Meters | No | 395S12-028SNQ050D3 | 12" FPI PROCOMM DC | 6799 | 0.01% | 6798.32
McCrometer | In-Line Flow Meters | No | 395S08-024SXQ025A1 | 8" FPI PROCOMM AC | 4128 | 0.01% | 4127.58
McCrometer | In-Line Flow Meters | No | 395C36-072SXR025A1 | 36" FPI PROCOMM AC | 24041 | 0.01% | 24038.59
McCrometer | In-Line Flow Meters | No | 395S14-032SNQ100A1 | 14" FPI PROCOMM AC | 7064 | 0.01% | 7063.29
McCrometer | In-Line Flow Meters | No | 395S20-040SNQ100A1 | 20" FPI PROCOMM AC | 12077 | 0.01% | 12075.79
McCrometer | In-Line Flow Meters | No | 395C06-016SXQ125A1 | 395C06-016SXQ125A1 | 4758 | 0.01% | 4757.52
McCrometer | In-Line Flow Meters | No | 395S06-020SNQ050A1 | 6" FPI PROCOMM AC | 4011 | 0.01% | 4010.59
McCrometer | In-Line Flow Meters | No | 395S-06020SNQ050A1 | 6" FPI PROCOMM AC | 4011 | 0.01% | 4010.59
McCrometer | In-Line Flow Meters | No | 394C08-020SXQ075A1 | 8" BIDIRECTIONAL FPI PROCOMM AC | 5287 | 0.01% | 5286.47
McCrometer | In-Line Flow Meters | No | 395S18-032SNQ075A1 | 18" FPI PROCOMM AC | 9379 | 0.01% | 9378.06
McCrometer | In-Line Flow Meters | No | 394C72-089SNQ100D1 | 72" BIDIRECTIONAL FPI PROCOMM DC | 45621 | 0.01% | 45616.43
McCrometer | In-Line Flow Meters | No | 395S04-020SNQ025D1 | 4" FPI PROCOMM DC | 3927 | 0.01% | 3926.6
McCrometer | In-Line Flow Meters | No | 395C08-022SXR050A1 | 8" FPI PROCOMM AC | 4653 | 0.01% | 4652.53
McCrometer | In-Line Flow Meters | No | 395C12-024SXQ075A1 | 12" FPI PROCOMM AC | 6724 | 0.01% | 6723.32
McCrometer | In-Line Flow Meters | No | 395S16-024SNR025A2 | 16" FPI PROCOMM AC | 5471 | 0.01% | 5470.45
McCrometer | In-Line Flow Meters | No | 395S16-032SNR025A2 | 16" FPI PROCOMM AC | 8658 | 0.01% | 8657.13
McCrometer | In-Line Flow Meters | No | 395S08-024SNQ025A7-SEN | 8" FPI PROCOMM AC | 4470 | 0.01% | 4469.55
McCrometer | In-Line Flow Meters | No | 395C24-040SXQ025A1 | 24" FPI PROCOMM AC | 14109 | 0.01% | 14107.58
McCrometer | In-Line Flow Meters | No | 395S24-040SNQ060A1 | 24" FPI PROCOMM AC | 13064 | 0.01% | 13062.69
McCrometer | In-Line Flow Meters | No | 395S08-024SNQ125D1 | 8" FPI PROCOMM DC | 4735 | 0.01% | 4734.52
McCrometer | In-Line Flow Meters | No | 395C08-020SXR100A1 | 8" FPI PROCOMM AC | 4897 | 0.01% | 4896.51
McCrometer | In-Line Flow Meters | No | 395S10-024SNR025A2 | 10" FPI PROCOMM AC | 5471 | 0.01% | 5470.45
McCrometer | In-Line Flow Meters | No | 395C16-028SXR200A1 | 16" FPI PROCOMM AC | 9617 | 0.01% | 9616.03
McCrometer | In-Line Flow Meters | No | 395C14-026SXR050A1 | 14" FPI PROCOMM AC | 7513 | 0.01% | 7512.24
McCrometer | In-Line Flow Meters | No | 395C20-039SXR025A1 | 20" FPI PROCOMM AC | 12909 | 0.01% | 12907.7
McCrometer | In-Line Flow Meters | No | 395C30-045SNQ050A1 | 30" FPI PROCOMM AC | 20021 | 0.01% | 20018.99
McCrometer | In-Line Flow Meters | No | 394C30-043SNQ100A1 | 30" BIDIRECTIONAL FPI PROCOMM AC | 21365 | 0.01% | 21362.86
McCrometer | In-Line Flow Meters | No | 395C12-040SXR350A1 | 12" FPI PROCOMM AC | 8013.5 | 0.01% | 8012.69
McCrometer | In-Line Flow Meters | No | 395S08-020SXQ025A1 | 8" FPI PROCOMM AC | 4128 | 0.01% | 4127.58
McCrometer | In-Line Flow Meters | No | 394S08-024SNQ100A1 | 8" BIDIRECTIONAL FPI PROCOMM AC | 4957 | 0.01% | 4956.5
McCrometer | In-Line Flow Meters | No | 395S08-024SNQ025A1 | 8" FPI PROCOMM AC | 4128 | 0.01% | 4127.58
McCrometer | In-Line Flow Meters | No | 395C30-047SNQ025D1 | 30" FPI PROCOMM DC | 18350 | 0.01% | 18348.16
McCrometer | In-Line Flow Meters | No | 395S18-036SNQ025D1 | 18" FPI PROCOMM DC | 9294 | 0.01% | 9293.07
McCrometer | In-Line Flow Meters | No | 395S14-032SXQ025A2 | 14" FPI PROCOMM AC | 7358 | 0.01% | 7357.26
McCrometer | In-Line Flow Meters | No | 395C30-045SNQ025D1 | 30" FPI PROCOMM DC | 18350 | 0.01% | 18348.16
McCrometer | In-Line Flow Meters | No | 395C24-041SXQ450A1 | 24" FPI PROCOMM AC | 17147.75 | 0.01% | 17146.03
McCrometer | In-Line Flow Meters | No | 395C10-025SXR050D1 | 10" FPI PROCOMM DC | 5591 | 0.01% | 5590.44
McCrometer | In-Line Flow Meters | No | 394C12-024SXRE3001 | FPI MAG METER BIDIRECTIONAL | 8321 | 0.01% | 8320.16
McCrometer | In-Line Flow Meters | No | 394C08-020SXRE3001 | 394C08-020SXRE3001 | 6116 | 0.01% | 6115.38
McCrometer | In-Line Flow Meters | No | 395C04-014SXQ125A1 | 395C04-014SXQ125A1 | 4507 | 0.01% | 4506.54
McCrometer | In-Line Flow Meters | No | 395C04-014SXQ150A1 | 395C04-014SXQ150A1 | 4745 | 0.01% | 4744.52
McCrometer | In-Line Flow Meters | No | 395C14-037SXR050A1 | 14" FPI PROCOMM AC | 7667 | 0.01% | 7666.23
McCrometer | In-Line Flow Meters | No | 395C06-021SXQ050A1 | 395C06-021SXQ050A1 | 4400 | 0.01% | 4399.56
McCrometer | In-Line Flow Meters | No | 395C12-028SXQ100A1 | 12" FPI PROCOMM AC | 6962 | 0.01% | 6961.3
McCrometer | In-Line Flow Meters | No | 394C12-029SXQ100A1 | 12" BIDIRECTIONAL FPI PROCOMM AC | 7622 | 0.01% | 7621.23
McCrometer | In-Line Flow Meters | No | 395S12-028SNQ025A2 | 12" FPI PROCOMM AC | 6533 | 0.01% | 6532.34
McCrometer | In-Line Flow Meters | No | 395C04-023SXQ050A1 | 4" FPI PROCOMM AC | 4269 | 0.01% | 4268.57
McCrometer | In-Line Flow Meters | No | 395C04-018SXQ125A1 | 395C04-018SXQ125A1 | 4627 | 0.01% | 4626.53
McCrometer | In-Line Flow Meters | No | 395S16-028SNQ100A3 | 16" FPI PROCOMM AC | 9013 | 0.01% | 9012.09
McCrometer | In-Line Flow Meters | No | 395C16-031SNQ025A1 | 16" FPI PROCOMM AC | 8823 | 0.01% | 8822.11
McCrometer | In-Line Flow Meters | No | 395S08-024SNQ050A3 | 8" FPI PROCOMM AC | 4883 | 0.01% | 4882.51
McCrometer | In-Line Flow Meters | No | 395S18-032SNQ050A3 | 18" FPI PROCOMM AC | 10012 | 0.01% | 10010.99
McCrometer | In-Line Flow Meters | No | 395S06-020SNQ050A3 | 6" FPI PROCOMM AC | 4747 | 0.01% | 4746.52
McCrometer | In-Line Flow Meters | No | 394C16-034SXR100A1 | 16" BIDIRECTIONAL FPI PROCOMM AC | 10281 | 0.01% | 10279.97
McCrometer | In-Line Flow Meters | No | 395C06-018SXR050A1 | 395C06-018SXR050A1 | 4400 | 0.01% | 4399.56
McCrometer | In-Line Flow Meters | No | 395C04-019SXR175A1 | FPI | 4864 | 0.01% | 4863.51
McCrometer | In-Line Flow Meters | No | 395S12-024SNR100A1 | 12" FPI PROCOMM AC | 6254 | 0.01% | 6253.37
McCrometer | In-Line Flow Meters | No | 395CH1-152SNR150A1 | 110" FPI PROCOMM AC | 73928 | 0.01% | 73920.6
McCrometer | In-Line Flow Meters | No | 395S08-020SNQ150A1 | 8" FPI PROCOMM AC | 4723 | 0.01% | 4722.52
McCrometer | In-Line Flow Meters | No | 395S20-036SNQ100A1 | 20" FPI PROCOMM AC | 12077 | 0.01% | 12075.79
McCrometer | In-Line Flow Meters | No | 395S16-028SNQ075A1 | 16" FPI PROCOMM AC | 8247 | 0.01% | 8246.17
McCrometer | In-Line Flow Meters | No | 395S08-024SXQ015A1 | 8" FPI PROCOMM AC | 4200 | 0.01% | 4199.58
McCrometer | In-Line Flow Meters | No | EW560-00 | CBL 5-COND 24AWG BELDEN 9929 NEWARK# 03F4188 (100' SPOOL) | 1 | 0.01% | 0.99
McCrometer | In-Line Flow Meters | No | EJ113-00 | STRAIN RELIEF,GRAY NYLON PG11/PG13 - ENLARGED BODY | 2 | 0.01% | 1.99
McCrometer | In-Line Flow Meters | No | 1-1701-11 | Cable UM-MMI 6 Conductor Submersible and UV Protected | 2 | 0.01% | 1.99
McCrometer | In-Line Flow Meters | No | X6743 | 20' ROD 1/2-13 S18-8 AllThread | 3 | 0.01% | 2.99
McCrometer | In-Line Flow Meters | No | 1-1701-11A | Cable UM-MMI 6 Conductor Submersible & UV Prot FWD/REV | 5 | 0.01% | 4.99
McCrometer | In-Line Flow Meters | No | G3SW00 | Thumb Drive | 7 | 0.01% | 6.99
McCrometer | In-Line Flow Meters | No | MIM040 | Nylon 6/6 Unthrd Shldr, Spacer W/ Flg, Shrt Barrel,3/8" size | 13 | 0.01% | 12.99
McCrometer | In-Line Flow Meters | No | MIM104 | AMR IV In-Line Plug w/5FT Itron Cable Geospace Tech. | 15 | 0.01% | 14.99
McCrometer | In-Line Flow Meters | No | CON014 | RIBBON CABLE, 6.5" L, 20 COND. | 15.36 | 0.01% | 15.35
McCrometer | In-Line Flow Meters | No | 880002008 | PRE-AMP BRACKET FOR J-BOX PN:880002007 ISOIL PRE-AMP | 16 | 0.01% | 15.99
McCrometer | In-Line Flow Meters | No | MIM062 | FPI NUT, CAPTIVE, FOR 3/8" ROD TOP PLATE | 22 | 0.01% | 21.99
McCrometer | In-Line Flow Meters | No | 920000901 | SPRING, COMP, VANADIUM, CHROME HEAVY RoHS Compliant | 25 | 0.01% | 24.99
McCrometer | In-Line Flow Meters | No | CON002 | CONVERTER,DIE-CAST,REMOTE BASE | 27 | 0.01% | 26.99
McCrometer | In-Line Flow Meters | No | MIM107 | AMR III In-Line Plug w/5FT Sensus cable Geospace Tech. | 28 | 0.01% | 27.99
McCrometer | In-Line Flow Meters | No | 920000903 | SPRING, COMP, VANADIUM, CHROME EXTRA HEAVY, RoHS Compliant | 34 | 0.01% | 33.99
McCrometer | In-Line Flow Meters | No | CON003 | CONVERTER,DIE-CAST,METER BASE | 51.36 | 0.01% | 51.35
McCrometer | In-Line Flow Meters | No | MIM012-1 | BONG SEAL COMP 2" METL-MAG NSF | 55 | 0.01% | 54.99
McCrometer | In-Line Flow Meters | No | MIM017-1 | BONG SEAL COMP 1" METL-MAG | 55 | 0.01% | 54.99
McCrometer | In-Line Flow Meters | No | MIM004 | COIL MC METAL MULTI-MAG ISOIL 1.25 | 55 | 0.01% | 54.99
McCrometer | In-Line Flow Meters | No | MIM050 | FPI TOP BEARING RETAINER FOR 1/2" ROD TOP PLATE | 55 | 0.01% | 54.99
McCrometer | In-Line Flow Meters | No | 170007101 | TAG, STAINLESS STEEL | 60 | 0.01% | 59.99
McCrometer | In-Line Flow Meters | No | MIM-KIT-9 | KIT FPI, SHORT RODs ASSY w/ 18" LG RODS | 70 | 0.01% | 69.99
McCrometer | In-Line Flow Meters | No | EJ124-00 | QUICK DISCONNECT CAP MALE | 75 | 0.01% | 74.99
McCrometer | In-Line Flow Meters | No | EJ123-00 | QUICK DISCONNECT CAP FEMALE | 78 | 0.01% | 77.99
McCrometer | In-Line Flow Meters | No | CON010 | CONVERTER,REMOTE MOUNT BRACKET | 79 | 0.01% | 78.99
McCrometer | In-Line Flow Meters | No | EJ160-00 | CONNECTOR, FEMALE, RECEPTACLE PG9, SS HOUSING, 4-PIN, IP68 | 87 | 0.01% | 86.99
McCrometer | In-Line Flow Meters | No | EJ161-00 | CONNECTOR, MALE, RECEPTACLE PG9, SS HOUSING, 4-PIN, IP68 | 87 | 0.01% | 86.99
McCrometer | In-Line Flow Meters | No | MC-FPI-25-K | CABLE ASSEMBLY PAIR 25FT 4-PIN,OE,IP68 | 92 | 0.01% | 91.99
McCrometer | In-Line Flow Meters | No | MC-FPI-25 | CABLE ASSEMBLY PAIR 25FT 4-PIN,OE,IP68 | 110 | 0.01% | 109.98
McCrometer | In-Line Flow Meters | No | AGM-AMR-ITR9-K | AMR Itron9 MC3 and DM Board,Bracket,Itron9 Cable | 140 | 0.01% | 139.98
McCrometer | In-Line Flow Meters | No | MC-FPI2-75-M | BI-DIR 75FT CABLE ASSY. MALE 8-PIN,OE,IP68 BI DIRECTIONAL | 168.75 | 0.01% | 168.73
McCrometer | In-Line Flow Meters | No | MC-FPI2-75-F | BI-DIR 75FT CABLE ASSY. FEMALE 8-PIN,OE,IP68 BI DIRECTIONAL | 168.75 | 0.01% | 168.73
McCrometer | In-Line Flow Meters | No | FPI-CATH-K-1 | KIT, Cathodic Protection, FPI 1/2"Top Plate & Washer spacer | 177 | 0.01% | 176.98
McCrometer | In-Line Flow Meters | No | MIM085 | Nine Digit Report ITRON Isoil AMI Board | 180 | 0.01% | 179.98
McCrometer | In-Line Flow Meters | No | FPI-CATH-K | KIT, Cathodic Protection, FPI 3/8"Top Plate & Washer spacer | 180 | 0.01% | 179.98
McCrometer | In-Line Flow Meters | No | EJ122-00 | CONNECTOR, FEMALE, 7-PIN IEC IP 67 | 184 | 0.01% | 183.98
McCrometer | In-Line Flow Meters | No | AMR001 | AMR Board Bat Pwr Isoil | 200 | 0.01% | 199.98
McCrometer | In-Line Flow Meters | No | MC-FPI-50 | CABLE ASSEMBLY PAIR 50FT 4-PIN,OE,IP68 | 220 | 0.01% | 219.97
McCrometer | In-Line Flow Meters | No | MIM042 | 1.25", MFG, 2" NPT, COMP SEAL 316 STAINLESS STEEL NSF | 244 | 0.01% | 243.97
McCrometer | In-Line Flow Meters | No | MIM087 | AMI Board Sensus Isoil | 246 | 0.01% | 245.97
McCrometer | In-Line Flow Meters | No | MIM041 | .75, MFG, 2" NPT, COMP SEAL 316 STAINLESS STEEL | 256 | 0.01% | 255.97
McCrometer | In-Line Flow Meters | No | CONLID-R | CONVERTER, REMOTE LID ASSY | 276 | 0.01% | 275.97
McCrometer | In-Line Flow Meters | No | MC-FPI-50-M | CABLE ASSEMBLY MALE 50FT 4-PIN,OE,IP68 | 286 | 0.01% | 285.97
McCrometer | In-Line Flow Meters | No | AMR-BAT-SEN-K | AMR Sensus Bat Pwrd Isoil Board and Sensus Cable Kit | 288 | 0.01% | 287.97
McCrometer | In-Line Flow Meters | No | CONLID-M | CONVERTER, METER LID ASSY | 289 | 0.01% | 288.97
McCrometer | In-Line Flow Meters | No | MIM-KIT-2 | KIT 2" NPT COMP SEAL ASSY DRILLED FOR 1/2" ROD / 1.25" | 304 | 0.01% | 303.96
McCrometer | In-Line Flow Meters | No | MIM-KIT-3 | KIT 2" NPT COMP SEAL ASSY DRILLED FOR 3/8" ROD/.75 | 304 | 0.01% | 303.96
McCrometer | In-Line Flow Meters | No | MC-FPI-75 | CABLE ASSEMBLY PAIR 75FT 4-PIN,OE,IP68 | 347 | 0.01% | 346.96
McCrometer | In-Line Flow Meters | No | 0624B339001 | SUN SHIELD, O'BRIEN MODEL E1B F/P SPEC | 350 | 0.01% | 349.96
McCrometer | In-Line Flow Meters | No | UM-RM-KIT-NEW | UM/MX REPLACEMENT KIT-NEWSTYLE REPLACES DAMAGED METER JUNC BX | 362 | 0.01% | 361.96
McCrometer | In-Line Flow Meters | No | MC-FPI-100-K | 100FT CABLE ASSY. PAIR 4-PIN,OE,IP68 | 372 | 0.01% | 371.96
McCrometer | In-Line Flow Meters | No | 43059-1 | KIT,2" SS VALVE & SS NIPPLE SOLD WITHOUT FPI/SPI METER | 407 | 0.01% | 406.95
McCrometer | In-Line Flow Meters | No | MIM-KIT-5 | KIT DUAL CABLE RETRO-FIT ASSY | 421 | 0.01% | 420.95
McCrometer | In-Line Flow Meters | No | MIM-KIT-7 | KIT DUAL CABLE RETRO-FIT ASSY QUICK CONNECT | 433 | 0.01% | 432.95
McCrometer | In-Line Flow Meters | No | MIM-KIT-8 | KIT, TOP PLATE ASSY, HEAVY W/ 3/8" INSERTION RODS, | 433 | 0.01% | 432.95
McCrometer | In-Line Flow Meters | No | MC-FPI-100 | 100FT CABLE ASSY. PAIR 4-PIN,OE,IP68 | 450 | 0.01% | 449.95
McCrometer | In-Line Flow Meters | No | PROMO-DEMO-PC-RA1 | DEMO PROCOMM REMOTE MOUNT AC POWER, DUAL 4-20mA, W/STAND | 450 | 0.01% | 449.95
McCrometer | In-Line Flow Meters | No | UM-REMOTE-H-50-K | UM REMOTE MOUNT CONVERSION KIT 50 FT. CABLE | 495 | 0.01% | 494.95
McCrometer | In-Line Flow Meters | No | PROMO-DEMO-PC-MA4 | DEMO PROCOMM METER MOUNT AC, DATALOGGER/BIV, W/STAND | 500 | 0.01% | 499.95
McCrometer | In-Line Flow Meters | No | AGM-AMR-SEN-K | AMR Sensus MC3 and DM, Board,Bracket,Sensus Cable | 525 | 0.01% | 524.94
McCrometer | In-Line Flow Meters | No | MIM053 | MFG FPI TOP PLATE,HVY SPR 1/2" | 547.02 | 0.01% | 546.96
McCrometer | In-Line Flow Meters | No | PROMO-DEMO-PC-RA4 | DEMO PROCOMM REMOTE MOUNT AC, DATALOGGER/BIV, W/STAND | 550 | 0.01% | 549.94
McCrometer | In-Line Flow Meters | No | MC-FPI-150 | CABLE ASSEMBLY PAIR 150FT 4-PIN,OE,IP68 | 558 | 0.01% | 557.94
McCrometer | In-Line Flow Meters | No | MC-FPI-125 | CABLE ASSEMBLY PAIR 125FT 4-PIN,OE,IP68 | 587.5 | 0.01% | 587.44
McCrometer | In-Line Flow Meters | No | MC-FPI-175-K | 175FT CABLE ASSY. PAIR 4-PIN,OE,IP68 | 650 | 0.01% | 649.93
McCrometer | In-Line Flow Meters | No | AMR-ITR9-K | Nine Digit Report ITRON Isoil AMI Board and Cable Kit | 668 | 0.01% | 667.93
McCrometer | In-Line Flow Meters | No | AMR-SEN-K | AMI Sensus Isoil Board and Sensus Cable Kit | 668 | 0.01% | 667.93
McCrometer | In-Line Flow Meters | No | MC-FPI-200 | CABLE ASSEMBLY PAIR 200FT 4-PIN,OE,IP68 | 744 | 0.01% | 743.92
McCrometer | In-Line Flow Meters | No | MC-FPI-200-K | CABLE ASSEMBLY PAIR 200FT 4-PIN,OE,IP68 | 744 | 0.01% | 743.92
McCrometer | In-Line Flow Meters | No | MIM-KIT-1 | KIT, TOP PLATE ASSY, EXTRA HEAVY SPRING, 1/2" ROD, | 766 | 0.01% | 765.92
McCrometer | In-Line Flow Meters | No | MC-FPI-175 | 175FT CABLE ASSY. PAIR 4-PIN,OE,IP68 | 787.5 | 0.01% | 787.42
McCrometer | In-Line Flow Meters | No | 880002013 | Solar Panel For Batt Conv | 797 | 0.01% | 796.92
McCrometer | In-Line Flow Meters | No | 880002009 | Solar Panel ML255 Converter NOT AVAILABLE/Use up Invntry | 797 | 0.01% | 796.92
McCrometer | In-Line Flow Meters | No | 880004011 | MV210 PCBA,AC,Dual 4-20mA Dual Digital | 907 | 0.01% | 906.9
McCrometer | In-Line Flow Meters | No | 880004021 | MV210 PCBA,DC,Dual 4-20 Analog Dual Digital | 938 | 0.01% | 937.9
McCrometer | In-Line Flow Meters | No | 880004017 | MV210 PCBA,AC,AMI Dual 4-20 Analog, Dual Digital | 1005 | 0.01% | 1004.89
McCrometer | In-Line Flow Meters | No | PROMO-DEMO-UM-PC-MA4 | DEMO UMII, 4"SENSOR NO COILS W/AC PROCOMM DATALOGGER/BIV | 1050 | 0.01% | 1049.89
McCrometer | In-Line Flow Meters | No | 43060 | PIPE NIPPLE S316 2" NPT CLOSE NSF | 1089 | 0.01% | 1088.89
McCrometer | In-Line Flow Meters | No | MC-FPI-300 | CABLE ASSEMBLY PAIR 300FT 4-PIN,OE,IP68 | 1144 | 0.01% | 1143.88
McCrometer | In-Line Flow Meters | No | 880004012 | MV210 PCBA,AC,Modbus Dual 4-20 Analog, Dual Digital | 1239.28 | 0.01% | 1239.15
McCrometer | In-Line Flow Meters | No | 75031 | FPI INSERTION TOOL 3/8-16 | 1348 | 0.01% | 1347.86
McCrometer | In-Line Flow Meters | No | 75032 | FPI INSERTION TOOL 1/2-13 | 1348 | 0.01% | 1347.86
McCrometer | In-Line Flow Meters | No | 880003041 | M-Series, AC, Panel Mount | 1466 | 0.01% | 1465.85
McCrometer | In-Line Flow Meters | No | 880003051 | M-Series, AC, Dual 4-20mA CSA APPROVED | 1466 | 0.01% | 1465.85
McCrometer | In-Line Flow Meters | No | 880003052 | M-Series, DC, CSA APPROVED | 1592 | 0.01% | 1591.84
McCrometer | In-Line Flow Meters | No | 880003054 | M-Series, AC, Modbus CSA APPROVED | 1983 | 0.01% | 1982.8
McCrometer | In-Line Flow Meters | No | 880003055 | M-Series,DC,Modbus CSA APPROVED | 1984 | 0.01% | 1983.8
McCrometer | In-Line Flow Meters | No | 880003065 | L-Series,AC,PROFIBUS CSA APPROVED | 1989 | 0.01% | 1988.8
McCrometer | In-Line Flow Meters | No | PROMO-DEMO-FPI-6-PC-RA4 | DEMO FPI,17"SENSOR,6"ALUM.TUBE W/AC PROCOMM DATALOGGER/BIV | 2000 | 0.01% | 1999.8
McCrometer | In-Line Flow Meters | No | 880003077-P | ML255, Battery Powered With Pulse Output | 2301 | 0.01% | 2300.76
McCrometer | In-Line Flow Meters | No | 880003077 | ML255, Battery Powered With Pulse Output | 2304 | 0.01% | 2303.76
McCrometer | In-Line Flow Meters | No | 880003054-SEN | M-Series,AC,AMR SEN w MODBUS | 2309 | 0.01% | 2308.76
McCrometer | In-Line Flow Meters | No | 880003077-ITR6 | ML255, Batt Pwr ITRN6 With Pulse Output | 2427 | 0.01% | 2426.75
McCrometer | In-Line Flow Meters | No | 880003077-ITR9 | ML255, Batt Pwr ITRN9 With Pulse Output | 2427 | 0.01% | 2426.75
McCrometer | In-Line Flow Meters | No | 880003077-SEN | ML255, Batt Pwr Sensus With Pulse Output | 2755 | 0.01% | 2754.72
McCrometer | In-Line Flow Meters | No | DM10-1SMF2301 | 10" DURAMAG PROCOMM GO DC | 3857 | 0.01% | 3856.61
McCrometer | In-Line Flow Meters | No | G2012T | 12" MCMAG 2000 | 1907 | 0.01% | 1906.8
McCrometer | In-Line Flow Meters | No | G2008P | 8" MCMAG 2000 | 1702 | 0.01% | 1701.82
McCrometer | In-Line Flow Meters | No | G2004P | 4" MCMAG 2000 | 1443 | 0.01% | 1442.85
McCrometer | In-Line Flow Meters | No | G2014T-11 | 14" MCMAG 2000 | 2063 | 0.01% | 2062.79
McCrometer | In-Line Flow Meters | No | G2004P-35 | 4" MCMAG 2000 | 1605 | 0.01% | 1604.83
McCrometer | In-Line Flow Meters | No | G2006P-21 | 6" MCMAG 2000 | 1611 | 0.01% | 1610.83
McCrometer | In-Line Flow Meters | No | G2008P-11 | 8" MC MAG 2000, 6' PULSE CABLE | 1731 | 0.01% | 1730.82
McCrometer | In-Line Flow Meters | No | G2014T | 14" MCMAG2000 | 2034 | 0.01% | 2033.79
McCrometer | In-Line Flow Meters | No | G2016P-13 | 16" MCMAG 2000 | 2242 | 0.01% | 2241.77
McCrometer | In-Line Flow Meters | No | G2008T | 8" MCMAG2000 MAG METER | 1702 | 0.01% | 1701.82
McCrometer | In-Line Flow Meters | No | G2014A | 14" MCMAG 2000 | 2061 | 0.01% | 2060.79
McCrometer | In-Line Flow Meters | No | G2006P | 6" MCMAG 2000 | 1583 | 0.01% | 1582.84
McCrometer | In-Line Flow Meters | No | G2006T | 6" MCMAG 2000 | 1583 | 0.01% | 1582.84
McCrometer | In-Line Flow Meters | No | G2010B | 10" MCMAG 2000 | 1746 | 0.01% | 1745.82
McCrometer | In-Line Flow Meters | No | G2008B | 8" MCMAG 2000 | 1690 | 0.01% | 1689.83
McCrometer | In-Line Flow Meters | No | G2012P | 12" MCMAG 2000 | 1907 | 0.01% | 1906.8
McCrometer | In-Line Flow Meters | No | G2006K-MB1011 | 6" MCMAG 2000 | 1400 | 0.01% | 1399.86
McCrometer | In-Line Flow Meters | No | G2012K-MB1011 | 12" MCMAG 2000 | 1400 | 0.01% | 1399.86
McCrometer | In-Line Flow Meters | No | G2004P-13 | 4" MCMAG 2000 | 1547 | 0.01% | 1546.84
McCrometer | In-Line Flow Meters | No | G2008K-MB1011 | 8" MCMAG 2000 | 1400 | 0.01% | 1399.86
McCrometer | In-Line Flow Meters | No | G2010K-MB1011 | 10" MCMAG 2000 | 1400 | 0.01% | 1399.86
McCrometer | In-Line Flow Meters | No | G2010P-11 | 10" MCMAG2000 MAG METER | 1746 | 0.01% | 1745.82
McCrometer | In-Line Flow Meters | No | G2006P-11 | 6" MCMAG 2000 | 1611 | 0.01% | 1610.83
McCrometer | In-Line Flow Meters | No | G2010B-11 | 10" MCMAG 2000 | 1802 | 0.01% | 1801.81
McCrometer | In-Line Flow Meters | No | G2010P-3 | 10" MCMAG 2000 | 1809 | 0.01% | 1808.81
McCrometer | In-Line Flow Meters | No | G2004P-13-FS | 4" MCMAG 2000 | 1547 | 0.01% | 1546.84
McCrometer | In-Line Flow Meters | No | G2010X-11 | 10" MCMAG 2000 | 2290 | 0.01% | 2289.77
McCrometer | In-Line Flow Meters | No | G2006P-12-FS | 6" MCMAG 2000 | 1635 | 0.01% | 1634.83
McCrometer | In-Line Flow Meters | No | G2008P-MB1011 | 8" MCMAG 2000 | 2293 | 0.01% | 2292.77
McCrometer | In-Line Flow Meters | No | G2006P-MB1011 | 6" MCMAG 2000 | 1715 | 0.01% | 1714.82
McCrometer | In-Line Flow Meters | No | G2004K | 4" MCMAG 2000 | 1271 | 0.01% | 1270.87
McCrometer | In-Line Flow Meters | No | G2012P-MB | 12" MCMAG 2000 | 1907 | 0.01% | 1906.8
McCrometer | In-Line Flow Meters | No | G2004P-MB1021 | 4" MCMAG 2000 | 1596 | 0.01% | 1595.84
McCrometer | In-Line Flow Meters | No | G2016P-MB1031 | 16" MCMAG 2000 | 2413 | 0.01% | 2412.75
McCrometer | In-Line Flow Meters | No | G2008B-MB | 8" MCMAG 2000 | 1756 | 0.01% | 1755.82
McCrometer | In-Line Flow Meters | No | G2006P-MB | 6" MCMAG 2000 | 1587 | 0.01% | 1586.84
McCrometer | In-Line Flow Meters | No | G2008T-MF1111 | 8" MCMAG 2000 | 2174 | 0.01% | 2173.78
McCrometer | In-Line Flow Meters | No | G2008T-MB | 8" MCMAG 2000 | 1702 | 0.01% | 1701.82
McCrometer | In-Line Flow Meters | No | G2006T-MB | MC MAG 2000 6", BATTERY PWR | 1583 | 0.01% | 1582.84
McCrometer | In-Line Flow Meters | No | G2012B-MB | 12" MCMAG 2000 | 1907 | 0.01% | 1906.8
McCrometer | In-Line Flow Meters | No | G2008T-21-FS | 8" MCMAG 2000, DC POWER & PULSE, 6' CABLE | 1794 | 0.01% | 1793.82
McCrometer | In-Line Flow Meters | No | G2012A-MB | 12" MCMAG 2000 | 1907 | 0.01% | 1906.8
McCrometer | In-Line Flow Meters | No | G2004P-MB0001 | 4" MCMAG 2000 | 1443 | 0.01% | 1442.85
McCrometer | In-Line Flow Meters | No | G2004P-MB | 4" MCMAG 2000 | 1443 | 0.01% | 1442.85
McCrometer | In-Line Flow Meters | No | G2008K-MB1021 | 8" MCMAG 2000 | 2370 | 0.01% | 2369.76
McCrometer | In-Line Flow Meters | No | G2010P-MB | 10" MCMAG 2000 | 1746 | 0.01% | 1745.82
McCrometer | In-Line Flow Meters | No | G2006X-MB | 6" MCMAG 2000 | 1595 | 0.01% | 1594.84
McCrometer | In-Line Flow Meters | No | G2010C-MB | 10" MCMAG 2000 FOR COACHELLA | 1746 | 0.01% | 1745.82
McCrometer | In-Line Flow Meters | No | G2006P-MB2101 | 6" MCMAG 2000 | 1790 | 0.01% | 1789.82
McCrometer | In-Line Flow Meters | No | G2008X-MB | 8" MCMAG 2000 | 2222 | 0.01% | 2221.77
McCrometer | In-Line Flow Meters | No | G2008P-MB1021 | 8" MCMAG 2000 | 2318 | 0.01% | 2317.76
McCrometer | In-Line Flow Meters | No | G2006P-MB1021 | 6" MCMAG 2000, PULSE W/ 25' CBL | 1740 | 0.01% | 1739.82
McCrometer | In-Line Flow Meters | No | G2008P-MB1001 | G2008P-MB1001 | 1787 | 0.01% | 1786.82
McCrometer | In-Line Flow Meters | No | G2004P-MB2201 | 4" MCMAG 2000 | 1672 | 0.01% | 1671.83
McCrometer | In-Line Flow Meters | No | G2008P-MB | 8" MCMAG 2000 | 2165 | 0.01% | 2164.78
McCrometer | In-Line Flow Meters | No | G2008P-MB1031 | G2008P-MB1031 | 1921 | 0.01% | 1920.8
McCrometer | In-Line Flow Meters | No | G2004P-MB2001 | 4" MCMAG 2000 | 1612 | 0.01% | 1611.83
McCrometer | In-Line Flow Meters | No | G2006P-MB1001 | 6" MCMAG 2000 | 1667 | 0.01% | 1666.83
McCrometer | In-Line Flow Meters | No | G2008K-MB1001 | 8" MCMAG 2000 | 2302 | 0.01% | 2301.76
McCrometer | In-Line Flow Meters | No | G210P-MB1011 | 10" MCMAG 2000 PCGO | 1875 | 0.01% | 1874.81
McCrometer | In-Line Flow Meters | No | G212P-MB1011 | 10" MCMAG 2000 PCGO | 2035 | 0.01% | 2034.79
McCrometer | In-Line Flow Meters | No | G2012P-MB1011 | 12" MCMAG 2000 | 2035 | 0.01% | 2034.79
McCrometer | In-Line Flow Meters | No | G2010P-MB1011 | 10" MCMAG 2000 | 1875 | 0.01% | 1874.81
McCrometer | In-Line Flow Meters | No | G2008K-MB | 8" MCMAG 2000 | 2217 | 0.01% | 2216.77
McCrometer | In-Line Flow Meters | No | G2008P-MB0001 | 8" MCMAG 2000 | 2165 | 0.01% | 2164.78
McCrometer | In-Line Flow Meters | No | G2006K-MB | 6" MCMAG 2000 | 2854 | 0.01% | 2853.71
McCrometer | In-Line Flow Meters | No | G2016K-MB | 16" MCMAG 2000 | 1271 | 0.01% | 1270.87
McCrometer | In-Line Flow Meters | No | G2012B-MB | 12" MCMAG 2000 | 1960 | 0.01% | 1959.8
McCrometer | In-Line Flow Meters | No | G2012K-MB1001 | 12" MCMAG 2000 | 1271 | 0.01% | 1270.87
McCrometer | In-Line Flow Meters | No | G2004K-MB | 4" MCMAG 2000 | 2715 | 0.01% | 2714.72
McCrometer | In-Line Flow Meters | No | T0813-00 | VANE ASY 12.090"ID X 4"W S304 | 148 | 0.01% | 147.98
McCrometer | In-Line Flow Meters | No | T0823-00 | VANE TRI STL 3/16 X 5-1/4 X 24 WELD-ON NSF | 80 | 0.01% | 79.99
McCrometer | In-Line Flow Meters | No | 10590-06 | GSKT F/FS106-x | 14 | 0.01% | 13.99
McCrometer | In-Line Flow Meters | No | 10590-08 | GSKT F/FS108-x | 18 | 0.01% | 17.99
McCrometer | In-Line Flow Meters | No | 10590-10 | GSKT F/FS110-x | 24 | 0.01% | 23.99
McCrometer | In-Line Flow Meters | No | 10590-12 | GSKT F/FS112-x | 35 | 0.01% | 34.99
McCrometer | In-Line Flow Meters | No | T0804-50 | VANE ACC. 4" WAFER TYPE | 198 | 0.01% | 197.98
McCrometer | In-Line Flow Meters | No | T0806-50 | VANE ACC. 6" WAFER TYPE | 198 | 0.01% | 197.98
McCrometer | In-Line Flow Meters | No | T0811-50 | VANE ACC. 10" WAFER TYPE | 214 | 0.01% | 213.97
McCrometer | In-Line Flow Meters | No | T0835-00-K | VANE SET 4" TRI BOLT-ON SS304 SET OF 3 VANES | 134 | 0.01% | 133.98
McCrometer | In-Line Flow Meters | No | T0837-00-K | VANE SET 8" TRI BOLT-ON SS304 SET OF 3 VANES | 168 | 0.01% | 167.98
McCrometer | In-Line Flow Meters | No | T0838-00-K | VANE SET 10" TRI BOLT-ON SS304 SET OF 3 VANES | 183 | 0.01% | 182.98
McCrometer | In-Line Flow Meters | No | FS106-1 | FLow Straightener 6.625"OD 0.08-0.199 Wall 6.227-6.465 ID | 424 | 0.01% | 423.95
McCrometer | In-Line Flow Meters | No | FS106-2 | FLow Straightener 6.625"OD 0.2-0.32 Wall 5.985-6.225 ID | 424 | 0.01% | 423.95
McCrometer | In-Line Flow Meters | No | FS106-3 | FLow Straightener 6.0"OD 0.08-0.156 Wall 5.688-5.84 ID | 424 | 0.01% | 423.95
McCrometer | In-Line Flow Meters | No | FS108-1 | FLow Straightener 8.625"OD 0.08-0.209 Wall 8.207-8.465 ID | 459 | 0.01% | 458.95
McCrometer | In-Line Flow Meters | No | FS108-2 | FLow Straightener 8.625"OD 0.21-0.34 Wall 7.945-8.205 ID | 459 | 0.01% | 458.95
McCrometer | In-Line Flow Meters | No | FS108-3 | FLow Straightener 8.0"OD 0.08-0.161 Wall 7.678-7.84 ID | 459 | 0.01% | 458.95
McCrometer | In-Line Flow Meters | No | FS108-4 | FLow Straightener 8.0"OD 0.162-0.260 Wall 7.48-7.676 ID | 459 | 0.01% | 458.95
McCrometer | In-Line Flow Meters | No | FS110-1 | FLow Straightener 10.75"OD 0.08-0.289Wall 10.172-10.59 ID | 496 | 0.01% | 495.95
McCrometer | In-Line Flow Meters | No | FS110-2 | FLow Straightener 10.75"OD 0.29-0.500 Wall 9.75-10.17 ID | 496 | 0.01% | 495.95
McCrometer | In-Line Flow Meters | No | FS110-3 | FLow Straightener 10"OD 0.06-0.159 Wall 9.682-9.88 ID | 496 | 0.01% | 495.95
McCrometer | In-Line Flow Meters | No | FS110-4 | FLow Straightener 10"OD 0.16-0.260 Wall 9.48-9.68 ID | 496 | 0.01% | 495.95
McCrometer | In-Line Flow Meters | No | FS112-1 | FLow Straightener 12.75"OD 0.08-0.289 Wal 12.172-12.59 ID | 519 | 0.01% | 518.94
McCrometer | In-Line Flow Meters | No | FS112-2 | FLow Straightener 12.75"OD 0.29-0.500 Wall 11.75-12.17 ID | 519 | 0.01% | 518.94
McCrometer | In-Line Flow Meters | No | FS112-3 | FLow Straightener 12"OD 0.06-0.159 Wal 11.682-11.88 ID | 519 | 0.01% | 518.94
McCrometer | In-Line Flow Meters | No | FS112-4 | FLow Straightener 12"OD 0.16-0.260 Wall 11.48-11.68 ID | 519 | 0.01% | 518.94
McCrometer | In-Line Flow Meters | No | FS210-1 | FLow Straightener 10.75"OD 0.08-0.289Wall 10.172-10.59 ID | 696 | 0.01% | 695.93
McCrometer | In-Line Flow Meters | No | FS210-2 | FLow Straightener 10.75"OD 0.29-0.500 Wall 9.75-10.17 ID | 696 | 0.01% | 695.93
McCrometer | In-Line Flow Meters | No | FS210-3 | FLow Straightener 10"OD 0.06-0.159 Wall 9.682-9.88 ID | 782 | 0.01% | 781.92
McCrometer | In-Line Flow Meters | No | FS210-4 | FLow Straightener 10"OD 0.16-0.260 Wall 9.48-9.68 ID | 696 | 0.01% | 695.93
McCrometer | In-Line Flow Meters | No | FS212-1 | FLow Straightener 12.75"OD 0.08-0.289 Wal 12.172-12.59 ID | 776 | 0.01% | 775.92
McCrometer | In-Line Flow Meters | No | FS212-2 | FLow Straightener 12.75"OD 0.29-0.500 Wall 11.75-12.17 ID | 738 | 0.01% | 737.92
McCrometer | In-Line Flow Meters | No | FS212-3 | FLow Straightener 12"OD 0.06-0.159 Wal 11.682-11.88 ID | 776 | 0.01% | 775.92
McCrometer | In-Line Flow Meters | No | T0836-00-K | VANE SET 6" TRI BOLT-ON SS304 SET OF 3 VANES | 141 | 0.01% | 140.98
McCrometer | In-Line Flow Meters | No | T0837-00 | VANE 8" TRI BOLT-ON SS304 | 147 | 0.01% | 146.98
McCrometer | In-Line Flow Meters | No | T0839-00-K | VANE SET 12" TRI BOLT-ON SS304 SET OF 3 VANES | 188 | 0.01% | 187.98
McCrometer | In-Line Flow Meters | No | T0845-00 | VANE 20" TRI BOLT-ON SS304 | 68 | 0.01% | 67.99
McCrometer | In-Line Flow Meters | No | T0845-00-K | VANE SET 20" TRI BOLT-ON SS304 SET OF 3 VANES | 281 | 0.01% | 280.97
McCrometer | In-Line Flow Meters | No | T0846-00-K | VANE SET 24" TRI 36 X 8 SS SET OF 3 VANES | 402 | 0.01% | 401.95
McCrometer | In-Line Flow Meters | No | T0873-11 | VANE 6 3" MF/ML03 | 157 | 0.01% | 156.98
McCrometer | In-Line Flow Meters | No | T0874-11 | Vane 4" Insert F/MT104 | 159 | 0.01% | 158.98
McCrometer | In-Line Flow Meters | No | T0808-50 | VANE ACC. 8" WAFER TYPE | 214 | 0.01% | 213.97
McCrometer | In-Line Flow Meters | No | T0813-50 | VANE ACC. 12" WAFER TYPE | 179 | 0.01% | 178.98
McCrometer | In-Line Flow Meters | No | FS106-4 | FLow Straightener 6.0"OD 0.157-0.26 Wall 5.48-5.686 ID | 424 | 0.01% | 423.95
McCrometer | In-Line Flow Meters | No | T0844-00-K | VANE SET 18" TRI BOLT-ON SS304 SET OF 3 VANES | 241 | 0.01% | 240.97
McCrometer | In-Line Flow Meters | No | G2K-SNSR | McMag2K Sensor Replacement Kit | 289 | 0.01% | 288.97
McCrometer | In-Line Flow Meters | No | G2-SDL-08P | 8" Pipe McMag2000 Saddle | 480 | 0.01% | 479.95
McCrometer | In-Line Flow Meters | No | T0001-01 | TUBE F/ 4" McMag2000 Roza Irr No vanes in tube | 381 | 0.01% | 380.96
McCrometer | In-Line Flow Meters | No | DATA-GPRS-005-A | Data Plan,GPRS,Annual,5MB; price per RTU, per Year | 265 | 0.01% | 264.97
McCrometer | In-Line Flow Meters | No | 640-6031-PR12BA | ACTIVATION FEE,PREMIUM ANNUALLY | 54 | 0.01% | 53.99
McCrometer | In-Line Flow Meters | No | 640-6030-PR3-A | ANNUAL SAT CHRGE-PREM.,3KBYTES ANNUALLY | 116 | 0.01% | 115.98
McCrometer | In-Line Flow Meters | No | 640-6030-002NA | FIXED RADIO FEE | 3 | 0.01% | 2.99
McCrometer | In-Line Flow Meters | No | 640-6030-AUB | SATELLITE CHARGE,BELOW 15,000 | 2 | 0.01% | 1.99
McCrometer | In-Line Flow Meters | No | 640-6030-PR12B | SATELLITE CHARGE-PREM.,12,000 | 25 | 0.01% | 24.99
McCrometer | In-Line Flow Meters | No | 640-6030-PR12BA | ACTIVATION FEE,PREMIUM | 59 | 0.01% | 58.99
McCrometer | In-Line Flow Meters | No | 640-6030-PR12BO | OVERAGE CHARGE,PREMIUM SAT. | 1 | 0.01% | 0.99
McCrometer | In-Line Flow Meters | No | 640-6030-PR3 | SATELLITE CHARGE-PREM.,3KBYTES | 10 | 0.01% | 9.99
McCrometer | In-Line Flow Meters | No | 640-6030-PRA3 | ACTIVATION FEE,PREMIUM | 59 | 0.01% | 58.99
McCrometer | In-Line Flow Meters | No | 640-6030-PRO3 | OVERAGE CHARGE,PREMIUM SAT. | 3 | 0.01% | 2.99
McCrometer | In-Line Flow Meters | No | 640-6030-PRSUS | MONTHLY SUSPENSION FEE PREMIUM | 3 | 0.01% | 2.99
McCrometer | In-Line Flow Meters | No | 640-6031-PR12B | SATELLITE CHARGE-PREM.,12,000 ANNUALLY | 296 | 0.01% | 295.97
McCrometer | In-Line Flow Meters | No | 642-0700-PR3 | SATELLITE CHARGE,REINKE,PREM. | 6 | 0.01% | 5.99
McCrometer | In-Line Flow Meters | No | 642-0700-PR8 | SATELLITE CHARGE,REINKE,PREM | 13 | 0.01% | 12.99
McCrometer | In-Line Flow Meters | No | 642-0700-PRA8 | ACTIVATION FEE,REINKE,PREMIUM | 48 | 0.01% | 47.99
McCrometer | In-Line Flow Meters | No | 642-0700-PRSUS | MONTHLY SUSPENSION FEE,REINKE | 1 | 0.01% | 0.99
McCrometer | In-Line Flow Meters | No | DATA-ATT-001 | Data Plan,ATT,Annual 1-4x per day | 60 | 0.01% | 59.99
McCrometer | In-Line Flow Meters | No | DATA-ATT-048 | Data Plan,ATT,Annual 48-96x per day | 149 | 0.01% | 148.98
McCrometer | In-Line Flow Meters | No | DATA-ATT-M01 | Data Plan,ATT,Monthly, 1-4x per day | 4 | 0.01% | 3.99
McCrometer | In-Line Flow Meters | No | DATA-ATT-M06 | Data Plan,ATT,Monthly, 6-24x per day | 7 | 0.01% | 6.99
McCrometer | In-Line Flow Meters | No | DATA-ATT-M48 | Data Plan,ATT,Monthly, 48-96x per day | 13 | 0.01% | 12.99
McCrometer | In-Line Flow Meters | No | DATA-GPRS-001 | Data Plan,GPRS,Monthy,1MB, price per RTU,per Month | 9 | 0.01% | 8.99
McCrometer | In-Line Flow Meters | No | DATA-GPRS-001-A | Data Plan,GPRS,Annual,1MB price per RTU, per Year | 90 | 0.01% | 89.99
McCrometer | In-Line Flow Meters | No | DATA-GPRS-005 | Data Plan,GPRS,Monthy,5MB price per RTU,per Month | 22 | 0.01% | 21.99
McCrometer | In-Line Flow Meters | No | PLAN-CELL-020 | MONTHLY PRO DATA HOST-MANG LEV DATA EVY 15 MIN,DELIV.EVY HOUR | 32 | 0.01% | 31.99
McCrometer | In-Line Flow Meters | No | HOST-APRO-001-A | addVANTAGE Pro Hosting, 1-19, RTUs, Annualy | 155 | 0.01% | 154.98
McCrometer | In-Line Flow Meters | No | HOST-MCC-000 | addVANTAGE Pro Hosting,MCC Annual | 90 | 0.01% | 89.99
McCrometer | In-Line Flow Meters | No | HOST-MCC-M00 | addVANTAGE Pro Hosting,MCC Monthly | 7 | 0.01% | 6.99
McCrometer | In-Line Flow Meters | No | 640-6030-AUC | SATELLITE CHARGE,ABOVE 15,000 | 1.28 | 0.01% | 1.27
McCrometer | In-Line Flow Meters | No | 630-2017-005-055A | ASSY,LEVEL-WATCH 5PSI RANGE: 11.5ft CABLE: 55ft | 736 | 0.01% | 735.92
McCrometer | In-Line Flow Meters | No | 630-5000-006B | ASSY,SOLAR PNL,600mA,10W | 292 | 0.01% | 291.97
McCrometer | In-Line Flow Meters | No | 630-6003-002A | PREM RADIO UPGRADE FOR MM DS100/Q1000 TO PREMIUM | 918 | 0.01% | 917.9
McCrometer | In-Line Flow Meters | No | 630-6010-103C | ASSY,NanoCourier-SAT PREMIUM | 1639 | 0.01% | 1638.83
McCrometer | In-Line Flow Meters | No | 630-6030-100D | ASSY,MINI-SAT PREMIUM FIELD | 2031 | 0.01% | 2030.79
McCrometer | In-Line Flow Meters | No | 630-9000-000B | ASSY,WIND SPEED & DIRECTION | 857 | 0.01% | 856.91
McCrometer | In-Line Flow Meters | No | 631-1400-002A | PICOVALE,MM PREM UPGRADE PKG NO ACTIVATION FEE ($0.0) | 884 | 0.01% | 883.91
McCrometer | In-Line Flow Meters | No | 631-1400-200A | PICOVALE,NANO PREM UPGRADE PKG NO ACTIVATION FEE ($0.0) | 693 | 0.01% | 692.93
McCrometer | In-Line Flow Meters | No | 631-1600-110A | ASSY,MINI-SAT FIELD STATION PREMIUM | 2065 | 0.01% | 2064.79
McCrometer | In-Line Flow Meters | No | AMR-SAT-001 | Automatic Meter Reading, SAT | 1992 | 0.01% | 1991.8
McCrometer | In-Line Flow Meters | No | MC20-D2 | Mccrometer CONNECT Data Logger 1 PULSE PER REV. | 1000 | 0.01% | 999.9
McCrometer | In-Line Flow Meters | No | 323-0312-001A | PREMIUM RADIO TURN-KEY ITEM | 689 | 0.01% | 688.93
McCrometer | In-Line Flow Meters | No | 323-1001-001ALF | MULTI-MINI,STANDARD TURN-KEY | 655 | 0.01% | 654.93
McCrometer | In-Line Flow Meters | No | 323-6010-000ALF | NanoCourier,STANDARD TURN-KEY | 158 | 0.01% | 157.98
McCrometer | In-Line Flow Meters | No | 630-2014-005ALF | ASSY,LEVEL-WATCH 5PSI RANGE: 11.5ft CABLE: 20ft | 539 | 0.01% | 538.94
McCrometer | In-Line Flow Meters | No | 630-2014-015ALF | ASSY,LEVEL-WATCH 15PSI RANGE: 34.6ft | 539 | 0.01% | 538.94
McCrometer | In-Line Flow Meters | No | 630-2017-005 | ASSY,LEVEL-WATCH 5PSI:20ft Range:11.5ft cable:20ft | 539 | 0.01% | 538.94
McCrometer | In-Line Flow Meters | No | 630-2017-005-040 | ASSY,LEVEL-WATCH 5PSI:40ft Range:11.5ft cable:40ft | 627 | 0.01% | 626.93
McCrometer | In-Line Flow Meters | No | 630-2017-005-075 | ASSY,LEVEL-WATCH 5PSI:75ft Range:11.5ft cable:75ft | 773 | 0.01% | 772.92
McCrometer | In-Line Flow Meters | No | 630-2017-015 | ASSY,LEVEL-WATCH 15PSI:40ft Range:36.6ft cable:40ft | 608 | 0.01% | 607.93
McCrometer | In-Line Flow Meters | No | 630-2505-003CLF | ASSY,TEMP & RELATIVE HUMIDITY | 641 | 0.01% | 640.93
McCrometer | In-Line Flow Meters | No | MCC-510-AI-A | Antenna, Magnet Mount, Premium RG58 (2.5m) Cable, TNC M Conn. | 157 | 0.01% | 156.98
McCrometer | In-Line Flow Meters | No | 340-0262-121LF | CABLE,2c,22awg,Unshielded | 4 | 0.01% | 3.99
McCrometer | In-Line Flow Meters | No | 340-0562-121LF | CABLE,5c,22awg,Unshielded | 2 | 0.01% | 1.99
McCrometer | In-Line Flow Meters | No | 340-0661-120LF | CABLE,6c,22awg,Shielded | 4 | 0.01% | 3.99
McCrometer | In-Line Flow Meters | No | 340-0761-121LF | CABLE,7c,22awg,Shielded | 4 | 0.01% | 3.99
McCrometer | In-Line Flow Meters | No | 340-0961-121LF | CABLE,9c,22awg,Shielded | 6 | 0.01% | 5.99
McCrometer | In-Line Flow Meters | No | 341-1031-181ALF | CABLE ASSY,DATA/PROG,USB-6PIN | 65 | 0.01% | 64.99
McCrometer | In-Line Flow Meters | No | 351-5012-020 | WIRE HARN.ASSY,BATT,.187,20"L REV B, LF | 22 | 0.01% | 21.99
McCrometer | In-Line Flow Meters | No | 351-6010-002CLF | WIRE HARN.ASSY,SS/SAT NANO I/O | 129 | 0.01% | 128.98
McCrometer | In-Line Flow Meters | No | 481-0221-506LF | CONN,IDC,.1ls,F,6p (red) | 1358 | 0.01% | 1357.86
McCrometer | In-Line Flow Meters | No | 482-1110-006LF | HDR,STR.LCK.RMP,M,.1ls,6p, | 1933 | 0.01% | 1932.8
McCrometer | In-Line Flow Meters | No | 510-0110-8R5LF | ANT,YAGI,824-960MHz,8.5dBi | 2244 | 0.01% | 2243.77
McCrometer | In-Line Flow Meters | No | 510-0730-003LF | ANT,MAG MNT,PREMIUM,1.5m COAX 3dB GAIN | 3333 | 0.01% | 3332.66
McCrometer | In-Line Flow Meters | No | 510-0750-003LF | ANT,MAG MNT,PREMIUM,2.5m COAX 3dB GAIN | 2799 | 0.01% | 2798.72
McCrometer | In-Line Flow Meters | No | 520-5012-005EX | BATTERY,RECHARGEABLE,12V,5A/hr Sealed Lead Acid | 29 | 0.01% | 28.99
McCrometer | In-Line Flow Meters | No | 523-0910-910LF | SWTCH ADPT,13.6VDC,1A,90-264 | 2588 | 0.01% | 2587.74
McCrometer | In-Line Flow Meters | No | 524-2510-000 | SUNBLOCK,RH/TEMP,6-DISK | 323 | 0.01% | 322.96
McCrometer | In-Line Flow Meters | No | 528-0100-001 | Acc, Solar Radiation Amplifier | 378 | 0.01% | 377.96
McCrometer | In-Line Flow Meters | No | 539-2017-025-060 | LEVEL SENSOR 0-5V,25psi:60ft 0-5V OUTPUT | 467 | 0.01% | 466.95
McCrometer | In-Line Flow Meters | No | 616-2000-001EX | CLAMP,STRUT CHAN.MNT,2"PIPE MFG:CADDY ITEM #:RIGD0200EG | 6 | 0.01% | 5.99
McCrometer | In-Line Flow Meters | No | 629-0800-001D | SUB-ASSY,FREQ.WIND NON-POTTED | 281 | 0.01% | 280.97
McCrometer | In-Line Flow Meters | No | 629-6000-105ALF | ONE ADDITIONAL CONTROL | 86 | 0.01% | 85.99
McCrometer | In-Line Flow Meters | No | 629-7060-010A | SUB-ASSY,PREM SAT ANT,2.5M W/MNT BRACKET | 151 | 0.01% | 150.98
McCrometer | In-Line Flow Meters | No | 630-0209-000ANC | ASSY,RAIN GAUGE,8",.01"TIP CAL | 351 | 0.01% | 350.96
McCrometer | In-Line Flow Meters | No | 630-0502-000ALF | ASSY,1.7A,INTERNAL,13.8 VDC | 86 | 0.01% | 85.99
McCrometer | In-Line Flow Meters | No | 630-0507-000BLF | ASSY,1A,EXTERNAL AC CHARGER | 47 | 0.01% | 46.99
McCrometer | In-Line Flow Meters | No | 630-0601-100A | ASSY,ULTRA-ULTRASONIC SENSOR | 1220 | 0.01% | 1219.87
McCrometer | In-Line Flow Meters | No | 630-2505-001BLF | ASSY,TEMPERATURE ONLY | 112 | 0.01% | 111.98
McCrometer | In-Line Flow Meters | No | 215-0044-100NA | TOOL,INSERTION,FOR .100 IDC | 87 | 0.01% | 86.99
McCrometer | In-Line Flow Meters | No | 220-0301-000NA | TUBING,PVC,BLK,1/8",VENT TUBE | 2 | 0.01% | 1.99
McCrometer | In-Line Flow Meters | No | FC500-BRSD1-R25-D | MC PROP FLOWCONNECT RECHARGEABLE SATELLITE | 2205 | 0.01% | 2204.77
McCrometer | In-Line Flow Meters | No | 200.733.134 | ADCON LEV-2 Fluid Level Sensor SDI-12 0-10m 15m Cable | 1255 | 0.01% | 1254.87
McCrometer | In-Line Flow Meters | No | 800.000.225 | Bird Protector for RG1-200 | 65 | 0.01% | 64.99
McCrometer | In-Line Flow Meters | No | 800.000.275 | BattPack NiMHd Rechg3300mAh +G Rbr Gasket for A731/732/733 | 110 | 0.01% | 109.98
McCrometer | In-Line Flow Meters | No | 800.000.466 | Adcon SDI-12 Wiring Box, metal | 193 | 0.01% | 192.98
McCrometer | In-Line Flow Meters | No | 900.000.014 | Plastic Pole Pounder | 19 | 0.01% | 18.99
McCrometer | In-Line Flow Meters | No | 900.000.437 | Metric Hex-wrench, 3mm, ADCON | 7 | 0.01% | 6.99
McCrometer | In-Line Flow Meters | No | 900.000.565 | Directional GSM 800/1800/1900 incl. bracket and 20cm cable | 224 | 0.01% | 223.97
McCrometer | In-Line Flow Meters | No | 900.000.567 | Antenna GSM Quadband incl. mas bracket and 5m cable | 224 | 0.01% | 223.97
McCrometer | In-Line Flow Meters | No | 900.000.590 | Adcon Antenna GSM Quad Band TN connector, IP-66, rigid | 65 | 0.01% | 64.99
McCrometer | In-Line Flow Meters | No | 900.000.593 | Adcon Antenna GSM Quad Band TN connector, IP-66, rigid | 52 | 0.01% | 51.99
McCrometer | In-Line Flow Meters | No | 97.100.066.4.5 | DESSICANT CARTRIDGE, REPLACEMENT OTT | 133 | 0.01% | 132.98
McCrometer | In-Line Flow Meters | No | 97.100.066.4.5-00 | Desiccant Pack OTT | 133 | 0.01% | 132.98
McCrometer | In-Line Flow Meters | No | MAG-CONNECT-ATT | Telemetry Unit for Mags Kit ATT | 2868 | 0.01% | 2867.71
McCrometer | In-Line Flow Meters | No | MAG-CONNECT-VZ | Telemetry Unit for Mags Kit VZ | 2651 | 0.01% | 2650.73
McCrometer | In-Line Flow Meters | No | 500.000.119 | ADCON PA1 Manometer 10bar 1% a acc, 1/4" NPT+ 10m cable | 750 | 0.01% | 749.92
McCrometer | In-Line Flow Meters | No | 500.000.120 | ADCON PA1 Manometer 10bar 1% a acc, 1/4" NPT+ 5m cable | 394 | 0.01% | 393.96
McCrometer | In-Line Flow Meters | No | 5M-025-OE2 | 5pin cable 25ft.; 1x male jack 2 WIRES | 371 | 0.01% | 370.96
McCrometer | In-Line Flow Meters | No | 100.760.001 | A760 SERIES 6 4G LTE RTU | 2579 | 0.01% | 2578.74
McCrometer | In-Line Flow Meters | No | 100.850.001 | A850 Telemetry Gateway 5 RTU's w/o A440 and cable | 2269 | 0.01% | 2268.77
McCrometer | In-Line Flow Meters | No | 100.850.100 | Upgrade A850 5 > 100 RTU's | 1272 | 0.01% | 1271.87
McCrometer | In-Line Flow Meters | No | 100.850.121 | Upgrade A850 for RA440 to 10 G GPRS ports | 375 | 0.01% | 374.96
McCrometer | In-Line Flow Meters | No | 200.720.510 | Y Cable 7 pin for addIT and ad addWAVE | 144 | 0.01% | 143.98
McCrometer | In-Line Flow Meters | No | 200.720.523 | 115V Power Supply, 6m cable w/ 5-pin male Binder; Type A plug | 287 | 0.01% | 286.97
McCrometer | In-Line Flow Meters | No | 200.720.542 | USB RTU Communication Cable | 221 | 0.01% | 220.97
McCrometer | In-Line Flow Meters | No | 200.723.520 | Solar Set (9VDC, 220mA, 2W) fo for A72x addITs | 391 | 0.01% | 390.96
McCrometer | In-Line Flow Meters | No | 200.730.501 | Reinforced Poleset, 3.6m, w/o for A72x addITs | 195 | 0.01% | 194.98
McCrometer | In-Line Flow Meters | No | 200.733.020 | PR Pyranometer SP-LITE 2 | 131 | 0.01% | 130.98
McCrometer | In-Line Flow Meters | No | 200.733.031 | SEN-R Combi sensor ADCON TR1 ( (Temp./RH) | 1115 | 0.01% | 1114.88
McCrometer | In-Line Flow Meters | No | 200.733.049 | ADCON RG1 Rain Gauge 200 0,2 m incl. 1m Cable | 827 | 0.01% | 826.91
McCrometer | In-Line Flow Meters | No | 200.733.119 | ADCON LEV-1 Fluid Level Sensor 0-10m 15m Cable | 1255 | 0.01% | 1254.87
McCrometer | In-Line Flow Meters | No | 200.733.162 | ADCON PA-1 Manometer 0-10 bar M12 Conn, 1/4" NPT | 304 | 0.01% | 303.96
McCrometer | In-Line Flow Meters | No | 200.733.166 | Cable 5m for ADCON PA1 Manomet Manometer Probe | 95 | 0.01% | 94.99
McCrometer | In-Line Flow Meters | No | 200.733.167 | Cable 10m for ADCON PA1 Manome Manometer Probe | 152 | 0.01% | 151.98
McCrometer | In-Line Flow Meters | No | 200.733.280 | Vento1 Wind Sensor Set0-100ft Speed, Direction, Cross Bar | 1770 | 0.01% | 1769.82
McCrometer | In-Line Flow Meters | No | 200.733.502 | A502 Signal converter 4-20mA-> 0-2.5V | 511 | 0.01% | 510.94
McCrometer | In-Line Flow Meters | No | 200.733.522 | Solar Set (9VDC, 540mA, 5.1W) for A731, A732 and A733 | 530 | 0.01% | 529.94
McCrometer | In-Line Flow Meters | No | 200.733.550 | ACS110 Charger for NiCd/NiMH A ADCON Battery Packs up to 7Ah | 172 | 0.01% | 171.98
McCrometer | In-Line Flow Meters | No | 200.733.553 | A553 Digital Expansion Box 7+7 for Series 4 RTUs | 545 | 0.01% | 544.94
McCrometer | In-Line Flow Meters | No | 200.733.902 | A902 1/2/3-Adaptor | 184 | 0.01% | 183.98
McCrometer | In-Line Flow Meters | No | 200.800.030 | Ext.Cable for 200.733.119 (per meter) BUILT IN to Sensor | 14 | 0.01% | 13.99
McCrometer | In-Line Flow Meters | No | 300.400.476 | 300-RTU-License for Pro 5.x | 4353 | 0.01% | 4352.56
McCrometer | In-Line Flow Meters | No | 300.405.597 | Adcon Mobile View Web App OTT PN A300405597 | 453 | 0.01% | 452.95
McCrometer | In-Line Flow Meters | No | 300.505.341 | addVANTAGE Pro 20 RTU/3 seat OTT PN A300505341 | 3063 | 0.01% | 3062.69
McCrometer | In-Line Flow Meters | No | 7F-006-SEN2 | 7pin cable 14in; 1x female 3 WIRES SENSUS | 75 | 0.01% | 74.99
McCrometer | In-Line Flow Meters | No | 7F-006-OE | 7pin cable 6ft; 1x female | 77 | 0.01% | 76.99
McCrometer | In-Line Flow Meters | No | MC20-DA | USB Cable & PC Software | 203 | 0.01% | 202.97
McCrometer | In-Line Flow Meters | No | 7F-006-OE2 | 7pin cable 6ft.; 1x female jack 2 WIRES | 77 | 0.01% | 76.99
McCrometer | In-Line Flow Meters | No | 7M-006-OE | 7pin cable 6ft; 1x male jack open: for water meters | 65 | 0.01% | 64.99
McCrometer | In-Line Flow Meters | No | 7M-015-OE | 7pin cable 15ft; 1x male jack open: for water meters | 75 | 0.01% | 74.99
McCrometer | In-Line Flow Meters | No | 7M-015-OE2 | 7pin cable 15ft.; 1x male jack 2 WIRES | 212 | 0.01% | 211.97
McCrometer | In-Line Flow Meters | No | 7M-015-SEN | 7pin cable 15ft; 1x male jack 3 PIN SENSUS | 122 | 0.01% | 121.98
McCrometer | In-Line Flow Meters | No | 7M-016-OE2 | 7pin cable 5m; 1x male jack - 15 FT., 2 WIRES | 100 | 0.01% | 99.99
McCrometer | In-Line Flow Meters | No | 7M-020-SEN | 7pin cable 20ft; 1x male jack 3 PIN SENSUS | 111 | 0.01% | 110.98
McCrometer | In-Line Flow Meters | No | 7M-025-7M | 7pin-7pin Extension Cord 25ft Manuf. 1x Male/1x Male Jacks | 125 | 0.01% | 124.98
McCrometer | In-Line Flow Meters | No | 7M-025-OE | 7pin cable 25ft; 1x male jack open: for water meters | 90 | 0.01% | 89.99
McCrometer | In-Line Flow Meters | No | 7M-025-OE2 | 7pin cable 25ft.; 1x male jack 2 WIRES | 189 | 0.01% | 188.98
McCrometer | In-Line Flow Meters | No | 7M-050-7M | 7pin-7pin Extension Cord 50ft Manuf. 1x Male/1x Male Jacks | 166 | 0.01% | 165.98
McCrometer | In-Line Flow Meters | No | 7M-050-OE | 7pin cable 50ft; 1x male jack open: for water meters | 143 | 0.01% | 142.98
McCrometer | In-Line Flow Meters | No | 7M-050-OE2 | 7pin cable 50ft.; 1x male jack 2 WIRES | 281 | 0.01% | 280.97
McCrometer | In-Line Flow Meters | No | 900.000.191 | Protection cap for male | 10 | 0.01% | 9.99
McCrometer | In-Line Flow Meters | No | TOB036 | Wire Harness, Inputs, 7-Pin | 79 | 0.01% | 78.99
McCrometer | In-Line Flow Meters | No | TOB037 | Wire Harness, Power, 5-Pin | 72 | 0.01% | 71.99
McCrometer | In-Line Flow Meters | No | TOB039 | Satellite Antenna, TNC Male Iridium Band, Helical, Black | 79 | 0.01% | 78.99
McCrometer | In-Line Flow Meters | No | TOB041 | Batt.Pk, LITH D 3.8g 3.6V 13Ah Saft LSH20 or appvd equivalent | 109 | 0.01% | 108.98
McCrometer | In-Line Flow Meters | No | TOB042 | Batt.Pk,Ni-HM (3) C Cell 3.3Ah Panasonic HHR300CH | 109 | 0.01% | 108.98
McCrometer | In-Line Flow Meters | No | TOB063 | SIM CARD, ATT LTE 2FF | 13 | 0.01% | 12.99
McCrometer | In-Line Flow Meters | No | 200.800.016 | 5pin-5pin Extension Cord 10m | 207 | 0.01% | 206.97
McCrometer | In-Line Flow Meters | No | 7M-006-OE2 | 7pin cable 6ft.; 1x male jack 2 WIRES | 219 | 0.01% | 218.97
McCrometer | In-Line Flow Meters | No | TOB-MC-RM-025 | FlowConnect MC, MM to RM Kit 25 ft. Cable | 209 | 0.01% | 208.97
McCrometer | In-Line Flow Meters | No | FC500-ABCD-H | MCPROP FLOWCONNECT VERIZON | 2225 | 0.01% | 2224.77
McCrometer | In-Line Flow Meters | No | FC501-ABAD | WS FLOWCONNECT AT&T | 1717 | 0.01% | 1716.82
McCrometer | In-Line Flow Meters | No | FC501-ABCD-H | WS FLOWCONNECT VERIZON | 2225 | 0.01% | 2224.77
McCrometer | In-Line Flow Meters | No | FC501-CBAD | WS FLOWCONNECT AT&T | 2027 | 0.01% | 2026.79
McCrometer | In-Line Flow Meters | No | FC500-CRAD-C1-E4 | MC PROP FLOWCONNECT RECHARGEABLE AT&T | 2245 | 0.01% | 2244.77
McCrometer | In-Line Flow Meters | No | FC501-CRAD-C1-E4 | WS FLOWCONNECT RECHARGEABLE AT&T | 2456 | 0.01% | 2455.75
McCrometer | In-Line Flow Meters | No | FC501-DBCD-R25 | WS FLOWCONNECT VERIZON | 1769 | 0.01% | 1768.82
McCrometer | In-Line Flow Meters | No | FC500-ARSD1-C2-E | MC PROP FLOWCONNECT RECHARGEABLE SATELLITE | 2170 | 0.01% | 2169.78
McCrometer | In-Line Flow Meters | No | FC500-CBAD | FC500-CBAD | 1728 | 0.01% | 1727.82
McCrometer | In-Line Flow Meters | No | FC500-CBSN | MC PROP FLOWCONNECT SATELLITE | 1984 | 0.01% | 1983.8
McCrometer | In-Line Flow Meters | No | FC500-ARAD-E | MC PROP FLOWCONNECT RECHARGEABLE AT&T | 2027 | 0.01% | 2026.79
McCrometer | In-Line Flow Meters | No | FC501-CBAD1 | WS FLOWCONNECT AT&T | 2027 | 0.01% | 2026.79
McCrometer | In-Line Flow Meters | No | FC500-BRCD2-R25-D | MC PROP FLOWCONNECT RECHARGEABLE VERIZON | 2080 | 0.01% | 2079.79
McCrometer | In-Line Flow Meters | No | FC500-CRCD-G3 | MC PROP FLOWCONNECT RECHARGEABLE VERIZON | 2081 | 0.01% | 2080.79
McCrometer | In-Line Flow Meters | No | FC500-CBSD | MC PROP FLOWCONNECT SATELLITE | 1728 | 0.01% | 1727.82
McCrometer | In-Line Flow Meters | No | FC500-ARAD-E-G3 | MC PROP FLOWCONNECT RECHARGEABLE AT&T | 2398 | 0.01% | 2397.76
McCrometer | In-Line Flow Meters | No | FC500-CRAD1-C1-E4 | MC PROP FLOWCONNECT RECHARGEABLE AT&T | 2243 | 0.01% | 2242.77
McCrometer | In-Line Flow Meters | No | FC501-DRAD1-C1-ER | WS FLOWCONNECT RECHARGEABLE AT&T | 2149 | 0.01% | 2148.78
McCrometer | In-Line Flow Meters | No | FC500-CRAD-G3 | FC500 | 2185 | 0.01% | 2184.78
McCrometer | In-Line Flow Meters | No | FC500-ABCD | FLOWCONNECT, MCCROMETER | 1717 | 0.01% | 1716.82
McCrometer | In-Line Flow Meters | No | FC501-CRAD-D4 | WS FLOWCONNECT RECHARGEABLE AT&T | 2378 | 0.01% | 2377.76
McCrometer | In-Line Flow Meters | No | FC500-CRAD | FLOW CONNECT CONV KIT | 1815 | 0.01% | 1814.81
McCrometer | In-Line Flow Meters | No | FC500-ARCD-D4 | MC PROP FLOWCONNECT RECHARGEABLE VERIZON | 2068 | 0.01% | 2067.79
McCrometer | In-Line Flow Meters | No | FC500-CRAD-D-G3 | MC PROP FLOWCONNECT RECHARGEABLE AT&T | 2414 | 0.01% | 2413.75
McCrometer | In-Line Flow Meters | No | FC500-CRAD-D4-G3 | MC PROP FLOWCONNECT RECHARGEABLE AT&T | 2536 | 0.01% | 2535.74
McCrometer | In-Line Flow Meters | No | FC501-CBCD | WS FLOWCONNECT VERIZON | 2027 | 0.01% | 2026.79
McCrometer | In-Line Flow Meters | No | FC500-ARAD-D | MC PROP FLOWCONNECT RECHARGEABLE AT&T | 1947 | 0.01% | 1946.8
McCrometer | In-Line Flow Meters | No | FC500-ARAD | MC PROP FLOWCONNECT RECHARGEABLE AT&T | 1717 | 0.01% | 1716.82
McCrometer | In-Line Flow Meters | No | FC500-ARAD-G3 | MC PROP FLOWCONNECT RECHARGEABLE AT&T | 2089 | 0.01% | 2088.79
McCrometer | In-Line Flow Meters | No | FC500-ARAD-E4-G3 | MC PROP FLOWCONNECT RECHARGEABLE AT&T | 2519 | 0.01% | 2518.74
McCrometer | In-Line Flow Meters | No | FC500-ABAD | MC PROP FLOWCONNECT AT&T | 1717 | 0.01% | 1716.82
McCrometer | In-Line Flow Meters | No | FC500-CRAD-D | MC PROP FLOWCONNECT RECHARGEABLE AT&T | 2043 | 0.01% | 2042.79
McCrometer | In-Line Flow Meters | No | FC501-D100F-A01R20A00 | WS FLOWCONNECT | 2336 | 0.01% | 2335.76
McCrometer | In-Line Flow Meters | No | FC501-ABCD3-C2-R25-B | WS FLOWCONNECT VERIZON | 2081 | 0.01% | 2080.79
McCrometer | In-Line Flow Meters | No | MODBUS-UG | ModBus Upgrade *ISOCON Cable Required | 611 | 0.01% | 610.93
McCrometer | In-Line Flow Meters | No | AGM-CONV-NO | McMag/DM NO OUTPUTS McMag/DM Converter Config | 212 | 0.01% | 211.97
McCrometer | In-Line Flow Meters | No | AGM-CONV-PQC | McMag/DM Pulse QC McMag/DM Converter Config | 210 | 0.01% | 209.97
McCrometer | In-Line Flow Meters | No | AGM-CONV-PSR | McMag/DM Pulse SR Phantom - Do not use on order | 304 | 0.01% | 303.96
McCrometer | In-Line Flow Meters | No | AGM-HOUSING | McMag/DM Conv Housing | 110 | 0.01% | 109.98
McCrometer | In-Line Flow Meters | No | 9999T-01 | FULL FORM TEST, 1 POINT | 386.1 | 0.01% | 386.06
McCrometer | In-Line Flow Meters | No | 9999C-03 | 3-POINT CERTIFIED TEST REPORT | 266.2 | 0.01% | 266.17
McCrometer | In-Line Flow Meters | No | 17178 | LABEL, McCrometer Service Service Providers | 4.4 | 0.01% | 4.39
McCrometer | In-Line Flow Meters | No | MRP-T06A2M | MRP-L0234-10 OVRN | 892.1 | 0.01% | 892.01
McCrometer | In-Line Flow Meters | No | MRP-T08A1MC-C1 | MRP08 | 1368.4 | 0.01% | 1368.26
McCrometer | In-Line Flow Meters | No | MRP-T10A1MB-C1 | MRP10 | 1466.3 | 0.01% | 1466.15
McCrometer | In-Line Flow Meters | No | MRP-T10A2M | MRP-L0236-10 OVRN | 1049.4 | 0.01% | 1049.29
McCrometer | In-Line Flow Meters | No | MRP-T12A1MC-C1 | MRP12 | 1554.3 | 0.01% | 1554.14
McCrometer | In-Line Flow Meters | No | MRP-T12A2MC-C1 | MRP12 | 1672 | 0.01% | 1671.83
McCrometer | In-Line Flow Meters | No | MRP-T14A2MA-C1 | MRP14 | 1783.1 | 0.01% | 1782.92
McCrometer | In-Line Flow Meters | No | MS10B1M | MS10B1M | 984.5 | 0.01% | 984.4
McCrometer | In-Line Flow Meters | No | MRP-E02A1M | MC MRP | 847 | 0.01% | 846.91
McCrometer | In-Line Flow Meters | No | MRP-E04A2M | MSP04 OVRN | 972.4 | 0.01% | 972.3
McCrometer | In-Line Flow Meters | No | MRP-E08A1M | MRP-ML108 | 1171.5 | 0.01% | 1171.38
McCrometer | In-Line Flow Meters | No | MRP-S04A2M | MSP08 | 908.6 | 0.01% | 908.5
McCrometer | In-Line Flow Meters | No | MRP-S10A1M | MC MRP | 984.5 | 0.01% | 984.4
McCrometer | In-Line Flow Meters | No | MRP-S10A2M | MC MRP | 1063.7 | 0.01% | 1063.59
McCrometer | In-Line Flow Meters | No | MRP-MLI1X-16-BG | Meter Repair Program, Meter Head Assy, 16", Badger | 2488 | 0.01% | 2487.75
McCrometer | In-Line Flow Meters | No | 2-2114-10-SP | Dummy Plate, ML, 10"-12" SP REPLACEMENT W/2"C | 1425.6 | 0.01% | 1425.45
McCrometer | In-Line Flow Meters | No | TR15 | 4-20ma TR15 W/ MTR ONLY No Pulse Rate Cable | 1170.4 | 0.01% | 1170.28
McCrometer | In-Line Flow Meters | No | FC-BASE-KIT | FC Base Plate Assembly Kit | 67.1 | 0.01% | 67.09
McCrometer | In-Line Flow Meters | No | 3-2414-06 | Saddle Assembly, Strap-On, 6" LP | 316.8 | 0.01% | 316.76
McCrometer | In-Line Flow Meters | No | 3-2414-08 | Saddle Assembly, Strap-On, 8"-20" LP | 313.5 | 0.01% | 313.46
McCrometer | In-Line Flow Meters | No | 4-2110-03 | Meter Tube Assy,Flanged Steel 150 PSI, 3" ML, Coated | 869 | 0.01% | 868.91
McCrometer | In-Line Flow Meters | No | 4-2110-04 | Tube ML03 4" | 1019.7 | 0.01% | 1019.59
McCrometer | In-Line Flow Meters | No | 4-2110-06 | Tube ML 6" CL D 22"LG | 1149.5 | 0.01% | 1149.38
McCrometer | In-Line Flow Meters | No | 4-2110-08 | Meter Tube Assy,Flanged Steel 150 PSI, 8" ML, Coated | 1455.3 | 0.01% | 1455.15
McCrometer | In-Line Flow Meters | No | 4-2110-10 | Meter Tube Assy,Flanged Steel 150 PSI, 10" ML, Coated | 1685.2 | 0.01% | 1685.03
McCrometer | In-Line Flow Meters | No | 4-2110-12 | Meter Tube Assy,Flanged Steel 150 PSI, 12" ML, Coated | 1794.1 | 0.01% | 1793.92
McCrometer | In-Line Flow Meters | No | 4-2110-14 | Tube ML-03,04 14" | 1859 | 0.01% | 1858.81
McCrometer | In-Line Flow Meters | No | 4-2110-16 | Tube ML-03,04 16" | 2157.1 | 0.01% | 2156.88
McCrometer | In-Line Flow Meters | No | 4-2110-24-54 | Tube ML-03/04 54" | 1691.8 | 0.01% | 1691.63
McCrometer | In-Line Flow Meters | No | 2-2114-10-1 | Dummy Plate, ML, 10"-12" W/2"C W/ 2" CPLNG ON CENTER | 874.5 | 0.01% | 874.41
McCrometer | In-Line Flow Meters | No | 2-2414-08DC | Saddle, Dummy 8"-20" LP-31 | 94.6 | 0.01% | 94.59
McCrometer | In-Line Flow Meters | No | 2-91069-08-DC | Plate,Dummy Cover,Sparl. 8-12" direct drive MLDD | 866.8 | 0.01% | 866.71
McCrometer | In-Line Flow Meters | No | 3-2112-04 | Meter Tube Assy,P.E. Steel,150 PSI, 4" ML-11 | 608.3 | 0.01% | 608.23
McCrometer | In-Line Flow Meters | No | 3-2112-08-GE | Meter Tube Assy,Grvd End Steel 150 PSI, 8" ML-11 | 789.8 | 0.01% | 789.72
McCrometer | In-Line Flow Meters | No | 3-2115-08 | Meter Tube Assy,Vertical Tee, 8" VF-29 | 3033.8 | 0.01% | 3033.49
McCrometer | In-Line Flow Meters | No | 3-2115-10 | Meter Tube Assy,Vertical Tee, 10" VF-29 | 3251.6 | 0.01% | 3251.27
McCrometer | In-Line Flow Meters | No | 3-2115-10-W | Meter Tube Assy,V-Tee, 10" VF- 30X For Westlands | 3268.1 | 0.01% | 3267.77
McCrometer | In-Line Flow Meters | No | 3-2115-12 | Meter Tube Assy,Vertical Tee, 12" VF-29 | 3668.5 | 0.01% | 3668.13
McCrometer | In-Line Flow Meters | No | 3-2115-12-W | Meter Tube Assy,V-Tee, 12" VF- 30X For Westlands | 3274.7 | 0.01% | 3274.37
McCrometer | In-Line Flow Meters | No | 3-2115-14-W | Meter Tube Assy,V-Tee, 14" VF- 30X For Westlands | 3444.1 | 0.01% | 3443.75
McCrometer | In-Line Flow Meters | No | 4-2110-04-HT | Meter Tube HT, Flanged 150# 4" ML, Uncoated I.D. | 1257.3 | 0.01% | 1257.17
McCrometer | In-Line Flow Meters | No | 3-2125-18-K | Straightening Vane Assy Set, Bolt-In 18-20" ML (3 Vane Set) | 801.9 | 0.01% | 801.81
McCrometer | In-Line Flow Meters | No | 3-2666-03 | Vane, Straight, Cross, 3"-4" LP-31/32 (3.0 - 4.5 I.D.) | 99 | 0.01% | 98.99
McCrometer | In-Line Flow Meters | No | 3-2666-10-1 | Vane, Straighten, Cross, 10-14 LP31/32(9.5-14.5 I.D.) AVANTI | 259.6 | 0.01% | 259.57
McCrometer | In-Line Flow Meters | No | 2-2124-12-K | Straightening Vane Kit, Weld- In 12" ML,2 Vanes(Grnd & Buff) | 104.5 | 0.01% | 104.48
McCrometer | In-Line Flow Meters | No | 2-2124-20-K | Straightening Vane Kit, Weld- In 20"ML, 3 Vanes(Grnd & Buff) | 403.7 | 0.01% | 403.65
McCrometer | In-Line Flow Meters | No | 3-2125-06-K | Straightening Vane Assy Set, Bolt-In 6"-8"ML, (3 Vane Set) | 320.1 | 0.01% | 320.06
McCrometer | In-Line Flow Meters | No | 3-2125-10-K | Straightening Vane Assy Set, Bolt-In 10-12" ML (3 Vane Set) | 390.5 | 0.01% | 390.46
McCrometer | In-Line Flow Meters | No | 3-2125-14-K | Straightening Vane Assy Set, Bolt In 14&16"ML, (3 Vane Set) | 459.8 | 0.01% | 459.75
McCrometer | In-Line Flow Meters | No | 3-2666-06 | Vane, Straight, Cross, 6"-8" LP-31/32 (5.75 - 8.5 I.D.) | 110 | 0.01% | 109.98
McCrometer | In-Line Flow Meters | No | 3-2666-10 | Vane, Straighten, Cross, 10-14 LP31/32 (9.5 - 14.5 I.D.) | 117.7 | 0.01% | 117.68
McCrometer | In-Line Flow Meters | No | 3-2125-24-K | Straightening Vane Assy Set, Bolt-In 24" ML (3 Vane Set) | 893.2 | 0.01% | 893.11
McCrometer | In-Line Flow Meters | No | 7-CN02-23 | Extension Register 23" | 921.8 | 0.01% | 921.7
McCrometer | In-Line Flow Meters | No | CN02-42 | Mechanical Register Extension 42" | 1068.1 | 0.01% | 1067.99
McCrometer | In-Line Flow Meters | No | CN02-24 | Mechanical Register Extension 24" | 929.5 | 0.01% | 929.4
McCrometer | In-Line Flow Meters | No | 7-CN06-2-DF-R | Indicator-Totalizer, Down Flow Model (CN-06-2-DF), Retrofit | 584.1 | 0.01% | 584.04
McCrometer | In-Line Flow Meters | No | 7-CN06-2-R | Indicator-Totalizer (Retrofit) Model (CN06-2) | 600.6 | 0.01% | 600.53
McCrometer | In-Line Flow Meters | No | 7-CN06-2-V-R | Ind/Tot CN-06-2-V Vert. Mnt. W/Bonnet | 600.6 | 0.01% | 600.53
McCrometer | In-Line Flow Meters | No | 5-TR12-2-R | B Trans Mech W/Dial&Tot Grs | 605 | 0.01% | 604.93
McCrometer | In-Line Flow Meters | No | IN60 | Digital Indicator-Totalizer, Ind/Tot | 1501.5 | 0.01% | 1501.34
McCrometer | In-Line Flow Meters | No | IN60-1 | Digital Indicator-Totalizer Batcher with LED Readout & 4-20mA Input | 1501.5 | 0.01% | 1501.34
McCrometer | In-Line Flow Meters | No | IN60-4 | Digital Indicator-Totalizer Batcher with LED Readout & 4-20mA Input w/ Aux 4-20mA Out & NEMA 4X Enclosure | 3109.7 | 0.01% | 3109.38
McCrometer | In-Line Flow Meters | No | 7-IN16 | Remote Totalizer(LithBatt Pwr) Totalizer | 330 | 0.01% | 329.96
McCrometer | In-Line Flow Meters | No | 7-IN36-1 | Power Supply (24VDC), IN36-1 . | 316.8 | 0.01% | 316.76
McCrometer | In-Line Flow Meters | No | 7-IN36-1-N | Power Supply (24VDC), IN36-1 Mounted in NEMA 4X Enclosure | 765.6 | 0.01% | 765.52
McCrometer | In-Line Flow Meters | No | AUX-4000-19 | ISO Mode 4-20 In/4-20 Out Signal Isolator | 697.4 | 0.01% | 697.33
McCrometer | In-Line Flow Meters | No | ELR300-01MC | Elec. Register (Use ELR500-01) (Ver 3.0) McCrometer | 530.2 | 0.01% | 530.14
McCrometer | In-Line Flow Meters | No | ELR500-01 | Elec. Register Includes FacePlate & Decal | 530.2 | 0.01% | 530.14
McCrometer | In-Line Flow Meters | No | FC101-03 | FlowCom w/4-20mA, Switch (with flowmeter) | 563.2 | 0.01% | 563.14
McCrometer | In-Line Flow Meters | No | FC101-05-K | FlowCom w/Pulse Connect (Conversion kit) | 886.6 | 0.01% | 886.51
McCrometer | In-Line Flow Meters | No | 115-12 | Power Supply (12VDC) C-TON PW2-12 | 78.1 | 0.01% | 78.09
McCrometer | In-Line Flow Meters | No | MLE02A11 | 2" FLANGED END | 2862 | 0.01% | 2861.71
McCrometer | In-Line Flow Meters | No | MLE06A1D | 6" FLANGED END DIGITAL | 3372 | 0.01% | 3371.66
McCrometer | In-Line Flow Meters | No | MLE08A12 | 8" FLANGED END | 4201 | 0.01% | 4200.57
McCrometer | In-Line Flow Meters | No | MLE12A1D8-C1 | 12" FLANGED END DIGITAL | 5211 | 0.01% | 5210.47
McCrometer | In-Line Flow Meters | No | TP112A1D2-C1-R25 | 12" TOP PLATE DIGITAL | 4101 | 0.01% | 4100.58
McCrometer | In-Line Flow Meters | No | TP116A12 | 16" TOP PLATE | 4279 | 0.01% | 4278.57
McCrometer | In-Line Flow Meters | No | TP120A12A | 20" TOP PLATE | 6282 | 0.01% | 6281.37
McCrometer | In-Line Flow Meters | No | LP06B11C | 6" SADDLE | 2276 | 0.01% | 2275.77
McCrometer | In-Line Flow Meters | No | LP06B12 | 6" SADDLE | 1922 | 0.01% | 1921.8
McCrometer | In-Line Flow Meters | No | LP06B1D-R25 | 6" SADDLE DIGITAL | 2386 | 0.01% | 2385.76
McCrometer | In-Line Flow Meters | No | LP08E11 | 8" SADDLE | 1815 | 0.01% | 1814.81
McCrometer | In-Line Flow Meters | No | LP08E12 | 8" SADDLE | 2029 | 0.01% | 2028.79
McCrometer | In-Line Flow Meters | No | LP10H1D1 | 10" SADDLE DIGITAL | 1956 | 0.01% | 1955.8
McCrometer | In-Line Flow Meters | No | LP10I1D1-C3-R25 | 10" SADDLE DIGITAL | 2670 | 0.01% | 2669.73
McCrometer | In-Line Flow Meters | No | LP12K1D-R25 | 12" SADDLE DIGITAL | 2706 | 0.01% | 2705.72
McCrometer | In-Line Flow Meters | No | LP14N1D2-C1 | 14" SADDLE DIGITAL | 2780 | 0.01% | 2779.72
McCrometer | In-Line Flow Meters | No | LP06C11 | 6" WS SADDLE | 1626 | 0.01% | 1625.83
McCrometer | In-Line Flow Meters | No | LP12K12C | METER 12" STRAP-ON TOT/IND W/TR12 | 2857 | 0.01% | 2856.71
McCrometer | In-Line Flow Meters | No | LP10H11C | 10" WS SADDLE TR04 | 2349 | 0.01% | 2348.76
McCrometer | In-Line Flow Meters | No | LP08E11C | 8" WS SADDLE TR04 | 2450 | 0.01% | 2449.75
McCrometer | In-Line Flow Meters | No | LP12K11C | 12" WS SADDLE TR04 | 2654 | 0.01% | 2653.73
McCrometer | In-Line Flow Meters | No | LP10H12B | WS 10" SADDLE TR12-2 TR16 | 3872 | 0.01% | 3871.61
McCrometer | In-Line Flow Meters | No | LP10H1D2-C1 | 10" WS PROP SADDLE, DIGITAL, 4-20MA & OPTO PULSE | 1863 | 0.01% | 1862.81
McCrometer | In-Line Flow Meters | No | LP08E2D | WS 8" SADDLE HV FLOWCOMM | 2128 | 0.01% | 2127.78
McCrometer | In-Line Flow Meters | No | LP10I22C | 10" SADDLE HV | 3189 | 0.01% | 3188.68
McCrometer | In-Line Flow Meters | No | LP08E2D1-C1 | WS 8" SADDLE FLOWCOMM | 2128 | 0.01% | 2127.78
McCrometer | In-Line Flow Meters | No | LP16O1D1-C1-R25 | 16" WS SADDLE DIGITAL | 2848 | 0.01% | 2847.71
McCrometer | In-Line Flow Meters | No | LP16O11 | 16" SADDLE | 2334 | 0.01% | 2333.76
McCrometer | In-Line Flow Meters | No | LP06 | WS SADDLE 6" | 1922 | 0.01% | 1921.8
McCrometer | In-Line Flow Meters | No | LP06B11 | METER 6" STRAP-ON W/TOTALIZER | 1708 | 0.01% | 1707.82
McCrometer | In-Line Flow Meters | No | LP06B11-024 | 6" SADDLE | 2622 | 0.01% | 2621.73
McCrometer | In-Line Flow Meters | No | LP06B1D | 6" SADDLE METER DIGITAL | 1954 | 0.01% | 1953.8
McCrometer | In-Line Flow Meters | No | LP06B1D1-C1 | 6" SADDLE W/FC101-01 | 1954 | 0.01% | 1953.8
McCrometer | In-Line Flow Meters | No | LP06B1D2-C1 | 6" SADDLE DIGITAL | 1954 | 0.01% | 1953.8
McCrometer | In-Line Flow Meters | No | LP06C1D-R50 | 6" SADDLE DIGITAL | 1916 | 0.01% | 1915.8
McCrometer | In-Line Flow Meters | No | LP08B11-024 | 8" SADDLE | 2727 | 0.01% | 2726.72
McCrometer | In-Line Flow Meters | No | LP08B12 | 8" SADDLE | 2028 | 0.01% | 2027.79
McCrometer | In-Line Flow Meters | No | LP08E1D | 8" SADDLE DIGITAL | 2064 | 0.01% | 2063.79
McCrometer | In-Line Flow Meters | No | LP08E22 | 8" SADDLE HV | 2448 | 0.01% | 2447.75
McCrometer | In-Line Flow Meters | No | LP08F1D2-C1-R25 | WS 8" SADDLE DIGITAL | 1954 | 0.01% | 1953.8
McCrometer | In-Line Flow Meters | No | LP08K22 | 8" WS SADDLE HV IND/TOT | 2448 | 0.01% | 2447.75
McCrometer | In-Line Flow Meters | No | LP10H12 | METER 10" STRAP-ON TOT/IND | 2170 | 0.01% | 2169.78
McCrometer | In-Line Flow Meters | No | LP10H12-036 | WS 10" SADDLE IND TOT 36" EXTENSION | 3177 | 0.01% | 3176.68
McCrometer | In-Line Flow Meters | No | LP10H1D | 10" SADDLE DIGITAL | 1956 | 0.01% | 1955.8
McCrometer | In-Line Flow Meters | No | LP10H1D1-C3 | 10" SADDLE DIGITAL | 2205 | 0.01% | 2204.77
McCrometer | In-Line Flow Meters | No | LP10H22 | 10" SADDLE HV | 2589 | 0.01% | 2588.74
McCrometer | In-Line Flow Meters | No | LP10K22 | 10" WS SADDLE HV IND/TOT | 2589 | 0.01% | 2588.74
McCrometer | In-Line Flow Meters | No | LP12K11 | LP12K11 | 2028 | 0.01% | 2027.79
McCrometer | In-Line Flow Meters | No | LP12K12 | WS PROP SADDLE 12" | 2242 | 0.01% | 2241.77
McCrometer | In-Line Flow Meters | No | LP12K1D1-C1 | 12" WS SADDLE METER | 2282 | 0.01% | 2281.77
McCrometer | In-Line Flow Meters | No | LP12K22 | 12" WS SADDLE HV IND/TOT | 2661 | 0.01% | 2660.73
McCrometer | In-Line Flow Meters | No | LP12K22A | METER 12" STRAP-ON TOT/IND | 3800 | 0.01% | 3799.62
McCrometer | In-Line Flow Meters | No | LP08F1D2-C1 | METER 8" STRAP-ON DIGITAL | 2065 | 0.01% | 2064.79
McCrometer | In-Line Flow Meters | No | LP08E1D-R25 | METER 8" STRAP-ON DIGITAL | 2198 | 0.01% | 2197.78
McCrometer | In-Line Flow Meters | No | LP10H1D-R25 | METER 10" STRAP-ON DIGITAL | 2306 | 0.01% | 2305.76
McCrometer | In-Line Flow Meters | No | LP06B22 | 6" SADDLE HIGH VELOCITY | 2342 | 0.01% | 2341.76
McCrometer | In-Line Flow Meters | No | LP10H11 | 10" SADDLE | 1956 | 0.01% | 1955.8
McCrometer | In-Line Flow Meters | No | LP12K22C | WS 12" SADDLE HV DRY CONTACT PULSE | 3421 | 0.01% | 3420.65
McCrometer | In-Line Flow Meters | No | LP10H1D1-C1 | 10" SADDLE DIGITAL | 2172 | 0.01% | 2171.78
McCrometer | In-Line Flow Meters | No | LP12K2D1-C3 | 12" SADDLE HIGH VELOCITY DIGITAL | 2735 | 0.01% | 2734.72
McCrometer | In-Line Flow Meters | No | LP10H31 | 10" SADDLE W/SLIP ON | 1956 | 0.01% | 1955.8
McCrometer | In-Line Flow Meters | No | LP08E21A | 8" SADDLE WITH TR15 | 3373 | 0.01% | 3372.66
McCrometer | In-Line Flow Meters | No | LP06C12B | 6" SADDLE | 3818 | 0.01% | 3817.61
McCrometer | In-Line Flow Meters | No | LP10I1D2-C1 | 10"SADDLE DIGITAL | 2172 | 0.01% | 2171.78
McCrometer | In-Line Flow Meters | No | LP16P1D2-C1 | 16" TOP PLATE DIGITAL | 2716 | 0.01% | 2715.72
McCrometer | In-Line Flow Meters | No | LP12L1D2-C1 | 12" TOP PLATE DIGITAL | 2282 | 0.01% | 2281.77
McCrometer | In-Line Flow Meters | No | LP16O12 | 16" SADDLE | 2664 | 0.01% | 2663.73
McCrometer | In-Line Flow Meters | No | LP08B1D1-C1 | WS 8" SADDLE DIGITAL | 2064 | 0.01% | 2063.79
McCrometer | In-Line Flow Meters | No | LP14N1D | METER 14" STRAP-ON DIGITAL | 2497 | 0.01% | 2496.75
McCrometer | In-Line Flow Meters | No | LP10H11-024 | METER 10" STRAP-ON TOT. | 2860 | 0.01% | 2859.71
McCrometer | In-Line Flow Meters | No | LP12K1D-R50 | 12" SADDLE DIGITAL | 2480 | 0.01% | 2479.75
McCrometer | In-Line Flow Meters | No | LP10I11 | METER 10" STRAP-ON W/TOTALIZER | 1956 | 0.01% | 1955.8
McCrometer | In-Line Flow Meters | No | LP12K1D2-C1 | METER 12" STRAP-ON DIGITAL | 2281 | 0.01% | 2280.77
McCrometer | In-Line Flow Meters | No | LP08F11 | METER 8" STRAP-ON W/TOTALIZER | 1815 | 0.01% | 1814.81
McCrometer | In-Line Flow Meters | No | LP08E1D1-C1 | WS 8" SADDLE DIGITAL | 2064 | 0.01% | 2063.79
McCrometer | In-Line Flow Meters | No | MRP-MLI1XD-10-M | Meter Repair Program, 10" Model MLI1XD, Muesco | 1959.1 | 0.01% | 1958.9
McCrometer | In-Line Flow Meters | No | 9999R-01 | PROP RETEST W/1PT CERT TESTRPT | 194.7 | 0.01% | 194.68
McCrometer | In-Line Flow Meters | No | 9999R-03 | PROP RETEST W/3PT CERT TESTRPT | 284.9 | 0.01% | 284.87
McCrometer | In-Line Flow Meters | No | 9999R-05 | MC3K RETEST W/3PT CERT TESTRPT | 489.5 | 0.01% | 489.45
McCrometer | In-Line Flow Meters | No | MRP-T10A1M | REBUILD 10" MC PROP TOP-PLATE | 970.2 | 0.01% | 970.1
McCrometer | In-Line Flow Meters | No | MRP-S06A2M | MRP MC PROP SADDLE 6" | 960.3 | 0.01% | 960.2
McCrometer | In-Line Flow Meters | No | MRP-S08A2M | MRP 8" MC Saddle Marathon Mechanical | 1010.9 | 0.01% | 1010.79
McCrometer | In-Line Flow Meters | No | MRP-E7000-000 | TRANSMITTER | 477.4 | 0.01% | 477.35
McCrometer | In-Line Flow Meters | No | 3-2290-10-14 | SPOOL FLANGED 10" 150# CL D 32.125" LONG WS COATED | 918.06 | 0.01% | 917.96
McCrometer | In-Line Flow Meters | No | 7-MLI1XD-48-S906 | Meter Head Assy, 48", S906, 30" BLD FLG MTR HEAD IND/TOT | 9323.98 | 0.01% | 9323.04
McCrometer | In-Line Flow Meters | No | 7-MLI1X-08-RMC | Meter Head Assy, 8", Rockwell, Replacement | 4300.33 | 0.01% | 4299.89
McCrometer | In-Line Flow Meters | No | 7-MLI1XD-10-SDD | Meter Head Assy, 10", Sparling Direct Drive Replacement, Elec | 5073.94 | 0.01% | 5073.43
McCrometer | In-Line Flow Meters | No | 7-MLI1X-14-SDD | Meter Head Assy, 14", Sparling, Direct Drive 14 Bolt Holes | 6510.95 | 0.01% | 6510.29
McCrometer | In-Line Flow Meters | No | 7-MLI1X-06-MCB | Meter Head Assy, 6",McCrometer, Meter Head Assy, 6",McCrometer | 3640.14 | 0.01% | 3639.77
McCrometer | In-Line Flow Meters | No | 7-MLT1X-18-SM | Meter Head Assy, 18", Sparling, Masterflow Replacement | 7836.68 | 0.01% | 7835.89
McCrometer | In-Line Flow Meters | No | MRP-MLI1XD-24-S906-18 | Meter Repair Program, Meter Head Assy,24",S906,18BF | 3524.58 | 0.01% | 3524.22
McCrometer | In-Line Flow Meters | No | 7-MLI1X-18-SM | Meter Head Assy, 18", Sparling, Masterflow Replacement | 7836.68 | 0.01% | 7835.89
McCrometer | In-Line Flow Meters | No | 7-MLI1X-10-SDD | Meter Head Assy, 10", Sparling, Direct Drive Replacement | 5073.94 | 0.01% | 5073.43
McCrometer | In-Line Flow Meters | No | MLE02A12 | 2" FLANGED END | 3076.25 | 0.01% | 3075.94
McCrometer | In-Line Flow Meters | No | MLE03A1D2-C1-R25 | 3" FLANGED END DIGITAL | 3103 | 0.01% | 3102.68
McCrometer | In-Line Flow Meters | No | MLE04A12A | 4" FLANGED END | 4519.68 | 0.01% | 4519.22
McCrometer | In-Line Flow Meters | No | MLE04A1D2-C1 | 4" FLANGED END DIGITAL | 3168.27 | 0.01% | 3167.95
McCrometer | In-Line Flow Meters | No | MLE04A22 | 4" FLANGED END HIGH VELOCITY | 3192.88 | 0.01% | 3192.56
McCrometer | In-Line Flow Meters | No | MLE06A12 | 6" FLANGED END | 3585.57 | 0.01% | 3585.21
McCrometer | In-Line Flow Meters | No | MLE06A1D2-C1 | 6" FLANGED END DIGITAL | 3371.57 | 0.01% | 3371.23
McCrometer | In-Line Flow Meters | No | MLE06A1D2-C1-R25 | 6" FLANGED END DIGITAL | 3504.25 | 0.01% | 3503.89
McCrometer | In-Line Flow Meters | No | MLE06A2D2-C1 | 6" FLANGED END HIGH VELOCITY DIGITAL | 3371.57 | 0.01% | 3371.23
McCrometer | In-Line Flow Meters | No | MLE08A12A | 8" WS MAINLINE, FLANGED, W/ TR16 | 5339.3 | 0.01% | 5338.76
McCrometer | In-Line Flow Meters | No | MLE08A1D | 8" FLANGED END DIGITAL | 3986.82 | 0.01% | 3986.42
McCrometer | In-Line Flow Meters | No | MLE08A1D2-C1 | 8" FLANGED END DIGITAL | 3986.82 | 0.01% | 3986.42
McCrometer | In-Line Flow Meters | No | MLE08A1D8-C1 | 8" FLANGED END DIGITAL | 4083.12 | 0.01% | 4082.71
McCrometer | In-Line Flow Meters | No | MLE12A12A | 12" FLANGED END | 6467.08 | 0.01% | 6466.43
McCrometer | In-Line Flow Meters | No | MLE12A1D | 12" FLANGED END DIGITAL | 5115.67 | 0.01% | 5115.15
McCrometer | In-Line Flow Meters | No | MLE12A1D2-C1 | 12" FLANGED END DIGITAL | 5115.67 | 0.01% | 5115.15
McCrometer | In-Line Flow Meters | No | MLE12A1D2-C1-R25 | 12" FLANGED END DIGITAL | 5254.77 | 0.01% | 5254.24
McCrometer | In-Line Flow Meters | No | MLE12A2D3-C1 | 12" FLANGED END HIGH VELOCITY DIGITAL | 6074.39 | 0.01% | 6073.78
McCrometer | In-Line Flow Meters | No | MLU18A1T | 18" WELD ON DIGITAL | 5115.67 | 0.01% | 5115.15
McCrometer | In-Line Flow Meters | No | MLU24A1T | 24" WELD ON DIGITAL | 5675.28 | 0.01% | 5674.71
McCrometer | In-Line Flow Meters | No | MLU36A1T | 36" WELD ON DIGITAL | 6418.93 | 0.01% | 6418.28
McCrometer | In-Line Flow Meters | No | 7-ML04D-24 | Meter Assy, Flanged Tube,Elec, 24", 150 PSI, Ind/Tot | 8782.56 | 0.01% | 8781.68
McCrometer | In-Line Flow Meters | No | 7-ML20-14-SR | Welding Saddle Mtr,14",150 PSI, 20 CFS/.01 AF.Sawtelle&Rosprim | 6252.01 | 0.01% | 6251.38
McCrometer | In-Line Flow Meters | No | 7-MLI1-24 | Meter Head Assembly, 24" Ind/Tot | 6107.56 | 0.01% | 6106.94
McCrometer | In-Line Flow Meters | No | 7-MLI1D-24 | Meter Head, Elec, 24",150 PSI Ind/Tot | 6107.56 | 0.01% | 6106.94
McCrometer | In-Line Flow Meters | No | 7-MLI1X-06-BG | Meter Head Assy, 6", Badger Replacement | 3640.14 | 0.01% | 3639.77
McCrometer | In-Line Flow Meters | No | 7-MLI1X-06-RMC | Meter Head Assy, 6", Rockwell Replacement | 3640.14 | 0.01% | 3639.77
McCrometer | In-Line Flow Meters | No | 7-MLI1X-06-SDD | Meter Head Assy, 6", Sparling Direct Drive Replacement | 3640.14 | 0.01% | 3639.77
McCrometer | In-Line Flow Meters | No | 7-MLI1X-06-SM | Meter Head Assy, 6", Sparling Masterflow Replacement | 3640.14 | 0.01% | 3639.77
McCrometer | In-Line Flow Meters | No | 7-MLI1X-08-SDD | Meter Head Assy, 8", Sparling Direct Drive Replacement | 4300.33 | 0.01% | 4299.89
McCrometer | In-Line Flow Meters | No | 7-MLI1X-10-MCB | Meter Head Assy,10",McCrometer Bolt-On Replacement | 5073.94 | 0.01% | 5073.43
McCrometer | In-Line Flow Meters | No | 7-MLI1X-12-RMC | Meter Head Assy, 12", Rockwell Replacement | 4732.61 | 0.01% | 4732.13
McCrometer | In-Line Flow Meters | No | 7-MLI1X-12-SDD | Meter Head Assy, 12", Sparling Direct Drive Replacement | 5519.06 | 0.01% | 5518.5
McCrometer | In-Line Flow Meters | No | 7-MLI1X-20-SDD | Meter Head Assy, 20", Sparling Direct Drive Replacement | 8719.43 | 0.01% | 8718.55
McCrometer | In-Line Flow Meters | No | 7-MLI1XD-06-M | Meter Head Assy, 6", Muesco Replacement, Elec | 3640.14 | 0.01% | 3639.77
McCrometer | In-Line Flow Meters | No | 7-MLI1XD-06-RMC | Meter Head Assy, 6", Rockwell Replacement, Elec | 3640.14 | 0.01% | 3639.77
McCrometer | In-Line Flow Meters | No | 7-MLI1XD-06-SDD | Meter Head Assy, 6", Sparling Direct Drive Replacement, Elec | 3640.14 | 0.01% | 3639.77
McCrometer | In-Line Flow Meters | No | 7-MLI1XD-08-BG | Meter Head Assy, 8", Badger Replacement, Elec | 3688.29 | 0.01% | 3687.92
McCrometer | In-Line Flow Meters | No | 7-MLI1XD-08-RMC | Meter Head Assy, 8", Rockwell Replacement, Elec | 4300.33 | 0.01% | 4299.89
McCrometer | In-Line Flow Meters | No | 7-MLI1XD-08-SDD | Meter Head Assy, 8", Sparling Direct Drive Replacement, Elec | 4300.33 | 0.01% | 4299.89
McCrometer | In-Line Flow Meters | No | 7-MLI1XD-08-SM | Meter Head Assy, 8", Sparling Masterflow Replacement, Elec | 4300.33 | 0.01% | 4299.89
McCrometer | In-Line Flow Meters | No | 7-MLI1XD-10-MCB | Meter Head Assy,10",McCrometer Bolt-On Replacement, Elec | 5073.94 | 0.01% | 5073.43
McCrometer | In-Line Flow Meters | No | 7-MLI1XD-10-RMC | Meter Head Assy, 10", Rockwell Replacement, Elec | 5073.94 | 0.01% | 5073.43
McCrometer | In-Line Flow Meters | No | 7-MLI1XD-12-RMC | Meter Head Assy, 12", Rockwell Replacement, Elec | 5519.06 | 0.01% | 5518.5
McCrometer | In-Line Flow Meters | No | 7-MLI1XD-14-SDD | Meter Head Assy, 14", Sparling Direct Drive Elec,14 BOLT HOLE | 5584.33 | 0.01% | 5583.77
McCrometer | In-Line Flow Meters | No | 7-MLI1XD-16-RMC | Meter Head Assy, 16", Rockwell Replacement, Elec | 6342.96 | 0.01% | 6342.32
McCrometer | In-Line Flow Meters | No | 7-MLI1XD-16-SM | Meter Head Assy, 16", Sparling Masterflow Replacement, Elec | 7396.91 | 0.01% | 7396.17
McCrometer | In-Line Flow Meters | No | 7-MLI1XD-24-S906-18 | Meter Head Assy, 24", S906 18" BLD FLG MTR HEAD | 9012.61 | 0.01% | 9011.7
McCrometer | In-Line Flow Meters | No | 7-MLT1X-08-BG | Meter Head Assy, 8", Badger Replacement | 4431.94 | 0.01% | 4431.49
McCrometer | In-Line Flow Meters | No | 7-MLT1X-08-M | Meter Head Assy, 8", Muesco Replacement | 4431.94 | 0.01% | 4431.49
McCrometer | In-Line Flow Meters | No | 7-MLT1X-08-RMC | Meter Head Assy, 8", Rockwell Replacement | 4300.33 | 0.01% | 4299.89
McCrometer | In-Line Flow Meters | No | 7-MLT1X-08-SDD | Meter Head Assy, 8", Sparling Direct Drive Replacement | 4300.33 | 0.01% | 4299.89
McCrometer | In-Line Flow Meters | No | 7-MLT1X-12-RMC | Meter Head Assy, 12", Rockwell Replacement | 5519.06 | 0.01% | 5518.5
McCrometer | In-Line Flow Meters | No | TP104A11A | 4" TOP PLATE | 3910.85 | 0.01% | 3910.45
McCrometer | In-Line Flow Meters | No | TP104A12A | 4" TOP PLATE | 4124.85 | 0.01% | 4124.43
McCrometer | In-Line Flow Meters | No | TP104A1D | 4" TOP PLATE DIGITAL | 2772.37 | 0.01% | 2772.09
McCrometer | In-Line Flow Meters | No | TP104A1D8-C1 | 4" TOP PLATE DIGITAL | 2868.67 | 0.01% | 2868.38
McCrometer | In-Line Flow Meters | No | TP106A12 | 6" TOP PLATE | 3094.44 | 0.01% | 3094.13
McCrometer | In-Line Flow Meters | No | TP106A1D2-C1 | 6" TOP PLATE DIGITAL | 2880.44 | 0.01% | 2880.15
McCrometer | In-Line Flow Meters | No | TP108A11A | 8" TOP PLATE | 4130.2 | 0.01% | 4129.78
McCrometer | In-Line Flow Meters | No | TP108A12 | 8" TOP PLATE | 3205.72 | 0.01% | 3205.39
McCrometer | In-Line Flow Meters | No | TP108A1D | 8" TOP PLATE DIGITAL | 2991.72 | 0.01% | 2991.42
McCrometer | In-Line Flow Meters | No | TP108A1D2-C1 | 8" TOP PLATE DIGITAL | 2991.72 | 0.01% | 2991.42
McCrometer | In-Line Flow Meters | No | TP110A11B | 10" TOP PLATE | 5103.9 | 0.01% | 5103.38
McCrometer | In-Line Flow Meters | No | TP110A12A | WS PROP 10" TOP PLATE ASSEMBLY | 4560.34 | 0.01% | 4559.88
McCrometer | In-Line Flow Meters | No | TP116B1D2-C1 | 16" TOP PLATE DIGITAL | 4605.28 | 0.01% | 4604.81
McCrometer | In-Line Flow Meters | No | TP124B1D2-C1 | 24" TOP PLATE DIGITAL | 6646.84 | 0.01% | 6646.17
McCrometer | In-Line Flow Meters | No | 3-2294-10-ST | Spool 10", Semitropic PE X PE 150# | 1679.9 | 0.01% | 1679.73
McCrometer | In-Line Flow Meters | No | 3-2294-12-ST | Spool 12", Semitropic PE X PE 150# | 1915.3 | 0.01% | 1915.1
McCrometer | In-Line Flow Meters | No | 3-2290-03-5 | Spool Flgd 3" 150# CL D 13"Lg | 300.67 | 0.01% | 300.63
McCrometer | In-Line Flow Meters | No | 3-2290-04-31 | Spool, Flanged,4", 150#, ANSI 13.4" OAL, | 532.86 | 0.01% | 532.8
McCrometer | In-Line Flow Meters | No | 3-2290-06-36 | Spool, Flanged,6", 150#, CL D 20" OAL, 3/4" NPT CPLG. | 649.49 | 0.01% | 649.42
McCrometer | In-Line Flow Meters | No | 3-2290-08-24 | SPOOL, FL X FL, 8", 150#, LTWT 20"LG NO VANES, | 698.71 | 0.01% | 698.64
McCrometer | In-Line Flow Meters | No | 3-2290-08-25 | SPOOL,FLANGED,8",LTWT CS 20" FLG X FLG,NO VNS 3"Hole | 604.55 | 0.01% | 604.48
McCrometer | In-Line Flow Meters | No | 3-2290-10-11 | SPOOL FLANGED, CL D 25.5" LG W/ 2"CPLG,NO VANES, FPI MAG | 1270.09 | 0.01% | 1269.96
McCrometer | In-Line Flow Meters | No | 3-2290-12-35 | SPOOL,12",CL D, 17.125"LG FxF, W/ 2" CPLG, NO VANES | 1310.75 | 0.01% | 1310.61
McCrometer | In-Line Flow Meters | No | 3-2290-12-36 | SPOOL,12",CL D, 8.3"LG FxF, NO CPLG, NO VANES | 877.4 | 0.01% | 877.31
McCrometer | In-Line Flow Meters | No | 3-2290-12-39 | SPOOL 12" CL F 32" LG FxF W/ 2" CPLG, NO VANES | 1016.5 | 0.01% | 1016.39
McCrometer | In-Line Flow Meters | No | MLE03A1D2-C1 | 3" FLANGED END DIGITAL | 2963.9 | 0.01% | 2963.6
McCrometer | In-Line Flow Meters | No | TP116A12A | 16" TOP PLATE | 5159.54 | 0.01% | 5159.02
McCrometer | In-Line Flow Meters | No | MLE03C1D | 3" FLANGED END DIGITAL, 16" LAY LENGTH | 2215.7881 | 0.01% | 2215.56
McCrometer | In-Line Flow Meters | No | MLE08C1D | 8" FLANGED END DIGITAL, 20" LAY LENGTH | 2855.937 | 0.01% | 2855.65
McCrometer | In-Line Flow Meters | No | TP106A1D | 6" TOP PLATE DIGITAL | 2880.44 | 0.01% | 2880.15
McCrometer | In-Line Flow Meters | No | TP206A1D8-C1 | 6" TOP PLATE 300 PSI DIGITAL | 2926.45 | 0.01% | 2926.15
McCrometer | In-Line Flow Meters | No | MLE03B1D | 3" FLANGED END DIGITAL | 2983.16 | 0.01% | 2982.86
McCrometer | In-Line Flow Meters | No | MLE08B1D | 8" FLANGED END DIGITAL | 4079.91 | 0.01% | 4079.5
McCrometer | In-Line Flow Meters | No | TP108A1D3-C1 | 8" TOP PLATE DIGITAL | 2849.41 | 0.01% | 2849.12
McCrometer | In-Line Flow Meters | No | MLE08A1D-R50 | 8" FLANGED END DIGITAL | 4185.84 | 0.01% | 4185.42
McCrometer | In-Line Flow Meters | No | TP212A1D2-C1L | 12" TOP PLATE 300 PSI DIGITAL | 3703.27 | 0.01% | 3702.89
McCrometer | In-Line Flow Meters | No | MLF10A1D2-C1 | 10" FLANGED END 300 PSI DIGITAL | 6242.38 | 0.01% | 6241.75
McCrometer | In-Line Flow Meters | No | MLF06A1D2-C1 | 6" FLANGED END 300 PSI DIGITAL | 4913.44 | 0.01% | 4912.94
McCrometer | In-Line Flow Meters | No | MLE08E12 | 8" FLANGED END | 4200.82 | 0.01% | 4200.39
McCrometer | In-Line Flow Meters | No | TP108X1D2-C1 | 8" TOP PLATE DIGITAL | 4281.07 | 0.01% | 4280.64
McCrometer | In-Line Flow Meters | No | MLE02A1D3-C1 | 2" FLANGED END DIGITAL | 2862.25 | 0.01% | 2861.96
McCrometer | In-Line Flow Meters | No | TP108A11 | 8" TOP PLATE | 2991.72 | 0.01% | 2991.42
McCrometer | In-Line Flow Meters | No | TP206A12 | 6" TOP PLATE 300 PSI | 3191.81 | 0.01% | 3191.49
McCrometer | In-Line Flow Meters | No | TP210A1D | 10" TOP PLATE 300 PSI DIGITAL | 3497.83 | 0.01% | 3497.48
McCrometer | In-Line Flow Meters | No | MLE12A11 | 12" FLANGED END | 5115.67 | 0.01% | 5115.15
McCrometer | In-Line Flow Meters | No | MLE08A11B | 8" FLANGED END W/TR15 / TR04 | 5603.59 | 0.01% | 5603.02
McCrometer | In-Line Flow Meters | No | MLE12A21A-024 | 12" FLANGED END HIGH VELOCITY, 24 EXT. | 7225.71 | 0.01% | 7224.98
McCrometer | In-Line Flow Meters | No | TP112A21A | 12" TOP PLATE HIGH VELOCITY | 4743.31 | 0.01% | 4742.83
McCrometer | In-Line Flow Meters | No | TP212A1D2-C1 | 12" TOP PLATE 300 PSI DIGITAL | 3703.27 | 0.01% | 3702.89
McCrometer | In-Line Flow Meters | No | MLE06A11B | 6" FLANGED END | 4709.07 | 0.01% | 4708.59
McCrometer | In-Line Flow Meters | No | TP106A12B | 6" TOP PLATE W/TR16/TR12 | 4990.48 | 0.01% | 4989.98
McCrometer | In-Line Flow Meters | No | TP206A1D2-C1 | 6" TOP PLATE 300 PSI DIGITAL | 2977.81 | 0.01% | 2977.51
McCrometer | In-Line Flow Meters | No | TP110A12B | 10" TOP PLATE W/TR16/TR12 | 5317.9 | 0.01% | 5317.36
McCrometer | In-Line Flow Meters | No | TP103A12C | 3" TOP PLATE | 3531 | 0.01% | 3530.64
McCrometer | In-Line Flow Meters | No | TP212A1D2-C1-R25 | 12" TOP PLATE 300 PSI DIGITAL | 3835.95 | 0.01% | 3835.56
McCrometer | In-Line Flow Meters | No | MLE04A1D3-C1 | 4" FLANGED END DIGITAL | 3168.27 | 0.01% | 3167.95
McCrometer | In-Line Flow Meters | No | TP110A1D9-C1 | 10" TOP PLATE DIGITAL, SENSUS, 4-20MA, DRY CONTACT PULSE | 3145.8 | 0.01% | 3145.48
McCrometer | In-Line Flow Meters | No | TP103A12A | 3" TOP PLATE W/TR16 | 3910.85 | 0.01% | 3910.45
McCrometer | In-Line Flow Meters | No | TP110A1D3-C1 | 10" TOP PLATE DIGITAL | 3207.86 | 0.01% | 3207.53
McCrometer | In-Line Flow Meters | No | MLE12A22 | 12" FLANGED END HIGH VELOCITY | 5750.18 | 0.01% | 5749.6
McCrometer | In-Line Flow Meters | No | TP114A1D8-C1 | 14" TOP PLATE DIGITAL | 3728.95 | 0.01% | 3728.57
McCrometer | In-Line Flow Meters | No | TP112A12A | 12" TOP PLATE | 4546.43 | 0.01% | 4545.97
McCrometer | In-Line Flow Meters | No | MLE04A1D8-C4-R50 | 4" FLANGED END DIGITAL | 3374.78 | 0.01% | 3374.44
McCrometer | In-Line Flow Meters | No | MLE10D1D2-C1 | 10" FLANGED END DIGITAL 19.75" OAL | 4703.72 | 0.01% | 4703.24
McCrometer | In-Line Flow Meters | No | TP104A1D2-C1 | 4" TOP PLATE DIGITAL | 2772.37 | 0.01% | 2772.09
McCrometer | In-Line Flow Meters | No | 7-MLI1XD-12-SDD | Meter Head Assy, 12", Sparling Direct Drive Replacement, Elec | 5939.57 | 0.01% | 5938.97
McCrometer | In-Line Flow Meters | No | MLDC06A1D2-C1 | VERTICAL DF METER, ELEC, 6" | 4388.07 | 0.01% | 4387.63
McCrometer | In-Line Flow Meters | No | MLE03A11 | 3" FLANGED END | 2963.9 | 0.01% | 2963.6
McCrometer | In-Line Flow Meters | No | MLE03A11A | 3" FLANGED END | 4102.38 | 0.01% | 4101.96
McCrometer | In-Line Flow Meters | No | MLE03A12 | 3" FLANGED END | 3177.9 | 0.01% | 3177.58
McCrometer | In-Line Flow Meters | No | MLE03A1D | 3" FLANGED END DIGITAL | 2963.9 | 0.01% | 2963.6
McCrometer | In-Line Flow Meters | No | MLE04A11 | 4" FLANGED END | 3168.27 | 0.01% | 3167.95
McCrometer | In-Line Flow Meters | No | MLE04A12 | 4" FLANGE END | 3382.27 | 0.01% | 3381.93
McCrometer | In-Line Flow Meters | No | MLE04A1D | WS PROP 4" FLANGED DIGITAL | 3168.27 | 0.01% | 3167.95
McCrometer | In-Line Flow Meters | No | MLE04A1D6-C1 | WS PROP 4" FLANGED DIGITAL, SENSUS | 3263.5 | 0.01% | 3263.17
McCrometer | In-Line Flow Meters | No | MLE06A11 | 6" FLANGED END | 3371.57 | 0.01% | 3371.23
McCrometer | In-Line Flow Meters | No | MLE06A12A | 6" FLANGED END | 4724.05 | 0.01% | 4723.57
McCrometer | In-Line Flow Meters | No | MLE06A1D2 | 6" FLANGED END DIGITAL | 3371.57 | 0.01% | 3371.23
McCrometer | In-Line Flow Meters | No | MLE06A1D8-C1 | 6" FLANGED END DIGITAL | 3466.8 | 0.01% | 3466.45
McCrometer | In-Line Flow Meters | No | MLE06A1D9 | 6" FLANGED END DIGITAL | 3466.8 | 0.01% | 3466.45
McCrometer | In-Line Flow Meters | No | MLE06A1D-R50 | 6" FLANGED END DIGITAL | 3580.22 | 0.01% | 3579.86
McCrometer | In-Line Flow Meters | No | MLE06A1T | 6" FLANGED END DIGITAL | 3371.57 | 0.01% | 3371.23
McCrometer | In-Line Flow Meters | No | MLE06A1T2-C1 | 6" FLANGED END DIGITAL | 3371.57 | 0.01% | 3371.23
McCrometer | In-Line Flow Meters | No | MLE06AD2-C1-R25 | 6" FLANGED END | 3510.67 | 0.01% | 3510.31
McCrometer | In-Line Flow Meters | No | MLE08A11 | 8" FLANGED END | 3986.82 | 0.01% | 3986.42
McCrometer | In-Line Flow Meters | No | MLE08A1D3-C1 | METER 8" MAINLINE DIGITAL | 3986.82 | 0.01% | 3986.42
McCrometer | In-Line Flow Meters | No | MLE10A12 | 10" FLANGED END | 4917.72 | 0.01% | 4917.22
McCrometer | In-Line Flow Meters | No | MLE10A12B | 10" FLANGED END | 6813.76 | 0.01% | 6813.07
McCrometer | In-Line Flow Meters | No | MLE10A1D2-C1 | 10" FLANGED END DIGITAL | 4883.48 | 0.01% | 4882.99
McCrometer | In-Line Flow Meters | No | MLE10A1D8-C1 | 10" FLANGED END DIGITAL | 4800.02 | 0.01% | 4799.53
McCrometer | In-Line Flow Meters | No | MLE10A22A | 10" FLANGED END HIGH VELOCITY | 6475.64 | 0.01% | 6474.99
McCrometer | In-Line Flow Meters | No | MLE10AD8C1 | 10" FLANGED END | 4800.02 | 0.01% | 4799.53
McCrometer | In-Line Flow Meters | No | MLE12A11A | 12" FLANGED END | 6253.08 | 0.01% | 6252.45
McCrometer | In-Line Flow Meters | No | MLE12A12B | WS PROP 12" FLANGED, TR16 & TR12-2 | 7011.71 | 0.01% | 7011
McCrometer | In-Line Flow Meters | No | MLE12A1D1-C1 | 12" FLANGED END DIGITAL | 5115.67 | 0.01% | 5115.15
McCrometer | In-Line Flow Meters | No | MLE12A1D3-C1 | 12" FLANGED END DIGITAL | 5115.67 | 0.01% | 5115.15
McCrometer | In-Line Flow Meters | No | MLE12A21A | 12" FLANGED END HIGH VELOCITY | 6674.66 | 0.01% | 6673.99
McCrometer | In-Line Flow Meters | No | MLE16A1D | 16" FLANGED END DIGITAL | 6858.7 | 0.01% | 6858.01
McCrometer | In-Line Flow Meters | No | MLE16A1D2-C1-R25 | 16" FLANGED END DIGITAL | 6997.8 | 0.01% | 6997.1
McCrometer | In-Line Flow Meters | No | MLE18A1D8-C1 | 18" FLANGED END DIGITAL | 7361.6 | 0.01% | 7360.86
McCrometer | In-Line Flow Meters | No | MLF06A12A | 6" FLANGED END 300 PSI | 4698.37 | 0.01% | 4697.9
McCrometer | In-Line Flow Meters | No | MLF06B12A | 6" FLANGED END 300 PSI | 6637.21 | 0.01% | 6636.54
McCrometer | In-Line Flow Meters | No | MLF08A12A | 8" FLANGED END 300 PSI | 6673.59 | 0.01% | 6672.92
McCrometer | In-Line Flow Meters | No | MLF08A1D1-C3 | 8" FLANGED END 300 PSI DIGITAL | 5356.42 | 0.01% | 5355.88
McCrometer | In-Line Flow Meters | No | MLU14A1D | 14" WELD ON DIGITAL | 3885.17 | 0.01% | 3884.78
McCrometer | In-Line Flow Meters | No | TP103A12 | 3" TOP PLATE | 3420.79 | 0.01% | 3420.44
McCrometer | In-Line Flow Meters | No | TP104A11 | METER HEAD 4" ML04 INDICATOR | 2772.37 | 0.01% | 2772.09
McCrometer | In-Line Flow Meters | No | TP104A12 | 4" TOP PLATE | 2986.37 | 0.01% | 2986.07
McCrometer | In-Line Flow Meters | No | TP104A1D3-C1 | 4" TOP PLATE DIGITAL | 2772.37 | 0.01% | 2772.09
McCrometer | In-Line Flow Meters | No | TP106A11 | WS PROP 6" TOP PLATE, TOTALIZER | 2880.44 | 0.01% | 2880.15
McCrometer | In-Line Flow Meters | No | TP106A11B | 6" TOP PLATE | 4777.55 | 0.01% | 4777.07
McCrometer | In-Line Flow Meters | No | TP106A11C | 6" TOP PLATE | 3639.07 | 0.01% | 3638.7
McCrometer | In-Line Flow Meters | No | TP106A12A | 6" TOP PLATE W/TR16 | 4232.92 | 0.01% | 4232.49
McCrometer | In-Line Flow Meters | No | TP106A1D3-C1 | 6" TOP PLATE DIGITAL | 2880.44 | 0.01% | 2880.15
McCrometer | In-Line Flow Meters | No | TP106A1D8-C1 | 6" TOP PLATE DIGITAL | 2975.67 | 0.01% | 2975.37
McCrometer | In-Line Flow Meters | No | TP106A1D-R50 | 6" TOP PLATE DIGITAL | 3090.16 | 0.01% | 3089.85
McCrometer | In-Line Flow Meters | No | TP106A1T | 6" TOP PLATE DIGITAL | 2880.44 | 0.01% | 2880.15
McCrometer | In-Line Flow Meters | No | TP108A12A | 8" TOP PLATE | 4344.2 | 0.01% | 4343.76
McCrometer | In-Line Flow Meters | No | TP108A12B | WS PROP 8" TOP PLATE, TR16 | 5101.76 | 0.01% | 5101.24
McCrometer | In-Line Flow Meters | No | TP108A1D8 | 8" TOP PLATE DIGITAL | 3086.95 | 0.01% | 3086.64
McCrometer | In-Line Flow Meters | No | TP108A1D8-C1 | 8" TOP PLATE DIGITAL | 3086.95 | 0.01% | 3086.64
McCrometer | In-Line Flow Meters | No | TP108X1D-R25 | 8" TOP PLATE DIGITAL | 4300.33 | 0.01% | 4299.89
McCrometer | In-Line Flow Meters | No | TP110A11 | 10" TOP PLATE | 3207.86 | 0.01% | 3207.53
McCrometer | In-Line Flow Meters | No | TP110A12 | 10" TOP PLATE | 3421.86 | 0.01% | 3421.51
McCrometer | In-Line Flow Meters | No | TP110A1D | 10" TOP PLATE DIGITAL | 3207.86 | 0.01% | 3207.53
McCrometer | In-Line Flow Meters | No | TP110A1D1 | 10" TOP PLATE DIGITAL | 3207.86 | 0.01% | 3207.53
McCrometer | In-Line Flow Meters | No | TP110A1D2-C1 | 10" TOP PLATE DIGITAL | 3207.86 | 0.01% | 3207.53
McCrometer | In-Line Flow Meters | No | TP110A1D8-C1 | 10" TOP PLATE DIGITAL | 3303.09 | 0.01% | 3302.75
McCrometer | In-Line Flow Meters | No | TP110A22A | 10" TOP PLATE HIGH VELOCITY | 4979.78 | 0.01% | 4979.28
McCrometer | In-Line Flow Meters | No | TP112A12 | 12" TOP PLATE | 3635.86 | 0.01% | 3635.49
McCrometer | In-Line Flow Meters | No | TP112A1D | 12" TOP PLATE DIGITAL | 3421.86 | 0.01% | 3421.51
McCrometer | In-Line Flow Meters | No | TP112A1D2 | WS PROP TOP PLATE, 12", DIGITAL W/ 4-20MA & OPTO PULSE 6' CABLE | 3421.86 | 0.01% | 3421.51
McCrometer | In-Line Flow Meters | No | TP112A1D2-C1 | 12" TOPPLATE DIGITAL | 3421.86 | 0.01% | 3421.51
McCrometer | In-Line Flow Meters | No | TP112A1D8-C1 | 12" TOPPLATE DIGITAL | 3518.16 | 0.01% | 3517.8
McCrometer | In-Line Flow Meters | No | TP112A22 | 12" TOP PLATE HIGH VELOCITY | 4056.37 | 0.01% | 4055.96
McCrometer | In-Line Flow Meters | No | TP112A2D2-C1 | 12" TOP PLATE HIGH VELOCITY DIGITAL | 3842.37 | 0.01% | 3841.98
McCrometer | In-Line Flow Meters | No | TP112AD2-C1 | 12" TOP PLATE | 3421.86 | 0.01% | 3421.51
McCrometer | In-Line Flow Meters | No | TP112X1D1-C1 | 12" TOP PLATE DIGITAL | 5519.06 | 0.01% | 5518.5
McCrometer | In-Line Flow Meters | No | TP116A11A | WS PROP TOP PLATE 16", TR15 | 5204.48 | 0.01% | 5203.95
McCrometer | In-Line Flow Meters | No | TP116A1D3-C1 | 16" TOP PLATE DIGITAL | 4066 | 0.01% | 4065.59
McCrometer | In-Line Flow Meters | No | TP16A1D-R50 | 6" TOPPLATE RM50 | 3090.16 | 0.01% | 3089.85
McCrometer | In-Line Flow Meters | No | TP204A1D | METER HEAD 4" ML08D DIGITAL | 2877.23 | 0.01% | 2876.94
McCrometer | In-Line Flow Meters | No | TP204A1D1-C1 | 4" TOP PLATE 300 PSI DIGITAL | 2877.23 | 0.01% | 2876.94
McCrometer | In-Line Flow Meters | No | MLE16A21A | 16" FLANGED END HIGH VELOCIT | 8417.69 | 0.01% | 8416.84
McCrometer | In-Line Flow Meters | No | TP102A1D | WS PROP 2" TOP PLATE DIGITAL | 2448.16 | 0.01% | 2447.91
McCrometer | In-Line Flow Meters | No | TP112A11A | 12" TOP PLATE | 4559.9655 | 0.01% | 4559.5
McCrometer | In-Line Flow Meters | No | MLE04A1D8-C1 | 4" FLANGED END DIGITAL | 3259.22 | 0.01% | 3258.89
McCrometer | In-Line Flow Meters | No | TP106A1D-R25 | 6" TOP PLATE DIGITAL | 3013.12 | 0.01% | 3012.81
McCrometer | In-Line Flow Meters | No | MLE04A11A | WS PROP 4" MAINLINE FLANGED, TOTALIZER, TR15 | 4306.75 | 0.01% | 4306.31
McCrometer | In-Line Flow Meters | No | MLE16A1D2-C1 | 16" FLANGED END DIGITAL | 6532.35 | 0.01% | 6531.69
McCrometer | In-Line Flow Meters | No | TP106A1D2-C1-R50 | 6" TOP PLATE DIGITAL | 3079.46 | 0.01% | 3079.15
McCrometer | In-Line Flow Meters | No | MLE10A1D | 10" FLANGED END DIGITAL | 4703.72 | 0.01% | 4703.24
McCrometer | In-Line Flow Meters | No | MLE04A2D | 4" FLANGED END HIGH VELOCITY DIGITAL | 3588.78 | 0.01% | 3588.42
McCrometer | In-Line Flow Meters | No | TP102A12 | 2" TOP PLATE | 2662.16 | 0.01% | 2661.89
McCrometer | In-Line Flow Meters | No | MLE06A1D3-C4 | 6" FLANGED END DIGITAL | 3438.98 | 0.01% | 3438.63
McCrometer | In-Line Flow Meters | No | TP112A22A | 12" TOP PLATE HIGH VELOCITY | 4946.61 | 0.01% | 4946.11
McCrometer | In-Line Flow Meters | No | MLE06A11A | 6" FLANGED END W/TR15 | 4510.05 | 0.01% | 4509.59
McCrometer | In-Line Flow Meters | No | TP118A11 | 18" TOP PLATE | 4712.28 | 0.01% | 4711.8
McCrometer | In-Line Flow Meters | No | MLU12A2D3-C1 | 12" WELD ON HIGH VELOCITY DIGITAL | 3898.01 | 0.01% | 3897.62
McCrometer | In-Line Flow Meters | No | MLE8A12B | METER 8" MAINLINE TOT/IND | 6096.86 | 0.01% | 6096.25
McCrometer | In-Line Flow Meters | No | 7-MLI1XD-06-SM | Meter Head Assy, 6", Sparling Masterflow Replacement, Elec | 3640.14 | 0.01% | 3639.77
McCrometer | In-Line Flow Meters | No | 7-MLI1XD-10-SM | Meter Head Assy, 10", Sparling Masterflow Replacement, Elec | 5073.94 | 0.01% | 5073.43
McCrometer | In-Line Flow Meters | No | TP130A12A | 30" TOP PLATE | 7893.39 | 0.01% | 7892.6
McCrometer | In-Line Flow Meters | No | TP124A12A | 24" TOP PLATE | 7460.04 | 0.01% | 7459.29
McCrometer | In-Line Flow Meters | No | MLE06A12B | 6" FLANGED END | 5481.61 | 0.01% | 5481.06
McCrometer | In-Line Flow Meters | No | MLE06B12A | 6" FLANGED END | 4977.64 | 0.01% | 4977.14
McCrometer | In-Line Flow Meters | No | MLE02A1D2-C2 | 2" FLANGED END DIGITAL | 2883.65 | 0.01% | 2883.36
McCrometer | In-Line Flow Meters | No | TP106A12C | 6" TOP PLATE | 3853.07 | 0.01% | 3852.68
McCrometer | In-Line Flow Meters | No | MLE03A12A | 3" FLANGE END | 4316.38 | 0.01% | 4315.94
McCrometer | In-Line Flow Meters | No | TP124A11A | 24" TOP PLATE | 7246.04 | 0.01% | 7245.31
McCrometer | In-Line Flow Meters | No | ML03A12A | 3" FLANGED END | 4316.38 | 0.01% | 4315.94
McCrometer | In-Line Flow Meters | No | TP116A1D2-C1 | 16" TOP PLATE DIGITAL | 4066 | 0.01% | 4065.59
McCrometer | In-Line Flow Meters | No | TP108A1D9-C1-R50 | 8" TOP PLATE DIGITAL | 3281.69 | 0.01% | 3281.36
McCrometer | In-Line Flow Meters | No | MLE24A11A-024 | 24" FLANGED END | 12796.13 | 0.01% | 12794.85
McCrometer | In-Line Flow Meters | No | TP108A1D9-C1 | 8" TOP PLATE DIGITAL | 3082.67 | 0.01% | 3082.36
McCrometer | In-Line Flow Meters | No | TP206A1D3-C1 | 6" TOP PLATE 300 PSI DIGITAL | 2977.81 | 0.01% | 2977.51
McCrometer | In-Line Flow Meters | No | TP106A11A | 6" TOP PLATE/W TR15 | 4018.92 | 0.01% | 4018.51
McCrometer | In-Line Flow Meters | No | MLE12A1D9 | 12" FLANGED END DIGITAL | 5206.62 | 0.01% | 5206.09
McCrometer | In-Line Flow Meters | No | TP206A1DC-C1 | 6" TOP PLATE 300 PSI DIGITAL | 2977.81 | 0.01% | 2977.51
McCrometer | In-Line Flow Meters | No | MLE08A12B | 8" FLANGED END | 6096.86 | 0.01% | 6096.25
McCrometer | In-Line Flow Meters | No | TP114A11A | 14" TOP PLATE | 4776.48 | 0.01% | 4776
McCrometer | In-Line Flow Meters | No | MLE04A12B | 4" FLANGED END W/TR16 & TR12 | 5278.31 | 0.01% | 5277.78
McCrometer | In-Line Flow Meters | No | MLE06A1D7-C5 | 6" FLANGED END DIGITAL | 3560.96 | 0.01% | 3560.6
McCrometer | In-Line Flow Meters | No | MLE08A1D7-C5 | 8" FLANGED END DIGITAL | 4176.21 | 0.01% | 4175.79
McCrometer | In-Line Flow Meters | No | MLE18A1D2-C1-R25 | 18" FLANGED END DIGITAL | 7397.98 | 0.01% | 7397.24
McCrometer | In-Line Flow Meters | No | TP118A12A | 18" TOP PLATE | 6064.76 | 0.01% | 6064.15
McCrometer | In-Line Flow Meters | No | MLE03A1D1-C2 | 3" FLANGED END DIGITAL | 2985.3 | 0.01% | 2985
McCrometer | In-Line Flow Meters | No | TP116A12B | 16" TOP PLATE W/TR16 & TR12 | 6176.04 | 0.01% | 6175.42
McCrometer | In-Line Flow Meters | No | MLE08A1D2-C3 | 8" FLANGED END DIGITAL | 4019.99 | 0.01% | 4019.58
McCrometer | In-Line Flow Meters | No | TP106A1D2 | 6" TOP PLATE DIGITAL | 2880.44 | 0.01% | 2880.15
McCrometer | In-Line Flow Meters | No | MLE02A1D | 2" FLANGED END DIGITAL | 2862.25 | 0.01% | 2861.96
McCrometer | In-Line Flow Meters | No | MLE10A11A | 10" FLANGED END | 5842.2 | 0.01% | 5841.61
McCrometer | In-Line Flow Meters | No | MLE10A2D3-C1 | 10" FLANGED END HIGH VELOCITY DIGITAL | 5124.23 | 0.01% | 5123.71
McCrometer | In-Line Flow Meters | No | TP103A11 | 3" TOP PLATE | 2558.37 | 0.01% | 2558.11
McCrometer | In-Line Flow Meters | No | MLE06A1D3-C3 | 6" FLANGED END DIGITAL | 3404.74 | 0.01% | 3404.39
McCrometer | In-Line Flow Meters | No | 3-2290-12-6 | SPOOL 12" CL D 19.7"LG NO VANE NO VANES OR COUPLING | 1007.94 | 0.01% | 1007.83
McCrometer | In-Line Flow Meters | No | 7-MLI1X-10-RMC | Meter Head Assy, 10", Rockwell Replacement | 5073.94 | 0.01% | 5073.43
McCrometer | In-Line Flow Meters | No | MLE12B1D-C1-R50 | 12" FLANGED END DIGITAL | 5818.66 | 0.01% | 5818.07
McCrometer | In-Line Flow Meters | No | TP112A12B | 12" TOP PLATE | 5531.9 | 0.01% | 5531.34
McCrometer | In-Line Flow Meters | No | TP112A22B | 12" TOP PLATE HIGH VELOCITY W/TR16 | 5952.41 | 0.01% | 5951.81
McCrometer | In-Line Flow Meters | No | MLE08A11A | 8" FLANGED END W/TR15 | 5125.3 | 0.01% | 5124.78
McCrometer | In-Line Flow Meters | No | MLU06A21A | 6" WELD ON HIGH VELOCITY | 4522.89 | 0.01% | 4522.43
McCrometer | In-Line Flow Meters | No | MLE24A1D | 24" FLANGED END DIGITAL | 10753.5 | 0.01% | 10752.42
McCrometer | In-Line Flow Meters | No | MLE30A1D | 30" FLANGED END DIGITAL | 16142.02 | 0.01% | 16140.4
McCrometer | In-Line Flow Meters | No | MLE36A1D | 36" FLANGED END DIGITAL | 19511.45 | 0.01% | 19509.49
McCrometer | In-Line Flow Meters | No | TP120A11A | 20" TOP PLATE | 6281.97 | 0.01% | 6281.34
McCrometer | In-Line Flow Meters | No | MLE04A1D1-C1 | 4" FLANGED END DIGITAL | 3168.27 | 0.01% | 3167.95
McCrometer | In-Line Flow Meters | No | MLE24A1T | 24" FLANGED END DIGITAL | 10753.5 | 0.01% | 10752.42
McCrometer | In-Line Flow Meters | No | MLE36A1T | 36" FLANGED END DIGITAL | 19511.45 | 0.01% | 19509.49
McCrometer | In-Line Flow Meters | No | MLE30A1T | 30" FLANGED END DIGITAL | 16142.02 | 0.01% | 16140.4
McCrometer | In-Line Flow Meters | No | TP112A11 | 12" TOP PLATE | 3421.86 | 0.01% | 3421.51
McCrometer | In-Line Flow Meters | No | MLE18A22 | 18" FLANGED END HIGH VELOCITY | 7899.81 | 0.01% | 7899.02
McCrometer | In-Line Flow Meters | No | MLE24A22 | 24" FLANGED END HIGH VELOCITY | 11388.01 | 0.01% | 11386.87
McCrometer | In-Line Flow Meters | No | MLE04A1D2-C1-R25 | 4" FLANGED END DIGITAL | 3300.95 | 0.01% | 3300.61
McCrometer | In-Line Flow Meters | No | ML06A1D3-C1 | METER 6" MAINLINE DIGITAL | 3371.57 | 0.01% | 3371.23
McCrometer | In-Line Flow Meters | No | TP110A1D-R25 | 10" TOP PLATE DIGITAL | 3340.54 | 0.01% | 3340.2
McCrometer | In-Line Flow Meters | No | MLE06A1D9-C1-R25 | 6" FLANGED END DIGITAL | 3595.2 | 0.01% | 3594.84
McCrometer | In-Line Flow Meters | No | TP108X12 | 8" TOP PLATE | 4300.33 | 0.01% | 4299.89
McCrometer | In-Line Flow Meters | No | MLE08A1D2-C1-R25 | 8" FLANGED END DIGITAL | 4119.5 | 0.01% | 4119.08
McCrometer | In-Line Flow Meters | No | TP112A1D3-C1 | 12" TOP PLATE DIGITAL | 3421.86 | 0.01% | 3421.51
McCrometer | In-Line Flow Meters | No | MLE06A1D3-C1 | 6" FLANGED END DIGITAL | 3371.57 | 0.01% | 3371.23
McCrometer | In-Line Flow Meters | No | TP106X12 | 6" TOP PLATE | 3640.14 | 0.01% | 3639.77
McCrometer | In-Line Flow Meters | No | MLE03A12C | 3" FLANGED END | 3933.32 | 0.01% | 3932.92
McCrometer | In-Line Flow Meters | No | TP118A1D2C1 | 18" TOP PLATE DIGITAL | 4712.28 | 0.01% | 4711.8
McCrometer | In-Line Flow Meters | No | MLE03A11C | 3" FLANGED END | 3722.53 | 0.01% | 3722.15
McCrometer | In-Line Flow Meters | No | MLE02A1D2-C1 | 2" FLANGED END DIGITAL | 2862.25 | 0.01% | 2861.96
McCrometer | In-Line Flow Meters | No | MLE03A1D2-C1-R50 | 3" FLANGED END DIGITAL | 3162.92 | 0.01% | 3162.6
McCrometer | In-Line Flow Meters | No | MLE03A1D-R50 | 3" FLANGED END DIGITAL | 3162.92 | 0.01% | 3162.6
McCrometer | In-Line Flow Meters | No | TP114A1D2-C1 | 14" TOP PLATE DIGITAL | 3638 | 0.01% | 3637.63
McCrometer | In-Line Flow Meters | No | MLE10A2D2-C1 | 10" FLANGED END HIGH VELOCITY DIGITAL | 5124.23 | 0.01% | 5123.71
McCrometer | In-Line Flow Meters | No | TP114A2D2-C1 | 14" TOP PLATE HIGH VELOCITY DIGITAL | 4058.51 | 0.01% | 4058.1
McCrometer | In-Line Flow Meters | No | TP104A1D1-C1 | 4" TOP PLATE DIGITAL | 2772.37 | 0.01% | 2772.09
McCrometer | In-Line Flow Meters | No | MLE10A1D9 | 10" FLANGED END DIGITAL | 4794.67 | 0.01% | 4794.19
McCrometer | In-Line Flow Meters | No | MLE06C1D2-C1 | 6" FLANGED END DIGITAL | 3594.13 | 0.01% | 3593.77
McCrometer | In-Line Flow Meters | No | TP106A22A | 6" TOP PLATE HIGH VELOCITY | 4653.43 | 0.01% | 4652.96
McCrometer | In-Line Flow Meters | No | MRP-MLI1D-06 | Meter Repair Program, 6" Model ML-I1D | 1710.5 | 0.01% | 1710.32
McCrometer | In-Line Flow Meters | No | 9999AT-16 | ACCURACY TEST 16" METER | 687.5 | 0.01% | 687.43
McCrometer | In-Line Flow Meters | No | MRP-TR16-600 | METER REPAIR PROGRAM, 4-20ma/Pul 600ppm W/MTR ONLY | 568.7 | 0.01% | 568.64
McCrometer | In-Line Flow Meters | No | MRP-MLI1D-36 | Meter Repair Program, 36" Model ML-I1D | 4867.5 | 0.01% | 4867.01
McCrometer | In-Line Flow Meters | No | MRP-VFI1D-08 | Meter Repair Program, 8" Model VF-I1D | 2486 | 0.01% | 2485.75
McCrometer | In-Line Flow Meters | No | 9999WS | WS SHOP LABOR per 1/4 HR UNIT (Qty of 4 labor units = 1 hr) | 52.8 | 0.01% | 52.79
McCrometer | In-Line Flow Meters | No | MRP-MLI1XD-24-SM | Meter Repair Program, 24" Model MLI1XD, Sparling M | 3606.9 | 0.01% | 3606.53
McCrometer | In-Line Flow Meters | No | 9999AT-20 | ACCURACY TEST 20" METER | 891 | 0.01% | 890.91
McCrometer | In-Line Flow Meters | No | CAL-UM-18 | Factory Recalibration Size 14” - 18” | 2366.1 | 0.01% | 2365.86
McCrometer | In-Line Flow Meters | No | CAL-UM-12 | Factory Recalibration Size 8” - 12” | 1565.3 | 0.01% | 1565.14
McCrometer | In-Line Flow Meters | No | CAL-UM-6 | Factory Recalibration Size 4” - 6” | 1060.4 | 0.01% | 1060.29
McCrometer | In-Line Flow Meters | No | MRP-7-ML24D-16-K | Meter Repair Program, 16" Model ML24D, Scaled for 12" | 2048.2 | 0.01% | 2047.99
McCrometer | In-Line Flow Meters | No | MRP-MLT1X-08-BG | Meter Repair Program, Meter Head Assy, 8", Badger | 1807.3 | 0.01% | 1807.11
McCrometer | In-Line Flow Meters | No | 9999AT-48 | ACCURACY TEST 48" METER | 1683 | 0.01% | 1682.83
McCrometer | In-Line Flow Meters | No | MRP-7-MLI1XD-10-MCB | Meter Head Assy,10",McCrometer Bolt-On Replacement, Elec | 1959.1 | 0.01% | 1958.9
McCrometer | In-Line Flow Meters | No | MRP-7-MLI1XD-24-MCB | Meter Head Assy,24",McCrometer Bolt-On Replacement, Elec | 3608 | 0.01% | 3607.63
McCrometer | In-Line Flow Meters | No | MRP-7-VF32D-04 | Vertical DF Meter, Elec, 4" Ind/Tot | 1412.4 | 0.01% | 1412.25
McCrometer | In-Line Flow Meters | No | MRP-E7000-002 | METER REPAIR PROGRAM 2WR 4-20MA OPN COL TOT EH213 | 501.6 | 0.01% | 501.54
McCrometer | In-Line Flow Meters | No | MRP-E7500-011 | METER REPAIR PROGRAM A/R 4-20MA DRY CNT TOT EH213 | 501.6 | 0.01% | 501.54
McCrometer | In-Line Flow Meters | No | MRP-L0235-10 | METER REPAIR PROGRAM TOPPLT ASSY 8" BRP 150# MW | 941.6 | 0.01% | 941.5
McCrometer | In-Line Flow Meters | No | MRP-L0236-10 | METER REPAIR PROGRAM TOPPLT ASSY 10" BRP 150# MW | 1048.3 | 0.01% | 1048.19
McCrometer | In-Line Flow Meters | No | MRP-LP21-04 | Meter Repair Program, 4" Model LP-21 | 942.7 | 0.01% | 942.6
McCrometer | In-Line Flow Meters | No | MRP-LP22-04 | Meter Repair Program, 4" Model LP-22 | 1145.1 | 0.01% | 1144.98
McCrometer | In-Line Flow Meters | No | MRP-LP31-06 | Meter Repair Program, 6" Model LP-31 | 969.1 | 0.01% | 969
McCrometer | In-Line Flow Meters | No | MRP-LP31-08 | Meter Repair Program, 8" Model LP-31 | 992.2 | 0.01% | 992.1
McCrometer | In-Line Flow Meters | No | MRP-LP31-10 | Meter Repair Program, 10" Model LP-31 | 1036.2 | 0.01% | 1036.09
McCrometer | In-Line Flow Meters | No | MRP-LP31-12 | Meter Repair Program, 12" Model LP-31 | 1075.8 | 0.01% | 1075.69
McCrometer | In-Line Flow Meters | No | MRP-LP32-06 | Meter Repair Program, 6" Model LP-32 | 1164.9 | 0.01% | 1164.78
McCrometer | In-Line Flow Meters | No | MRP-LP32-08 | Meter Repair Program, 8" Model LP-32 | 1193.5 | 0.01% | 1193.38
McCrometer | In-Line Flow Meters | No | MRP-LP32-10 | Meter Repair Program, 10" Model LP-32 | 1235.3 | 0.01% | 1235.17
McCrometer | In-Line Flow Meters | No | MRP-LP32-12 | Meter Repair Program, 12" Model LP-32 | 1273.8 | 0.01% | 1273.67
McCrometer | In-Line Flow Meters | No | MRP-LP32-16 | Meter Repair Program, 16" Model LP-32 | 1541.1 | 0.01% | 1540.94
McCrometer | In-Line Flow Meters | No | MRP-LP32-20 | Meter Repair Program, 20" Model LP-32 | 1742.4 | 0.01% | 1742.22
McCrometer | In-Line Flow Meters | No | MRP-LP32D-06 | Meter Repair Program, 6" Model LP-32D | 1163.8 | 0.01% | 1163.68
McCrometer | In-Line Flow Meters | No | MRP-LP32D-08 | Meter Repair Program, 8" Model LP-32D | 1193.5 | 0.01% | 1193.38
McCrometer | In-Line Flow Meters | No | MRP-LP32D-10 | Meter Repair Program, 10" Model LP-32D | 1234.2 | 0.01% | 1234.07
McCrometer | In-Line Flow Meters | No | MRP-LP32D-10-UG | MRP W/ Digital Upgrade 10" Model LP-32D | 1235.3 | 0.01% | 1235.17
McCrometer | In-Line Flow Meters | No | MRP-LP32D-12 | Meter Repair Program, 12" Model LP-32D | 1274.9 | 0.01% | 1274.77
McCrometer | In-Line Flow Meters | No | MRP-LP32D-14 | Meter Repair Program, 14" Model LP-32D | 1434.4 | 0.01% | 1434.25
McCrometer | In-Line Flow Meters | No | MRP-LP32D-16 | Meter Repair Program, 16" Model LP-32D | 1541.1 | 0.01% | 1540.94
McCrometer | In-Line Flow Meters | No | MRP-MLI1-02 | Meter Repair Program, 2" Model ML-I1 | 1503.7 | 0.01% | 1503.54
McCrometer | In-Line Flow Meters | No | MRP-MLI1-03 | Meter Repair Program, 3" Model ML-I1 | 1542.2 | 0.01% | 1542.04
McCrometer | In-Line Flow Meters | No | MRP-MLI1-04 | Meter Repair Program, 4" Model ML-I1 | 1612.6 | 0.01% | 1612.43
McCrometer | In-Line Flow Meters | No | MRP-MLI1-06 | Meter Repair Program, 6" Model ML-I1 | 1710.5 | 0.01% | 1710.32
McCrometer | In-Line Flow Meters | No | MRP-MLI1-08 | Meter Repair Program, 8" Model ML-I1 | 1807.3 | 0.01% | 1807.11
McCrometer | In-Line Flow Meters | No | MRP-MLI1-10 | Meter Repair Program, 10" Model ML-I1 | 1959.1 | 0.01% | 1958.9
McCrometer | In-Line Flow Meters | No | MRP-MLI1-12 | Meter Repair Program, 12" Model ML-I1 | 2059.2 | 0.01% | 2058.99
McCrometer | In-Line Flow Meters | No | MRP-MLI1-14 | Meter Repair Program, 14" Model ML-I1 | 2355.1 | 0.01% | 2354.86
McCrometer | In-Line Flow Meters | No | MRP-MLI1-16 | Meter Repair Program, 16" Model ML-I1 | 2557.5 | 0.01% | 2557.24
McCrometer | In-Line Flow Meters | No | MRP-MLI1-18 | Meter Repair Program, 18" Model ML-I1 | 2757.7 | 0.01% | 2757.42
McCrometer | In-Line Flow Meters | No | MRP-MLI1-20 | Meter Repair Program, 20" Model ML-I1 | 2954.6 | 0.01% | 2954.3
McCrometer | In-Line Flow Meters | No | MRP-MLI1-24 | Meter Repair Program, 24" Model ML-I1 | 3608 | 0.01% | 3607.63
McCrometer | In-Line Flow Meters | No | MRP-MLI1-36 | Meter Repair Program, 36" Model ML-I1 | 4543 | 0.01% | 4542.54
McCrometer | In-Line Flow Meters | No | MRP-MLI1D-02 | Meter Repair Program, 2" Model ML-I1D | 1503.7 | 0.01% | 1503.54
McCrometer | In-Line Flow Meters | No | MRP-MLI1D-04 | Meter Repair Program, 4" Model ML-I1D | 1612.6 | 0.01% | 1612.43
McCrometer | In-Line Flow Meters | No | MRP-MLI1D-04-UG | MRP W/ Digital Upgrade 4" Model MLI1D, | 1613.7 | 0.01% | 1613.53
McCrometer | In-Line Flow Meters | No | MRP-MLI1D-06-UG | MRP W/ Digital Upgrade 6" Model ML-I1D | 1711.6 | 0.01% | 1711.42
McCrometer | In-Line Flow Meters | No | MRP-MLI1D-08 | Meter Repair Program, 8" Model ML-I1D | 1807.3 | 0.01% | 1807.11
McCrometer | In-Line Flow Meters | No | MRP-MLI1D-08-UG | MRP W/ Digital Upgrade 8" Model ML-I1D | 1808.4 | 0.01% | 1808.21
McCrometer | In-Line Flow Meters | No | MRP-MLI1D-10 | Meter Repair Program, 10" Model ML-I1D | 1959.1 | 0.01% | 1958.9
McCrometer | In-Line Flow Meters | No | MRP-MLI1D-12 | Meter Repair Program, 12" Model ML-I1D | 2059.2 | 0.01% | 2058.99
McCrometer | In-Line Flow Meters | No | MRP-MLI1D-12-UG | MRP W/ Digital Upgrade 12" Model ML-I1D | 2060.3 | 0.01% | 2060.09
McCrometer | In-Line Flow Meters | No | MRP-MLI1D-14 | Meter Repair Program, 14" Model ML-I1D | 2355.1 | 0.01% | 2354.86
McCrometer | In-Line Flow Meters | No | MRP-MLI1D-16 | Meter Repair Program, 16" Model ML-I1D | 2557.5 | 0.01% | 2557.24
McCrometer | In-Line Flow Meters | No | MRP-MLI1D-20 | Meter Repair Program, 20" Model ML-I1D | 2954.6 | 0.01% | 2954.3
McCrometer | In-Line Flow Meters | No | MRP-MLI1D-24 | Meter Repair Program, 24" Model ML-I1D | 3608 | 0.01% | 3607.63
McCrometer | In-Line Flow Meters | No | MRP-MLI1X-06-SDD | Meter Head Assy, 6", Sparling Direct Drive Replacement | 1711.6 | 0.01% | 1711.42
McCrometer | In-Line Flow Meters | No | MRP-MLI1XD-08-RMC | Meter Repair Program 8" Rockwll Replacement, Elec | 1808.4 | 0.01% | 1808.21
McCrometer | In-Line Flow Meters | No | MRP-MLI1XD-08-SDD | Meter Repair Program, 8" Model MLI1XD, Sparling DD | 2024 | 0.01% | 2023.79
McCrometer | In-Line Flow Meters | No | MRP-MLI2-04 | Meter Repair Program, 4" Model ML-I2, 300 PSI | 1613.7 | 0.01% | 1613.53
McCrometer | In-Line Flow Meters | No | MRP-MLI2-08 | Meter Repair Program, 8" Model ML-I2, 300 PSI | 1808.4 | 0.01% | 1808.21
McCrometer | In-Line Flow Meters | No | MRP-MLI2-12 | Meter Repair Program, 12" Model ML-I2, 300 PSI | 2060.3 | 0.01% | 2060.09
McCrometer | In-Line Flow Meters | No | MRP-MLI2-14 | Meter Repair Program, 14" Model ML-I2, 300 PSI | 2358.4 | 0.01% | 2358.16
McCrometer | In-Line Flow Meters | No | MRP-MLI2D-10 | Meter Repair Program, 10" Model ML-I2D | 1959.1 | 0.01% | 1958.9
McCrometer | In-Line Flow Meters | No | MRP-MLI2D-12 | Meter Repair Program, 12" Model ML-I1D, 300PSI | 2060.3 | 0.01% | 2060.09
McCrometer | In-Line Flow Meters | No | MRP-MLT1-03 | Meter Repair Program, 3" Model ML-T1 | 1542.2 | 0.01% | 1542.04
McCrometer | In-Line Flow Meters | No | MRP-MLT1-04 | Meter Repair Program, 4" Model ML-T1 | 1612.6 | 0.01% | 1612.43
McCrometer | In-Line Flow Meters | No | MRP-MLT1-06 | Meter Repair Program, 6" Model ML-T1 | 1711.6 | 0.01% | 1711.42
McCrometer | In-Line Flow Meters | No | MRP-MLT1-08 | Meter Repair Program, 8" Model ML-T1 | 1807.3 | 0.01% | 1807.11
McCrometer | In-Line Flow Meters | No | MRP-MLT1-10 | Meter Repair Program, 10" Model ML-T1 | 1959.1 | 0.01% | 1958.9
McCrometer | In-Line Flow Meters | No | MRP-MLT1-12 | Meter Repair Program, 12" Model ML-T1 | 2059.2 | 0.01% | 2058.99
McCrometer | In-Line Flow Meters | No | MRP-MLT1-14 | Meter Repair Program, 14" Model ML-T1 | 2355.1 | 0.01% | 2354.86
McCrometer | In-Line Flow Meters | No | MRP-MLT1-16 | Meter Repair Program, 16" Model ML-T1 | 2557.5 | 0.01% | 2557.24
McCrometer | In-Line Flow Meters | No | MRP-MLT1-18 | Meter Repair Program, 18" Model ML-T1 | 2757.7 | 0.01% | 2757.42
McCrometer | In-Line Flow Meters | No | MRP-MLT1-20 | Meter Repair Program, 20" Model ML-T1 | 2954.6 | 0.01% | 2954.3
McCrometer | In-Line Flow Meters | No | MRP-MLT1-24 | Meter Repair Program, 24" Model ML-T1 | 3608 | 0.01% | 3607.63
McCrometer | In-Line Flow Meters | No | MRP-MLT1-30 | Meter Repair Program, 30" Model ML-T1 | 3909.4 | 0.01% | 3909
McCrometer | In-Line Flow Meters | No | MRP-SA100-02 | METER REPAIR PROGRAM SA 375 1P=1XM (1-2-2) | 496.1 | 0.01% | 496.05
McCrometer | In-Line Flow Meters | No | MRP-TR04-2 | Meter Repair Adder, TR-04-2 | 171.6 | 0.01% | 171.58
McCrometer | In-Line Flow Meters | No | MRP-TR12-2 | Meter Repair Adder, TR-12-2 | 171.6 | 0.01% | 171.58
McCrometer | In-Line Flow Meters | No | MRP-TR15 | Meter Repair Adder, TR-15 Trans. Sub-Assy. with Meter | 568.7 | 0.01% | 568.64
McCrometer | In-Line Flow Meters | No | MRP-TR16 | Meter Repair Adder, TR-16 Trans. Sub-Assy. with Meter | 568.7 | 0.01% | 568.64
McCrometer | In-Line Flow Meters | No | MRP-TR16-150-S | SUB-ASSY TR16 W/150PPM FOR USE WITH MRP METER | 568.7 | 0.01% | 568.64
McCrometer | In-Line Flow Meters | No | MRP-VF28-08 | Meter Repair Program 8" VF28 | 1892 | 0.01% | 1891.81
McCrometer | In-Line Flow Meters | No | MRP-VF28D-06 | Meter Repair Program, 6" Model VF-28-D | 1743.5 | 0.01% | 1743.32
McCrometer | In-Line Flow Meters | No | MRP-VF32D-06 | Meter Repair Program, 6" Model VF32-D | 1743.5 | 0.01% | 1743.32
McCrometer | In-Line Flow Meters | No | MRP-VF32D-08 | METER REPAIR PROGRAM 8" Model VF32-D | 1892 | 0.01% | 1891.81
McCrometer | In-Line Flow Meters | No | MRP-VFI1-06 | Meter Repair Program, 6" Model VF-I1 | 2336.4 | 0.01% | 2336.16
McCrometer | In-Line Flow Meters | No | 9999AT-02 | ACCURACY TEST 2" METER | 323.4 | 0.01% | 323.36
McCrometer | In-Line Flow Meters | No | 9999AT-03 | ACCURACY TEST 3" METER | 358.6 | 0.01% | 358.56
McCrometer | In-Line Flow Meters | No | 9999AT-04 | ACCURACY TEST 4" METER | 386.1 | 0.01% | 386.06
McCrometer | In-Line Flow Meters | No | 9999AT-06 | ACCURACY TEST 6" METER | 441.1 | 0.01% | 441.05
McCrometer | In-Line Flow Meters | No | 9999AT-08 | ACCURACY TEST 8" METER | 496.1 | 0.01% | 496.05
McCrometer | In-Line Flow Meters | No | 9999AT-10 | ACCURACY TEST 10" METER | 578.6 | 0.01% | 578.54
McCrometer | In-Line Flow Meters | No | MRP-T03A1M | MRP 3" MC TOP PLATE MECHANICAL | 717.2 | 0.01% | 717.12
McCrometer | In-Line Flow Meters | No | MRP-T03B1MA | MRP,MC PROP TOP PLATE 3" | 1822.7 | 0.01% | 1822.51
McCrometer | In-Line Flow Meters | No | MRP-E12A2M | MRP MC 12" MARATHON | 1615.9 | 0.01% | 1615.73
McCrometer | In-Line Flow Meters | No | MRP-1772A2M | MRP M1772-00 | 2327.6 | 0.01% | 2327.36
McCrometer | In-Line Flow Meters | No | MRP-S10A2MJ | MRP 10" MC SADDLE MARATHON MECHANICAL | 1313.4 | 0.01% | 1313.26
McCrometer | In-Line Flow Meters | No | MRP-E06A1M | MRP-E06A1M | 1038.4 | 0.01% | 1038.29
McCrometer | In-Line Flow Meters | No | MRP-E12A1M | MRP-E12A1M | 1536.7 | 0.01% | 1536.54
McCrometer | In-Line Flow Meters | No | MSP03 | MCCROMETER SERVICE PLUS | 696.3 | 0.01% | 696.23
McCrometer | In-Line Flow Meters | No | MSP04 | MCCROMETER SERVICE PLUS | 772.2 | 0.01% | 772.12
McCrometer | In-Line Flow Meters | No | MSP06 | MCCROMETER SERVICE PLUS | 782.1 | 0.01% | 782.02
McCrometer | In-Line Flow Meters | No | MSP08 | MCCROMETER SERVICE PLUS | 838.2 | 0.01% | 838.11
McCrometer | In-Line Flow Meters | No | MSP10 | MCCROMETER SERVICE PLUS | 941.6 | 0.01% | 941.5
McCrometer | In-Line Flow Meters | No | MSP12 | MCCROMETER SERVICE PLUS | 999.9 | 0.01% | 999.8
McCrometer | In-Line Flow Meters | No | MRP-S06A1M | MRP 6" MC SADDLE MECHANICAL | 876.7 | 0.01% | 876.61
McCrometer | In-Line Flow Meters | No | MRP-S18A1M | MRP 18" MC SADDLE MECHANICAL | 1809.5 | 0.01% | 1809.31
McCrometer | In-Line Flow Meters | No | MRP-E06A2M | MRP 6" MC FIXED ELL MARATHON MECHANICAL | 1117.6 | 0.01% | 1117.48
McCrometer | In-Line Flow Meters | No | MRP-T12A1MA | MRP 12" MC TOP PLATE MECHANICAL W/ E7000-000 | 1479.5 | 0.01% | 1479.35
McCrometer | In-Line Flow Meters | No | MRP-T06A4M | MRP 6" MC TOP PLATE SS316 MARATHON MECHANICAL | 1191.3 | 0.01% | 1191.18
McCrometer | In-Line Flow Meters | No | MRP-S16A1M | MRP MC 16" SADDLE | 1205.6 | 0.01% | 1205.47
McCrometer | In-Line Flow Meters | No | MRP-T16A2M | MRP 16" MC TOP PLATE MARATHON MECHANICAL | 1383.8 | 0.01% | 1383.66
McCrometer | In-Line Flow Meters | No | MRP-T08A1M | MRP 8" MC Top Plate Mechanical | 872.3 | 0.01% | 872.21
McCrometer | In-Line Flow Meters | No | MRP-T08A1MG | REBUILD 8" MC PROP TOP-PLATE W/ EA618-02 | 1218.8 | 0.01% | 1218.67
McCrometer | In-Line Flow Meters | No | MRP-T08A2M | MSP08 OVRN | 951.5 | 0.01% | 951.4
McCrometer | In-Line Flow Meters | No | MRP-T08A5M | MRP 8" MC TOP PLATE SS316 CERAMIC MECHANICAL | 1333.2 | 0.01% | 1333.06
McCrometer | In-Line Flow Meters | No | MRP-T10B2ML | MRP 10" MC TOP PLATE MARATHON MECHANICAL | 1703.9 | 0.01% | 1703.72
McCrometer | In-Line Flow Meters | No | MRP-T12A1M | MRP 12" MC TOP PLATE MECHANICAL | 1058.2 | 0.01% | 1058.09
McCrometer | In-Line Flow Meters | No | MRP-T12A2M | REBUILD 12" MC PROP TOP-PLATE MARATHON | 1146.2 | 0.01% | 1146.08
McCrometer | In-Line Flow Meters | No | MRP-T12A2MC | MC 12" MRP W/E7000-002 | 1672 | 0.01% | 1671.83
McCrometer | In-Line Flow Meters | No | MRP-T14A1M | MRP 14" MC TOP PLATE MECHANICAL | 1169.3 | 0.01% | 1169.18
McCrometer | In-Line Flow Meters | No | MRP-E01A1M | MRP 2.5" MC FIXED ELL MECHANICAL | 847 | 0.01% | 846.91
McCrometer | In-Line Flow Meters | No | MRP-E03A1M | REBUILD 3" MC PROP FIXED ELL | 847 | 0.01% | 846.91
McCrometer | In-Line Flow Meters | No | MRP-E04A1M | REBUILD 4" MC PROP FIXED-ELL | 887.7 | 0.01% | 887.61
McCrometer | In-Line Flow Meters | No | MRP-E06A1M | MRP 6" MC FIXED ELL MECHANICAL | 1038.4 | 0.01% | 1038.29
McCrometer | In-Line Flow Meters | No | MRP-E10A1M | MRP-E10A1M | 1398.1 | 0.01% | 1397.96
McCrometer | In-Line Flow Meters | No | MRP-E10A1T | MRP 10" MC FIXED ELL FC500 | 1398.1 | 0.01% | 1397.96
McCrometer | In-Line Flow Meters | No | MRP-R08A1MG | MRP 8" MC VERTICAL FLOW MECHANICAL | 2358.4 | 0.01% | 2358.16
McCrometer | In-Line Flow Meters | No | MRP-R08A2MG | MRP 8" MC VERTICAL FLOW MARATHON MECHANICAL | 2440.9 | 0.01% | 2440.65
McCrometer | In-Line Flow Meters | No | MRP-R10A2M | MRP 10" MC VERTICAL FLOW MARATHON MECHANICAL | 2504.7 | 0.01% | 2504.44
McCrometer | In-Line Flow Meters | No | MRP-S05A1M | REBUILD 5" MC PROP SADDLE | 876.7 | 0.01% | 876.61
McCrometer | In-Line Flow Meters | No | MRP-S06A1M-SW | MRP 6" MC SADDLE MECHANICAL SURFACE WATER | 876.7 | 0.01% | 876.61
McCrometer | In-Line Flow Meters | No | MRP-S08A1M | MRP 8" MC SADDLE MECHANICAL | 932.8 | 0.01% | 932.7
McCrometer | In-Line Flow Meters | No | MRP-S08A2 | REBUILD 8" MC PROP SADDLE MARATHON | 1015.3 | 0.01% | 1015.19
McCrometer | In-Line Flow Meters | No | MRP-S08A2M-SW | MRP 8" MC SADDLE MARATHON MECHANICAL | 1246.3 | 0.01% | 1246.17
McCrometer | In-Line Flow Meters | No | MRP-S08C2D2-C1 | MRP 8" MC SADDLE MARATHON FLOWCOM | 1569.7 | 0.01% | 1569.54
McCrometer | In-Line Flow Meters | No | MRP-S12A2M | REBUILD 12" MC PROP SADDLE MARATHON | 1117.6 | 0.01% | 1117.48
McCrometer | In-Line Flow Meters | No | MRP-S12A2MG | REBUILD 12" MC PROP MARATHON EA618-02 | 1503.7 | 0.01% | 1503.54
McCrometer | In-Line Flow Meters | No | MRP-T03A1MA | MRP 3" MC TOP PLATE MECHANICAL | 1213.3 | 0.01% | 1213.17
McCrometer | In-Line Flow Meters | No | MRP-T04A2M | MRP 4" MC TOP PLATE MARATHON MECHANICAL | 884.4 | 0.01% | 884.31
McCrometer | In-Line Flow Meters | No | MRP-T06A1DB | REBUILD 6" MC PROP TOP-PLATE W/ FLOWCOM | 1309 | 0.01% | 1308.86
McCrometer | In-Line Flow Meters | No | MRP-T06A1DC | REBUILD 6" MC PROP TOP PLATE W/ FLOWCOM | 1309 | 0.01% | 1308.86
McCrometer | In-Line Flow Meters | No | MRP-T06A1M | REBUILD 6" MC PROP TOP PLATE | 812.9 | 0.01% | 812.81
McCrometer | In-Line Flow Meters | No | MRP-T06A1MB | REBUILD 6" MC PROP TOP PLATE W/ E7000-001 | 1309 | 0.01% | 1308.86
McCrometer | In-Line Flow Meters | No | MRP-T10A2D1-C1 | MRP MARATHON FLOWCOM | 1049.4 | 0.01% | 1049.29
McCrometer | In-Line Flow Meters | No | MRP-S30A1MJ | MRP-S30A1MJ | 2272.6 | 0.01% | 2272.37
McCrometer | In-Line Flow Meters | No | MRP-1736A1D2-C1 | MRP M1736 | 2029.5 | 0.01% | 2029.29
McCrometer | In-Line Flow Meters | No | MRP-T10A2MB | METER REPAIR PROGRAM | 1544.4 | 0.01% | 1544.24
McCrometer | In-Line Flow Meters | No | MRP-S10A2MK | MRP 10" MC SADDLE MARATHON MECHANICAL, EA631-0XX | 1313.4 | 0.01% | 1313.26
McCrometer | In-Line Flow Meters | No | MRP-T08E2T | MC MRP 8" MARATHON TELEMETRY | 951.5 | 0.01% | 951.4
McCrometer | In-Line Flow Meters | No | MRP-T24A1D2 | MC MRP 24" W/FLOWCOM | 2447.5 | 0.01% | 2447.25
McCrometer | In-Line Flow Meters | No | MRP-T04A1MA | MRP MC WITH E7000-000 | 1294.7 | 0.01% | 1294.57
McCrometer | In-Line Flow Meters | No | OF16A1T-070 | 16" OPEN FLOW DIGITAL | 6148.22 | 0.01% | 6147.6
McCrometer | In-Line Flow Meters | No | OF16A1T-071 | 16" OPEN FLOW DIGITAL | 6155.71 | 0.01% | 6155.09
McCrometer | In-Line Flow Meters | No | OF16A1T-079 | 16" OPEN FLOW DIGITAL | 6218.84 | 0.01% | 6218.21
McCrometer | In-Line Flow Meters | No | OF16A1T-118 | 16" OPEN FLOW DIGITAL | 6524.86 | 0.01% | 6524.2
McCrometer | In-Line Flow Meters | No | OF16A1T-124 | 16" OPEN FLOW DIGITAL | 6573.01 | 0.01% | 6572.35
McCrometer | In-Line Flow Meters | No | OF16A1T-145 | 16" OPEN FLOW DIGITAL | 6737.79 | 0.01% | 6737.11
McCrometer | In-Line Flow Meters | No | OF16A1T-146 | 16" OPEN FLOW DIGITAL | 6745.28 | 0.01% | 6744.6
McCrometer | In-Line Flow Meters | No | OF18A1T-057 | 18" OPEN FLOW DIGITAL | 6171.76 | 0.01% | 6171.14
McCrometer | In-Line Flow Meters | No | OF18A1T-064 | 18" OPEN FLOW DIGITAL | 6226.33 | 0.01% | 6225.7
McCrometer | In-Line Flow Meters | No | OF18A1T-106 | 18" OPEN FLOW DIGITAL | 6556.96 | 0.01% | 6556.3
McCrometer | In-Line Flow Meters | No | OF18A1T-120 | 18" OPEN FLOW DIGITAL | 6667.17 | 0.01% | 6666.5
McCrometer | In-Line Flow Meters | No | OF18A1T-124 | 18" OPEN FLOW DIGITAL | 6698.2 | 0.01% | 6697.53
McCrometer | In-Line Flow Meters | No | OF18A1T-125 | 18" OPEN FLOW DIGITAL | 6705.69 | 0.01% | 6705.01
McCrometer | In-Line Flow Meters | No | OF24A1T-057 | 24" OPEN FLOW DIGITAL | 6230.61 | 0.01% | 6229.98
McCrometer | In-Line Flow Meters | No | OF24A1T-077 | 24" OPEN FLOW DIGITAL | 6387.9 | 0.01% | 6387.26
McCrometer | In-Line Flow Meters | No | OF24A1T-135 | 24" OPEN FLOW DIGITAL | 6844.79 | 0.01% | 6844.1
McCrometer | In-Line Flow Meters | No | OF36A1T-138 | 36" OPEN FLOW DIGITAL | 7119.78 | 0.01% | 7119.06
McCrometer | In-Line Flow Meters | No | OF36A1D2-C1-096 | 36" OPEN FLOW DIGITAL | 5309.34 | 0.01% | 5308.8
McCrometer | In-Line Flow Meters | No | OF36A3D3-C1-076 | 36" OPEN FLOW SLIP ON DIGITAL | 5604.66 | 0.01% | 5604.09
McCrometer | In-Line Flow Meters | No | OF12A1D-096 | METER 12" OPENFLOW ELECTR. | 4901.67 | 0.01% | 4901.17
McCrometer | In-Line Flow Meters | No | OF20A1D-096 | METER 20" OPENFLOW ELECTR. | 5190.57 | 0.01% | 5190.05
McCrometer | In-Line Flow Meters | No | OF18A1T-061 | 18" OPEN FLOW DIGITAL | 6202.79 | 0.01% | 6202.16
McCrometer | In-Line Flow Meters | No | OF16A1T-061 | 16" OPEN FLOW DIGITAL | 6076.53 | 0.01% | 6075.92
McCrometer | In-Line Flow Meters | No | OF36A1T-075 | 36" OPEN FLOW DIGITAL | 6624.37 | 0.01% | 6623.7
McCrometer | In-Line Flow Meters | No | OF14A1T-057 | 14" OPEN FLOW DIGITAL | 5995.21 | 0.01% | 5994.61
McCrometer | In-Line Flow Meters | No | OF24A1T-072 | 24" OPEN FLOW DIGITAL | 6349.38 | 0.01% | 6348.74
McCrometer | In-Line Flow Meters | No | OF18A1T-062 | 18" OPEN FLOW DIGITAL | 6210.28 | 0.01% | 6209.65
McCrometer | In-Line Flow Meters | No | OF16A1T-082 | 16" OPEN FLOW DIGITAL | 6242.38 | 0.01% | 6241.75
McCrometer | In-Line Flow Meters | No | OF18A1T-083 | 18" OPEN FLOW DIGITAL | 6376.13 | 0.01% | 6375.49
McCrometer | In-Line Flow Meters | No | OF16A1T-083 | 16" OPEN FLOW DIGITAL | 6249.87 | 0.01% | 6249.24
McCrometer | In-Line Flow Meters | No | OF16A1T-055 | 16" OPEN FLOW DIGITAL | 6063.69 | 0.01% | 6063.08
McCrometer | In-Line Flow Meters | No | OF30A1D | 30" OPEN FLOW DIGITAL | 5184.15 | 0.01% | 5183.63
McCrometer | In-Line Flow Meters | No | OF36A1D-108 | 36" OPEN FLOW DIGITAL | 5542.6 | 0.01% | 5542.04
McCrometer | In-Line Flow Meters | No | OF24A3D3-C1-008 | 24" OPEN FLOW SLIP ON DIGITAL | 5845.41 | 0.01% | 5844.82
McCrometer | In-Line Flow Meters | No | OF36A1D2-C1 | 36" OPEN FLOW DIGITAL | 5309.34 | 0.01% | 5308.8
McCrometer | In-Line Flow Meters | No | OF42A1D3-C1-102 | 42" WS OPEN FLOW METER DIGITAL | 5713.8 | 0.01% | 5713.22
McCrometer | In-Line Flow Meters | No | OF20A1D3-C3-024 | 20" OPEN FLOW DIGITAL | 5216.25 | 0.01% | 5215.72
McCrometer | In-Line Flow Meters | No | OF24A1D2-C1-088 | 24" OPEN FLOW DIGITAL | 6407.16 | 0.01% | 6406.51
McCrometer | In-Line Flow Meters | No | OF36A1D | 36" OPEN FLOW DIGITAL | 5309.34 | 0.01% | 5308.8
McCrometer | In-Line Flow Meters | No | OF60A1D2-C1-R50-060 | 60" OPEN FLOW DIGITAL W/11'DROP PIPE | 8857.46 | 0.01% | 8856.57
McCrometer | In-Line Flow Meters | No | 5-2425-2.875-PTD | Prop. Assy, 2 7/8" Dia. (Poly) (2" & 3" ML), Threaded Digital | 298.1 | 0.01% | 298.07
McCrometer | In-Line Flow Meters | No | 3-2770-FCS | Wire Assy, Flowcom Sensus 3.5" cable harness molex | 36.927 | 0.01% | 36.92
McCrometer | In-Line Flow Meters | No | 4-2730-2-24.0 | Sensor Assy,18" & 20" ML Digital (CN-08-2,TR-28-2) | 85.8 | 0.01% | 85.79
McCrometer | In-Line Flow Meters | No | 5-2425-11.0-PTD | Prop. Assy, 11" Dia. (Poly) (14"ML,16"LP),Threaded Digital | 246.4 | 0.01% | 246.37
McCrometer | In-Line Flow Meters | No | 3-4349 | K Hair Spring Regulator Assy CN-06-2 | 19.129 | 0.01% | 19.12
McCrometer | In-Line Flow Meters | No | 5-2425-3.75-PTD | Prop. Assy, 3 3/4" Dia. (Poly) Threaded,(4" ML Meters)Digital | 301.4 | 0.01% | 301.36
McCrometer | In-Line Flow Meters | No | 5-2425-8.625-PS | Prop. Assy, 8 5/8" Dia. (Poly); (10" ML, 12" LP), Slip-On | 334.4 | 0.01% | 334.36
McCrometer | In-Line Flow Meters | No | 5-2425-8.625-PSD | Prop. Assy, 8 5/8" Dia. (Poly) (10"ML,12"LP),New-Slip-On SS | 333.3 | 0.01% | 333.26
McCrometer | In-Line Flow Meters | No | 15035-50 | CBL 3-COND MAG Elect. 50ft | 129.8 | 0.01% | 129.78
McCrometer | In-Line Flow Meters | No | 15036-50 | CBL 3-COND MAG Coil 50ft | 129.8 | 0.01% | 129.78
McCrometer | In-Line Flow Meters | No | 15035-25 | CBL 3-COND MAG Elect. 25ft | 63.8 | 0.01% | 63.79
McCrometer | In-Line Flow Meters | No | 15036-25 | CBL 3-COND MAG Coil 25ft | 63.8 | 0.01% | 63.79
McCrometer | In-Line Flow Meters | No | 5-2425-14.0-PS | Prop. Assy, 14" Dia. (Poly), (18"-54" ML), Slip-On | 405.9 | 0.01% | 405.85
McCrometer | In-Line Flow Meters | No | 5-2425-1-10.0PT | Prop. Assy. Rockwell Rep(Poly), 10" Dia, 1" Cutback,New-Thread | 359.7 | 0.01% | 359.66
McCrometer | In-Line Flow Meters | No | 5-2425-3.5-PTD | Prop. Assy, 3 1/2" Dia. (Poly) (4" LP), Threaded Digital | 298.1 | 0.01% | 298.07
McCrometer | In-Line Flow Meters | No | 1-1704-4-3-06 | Sensus Cable, 6 ft. | 29.7 | 0.01% | 29.69
McCrometer | In-Line Flow Meters | No | 3-1708-2 | Strain Relief Assembly | 2.2 | 0.01% | 2.19
McCrometer | In-Line Flow Meters | No | 3-2101-03 | K Meter Head, 150#, 3"-8" ML Machined & Coated | 293.7 | 0.01% | 293.67
McCrometer | In-Line Flow Meters | No | 3-2101-10 | K Meter Head, 10"-12" ML,150# Machined & Coated | 328.9 | 0.01% | 328.86
McCrometer | In-Line Flow Meters | No | 3-2106-16 | Welding Saddle Assy, 16" ML, 150 PSI | 959.2 | 0.01% | 959.1
McCrometer | In-Line Flow Meters | No | 3-2106-24 | Welding Saddle Assy, 24-36 ML, 150 PSI | 660 | 0.01% | 659.93
McCrometer | In-Line Flow Meters | No | 10827 | CONN 3.5MM FEMALE STEREO JACK | 2.2 | 0.01% | 2.19
McCrometer | In-Line Flow Meters | No | 10850 | SCR SET 4-40 X 1/8 SOC HD SS W/No Patch | 1.1 | 0.01% | 1.09
McCrometer | In-Line Flow Meters | No | 3-2137 | K Miter Gear Assy, Driven, 2-54 ML & 10-72 OF-11 | 85.8 | 0.01% | 85.79
McCrometer | In-Line Flow Meters | No | 3-2157 | Gear Assy "A" 16-54T 32P | 89.1 | 0.01% | 89.09
McCrometer | In-Line Flow Meters | No | 3-2157-16 | Gear Assy, "A", 32P 16T | 59.4 | 0.01% | 59.39
McCrometer | In-Line Flow Meters | No | 3-2157-17 | Gear Assy, "A", 32P 17T | 59.4 | 0.01% | 59.39
McCrometer | In-Line Flow Meters | No | 3-2157-18 | Gear Assy, "A", 32P 18T | 59.4 | 0.01% | 59.39
McCrometer | In-Line Flow Meters | No | 3-2157-19 | Gear Assy, "A", 32P 19T | 59.4 | 0.01% | 59.39
McCrometer | In-Line Flow Meters | No | 3-2157-20 | Gear Assy, "A", 32P 20T | 59.4 | 0.01% | 59.39
McCrometer | In-Line Flow Meters | No | 3-2157-20-G | Gear Assy, "A", 32P 20T NO HUB | 59.4 | 0.01% | 59.39
McCrometer | In-Line Flow Meters | No | 3-2157-21 | Gear Assy, "A", 32P 21T | 59.4 | 0.01% | 59.39
McCrometer | In-Line Flow Meters | No | 3-2157-22 | Gear Assy, "A", 32P 22T | 59.4 | 0.01% | 59.39
McCrometer | In-Line Flow Meters | No | 3-2157-23 | Gear Assy, "A", 32P 23T | 59.4 | 0.01% | 59.39
McCrometer | In-Line Flow Meters | No | 3-2157-24 | Gear Assy, "A", 32P 24T | 59.4 | 0.01% | 59.39
McCrometer | In-Line Flow Meters | No | 3-2157-25 | Gear Assy, "A", 32P 25T | 59.4 | 0.01% | 59.39
McCrometer | In-Line Flow Meters | No | 3-2157-26 | Gear Assy, "A", 32P 26T | 59.4 | 0.01% | 59.39
McCrometer | In-Line Flow Meters | No | 3-2157-27 | Gear Assy, "A", 32P 27T | 59.4 | 0.01% | 59.39
McCrometer | In-Line Flow Meters | No | 3-2157-28 | Gear Assy, "A", 32P 28T | 59.4 | 0.01% | 59.39
McCrometer | In-Line Flow Meters | No | 3-2157-29 | Gear Assy, "A", 32P 29T | 59.4 | 0.01% | 59.39
McCrometer | In-Line Flow Meters | No | 3-2157-30 | Gear Assy, "A", 32P 30T | 59.4 | 0.01% | 59.39
McCrometer | In-Line Flow Meters | No | 1-1115-10-56 | SCR 10-32 X 3.5 FIL HD PHIL SS WITH O-RING GROOVE | 1.1 | 0.01% | 1.09
McCrometer | In-Line Flow Meters | No | EA403-25 | Waterbox 101A From Madge Tech. | 430.1 | 0.01% | 430.05
McCrometer | In-Line Flow Meters | No | 1-1253-13-29 | Bolt, 7/8-NC X 7", Hex Head, Plated Grade 2 | 9.9 | 0.01% | 9.89
McCrometer | In-Line Flow Meters | No | 1-1510-1 | Brg, 1/4" Dia Ceramic Thrust | 7.7 | 0.01% | 7.69
McCrometer | In-Line Flow Meters | No | 1-1701-10 | Cable UM 6 Cond Shielded (STT3350) ANIXTER 04L15-5 | 2.2 | 0.01% | 2.19
McCrometer | In-Line Flow Meters | No | 1-1707-18 | Inline Terminal 1 Position (TS1.5 FLAT BASE) | 1.1 | 0.01% | 1.09
McCrometer | In-Line Flow Meters | No | 1-1711-5 | Water Tight Strain Relief 3/8" | 15.4 | 0.01% | 15.39
McCrometer | In-Line Flow Meters | No | 1-2441 | Meter Head, LP-31/32 SS304 RAW CASTING - FULLY MACHINED | 158.4 | 0.01% | 158.38
McCrometer | In-Line Flow Meters | No | 1-3009-1 | Label, Totalizer, 100 Gallons | 11 | 0.01% | 10.99
McCrometer | In-Line Flow Meters | No | 1-3009-17 | Label, Totalizer, 10 Cubic Meters | 11 | 0.01% | 10.99
McCrometer | In-Line Flow Meters | No | 1-3009-29 | Label, Totalizer, Acre Inches | 11 | 0.01% | 10.99
McCrometer | In-Line Flow Meters | No | 1-3009-30 | Label, Totalizer, .1 Acre Inches | 11 | 0.01% | 10.99
McCrometer | In-Line Flow Meters | No | 1-1126-10-10 | Screw, 10-32 X 5/8", Tamper Resistant, Totalizer Bonnet | 5.5 | 0.01% | 5.49
McCrometer | In-Line Flow Meters | No | 1-1205 | Nut, Hex, 5/16-NC Heavy Brass | 1.1 | 0.01% | 1.09
McCrometer | In-Line Flow Meters | No | 1-1217 | Nut, Hex, 7/8 NC, Plated | 3.3 | 0.01% | 3.29
McCrometer | In-Line Flow Meters | No | 1-1235-1 | Nut, Nylon Insert Jam, 3/8-24, 18-8 SS (Sparling #39)(ESNA) | 5.5 | 0.01% | 5.49
McCrometer | In-Line Flow Meters | No | 1-1251-10-32 | Bolt, 5/8-NC X 2" Hex Head, SS Full Thread | 5.5 | 0.01% | 5.49
McCrometer | In-Line Flow Meters | No | 1-1251-10-8 | SCR HD CAP 10-32 X 5/8" SS | 1.1 | 0.01% | 1.09
McCrometer | In-Line Flow Meters | No | 1-1251-5-24 | Bolt, 5/16-18 X 1-1/2", Hex Head Cap w/Patch, SS | 1.1 | 0.01% | 1.09
McCrometer | In-Line Flow Meters | No | 1-1251-5-28 | Screw, 5/16-18 X 1-3/4", Hex Head Cap w/Patch, SS | 1.1 | 0.01% | 1.09
McCrometer | In-Line Flow Meters | No | 1-1251-5-32 | Bolt, 5/16-18 X 2 1/4" Hex Head cap, SS | 1.1 | 0.01% | 1.09
McCrometer | In-Line Flow Meters | No | 1-1251-6-20 | Bolt, 3/8-NC X 1-1/4", Hex Head, 18-8 | 3.3 | 0.01% | 3.29
McCrometer | In-Line Flow Meters | No | 1-1253-11-13 | Bolt, 5/8-11-NC X 3", Hex Head , Plated Grade 2 | 2.2 | 0.01% | 2.19
McCrometer | In-Line Flow Meters | No | 1-1253-12-13 | BOLT HX HD 3/4-NCX3 PLTD. GR 2 | 3.3 | 0.01% | 3.29
McCrometer | In-Line Flow Meters | No | 1-1253-13-15 | Bolt, 7/8-NC X 3-1/2", Hex Head, Plated Grade 2 | 3.3 | 0.01% | 3.29
McCrometer | In-Line Flow Meters | No | 1-1301-10-2 | Washer, Flat, 7/8", Plated (Small OD) | 1.1 | 0.01% | 1.09
McCrometer | In-Line Flow Meters | No | 1-1301-6-2 | Washer, Flat, 1/2" (Small OD) 17/32 ID X 1 1/16 OD, Plated | 1.1 | 0.01% | 1.09
McCrometer | In-Line Flow Meters | No | 1-1301-9-2 | Washer, Flat, 3/4" Zinc Plated Small OD (SAE) | 1.1 | 0.01% | 1.09
McCrometer | In-Line Flow Meters | No | 1-1416-4 | Wire, 26 Copper Seal | 3.3 | 0.01% | 3.29
McCrometer | In-Line Flow Meters | No | 1-1504-2 | Bearing, Miter Gear Frame 1/4" ID | 15.4 | 0.01% | 15.39
McCrometer | In-Line Flow Meters | No | 1-1508-20 | Brg, Ceramic Sleeve, Spindle | 133.1 | 0.01% | 133.08
McCrometer | In-Line Flow Meters | No | 1-1509-1 | Brg, 3/16" Dia Ceramic Thrust | 9.9 | 0.01% | 9.89
McCrometer | In-Line Flow Meters | No | 1-1551-1 | ORNG -020 BUNA 0.864 id x 0.070 w NSF | 5.5 | 0.01% | 5.49
McCrometer | In-Line Flow Meters | No | 1-1551-2 | ORNG -028 BUNA 1.364 id x 0.070 w | 8.8 | 0.01% | 8.79
McCrometer | In-Line Flow Meters | No | 1-1551-20 | ORNG -008 BUNA 0.176 id x 0.070 w NSF | 5.5 | 0.01% | 5.49
McCrometer | In-Line Flow Meters | No | 1-1551-24 | ORNG -022 BUNA 0.989 IDx0.070w McMAST#9452K76 | 6.6 | 0.01% | 6.59
McCrometer | In-Line Flow Meters | No | 1-3009-6 | Label, Totalizer, 100 Cubic Feet | 11 | 0.01% | 10.99
McCrometer | In-Line Flow Meters | No | 1-3009-7 | Label, Totalizer, 1000 Cubic Feet | 11 | 0.01% | 10.99
McCrometer | In-Line Flow Meters | No | 1-3009-9 | Label, Totalizer, .001 Acre Feet | 11 | 0.01% | 10.99
McCrometer | In-Line Flow Meters | No | 1-3023-4.026 | Label, LP Pipe ID, 4.026 | 11 | 0.01% | 10.99
McCrometer | In-Line Flow Meters | No | 1-3023-7.981 | Label, LP Pipe ID, 7.981 | 11 | 0.01% | 10.99
McCrometer | In-Line Flow Meters | No | 1-4013-20 | Dial Face, 0-4 CFS Ind / 0.001 Acre Feet Tot | 27.5 | 0.01% | 27.49
McCrometer | In-Line Flow Meters | No | 1-4013-22 | Dial Face, 0-6 CFS Ind / 0.01 Acre Feet Tot | 27.5 | 0.01% | 27.49
McCrometer | In-Line Flow Meters | No | 1-4013-23 | Dial Face, 0-8 CFS Ind / 0.01 Acre Feet Tot | 27.5 | 0.01% | 27.49
McCrometer | In-Line Flow Meters | No | 1-4013-37 | Dial Face, 2500 GPM Ind, .01 Acre Feet Tot | 27.5 | 0.01% | 27.49
McCrometer | In-Line Flow Meters | No | 1-4013-56 | Dial Face, 0-1500 GPM Ind / 1000 Gallon Tot | 27.5 | 0.01% | 27.49
McCrometer | In-Line Flow Meters | No | 1-4013-77 | Dial Face, 0-3500 GPM Ind / 1000 Gallon Tot | 27.5 | 0.01% | 27.49
McCrometer | In-Line Flow Meters | No | 1-4013-80 | Dial Face, 0-5000 GPM Ind / 0.1 Acre Feet Tot | 27.5 | 0.01% | 27.49
McCrometer | In-Line Flow Meters | No | 1-4013-81 | Dial Face, 0-80 LPS Ind / 1 Cubic Meters Tot | 27.5 | 0.01% | 27.49
McCrometer | In-Line Flow Meters | No | 1-4013-82 | Dial Face, 0-100 LPS Ind / 1 Cubic Meters Tot | 27.5 | 0.01% | 27.49
McCrometer | In-Line Flow Meters | No | 1-4158 | Cup, Trans. 4 Slots TR15/16 . | 24.2 | 0.01% | 24.19
McCrometer | In-Line Flow Meters | No | 2-2347-SS | Miter Gear Frame, 2"- 20" S304 | 71.5 | 0.01% | 71.49
McCrometer | In-Line Flow Meters | No | 2-2731-SS | Backplate, Gearbox, SS, Electronic Meter | 124.3 | 0.01% | 124.28
McCrometer | In-Line Flow Meters | No | 3-2207-24 | Drop Pipe Assy, Tot-Extension, 24" CN-02 | 1072.5 | 0.01% | 1072.39
McCrometer | In-Line Flow Meters | No | 2-4356 | k-Speed Magnet Shaft, CN-06-2 | 25.3 | 0.01% | 25.29
McCrometer | In-Line Flow Meters | No | 1-1551-24HT | ORNG -022 VITON HIGH TEMP 0.989 id x 0.070 w | 8.8 | 0.01% | 8.79
McCrometer | In-Line Flow Meters | No | 1-1552-1HT | ORNG -439 VITON HI TEMP 6.475 id x 0.275 w | 52.8 | 0.01% | 52.79
McCrometer | In-Line Flow Meters | No | 1-1552-20 | ORNG SADL 4" LP-21/22 3/8"W | 14.3 | 0.01% | 14.29
McCrometer | In-Line Flow Meters | No | 1-1552-23 | ORNG SADL 6-20" LP-31,8.812 ID "D" SHAPED | 14.3 | 0.01% | 14.29
McCrometer | In-Line Flow Meters | No | 1-1557-03 | Gasket, 3" Flange Ring, 1/16" Thick Non-Asbestos | 28.6 | 0.01% | 28.59
McCrometer | In-Line Flow Meters | No | 1-1557-06 | Gasket, 6" Flange Ring,150 PSI 1/16" Thick Non-Asbestos | 12.1 | 0.01% | 12.09
McCrometer | In-Line Flow Meters | No | 1-1557-08 | Gasket, 8" Flange Ring,150 PSI 1/16" Thick Non-Asbestos | 33 | 0.01% | 32.99
McCrometer | In-Line Flow Meters | No | 1-1557-10 | Gasket, 10" Flange Ring (10" VF-31/32) | 35.2 | 0.01% | 35.19
McCrometer | In-Line Flow Meters | No | 1-1557-14 | Gasket, 14" Cl D Flange Ring 14"VF31/32, 24"-38" ML Flg Rng | 33 | 0.01% | 32.99
McCrometer | In-Line Flow Meters | No | 1-1601-1 | Magnet, 2"-54" M.L. Driven Ceramic Perm Magnetized,4 Pole | 24.2 | 0.01% | 24.19
McCrometer | In-Line Flow Meters | No | 1-1601-2 | Magnet, 2-54" Main Line Drive DO NOT SELL - SELL 2-1601-2 | 39.6 | 0.01% | 39.59
McCrometer | In-Line Flow Meters | No | 1-1601-9 | Magnet, 4 Pole Driven WS Totalizer(Plastic:256/1) | 12.1 | 0.01% | 12.09
McCrometer | In-Line Flow Meters | No | 1-1604-4 | Hairspring, Ind. Hand Shaft CN-06-2 | 3.3 | 0.01% | 3.29
McCrometer | In-Line Flow Meters | No | 1-1605-4 | Odometer, 6 wheels w/Black numbers. Veeder# 07797-46-027 | 33 | 0.01% | 32.99
McCrometer | In-Line Flow Meters | No | 3-2390-16-W | Drop Pipe Assy, 16" VF-30X, Westlands | 1538.9 | 0.01% | 1538.74
McCrometer | In-Line Flow Meters | No | 3-2460-24 | Drop Pipe & Gearbox Assy,24 ML | 869 | 0.01% | 868.91
McCrometer | In-Line Flow Meters | No | 3-2460-36 | Drop Pipe & Gearbox Assy,36 ML | 717.2 | 0.01% | 717.12
McCrometer | In-Line Flow Meters | No | 3-2781-04-K | Grounding Ring Assy., 4" UM SS Kit 2 Grnd Rings Included | 84.7 | 0.01% | 84.69
McCrometer | In-Line Flow Meters | No | 1-1701-2-1 | Cable, 2 Lead Shielded (Standard 6' Lengths) | 70.4 | 0.01% | 70.39
McCrometer | In-Line Flow Meters | No | 1-1701-2-12 | CABLE 2 COND, BLACK - 20 GA Stranded, BELDEN# 8412 | 1.1 | 0.01% | 1.09
McCrometer | In-Line Flow Meters | No | 1-1704-4 | Cable Assy, 4 Lead FlowCom | 38.5 | 0.01% | 38.49
McCrometer | In-Line Flow Meters | No | 1-1707-19 | Inline Terminal 2 Position (#502-1402 TS1.5 FLAT BASE) | 9.9 | 0.01% | 9.89
McCrometer | In-Line Flow Meters | No | 1-1710-84 | Carrier Rail, DIN-15 3" lengths | 8.8 | 0.01% | 8.79
McCrometer | In-Line Flow Meters | No | 1-1711-8 | Water Tight StrainRelief 1/2" NPT CBL./.39-.56 | 6.6 | 0.01% | 6.59
McCrometer | In-Line Flow Meters | No | 1-2310-13 | Dial, Totalizer, .001 Acre Ft | 22 | 0.01% | 21.99
McCrometer | In-Line Flow Meters | No | 1-2310-14 | Dial, Totalizer, .01 Acre Feet | 22 | 0.01% | 21.99
McCrometer | In-Line Flow Meters | No | 1-2310-2 | Dial, Totalizer, 100 Gallon With New Logo | 22 | 0.01% | 21.99
McCrometer | In-Line Flow Meters | No | 1-2310-23 | Dial, Totalizer, 1 Cubic Meter | 22 | 0.01% | 21.99
McCrometer | In-Line Flow Meters | No | 1-2310-3 | Dial, Totalizer, 1000 Gallon With New Logo | 22 | 0.01% | 21.99
McCrometer | In-Line Flow Meters | No | 1-2310-53 | Dial, Dual Totalizer: 7.26 CFS X .01 Acre Feet, SEE ENG. DEPT | 22 | 0.01% | 21.99
McCrometer | In-Line Flow Meters | No | 1-2428-P | Plate, Retaining, 2" - 54" Propeller Magnet | 6.6 | 0.01% | 6.59
McCrometer | In-Line Flow Meters | No | 1-2431-04 | U-Bolt, Meter Saddle-4" Stainless Steel | 25.3 | 0.01% | 25.29
McCrometer | In-Line Flow Meters | No | 1-2433-B | Tag, Blank, Meter (Brass) | 1.1 | 0.01% | 1.09
McCrometer | In-Line Flow Meters | No | 4-4141-1 | Base Assy, Transmitter,Plastic | 89.1 | 0.01% | 89.09
McCrometer | In-Line Flow Meters | No | 3-4340 | OS Base Assy, Ind-Tot CN-06-2 | 11 | 0.01% | 10.99
McCrometer | In-Line Flow Meters | No | 3-4362 | OS Worm Gear Assy 2ND CN-06-2 Molded Assem. (sell as 4-4362) | 22 | 0.01% | 21.99
McCrometer | In-Line Flow Meters | No | 1-2448 | U-Bolt, Drop Pipe, 10"-72" OFM | 25.3 | 0.01% | 25.29
McCrometer | In-Line Flow Meters | No | 1-2710 | Gauge, Tot Drive Magnet, Trans Drive Clevis, CN-06 Gear | 7.7 | 0.01% | 7.69
McCrometer | In-Line Flow Meters | No | 1-2802 | J-Box Wall Mount Bracket New Style J-Box, Sheet Metal | 46.2 | 0.01% | 46.19
McCrometer | In-Line Flow Meters | No | 1-3009-10 | Label, Totalizer,.01 Acre Feet | 11 | 0.01% | 10.99
McCrometer | In-Line Flow Meters | No | 1-3009-47 | Label, Totalizer, .1 Mega Litres | 11 | 0.01% | 10.99
McCrometer | In-Line Flow Meters | No | 1-4013-19 | Dial Face, 0-3 CFS Ind / 0.001 Acre Feet Tot | 27.5 | 0.01% | 27.49
McCrometer | In-Line Flow Meters | No | 1-4013-21 | Dial Face, 0-5 CFS Ind / 0.01 Acre Feet Tot | 27.5 | 0.01% | 27.49
McCrometer | In-Line Flow Meters | No | 1-4013-24 | Dial Face, 0-10 CFS Ind / 0.01 Acre Feet Tot | 27.5 | 0.01% | 27.49
McCrometer | In-Line Flow Meters | No | 1-4013-38 | Dial Face, 0-3000 GPM Ind / 0.01 Acre Feet Tot | 27.5 | 0.01% | 27.49
McCrometer | In-Line Flow Meters | No | 1-4013-40 | Dial Face, 0-4000 GPM Ind / 0.01 Acre Feet Tot | 27.5 | 0.01% | 27.49
McCrometer | In-Line Flow Meters | No | 1-4013-54 | Dial Face, 0-500 GPM Ind / 100 Gallon Tot | 27.5 | 0.01% | 27.49
McCrometer | In-Line Flow Meters | No | 1-4013-57 | Dial Face, 0-2000 GPM Ind / 1000 Gal Tot,"McCrometer Inc" | 27.5 | 0.01% | 27.49
McCrometer | In-Line Flow Meters | No | 1-4013-76 | Dial Face, 0-1200 GPM Ind / 1000 Gallon Tot | 27.5 | 0.01% | 27.49
McCrometer | In-Line Flow Meters | No | 1-4013-78 | Dial Face, 0-2000 GPM Ind / 0.01 Acre Feet Tot | 27.5 | 0.01% | 27.49
McCrometer | In-Line Flow Meters | No | 1-4013-79 | Dial Face, 0-2500 GPM Ind / 1000 Gallon Tot | 27.5 | 0.01% | 27.49
McCrometer | In-Line Flow Meters | No | 1-4013-84 | Dial Face, 0-200 LPS Ind / 10 Cubic Meters Tot, New Logo | 27.5 | 0.01% | 27.49
McCrometer | In-Line Flow Meters | No | 1-4042-1 | Label, Indicator-Totalizer, CN-06, Hundred GPM | 11 | 0.01% | 10.99
McCrometer | In-Line Flow Meters | No | 1-4042-12 | Label, Indicator-Totalizer, CN-06, CMH | 11 | 0.01% | 10.99
McCrometer | In-Line Flow Meters | No | 1-4042-2 | Label, Indicator-Totalizer, CN-06, Thousand GPM | 11 | 0.01% | 10.99
McCrometer | In-Line Flow Meters | No | 1-4042-35 | Label, Indicator-Totalizer, CN-06, ML/D | 11 | 0.01% | 10.99
McCrometer | In-Line Flow Meters | No | 1-4042-5 | Label, Indicator-Totalizer, CN-06, GPM | 11 | 0.01% | 10.99
McCrometer | In-Line Flow Meters | No | 1-4042-6 | Label, Indicator-Totalizer, CN-06, CFS | 11 | 0.01% | 10.99
McCrometer | In-Line Flow Meters | No | 1-4142 | Plate, Top, Optic Transmitter TR-01-1, 06-1, 15 & 16 | 19.8 | 0.01% | 19.79
McCrometer | In-Line Flow Meters | No | 1-4143 | Plate, Bottom, Optic Trans. TR-01-1, 06-1, 15 & 16 | 20.9 | 0.01% | 20.89
McCrometer | In-Line Flow Meters | No | 1-4153 | Drive Clevis Coupling MATERIAL: DELRIN 100 ST | 13.2 | 0.01% | 13.19
McCrometer | In-Line Flow Meters | No | 1-4274-1 | Gear, Odometer Drive (All Ratios) | 13.2 | 0.01% | 13.19
McCrometer | In-Line Flow Meters | No | 1-4317-2 | Lid, Bonnet, for Plastic Tot w/Serial Tag Pad | 22 | 0.01% | 21.99
McCrometer | In-Line Flow Meters | No | 1-4318 | Base Cup for WS Tot Plastic For Use With 256/1 | 9.9 | 0.01% | 9.89
McCrometer | In-Line Flow Meters | No | 1-4338 | Lid, Bonnet, Ind/Tot CN-06-2 Plastic w/ Serial Tag Pad | 29.7 | 0.01% | 29.69
McCrometer | In-Line Flow Meters | No | 1-4339 | Lens, Bonnet, Ind/Tot, Plastic 30/1 & 300/1, CN-06-2 | 28.6 | 0.01% | 28.59
McCrometer | In-Line Flow Meters | No | 1-4343 | Plate, Middle, Ind/Tot CN-06-2 (Buyout) | 12.1 | 0.01% | 12.09
McCrometer | In-Line Flow Meters | No | 1-4344 | Plate, Upper Middle, Ind/Tot CN-06-2 | 4.4 | 0.01% | 4.39
McCrometer | In-Line Flow Meters | No | 1-4346 | End Support, Odometer, CN-06-2 | 4.4 | 0.01% | 4.39
McCrometer | In-Line Flow Meters | No | 1-4349 | Hairspring Regulator 30% Glass Filled Natural Nylon | 4.4 | 0.01% | 4.39
McCrometer | In-Line Flow Meters | No | 1-4350 | Bushing, 2 Worm Gear, CN-06-2 | 3.3 | 0.01% | 3.29
McCrometer | In-Line Flow Meters | No | 1-1101-10-6 | SCR SET 10-32 X 3/8 SOC HD SS | 1.1 | 0.01% | 1.09
McCrometer | In-Line Flow Meters | No | 1-1101-4-8 | SCR SET 4-40 X 1/2 SOC HD SS | 1.1 | 0.01% | 1.09
McCrometer | In-Line Flow Meters | No | 1-1101-8-7 | SCR SET 8-32 X 7/16 SOC HD SS | 1.1 | 0.01% | 1.09
McCrometer | In-Line Flow Meters | No | 1-1103-10-10 | SCR CAP 10-24 X 5/8 SOC HD SS | 1.1 | 0.01% | 1.09
McCrometer | In-Line Flow Meters | No | 1-1103-4-10 | SCR CAP 1/4-20 X 5/8 SOC HD SS | 1.1 | 0.01% | 1.09
McCrometer | In-Line Flow Meters | No | 1-1103-5-11 | SCR CAP 8-12 SOC HD SS | 1.1 | 0.01% | 1.09
McCrometer | In-Line Flow Meters | No | 1-1113-10-4 | SCR 10-32 X 1/4 BH PHIL SS | 1.1 | 0.01% | 1.09
McCrometer | In-Line Flow Meters | No | 1-1113-10-8 | SCR 10-32 X 1/2 BH PHIL SS | 1.1 | 0.01% | 1.09
McCrometer | In-Line Flow Meters | No | 1-1113-3-3 | SCR 3-48 X 3/16 BH PHIL SS | 1.1 | 0.01% | 1.09
McCrometer | In-Line Flow Meters | No | 1-1113-4-12 | SCR 4-40 X 3/4 BH PHIL SS | 1.1 | 0.01% | 1.09
McCrometer | In-Line Flow Meters | No | 1-1113-8-12 | SCR 8-32 X 3/4 BH PHIL SS | 1.1 | 0.01% | 1.09
McCrometer | In-Line Flow Meters | No | 1-1113-8-8 | SCR 8-32 X 1/2 BH PHIL SS | 1.1 | 0.01% | 1.09
McCrometer | In-Line Flow Meters | No | 1-1115-10-13 | SCR 10-32 X 13/16 FIL HD PHIL SS | 1.1 | 0.01% | 1.09
McCrometer | In-Line Flow Meters | No | 1-1115-10-32 | SCR 10-32 X 2 FIL HD PHIL SS | 1.1 | 0.01% | 1.09
McCrometer | In-Line Flow Meters | No | 1-1115-8-8B | SCR 8-32 X 1/2 FIL HD PHIL SS DRILLED | 1.1 | 0.01% | 1.09
McCrometer | In-Line Flow Meters | No | 1-1116-10-8M | SCR 10-32 X 1/2 FLT PHIL SS | 1.1 | 0.01% | 1.09
McCrometer | In-Line Flow Meters | No | 1-1125-15 | Screw, 3/8 NC X 1 1/4", Cast Eye, (#H3037) | 12.1 | 0.01% | 12.09
McCrometer | In-Line Flow Meters | No | 1-1126-6-16 | Screw, 3/8-16 X 1",Meter Head, Tamper Resistant | 11 | 0.01% | 10.99
McCrometer | In-Line Flow Meters | No | 1-1201-4 | Nut, Hex, 4-40 Brass | 1.1 | 0.01% | 1.09
McCrometer | In-Line Flow Meters | No | 1-1202 | Nut, Brass, 1/4-28 NF Sparling | 1.1 | 0.01% | 1.09
McCrometer | In-Line Flow Meters | No | 1-1213-1 | Nut, Hex, 5/8 NC, Heavy Brass | 3.3 | 0.01% | 3.29
McCrometer | In-Line Flow Meters | No | 2-2106-06L | Welding Saddle, 6" ML 150 PSI Service | 463.1 | 0.01% | 463.05
McCrometer | In-Line Flow Meters | No | 2-2106-08 | Welding Saddle, 8" ML 150 PSI Service | 179.3 | 0.01% | 179.28
McCrometer | In-Line Flow Meters | No | 2-2106-10 | Welding Saddle, 10" ML 150 PSI Service | 563.2 | 0.01% | 563.14
McCrometer | In-Line Flow Meters | No | 2-2106-12 | Welding Saddle, 12" 150 PSI ML | 515.9 | 0.01% | 515.84
McCrometer | In-Line Flow Meters | No | 1-1221 | Nut, Hex, 1 1/8 NC, Plated | 7.7 | 0.01% | 7.69
McCrometer | In-Line Flow Meters | No | 1-1235-2 | Nut, Half, 3/8-24, Brass (Sparling #46B, 56B) | 2.2 | 0.01% | 2.19
McCrometer | In-Line Flow Meters | No | 1-1251-4-12 | Screw, 1/4-20 X 3/4" Hex Head Cap, SS | 1.1 | 0.01% | 1.09
McCrometer | In-Line Flow Meters | No | 1-1251-5-18 | Bolt, 5/16-18 X 1-1/4", Hex Head Cap, SS | 1.1 | 0.01% | 1.09
McCrometer | In-Line Flow Meters | No | 1-1251-5-8 | Bolt, 5/16-NC X 1/2", Hex Head Cap, SS | 1.1 | 0.01% | 1.09
McCrometer | In-Line Flow Meters | No | 1-1251-6-24 | Bolt, 3/8-16 X 1.5", Hex Head, Plated Grade 5 | 1.1 | 0.01% | 1.09
McCrometer | In-Line Flow Meters | No | 1-1253-11-19 | Bolt, 5/8-NC X 4.5", Hex Head, Plated Grade 2 | 2.2 | 0.01% | 2.19
McCrometer | In-Line Flow Meters | No | 1-1253-11-22 | Bolt, 5/8-NC X 6", Hex Head, Plated Grade 2 | 3.3 | 0.01% | 3.29
McCrometer | In-Line Flow Meters | No | 1-1253-12-11 | Bolt, 3/4-NC X 2-1/2", Hex Head, Plated Grade 2 | 3.3 | 0.01% | 3.29
McCrometer | In-Line Flow Meters | No | 1-1253-12-21 | Bolt, 3/4-NC X 4-1/2", Hex Head, Plated Grade 2 | 4.4 | 0.01% | 4.39
McCrometer | In-Line Flow Meters | No | 1-1253-12-26 | Bolt, 3/4-10 X 6.0", Hex Head, Plated Grade 2 | 3.3 | 0.01% | 3.29
McCrometer | In-Line Flow Meters | No | 1-1253-13-17 | Bolt, 7/8-9 X 4.0", Hex Head, Plated Grade 2 | 3.3 | 0.01% | 3.29
McCrometer | In-Line Flow Meters | No | 1-1253-14-13 | Bolt, 1-NC X 3", Hex Head, Plated Grade 2 | 5.5 | 0.01% | 5.49
McCrometer | In-Line Flow Meters | No | 1-1253-14-18 | Bolt, 1-1/4- NC X 4-1/2", Hex Head, Plated Grade 2 | 13.2 | 0.01% | 13.19
McCrometer | In-Line Flow Meters | No | 1-1253-14-31 | Bolt, 1-NC X 7-1/2", Hex Head, Plated Grade 2 | 9.9 | 0.01% | 9.89
McCrometer | In-Line Flow Meters | No | 1-1253-14-33 | Bolt, 1-NC X 6", Hex Head, Plated Grade 2 | 9.9 | 0.01% | 9.89
McCrometer | In-Line Flow Meters | No | 1-1253-16-34 | Bolt, 1-1/2 X 8", Hex Head, Plated Grade 2 | 13.2 | 0.01% | 13.19
McCrometer | In-Line Flow Meters | No | 1-1253-17-14 | Bolt, 1-1/8-NC X 3-1/2", Hex Head, Plated Grade 2 | 9.9 | 0.01% | 9.89
McCrometer | In-Line Flow Meters | No | 1-1253-17-15 | Bolt, 1-1/8-NC X 4", Hex Head, Plated Grade 2 | 12.1 | 0.01% | 12.09
McCrometer | In-Line Flow Meters | No | 1-1253-17-20 | Bolt, 1-1/8-NC X 6", Hex Head, Plated Grade 2 | 3.3 | 0.01% | 3.29
McCrometer | In-Line Flow Meters | No | 1-1301-10 | Washer, #10, Screw Mounting Base, Brass | 1.1 | 0.01% | 1.09
McCrometer | In-Line Flow Meters | No | 1-1301-12S | Washer, Flat, 3/8", Brass, | 1.1 | 0.01% | 1.09
McCrometer | In-Line Flow Meters | No | 1-1301-13-1 | Washer, Flat, 1 1/8", Plated | 4.4 | 0.01% | 4.39
McCrometer | In-Line Flow Meters | No | 1-1301-13-2 | Washer, Flat, 1 1/8", Plated (SAE) Small OD | 4.4 | 0.01% | 4.39
McCrometer | In-Line Flow Meters | No | 3-1701-4 | Cable Assy, 4 Lead, TR-15/16 | 55 | 0.01% | 54.99
McCrometer | In-Line Flow Meters | No | 3-2158-47 | Gear Assy, "A" Drive,.156 I.D. 47 Tooth, Sparling Reg. Drive | 67.1 | 0.01% | 67.09
McCrometer | In-Line Flow Meters | No | 3-2392-06 | V-Shaft Assy,6"-12" VF-27,28, 29 & 30(256/1 Tot,CN-06-1 & | 239.8 | 0.01% | 239.77
McCrometer | In-Line Flow Meters | No | 3-2392-10DF | V-Shaft Assy,Down Flow,10" VF- 30/32(30/1 & 300/1 Totalizer) | 247.5 | 0.01% | 247.47
McCrometer | In-Line Flow Meters | No | 3-2402-2 | K Bearing Cartridge Assy,Rev. Brass, New Style, Threaded | 37.4 | 0.01% | 37.39
McCrometer | In-Line Flow Meters | No | 3-2402-B | Bearing Cartridge Assy,Reverse Brass, Old-Style, Slip-on | 60.5 | 0.01% | 60.49
McCrometer | In-Line Flow Meters | No | 3-2425-1-8.625-P | Prop, ML-T1X Rockwell (Rep.) 8 5/8" Dia,w/1" Cutback (Poly) | 254.1 | 0.01% | 254.07
McCrometer | In-Line Flow Meters | No | 1-1301-4 | Washer, Flat, #4", Brass | 1.1 | 0.01% | 1.09
McCrometer | In-Line Flow Meters | No | 1-1301-8-1 | Washer, Flat, 5/8", Plated | 1.1 | 0.01% | 1.09
McCrometer | In-Line Flow Meters | No | 1-1551-2HT | ORNG -028 VITON HIGH TEMP 1.364 id x 0.070 w | 15.4 | 0.01% | 15.39
McCrometer | In-Line Flow Meters | No | 1-1551-33 | ORNG -247 BUNA 4.609 id x 0.139 w | 35.2 | 0.01% | 35.19
McCrometer | In-Line Flow Meters | No | 1-1551-3HT | ORNG -024 VITON HIGH TEMP 1.114 id x 0.070 w | 11 | 0.01% | 10.99
McCrometer | In-Line Flow Meters | No | 1-1551-4 | ORNG -223 BUNA 1.609 id x 0.139 w | 24.2 | 0.01% | 24.19
McCrometer | In-Line Flow Meters | No | 1-1551-51 | ORNG -122 BUNA 1.112 id x 0.103 w | 15.4 | 0.01% | 15.39
McCrometer | In-Line Flow Meters | No | 1-1551-53 | ORNG -040 BUNA 2.864 id x 0.070 w | 12.1 | 0.01% | 12.09
McCrometer | In-Line Flow Meters | No | 1-1551-56 | ORNG -007 VITON 0.145 id x 0.070 w | 8.8 | 0.01% | 8.79
McCrometer | In-Line Flow Meters | No | 1-1552-11 | ORNG -449 BUNA 9.975 id x 0.275 w | 46.2 | 0.01% | 46.19
McCrometer | In-Line Flow Meters | No | 1-1552-15 | ORNG SADL 8" LP-21/22 3/8"W . | 14.3 | 0.01% | 14.29
McCrometer | In-Line Flow Meters | No | 1-1552-17 | ORNG SADL 10" LP-21/22 3/8"W . | 16.5 | 0.01% | 16.49
McCrometer | In-Line Flow Meters | No | 1-1552-19 | ORNG SADL 12" LP-21/22 3/8"W . | 16.5 | 0.01% | 16.49
McCrometer | In-Line Flow Meters | No | 1-1552-21 | ORNG -454 BUNA 12.475 id x 0.275 w | 18.7 | 0.01% | 18.69
McCrometer | In-Line Flow Meters | No | 1-1552-22 | ORNG -456 BUNA 13.475 id x 0.275 w | 26.4 | 0.01% | 26.39
McCrometer | In-Line Flow Meters | No | 1-1554-3 | ORNG SADL 6" LP-51 3/8"W . | 14.3 | 0.01% | 14.29
McCrometer | In-Line Flow Meters | No | 1-1555-2 | Gasket, 2" Rubber Drop-In TM-01 Companion Flange | 9.9 | 0.01% | 9.89
McCrometer | In-Line Flow Meters | No | 1-1557-04 | Gasket,4" Flange Ring (4" VF-31/32) | 18.7 | 0.01% | 18.69
McCrometer | In-Line Flow Meters | No | 1-1557-12 | Gasket, 12" Flange Ring (12" VF-31/32) | 26.4 | 0.01% | 26.39
McCrometer | In-Line Flow Meters | No | 1-1557-18 | Gasket,18" Flange Ring (18" VF-31/32) Flange | 75.9 | 0.01% | 75.89
McCrometer | In-Line Flow Meters | No | 1-1557-24 | Gasket, Meter Head 24" (42"-72" ML) Flange Ring | 93.5 | 0.01% | 93.49
McCrometer | In-Line Flow Meters | No | 1-1558-2-20 | Gasket, Saddle, 10 - 20" LP-19 | 117.7 | 0.01% | 117.68
McCrometer | In-Line Flow Meters | No | 1-1701-4-25 | Remote Cable, 25 ft. | 184.8 | 0.01% | 184.78
McCrometer | In-Line Flow Meters | No | 1-1701-4-50 | Remote Cable, 50 ft. | 281.6 | 0.01% | 281.57
McCrometer | In-Line Flow Meters | No | 1-1704-4-1-06 | Output Cable, 01 Flowcom 6 ft. | 45.1 | 0.01% | 45.09
McCrometer | In-Line Flow Meters | No | 1-1704-4-2-06 | Output Cable, 02 Flowcom 6 ft. | 45.1 | 0.01% | 45.09
McCrometer | In-Line Flow Meters | No | 1-1704-5-06 | Output Cable, 03 Flowcom 6 ft. | 45.1 | 0.01% | 45.09
McCrometer | In-Line Flow Meters | No | 3-4322 | OS Drive Worm&Worm Shaft Assy CN-06-2, Molded Together | 13.2 | 0.01% | 13.19
McCrometer | In-Line Flow Meters | No | 3-4363 | OS Drive Gear 1st Worm & Drive Shaft Assembly, CN-06-2 | 33 | 0.01% | 32.99
McCrometer | In-Line Flow Meters | No | 4-2426-P-1 | OS Cart. 2-54" POLY Cer. Brg | 121 | 0.01% | 120.98
McCrometer | In-Line Flow Meters | No | 5-2425-10.0-PT | Prop. Assy, 10" Dia. (Poly) (12" ML, 14" LP), Threaded | 342.1 | 0.01% | 342.06
McCrometer | In-Line Flow Meters | No | 5-2425-11.0-PT | Prop. Assy, 11" Dia. (Poly) (14" ML, 16" LP), Threaded | 734.8 | 0.01% | 734.72
McCrometer | In-Line Flow Meters | No | 5-2425-1-11.0-PS | Prop. Assy. Rockwell Rep(Poly) 11"Dia, w/1" Cutback, Slip-On | 244.2 | 0.01% | 244.17
McCrometer | In-Line Flow Meters | No | 5-2425-12.0-PT | Prop. Assy, 12" Dia. (Poly) (16" ML, 18" LP), Threaded | 734.8 | 0.01% | 734.72
McCrometer | In-Line Flow Meters | No | 5-2425-14.0-PT | Prop. Assy, 14" Dia. (Poly) (18"-54" ML, 20" LP), Threaded | 405.9 | 0.01% | 405.85
McCrometer | In-Line Flow Meters | No | 5-2425-2.875-PT | Prop. Assy, 2 7/8" Dia. (Poly) (2" & 3" ML), Threaded | 298.1 | 0.01% | 298.07
McCrometer | In-Line Flow Meters | No | 1-1802-31-K | Compound, Potting, Dialectric | 220 | 0.01% | 219.97
McCrometer | In-Line Flow Meters | No | 1-1804-2-16 | Oil, Gearbox (16 oz.) | 19.8 | 0.01% | 19.79
McCrometer | In-Line Flow Meters | No | 1-2310-4 | Dial, Totalizer, 10000 Gallon | 22 | 0.01% | 21.99
McCrometer | In-Line Flow Meters | No | 1-2490 | Arm,Non-Reversing,CN-01,06-2 & TR-21 | 12.1 | 0.01% | 12.09
McCrometer | In-Line Flow Meters | No | 1-3009-11 | Label, Totalizer, .1 Acre Feet | 11 | 0.01% | 10.99
McCrometer | In-Line Flow Meters | No | 1-3009-12 | Label, Totalizer, Barrels | 11 | 0.01% | 10.99
McCrometer | In-Line Flow Meters | No | 1-3009-13 | Label, Totalizer, 10 Barrels | 11 | 0.01% | 10.99
McCrometer | In-Line Flow Meters | No | 1-3009-15 | Label, Totalizer, .1 Cubic Meters | 11 | 0.01% | 10.99
McCrometer | In-Line Flow Meters | No | 1-3009-21 | Label, Totalizer, .001 Mega Liters | 11 | 0.01% | 10.99
McCrometer | In-Line Flow Meters | No | 1-3009-21-1 | Label, Totalizer, .001 Mega Litre | 11 | 0.01% | 10.99
McCrometer | In-Line Flow Meters | No | 1-3009-22 | Label, Totalizer, .01 Mega Liters | 11 | 0.01% | 10.99
McCrometer | In-Line Flow Meters | No | 1-3009-24 | Label, Totalizer, Cubic Meters | 11 | 0.01% | 10.99
McCrometer | In-Line Flow Meters | No | 1-3009-25 | Label, Totalizer, Imperial Gallons | 11 | 0.01% | 10.99
McCrometer | In-Line Flow Meters | No | 1-3009-27 | Label, Totalizer, Cubic Feet | 11 | 0.01% | 10.99
McCrometer | In-Line Flow Meters | No | 1-3009-28 | Label, Totalizer, Miners Inch Hours | 11 | 0.01% | 10.99
McCrometer | In-Line Flow Meters | No | 1-3009-3 | Label, Totalizer, 10,000 Gallons | 11 | 0.01% | 10.99
McCrometer | In-Line Flow Meters | No | 1-3009-31 | Label, Totalizer, .01 Acre Inches | 11 | 0.01% | 10.99
McCrometer | In-Line Flow Meters | No | 1-3009-32 | Label, Totalizer, .001 Acre Inches | 11 | 0.01% | 10.99
McCrometer | In-Line Flow Meters | No | 1-3009-37 | Label, Totalizer, 100 Imperial Gallons | 11 | 0.01% | 10.99
McCrometer | In-Line Flow Meters | No | 1-3009-38 | Label, Totalizer, 1000 Imperial Gallons | 11 | 0.01% | 10.99
McCrometer | In-Line Flow Meters | No | 1-3009-39 | Label, Totalizer, 10,000 Imperial Gallons | 11 | 0.01% | 10.99
McCrometer | In-Line Flow Meters | No | 1-3009-45 | Label, Totalizer, Liters | 11 | 0.01% | 10.99
McCrometer | In-Line Flow Meters | No | 1-3009-46 | Label, Totalizer, 1000 Liters | 11 | 0.01% | 10.99
McCrometer | In-Line Flow Meters | No | 1-3009-5 | Label, Totalizer, 10 Cubic Feet | 11 | 0.01% | 10.99
McCrometer | In-Line Flow Meters | No | 1-4013-65 | Dial Face, 0-1 MGD Ind / 1000 Gallon Tot | 27.5 | 0.01% | 27.49
McCrometer | In-Line Flow Meters | No | 1-4013-66 | Dial Face, 0-2 MGD Ind / 1000 Gallon Tot | 27.5 | 0.01% | 27.49
McCrometer | In-Line Flow Meters | No | 1-4013-83 | Dial Face, 0-150 LPS Ind / 10 Cubic Meters Tot | 27.5 | 0.01% | 27.49
McCrometer | In-Line Flow Meters | No | 5-2425-3.75-PT | Prop. Assy, 3 3/4" Dia. (Poly) Threaded, (4" ML Meters) | 298.1 | 0.01% | 298.07
McCrometer | In-Line Flow Meters | No | 5-2425-5.25-PT | Prop. Assy, 5 1/4" Dia. (Poly) (6" ML, 8" LP) Threaded | 306.9 | 0.01% | 306.86
McCrometer | In-Line Flow Meters | No | 5-2425-7.0-PT | Prop. Assy, 7" Dia. (Poly) (8" ML, 10" LP), Threaded | 322.3 | 0.01% | 322.26
McCrometer | In-Line Flow Meters | No | 5-2425-8.625-PT | Prop. Assy, 8 5/8" Dia. (Poly) (10" ML, 12" LP), Threaded | 333.3 | 0.01% | 333.26
McCrometer | In-Line Flow Meters | No | 5-4139-6 | Pulse Card Assembly,TR-01-1 & TR-06-1, RAD P/N 10-50327 | 183.7 | 0.01% | 183.68
McCrometer | In-Line Flow Meters | No | 5-4140-5 | Pulse Rate / MA Card Assembly TR-15 & TR-16 | 343.2 | 0.01% | 343.16
McCrometer | In-Line Flow Meters | No | 5-4140-600 | Pulse Rate / MA Card Assembly TR-15/16, 600 PPM, .22K Cap | 346.5 | 0.01% | 346.46
McCrometer | In-Line Flow Meters | No | 5-4260 | Tot Sub-Assy 256/1W/Dial & Hnd | 170.5 | 0.01% | 170.48
McCrometer | In-Line Flow Meters | No | 5-CN06-2-R | Indicator-Totalizer Mechanism W/Dial & Tot. Gears (replcemt) | 572 | 0.01% | 571.94
McCrometer | In-Line Flow Meters | No | 1-4013-85 | Dial Face, 0-1.5 MGD Ind / 1000 Gallon Tot | 27.5 | 0.01% | 27.49
McCrometer | In-Line Flow Meters | No | 1-92038-10 | Gasket, Flat, 10" - 16" (McCrometer Bolt-In MeterHead) | 46.2 | 0.01% | 46.19
McCrometer | In-Line Flow Meters | No | 1-93030 | Label, Badger Logo, Totalizer | 2.2 | 0.01% | 2.19
McCrometer | In-Line Flow Meters | No | 1-93031 | Label, Badger Logo, Ind-Tot. | 2.2 | 0.01% | 2.19
McCrometer | In-Line Flow Meters | No | 1-94024-06 | Gasket, Muesco Meter Head, 6" | 63.8 | 0.01% | 63.79
McCrometer | In-Line Flow Meters | No | 19499-00 | APPLICATOR GUN, 200mL DUAL CARTRIDGE | 110 | 0.01% | 109.98
McCrometer | In-Line Flow Meters | No | 2-1601-2 | Magnet, 2-54" Main Line Drive Clear Sprayed | 30.8 | 0.01% | 30.79
McCrometer | In-Line Flow Meters | No | 2-2101-14 | Meter Head, 150#, 14-20 ML MACHINED AND COATED | 480.7 | 0.01% | 480.65
McCrometer | In-Line Flow Meters | No | 2-2103 | Meter Head,150 PSI,6-20 VF-29 VF-30 | 357.5 | 0.01% | 357.46
McCrometer | In-Line Flow Meters | No | 2-2107-04 | Welding Saddle, 4" ML 300 PSI 300 PSI Service | 352 | 0.01% | 351.96
McCrometer | In-Line Flow Meters | No | 2-2107-06 | Welding Saddle, 6" ML 300 PSI 300 PSI Service | 374 | 0.01% | 373.96
McCrometer | In-Line Flow Meters | No | 2-2107-08 | Welding Saddle, 8" ML 300 PSI 300 PSI Service | 429 | 0.01% | 428.95
McCrometer | In-Line Flow Meters | No | 2-2107-10 | Welding Saddle, 10" ML 300 PSI 300 PSI Service | 539 | 0.01% | 538.94
McCrometer | In-Line Flow Meters | No | 2-2107-12 | Welding Saddle, 12" ML 300 PSI 300 PSI Service | 561 | 0.01% | 560.94
McCrometer | In-Line Flow Meters | No | 2-2114-03 | Dummy Cover Plate, ML, 3"-8" | 211.2 | 0.01% | 211.17
McCrometer | In-Line Flow Meters | No | 2-2114-10 | Dummy Cover Plate, ML, 10"&12" | 624.8 | 0.01% | 624.73
McCrometer | In-Line Flow Meters | No | 2-2114-14 | Dummy Cover Plate, 14"-20" ML | 814 | 0.01% | 813.91
McCrometer | In-Line Flow Meters | No | 2-2114-14-2 | Dummy Cover Plate, 14"-20" ML W/ 2",S304 NPT CPLG | 1031.8 | 0.01% | 1031.69
McCrometer | In-Line Flow Meters | No | 2-2114-24-1 | Dummy Cover Plt,24"-36"w/2"CPL | 1694 | 0.01% | 1693.83
McCrometer | In-Line Flow Meters | No | 7-TR15-S | Trans Base Sub-Assy mA No Pulse Rate Cable | 1114.3 | 0.01% | 1114.18
McCrometer | In-Line Flow Meters | No | 2-2209 | Driven Clevis, CN-02 | 79.2 | 0.01% | 79.19
McCrometer | In-Line Flow Meters | No | 2-2212 | Clevis,Drive CN-01/CN-02 | 49.5 | 0.01% | 49.49
McCrometer | In-Line Flow Meters | No | 2-2223 | Clevis, Drive, SS V-Shaft | 73.7 | 0.01% | 73.69
McCrometer | In-Line Flow Meters | No | 2-2305 | Vertical Shaft Upper Support Plate, VF-29/30 | 38.5 | 0.01% | 38.49
McCrometer | In-Line Flow Meters | No | 2-2310-2-B | Tot Dial 100 Gallon | 27.5 | 0.01% | 27.49
McCrometer | In-Line Flow Meters | No | 2-2310-3-B | Dial, Totalizer, 1000 Gallon | 27.5 | 0.01% | 27.49
McCrometer | In-Line Flow Meters | No | 2-2310-4-B | Tot Dial 10000 Gallon | 27.5 | 0.01% | 27.49
McCrometer | In-Line Flow Meters | No | 2-2352 | K Hub, Vertical Shaft Collar | 33 | 0.01% | 32.99
McCrometer | In-Line Flow Meters | No | 2-2426-P-1 | K Cartridge,Ceramic B. (POLY) 2"-54" (Machine Molded) | 106.7 | 0.01% | 106.68
McCrometer | In-Line Flow Meters | No | 2-2426-P-D | K Cartridge,Ceramic B. (POLY) 2"-54" (Machine Molded)DIGITAL | 82.5 | 0.01% | 82.49
McCrometer | In-Line Flow Meters | No | 2-2444 | Bracket, Upper Wall Mounting | 57.2 | 0.01% | 57.19
McCrometer | In-Line Flow Meters | No | 2-2445 | Bracket, Lower Mounting, OF-11 | 80.3 | 0.01% | 80.29
McCrometer | In-Line Flow Meters | No | 2-2446 | Upper Clamp | 44 | 0.01% | 43.99
McCrometer | In-Line Flow Meters | No | 2-2447 | Lower Clamp | 44 | 0.01% | 43.99
McCrometer | In-Line Flow Meters | No | 2-2520-04 | K V-Shaft,(Std. CN-06-1 & Std. Transmitters),2" ML & 4" ML/LP | 38.5 | 0.01% | 38.49
McCrometer | In-Line Flow Meters | No | 2-2520-06 | K V-Shaft,(Std. CN-06-1 & Std. Transmitters), 6" ML & 8" LP | 46.2 | 0.01% | 46.19
McCrometer | In-Line Flow Meters | No | 2-2520-06LP | K V-Shaft,(Std. CN-06-1 & Std. Transmitters), 6" LP | 52.8 | 0.01% | 52.79
McCrometer | In-Line Flow Meters | No | 2-2520-08 | K V-Shaft,(Std. CN-06-1 & Std. Transmitters), 8" ML & 10" LP | 63.8 | 0.01% | 63.79
McCrometer | In-Line Flow Meters | No | 2-2520-10 | K V-Shaft,(Std. CN-06-1 & Std. Transmitters), 10" ML & 12" LP | 66 | 0.01% | 65.99
McCrometer | In-Line Flow Meters | No | 2-2520-12 | K V-Shaft,(Std. CN-06-1 & Std. Transmitters), 12" ML & 14" LP | 77 | 0.01% | 76.99
McCrometer | In-Line Flow Meters | No | 2-2520-16 | V-Shaft, (Std. CN-06-1 & Std. Transmitters), 16" ML & 18" LP | 105.6 | 0.01% | 105.58
McCrometer | In-Line Flow Meters | No | 2-2520-20 | V-Shaft, (Std. CN-06-1 & Std. Transmitters), 20" ML | 135.3 | 0.01% | 135.28
McCrometer | In-Line Flow Meters | No | 2-4141-1 | K-Base Transmitter Plastic TR-01-1 06-1,15 & 16 | 67.1 | 0.01% | 67.09
McCrometer | In-Line Flow Meters | No | 2-4152 | K Clevis, Transmitter Drive (Brass)W/ Set Screw | 19.8 | 0.01% | 19.79
McCrometer | In-Line Flow Meters | No | 2-4157 | Non-Reversing Drive Clevis | 51.7 | 0.01% | 51.69
McCrometer | In-Line Flow Meters | No | 2-4187 | Meter Head, FH-03/FH-04 | 495 | 0.01% | 494.95
McCrometer | In-Line Flow Meters | No | 2-4355 | K-Idler Gear Shaft, CN-06-2 | 11 | 0.01% | 10.99
McCrometer | In-Line Flow Meters | No | 2-4364 | K Gear,Idler,18 Tooth,CN-06-2 (Machine) | 14.3 | 0.01% | 14.29
McCrometer | In-Line Flow Meters | No | 2-4367 | Plug, Seal Wire, IND Bonnet | 5.5 | 0.01% | 5.49
McCrometer | In-Line Flow Meters | No | 7-4260 | Tot Assy 256/1 | 309.1 | 0.01% | 309.06
McCrometer | In-Line Flow Meters | No | 3-4045-19- | Change Gear Assy, 19- | 61.6 | 0.01% | 61.59
McCrometer | In-Line Flow Meters | No | 3-4045-19+ | Change Gear Assy, 19+ | 61.6 | 0.01% | 61.59
McCrometer | In-Line Flow Meters | No | 3-4045-19C | Change Gear Assy, 19C | 61.6 | 0.01% | 61.59
McCrometer | In-Line Flow Meters | No | 3-4045-19FF | Change Gear Assy, 19FF | 59.4 | 0.01% | 59.39
McCrometer | In-Line Flow Meters | No | 3-4045-20- | Change Gear Assy, 20- | 61.6 | 0.01% | 61.59
McCrometer | In-Line Flow Meters | No | 3-4045-20C | Change Gear Assy, 20C | 61.6 | 0.01% | 61.59
McCrometer | In-Line Flow Meters | No | 3-4045-20M | Change Gear Assy, 20M | 61.6 | 0.01% | 61.59
McCrometer | In-Line Flow Meters | No | 3-4045-20S | Change Gear Assy, 20S | 61.6 | 0.01% | 61.59
McCrometer | In-Line Flow Meters | No | 3-4045-21- | Change Gear Assy, 21- | 59.4 | 0.01% | 59.39
McCrometer | In-Line Flow Meters | No | 3-4045-21C | Change Gear Assy, 21C | 59.4 | 0.01% | 59.39
McCrometer | In-Line Flow Meters | No | 3-4045-21M | Change Gear Assy, 21M | 59.4 | 0.01% | 59.39
McCrometer | In-Line Flow Meters | No | 3-4045-21N | Change Gear Assy, 21N | 61.6 | 0.01% | 61.59
McCrometer | In-Line Flow Meters | No | 3-4045-21S | Change Gear Assy, 21S | 59.4 | 0.01% | 59.39
McCrometer | In-Line Flow Meters | No | 3-4045-21S+ | Change Gear Assy, 21S+ | 59.4 | 0.01% | 59.39
McCrometer | In-Line Flow Meters | No | 3-4045-22 | Change Gear Assy, 22 | 59.4 | 0.01% | 59.39
McCrometer | In-Line Flow Meters | No | 3-4045-22- | Change Gear Assy, 22- | 59.4 | 0.01% | 59.39
McCrometer | In-Line Flow Meters | No | 3-4045-22C | Change Gear Assy, 22C | 61.6 | 0.01% | 61.59
McCrometer | In-Line Flow Meters | No | 3-4045-22S | Change Gear Assy, 22S | 61.6 | 0.01% | 61.59
McCrometer | In-Line Flow Meters | No | 3-4045-22S+ | Change Gear Assy, 22S+ | 59.4 | 0.01% | 59.39
McCrometer | In-Line Flow Meters | No | 3-4045-22W | Change Gear Assy, 22W | 61.6 | 0.01% | 61.59
McCrometer | In-Line Flow Meters | No | 3-4045-23 | Change Gear Assy, 23 | 61.6 | 0.01% | 61.59
McCrometer | In-Line Flow Meters | No | 3-4045-23L | Change Gear Assy, 23L | 59.4 | 0.01% | 59.39
McCrometer | In-Line Flow Meters | No | 3-4045-23M | Change Gear Assy, 23M | 61.6 | 0.01% | 61.59
McCrometer | In-Line Flow Meters | No | 3-4045-24D | Change Gear Assy, 24D | 59.4 | 0.01% | 59.39
McCrometer | In-Line Flow Meters | No | 3-4045-24L | Change Gear Assy, 24L | 59.4 | 0.01% | 59.39
McCrometer | In-Line Flow Meters | No | 3-4045-24L- | Change Gear Assy, 24L- | 61.6 | 0.01% | 61.59
McCrometer | In-Line Flow Meters | No | 3-4045-24L+ | Change Gear Assy, 24L+ | 61.6 | 0.01% | 61.59
McCrometer | In-Line Flow Meters | No | 3-4045-24M | Change Gear Assy, 24M | 59.4 | 0.01% | 59.39
McCrometer | In-Line Flow Meters | No | 3-4045-24W | Change Gear Assy, 24W | 59.4 | 0.01% | 59.39
McCrometer | In-Line Flow Meters | No | 3-4045-25 | Change Gear Assy, 25 | 59.4 | 0.01% | 59.39
McCrometer | In-Line Flow Meters | No | MIM051-K | 1/2" Captive Nut kit W/Bearing | 58.3 | 0.01% | 58.29
McCrometer | In-Line Flow Meters | No | MIM062-K | 3/8" Captive Nut kiT W/Bearing | 38.5 | 0.01% | 38.49
McCrometer | In-Line Flow Meters | No | 3-4045-25D | Change Gear Assy, 25D | 61.6 | 0.01% | 61.59
McCrometer | In-Line Flow Meters | No | 3-4045-25LL | Change Gear Assy, 25LL | 61.6 | 0.01% | 61.59
McCrometer | In-Line Flow Meters | No | 3-4045-25RR | Change Gear Assy, 25RR | 59.4 | 0.01% | 59.39
McCrometer | In-Line Flow Meters | No | 3-4045-25W | Change Gear Assy, 25W | 61.6 | 0.01% | 61.59
McCrometer | In-Line Flow Meters | No | 3-4045-26D | Change Gear Assy, 26D | 59.4 | 0.01% | 59.39
McCrometer | In-Line Flow Meters | No | 3-4045-26D+ | Change Gear Assy, 26D+ | 59.4 | 0.01% | 59.39
McCrometer | In-Line Flow Meters | No | 3-4045-26G | Change Gear Assy, 26G | 61.6 | 0.01% | 61.59
McCrometer | In-Line Flow Meters | No | 3-4045-26LL | Change Gear Assy, 26LL | 59.4 | 0.01% | 59.39
McCrometer | In-Line Flow Meters | No | 3-4045-26N | Change Gear Assy, 26N | 59.4 | 0.01% | 59.39
McCrometer | In-Line Flow Meters | No | 3-4045-26W | Change Gear Assy, 26W | 59.4 | 0.01% | 59.39
McCrometer | In-Line Flow Meters | No | 3-4045-27D | Change Gear Assy, 27D | 59.4 | 0.01% | 59.39
McCrometer | In-Line Flow Meters | No | 3-4045-27G | Change Gear Assy, 27G | 61.6 | 0.01% | 61.59
McCrometer | In-Line Flow Meters | No | 3-4045-27G+ | Change Gear Assy, 27G+ | 59.4 | 0.01% | 59.39
McCrometer | In-Line Flow Meters | No | 3-4045-27L | Change Gear Assy, 27L | 59.4 | 0.01% | 59.39
McCrometer | In-Line Flow Meters | No | 3-4045-27N | Change Gear Assy, 27N | 59.4 | 0.01% | 59.39
McCrometer | In-Line Flow Meters | No | 3-4045-27Q | Change Gear Assy, 27Q | 59.4 | 0.01% | 59.39
McCrometer | In-Line Flow Meters | No | 3-4045-27W | Change Gear Assy, 27W | 61.6 | 0.01% | 61.59
McCrometer | In-Line Flow Meters | No | 3-4045-28 | Change Gear Assy, 28 | 59.4 | 0.01% | 59.39
McCrometer | In-Line Flow Meters | No | 3-4045-28G | Change Gear Assy, 28G | 59.4 | 0.01% | 59.39
McCrometer | In-Line Flow Meters | No | 3-4045-28H | Change Gear Assy, 28H | 59.4 | 0.01% | 59.39
McCrometer | In-Line Flow Meters | No | 3-4045-28N | Change Gear Assy, 28N | 59.4 | 0.01% | 59.39
McCrometer | In-Line Flow Meters | No | 3-4045-28Q | Change Gear Assy, 28Q | 59.4 | 0.01% | 59.39
McCrometer | In-Line Flow Meters | No | 3-4045-28R | Change Gear Assy, 28R | 59.4 | 0.01% | 59.39
McCrometer | In-Line Flow Meters | No | 3-4045-29 | Change Gear Assy, 29 | 59.4 | 0.01% | 59.39
McCrometer | In-Line Flow Meters | No | 3-4045-29G | Change Gear Assy, 29G | 59.4 | 0.01% | 59.39
McCrometer | In-Line Flow Meters | No | 3-4045-29P | Change Gear Assy, 29P | 59.4 | 0.01% | 59.39
McCrometer | In-Line Flow Meters | No | 3-4045-29Q | Change Gear Assy, 29Q | 59.4 | 0.01% | 59.39
McCrometer | In-Line Flow Meters | No | 3-4045-29V | Change Gear Assy, 29V | 59.4 | 0.01% | 59.39
McCrometer | In-Line Flow Meters | No | 3-4045-30G | Change Gear Assy, 30G | 59.4 | 0.01% | 59.39
McCrometer | In-Line Flow Meters | No | 3-4045-30H | Change Gear Assembly, 30H | 59.4 | 0.01% | 59.39
McCrometer | In-Line Flow Meters | No | 3-4045-30Q | Change Gear Assembly, 30Q | 59.4 | 0.01% | 59.39
McCrometer | In-Line Flow Meters | No | 3-4045-30R | Change Gear Assembly, 30R | 59.4 | 0.01% | 59.39
McCrometer | In-Line Flow Meters | No | 3-4045-30V | Change Gear Assembly, 30V | 59.4 | 0.01% | 59.39
McCrometer | In-Line Flow Meters | No | 3-4045-30Y | Change Gear Assembly, 30Y | 59.4 | 0.01% | 59.39
McCrometer | In-Line Flow Meters | No | 3-4045-31A | Change Gear Assembly, 31A | 61.6 | 0.01% | 61.59
McCrometer | In-Line Flow Meters | No | 3-4045-31A+ | Change Gear Assembly, 31A+ | 59.4 | 0.01% | 59.39
McCrometer | In-Line Flow Meters | No | 3-4045-31H+ | Change Gear Assembly, 31H+ | 59.4 | 0.01% | 59.39
McCrometer | In-Line Flow Meters | No | 3-4045-31Q | Change Gear Assembly, 31Q | 59.4 | 0.01% | 59.39
McCrometer | In-Line Flow Meters | No | 3-4045-31Y | Change Gear Assembly, 31Y | 59.4 | 0.01% | 59.39
McCrometer | In-Line Flow Meters | No | 3-4045-32A | Change Gear Assembly, 32A | 59.4 | 0.01% | 59.39
McCrometer | In-Line Flow Meters | No | 3-4045-32H | Change Gear Assembly, 32H | 59.4 | 0.01% | 59.39
McCrometer | In-Line Flow Meters | No | 3-4045-32P | Change Gear Assembly, 32P | 59.4 | 0.01% | 59.39
McCrometer | In-Line Flow Meters | No | 3-4045-32R | Change Gear Assembly, 32R | 59.4 | 0.01% | 59.39
McCrometer | In-Line Flow Meters | No | 3-4045-32T | Change Gear Assembly, 32T | 61.6 | 0.01% | 61.59
McCrometer | In-Line Flow Meters | No | 3-4045-33A | Change Gear Assembly, 33A | 59.4 | 0.01% | 59.39
McCrometer | In-Line Flow Meters | No | 3-4045-33FF | Change Gear Assembly, 33FF | 59.4 | 0.01% | 59.39
McCrometer | In-Line Flow Meters | No | 3-4045-33J | Change Gear Assembly, 33J | 61.6 | 0.01% | 61.59
McCrometer | In-Line Flow Meters | No | 3-4045-33LL | Change Gear Assembly, 33LL | 61.6 | 0.01% | 61.59
McCrometer | In-Line Flow Meters | No | 3-4045-33R | Change Gear Assembly, 33R | 61.6 | 0.01% | 61.59
McCrometer | In-Line Flow Meters | No | 3-4045-33T | Change Gear Assembly, 33T | 61.6 | 0.01% | 61.59
McCrometer | In-Line Flow Meters | No | 3-4045-34 | Change Gear Assembly, 34 | 59.4 | 0.01% | 59.39
McCrometer | In-Line Flow Meters | No | 3-4045-34A | Change Gear Assembly, 34A | 61.6 | 0.01% | 61.59
McCrometer | In-Line Flow Meters | No | 3-4045-34A+ | Change Gear Assembly, 34A+ | 59.4 | 0.01% | 59.39
McCrometer | In-Line Flow Meters | No | 3-4045-34B | Change Gear Assembly, 34B | 61.6 | 0.01% | 61.59
McCrometer | In-Line Flow Meters | No | 3-4045-34FF | Change Gear Assembly, 34FF | 59.4 | 0.01% | 59.39
McCrometer | In-Line Flow Meters | No | 3-4045-34J | Change Gear Assembly, 34J | 59.4 | 0.01% | 59.39
McCrometer | In-Line Flow Meters | No | 3-4045-34P | Change Gear Assembly, 34P | 61.6 | 0.01% | 61.59
McCrometer | In-Line Flow Meters | No | 3-4045-34R | Change Gear Assembly, 34R | 59.4 | 0.01% | 59.39
McCrometer | In-Line Flow Meters | No | 3-4045-34R+ | Change Gear Assembly, 34R+ | 59.4 | 0.01% | 59.39
McCrometer | In-Line Flow Meters | No | 3-4045-35 | Change Gear Assembly, 35 | 61.6 | 0.01% | 61.59
McCrometer | In-Line Flow Meters | No | 3-4045-35A | Change Gear Assembly, 35A | 59.4 | 0.01% | 59.39
McCrometer | In-Line Flow Meters | No | 3-4045-35J | Change Gear Assembly, 35J | 59.4 | 0.01% | 59.39
McCrometer | In-Line Flow Meters | No | 3-4045-35LL | Change Gear Assembly, 35LL | 59.4 | 0.01% | 59.39
McCrometer | In-Line Flow Meters | No | 3-4045-35P | Change Gear Assembly, 35P | 59.4 | 0.01% | 59.39
McCrometer | In-Line Flow Meters | No | 3-4045-35T | Change Gear Assembly, 35T | 59.4 | 0.01% | 59.39
McCrometer | In-Line Flow Meters | No | 3-4045-35V | Change Gear Assembly, 35V | 59.4 | 0.01% | 59.39
McCrometer | In-Line Flow Meters | No | 3-4045-36B | Change Gear Assembly, 36B | 61.6 | 0.01% | 61.59
McCrometer | In-Line Flow Meters | No | 3-4045-36J | Change Gear Assembly, 36J | 59.4 | 0.01% | 59.39
McCrometer | In-Line Flow Meters | No | 3-4045-36JJ | Change Gear Assembly, 36JJ | 59.4 | 0.01% | 59.39
McCrometer | In-Line Flow Meters | No | 3-4045-36L | Change Gear Assembly, 36L | 59.4 | 0.01% | 59.39
McCrometer | In-Line Flow Meters | No | 3-4045-36LL | Change Gear Assembly, 36LL | 59.4 | 0.01% | 59.39
McCrometer | In-Line Flow Meters | No | 3-4045-36T | Change Gear Assembly, 36T | 59.4 | 0.01% | 59.39
McCrometer | In-Line Flow Meters | No | 3-4045-36V | Change Gear Assembly, 36V | 59.4 | 0.01% | 59.39
McCrometer | In-Line Flow Meters | No | 3-4045-36X | Change Gear Assembly, 36X | 59.4 | 0.01% | 59.39
McCrometer | In-Line Flow Meters | No | 3-4045-37FF | Change Gear Assembly, 37FF | 59.4 | 0.01% | 59.39
McCrometer | In-Line Flow Meters | No | 3-4045-37L | Change Gear Assembly, 37L | 59.4 | 0.01% | 59.39
McCrometer | In-Line Flow Meters | No | 3-4045-37LL | Change Gear Assembly, 37LL | 61.6 | 0.01% | 61.59
McCrometer | In-Line Flow Meters | No | 3-4045-37RR | Change Gear Assembly, 37RR | 59.4 | 0.01% | 59.39
McCrometer | In-Line Flow Meters | No | 3-4045-37T | Change Gear Assembly, 37T | 59.4 | 0.01% | 59.39
McCrometer | In-Line Flow Meters | No | 3-4045-37V | Change Gear Assembly, 37V | 59.4 | 0.01% | 59.39
McCrometer | In-Line Flow Meters | No | 3-4045-37X | Change Gear Assembly, 37X | 59.4 | 0.01% | 59.39
McCrometer | In-Line Flow Meters | No | 3-4045-37Y | Change Gear Assembly, 37Y | 59.4 | 0.01% | 59.39
McCrometer | In-Line Flow Meters | No | 3-4045-38 | Change Gear Assembly, 38 | 59.4 | 0.01% | 59.39
McCrometer | In-Line Flow Meters | No | 3-4045-38J | Change Gear Assembly, 38J | 61.6 | 0.01% | 61.59
McCrometer | In-Line Flow Meters | No | 3-4045-38JJ | Change Gear Assembly, 38JJ | 59.4 | 0.01% | 59.39
McCrometer | In-Line Flow Meters | No | 3-4045-38R | Change Gear Assembly, 38R | 59.4 | 0.01% | 59.39
McCrometer | In-Line Flow Meters | No | 3-4045-38RR | Change Gear Assembly, 38RR | 59.4 | 0.01% | 59.39
McCrometer | In-Line Flow Meters | No | 3-4045-38X | Change Gear Assembly, 38X | 59.4 | 0.01% | 59.39
McCrometer | In-Line Flow Meters | No | 3-4045-38Y | Change Gear Assembly, 38Y | 59.4 | 0.01% | 59.39
McCrometer | In-Line Flow Meters | No | 3-4045-39 | Change Gear Assembly, 39 | 59.4 | 0.01% | 59.39
McCrometer | In-Line Flow Meters | No | 3-4045-39- | Change Gear Assembly, 39- | 59.4 | 0.01% | 59.39
McCrometer | In-Line Flow Meters | No | 3-4045-39E | Change Gear Assembly, 39E | 59.4 | 0.01% | 59.39
McCrometer | In-Line Flow Meters | No | 3-4045-39FF | Change Gear Assembly, 39FF | 59.4 | 0.01% | 59.39
McCrometer | In-Line Flow Meters | No | 3-4045-39J | Change Gear Assembly, 39J | 59.4 | 0.01% | 59.39
McCrometer | In-Line Flow Meters | No | 3-4045-39LL | Change Gear Assembly, 39LL | 59.4 | 0.01% | 59.39
McCrometer | In-Line Flow Meters | No | 3-4045-39T | Change Gear Assembly, 39T | 59.4 | 0.01% | 59.39
McCrometer | In-Line Flow Meters | No | 3-4045-39U | Change Gear Assembly, 39U | 59.4 | 0.01% | 59.39
McCrometer | In-Line Flow Meters | No | 3-4045-39Y | Change Gear Assembly, 39Y | 59.4 | 0.01% | 59.39
McCrometer | In-Line Flow Meters | No | 3-4045-40 | Change Gear Assembly, 40 | 59.4 | 0.01% | 59.39
McCrometer | In-Line Flow Meters | No | 3-4045-40+ | Change Gear Assembly, 40+ | 59.4 | 0.01% | 59.39
McCrometer | In-Line Flow Meters | No | 3-4045-40B | Change Gear Assembly, 40B | 61.6 | 0.01% | 61.59
McCrometer | In-Line Flow Meters | No | 3-4045-40B+ | Change Gear Assembly, 40B+ | 61.6 | 0.01% | 61.59
McCrometer | In-Line Flow Meters | No | 3-4045-40C | Change Gear Assembly, 40C | 59.4 | 0.01% | 59.39
McCrometer | In-Line Flow Meters | No | 3-4045-40FF | Change Gear Assembly, 40FF | 59.4 | 0.01% | 59.39
McCrometer | In-Line Flow Meters | No | 3-4045-40T | Change Gear Assembly, 40T | 61.6 | 0.01% | 61.59
McCrometer | In-Line Flow Meters | No | 3-4045-41 | Change Gear Assembly, 41 | 59.4 | 0.01% | 59.39
McCrometer | In-Line Flow Meters | No | 3-4045-41+ | Change Gear Assembly, 41+ | 59.4 | 0.01% | 59.39
McCrometer | In-Line Flow Meters | No | 3-4045-41B | Change Gear Assembly, 41B | 59.4 | 0.01% | 59.39
McCrometer | In-Line Flow Meters | No | 3-4045-41B- | Change Gear Assembly, 41B- | 59.4 | 0.01% | 59.39
McCrometer | In-Line Flow Meters | No | 3-4045-41B+ | Change Gear Assembly, 41B+ | 59.4 | 0.01% | 59.39
McCrometer | In-Line Flow Meters | No | 3-4045-41C | Change Gear Assembly, 41C | 59.4 | 0.01% | 59.39
McCrometer | In-Line Flow Meters | No | 3-4045-41JJ | Change Gear Assembly, 41JJ | 59.4 | 0.01% | 59.39
McCrometer | In-Line Flow Meters | No | 3-4045-41T | Change Gear Assembly, 41T | 61.6 | 0.01% | 61.59
McCrometer | In-Line Flow Meters | No | 3-4045-42C | Change Gear Assembly, 42C | 59.4 | 0.01% | 59.39
McCrometer | In-Line Flow Meters | No | 3-4045-42E | Change Gear Assembly, 42E | 59.4 | 0.01% | 59.39
McCrometer | In-Line Flow Meters | No | 3-4045-42JJ | Change Gear Assembly, 42JJ | 61.6 | 0.01% | 61.59
McCrometer | In-Line Flow Meters | No | 3-4045-42RR | Change Gear Assembly, 42RR | 59.4 | 0.01% | 59.39
McCrometer | In-Line Flow Meters | No | 3-4045-43 | Change Gear Assembly, 43 | 59.4 | 0.01% | 59.39
McCrometer | In-Line Flow Meters | No | 3-4045-43C | Change Gear Assembly, 43C | 59.4 | 0.01% | 59.39
McCrometer | In-Line Flow Meters | No | 3-4045-43C- | Change Gear Assembly, 43C- | 59.4 | 0.01% | 59.39
McCrometer | In-Line Flow Meters | No | 3-4045-43C+ | Change Gear Assembly, 43C+ | 59.4 | 0.01% | 59.39
McCrometer | In-Line Flow Meters | No | 3-4045-43F | Change Gear Assembly, 43F | 59.4 | 0.01% | 59.39
McCrometer | In-Line Flow Meters | No | 3-4045-43JJ | Change Gear Assembly, 43JJ | 59.4 | 0.01% | 59.39
McCrometer | In-Line Flow Meters | No | 3-4045-43K | Change Gear Assembly, 43K | 61.6 | 0.01% | 61.59
McCrometer | In-Line Flow Meters | No | 3-4045-43RR | Change Gear Assembly, 43RR | 59.4 | 0.01% | 59.39
McCrometer | In-Line Flow Meters | No | 3-4045-44C | Change Gear Assembly, 44C | 59.4 | 0.01% | 59.39
McCrometer | In-Line Flow Meters | No | 3-4045-44C- | Change Gear Assembly, 44C- | 59.4 | 0.01% | 59.39
McCrometer | In-Line Flow Meters | No | 3-4045-44F | Change Gear Assembly, 44F | 59.4 | 0.01% | 59.39
McCrometer | In-Line Flow Meters | No | 3-4045-44F- | Change Gear Assembly, 44F- | 59.4 | 0.01% | 59.39
McCrometer | In-Line Flow Meters | No | 3-4045-44F+ | Change Gear Assembly, 44F+ | 59.4 | 0.01% | 59.39
McCrometer | In-Line Flow Meters | No | 3-4045-44FF | Change Gear Assembly, 44FF | 59.4 | 0.01% | 59.39
McCrometer | In-Line Flow Meters | No | 3-4045-44JJ | Change Gear Assembly, 44JJ | 59.4 | 0.01% | 59.39
McCrometer | In-Line Flow Meters | No | 3-4045-44X | Change Gear Assembly, 44X | 59.4 | 0.01% | 59.39
McCrometer | In-Line Flow Meters | No | 3-4045-45C | Change Gear Assembly, 45C | 59.4 | 0.01% | 59.39
McCrometer | In-Line Flow Meters | No | 3-4045-45F | Change Gear Assembly, 45F | 59.4 | 0.01% | 59.39
McCrometer | In-Line Flow Meters | No | 3-4045-45F- | Change Gear Assembly, 45F- | 59.4 | 0.01% | 59.39
McCrometer | In-Line Flow Meters | No | 3-4045-45FF | Change Gear Assembly, 45FF | 59.4 | 0.01% | 59.39
McCrometer | In-Line Flow Meters | No | 3-4045-45JJ | Change Gear Assembly, 45JJ | 59.4 | 0.01% | 59.39
McCrometer | In-Line Flow Meters | No | 3-4045-45RR | Change Gear Assembly, 45RR | 59.4 | 0.01% | 59.39
McCrometer | In-Line Flow Meters | No | 3-4045-45T | Change Gear Assembly, 45T | 59.4 | 0.01% | 59.39
McCrometer | In-Line Flow Meters | No | 3-4045-45U | Change Gear Assembly, 45U | 59.4 | 0.01% | 59.39
McCrometer | In-Line Flow Meters | No | 3-4045-45X | Change Gear Assembly, 45X | 59.4 | 0.01% | 59.39
McCrometer | In-Line Flow Meters | No | 3-4045-46 | Change Gear Assembly, 46 | 59.4 | 0.01% | 59.39
McCrometer | In-Line Flow Meters | No | 3-4045-46C | Change Gear Assembly, 46C | 59.4 | 0.01% | 59.39
McCrometer | In-Line Flow Meters | No | 3-4045-46JJ | Change Gear Assembly, 46JJ | 59.4 | 0.01% | 59.39
McCrometer | In-Line Flow Meters | No | 3-4045-46K | Change Gear Assembly, 46K | 59.4 | 0.01% | 59.39
McCrometer | In-Line Flow Meters | No | 3-4045-46KK | Change Gear Assembly, 46KK | 59.4 | 0.01% | 59.39
McCrometer | In-Line Flow Meters | No | 3-4045-46KZ | Change Gear Assembly, 46KZ | 59.4 | 0.01% | 59.39
McCrometer | In-Line Flow Meters | No | 3-4045-46RR | Change Gear Assembly, 46RR | 59.4 | 0.01% | 59.39
McCrometer | In-Line Flow Meters | No | 3-4045-46T | Change Gear Assembly, 46T | 59.4 | 0.01% | 59.39
McCrometer | In-Line Flow Meters | No | 3-2157-31 | Gear Assy, "A", 32P 31T | 59.4 | 0.01% | 59.39
McCrometer | In-Line Flow Meters | No | 3-2157-32 | Gear Assy, "A", 32P 32T | 59.4 | 0.01% | 59.39
McCrometer | In-Line Flow Meters | No | 3-2157-33 | Gear Assy, "A", 32P 33T | 59.4 | 0.01% | 59.39
McCrometer | In-Line Flow Meters | No | 3-2157-34 | Gear Assy, "A", 32P 34T | 59.4 | 0.01% | 59.39
McCrometer | In-Line Flow Meters | No | 3-2157-35 | Gear Assy, "A", 32P 35T | 59.4 | 0.01% | 59.39
McCrometer | In-Line Flow Meters | No | 3-2157-36 | Gear Assy, "A", 32P 36T | 59.4 | 0.01% | 59.39
McCrometer | In-Line Flow Meters | No | 3-2157-37 | Gear Assy, "A", 32P 37T | 59.4 | 0.01% | 59.39
McCrometer | In-Line Flow Meters | No | 3-2157-38 | Gear Assy, "A", 32P 38T | 59.4 | 0.01% | 59.39
McCrometer | In-Line Flow Meters | No | 3-2157-39 | Gear Assy, "A", 32P 39T | 59.4 | 0.01% | 59.39
McCrometer | In-Line Flow Meters | No | 3-2157-40 | Gear Assy, "A", 32P 40T | 59.4 | 0.01% | 59.39
McCrometer | In-Line Flow Meters | No | 3-2157-41 | Gear Assy, "A", 32P 41T | 59.4 | 0.01% | 59.39
McCrometer | In-Line Flow Meters | No | 3-2157-42 | Gear Assy, "A", 32P 42T | 25.3 | 0.01% | 25.29
McCrometer | In-Line Flow Meters | No | 3-2157-43 | Gear Assy, "A", 32P 43T | 59.4 | 0.01% | 59.39
McCrometer | In-Line Flow Meters | No | 3-2157-44 | Gear Assy, "A", 32P 44T | 25.3 | 0.01% | 25.29
McCrometer | In-Line Flow Meters | No | 3-2157-45 | Gear Assy, "A", 32P 45T | 59.4 | 0.01% | 59.39
McCrometer | In-Line Flow Meters | No | 3-2157-46 | Gear Assy, "A", 32P 46T | 59.4 | 0.01% | 59.39
McCrometer | In-Line Flow Meters | No | 3-2157-47 | Gear Assy, "A", 32P 47T | 59.4 | 0.01% | 59.39
McCrometer | In-Line Flow Meters | No | 3-2157-48 | Gear Assy, "A", 32P 48T | 59.4 | 0.01% | 59.39
McCrometer | In-Line Flow Meters | No | 3-2157-49 | Gear Assy, "A", 32P 49T | 59.4 | 0.01% | 59.39
McCrometer | In-Line Flow Meters | No | 3-2157-50 | Gear Assy, "A", 32P 50T | 59.4 | 0.01% | 59.39
McCrometer | In-Line Flow Meters | No | 3-2157-51 | Gear Assy, "A", 32P 51T | 59.4 | 0.01% | 59.39
McCrometer | In-Line Flow Meters | No | 3-2157-52 | Gear Assy, "A", 32P 52T | 59.4 | 0.01% | 59.39
McCrometer | In-Line Flow Meters | No | 3-2157-53 | Gear Assy, "A", 32P 53T | 59.4 | 0.01% | 59.39
McCrometer | In-Line Flow Meters | No | 3-2157-54 | Gear Assy, "A", 32P 54T | 59.4 | 0.01% | 59.39
McCrometer | In-Line Flow Meters | No | 3-2157-55 | Gear Assy, "A", 32P 55T | 59.4 | 0.01% | 59.39
McCrometer | In-Line Flow Meters | No | 3-2157-56 | Gear Assy, "A", 32P 56T | 59.4 | 0.01% | 59.39
McCrometer | In-Line Flow Meters | No | 3-2157-57 | Gear Assy, "A", 32P 57T | 59.4 | 0.01% | 59.39
McCrometer | In-Line Flow Meters | No | 3-2157-58 | Gear Assy, "A", 32P 58T | 59.4 | 0.01% | 59.39
McCrometer | In-Line Flow Meters | No | 3-2157-59 | Gear Assy, "A", 32P 59T | 59.4 | 0.01% | 59.39
McCrometer | In-Line Flow Meters | No | 3-2157-60 | Gear Assy, "A", 32P 60T | 59.4 | 0.01% | 59.39
McCrometer | In-Line Flow Meters | No | 3-4045-46U | Change Gear Assembly, 46U | 59.4 | 0.01% | 59.39
McCrometer | In-Line Flow Meters | No | 3-4045-46UZ | Change Gear Assembly, 46UZ | 59.4 | 0.01% | 59.39
McCrometer | In-Line Flow Meters | No | 3-4045-46X | Change Gear Assembly, 46X | 59.4 | 0.01% | 59.39
McCrometer | In-Line Flow Meters | No | 3-4045-47 | Change Gear Assembly, 47 | 59.4 | 0.01% | 59.39
McCrometer | In-Line Flow Meters | No | 3-4045-47C | Change Gear Assembly, 47C | 59.4 | 0.01% | 59.39
McCrometer | In-Line Flow Meters | No | 3-4045-47C+ | Change Gear Assembly, 47C+ | 59.4 | 0.01% | 59.39
McCrometer | In-Line Flow Meters | No | 3-4045-47E | Change Gear Assembly, 47E | 59.4 | 0.01% | 59.39
McCrometer | In-Line Flow Meters | No | 3-4045-47JJ | Change Gear Assembly, 47JJ | 59.4 | 0.01% | 59.39
McCrometer | In-Line Flow Meters | No | 3-4045-47K | Change Gear Assembly, 47K | 59.4 | 0.01% | 59.39
McCrometer | In-Line Flow Meters | No | 3-4045-47KK | Change Gear Assembly, 47KK | 59.4 | 0.01% | 59.39
McCrometer | In-Line Flow Meters | No | 3-4045-47U | Change Gear Assembly, 47U | 61.6 | 0.01% | 61.59
McCrometer | In-Line Flow Meters | No | 3-4045-47UZ | Change Gear Assembly, 47UZ | 59.4 | 0.01% | 59.39
McCrometer | In-Line Flow Meters | No | 3-4045-47Z | Change Gear Assembly, 47Z | 59.4 | 0.01% | 59.39
McCrometer | In-Line Flow Meters | No | 3-4045-48 | Change Gear Assembly, 48 | 59.4 | 0.01% | 59.39
McCrometer | In-Line Flow Meters | No | 3-4045-48A | Change Gear Assembly, 48A | 61.6 | 0.01% | 61.59
McCrometer | In-Line Flow Meters | No | 3-4045-48C | Change Gear Assembly, 48C | 61.6 | 0.01% | 61.59
McCrometer | In-Line Flow Meters | No | 3-4045-48JJ | Change Gear Assembly, 48JJ | 59.4 | 0.01% | 59.39
McCrometer | In-Line Flow Meters | No | 3-4045-48K | Change Gear Assembly, 48K | 59.4 | 0.01% | 59.39
McCrometer | In-Line Flow Meters | No | 3-4045-48KK | Change Gear Assembly, 48KK | 59.4 | 0.01% | 59.39
McCrometer | In-Line Flow Meters | No | 3-4045-48U | Change Gear Assembly, 48U | 59.4 | 0.01% | 59.39
McCrometer | In-Line Flow Meters | No | 3-4045-48X | Change Gear Assembly, 48X | 59.4 | 0.01% | 59.39
McCrometer | In-Line Flow Meters | No | 3-4045-48Z | Change Gear Assembly, 48Z | 59.4 | 0.01% | 59.39
McCrometer | In-Line Flow Meters | No | 3-4045-49E | Change Gear Assembly, 49E | 61.6 | 0.01% | 61.59
McCrometer | In-Line Flow Meters | No | 3-4045-49F | Change Gear Assembly, 49F | 61.6 | 0.01% | 61.59
McCrometer | In-Line Flow Meters | No | 3-4045-49K | Change Gear Assembly, 49K | 59.4 | 0.01% | 59.39
McCrometer | In-Line Flow Meters | No | 3-4045-49KK | Change Gear Assembly, 49KK | 59.4 | 0.01% | 59.39
McCrometer | In-Line Flow Meters | No | 3-4045-49U | Change Gear Assembly, 49U | 59.4 | 0.01% | 59.39
McCrometer | In-Line Flow Meters | No | 3-4045-50E | Change Gear Assembly, 50E | 59.4 | 0.01% | 59.39
McCrometer | In-Line Flow Meters | No | 3-4045-50F | Change Gear Assembly, 50F | 59.4 | 0.01% | 59.39
McCrometer | In-Line Flow Meters | No | 3-4045-50F+ | Change Gear Assembly, 50F+ | 59.4 | 0.01% | 59.39
McCrometer | In-Line Flow Meters | No | 3-2158-18 | Gear Assy, "A" Drive,.156 I.D. 18 Tooth, Sparling MLDD | 67.1 | 0.01% | 67.09
McCrometer | In-Line Flow Meters | No | 3-2158-25 | Gear Assy, "A" Drive,.156 I.D. 25 Tooth, Sparling MLDD | 67.1 | 0.01% | 67.09
McCrometer | In-Line Flow Meters | No | 3-2158-37 | Gear Assy, "A" Drive,.156 I.D. 37 Tooth, Sparling MLDD | 67.1 | 0.01% | 67.09
McCrometer | In-Line Flow Meters | No | 3-2158-45 | Gear Assy, "A" Drive,.156 I.D. 45 Tooth, Sparling MLDD | 67.1 | 0.01% | 67.09
McCrometer | In-Line Flow Meters | No | 3-2159 | Gear Assy "B" 16-60T | 67.1 | 0.01% | 67.09
McCrometer | In-Line Flow Meters | No | 3-2159-15 | Gear Assy, "B", .100 ID 15T | 67.1 | 0.01% | 67.09
McCrometer | In-Line Flow Meters | No | 3-2159-16 | Gear Assy, "B", .100 ID 16T | 67.1 | 0.01% | 67.09
McCrometer | In-Line Flow Meters | No | 3-2159-17 | Gear Assy, "B", .100 ID 17T | 67.1 | 0.01% | 67.09
McCrometer | In-Line Flow Meters | No | 3-2159-18 | Gear Assy, "B", .100 ID 18T | 67.1 | 0.01% | 67.09
McCrometer | In-Line Flow Meters | No | 3-2159-19 | Gear Assy, "B", .100 ID 19T | 67.1 | 0.01% | 67.09
McCrometer | In-Line Flow Meters | No | 3-2159-20 | Gear Assy, "B", .100 ID 20T | 67.1 | 0.01% | 67.09
McCrometer | In-Line Flow Meters | No | 3-2159-21 | Gear Assy, "B", .1000 Bore 21 Tooth | 67.1 | 0.01% | 67.09
McCrometer | In-Line Flow Meters | No | 3-2159-22 | Gear Assy, "B", .100 ID 22T | 67.1 | 0.01% | 67.09
McCrometer | In-Line Flow Meters | No | 3-2159-23 | Gear Assy, "B", .100 ID 23T | 67.1 | 0.01% | 67.09
McCrometer | In-Line Flow Meters | No | 3-2159-24 | Gear Assy, "B", .100 ID 24T | 67.1 | 0.01% | 67.09
McCrometer | In-Line Flow Meters | No | 3-2159-25 | Gear Assy, "B", .1000 Bore 25 Tooth | 67.1 | 0.01% | 67.09
McCrometer | In-Line Flow Meters | No | 3-2159-26 | Gear Assy, "B", .1000 Bore 26 Tooth | 67.1 | 0.01% | 67.09
McCrometer | In-Line Flow Meters | No | 3-2159-27 | Gear Assy, "B", .100 ID 27T | 67.1 | 0.01% | 67.09
McCrometer | In-Line Flow Meters | No | 3-2159-28 | Gear Assy, "B", .1000 Bore 28 Tooth | 67.1 | 0.01% | 67.09
McCrometer | In-Line Flow Meters | No | 3-2159-29 | Gear Assy, "B", .1000 Bore 29 Tooth | 67.1 | 0.01% | 67.09
McCrometer | In-Line Flow Meters | No | 3-2159-30 | Gear Assy, "B", .100 ID 30T | 67.1 | 0.01% | 67.09
McCrometer | In-Line Flow Meters | No | 3-2159-31 | Gear Assy, "B", .1000 Bore 31 Tooth | 67.1 | 0.01% | 67.09
McCrometer | In-Line Flow Meters | No | 3-2159-32 | Gear Assy, "B", .100 ID 32T | 67.1 | 0.01% | 67.09
McCrometer | In-Line Flow Meters | No | 3-2159-33 | Gear Assy, "B", .1000 Bore 33 Tooth | 67.1 | 0.01% | 67.09
McCrometer | In-Line Flow Meters | No | 3-2159-34 | Gear Assy, "B", .1000 Bore 34 Tooth | 67.1 | 0.01% | 67.09
McCrometer | In-Line Flow Meters | No | 3-2159-35 | Gear Assy, "B", .1000 Bore 35 Tooth | 67.1 | 0.01% | 67.09
McCrometer | In-Line Flow Meters | No | 3-2159-37 | Gear Assy, "B", .100 ID 37T | 67.1 | 0.01% | 67.09
McCrometer | In-Line Flow Meters | No | 3-2159-38 | Gear Assy, "B", .100 ID 38T | 67.1 | 0.01% | 67.09
McCrometer | In-Line Flow Meters | No | 3-2159-39 | Gear Assy, "B", .1000 Bore 39 Tooth | 67.1 | 0.01% | 67.09
McCrometer | In-Line Flow Meters | No | 3-2159-40 | Gear Assy, "B", .1000 Bore 40 Tooth | 67.1 | 0.01% | 67.09
McCrometer | In-Line Flow Meters | No | 3-4045-50K | Change Gear Assembly, 50K | 59.4 | 0.01% | 59.39
McCrometer | In-Line Flow Meters | No | 3-4045-50KK | Change Gear Assembly, 50KK | 59.4 | 0.01% | 59.39
McCrometer | In-Line Flow Meters | No | 3-4045-50U | Change Gear Assembly, 50U | 59.4 | 0.01% | 59.39
McCrometer | In-Line Flow Meters | No | 3-4045-50UZ | Change Gear Assembly, 50UZ | 59.4 | 0.01% | 59.39
McCrometer | In-Line Flow Meters | No | 3-4045-51A | Change Gear Assembly, 51A | 59.4 | 0.01% | 59.39
McCrometer | In-Line Flow Meters | No | 3-4045-51C | Change Gear Assembly, 51C | 59.4 | 0.01% | 59.39
McCrometer | In-Line Flow Meters | No | 3-4045-51F | Change Gear Assembly, 51F | 59.4 | 0.01% | 59.39
McCrometer | In-Line Flow Meters | No | 3-4045-51K | Change Gear Assembly, 51K | 59.4 | 0.01% | 59.39
McCrometer | In-Line Flow Meters | No | 3-4045-51KK | Change Gear Assembly, 51KK | 61.6 | 0.01% | 61.59
McCrometer | In-Line Flow Meters | No | 3-4045-51U | Change Gear Assembly, 51U | 59.4 | 0.01% | 59.39
McCrometer | In-Line Flow Meters | No | 3-4045-51U+ | Change Gear Assembly, 51U+ | 59.4 | 0.01% | 59.39
McCrometer | In-Line Flow Meters | No | 3-4045-51UZ | Change Gear Assembly, 51UZ | 59.4 | 0.01% | 59.39
McCrometer | In-Line Flow Meters | No | 3-4045-52E | Change Gear Assembly, 52E | 59.4 | 0.01% | 59.39
McCrometer | In-Line Flow Meters | No | 3-4045-52K | Change Gear Assembly, 52K | 59.4 | 0.01% | 59.39
McCrometer | In-Line Flow Meters | No | 3-4045-52U | Change Gear Assembly, 52U | 59.4 | 0.01% | 59.39
McCrometer | In-Line Flow Meters | No | 3-4045-53E | Change Gear Assembly, 53E | 59.4 | 0.01% | 59.39
McCrometer | In-Line Flow Meters | No | 3-4045-53EZ | Change Gear Assembly, 53EZ | 59.4 | 0.01% | 59.39
McCrometer | In-Line Flow Meters | No | 3-4045-53K+ | Change Gear Assembly, 53K+ | 59.4 | 0.01% | 59.39
McCrometer | In-Line Flow Meters | No | 3-4045-53KK | Change Gear Assembly, 53KK | 59.4 | 0.01% | 59.39
McCrometer | In-Line Flow Meters | No | 3-4045-53U | Change Gear Assembly, 53U | 59.4 | 0.01% | 59.39
McCrometer | In-Line Flow Meters | No | 3-4045-54E | Change Gear Assembly, 54E | 59.4 | 0.01% | 59.39
McCrometer | In-Line Flow Meters | No | 3-4045-54KK | Change Gear Assembly, 54KK | 59.4 | 0.01% | 59.39
McCrometer | In-Line Flow Meters | No | 3-4045-54U | Change Gear Assembly, 54U | 59.4 | 0.01% | 59.39
McCrometer | In-Line Flow Meters | No | 3-4045-54X | Change Gear Assembly, 54X | 59.4 | 0.01% | 59.39
McCrometer | In-Line Flow Meters | No | 3-4045-55E | Change Gear Assembly, 55E | 59.4 | 0.01% | 59.39
McCrometer | In-Line Flow Meters | No | 3-4045-55KK | Change Gear Assembly, 55KK | 59.4 | 0.01% | 59.39
McCrometer | In-Line Flow Meters | No | 3-4045-55U | Change Gear Assembly, 55U | 59.4 | 0.01% | 59.39
McCrometer | In-Line Flow Meters | No | 3-4045-55X | Change Gear Assembly, 55X | 59.4 | 0.01% | 59.39
McCrometer | In-Line Flow Meters | No | 3-4045-56A | Change Gear Assembly, 56A | 59.4 | 0.01% | 59.39
McCrometer | In-Line Flow Meters | No | 3-4045-56EZ | Change Gear Assembly, 56EZ | 59.4 | 0.01% | 59.39
McCrometer | In-Line Flow Meters | No | 3-2159-41 | Gear Assy, "B", .100 ID 41T | 67.1 | 0.01% | 67.09
McCrometer | In-Line Flow Meters | No | 3-2159-42 | Gear Assy, "B", .1000 Bore 42 Tooth | 67.1 | 0.01% | 67.09
McCrometer | In-Line Flow Meters | No | 3-2159-43 | Gear Assy, "B", .1000 Bore 43 Tooth | 67.1 | 0.01% | 67.09
McCrometer | In-Line Flow Meters | No | 3-2159-44 | Gear Assy, "B", .100 ID 44T | 67.1 | 0.01% | 67.09
McCrometer | In-Line Flow Meters | No | 3-2159-45 | Gear Assy, "B", .100 ID 45T | 67.1 | 0.01% | 67.09
McCrometer | In-Line Flow Meters | No | 3-2159-46 | Gear Assy, "B", .1000 Bore 46 Tooth | 67.1 | 0.01% | 67.09
McCrometer | In-Line Flow Meters | No | 3-2159-47 | Gear Assy, "B", .100 ID 47T | 67.1 | 0.01% | 67.09
McCrometer | In-Line Flow Meters | No | 3-2159-48 | Gear Assy, "B", .1000 Bore 48 Tooth | 67.1 | 0.01% | 67.09
McCrometer | In-Line Flow Meters | No | 3-2159-49 | Gear Assy, "B", .1000 Bore 49 Tooth | 67.1 | 0.01% | 67.09
McCrometer | In-Line Flow Meters | No | 3-2159-50 | Gear Assy, "B", .100 ID 50T | 67.1 | 0.01% | 67.09
McCrometer | In-Line Flow Meters | No | 3-2159-51 | Gear Assy, "B", .1000 Bore 51 Tooth | 67.1 | 0.01% | 67.09
McCrometer | In-Line Flow Meters | No | 3-2159-52 | Gear Assy, "B", .1000 Bore 52 Tooth | 67.1 | 0.01% | 67.09
McCrometer | In-Line Flow Meters | No | 3-2159-53 | Gear Assy, "B", .1000 Bore 53 Tooth | 67.1 | 0.01% | 67.09
McCrometer | In-Line Flow Meters | No | 3-2159-54 | Gear Assy, "B", .1000 Bore 54 Tooth | 67.1 | 0.01% | 67.09
McCrometer | In-Line Flow Meters | No | 3-2159-55 | Gear Assy, "B", .1000 Bore 55 Tooth | 67.1 | 0.01% | 67.09
McCrometer | In-Line Flow Meters | No | 3-2159-56 | Gear Assy, "B", .1000 Bore 56 Tooth | 67.1 | 0.01% | 67.09
McCrometer | In-Line Flow Meters | No | 3-2159-57 | Gear Assy, "B", .100 ID 57T | 67.1 | 0.01% | 67.09
McCrometer | In-Line Flow Meters | No | 3-2159-58 | Gear Assy, "B", .1000 Bore 58 Tooth | 67.1 | 0.01% | 67.09
McCrometer | In-Line Flow Meters | No | 3-2159-59 | Gear Assy, "B", .100 ID 59T | 67.1 | 0.01% | 67.09
McCrometer | In-Line Flow Meters | No | 3-2163 | Gear Assy "B" 16-54T 32P | 67.1 | 0.01% | 67.09
McCrometer | In-Line Flow Meters | No | 3-2163-16 | Gear Assy, "B", 32P 16T | 59.4 | 0.01% | 59.39
McCrometer | In-Line Flow Meters | No | 3-2163-17 | Gear Assy, "B", 32P 17T | 59.4 | 0.01% | 59.39
McCrometer | In-Line Flow Meters | No | 3-2163-18 | Gear Assy, "B", 32P 18T | 59.4 | 0.01% | 59.39
McCrometer | In-Line Flow Meters | No | 3-2163-20 | Gear Assy, "B", 32P 20T | 59.4 | 0.01% | 59.39
McCrometer | In-Line Flow Meters | No | 3-2163-21 | Gear Assy, "B", 32P 21T | 48.4 | 0.01% | 48.39
McCrometer | In-Line Flow Meters | No | 3-2163-22 | Gear Assy, "B", 32P 22T | 59.4 | 0.01% | 59.39
McCrometer | In-Line Flow Meters | No | 3-2163-23 | Gear Assy, "B", 32P 23T | 59.4 | 0.01% | 59.39
McCrometer | In-Line Flow Meters | No | 3-2163-24 | Gear Assy, "B", 32P 24T | 59.4 | 0.01% | 59.39
McCrometer | In-Line Flow Meters | No | 3-2163-24-G | Gear Assy, "B", 32P 24T NO HUB | 59.4 | 0.01% | 59.39
McCrometer | In-Line Flow Meters | No | 3-2163-25 | Gear Assembly, "B", 25 Tooth, 32 Pitch | 59.4 | 0.01% | 59.39
McCrometer | In-Line Flow Meters | No | 3-4045-57A | Change Gear Assembly, 57A | 59.4 | 0.01% | 59.39
McCrometer | In-Line Flow Meters | No | 3-4045-57A+ | Change Gear Assembly, 57A+ | 59.4 | 0.01% | 59.39
McCrometer | In-Line Flow Meters | No | 3-4045-57F | Change Gear Assembly, 57F | 59.4 | 0.01% | 59.39
McCrometer | In-Line Flow Meters | No | 3-4045-58A | Change Gear Assembly, 58A | 59.4 | 0.01% | 59.39
McCrometer | In-Line Flow Meters | No | 3-4045-9+ | Change Gear Assembly, 9+ | 61.6 | 0.01% | 61.59
McCrometer | In-Line Flow Meters | No | 3-4045-9A | Change Gear Assembly, 9A | 61.6 | 0.01% | 61.59
McCrometer | In-Line Flow Meters | No | 3-4045-9A+ | Change Gear Assembly, 9A+ | 59.4 | 0.01% | 59.39
McCrometer | In-Line Flow Meters | No | 3-4045-X10Z | Change Gear Assy, X10Z | 61.6 | 0.01% | 61.59
McCrometer | In-Line Flow Meters | No | 3-4045-X11Z | Change Gear Assy, X11Z | 61.6 | 0.01% | 61.59
McCrometer | In-Line Flow Meters | No | 3-4045-X13 | Change Gear Assy, X13 | 61.6 | 0.01% | 61.59
McCrometer | In-Line Flow Meters | No | 3-4045-X13Z | Change Gear Assy, X13Z | 61.6 | 0.01% | 61.59
McCrometer | In-Line Flow Meters | No | 3-4045-X14Z | Change Gear Assy, X14Z | 61.6 | 0.01% | 61.59
McCrometer | In-Line Flow Meters | No | 3-4045-X15Z | Change Gear Assy, X15Z | 61.6 | 0.01% | 61.59
McCrometer | In-Line Flow Meters | No | 3-4045-X16 | Change Gear Assy, X16 | 61.6 | 0.01% | 61.59
McCrometer | In-Line Flow Meters | No | 3-4045-X17Z | Change Gear Assy, X17Z | 61.6 | 0.01% | 61.59
McCrometer | In-Line Flow Meters | No | 3-4045-X18 | Change Gear Assy, X18 | 61.6 | 0.01% | 61.59
McCrometer | In-Line Flow Meters | No | 3-4045-X19 | Change Gear Assy, X19 | 61.6 | 0.01% | 61.59
McCrometer | In-Line Flow Meters | No | 3-4045-X20 | Change Gear Assy, X20 | 61.6 | 0.01% | 61.59
McCrometer | In-Line Flow Meters | No | 3-4045-X20Z | Change Gear Assy, X20Z | 61.6 | 0.01% | 61.59
McCrometer | In-Line Flow Meters | No | 3-4045-X21 | Change Gear Assy, X21 | 61.6 | 0.01% | 61.59
McCrometer | In-Line Flow Meters | No | 3-4045-X21- | Change Gear Assy, X21- | 61.6 | 0.01% | 61.59
McCrometer | In-Line Flow Meters | No | 3-4045-X21Z | Change Gear Assy, X21Z | 61.6 | 0.01% | 61.59
McCrometer | In-Line Flow Meters | No | 3-4045-X22 | Change Gear Assy, X22 | 59.4 | 0.01% | 59.39
McCrometer | In-Line Flow Meters | No | 3-4045-X23 | Change Gear Assy, X23 | 61.6 | 0.01% | 61.59
McCrometer | In-Line Flow Meters | No | 3-4045-X23- | Change Gear Assy, X23- | 61.6 | 0.01% | 61.59
McCrometer | In-Line Flow Meters | No | 3-4045-X23Z | Change Gear Assy, X23Z | 61.6 | 0.01% | 61.59
McCrometer | In-Line Flow Meters | No | 3-4045-X24 | Change Gear Assy, X24 | 61.6 | 0.01% | 61.59
McCrometer | In-Line Flow Meters | No | 3-4045-X24Z | Change Gear Assy, X24Z | 61.6 | 0.01% | 61.59
McCrometer | In-Line Flow Meters | No | 3-4045-X25 | Change Gear Assy, X25 | 61.6 | 0.01% | 61.59
McCrometer | In-Line Flow Meters | No | 3-4045-X25Z | Change Gear Assy, X25Z | 61.6 | 0.01% | 61.59
McCrometer | In-Line Flow Meters | No | 3-2163-25-G | Gear Assy, "B", 32P 25T NO HUB | 59.4 | 0.01% | 59.39
McCrometer | In-Line Flow Meters | No | 3-2163-26 | Gear Assy, "B", 32P 26T | 59.4 | 0.01% | 59.39
McCrometer | In-Line Flow Meters | No | 3-2163-27 | Gear Assy, "B", 32P 27T | 59.4 | 0.01% | 59.39
McCrometer | In-Line Flow Meters | No | 3-2163-28 | Gear Assy, "B", 32P 28T | 59.4 | 0.01% | 59.39
McCrometer | In-Line Flow Meters | No | 3-2163-29 | Gear Assy, "B", 32P 29T | 59.4 | 0.01% | 59.39
McCrometer | In-Line Flow Meters | No | 3-2163-30 | Gear Assy, "B", 32P 30T | 59.4 | 0.01% | 59.39
McCrometer | In-Line Flow Meters | No | 3-2163-31 | Gear Assy, "B", 32P 31T | 59.4 | 0.01% | 59.39
McCrometer | In-Line Flow Meters | No | 3-2163-32 | Gear Assy, "B", 32P 32T | 59.4 | 0.01% | 59.39
McCrometer | In-Line Flow Meters | No | 3-2163-33 | Gear Assy, "B", 32P 33T | 59.4 | 0.01% | 59.39
McCrometer | In-Line Flow Meters | No | 3-2163-34 | Gear Assy, "B", 32P 34T | 59.4 | 0.01% | 59.39
McCrometer | In-Line Flow Meters | No | 3-2163-35 | Gear Assy, "B", 32P 35T | 59.4 | 0.01% | 59.39
McCrometer | In-Line Flow Meters | No | 3-2163-36 | Gear Assy, "B", 32P 36T | 59.4 | 0.01% | 59.39
McCrometer | In-Line Flow Meters | No | 3-2163-37 | Gear Assy, "B", 32P 37T | 59.4 | 0.01% | 59.39
McCrometer | In-Line Flow Meters | No | 3-2163-38 | Gear Assy, "B", 32P 38T | 59.4 | 0.01% | 59.39
McCrometer | In-Line Flow Meters | No | 3-2163-38-G | Gear Assy, "B", 32P 38T NO HUB | 59.4 | 0.01% | 59.39
McCrometer | In-Line Flow Meters | No | 3-2163-39 | Gear Assy, "B", 32P 39T | 59.4 | 0.01% | 59.39
McCrometer | In-Line Flow Meters | No | 3-2163-40 | Gear Assy, "B", 32P 40T | 59.4 | 0.01% | 59.39
McCrometer | In-Line Flow Meters | No | 3-2163-41 | Gear Assy, "B", 32P 41T | 59.4 | 0.01% | 59.39
McCrometer | In-Line Flow Meters | No | 3-2163-42 | Gear Assy, "B", 32P 42T | 59.4 | 0.01% | 59.39
McCrometer | In-Line Flow Meters | No | 3-2163-43 | Gear Assy, "B", 32P 43T | 59.4 | 0.01% | 59.39
McCrometer | In-Line Flow Meters | No | 3-2163-44 | Gear Assy, "B", 32P 44T | 59.4 | 0.01% | 59.39
McCrometer | In-Line Flow Meters | No | 3-2163-45 | Gear Assy, "B", 32P 45T | 59.4 | 0.01% | 59.39
McCrometer | In-Line Flow Meters | No | 3-2163-46 | Gear Assy, "B", 32P 46T | 59.4 | 0.01% | 59.39
McCrometer | In-Line Flow Meters | No | 3-2163-47 | Gear Assy, "B", 32P 47T | 59.4 | 0.01% | 59.39
McCrometer | In-Line Flow Meters | No | 3-2163-47-G | Gear Assy, "B", 32P 47T, NO HUB | 59.4 | 0.01% | 59.39
McCrometer | In-Line Flow Meters | No | 3-2163-48 | Gear Assy, "B", 32P 48T | 59.4 | 0.01% | 59.39
McCrometer | In-Line Flow Meters | No | 3-2163-49 | Gear Assy, "B", 32P 49T | 59.4 | 0.01% | 59.39
McCrometer | In-Line Flow Meters | No | 3-2163-50 | Gear Assy, "B", 32P 50T | 59.4 | 0.01% | 59.39
McCrometer | In-Line Flow Meters | No | 3-2163-51 | Gear Assy, "B", 32P 51T | 59.4 | 0.01% | 59.39
McCrometer | In-Line Flow Meters | No | 3-2163-52 | Gear Assy, "B", 32P 52T | 59.4 | 0.01% | 59.39
McCrometer | In-Line Flow Meters | No | 3-4045-X26 | Change Gear Assy, X26 | 61.6 | 0.01% | 61.59
McCrometer | In-Line Flow Meters | No | 3-4045-X26Z | Change Gear Assy, X26Z | 61.6 | 0.01% | 61.59
McCrometer | In-Line Flow Meters | No | 3-4045-X27 | Change Gear Assy, X27 | 61.6 | 0.01% | 61.59
McCrometer | In-Line Flow Meters | No | 3-4045-X27- | Change Gear Assy, X27- | 61.6 | 0.01% | 61.59
McCrometer | In-Line Flow Meters | No | 3-4045-X27Z | Change Gear Assy, X27Z | 61.6 | 0.01% | 61.59
McCrometer | In-Line Flow Meters | No | 3-4045-X28 | Change Gear Assy, X28 | 61.6 | 0.01% | 61.59
McCrometer | In-Line Flow Meters | No | 3-4045-X28- | Change Gear Assy, X28- | 59.4 | 0.01% | 59.39
McCrometer | In-Line Flow Meters | No | 3-4045-X28Z | Change Gear Assy, X28Z | 61.6 | 0.01% | 61.59
McCrometer | In-Line Flow Meters | No | 3-4045-X29 | Change Gear Assy, X29 | 61.6 | 0.01% | 61.59
McCrometer | In-Line Flow Meters | No | 3-4045-X29+ | Change Gear Assy, X29+ | 61.6 | 0.01% | 61.59
McCrometer | In-Line Flow Meters | No | 3-4045-X29Z | Change Gear Assembly, X29Z | 61.6 | 0.01% | 61.59
McCrometer | In-Line Flow Meters | No | 3-4045-X30 | Change Gear Assy, X30 | 61.6 | 0.01% | 61.59
McCrometer | In-Line Flow Meters | No | 3-4045-X30Z | Change Gear Assy, X30Z | 59.4 | 0.01% | 59.39
McCrometer | In-Line Flow Meters | No | 3-4045-X31 | Change Gear Assy, X31 | 61.6 | 0.01% | 61.59
McCrometer | In-Line Flow Meters | No | 3-4045-X31- | Change Gear Assy, X31- | 61.6 | 0.01% | 61.59
McCrometer | In-Line Flow Meters | No | 3-4045-X31Z | Change Gear Assy, X31Z | 61.6 | 0.01% | 61.59
McCrometer | In-Line Flow Meters | No | 3-4045-X32 | Change Gear Assy, X32 | 61.6 | 0.01% | 61.59
McCrometer | In-Line Flow Meters | No | 3-4045-X32Z | Change Gear Assy, X32Z | 61.6 | 0.01% | 61.59
McCrometer | In-Line Flow Meters | No | 3-4045-X33 | Change Gear Assy, X33 | 61.6 | 0.01% | 61.59
McCrometer | In-Line Flow Meters | No | 3-4045-X34Z | Change Gear Assy, X34Z | 61.6 | 0.01% | 61.59
McCrometer | In-Line Flow Meters | No | 3-4045-X7Z | Change Gear Assy, X7Z | 61.6 | 0.01% | 61.59
McCrometer | In-Line Flow Meters | No | 3-4045-X8Z | Change Gear Assy, X8Z | 61.6 | 0.01% | 61.59
McCrometer | In-Line Flow Meters | No | 3-4045-X9Z | Change Gear Assy, X9Z | 59.4 | 0.01% | 59.39
McCrometer | In-Line Flow Meters | No | 3-4111-2 | Trans Reed Switch & Mtg Assy | 52.8 | 0.01% | 52.79
McCrometer | In-Line Flow Meters | No | 3-4114 | V-Shaft Assy,ML-45 Use With 256/1 Totalizer (VF-29/30) | 247.5 | 0.01% | 247.47
McCrometer | In-Line Flow Meters | No | 3-4150 | K-Shaft Assy Driven Clvs Trans TR-01-1,06-1,15 & 16 | 72.6 | 0.01% | 72.59
McCrometer | In-Line Flow Meters | No | 3-4177-X10 | Change Gear Assy, X10 | 121 | 0.01% | 120.98
McCrometer | In-Line Flow Meters | No | 3-4177-X11 | Change Gear Assy, X11 | 121 | 0.01% | 120.98
McCrometer | In-Line Flow Meters | No | 3-4177-X12 | Change Gear Assy, X12 | 121 | 0.01% | 120.98
McCrometer | In-Line Flow Meters | No | 3-2163-53 | Gear Assy, "B", 32P 53T | 59.4 | 0.01% | 59.39
McCrometer | In-Line Flow Meters | No | 3-2163-54 | Gear Assy, "B", 32P 54T | 59.4 | 0.01% | 59.39
McCrometer | In-Line Flow Meters | No | 3-2163-55 | Gear Assy, "B", 32P 55T | 59.4 | 0.01% | 59.39
McCrometer | In-Line Flow Meters | No | 3-2163-56 | Gear Assy, "B", 32P 56T | 59.4 | 0.01% | 59.39
McCrometer | In-Line Flow Meters | No | 3-2163-57 | Gear Assy, "B", 32P 57T | 59.4 | 0.01% | 59.39
McCrometer | In-Line Flow Meters | No | 3-2163-58 | Gear Assy, "B", 32P 58T | 59.4 | 0.01% | 59.39
McCrometer | In-Line Flow Meters | No | 3-2163-59 | Gear Assy, "B", 32P 59T | 59.4 | 0.01% | 59.39
McCrometer | In-Line Flow Meters | No | 3-2175 | Set Collar Assembly | 59.4 | 0.01% | 59.39
McCrometer | In-Line Flow Meters | No | 3-2176 | Gear Assy "A" 6-15T 32P | 59.4 | 0.01% | 59.39
McCrometer | In-Line Flow Meters | No | 3-2176-10 | Gear Assy, "A", 32P 10T | 59.4 | 0.01% | 59.39
McCrometer | In-Line Flow Meters | No | 3-2176-11 | Gear Assy, "A", 32P 11T | 59.4 | 0.01% | 59.39
McCrometer | In-Line Flow Meters | No | 3-2176-12 | Gear Assy, "A", 32P 12T | 59.4 | 0.01% | 59.39
McCrometer | In-Line Flow Meters | No | 3-2176-13 | Gear Assy, "A", 32P 13T | 59.4 | 0.01% | 59.39
McCrometer | In-Line Flow Meters | No | 3-2176-14 | Gear Assy, "A", 32P 14T | 59.4 | 0.01% | 59.39
McCrometer | In-Line Flow Meters | No | 3-2176-15 | Gear Assy, "A", 32P 15T | 59.4 | 0.01% | 59.39
McCrometer | In-Line Flow Meters | No | 3-2176-6 | Gear Assy, "A", 32P 6T | 121 | 0.01% | 120.98
McCrometer | In-Line Flow Meters | No | 3-2176-7 | Gear Assy, "A", 32P 7T | 121 | 0.01% | 120.98
McCrometer | In-Line Flow Meters | No | 3-2176-7S | Gear Assy, "A" 32P 7T SPARLING SPARLING REPLACEMENT GEAR | 121 | 0.01% | 120.98
McCrometer | In-Line Flow Meters | No | 3-2176-8 | Gear Assy, "A", 32P 8T | 121 | 0.01% | 120.98
McCrometer | In-Line Flow Meters | No | 3-2176-9 | Gear Assy, "A", 32P 9T | 121 | 0.01% | 120.98
McCrometer | In-Line Flow Meters | No | 3-2208-24 | V-Shaft Assy, 24" (CN-02) | 104.5 | 0.01% | 104.48
McCrometer | In-Line Flow Meters | No | 3-2208-36 | V-Shaft Assy, 36" (CN-02) | 203.5 | 0.01% | 203.47
McCrometer | In-Line Flow Meters | No | 3-2290-06-34 | Spool, Flanged,6" ANSI 14.6"Lg 14.6"LG FxF | 775.5 | 0.01% | 775.42
McCrometer | In-Line Flow Meters | No | 3-4177-X14 | Change Gear Assy, X14 | 121 | 0.01% | 120.98
McCrometer | In-Line Flow Meters | No | 3-4177-X15 | Change Gear Assy, X15 | 121 | 0.01% | 120.98
McCrometer | In-Line Flow Meters | No | 3-4177-X7 | Change Gear Assy, X7 | 121 | 0.01% | 120.98
McCrometer | In-Line Flow Meters | No | 3-4177-X8 | Change Gear Assy, X8 | 121 | 0.01% | 120.98
McCrometer | In-Line Flow Meters | No | 3-4177-X9 | Change Gear Assy, X9 | 121 | 0.01% | 120.98
McCrometer | In-Line Flow Meters | No | 3-4329 | Actuator Assembly, Reed Switch TR-04-2 & TR-12-2 | 42.9 | 0.01% | 42.89
McCrometer | In-Line Flow Meters | No | 3-4335-2 | Trans Reed Switch & Mtg Assy | 60.5 | 0.01% | 60.49
McCrometer | In-Line Flow Meters | No | 3-4345 | Top Plate & Odometer Assembly, For CN-06-2 | 37.4 | 0.01% | 37.39
McCrometer | In-Line Flow Meters | No | 3-4348 | K-Magnet Flux Adjusting Plate Assembly | 19.8 | 0.01% | 19.79
McCrometer | In-Line Flow Meters | No | 3-4351 | K Speed Magnet Assembly | 37.4 | 0.01% | 37.39
McCrometer | In-Line Flow Meters | No | 3-4356 | Magnet Shaft Assembly, Speed CN-06-2 | 25.3 | 0.01% | 25.29
McCrometer | In-Line Flow Meters | No | 3-4359 | OS Worm Shaft Assy CN-06-2 2nd | 25.3 | 0.01% | 25.29
McCrometer | In-Line Flow Meters | No | 3-4361 | OS Worm Gear Assy CN-06-2 1st as Molded Assembly | 22 | 0.01% | 21.99
McCrometer | In-Line Flow Meters | No | 3-4397-4 | Cover W.S. W/Cable Out | 170.5 | 0.01% | 170.48
McCrometer | In-Line Flow Meters | No | 7-TR04-2-S | 7-TR04-2, 2-WIRE, USE W/XMTR TOTALIZER | 194.7 | 0.01% | 194.68
McCrometer | In-Line Flow Meters | No | 3-2306 | K-Shaft Guide,Lower Vertical VF-29 | 39.6 | 0.01% | 39.59
McCrometer | In-Line Flow Meters | No | 3-2324 | K Magnet Assembly, Drive, Tot. | 12.1 | 0.01% | 12.09
McCrometer | In-Line Flow Meters | No | 3-2348 | Shaft Assy,Driven Magnet, 2-20 Shaft Assy,Driven Magnet, 2-20 | 38.5 | 0.01% | 38.49
McCrometer | In-Line Flow Meters | No | 3-2349 | K Miter Gear Assy 2-54" | 46.2 | 0.01% | 46.19
McCrometer | In-Line Flow Meters | No | 3-2352 | K-V Shaft Collar & BRG. Assy | 51.7 | 0.01% | 51.69
McCrometer | In-Line Flow Meters | No | 3-2356 | K Bearing Cartridge Assy, Thrust (Brass) | 37.4 | 0.01% | 37.39
McCrometer | In-Line Flow Meters | No | 3-2392-12W | V-Shaft Assy,12 VF-30X,Westlnd | 249.7 | 0.01% | 249.67
McCrometer | In-Line Flow Meters | No | 3-2392-14W | V-Shaft Assy,14 VF-30X,Westlnd | 250.8 | 0.01% | 250.77
McCrometer | In-Line Flow Meters | No | 3-2394-04-304 | Gearbox Assy, S304, 04" | 229.9 | 0.01% | 229.87
McCrometer | In-Line Flow Meters | No | 3-2394-06-304 | Gearbox Assy, S304, 06" | 261.8 | 0.01% | 261.77
McCrometer | In-Line Flow Meters | No | 3-2394-06LP-304 | Gearbox Assy, S304, 06" LP | 261.8 | 0.01% | 261.77
McCrometer | In-Line Flow Meters | No | 3-2394-08-304 | Gearbox Assy, S304, 08" | 293.7 | 0.01% | 293.67
McCrometer | In-Line Flow Meters | No | 3-2394-10-304 | Gearbox Assy, S304, 10" | 342.1 | 0.01% | 342.06
McCrometer | In-Line Flow Meters | No | 3-2394-12-304 | Gearbox Assy, S304, 12" | 398.2 | 0.01% | 398.16
McCrometer | In-Line Flow Meters | No | 3-2394-14-304 | Gearbox Assy, S304, 14" | 420.2 | 0.01% | 420.15
McCrometer | In-Line Flow Meters | No | 3-2394-16-304 | Gearbox Assy, S304, 16" | 455.4 | 0.01% | 455.35
McCrometer | In-Line Flow Meters | No | 3-2394-18-304 | Gearbox Assy, S304, 18" | 488.4 | 0.01% | 488.35
McCrometer | In-Line Flow Meters | No | 3-2394-20-304 | Gearbox Assy, S304, 20" | 521.4 | 0.01% | 521.34
McCrometer | In-Line Flow Meters | No | 3-2394-6.0-304 | Gearbox Assy, S304, 6.0" | 503.8 | 0.01% | 503.74
McCrometer | In-Line Flow Meters | No | 4-1712-11-7 | SPL KIT UM/FPI PLASTIC DUALCBL SPEC CABLE TYPE/LG SEPERATELY | 311.3 | 0.01% | 311.26
McCrometer | In-Line Flow Meters | No | 4-1712-11-8 | SPL KIT PLASTIC SINGLE CABLE SPEC CABLE TYPE/LG SEPERATELY | 291.5 | 0.01% | 291.47
McCrometer | In-Line Flow Meters | No | 4-1712-11-9 | SPL KIT PL. SINGLE CABLE PG11 SPEC CABLE TYPE/LG SEPERATELY | 291.5 | 0.01% | 291.47
McCrometer | In-Line Flow Meters | No | 4-1712-11-KIT | COMPOUND POTTING FIELD KIT FOR USE ON THE UM/MX J-BOX | 220 | 0.01% | 219.97
McCrometer | In-Line Flow Meters | No | 4-2347-SS | K Miter Gear Frame Assembly 304S | 271.7 | 0.01% | 271.67
McCrometer | In-Line Flow Meters | No | 4-2406 | K Cartridge Spacer ASSY With Magnets | 96.8 | 0.01% | 96.79
McCrometer | In-Line Flow Meters | No | 4-2455-1-D | K SEPARATOR ASSY SLIP-ON S303 | 365.2 | 0.01% | 365.16
McCrometer | In-Line Flow Meters | No | 4-2455-2-D | K SEPARATOR ASSY THREADED S316 | 365.2 | 0.01% | 365.16
McCrometer | In-Line Flow Meters | No | 4-2459-PW | K Miter Gear Frame Assy, OF (24"-54"ML) | 556.6 | 0.01% | 556.54
McCrometer | In-Line Flow Meters | No | 4-2459-SS | Frame Assy., Miter Gear, SS 10" - 72" OF-11 & 24" - 54" ML | 481.8 | 0.01% | 481.75
McCrometer | In-Line Flow Meters | No | 4-2735-2-T | Sensor Assy, 2PPR 24"LG Cable Digital Tapped for Set Screw | 226.6 | 0.01% | 226.57
McCrometer | In-Line Flow Meters | No | 4-2735-8-T | Sensor Assy, 8PPR 24"LG Cable Digital Tapped for Set Screw | 267.3 | 0.01% | 267.27
McCrometer | In-Line Flow Meters | No | 4-2745-2 | Sensor Assy, 2PPR 36"LG Cable Wiegand, PCB Assy,WS | 85.8 | 0.01% | 85.79
McCrometer | In-Line Flow Meters | No | 4-2745-2-T | Sensor Assy, 2PPR 24"LG Cable Digital Tapped for Set Screw | 83.6 | 0.01% | 83.59
McCrometer | In-Line Flow Meters | No | 3-2401-08 | Mtr. Hd. Assy 8" VF27,31 | 717.2 | 0.01% | 717.12
McCrometer | In-Line Flow Meters | No | 3-2402-1 | K Bearing Cartridge Assy,Rev. Brass, New Style, Slip-on | 37.4 | 0.01% | 37.39
McCrometer | In-Line Flow Meters | No | 3-2404 | Shaft Guide & Middle Bearing Assembly, (VF-31/32) | 118.8 | 0.01% | 118.78
McCrometer | In-Line Flow Meters | No | 3-2414-06DC | Cover Saddle, 6" Dummy For LP-31/32 | 265.1 | 0.01% | 265.07
McCrometer | In-Line Flow Meters | No | 3-2414-08DC | Cover Saddle, 8"-20" Dummy, For LP-31/32 | 275 | 0.01% | 274.97
McCrometer | In-Line Flow Meters | No | 3-2425-10.0-P | K Prop 10" Dia. Poly 12ML/14LP 2nd Op | 214.5 | 0.01% | 214.47
McCrometer | In-Line Flow Meters | No | 3-2425-11.0-P | K Prop 11" Dia. Poly 14ML/16LP 2nd Op | 240.9 | 0.01% | 240.87
McCrometer | In-Line Flow Meters | No | 3-2425-14.0-P | K Prop 14" Dia. Poly 18-54"ML & 20"LP 2nd Op | 261.8 | 0.01% | 261.77
McCrometer | In-Line Flow Meters | No | 3-2425-3.75-P | K Prop 3-3/4" Dia. Poly 4"ML 2nd Op | 77 | 0.01% | 76.99
McCrometer | In-Line Flow Meters | No | 3-2425-5.25-P | K Prop 5-1/4" Dia. Poly 6" ML & 8" LP 2nd Op | 189.2 | 0.01% | 189.18
McCrometer | In-Line Flow Meters | No | 3-2425-5.5-P | Prop, 5 1/2" Dia. Low Velocity (6" ML & 8"LP) | 104.5 | 0.01% | 104.48
McCrometer | In-Line Flow Meters | No | 3-2425-7.0-P | K Prop 7" Dia. Poly 8ML/10LP 2nd Op | 189.2 | 0.01% | 189.18
McCrometer | In-Line Flow Meters | No | 4-2745-8 | Sensor Assy, 8PPR 24"LG Cable Wiegand, PCB Assy,WS | 95.7 | 0.01% | 95.69
McCrometer | In-Line Flow Meters | No | 4-4340 | Base Assembly, Ind-Tot CN-06-2 Reamed Assembly(NOT FOR SALES) | 79.2 | 0.01% | 79.19
McCrometer | In-Line Flow Meters | No | 4-4361 | K-Worm Gear Assy, CN-06-2, 1st w/set screw | 24.2 | 0.01% | 24.19
McCrometer | In-Line Flow Meters | No | 4-4362 | K-Worm Gear Assy, CN-06-2, 2nd w/set screw | 24.2 | 0.01% | 24.19
McCrometer | In-Line Flow Meters | No | 5-2425-10.0-P1 | Prop. Assy, 10.0" Dia. (Poly) (12" ML, 14" LP), New-Slip-On | 199.1 | 0.01% | 199.08
McCrometer | In-Line Flow Meters | No | 5-2425-10.0-PS | Prop. Assy, 10" Dia. (Poly) (12" ML, 14" LP), Slip-On | 154 | 0.01% | 153.98
McCrometer | In-Line Flow Meters | No | 5-2425-10.0-PSD | Prop. Assy, 10" Dia. (Poly) (14"ML,16"LP),Slip-On Digital | 349.657 | 0.01% | 349.62
McCrometer | In-Line Flow Meters | No | 5-2425-10.0-PTD | Prop. Assy, 10" Dia. (Poly) (12"ML,14" LP),ThreadedDigital | 342.1 | 0.01% | 342.06
McCrometer | In-Line Flow Meters | No | 5-2425-12.0-PTD | Prop. Assy, 12" Dia. (Poly) (16"ML,18"LP),Threaded DIGITAL | 29.7 | 0.01% | 29.69
McCrometer | In-Line Flow Meters | No | 5-2425-14.0-P1 | Prop Assy 14.0" Slip On 3/8" (18" ML, 20" LP), New-Slip-On | 56.496 | 0.01% | 56.49
McCrometer | In-Line Flow Meters | No | 5-2425-14.0-PSD | Prop. Assy, 14" Dia. (Poly) (14"ML,16"LP),Slip-On Digital | 398.2 | 0.01% | 398.16
McCrometer | In-Line Flow Meters | No | 5-2425-14.0-PTD | Prop. Assy, 14" Dia. (Poly) (18"-54"ML,20"LP),Threaded DIG | 405.9 | 0.01% | 405.85
McCrometer | In-Line Flow Meters | No | 5-2425-2.875-PS | Prop. Assy, 2 7/8" Dia. (Poly) (2" & 3" ML), Slip-On | 289.3 | 0.01% | 289.27
McCrometer | In-Line Flow Meters | No | 5-2425-3.5-PT | Prop. Assy, 3 1/2" Dia. (Poly) (4" LP), Threaded | 298.1 | 0.01% | 298.07
McCrometer | In-Line Flow Meters | No | 5-2425-4.5-PT | Prop. Assy, 4 1/2" Dia. (Poly) (6" LP) Threaded | 306.9 | 0.01% | 306.86
McCrometer | In-Line Flow Meters | No | 5-2425-4.5-PTD | Prop. Assy, 4 1/2" Dia. (Poly) (6" LP) Threaded Digital | 306.9 | 0.01% | 306.86
McCrometer | In-Line Flow Meters | No | 5-2425-5.25-PTD | Prop. Assy, 5 1/4" Dia. (Poly) (6" ML, 8" LP) ThreadeDigital | 306.9 | 0.01% | 306.86
McCrometer | In-Line Flow Meters | No | 5-2425-7.0-P1 | Prop. Assy, 7" Dia. (Poly) (8" ML, 10" LP), New-Slip-On | 316.8 | 0.01% | 316.76
McCrometer | In-Line Flow Meters | No | 5-2425-7.0-PSD | Prop. Assy, 7" Dia. (Poly) (8"ML,10"LP),New-Slip-On SS | 313.5 | 0.01% | 313.46
McCrometer | In-Line Flow Meters | No | 5-2425-7.0-PTD | Prop. Assy, 7" DIA (Poly) (8"ML,10"LP) THREADED,DIGITAL | 322.3 | 0.01% | 322.26
McCrometer | In-Line Flow Meters | No | 3-2425-8.625-P | K Prop 8-5/8 Dia. Poly 10" ML & 12" LP 2nd Op | 203.5 | 0.01% | 203.47
McCrometer | In-Line Flow Meters | No | 3-2437-06 | U-Strap 6" LP-19,20,31,32,51 & 52 | 51.7 | 0.01% | 51.69
McCrometer | In-Line Flow Meters | No | 3-2437-08 | U-Strap 8" LP-19,20,31,32,51 & 52 | 55 | 0.01% | 54.99
McCrometer | In-Line Flow Meters | No | 3-2437-10 | U-Strap 10" LP-19,20,31,32,51 & 52 | 63.8 | 0.01% | 63.79
McCrometer | In-Line Flow Meters | No | 3-2437-11 | U-Strap 11" LP-19,20,31,32,51 & 52 | 91.3 | 0.01% | 91.29
McCrometer | In-Line Flow Meters | No | 3-2437-12 | U-Strap 12" LP-19,20,31,32,51 & 52 | 75.9 | 0.01% | 75.89
McCrometer | In-Line Flow Meters | No | 3-2437-13 | U-Strap 13" LP-19,20,31 & 32 | 84.7 | 0.01% | 84.69
McCrometer | In-Line Flow Meters | No | 3-2437-14 | U-Strap 14" LP-19,20,31 & 32 | 86.9 | 0.01% | 86.89
McCrometer | In-Line Flow Meters | No | 3-2437-18 | U-Strap 18" | 82.5 | 0.01% | 82.49
McCrometer | In-Line Flow Meters | No | 3-2453 | V-Shaft Assly OF-11(Edit) | 183.7 | 0.01% | 183.68
McCrometer | In-Line Flow Meters | No | 3-2461-36 | V-Shaft Assy, 36" ML | 194.7 | 0.01% | 194.68
McCrometer | In-Line Flow Meters | No | 3-2757-DM | Wire Assy, Ground, 4"-12" DM 1 Kit includes 2 Wires | 72.6 | 0.01% | 72.59
McCrometer | In-Line Flow Meters | No | 3-2757-FCW | Wire Assy, Ground,Flowcom | 7.7 | 0.01% | 7.69
McCrometer | In-Line Flow Meters | No | 3-2757-W | Wire Assy, Ground, 2"-16" UM | 12.1 | 0.01% | 12.09
McCrometer | In-Line Flow Meters | No | 3-2781-02-K | Grounding Ring Assy., 2" UM SS Kit 2 Grnd Rings Included | 79.2 | 0.01% | 79.19
McCrometer | In-Line Flow Meters | No | 3-2781-03-K | Grounding Ring Assy., 3"UM SS Kit 2 Grnd Rings Included | 82.5 | 0.01% | 82.49
McCrometer | In-Line Flow Meters | No | 3-2781-06-K | Grounding Ring Assy., 6" UM SS Kit 2 Grnd Rings Included | 214.5 | 0.01% | 214.47
McCrometer | In-Line Flow Meters | No | 3-2781-08-K | Grounding Ring Assy., 8" UM SS Kit 2 Grnd Rings Included | 221.1 | 0.01% | 221.07
McCrometer | In-Line Flow Meters | No | 3-2781-10-K | Grounding Ring Assy., 10" UM SS Kit 2 Grnd Rings Included | 314.6 | 0.01% | 314.56
McCrometer | In-Line Flow Meters | No | 3-2781-12-K | Grounding Ring Assy., 12" UM SS Kit 2 Grnd Rings Included | 330 | 0.01% | 329.96
McCrometer | In-Line Flow Meters | No | 3-2781-14-K | Grounding Ring Assy., 14" UM SS Kit 2 Grnd Rings Included | 625.9 | 0.01% | 625.83
McCrometer | In-Line Flow Meters | No | 3-2781-16-K | Grounding Ring Assy., 16" UM SS Kit 2 Grnd Rings Included | 727.1 | 0.01% | 727.02
McCrometer | In-Line Flow Meters | No | 3-2781-24-K | Grounding Ring Assy., 24" UM SS Kit 2 Grnd Rings Included | 1219.9 | 0.01% | 1219.77
McCrometer | In-Line Flow Meters | No | 3-4045 | Gear Assy A/B Tot. Hub | 61.6 | 0.01% | 61.59
McCrometer | In-Line Flow Meters | No | 5-2425-8.625-PTD | Prop. Assy, 8 5/8" Dia. (Poly) (10"ML,12"LP),Threaded Digital | 333.3 | 0.01% | 333.26
McCrometer | In-Line Flow Meters | No | 5-2760-20-2 | Snsr 20" UM Comp CL E 49.25"LG | 3412.2 | 0.01% | 3411.85
McCrometer | In-Line Flow Meters | No | 5-2776-10-SA02 | Sensor, 10" UMII SPL 25.5"LG ANSI 150 FLGS | 751.3 | 0.01% | 751.22
McCrometer | In-Line Flow Meters | No | 5-2776-12-SD39 | Sensor 12" UM II Spl 28.5" Lg | 260.7 | 0.01% | 260.67
McCrometer | In-Line Flow Meters | No | 5-4142-R | Trans Assy Spec W/Gears & Act. | 314.6 | 0.01% | 314.56
McCrometer | In-Line Flow Meters | No | 5-4316-2-K | Tot Bonnet Assy Kit W/TR04-2 W/ O-Ring/Screws (Replacement) | 99 | 0.01% | 98.99
McCrometer | In-Line Flow Meters | No | 5-4316-K | Bonnet Assembly, Totalizer Kit W/ O-Ring/Screws (Replacement) | 47.3 | 0.01% | 47.29
McCrometer | In-Line Flow Meters | No | 5-4337 | Bonnet Indicator-Totalizer Assy (With Lid & Pin) | 132 | 0.01% | 131.98
McCrometer | In-Line Flow Meters | No | 5-4337-1 | Bonnet Assy., Ind/Tot Trans. Assembly (With Lid & Pin) | 148.5 | 0.01% | 148.48
McCrometer | In-Line Flow Meters | No | 5-4337-5 | Bonnet I/T Trans. Tamp. Resist Assembly (With Lid & Pin) | 143 | 0.01% | 142.98
McCrometer | In-Line Flow Meters | No | 5-4337-K | Bonnet Indicator-Totalizer Kit W/ O-Ring/Screws (Replacement) | 121 | 0.01% | 120.98
McCrometer | In-Line Flow Meters | No | 5-4344 | B Plate Assembly Upper Middle | 58.3 | 0.01% | 58.29
McCrometer | In-Line Flow Meters | No | 5-CN06-2 | B K Ind-Tot Mechanism less dial | 448.8 | 0.01% | 448.75
McCrometer | In-Line Flow Meters | No | 3-4045-10 | Change Gear Assy, 10 | 59.4 | 0.01% | 59.39
McCrometer | In-Line Flow Meters | No | 3-4045-10- | Change Gear Assy, 10- | 61.6 | 0.01% | 61.59
McCrometer | In-Line Flow Meters | No | 3-4045-10+ | Change Gear Assy, 10+ | 61.6 | 0.01% | 61.59
McCrometer | In-Line Flow Meters | No | 3-4045-10+Z | Change Gear Assy, 10+Z | 61.6 | 0.01% | 61.59
McCrometer | In-Line Flow Meters | No | 3-4045-10E | Change Gear Assy, 10E | 61.6 | 0.01% | 61.59
McCrometer | In-Line Flow Meters | No | 3-4045-10UZ | Change Gear Assy, 10UZ | 59.4 | 0.01% | 59.39
McCrometer | In-Line Flow Meters | No | 3-4045-11 | Change Gear Assy, 11 | 59.4 | 0.01% | 59.39
McCrometer | In-Line Flow Meters | No | 3-4045-11- | Change Gear Assy, 11- | 61.6 | 0.01% | 61.59
McCrometer | In-Line Flow Meters | No | 3-4045-11A | Change Gear Assy, 11A | 61.6 | 0.01% | 61.59
McCrometer | In-Line Flow Meters | No | 3-4045-11E | Change Gear Assy, 11E | 59.4 | 0.01% | 59.39
McCrometer | In-Line Flow Meters | No | 3-4045-11EZ | Change Gear Assy, 11EZ | 59.4 | 0.01% | 59.39
McCrometer | In-Line Flow Meters | No | 3-4045-11U | Change Gear Assy, 11U | 61.6 | 0.01% | 61.59
McCrometer | In-Line Flow Meters | No | 3-4045-11UZ | Change Gear Assy, 11UZ | 61.6 | 0.01% | 61.59
McCrometer | In-Line Flow Meters | No | 3-4045-12 | Change Gear Assy, 12 | 59.4 | 0.01% | 59.39
McCrometer | In-Line Flow Meters | No | 3-4045-12- | Change Gear Assy, 12- | 61.6 | 0.01% | 61.59
McCrometer | In-Line Flow Meters | No | 3-4045-12+ | Change Gear Assy, 12+ | 61.6 | 0.01% | 61.59
McCrometer | In-Line Flow Meters | No | 3-4045-1-24L | Gear Assy., Transmitter Drive 24L | 59.4 | 0.01% | 59.39
McCrometer | In-Line Flow Meters | No | 3-4045-12A | Change Gear Assy, 12A | 59.4 | 0.01% | 59.39
McCrometer | In-Line Flow Meters | No | 3-4045-12K+ | Change Gear Assy, 12K+ | 59.4 | 0.01% | 59.39
McCrometer | In-Line Flow Meters | No | 3-4045-12KK | Change Gear Assy, 12KK | 61.6 | 0.01% | 61.59
McCrometer | In-Line Flow Meters | No | 3-4045-12U | Change Gear Assy, 12U | 59.4 | 0.01% | 59.39
McCrometer | In-Line Flow Meters | No | 3-4045-12UZ | Change Gear Assy, 12UZ | 59.4 | 0.01% | 59.39
McCrometer | In-Line Flow Meters | No | 3-4045-13 | Change Gear Assy, 13 | 61.6 | 0.01% | 61.59
McCrometer | In-Line Flow Meters | No | 3-4045-13- | Change Gear Assy, 13- | 61.6 | 0.01% | 61.59
McCrometer | In-Line Flow Meters | No | 3-4045-13+ | Change Gear Assy, 13+ | 61.6 | 0.01% | 61.59
McCrometer | In-Line Flow Meters | No | 3-4045-1-31H+ | Gear Assy, Center Drive, TR-01-1, 06-1, 15 & 16 | 61.6 | 0.01% | 61.59
McCrometer | In-Line Flow Meters | No | 3-4045-1-36L | Gear Assy., Trans. Drive 36L | 61.6 | 0.01% | 61.59
McCrometer | In-Line Flow Meters | No | 3-4045-13A | Change Gear Assy, 13A | 59.4 | 0.01% | 59.39
McCrometer | In-Line Flow Meters | No | 3-4045-13K | Change Gear Assy, 13K | 61.6 | 0.01% | 61.59
McCrometer | In-Line Flow Meters | No | 3-4045-13KK | Change Gear Assy, 13KK | 61.6 | 0.01% | 61.59
McCrometer | In-Line Flow Meters | No | 6-4260 | Tot Assy Totalizer | 189.2 | 0.01% | 189.18
McCrometer | In-Line Flow Meters | No | 3-4045-13X | Change Gear Assy, 13X | 59.4 | 0.01% | 59.39
McCrometer | In-Line Flow Meters | No | 3-4045-14 | Change Gear Assy, 14 Change, 32, 48, 50 & 53 Pitch | 61.6 | 0.01% | 61.59
McCrometer | In-Line Flow Meters | No | 3-4045-14- | Change Gear Assy, 14- | 59.4 | 0.01% | 59.39
McCrometer | In-Line Flow Meters | No | 3-4045-14+ | Change Gear Assy, 14+ | 61.6 | 0.01% | 61.59
McCrometer | In-Line Flow Meters | No | 3-4045-14KK | Change Gear Assy, 14KK | 61.6 | 0.01% | 61.59
McCrometer | In-Line Flow Meters | No | 3-4045-14X | Change Gear Assy, 14X | 61.6 | 0.01% | 61.59
McCrometer | In-Line Flow Meters | No | 3-4045-14-Z | Change Gear Assy, 14-Z | 59.4 | 0.01% | 59.39
McCrometer | In-Line Flow Meters | No | 3-4045-15- | Change Gear Assy, 15- | 59.4 | 0.01% | 59.39
McCrometer | In-Line Flow Meters | No | 3-4045-15+ | Change Gear Assy, 15+ | 61.6 | 0.01% | 61.59
McCrometer | In-Line Flow Meters | No | 3-4045-15F | Change Gear Assy, 15F | 59.4 | 0.01% | 59.39
McCrometer | In-Line Flow Meters | No | 3-4045-15JJ | Change Gear Assy, 15JJ | 59.4 | 0.01% | 59.39
McCrometer | In-Line Flow Meters | No | 3-4045-15X | Change Gear Assy, 15X | 61.6 | 0.01% | 61.59
McCrometer | In-Line Flow Meters | No | 3-4045-15X+ | Change Gear Assy, 15X+ | 61.6 | 0.01% | 61.59
McCrometer | In-Line Flow Meters | No | 3-4045-16 | Change Gear Assy, 16 | 59.4 | 0.01% | 59.39
McCrometer | In-Line Flow Meters | No | 3-4045-16- | Change Gear Assy, 16- | 61.6 | 0.01% | 61.59
McCrometer | In-Line Flow Meters | No | 3-4045-16F | Change Gear Assy, 16F | 59.4 | 0.01% | 59.39
McCrometer | In-Line Flow Meters | No | 3-4045-16FF | Change Gear Assy, 16FF | 61.6 | 0.01% | 61.59
McCrometer | In-Line Flow Meters | No | 3-4045-17 | Change Gear Assy, 17 | 59.4 | 0.01% | 59.39
McCrometer | In-Line Flow Meters | No | 3-4045-17- | Change Gear Assy, 17- | 61.6 | 0.01% | 61.59
McCrometer | In-Line Flow Meters | No | 3-4045-17+ | Change Gear Assy, 17+ | 61.6 | 0.01% | 61.59
McCrometer | In-Line Flow Meters | No | 3-4045-17F | Change Gear Assy, 17F | 59.4 | 0.01% | 59.39
McCrometer | In-Line Flow Meters | No | 3-4045-17S | Change Gear Assy, 17S | 59.4 | 0.01% | 59.39
McCrometer | In-Line Flow Meters | No | 3-4045-18 | Change Gear Assy, 18 | 59.4 | 0.01% | 59.39
McCrometer | In-Line Flow Meters | No | 3-4045-18- | Change Gear Assy, 18- | 59.4 | 0.01% | 59.39
McCrometer | In-Line Flow Meters | No | 3-4045-18+ | Change Gear Assy, 18+ | 59.4 | 0.01% | 59.39
McCrometer | In-Line Flow Meters | No | 3-4045-18C | Change Gear Assy, 18C | 59.4 | 0.01% | 59.39
McCrometer | In-Line Flow Meters | No | 3-4045-18C+ | Change Gear Assy, 18C+ | 59.4 | 0.01% | 59.39
McCrometer | In-Line Flow Meters | No | 3-4045-18JJ | Change Gear Assy, 18JJ | 61.6 | 0.01% | 61.59
McCrometer | In-Line Flow Meters | No | 3-4045-18S | Change Gear Assy, 18S | 61.6 | 0.01% | 61.59
McCrometer | In-Line Flow Meters | No | 3-4045-19 | Change Gear Assy, 19 | 61.6 | 0.01% | 61.59
McCrometer | In-Line Flow Meters | No | T-38 | PROPELLER REVERSE FLOW CARTRIDGE TOOL | 63.8 | 0.01% | 63.79
McCrometer | In-Line Flow Meters | No | 1-2799-08-2-22.25 | Shield, SSR, 8" UMII 22.25"LG 22.25"OAL | 75.9 | 0.01% | 75.89
McCrometer | In-Line Flow Meters | No | 2-2310-B | Blank, Dial, TR-04-2 256/1 Totalizer | 27.5 | 0.01% | 27.49
McCrometer | In-Line Flow Meters | No | 3-2163-60 | Gear Assembly, "B", 60 Tooth, 32 Pitch | 59.4 | 0.01% | 59.39
McCrometer | In-Line Flow Meters | No | 3-2460-42 | Drop Pipe & Gearbox Assy,42 ML | 1069.2 | 0.01% | 1069.09
McCrometer | In-Line Flow Meters | No | 3-4013-236 | Dial Face, 0-20 CFS Ind / 0.01 Acre Feet Tot | 27.5 | 0.01% | 27.49
McCrometer | In-Line Flow Meters | No | 1-1783-9 | Batt Lith .49g 6V,Old CN-08 1.8AH with Wire | 75.9 | 0.01% | 75.89
McCrometer | In-Line Flow Meters | No | 1-3009 | ***** Label, Dial Ind&Tot | 22 | 0.01% | 21.99
McCrometer | In-Line Flow Meters | No | 1-1557-16 | Gasket, 16" Flange Ring 150# 1/16" Fiber JM960 or Equil. | 47.3 | 0.01% | 47.29
McCrometer | In-Line Flow Meters | No | 5-2425-5.5-PTD | Prop. Assy, 5 1/2" Dia. (Poly) LV(6" ML), Threaded Digital | 322.3 | 0.01% | 322.26
McCrometer | In-Line Flow Meters | No | 7-TR16-S | Trans Base Sub-Assy mA No Pulse Rate Cable | 1170.4 | 0.01% | 1170.28
McCrometer | In-Line Flow Meters | No | 1-1557-20 | Gasket, 20" FOR ANSI CL 150 RF (20" VF-31/32) FLANGE RING | 75.9 | 0.01% | 75.89
McCrometer | In-Line Flow Meters | No | 4-2745-8-T | Sensor Assy, 8PPR 24"LG Cable Digital Tapped for Set Screw | 267.3 | 0.01% | 267.27
McCrometer | In-Line Flow Meters | No | 1-1504-1 | Bearing, Vertical Shaft, Upper (3/16" ID) #SFR3ZZMC3E5PAF2S | 38.5 | 0.01% | 38.49
McCrometer | In-Line Flow Meters | No | 1-91079-18 | Gasket, Meter Head, 18"-20" MLDD, Sparling | 62.7 | 0.01% | 62.69
McCrometer | In-Line Flow Meters | No | 3-91151-10 | Tube Assy., 10" Sparling (Irrimeter) | 1853.5 | 0.01% | 1853.31
McCrometer | In-Line Flow Meters | No | 3-91152-10 | Replacement Irrimeter Dome 10" 17 5/8" ID X 6 1/2" High | 1236.4 | 0.01% | 1236.27
McCrometer | In-Line Flow Meters | No | 3-92028 | V-Shaft Assy,Coachella Water Dist,VF-27X McCrometer Replc | 398.2 | 0.01% | 398.16
McCrometer | In-Line Flow Meters | No | 1-91079-06 | Gasket, Meter Head, 5" & 6" MLDD, Sparling | 16.5 | 0.01% | 16.49
McCrometer | In-Line Flow Meters | No | 1-91079-14 | Gasket, Meter Head, 14"-16" MLDD, Sparling | 55 | 0.01% | 54.99
McCrometer | In-Line Flow Meters | No | 1-91093-06 | Gasket, Meter Head, 6"-14" Sparling Masterflo | 15.4 | 0.01% | 15.39
McCrometer | In-Line Flow Meters | No | 1-91093-16 | Gasket, Meter Head, 16"-24" Sparling Masterflo | 214.5 | 0.01% | 214.47
McCrometer | In-Line Flow Meters | No | 2-91069-06 | Meter Head, 5"-6" Sparling MLDD, 150 PSI | 319 | 0.01% | 318.96
McCrometer | In-Line Flow Meters | No | 2-91163 | Washer, 4"-12" B & C Gear Sparling Meter Valve (SSJMUD) | 15.4 | 0.01% | 15.39
McCrometer | In-Line Flow Meters | No | 2-92002-2B | Bronze Thread On Meter Head For VF-I1-X-5GP | 143 | 0.01% | 142.98
McCrometer | In-Line Flow Meters | No | 3-91045-1-7.0-P | Prop., ML-T1X Sparling (Rep.) 7" Dia, w/3" Cutback, Poly | 243.1 | 0.01% | 243.07
McCrometer | In-Line Flow Meters | No | 5-91045-1-7.0PT | Prop. Assy., Sparling (Rep.) 7" Dia, w/3" Cutback, Poly | 420.2 | 0.01% | 420.15
McCrometer | In-Line Flow Meters | No | 1-91079-12 | Gasket, Meter Head, 8"-12" MLDD, Sparling | 47.3 | 0.01% | 47.29
McCrometer | In-Line Flow Meters | No | 7-TR04-2 | Trans Assy Tot 2-Wire W/Reed | 818.4 | 0.01% | 818.31
McCrometer | In-Line Flow Meters | No | 7-TR12-2 | Trans Assy Ind-Tot 2-wire circuit w/Reed Switch | 1206.7 | 0.01% | 1206.57
McCrometer | In-Line Flow Meters | No | 7-TR12-2-R | Trans Retro Ind-Tot 2-wire w/Reed Switch(complete) | 1205.6 | 0.01% | 1205.47
McCrometer | In-Line Flow Meters | No | 7-TR12-2-S | 7-TR12-2 Reed SW USE W/XMTR IND/TOT | 204.6 | 0.01% | 204.57
McCrometer | In-Line Flow Meters | No | 7-TR15-600-R | Trans Retro Tot 600 PPM | 1424.5 | 0.01% | 1424.35
McCrometer | In-Line Flow Meters | No | 7-TR15-R | Trans Retro Tot 2-Wire mA Out No Pulse Rate Cable | 1424.5 | 0.01% | 1424.35
McCrometer | In-Line Flow Meters | No | 7-TR16-150-R | Trans Retro Ind-Tot 150 PPM | 1817.2 | 0.01% | 1817.01
McCrometer | In-Line Flow Meters | No | 7-TR16-150-S | Trans Base Sub-Assy 150PPM | 1170.4 | 0.01% | 1170.28
McCrometer | In-Line Flow Meters | No | 7-TR16-600-R | Trans Retro Ind-Tot 600 PPM | 1928.3 | 0.01% | 1928.1
McCrometer | In-Line Flow Meters | No | 7-TR16-600-S | Trans Base Sub-Assy 600 PPM | 938.3 | 0.01% | 938.2
McCrometer | In-Line Flow Meters | No | 7-TR16-R | Trans Retro Ind-Tot 2-Wire mA No Pulse Rate Cable | 1817.2 | 0.01% | 1817.01
McCrometer | In-Line Flow Meters | No | TR16 | 4-20ma TR16 W/ MTR ONLY No Pulse Rate Cable | 1004.3 | 0.01% | 1004.19
McCrometer | In-Line Flow Meters | No | 5-TR12-2 | Trans Mech W/Reed Swch no Dial | 480.7 | 0.01% | 480.65
McCrometer | In-Line Flow Meters | No | 7-TR04-2-R | Trans Retro Tot 2-Wire W/Reed | 817.3 | 0.01% | 817.21
McCrometer | In-Line Flow Meters | No | 10722 | SCR 8-32X1/4 PH PHIL 18-8 PAN HEAD PHILLIPS | 1.07 | 0.01% | 1.06
McCrometer | In-Line Flow Meters | No | 1-1712-16 | Enclosure, Cast Body, UM/FPI Ultra Mag / High Pressure FPI | 23.54 | 0.01% | 23.53
McCrometer | In-Line Flow Meters | No | 1-1802-31 | Compound, Potting, Dielectric Firm Gel Kit, 210mL | 128.4 | 0.01% | 128.38
McCrometer | In-Line Flow Meters | No | 1-1735-1-P | Enclosure Potting Ultra Mag | 128.4 | 0.01% | 128.38
McCrometer | In-Line Flow Meters | No | UM10-1SR025A1-LS | 123 | 131.61 | 0.01% | 131.59
McCrometer | In-Line Flow Meters | No | UM-REMOTE-H-25-K | UM REMOTE MOUNT 25ft Cable | 428 | 0.01% | 427.95
McCrometer | In-Line Flow Meters | No | PG-MB | PROCOMM GO BATT | 988.68 | 0.01% | 988.58
McCrometer | In-Line Flow Meters | No | PG-MB1001 | PROCOMM GO BATT | 1073.21 | 0.01% | 1073.1
McCrometer | In-Line Flow Meters | No | PG-MB1021 | PROCOMM GO BATT | 1141.69 | 0.01% | 1141.57
McCrometer | In-Line Flow Meters | No | PG-MB1002 | PROCOMM GO BATT | 1274.37 | 0.01% | 1274.24
McCrometer | In-Line Flow Meters | No | PG-MB3111 | PROCOMM GO BATT | 1319.31 | 0.01% | 1319.17
McCrometer | In-Line Flow Meters | No | PG-MB3002 | PROCOMM GO BATT | 1442.36 | 0.01% | 1442.21
McCrometer | In-Line Flow Meters | No | PG-MB4001-IT9 | PROCOMM GO BATT | 1578.25 | 0.01% | 1578.09
McCrometer | In-Line Flow Meters | No | PG-MB4001-SEN | PROCOMM GO BATT | 1578.25 | 0.01% | 1578.09
McCrometer | In-Line Flow Meters | No | PG-MB5011-SEN | PROCOMM GO BATT, SENSUS AMI, PULSE 6' CABLE | 1706.65 | 0.01% | 1706.47
McCrometer | In-Line Flow Meters | No | PG-RB | PROCOMM GO BATT | 1831.84 | 0.01% | 1831.65
McCrometer | In-Line Flow Meters | No | PG-RB0 | PROCOMM GO BATT | 1831.84 | 0.01% | 1831.65
McCrometer | In-Line Flow Meters | No | PG-RB1001 | PROCOMM GO BATT | 1916.37 | 0.01% | 1916.17
McCrometer | In-Line Flow Meters | No | PG-RB1011 | PROCOMM GO BATT | 1960.24 | 0.01% | 1960.04
McCrometer | In-Line Flow Meters | No | PG-RF3001 | PROCOMM GO DC | 2393.59 | 0.01% | 2393.35
McCrometer | In-Line Flow Meters | No | PG-RB4001-SEN | PROCOMM GO BATT | 2421.41 | 0.01% | 2421.16
McCrometer | In-Line Flow Meters | No | PG-RB7001-SEN | PROCOMM GO BATT | 2675 | 0.01% | 2674.73
McCrometer | In-Line Flow Meters | No | PG-RS1001 | PROCOMM GO SOLAR | 2811.96 | 0.01% | 2811.67
McCrometer | In-Line Flow Meters | No | PG-RE2201 | PROCOMM GO AC, 25' REMOTE, 4-20MA W/ 25' CABLE | 2903.98 | 0.01% | 2903.68
McCrometer | In-Line Flow Meters | No | PG-RE3001 | PROCOMM GO AC | 2927.52 | 0.01% | 2927.22
McCrometer | In-Line Flow Meters | No | PG-RB7112-SEN | PROCOMM GO BATT | 2954.27 | 0.01% | 2953.97
McCrometer | In-Line Flow Meters | No | UM02-NSR025A1 | 2" ULTRAMAG PROCOMM AC | 3555.61 | 0.01% | 3555.25
McCrometer | In-Line Flow Meters | No | UM02-NSM000A1 | 2" ULTRAMAG PROCOMM AC | 3555.61 | 0.01% | 3555.25
McCrometer | In-Line Flow Meters | No | UM03-NSM000A1 | 3" ULTRAMAG PROCOMM AC | 3678.66 | 0.01% | 3678.29
McCrometer | In-Line Flow Meters | No | UM02-1SMB | 2" ULTRAMAG PROCOMM GO BATT | 3801.3462 | 0.01% | 3800.96
McCrometer | In-Line Flow Meters | No | UM021SM000A1 | 2" ULTRAMAG PROCOMM AC | 3801.71 | 0.01% | 3801.32
McCrometer | In-Line Flow Meters | No | UM02-1SR025A1 | 2" ULTRAMAG PROCOMM AC | 3801.71 | 0.01% | 3801.32
McCrometer | In-Line Flow Meters | No | UM02-1SM000A1 | 2" ULTRAMAG PROCOMM AC | 3801.71 | 0.01% | 3801.32
McCrometer | In-Line Flow Meters | No | UM03-NSP025A1 | 3" ULTRAMAG PROCOMM AC | 3826.4484 | 0.01% | 3826.06
McCrometer | In-Line Flow Meters | No | UM03-1SR025A1 | 3" ULTRAMAG PROCOMM AC | 3831.67 | 0.01% | 3831.28
McCrometer | In-Line Flow Meters | No | UM03-1SM000A1 | 3" ULTRAMAG PROCOMM AC | 3831.9054 | 0.01% | 3831.52
McCrometer | In-Line Flow Meters | No | UM03-NSR025D1 | 3" ULTRA MAG PROCOMM DC | 3842.37 | 0.01% | 3841.98
McCrometer | In-Line Flow Meters | No | UM02-1SRB1021 | 2" ULTRAMAG PROCOMM GO BATT | 3872.33 | 0.01% | 3871.94
McCrometer | In-Line Flow Meters | No | UM03-1SRB1021 | 3" ULTRAMAG PROCOMM GO BATT | 3902.29 | 0.01% | 3901.89
McCrometer | In-Line Flow Meters | No | UM04-1SM000A1 | 4" ULTRAMAG PROCOMM AC | 3906.57 | 0.01% | 3906.17
McCrometer | In-Line Flow Meters | No | UM04-1SMB | 4" ULTRAMAG PROCOMM GO BATT | 3906.57 | 0.01% | 3906.17
McCrometer | In-Line Flow Meters | No | UM04-1SR025A1 | 4" ULTRAMAG PROCOMM AC | 3906.57 | 0.01% | 3906.17
McCrometer | In-Line Flow Meters | No | UM02-1SR050A1 | 2" ULTRAMAG PROCOMM AC | 3929.04 | 0.01% | 3928.64
McCrometer | In-Line Flow Meters | No | UM03-1SR025A1-L18 | 3" ULTRAMAG PROCOMM AC | 3942.95 | 0.01% | 3942.55
McCrometer | In-Line Flow Meters | No | UM04-1SR015A1 | 4" ULTRAMAG PROCOMM AC | 3956.86 | 0.01% | 3956.46
McCrometer | In-Line Flow Meters | No | UM03-1SR050A1 | 3" ULTRAMAG PROCOMM AC | 3959 | 0.01% | 3958.6
McCrometer | In-Line Flow Meters | No | UM02-1SR025D1 | 2" ULTRAMAG PROCOMM DC | 3965.42 | 0.01% | 3965.02
McCrometer | In-Line Flow Meters | No | UM02-1SM000D1 | 2" ULTRAMAG PROCOMM DC | 3965.42 | 0.01% | 3965.02
McCrometer | In-Line Flow Meters | No | UM04-1SMB1021 | 4" ULTRAMAG PROCOMM GO BATT | 3975.05 | 0.01% | 3974.65
McCrometer | In-Line Flow Meters | No | UM04-1SR030A1-HL | 4" ULTRAMAG PROCOMM AC | 3979.33 | 0.01% | 3978.93
McCrometer | In-Line Flow Meters | No | UM03-1SP025A1 | 3" ULTRAMAG PROCOMM AC | 3983.61 | 0.01% | 3983.21
McCrometer | In-Line Flow Meters | No | UM03-1SPB | 3" ULTRAMAG PROCOMM GO BATT | 3983.61 | 0.01% | 3983.21
McCrometer | In-Line Flow Meters | No | UM04-1SMB1001 | UM04-1SMB1001 | 3991.1 | 0.01% | 3990.7
McCrometer | In-Line Flow Meters | No | UM03-1SM000D1 | 3" ULTRAMAG PROCOMM DC | 3991.2498 | 0.01% | 3990.85
McCrometer | In-Line Flow Meters | No | UM02-1SR040A1 | 2" ULTRAMAG PROCOMM AC | 4002.87 | 0.01% | 4002.46
McCrometer | In-Line Flow Meters | No | UM02-2SRA1 | 2" ULTRAMAG PROCOMM AC | 4012.5 | 0.01% | 4012.09
McCrometer | In-Line Flow Meters | No | UM02‐2SR025A1 | 2" ULTRAMAG, ANSI FLANGES | 4012.5 | 0.01% | 4012.09
McCrometer | In-Line Flow Meters | No | UM02-2SR025A1 | 2" ULTRAMAG PROCOMM AC | 4012.5 | 0.01% | 4012.09
McCrometer | In-Line Flow Meters | No | UM04-1SR025A1-L20 | 4" ULTRAMAG PROCOMM AC 20" LENGTH | 4030.1036 | 0.01% | 4029.7
McCrometer | In-Line Flow Meters | No | UM04-1SR050A1 | 4" ULTRAMAG PROCOMM AC | 4033.9 | 0.01% | 4033.49
McCrometer | In-Line Flow Meters | No | UM04-1SM000A1-HL | 4" ULTRAMAG PROCOMM AC | 4038.18 | 0.01% | 4037.77
McCrometer | In-Line Flow Meters | No | UM02-1SR075A1 | 2" ULTRAMAG PROCOMM AC | 4044.6 | 0.01% | 4044.19
McCrometer | In-Line Flow Meters | No | UM04-1SR030A1 | ULTRAMAG, 4", 30' REMOTE, AC POWER | 4053.16 | 0.01% | 4052.75
McCrometer | In-Line Flow Meters | No | UM02-1SRB3001 | 2" ULTRAMAG PROCOMM GO BATT | 4054.23 | 0.01% | 4053.82
McCrometer | In-Line Flow Meters | No | UM04-1SP025A1 | 4" ULTRAMAG PROCOMM AC | 4058.51 | 0.01% | 4058.1
McCrometer | In-Line Flow Meters | No | UM04-1SRB1021 | 4" ULTRAMAG PROCOMM GO BATT | 4059.58 | 0.01% | 4059.17
McCrometer | In-Line Flow Meters | No | UM04-1SPB | 4" ULTRAMAG PROCOMM GO BATT | 4059.58 | 0.01% | 4059.17
McCrometer | In-Line Flow Meters | No | UM04-1SM000D1 | 4" ULTRAMAG PROCOMM DC | 4070.28 | 0.01% | 4069.87
McCrometer | In-Line Flow Meters | No | UM04-1SR025D1 | 4" ULTRAMAG PROCOMM DC | 4070.28 | 0.01% | 4069.87
McCrometer | In-Line Flow Meters | No | UM02-1SP050A1 | 2" ULTRAMAG PROCOMM AC | 4072.0134 | 0.01% | 4071.6
McCrometer | In-Line Flow Meters | No | UM02-1SR050D1 | 2" ULTRAMAG PROCOMM DC | 4086.33 | 0.01% | 4085.92
McCrometer | In-Line Flow Meters | No | UM03-1SP050A1 | 3" ULTRAMAG PROCOMM AC | 4110.94 | 0.01% | 4110.52
McCrometer | In-Line Flow Meters | No | UM03-2SP025A1 | 3" ULTRAMAG PROCOMM AC ANSI 150# | 4122.71 | 0.01% | 4122.29
McCrometer | In-Line Flow Meters | No | UM04-1SRB | 4" ULTRAMAG PROCOMM GO BATT | 4132.0404 | 0.01% | 4131.62
McCrometer | In-Line Flow Meters | No | UM04-2SR025A1 | 4" ULTRAMAG PROCOMM AC | 4132.34 | 0.01% | 4131.92
McCrometer | In-Line Flow Meters | No | UM03-1SP030A1 | 3" ULTRAMAG PROCOMM AC | 4134.48 | 0.01% | 4134.06
McCrometer | In-Line Flow Meters | No | UM02-2SR050A1 | 2" ULTRAMAG PROCOMM AC | 4135.55 | 0.01% | 4135.13
McCrometer | In-Line Flow Meters | No | UM04-3SR025A1 | 4" ULTRAMAG PROCOMM AC | 4146.2286 | 0.01% | 4145.81
McCrometer | In-Line Flow Meters | No | UM02-1SR100A1 | 2" ULTRAMAG PROCOMM AC | 4167.65 | 0.01% | 4167.23
McCrometer | In-Line Flow Meters | No | UM04-1SP025A1-L10 | 4" ULTRA MAG PROCOMM AC | 4167.65 | 0.01% | 4167.23
McCrometer | In-Line Flow Meters | No | UM02-2SM000D1 | 2" ULTRAMAG PROCOMM DC | 4176.21 | 0.01% | 4175.79
McCrometer | In-Line Flow Meters | No | UM04-1SP050A1 | ULTRAMAG, 4", 50' REMOTE, AC POWER | 4177.28 | 0.01% | 4176.86
McCrometer | In-Line Flow Meters | No | UM04-1SM000A7-SEN | 4" ULTRAMAG PROCOMM AC | 4178.35 | 0.01% | 4177.93
McCrometer | In-Line Flow Meters | No | UM04-1SR080A1 | 4" ULTRAMAG PROCOMM AC | 4183.7 | 0.01% | 4183.28
McCrometer | In-Line Flow Meters | No | UM04-1SP025A1-HL | 4" ULTRA MAG PROCOMM AC | 4190.12 | 0.01% | 4189.7
McCrometer | In-Line Flow Meters | No | UM06-1SM000A1 | 6" ULTRAMAG PROCOMM AC | 4207.24 | 0.01% | 4206.81
McCrometer | In-Line Flow Meters | No | UM06-1SR025A1 | 6" ULTRAMAG PROCOMM AC | 4207.24 | 0.01% | 4206.81
McCrometer | In-Line Flow Meters | No | UM06-1SRB | 6" ULTRAMAG PROCOMM GO BATT | 4207.347 | 0.01% | 4206.92
McCrometer | In-Line Flow Meters | No | UM02-1SP050A1-HL | 2" ULTRAMAG PROCOMM AC | 4212.59 | 0.01% | 4212.16
McCrometer | In-Line Flow Meters | No | UM02-NSM000A2 | 2" ULTRAMAG PROCOMM AC | 4217.1696 | 0.01% | 4216.74
McCrometer | In-Line Flow Meters | No | UM06-1SR030A1 | 6" ULTRAMAG PROCOMM AC | 4231.85 | 0.01% | 4231.42
McCrometer | In-Line Flow Meters | No | UM02-NSR025A2 | 2" ULTRAMAG PROCOMM AC | 4236.13 | 0.01% | 4235.7
McCrometer | In-Line Flow Meters | No | UM02-1HM000A1 | 2" ULTRAMAG HASTELLOY PROCOMM AC | 4238.27 | 0.01% | 4237.84
McCrometer | In-Line Flow Meters | No | UM02-1HR025A1 | 2" ULTRAMAG HASTELLOY PROCOMM AC | 4251.11 | 0.01% | 4250.68
McCrometer | In-Line Flow Meters | No | UM04-2SR050A1 | 4" ULTRAMAG PROCOMM AC, ANSI | 4253.25 | 0.01% | 4252.82
McCrometer | In-Line Flow Meters | No | UM06-1SR020A1 | 6" ULTRAMAG PROCOMM AC | 4256.46 | 0.01% | 4256.03
McCrometer | In-Line Flow Meters | No | UM06-1SRB1021 | 6" ULTRAMAG PROCOMM GO BATT | 4270.37 | 0.01% | 4269.94
McCrometer | In-Line Flow Meters | No | UM02-3SR025A1 | 2" ULTRAMAG PROCOMM AC ,ANSI 300# | 4270.37 | 0.01% | 4269.94
McCrometer | In-Line Flow Meters | No | UM04-1SR025A7-SEN | 4" ULTRAMAG PROCOMM AC | 4272.51 | 0.01% | 4272.08
McCrometer | In-Line Flow Meters | No | UM04-1SR100A1 | 4" ULTRAMAG PROCOMM AC | 4279.3794 | 0.01% | 4278.95
McCrometer | In-Line Flow Meters | No | UM06-1SM000D1 | 6" ULTRAMAG PROCOMM DC | 4281.07 | 0.01% | 4280.64
McCrometer | In-Line Flow Meters | No | UM04-1SR075A1-HL | 4" ULTRAMAG PROCOMM AC | 4281.07 | 0.01% | 4280.64
McCrometer | In-Line Flow Meters | No | UM06-1SR025A1-L14 | 6" ULTRAMAG PROCOMM AC | 4286.42 | 0.01% | 4285.99
McCrometer | In-Line Flow Meters | No | UM04-1SP075A1 | 4" ULTRAMAG PROCOMM AC | 4301.4 | 0.01% | 4300.96
McCrometer | In-Line Flow Meters | No | UM06-1SR050A1 | 6" ULTRAMAG PROCOMM AC | 4334.57 | 0.01% | 4334.13
McCrometer | In-Line Flow Meters | No | UM06-1SR050A1-LS | 6" ULTRAMAG PROCOMM AC | 4334.57 | 0.01% | 4334.13
McCrometer | In-Line Flow Meters | No | UM03-1SP025A7-SEN | 3" ULTRAMAG PROCOMM AC | 4349.55 | 0.01% | 4349.11
McCrometer | In-Line Flow Meters | No | UM03-1SP025A7-IT6 | 3" ULTRAMAG PROCOMM AC | 4349.55 | 0.01% | 4349.11
McCrometer | In-Line Flow Meters | No | UM03-1SPB3001-L12 | UM03-1SPB3001-L12 | 4353.83 | 0.01% | 4353.39
McCrometer | In-Line Flow Meters | No | UM06-1SP025A1 | 6" ULTRAMAG PROCOMM AC | 4354.9 | 0.01% | 4354.46
McCrometer | In-Line Flow Meters | No | UM04-1HM000A1 | 4" ULTRAMAG HASTELLOY PROCOMM AC | 4355.97 | 0.01% | 4355.53
McCrometer | In-Line Flow Meters | No | UM06-1SP075A1 | 6" ULTRAMAG PROCOMM AC | 4359.18 | 0.01% | 4358.74
McCrometer | In-Line Flow Meters | No | UM04-1HM000A1-L18 | 4" ULTRAMAG HASTELLOY PROCOMM AC | 4366.242 | 0.01% | 4365.8
McCrometer | In-Line Flow Meters | No | UM06-1SP025A1-L18 | 6" ULTRAMAG PROCOMM AC | 4370.308 | 0.01% | 4369.87
McCrometer | In-Line Flow Meters | No | UM06-1SR025D1 | 6" ULTRAMAG PROCOMM DC | 4370.95 | 0.01% | 4370.51
McCrometer | In-Line Flow Meters | No | UM04-1SPB3001-L14 | UM04-1SPB3001-L14 | 4396.63 | 0.01% | 4396.19
McCrometer | In-Line Flow Meters | No | UM06-1SP035A1 | 6" ULTRAMAG PROCOMM AC | 4407.33 | 0.01% | 4406.88
McCrometer | In-Line Flow Meters | No | UM04-2SR050D1 | 4" ULTRAMAG PROCOMM DC | 4416.96 | 0.01% | 4416.51
McCrometer | In-Line Flow Meters | No | UM06-1SPB3001-L18 | UM06-1SPB3001-L18 | 4422.31 | 0.01% | 4421.86
McCrometer | In-Line Flow Meters | No | UM03-2SR025A7-IT9 | 3" ULTRAMAG PROCOMM AC | 4423.38 | 0.01% | 4422.93
McCrometer | In-Line Flow Meters | No | UM041SP100A1 | 4" ULTRAMAG PROCOMM AC | 4424.45 | 0.01% | 4424
McCrometer | In-Line Flow Meters | No | UM04-1SP100A1 | 4" ULTRAMAG PROCOMM AC | 4424.45 | 0.01% | 4424
McCrometer | In-Line Flow Meters | No | UM04-1SP025A7-IT6 | 4" ULTRAMAG PROCOMM AC | 4424.45 | 0.01% | 4424
McCrometer | In-Line Flow Meters | No | UM04-2SR025D1-HL | 4" ULTRAMAG PROCOMM DC | 4427.66 | 0.01% | 4427.21
McCrometer | In-Line Flow Meters | No | UM02-3SR025D1 | 2" ULTRAMAG PROCOMM DC | 4429.9926 | 0.01% | 4429.54
McCrometer | In-Line Flow Meters | No | UM06-1SP025A1-L13 | 6" ULTRAMAG PROCOMM AC | 4445.927 | 0.01% | 4445.48
McCrometer | In-Line Flow Meters | No | UM03-1SP050A7-SEN | 3" ULTRAMAG PROCOMM AC | 4458.369 | 0.01% | 4457.92
McCrometer | In-Line Flow Meters | No | UM06-2SR025A1 | 6" ULTRAMAG PROCOMM AC, ANSI 150# | 4471.53 | 0.01% | 4471.08
McCrometer | In-Line Flow Meters | No | UM06-2SR025D1 | 6" ULTRAMAG PROCOMM DC | 4471.53 | 0.01% | 4471.08
McCrometer | In-Line Flow Meters | No | UM03-NSP125D1 | 3" ULTRAMAG PROCOMM DC | 4480.09 | 0.01% | 4479.64
McCrometer | In-Line Flow Meters | No | UM06-1SP050A1 | 6" ULTRAMAG PROCOMM AC | 4486.51 | 0.01% | 4486.06
McCrometer | In-Line Flow Meters | No | UM04-2SR025D7-SEN | 4" ULTRAMAG PROCOMM DC | 4487.58 | 0.01% | 4487.13
McCrometer | In-Line Flow Meters | No | UM04-1SRB4001-SEN | 4" ULTRAMAG PROCOMM GO BATT | 4496.14 | 0.01% | 4495.69
McCrometer | In-Line Flow Meters | No | UM06-1SR025D1-L12 | 6" ULTRAMAG PROCOMM DC | 4499.8422 | 0.01% | 4499.39
McCrometer | In-Line Flow Meters | No | UM03-1SR025A2 | 3" ULTRAMAG PROCOMM AC | 4512.19 | 0.01% | 4511.73
McCrometer | In-Line Flow Meters | No | UM06-1SP025D1 | 6" ULTRAMAG PROCOMM DC | 4514.0304 | 0.01% | 4513.57
McCrometer | In-Line Flow Meters | No | UM06-1SR075D1 | 6" ULTRAMAG PROCOMM DC | 4523.96 | 0.01% | 4523.5
McCrometer | In-Line Flow Meters | No | UM04-1SR150A1 | 4" ULTRAMAG PROCOMM AC | 4524.9444 | 0.01% | 4524.49
McCrometer | In-Line Flow Meters | No | UM06-2SP025A1 | 6" ULTRAMAG PROCOMM AC ANSI 150# | 4528.24 | 0.01% | 4527.78
McCrometer | In-Line Flow Meters | No | UM06-1SR025A7-SEN | 6" ULTRAMAG PROCOMM AC | 4563.1434 | 0.01% | 4562.68
McCrometer | In-Line Flow Meters | No | UM04-3SQB1001 | 4" ULTRAMAG PROCOMM GO BATT | 4568.9 | 0.01% | 4568.44
McCrometer | In-Line Flow Meters | No | UM04-1SR180A1 | 4" ULTRAMAG PROCOMM AC | 4575.855 | 0.01% | 4575.39
McCrometer | In-Line Flow Meters | No | UM06-1SP050A1-L14 | 6" ULTRAMAG PROCOMM AC | 4576.39 | 0.01% | 4575.93
McCrometer | In-Line Flow Meters | No | UM06-1SR100A1 | 6" ULTRAMAG PROCOMM AC | 4580.6058 | 0.01% | 4580.14
McCrometer | In-Line Flow Meters | No | UM06-1SR075A1-HL | 6" ULTRAMAG PROCOMM AC | 4582.81 | 0.01% | 4582.35
McCrometer | In-Line Flow Meters | No | UM04-1SR025A2 | 4" ULTRAMAG PROCOMM AC | 4587.09 | 0.01% | 4586.63
McCrometer | In-Line Flow Meters | No | UM03-1SR025A2-L16 | 3" ULTRAMAG PROCOMM AC | 4590.3 | 0.01% | 4589.84
McCrometer | In-Line Flow Meters | No | UM02-1SP025A2 | 2" ULTRAMAG PROCOMM AC | 4610.0736 | 0.01% | 4609.61
McCrometer | In-Line Flow Meters | No | UM06-03SM000A1 | 6" ULTRA MAG PROCOMM | 4613.3478 | 0.01% | 4612.88
McCrometer | In-Line Flow Meters | No | UM06-3SR025A1 | 6" ULTRAMAG PROCOMM AC | 4613.84 | 0.01% | 4613.37
McCrometer | In-Line Flow Meters | No | UM06-3SM000A1 | 6" ULTRAMAG PROCOMM AC | 4613.84 | 0.01% | 4613.37
McCrometer | In-Line Flow Meters | No | UM06-1SR035A7-SEN | 6" ULTRAMAG PROCOMM AC | 4623.47 | 0.01% | 4623
McCrometer | In-Line Flow Meters | No | UM04-1HM000A1-HA | 4" ULTRAMAG HASTELLOY PROCOMM AC | 4632.03 | 0.01% | 4631.56
McCrometer | In-Line Flow Meters | No | UM04-1SR025D2 | 4" ULTRAMAG PROCOMM DC | 4634.17 | 0.01% | 4633.7
McCrometer | In-Line Flow Meters | No | UM04-1SM000D2 | 4" ULTRAMAG PROCOMM DC | 4634.17 | 0.01% | 4633.7
McCrometer | In-Line Flow Meters | No | UM06-2SR060A1 | 6" ULTRAMAG PROCOMM AC | 4643.907 | 0.01% | 4643.44
McCrometer | In-Line Flow Meters | No | UM02-1SM000D2 | 2" ULTRA MAG PROCOMM DC | 4645.94 | 0.01% | 4645.47
McCrometer | In-Line Flow Meters | No | UM06-1HR025A1 | 6" ULTRAMAG HASTELLOY PROCOMM AC | 4656.64 | 0.01% | 4656.17
McCrometer | In-Line Flow Meters | No | UM03-1HR010A7-SEN | 3" ULTRAMAG HASTELLOY PROCOMM AC | 4661.99 | 0.01% | 4661.52
McCrometer | In-Line Flow Meters | No | UM04-1SR050A7-SEN-HA | 4" ULTRAMAG PROCOMM AC | 4673.76 | 0.01% | 4673.29
McCrometer | In-Line Flow Meters | No | UM04-1SR025A2-L14 | 4" ULTRAMAG PROCOMM AC | 4676.97 | 0.01% | 4676.5
McCrometer | In-Line Flow Meters | No | UM04-1SR200A1 | 4" ULTRAMAG PROCOMM AC, 200' CBL | 4679.11 | 0.01% | 4678.64
McCrometer | In-Line Flow Meters | No | UM06-1SM000A7-SEN-L22 | 6" ULTRAMAG PROCOMM AC | 4708 | 0.01% | 4707.52
McCrometer | In-Line Flow Meters | No | UM06-1SP025A7-SEN | 6" ULTRAMAG PROCOMM AC | 4725.12 | 0.01% | 4724.64
McCrometer | In-Line Flow Meters | No | UM06-1SP025A7-IT6 | 6" ULTRAMAG PROCOMM AC, ITRON 6 DIGIT | 4725.12 | 0.01% | 4724.64
McCrometer | In-Line Flow Meters | No | UM04-2HP025A1 | 4" ULTRAMAG HASTELLOY PROCOMM AC | 4733.68 | 0.01% | 4733.2
McCrometer | In-Line Flow Meters | No | UM03-1SR075A2 | 3" ULTRAMAG PROCOMM AC | 4741.0416 | 0.01% | 4740.56
McCrometer | In-Line Flow Meters | No | UM06-1SP100A1 | 6" ULTRAMAG PROCOMM AC | 4741.17 | 0.01% | 4740.69
McCrometer | In-Line Flow Meters | No | UM06-2SP050A1 | 6" ULTRAMAG PROCOMM AC | 4744.38 | 0.01% | 4743.9
McCrometer | In-Line Flow Meters | No | UM06-1SP125A1 | 6" ULTRAMAG PROCOMM AC | 4755.08 | 0.01% | 4754.6
McCrometer | In-Line Flow Meters | No | UM06-1SR025A1-SEN-L19 | 6" ULTRAMAG PROCOMM AC | 4777.55 | 0.01% | 4777.07
McCrometer | In-Line Flow Meters | No | UM06-1SRB4001-SEN | UM06-1SRB4001-SEN | 4796.81 | 0.01% | 4796.33
McCrometer | In-Line Flow Meters | No | UM04-2SQ100A1 | 4" ULTRA MAG PROCOMM AC | 4845.816 | 0.01% | 4845.33
McCrometer | In-Line Flow Meters | No | UM06-1SP050A7-IT6 | 6" ULTRAMAG PROCOMM AC | 4846.03 | 0.01% | 4845.54
McCrometer | In-Line Flow Meters | No | UM03-2SR025A3-HL | 3" ULTRAMAG PROCOMM AC | 4846.9074 | 0.01% | 4846.42
McCrometer | In-Line Flow Meters | No | UM06-1SR025A2 | 6" ULTRAMAG PROCOMM AC | 4868.7354 | 0.01% | 4868.24
McCrometer | In-Line Flow Meters | No | UM03-1SR100A2 | 3" ULTRAMAG PROCOMM AC | 4878.13 | 0.01% | 4877.64
McCrometer | In-Line Flow Meters | No | UM04-1SM000D2-HL | 4" ULTRAMAG PROCOMM DC | 4882.41 | 0.01% | 4881.92
McCrometer | In-Line Flow Meters | No | UM04-1SQ025D7-SEN-L10 | 4" ULTRAMAG PROCOMM DC | 4896.32 | 0.01% | 4895.83
McCrometer | In-Line Flow Meters | No | UM04-2SR025A3-HL | 4" ULTRAMAG PROCOMM AC | 4921.1226 | 0.01% | 4920.63
McCrometer | In-Line Flow Meters | No | UM02-1HM000A2 | 2" ULTRAMAG HASTELLOY PROCOMM AC | 4931.63 | 0.01% | 4931.13
McCrometer | In-Line Flow Meters | No | UM06-1SR035A12 | 6" ULTRAMAG PROCOMM AC | 4938.05 | 0.01% | 4937.55
McCrometer | In-Line Flow Meters | No | UM06-1SR025A2-L14 | 6" ULTRAMAG PROCOMM AC | 4953.428 | 0.01% | 4952.93
McCrometer | In-Line Flow Meters | No | UM03-1HM000A2 | 3" ULTRAMAG HASTELLOY PROCOMM AC | 4961.59 | 0.01% | 4961.09
McCrometer | In-Line Flow Meters | No | UM32-1HM000A2 | 3" ULTRAMAG HASTELLOY PROCOMM AC | 4961.59 | 0.01% | 4961.09
McCrometer | In-Line Flow Meters | No | UM04-1SR100A2 | 4" ULTRAMAG PROCOMM AC | 4969.08 | 0.01% | 4968.58
McCrometer | In-Line Flow Meters | No | UM03-1HR035A2 | 3" ULTRAMAG HASTELLOY PROCOMM AC | 4978.71 | 0.01% | 4978.21
McCrometer | In-Line Flow Meters | No | UM06-3SR100A1 | 6" ULTRAMAG PROCOMM AC | 4979.78 | 0.01% | 4979.28
McCrometer | In-Line Flow Meters | No | UM02-2SM000D2-HL | 2" ULTRAMAG PROCOMM DC | 4988.34 | 0.01% | 4987.84
McCrometer | In-Line Flow Meters | No | UM04-2HP100A1 | 4" ULTRAMAG HASTELLOY PROCOMM AC | 4989.41 | 0.01% | 4988.91
McCrometer | In-Line Flow Meters | No | UM06-3SR050A7-SEN | 6" ULTRAMAG PROCOMM AC | 4992.62 | 0.01% | 4992.12
McCrometer | In-Line Flow Meters | No | UM06-1SR025A2-L18 | 6" ULTRAMAG PROCOMM AC | 4996.9 | 0.01% | 4996.4
McCrometer | In-Line Flow Meters | No | UM06-1SR025D7-SEN-L22 | 6" ULTRAMAG PROCOMM DC | 5000.11 | 0.01% | 4999.6
McCrometer | In-Line Flow Meters | No | UM06-2SR025S7-SEN-L22 | 6" ULTRAMAG PROCOMM GO SOLAR | 5000.11 | 0.01% | 4999.6
McCrometer | In-Line Flow Meters | No | UM06-1HM000A7-IT9 | 6" ULTRAMAG HASTELLOY PROCOMM AC | 5000.11 | 0.01% | 4999.6
McCrometer | In-Line Flow Meters | No | UM08-1SM000A1 | 8" ULTRAMAG PROCOMM AC | 5033.28 | 0.01% | 5032.77
McCrometer | In-Line Flow Meters | No | UM08-1SR025A1 | 8" ULTRAMAG PROCOMM AC | 5033.28 | 0.01% | 5032.77
McCrometer | In-Line Flow Meters | No | UM08-1SR025A1-LS | 8" ULTRAMAG PROCOMM AC, COMPETITOR REPLACEMENT LENGTH (SML) | 5033.28 | 0.01% | 5032.77
McCrometer | In-Line Flow Meters | No | UM08-1SR025A1-LP | ULTRAMAG 8" PROCOMM AC COMPETITOR LENGTH "P" | 5033.28 | 0.01% | 5032.77
McCrometer | In-Line Flow Meters | No | UM08-1SP025A1-LS | 8" ULTRAMAG PROCOMM AC, SEMETRICS LENGTH WITH POTTING | 5033.28 | 0.01% | 5032.77
McCrometer | In-Line Flow Meters | No | UM06-1HPB3 | 6" ULTRAMAG HASTELLOY PROCOMM GO BATT | 5036.811 | 0.01% | 5036.3
McCrometer | In-Line Flow Meters | No | UM08-1SRB1021 | 8" ULTRAMAG PROCOMM GO BATT | 5080.36 | 0.01% | 5079.85
McCrometer | In-Line Flow Meters | No | UM08-1SM000D1 | 8" ULTRAMAG PROCOMM DC | 5091.06 | 0.01% | 5090.55
McCrometer | In-Line Flow Meters | No | UM06-1SR200A1 | 6" ULTRAMAG PROCOMM AC | 5099.62 | 0.01% | 5099.11
McCrometer | In-Line Flow Meters | No | UM08-1SM000A1-L14 | 8" ULTRAMAG PROCOMM AC, 14" LENGTH | 5108.18 | 0.01% | 5107.66
McCrometer | In-Line Flow Meters | No | UM06-1SP025A7-SEN-HA | 6" ULTRAMAG PROCOMM AC, SENSUS AMI, HIGH ACCURACY | 5118.88 | 0.01% | 5118.36
McCrometer | In-Line Flow Meters | No | UM02-1SR025A5 | 2" ULTRAMAG PROCOMM AC | 5119.95 | 0.01% | 5119.43
McCrometer | In-Line Flow Meters | No | UM08-1SR025A1-L13 | 8" ULTRAMAG PROCOMM AC 13" LENGTH | 5129.58 | 0.01% | 5129.06
McCrometer | In-Line Flow Meters | No | UM06-2SM000A3 | 6" ULTRAMAG PROCOMM AC | 5132.8542 | 0.01% | 5132.34
McCrometer | In-Line Flow Meters | No | UM06-1HR100A1-HL | 6" ULTRAMAG HASTELLOY PROCOMM AC | 5144.8596 | 0.01% | 5144.34
McCrometer | In-Line Flow Meters | No | UM08-1SR050A1 | 8" ULTRAMAG PROCOMM AC | 5160.61 | 0.01% | 5160.09
McCrometer | In-Line Flow Meters | No | UM06-1SR050D2 | 6" ULTRAMAG PROCOMM DC | 5178.8 | 0.01% | 5178.28
McCrometer | In-Line Flow Meters | No | UM08-1SP000A1 | 8" ULTRAMAG PROCOMM AC | 5180.8758 | 0.01% | 5180.35
McCrometer | In-Line Flow Meters | No | UM08-1SP025A1 | 8" ULTRAMAG PROCOMM AC | 5185.22 | 0.01% | 5184.7
McCrometer | In-Line Flow Meters | No | UM06-2SQ100A1 | 6" ULTRAMAG PROCOMM AC | 5185.2414 | 0.01% | 5184.72
McCrometer | In-Line Flow Meters | No | UM08-1SM000D1-SEN | 8" ULTRAMAG PROCOMM DC | 5196.99 | 0.01% | 5196.47
McCrometer | In-Line Flow Meters | No | UM08-1SR025D1 | 8" ULTRAMAG PROCOMM DC | 5196.99 | 0.01% | 5196.47
McCrometer | In-Line Flow Meters | No | UM08-1SR025A1-L15 | 8" ULTRAMAG PROCOMM AC | 5213.04 | 0.01% | 5212.51
McCrometer | In-Line Flow Meters | No | UM08-1SR015A1-L15 | 8" ULTRAMAG PROCOMM AC | 5225.88 | 0.01% | 5225.35
McCrometer | In-Line Flow Meters | No | UM06-1SR100A2 | 6" ULTRAMAG PROCOMM AC | 5269.75 | 0.01% | 5269.22
McCrometer | In-Line Flow Meters | No | UM06-4SM000A2 | 6" ULTRAMAG PROCOMM AC | 5275.1 | 0.01% | 5274.57
McCrometer | In-Line Flow Meters | No | UM04-1SP075A8-SEN | 4" ULTRAMAG PROCOMM AC | 5275.8276 | 0.01% | 5275.3
McCrometer | In-Line Flow Meters | No | UM08-1SR075A1 | 8" ULTRAMAG PROCOMM AC | 5281.52 | 0.01% | 5280.99
McCrometer | In-Line Flow Meters | No | UM06-3SMB5001-SEN | 6" ULTRAMAG PROCOMM GO BATT | 5287.94 | 0.01% | 5287.41
McCrometer | In-Line Flow Meters | No | UM06-1HP100A1-HL | 6" ULTRAMAG HASTELLOY PROCOMM AC | 5290.0158 | 0.01% | 5289.48
McCrometer | In-Line Flow Meters | No | UM06-1SR075D2 | 6" ULTRAMAG PROCOMM DC | 5294.36 | 0.01% | 5293.83
McCrometer | In-Line Flow Meters | No | UM08-1SP050A1 | 8" ULTRAMAG PROCOMM AC | 5303.99 | 0.01% | 5303.45
McCrometer | In-Line Flow Meters | No | UM06-1SR050A8-SEN | 6" ULTRAMAG PROCOMM AC | 5331.81 | 0.01% | 5331.27
McCrometer | In-Line Flow Meters | No | UM08-1SR025A1-L24 | 8" ULTRAMAG PROCOMM AC | 5336.946 | 0.01% | 5336.41
McCrometer | In-Line Flow Meters | No | UM08-2SR025A1 | 8" ULTRAMAG PROCOMM AC | 5379.5106 | 0.01% | 5378.97
McCrometer | In-Line Flow Meters | No | UM08-2SR025D1 | 8" ULTRAMAG PROCOMM DC | 5379.96 | 0.01% | 5379.42
McCrometer | In-Line Flow Meters | No | UM08-1SQ025A1 | 8" ULTRAMAG PROCOMM AC | 5384.24 | 0.01% | 5383.7
McCrometer | In-Line Flow Meters | No | UM08-1SR025A1-L25.5 | 8" ULTRAMAG PROCOMM AC | 5392.8 | 0.01% | 5392.26
McCrometer | In-Line Flow Meters | No | UM08-1SR025A7-SEN | 8" ULTRAMAG PROCOMM AC | 5399.22 | 0.01% | 5398.68
McCrometer | In-Line Flow Meters | No | UM08-1SR100A1 | 8" ULTRAMAG PROCOMM AC | 5415.27 | 0.01% | 5414.72
McCrometer | In-Line Flow Meters | No | UM08-4SM000A1 | 8" ULTRAMAG PROCOMM AC | 5423.83 | 0.01% | 5423.28
McCrometer | In-Line Flow Meters | No | UM08-3SR025A1 | 8" ULTRAMAG PROCOMM AC | 5423.83 | 0.01% | 5423.28
McCrometer | In-Line Flow Meters | No | UM08-1SR025D1-L14 | 8" ULTRAMAG PROCOMM DC | 5436.2634 | 0.01% | 5435.71
McCrometer | In-Line Flow Meters | No | UM06-2SM000D2-HL | 6" ULTRAMAG PROCOMM DC | 5447.37 | 0.01% | 5446.82
McCrometer | In-Line Flow Meters | No | UM08-1SP050D1 | 8" ULTRAMAG PROCOMM DC | 5463.42 | 0.01% | 5462.87
McCrometer | In-Line Flow Meters | No | UM08-2SR050A1-LS | 8" ULTRAMAG PROCOMM AC | 5507.29 | 0.01% | 5506.73
McCrometer | In-Line Flow Meters | No | UM08-1SP025A7-IT6 | 8" ULTRAMAG PROCOMM AC, ITRON 6-DIG AMI | 5536.6722 | 0.01% | 5536.11
McCrometer | In-Line Flow Meters | No | UM08-1SR125A1 | 8" ULTRA MAG PROCOMM AC | 5543.67 | 0.01% | 5543.11
McCrometer | In-Line Flow Meters | No | UM08-1SMF2101 | 8" ULTRAMAG PROCOMM GO DC | 5545.81 | 0.01% | 5545.25
McCrometer | In-Line Flow Meters | No | UM08-3SRA1 | 8" ULTRAMAG PROCOMM AC | 5547.95 | 0.01% | 5547.39
McCrometer | In-Line Flow Meters | No | UM08-1SP025A7-SEN | 8" ULTRAMAG PROCOMM AC | 5551.16 | 0.01% | 5550.6
McCrometer | In-Line Flow Meters | No | UM08-1SR025D7-SEN | 8" ULTRAMAG PROCOMM DC,SENSUS | 5562.93 | 0.01% | 5562.37
McCrometer | In-Line Flow Meters | No | UM08-1SM000D7-SEN | 8" ULTRAMAG PROCOMM DC | 5562.93 | 0.01% | 5562.37
McCrometer | In-Line Flow Meters | No | UM08-1SP100A1 | 8" ULTRAMAG PROCOMM AC | 5567.21 | 0.01% | 5566.65
McCrometer | In-Line Flow Meters | No | UM06-1SR300A1-HL | 6" ULTRAMAG PROCOMM AC | 5574.7 | 0.01% | 5574.14
McCrometer | In-Line Flow Meters | No | UM08-1SQ030D1 | 8" ULTRAMAG PROCOMM DC | 5586.47 | 0.01% | 5585.91
McCrometer | In-Line Flow Meters | No | UM14-1SR025D4 | 14" ULTRAMAG PROCOMM DC | 5598.0795 | 0.01% | 5597.51
McCrometer | In-Line Flow Meters | No | UM06-2HR025A3 | 6" ULTRAMAG HASTELLOY PROCOMM AC | 5601.45 | 0.01% | 5600.88
McCrometer | In-Line Flow Meters | No | UM08-1SR025A7-SEN-L14 | 8" ULTRAMAG PROCOMM AC | 5601.45 | 0.01% | 5600.88
McCrometer | In-Line Flow Meters | No | UM08-1SP025A1-L14 | 8" ULTRAMAG PROCOMM AC | 5611.08 | 0.01% | 5610.51
McCrometer | In-Line Flow Meters | No | UM08-1SRB4001-SEN | UM08-1SRB4001-SEN | 5622.85 | 0.01% | 5622.28
McCrometer | In-Line Flow Meters | No | UM08-1HP025A1 | 8" ULTRAMAG HASTELLOY PROCOMM AC | 5634.62 | 0.01% | 5634.05
McCrometer | In-Line Flow Meters | No | UM08-1SR010A2 | ULTRAMAG, 8", 10' REMOTE CBL, AC POWER, MODBUS | 5694.54 | 0.01% | 5693.97
McCrometer | In-Line Flow Meters | No | UM08-1SR025A2 | 8" ULTRAMAG PROCOMM AC | 5713.8 | 0.01% | 5713.22
McCrometer | In-Line Flow Meters | No | UM08-1SR015A2 | 8" ULTRAMAG PROCOMM AC | 5738.5812 | 0.01% | 5738
McCrometer | In-Line Flow Meters | No | UM08-1SR030A2 | 8" ULTRAMAG PROCOMM AC | 5739.48 | 0.01% | 5738.9
McCrometer | In-Line Flow Meters | No | UM08-1SR025A1-SEN-L19 | 8" ULTRAMAG PROCOMM AC | 5753.39 | 0.01% | 5752.81
McCrometer | In-Line Flow Meters | No | UM04-3SM000DL-5-HL | 4" ULTRAMAG PROCOMM DC | 5759.81 | 0.01% | 5759.23
McCrometer | In-Line Flow Meters | No | UM04-3SM000D5-HL | 4" ULTRAMAG PROCOMM DC | 5759.81 | 0.01% | 5759.23
McCrometer | In-Line Flow Meters | No | UM08-1SR035A2 | 8" ULTRAMAG PROCOMM AC | 5761.95 | 0.01% | 5761.37
McCrometer | In-Line Flow Meters | No | UM08-1SP030A7-IT6-L14 | 8" ULTRAMAG PROCOMM AC | 5778 | 0.01% | 5777.42
McCrometer | In-Line Flow Meters | No | UM08-1SR175A1 | 8" ULTRA MAG PROCOMM AC | 5797.26 | 0.01% | 5796.68
McCrometer | In-Line Flow Meters | No | UM10-1SR025A1 | 10" ULTRAMAG PROCOMM AC | 5814.9792 | 0.01% | 5814.39
McCrometer | In-Line Flow Meters | No | UM10-1SM000A1 | 10" ULTRAMAG PROCOMM AC | 5815.45 | 0.01% | 5814.86
McCrometer | In-Line Flow Meters | No | UM08-1SR025D7-SEN-L24 | 8" ULTRAMAG PROCOMM DC | 5826.15 | 0.01% | 5825.56
McCrometer | In-Line Flow Meters | No | UM08-2SR025S7-SEN-L24 | 8" ULTRAMAG PROCOMM GO SOLAR | 5826.15 | 0.01% | 5825.56
McCrometer | In-Line Flow Meters | No | UM08-1HM000A7-IT9 | 8" ULTRAMAG HASTELLOY PROCOMM AC | 5826.15 | 0.01% | 5825.56
McCrometer | In-Line Flow Meters | No | UM10-1SRB1021 | 10" ULTRAMAG PROCOMM GO BATT | 5846.48 | 0.01% | 5845.89
McCrometer | In-Line Flow Meters | No | UM10-1SR025D1 | 10" ULTRAMAG PROCOMM DC | 5857.18 | 0.01% | 5856.59
McCrometer | In-Line Flow Meters | No | UM08-1SR025A2-L20 | 8" ULTRAMAG PROCOMM AC | 5885 | 0.01% | 5884.41
McCrometer | In-Line Flow Meters | No | UM08-1SR200A1 | 8" ULTRAMAG PROCOMM AC | 5925.66 | 0.01% | 5925.06
McCrometer | In-Line Flow Meters | No | UM10-1SR050A1 | 10" ULTRAMAG PROCOMM AC | 5942.78 | 0.01% | 5942.18
McCrometer | In-Line Flow Meters | No | UM03-3SM000D5-HL | 3" ULTRAMAG PROCOMM DC | 5956.69 | 0.01% | 5956.09
McCrometer | In-Line Flow Meters | No | UM03-3SM000DL-5-HL | 3" ULTRAMAG PROCOMM DC | 5956.69 | 0.01% | 5956.09
McCrometer | In-Line Flow Meters | No | UM10-1SP025A1 | 10" ULTRAMAG PROCOMM AC | 5962.04 | 0.01% | 5961.44
McCrometer | In-Line Flow Meters | No | UM10-1SR025A1-L19 | 10" ULTRA MAG PROCOMM AC | 5967.39 | 0.01% | 5966.79
McCrometer | In-Line Flow Meters | No | UM08-2HP025A1 | 8" ULTRAMAG HASTELLOY PROCOMM AC | 5981.3 | 0.01% | 5980.7
McCrometer | In-Line Flow Meters | No | PG-RE2001 | PROCOMM GO AC | 5988.79 | 0.01% | 5988.19
McCrometer | In-Line Flow Meters | No | UM02-2SQ100A6 | 2" ULTRAMAG PROCOMM AC, QUICK CONNECT, BIV | 6003.7914 | 0.01% | 6003.19
McCrometer | In-Line Flow Meters | No | UM04‐2SQE3332 | UM 4" 150# ANSI PCGO | 6034.8 | 0.01% | 6034.19
McCrometer | In-Line Flow Meters | No | UM08-2SRB3221-WH | 8" ULTRAMAG PROCOMM GO BATT | 6042.29 | 0.01% | 6041.68
McCrometer | In-Line Flow Meters | No | UM08-1SR015A2-L24 | 8" ULTRAMAG PROCOMM AC | 6042.29 | 0.01% | 6041.68
McCrometer | In-Line Flow Meters | No | UM08-25RB3221-WH | 8" ULTRAMAG PROCOMM GO BAT | 6042.29 | 0.01% | 6041.68
McCrometer | In-Line Flow Meters | No | UM08-2SR025A2 | 8" ULTRAMAG PROCOMM AC | 6060.48 | 0.01% | 6059.87
McCrometer | In-Line Flow Meters | No | UM10-1SR075A1-L18 | 10" ULTRAMAG PROCOMM AC | 6062.62 | 0.01% | 6062.01
McCrometer | In-Line Flow Meters | No | UM10-1SR075A1-LS | 10" ULTRAMAG PROCOMM AC | 6062.727 | 0.01% | 6062.12
McCrometer | In-Line Flow Meters | No | UM10-1SR075A1 | 10" ULTRAMAG PROCOMM AC | 6070.11 | 0.01% | 6069.5
McCrometer | In-Line Flow Meters | No | UM10-1SP050A1 | 10" ULTRAMAG PROCOMM AC | 6088.3 | 0.01% | 6087.69
McCrometer | In-Line Flow Meters | No | UM12-1SM000A1 | 12" ULTRAMAG PROCOMM AC | 6091.51 | 0.01% | 6090.9
McCrometer | In-Line Flow Meters | No | UM08-2SQ100A1 | 8" ULTRAMAG PROCOMM AC | 6093.2862 | 0.01% | 6092.67
McCrometer | In-Line Flow Meters | No | UM08-1HP050A7-IT9 | 8" ULTRAMAG HASTELLOY PROCOMM AC | 6096.86 | 0.01% | 6096.25
McCrometer | In-Line Flow Meters | No | UM10-1SR025A1-L23.5 | UM10-1SR025A1-L23.5 | 6098.7432 | 0.01% | 6098.13
McCrometer | In-Line Flow Meters | No | UM10-1SR025A1-L25.5 | 10" ULTRAMAG PROCOMM AC | 6098.7432 | 0.01% | 6098.13
McCrometer | In-Line Flow Meters | No | UM10-1SM000A1-L11 | 10" ULTRAMAG PROCOMM AC | 6120.5712 | 0.01% | 6119.95
McCrometer | In-Line Flow Meters | No | UM04-2SQ100A6 | 4" ULTRAMAG PROCOMM AC | 6126.0282 | 0.01% | 6125.41
McCrometer | In-Line Flow Meters | No | UM08-1SR050A8-SEN | 8" ULTRAMAG PROCOMM AC | 6157.85 | 0.01% | 6157.23
McCrometer | In-Line Flow Meters | No | UM10-1SQ025A1 | 10" ULTRAMAG PROCOMM AC | 6166.41 | 0.01% | 6165.79
McCrometer | In-Line Flow Meters | No | UM08-1SR060A2-L24 | 8" ULTRAMAG PROCOMM AC | 6170.7756 | 0.01% | 6170.15
McCrometer | In-Line Flow Meters | No | UM10-1SR025A7-SEN | 10" ULTRAMAG PROCOMM AC | 6181.39 | 0.01% | 6180.77
McCrometer | In-Line Flow Meters | No | UM10-1SR100A1 | 10" ULTRAMAG PROCOMM AC | 6197.44 | 0.01% | 6196.82
McCrometer | In-Line Flow Meters | No | UM08-2SM000D2-HL | 8" ULTRAMAG PROCOMM DC | 6203.86 | 0.01% | 6203.23
McCrometer | In-Line Flow Meters | No | UM08-1HP075A7-IT9 | 8" ULTRAMAG HASTELLOY PROCOMM AC | 6220.98 | 0.01% | 6220.35
McCrometer | In-Line Flow Meters | No | UM12-1SRB1021 | 12" ULTRAMAG PROCOMM GO BATT | 6237.03 | 0.01% | 6236.4
McCrometer | In-Line Flow Meters | No | UM08-1SP025A7-SEN-L24-HA | 8" ULTRAMAG PROCOMM AC | 6259.5 | 0.01% | 6258.87
McCrometer | In-Line Flow Meters | No | UM08-3SM000D2 | 8" ULTRAMAG PROCOMM DC | 6268.06 | 0.01% | 6267.43
McCrometer | In-Line Flow Meters | No | UM10-3SR025A1 | 10" ULTRAMAG PROCOMM AC | 6304.44 | 0.01% | 6303.8
McCrometer | In-Line Flow Meters | No | UM10-1SP025A7-IT6 | 10" ULTRAMAG PROCOMM AC, ITRON 6-DIG AMI | 6318.1146 | 0.01% | 6317.48
McCrometer | In-Line Flow Meters | No | UM10-2SRA1 | 10" ULTRAMAG PROCOMM AC | 6326.91 | 0.01% | 6326.27
McCrometer | In-Line Flow Meters | No | UM10-2SMB | 10" ULTAMAG PROCOMM GO BATT | 6326.91 | 0.01% | 6326.27
McCrometer | In-Line Flow Meters | No | UM10-1SP025A7-SEN | 10" ULTRAMAG PROCOMM AC,SENSUS | 6333.33 | 0.01% | 6332.69
McCrometer | In-Line Flow Meters | No | UM06-1HC100A2-HL | 6" ULTRAMAG HASTELLOY PROCOMM AC | 6336.54 | 0.01% | 6335.9
McCrometer | In-Line Flow Meters | No | UM10-1SM000A7-SEN-L26 | 10" ULTRAMAG PROCOMM AC | 6338.68 | 0.01% | 6338.04
McCrometer | In-Line Flow Meters | No | UM10-1SM000D7-SEN | 10" ULTRAMAG PROCOMM DC, METER MOUNT, SENSUS | 6345.1 | 0.01% | 6344.46
McCrometer | In-Line Flow Meters | No | UM08-1SP050A7-SEN-L24-HA | 8" ULTRAMAG PROCOMM AC | 6386.83 | 0.01% | 6386.19
McCrometer | In-Line Flow Meters | No | UM16-1SR025D4 | 16" ULTRAMAG PROCOMM DC | 6457.7175 | 0.01% | 6457.07
McCrometer | In-Line Flow Meters | No | UM10-1SP050A7-NEP | 10" ULTRAMAG PROCOMM AC | 6460.66 | 0.01% | 6460.01
McCrometer | In-Line Flow Meters | No | UM10-2SM000A1-L18 | 10" ULTRAMAG PROCOMM AC | 6484.2 | 0.01% | 6483.55
McCrometer | In-Line Flow Meters | No | UM10-1SR025A2 | 10" ULTRAMAG PROCOMM AC | 6495.97 | 0.01% | 6495.32
McCrometer | In-Line Flow Meters | No | UM08-1SP075A7-SEN-L24-HA | 8" ULTRAMAG PROCOMM AC | 6514.16 | 0.01% | 6513.5
McCrometer | In-Line Flow Meters | No | UM10-1SR035A2 | 10" ULTRAMAG PROCOMM AC | 6525.93 | 0.01% | 6525.27
McCrometer | In-Line Flow Meters | No | UM06-10WSR025D1-XL | 6" ULTRAMAG PROCOMM GO SOLAR | 6573.01 | 0.01% | 6572.35
McCrometer | In-Line Flow Meters | No | UM10-1SR025D1-L51 | 10" ULTRAMAG PROCOMM DC | 6573.5022 | 0.01% | 6572.84
McCrometer | In-Line Flow Meters | No | UM12-1SRB | 12" ULTRAMAG PROCOMM GO BATT | 6639.35 | 0.01% | 6638.68
McCrometer | In-Line Flow Meters | No | UM12-1SR025A1 | 12" ULTRAMAG PROCOMM AC | 6639.35 | 0.01% | 6638.68
McCrometer | In-Line Flow Meters | No | UM10-1SM000D2 | 10" ULTRAMAG PROCOMM DC MODBUS | 6659.68 | 0.01% | 6659.01
McCrometer | In-Line Flow Meters | No | UM10-1SR025D2 | 10" ULTRAMAG PROCOMM DC | 6659.68 | 0.01% | 6659.01
McCrometer | In-Line Flow Meters | No | UM10-1SP025A7-SEN-HA | 10" ULTRAMAG PROCOMM AC , SENSUS , HIGH ACCURACY | 6727.09 | 0.01% | 6726.41
McCrometer | In-Line Flow Meters | No | UM12-1SM000A2 | 12" ULTRAMAG PROCOMM AC | 6739.93 | 0.01% | 6739.25
McCrometer | In-Line Flow Meters | No | UM12-1SR025A1-HL | 12" ULTRAMAG PROCOMM AC | 6770.96 | 0.01% | 6770.28
McCrometer | In-Line Flow Meters | No | UM12-1SR050A1 | 12" ULTRA MAG PROCOMM AC | 6772.03 | 0.01% | 6771.35
McCrometer | In-Line Flow Meters | No | UM10-1SR050D2 | 10" ULTRAMAG PROCOMM DC | 6787.01 | 0.01% | 6786.33
McCrometer | In-Line Flow Meters | No | UM12-1SP025A1 | 12" ULTRAMAG PROCOMM AC | 6791.29 | 0.01% | 6790.61
McCrometer | In-Line Flow Meters | No | UM12-1SR025D1 | 12" ULTRAMAG PROCOMM DC | 6810.55 | 0.01% | 6809.86
McCrometer | In-Line Flow Meters | No | UM04-1SR050A1-VZW | 4" ULTRAMAG PROCOMM AC | 6862.98 | 0.01% | 6862.29
McCrometer | In-Line Flow Meters | No | UM10-1HR025A3 | 10" ULTRAMAG HASTELLOY PROCOMM AC | 6913.27 | 0.01% | 6912.57
McCrometer | In-Line Flow Meters | No | UM12-1SR080A1 | 12" ULTRAMAG PROCOMM AC | 6916.48 | 0.01% | 6915.78
McCrometer | In-Line Flow Meters | No | UM12-1SRP050A1 | 12" ULTRAMAG PROCOMM AC | 6929.32 | 0.01% | 6928.62
McCrometer | In-Line Flow Meters | No | UM12-1SP050A1 | 12" ULTRAMAG PROCOMM AC | 6929.32 | 0.01% | 6928.62
McCrometer | In-Line Flow Meters | No | UM12-1SM000A7-NEP-LP | 12" UltraMag ProComm AC | 7005.29 | 0.01% | 7004.58
McCrometer | In-Line Flow Meters | No | UM12-1SR100A1 | 12" ULTRAMAG PROCOMM AC | 7005.29 | 0.01% | 7004.58
McCrometer | In-Line Flow Meters | No | UM10-1SR025A3-HA-HL | 10" ULTRAMAG PROCOMM AC | 7021.34 | 0.01% | 7020.63
McCrometer | In-Line Flow Meters | No | UM12-1SP075A1 | 12" ULTRAMAG PROCOMM AC | 7045.95 | 0.01% | 7045.24
McCrometer | In-Line Flow Meters | No | UM10-1SR025A1-L15 | 10" ULTRAMAG PROCOMM AC | 7099.45 | 0.01% | 7098.74
McCrometer | In-Line Flow Meters | No | UM12-1SR050A1-L28 | 12" ULTRAMAG PROCOMM AC | 7104.8 | 0.01% | 7104.08
McCrometer | In-Line Flow Meters | No | UM10-3SM000A2 | 10" ULTRAMAG PROCOMM AC | 7111.22 | 0.01% | 7110.5
McCrometer | In-Line Flow Meters | No | UM10-1SR300A1 | 10" ULTRAMAG PROCOMM AC | 7140.11 | 0.01% | 7139.39
McCrometer | In-Line Flow Meters | No | UM12-1SR050A7-SEN | 12" ULTRAMAG PROCOMM AC, SENSUS | 7151.88 | 0.01% | 7151.16
McCrometer | In-Line Flow Meters | No | UM12-1SP025A7-SEN | 12" ULTRAMAG PROCOMM AC | 7157.23 | 0.01% | 7156.51
McCrometer | In-Line Flow Meters | No | UM12-1SP100A1 | 12" ULTRAMAG PROCOMM AC | 7157.23 | 0.01% | 7156.51
McCrometer | In-Line Flow Meters | No | UM12-1SR025D7-SEN | 12" ULTRAMAG PROCOMM DC | 7169 | 0.01% | 7168.28
McCrometer | In-Line Flow Meters | No | UM12-2SM000A1 | 12" ULTRAMAG PROCOMM AC, ANSI, METER MOUNT | 7200.03 | 0.01% | 7199.3
McCrometer | In-Line Flow Meters | No | UM12-1SRB4001-SEN | 12" ULTRAMAG PROCOMM GO BATT | 7228.92 | 0.01% | 7228.19
McCrometer | In-Line Flow Meters | No | UM10-1SQ050D2 | 10" ULTRAMAG PROCOMM DC | 7269.58 | 0.01% | 7268.85
McCrometer | In-Line Flow Meters | No | UM12-3SR025A1 | 12" ULTRAMAG PROCOMM AC | 7323.08 | 0.01% | 7322.34
McCrometer | In-Line Flow Meters | No | UM12-3SM000A1 | 12" ULTRAMAG PROCOMM AC | 7323.08 | 0.01% | 7322.34
McCrometer | In-Line Flow Meters | No | UM12-1SM000A3 | 12" ULTRAMAG PROCOMM AC | 7346.62 | 0.01% | 7345.88
McCrometer | In-Line Flow Meters | No | UM12-1SR025A2 | UM12-1SR025A2 | 7346.62 | 0.01% | 7345.88
McCrometer | In-Line Flow Meters | No | UM12-1SR010A2 | ULTRAMAG, 12", 10' REMOTE CBL, AC POWER, MODBUS | 7346.62 | 0.01% | 7345.88
McCrometer | In-Line Flow Meters | No | UM12-1SM000A7-NEP-L28 | 12" ULTRAMAG PROCOMM AC | 7353.04 | 0.01% | 7352.3
McCrometer | In-Line Flow Meters | No | UM08-2SQ100A6 | 8" ULTRAMAG PROCOMM AC | 7373.4984 | 0.01% | 7372.76
McCrometer | In-Line Flow Meters | No | UM12-1SR150A1-L20 | 12" ULTRAMAG PROCOMM AC | 7395.84 | 0.01% | 7395.1
McCrometer | In-Line Flow Meters | No | UM10-2HM000A3-HL | 10" ULTRAMAG HASTELLOY PROCOMM AC | 7404.4 | 0.01% | 7403.65
McCrometer | In-Line Flow Meters | No | UM12-1SR040A3 | 12" ULTRAMAG PROCOMM AC | 7425.8 | 0.01% | 7425.05
McCrometer | In-Line Flow Meters | No | UM12-3SP025A1 | 12" ULTRAMAG, 300# ANSI, PROCOMM AC | 7475.02 | 0.01% | 7474.27
McCrometer | In-Line Flow Meters | No | UM12-1SM000D2 | 12" ULTRAMAG PROCOMM DC | 7483.58 | 0.01% | 7482.83
McCrometer | In-Line Flow Meters | No | UM12-1SR200A1 | 12" ULTRAMAG PROCOMM AC | 7531.73 | 0.01% | 7530.97
McCrometer | In-Line Flow Meters | No | UM10-2HM000D2 | 10" ULTRAMAG HASTELLOY PROCOMM DC | 7620.54 | 0.01% | 7619.77
McCrometer | In-Line Flow Meters | No | UM12-1SM000D2-L20 | 12" ULTRAMAG PROCOMM DC | 7633.38 | 0.01% | 7632.61
McCrometer | In-Line Flow Meters | No | UM12-1SP050D3 | 12" ULTRAMAG PROCOMM DC | 7635.52 | 0.01% | 7634.75
McCrometer | In-Line Flow Meters | No | UM10-2SR025A5 | 10" ULTRAMAG PROCOMM AC | 7645.15 | 0.01% | 7644.38
McCrometer | In-Line Flow Meters | No | UM08-1SR500A1-L24 | 8" ULTRAMAG PROCOMM AC | 7688.913 | 0.01% | 7688.14
McCrometer | In-Line Flow Meters | No | UM08-1SM000A1-VZW | 8" ULTRAMAG PROCOMM AC | 7712.56 | 0.01% | 7711.78
McCrometer | In-Line Flow Meters | No | UM12-1HP050A7-IT9 | 12" ULTRAMAG HASTELLOY PROCOMM AC | 7775.69 | 0.01% | 7774.91
McCrometer | In-Line Flow Meters | No | UM16-1SM200A1 | 16" ULTRAMAG PROCOMM AC | 7807.79 | 0.01% | 7807
McCrometer | In-Line Flow Meters | No | UM14-1SRB | 14" ULTRAMAG PROCOM GO BATT | 7812.07 | 0.01% | 7811.28
McCrometer | In-Line Flow Meters | No | UM14-1SR025A1 | 14" ULTRAMAG PROCOMM AC | 7812.07 | 0.01% | 7811.28
McCrometer | In-Line Flow Meters | No | UM14-1SM000A1 | 14" ULTRAMAG PROCOMM AC, METER MOUNT | 7812.07 | 0.01% | 7811.28
McCrometer | In-Line Flow Meters | No | UM14-1SM000A1 | 14" ULTRAMAG PROCOMM AC, METER MOUNT | 7812.07 | 0.01% | 7811.28
McCrometer | In-Line Flow Meters | No | UM14-1SMB | 14" ULTRAMAG PROCOMM GO BATT | 7812.07 | 0.01% | 7811.28
McCrometer | In-Line Flow Meters | No | UM12-3SR200D7-SEN | 12" ULTRAMAG PROCOMM DC AMI | 7874.13 | 0.01% | 7873.34
McCrometer | In-Line Flow Meters | No | UM12-3SR100A1-L22 | 12" ULTRAMAG PROCOMM AC | 7897.67 | 0.01% | 7896.88
McCrometer | In-Line Flow Meters | No | UM14-1SR050A1 | 14" ULTRAMAG PROCOMM AC | 7937.26 | 0.01% | 7936.46
McCrometer | In-Line Flow Meters | No | UM12-1SM000A5 | 12" ULTRAMAG PROCOMM AC | 7957.59 | 0.01% | 7956.79
McCrometer | In-Line Flow Meters | No | UM14-1SP025-A1 | 14" ULTRAMAG PROCOMM AC | 7961.87 | 0.01% | 7961.07
McCrometer | In-Line Flow Meters | No | UM14-1SP025A1 | 14" ULTRAMAG PROCOMM AC | 7961.87 | 0.01% | 7961.07
McCrometer | In-Line Flow Meters | No | UM12-2SR100A7-SEN-HL | 12" ULTRAMAG PROCOMM AC | 8079.57 | 0.01% | 8078.76
McCrometer | In-Line Flow Meters | No | UM14-1SR050A1-L22 | 14" ULTRAMAG PROCOMM AC SPECIAL LENGTH 22 | 8082.78 | 0.01% | 8081.97
McCrometer | In-Line Flow Meters | No | UM12-3SR100D7-SEN | 12" ULTRAMAG PROCOMM DC | 8102.04 | 0.01% | 8101.22
McCrometer | In-Line Flow Meters | No | UM14-1SR100A1 | 14" ULTRAMAG PROCOMM AC | 8194.06 | 0.01% | 8193.24
McCrometer | In-Line Flow Meters | No | UM14-1SR050A2 | 14" ULTRAMAG PROCOMM AC | 8280.73 | 0.01% | 8279.9
McCrometer | In-Line Flow Meters | No | UM14-1SP100A1 | 14" ULTRAMAG PROCOMM AC | 8346 | 0.01% | 8345.16
McCrometer | In-Line Flow Meters | No | UM10-1SR400A7-SEN-L26 | 10" ULTRAMAG PROCOMM AC | 8381.845 | 0.01% | 8381
McCrometer | In-Line Flow Meters | No | UM14-2SM000A1 | 14" ULTRAMAG PROCOMM AC,ANSI,METERMOUNT | 8447.65 | 0.01% | 8446.8
McCrometer | In-Line Flow Meters | No | UM14-2SRB | 14" ULTRAMAG PROCOMM GO BATT | 8447.65 | 0.01% | 8446.8
McCrometer | In-Line Flow Meters | No | UM14-2SR025A1 | 14" ULTRAMAG PROCOMM AC | 8447.65 | 0.01% | 8446.8
McCrometer | In-Line Flow Meters | No | UM16-1SR025A2 | 16" ULTRAMAG PROCOMM AC | 8456.21 | 0.01% | 8455.36
McCrometer | In-Line Flow Meters | No | UM14-1SM000A3 | 14" ULTRAMAG PROCOMM AC | 8486.17 | 0.01% | 8485.32
McCrometer | In-Line Flow Meters | No | UM14-1SR025A2 | 14" ULTRAMAG PROCOMM AC | 8492.59 | 0.01% | 8491.74
McCrometer | In-Line Flow Meters | No | UM14-2SR020A1 | 14" ULTRAMAG PROCOMM AC | 8495.8 | 0.01% | 8494.95
McCrometer | In-Line Flow Meters | No | UM12-2SM000A5 | 12" ULTRAMAG PROCOMM AC | 8518.27 | 0.01% | 8517.41
McCrometer | In-Line Flow Meters | No | UM14-1SR030A2 | 14" ULTRAMAG PROCOMM AC | 8522.55 | 0.01% | 8521.69
McCrometer | In-Line Flow Meters | No | UM14-2SR050A1 | 14" ULTRAMAG PROCOMM AC | 8568.56 | 0.01% | 8567.7
McCrometer | In-Line Flow Meters | No | UM14-1SR040A2 | 14" ULTRAMAG PROCOMM AC | 8568.56 | 0.01% | 8567.7
McCrometer | In-Line Flow Meters | No | UM16-1SR075A2 | 16" ULTRAMAG PROCOMM AC, MODBUS | 8699.1 | 0.01% | 8698.23
McCrometer | In-Line Flow Meters | No | UM14-1SRS | 14" ULTRAMAG PROCOMM GO SOLAR | 8699.1 | 0.01% | 8698.23
McCrometer | In-Line Flow Meters | No | UM14-1SMS1041 | 14" ULTRAMAG PROCOMM GO SOLAR | 8952.69 | 0.01% | 8951.79
McCrometer | In-Line Flow Meters | No | UM14-1SPS3001 | 14" ULTRAMAG PROCOMM GO SOLAR | 9112.12 | 0.01% | 9111.2
McCrometer | In-Line Flow Meters | No | UM16-1SMB | 16" ULTRAMAG PROCOMM GO BATT | 9134.59 | 0.01% | 9133.67
McCrometer | In-Line Flow Meters | No | UM16-1SM000A1 | 16" ULTRAMAG PROCOMM AC | 9134.59 | 0.01% | 9133.67
McCrometer | In-Line Flow Meters | No | UM16-1SR025A1 | 16" ULTRAMAG PROCOMM AC | 9134.59 | 0.01% | 9133.67
McCrometer | In-Line Flow Meters | No | UM16-1SR310A1 | 16" ULTRAMAG PROCOMM AC, 310' CBL | 9180.065 | 0.01% | 9179.14
McCrometer | In-Line Flow Meters | No | UM18-1SM000A1 | 18" ULTRAMAG PROCOMM AC | 9207.35 | 0.01% | 9206.42
McCrometer | In-Line Flow Meters | No | UM14-3SRB | 14" ULTRAMAG PROCOMM GO BATT | 9229.82 | 0.01% | 9228.89
McCrometer | In-Line Flow Meters | No | UM14-2SR050A2 | 14" ULTRAMAG PROCOMM AC | 9255.5 | 0.01% | 9254.57
McCrometer | In-Line Flow Meters | No | UM16-1SR025A1-HL | 16" ULTRAMAG PROCOMM AC | 9266.2 | 0.01% | 9265.27
McCrometer | In-Line Flow Meters | No | UM16-1SR050A1 | 16" ULTRAMAG PROCOMM AC | 9276.9 | 0.01% | 9275.97
McCrometer | In-Line Flow Meters | No | UM14-1SMS4001-IT9 | 14" ULTRAMAG PROCOMM GO SOLAR | 9297.23 | 0.01% | 9296.3
McCrometer | In-Line Flow Meters | No | UM16-1SP025A1 | 16" ULTRAMAG PROCOMM AC | 9303.65 | 0.01% | 9302.71
McCrometer | In-Line Flow Meters | No | UM14-4SR040A2 | 14" ULTRAMAG PROCOMM AC | 9319.7 | 0.01% | 9318.76
McCrometer | In-Line Flow Meters | No | UM14-1SRS1001 | 14" ULTRAMAG PROCOMM GO SOLAR | 9338.96 | 0.01% | 9338.02
McCrometer | In-Line Flow Meters | No | UM16-1SR350A1 | 16" ULTRAMAG PROCOMM AC, 350' CBL | 9373.2 | 0.01% | 9372.26
McCrometer | In-Line Flow Meters | No | UM16-2SM000D2-HL | 16" ULTRAMAG PROCOMM DC | 9413.86 | 0.01% | 9412.91
McCrometer | In-Line Flow Meters | No | UM16-1SR100A1 | 16" ULTRAMAG PROCOMM AC | 9516.58 | 0.01% | 9515.62
McCrometer | In-Line Flow Meters | No | UM16-1SM000A3 | 16" ULTRAMAG PROCOMM AC | 9894.29 | 0.01% | 9893.3
McCrometer | In-Line Flow Meters | No | UM16-1SP075A7-SEN | 16" ULTRAMAG PROCOMM AC | 9907.13 | 0.01% | 9906.13
McCrometer | In-Line Flow Meters | No | UM16-1SP075A7 | 16" ULTRAMAG PROCOMM AC | 9907.13 | 0.01% | 9906.13
McCrometer | In-Line Flow Meters | No | UM16-1SP025A1-L48 | 16" ULTRAMAG PROCOMM AC | 9960.63 | 0.01% | 9959.63
McCrometer | In-Line Flow Meters | No | UM16-1SR040A2 | 16" ULTRAMAG PROCOMM AC | 9978.82 | 0.01% | 9977.82
McCrometer | In-Line Flow Meters | No | UM16-2SR050A1 | 16" ULTRAMAG PROCOMM AC | 10053.72 | 0.01% | 10052.71
McCrometer | In-Line Flow Meters | No | UM16-1SRS1001 | 16" ULTRAMAG PROCOMM GO SOLAR | 10114.71 | 0.01% | 10113.69
McCrometer | In-Line Flow Meters | No | UM14-1SR025A1-VZW | 14" ULTRAMAG PROCOMM AC | 10289.12 | 0.01% | 10288.09
McCrometer | In-Line Flow Meters | No | UM16-1SR025A3-HA-HL | 16" ULTRAMAG PROCOMM AC | 10340.48 | 0.01% | 10339.44
McCrometer | In-Line Flow Meters | No | UM16-1HP050A7-IT9 | 16" ULTRAMAG HASTELLOY PROCOMM AC | 10354.39 | 0.01% | 10353.35
McCrometer | In-Line Flow Meters | No | UM16-2SR080D1 | 16" ULTRAMAG PROCOMM DC | 10367.23 | 0.01% | 10366.19
McCrometer | In-Line Flow Meters | No | UM18-1SRB | 18" ULTRAMAG PROCOMM GO BATT | 10404.68 | 0.01% | 10403.63
McCrometer | In-Line Flow Meters | No | UM18-1SR025A1 | 18" ULTRAMAG PROCOMM AC | 10404.68 | 0.01% | 10403.63
McCrometer | In-Line Flow Meters | No | UM16-2HP025A1 | 16" ULTRAMAG HASTELLOY PROCOMM AC | 10527.73 | 0.01% | 10526.67
McCrometer | In-Line Flow Meters | No | UM18-1SR050A1 | 18" ULTRAMAG PROCOMM AC | 10532.01 | 0.01% | 10530.95
McCrometer | In-Line Flow Meters | No | UM181SP025A1 | 18" ULTRAMAG PROCOMM AC | 10567.32 | 0.01% | 10566.26
McCrometer | In-Line Flow Meters | No | UM18-1SR025D1 | 18" ULTRAMAG PROCOMM DC | 10568.39 | 0.01% | 10567.33
McCrometer | In-Line Flow Meters | No | UM16-2SM000A4 | 16" ULTRAMAG PROCOMM AC | 10635.8 | 0.01% | 10634.73
McCrometer | In-Line Flow Meters | No | UM18-1SMB3001 | 18" ULTRAMAG PROCOMM GO BATT | 10657.2 | 0.01% | 10656.13
McCrometer | In-Line Flow Meters | No | UM18-1SR075A1 | 18" ULTRAMAG PROCOMM AC | 10659.34 | 0.01% | 10658.27
McCrometer | In-Line Flow Meters | No | UM18-1SP050A1 | 18" ULTRAMAG PROCOMM AC | 10704.28 | 0.01% | 10703.2
McCrometer | In-Line Flow Meters | No | UM18-2SR025D3 | 18" ULTRAMAG PROCOMM DC | 10749.22 | 0.01% | 10748.14
McCrometer | In-Line Flow Meters | No | UM18-1SR100A1 | 18" ULTRAMAG PROCOMM AC | 10817.7 | 0.01% | 10816.61
McCrometer | In-Line Flow Meters | No | UM16-4SM000D3 | 16" ULTRAMAG PROCOMM DC | 10841.24 | 0.01% | 10840.15
McCrometer | In-Line Flow Meters | No | UM16-2SR075A3 | 16" ULTRAMAG PROCOMM AC | 10861.57 | 0.01% | 10860.48
McCrometer | In-Line Flow Meters | No | UM16-1SR350A7-SEN | 16" ULTRAMAG PROCOMM AC | 11134.955 | 0.01% | 11133.84
McCrometer | In-Line Flow Meters | No | UM16-2SP025D2-HL | 16" ULTRAMAG PROCOMM DC | 11183.64 | 0.01% | 11182.52
McCrometer | In-Line Flow Meters | No | UM16-2SR025A5 | 16" ULTRAMAG PROCOMM AC | 11244.63 | 0.01% | 11243.5
McCrometer | In-Line Flow Meters | No | UM18-1SR030A2-L27 | 18" ULTRA MAG PROCOMM | 11392.29 | 0.01% | 11391.15
McCrometer | In-Line Flow Meters | No | UM182SP025A1 | 18" ULTRAMAG PROCOMM AC | 11400.85 | 0.01% | 11399.7
McCrometer | In-Line Flow Meters | No | UM20-1SM000A1 | 20" ULTRAMAG PROCOMM AC | 11639.46 | 0.01% | 11638.29
McCrometer | In-Line Flow Meters | No | UM20-1SR025D1 | 20" ULTRAMAG PROCOMM DC | 11803.17 | 0.01% | 11801.98
McCrometer | In-Line Flow Meters | No | UM20-1SR050A1 | 20" ULTRAMAG PROCOMM AC | 11835.27 | 0.01% | 11834.08
McCrometer | In-Line Flow Meters | No | UM18-4SM000A7-SEN-L24 | 18" ULTRAMAG 300# PROCOMM AC | 12022.52 | 0.01% | 12021.31
McCrometer | In-Line Flow Meters | No | UM18-1SP125D3-HL | 18" ULTRAMAG PROCOMM DC | 12042.85 | 0.01% | 12041.64
McCrometer | In-Line Flow Meters | No | UM24-1SR025D1 | 24" ULTRAMAG PROCOMM DC | 12088.86 | 0.01% | 12087.65
McCrometer | In-Line Flow Meters | No | UM20-1SM000A7-SEN | 20" ULTRAMAG PROCOMM AC | 12115.61 | 0.01% | 12114.39
McCrometer | In-Line Flow Meters | No | UM18-2SM000D2-L28-HL | 18" ULTRAMAG PROCOMM DC HAZ LOC | 12448.38 | 0.01% | 12447.13
McCrometer | In-Line Flow Meters | No | UM20-1SM000A3 | 20" ULTRAMAG PROCOMM AC | 12484.76 | 0.01% | 12483.51
McCrometer | In-Line Flow Meters | No | UM24-1SR025A1 | 24" ULTRAMAG PROCOMM AC | 12887.08 | 0.01% | 12885.79
McCrometer | In-Line Flow Meters | No | UM24-1SRB | 24" ULTRAMAG PROCOMM GO BATT | 12887.08 | 0.01% | 12885.79
McCrometer | In-Line Flow Meters | No | UM24-1SM000A1 | 24" ULTRAMAG PROCOMM AC | 12887.08 | 0.01% | 12885.79
McCrometer | In-Line Flow Meters | No | UM24-1SR050A1 | 24" ULTRAMAG PROCOMM AC | 13017.62 | 0.01% | 13016.31
McCrometer | In-Line Flow Meters | No | UM24-1SRA1 | 24" ULTRAMAG PROCOMM AC | 13017.62 | 0.01% | 13016.31
McCrometer | In-Line Flow Meters | No | UM24-1SP025A1 | 24" ULTRAMAG PROCOMM AC, POTTED J-BOX | 13043.3 | 0.01% | 13041.99
McCrometer | In-Line Flow Meters | No | UM24-2SR025D1 | 24" ULTRAMAG PROCOMM DC | 13161 | 0.01% | 13159.68
McCrometer | In-Line Flow Meters | No | UM24-1SR075A2-HA | 24" ULTRAMAG PROCOMM AC | 13198.45 | 0.01% | 13197.13
McCrometer | In-Line Flow Meters | No | UM20-2SR025A1-GA-HL | 20" ULTRAMAG PROCOMM AC | 13428.5 | 0.01% | 13427.15
McCrometer | In-Line Flow Meters | No | UM20-2SR025A1-HA-HL | 20" ULTRAMAG PROCOMM AC | 13428.5 | 0.01% | 13427.15
McCrometer | In-Line Flow Meters | No | UM20-2SM000A3 | 20" ULTRAMAG PROCOMM AC | 13583.65 | 0.01% | 13582.29
McCrometer | In-Line Flow Meters | No | UM24-1SR150A1-HL | 24" ULTRAMAG PROCOMM AC | 13625.38 | 0.01% | 13624.01
McCrometer | In-Line Flow Meters | No | UM24-1SR150A1-HL | 24" ULTRAMAG PROCOMM AC | 13625.38 | 0.01% | 13624.01
McCrometer | In-Line Flow Meters | No | UM24-1SR025D2 | 24" ULTRAMAG PROCOMM DC | 13731.31 | 0.01% | 13729.93
McCrometer | In-Line Flow Meters | No | UM20-2SR025A3 | 20" ULTRAMAG PROCOMM AC | 13753.78 | 0.01% | 13752.4
McCrometer | In-Line Flow Meters | No | UM24-2SR025D | 24" ULTRAMAG PROCOMM DC | 13809.42 | 0.01% | 13808.03
McCrometer | In-Line Flow Meters | No | UM24-1SMS1041 | 24" ULTRAMAG PROCOMM GO SOLAR | 14027.7 | 0.01% | 14026.29
McCrometer | In-Line Flow Meters | No | UM24-1SRS3002 | 24" ULTRAMAG PROCOMM GO SOLAR | 14296.27 | 0.01% | 14294.84
McCrometer | In-Line Flow Meters | No | UM18-3SR150A5 | 18" ULTRAMAG PROCOMM AC, DATALOGGER/BIV, MODBUS | 14400.06 | 0.01% | 14398.61
McCrometer | In-Line Flow Meters | No | UM24-2SR025A3 | 24" ULTRAMAG PROCOMM AC | 14745.67 | 0.01% | 14744.19
McCrometer | In-Line Flow Meters | No | UM24-2SR030A3 | 24" ULTRAMAG PROCOMM AC | 14772.42 | 0.01% | 14770.94
McCrometer | In-Line Flow Meters | No | UM24-2SR025A3-HL | 24" ULTRAMAG PROCOMM AC | 14856.95 | 0.01% | 14855.46
McCrometer | In-Line Flow Meters | No | UM24-2SR100A7-SEN-HL | 24" ULTRAMAG PROCOMM AC | 14924.36 | 0.01% | 14922.86
McCrometer | In-Line Flow Meters | No | UM24-2SME3001-L48 | 24" ULTRAMAG PROCOMM GO AC | 16437.34 | 0.01% | 16435.69
McCrometer | In-Line Flow Meters | No | UM30-1SM000A1 | 30" ULTRAMAG PROCOMM AC | 18782.78 | 0.01% | 18780.9
McCrometer | In-Line Flow Meters | No | UM30-1SP100A1 | 30" ULTRAMAG PROCOMM AC | 18925.09 | 0.01% | 18923.19
McCrometer | In-Line Flow Meters | No | UM30-1SP025A1 | 30" ULTRAMAG PROCOMM AC, POTTED J-BOX | 18934.72 | 0.01% | 18932.82
McCrometer | In-Line Flow Meters | No | UM24-4SR100A2-LV | 24" ULTRAMAG PROCOMM AC, 300# FLANGE | 19185.1 | 0.01% | 19183.18
McCrometer | In-Line Flow Meters | No | UM30-1SR125A1 | 30" ULTRAMAG PROCOMM AC | 19268.56 | 0.01% | 19266.63
McCrometer | In-Line Flow Meters | No | UM30-1SR130A1 | UM30-1SR130A1 | 19310.825 | 0.01% | 19308.89
McCrometer | In-Line Flow Meters | No | UM30-1SR025A4 | 30" ULTRAMAG PROCOMM AC | 19402.31 | 0.01% | 19400.36
McCrometer | In-Line Flow Meters | No | UM30-1SM000A3 | 30" ULTRAMAG PROCOMM AC | 19444.04 | 0.01% | 19442.09
McCrometer | In-Line Flow Meters | No | UM30-1SRS1001 | 30" ULTRAMAG PROCOMM GO SOLAR | 19762.9 | 0.01% | 19760.92
McCrometer | In-Line Flow Meters | No | UM36-1SP025A1-L46 | 36" ULTRAMAG PROCOMM AC | 24855.03 | 0.01% | 24852.54
McCrometer | In-Line Flow Meters | No | UM36-1SP025D2-HL | 36" ULTRAMAG PROCOMM DC | 25381.47 | 0.01% | 25378.93
McCrometer | In-Line Flow Meters | No | UM36-1SR075A2-HA | 36" ULTRAMAG PROCOMM AC | 25573 | 0.01% | 25570.44
McCrometer | In-Line Flow Meters | No | UM36-1HC100A2 | 36" ULTRAMAG HASTELLOY PROCOMM AC | 26790.66 | 0.01% | 26787.98
McCrometer | In-Line Flow Meters | No | UM42-1SRS3002 | 42" ULTRAMAG PROCOMM GO SOLAR | 34961.18 | 0.01% | 34957.68
McCrometer | In-Line Flow Meters | No | UM48-2HR025A3 | 48" ULTRAMAG HASTELLOY PROCOMM AC | 41395.09 | 0.01% | 41390.95
McCrometer | In-Line Flow Meters | No | MLUC06A1D | 8" VERTICAL UPFLOW DIGITAL | 4175.14 | 0.01% | 4174.72
McCrometer | In-Line Flow Meters | No | 7-VF28D-06 | Vertical Upflow Meter, Electr. 6", 150 PSI | 3635.86 | 0.01% | 3635.49
McCrometer | In-Line Flow Meters | No | 7-VF28D-08 | Vertical Upflow Meter, Electr. 8", 150 PSI | 3845.58 | 0.01% | 3845.19
McCrometer | In-Line Flow Meters | No | 7-VF28D-10 | Vertical Upflow Meter, Electr. 10", 150 PSI | 4049.95 | 0.01% | 4049.54
McCrometer | In-Line Flow Meters | No | 7-VF28D-12 | Vertical Upflow Meter, Electr. 12", 150 PSI | 4468.32 | 0.01% | 4467.87
McCrometer | In-Line Flow Meters | No | 7-VF32D-04 | Vertical DF Meter, Elec, 4" Ind/Tot | 4183.7 | 0.01% | 4183.28
McCrometer | In-Line Flow Meters | No | 7-VF32D-06 | Vertical DF Meter, Elec, 6" Ind/Tot | 4388.07 | 0.01% | 4387.63
McCrometer | In-Line Flow Meters | No | 7-VF32D-08 | METER VERTICAL DF ELEC 8" IND/TOT | 4593.51 | 0.01% | 4593.05
McCrometer | In-Line Flow Meters | No | 7-VF32D-10 | Vertical DF Meter, Elec, 10" Ind/Tot | 5210.9 | 0.01% | 5210.37
McCrometer | In-Line Flow Meters | No | 7-VF32D-10-30 | Vertical DownFlow Meter, 10" Digital, 300 PSI | 5147.77 | 0.01% | 5147.25
McCrometer | In-Line Flow Meters | No | 7-VF32D-12 | Vertical DF Meter, Elec, 12" Ind/Tot | 5923.52 | 0.01% | 5922.92
McCrometer | In-Line Flow Meters | No | 7-VFI1-04 | Vertical Upflow Meter 4" Specify rate & total | 2921.1 | 0.01% | 2920.8
McCrometer | In-Line Flow Meters | No | 7-VFI1-08 | Vertical Upflow Meter Head, 8" 150 PSI | 3294.53 | 0.01% | 3294.2
McCrometer | In-Line Flow Meters | No | 7-VFI1D-12 | Electronic Upflow Meter, 12", Ind/Tot | 3747.14 | 0.01% | 3746.76
McCrometer | In-Line Flow Meters | No | 7-VFI1X-5GP-10 | Vertical Upflow Meter Head,10" 150 PSI | 2885.79 | 0.01% | 2885.5
McCrometer | In-Line Flow Meters | No | 7-VFI1XD-AE-06 | Meter 6" VF(Arvin-Edison)Elec. 3 CFS/AF x .001, Digital | 2610.8 | 0.01% | 2610.53
McCrometer | In-Line Flow Meters | No | 7-VFI1XD-AE-10 | Meter 10" VF(Arvin-Edison)Elec 8 CFS/AF X .001 Digital | 3419.72 | 0.01% | 3419.37
McCrometer | In-Line Flow Meters | No | MRP-VF28-10 | meter Repair Program, 10", Model VF-28 150 PSI | 1994.48 | 0.01% | 1994.28
McCrometer | In-Line Flow Meters | No | VFDC06A1D2-C1 | 6" VERTICAL FLOW DIGITAL | 4179.42 | 0.01% | 4179
McCrometer | In-Line Flow Meters | No | VFDC08D1D | 8" VERTICAL FLOW DIGITAL, ANSI 300# | 3845.58 | 0.01% | 3845.19
McCrometer | In-Line Flow Meters | No | VFUR12W2D9-C1 | 12" VERTICAL FLOW HIGH VELOCITY DIGITAL WESTLANDS | 5434.53 | 0.01% | 5433.98
McCrometer | In-Line Flow Meters | No | VFUR08W2D9-C1 | 8" VERTICAL FLOW HIGH VELOCITY DIGITAL WESTLANDS | 4422.31 | 0.01% | 4421.86
McCrometer | In-Line Flow Meters | No | VFUR14W2D9-C1 | 14" VERTICAL FLOW HIGH VELOCITY DIGITAL WESTLANDS | 6142.87 | 0.01% | 6142.25
McCrometer | In-Line Flow Meters | No | VFUR16W2D9-C1 | 16" VERTICAL FLOW HIGH VELOCITY DIGITAL WESTLANDS | 6473.5 | 0.01% | 6472.85
McCrometer | In-Line Flow Meters | No | VFUC06A1D | 6" VERTICAL FLOW DIGITAL | 3635.86 | 0.01% | 3635.49
McCrometer | In-Line Flow Meters | No | VFUC08A1D2-C1 | 8" VERTICAL FLOW DIGITAL, 4-20MA & OPTO PULSE | 3845.58 | 0.01% | 3845.19
McCrometer | In-Line Flow Meters | No | MLUC08A1D2-C1 | WS PROP 8" VERTICAL UPFLOW, FOR CUSTOMER TUBE | 3845.58 | 0.01% | 3845.19
McCrometer | In-Line Flow Meters | No | VFDC06A1D | 6" VERTICAL FLOW DIGITAL | 4388.07 | 0.01% | 4387.63
McCrometer | In-Line Flow Meters | No | VFDC08A1D2-C1 | 8" VERTICAL FLOW DIGITAL | 4593.51 | 0.01% | 4593.05
McCrometer | In-Line Flow Meters | No | VFUR14A1D9-C1% | 14" VERTICAL FLOW DIGITAL | 6333.33 | 0.01% | 6332.69
McCrometer | In-Line Flow Meters | No | VFUR08A1D9-C1 | 8" VERTICAL FLOW DIGITAL | 4559.27 | 0.01% | 4558.81
McCrometer | In-Line Flow Meters | No | VFUR12A1D9-C1 | 12" VERTICAL FLOW DIGITAL | 5603.59 | 0.01% | 5603.02
McCrometer | In-Line Flow Meters | No | VFUR14A1D9-C1 | 14" VERTICAL FLOW DIGITAL | 6333.33 | 0.01% | 6332.69
McCrometer | In-Line Flow Meters | No | VFUC04A1D2-C1 | 4" VERTICAL FLOW DIGITAL | 3427.21 | 0.01% | 3426.86
McCrometer | In-Line Flow Meters | No | VFDC08A1D | 8" VERTICAL FLOW DIGITAL | 4593.51 | 0.01% | 4593.05
McCrometer | In-Line Flow Meters | No | VFDC10A1D2-C1 | 10" VERTICAL FLOW DIGITAL | 5210.9 | 0.01% | 5210.37
McCrometer | In-Line Flow Meters | No | 5G-08 | Guarantee, 5 Year(5G), 8"-12", Main Line ML03, ML04 & ML04D | 800.8 | 0.01% | 800.71
McCrometer | In-Line Flow Meters | No | 5G-14-UM | Guarantee, 5Year(5G),14"-20"UM, Main Line UM06 | 907.5 | 0.01% | 907.4
McCrometer | In-Line Flow Meters | No | 5G-24-UM | Guarantee, 5Year(5G),24"-36"UM; Main Line UM06 | 1212.2 | 0.01% | 1212.07
McCrometer | In-Line Flow Meters | No | 5G-03 | Guarantee, 5 Year(5G), 2"-6", Guarantee, 5 Year(5G), 2"-6" | 559.9 | 0.01% | 559.84
McCrometer | In-Line Flow Meters | No | WRT-FPI-18 | 3-Year Ext. Warranty 14"-18", 394L/395L | 1086.8 | 0.01% | 1086.69
McCrometer | In-Line Flow Meters | No | WRT-FPI-12 | 3-Year Ext. Warranty 8"-12", 394L/395L | 674.3 | 0.01% | 674.23
McCrometer | In-Line Flow Meters | No | WRN-VC-6 | V-Cone Factory 3-Year Extended Warranty Sizes 2"-6" | 821.7 | 0.01% | 821.61
McCrometer | In-Line Flow Meters | No | WRN-VC-12 | V-Cone Factory 3-Year Extended Warranty Sizes 8"-12" | 1306.8 | 0.01% | 1306.66
McCrometer | In-Line Flow Meters | No | WRN-VC-18 | V-Cone Factory 3-Year Extended Warranty Sizes 14"-18" | 2877.6 | 0.01% | 2877.31
McCrometer | In-Line Flow Meters | No | WRN-VC-24 | V-Cone Factory 3-Year Extended Warranty Sizes 20"-24" | 4440.7 | 0.01% | 4440.25
McCrometer | In-Line Flow Meters | No | WRT-SPI | 3-Year Ext. Warranty SPI | 803 | 0.01% | 802.91
McCrometer | In-Line Flow Meters | No | 5G-03-UM | Guarantee, 5 Year(5G), 2"-6"UM Main Line UM06 | 424.6 | 0.01% | 424.55
McCrometer | In-Line Flow Meters | No | EW-MCPT-1 | Warranty 1 Yr MC Prop Tube Extended | 66 | 0.01% | 65.99
McCrometer | In-Line Flow Meters | No | EW-MCPT-3 | Warranty 3 Yr MC Prop Tube Extended | 139.7 | 0.01% | 139.68
McCrometer | In-Line Flow Meters | No | EW-MCPS-2 | Warranty 2 Yr MC Prop Saddle Extended | 95.7 | 0.01% | 95.69
McCrometer | In-Line Flow Meters | No | EW-MCPT-2 | Warranty 2 Yr MC Prop Tube Extended | 108.9 | 0.01% | 108.88
McCrometer | In-Line Flow Meters | No | EW-MCPS-3 | Warranty 3 Yr MC Prop Saddle Extended | 127.6 | 0.01% | 127.58
McCrometer | In-Line Flow Meters | No | 1-1701-4-2 | Cable, 4 Cond, 20 Gage Stranded (EPDM) | 0.605 | 0.01% | 0.6
McCrometer | In-Line Flow Meters | No | 1-1702-3-1 | Tubing,Shrink,EPS 400 .35" Ft RS Hughs P/N 051135-36883 | 6.6 | 0.01% | 6.59
McCrometer | In-Line Flow Meters | No | 1-1703-4 | Wire Pin, 16-22 GA Uninsulated #44F466 for UM wire | 1.1 | 0.01% | 1.09
McCrometer | In-Line Flow Meters | No | 1-1803-13 | Coating, Liqiud Epxy Resin 323 #323, 1 QT. KIT | 273.9 | 0.01% | 273.87
McCrometer | In-Line Flow Meters | No | 1-1803-14 | Coating, Liquid Epoxy Resin #323 1 Gallon Container | 449.9 | 0.01% | 449.85
McCrometer | In-Line Flow Meters | No | 1-1802-20 | Compound,Pot UM 400mL Syringe WACKER 921 | 108.9 | 0.01% | 108.88
McCrometer | In-Line Flow Meters | No | DP024-200-33 | XMTR Dp 200 inWC HART CALIBRATED * DP124-200-33 | 2963 | 0.01% | 2962.7
McCrometer | In-Line Flow Meters | No | DM04-DEMO | DEMO UNIT 4" DURA MAG Working Demo Unit w/foot Stand | 1210 | 0.01% | 1209.87
McCrometer | In-Line Flow Meters | No | V0515 | VH 2"-1.5" ADAP KIT S316/VITON * 3.38" Wide Installations | 433 | 0.01% | 432.95
McCrometer | In-Line Flow Meters | No | PGK01 | ProCommGO Batt.Replacement Kit | 150 | 0.01% | 149.98
McCrometer | In-Line Flow Meters | No | G2K-BP | McMag2K Bat Replacement Kit | 133 | 0.01% | 132.98
McCrometer | In-Line Flow Meters | No | AGMLID | LID ASSEMBLY, DM2.0 | 76 | 0.01% | 75.99
McCrometer | In-Line Flow Meters | No | AGMBASE | BASE ASSEMBLY, DM2.0 | 108 | 0.01% | 107.98
McCrometer | In-Line Flow Meters | No | AGM-BODY-10-1 | K 10" SENSOR BODY ASSEMBLY EXTENDED | 622 | 0.01% | 621.93
McCrometer | In-Line Flow Meters | No | AGM-CT-12 | K 12" COIL TREE | 1020 | 0.01% | 1019.89
McCrometer | In-Line Flow Meters | No | AGM215-A | PCBA Assembly, AC Power, DM2.0 | 552 | 0.01% | 551.94
McCrometer | In-Line Flow Meters | No | AGM-CT-10-3-K | K 10" COIL TREE, Purchased Coils | 266 | 0.01% | 265.97
McCrometer | In-Line Flow Meters | No | AGM039 | Battery Lithium AA Double Pack (2)3.6V AA Cell Lith 52g 5.2Ah | 25 | 0.01% | 24.99
McCrometer | In-Line Flow Meters | No | AGM-CT-04-3-K | K 4" COIL TREE, Purchased Coils | 142 | 0.01% | 141.98
McCrometer | In-Line Flow Meters | No | AGM040 | Battery Lithium Triple Pack (3) 3.6V D Cell Lith 345g 57Ah | 85 | 0.01% | 84.99
McCrometer | In-Line Flow Meters | No | AGM-SADDLE-08-12 | SADDLE 8" THRU 12" AGM METER W/ REINFORCING GUSSET | 379 | 0.01% | 378.96
McCrometer | In-Line Flow Meters | No | MIM066 | CONVERTER MOUNT ADAPTER AG MAG | 178 | 0.01% | 177.98
McCrometer | In-Line Flow Meters | No | AGM-CT-12-3-K | K 12" COIL TREE, Purchased Coils | 228 | 0.01% | 227.97
McCrometer | In-Line Flow Meters | No | AGM-CT-08-3-K | K 8" COIL TREE, Purchased Coils | 266 | 0.01% | 265.97
McCrometer | In-Line Flow Meters | No | AGM215-B | PCBA Assembly, Battery, DM2.0 | 514 | 0.01% | 513.94
McCrometer | In-Line Flow Meters | No | AGM210 | Boot Cover, DM2.0 EPDM,Shore 55,Steel Grey Color | 70 | 0.01% | 69.99
McCrometer | In-Line Flow Meters | No | AGM-BODY-12-1 | K 12" SENSOR BODY ASSEMBLY EXTENDED | 631 | 0.01% | 630.93
McCrometer | In-Line Flow Meters | No | EJ557-00 | Protection Cap for Female Conn 712 Series with Lug Terminal | 21 | 0.01% | 20.99
McCrometer | In-Line Flow Meters | No | AGM015 | PCBA Board/Display Connection Cable Included | 631 | 0.01% | 630.93
McCrometer | In-Line Flow Meters | No | 900.000.178 | Protection cap for female | 11 | 0.01% | 10.99
McCrometer | In-Line Flow Meters | No | AGM007 | Housing, Sunshield, Die Cast Cast Alloy 380 Aluminum | 18 | 0.01% | 17.99
McCrometer | In-Line Flow Meters | No | AGM008 | Housing, Hinge, Die Cast Cast Alloy 380 Aluminum | 9 | 0.01% | 8.99
McCrometer | In-Line Flow Meters | No | G3COM01 | McMag 3000 Data logger communication package | 331 | 0.01% | 330.96
McCrometer | In-Line Flow Meters | No | G3QC01 | McMag QC Output Retrofit Kit | 239 | 0.01% | 238.97
McCrometer | In-Line Flow Meters | No | G3QC02 | McMag Strain Relief Output kit | 59 | 0.01% | 58.99
McCrometer | In-Line Flow Meters | No | 360000801-00 | ML255 Converter Data logger communication package | 351 | 0.01% | 350.96
McCrometer | In-Line Flow Meters | No | 880002011 | ML255 Battery Replacement Kit | 247 | 0.01% | 246.97
McCrometer | In-Line Flow Meters | No | AGM215-D | PCBA Assembly, DC Power, DM2.0 | 268 | 0.01% | 267.97
McCrometer | In-Line Flow Meters | No | AGM-BODY-08-1 | K 8" SENSOR BODY ASSEMBLY EXTENDED | 128 | 0.01% | 127.98
McCrometer | In-Line Flow Meters | No | AGM-CT-10 | K 10" COIL TREE | 199 | 0.01% | 198.98
McCrometer | In-Line Flow Meters | No | AGM-SADDLE-08 | SADDLE 8" THRU 12" AGM METER | 230 | 0.01% | 229.97
McCrometer | In-Line Flow Meters | No | AGM-STRAP-04 | 4" AGM U-STRAPS KIT 3 STAPS W/ 6 NUTS & WASHERS | 83 | 0.01% | 82.99
McCrometer | In-Line Flow Meters | No | TOB065 | BOOT COVER, FLOWCONNECT | 59 | 0.01% | 58.99
McCrometer | In-Line Flow Meters | No | G3K01 | McMag Battery Replacement Kit | 150 | 0.01% | 149.98
McCrometer | In-Line Flow Meters | No | G3COM02 | DuraMag/McMag Programming Software & Cable | 347 | 0.01% | 346.96